## README
Dashboard for the Busbar Mapping of the 2026-2027 TPP Base Case Portfolio |  | Date: 2-24-2026
Dashboard Purpose: | This dashboard provides an overview of busbar mapping results of the base case portfolio for the CPUC IRP Proceeding. Resource-to-busbar mapping (“busbar mapping”) is the process of refining the geographically coarse portfolios produced in the California Public Utilities Commission’s (CPUC) Integrated Resource Plan (IRP) proceeding, into plausible network modeling locations for electrical analysis in the California Independent System Operator’s (CAISO) annual Transmission Planning Process (TPP). The purpose of this workbook is to communicate the results of the busbar mapping results for the proposed 2026-27 TPP recommended base case portfolio.
2026-2027 TPP Portfolios - IRP Proceeding Documents: | The September 30, 2025, Ruling can be accessed from the webpage below:
https://docs.cpuc.ca.gov/PublishedDocs/Efile/G000/M582/K082/582082526.PDF
The November 3, 2025, Ruling can be accessed from the webpage below:
https://www.cpuc.ca.gov/industries-and-topics/electrical-energy/electric-power-procurement/long-term-procurement-planning/2024-26-irp-cycle-events-and-materials/assumptions-for-the-2026-2027-tpp
The January 14, 2026, Proposed Decision can be accessed from the webpage below:
https://docs.cpuc.ca.gov/PublishedDocs/Efile/G000/M595/K083/595083681.PDF
All other documents related to the 26-27 IRP cycle, including the Decision, can be found at the webpage below:
https://www.cpuc.ca.gov/industries-and-topics/electrical-energy/electric-power-procurement/long-term-procurement-planning/2024-26-irp-cycle-events-and-materials/assumptions-for-the-2026-2027-tpp
Busbar Mapping and Portfolio Information: | This dashboard contains mapping results for the 2026-27 TPP recommended base case portfolio. The portfolio utilizes CEC's 2024 IEPR and includes mapping of the 2036 and 2041 model years. All busbar mapping materials, portfolio information, and RESOLVE results can be found at the CPUC Assumptions for the 2026-27 TPP webpage below:
https://www.cpuc.ca.gov/industries-and-topics/electrical-energy/electric-power-procurement/long-term-procurement-planning/2024-26-irp-cycle-events-and-materials/assumptions-for-the-2026-2027-tpp
Busbar Mapping Methodology: | The busbar mapping working group utilized the busbar mapping methodology included with the September 2025 CPUC Ruling, with minor updates to expand Protected Areas Layer Analysis to Western Arizona and Southern Nevada.
See the Busbar Mapping Methodology document for more detail, available at:
https://www.cpuc.ca.gov/-/media/cpuc-website/divisions/energy-division/documents/integrated-resource-plan-and-long-term-procurement-plan-irp-ltpp/2024-2026-irp-cycle-events-and-materials/assumptions-for-the-2026-2027-tpp/mapping_methodology_26-27.pdf
How to Read this Document: | The CPUC staff highly recommends using the Busbar Mapping Methodology document (see above) as a reference and guide to understanding this dashboard.
Busbar Mapping Webinars: | On August 19th, 2025, the CPUC held a virtual MAG webinar that went over possible methodology updates and provided a busbar mapping overview. Links to the recording and the presentations are available at the bottom of the Assumptions for the 2026-2027 TPP webpage:
https://www.cpuc.ca.gov/industries-and-topics/electrical-energy/electric-power-procurement/long-term-procurement-planning/2024-26-irp-cycle-events-and-materials/assumptions-for-the-2026-2027-tpp
On November 12th, 2025, the CPUC held a virtual webianr that familiarized stakeholders with proposed portfolios and the busbar mapping process, with an overview of the draft mapping results for the proposed base case portfolio. Links to the recording and the presentations are available at the Assumptions for the 2026-2027 TPP Webpage.
https://www.cpuc.ca.gov/industries-and-topics/electrical-energy/electric-power-procurement/long-term-procurement-planning/2024-26-irp-cycle-events-and-materials/assumptions-for-the-2026-2027-tpp
Table of Contents
Summary_byCAISO_zone | Summary of Mapping Results by CAISO Study Areas.
Summary_bySub_forTPP | Inventory of all resources (baseline, in-development, and generic) based on relevancy to inclusion in transmission exceedance calculations.
Out-of-CAISO_Summary | Summary of out-of-CAISO resources, their locations, and likely CAISO interties.
2036 and 2041 Criteria Alignment Tabs | Summary of the criteria alignment for the 2036 and 2041 mapped resources.
Res_by_Sub_Mapping Tab | Contains the complete by substation mapping of resources for the portfolio. This tab contains the full mapping of resource MW amounts to the substations and tracks the adjustments made between initial and final results.
RESOLVE System Build | Tab is color-coded red and used to display the RESOLVE system build.
Tx System Criteria Tabs | Tabs color-coded blue are used to assess the system transmission impacts and criteria analysis.
Unaccounted for TPD Tabs | Tabs color coded orange are used to show the inventory of unaccounted for Transmission Plan Deliverability (TPD) amounts.
Deliverability Reservation Tabs | Tabs color-coded dark purple are used to explain and show the deliverability reservations included in the decision.
Interconnection Criteria Tabs | Tabs color-coded purple are used to assess the interconnection criteria analysis.
Land-use & Environmental Impacts Criteria Tabs | Tabs color-coded green are used to assess the land-use analysis and environmental impacts criteria analysis.
Community Environmental Impacts Criteria Tabs | Tabs color-coded light red are used to assess the community-level environmental impacts criteria analysis.
Commercial Development Interest Criteria Tabs | Tabs color-coded yellow are used to assess the commercial development interest criteria analysis.
Previous TPP alignment Criteria Tabs | Tabs color-coded orange are used to assess the alignment with previous TPP portfolio criteria analysis.
Gas Capacity Not Retained | Tabs color-coded blue are used to score each gas generator to identify units for non-retention up to the MW not retained by RESOLVE.
RESOLVE Portfolio Comparisons | Tabs color-coded orange are used to assess the alignment with previous TPP RESOLVE portfolios.

## Summary_byCAISO_zone
Summary of the Base Case Portfolio by CAISO zone. Summarizes the mapping results for the 2036 and 2041 TPP portfolio years. Shows the amount of in-development resources identified and mapped in the portfolio and the additional generic resources mapped for the 2036 and 2041 portfolios.
| Recommended Base Case Portfolio - Modeling Results Summary by RESOLVE Region (from September 30, 2025 Ruling Portfolio) | [9 empty] | Mapping Results Summary by RESOLVE Region | [17 empty] | 25-26 TPP Base Case - Mapped Portfolio | [5 empty] | 24-25 TPP Base Case - Mapped Portfolio
|  | Model Year 2030 |  |  | Model Year 2036 |  |  | Model Year 2041 |  |  | In-Development Resources |  |  | 2036 - Mapped Generic |  |  | 2036 - Mapped Total (In-Dev & Generic) |  |  | 2041 - Generic Additions Incremental to 2036 |  |  | 2041 - Mapped Generic |  |  | 2041 - Mapped Total (In-Dev & Generic) |  |  | Mapped Total (2035) |  |  | Mapped Total (2040) |  |  | Mapped Total (2034) |  |  | Mapped Total (2039)
CAISO Study Area | Resource Type | FCDS (MW) | EODS (MW) | Total (MW) | FCDS (MW) | EODS (MW) | Total (MW) | FCDS (MW) | EODS (MW) | Total (MW) | FCDS (MW) | EODS (MW) | Total (MW) | FCDS (MW) | EODS (MW) | Total (MW) | FCDS (MW) | EODS (MW) | Total (MW) | FCDS (MW) | EODS (MW) | Total (MW) | FCDS (MW) | EODS (MW) | Total (MW) | FCDS (MW) | EODS (MW) | Total (MW) | FCDS (MW) | EODS (MW) | Total (MW) | FCDS (MW) | EODS (MW) | Total (MW) | FCDS (MW) | EODS (MW) | Total (MW) | FCDS (MW) | EODS (MW) | Total (MW)
In-State | Biomass | 0 |  | 0 | 0 | 0 | 0 | 0 | 0 | 0 | 0 |  | 0 | 0 |  | 0 | 0 |  | 0 | 0 |  | 0 | 0 |  | 0 | 0 |  | 0 | 171 |  | 171 | 171 |  | 171 | 171 |  | 171 | 171 |  | 171
PG&E North of Greater Bay Study Area | Geothermal | 0 |  | 0 | 3064.75 | 0 | 3064.75 | 3064.75 | 0 | 3064.75 | 51.2 |  | 51.2 | 3135 |  | 3135 | 3186.2 |  | 3186.2 | 0 |  | 0 | 3135 |  | 3135 | 3186.2 |  | 3186.2 | 123 |  | 123 | 123 |  | 123 | 144 |  | 144 | 144 |  | 144 | PG&E NGBA | PG&E NGBA
PG&E Greater Bay Study Area | Geothermal | 0 |  | 0 | 29.3325 | 0 | 29.3325 | 29.3325 | 0 | 29.3325 | 0 |  | 0 | 0 |  | 0 | 0 |  | 0 | 0 |  | 0 | 0 |  | 0 | 0 |  | 0 | 0 |  | 0 | 0 |  | 0 | 0 |  | 0 | 0 |  | 0 | PG&E GBA | PG&E GBA
PG&E Fresno Study Area | Geothermal | 0 |  | 0 | 264.889 | 0 | 264.889 | 264.889 | 0 | 264.889 | 0 |  | 0 | 170 |  | 170 | 170 |  | 170 | 0 |  | 0 | 170 |  | 170 | 170 |  | 170 | 0 |  | 0 | 0 |  | 0 | 0 |  | 0 | 0 |  | 0 | PG&E FRESNO | PG&E FRESNO
PG&E Kern Study Area | Geothermal | 0 |  | 0 | 0 | 0 | 0 | 0 | 0 | 0 | 0 |  | 0 | 0 |  | 0 | 0 |  | 0 | 0 |  | 0 | 0 |  | 0 | 0 |  | 0 | 0 |  | 0 | 0 |  | 0 | 0 |  | 0 | 0 |  | 0 | PG&E KERN | PG&E KERN
SCE Northern Area | Geothermal | 0 |  | 0 | 0 | 0 | 0 | 0 | 0 | 0 | 0 |  | 0 | 0 |  | 0 | 0 |  | 0 | 0 |  | 0 | 0 |  | 0 | 0 |  | 0 | 0 |  | 0 | 0 |  | 0 | 0 |  | 0 | 0 |  | 0 | SCE Northern | SCE Northern
SCE Metro Study Area | Geothermal | 0 |  | 0 | 0 | 0 | 0 | 0 | 0 | 0 | 203 |  | 203 | 0 |  | 0 | 203 |  | 203 | 0 |  | 0 | 0 |  | 0 | 203 |  | 203 | 389 |  | 389 | 389 |  | 389 | 0 |  | 0 | 0 |  | 0 | SCE Metro | SCE Metro
SCE North of Lugo Study Area | Geothermal | 0 |  | 0 | 302.79 | 0 | 302.79 | 302.79 | 0 | 302.79 | 0 |  | 0 | 100 |  | 100 | 100 |  | 100 | 0 |  | 0 | 100 |  | 100 | 100 |  | 100 | 9.7 |  | 9.7 | 9.7 |  | 9.7 | 0 |  | 0 | 0 |  | 0 | SCE NOL | SCE NOL
East of Pisgah Study Area | Geothermal | 0 |  | 0 | 908 | 0 | 908 | 908 | 0 | 908 | 45 |  | 45 | 769.8 |  | 769.8 | 814.8 |  | 814.8 | 0 |  | 0 | 769.8 |  | 769.8 | 814.8 |  | 814.8 | 517.3 |  | 517.3 | 517.3 |  | 517.3 | 875 |  | 875 | 875 |  | 875 | SCE EOP | EOP
SCE Eastern Study Area | Geothermal | 0 |  | 0 | 7.1 | 0 | 7.1 | 7.1 | 0 | 7.1 | 30 |  | 30 | 70 |  | 70 | 100 |  | 100 | 0 |  | 0 | 70 |  | 70 | 100 |  | 100 | 500 |  | 500 | 500 |  | 500 | 790 |  | 790 | 790 |  | 790 | SCE Eastern | SCE Eastern
SDG&E Study Area | Geothermal | 0 |  | 0 | 528.6 | 0 | 528.6 | 528.6 | 0 | 528.6 | 25 |  | 25 | 505 |  | 505 | 530 |  | 530 | 0 |  | 0 | 505 |  | 505 | 530 |  | 530 | 100 |  | 100 | 100 |  | 100 | 160 |  | 160 | 160 |  | 160 | SDGE | SDGE
Distributed Solar | Distributed Solar |  | 0 | 0 | 0 | 0 | 0 | 0 | 0 | 0 |  | 116.384 | 116.384 |  | 0 | 0 |  | 116.384 | 116.384 |  | 0 | 0 |  | 0 | 0 |  | 116.384 | 116.384 |  | 294 | 294 |  | 294 | 294 |  | 260 | 260 |  | 283 | 283
PG&E North of Greater Bay Study Area | Solar | 0 | 0 | 0 | 0 | 1960 | 1960 | 0 | 1960 | 1960 | 0 | 25 | 25 | 0 | 1002.5 | 1002.5 | 0 | 1027.5 | 1027.5 | 0 | 0 | 0 | 0 | 1002.5 | 1002.5 | 0 | 1027.5 | 1027.5 | 74.5 | 258 | 332.5 | 429.5 | 858 | 1287.5 | 275 | 319.6 | 594.6 | 430 | 1114.6 | 1544.6 | PG&E NGBA | PG&E NGBA | 1.2875
PG&E Greater Bay Study Area | Solar | 0 | 0 | 0 | 482.3524 | 480 | 962.3524 | 700.3431 | 480 | 1180.3431 | 0 | 0 | 0 | 755 | 930 | 1685 | 755 | 930 | 1685 | 230 | 0 | 230 | 985 | 930 | 1915 | 985 | 930 | 1915 | 0 | 250 | 250 | 252 | 1150 | 1402 | 0 | 100 | 100 | 470 | 215 | 685 | PG&E GBA | PG&E GBA | 1.402
PG&E Fresno Study Area | Solar | 0 | 0 | 0 | 2871.2712 | 580 | 3451.2712 | 5549.5464 | 580 | 6129.5464 | 166 | 987.5 | 1153.5 | 4114.2 | 2550 | 6664.2 | 4280.2 | 3537.5 | 7817.7 | 2660 | 0 | 2660 | 6774.2 | 2550 | 9324.2 | 6940.2 | 3537.5 | 10477.7 | 1471 | 2852.5 | 4323.5 | 5521 | 8012.5 | 13533.5 | 2636.25 | 868.5 | 3504.75 | 3026.5 | 3403.5 | 6430 | PG&E FRESNO | PG&E FRESNO | 13.5335
PG&E Kern Study Area | Solar | 0 | 0 | 0 | 5009.2913 | 4670 | 9679.2913 | 5009.2913 | 4670 | 9679.2913 | 60 | 440 | 500 | 5445 | 3090 | 8535 | 5505 | 3530 | 9035 | 0 | 0 | 0 | 5445 | 3090 | 8535 | 5505 | 3530 | 9035 | 830 | 1972 | 2802 | 1810 | 3787 | 5597 | 680 | 1301 | 1981 | 1035.5 | 2060.5 | 3096 | PG&E KERN | PG&E KERN | 5.597
SCE Northern Area | Solar | 0 | 0 | 0 | 5246.5457 | 1100 | 6346.5457 | 6179.3178 | 1100 | 7279.3178 | 197 | 1363 | 1560 | 4980 | 0 | 4980 | 5177 | 1363 | 6540 | 926 | 0 | 926 | 5906 | 0 | 5906 | 6103 | 1363 | 7466 | 1177.5 | 1608 | 2785.5 | 1677.5 | 3718 | 5395.5 | 1633 | 1653 | 3286 | 1634.25 | 3017 | 4651.25 | SCE Northern | SCE Northern | 5.3955
SCE Metro Study Area | Solar | 0 | 0 | 0 | 4.99 | 0 | 4.99 | 387.4925 | 0 | 387.4925 | 0 | 0 | 0 | 0 | 0 | 0 | 0 | 0 | 0 | 400 | 0 | 400 | 400 | 0 | 400 | 400 | 0 | 400 | 10 | 10 | 20 | 10 | 10 | 20 | 0 | 0 | 0 | 0 | 0 | 0 | SCE Metro | SCE Metro | 0.02
SCE North of Lugo Study Area | Solar | 0 | 0 | 0 | 278 | 0 | 278 | 278 | 0 | 278 | 70 | 235.8 | 305.8 | 556 | 50 | 606 | 626 | 285.8 | 911.8 | 0 | 0 | 0 | 556 | 50 | 606 | 626 | 285.8 | 911.8 | 650 | 523.8 | 1173.8 | 750 | 1242.8 | 1992.8 | 672 | 910 | 1582 | 752 | 1258 | 2010 | SCE NOL | SCE NOL | 1.9928
East of Pisgah Study Area | Solar | 0 | 0 | 0 | 125 | 570 | 695 | 125 | 570 | 695 | 65 | 650 | 715 | 3850 | 1453 | 5303 | 3915 | 2103 | 6018 | 500 | 0 | 500 | 4350 | 1453 | 5803 | 4415 | 2103 | 6518 | 886 | 1512 | 2398 | 1666 | 4332 | 5998 | 1075 | 1565 | 2640 | 1200 | 3030 | 4230 | SCE EOP | EOP | 5.998
SCE Eastern Study Area | Solar | 0 | 0 | 0 | 4369.5842 | 5560 | 9929.5842 | 5473.5991 | 6290 | 11763.5991 | 175 | 2685 | 2860 | 920 | 2530 | 3450 | 1095 | 5215 | 6310 | 600 | 730 | 1330 | 1520 | 3260 | 4780 | 1695 | 5945 | 7640 | 475 | 3398.5 | 3873.5 | 1375 | 4878.5 | 6253.5 | 810 | 2648.5 | 3458.5 | 1610 | 4223.5 | 5833.5 | SCE Eastern | SCE Eastern | 6.2535
SDG&E Study Area | Solar | 0 | 0 | 0 | 6977.3389 | 7190 | 14167.3389 | 6977.3389 | 7420 | 14397.3389 | 237.5 | 388.4 | 625.9 | 3703 | 3671 | 7374 | 3940.5 | 4059.4 | 7999.9 | 0 | 230 | 230 | 3703 | 3901 | 7604 | 3940.5 | 4289.4 | 8229.9 | 419.5 | 1161 | 1580.5 | 797.5 | 2321 | 3118.5 | 700 | 882 | 1582 | 700 | 1219 | 1919 | SDGE | SDGE | 3.1185
PG&E North of Greater Bay Study Area | Wind | 0 | 0 | 0 | 0 | 780 | 780 | 878.8153 | 780 | 1658.8153 | 0 | 0 | 0 | 872.5 | 0 | 872.5 | 872.5 | 0 | 872.5 | 780 | 100 | 880 | 1652.5 | 100 | 1752.5 | 1652.5 | 100 | 1752.5 | 1705 | 97.7 | 1802.7 | 1705 | 97.7 | 1802.7 | 777.5 | 319.5 | 1097 | 1677.9 | 319.5 | 1997.4 | PG&E NGBA | PG&E NGBA
PG&E Greater Bay Study Area | Wind | 0 | 0 | 0 | 234.433 | 10 | 244.433 | 234.433 | 10 | 244.433 | 0 | 0 | 0 | 0 | 0 | 0 | 0 | 0 | 0 | 0 | 0 | 0 | 0 | 0 | 0 | 0 | 0 | 0 | 826.6 | 186.95 | 1013.55 | 826.6 | 186.95 | 1013.55 | 688 | 90 | 778 | 688 | 90 | 778 | PG&E GBA | PG&E GBA
PG&E Fresno Study Area | Wind | 0 | 0 | 0 | 0 | 0 | 0 | 0 | 0 | 0 | 0 | 69.3 | 69.3 | 0 | 0 | 0 | 0 | 69.3 | 69.3 | 0 | 0 | 0 | 0 | 0 | 0 | 0 | 69.3 | 69.3 | 490.5 | 70 | 560.5 | 490.5 | 70 | 560.5 | 394 | 96 | 490 | 394 | 96 | 490 | PG&E FRESNO | PG&E FRESNO
PG&E Kern Study Area | Wind | 0 | 0 | 0 | 0 | 0 | 0 | 0 | 0 | 0 | 0 | 0 | 0 | 0 | 0 | 0 | 0 | 0 | 0 | 0 | 0 | 0 | 0 | 0 | 0 | 0 | 0 | 0 | 113.07 | 0 | 113.07 | 113.07 | 0 | 113.07 | 300 | 10 | 310 | 300 | 10 | 310 | PG&E KERN | PG&E KERN
SCE Northern Area | Wind | 0 | 0 | 0 | 0 | 0 | 0 | 0 | 0 | 0 | 0 | 0 | 0 | 0 | 0 | 0 | 0 | 0 | 0 | 0 | 0 | 0 | 0 | 0 | 0 | 0 | 0 | 0 | 674 | 0 | 674 | 674 | 0 | 674 | 564 | 16 | 580 | 564 | 16 | 580 | SCE Northern | SCE Northern
SCE Metro Study Area | Wind | 0 | 0 | 0 | 0 | 0 | 0 | 0 | 0 | 0 | 0 | 0 | 0 | 0 | 0 | 0 | 0 | 0 | 0 | 0 | 0 | 0 | 0 | 0 | 0 | 0 | 0 | 0 | 0 | 0 | 0 | 0 | 0 | 0 | 0 | 0 | 0 | 0 | 0 | 0 | SCE Metro | SCE Metro
SCE North of Lugo Study Area | Wind | 0 | 0 | 0 | 0 | 0 | 0 | 0 | 0 | 0 | 0 | 0 | 0 | 0 | 0 | 0 | 0 | 0 | 0 | 0 | 0 | 0 | 0 | 0 | 0 | 0 | 0 | 0 | 330 | 32.18 | 362.18 | 330 | 32.18 | 362.18 | 310 | 50 | 360 | 310 | 50 | 360 | SCE NOL | SCE NOL
East of Pisgah Study Area | Wind | 0 | 0 | 0 | 254.7157 | 0 | 254.7157 | 254.7157 | 0 | 254.7157 | 0 | 0 | 0 | 321 | 0 | 321 | 321 | 0 | 321 | 0 | 0 | 0 | 321 | 0 | 321 | 321 | 0 | 321 | 1052 | 176.5 | 1228.5 | 1052 | 176.5 | 1228.5 | 620 | 0 | 620 | 620 | 0 | 620 | SCE EOP | EOP
SCE Eastern Study Area | Wind | 0 | 0 | 0 | 262.6991 | 60 | 322.6991 | 262.6991 | 60 | 322.6991 | 0 | 0 | 0 | 263 | 60 | 323 | 263 | 60 | 323 | 0 | 0 | 0 | 263 | 60 | 323 | 263 | 60 | 323 | 287.5 | 37 | 324.5 | 287.5 | 37 | 324.5 | 224 | 100 | 324 | 224 | 100 | 324 | SCE Eastern | SCE Eastern
SDG&E Study Area | Wind | 0 | 0 | 0 | 990.8541 | 0 | 990.8541 | 2291.8541 | 0 | 2291.8541 | 0 | 0 | 0 | 990 | 0 | 990 | 990 | 0 | 990 | 1300 | 0 | 1300 | 2290 | 0 | 2290 | 2290 | 0 | 2290 | 1260 | 555.8 | 1815.8 | 1260 | 555.8 | 1815.8 | 1325 | 239 | 1564 | 1325 | 239 | 1564 | SDGE | SDGE
PG&E North of Greater Bay Study Area | OOS Wind | 0 | 0 | 0 | 0 | 0 | 0 | 0 | 0 | 0 | 0 | 0 | 0 | 0 | 0 | 0 | 0 | 0 | 0 | 0 | 0 | 0 | 0 | 0 | 0 | 0 | 0 | 0 | 0 | 0 | 0 | 0 | 0 | 0 | 0 | 0 | 0 | 0 | 0 | 0 | PG&E NGBA | PG&E NGBA
PG&E Greater Bay Study Area | OOS Wind | 0 | 0 | 0 | 0 | 0 | 0 | 4000 | 0 | 4000 | 0 | 0 | 0 | 0 | 0 | 0 | 0 | 0 | 0 | 4000 | 0 | 4000 | 4000 | 0 | 4000 | 4000 | 0 | 4000 | 0 | 0 | 0 | 1707 | 0 | 1707 | 0 | 0 | 0 | 1500 | 0 | 1500 | PG&E GBA | PG&E GBA
PG&E Fresno Study Area | OOS Wind | 0 | 0 | 0 | 0 | 0 | 0 | 0 | 0 | 0 | 0 | 0 | 0 | 0 | 0 | 0 | 0 | 0 | 0 | 0 | 0 | 0 | 0 | 0 | 0 | 0 | 0 | 0 | 0 | 0 | 0 | 0 | 0 | 0 | 0 | 0 | 0 | 0 | 0 | 0 | PG&E FRESNO | PG&E FRESNO
PG&E Kern Study Area | OOS Wind | 0 | 0 | 0 | 0 | 0 | 0 | 0 | 0 | 0 | 0 | 0 | 0 | 0 | 0 | 0 | 0 | 0 | 0 | 0 | 0 | 0 | 0 | 0 | 0 | 0 | 0 | 0 | 0 | 0 | 0 | 0 | 0 | 0 | 0 | 0 | 0 | 0 | 0 | 0 | PG&E KERN | PG&E KERN
SCE Northern Area | OOS Wind | 0 | 0 | 0 | 0 | 0 | 0 | 0 | 0 | 0 | 0 | 0 | 0 | 0 | 0 | 0 | 0 | 0 | 0 | 0 | 0 | 0 | 0 | 0 | 0 | 0 | 0 | 0 | 0 | 0 | 0 | 0 | 0 | 0 | 0 | 0 | 0 | 0 | 0 | 0 | SCE Northern | SCE Northern
SCE Metro Study Area | OOS Wind | 0 | 0 | 0 | 0 | 0 | 0 | 3000 | 0 | 3000 | 0 | 0 | 0 | 0 | 0 | 0 | 0 | 0 | 0 | 3000 | 0 | 3000 | 3000 | 0 | 3000 | 3000 | 0 | 3000 | 1750 | 0 | 1750 | 1750 | 0 | 1750 | 0 | 0 | 0 | 0 | 0 | 0 | SCE Metro | SCE Metro
SCE North of Lugo Study Area | OOS Wind | 0 | 0 | 0 | 0 | 0 | 0 | 0 | 0 | 0 | 0 | 0 | 0 | 0 | 0 | 0 | 0 | 0 | 0 | 0 | 0 | 0 | 0 | 0 | 0 | 0 | 0 | 0 | 0 | 0 | 0 | 0 | 0 | 0 | 0 | 0 | 0 | 0 | 0 | 0 | SCE NOL | SCE NOL
East of Pisgah Study Area | OOS Wind | 0 | 0 | 0 | 4100 | 0 | 4100 | 4100 | 0 | 4100 | 0 | 0 | 0 | 4100 | 0 | 4100 | 4100 | 0 | 4100 | 1500 | 0 | 1500 | 5600 | 0 | 5600 | 5600 | 0 | 5600 | 4151 | 0 | 4151 | 4151 | 0 | 4151 | 3964.8 | 0 | 3964.8 | 4060 | 0 | 4060 | SCE EOP | EOP
SCE Eastern Study Area | OOS Wind | 0 | 0 | 0 | 2936 | 0 | 2936 | 5936 | 0 | 5936 | 285 | 0 | 285 | 2651 | 0 | 2651 | 2936 | 0 | 2936 | 1500 | 0 | 1500 | 4151 | 0 | 4151 | 4436 | 0 | 4436 | 3099 | 0 | 3099 | 3099 | 0 | 3099 | 2130.8 | 0 | 2130.8 | 3535.6 | 0 | 3535.6 | SCE Eastern | SCE Eastern
SDG&E Study Area | OOS Wind | 0 | 0 | 0 | 0 | 0 | 0 | 0 | 0 | 0 | 0 | 0 | 0 | 0 | 0 | 0 | 0 | 0 | 0 | 0 | 0 | 0 | 0 | 0 | 0 | 0 | 0 | 0 | 0 | 0 | 0 | 0 | 0 | 0 | 0 | 0 | 0 | 0 | 0 | 0 | SDGE | SDGE
PG&E North of Greater Bay Study Area | Offshore Wind | 0 | 0 | 0 | 0 | 0 | 0 | 1607 | 0 | 1607 | 0 | 0 | 0 | 0 | 0 | 0 | 0 | 0 | 0 | 1607 | 0 | 1607 | 1607 | 0 | 1607 | 1607 | 0 | 1607 | 1607 | 0 | 1607 | 1607 | 0 | 1607 | 931 | 0 | 931 | 1607 | 0 | 1607 | PG&E NGBA | PG&E NGBA
PG&E Greater Bay Study Area | Offshore Wind | 0 | 0 | 0 | 0 | 0 | 0 | 0 | 0 | 0 | 0 | 0 | 0 | 0 | 0 | 0 | 0 | 0 | 0 | 0 | 0 | 0 | 0 | 0 | 0 | 0 | 0 | 0 | 0 | 0 | 0 | 0 | 0 | 0 | 0 | 0 | 0 | 0 | 0 | 0 | PG&E GBA | PG&E GBA
PG&E Fresno Study Area | Offshore Wind | 0 | 0 | 0 | 0 | 0 | 0 | 0 | 0 | 0 | 0 | 0 | 0 | 0 | 0 | 0 | 0 | 0 | 0 | 0 | 0 | 0 | 0 | 0 | 0 | 0 | 0 | 0 | 0 | 0 | 0 | 0 | 0 | 0 | 0 | 0 | 0 | 0 | 0 | 0 | PG&E FRESNO | PG&E FRESNO
PG&E Kern Study Area | Offshore Wind | 0 | 0 | 0 | 2924 | 0 | 2924 | 2924 | 0 | 2924 | 0 | 0 | 0 | 2924 | 0 | 2924 | 2924 | 0 | 2924 | 0 | 0 | 0 | 2924 | 0 | 2924 | 2924 | 0 | 2924 | 2924 | 0 | 2924 | 2924 | 0 | 2924 | 2924 | 0 | 2924 | 2924 | 0 | 2924 | PG&E KERN | PG&E KERN
SCE Northern Area | Offshore Wind | 0 | 0 | 0 | 0 | 0 | 0 | 0 | 0 | 0 | 0 | 0 | 0 | 0 | 0 | 0 | 0 | 0 | 0 | 0 | 0 | 0 | 0 | 0 | 0 | 0 | 0 | 0 | 0 | 0 | 0 | 0 | 0 | 0 | 0 | 0 | 0 | 0 | 0 | 0 | SCE Northern | SCE Northern
SCE Metro Study Area | Offshore Wind | 0 | 0 | 0 | 0 | 0 | 0 | 0 | 0 | 0 | 0 | 0 | 0 | 0 | 0 | 0 | 0 | 0 | 0 | 0 | 0 | 0 | 0 | 0 | 0 | 0 | 0 | 0 | 0 | 0 | 0 | 0 | 0 | 0 | 0 | 0 | 0 | 0 | 0 | 0 | SCE Metro | SCE Metro
SCE North of Lugo Study Area | Offshore Wind | 0 | 0 | 0 | 0 | 0 | 0 | 0 | 0 | 0 | 0 | 0 | 0 | 0 | 0 | 0 | 0 | 0 | 0 | 0 | 0 | 0 | 0 | 0 | 0 | 0 | 0 | 0 | 0 | 0 | 0 | 0 | 0 | 0 | 0 | 0 | 0 | 0 | 0 | 0 | SCE NOL | SCE NOL
East of Pisgah Study Area | Offshore Wind | 0 | 0 | 0 | 0 | 0 | 0 | 0 | 0 | 0 | 0 | 0 | 0 | 0 | 0 | 0 | 0 | 0 | 0 | 0 | 0 | 0 | 0 | 0 | 0 | 0 | 0 | 0 | 0 | 0 | 0 | 0 | 0 | 0 | 0 | 0 | 0 | 0 | 0 | 0 | SCE EOP | EOP
SCE Eastern Study Area | Offshore Wind | 0 | 0 | 0 | 0 | 0 | 0 | 0 | 0 | 0 | 0 | 0 | 0 | 0 | 0 | 0 | 0 | 0 | 0 | 0 | 0 | 0 | 0 | 0 | 0 | 0 | 0 | 0 | 0 | 0 | 0 | 0 | 0 | 0 | 0 | 0 | 0 | 0 | 0 | 0 | SCE Eastern | SCE Eastern
SDG&E Study Area | Offshore Wind | 0 | 0 | 0 | 0 | 0 | 0 | 0 | 0 | 0 | 0 | 0 | 0 | 0 | 0 | 0 | 0 | 0 | 0 | 0 | 0 | 0 | 0 | 0 | 0 | 0 | 0 | 0 | 0 | 0 | 0 | 0 | 0 | 0 | 0 | 0 | 0 | 0 | 0 | 0 | SDGE | SDGE
Renewable Resource Total |  | 0 | 0 | 0 | 42172.5371 | 22960 | 65132.5371 | 61274.9079 | 23920 | 85194.9079 | 1609.7 | 6960.384 | 8570.084 | 41194.5 | 15336.5 | 56531 | 42804.2 | 22296.884 | 65101.084 | 19003 | 1060 | 20063 | 60197.5 | 16396.5 | 76594 | 61807.2 | 23356.884 | 85164.084 | 28073.17 | 14995.93 | 43069.1 | 38075.17 | 31759.93 | 69835.1 | 25774.35 | 11428.1 | 37202.45 | 32727.75 | 20744.6 | 53472.35
PG&E North of Greater Bay Study Area | Li-ion Battery (4-hr) | 0 |  | 0 | 314.25 | 0 | 314.25 | 314.25 | 0 | 314.25 | 362.7 |  | 362.7 | 0 |  | 0 | 362.7 |  | 362.7 | 0 |  | 0 | 0 |  | 0 | 362.7 |  | 362.7 | 124.95 |  | 124.95 | 124.95 |  | 124.95 | 293.45 |  | 293.45 | 293.45 |  | 293.45 | PG&E NGBA | PG&E NGBA
PG&E Greater Bay Study Area | Li-ion Battery (4-hr) | 0 |  | 0 | 612 | 0 | 612 | 612 | 0 | 612 | 628 |  | 628 | 0 |  | 0 | 628 |  | 628 | 0 |  | 0 | 0 |  | 0 | 628 |  | 628 | 718.8 |  | 718.8 | 718.8 |  | 718.8 | 828.82 |  | 828.82 | 878.82 |  | 878.82 | PG&E GBA | PG&E GBA
PG&E Fresno Study Area | Li-ion Battery (4-hr) | 0 |  | 0 | 226 | 0 | 226 | 226 | 0 | 226 | 979.6 |  | 979.6 | 0 |  | 0 | 979.6 |  | 979.6 | 0 |  | 0 | 0 |  | 0 | 979.6 |  | 979.6 | 2307.75 |  | 2307.75 | 2307.75 |  | 2307.75 | 1554.231 |  | 1554.231 | 1669.231 |  | 1669.231 | PG&E FRESNO | PG&E FRESNO
PG&E Kern Study Area | Li-ion Battery (4-hr) | 0 |  | 0 | 368.5 | 0 | 368.5 | 368.5 | 0 | 368.5 | 398.1 |  | 398.1 | 0 |  | 0 | 398.1 |  | 398.1 | 0 |  | 0 | 0 |  | 0 | 398.1 |  | 398.1 | 493 |  | 493 | 493 |  | 493 | 776.8 |  | 776.8 | 776.8 |  | 776.8 | PG&E KERN | PG&E KERN
SCE Northern Area | Li-ion Battery (4-hr) | 0 |  | 0 | 622.55 | 0 | 622.55 | 622.55 | 0 | 622.55 | 1884 |  | 1884 | 0 |  | 0 | 1884 |  | 1884 | 0 |  | 0 | 0 |  | 0 | 1884 |  | 1884 | 3224 |  | 3224 | 3224 |  | 3224 | 3239.9 |  | 3239.9 | 3239.9 |  | 3239.9 | SCE Northern | SCE Northern
SCE Metro Study Area | Li-ion Battery (4-hr) | 0 |  | 0 | 1365 | 0 | 1365 | 1365 | 0 | 1365 | 1589 |  | 1589 | 0 |  | 0 | 1589 |  | 1589 | 0 |  | 0 | 0 |  | 0 | 1589 |  | 1589 | 1890.5 |  | 1890.5 | 1890.5 |  | 1890.5 | 1795 |  | 1795 | 1845 |  | 1845 | SCE Metro | SCE Metro
SCE North of Lugo Study Area | Li-ion Battery (4-hr) | 0 |  | 0 | 542.2 | 0 | 542.2 | 542.2 | 0 | 542.2 | 338.5 |  | 338.5 | 20 |  | 20 | 358.5 |  | 358.5 | 0 |  | 0 | 20 |  | 20 | 358.5 |  | 358.5 | 507.2 |  | 507.2 | 507.2 |  | 507.2 | 716 |  | 716 | 746 |  | 746 | SCE NOL | SCE NOL
East of Pisgah Study Area | Li-ion Battery (4-hr) | 0 |  | 0 | 638 | 0 | 638 | 638 | 0 | 638 | 685 |  | 685 | 0 |  | 0 | 685 |  | 685 | 0 |  | 0 | 0 |  | 0 | 685 |  | 685 | 1210 |  | 1210 | 1210 |  | 1210 | 1684 |  | 1684 | 2188.1 |  | 2188.1 | SCE EOP | EOP
SCE Eastern Study Area | Li-ion Battery (4-hr) | 0 |  | 0 | 1373.648 | 0 | 1373.648 | 1373.648 | 0 | 1373.648 | 1341.516 |  | 1341.516 | 0 |  | 0 | 1341.516 |  | 1341.516 | 0 |  | 0 | 0 |  | 0 | 1341.516 |  | 1341.516 | 3985.4 |  | 3985.4 | 3985.4 |  | 3985.4 | 2680 |  | 2680 | 2680 |  | 2680 | SCE Eastern | SCE Eastern
SDG&E Study Area | Li-ion Battery (4-hr) | 0 |  | 0 | 759.5 | 0 | 759.5 | 759.5 | 0 | 759.5 | 1251.21 |  | 1251.21 | 0 |  | 0 | 1251.21 |  | 1251.21 | 0 |  | 0 | 0 |  | 0 | 1251.21 |  | 1251.21 | 1727.21 |  | 1727.21 | 1727.21 |  | 1727.21 | 1389.72 |  | 1389.72 | 1389.72 |  | 1389.72 | SDGE | SDGE
PG&E North of Greater Bay Study Area | Li-ion Battery (8-hr) | 0 |  | 0 | 0 | 0 | 0 | 0 | 0 | 0 | 0 |  | 0 | 0 |  | 0 | 0 |  | 0 | 0 |  | 0 | 0 |  | 0 | 0 |  | 0 | 95 |  | 95 | 305 |  | 305 | 88.4 |  | 88.4 | 488.4 |  | 488.4 | PG&E NGBA | PG&E NGBA
PG&E Greater Bay Study Area | Li-ion Battery (8-hr) | 0 |  | 0 | 45.3 | 0 | 45.3 | 45.3 | 0 | 45.3 | 0 |  | 0 | 95.7 |  | 95.7 | 95.7 |  | 95.7 | 0 |  | 0 | 95.7 |  | 95.7 | 95.7 |  | 95.7 | 236.075 |  | 236.075 | 1508.275 |  | 1508.275 | 211.6 |  | 211.6 | 821.6 |  | 821.6 | PG&E GBA | PG&E GBA
PG&E Fresno Study Area | Li-ion Battery (8-hr) | 0 |  | 0 | 2845.0989 | 0 | 2845.0989 | 2845.0989 | 0 | 2845.0989 | 35 |  | 35 | 2170 |  | 2170 | 2205 |  | 2205 | 0 |  | 0 | 2170 |  | 2170 | 2205 |  | 2205 | 700 |  | 700 | 2765 |  | 2765 | 200 |  | 200 | 1606.5 |  | 1606.5 | PG&E FRESNO | PG&E FRESNO
PG&E Kern Study Area | Li-ion Battery (8-hr) | 0 |  | 0 | 368.5533 | 0 | 368.5533 | 368.5533 | 0 | 368.5533 | 0 |  | 0 | 805 |  | 805 | 805 |  | 805 | 0 |  | 0 | 805 |  | 805 | 805 |  | 805 | 410 |  | 410 | 1210 |  | 1210 | 142 |  | 142 | 682 |  | 682 | PG&E KERN | PG&E KERN
SCE Northern Area | Li-ion Battery (8-hr) | 0 |  | 0 | 634.6175 | 0 | 634.6175 | 634.6175 | 0 | 634.6175 | 523 |  | 523 | 757 |  | 757 | 1280 |  | 1280 | 0 |  | 0 | 757 |  | 757 | 1280 |  | 1280 | 509 |  | 509 | 1584 |  | 1584 | 169.5 |  | 169.5 | 734 |  | 734 | SCE Northern | SCE Northern
SCE Metro Study Area | Li-ion Battery (8-hr) | 0 |  | 0 | 7084.0493 | 0 | 7084.0493 | 7084.0493 | 0 | 7084.0493 | 10 |  | 10 | 6266.5 |  | 6266.5 | 6276.5 |  | 6276.5 | 0 |  | 0 | 6266.5 |  | 6266.5 | 6276.5 |  | 6276.5 | 10 |  | 10 | 610 |  | 610 | 166.5 |  | 166.5 | 446.5 |  | 446.5 | SCE Metro | SCE Metro
SCE North of Lugo Study Area | Li-ion Battery (8-hr) | 0 |  | 0 | 6 | 0 | 6 | 6 | 0 | 6 | 6 |  | 6 | 128.4 |  | 128.4 | 134.4 |  | 134.4 | 0 |  | 0 | 128.4 |  | 128.4 | 134.4 |  | 134.4 | 113 |  | 113 | 463 |  | 463 | 90 |  | 90 | 265 |  | 265 | SCE NOL | SCE NOL
East of Pisgah Study Area | Li-ion Battery (8-hr) | 0 |  | 0 | 698.7129 | 0 | 698.7129 | 698.7129 | 0 | 698.7129 | 0 |  | 0 | 606.5 |  | 606.5 | 606.5 |  | 606.5 | 0 |  | 0 | 606.5 |  | 606.5 | 606.5 |  | 606.5 | 320 |  | 320 | 1635 |  | 1635 | 180 |  | 180 | 695.5 |  | 695.5 | SCE EOP | EOP
SCE Eastern Study Area | Li-ion Battery (8-hr) | 0 |  | 0 | 155.8758 | 0 | 155.8758 | 155.8758 | 0 | 155.8758 | 100 |  | 100 | 0 |  | 0 | 100 |  | 100 | 0 |  | 0 | 0 |  | 0 | 100 |  | 100 | 100 |  | 100 | 780 |  | 780 | 270 |  | 270 | 1070 |  | 1070 | SCE Eastern | SCE Eastern
SDG&E Study Area | Li-ion Battery (8-hr) | 0 |  | 0 | 1349.523 | 0 | 1349.523 | 1349.523 | 0 | 1349.523 | 50 |  | 50 | 307 |  | 307 | 357 |  | 357 | 0 |  | 0 | 307 |  | 307 | 357 |  | 357 | 100 |  | 100 | 910 |  | 910 | 100 |  | 100 | 305 |  | 305 | SDGE | SDGE
Li-ion Battery Total |  | 0 |  | 0 | 20009.3787 | 0 | 20009.3787 | 20009.3787 | 0 | 20009.3787 | 10181.626 |  | 10181.626 | 11156.1 |  | 11156.1 | 21337.726 |  | 21337.726 | 0 |  | 0 | 11156.1 |  | 11156.1 | 21337.726 |  | 21337.726 | 18781.885 |  | 18781.885 | 27959.085 |  | 27959.085 | 16575.921 |  | 16575.921 | 22821.521 |  | 22821.521
PG&E North of Greater Bay Study Area | LDES | 0 |  | 0 | 0 | 0 | 0 | 0 | 0 | 0 | 0 |  | 0 | 0 |  | 0 | 0 |  | 0 | 0 |  | 0 | 0 |  | 0 | 0 |  | 0 | 5 |  | 5 | 5 |  | 5 | 5 |  | 5 | 5 |  | 5 | PG&E NGBA | PG&E NGBA
PG&E Greater Bay Study Area | LDES | 0 |  | 0 | 165.0814 | 0 | 165.0814 | 165.0814 | 0 | 165.0814 | 0 |  | 0 | 400 |  | 400 | 400 |  | 400 | 0 |  | 0 | 400 |  | 400 | 400 |  | 400 | 310 |  | 310 | 310 |  | 310 | 0 |  | 0 | 0 |  | 0 | PG&E GBA | PG&E GBA
PG&E Fresno Study Area | LDES | 0 |  | 0 | 0 | 0 | 0 | 0 | 0 | 0 | 0 |  | 0 | 140 |  | 140 | 140 |  | 140 | 0 |  | 0 | 140 |  | 140 | 140 |  | 140 | 140 |  | 140 | 140 |  | 140 | 130 |  | 130 | 130 |  | 130 | PG&E FRESNO | PG&E FRESNO
PG&E Kern Study Area | LDES | 0 |  | 0 | 816.8465 | 0 | 816.8465 | 816.8465 | 0 | 816.8465 | 0 |  | 0 | 1122 |  | 1122 | 1122 |  | 1122 | 0 |  | 0 | 1122 |  | 1122 | 1122 |  | 1122 | 0 |  | 0 | 0 |  | 0 | 0 |  | 0 | 0 |  | 0 | PG&E KERN | PG&E KERN
SCE Northern Area | LDES | 0 |  | 0 | 1280 | 0 | 1280 | 1280 | 0 | 1280 | 0 |  | 0 | 1680 |  | 1680 | 1680 |  | 1680 | 0 |  | 0 | 1680 |  | 1680 | 1680 |  | 1680 | 400 |  | 400 | 400 |  | 400 | 458 |  | 458 | 458 |  | 458 | SCE Northern | SCE Northern
SCE Metro Study Area | LDES | 0 |  | 0 | 0 | 0 | 0 | 0 | 0 | 0 | 0 |  | 0 | 0 |  | 0 | 0 |  | 0 | 0 |  | 0 | 0 |  | 0 | 0 |  | 0 | 0 |  | 0 | 0 |  | 0 | 0 |  | 0 | 0 |  | 0 | SCE Metro | SCE Metro
SCE North of Lugo Study Area | LDES | 0 |  | 0 | 386.3452 | 0 | 386.3452 | 386.3452 | 0 | 386.3452 | 0 |  | 0 | 286 |  | 286 | 286 |  | 286 | 0 |  | 0 | 286 |  | 286 | 286 |  | 286 | 0 |  | 0 | 0 |  | 0 | 0 |  | 0 | 0 |  | 0 | SCE NOL | SCE NOL
East of Pisgah Study Area | LDES | 0 |  | 0 | 500 | 0 | 500 | 500 | 0 | 500 | 0 |  | 0 | 960 |  | 960 | 960 |  | 960 | 0 |  | 0 | 960 |  | 960 | 960 |  | 960 | 0 |  | 0 | 0 |  | 0 | 0 |  | 0 | 0 |  | 0 | SCE EOP | EOP
SCE Eastern Study Area | LDES | 0 |  | 0 | 1800 | 0 | 1800 | 1800 | 0 | 1800 | 0 |  | 0 | 860 |  | 860 | 860 |  | 860 | 0 |  | 0 | 860 |  | 860 | 860 |  | 860 | 0 |  | 0 | 0 |  | 0 | 0 |  | 0 | 0 |  | 0 | SCE Eastern | SCE Eastern
SDG&E Study Area | LDES | 0 |  | 0 | 500 | 0 | 500 | 500 | 0 | 500 | 0 |  | 0 | 500 |  | 500 | 500 |  | 500 | 0 |  | 0 | 500 |  | 500 | 500 |  | 500 | 409.2 |  | 409.2 | 409.2 |  | 409.2 | 437 |  | 437 | 487 |  | 487 | SDGE | SDGE
Other Storage Total | *includes 500 MW of generic 24-hr storage | 0 |  | 0 | 5948.2731 |  | 5948.2731 | 5948.2731 |  | 5948.2731 | 0 |  | 0 | 5948 |  | 5948 | 5948 |  | 5948 | 0 |  | 0 | 5948 |  | 5948 | 5948 |  | 5948 | 1264.2 |  | 1264.2 | 1264.2 |  | 1264.2 | 1030 |  | 1030 | 1080 |  | 1080
Storage Total |  | 0 |  | 0 | 25957.6518 |  | 25957.6518 | 25957.6518 |  | 25957.6518 | 10181.626 |  | 10181.626 | 17104.1 |  | 17104.1 | 27285.726 |  | 27285.726 | 0 |  | 0 | 17104.1 |  | 17104.1 | 27285.726 |  | 27285.726 | 20046.085 |  | 20046.085 | 29223.285 |  | 29223.285 | 17605.921 |  | 17605.921 | 23901.521 |  | 23901.521
Total Storage + Resources |  | 0 | 0 | 0 | 68130.1889 | 22960 | 91090.1889 | 87232.5597 | 23920 | 111152.5597 | 11791.326 | 6960.384 | 18751.71 | 58298.6 | 15336.5 | 73635.1 | 70089.926 | 22296.884 | 92386.81 | 19003 | 1060 | 20063 | 77301.6 | 16396.5 | 93698.1 | 89092.926 | 23356.884 | 112449.81 | 48119.255 | 14995.93 | 63115.185 | 67298.455 | 31759.93 | 99058.385 | 43380.271 | 11428.1 | 54808.371 | 56629.271 | 20744.6 | 77373.871

## Out-of-CAISO_Summary
Provides additional information for outside of CAISO resources. Info includes transmission upgrade and MIC assumptions CPUC staff took for each resource. For in-development (both baseline and portfolio resources) staff utilized the information provided to them by the contracting entity. If information is not available and for generic resources, staff identify a preferred point based on feasibility and transmission availability. Working group staff consult with CAISO staff in this effort.
Busbar Mapping Location |  |  | Out-of-CAISO information |  |  |  | Baseline Res. (not yet online) | In-Development Resources | 2036 — Mapped Generic | 2041 — Mapped Generic (incremental to 2036)
Transmission Area | CAISO Substation | Voltage | Out-of-CAISO substation(s) | Resource Type/Location | Out-of-CAISO Transmission Utilized | Staff notes on likely CAISO interites | FCDS (MW) | FCDS (MW) | FCDS (MW) | FCDS (MW)
SCE EOP | Beatty | 230 | Several Central NV subs including Dunn Glen | Central Nevada Geothermal | Existing Tx |  | 0 | 0 | 436 | 0
SCE EOP | Eldorado | 230 | Several Central NV subs including Dunn Glen | Central Nevada Geothermal | Existing Tx |  | 0 | 45 | 185.8 | 0
SCE EOP | Eldorado | 500 | Sub near Milford, UT | Utah Geothermal | Existing Tx | VICTVL_ITC as an intertie. | 0 | 0 | 148 | 0
SCE EOP | Eldorado | 500 | Likely Aeolus and/or Jim Bridger | Wyoming Wind | New Tx (TransWest) | Eldorado or Harry Allen (terminus of TransWest) | 0 | 0 | 3000 | 1500
SCE EOP | Harry Allen | 500 | MPSN in Idaho | Idaho Wind | New Tx (SWIP-North, plus ON-Line | Assumed Harry Allen | 0 | 0 | 1100 | 0
PG&E NGBA | Hilltop | 345 | Hilltop (NVE) or New Sub - Near existing Leavitt (PSREC) | Northeast CA Geothermal | New Tx |  | 0 | 0 | 159 | 0
PG&E NGBA | Hilltop | 345 | Several Northern NV subs including Bannock, Dixie, Valmy, and Lantern | Northern Nevada Geothermal | New Tx |  | 0 | 0 | 750 | 0
PG&E NGBA | Malin | 500 | Several Northern NV subs including Bannock, Dixie, Valmy, and Lantern | Oregon and Northern Nevada Geothermal | New Tx | If available: MEAD_ITC/MCCULLGH_ITC/MERCHANT_ITC | 0 | 0 | 58 | 0
PG&E NGBA | Malin | 500 | Several Northern NV subs including Bannock, Dixie, Valmy, and Lantern | Oregon and Northern Nevada EGS | Existing Tx |  | 0 | 0 | 778 | 0
PG&E NGBA | New Sub - Near existing Leavitt (PSREC) | 345 | Hilltop (NVE) or New Sub - Near existing Leavitt (PSREC) | Northeast CA Wind | New Tx |  | 0 | 0 | 172.5 | 275.5
PG&E NGBA | New Sub - Near existing Madeline (NVE) | 345 | Hilltop (NVE) or New Sub - Near Existing Madeline (NVE) | Northeast CA Wind | New Tx |  | 0 | 0 | 700 | 0
PG&E NGBA | Summit | 115 | Several Central NV subs including Dunn Glen | Nevada Geothermal | New Tx |  | 0 | 40 | 0 | 0
SCE Eastern | Mirage | 230 | Several Central NV subs including Dunn Glen | Imperial Geothermal | Existing/New Tx |  | 0 | 30 | 70 | 0
SCE Eastern | Palo Verde | 500 | Sunzia East, NM | New Mexico Wind | New Tx (and Existing Tx) | Assumed Sunzia is utilized with Pinal Central/Palo Verde intertie point | 1585 | 285 | 2651 | 1500
SCE Metro | Lugo | 500 | Likely Pinal Central, NM | New Mexico Wind | New Tx (and Existing Tx) | Assumed the 20-year outlook identified potential new Tx line to Lugo | 0 | 0 | 0 | 3000
SCE Metro | Lugo | 500 | Sub near Milford, UT | Utah Geothermal | Existing Tx | VICTVL_ITC as an intertie. | 320 | 203 | 0 | 0
SDGE | Imperial Valley | 230 | Sinclair 230 kV & New sub near Bannister (IID) | Imperial Geothermal | Existing/New Tx | IID-SCE | 0 | 25 | 505 | 0

## Summary_bySub_forTPP
Tab shows all the resources by resource type, substation, and status within the portfolio and relevancy to transmission need calculations. This tab shows the IRP baseline resources, not included in the portfolio that do need to be included in transmission calculations; the in-development resources that do and do not need to be included in the transmission calculations; and the generic resources for the 2036 and 2041 mapped years that all need to be in the transmission calculations.
[10 empty] | Not in White Paper Baseline | [5 empty] | In White Paper Baseline |  |  | Not in White Paper Baseline
[10 empty] | IRP Model Baseline Resources not in Tx Baseline |  |  | In-Development Resources |  |  | In-Development Resources online before 1/1/24 |  |  | In-Development Resources for Transmission Analysis |  |  | 2036 Generic Resourcess Mapped |  |  | Incremental 2041 Generic Resources Mapped |  |  | Total 2041 Generic Resourcess Mapped |  |  | Total 2036 Resources not in Tx Baseline |  |  | Total 2041 Resources not in Tx Baseline
[10 empty] | Resources in baseline so not in portfolio totals, but in-development or online after 1/1/24 |  |  | In-Dev Res. not in IRP Model Baseline, so are included in the portfolio and mapped totals |  |  | Portion of the In-Dev Res. that are online before 1/1/24 or using existing gen-tie so are excluded from the Tx calculations |  |  | Net total In-Dev Res. for the transmission analysis, excluding those online before 1/1/24 |  |  | 2036 portfolio resources beyond those aligned with the In-Dev Res. |  |  | 2041 generic resources beyond those mapped in 2036. |  |  | 2041 portfolio resources beyond those aligned with the In-Dev Res. |  |  | Total 2036 Resources (Baseline, In-Dev, & Generic) not included in White Paper Tx baseline (online before 1/1/24) |  |  | Total 2041 Resources (Baseline, In-Dev, & Generic) not included in White Paper Tx baseline (online before 1/1/24)
CAISO Study Area | CAISO Study Area E3 | IOU | Substation | Voltage | Cluster | Resource Type | Out-of-CAISO | Mapped Res. Note | Has Res. | FCDS (or 4-hr for Battery) | EODS (or 8-hr for Battery) | Total (MW) | FCDS (or 4-hr for Battery) | EODS (or 8-hr for Battery) | Total (MW) | FCDS (or 4-hr for Battery) | EODS (or 8-hr for Battery) | Total (MW) | FCDS (or 4-hr for Battery) | EODS (or 8-hr for Battery) | Total (MW) | FCDS (or 4-hr for Battery) | EODS (or 8-hr for Battery) | Total (MW) | FCDS (or 4-hr for Battery) | EODS (or 8-hr for Battery) | Total (MW) | FCDS (or 4-hr for Battery) | EODS (or 8-hr for Battery) | Total (MW) | FCDS (or 4-hr for Battery) | EODS (or 8-hr for Battery) | Total (MW) | FCDS (or 4-hr for Battery) | EODS (or 8-hr for Battery) | Total (MW)
PG&E KERN | PGE Kern | PGE | 7th Standard | 115 | 109 | Geothermal |  |  | 0 | 0 |  | 0 | 0 |  | 0 | 0 |  | 0 | 0 | 0 | 0 | 0 |  | 0 | 0 | 0 | 0 | 0 |  | 0 | 0 | 0 | 0 | 0 | 0 | 0 | Geothermal
SCE Metro | SCE Metro | SCE | Alamitos | 230 | 132 | Geothermal |  |  | 0 | 0 |  | 0 | 0 |  | 0 | 0 |  | 0 | 0 | 0 | 0 | 0 |  | 0 | 0 | 0 | 0 | 0 |  | 0 | 0 | 0 | 0 | 0 | 0 | 0 | Biomass
SCE Eastern | SCE Eastern | SCE | Alberhill | 115 | 156 | Geothermal |  |  | 0 | 0 |  | 0 | 0 |  | 0 | 0 |  | 0 | 0 | 0 | 0 | 0 |  | 0 | 0 | 0 | 0 | 0 |  | 0 | 0 | 0 | 0 | 0 | 0 | 0 | In-State Wind
SCE Eastern | SCE Eastern | SCE | Alberhill | 500 | 156 | Geothermal |  |  | 0 | 0 |  | 0 | 0 |  | 0 | 0 |  | 0 | 0 | 0 | 0 | 0 |  | 0 | 0 | 0 | 0 | 0 |  | 0 | 0 | 0 | 0 | 0 | 0 | 0 | Solar
PG&E GBA | PGE GBA | PGE | Alhambra | 115 | 6 | Geothermal |  |  | 0 | 0 |  | 0 | 0 |  | 0 | 0 |  | 0 | 0 | 0 | 0 | 0 |  | 0 | 0 | 0 | 0 | 0 |  | 0 | 0 | 0 | 0 | 0 | 0 | 0 | Solar
PG&E FRESNO | PGE Fresno | PGE | Alpaugh | 115 | 119 | Geothermal |  |  | 0 | 0 |  | 0 | 0 |  | 0 | 0 |  | 0 | 0 | 0 | 0 | 0 |  | 0 | 0 | 0 | 0 | 0 |  | 0 | 0 | 0 | 0 | 0 | 0 | 0 | Li_Battery
SDGE | SDGE Imperial | SDGE | Alpine | 69 |  | Geothermal |  |  | 0 | 0 |  | 0 | 0 |  | 0 | 0 |  | 0 | 0 | 0 | 0 | 0 |  | 0 | 0 | 0 | 0 | 0 |  | 0 | 0 | 0 | 0 | 0 | 0 | 0 | Location Constrained Storage (12-hr)
PG&E GBA | PGE GBA | PGE | Altamont Midway (Sandhill) | 230 | 26 | Geothermal |  |  | 0 | 0 |  | 0 | 0 |  | 0 | 0 |  | 0 | 0 | 0 | 0 | 0 |  | 0 | 0 | 0 | 0 | 0 |  | 0 | 0 | 0 | 0 | 0 | 0 | 0 | Out-of-State Wind
SCE Northern | SCE Northern | SCE | Antelope | 66 |  | Geothermal |  |  | 0 | 0 |  | 0 | 0 |  | 0 | 0 |  | 0 | 0 | 0 | 0 | 0 |  | 0 | 0 | 0 | 0 | 0 |  | 0 | 0 | 0 | 0 | 0 | 0 | 0 | Offshore Wind
SCE Northern | SCE Northern | SCE | Antelope | 230 | 86 | Geothermal |  |  | 0 | 0 |  | 0 | 0 |  | 0 | 0 |  | 0 | 0 | 0 | 0 | 0 |  | 0 | 0 | 0 | 0 | 0 |  | 0 | 0 | 0 | 0 | 0 | 0 | 0
SCE Northern | SCE Northern | SCE | Antelope | 500 | 124 | Geothermal |  |  | 0 | 0 |  | 0 | 0 |  | 0 | 0 |  | 0 | 0 | 0 | 0 | 0 |  | 0 | 0 | 0 | 0 | 0 |  | 0 | 0 | 0 | 0 | 0 | 0 | 0
PG&E NGBA | PGE NGBA | PGE | Arcata | 60 |  | Geothermal |  |  | 0 | 0 |  | 0 | 0 |  | 0 | 0 |  | 0 | 0 | 0 | 0 | 0 |  | 0 | 0 | 0 | 0 | 0 |  | 0 | 0 | 0 | 0 | 0 | 0 | 0
PG&E KERN | PGE Kern | PGE | Arco | 230 | 93 | Geothermal |  |  | 0 | 0 |  | 0 | 0 |  | 0 | 0 |  | 0 | 0 | 0 | 0 | 0 |  | 0 | 0 | 0 | 0 | 0 |  | 0 | 0 | 0 | 0 | 0 | 0 | 0
PG&E KERN | PGE Kern | PGE | Arco | 70 |  | Geothermal |  |  | 0 | 0 |  | 0 | 0 |  | 0 | 0 |  | 0 | 0 | 0 | 0 | 0 |  | 0 | 0 | 0 | 0 | 0 |  | 0 | 0 | 0 | 0 | 0 | 0 | 0
SCE Metro | SCE Metro | SCE | ArcoGen | 230 | 97 | Geothermal |  |  | 0 | 0 |  | 0 | 0 |  | 0 | 0 |  | 0 | 0 | 0 | 0 | 0 |  | 0 | 0 | 0 | 0 | 0 |  | 0 | 0 | 0 | 0 | 0 | 0 | 0
SDGE | SDGE Imperial | SDGE | Artesian | 230 | 195 | Geothermal |  |  | 0 | 0 |  | 0 | 0 |  | 0 | 0 |  | 0 | 0 | 0 | 0 | 0 |  | 0 | 0 | 0 | 0 | 0 |  | 0 | 0 | 0 | 0 | 0 | 0 | 0
SDGE | SDGE Imperial | SDGE | Artesian | 69 |  | Geothermal |  |  | 0 | 0 |  | 0 | 0 |  | 0 | 0 |  | 0 | 0 | 0 | 0 | 0 |  | 0 | 0 | 0 | 0 | 0 |  | 0 | 0 | 0 | 0 | 0 | 0 | 0
PG&E FRESNO | PGE Fresno | PGE | Ashlan | 230 | 138 | Geothermal |  |  | 0 | 0 |  | 0 | 0 |  | 0 | 0 |  | 0 | 0 | 0 | 0 | 0 |  | 0 | 0 | 0 | 0 | 0 |  | 0 | 0 | 0 | 0 | 0 | 0 | 0
PG&E NGBA | PGE NGBA | PGE | Atlantic | 115 | 16 | Geothermal |  |  | 0 | 0 |  | 0 | 0 |  | 0 | 0 |  | 0 | 0 | 0 | 0 | 0 |  | 0 | 0 | 0 | 0 | 0 |  | 0 | 0 | 0 | 0 | 0 | 0 | 0
PG&E NGBA | PGE NGBA | PGE | Atlantic | 230 | 20 | Geothermal |  |  | 0 | 0 |  | 0 | 0 |  | 0 | 0 |  | 0 | 0 | 0 | 0 | 0 |  | 0 | 0 | 0 | 0 | 0 |  | 0 | 0 | 0 | 0 | 0 | 0 | 0
PG&E NGBA | PGE NGBA | PGE | Atlantic | 60 |  | Geothermal |  |  | 0 | 0 |  | 0 | 0 |  | 0 | 0 |  | 0 | 0 | 0 | 0 | 0 |  | 0 | 0 | 0 | 0 | 0 |  | 0 | 0 | 0 | 0 | 0 | 0 | 0
PG&E FRESNO | PGE Fresno | PGE | Atwater | 115 | 139 | Geothermal |  |  | 0 | 0 |  | 0 | 0 |  | 0 | 0 |  | 0 | 0 | 0 | 0 | 0 |  | 0 | 0 | 0 | 0 | 0 |  | 0 | 0 | 0 | 0 | 0 | 0 | 0
PG&E GBA | PGE GBA | PGE | Avena | 115 | 36 | Geothermal |  |  | 0 | 0 |  | 0 | 0 |  | 0 | 0 |  | 0 | 0 | 0 | 0 | 0 |  | 0 | 0 | 0 | 0 | 0 |  | 0 | 0 | 0 | 0 | 0 | 0 | 0
SDGE | SDGE Imperial | SDGE | Avocado | 69 |  | Geothermal |  |  | 0 | 0 |  | 0 | 0 |  | 0 | 0 |  | 0 | 0 | 0 | 0 | 0 |  | 0 | 0 | 0 | 0 | 0 |  | 0 | 0 | 0 | 0 | 0 | 0 | 0
PG&E NGBA | PGE NGBA | PGE | Bahia | 230 | 60 | Geothermal |  |  | 0 | 0 |  | 0 | 0 |  | 0 | 0 |  | 0 | 0 | 0 | 0 | 0 |  | 0 | 0 | 0 | 0 | 0 |  | 0 | 0 | 0 | 0 | 0 | 0 | 0
SCE Northern | SCE Northern | SCE | Bailey | 230 | 167 | Geothermal |  |  | 0 | 0 |  | 0 | 0 |  | 0 | 0 |  | 0 | 0 | 0 | 0 | 0 |  | 0 | 0 | 0 | 0 | 0 |  | 0 | 0 | 0 | 0 | 0 | 0 | 0
SCE NOL | SCE NOL | SCE | Baker | 115 | 160 | Geothermal |  |  | 0 | 0 |  | 0 | 0 |  | 0 | 0 |  | 0 | 0 | 0 | 0 | 0 |  | 0 | 0 | 0 | 0 | 0 |  | 0 | 0 | 0 | 0 | 0 | 0 | 0
PG&E KERN | PGE Kern | PGE | Bakersfield | 230 | 89 | Geothermal |  |  | 0 | 0 |  | 0 | 0 |  | 0 | 0 |  | 0 | 0 | 0 | 0 | 0 |  | 0 | 0 | 0 | 0 | 0 |  | 0 | 0 | 0 | 0 | 0 | 0 | 0
PG&E FRESNO | PGE Fresno | PGE | Balch | 230 | 117 | Geothermal |  |  | 0 | 0 |  | 0 | 0 |  | 0 | 0 |  | 0 | 0 | 0 | 0 | 0 |  | 0 | 0 | 0 | 0 | 0 |  | 0 | 0 | 0 | 0 | 0 | 0 | 0
SCE Eastern | SCE Eastern | SCE | Bannister | 230 | 174 | Geothermal |  |  | 0 | 0 |  | 0 | 0 |  | 0 | 0 |  | 0 | 0 | 0 | 0 | 0 |  | 0 | 0 | 0 | 0 | 0 |  | 0 | 0 | 0 | 0 | 0 | 0 | 0
SCE Metro | SCE Metro | SCE | Barre | 230 | 97 | Geothermal |  |  | 0 | 0 |  | 0 | 0 |  | 0 | 0 |  | 0 | 0 | 0 | 0 | 0 |  | 0 | 0 | 0 | 0 | 0 |  | 0 | 0 | 0 | 0 | 0 | 0 | 0
SDGE | SDGE Imperial | SDGE | Bay Boulevard | 69 |  | Geothermal |  |  | 0 | 0 |  | 0 | 0 |  | 0 | 0 |  | 0 | 0 | 0 | 0 | 0 |  | 0 | 0 | 0 | 0 | 0 |  | 0 | 0 | 0 | 0 | 0 | 0 | 0
SDGE | SDGE Imperial | SDGE | Bay Boulevard | 230 | 196 | Geothermal |  |  | 0 | 0 |  | 0 | 0 |  | 0 | 0 |  | 0 | 0 | 0 | 0 | 0 |  | 0 | 0 | 0 | 0 | 0 |  | 0 | 0 | 0 | 0 | 0 | 0 | 0
EOP | SCE EOP | SCE | Beatty | 138 | 177 | Geothermal |  |  | 0 | 0 |  | 0 | 0 |  | 0 | 0 |  | 0 | 0 | 0 | 0 | 0 |  | 0 | 0 | 0 | 0 | 0 |  | 0 | 0 | 0 | 0 | 0 | 0 | 0
EOP | SCE EOP | SCE | Beatty | 230 | 177 | Geothermal | Yes | Central Nevada (EGS ) | 1 | 0 |  | 0 | 0 |  | 0 | 0 |  | 0 | 0 | 0 | 0 | 436 |  | 436 | 0 | 0 | 0 | 436 |  | 436 | 436 | 0 | 436 | 436 | 0 | 436
PG&E NGBA | PGE NGBA | PGE | Belden | 230 | 24 | Geothermal |  |  | 0 | 0 |  | 0 | 0 |  | 0 | 0 |  | 0 | 0 | 0 | 0 | 0 |  | 0 | 0 | 0 | 0 | 0 |  | 0 | 0 | 0 | 0 | 0 | 0 | 0
PG&E NGBA | PGE NGBA | PGE | Bell | 115 | 16 | Geothermal |  |  | 0 | 0 |  | 0 | 0 |  | 0 | 0 |  | 0 | 0 | 0 | 0 | 0 |  | 0 | 0 | 0 | 0 | 0 |  | 0 | 0 | 0 | 0 | 0 | 0 | 0
PG&E NGBA | PGE NGBA | PGE | Bellevue | 115 | 27 | Geothermal |  |  | 0 | 0 |  | 0 | 0 |  | 0 | 0 |  | 0 | 0 | 0 | 0 | 0 |  | 0 | 0 | 0 | 0 | 0 |  | 0 | 0 | 0 | 0 | 0 | 0 | 0
PG&E GBA | PGE GBA | PGE | Bellota | 115 | 29 | Geothermal |  |  | 0 | 0 |  | 0 | 0 |  | 0 | 0 |  | 0 | 0 | 0 | 0 | 0 |  | 0 | 0 | 0 | 0 | 0 |  | 0 | 0 | 0 | 0 | 0 | 0 | 0
PG&E GBA | PGE GBA | PGE | Bellota | 230 | 15 | Geothermal |  |  | 0 | 0 |  | 0 | 0 |  | 0 | 0 |  | 0 | 0 | 0 | 0 | 0 |  | 0 | 0 | 0 | 0 | 0 |  | 0 | 0 | 0 | 0 | 0 | 0 | 0
SCE Northern | SCE Northern | SCE | Big Creek | 230 | 153 | Geothermal |  |  | 0 | 0 |  | 0 | 0 |  | 0 | 0 |  | 0 | 0 | 0 | 0 | 0 |  | 0 | 0 | 0 | 0 | 0 |  | 0 | 0 | 0 | 0 | 0 | 0 | 0
PG&E FRESNO | PGE Fresno | PGE | Biola | 70 |  | Geothermal |  |  | 0 | 0 |  | 0 | 0 |  | 0 | 0 |  | 0 | 0 | 0 | 0 | 0 |  | 0 | 0 | 0 | 0 | 0 |  | 0 | 0 | 0 | 0 | 0 | 0 | 0
PG&E GBA | PGE GBA | PGE | Birds Landing | 230 | 59 | Geothermal |  |  | 0 | 0 |  | 0 | 0 |  | 0 | 0 |  | 0 | 0 | 0 | 0 | 0 |  | 0 | 0 | 0 | 0 | 0 |  | 0 | 0 | 0 | 0 | 0 | 0 | 0
SCE Northern | SCE Northern | SCE | Bliss | 66 |  | Geothermal |  |  | 0 | 0 |  | 0 | 0 |  | 0 | 0 |  | 0 | 0 | 0 | 0 | 0 |  | 0 | 0 | 0 | 0 | 0 |  | 0 | 0 | 0 | 0 | 0 | 0 | 0
SCE Eastern | SCE Eastern | SCE | Blythe | 161 | 182 | Geothermal |  |  | 0 | 0 |  | 0 | 0 |  | 0 | 0 |  | 0 | 0 | 0 | 0 | 0 |  | 0 | 0 | 0 | 0 | 0 |  | 0 | 0 | 0 | 0 | 0 | 0 | 0
PG&E NGBA | PGE NGBA | PGE | Bogue | 115 | 22 | Geothermal |  |  | 0 | 0 |  | 0 | 0 |  | 0 | 0 |  | 0 | 0 | 0 | 0 | 0 |  | 0 | 0 | 0 | 0 | 0 |  | 0 | 0 | 0 | 0 | 0 | 0 | 0
PG&E FRESNO | PGE Fresno | PGE | Borden | 230 | 168 | Geothermal |  |  | 0 | 0 |  | 0 | 0 |  | 0 | 0 |  | 0 | 0 | 0 | 0 | 0 |  | 0 | 0 | 0 | 0 | 0 |  | 0 | 0 | 0 | 0 | 0 | 0 | 0
PG&E FRESNO | PGE Fresno | PGE | Borden | 70 |  | Geothermal |  |  | 0 | 0 |  | 0 | 0 |  | 0 | 0 |  | 0 | 0 | 0 | 0 | 0 |  | 0 | 0 | 0 | 0 | 0 |  | 0 | 0 | 0 | 0 | 0 | 0 | 0
SDGE | SDGE Imperial | SDGE | Boulevard East | 138 | 192 | Geothermal |  |  | 0 | 0 |  | 0 | 0 |  | 0 | 0 |  | 0 | 0 | 0 | 0 | 0 |  | 0 | 0 | 0 | 0 | 0 |  | 0 | 0 | 0 | 0 | 0 | 0 | 0
SDGE | SDGE Imperial | SDGE | Boulevard East | 69 |  | Geothermal |  |  | 0 | 0 |  | 0 | 0 |  | 0 | 0 |  | 0 | 0 | 0 | 0 | 0 |  | 0 | 0 | 0 | 0 | 0 |  | 0 | 0 | 0 | 0 | 0 | 0 | 0
PG&E GBA | PGE GBA | PGE | Brentwood | 230 | 50 | Geothermal |  |  | 0 | 0 |  | 0 | 0 |  | 0 | 0 |  | 0 | 0 | 0 | 0 | 0 |  | 0 | 0 | 0 | 0 | 0 |  | 0 | 0 | 0 | 0 | 0 | 0 | 0
PG&E NGBA | PGE NGBA | PGE | Bridgeville | 115 | 1 | Geothermal |  | EGS | 1 | 0 |  | 0 | 0 |  | 0 | 0 |  | 0 | 0 | 0 | 0 | 185 |  | 185 | 0 | 0 | 0 | 185 |  | 185 | 185 | 0 | 185 | 185 | 0 | 185
PG&E NGBA | PGE NGBA | PGE | Brighton | 115 | 67 | Geothermal |  |  | 0 | 0 |  | 0 | 0 |  | 0 | 0 |  | 0 | 0 | 0 | 0 | 0 |  | 0 | 0 | 0 | 0 | 0 |  | 0 | 0 | 0 | 0 | 0 | 0 | 0
PG&E NGBA | PGE NGBA | PGE | Brighton | 230 | 67 | Geothermal |  |  | 0 | 0 |  | 0 | 0 |  | 0 | 0 |  | 0 | 0 | 0 | 0 | 0 |  | 0 | 0 | 0 | 0 | 0 |  | 0 | 0 | 0 | 0 | 0 | 0 | 0
PG&E NGBA | PGE NGBA | PGE | Brunswick | 115 | 20 | Geothermal |  |  | 0 | 0 |  | 0 | 0 |  | 0 | 0 |  | 0 | 0 | 0 | 0 | 0 |  | 0 | 0 | 0 | 0 | 0 |  | 0 | 0 | 0 | 0 | 0 | 0 | 0
PG&E NGBA | PGE NGBA | PGE | Bucks Creek | 230 | 35 | Geothermal |  |  | 0 | 0 |  | 0 | 0 |  | 0 | 0 |  | 0 | 0 | 0 | 0 | 0 |  | 0 | 0 | 0 | 0 | 0 |  | 0 | 0 | 0 | 0 | 0 | 0 | 0
PG&E KERN | PGE Kern | PGE | Buena Vista | 230 |  | Geothermal |  |  | 0 | 0 |  | 0 | 0 |  | 0 | 0 |  | 0 | 0 | 0 | 0 | 0 |  | 0 | 0 | 0 | 0 | 0 |  | 0 | 0 | 0 | 0 | 0 | 0 | 0
PG&E FRESNO | PGE Fresno | PGE | Bullard | 115 | 165 | Geothermal |  |  | 0 | 0 |  | 0 | 0 |  | 0 | 0 |  | 0 | 0 | 0 | 0 | 0 |  | 0 | 0 | 0 | 0 | 0 |  | 0 | 0 | 0 | 0 | 0 | 0 | 0
PG&E GBA | PGE GBA | PGE | Burlingame | 115 | 3 | Geothermal |  |  | 0 | 0 |  | 0 | 0 |  | 0 | 0 |  | 0 | 0 | 0 | 0 | 0 |  | 0 | 0 | 0 | 0 | 0 |  | 0 | 0 | 0 | 0 | 0 | 0 | 0
PG&E NGBA | PGE NGBA | PGE | Burney Forest | 230 | 2 | Geothermal |  |  | 0 | 0 |  | 0 | 0 |  | 0 | 0 |  | 0 | 0 | 0 | 0 | 0 |  | 0 | 0 | 0 | 0 | 0 |  | 0 | 0 | 0 | 0 | 0 | 0 | 0
PG&E NGBA | PGE NGBA | PGE | Butte | 115 | 1 | Geothermal |  |  | 0 | 0 |  | 0 | 0 |  | 0 | 0 |  | 0 | 0 | 0 | 0 | 0 |  | 0 | 0 | 0 | 0 | 0 |  | 0 | 0 | 0 | 0 | 0 | 0 | 0
PG&E KERN | PGE Kern | PGE | Cabrillo | 115 | 111 | Geothermal |  |  | 0 | 0 |  | 0 | 0 |  | 0 | 0 |  | 0 | 0 | 0 | 0 | 0 |  | 0 | 0 | 0 | 0 | 0 |  | 0 | 0 | 0 | 0 | 0 | 0 | 0
PG&E FRESNO | PGE Fresno | PGE | Cal Flats | 230 | 129 | Geothermal |  |  | 0 | 0 |  | 0 | 0 |  | 0 | 0 |  | 0 | 0 | 0 | 0 | 0 |  | 0 | 0 | 0 | 0 | 0 |  | 0 | 0 | 0 | 0 | 0 | 0 | 0
SCE NOL | SCE NOL | SCE | Calcite | 230 | 141 | Geothermal |  |  | 0 | 0 |  | 0 | 0 |  | 0 | 0 |  | 0 | 0 | 0 | 0 | 0 |  | 0 | 0 | 0 | 0 | 0 |  | 0 | 0 | 0 | 0 | 0 | 0 | 0
PG&E KERN | PGE Kern | PGE | Caliente | 230 | 122 | Geothermal |  |  | 0 | 0 |  | 0 | 0 |  | 0 | 0 |  | 0 | 0 | 0 | 0 | 0 |  | 0 | 0 | 0 | 0 | 0 |  | 0 | 0 | 0 | 0 | 0 | 0 | 0
PG&E FRESNO | PGE Fresno | PGE | California Ave | 115 | 105 | Geothermal |  |  | 0 | 0 |  | 0 | 0 |  | 0 | 0 |  | 0 | 0 | 0 | 0 | 0 |  | 0 | 0 | 0 | 0 | 0 |  | 0 | 0 | 0 | 0 | 0 | 0 | 0
PG&E KERN | PGE Kern | PGE | Callender | 115 | 126 | Geothermal |  |  | 0 | 0 |  | 0 | 0 |  | 0 | 0 |  | 0 | 0 | 0 | 0 | 0 |  | 0 | 0 | 0 | 0 | 0 |  | 0 | 0 | 0 | 0 | 0 | 0 | 0
PG&E NGBA | PGE NGBA | PGE | Calpella | 115 | 37 | Geothermal |  |  | 0 | 0 |  | 0 | 0 |  | 0 | 0 |  | 0 | 0 | 0 | 0 | 0 |  | 0 | 0 | 0 | 0 | 0 |  | 0 | 0 | 0 | 0 | 0 | 0 | 0
PG&E GBA | PGE GBA | PGE | Camanche | 230 | 15 | Geothermal |  |  | 0 | 0 |  | 0 | 0 |  | 0 | 0 |  | 0 | 0 | 0 | 0 | 0 |  | 0 | 0 | 0 | 0 | 0 |  | 0 | 0 | 0 | 0 | 0 | 0 | 0
SDGE | SDGE Imperial | SDGE | Cameron | 69 |  | Geothermal |  |  | 0 | 0 |  | 0 | 0 |  | 0 | 0 |  | 0 | 0 | 0 | 0 | 0 |  | 0 | 0 | 0 | 0 | 0 |  | 0 | 0 | 0 | 0 | 0 | 0 | 0
SDGE | SDGE Imperial | SDGE | Cannon | 69 |  | Geothermal |  |  | 0 | 0 |  | 0 | 0 |  | 0 | 0 |  | 0 | 0 | 0 | 0 | 0 |  | 0 | 0 | 0 | 0 | 0 |  | 0 | 0 | 0 | 0 | 0 | 0 | 0
PG&E FRESNO | PGE Fresno | PGE | Cantua | 115 | 115 | Geothermal |  |  | 0 | 0 |  | 0 | 0 |  | 0 | 0 |  | 0 | 0 | 0 | 0 | 0 |  | 0 | 0 | 0 | 0 | 0 |  | 0 | 0 | 0 | 0 | 0 | 0 | 0
SDGE | SDGE Imperial | SDGE | Capistrano | 138 | 173 | Geothermal |  |  | 0 | 0 |  | 0 | 0 |  | 0 | 0 |  | 0 | 0 | 0 | 0 | 0 |  | 0 | 0 | 0 | 0 | 0 |  | 0 | 0 | 0 | 0 | 0 | 0 | 0
SDGE | SDGE Imperial | SDGE | Capistrano | 230 | 173 | Geothermal |  |  | 0 | 0 |  | 0 | 0 |  | 0 | 0 |  | 0 | 0 | 0 | 0 | 0 |  | 0 | 0 | 0 | 0 | 0 |  | 0 | 0 | 0 | 0 | 0 | 0 | 0
PG&E NGBA | PGE NGBA | PGE | Carberry | 230 | 2 | Geothermal |  |  | 0 | 0 |  | 0 | 0 |  | 0 | 0 |  | 0 | 0 | 0 | 0 | 0 |  | 0 | 0 | 0 | 0 | 0 |  | 0 | 0 | 0 | 0 | 0 | 0 | 0
SCE Eastern | SCE Eastern | SCE | Cardiff | 66 |  | Geothermal |  |  | 0 | 0 |  | 0 | 0 |  | 0 | 0 |  | 0 | 0 | 0 | 0 | 0 |  | 0 | 0 | 0 | 0 | 0 |  | 0 | 0 | 0 | 0 | 0 | 0 | 0
PG&E NGBA | PGE NGBA | PGE | Caribou | 60 |  | Geothermal |  |  | 0 | 0 |  | 0 | 0 |  | 0 | 0 |  | 0 | 0 | 0 | 0 | 0 |  | 0 | 0 | 0 | 0 | 0 |  | 0 | 0 | 0 | 0 | 0 | 0 | 0
PG&E NGBA | PGE NGBA | PGE | Caribou | 115 | 7 | Geothermal |  |  | 0 | 0 |  | 0 | 0 |  | 0 | 0 |  | 0 | 0 | 0 | 0 | 0 |  | 0 | 0 | 0 | 0 | 0 |  | 0 | 0 | 0 | 0 | 0 | 0 | 0
PG&E NGBA | PGE NGBA | PGE | Caribou | 230 | 7 | Geothermal |  |  | 0 | 0 |  | 0 | 0 |  | 0 | 0 |  | 0 | 0 | 0 | 0 | 0 |  | 0 | 0 | 0 | 0 | 0 |  | 0 | 0 | 0 | 0 | 0 | 0 | 0
EOP | SCE EOP | SCE | Carpenter Canyon (fka Gamebird) | 138 | 177 | Geothermal |  |  | 0 | 0 |  | 0 | 0 |  | 0 | 0 |  | 0 | 0 | 0 | 0 | 0 |  | 0 | 0 | 0 | 0 | 0 |  | 0 | 0 | 0 | 0 | 0 | 0 | 0
EOP | SCE EOP | SCE | Carpenter Canyon (fka Gamebird) | 230 | 177 | Geothermal |  |  | 0 | 0 |  | 0 | 0 |  | 0 | 0 |  | 0 | 0 | 0 | 0 | 0 |  | 0 | 0 | 0 | 0 | 0 |  | 0 | 0 | 0 | 0 | 0 | 0 | 0
PG&E NGBA | PGE NGBA | PGE | Carquinez | 115 | 27 | Geothermal |  |  | 0 | 0 |  | 0 | 0 |  | 0 | 0 |  | 0 | 0 | 0 | 0 | 0 |  | 0 | 0 | 0 | 0 | 0 |  | 0 | 0 | 0 | 0 | 0 | 0 | 0
SDGE | SDGE Imperial | SDGE | Carrizo Gorge | 138 | 192 | Geothermal |  |  | 0 | 0 |  | 0 | 0 |  | 0 | 0 |  | 0 | 0 | 0 | 0 | 0 |  | 0 | 0 | 0 | 0 | 0 |  | 0 | 0 | 0 | 0 | 0 | 0 | 0
PG&E KERN | PGE Kern | PGE | Carrizo Plains | 115 | 122 | Geothermal |  |  | 0 | 0 |  | 0 | 0 |  | 0 | 0 |  | 0 | 0 | 0 | 0 | 0 |  | 0 | 0 | 0 | 0 | 0 |  | 0 | 0 | 0 | 0 | 0 | 0 | 0
PG&E KERN | PGE Kern | PGE | Casaloma | 230 | 68 | Geothermal |  |  | 0 | 0 |  | 0 | 0 |  | 0 | 0 |  | 0 | 0 | 0 | 0 | 0 |  | 0 | 0 | 0 | 0 | 0 |  | 0 | 0 | 0 | 0 | 0 | 0 | 0
PG&E GBA | PGE GBA | PGE | Castro Valley | 230 | 42 | Geothermal |  |  | 0 | 0 |  | 0 | 0 |  | 0 | 0 |  | 0 | 0 | 0 | 0 | 0 |  | 0 | 0 | 0 | 0 | 0 |  | 0 | 0 | 0 | 0 | 0 | 0 | 0
PG&E GBA | PGE GBA | PGE | Cayetano | 230 | 50 | Geothermal |  |  | 0 | 0 |  | 0 | 0 |  | 0 | 0 |  | 0 | 0 | 0 | 0 | 0 |  | 0 | 0 | 0 | 0 | 0 |  | 0 | 0 | 0 | 0 | 0 | 0 | 0
SCE Metro | SCE Metro | SCE | Center | 230 | 97 | Geothermal |  |  | 0 | 0 |  | 0 | 0 |  | 0 | 0 |  | 0 | 0 | 0 | 0 | 0 |  | 0 | 0 | 0 | 0 | 0 |  | 0 | 0 | 0 | 0 | 0 | 0 | 0
PG&E KERN | PGE Kern | PGE | Charca | 115 | 74 | Geothermal |  |  | 0 | 0 |  | 0 | 0 |  | 0 | 0 |  | 0 | 0 | 0 | 0 | 0 |  | 0 | 0 | 0 | 0 | 0 |  | 0 | 0 | 0 | 0 | 0 | 0 | 0
EOP | SCE EOP | SCE | Charleston | 138 | 177 | Geothermal |  |  | 0 | 0 |  | 0 | 0 |  | 0 | 0 |  | 0 | 0 | 0 | 0 | 0 |  | 0 | 0 | 0 | 0 | 0 |  | 0 | 0 | 0 | 0 | 0 | 0 | 0
SCE Metro | SCE Metro | SCE | Chevmain | 230 | 97 | Geothermal |  |  | 0 | 0 |  | 0 | 0 |  | 0 | 0 |  | 0 | 0 | 0 | 0 | 0 |  | 0 | 0 | 0 | 0 | 0 |  | 0 | 0 | 0 | 0 | 0 | 0 | 0
SDGE | SDGE Imperial | SDGE | Chicarita | 138 | 186 | Geothermal |  |  | 0 | 0 |  | 0 | 0 |  | 0 | 0 |  | 0 | 0 | 0 | 0 | 0 |  | 0 | 0 | 0 | 0 | 0 |  | 0 | 0 | 0 | 0 | 0 | 0 | 0
SCE Metro | SCE Metro | SCE | Chino | 230 | 97 | Geothermal |  |  | 0 | 0 |  | 0 | 0 |  | 0 | 0 |  | 0 | 0 | 0 | 0 | 0 |  | 0 | 0 | 0 | 0 | 0 |  | 0 | 0 | 0 | 0 | 0 | 0 | 0
PG&E FRESNO | PGE Fresno | PGE | Chowchilla | 115 | 166 | Geothermal |  |  | 0 | 0 |  | 0 | 0 |  | 0 | 0 |  | 0 | 0 | 0 | 0 | 0 |  | 0 | 0 | 0 | 0 | 0 |  | 0 | 0 | 0 | 0 | 0 | 0 | 0
PG&E GBA | PGE GBA | PGE | Christie | 60 |  | Geothermal |  |  | 0 | 0 |  | 0 | 0 |  | 0 | 0 |  | 0 | 0 | 0 | 0 | 0 |  | 0 | 0 | 0 | 0 | 0 |  | 0 | 0 | 0 | 0 | 0 | 0 | 0
PG&E GBA | PGE GBA | PGE | Christie | 115 | 6 | Geothermal |  |  | 0 | 0 |  | 0 | 0 |  | 0 | 0 |  | 0 | 0 | 0 | 0 | 0 |  | 0 | 0 | 0 | 0 | 0 |  | 0 | 0 | 0 | 0 | 0 | 0 | 0
SCE Eastern | SCE Arizona | SCE | Cielo Azul | 500 | 181 | Geothermal |  |  | 0 | 0 |  | 0 | 0 |  | 0 | 0 |  | 0 | 0 | 0 | 0 | 0 |  | 0 | 0 | 0 | 0 | 0 |  | 0 | 0 | 0 | 0 | 0 | 0 | 0
PG&E GBA | PGE GBA | PGE | Clay | 60 |  | Geothermal |  |  | 0 | 0 |  | 0 | 0 |  | 0 | 0 |  | 0 | 0 | 0 | 0 | 0 |  | 0 | 0 | 0 | 0 | 0 |  | 0 | 0 | 0 | 0 | 0 | 0 | 0
PG&E GBA | PGE GBA | PGE | Clayton | 115 | 1 | Geothermal |  |  | 0 | 0 |  | 0 | 0 |  | 0 | 0 |  | 0 | 0 | 0 | 0 | 0 |  | 0 | 0 | 0 | 0 | 0 |  | 0 | 0 | 0 | 0 | 0 | 0 | 0
PG&E NGBA | PGE NGBA | PGE | Cloverdale | 115 | 37 | Geothermal |  | EGS | 1 | 0 |  | 0 | 4.2 |  | 4.2 | 0 |  | 0 | 4.2 | 0 | 4.2 | 108 |  | 108 | 0 | 0 | 0 | 108 |  | 108 | 112.2 | 0 | 112.2 | 112.2 | 0 | 112.2
PG&E FRESNO | PGE Fresno | PGE | Clovis | 115 | 136 | Geothermal |  |  | 0 | 0 |  | 0 | 0 |  | 0 | 0 |  | 0 | 0 | 0 | 0 | 0 |  | 0 | 0 | 0 | 0 | 0 |  | 0 | 0 | 0 | 0 | 0 | 0 | 0
PG&E GBA | PGE GBA | PGE | Coburn | 230 | 116 | Geothermal |  |  | 0 | 0 |  | 0 | 0 |  | 0 | 0 |  | 0 | 0 | 0 | 0 | 0 |  | 0 | 0 | 0 | 0 | 0 |  | 0 | 0 | 0 | 0 | 0 | 0 | 0
PG&E GBA | PGE GBA | PGE | Coburn | 60 |  | Geothermal |  |  | 0 | 0 |  | 0 | 0 |  | 0 | 0 |  | 0 | 0 | 0 | 0 | 0 |  | 0 | 0 | 0 | 0 | 0 |  | 0 | 0 | 0 | 0 | 0 | 0 | 0
PG&E NGBA | PGE NGBA | PGE | Colgate | 230 | 22 | Geothermal |  |  | 0 | 0 |  | 0 | 0 |  | 0 | 0 |  | 0 | 0 | 0 | 0 | 0 |  | 0 | 0 | 0 | 0 | 0 |  | 0 | 0 | 0 | 0 | 0 | 0 | 0
PG&E GBA | PGE GBA | PGE | Collierville | 230 | 44 | Geothermal |  |  | 0 | 0 |  | 0 | 0 |  | 0 | 0 |  | 0 | 0 | 0 | 0 | 0 |  | 0 | 0 | 0 | 0 | 0 |  | 0 | 0 | 0 | 0 | 0 | 0 | 0
PG&E GBA | PGE GBA | PGE | Collinsville | 230 | 1 | Geothermal |  |  | 0 | 0 |  | 0 | 0 |  | 0 | 0 |  | 0 | 0 | 0 | 0 | 0 |  | 0 | 0 | 0 | 0 | 0 |  | 0 | 0 | 0 | 0 | 0 | 0 | 0
PG&E GBA | PGE GBA | PGE | Collinsville | 500 | 1 | Geothermal |  |  | 0 | 0 |  | 0 | 0 |  | 0 | 0 |  | 0 | 0 | 0 | 0 | 0 |  | 0 | 0 | 0 | 0 | 0 |  | 0 | 0 | 0 | 0 | 0 | 0 | 0
SCE Eastern | SCE Eastern | SCE | Colorado River | 230 | 170 | Geothermal |  |  | 0 | 0 |  | 0 | 0 |  | 0 | 0 |  | 0 | 0 | 0 | 0 | 0 |  | 0 | 0 | 0 | 0 | 0 |  | 0 | 0 | 0 | 0 | 0 | 0 | 0
SCE Eastern | SCE Eastern | SCE | Colorado River | 500 | 154 | Geothermal |  |  | 0 | 0 |  | 0 | 0 |  | 0 | 0 |  | 0 | 0 | 0 | 0 | 0 |  | 0 | 0 | 0 | 0 | 0 |  | 0 | 0 | 0 | 0 | 0 | 0 | 0
PG&E KERN | PGE Kern | PGE | Columbus | 115 | 99 | Geothermal |  |  | 0 | 0 |  | 0 | 0 |  | 0 | 0 |  | 0 | 0 | 0 | 0 | 0 |  | 0 | 0 | 0 | 0 | 0 |  | 0 | 0 | 0 | 0 | 0 | 0 | 0
PG&E GBA | PGE GBA | PGE | Contra Costa | 115 | 63 | Geothermal |  |  | 0 | 0 |  | 0 | 0 |  | 0 | 0 |  | 0 | 0 | 0 | 0 | 0 |  | 0 | 0 | 0 | 0 | 0 |  | 0 | 0 | 0 | 0 | 0 | 0 | 0
PG&E GBA | PGE GBA | PGE | Contra Costa | 230 | 50 | Geothermal |  |  | 0 | 0 |  | 0 | 0 |  | 0 | 0 |  | 0 | 0 | 0 | 0 | 0 |  | 0 | 0 | 0 | 0 | 0 |  | 0 | 0 | 0 | 0 | 0 | 0 | 0
PG&E GBA | PGE GBA | PGE | Contra Costa PP | 230 | 59 | Geothermal |  |  | 0 | 0 |  | 0 | 0 |  | 0 | 0 |  | 0 | 0 | 0 | 0 | 0 |  | 0 | 0 | 0 | 0 | 0 |  | 0 | 0 | 0 | 0 | 0 | 0 | 0
SCE NOL | SCE NOL | SCE | Control | 115 | 175 | Geothermal |  |  | 0 | 0 |  | 0 | 0 |  | 0 | 0 |  | 0 | 0 | 0 | 0 | 0 |  | 0 | 0 | 0 | 0 | 0 |  | 0 | 0 | 0 | 0 | 0 | 0 | 0
SCE NOL | SCE NOL | SCE | Control | 55 |  | Geothermal |  |  | 0 | 0 |  | 0 | 0 |  | 0 | 0 |  | 0 | 0 | 0 | 0 | 0 |  | 0 | 0 | 0 | 0 | 0 |  | 0 | 0 | 0 | 0 | 0 | 0 | 0
PG&E GBA | PGE GBA | PGE | Cooley Landing | 115 | 6 | Geothermal |  |  | 0 | 0 |  | 0 | 0 |  | 0 | 0 |  | 0 | 0 | 0 | 0 | 0 |  | 0 | 0 | 0 | 0 | 0 |  | 0 | 0 | 0 | 0 | 0 | 0 | 0
PG&E GBA | PGE GBA | PGE | Cooley Landing | 60 |  | Geothermal |  |  | 0 | 0 |  | 0 | 0 |  | 0 | 0 |  | 0 | 0 | 0 | 0 | 0 |  | 0 | 0 | 0 | 0 | 0 |  | 0 | 0 | 0 | 0 | 0 | 0 | 0
SCE NOL | SCE NOL | SCE | Coolwater | 230 | 160 | Geothermal |  |  | 0 | 0 |  | 0 | 0 |  | 0 | 0 |  | 0 | 0 | 0 | 0 | 0 |  | 0 | 0 | 0 | 0 | 0 |  | 0 | 0 | 0 | 0 | 0 | 0 | 0
SCE NOL | SCE NOL | SCE | Coolwater | 115 | 160 | Geothermal |  |  | 0 | 0 |  | 0 | 0 |  | 0 | 0 |  | 0 | 0 | 0 | 0 | 0 |  | 0 | 0 | 0 | 0 | 0 |  | 0 | 0 | 0 | 0 | 0 | 0 | 0
PG&E KERN | PGE Kern | PGE | Copus | 70 |  | Geothermal |  |  | 0 | 0 |  | 0 | 0 |  | 0 | 0 |  | 0 | 0 | 0 | 0 | 0 |  | 0 | 0 | 0 | 0 | 0 |  | 0 | 0 | 0 | 0 | 0 | 0 | 0
PG&E FRESNO | PGE Fresno | PGE | Corcoran | 70 |  | Geothermal |  |  | 0 | 0 |  | 0 | 0 |  | 0 | 0 |  | 0 | 0 | 0 | 0 | 0 |  | 0 | 0 | 0 | 0 | 0 |  | 0 | 0 | 0 | 0 | 0 | 0 | 0
PG&E FRESNO | PGE Fresno | PGE | Corcoran | 115 | 148 | Geothermal |  |  | 0 | 0 |  | 0 | 0 |  | 0 | 0 |  | 0 | 0 | 0 | 0 | 0 |  | 0 | 0 | 0 | 0 | 0 |  | 0 | 0 | 0 | 0 | 0 | 0 | 0
PG&E NGBA | PGE NGBA | PGE | Corona | 115 | 27 | Geothermal |  |  | 0 | 0 |  | 0 | 0 |  | 0 | 0 |  | 0 | 0 | 0 | 0 | 0 |  | 0 | 0 | 0 | 0 | 0 |  | 0 | 0 | 0 | 0 | 0 | 0 | 0
PG&E NGBA | PGE NGBA | PGE | Cortina | 230 | 27 | Geothermal |  |  | 0 | 0 |  | 0 | 0 |  | 0 | 0 |  | 0 | 0 | 0 | 0 | 0 |  | 0 | 0 | 0 | 0 | 0 |  | 0 | 0 | 0 | 0 | 0 | 0 | 0
PG&E NGBA | PGE NGBA | PGE | Cortina | 115 | 30 | Geothermal |  |  | 0 | 0 |  | 0 | 0 |  | 0 | 0 |  | 0 | 0 | 0 | 0 | 0 |  | 0 | 0 | 0 | 0 | 0 |  | 0 | 0 | 0 | 0 | 0 | 0 | 0
PG&E GBA | PGE GBA | PGE | Cottle | 230 | 155 | Geothermal |  |  | 0 | 0 |  | 0 | 0 |  | 0 | 0 |  | 0 | 0 | 0 | 0 | 0 |  | 0 | 0 | 0 | 0 | 0 |  | 0 | 0 | 0 | 0 | 0 | 0 | 0
PG&E NGBA | PGE NGBA | PGE | Cottonwood | 115 | 1 | Geothermal |  |  | 0 | 0 |  | 0 | 0 |  | 0 | 0 |  | 0 | 0 | 0 | 0 | 0 |  | 0 | 0 | 0 | 0 | 0 |  | 0 | 0 | 0 | 0 | 0 | 0 | 0
PG&E NGBA | PGE NGBA | PGE | Cottonwood | 230 | 1 | Geothermal |  |  | 0 | 0 |  | 0 | 0 |  | 0 | 0 |  | 0 | 0 | 0 | 0 | 0 |  | 0 | 0 | 0 | 0 | 0 |  | 0 | 0 | 0 | 0 | 0 | 0 | 0
PG&E NGBA | PGE NGBA | PGE | Cottonwood | 60 |  | Geothermal |  |  | 0 | 0 |  | 0 | 0 |  | 0 | 0 |  | 0 | 0 | 0 | 0 | 0 |  | 0 | 0 | 0 | 0 | 0 |  | 0 | 0 | 0 | 0 | 0 | 0 | 0
PG&E NGBA | PGE NGBA | PGE | Cove Road | 230 | 1 | Geothermal |  |  | 0 | 0 |  | 0 | 0 |  | 0 | 0 |  | 0 | 0 | 0 | 0 | 0 |  | 0 | 0 | 0 | 0 | 0 |  | 0 | 0 | 0 | 0 | 0 | 0 | 0
PG&E GBA | PGE GBA | PGE | Coyote | 230 | 11 | Geothermal |  |  | 0 | 0 |  | 0 | 0 |  | 0 | 0 |  | 0 | 0 | 0 | 0 | 0 |  | 0 | 0 | 0 | 0 | 0 |  | 0 | 0 | 0 | 0 | 0 | 0 | 0
PG&E GBA | PGE GBA | PGE | Crazy Horse Canyon | 115 | 84 | Geothermal |  |  | 0 | 0 |  | 0 | 0 |  | 0 | 0 |  | 0 | 0 | 0 | 0 | 0 |  | 0 | 0 | 0 | 0 | 0 |  | 0 | 0 | 0 | 0 | 0 | 0 | 0
SDGE | SDGE Imperial | SDGE | Creelman | 69 |  | Geothermal |  |  | 0 | 0 |  | 0 | 0 |  | 0 | 0 |  | 0 | 0 | 0 | 0 | 0 |  | 0 | 0 | 0 | 0 | 0 |  | 0 | 0 | 0 | 0 | 0 | 0 | 0
PG&E FRESNO | PGE Fresno | PGE | Crescent | 70 |  | Geothermal |  |  | 0 | 0 |  | 0 | 0 |  | 0 | 0 |  | 0 | 0 | 0 | 0 | 0 |  | 0 | 0 | 0 | 0 | 0 |  | 0 | 0 | 0 | 0 | 0 | 0 | 0
PG&E FRESNO | PGE Fresno | PGE | Cressey | 115 | 139 | Geothermal |  |  | 0 | 0 |  | 0 | 0 |  | 0 | 0 |  | 0 | 0 | 0 | 0 | 0 |  | 0 | 0 | 0 | 0 | 0 |  | 0 | 0 | 0 | 0 | 0 | 0 | 0
PG&E NGBA | PGE NGBA | PGE | Cresta | 230 | 24 | Geothermal |  |  | 0 | 0 |  | 0 | 0 |  | 0 | 0 |  | 0 | 0 | 0 | 0 | 0 |  | 0 | 0 | 0 | 0 | 0 |  | 0 | 0 | 0 | 0 | 0 | 0 | 0
SDGE | SDGE Imperial | SDGE | Crestwood | 69 |  | Geothermal |  |  | 0 | 0 |  | 0 | 0 |  | 0 | 0 |  | 0 | 0 | 0 | 0 | 0 |  | 0 | 0 | 0 | 0 | 0 |  | 0 | 0 | 0 | 0 | 0 | 0 | 0
PG&E GBA | PGE GBA | PGE | Crow Creek | 60 |  | Geothermal |  |  | 0 | 0 |  | 0 | 0 |  | 0 | 0 |  | 0 | 0 | 0 | 0 | 0 |  | 0 | 0 | 0 | 0 | 0 |  | 0 | 0 | 0 | 0 | 0 | 0 | 0
PG&E GBA | PGE GBA | PGE | Crows Landing | 60 |  | Geothermal |  |  | 0 | 0 |  | 0 | 0 |  | 0 | 0 |  | 0 | 0 | 0 | 0 | 0 |  | 0 | 0 | 0 | 0 | 0 |  | 0 | 0 | 0 | 0 | 0 | 0 | 0
PG&E GBA | PGE GBA | PGE | Curtis | 115 | 44 | Geothermal |  |  | 0 | 0 |  | 0 | 0 |  | 0 | 0 |  | 0 | 0 | 0 | 0 | 0 |  | 0 | 0 | 0 | 0 | 0 |  | 0 | 0 | 0 | 0 | 0 | 0 | 0
PG&E FRESNO | PGE Fresno | PGE | Dairyland | 115 | 137 | Geothermal |  |  | 0 | 0 |  | 0 | 0 |  | 0 | 0 |  | 0 | 0 | 0 | 0 | 0 |  | 0 | 0 | 0 | 0 | 0 |  | 0 | 0 | 0 | 0 | 0 | 0 | 0
PG&E NGBA | PGE NGBA | PGE | Davis | 115 | 39 | Geothermal |  |  | 0 | 0 |  | 0 | 0 |  | 0 | 0 |  | 0 | 0 | 0 | 0 | 0 |  | 0 | 0 | 0 | 0 | 0 |  | 0 | 0 | 0 | 0 | 0 | 0 | 0
SCE Metro | SCE Metro | SCE | Del Amo | 500 | 97 | Geothermal |  |  | 0 | 0 |  | 0 | 0 |  | 0 | 0 |  | 0 | 0 | 0 | 0 | 0 |  | 0 | 0 | 0 | 0 | 0 |  | 0 | 0 | 0 | 0 | 0 | 0 | 0
SCE Metro | SCE Metro | SCE | Del Amo | 230 | 97 | Geothermal |  |  | 0 | 0 |  | 0 | 0 |  | 0 | 0 |  | 0 | 0 | 0 | 0 | 0 |  | 0 | 0 | 0 | 0 | 0 |  | 0 | 0 | 0 | 0 | 0 | 0 | 0
SCE Eastern | SCE Arizona | SCE | Delaney | 500 | 181 | Geothermal |  |  | 0 | 0 |  | 0 | 0 |  | 0 | 0 |  | 0 | 0 | 0 | 0 | 0 |  | 0 | 0 | 0 | 0 | 0 |  | 0 | 0 | 0 | 0 | 0 | 0 | 0
PG&E NGBA | PGE NGBA | PGE | Delevan | 230 | 25 | Geothermal |  |  | 0 | 0 |  | 0 | 0 |  | 0 | 0 |  | 0 | 0 | 0 | 0 | 0 |  | 0 | 0 | 0 | 0 | 0 |  | 0 | 0 | 0 | 0 | 0 | 0 | 0
PG&E GBA | PGE GBA | PGE | Delta PP | 230 | 32 | Geothermal |  |  | 0 | 0 |  | 0 | 0 |  | 0 | 0 |  | 0 | 0 | 0 | 0 | 0 |  | 0 | 0 | 0 | 0 | 0 |  | 0 | 0 | 0 | 0 | 0 | 0 | 0
EOP | SCE EOP | SCE | Desert View | 230 | 177 | Geothermal |  |  | 0 | 0 |  | 0 | 0 |  | 0 | 0 |  | 0 | 0 | 0 | 0 | 0 |  | 0 | 0 | 0 | 0 | 0 |  | 0 | 0 | 0 | 0 | 0 | 0 | 0
SCE Eastern | SCE Eastern | SCE | Devers | 230 | 156 | Geothermal |  |  | 0 | 0 |  | 0 | 0 |  | 0 | 0 |  | 0 | 0 | 0 | 0 | 0 |  | 0 | 0 | 0 | 0 | 0 |  | 0 | 0 | 0 | 0 | 0 | 0 | 0
SCE Eastern | SCE Eastern | SCE | Devers | 500 | 156 | Geothermal |  |  | 0 | 0 |  | 0 | 0 |  | 0 | 0 |  | 0 | 0 | 0 | 0 | 0 |  | 0 | 0 | 0 | 0 | 0 |  | 0 | 0 | 0 | 0 | 0 | 0 | 0
PG&E KERN | PGE Kern | PGE | Diablo Canyon | 230 | 111 | Geothermal |  |  | 0 | 0 |  | 0 | 0 |  | 0 | 0 |  | 0 | 0 | 0 | 0 | 0 |  | 0 | 0 | 0 | 0 | 0 |  | 0 | 0 | 0 | 0 | 0 | 0 | 0
PG&E KERN | PGE Kern | PGE | Diablo Canyon | 500 | 98 | Geothermal |  |  | 0 | 0 |  | 0 | 0 |  | 0 | 0 |  | 0 | 0 | 0 | 0 | 0 |  | 0 | 0 | 0 | 0 | 0 |  | 0 | 0 | 0 | 0 | 0 | 0 | 0
PG&E KERN | PGE Kern | PGE | Divide | 115 | 111 | Geothermal |  |  | 0 | 0 |  | 0 | 0 |  | 0 | 0 |  | 0 | 0 | 0 | 0 | 0 |  | 0 | 0 | 0 | 0 | 0 |  | 0 | 0 | 0 | 0 | 0 | 0 | 0
PG&E GBA | PGE GBA | PGE | Dixon Landing | 115 | 11 | Geothermal |  |  | 0 | 0 |  | 0 | 0 |  | 0 | 0 |  | 0 | 0 | 0 | 0 | 0 |  | 0 | 0 | 0 | 0 | 0 |  | 0 | 0 | 0 | 0 | 0 | 0 | 0
PG&E FRESNO | PGE Fresno | PGE | Dos Amigos | 230 | 70 | Geothermal |  | EGS | 1 | 0 |  | 0 | 0 |  | 0 | 0 |  | 0 | 0 | 0 | 0 | 10 |  | 10 | 0 | 0 | 0 | 10 |  | 10 | 10 | 0 | 10 | 10 | 0 | 10
PG&E NGBA | PGE NGBA | PGE | Drum | 115 | 21 | Geothermal |  |  | 0 | 0 |  | 0 | 0 |  | 0 | 0 |  | 0 | 0 | 0 | 0 | 0 |  | 0 | 0 | 0 | 0 | 0 |  | 0 | 0 | 0 | 0 | 0 | 0 | 0
PG&E GBA | PGE GBA | PGE | Dumbarton | 115 | 3 | Geothermal |  |  | 0 | 0 |  | 0 | 0 |  | 0 | 0 |  | 0 | 0 | 0 | 0 | 0 |  | 0 | 0 | 0 | 0 | 0 |  | 0 | 0 | 0 | 0 | 0 | 0 | 0
SCE NOL | SCE NOL | SCE | Dunn Siding | 115 | 160 | Geothermal |  |  | 0 | 0 |  | 0 | 0 |  | 0 | 0 |  | 0 | 0 | 0 | 0 | 0 |  | 0 | 0 | 0 | 0 | 0 |  | 0 | 0 | 0 | 0 | 0 | 0 | 0
SCE Eastern | SCE Eastern | SCE | Eagle Mountain | 230 | 174 | Geothermal |  |  | 0 | 0 |  | 0 | 0 |  | 0 | 0 |  | 0 | 0 | 0 | 0 | 0 |  | 0 | 0 | 0 | 0 | 0 |  | 0 | 0 | 0 | 0 | 0 | 0 | 0
PG&E NGBA | PGE NGBA | PGE | Eagle Rock (PGE) | 60 |  | Geothermal |  |  | 0 | 0 |  | 0 | 0 |  | 0 | 0 |  | 0 | 0 | 0 | 0 | 0 |  | 0 | 0 | 0 | 0 | 0 |  | 0 | 0 | 0 | 0 | 0 | 0 | 0
PG&E NGBA | PGE NGBA | PGE | Eagle Rock (PGE) | 115 | 37 | Geothermal |  | Hydrothermal | 1 | 0 |  | 0 | 7 |  | 7 | 7 |  | 7 | 0 | 0 | 0 | 0 |  | 0 | 0 | 0 | 0 | 0 |  | 0 | 0 | 0 | 0 | 0 | 0 | 0
SCE Metro | SCE Metro | SCE | Eagle Rock (SCE) | 230 | 97 | Geothermal |  |  | 0 | 0 |  | 0 | 0 |  | 0 | 0 |  | 0 | 0 | 0 | 0 | 0 |  | 0 | 0 | 0 | 0 | 0 |  | 0 | 0 | 0 | 0 | 0 | 0 | 0
PG&E NGBA | PGE NGBA | PGE | East Marysville | 115 | 9 | Geothermal |  |  | 0 | 0 |  | 0 | 0 |  | 0 | 0 |  | 0 | 0 | 0 | 0 | 0 |  | 0 | 0 | 0 | 0 | 0 |  | 0 | 0 | 0 | 0 | 0 | 0 | 0
PG&E NGBA | PGE NGBA | PGE | East Nicolaus | 115 | 16 | Geothermal |  |  | 0 | 0 |  | 0 | 0 |  | 0 | 0 |  | 0 | 0 | 0 | 0 | 0 |  | 0 | 0 | 0 | 0 | 0 |  | 0 | 0 | 0 | 0 | 0 | 0 | 0
PG&E NGBA | PGE NGBA | PGE | East Nicolaus | 60 |  | Geothermal |  |  | 0 | 0 |  | 0 | 0 |  | 0 | 0 |  | 0 | 0 | 0 | 0 | 0 |  | 0 | 0 | 0 | 0 | 0 |  | 0 | 0 | 0 | 0 | 0 | 0 | 0
PG&E GBA | PGE GBA | PGE | Eastshore | 115 | 3 | Geothermal |  |  | 0 | 0 |  | 0 | 0 |  | 0 | 0 |  | 0 | 0 | 0 | 0 | 0 |  | 0 | 0 | 0 | 0 | 0 |  | 0 | 0 | 0 | 0 | 0 | 0 | 0
PG&E GBA | PGE GBA | PGE | Eastshore | 230 | 46 | Geothermal |  |  | 0 | 0 |  | 0 | 0 |  | 0 | 0 |  | 0 | 0 | 0 | 0 | 0 |  | 0 | 0 | 0 | 0 | 0 |  | 0 | 0 | 0 | 0 | 0 | 0 | 0
SDGE | SDGE Imperial | SDGE | ECO | 138 | 198 | Geothermal |  |  | 0 | 0 |  | 0 | 0 |  | 0 | 0 |  | 0 | 0 | 0 | 0 | 0 |  | 0 | 0 | 0 | 0 | 0 |  | 0 | 0 | 0 | 0 | 0 | 0 | 0
SDGE | SDGE Imperial | SDGE | ECO | 230 | 198 | Geothermal |  |  | 0 | 0 |  | 0 | 0 |  | 0 | 0 |  | 0 | 0 | 0 | 0 | 0 |  | 0 | 0 | 0 | 0 | 0 |  | 0 | 0 | 0 | 0 | 0 | 0 | 0
SDGE | SDGE Imperial | SDGE | ECO | 500 | 198 | Geothermal |  |  | 0 | 0 |  | 0 | 0 |  | 0 | 0 |  | 0 | 0 | 0 | 0 | 0 |  | 0 | 0 | 0 | 0 | 0 |  | 0 | 0 | 0 | 0 | 0 | 0 | 0
PG&E GBA | PGE GBA | PGE | Edenvale | 115 | 79 | Geothermal |  |  | 0 | 0 |  | 0 | 0 |  | 0 | 0 |  | 0 | 0 | 0 | 0 | 0 |  | 0 | 0 | 0 | 0 | 0 |  | 0 | 0 | 0 | 0 | 0 | 0 | 0
PG&E GBA | PGE GBA | PGE | Edes | 115 | 6 | Geothermal |  |  | 0 | 0 |  | 0 | 0 |  | 0 | 0 |  | 0 | 0 | 0 | 0 | 0 |  | 0 | 0 | 0 | 0 | 0 |  | 0 | 0 | 0 | 0 | 0 | 0 | 0
PG&E GBA | PGE GBA | PGE | Eight Mile | 230 | 16 | Geothermal |  |  | 0 | 0 |  | 0 | 0 |  | 0 | 0 |  | 0 | 0 | 0 | 0 | 0 |  | 0 | 0 | 0 | 0 | 0 |  | 0 | 0 | 0 | 0 | 0 | 0 | 0
SDGE | SDGE Imperial | SDGE | El Cajon | 69 |  | Geothermal |  |  | 0 | 0 |  | 0 | 0 |  | 0 | 0 |  | 0 | 0 | 0 | 0 | 0 |  | 0 | 0 | 0 | 0 | 0 |  | 0 | 0 | 0 | 0 | 0 | 0 | 0
SCE Eastern | SCE Eastern | SCE | El Casco | 230 | 156 | Geothermal |  |  | 0 | 0 |  | 0 | 0 |  | 0 | 0 |  | 0 | 0 | 0 | 0 | 0 |  | 0 | 0 | 0 | 0 | 0 |  | 0 | 0 | 0 | 0 | 0 | 0 | 0
PG&E GBA | PGE GBA | PGE | El Cerrito G | 115 | 6 | Geothermal |  |  | 0 | 0 |  | 0 | 0 |  | 0 | 0 |  | 0 | 0 | 0 | 0 | 0 |  | 0 | 0 | 0 | 0 | 0 |  | 0 | 0 | 0 | 0 | 0 | 0 | 0
PG&E NGBA | PGE NGBA | PGE | El Dorado PH | 115 | 19 | Geothermal |  |  | 0 | 0 |  | 0 | 0 |  | 0 | 0 |  | 0 | 0 | 0 | 0 | 0 |  | 0 | 0 | 0 | 0 | 0 |  | 0 | 0 | 0 | 0 | 0 | 0 | 0
PG&E FRESNO | PGE Fresno | PGE | El Nido (PGE) | 115 | 158 | Geothermal |  |  | 0 | 0 |  | 0 | 0 |  | 0 | 0 |  | 0 | 0 | 0 | 0 | 0 |  | 0 | 0 | 0 | 0 | 0 |  | 0 | 0 | 0 | 0 | 0 | 0 | 0
SCE Metro | SCE Metro | SCE | El Nido (SCE) | 230 | 132 | Geothermal |  |  | 0 | 0 |  | 0 | 0 |  | 0 | 0 |  | 0 | 0 | 0 | 0 | 0 |  | 0 | 0 | 0 | 0 | 0 |  | 0 | 0 | 0 | 0 | 0 | 0 | 0
PG&E GBA | PGE GBA | PGE | El Patio | 115 | 81 | Geothermal |  |  | 0 | 0 |  | 0 | 0 |  | 0 | 0 |  | 0 | 0 | 0 | 0 | 0 |  | 0 | 0 | 0 | 0 | 0 |  | 0 | 0 | 0 | 0 | 0 | 0 | 0
SCE Metro | SCE Metro | SCE | El Segundo | 230 | 97 | Geothermal |  |  | 0 | 0 |  | 0 | 0 |  | 0 | 0 |  | 0 | 0 | 0 | 0 | 0 |  | 0 | 0 | 0 | 0 | 0 |  | 0 | 0 | 0 | 0 | 0 | 0 | 0
EOP | SCE EOP | SCE | Eldorado | 230 | 161 | Geothermal | YES | Central Nevada (Hydrothermal) | 1 | 0 |  | 0 | 45 |  | 45 | 0 |  | 0 | 45 | 0 | 45 | 185.8 |  | 185.8 | 0 | 0 | 0 | 185.8 |  | 185.8 | 230.8 | 0 | 230.8 | 230.8 | 0 | 230.8
EOP | SCE EOP | SCE | Eldorado | 500 | 131 | Geothermal | YES | Utah (Hydrothermal) | 1 | 0 |  | 0 | 0 |  | 0 | 0 |  | 0 | 0 | 0 | 0 | 148 |  | 148 | 0 | 0 | 0 | 148 |  | 148 | 148 | 0 | 148 | 148 | 0 | 148
SCE Northern | SCE Northern | SCE | Elizabeth Lake | 66 |  | Geothermal |  |  | 0 | 0 |  | 0 | 0 |  | 0 | 0 |  | 0 | 0 | 0 | 0 | 0 |  | 0 | 0 | 0 | 0 | 0 |  | 0 | 0 | 0 | 0 | 0 | 0 | 0
PG&E KERN | PGE Kern | PGE | Elk Hills | 230 | 106 | Geothermal |  |  | 0 | 0 |  | 0 | 0 |  | 0 | 0 |  | 0 | 0 | 0 | 0 | 0 |  | 0 | 0 | 0 | 0 | 0 |  | 0 | 0 | 0 | 0 | 0 | 0 | 0
SDGE | SDGE Imperial | SDGE | Elliot | 69 |  | Geothermal |  |  | 0 | 0 |  | 0 | 0 |  | 0 | 0 |  | 0 | 0 | 0 | 0 | 0 |  | 0 | 0 | 0 | 0 | 0 |  | 0 | 0 | 0 | 0 | 0 | 0 | 0
SCE Metro | SCE Metro | SCE | Ellis | 230 | 97 | Geothermal |  |  | 0 | 0 |  | 0 | 0 |  | 0 | 0 |  | 0 | 0 | 0 | 0 | 0 |  | 0 | 0 | 0 | 0 | 0 |  | 0 | 0 | 0 | 0 | 0 | 0 | 0
SDGE | SDGE Imperial | SDGE | Encina | 138 | 171 | Geothermal |  |  | 0 | 0 |  | 0 | 0 |  | 0 | 0 |  | 0 | 0 | 0 | 0 | 0 |  | 0 | 0 | 0 | 0 | 0 |  | 0 | 0 | 0 | 0 | 0 | 0 | 0
SDGE | SDGE Imperial | SDGE | Encina | 230 | 171 | Geothermal |  |  | 0 | 0 |  | 0 | 0 |  | 0 | 0 |  | 0 | 0 | 0 | 0 | 0 |  | 0 | 0 | 0 | 0 | 0 |  | 0 | 0 | 0 | 0 | 0 | 0 | 0
SDGE | SDGE Imperial | SDGE | Escondido | 230 | 195 | Geothermal |  |  | 0 | 0 |  | 0 | 0 |  | 0 | 0 |  | 0 | 0 | 0 | 0 | 0 |  | 0 | 0 | 0 | 0 | 0 |  | 0 | 0 | 0 | 0 | 0 | 0 | 0
SDGE | SDGE Imperial | SDGE | Escondido | 69 |  | Geothermal |  |  | 0 | 0 |  | 0 | 0 |  | 0 | 0 |  | 0 | 0 | 0 | 0 | 0 |  | 0 | 0 | 0 | 0 | 0 |  | 0 | 0 | 0 | 0 | 0 | 0 | 0
PG&E KERN | PGE Kern | PGE | Estrella | 230 | 111 | Geothermal |  |  | 0 | 0 |  | 0 | 0 |  | 0 | 0 |  | 0 | 0 | 0 | 0 | 0 |  | 0 | 0 | 0 | 0 | 0 |  | 0 | 0 | 0 | 0 | 0 | 0 | 0
SCE Eastern | SCE Eastern | SCE | Etiwanda | 230 | 121 | Geothermal |  |  | 0 | 0 |  | 0 | 0 |  | 0 | 0 |  | 0 | 0 | 0 | 0 | 0 |  | 0 | 0 | 0 | 0 | 0 |  | 0 | 0 | 0 | 0 | 0 | 0 | 0
PG&E GBA | PGE GBA | PGE | Evergreen | 115 | 11 | Geothermal |  |  | 0 | 0 |  | 0 | 0 |  | 0 | 0 |  | 0 | 0 | 0 | 0 | 0 |  | 0 | 0 | 0 | 0 | 0 |  | 0 | 0 | 0 | 0 | 0 | 0 | 0
PG&E GBA | PGE GBA | PGE | Evergreen | 60 |  | Geothermal |  |  | 0 | 0 |  | 0 | 0 |  | 0 | 0 |  | 0 | 0 | 0 | 0 | 0 |  | 0 | 0 | 0 | 0 | 0 |  | 0 | 0 | 0 | 0 | 0 | 0 | 0
PG&E FRESNO | PGE Fresno | PGE | Excelsior | 115 | 134 | Geothermal |  |  | 0 | 0 |  | 0 | 0 |  | 0 | 0 |  | 0 | 0 | 0 | 0 | 0 |  | 0 | 0 | 0 | 0 | 0 |  | 0 | 0 | 0 | 0 | 0 | 0 | 0
PG&E FRESNO | PGE Fresno | PGE | Exchequer | 115 | 163 | Geothermal |  |  | 0 | 0 |  | 0 | 0 |  | 0 | 0 |  | 0 | 0 | 0 | 0 | 0 |  | 0 | 0 | 0 | 0 | 0 |  | 0 | 0 | 0 | 0 | 0 | 0 | 0
PG&E KERN | PGE Kern | PGE | Fairway | 115 | 111 | Geothermal |  |  | 0 | 0 |  | 0 | 0 |  | 0 | 0 |  | 0 | 0 | 0 | 0 | 0 |  | 0 | 0 | 0 | 0 | 0 |  | 0 | 0 | 0 | 0 | 0 | 0 | 0
PG&E KERN | PGE Kern | PGE | Famoso | 115 | 74 | Geothermal |  |  | 0 | 0 |  | 0 | 0 |  | 0 | 0 |  | 0 | 0 | 0 | 0 | 0 |  | 0 | 0 | 0 | 0 | 0 |  | 0 | 0 | 0 | 0 | 0 | 0 | 0
PG&E NGBA | PGE NGBA | PGE | Fern Road | 500 | 1 | Geothermal |  |  | 0 | 0 |  | 0 | 0 |  | 0 | 0 |  | 0 | 0 | 0 | 0 | 0 |  | 0 | 0 | 0 | 0 | 0 |  | 0 | 0 | 0 | 0 | 0 | 0 | 0
PG&E GBA | PGE GBA | PGE | Fibreboard (SPI Sonora) | 115 | 44 | Geothermal |  |  | 0 | 0 |  | 0 | 0 |  | 0 | 0 |  | 0 | 0 | 0 | 0 | 0 |  | 0 | 0 | 0 | 0 | 0 |  | 0 | 0 | 0 | 0 | 0 | 0 | 0
PG&E FRESNO | PGE Fresno | PGE | Figarden | 230 | 138 | Geothermal |  |  | 0 | 0 |  | 0 | 0 |  | 0 | 0 |  | 0 | 0 | 0 | 0 | 0 |  | 0 | 0 | 0 | 0 | 0 |  | 0 | 0 | 0 | 0 | 0 | 0 | 0
PG&E FRESNO | PGE Fresno | PGE | Fink | 230 | 64 | Geothermal |  | Hydrothermal | 1 | 0 |  | 0 | 0 |  | 0 | 0 |  | 0 | 0 | 0 | 0 | 70 |  | 70 | 0 | 0 | 0 | 70 |  | 70 | 70 | 0 | 70 | 70 | 0 | 70
PG&E NGBA | PGE NGBA | PGE | Fitch Mountain | 60 |  | Geothermal |  |  | 0 | 0 |  | 0 | 0 |  | 0 | 0 |  | 0 | 0 | 0 | 0 | 0 |  | 0 | 0 | 0 | 0 | 0 |  | 0 | 0 | 0 | 0 | 0 | 0 | 0
PG&E GBA | PGE GBA | PGE | FMC | 115 | 11 | Geothermal |  |  | 0 | 0 |  | 0 | 0 |  | 0 | 0 |  | 0 | 0 | 0 | 0 | 0 |  | 0 | 0 | 0 | 0 | 0 |  | 0 | 0 | 0 | 0 | 0 | 0 | 0
PG&E GBA | PGE GBA | PGE | Fremont | 115 | 5 | Geothermal |  |  | 0 | 0 |  | 0 | 0 |  | 0 | 0 |  | 0 | 0 | 0 | 0 | 0 |  | 0 | 0 | 0 | 0 | 0 |  | 0 | 0 | 0 | 0 | 0 | 0 | 0
PG&E GBA | PGE GBA | PGE | French Camp | 60 |  | Geothermal |  |  | 0 | 0 |  | 0 | 0 |  | 0 | 0 |  | 0 | 0 | 0 | 0 | 0 |  | 0 | 0 | 0 | 0 | 0 |  | 0 | 0 | 0 | 0 | 0 | 0 | 0
PG&E GBA | PGE GBA | PGE | Frogtown | 115 | 12 | Geothermal |  |  | 0 | 0 |  | 0 | 0 |  | 0 | 0 |  | 0 | 0 | 0 | 0 | 0 |  | 0 | 0 | 0 | 0 | 0 |  | 0 | 0 | 0 | 0 | 0 | 0 | 0
PG&E NGBA | PGE NGBA | PGE | Fulton | 115 | 58 | Geothermal |  |  | 0 | 0 |  | 0 | 0 |  | 0 | 0 |  | 0 | 0 | 0 | 0 | 0 |  | 0 | 0 | 0 | 0 | 0 |  | 0 | 0 | 0 | 0 | 0 | 0 | 0
PG&E NGBA | PGE NGBA | PGE | Fulton | 230 | 61 | Geothermal |  | Hydrothermal | 1 | 18 |  | 18 | 0 |  | 0 | 0 |  | 0 | 0 | 0 | 0 | 0 |  | 0 | 0 | 0 | 0 | 0 |  | 0 | 18 | 0 | 18 | 18 | 0 | 18
PG&E NGBA | PGE NGBA | PGE | Fulton | 60 |  | Geothermal |  |  | 0 | 0 |  | 0 | 0 |  | 0 | 0 |  | 0 | 0 | 0 | 0 | 0 |  | 0 | 0 | 0 | 0 | 0 |  | 0 | 0 | 0 | 0 | 0 | 0 | 0
PG&E KERN | PGE Kern | PGE | Ganso | 115 | 83 | Geothermal |  |  | 0 | 0 |  | 0 | 0 |  | 0 | 0 |  | 0 | 0 | 0 | 0 | 0 |  | 0 | 0 | 0 | 0 | 0 |  | 0 | 0 | 0 | 0 | 0 | 0 | 0
PG&E FRESNO | PGE Fresno | PGE | Gates | 230 | 135 | Geothermal |  |  | 0 | 0 |  | 0 | 0 |  | 0 | 0 |  | 0 | 0 | 0 | 0 | 0 |  | 0 | 0 | 0 | 0 | 0 |  | 0 | 0 | 0 | 0 | 0 | 0 | 0
PG&E FRESNO | PGE Fresno | PGE | Gates | 500 | 133 | Geothermal |  |  | 0 | 0 |  | 0 | 0 |  | 0 | 0 |  | 0 | 0 | 0 | 0 | 0 |  | 0 | 0 | 0 | 0 | 0 |  | 0 | 0 | 0 | 0 | 0 | 0 | 0
PG&E NGBA | PGE NGBA | PGE | Geysers 12 | 230 | 61 | Geothermal |  |  | 0 | 0 |  | 0 | 0 |  | 0 | 0 |  | 0 | 0 | 0 | 0 | 0 |  | 0 | 0 | 0 | 0 | 0 |  | 0 | 0 | 0 | 0 | 0 | 0 | 0
PG&E NGBA | PGE NGBA | PGE | Geysers 17 | 230 | 61 | Geothermal |  |  | 0 | 0 |  | 0 | 0 |  | 0 | 0 |  | 0 | 0 | 0 | 0 | 0 |  | 0 | 0 | 0 | 0 | 0 |  | 0 | 0 | 0 | 0 | 0 | 0 | 0
PG&E NGBA | PGE NGBA | PGE | Geysers 3 | 115 | 37 | Geothermal |  |  | 0 | 0 |  | 0 | 0 |  | 0 | 0 |  | 0 | 0 | 0 | 0 | 0 |  | 0 | 0 | 0 | 0 | 0 |  | 0 | 0 | 0 | 0 | 0 | 0 | 0
PG&E NGBA | PGE NGBA | PGE | Glenn | 230 | 1 | Geothermal |  |  | 0 | 0 |  | 0 | 0 |  | 0 | 0 |  | 0 | 0 | 0 | 0 | 0 |  | 0 | 0 | 0 | 0 | 0 |  | 0 | 0 | 0 | 0 | 0 | 0 | 0
PG&E NGBA | PGE NGBA | PGE | Glenn | 60 |  | Geothermal |  |  | 0 | 0 |  | 0 | 0 |  | 0 | 0 |  | 0 | 0 | 0 | 0 | 0 |  | 0 | 0 | 0 | 0 | 0 |  | 0 | 0 | 0 | 0 | 0 | 0 | 0
PG&E NGBA | PGE NGBA | PGE | Gold Hill | 115 | 16 | Geothermal |  |  | 0 | 0 |  | 0 | 0 |  | 0 | 0 |  | 0 | 0 | 0 | 0 | 0 |  | 0 | 0 | 0 | 0 | 0 |  | 0 | 0 | 0 | 0 | 0 | 0 | 0
PG&E NGBA | PGE NGBA | PGE | Gold Hill | 230 | 19 | Geothermal |  |  | 0 | 0 |  | 0 | 0 |  | 0 | 0 |  | 0 | 0 | 0 | 0 | 0 |  | 0 | 0 | 0 | 0 | 0 |  | 0 | 0 | 0 | 0 | 0 | 0 | 0
SCE Northern | SCE Northern | SCE | Goleta | 230 | 157 | Geothermal |  |  | 0 | 0 |  | 0 | 0 |  | 0 | 0 |  | 0 | 0 | 0 | 0 | 0 |  | 0 | 0 | 0 | 0 | 0 |  | 0 | 0 | 0 | 0 | 0 | 0 | 0
SCE Metro | SCE Metro | SCE | Goodrich | 230 | 97 | Geothermal |  |  | 0 | 0 |  | 0 | 0 |  | 0 | 0 |  | 0 | 0 | 0 | 0 | 0 |  | 0 | 0 | 0 | 0 | 0 |  | 0 | 0 | 0 | 0 | 0 | 0 | 0
PG&E KERN | PGE Kern | PGE | Goose Lake | 115 | 74 | Geothermal |  |  | 0 | 0 |  | 0 | 0 |  | 0 | 0 |  | 0 | 0 | 0 | 0 | 0 |  | 0 | 0 | 0 | 0 | 0 |  | 0 | 0 | 0 | 0 | 0 | 0 | 0
SCE Metro | SCE Metro | SCE | Gould | 230 | 97 | Geothermal |  |  | 0 | 0 |  | 0 | 0 |  | 0 | 0 |  | 0 | 0 | 0 | 0 | 0 |  | 0 | 0 | 0 | 0 | 0 |  | 0 | 0 | 0 | 0 | 0 | 0 | 0
PG&E NGBA | PGE NGBA | PGE | Grand Island | 115 | 17 | Geothermal |  |  | 0 | 0 |  | 0 | 0 |  | 0 | 0 |  | 0 | 0 | 0 | 0 | 0 |  | 0 | 0 | 0 | 0 | 0 |  | 0 | 0 | 0 | 0 | 0 | 0 | 0
SDGE | SDGE Imperial | SDGE | Granite | 69 |  | Geothermal |  |  | 0 | 0 |  | 0 | 0 |  | 0 | 0 |  | 0 | 0 | 0 | 0 | 0 |  | 0 | 0 | 0 | 0 | 0 |  | 0 | 0 | 0 | 0 | 0 | 0 | 0
PG&E GBA | PGE GBA | PGE | Grant | 115 | 3 | Geothermal |  |  | 0 | 0 |  | 0 | 0 |  | 0 | 0 |  | 0 | 0 | 0 | 0 | 0 |  | 0 | 0 | 0 | 0 | 0 |  | 0 | 0 | 0 | 0 | 0 | 0 | 0
PG&E GBA | PGE GBA | PGE | Green Valley | 115 | 87 | Geothermal |  |  | 0 | 0 |  | 0 | 0 |  | 0 | 0 |  | 0 | 0 | 0 | 0 | 0 |  | 0 | 0 | 0 | 0 | 0 |  | 0 | 0 | 0 | 0 | 0 | 0 | 0
PG&E NGBA | PGE NGBA | PGE | Greenleaf 1 | 115 | 22 | Geothermal |  |  | 0 | 0 |  | 0 | 0 |  | 0 | 0 |  | 0 | 0 | 0 | 0 | 0 |  | 0 | 0 | 0 | 0 | 0 |  | 0 | 0 | 0 | 0 | 0 | 0 | 0
PG&E FRESNO | PGE Fresno | PGE | Gregg | 230 | 149 | Geothermal |  |  | 0 | 0 |  | 0 | 0 |  | 0 | 0 |  | 0 | 0 | 0 | 0 | 0 |  | 0 | 0 | 0 | 0 | 0 |  | 0 | 0 | 0 | 0 | 0 | 0 | 0
PG&E FRESNO | PGE Fresno | PGE | Grimmway-Malaga | 115 | 117 | Geothermal |  |  | 0 | 0 |  | 0 | 0 |  | 0 | 0 |  | 0 | 0 | 0 | 0 | 0 |  | 0 | 0 | 0 | 0 | 0 |  | 0 | 0 | 0 | 0 | 0 | 0 | 0
PG&E NGBA | PGE NGBA | PGE | Grizzly | 230 | 24 | Geothermal |  |  | 0 | 0 |  | 0 | 0 |  | 0 | 0 |  | 0 | 0 | 0 | 0 | 0 |  | 0 | 0 | 0 | 0 | 0 |  | 0 | 0 | 0 | 0 | 0 | 0 | 0
PG&E FRESNO | PGE Fresno | PGE | Guernsey | 70 |  | Geothermal |  |  | 0 | 0 |  | 0 | 0 |  | 0 | 0 |  | 0 | 0 | 0 | 0 | 0 |  | 0 | 0 | 0 | 0 | 0 |  | 0 | 0 | 0 | 0 | 0 | 0 | 0
PG&E FRESNO | PGE Fresno | PGE | GWF Hanford | 115 | 125 | Geothermal |  |  | 0 | 0 |  | 0 | 0 |  | 0 | 0 |  | 0 | 0 | 0 | 0 | 0 |  | 0 | 0 | 0 | 0 | 0 |  | 0 | 0 | 0 | 0 | 0 | 0 | 0
PG&E FRESNO | PGE Fresno | PGE | Haas | 230 | 117 | Geothermal |  |  | 0 | 0 |  | 0 | 0 |  | 0 | 0 |  | 0 | 0 | 0 | 0 | 0 |  | 0 | 0 | 0 | 0 | 0 |  | 0 | 0 | 0 | 0 | 0 | 0 | 0
PG&E FRESNO | PGE Fresno | PGE | Hammonds | 115 | 114 | Geothermal |  |  | 0 | 0 |  | 0 | 0 |  | 0 | 0 |  | 0 | 0 | 0 | 0 | 0 |  | 0 | 0 | 0 | 0 | 0 |  | 0 | 0 | 0 | 0 | 0 | 0 | 0
SCE Metro | SCE Metro | SCE | HarborGen | 230 | 97 | Geothermal |  |  | 0 | 0 |  | 0 | 0 |  | 0 | 0 |  | 0 | 0 | 0 | 0 | 0 |  | 0 | 0 | 0 | 0 | 0 |  | 0 | 0 | 0 | 0 | 0 | 0 | 0
PG&E NGBA | PGE NGBA | PGE | Harris | 60 |  | Geothermal |  |  | 0 | 0 |  | 0 | 0 |  | 0 | 0 |  | 0 | 0 | 0 | 0 | 0 |  | 0 | 0 | 0 | 0 | 0 |  | 0 | 0 | 0 | 0 | 0 | 0 | 0
EOP | SCE EOP | SCE | Harry Allen | 500 | 161 | Geothermal |  |  | 0 | 0 |  | 0 | 0 |  | 0 | 0 |  | 0 | 0 | 0 | 0 | 0 |  | 0 | 0 | 0 | 0 | 0 |  | 0 | 0 | 0 | 0 | 0 | 0 | 0
PG&E NGBA | PGE NGBA | PGE | Hartley | 60 |  | Geothermal |  |  | 0 | 0 |  | 0 | 0 |  | 0 | 0 |  | 0 | 0 | 0 | 0 | 0 |  | 0 | 0 | 0 | 0 | 0 |  | 0 | 0 | 0 | 0 | 0 | 0 | 0
SCE NOL | SCE NOL | SCE | Harvard | 115 | 160 | Geothermal |  |  | 0 | 0 |  | 0 | 0 |  | 0 | 0 |  | 0 | 0 | 0 | 0 | 0 |  | 0 | 0 | 0 | 0 | 0 |  | 0 | 0 | 0 | 0 | 0 | 0 | 0
SDGE | SDGE Arizona | SDGE | Hassayampa | 500 | 180 | Geothermal |  |  | 0 | 0 |  | 0 | 0 |  | 0 | 0 |  | 0 | 0 | 0 | 0 | 0 |  | 0 | 0 | 0 | 0 | 0 |  | 0 | 0 | 0 | 0 | 0 | 0 | 0
PG&E FRESNO | PGE Fresno | PGE | Helm | 230 | 117 | Geothermal |  |  | 0 | 0 |  | 0 | 0 |  | 0 | 0 |  | 0 | 0 | 0 | 0 | 0 |  | 0 | 0 | 0 | 0 | 0 |  | 0 | 0 | 0 | 0 | 0 | 0 | 0
PG&E FRESNO | PGE Fresno | PGE | Helm | 70 |  | Geothermal |  |  | 0 | 0 |  | 0 | 0 |  | 0 | 0 |  | 0 | 0 | 0 | 0 | 0 |  | 0 | 0 | 0 | 0 | 0 |  | 0 | 0 | 0 | 0 | 0 | 0 | 0
PG&E FRESNO | PGE Fresno | PGE | Henrietta | 115 | 90 | Geothermal |  |  | 0 | 0 |  | 0 | 0 |  | 0 | 0 |  | 0 | 0 | 0 | 0 | 0 |  | 0 | 0 | 0 | 0 | 0 |  | 0 | 0 | 0 | 0 | 0 | 0 | 0
PG&E FRESNO | PGE Fresno | PGE | Henrietta | 230 | 75 | Geothermal |  |  | 0 | 0 |  | 0 | 0 |  | 0 | 0 |  | 0 | 0 | 0 | 0 | 0 |  | 0 | 0 | 0 | 0 | 0 |  | 0 | 0 | 0 | 0 | 0 | 0 | 0
PG&E FRESNO | PGE Fresno | PGE | Henrietta | 70 |  | Geothermal |  |  | 0 | 0 |  | 0 | 0 |  | 0 | 0 |  | 0 | 0 | 0 | 0 | 0 |  | 0 | 0 | 0 | 0 | 0 |  | 0 | 0 | 0 | 0 | 0 | 0 | 0
PG&E FRESNO | PGE Fresno | PGE | Herndon | 115 | 136 | Geothermal |  |  | 0 | 0 |  | 0 | 0 |  | 0 | 0 |  | 0 | 0 | 0 | 0 | 0 |  | 0 | 0 | 0 | 0 | 0 |  | 0 | 0 | 0 | 0 | 0 | 0 | 0
PG&E FRESNO | PGE Fresno | PGE | Herndon | 230 | 138 | Geothermal |  |  | 0 | 0 |  | 0 | 0 |  | 0 | 0 |  | 0 | 0 | 0 | 0 | 0 |  | 0 | 0 | 0 | 0 | 0 |  | 0 | 0 | 0 | 0 | 0 | 0 | 0
PG&E GBA | PGE GBA | PGE | Hicks | 230 | 80 | Geothermal |  |  | 0 | 0 |  | 0 | 0 |  | 0 | 0 |  | 0 | 0 | 0 | 0 | 0 |  | 0 | 0 | 0 | 0 | 0 |  | 0 | 0 | 0 | 0 | 0 | 0 | 0
PG&E NGBA | PGE NGBA | PGE | Higgins | 115 | 20 | Geothermal |  |  | 0 | 0 |  | 0 | 0 |  | 0 | 0 |  | 0 | 0 | 0 | 0 | 0 |  | 0 | 0 | 0 | 0 | 0 |  | 0 | 0 | 0 | 0 | 0 | 0 | 0
PG&E NGBA | PGE NGBA | PGE | Hilltop | 345 | 1 | Geothermal | YES | Northeast CA (Hydrothermal) | 1 | 0 |  | 0 | 0 |  | 0 | 0 |  | 0 | 0 | 0 | 0 | 909 |  | 909 | 0 | 0 | 0 | 909 |  | 909 | 909 | 0 | 909 | 909 | 0 | 909
SCE Metro | SCE Metro | SCE | Hinson | 230 | 132 | Geothermal |  |  | 0 | 0 |  | 0 | 0 |  | 0 | 0 |  | 0 | 0 | 0 | 0 | 0 |  | 0 | 0 | 0 | 0 | 0 |  | 0 | 0 | 0 | 0 | 0 | 0 | 0
PG&E GBA | PGE GBA | PGE | Hollister | 115 | 85 | Geothermal |  |  | 0 | 0 |  | 0 | 0 |  | 0 | 0 |  | 0 | 0 | 0 | 0 | 0 |  | 0 | 0 | 0 | 0 | 0 |  | 0 | 0 | 0 | 0 | 0 | 0 | 0
PG&E NGBA | PGE NGBA | PGE | Homestake | 115 | 37 | Geothermal |  |  | 0 | 0 |  | 0 | 0 |  | 0 | 0 |  | 0 | 0 | 0 | 0 | 0 |  | 0 | 0 | 0 | 0 | 0 |  | 0 | 0 | 0 | 0 | 0 | 0 | 0
PG&E NGBA | PGE NGBA | PGE | Honcut | 115 | 22 | Geothermal |  |  | 0 | 0 |  | 0 | 0 |  | 0 | 0 |  | 0 | 0 | 0 | 0 | 0 |  | 0 | 0 | 0 | 0 | 0 |  | 0 | 0 | 0 | 0 | 0 | 0 | 0
SDGE | SDGE Arizona | SDGE | Hoodoo Wash | 500 | 184 | Geothermal |  |  | 0 | 0 |  | 0 | 0 |  | 0 | 0 |  | 0 | 0 | 0 | 0 | 0 |  | 0 | 0 | 0 | 0 | 0 |  | 0 | 0 | 0 | 0 | 0 | 0 | 0
PG&E NGBA | PGE NGBA | PGE | Hopland | 115 | 27 | Geothermal |  |  | 0 | 0 |  | 0 | 0 |  | 0 | 0 |  | 0 | 0 | 0 | 0 | 0 |  | 0 | 0 | 0 | 0 | 0 |  | 0 | 0 | 0 | 0 | 0 | 0 | 0
PG&E NGBA | PGE NGBA | PGE | Hopland | 60 |  | Geothermal |  |  | 0 | 0 |  | 0 | 0 |  | 0 | 0 |  | 0 | 0 | 0 | 0 | 0 |  | 0 | 0 | 0 | 0 | 0 |  | 0 | 0 | 0 | 0 | 0 | 0 | 0
PG&E NGBA | PGE NGBA | PGE | Humboldt | 115 | 1 | Geothermal |  |  | 0 | 0 |  | 0 | 0 |  | 0 | 0 |  | 0 | 0 | 0 | 0 | 0 |  | 0 | 0 | 0 | 0 | 0 |  | 0 | 0 | 0 | 0 | 0 | 0 | 0
PG&E NGBA | PGE NGBA | PGE | Humboldt | 60 |  | Geothermal |  |  | 0 | 0 |  | 0 | 0 |  | 0 | 0 |  | 0 | 0 | 0 | 0 | 0 |  | 0 | 0 | 0 | 0 | 0 |  | 0 | 0 | 0 | 0 | 0 | 0 | 0
PG&E NGBA | PGE NGBA | PGE | Humboldt | 500 | 1 | Geothermal |  |  | 0 | 0 |  | 0 | 0 |  | 0 | 0 |  | 0 | 0 | 0 | 0 | 0 |  | 0 | 0 | 0 | 0 | 0 |  | 0 | 0 | 0 | 0 | 0 | 0 | 0
SCE Metro | SCE Metro | SCE | Huntington Beach | 230 | 97 | Geothermal |  |  | 0 | 0 |  | 0 | 0 |  | 0 | 0 |  | 0 | 0 | 0 | 0 | 0 |  | 0 | 0 | 0 | 0 | 0 |  | 0 | 0 | 0 | 0 | 0 | 0 | 0
PG&E NGBA | PGE NGBA | PGE | Ignacio | 115 | 47 | Geothermal |  |  | 0 | 0 |  | 0 | 0 |  | 0 | 0 |  | 0 | 0 | 0 | 0 | 0 |  | 0 | 0 | 0 | 0 | 0 |  | 0 | 0 | 0 | 0 | 0 | 0 | 0
PG&E NGBA | PGE NGBA | PGE | Ignacio | 230 | 27 | Geothermal |  |  | 0 | 0 |  | 0 | 0 |  | 0 | 0 |  | 0 | 0 | 0 | 0 | 0 |  | 0 | 0 | 0 | 0 | 0 |  | 0 | 0 | 0 | 0 | 0 | 0 | 0
PG&E NGBA | PGE NGBA | PGE | Ignacio | 60 |  | Geothermal |  |  | 0 | 0 |  | 0 | 0 |  | 0 | 0 |  | 0 | 0 | 0 | 0 | 0 |  | 0 | 0 | 0 | 0 | 0 |  | 0 | 0 | 0 | 0 | 0 | 0 | 0
SDGE | SDGE Imperial | SDGE | Imperial Beach | 69 |  | Geothermal |  |  | 0 | 0 |  | 0 | 0 |  | 0 | 0 |  | 0 | 0 | 0 | 0 | 0 |  | 0 | 0 | 0 | 0 | 0 |  | 0 | 0 | 0 | 0 | 0 | 0 | 0
SDGE | SDGE Imperial | SDGE | Imperial Valley | 230 | 196 | Geothermal | YES | Imperial-IID (Hydrothermal) | 1 | 0 |  | 0 | 25 |  | 25 | 0 |  | 0 | 25 | 0 | 25 | 505 |  | 505 | 0 | 0 | 0 | 505 |  | 505 | 530 | 0 | 530 | 530 | 0 | 530
SDGE | SDGE Imperial | SDGE | Imperial Valley | 500 | 196 | Geothermal |  |  | 0 | 0 |  | 0 | 0 |  | 0 | 0 |  | 0 | 0 | 0 | 0 | 0 |  | 0 | 0 | 0 | 0 | 0 |  | 0 | 0 | 0 | 0 | 0 | 0 | 0
EOP | SCE EOP | SCE | Innovation | 138 | 177 | Geothermal |  |  | 0 | 0 |  | 0 | 0 |  | 0 | 0 |  | 0 | 0 | 0 | 0 | 0 |  | 0 | 0 | 0 | 0 | 0 |  | 0 | 0 | 0 | 0 | 0 | 0 | 0
EOP | SCE EOP | SCE | Innovation | 230 | 177 | Geothermal |  |  | 0 | 0 |  | 0 | 0 |  | 0 | 0 |  | 0 | 0 | 0 | 0 | 0 |  | 0 | 0 | 0 | 0 | 0 |  | 0 | 0 | 0 | 0 | 0 | 0 | 0
SCE NOL | SCE NOL | SCE | Inyokern | 115 | 160 | Geothermal |  |  | 1 | 0 |  | 0 | 0 |  | 0 | 0 |  | 0 | 0 | 0 | 0 | 100 |  | 100 | 0 | 0 | 0 | 100 |  | 100 | 100 | 0 | 100 | 100 | 0 | 100
EOP | SCE EOP | SCE | IS Tap | 138 | 177 | Geothermal |  |  | 0 | 0 |  | 0 | 0 |  | 0 | 0 |  | 0 | 0 | 0 | 0 | 0 |  | 0 | 0 | 0 | 0 | 0 |  | 0 | 0 | 0 | 0 | 0 | 0 | 0
EOP | SCE EOP | SCE | Ivanpah | 115 | 161 | Geothermal |  |  | 0 | 0 |  | 0 | 0 |  | 0 | 0 |  | 0 | 0 | 0 | 0 | 0 |  | 0 | 0 | 0 | 0 | 0 |  | 0 | 0 | 0 | 0 | 0 | 0 | 0
EOP | SCE EOP | SCE | Ivanpah | 230 | 161 | Geothermal |  |  | 0 | 0 |  | 0 | 0 |  | 0 | 0 |  | 0 | 0 | 0 | 0 | 0 |  | 0 | 0 | 0 | 0 | 0 |  | 0 | 0 | 0 | 0 | 0 | 0 | 0
EOP | SCE EOP | SCE | Jackass (DOE) | 138 | 177 | Geothermal |  |  | 0 | 0 |  | 0 | 0 |  | 0 | 0 |  | 0 | 0 | 0 | 0 | 0 |  | 0 | 0 | 0 | 0 | 0 |  | 0 | 0 | 0 | 0 | 0 | 0 | 0
PG&E NGBA | PGE NGBA | PGE | James B Black | 230 | 1 | Geothermal |  | EGS | 1 | 0 |  | 0 | 0 |  | 0 | 0 |  | 0 | 0 | 0 | 0 | 130.5 |  | 130.5 | 0 | 0 | 0 | 130.5 |  | 130.5 | 130.5 | 0 | 130.5 | 130.5 | 0 | 130.5
PG&E GBA | PGE GBA | PGE | Jefferson | 230 | 80 | Geothermal |  |  | 0 | 0 |  | 0 | 0 |  | 0 | 0 |  | 0 | 0 | 0 | 0 | 0 |  | 0 | 0 | 0 | 0 | 0 |  | 0 | 0 | 0 | 0 | 0 | 0 | 0
PG&E NGBA | PGE NGBA | PGE | Jessup | 115 | 1 | Geothermal |  | EGS | 1 | 0 |  | 0 | 0 |  | 0 | 0 |  | 0 | 0 | 0 | 0 | 100 |  | 100 | 0 | 0 | 0 | 100 |  | 100 | 100 | 0 | 100 | 100 | 0 | 100
SCE Metro | SCE Metro | SCE | Johanna | 230 | 97 | Geothermal |  |  | 0 | 0 |  | 0 | 0 |  | 0 | 0 |  | 0 | 0 | 0 | 0 | 0 |  | 0 | 0 | 0 | 0 | 0 |  | 0 | 0 | 0 | 0 | 0 | 0 | 0
SCE Eastern | SCE Eastern | SCE | Julian Hinds | 230 | 174 | Geothermal |  |  | 0 | 0 |  | 0 | 0 |  | 0 | 0 |  | 0 | 0 | 0 | 0 | 0 |  | 0 | 0 | 0 | 0 | 0 |  | 0 | 0 | 0 | 0 | 0 | 0 | 0
PG&E GBA | PGE GBA | PGE | Kasson | 115 | 12 | Geothermal |  |  | 0 | 0 |  | 0 | 0 |  | 0 | 0 |  | 0 | 0 | 0 | 0 | 0 |  | 0 | 0 | 0 | 0 | 0 |  | 0 | 0 | 0 | 0 | 0 | 0 | 0
PG&E GBA | PGE GBA | PGE | Kasson | 60 |  | Geothermal |  |  | 0 | 0 |  | 0 | 0 |  | 0 | 0 |  | 0 | 0 | 0 | 0 | 0 |  | 0 | 0 | 0 | 0 | 0 |  | 0 | 0 | 0 | 0 | 0 | 0 | 0
PG&E FRESNO | PGE Fresno | PGE | Kearney | 230 | 140 | Geothermal |  |  | 0 | 0 |  | 0 | 0 |  | 0 | 0 |  | 0 | 0 | 0 | 0 | 0 |  | 0 | 0 | 0 | 0 | 0 |  | 0 | 0 | 0 | 0 | 0 | 0 | 0
PG&E FRESNO | PGE Fresno | PGE | Kearney | 70 |  | Geothermal |  |  | 0 | 0 |  | 0 | 0 |  | 0 | 0 |  | 0 | 0 | 0 | 0 | 0 |  | 0 | 0 | 0 | 0 | 0 |  | 0 | 0 | 0 | 0 | 0 | 0 | 0
PG&E GBA | PGE GBA | PGE | Kelso | 230 | 32 | Geothermal |  |  | 0 | 0 |  | 0 | 0 |  | 0 | 0 |  | 0 | 0 | 0 | 0 | 0 |  | 0 | 0 | 0 | 0 | 0 |  | 0 | 0 | 0 | 0 | 0 | 0 | 0
PG&E FRESNO | PGE Fresno | PGE | Kerchoff 1 | 115 | 150 | Geothermal |  |  | 0 | 0 |  | 0 | 0 |  | 0 | 0 |  | 0 | 0 | 0 | 0 | 0 |  | 0 | 0 | 0 | 0 | 0 |  | 0 | 0 | 0 | 0 | 0 | 0 | 0
PG&E KERN | PGE Kern | PGE | Kern Oil | 115 | 101 | Geothermal |  |  | 0 | 0 |  | 0 | 0 |  | 0 | 0 |  | 0 | 0 | 0 | 0 | 0 |  | 0 | 0 | 0 | 0 | 0 |  | 0 | 0 | 0 | 0 | 0 | 0 | 0
PG&E KERN | PGE Kern | PGE | Kern PP | 115 | 104 | Geothermal |  |  | 0 | 0 |  | 0 | 0 |  | 0 | 0 |  | 0 | 0 | 0 | 0 | 0 |  | 0 | 0 | 0 | 0 | 0 |  | 0 | 0 | 0 | 0 | 0 | 0 | 0
PG&E KERN | PGE Kern | PGE | Kern PP | 230 | 96 | Geothermal |  |  | 0 | 0 |  | 0 | 0 |  | 0 | 0 |  | 0 | 0 | 0 | 0 | 0 |  | 0 | 0 | 0 | 0 | 0 |  | 0 | 0 | 0 | 0 | 0 | 0 | 0
PG&E KERN | PGE Kern | PGE | Kern PP | 70 |  | Geothermal |  |  | 0 | 0 |  | 0 | 0 |  | 0 | 0 |  | 0 | 0 | 0 | 0 | 0 |  | 0 | 0 | 0 | 0 | 0 |  | 0 | 0 | 0 | 0 | 0 | 0 | 0
PG&E KERN | PGE Kern | PGE | Kernridge | 115 | 100 | Geothermal |  |  | 0 | 0 |  | 0 | 0 |  | 0 | 0 |  | 0 | 0 | 0 | 0 | 0 |  | 0 | 0 | 0 | 0 | 0 |  | 0 | 0 | 0 | 0 | 0 | 0 | 0
PG&E FRESNO | PGE Fresno | PGE | Kingsburg | 115 | 148 | Geothermal |  |  | 0 | 0 |  | 0 | 0 |  | 0 | 0 |  | 0 | 0 | 0 | 0 | 0 |  | 0 | 0 | 0 | 0 | 0 |  | 0 | 0 | 0 | 0 | 0 | 0 | 0
PG&E GBA | PGE GBA | PGE | Kirker | 115 | 1 | Geothermal |  |  | 0 | 0 |  | 0 | 0 |  | 0 | 0 |  | 0 | 0 | 0 | 0 | 0 |  | 0 | 0 | 0 | 0 | 0 |  | 0 | 0 | 0 | 0 | 0 | 0 | 0
PG&E NGBA | PGE NGBA | PGE | Knights Landing | 115 | 18 | Geothermal |  |  | 0 | 0 |  | 0 | 0 |  | 0 | 0 |  | 0 | 0 | 0 | 0 | 0 |  | 0 | 0 | 0 | 0 | 0 |  | 0 | 0 | 0 | 0 | 0 | 0 | 0
PG&E NGBA | PGE NGBA | PGE | Konocti | 60 |  | Geothermal |  |  | 0 | 0 |  | 0 | 0 |  | 0 | 0 |  | 0 | 0 | 0 | 0 | 0 |  | 0 | 0 | 0 | 0 | 0 |  | 0 | 0 | 0 | 0 | 0 | 0 | 0
SCE NOL | SCE NOL | SCE | Kramer | 115 | 160 | Geothermal |  |  | 0 | 0 |  | 0 | 0 |  | 0 | 0 |  | 0 | 0 | 0 | 0 | 0 |  | 0 | 0 | 0 | 0 | 0 |  | 0 | 0 | 0 | 0 | 0 | 0 | 0
SCE NOL | SCE NOL | SCE | Kramer | 230 | 160 | Geothermal |  |  | 0 | 0 |  | 0 | 0 |  | 0 | 0 |  | 0 | 0 | 0 | 0 | 0 |  | 0 | 0 | 0 | 0 | 0 |  | 0 | 0 | 0 | 0 | 0 | 0 | 0
SCE Metro | SCE Metro | SCE | La Cienega | 230 | 132 | Geothermal |  |  | 0 | 0 |  | 0 | 0 |  | 0 | 0 |  | 0 | 0 | 0 | 0 | 0 |  | 0 | 0 | 0 | 0 | 0 |  | 0 | 0 | 0 | 0 | 0 | 0 | 0
SCE Metro | SCE Metro | SCE | La Fresa | 230 | 132 | Geothermal |  |  | 0 | 0 |  | 0 | 0 |  | 0 | 0 |  | 0 | 0 | 0 | 0 | 0 |  | 0 | 0 | 0 | 0 | 0 |  | 0 | 0 | 0 | 0 | 0 | 0 | 0
SCE Metro | SCE Metro | SCE | Laguna Bell | 230 | 97 | Geothermal |  |  | 0 | 0 |  | 0 | 0 |  | 0 | 0 |  | 0 | 0 | 0 | 0 | 0 |  | 0 | 0 | 0 | 0 | 0 |  | 0 | 0 | 0 | 0 | 0 | 0 | 0
PG&E KERN | PGE Kern | PGE | Lakeview | 70 |  | Geothermal |  |  | 0 | 0 |  | 0 | 0 |  | 0 | 0 |  | 0 | 0 | 0 | 0 | 0 |  | 0 | 0 | 0 | 0 | 0 |  | 0 | 0 | 0 | 0 | 0 | 0 | 0
PG&E NGBA | PGE NGBA | PGE | Lakeville | 230 | 62 | Geothermal |  |  | 0 | 0 |  | 0 | 0 |  | 0 | 0 |  | 0 | 0 | 0 | 0 | 0 |  | 0 | 0 | 0 | 0 | 0 |  | 0 | 0 | 0 | 0 | 0 | 0 | 0
PG&E NGBA | PGE NGBA | PGE | Lakeville | 60 |  | Geothermal |  |  | 0 | 0 |  | 0 | 0 |  | 0 | 0 |  | 0 | 0 | 0 | 0 | 0 |  | 0 | 0 | 0 | 0 | 0 |  | 0 | 0 | 0 | 0 | 0 | 0 | 0
PG&E NGBA | PGE NGBA | PGE | Lakeville | 115 | 57 | Geothermal |  | Hydrothermal, EGS | 1 | 0 |  | 0 | 0 |  | 0 | 0 |  | 0 | 0 | 0 | 0 | 8 |  | 8 | 0 | 0 | 0 | 8 |  | 8 | 8 | 0 | 8 | 8 | 0 | 8
PG&E GBA | PGE GBA | PGE | Lakewood | 115 | 1 | Geothermal |  |  | 0 | 0 |  | 0 | 0 |  | 0 | 0 |  | 0 | 0 | 0 | 0 | 0 |  | 0 | 0 | 0 | 0 | 0 |  | 0 | 0 | 0 | 0 | 0 | 0 | 0
PG&E NGBA | PGE NGBA | PGE | Lambie | 230 | 59 | Geothermal |  |  | 0 | 0 |  | 0 | 0 |  | 0 | 0 |  | 0 | 0 | 0 | 0 | 0 |  | 0 | 0 | 0 | 0 | 0 |  | 0 | 0 | 0 | 0 | 0 | 0 | 0
PG&E GBA | PGE GBA | PGE | Lammers | 115 | 44 | Geothermal |  |  | 0 | 0 |  | 0 | 0 |  | 0 | 0 |  | 0 | 0 | 0 | 0 | 0 |  | 0 | 0 | 0 | 0 | 0 |  | 0 | 0 | 0 | 0 | 0 | 0 | 0
PG&E KERN | PGE Kern | PGE | Lamont | 115 | 108 | Geothermal |  |  | 0 | 0 |  | 0 | 0 |  | 0 | 0 |  | 0 | 0 | 0 | 0 | 0 |  | 0 | 0 | 0 | 0 | 0 |  | 0 | 0 | 0 | 0 | 0 | 0 | 0
PG&E FRESNO | PGE Fresno | PGE | Las Aguilas | 230 | 120 | Geothermal |  |  | 0 | 0 |  | 0 | 0 |  | 0 | 0 |  | 0 | 0 | 0 | 0 | 0 |  | 0 | 0 | 0 | 0 | 0 |  | 0 | 0 | 0 | 0 | 0 | 0 | 0
EOP | SCE EOP | SCE | Lathrop | 138 | 177 | Geothermal |  |  | 0 | 0 |  | 0 | 0 |  | 0 | 0 |  | 0 | 0 | 0 | 0 | 0 |  | 0 | 0 | 0 | 0 | 0 |  | 0 | 0 | 0 | 0 | 0 | 0 | 0
EOP | SCE EOP | SCE | Lathrop | 230 | 177 | Geothermal |  |  | 0 | 0 |  | 0 | 0 |  | 0 | 0 |  | 0 | 0 | 0 | 0 | 0 |  | 0 | 0 | 0 | 0 | 0 |  | 0 | 0 | 0 | 0 | 0 | 0 | 0
PG&E FRESNO | PGE Fresno | PGE | Le Grand | 115 | 166 | Geothermal |  |  | 0 | 0 |  | 0 | 0 |  | 0 | 0 |  | 0 | 0 | 0 | 0 | 0 |  | 0 | 0 | 0 | 0 | 0 |  | 0 | 0 | 0 | 0 | 0 | 0 | 0
PG&E FRESNO | PGE Fresno | PGE | Lemoore | 70 |  | Geothermal |  |  | 0 | 0 |  | 0 | 0 |  | 0 | 0 |  | 0 | 0 | 0 | 0 | 0 |  | 0 | 0 | 0 | 0 | 0 |  | 0 | 0 | 0 | 0 | 0 | 0 | 0
PG&E KERN | PGE Kern | PGE | Lerdo | 115 | 106 | Geothermal |  |  | 0 | 0 |  | 0 | 0 |  | 0 | 0 |  | 0 | 0 | 0 | 0 | 0 |  | 0 | 0 | 0 | 0 | 0 |  | 0 | 0 | 0 | 0 | 0 | 0 | 0
SCE Metro | SCE Metro | SCE | Lewis | 230 | 97 | Geothermal |  |  | 0 | 0 |  | 0 | 0 |  | 0 | 0 |  | 0 | 0 | 0 | 0 | 0 |  | 0 | 0 | 0 | 0 | 0 |  | 0 | 0 | 0 | 0 | 0 | 0 | 0
SCE Metro | SCE Metro | SCE | Lighthipe | 230 | 132 | Geothermal |  |  | 0 | 0 |  | 0 | 0 |  | 0 | 0 |  | 0 | 0 | 0 | 0 | 0 |  | 0 | 0 | 0 | 0 | 0 |  | 0 | 0 | 0 | 0 | 0 | 0 | 0
SDGE | SDGE Imperial | SDGE | Lilac | 69 |  | Geothermal |  |  | 0 | 0 |  | 0 | 0 |  | 0 | 0 |  | 0 | 0 | 0 | 0 | 0 |  | 0 | 0 | 0 | 0 | 0 |  | 0 | 0 | 0 | 0 | 0 | 0 | 0
PG&E NGBA | PGE NGBA | PGE | Lincoln | 115 | 24 | Geothermal |  |  | 0 | 0 |  | 0 | 0 |  | 0 | 0 |  | 0 | 0 | 0 | 0 | 0 |  | 0 | 0 | 0 | 0 | 0 |  | 0 | 0 | 0 | 0 | 0 | 0 | 0
PG&E KERN | PGE Kern | PGE | Live Oak | 115 | 92 | Geothermal |  |  | 0 | 0 |  | 0 | 0 |  | 0 | 0 |  | 0 | 0 | 0 | 0 | 0 |  | 0 | 0 | 0 | 0 | 0 |  | 0 | 0 | 0 | 0 | 0 | 0 | 0
PG&E GBA | PGE GBA | PGE | Llagas | 115 | 40 | Geothermal |  |  | 0 | 0 |  | 0 | 0 |  | 0 | 0 |  | 0 | 0 | 0 | 0 | 0 |  | 0 | 0 | 0 | 0 | 0 |  | 0 | 0 | 0 | 0 | 0 | 0 | 0
PG&E GBA | PGE GBA | PGE | Lockeford | 115 | 15 | Geothermal |  |  | 0 | 0 |  | 0 | 0 |  | 0 | 0 |  | 0 | 0 | 0 | 0 | 0 |  | 0 | 0 | 0 | 0 | 0 |  | 0 | 0 | 0 | 0 | 0 | 0 | 0
PG&E GBA | PGE GBA | PGE | Lockeford | 230 | 66 | Geothermal |  |  | 0 | 0 |  | 0 | 0 |  | 0 | 0 |  | 0 | 0 | 0 | 0 | 0 |  | 0 | 0 | 0 | 0 | 0 |  | 0 | 0 | 0 | 0 | 0 | 0 | 0
PG&E GBA | PGE GBA | PGE | Lockeford | 60 |  | Geothermal |  |  | 0 | 0 |  | 0 | 0 |  | 0 | 0 |  | 0 | 0 | 0 | 0 | 0 |  | 0 | 0 | 0 | 0 | 0 |  | 0 | 0 | 0 | 0 | 0 | 0 | 0
PG&E GBA | PGE GBA | PGE | Lodi | 230 | 16 | Geothermal |  |  | 0 | 0 |  | 0 | 0 |  | 0 | 0 |  | 0 | 0 | 0 | 0 | 0 |  | 0 | 0 | 0 | 0 | 0 |  | 0 | 0 | 0 | 0 | 0 | 0 | 0
PG&E NGBA | PGE NGBA | PGE | Logan Creek | 230 | 25 | Geothermal |  |  | 0 | 0 |  | 0 | 0 |  | 0 | 0 |  | 0 | 0 | 0 | 0 | 0 |  | 0 | 0 | 0 | 0 | 0 |  | 0 | 0 | 0 | 0 | 0 | 0 | 0
PG&E GBA | PGE GBA | PGE | Lone Tree | 230 | 30 | Geothermal |  |  | 0 | 0 |  | 0 | 0 |  | 0 | 0 |  | 0 | 0 | 0 | 0 | 0 |  | 0 | 0 | 0 | 0 | 0 |  | 0 | 0 | 0 | 0 | 0 | 0 | 0
PG&E FRESNO | PGE Fresno | PGE | Los Banos | 230 | 88 | Geothermal |  | EGS | 1 | 0 |  | 0 | 0 |  | 0 | 0 |  | 0 | 0 | 0 | 0 | 10 |  | 10 | 0 | 0 | 0 | 10 |  | 10 | 10 | 0 | 10 | 10 | 0 | 10
PG&E FRESNO | PGE Fresno | PGE | Los Banos | 500 | 77 | Geothermal |  |  | 0 | 0 |  | 0 | 0 |  | 0 | 0 |  | 0 | 0 | 0 | 0 | 0 |  | 0 | 0 | 0 | 0 | 0 |  | 0 | 0 | 0 | 0 | 0 | 0 | 0
SDGE | SDGE Imperial | SDGE | Los Coches | 138 | 189 | Geothermal |  |  | 0 | 0 |  | 0 | 0 |  | 0 | 0 |  | 0 | 0 | 0 | 0 | 0 |  | 0 | 0 | 0 | 0 | 0 |  | 0 | 0 | 0 | 0 | 0 | 0 | 0
SDGE | SDGE Imperial | SDGE | Los Coches | 69 |  | Geothermal |  |  | 0 | 0 |  | 0 | 0 |  | 0 | 0 |  | 0 | 0 | 0 | 0 | 0 |  | 0 | 0 | 0 | 0 | 0 |  | 0 | 0 | 0 | 0 | 0 | 0 | 0
PG&E GBA | PGE GBA | PGE | Los Esteros | 115 | 38 | Geothermal |  |  | 0 | 0 |  | 0 | 0 |  | 0 | 0 |  | 0 | 0 | 0 | 0 | 0 |  | 0 | 0 | 0 | 0 | 0 |  | 0 | 0 | 0 | 0 | 0 | 0 | 0
PG&E GBA | PGE GBA | PGE | Los Esteros | 230 | 38 | Geothermal |  |  | 0 | 0 |  | 0 | 0 |  | 0 | 0 |  | 0 | 0 | 0 | 0 | 0 |  | 0 | 0 | 0 | 0 | 0 |  | 0 | 0 | 0 | 0 | 0 | 0 | 0
PG&E GBA | PGE GBA | PGE | Los Positas | 230 |  | Geothermal |  |  | 0 | 0 |  | 0 | 0 |  | 0 | 0 |  | 0 | 0 | 0 | 0 | 0 |  | 0 | 0 | 0 | 0 | 0 |  | 0 | 0 | 0 | 0 | 0 | 0 | 0
PG&E GBA | PGE GBA | PGE | Los Positas | 60 |  | Geothermal |  |  | 0 | 0 |  | 0 | 0 |  | 0 | 0 |  | 0 | 0 | 0 | 0 | 0 |  | 0 | 0 | 0 | 0 | 0 |  | 0 | 0 | 0 | 0 | 0 | 0 | 0
SDGE | SDGE Imperial | SDGE | Loveland | 69 |  | Geothermal |  |  | 0 | 0 |  | 0 | 0 |  | 0 | 0 |  | 0 | 0 | 0 | 0 | 0 |  | 0 | 0 | 0 | 0 | 0 |  | 0 | 0 | 0 | 0 | 0 | 0 | 0
SCE NOL | SCE NOL | SCE | Lugo | 230 | 110 | Geothermal |  |  | 0 | 0 |  | 0 | 0 |  | 0 | 0 |  | 0 | 0 | 0 | 0 | 0 |  | 0 | 0 | 0 | 0 | 0 |  | 0 | 0 | 0 | 0 | 0 | 0 | 0
SCE Metro | SCE NOL | SCE | Lugo | 500 | 97 | Geothermal | YES | Utah (Hydrothermal) | 1 | 320 |  | 320 | 203 |  | 203 | 0 |  | 0 | 203 | 0 | 203 | 0 |  | 0 | 0 | 0 | 0 | 0 |  | 0 | 523 | 0 | 523 | 523 | 0 | 523
PG&E FRESNO | PGE Fresno | PGE | Madera | 70 |  | Geothermal |  |  | 0 | 0 |  | 0 | 0 |  | 0 | 0 |  | 0 | 0 | 0 | 0 | 0 |  | 0 | 0 | 0 | 0 | 0 |  | 0 | 0 | 0 | 0 | 0 | 0 | 0
PG&E NGBA | PGE NGBA | PGE | Madison | 115 | 39 | Geothermal |  |  | 0 | 0 |  | 0 | 0 |  | 0 | 0 |  | 0 | 0 | 0 | 0 | 0 |  | 0 | 0 | 0 | 0 | 0 |  | 0 | 0 | 0 | 0 | 0 | 0 | 0
PG&E KERN | PGE Kern | PGE | Magunden | 115 | 99 | Geothermal |  |  | 0 | 0 |  | 0 | 0 |  | 0 | 0 |  | 0 | 0 | 0 | 0 | 0 |  | 0 | 0 | 0 | 0 | 0 |  | 0 | 0 | 0 | 0 | 0 | 0 | 0
SCE Northern | PGE Kern | PGE | Magunden | 230 | 144 | Geothermal |  |  | 0 | 0 |  | 0 | 0 |  | 0 | 0 |  | 0 | 0 | 0 | 0 | 0 |  | 0 | 0 | 0 | 0 | 0 |  | 0 | 0 | 0 | 0 | 0 | 0 | 0
PG&E FRESNO | PGE Fresno | PGE | Malaga | 115 | 148 | Geothermal |  |  | 0 | 0 |  | 0 | 0 |  | 0 | 0 |  | 0 | 0 | 0 | 0 | 0 |  | 0 | 0 | 0 | 0 | 0 |  | 0 | 0 | 0 | 0 | 0 | 0 | 0
PG&E NGBA | PGE NGBA | PGE | Malin | 500 | 1 | Geothermal | YES | Northern Nevada, Oregon, In-state (Hydrothermal and/or EGS) | 1 | 0 |  | 0 | 0 |  | 0 | 0 |  | 0 | 0 | 0 | 0 | 1383.5 |  | 1383.5 | 0 | 0 | 0 | 1383.5 |  | 1383.5 | 1383.5 | 0 | 1383.5 | 1383.5 | 0 | 1383.5
SCE Northern | SCE Northern | SCE | Mandalay | 230 | 157 | Geothermal |  |  | 0 | 0 |  | 0 | 0 |  | 0 | 0 |  | 0 | 0 | 0 | 0 | 0 |  | 0 | 0 | 0 | 0 | 0 |  | 0 | 0 | 0 | 0 | 0 | 0 | 0
PG&E FRESNO | PGE Fresno | PGE | Manning | 230 | 69 | Geothermal |  |  | 0 | 0 |  | 0 | 0 |  | 0 | 0 |  | 0 | 0 | 0 | 0 | 0 |  | 0 | 0 | 0 | 0 | 0 |  | 0 | 0 | 0 | 0 | 0 | 0 | 0
PG&E FRESNO | PGE Fresno | PGE | Manning | 500 |  | Geothermal |  |  | 0 | 0 |  | 0 | 0 |  | 0 | 0 |  | 0 | 0 | 0 | 0 | 0 |  | 0 | 0 | 0 | 0 | 0 |  | 0 | 0 | 0 | 0 | 0 | 0 | 0
PG&E GBA | PGE GBA | PGE | Manteca | 115 | 127 | Geothermal |  |  | 0 | 0 |  | 0 | 0 |  | 0 | 0 |  | 0 | 0 | 0 | 0 | 0 |  | 0 | 0 | 0 | 0 | 0 |  | 0 | 0 | 0 | 0 | 0 | 0 | 0
SDGE | SDGE Imperial | SDGE | Margarita | 138 | 187 | Geothermal |  |  | 0 | 0 |  | 0 | 0 |  | 0 | 0 |  | 0 | 0 | 0 | 0 | 0 |  | 0 | 0 | 0 | 0 | 0 |  | 0 | 0 | 0 | 0 | 0 | 0 | 0
PG&E GBA | PGE GBA | PGE | Martin | 230 | 3 | Geothermal |  |  | 0 | 0 |  | 0 | 0 |  | 0 | 0 |  | 0 | 0 | 0 | 0 | 0 |  | 0 | 0 | 0 | 0 | 0 |  | 0 | 0 | 0 | 0 | 0 | 0 | 0
PG&E GBA | PGE GBA | PGE | Martin | 115 | 31 | Geothermal |  |  | 0 | 0 |  | 0 | 0 |  | 0 | 0 |  | 0 | 0 | 0 | 0 | 0 |  | 0 | 0 | 0 | 0 | 0 |  | 0 | 0 | 0 | 0 | 0 | 0 | 0
PG&E GBA | PGE GBA | PGE | Martinez | 115 | 51 | Geothermal |  |  | 0 | 0 |  | 0 | 0 |  | 0 | 0 |  | 0 | 0 | 0 | 0 | 0 |  | 0 | 0 | 0 | 0 | 0 |  | 0 | 0 | 0 | 0 | 0 | 0 | 0
PG&E FRESNO | PGE Fresno | PGE | Mc Mullin | 230 | 117 | Geothermal |  |  | 0 | 0 |  | 0 | 0 |  | 0 | 0 |  | 0 | 0 | 0 | 0 | 0 |  | 0 | 0 | 0 | 0 | 0 |  | 0 | 0 | 0 | 0 | 0 | 0 | 0
PG&E FRESNO | PGE Fresno | PGE | McCall | 115 | 118 | Geothermal |  |  | 0 | 0 |  | 0 | 0 |  | 0 | 0 |  | 0 | 0 | 0 | 0 | 0 |  | 0 | 0 | 0 | 0 | 0 |  | 0 | 0 | 0 | 0 | 0 | 0 | 0
PG&E FRESNO | PGE Fresno | PGE | McCall | 230 | 117 | Geothermal |  |  | 0 | 0 |  | 0 | 0 |  | 0 | 0 |  | 0 | 0 | 0 | 0 | 0 |  | 0 | 0 | 0 | 0 | 0 |  | 0 | 0 | 0 | 0 | 0 | 0 | 0
PG&E GBA | PGE GBA | PGE | Meadow Lane | 115 | 1 | Geothermal |  |  | 0 | 0 |  | 0 | 0 |  | 0 | 0 |  | 0 | 0 | 0 | 0 | 0 |  | 0 | 0 | 0 | 0 | 0 |  | 0 | 0 | 0 | 0 | 0 | 0 | 0
PG&E GBA | PGE GBA | PGE | Melones | 115 | 44 | Geothermal |  |  | 0 | 0 |  | 0 | 0 |  | 0 | 0 |  | 0 | 0 | 0 | 0 | 0 |  | 0 | 0 | 0 | 0 | 0 |  | 0 | 0 | 0 | 0 | 0 | 0 | 0
PG&E GBA | PGE GBA | PGE | Melones | 230 | 44 | Geothermal |  |  | 0 | 0 |  | 0 | 0 |  | 0 | 0 |  | 0 | 0 | 0 | 0 | 0 |  | 0 | 0 | 0 | 0 | 0 |  | 0 | 0 | 0 | 0 | 0 | 0 | 0
SDGE | SDGE Imperial | SDGE | Melrose | 69 |  | Geothermal |  |  | 0 | 0 |  | 0 | 0 |  | 0 | 0 |  | 0 | 0 | 0 | 0 | 0 |  | 0 | 0 | 0 | 0 | 0 |  | 0 | 0 | 0 | 0 | 0 | 0 | 0
PG&E NGBA | PGE NGBA | PGE | Mendocino | 115 | 27 | Geothermal |  |  | 0 | 0 |  | 0 | 0 |  | 0 | 0 |  | 0 | 0 | 0 | 0 | 0 |  | 0 | 0 | 0 | 0 | 0 |  | 0 | 0 | 0 | 0 | 0 | 0 | 0
PG&E NGBA | PGE NGBA | PGE | Mendocino | 60 |  | Geothermal |  |  | 0 | 0 |  | 0 | 0 |  | 0 | 0 |  | 0 | 0 | 0 | 0 | 0 |  | 0 | 0 | 0 | 0 | 0 |  | 0 | 0 | 0 | 0 | 0 | 0 | 0
PG&E FRESNO | PGE Fresno | PGE | Mendota | 115 | 164 | Geothermal |  |  | 0 | 0 |  | 0 | 0 |  | 0 | 0 |  | 0 | 0 | 0 | 0 | 0 |  | 0 | 0 | 0 | 0 | 0 |  | 0 | 0 | 0 | 0 | 0 | 0 | 0
PG&E GBA | PGE GBA | PGE | Menlo | 60 |  | Geothermal |  |  | 0 | 0 |  | 0 | 0 |  | 0 | 0 |  | 0 | 0 | 0 | 0 | 0 |  | 0 | 0 | 0 | 0 | 0 |  | 0 | 0 | 0 | 0 | 0 | 0 | 0
PG&E FRESNO | PGE Fresno | PGE | Merced | 115 | 162 | Geothermal |  |  | 0 | 0 |  | 0 | 0 |  | 0 | 0 |  | 0 | 0 | 0 | 0 | 0 |  | 0 | 0 | 0 | 0 | 0 |  | 0 | 0 | 0 | 0 | 0 | 0 | 0
EOP | SCE EOP | SCE | Mercury | 138 | 177 | Geothermal |  |  | 0 | 0 |  | 0 | 0 |  | 0 | 0 |  | 0 | 0 | 0 | 0 | 0 |  | 0 | 0 | 0 | 0 | 0 |  | 0 | 0 | 0 | 0 | 0 | 0 | 0
PG&E FRESNO | PGE Fresno | PGE | Mercy Springs | 70 |  | Geothermal |  |  | 0 | 0 |  | 0 | 0 |  | 0 | 0 |  | 0 | 0 | 0 | 0 | 0 |  | 0 | 0 | 0 | 0 | 0 |  | 0 | 0 | 0 | 0 | 0 | 0 | 0
PG&E NGBA | PGE NGBA | PGE | Meridian | 60 |  | Geothermal |  |  | 0 | 0 |  | 0 | 0 |  | 0 | 0 |  | 0 | 0 | 0 | 0 | 0 |  | 0 | 0 | 0 | 0 | 0 |  | 0 | 0 | 0 | 0 | 0 | 0 | 0
PG&E KERN | PGE Kern | PGE | Mesa (PGE) | 115 | 111 | Geothermal |  |  | 0 | 0 |  | 0 | 0 |  | 0 | 0 |  | 0 | 0 | 0 | 0 | 0 |  | 0 | 0 | 0 | 0 | 0 |  | 0 | 0 | 0 | 0 | 0 | 0 | 0
PG&E KERN | PGE Kern | PGE | Mesa (PGE) | 230 | 122 | Geothermal |  |  | 0 | 0 |  | 0 | 0 |  | 0 | 0 |  | 0 | 0 | 0 | 0 | 0 |  | 0 | 0 | 0 | 0 | 0 |  | 0 | 0 | 0 | 0 | 0 | 0 | 0
SCE Metro | SCE Metro | SCE | Mesa (SCE) | 230 | 97 | Geothermal |  |  | 0 | 0 |  | 0 | 0 |  | 0 | 0 |  | 0 | 0 | 0 | 0 | 0 |  | 0 | 0 | 0 | 0 | 0 |  | 0 | 0 | 0 | 0 | 0 | 0 | 0
SCE Metro | SCE Metro | SCE | Mesa (SCE) | 500 | 97 | Geothermal |  |  | 0 | 0 |  | 0 | 0 |  | 0 | 0 |  | 0 | 0 | 0 | 0 | 0 |  | 0 | 0 | 0 | 0 | 0 |  | 0 | 0 | 0 | 0 | 0 | 0 | 0
SDGE | SDGE Imperial | SDGE | Mesa Heights | 69 |  | Geothermal |  |  | 0 | 0 |  | 0 | 0 |  | 0 | 0 |  | 0 | 0 | 0 | 0 | 0 |  | 0 | 0 | 0 | 0 | 0 |  | 0 | 0 | 0 | 0 | 0 | 0 | 0
PG&E GBA | PGE GBA | PGE | Metcalf | 115 | 11 | Geothermal |  |  | 0 | 0 |  | 0 | 0 |  | 0 | 0 |  | 0 | 0 | 0 | 0 | 0 |  | 0 | 0 | 0 | 0 | 0 |  | 0 | 0 | 0 | 0 | 0 | 0 | 0
PG&E GBA | PGE GBA | PGE | Metcalf | 230 | 11 | Geothermal |  |  | 0 | 0 |  | 0 | 0 |  | 0 | 0 |  | 0 | 0 | 0 | 0 | 0 |  | 0 | 0 | 0 | 0 | 0 |  | 0 | 0 | 0 | 0 | 0 | 0 | 0
PG&E GBA | PGE GBA | PGE | Metcalf | 500 | 77 | Geothermal |  |  | 0 | 0 |  | 0 | 0 |  | 0 | 0 |  | 0 | 0 | 0 | 0 | 0 |  | 0 | 0 | 0 | 0 | 0 |  | 0 | 0 | 0 | 0 | 0 | 0 | 0
PG&E KERN | PGE Kern | PGE | Midway | 115 | 112 | Geothermal |  |  | 0 | 0 |  | 0 | 0 |  | 0 | 0 |  | 0 | 0 | 0 | 0 | 0 |  | 0 | 0 | 0 | 0 | 0 |  | 0 | 0 | 0 | 0 | 0 | 0 | 0
PG&E KERN | PGE Kern | PGE | Midway | 230 | 102 | Geothermal |  |  | 0 | 0 |  | 0 | 0 |  | 0 | 0 |  | 0 | 0 | 0 | 0 | 0 |  | 0 | 0 | 0 | 0 | 0 |  | 0 | 0 | 0 | 0 | 0 | 0 | 0
PG&E KERN | PGE Kern | PGE | Midway | 500 | 73 | Geothermal |  |  | 0 | 0 |  | 0 | 0 |  | 0 | 0 |  | 0 | 0 | 0 | 0 | 0 |  | 0 | 0 | 0 | 0 | 0 |  | 0 | 0 | 0 | 0 | 0 | 0 | 0
SDGE | SDGE Imperial | SDGE | Miguel | 230 | 196 | Geothermal |  |  | 0 | 0 |  | 0 | 0 |  | 0 | 0 |  | 0 | 0 | 0 | 0 | 0 |  | 0 | 0 | 0 | 0 | 0 |  | 0 | 0 | 0 | 0 | 0 | 0 | 0
SDGE | SDGE Imperial | SDGE | Miguel | 500 | 196 | Geothermal |  |  | 0 | 0 |  | 0 | 0 |  | 0 | 0 |  | 0 | 0 | 0 | 0 | 0 |  | 0 | 0 | 0 | 0 | 0 |  | 0 | 0 | 0 | 0 | 0 | 0 | 0
SDGE | SDGE Imperial | SDGE | Miguel | 69 |  | Geothermal |  |  | 0 | 0 |  | 0 | 0 |  | 0 | 0 |  | 0 | 0 | 0 | 0 | 0 |  | 0 | 0 | 0 | 0 | 0 |  | 0 | 0 | 0 | 0 | 0 | 0 | 0
PG&E GBA | PGE GBA | PGE | Millbrae | 115 | 31 | Geothermal |  |  | 0 | 0 |  | 0 | 0 |  | 0 | 0 |  | 0 | 0 | 0 | 0 | 0 |  | 0 | 0 | 0 | 0 | 0 |  | 0 | 0 | 0 | 0 | 0 | 0 | 0
PG&E GBA | PGE GBA | PGE | Miller | 115 | 44 | Geothermal |  |  | 0 | 0 |  | 0 | 0 |  | 0 | 0 |  | 0 | 0 | 0 | 0 | 0 |  | 0 | 0 | 0 | 0 | 0 |  | 0 | 0 | 0 | 0 | 0 | 0 | 0
SCE Metro | SCE Metro | SCE | Mira Loma | 230 | 97 | Geothermal |  |  | 0 | 0 |  | 0 | 0 |  | 0 | 0 |  | 0 | 0 | 0 | 0 | 0 |  | 0 | 0 | 0 | 0 | 0 |  | 0 | 0 | 0 | 0 | 0 | 0 | 0
SCE Metro | SCE Metro | SCE | Mira Loma | 500 | 97 | Geothermal |  |  | 0 | 0 |  | 0 | 0 |  | 0 | 0 |  | 0 | 0 | 0 | 0 | 0 |  | 0 | 0 | 0 | 0 | 0 |  | 0 | 0 | 0 | 0 | 0 | 0 | 0
SCE Eastern | SCE Eastern | SCE | Mirage | 115 | 174 | Geothermal |  |  | 0 | 0 |  | 0 | 0 |  | 0 | 0 |  | 0 | 0 | 0 | 0 | 0 |  | 0 | 0 | 0 | 0 | 0 |  | 0 | 0 | 0 | 0 | 0 | 0 | 0
SCE Eastern | SCE Eastern | SCE | Mirage | 230 |  | Geothermal | YES | Imperial-IID (Hydrothermal) | 1 | 0 |  | 0 | 30 |  | 30 | 0 |  | 0 | 30 | 0 | 30 | 70 |  | 70 | 0 | 0 | 0 | 70 |  | 70 | 100 | 0 | 100 | 100 | 0 | 100
SDGE | SDGE Imperial | SDGE | Mission | 138 | 186 | Geothermal |  |  | 0 | 0 |  | 0 | 0 |  | 0 | 0 |  | 0 | 0 | 0 | 0 | 0 |  | 0 | 0 | 0 | 0 | 0 |  | 0 | 0 | 0 | 0 | 0 | 0 | 0
SDGE | SDGE Imperial | SDGE | Mission | 230 | 186 | Geothermal |  |  | 0 | 0 |  | 0 | 0 |  | 0 | 0 |  | 0 | 0 | 0 | 0 | 0 |  | 0 | 0 | 0 | 0 | 0 |  | 0 | 0 | 0 | 0 | 0 | 0 | 0
SDGE | SDGE Imperial | SDGE | Mission | 69 |  | Geothermal |  |  | 0 | 0 |  | 0 | 0 |  | 0 | 0 |  | 0 | 0 | 0 | 0 | 0 |  | 0 | 0 | 0 | 0 | 0 |  | 0 | 0 | 0 | 0 | 0 | 0 | 0
PG&E GBA | PGE GBA | PGE | Mi-Wuk | 115 | 44 | Geothermal |  |  | 0 | 0 |  | 0 | 0 |  | 0 | 0 |  | 0 | 0 | 0 | 0 | 0 |  | 0 | 0 | 0 | 0 | 0 |  | 0 | 0 | 0 | 0 | 0 | 0 | 0
EOP | SCE EOP | SCE | Mohave | 500 | 131 | Geothermal |  |  | 0 | 0 |  | 0 | 0 |  | 0 | 0 |  | 0 | 0 | 0 | 0 | 0 |  | 0 | 0 | 0 | 0 | 0 |  | 0 | 0 | 0 | 0 | 0 | 0 | 0
PG&E NGBA | PGE NGBA | PGE | Monroe | 115 | 27 | Geothermal |  |  | 0 | 0 |  | 0 | 0 |  | 0 | 0 |  | 0 | 0 | 0 | 0 | 0 |  | 0 | 0 | 0 | 0 | 0 |  | 0 | 0 | 0 | 0 | 0 | 0 | 0
SDGE | SDGE Imperial | SDGE | Monserate | 69 |  | Geothermal |  |  | 0 | 0 |  | 0 | 0 |  | 0 | 0 |  | 0 | 0 | 0 | 0 | 0 |  | 0 | 0 | 0 | 0 | 0 |  | 0 | 0 | 0 | 0 | 0 | 0 | 0
PG&E GBA | PGE GBA | PGE | Monta Vista | 115 | 80 | Geothermal |  |  | 0 | 0 |  | 0 | 0 |  | 0 | 0 |  | 0 | 0 | 0 | 0 | 0 |  | 0 | 0 | 0 | 0 | 0 |  | 0 | 0 | 0 | 0 | 0 | 0 | 0
PG&E GBA | PGE GBA | PGE | Monta Vista | 230 | 10 | Geothermal |  |  | 0 | 0 |  | 0 | 0 |  | 0 | 0 |  | 0 | 0 | 0 | 0 | 0 |  | 0 | 0 | 0 | 0 | 0 |  | 0 | 0 | 0 | 0 | 0 | 0 | 0
PG&E GBA | PGE GBA | PGE | Monta Vista | 60 |  | Geothermal |  |  | 0 | 0 |  | 0 | 0 |  | 0 | 0 |  | 0 | 0 | 0 | 0 | 0 |  | 0 | 0 | 0 | 0 | 0 |  | 0 | 0 | 0 | 0 | 0 | 0 | 0
PG&E NGBA | PGE NGBA | PGE | Monticello | 115 | 55 | Geothermal |  |  | 0 | 0 |  | 0 | 0 |  | 0 | 0 |  | 0 | 0 | 0 | 0 | 0 |  | 0 | 0 | 0 | 0 | 0 |  | 0 | 0 | 0 | 0 | 0 | 0 | 0
SCE Northern | SCE Northern | SCE | Moorpark | 230 | 157 | Geothermal |  |  | 0 | 0 |  | 0 | 0 |  | 0 | 0 |  | 0 | 0 | 0 | 0 | 0 |  | 0 | 0 | 0 | 0 | 0 |  | 0 | 0 | 0 | 0 | 0 | 0 | 0
SCE Northern | SCE Northern | SCE | Moorpark | 66 |  | Geothermal |  |  | 0 | 0 |  | 0 | 0 |  | 0 | 0 |  | 0 | 0 | 0 | 0 | 0 |  | 0 | 0 | 0 | 0 | 0 |  | 0 | 0 | 0 | 0 | 0 | 0 | 0
PG&E GBA | PGE GBA | PGE | Moraga | 115 | 6 | Geothermal |  |  | 0 | 0 |  | 0 | 0 |  | 0 | 0 |  | 0 | 0 | 0 | 0 | 0 |  | 0 | 0 | 0 | 0 | 0 |  | 0 | 0 | 0 | 0 | 0 | 0 | 0
PG&E GBA | PGE GBA | PGE | Moraga | 230 | 53 | Geothermal |  |  | 0 | 0 |  | 0 | 0 |  | 0 | 0 |  | 0 | 0 | 0 | 0 | 0 |  | 0 | 0 | 0 | 0 | 0 |  | 0 | 0 | 0 | 0 | 0 | 0 | 0
PG&E GBA | PGE GBA | PGE | Morgan Hill | 115 | 40 | Geothermal |  |  | 0 | 0 |  | 0 | 0 |  | 0 | 0 |  | 0 | 0 | 0 | 0 | 0 |  | 0 | 0 | 0 | 0 | 0 |  | 0 | 0 | 0 | 0 | 0 | 0 | 0
PG&E KERN | PGE Kern | PGE | Morro Bay | 115 | 111 | Geothermal |  |  | 0 | 0 |  | 0 | 0 |  | 0 | 0 |  | 0 | 0 | 0 | 0 | 0 |  | 0 | 0 | 0 | 0 | 0 |  | 0 | 0 | 0 | 0 | 0 | 0 | 0
PG&E KERN | PGE Kern | PGE | Morro Bay | 230 | 122 | Geothermal |  |  | 0 | 0 |  | 0 | 0 |  | 0 | 0 |  | 0 | 0 | 0 | 0 | 0 |  | 0 | 0 | 0 | 0 | 0 |  | 0 | 0 | 0 | 0 | 0 | 0 | 0
PG&E KERN | PGE Kern | PGE | Morro Bay | 500 | 98 | Geothermal |  |  | 0 | 0 |  | 0 | 0 |  | 0 | 0 |  | 0 | 0 | 0 | 0 | 0 |  | 0 | 0 | 0 | 0 | 0 |  | 0 | 0 | 0 | 0 | 0 | 0 | 0
PG&E GBA | PGE GBA | PGE | Moss Landing | 115 | 85 | Geothermal |  |  | 0 | 0 |  | 0 | 0 |  | 0 | 0 |  | 0 | 0 | 0 | 0 | 0 |  | 0 | 0 | 0 | 0 | 0 |  | 0 | 0 | 0 | 0 | 0 | 0 | 0
PG&E GBA | PGE GBA | PGE | Moss Landing | 230 | 85 | Geothermal |  |  | 0 | 0 |  | 0 | 0 |  | 0 | 0 |  | 0 | 0 | 0 | 0 | 0 |  | 0 | 0 | 0 | 0 | 0 |  | 0 | 0 | 0 | 0 | 0 | 0 | 0
PG&E GBA | PGE GBA | PGE | Moss Landing | 500 | 82 | Geothermal |  |  | 0 | 0 |  | 0 | 0 |  | 0 | 0 |  | 0 | 0 | 0 | 0 | 0 |  | 0 | 0 | 0 | 0 | 0 |  | 0 | 0 | 0 | 0 | 0 | 0 | 0
EOP | SCE EOP | SCE | Mountain Pass | 115 | 161 | Geothermal |  |  | 0 | 0 |  | 0 | 0 |  | 0 | 0 |  | 0 | 0 | 0 | 0 | 0 |  | 0 | 0 | 0 | 0 | 0 |  | 0 | 0 | 0 | 0 | 0 | 0 | 0
PG&E GBA | PGE GBA | PGE | Mountain View | 115 | 78 | Geothermal |  |  | 0 | 0 |  | 0 | 0 |  | 0 | 0 |  | 0 | 0 | 0 | 0 | 0 |  | 0 | 0 | 0 | 0 | 0 |  | 0 | 0 | 0 | 0 | 0 | 0 | 0
PG&E GBA | PGE GBA | PGE | Mt Eden | 115 | 3 | Geothermal |  |  | 0 | 0 |  | 0 | 0 |  | 0 | 0 |  | 0 | 0 | 0 | 0 | 0 |  | 0 | 0 | 0 | 0 | 0 |  | 0 | 0 | 0 | 0 | 0 | 0 | 0
PG&E KERN | PGE Kern | PGE | Mt Poso | 115 | 74 | Geothermal |  |  | 0 | 0 |  | 0 | 0 |  | 0 | 0 |  | 0 | 0 | 0 | 0 | 0 |  | 0 | 0 | 0 | 0 | 0 |  | 0 | 0 | 0 | 0 | 0 | 0 | 0
SDGE | SDGE Imperial | SDGE | Murray | 69 |  | Geothermal |  |  | 0 | 0 |  | 0 | 0 |  | 0 | 0 |  | 0 | 0 | 0 | 0 | 0 |  | 0 | 0 | 0 | 0 | 0 |  | 0 | 0 | 0 | 0 | 0 | 0 | 0
PG&E FRESNO | PGE Fresno | PGE | Mustang | 230 | 145 | Geothermal |  |  | 0 | 0 |  | 0 | 0 |  | 0 | 0 |  | 0 | 0 | 0 | 0 | 0 |  | 0 | 0 | 0 | 0 | 0 |  | 0 | 0 | 0 | 0 | 0 | 0 | 0
SCE Northern | SCE Northern | SCE | Neenach | 66 |  | Geothermal |  |  | 0 | 0 |  | 0 | 0 |  | 0 | 0 |  | 0 | 0 | 0 | 0 | 0 |  | 0 | 0 | 0 | 0 | 0 |  | 0 | 0 | 0 | 0 | 0 | 0 | 0
PG&E KERN | PGE Kern | PGE | New Sub - Gates - Midway (Proposed) | 230 | 93 | Geothermal |  |  | 0 | 0 |  | 0 | 0 |  | 0 | 0 |  | 0 | 0 | 0 | 0 | 0 |  | 0 | 0 | 0 | 0 | 0 |  | 0 | 0 | 0 | 0 | 0 | 0 | 0
PG&E KERN | PGE Kern | PGE | New Sub - Gates - Templeton (Proposed) | 230 | 130 | Geothermal |  |  | 0 | 0 |  | 0 | 0 |  | 0 | 0 |  | 0 | 0 | 0 | 0 | 0 |  | 0 | 0 | 0 | 0 | 0 |  | 0 | 0 | 0 | 0 | 0 | 0 | 0
SCE NOL | SCE NOL | SCE | New Sub - Kramer - Lugo (Proposed) | 230 | 160 | Geothermal |  |  | 0 | 0 |  | 0 | 0 |  | 0 | 0 |  | 0 | 0 | 0 | 0 | 0 |  | 0 | 0 | 0 | 0 | 0 |  | 0 | 0 | 0 | 0 | 0 | 0 | 0
PG&E FRESNO | PGE Fresno | PGE | New Sub - Los Banos - Midway (Proposed) | 500 | 73 | Geothermal |  |  | 0 | 0 |  | 0 | 0 |  | 0 | 0 |  | 0 | 0 | 0 | 0 | 0 |  | 0 | 0 | 0 | 0 | 0 |  | 0 | 0 | 0 | 0 | 0 | 0 | 0
SCE NOL | SCE NOL | SCE | New Sub - Lugo - Pisgah (Proposed) | 230 | 141 | Geothermal |  |  | 0 | 0 |  | 0 | 0 |  | 0 | 0 |  | 0 | 0 | 0 | 0 | 0 |  | 0 | 0 | 0 | 0 | 0 |  | 0 | 0 | 0 | 0 | 0 | 0 | 0
PG&E KERN | PGE Kern | PGE | New Sub - Midway - Wheeler Ridge (Proposed) | 230 | 93 | Geothermal |  |  | 0 | 0 |  | 0 | 0 |  | 0 | 0 |  | 0 | 0 | 0 | 0 | 0 |  | 0 | 0 | 0 | 0 | 0 |  | 0 | 0 | 0 | 0 | 0 | 0 | 0
PG&E NGBA | PGE NGBA | PGE | New Sub - Near existing Leavitt (PSREC) | 345 |  | Geothermal |  |  | 0 | 0 |  | 0 | 0 |  | 0 | 0 |  | 0 | 0 | 0 | 0 | 0 |  | 0 | 0 | 0 | 0 | 0 |  | 0 | 0 | 0 | 0 | 0 | 0 | 0
PG&E NGBA | PGE NGBA | PGE | New Sub - Near existing Madeline (NVE) | 345 |  | Geothermal |  |  | 0 | 0 |  | 0 | 0 |  | 0 | 0 |  | 0 | 0 | 0 | 0 | 0 |  | 0 | 0 | 0 | 0 | 0 |  | 0 | 0 | 0 | 0 | 0 | 0 | 0
SDGE | SDGE Imperial | SDGE | New Sub - North Gila - IV (Proposed) | 500 | 185 | Geothermal |  |  | 0 | 0 |  | 0 | 0 |  | 0 | 0 |  | 0 | 0 | 0 | 0 | 0 |  | 0 | 0 | 0 | 0 | 0 |  | 0 | 0 | 0 | 0 | 0 | 0 | 0
PG&E NGBA | PGE NGBA | PGE | New Sub - Pit 1 - Cottonwood (Proposed) | 230 | 2 | Geothermal |  |  | 0 | 0 |  | 0 | 0 |  | 0 | 0 |  | 0 | 0 | 0 | 0 | 0 |  | 0 | 0 | 0 | 0 | 0 |  | 0 | 0 | 0 | 0 | 0 | 0 | 0
PG&E GBA | PGE GBA | PGE | New Sub - Rancho Seco - Bellota (Proposed) | 230 | 15 | Geothermal |  |  | 0 | 0 |  | 0 | 0 |  | 0 | 0 |  | 0 | 0 | 0 | 0 | 0 |  | 0 | 0 | 0 | 0 | 0 |  | 0 | 0 | 0 | 0 | 0 | 0 | 0
SDGE | SDGE Imperial | SDGE | New Sub - Suncrest - Ocotillo (Proposed) | 500 | 183 | Geothermal |  |  | 0 | 0 |  | 0 | 0 |  | 0 | 0 |  | 0 | 0 | 0 | 0 | 0 |  | 0 | 0 | 0 | 0 | 0 |  | 0 | 0 | 0 | 0 | 0 | 0 | 0
PG&E FRESNO | PGE Fresno | PGE | New Sub - Westley - Quinto (Proposed) | 230 | 64 | Geothermal |  | EGS | 1 | 0 |  | 0 | 0 |  | 0 | 0 |  | 0 | 0 | 0 | 0 | 80 |  | 80 | 0 | 0 | 0 | 80 |  | 80 | 80 | 0 | 80 | 80 | 0 | 80
PG&E GBA | PGE GBA | PGE | Newark | 115 | 38 | Geothermal |  |  | 0 | 0 |  | 0 | 0 |  | 0 | 0 |  | 0 | 0 | 0 | 0 | 0 |  | 0 | 0 | 0 | 0 | 0 |  | 0 | 0 | 0 | 0 | 0 | 0 | 0
PG&E GBA | PGE GBA | PGE | Newark | 230 | 45 | Geothermal |  |  | 0 | 0 |  | 0 | 0 |  | 0 | 0 |  | 0 | 0 | 0 | 0 | 0 |  | 0 | 0 | 0 | 0 | 0 |  | 0 | 0 | 0 | 0 | 0 | 0 | 0
PG&E GBA | PGE GBA | PGE | Newark | 60 |  | Geothermal |  |  | 0 | 0 |  | 0 | 0 |  | 0 | 0 |  | 0 | 0 | 0 | 0 | 0 |  | 0 | 0 | 0 | 0 | 0 |  | 0 | 0 | 0 | 0 | 0 | 0 | 0
PG&E FRESNO | PGE Fresno | PGE | Newhall | 115 | 137 | Geothermal |  |  | 0 | 0 |  | 0 | 0 |  | 0 | 0 |  | 0 | 0 | 0 | 0 | 0 |  | 0 | 0 | 0 | 0 | 0 |  | 0 | 0 | 0 | 0 | 0 | 0 | 0
PG&E KERN | PGE Kern | PGE | Norco | 115 | 95 | Geothermal |  |  | 0 | 0 |  | 0 | 0 |  | 0 | 0 |  | 0 | 0 | 0 | 0 | 0 |  | 0 | 0 | 0 | 0 | 0 |  | 0 | 0 | 0 | 0 | 0 | 0 | 0
PG&E GBA | PGE GBA | PGE | Nortech | 115 | 13 | Geothermal |  |  | 0 | 0 |  | 0 | 0 |  | 0 | 0 |  | 0 | 0 | 0 | 0 | 0 |  | 0 | 0 | 0 | 0 | 0 |  | 0 | 0 | 0 | 0 | 0 | 0 | 0
SDGE | SDGE Imperial | SDGE | North City Metering | 138 | 186 | Geothermal |  |  | 0 | 0 |  | 0 | 0 |  | 0 | 0 |  | 0 | 0 | 0 | 0 | 0 |  | 0 | 0 | 0 | 0 | 0 |  | 0 | 0 | 0 | 0 | 0 | 0 | 0
PG&E GBA | PGE GBA | PGE | North Dublin | 230 | 42 | Geothermal |  |  | 0 | 0 |  | 0 | 0 |  | 0 | 0 |  | 0 | 0 | 0 | 0 | 0 |  | 0 | 0 | 0 | 0 | 0 |  | 0 | 0 | 0 | 0 | 0 | 0 | 0
SDGE | SDGE Arizona | SDGE | North Gila | 500 | 188 | Geothermal |  |  | 0 | 0 |  | 0 | 0 |  | 0 | 0 |  | 0 | 0 | 0 | 0 | 0 |  | 0 | 0 | 0 | 0 | 0 |  | 0 | 0 | 0 | 0 | 0 | 0 | 0
SCE Metro | SCE Metro | SCE | North of SONGS | 230 | 97 | Geothermal |  |  | 0 | 0 |  | 0 | 0 |  | 0 | 0 |  | 0 | 0 | 0 | 0 | 0 |  | 0 | 0 | 0 | 0 | 0 |  | 0 | 0 | 0 | 0 | 0 | 0 | 0
SCE Metro | SCE Metro | SCE | North of SONGS | 500 | 97 | Geothermal |  |  | 0 | 0 |  | 0 | 0 |  | 0 | 0 |  | 0 | 0 | 0 | 0 | 0 |  | 0 | 0 | 0 | 0 | 0 |  | 0 | 0 | 0 | 0 | 0 | 0 | 0
PG&E NGBA | PGE NGBA | PGE | Notre Dame | 115 | 1 | Geothermal |  |  | 0 | 0 |  | 0 | 0 |  | 0 | 0 |  | 0 | 0 | 0 | 0 | 0 |  | 0 | 0 | 0 | 0 | 0 |  | 0 | 0 | 0 | 0 | 0 | 0 | 0
PG&E GBA | PGE GBA | PGE | Oakland C | 115 | 56 | Geothermal |  |  | 0 | 0 |  | 0 | 0 |  | 0 | 0 |  | 0 | 0 | 0 | 0 | 0 |  | 0 | 0 | 0 | 0 | 0 |  | 0 | 0 | 0 | 0 | 0 | 0 | 0
PG&E GBA | PGE GBA | PGE | Oakland J | 115 | 6 | Geothermal |  |  | 0 | 0 |  | 0 | 0 |  | 0 | 0 |  | 0 | 0 | 0 | 0 | 0 |  | 0 | 0 | 0 | 0 | 0 |  | 0 | 0 | 0 | 0 | 0 | 0 | 0
PG&E GBA | PGE GBA | PGE | Oakland L | 115 | 6 | Geothermal |  |  | 0 | 0 |  | 0 | 0 |  | 0 | 0 |  | 0 | 0 | 0 | 0 | 0 |  | 0 | 0 | 0 | 0 | 0 |  | 0 | 0 | 0 | 0 | 0 | 0 | 0
PG&E GBA | PGE GBA | PGE | Oakland X | 115 | 6 | Geothermal |  |  | 0 | 0 |  | 0 | 0 |  | 0 | 0 |  | 0 | 0 | 0 | 0 | 0 |  | 0 | 0 | 0 | 0 | 0 |  | 0 | 0 | 0 | 0 | 0 | 0 | 0
SDGE | SDGE Imperial | SDGE | Ocean Ranch | 69 |  | Geothermal |  |  | 0 | 0 |  | 0 | 0 |  | 0 | 0 |  | 0 | 0 | 0 | 0 | 0 |  | 0 | 0 | 0 | 0 | 0 |  | 0 | 0 | 0 | 0 | 0 | 0 | 0
PG&E KERN | PGE Kern | PGE | Oceano | 115 | 111 | Geothermal |  |  | 0 | 0 |  | 0 | 0 |  | 0 | 0 |  | 0 | 0 | 0 | 0 | 0 |  | 0 | 0 | 0 | 0 | 0 |  | 0 | 0 | 0 | 0 | 0 | 0 | 0
SDGE | SDGE Imperial | SDGE | Ocotillo Express | 500 | 194 | Geothermal |  |  | 0 | 0 |  | 0 | 0 |  | 0 | 0 |  | 0 | 0 | 0 | 0 | 0 |  | 0 | 0 | 0 | 0 | 0 |  | 0 | 0 | 0 | 0 | 0 | 0 | 0
PG&E KERN | PGE Kern | PGE | Old River | 70 |  | Geothermal |  |  | 0 | 0 |  | 0 | 0 |  | 0 | 0 |  | 0 | 0 | 0 | 0 | 0 |  | 0 | 0 | 0 | 0 | 0 |  | 0 | 0 | 0 | 0 | 0 | 0 | 0
SDGE | SDGE Imperial | SDGE | Old Town | 230 | 171 | Geothermal |  |  | 0 | 0 |  | 0 | 0 |  | 0 | 0 |  | 0 | 0 | 0 | 0 | 0 |  | 0 | 0 | 0 | 0 | 0 |  | 0 | 0 | 0 | 0 | 0 | 0 | 0
SCE Metro | SCE Metro | SCE | Olinda | 230 | 97 | Geothermal |  |  | 0 | 0 |  | 0 | 0 |  | 0 | 0 |  | 0 | 0 | 0 | 0 | 0 |  | 0 | 0 | 0 | 0 | 0 |  | 0 | 0 | 0 | 0 | 0 | 0 | 0
PG&E FRESNO | PGE Fresno | PGE | Olive | 115 | 119 | Geothermal |  |  | 0 | 0 |  | 0 | 0 |  | 0 | 0 |  | 0 | 0 | 0 | 0 | 0 |  | 0 | 0 | 0 | 0 | 0 |  | 0 | 0 | 0 | 0 | 0 | 0 | 0
PG&E NGBA | PGE NGBA | PGE | Olivehurst | 115 | 22 | Geothermal |  |  | 0 | 0 |  | 0 | 0 |  | 0 | 0 |  | 0 | 0 | 0 | 0 | 0 |  | 0 | 0 | 0 | 0 | 0 |  | 0 | 0 | 0 | 0 | 0 | 0 | 0
PG&E NGBA | PGE NGBA | PGE | Oregon Trail | 60 |  | Geothermal |  |  | 0 | 0 |  | 0 | 0 |  | 0 | 0 |  | 0 | 0 | 0 | 0 | 0 |  | 0 | 0 | 0 | 0 | 0 |  | 0 | 0 | 0 | 0 | 0 | 0 | 0
SCE Northern | SCE Northern | SCE | Ormond Beach | 230 | 157 | Geothermal |  |  | 0 | 0 |  | 0 | 0 |  | 0 | 0 |  | 0 | 0 | 0 | 0 | 0 |  | 0 | 0 | 0 | 0 | 0 |  | 0 | 0 | 0 | 0 | 0 | 0 | 0
PG&E FRESNO | PGE Fresno | PGE | Oro Loma | 115 | 123 | Geothermal |  |  | 0 | 0 |  | 0 | 0 |  | 0 | 0 |  | 0 | 0 | 0 | 0 | 0 |  | 0 | 0 | 0 | 0 | 0 |  | 0 | 0 | 0 | 0 | 0 | 0 | 0
PG&E FRESNO | PGE Fresno | PGE | Oro Loma | 70 |  | Geothermal |  |  | 0 | 0 |  | 0 | 0 |  | 0 | 0 |  | 0 | 0 | 0 | 0 | 0 |  | 0 | 0 | 0 | 0 | 0 |  | 0 | 0 | 0 | 0 | 0 | 0 | 0
PG&E FRESNO | PGE Fresno | PGE | Orosi | 70 |  | Geothermal |  |  | 0 | 0 |  | 0 | 0 |  | 0 | 0 |  | 0 | 0 | 0 | 0 | 0 |  | 0 | 0 | 0 | 0 | 0 |  | 0 | 0 | 0 | 0 | 0 | 0 | 0
SDGE | SDGE Imperial | SDGE | Otay | 69 |  | Geothermal |  |  | 0 | 0 |  | 0 | 0 |  | 0 | 0 |  | 0 | 0 | 0 | 0 | 0 |  | 0 | 0 | 0 | 0 | 0 |  | 0 | 0 | 0 | 0 | 0 | 0 | 0
SDGE | SDGE Imperial | SDGE | Otay Mesa | 230 | 197 | Geothermal |  |  | 0 | 0 |  | 0 | 0 |  | 0 | 0 |  | 0 | 0 | 0 | 0 | 0 |  | 0 | 0 | 0 | 0 | 0 |  | 0 | 0 | 0 | 0 | 0 | 0 | 0
PG&E FRESNO | PGE Fresno | PGE | Padre Flats SW STA | 230 | 71 | Geothermal |  |  | 0 | 0 |  | 0 | 0 |  | 0 | 0 |  | 0 | 0 | 0 | 0 | 0 |  | 0 | 0 | 0 | 0 | 0 |  | 0 | 0 | 0 | 0 | 0 | 0 | 0
EOP | SCE EOP | SCE | Pahrump | 138 | 177 | Geothermal |  |  | 0 | 0 |  | 0 | 0 |  | 0 | 0 |  | 0 | 0 | 0 | 0 | 0 |  | 0 | 0 | 0 | 0 | 0 |  | 0 | 0 | 0 | 0 | 0 | 0 | 0
EOP | SCE EOP | SCE | Pahrump | 230 | 177 | Geothermal |  |  | 0 | 0 |  | 0 | 0 |  | 0 | 0 |  | 0 | 0 | 0 | 0 | 0 |  | 0 | 0 | 0 | 0 | 0 |  | 0 | 0 | 0 | 0 | 0 | 0 | 0
SDGE | SDGE Imperial | SDGE | Pala | 69 |  | Geothermal |  |  | 0 | 0 |  | 0 | 0 |  | 0 | 0 |  | 0 | 0 | 0 | 0 | 0 |  | 0 | 0 | 0 | 0 | 0 |  | 0 | 0 | 0 | 0 | 0 | 0 | 0
PG&E NGBA | PGE NGBA | PGE | Palermo | 115 | 22 | Geothermal |  |  | 0 | 0 |  | 0 | 0 |  | 0 | 0 |  | 0 | 0 | 0 | 0 | 0 |  | 0 | 0 | 0 | 0 | 0 |  | 0 | 0 | 0 | 0 | 0 | 0 | 0
PG&E NGBA | PGE NGBA | PGE | Palermo | 230 | 19 | Geothermal |  | Hydrothermal | 1 | 0 |  | 0 | 0 |  | 0 | 0 |  | 0 | 0 | 0 | 0 | 20 |  | 20 | 0 | 0 | 0 | 20 |  | 20 | 20 | 0 | 20 | 20 | 0 | 20
SCE Eastern | SCE Arizona | SCE | Palo Verde | 500 | 176 | Geothermal |  |  | 0 | 0 |  | 0 | 0 |  | 0 | 0 |  | 0 | 0 | 0 | 0 | 0 |  | 0 | 0 | 0 | 0 | 0 |  | 0 | 0 | 0 | 0 | 0 | 0 | 0
SDGE | SDGE Imperial | SDGE | Palomar Energy | 230 | 195 | Geothermal |  |  | 0 | 0 |  | 0 | 0 |  | 0 | 0 |  | 0 | 0 | 0 | 0 | 0 |  | 0 | 0 | 0 | 0 | 0 |  | 0 | 0 | 0 | 0 | 0 | 0 | 0
PG&E KERN | PGE Kern | PGE | Panama | 70 |  | Geothermal |  |  | 0 | 0 |  | 0 | 0 |  | 0 | 0 |  | 0 | 0 | 0 | 0 | 0 |  | 0 | 0 | 0 | 0 | 0 |  | 0 | 0 | 0 | 0 | 0 | 0 | 0
PG&E FRESNO | PGE Fresno | PGE | Panoche | 115 | 128 | Geothermal |  |  | 0 | 0 |  | 0 | 0 |  | 0 | 0 |  | 0 | 0 | 0 | 0 | 0 |  | 0 | 0 | 0 | 0 | 0 |  | 0 | 0 | 0 | 0 | 0 | 0 | 0
PG&E FRESNO | PGE Fresno | PGE | Panoche | 230 | 94 | Geothermal |  |  | 0 | 0 |  | 0 | 0 |  | 0 | 0 |  | 0 | 0 | 0 | 0 | 0 |  | 0 | 0 | 0 | 0 | 0 |  | 0 | 0 | 0 | 0 | 0 | 0 | 0
SCE Northern | SCE Northern | SCE | Pardee | 230 | 151 | Geothermal |  |  | 0 | 0 |  | 0 | 0 |  | 0 | 0 |  | 0 | 0 | 0 | 0 | 0 |  | 0 | 0 | 0 | 0 | 0 |  | 0 | 0 | 0 | 0 | 0 | 0 | 0
PG&E NGBA | PGE NGBA | PGE | Parkway | 230 | 30 | Geothermal |  |  | 0 | 0 |  | 0 | 0 |  | 0 | 0 |  | 0 | 0 | 0 | 0 | 0 |  | 0 | 0 | 0 | 0 | 0 |  | 0 | 0 | 0 | 0 | 0 | 0 | 0
SCE Northern | SCE Northern | SCE | Pastoria | 230 | 159 | Geothermal |  |  | 0 | 0 |  | 0 | 0 |  | 0 | 0 |  | 0 | 0 | 0 | 0 | 0 |  | 0 | 0 | 0 | 0 | 0 |  | 0 | 0 | 0 | 0 | 0 | 0 | 0
SCE Metro | SCE Metro | SCE | Pauda | 230 |  | Geothermal |  |  | 0 | 0 |  | 0 | 0 |  | 0 | 0 |  | 0 | 0 | 0 | 0 | 0 |  | 0 | 0 | 0 | 0 | 0 |  | 0 | 0 | 0 | 0 | 0 | 0 | 0
PG&E GBA | PGE GBA | PGE | Paul Sweet | 115 | 14 | Geothermal |  |  | 0 | 0 |  | 0 | 0 |  | 0 | 0 |  | 0 | 0 | 0 | 0 | 0 |  | 0 | 0 | 0 | 0 | 0 |  | 0 | 0 | 0 | 0 | 0 | 0 | 0
PG&E NGBA | PGE NGBA | PGE | Peabody | 230 | 52 | Geothermal |  |  | 0 | 0 |  | 0 | 0 |  | 0 | 0 |  | 0 | 0 | 0 | 0 | 0 |  | 0 | 0 | 0 | 0 | 0 |  | 0 | 0 | 0 | 0 | 0 | 0 | 0
PG&E NGBA | PGE NGBA | PGE | Pease | 115 | 22 | Geothermal |  |  | 0 | 0 |  | 0 | 0 |  | 0 | 0 |  | 0 | 0 | 0 | 0 | 0 |  | 0 | 0 | 0 | 0 | 0 |  | 0 | 0 | 0 | 0 | 0 | 0 | 0
PG&E NGBA | PGE NGBA | PGE | Pease | 60 |  | Geothermal |  |  | 0 | 0 |  | 0 | 0 |  | 0 | 0 |  | 0 | 0 | 0 | 0 | 0 |  | 0 | 0 | 0 | 0 | 0 |  | 0 | 0 | 0 | 0 | 0 | 0 | 0
SDGE | SDGE Imperial | SDGE | Penasquitos | 138 | 171 | Geothermal |  |  | 0 | 0 |  | 0 | 0 |  | 0 | 0 |  | 0 | 0 | 0 | 0 | 0 |  | 0 | 0 | 0 | 0 | 0 |  | 0 | 0 | 0 | 0 | 0 | 0 | 0
SDGE | SDGE Imperial | SDGE | Penasquitos | 230 | 171 | Geothermal |  |  | 0 | 0 |  | 0 | 0 |  | 0 | 0 |  | 0 | 0 | 0 | 0 | 0 |  | 0 | 0 | 0 | 0 | 0 |  | 0 | 0 | 0 | 0 | 0 | 0 | 0
SDGE | SDGE Imperial | SDGE | Penasquitos | 69 |  | Geothermal |  |  | 0 | 0 |  | 0 | 0 |  | 0 | 0 |  | 0 | 0 | 0 | 0 | 0 |  | 0 | 0 | 0 | 0 | 0 |  | 0 | 0 | 0 | 0 | 0 | 0 | 0
SDGE | SDGE Imperial | SDGE | Pendleton | 69 |  | Geothermal |  |  | 0 | 0 |  | 0 | 0 |  | 0 | 0 |  | 0 | 0 | 0 | 0 | 0 |  | 0 | 0 | 0 | 0 | 0 |  | 0 | 0 | 0 | 0 | 0 | 0 | 0
PG&E NGBA | PGE NGBA | PGE | Penngrove | 115 | 27 | Geothermal |  |  | 0 | 0 |  | 0 | 0 |  | 0 | 0 |  | 0 | 0 | 0 | 0 | 0 |  | 0 | 0 | 0 | 0 | 0 |  | 0 | 0 | 0 | 0 | 0 | 0 | 0
PG&E GBA | PGE GBA | PGE | Peoria | 115 | 44 | Geothermal |  |  | 0 | 0 |  | 0 | 0 |  | 0 | 0 |  | 0 | 0 | 0 | 0 | 0 |  | 0 | 0 | 0 | 0 | 0 |  | 0 | 0 | 0 | 0 | 0 | 0 | 0
PG&E GBA | PGE GBA | PGE | Piercy | 115 | 11 | Geothermal |  |  | 0 | 0 |  | 0 | 0 |  | 0 | 0 |  | 0 | 0 | 0 | 0 | 0 |  | 0 | 0 | 0 | 0 | 0 |  | 0 | 0 | 0 | 0 | 0 | 0 | 0
PG&E FRESNO | PGE Fresno | PGE | Pine Flat | 230 | 117 | Geothermal |  |  | 0 | 0 |  | 0 | 0 |  | 0 | 0 |  | 0 | 0 | 0 | 0 | 0 |  | 0 | 0 | 0 | 0 | 0 |  | 0 | 0 | 0 | 0 | 0 | 0 | 0
SCE NOL | SCE NOL | SCE | Pisgah | 230 | 141 | Geothermal |  |  | 0 | 0 |  | 0 | 0 |  | 0 | 0 |  | 0 | 0 | 0 | 0 | 0 |  | 0 | 0 | 0 | 0 | 0 |  | 0 | 0 | 0 | 0 | 0 | 0 | 0
PG&E NGBA | PGE NGBA | PGE | Pit 1 | 230 | 2 | Geothermal |  |  | 0 | 0 |  | 0 | 0 |  | 0 | 0 |  | 0 | 0 | 0 | 0 | 0 |  | 0 | 0 | 0 | 0 | 0 |  | 0 | 0 | 0 | 0 | 0 | 0 | 0
PG&E NGBA | PGE NGBA | PGE | Pit 1 | 60 |  | Geothermal |  |  | 0 | 0 |  | 0 | 0 |  | 0 | 0 |  | 0 | 0 | 0 | 0 | 0 |  | 0 | 0 | 0 | 0 | 0 |  | 0 | 0 | 0 | 0 | 0 | 0 | 0
PG&E NGBA | PGE NGBA | PGE | Pit 3 | 230 | 2 | Geothermal |  |  | 0 | 0 |  | 0 | 0 |  | 0 | 0 |  | 0 | 0 | 0 | 0 | 0 |  | 0 | 0 | 0 | 0 | 0 |  | 0 | 0 | 0 | 0 | 0 | 0 | 0
PG&E NGBA | PGE NGBA | PGE | Pit 4 | 230 | 1 | Geothermal |  |  | 0 | 0 |  | 0 | 0 |  | 0 | 0 |  | 0 | 0 | 0 | 0 | 0 |  | 0 | 0 | 0 | 0 | 0 |  | 0 | 0 | 0 | 0 | 0 | 0 | 0
PG&E GBA | PGE GBA | PGE | Pittsburg | 115 | 49 | Geothermal |  |  | 0 | 0 |  | 0 | 0 |  | 0 | 0 |  | 0 | 0 | 0 | 0 | 0 |  | 0 | 0 | 0 | 0 | 0 |  | 0 | 0 | 0 | 0 | 0 | 0 | 0
PG&E GBA | PGE GBA | PGE | Pittsburg | 230 | 51 | Geothermal |  |  | 0 | 0 |  | 0 | 0 |  | 0 | 0 |  | 0 | 0 | 0 | 0 | 0 |  | 0 | 0 | 0 | 0 | 0 |  | 0 | 0 | 0 | 0 | 0 | 0 | 0
PG&E NGBA | PGE NGBA | PGE | Pleasant Grove | 115 | 23 | Geothermal |  |  | 0 | 0 |  | 0 | 0 |  | 0 | 0 |  | 0 | 0 | 0 | 0 | 0 |  | 0 | 0 | 0 | 0 | 0 |  | 0 | 0 | 0 | 0 | 0 | 0 | 0
PG&E NGBA | PGE NGBA | PGE | POE | 230 | 24 | Geothermal |  |  | 0 | 0 |  | 0 | 0 |  | 0 | 0 |  | 0 | 0 | 0 | 0 | 0 |  | 0 | 0 | 0 | 0 | 0 |  | 0 | 0 | 0 | 0 | 0 | 0 | 0
SDGE | SDGE Imperial | SDGE | Point Loma | 69 |  | Geothermal |  |  | 0 | 0 |  | 0 | 0 |  | 0 | 0 |  | 0 | 0 | 0 | 0 | 0 |  | 0 | 0 | 0 | 0 | 0 |  | 0 | 0 | 0 | 0 | 0 | 0 | 0
SDGE | SDGE Imperial | SDGE | Pomerado | 69 |  | Geothermal |  |  | 0 | 0 |  | 0 | 0 |  | 0 | 0 |  | 0 | 0 | 0 | 0 | 0 |  | 0 | 0 | 0 | 0 | 0 |  | 0 | 0 | 0 | 0 | 0 | 0 | 0
PG&E KERN | PGE Kern | PGE | Poso Mountain | 115 | 101 | Geothermal |  |  | 0 | 0 |  | 0 | 0 |  | 0 | 0 |  | 0 | 0 | 0 | 0 | 0 |  | 0 | 0 | 0 | 0 | 0 |  | 0 | 0 | 0 | 0 | 0 | 0 | 0
EOP | SCE EOP | SCE | Primm | 230 | 161 | Geothermal |  |  | 0 | 0 |  | 0 | 0 |  | 0 | 0 |  | 0 | 0 | 0 | 0 | 0 |  | 0 | 0 | 0 | 0 | 0 |  | 0 | 0 | 0 | 0 | 0 | 0 | 0
PG&E NGBA | PGE NGBA | PGE | Putah Creek | 115 | 39 | Geothermal |  |  | 0 | 0 |  | 0 | 0 |  | 0 | 0 |  | 0 | 0 | 0 | 0 | 0 |  | 0 | 0 | 0 | 0 | 0 |  | 0 | 0 | 0 | 0 | 0 | 0 | 0
SDGE | SDGE Imperial | SDGE | Q1806 | 138 | 178 | Geothermal |  |  | 0 | 0 |  | 0 | 0 |  | 0 | 0 |  | 0 | 0 | 0 | 0 | 0 |  | 0 | 0 | 0 | 0 | 0 |  | 0 | 0 | 0 | 0 | 0 | 0 | 0
PG&E FRESNO | PGE Fresno | PGE | Quinto | 230 | 71 | Geothermal |  |  | 0 | 0 |  | 0 | 0 |  | 0 | 0 |  | 0 | 0 | 0 | 0 | 0 |  | 0 | 0 | 0 | 0 | 0 |  | 0 | 0 | 0 | 0 | 0 | 0 | 0
PG&E GBA | PGE GBA | PGE | Race Track | 115 | 44 | Geothermal |  |  | 0 | 0 |  | 0 | 0 |  | 0 | 0 |  | 0 | 0 | 0 | 0 | 0 |  | 0 | 0 | 0 | 0 | 0 |  | 0 | 0 | 0 | 0 | 0 | 0 | 0
SDGE | SDGE Imperial | SDGE | Rancho Mission Viejo | 138 | 187 | Geothermal |  |  | 0 | 0 |  | 0 | 0 |  | 0 | 0 |  | 0 | 0 | 0 | 0 | 0 |  | 0 | 0 | 0 | 0 | 0 |  | 0 | 0 | 0 | 0 | 0 | 0 | 0
PG&E GBA | PGE GBA | PGE | Rancho Seco | 230 | 15 | Geothermal |  |  | 0 | 0 |  | 0 | 0 |  | 0 | 0 |  | 0 | 0 | 0 | 0 | 0 |  | 0 | 0 | 0 | 0 | 0 |  | 0 | 0 | 0 | 0 | 0 | 0 | 0
SCE Metro | SCE Metro | SCE | Rancho Vista | 230 | 97 | Geothermal |  |  | 0 | 0 |  | 0 | 0 |  | 0 | 0 |  | 0 | 0 | 0 | 0 | 0 |  | 0 | 0 | 0 | 0 | 0 |  | 0 | 0 | 0 | 0 | 0 | 0 | 0
SCE Metro | SCE Metro | SCE | Rancho Vista | 500 | 97 | Geothermal |  |  | 0 | 0 |  | 0 | 0 |  | 0 | 0 |  | 0 | 0 | 0 | 0 | 0 |  | 0 | 0 | 0 | 0 | 0 |  | 0 | 0 | 0 | 0 | 0 | 0 | 0
SCE NOL | SCE NOL | SCE | Ransburg | 115 |  | Geothermal |  |  | 0 | 0 |  | 0 | 0 |  | 0 | 0 |  | 0 | 0 | 0 | 0 | 0 |  | 0 | 0 | 0 | 0 | 0 |  | 0 | 0 | 0 | 0 | 0 | 0 | 0
PG&E GBA | PGE GBA | PGE | Ravenswood | 115 | 6 | Geothermal |  |  | 0 | 0 |  | 0 | 0 |  | 0 | 0 |  | 0 | 0 | 0 | 0 | 0 |  | 0 | 0 | 0 | 0 | 0 |  | 0 | 0 | 0 | 0 | 0 | 0 | 0
PG&E GBA | PGE GBA | PGE | Ravenswood | 230 | 6 | Geothermal |  |  | 0 | 0 |  | 0 | 0 |  | 0 | 0 |  | 0 | 0 | 0 | 0 | 0 |  | 0 | 0 | 0 | 0 | 0 |  | 0 | 0 | 0 | 0 | 0 | 0 | 0
SCE Northern | SCE Northern | SCE | Rector | 230 | 153 | Geothermal |  |  | 0 | 0 |  | 0 | 0 |  | 0 | 0 |  | 0 | 0 | 0 | 0 | 0 |  | 0 | 0 | 0 | 0 | 0 |  | 0 | 0 | 0 | 0 | 0 | 0 | 0
SCE Eastern | SCE Eastern | SCE | Red Bluff | 230 | 179 | Geothermal |  |  | 0 | 0 |  | 0 | 0 |  | 0 | 0 |  | 0 | 0 | 0 | 0 | 0 |  | 0 | 0 | 0 | 0 | 0 |  | 0 | 0 | 0 | 0 | 0 | 0 | 0
SCE Eastern | SCE Eastern | SCE | Red Bluff | 500 | 172 | Geothermal |  |  | 0 | 0 |  | 0 | 0 |  | 0 | 0 |  | 0 | 0 | 0 | 0 | 0 |  | 0 | 0 | 0 | 0 | 0 |  | 0 | 0 | 0 | 0 | 0 | 0 | 0
PG&E NGBA | PGE NGBA | PGE | Redbud | 115 | 27 | Geothermal |  | Hydrothermal,EGS | 1 | 0 |  | 0 | 0 |  | 0 | 0 |  | 0 | 0 | 0 | 0 | 241 |  | 241 | 0 | 0 | 0 | 241 |  | 241 | 241 | 0 | 241 | 241 | 0 | 241
SCE Metro | SCE Metro | SCE | Redondo | 230 | 97 | Geothermal |  |  | 0 | 0 |  | 0 | 0 |  | 0 | 0 |  | 0 | 0 | 0 | 0 | 0 |  | 0 | 0 | 0 | 0 | 0 |  | 0 | 0 | 0 | 0 | 0 | 0 | 0
PG&E FRESNO | PGE Fresno | PGE | Reedley | 115 | 142 | Geothermal |  |  | 0 | 0 |  | 0 | 0 |  | 0 | 0 |  | 0 | 0 | 0 | 0 | 0 |  | 0 | 0 | 0 | 0 | 0 |  | 0 | 0 | 0 | 0 | 0 | 0 | 0
PG&E KERN | PGE Kern | PGE | Renfro | 115 | 83 | Geothermal |  |  | 0 | 0 |  | 0 | 0 |  | 0 | 0 |  | 0 | 0 | 0 | 0 | 0 |  | 0 | 0 | 0 | 0 | 0 |  | 0 | 0 | 0 | 0 | 0 | 0 | 0
PG&E GBA | PGE GBA | PGE | Richmond R | 115 | 56 | Geothermal |  |  | 0 | 0 |  | 0 | 0 |  | 0 | 0 |  | 0 | 0 | 0 | 0 | 0 |  | 0 | 0 | 0 | 0 | 0 |  | 0 | 0 | 0 | 0 | 0 | 0 | 0
PG&E NGBA | PGE NGBA | PGE | Rincon | 115 | 55 | Geothermal |  | Hydrothermal, EGS | 1 | 0 |  | 0 | 0 |  | 0 | 0 |  | 0 | 0 | 0 | 0 | 50 |  | 50 | 0 | 0 | 0 | 50 |  | 50 | 50 | 0 | 50 | 50 | 0 | 50
PG&E KERN | PGE Kern | PGE | Rio Bravo | 115 | 83 | Geothermal |  |  | 0 | 0 |  | 0 | 0 |  | 0 | 0 |  | 0 | 0 | 0 | 0 | 0 |  | 0 | 0 | 0 | 0 | 0 |  | 0 | 0 | 0 | 0 | 0 | 0 | 0
SCE Metro | SCE Metro | SCE | Rio Hondo | 230 | 97 | Geothermal |  |  | 0 | 0 |  | 0 | 0 |  | 0 | 0 |  | 0 | 0 | 0 | 0 | 0 |  | 0 | 0 | 0 | 0 | 0 |  | 0 | 0 | 0 | 0 | 0 | 0 | 0
PG&E NGBA | PGE NGBA | PGE | Rio Oso | 115 | 24 | Geothermal |  |  | 0 | 0 |  | 0 | 0 |  | 0 | 0 |  | 0 | 0 | 0 | 0 | 0 |  | 0 | 0 | 0 | 0 | 0 |  | 0 | 0 | 0 | 0 | 0 | 0 | 0
PG&E NGBA | PGE NGBA | PGE | Rio Oso | 230 | 24 | Geothermal |  |  | 0 | 0 |  | 0 | 0 |  | 0 | 0 |  | 0 | 0 | 0 | 0 | 0 |  | 0 | 0 | 0 | 0 | 0 |  | 0 | 0 | 0 | 0 | 0 | 0 | 0
PG&E GBA | PGE GBA | PGE | Ripon | 115 | 54 | Geothermal |  |  | 0 | 0 |  | 0 | 0 |  | 0 | 0 |  | 0 | 0 | 0 | 0 | 0 |  | 0 | 0 | 0 | 0 | 0 |  | 0 | 0 | 0 | 0 | 0 | 0 | 0
PG&E GBA | PGE GBA | PGE | Riverbank | 115 | 44 | Geothermal |  |  | 0 | 0 |  | 0 | 0 |  | 0 | 0 |  | 0 | 0 | 0 | 0 | 0 |  | 0 | 0 | 0 | 0 | 0 |  | 0 | 0 | 0 | 0 | 0 | 0 | 0
SCE NOL | SCE NOL | SCE | Roadway | 115 | 146 | Geothermal |  |  | 0 | 0 |  | 0 | 0 |  | 0 | 0 |  | 0 | 0 | 0 | 0 | 0 |  | 0 | 0 | 0 | 0 | 0 |  | 0 | 0 | 0 | 0 | 0 | 0 | 0
PG&E NGBA | PGE NGBA | PGE | Rock Creek 1 | 230 | 16 | Geothermal |  |  | 0 | 0 |  | 0 | 0 |  | 0 | 0 |  | 0 | 0 | 0 | 0 | 0 |  | 0 | 0 | 0 | 0 | 0 |  | 0 | 0 | 0 | 0 | 0 | 0 | 0
SCE Northern | SCE Northern | SCE | Rosamond | 66 |  | Geothermal |  |  | 0 | 0 |  | 0 | 0 |  | 0 | 0 |  | 0 | 0 | 0 | 0 | 0 |  | 0 | 0 | 0 | 0 | 0 |  | 0 | 0 | 0 | 0 | 0 | 0 | 0
PG&E GBA | PGE GBA | PGE | Rossmoor | 230 | 30 | Geothermal |  |  | 0 | 0 |  | 0 | 0 |  | 0 | 0 |  | 0 | 0 | 0 | 0 | 0 |  | 0 | 0 | 0 | 0 | 0 |  | 0 | 0 | 0 | 0 | 0 | 0 | 0
PG&E NGBA | PGE NGBA | PGE | Round Mountain | 230 | 1 | Geothermal |  |  | 0 | 0 |  | 0 | 0 |  | 0 | 0 |  | 0 | 0 | 0 | 0 | 0 |  | 0 | 0 | 0 | 0 | 0 |  | 0 | 0 | 0 | 0 | 0 | 0 | 0
PG&E NGBA | PGE NGBA | PGE | Round Mountain | 500 | 1 | Geothermal |  |  | 0 | 0 |  | 0 | 0 |  | 0 | 0 |  | 0 | 0 | 0 | 0 | 0 |  | 0 | 0 | 0 | 0 | 0 |  | 0 | 0 | 0 | 0 | 0 | 0 | 0
PG&E GBA | PGE GBA | PGE | Salado | 115 | 34 | Geothermal |  |  | 0 | 0 |  | 0 | 0 |  | 0 | 0 |  | 0 | 0 | 0 | 0 | 0 |  | 0 | 0 | 0 | 0 | 0 |  | 0 | 0 | 0 | 0 | 0 | 0 | 0
PG&E GBA | PGE GBA | PGE | Salado | 60 |  | Geothermal |  |  | 0 | 0 |  | 0 | 0 |  | 0 | 0 |  | 0 | 0 | 0 | 0 | 0 |  | 0 | 0 | 0 | 0 | 0 |  | 0 | 0 | 0 | 0 | 0 | 0 | 0
PG&E GBA | PGE GBA | PGE | Salinas | 115 | 84 | Geothermal |  |  | 0 | 0 |  | 0 | 0 |  | 0 | 0 |  | 0 | 0 | 0 | 0 | 0 |  | 0 | 0 | 0 | 0 | 0 |  | 0 | 0 | 0 | 0 | 0 | 0 | 0
SDGE | SDGE Imperial | SDGE | Salt Creek | 69 |  | Geothermal |  |  | 0 | 0 |  | 0 | 0 |  | 0 | 0 |  | 0 | 0 | 0 | 0 | 0 |  | 0 | 0 | 0 | 0 | 0 |  | 0 | 0 | 0 | 0 | 0 | 0 | 0
SCE Eastern | SCE Eastern | SCE | San Bernardino | 230 | 156 | Geothermal |  |  | 0 | 0 |  | 0 | 0 |  | 0 | 0 |  | 0 | 0 | 0 | 0 | 0 |  | 0 | 0 | 0 | 0 | 0 |  | 0 | 0 | 0 | 0 | 0 | 0 | 0
PG&E GBA | PGE GBA | PGE | SAN FRAN A (POTRERO PP) | 115 | 3 | Geothermal |  |  | 0 | 0 |  | 0 | 0 |  | 0 | 0 |  | 0 | 0 | 0 | 0 | 0 |  | 0 | 0 | 0 | 0 | 0 |  | 0 | 0 | 0 | 0 | 0 | 0 | 0
PG&E GBA | PGE GBA | PGE | SAN FRAN A (POTRERO PP) | 230 | 3 | Geothermal |  |  | 0 | 0 |  | 0 | 0 |  | 0 | 0 |  | 0 | 0 | 0 | 0 | 0 |  | 0 | 0 | 0 | 0 | 0 |  | 0 | 0 | 0 | 0 | 0 | 0 | 0
PG&E GBA | PGE GBA | PGE | San Jose A | 115 | 81 | Geothermal |  |  | 0 | 0 |  | 0 | 0 |  | 0 | 0 |  | 0 | 0 | 0 | 0 | 0 |  | 0 | 0 | 0 | 0 | 0 |  | 0 | 0 | 0 | 0 | 0 | 0 | 0
PG&E GBA | PGE GBA | PGE | San Jose B | 115 | 11 | Geothermal |  |  | 0 | 0 |  | 0 | 0 |  | 0 | 0 |  | 0 | 0 | 0 | 0 | 0 |  | 0 | 0 | 0 | 0 | 0 |  | 0 | 0 | 0 | 0 | 0 | 0 | 0
PG&E GBA | PGE GBA | PGE | San Leandro U | 115 | 6 | Geothermal |  |  | 0 | 0 |  | 0 | 0 |  | 0 | 0 |  | 0 | 0 | 0 | 0 | 0 |  | 0 | 0 | 0 | 0 | 0 |  | 0 | 0 | 0 | 0 | 0 | 0 | 0
PG&E KERN | PGE Kern | PGE | San Luis Obispo | 115 | 111 | Geothermal |  |  | 0 | 0 |  | 0 | 0 |  | 0 | 0 |  | 0 | 0 | 0 | 0 | 0 |  | 0 | 0 | 0 | 0 | 0 |  | 0 | 0 | 0 | 0 | 0 | 0 | 0
PG&E KERN | PGE Kern | PGE | San Luis Obispo | 70 |  | Geothermal |  |  | 0 | 0 |  | 0 | 0 |  | 0 | 0 |  | 0 | 0 | 0 | 0 | 0 |  | 0 | 0 | 0 | 0 | 0 |  | 0 | 0 | 0 | 0 | 0 | 0 | 0
SDGE | SDGE Imperial | SDGE | San Luis Rey | 230 | 143 | Geothermal |  |  | 0 | 0 |  | 0 | 0 |  | 0 | 0 |  | 0 | 0 | 0 | 0 | 0 |  | 0 | 0 | 0 | 0 | 0 |  | 0 | 0 | 0 | 0 | 0 | 0 | 0
SDGE | SDGE Imperial | SDGE | San Luis Rey | 69 |  | Geothermal |  |  | 0 | 0 |  | 0 | 0 |  | 0 | 0 |  | 0 | 0 | 0 | 0 | 0 |  | 0 | 0 | 0 | 0 | 0 |  | 0 | 0 | 0 | 0 | 0 | 0 | 0
SDGE | SDGE Imperial | SDGE | San Marcos | 69 |  | Geothermal |  |  | 0 | 0 |  | 0 | 0 |  | 0 | 0 |  | 0 | 0 | 0 | 0 | 0 |  | 0 | 0 | 0 | 0 | 0 |  | 0 | 0 | 0 | 0 | 0 | 0 | 0
SCE Metro | SCE Metro | SCE | San Onofre | 230 | 97 | Geothermal |  |  | 0 | 0 |  | 0 | 0 |  | 0 | 0 |  | 0 | 0 | 0 | 0 | 0 |  | 0 | 0 | 0 | 0 | 0 |  | 0 | 0 | 0 | 0 | 0 | 0 | 0
PG&E GBA | PGE GBA | PGE | San Pablo | 115 | 56 | Geothermal |  |  | 0 | 0 |  | 0 | 0 |  | 0 | 0 |  | 0 | 0 | 0 | 0 | 0 |  | 0 | 0 | 0 | 0 | 0 |  | 0 | 0 | 0 | 0 | 0 | 0 | 0
PG&E GBA | PGE GBA | PGE | San Ramon | 230 | 4 | Geothermal |  |  | 0 | 0 |  | 0 | 0 |  | 0 | 0 |  | 0 | 0 | 0 | 0 | 0 |  | 0 | 0 | 0 | 0 | 0 |  | 0 | 0 | 0 | 0 | 0 | 0 | 0
SDGE | SDGE Imperial | SDGE | San Ysidro | 69 |  | Geothermal |  |  | 0 | 0 |  | 0 | 0 |  | 0 | 0 |  | 0 | 0 | 0 | 0 | 0 |  | 0 | 0 | 0 | 0 | 0 |  | 0 | 0 | 0 | 0 | 0 | 0 | 0
SCE NOL | SCE NOL | SCE | Sandlot | 230 | 160 | Geothermal |  |  | 0 | 0 |  | 0 | 0 |  | 0 | 0 |  | 0 | 0 | 0 | 0 | 0 |  | 0 | 0 | 0 | 0 | 0 |  | 0 | 0 | 0 | 0 | 0 | 0 | 0
EOP | SCE EOP | SCE | Sandy | 138 | 177 | Geothermal |  |  | 0 | 0 |  | 0 | 0 |  | 0 | 0 |  | 0 | 0 | 0 | 0 | 0 |  | 0 | 0 | 0 | 0 | 0 |  | 0 | 0 | 0 | 0 | 0 | 0 | 0
PG&E FRESNO | PGE Fresno | PGE | Sanger | 115 | 152 | Geothermal |  |  | 0 | 0 |  | 0 | 0 |  | 0 | 0 |  | 0 | 0 | 0 | 0 | 0 |  | 0 | 0 | 0 | 0 | 0 |  | 0 | 0 | 0 | 0 | 0 | 0 | 0
SCE Northern | SCE Northern | SCE | Santa Clara | 230 | 157 | Geothermal |  |  | 0 | 0 |  | 0 | 0 |  | 0 | 0 |  | 0 | 0 | 0 | 0 | 0 |  | 0 | 0 | 0 | 0 | 0 |  | 0 | 0 | 0 | 0 | 0 | 0 | 0
PG&E NGBA | PGE NGBA | PGE | Santa Rosa A | 115 | 27 | Geothermal |  |  | 0 | 0 |  | 0 | 0 |  | 0 | 0 |  | 0 | 0 | 0 | 0 | 0 |  | 0 | 0 | 0 | 0 | 0 |  | 0 | 0 | 0 | 0 | 0 | 0 | 0
PG&E GBA | PGE GBA | PGE | Santa Teresa | 115 | 81 | Geothermal |  |  | 0 | 0 |  | 0 | 0 |  | 0 | 0 |  | 0 | 0 | 0 | 0 | 0 |  | 0 | 0 | 0 | 0 | 0 |  | 0 | 0 | 0 | 0 | 0 | 0 | 0
SDGE | SDGE Imperial | SDGE | Santee | 138 | 191 | Geothermal |  |  | 0 | 0 |  | 0 | 0 |  | 0 | 0 |  | 0 | 0 | 0 | 0 | 0 |  | 0 | 0 | 0 | 0 | 0 |  | 0 | 0 | 0 | 0 | 0 | 0 | 0
SCE Metro | SCE Metro | SCE | Santiago | 230 | 97 | Geothermal |  |  | 0 | 0 |  | 0 | 0 |  | 0 | 0 |  | 0 | 0 | 0 | 0 | 0 |  | 0 | 0 | 0 | 0 | 0 |  | 0 | 0 | 0 | 0 | 0 | 0 | 0
PG&E GBA | PGE GBA | PGE | Saratoga | 230 | 13 | Geothermal |  |  | 0 | 0 |  | 0 | 0 |  | 0 | 0 |  | 0 | 0 | 0 | 0 | 0 |  | 0 | 0 | 0 | 0 | 0 |  | 0 | 0 | 0 | 0 | 0 | 0 | 0
SCE Northern | SCE Northern | SCE | Saugus | 230 | 131 | Geothermal |  |  | 0 | 0 |  | 0 | 0 |  | 0 | 0 |  | 0 | 0 | 0 | 0 | 0 |  | 0 | 0 | 0 | 0 | 0 |  | 0 | 0 | 0 | 0 | 0 | 0 | 0
PG&E FRESNO | PGE Fresno | PGE | Schindler | 115 | 76 | Geothermal |  |  | 0 | 0 |  | 0 | 0 |  | 0 | 0 |  | 0 | 0 | 0 | 0 | 0 |  | 0 | 0 | 0 | 0 | 0 |  | 0 | 0 | 0 | 0 | 0 | 0 | 0
PG&E FRESNO | PGE Fresno | PGE | Schindler | 70 |  | Geothermal |  |  | 0 | 0 |  | 0 | 0 |  | 0 | 0 |  | 0 | 0 | 0 | 0 | 0 |  | 0 | 0 | 0 | 0 | 0 |  | 0 | 0 | 0 | 0 | 0 | 0 | 0
PG&E GBA | PGE GBA | PGE | Schulte | 115 | 41 | Geothermal |  |  | 0 | 0 |  | 0 | 0 |  | 0 | 0 |  | 0 | 0 | 0 | 0 | 0 |  | 0 | 0 | 0 | 0 | 0 |  | 0 | 0 | 0 | 0 | 0 | 0 | 0
SDGE | SDGE Imperial | SDGE | Scripps | 69 |  | Geothermal |  |  | 0 | 0 |  | 0 | 0 |  | 0 | 0 |  | 0 | 0 | 0 | 0 | 0 |  | 0 | 0 | 0 | 0 | 0 |  | 0 | 0 | 0 | 0 | 0 | 0 | 0
PG&E KERN | PGE Kern | PGE | Semitropic | 115 | 74 | Geothermal |  |  | 0 | 0 |  | 0 | 0 |  | 0 | 0 |  | 0 | 0 | 0 | 0 | 0 |  | 0 | 0 | 0 | 0 | 0 |  | 0 | 0 | 0 | 0 | 0 | 0 | 0
SCE Metro | SCE Metro | SCE | Serrano | 230 | 97 | Geothermal |  |  | 0 | 0 |  | 0 | 0 |  | 0 | 0 |  | 0 | 0 | 0 | 0 | 0 |  | 0 | 0 | 0 | 0 | 0 |  | 0 | 0 | 0 | 0 | 0 | 0 | 0
SCE Metro | SCE Metro | SCE | Serrano | 500 | 97 | Geothermal |  |  | 0 | 0 |  | 0 | 0 |  | 0 | 0 |  | 0 | 0 | 0 | 0 | 0 |  | 0 | 0 | 0 | 0 | 0 |  | 0 | 0 | 0 | 0 | 0 | 0 | 0
SDGE | SDGE Imperial | SDGE | Shadowridge | 138 | 186 | Geothermal |  |  | 0 | 0 |  | 0 | 0 |  | 0 | 0 |  | 0 | 0 | 0 | 0 | 0 |  | 0 | 0 | 0 | 0 | 0 |  | 0 | 0 | 0 | 0 | 0 | 0 | 0
PG&E KERN | PGE Kern | PGE | Shafter | 115 | 107 | Geothermal |  |  | 0 | 0 |  | 0 | 0 |  | 0 | 0 |  | 0 | 0 | 0 | 0 | 0 |  | 0 | 0 | 0 | 0 | 0 |  | 0 | 0 | 0 | 0 | 0 | 0 | 0
PG&E NGBA | PGE NGBA | PGE | Silverado | 115 | 55 | Geothermal |  |  | 0 | 0 |  | 0 | 0 |  | 0 | 0 |  | 0 | 0 | 0 | 0 | 0 |  | 0 | 0 | 0 | 0 | 0 |  | 0 | 0 | 0 | 0 | 0 | 0 | 0
SDGE | SDGE Imperial | SDGE | Silvergate | 230 | 193 | Geothermal |  |  | 0 | 0 |  | 0 | 0 |  | 0 | 0 |  | 0 | 0 | 0 | 0 | 0 |  | 0 | 0 | 0 | 0 | 0 |  | 0 | 0 | 0 | 0 | 0 | 0 | 0
SDGE | SDGE Imperial | SDGE | Silvergate | 69 |  | Geothermal |  |  | 0 | 0 |  | 0 | 0 |  | 0 | 0 |  | 0 | 0 | 0 | 0 | 0 |  | 0 | 0 | 0 | 0 | 0 |  | 0 | 0 | 0 | 0 | 0 | 0 | 0
PG&E KERN | PGE Kern | PGE | Sisquoc | 115 | 111 | Geothermal |  |  | 0 | 0 |  | 0 | 0 |  | 0 | 0 |  | 0 | 0 | 0 | 0 | 0 |  | 0 | 0 | 0 | 0 | 0 |  | 0 | 0 | 0 | 0 | 0 | 0 | 0
EOP | SCE EOP | SCE | Sloan Canyon | 230 | 161 | Geothermal |  |  | 0 | 0 |  | 0 | 0 |  | 0 | 0 |  | 0 | 0 | 0 | 0 | 0 |  | 0 | 0 | 0 | 0 | 0 |  | 0 | 0 | 0 | 0 | 0 | 0 | 0
EOP | SCE EOP | SCE | Sloan Canyon | 500 | 161 | Geothermal |  |  | 0 | 0 |  | 0 | 0 |  | 0 | 0 |  | 0 | 0 | 0 | 0 | 0 |  | 0 | 0 | 0 | 0 | 0 |  | 0 | 0 | 0 | 0 | 0 | 0 | 0
PG&E KERN | PGE Kern | PGE | Smyrna | 115 | 113 | Geothermal |  |  | 0 | 0 |  | 0 | 0 |  | 0 | 0 |  | 0 | 0 | 0 | 0 | 0 |  | 0 | 0 | 0 | 0 | 0 |  | 0 | 0 | 0 | 0 | 0 | 0 | 0
PG&E GBA | PGE GBA | PGE | Sobrante | 115 | 56 | Geothermal |  |  | 0 | 0 |  | 0 | 0 |  | 0 | 0 |  | 0 | 0 | 0 | 0 | 0 |  | 0 | 0 | 0 | 0 | 0 |  | 0 | 0 | 0 | 0 | 0 | 0 | 0
PG&E GBA | PGE GBA | PGE | Sobrante | 230 | 51 | Geothermal |  |  | 0 | 0 |  | 0 | 0 |  | 0 | 0 |  | 0 | 0 | 0 | 0 | 0 |  | 0 | 0 | 0 | 0 | 0 |  | 0 | 0 | 0 | 0 | 0 | 0 | 0
PG&E KERN | PGE Kern | PGE | Solar | 230 | 122 | Geothermal |  |  | 0 | 0 |  | 0 | 0 |  | 0 | 0 |  | 0 | 0 | 0 | 0 | 0 |  | 0 | 0 | 0 | 0 | 0 |  | 0 | 0 | 0 | 0 | 0 | 0 | 0
PG&E GBA | PGE GBA | PGE | Soledad | 115 | 84 | Geothermal |  |  | 0 | 0 |  | 0 | 0 |  | 0 | 0 |  | 0 | 0 | 0 | 0 | 0 |  | 0 | 0 | 0 | 0 | 0 |  | 0 | 0 | 0 | 0 | 0 | 0 | 0
PG&E GBA | PGE GBA | PGE | Soledad | 60 |  | Geothermal |  |  | 0 | 0 |  | 0 | 0 |  | 0 | 0 |  | 0 | 0 | 0 | 0 | 0 |  | 0 | 0 | 0 | 0 | 0 |  | 0 | 0 | 0 | 0 | 0 | 0 | 0
SDGE | SDGE Imperial | SDGE | Spring Valley | 69 |  | Geothermal |  |  | 0 | 0 |  | 0 | 0 |  | 0 | 0 |  | 0 | 0 | 0 | 0 | 0 |  | 0 | 0 | 0 | 0 | 0 |  | 0 | 0 | 0 | 0 | 0 | 0 | 0
SCE Northern | SCE Northern | SCE | Springville | 230 | 153 | Geothermal |  |  | 0 | 0 |  | 0 | 0 |  | 0 | 0 |  | 0 | 0 | 0 | 0 | 0 |  | 0 | 0 | 0 | 0 | 0 |  | 0 | 0 | 0 | 0 | 0 | 0 | 0
PG&E GBA | PGE GBA | PGE | Stagg | 230 | 43 | Geothermal |  |  | 0 | 0 |  | 0 | 0 |  | 0 | 0 |  | 0 | 0 | 0 | 0 | 0 |  | 0 | 0 | 0 | 0 | 0 |  | 0 | 0 | 0 | 0 | 0 | 0 | 0
PG&E GBA | PGE GBA | PGE | Standard Oil | 115 | 56 | Geothermal |  |  | 0 | 0 |  | 0 | 0 |  | 0 | 0 |  | 0 | 0 | 0 | 0 | 0 |  | 0 | 0 | 0 | 0 | 0 |  | 0 | 0 | 0 | 0 | 0 | 0 | 0
PG&E GBA | PGE GBA | PGE | Stanislaus | 115 | 44 | Geothermal |  |  | 0 | 0 |  | 0 | 0 |  | 0 | 0 |  | 0 | 0 | 0 | 0 | 0 |  | 0 | 0 | 0 | 0 | 0 |  | 0 | 0 | 0 | 0 | 0 | 0 | 0
PG&E KERN | PGE Kern | PGE | Stockdale | 115 | 72 | Geothermal |  |  | 0 | 0 |  | 0 | 0 |  | 0 | 0 |  | 0 | 0 | 0 | 0 | 0 |  | 0 | 0 | 0 | 0 | 0 |  | 0 | 0 | 0 | 0 | 0 | 0 | 0
PG&E KERN | PGE Kern | PGE | Stockdale | 230 | 68 | Geothermal |  |  | 0 | 0 |  | 0 | 0 |  | 0 | 0 |  | 0 | 0 | 0 | 0 | 0 |  | 0 | 0 | 0 | 0 | 0 |  | 0 | 0 | 0 | 0 | 0 | 0 | 0
PG&E GBA | PGE GBA | PGE | Stockton A | 115 | 65 | Geothermal |  |  | 0 | 0 |  | 0 | 0 |  | 0 | 0 |  | 0 | 0 | 0 | 0 | 0 |  | 0 | 0 | 0 | 0 | 0 |  | 0 | 0 | 0 | 0 | 0 | 0 | 0
PG&E GBA | PGE GBA | PGE | Stone | 115 | 79 | Geothermal |  |  | 0 | 0 |  | 0 | 0 |  | 0 | 0 |  | 0 | 0 | 0 | 0 | 0 |  | 0 | 0 | 0 | 0 | 0 |  | 0 | 0 | 0 | 0 | 0 | 0 | 0
PG&E FRESNO | PGE Fresno | PGE | Storey | 230 | 168 | Geothermal |  |  | 0 | 0 |  | 0 | 0 |  | 0 | 0 |  | 0 | 0 | 0 | 0 | 0 |  | 0 | 0 | 0 | 0 | 0 |  | 0 | 0 | 0 | 0 | 0 | 0 | 0
PG&E NGBA | PGE NGBA | PGE | Summit | 115 | 21 | Geothermal | YES | Corsac Geo, Utah (Conventional) | 1 | 0 |  | 0 | 40 |  | 40 | 0 |  | 0 | 40 | 0 | 40 | 0 |  | 0 | 0 | 0 | 0 | 0 |  | 0 | 40 | 0 | 40 | 40 | 0 | 40
SDGE | SDGE Imperial | SDGE | Suncrest | 230 | 183 | Geothermal |  |  | 0 | 0 |  | 0 | 0 |  | 0 | 0 |  | 0 | 0 | 0 | 0 | 0 |  | 0 | 0 | 0 | 0 | 0 |  | 0 | 0 | 0 | 0 | 0 | 0 | 0
SDGE | SDGE Imperial | SDGE | Suncrest | 500 | 183 | Geothermal |  |  | 0 | 0 |  | 0 | 0 |  | 0 | 0 |  | 0 | 0 | 0 | 0 | 0 |  | 0 | 0 | 0 | 0 | 0 |  | 0 | 0 | 0 | 0 | 0 | 0 | 0
PG&E KERN | PGE Kern | PGE | Sunrise | 230 | 100 | Geothermal |  |  | 0 | 0 |  | 0 | 0 |  | 0 | 0 |  | 0 | 0 | 0 | 0 | 0 |  | 0 | 0 | 0 | 0 | 0 |  | 0 | 0 | 0 | 0 | 0 | 0 | 0
PG&E KERN | PGE Kern | PGE | Sunset | 230 | 106 | Geothermal |  |  | 0 | 0 |  | 0 | 0 |  | 0 | 0 |  | 0 | 0 | 0 | 0 | 0 |  | 0 | 0 | 0 | 0 | 0 |  | 0 | 0 | 0 | 0 | 0 | 0 | 0
PG&E GBA | PGE GBA | PGE | Swift | 115 | 11 | Geothermal |  |  | 0 | 0 |  | 0 | 0 |  | 0 | 0 |  | 0 | 0 | 0 | 0 | 0 |  | 0 | 0 | 0 | 0 | 0 |  | 0 | 0 | 0 | 0 | 0 | 0 | 0
SDGE | SDGE Imperial | SDGE | Sycamore Canyon | 138 | 191 | Geothermal |  |  | 0 | 0 |  | 0 | 0 |  | 0 | 0 |  | 0 | 0 | 0 | 0 | 0 |  | 0 | 0 | 0 | 0 | 0 |  | 0 | 0 | 0 | 0 | 0 | 0 | 0
SDGE | SDGE Imperial | SDGE | Sycamore Canyon | 230 | 190 | Geothermal |  |  | 0 | 0 |  | 0 | 0 |  | 0 | 0 |  | 0 | 0 | 0 | 0 | 0 |  | 0 | 0 | 0 | 0 | 0 |  | 0 | 0 | 0 | 0 | 0 | 0 | 0
SDGE | SDGE Imperial | SDGE | Sycamore Canyon | 69 |  | Geothermal |  |  | 0 | 0 |  | 0 | 0 |  | 0 | 0 |  | 0 | 0 | 0 | 0 | 0 |  | 0 | 0 | 0 | 0 | 0 |  | 0 | 0 | 0 | 0 | 0 | 0 | 0
SCE Northern | SCE Northern | SCE | Sylmar | 230 | 131 | Geothermal |  |  | 0 | 0 |  | 0 | 0 |  | 0 | 0 |  | 0 | 0 | 0 | 0 | 0 |  | 0 | 0 | 0 | 0 | 0 |  | 0 | 0 | 0 | 0 | 0 | 0 | 0
PG&E NGBA | PGE NGBA | PGE | Table Mountain | 115 | 1 | Geothermal |  |  | 0 | 0 |  | 0 | 0 |  | 0 | 0 |  | 0 | 0 | 0 | 0 | 0 |  | 0 | 0 | 0 | 0 | 0 |  | 0 | 0 | 0 | 0 | 0 | 0 | 0
PG&E NGBA | PGE NGBA | PGE | Table Mountain | 230 | 8 | Geothermal |  |  | 0 | 0 |  | 0 | 0 |  | 0 | 0 |  | 0 | 0 | 0 | 0 | 0 |  | 0 | 0 | 0 | 0 | 0 |  | 0 | 0 | 0 | 0 | 0 | 0 | 0
PG&E NGBA | PGE NGBA | PGE | Table Mountain | 500 | 1 | Geothermal |  |  | 0 | 0 |  | 0 | 0 |  | 0 | 0 |  | 0 | 0 | 0 | 0 | 0 |  | 0 | 0 | 0 | 0 | 0 |  | 0 | 0 | 0 | 0 | 0 | 0 | 0
PG&E NGBA | PGE NGBA | PGE | Table Mountain | 60 |  | Geothermal |  |  | 0 | 0 |  | 0 | 0 |  | 0 | 0 |  | 0 | 0 | 0 | 0 | 0 |  | 0 | 0 | 0 | 0 | 0 |  | 0 | 0 | 0 | 0 | 0 | 0 | 0
PG&E KERN | PGE Kern | PGE | Taft | 115 | 106 | Geothermal |  |  | 0 | 0 |  | 0 | 0 |  | 0 | 0 |  | 0 | 0 | 0 | 0 | 0 |  | 0 | 0 | 0 | 0 | 0 |  | 0 | 0 | 0 | 0 | 0 | 0 | 0
SDGE | SDGE Imperial | SDGE | Talega | 138 | 187 | Geothermal |  |  | 0 | 0 |  | 0 | 0 |  | 0 | 0 |  | 0 | 0 | 0 | 0 | 0 |  | 0 | 0 | 0 | 0 | 0 |  | 0 | 0 | 0 | 0 | 0 | 0 | 0
SDGE | SDGE Imperial | SDGE | Talega | 230 | 173 | Geothermal |  |  | 0 | 0 |  | 0 | 0 |  | 0 | 0 |  | 0 | 0 | 0 | 0 | 0 |  | 0 | 0 | 0 | 0 | 0 |  | 0 | 0 | 0 | 0 | 0 | 0 | 0
PG&E GBA | PGE GBA | PGE | Tassajara | 230 | 1 | Geothermal |  |  | 0 | 0 |  | 0 | 0 |  | 0 | 0 |  | 0 | 0 | 0 | 0 | 0 |  | 0 | 0 | 0 | 0 | 0 |  | 0 | 0 | 0 | 0 | 0 | 0 | 0
PG&E KERN | PGE Kern | PGE | Tejon | 70 |  | Geothermal |  |  | 0 | 0 |  | 0 | 0 |  | 0 | 0 |  | 0 | 0 | 0 | 0 | 0 |  | 0 | 0 | 0 | 0 | 0 |  | 0 | 0 | 0 | 0 | 0 | 0 | 0
SDGE | SDGE Imperial | SDGE | Telegraph Canyon | 138 | 192 | Geothermal |  |  | 0 | 0 |  | 0 | 0 |  | 0 | 0 |  | 0 | 0 | 0 | 0 | 0 |  | 0 | 0 | 0 | 0 | 0 |  | 0 | 0 | 0 | 0 | 0 | 0 | 0
PG&E KERN | PGE Kern | PGE | Temblor | 115 | 100 | Geothermal |  |  | 0 | 0 |  | 0 | 0 |  | 0 | 0 |  | 0 | 0 | 0 | 0 | 0 |  | 0 | 0 | 0 | 0 | 0 |  | 0 | 0 | 0 | 0 | 0 | 0 | 0
PG&E KERN | PGE Kern | PGE | Templeton | 230 | 122 | Geothermal |  |  | 0 | 0 |  | 0 | 0 |  | 0 | 0 |  | 0 | 0 | 0 | 0 | 0 |  | 0 | 0 | 0 | 0 | 0 |  | 0 | 0 | 0 | 0 | 0 | 0 | 0
PG&E KERN | PGE Kern | PGE | Templeton | 70 |  | Geothermal |  |  | 0 | 0 |  | 0 | 0 |  | 0 | 0 |  | 0 | 0 | 0 | 0 | 0 |  | 0 | 0 | 0 | 0 | 0 |  | 0 | 0 | 0 | 0 | 0 | 0 | 0
PG&E GBA | PGE GBA | PGE | Tesla | 115 | 38 | Geothermal |  |  | 0 | 0 |  | 0 | 0 |  | 0 | 0 |  | 0 | 0 | 0 | 0 | 0 |  | 0 | 0 | 0 | 0 | 0 |  | 0 | 0 | 0 | 0 | 0 | 0 | 0
PG&E GBA | PGE GBA | PGE | Tesla | 230 | 48 | Geothermal |  |  | 0 | 0 |  | 0 | 0 |  | 0 | 0 |  | 0 | 0 | 0 | 0 | 0 |  | 0 | 0 | 0 | 0 | 0 |  | 0 | 0 | 0 | 0 | 0 | 0 | 0
PG&E GBA | PGE GBA | PGE | Tesla | 500 | 45 | Geothermal |  |  | 0 | 0 |  | 0 | 0 |  | 0 | 0 |  | 0 | 0 | 0 | 0 | 0 |  | 0 | 0 | 0 | 0 | 0 |  | 0 | 0 | 0 | 0 | 0 | 0 | 0
PG&E KERN | PGE Kern | PGE | Tevis | 115 | 99 | Geothermal |  |  | 0 | 0 |  | 0 | 0 |  | 0 | 0 |  | 0 | 0 | 0 | 0 | 0 |  | 0 | 0 | 0 | 0 | 0 |  | 0 | 0 | 0 | 0 | 0 | 0 | 0
EOP | SCE EOP | SCE | Thousandaire | 138 | 177 | Geothermal |  |  | 0 | 0 |  | 0 | 0 |  | 0 | 0 |  | 0 | 0 | 0 | 0 | 0 |  | 0 | 0 | 0 | 0 | 0 |  | 0 | 0 | 0 | 0 | 0 | 0 | 0
PG&E KERN | PGE Kern | PGE | Topaz | 230 | 122 | Geothermal |  |  | 0 | 0 |  | 0 | 0 |  | 0 | 0 |  | 0 | 0 | 0 | 0 | 0 |  | 0 | 0 | 0 | 0 | 0 |  | 0 | 0 | 0 | 0 | 0 | 0 | 0
SCE NOL | SCE NOL | SCE | Tortilla | 115 | 160 | Geothermal |  |  | 0 | 0 |  | 0 | 0 |  | 0 | 0 |  | 0 | 0 | 0 | 0 | 0 |  | 0 | 0 | 0 | 0 | 0 |  | 0 | 0 | 0 | 0 | 0 | 0 | 0
SDGE | SDGE Imperial | SDGE | Trabuco | 138 | 187 | Geothermal |  |  | 0 | 0 |  | 0 | 0 |  | 0 | 0 |  | 0 | 0 | 0 | 0 | 0 |  | 0 | 0 | 0 | 0 | 0 |  | 0 | 0 | 0 | 0 | 0 | 0 | 0
PG&E GBA | PGE GBA | PGE | Tracy | 115 | 12 | Geothermal |  |  | 0 | 0 |  | 0 | 0 |  | 0 | 0 |  | 0 | 0 | 0 | 0 | 0 |  | 0 | 0 | 0 | 0 | 0 |  | 0 | 0 | 0 | 0 | 0 | 0 | 0
PG&E FRESNO | PGE Fresno | PGE | Tranquility | 230 | 117 | Geothermal |  |  | 0 | 0 |  | 0 | 0 |  | 0 | 0 |  | 0 | 0 | 0 | 0 | 0 |  | 0 | 0 | 0 | 0 | 0 |  | 0 | 0 | 0 | 0 | 0 | 0 | 0
PG&E GBA | PGE GBA | PGE | Trimble | 115 | 81 | Geothermal |  |  | 0 | 0 |  | 0 | 0 |  | 0 | 0 |  | 0 | 0 | 0 | 0 | 0 |  | 0 | 0 | 0 | 0 | 0 |  | 0 | 0 | 0 | 0 | 0 | 0 | 0
EOP | SCE EOP | SCE | Trout Canyon | 230 | 177 | Geothermal |  |  | 0 | 0 |  | 0 | 0 |  | 0 | 0 |  | 0 | 0 | 0 | 0 | 0 |  | 0 | 0 | 0 | 0 | 0 |  | 0 | 0 | 0 | 0 | 0 | 0 | 0
EOP | SCE EOP | SCE | Trout Canyon | 500 | 177 | Geothermal |  |  | 0 | 0 |  | 0 | 0 |  | 0 | 0 |  | 0 | 0 | 0 | 0 | 0 |  | 0 | 0 | 0 | 0 | 0 |  | 0 | 0 | 0 | 0 | 0 | 0 | 0
PG&E NGBA | PGE NGBA | PGE | Tulucay | 230 | 27 | Geothermal |  |  | 0 | 0 |  | 0 | 0 |  | 0 | 0 |  | 0 | 0 | 0 | 0 | 0 |  | 0 | 0 | 0 | 0 | 0 |  | 0 | 0 | 0 | 0 | 0 | 0 | 0
PG&E NGBA | PGE NGBA | PGE | Tulucay | 60 |  | Geothermal |  |  | 0 | 0 |  | 0 | 0 |  | 0 | 0 |  | 0 | 0 | 0 | 0 | 0 |  | 0 | 0 | 0 | 0 | 0 |  | 0 | 0 | 0 | 0 | 0 | 0 | 0
PG&E KERN | PGE Kern | PGE | Tupman | 115 | 95 | Geothermal |  |  | 0 | 0 |  | 0 | 0 |  | 0 | 0 |  | 0 | 0 | 0 | 0 | 0 |  | 0 | 0 | 0 | 0 | 0 |  | 0 | 0 | 0 | 0 | 0 | 0 | 0
PG&E NGBA | PGE NGBA | PGE | Ukiah | 115 | 37 | Geothermal |  |  | 0 | 0 |  | 0 | 0 |  | 0 | 0 |  | 0 | 0 | 0 | 0 | 0 |  | 0 | 0 | 0 | 0 | 0 |  | 0 | 0 | 0 | 0 | 0 | 0 | 0
PG&E KERN | PGE Kern | PGE | Union (Estrella) | 70 |  | Geothermal |  |  | 0 | 0 |  | 0 | 0 |  | 0 | 0 |  | 0 | 0 | 0 | 0 | 0 |  | 0 | 0 | 0 | 0 | 0 |  | 0 | 0 | 0 | 0 | 0 | 0 | 0
PG&E NGBA | PGE NGBA | PGE | Vaca Dixon | 115 | 39 | Geothermal |  |  | 0 | 0 |  | 0 | 0 |  | 0 | 0 |  | 0 | 0 | 0 | 0 | 0 |  | 0 | 0 | 0 | 0 | 0 |  | 0 | 0 | 0 | 0 | 0 | 0 | 0
PG&E NGBA | PGE NGBA | PGE | Vaca Dixon | 230 | 33 | Geothermal |  |  | 0 | 0 |  | 0 | 0 |  | 0 | 0 |  | 0 | 0 | 0 | 0 | 0 |  | 0 | 0 | 0 | 0 | 0 |  | 0 | 0 | 0 | 0 | 0 | 0 | 0
PG&E NGBA | PGE NGBA | PGE | Vaca Dixon | 500 | 28 | Geothermal |  |  | 0 | 0 |  | 0 | 0 |  | 0 | 0 |  | 0 | 0 | 0 | 0 | 0 |  | 0 | 0 | 0 | 0 | 0 |  | 0 | 0 | 0 | 0 | 0 | 0 | 0
PG&E NGBA | PGE NGBA | PGE | Vaca Dixon | 60 |  | Geothermal |  |  | 0 | 0 |  | 0 | 0 |  | 0 | 0 |  | 0 | 0 | 0 | 0 | 0 |  | 0 | 0 | 0 | 0 | 0 |  | 0 | 0 | 0 | 0 | 0 | 0 | 0
SCE Eastern | SCE Eastern | SCE | Valley (SCE) | 500 | 156 | Geothermal |  |  | 0 | 0 |  | 0 | 0 |  | 0 | 0 |  | 0 | 0 | 0 | 0 | 0 |  | 0 | 0 | 0 | 0 | 0 |  | 0 | 0 | 0 | 0 | 0 | 0 | 0
EOP | SCE EOP | SCE | Valley (VEA) | 138 | 177 | Geothermal |  |  | 0 | 0 |  | 0 | 0 |  | 0 | 0 |  | 0 | 0 | 0 | 0 | 0 |  | 0 | 0 | 0 | 0 | 0 |  | 0 | 0 | 0 | 0 | 0 | 0 | 0
SDGE | SDGE Imperial | SDGE | Valley Center | 69 |  | Geothermal |  |  | 0 | 0 |  | 0 | 0 |  | 0 | 0 |  | 0 | 0 | 0 | 0 | 0 |  | 0 | 0 | 0 | 0 | 0 |  | 0 | 0 | 0 | 0 | 0 | 0 | 0
PG&E GBA | PGE GBA | PGE | Valley Home | 115 | 36 | Geothermal |  |  | 0 | 0 |  | 0 | 0 |  | 0 | 0 |  | 0 | 0 | 0 | 0 | 0 |  | 0 | 0 | 0 | 0 | 0 |  | 0 | 0 | 0 | 0 | 0 | 0 | 0
PG&E GBA | PGE GBA | PGE | Valley Springs | 230 | 65 | Geothermal |  |  | 0 | 0 |  | 0 | 0 |  | 0 | 0 |  | 0 | 0 | 0 | 0 | 0 |  | 0 | 0 | 0 | 0 | 0 |  | 0 | 0 | 0 | 0 | 0 | 0 | 0
PG&E GBA | PGE GBA | PGE | Valley Springs | 60 |  | Geothermal |  |  | 0 | 0 |  | 0 | 0 |  | 0 | 0 |  | 0 | 0 | 0 | 0 | 0 |  | 0 | 0 | 0 | 0 | 0 |  | 0 | 0 | 0 | 0 | 0 | 0 | 0
EOP | SCE EOP | SCE | Valley Switch | 138 | 177 | Geothermal |  |  | 0 | 0 |  | 0 | 0 |  | 0 | 0 |  | 0 | 0 | 0 | 0 | 0 |  | 0 | 0 | 0 | 0 | 0 |  | 0 | 0 | 0 | 0 | 0 | 0 | 0
EOP | SCE EOP | SCE | Valley Switch | 230 | 177 | Geothermal |  |  | 0 | 0 |  | 0 | 0 |  | 0 | 0 |  | 0 | 0 | 0 | 0 | 0 |  | 0 | 0 | 0 | 0 | 0 |  | 0 | 0 | 0 | 0 | 0 | 0 | 0
PG&E GBA | PGE GBA | PGE | Vasco | 230 | 42 | Geothermal |  |  | 0 | 0 |  | 0 | 0 |  | 0 | 0 |  | 0 | 0 | 0 | 0 | 0 |  | 0 | 0 | 0 | 0 | 0 |  | 0 | 0 | 0 | 0 | 0 | 0 | 0
PG&E GBA | PGE GBA | PGE | Vasona | 230 | 80 | Geothermal |  |  | 0 | 0 |  | 0 | 0 |  | 0 | 0 |  | 0 | 0 | 0 | 0 | 0 |  | 0 | 0 | 0 | 0 | 0 |  | 0 | 0 | 0 | 0 | 0 | 0 | 0
SCE Northern | SCE Northern | SCE | Vestal | 230 | 153 | Geothermal |  |  | 0 | 0 |  | 0 | 0 |  | 0 | 0 |  | 0 | 0 | 0 | 0 | 0 |  | 0 | 0 | 0 | 0 | 0 |  | 0 | 0 | 0 | 0 | 0 | 0 | 0
SCE Northern | SCE Northern | SCE | Vestal | 66 |  | Geothermal |  |  | 0 | 0 |  | 0 | 0 |  | 0 | 0 |  | 0 | 0 | 0 | 0 | 0 |  | 0 | 0 | 0 | 0 | 0 |  | 0 | 0 | 0 | 0 | 0 | 0 | 0
SCE NOL | SCE NOL | SCE | Victor | 115 | 146 | Geothermal |  |  | 0 | 0 |  | 0 | 0 |  | 0 | 0 |  | 0 | 0 | 0 | 0 | 0 |  | 0 | 0 | 0 | 0 | 0 |  | 0 | 0 | 0 | 0 | 0 | 0 | 0
SCE NOL | SCE NOL | SCE | Victor | 230 | 146 | Geothermal |  |  | 0 | 0 |  | 0 | 0 |  | 0 | 0 |  | 0 | 0 | 0 | 0 | 0 |  | 0 | 0 | 0 | 0 | 0 |  | 0 | 0 | 0 | 0 | 0 | 0 | 0
SCE Metro | SCE Metro | SCE | Viejo | 230 | 97 | Geothermal |  |  | 0 | 0 |  | 0 | 0 |  | 0 | 0 |  | 0 | 0 | 0 | 0 | 0 |  | 0 | 0 | 0 | 0 | 0 |  | 0 | 0 | 0 | 0 | 0 | 0 | 0
PG&E GBA | PGE GBA | PGE | Vierra | 115 | 44 | Geothermal |  |  | 0 | 0 |  | 0 | 0 |  | 0 | 0 |  | 0 | 0 | 0 | 0 | 0 |  | 0 | 0 | 0 | 0 | 0 |  | 0 | 0 | 0 | 0 | 0 | 0 | 0
SCE Metro | SCE Metro | SCE | Villa Park | 230 | 97 | Geothermal |  |  | 0 | 0 |  | 0 | 0 |  | 0 | 0 |  | 0 | 0 | 0 | 0 | 0 |  | 0 | 0 | 0 | 0 | 0 |  | 0 | 0 | 0 | 0 | 0 | 0 | 0
SCE Northern | SCE Northern | SCE | Vincent | 230 | 91 | Geothermal |  |  | 0 | 0 |  | 0 | 0 |  | 0 | 0 |  | 0 | 0 | 0 | 0 | 0 |  | 0 | 0 | 0 | 0 | 0 |  | 0 | 0 | 0 | 0 | 0 | 0 | 0
SCE Northern | SCE Northern | SCE | Vincent | 500 | 91 | Geothermal |  |  | 0 | 0 |  | 0 | 0 |  | 0 | 0 |  | 0 | 0 | 0 | 0 | 0 |  | 0 | 0 | 0 | 0 | 0 |  | 0 | 0 | 0 | 0 | 0 | 0 | 0
PG&E GBA | PGE GBA | PGE | Vineyard | 230 | 42 | Geothermal |  |  | 0 | 0 |  | 0 | 0 |  | 0 | 0 |  | 0 | 0 | 0 | 0 | 0 |  | 0 | 0 | 0 | 0 | 0 |  | 0 | 0 | 0 | 0 | 0 | 0 | 0
SDGE | PGE GBA | PGE | Vineyard | 69 |  | Geothermal |  |  | 0 | 0 |  | 0 | 0 |  | 0 | 0 |  | 0 | 0 | 0 | 0 | 0 |  | 0 | 0 | 0 | 0 | 0 |  | 0 | 0 | 0 | 0 | 0 | 0 | 0
SCE Eastern | SCE Eastern | SCE | Vista (SCE) | 230 | 156 | Geothermal |  |  | 0 | 0 |  | 0 | 0 |  | 0 | 0 |  | 0 | 0 | 0 | 0 | 0 |  | 0 | 0 | 0 | 0 | 0 |  | 0 | 0 | 0 | 0 | 0 | 0 | 0
EOP | SCE EOP | SCE | Vista (VEA) | 138 | 177 | Geothermal |  |  | 0 | 0 |  | 0 | 0 |  | 0 | 0 |  | 0 | 0 | 0 | 0 | 0 |  | 0 | 0 | 0 | 0 | 0 |  | 0 | 0 | 0 | 0 | 0 | 0 | 0
EOP | SCE EOP | SCE | Vista (VEA) | 230 | 177 | Geothermal |  |  | 0 | 0 |  | 0 | 0 |  | 0 | 0 |  | 0 | 0 | 0 | 0 | 0 |  | 0 | 0 | 0 | 0 | 0 |  | 0 | 0 | 0 | 0 | 0 | 0 | 0
PG&E FRESNO | PGE Fresno | PGE | Wahtoke | 115 | 105 | Geothermal |  |  | 0 | 0 |  | 0 | 0 |  | 0 | 0 |  | 0 | 0 | 0 | 0 | 0 |  | 0 | 0 | 0 | 0 | 0 |  | 0 | 0 | 0 | 0 | 0 | 0 | 0
SCE Northern | SCE Northern | SCE | Wakefield | 66 |  | Geothermal |  |  | 0 | 0 |  | 0 | 0 |  | 0 | 0 |  | 0 | 0 | 0 | 0 | 0 |  | 0 | 0 | 0 | 0 | 0 |  | 0 | 0 | 0 | 0 | 0 | 0 | 0
SCE Metro | SCE Metro | SCE | Walnut | 230 | 97 | Geothermal |  |  | 0 | 0 |  | 0 | 0 |  | 0 | 0 |  | 0 | 0 | 0 | 0 | 0 |  | 0 | 0 | 0 | 0 | 0 |  | 0 | 0 | 0 | 0 | 0 | 0 | 0
SCE Northern | SCE Northern | SCE | Warne | 230 | 159 | Geothermal |  |  | 0 | 0 |  | 0 | 0 |  | 0 | 0 |  | 0 | 0 | 0 | 0 | 0 |  | 0 | 0 | 0 | 0 | 0 |  | 0 | 0 | 0 | 0 | 0 | 0 | 0
PG&E GBA | PGE GBA | PGE | Warnerville | 230 | 155 | Geothermal |  |  | 0 | 0 |  | 0 | 0 |  | 0 | 0 |  | 0 | 0 | 0 | 0 | 0 |  | 0 | 0 | 0 | 0 | 0 |  | 0 | 0 | 0 | 0 | 0 | 0 | 0
PG&E FRESNO | PGE Fresno | PGE | Waukena | 115 | 105 | Geothermal |  |  | 0 | 0 |  | 0 | 0 |  | 0 | 0 |  | 0 | 0 | 0 | 0 | 0 |  | 0 | 0 | 0 | 0 | 0 |  | 0 | 0 | 0 | 0 | 0 | 0 | 0
PG&E GBA | PGE GBA | PGE | Weber | 230 | 15 | Geothermal |  |  | 0 | 0 |  | 0 | 0 |  | 0 | 0 |  | 0 | 0 | 0 | 0 | 0 |  | 0 | 0 | 0 | 0 | 0 |  | 0 | 0 | 0 | 0 | 0 | 0 | 0
PG&E GBA | PGE GBA | PGE | Weber | 60 |  | Geothermal |  |  | 0 | 0 |  | 0 | 0 |  | 0 | 0 |  | 0 | 0 | 0 | 0 | 0 |  | 0 | 0 | 0 | 0 | 0 |  | 0 | 0 | 0 | 0 | 0 | 0 | 0
PG&E FRESNO | PGE Fresno | PGE | West Fresno | 115 | 117 | Geothermal |  |  | 0 | 0 |  | 0 | 0 |  | 0 | 0 |  | 0 | 0 | 0 | 0 | 0 |  | 0 | 0 | 0 | 0 | 0 |  | 0 | 0 | 0 | 0 | 0 | 0 | 0
PG&E FRESNO | PGE Fresno | PGE | Westley | 230 | 64 | Geothermal |  |  | 0 | 0 |  | 0 | 0 |  | 0 | 0 |  | 0 | 0 | 0 | 0 | 0 |  | 0 | 0 | 0 | 0 | 0 |  | 0 | 0 | 0 | 0 | 0 | 0 | 0
PG&E KERN | PGE Kern | PGE | Westpark | 115 | 68 | Geothermal |  |  | 0 | 0 |  | 0 | 0 |  | 0 | 0 |  | 0 | 0 | 0 | 0 | 0 |  | 0 | 0 | 0 | 0 | 0 |  | 0 | 0 | 0 | 0 | 0 | 0 | 0
PG&E KERN | PGE Kern | PGE | Wheeler Ridge | 230 | 103 | Geothermal |  |  | 0 | 0 |  | 0 | 0 |  | 0 | 0 |  | 0 | 0 | 0 | 0 | 0 |  | 0 | 0 | 0 | 0 | 0 |  | 0 | 0 | 0 | 0 | 0 | 0 | 0
PG&E KERN | PGE Kern | PGE | Wheeler Ridge | 115 | 68 | Geothermal |  |  | 0 | 0 |  | 0 | 0 |  | 0 | 0 |  | 0 | 0 | 0 | 0 | 0 |  | 0 | 0 | 0 | 0 | 0 |  | 0 | 0 | 0 | 0 | 0 | 0 | 0
PG&E KERN | PGE Kern | PGE | Wheeler Ridge | 70 |  | Geothermal |  |  | 0 | 0 |  | 0 | 0 |  | 0 | 0 |  | 0 | 0 | 0 | 0 | 0 |  | 0 | 0 | 0 | 0 | 0 |  | 0 | 0 | 0 | 0 | 0 | 0 | 0
SCE Northern | SCE Northern | SCE | Whirlwind | 230 | 124 | Geothermal |  |  | 0 | 0 |  | 0 | 0 |  | 0 | 0 |  | 0 | 0 | 0 | 0 | 0 |  | 0 | 0 | 0 | 0 | 0 |  | 0 | 0 | 0 | 0 | 0 | 0 | 0
SCE Northern | SCE Northern | SCE | Whirlwind | 500 | 124 | Geothermal |  |  | 0 | 0 |  | 0 | 0 |  | 0 | 0 |  | 0 | 0 | 0 | 0 | 0 |  | 0 | 0 | 0 | 0 | 0 |  | 0 | 0 | 0 | 0 | 0 | 0 | 0
PG&E GBA | PGE GBA | PGE | Whisman | 115 | 78 | Geothermal |  |  | 0 | 0 |  | 0 | 0 |  | 0 | 0 |  | 0 | 0 | 0 | 0 | 0 |  | 0 | 0 | 0 | 0 | 0 |  | 0 | 0 | 0 | 0 | 0 | 0 | 0
SCE Eastern | SCE Eastern | SCE | Wildlife | 230 | 156 | Geothermal |  |  | 0 | 0 |  | 0 | 0 |  | 0 | 0 |  | 0 | 0 | 0 | 0 | 0 |  | 0 | 0 | 0 | 0 | 0 |  | 0 | 0 | 0 | 0 | 0 | 0 | 0
PG&E FRESNO | PGE Fresno | PGE | Wilson | 115 | 158 | Geothermal |  |  | 0 | 0 |  | 0 | 0 |  | 0 | 0 |  | 0 | 0 | 0 | 0 | 0 |  | 0 | 0 | 0 | 0 | 0 |  | 0 | 0 | 0 | 0 | 0 | 0 | 0
PG&E FRESNO | PGE Fresno | PGE | Wilson | 230 | 169 | Geothermal |  |  | 0 | 0 |  | 0 | 0 |  | 0 | 0 |  | 0 | 0 | 0 | 0 | 0 |  | 0 | 0 | 0 | 0 | 0 |  | 0 | 0 | 0 | 0 | 0 | 0 | 0
SCE Northern | SCE Northern | SCE | Windhub | 230 | 147 | Geothermal |  |  | 0 | 0 |  | 0 | 0 |  | 0 | 0 |  | 0 | 0 | 0 | 0 | 0 |  | 0 | 0 | 0 | 0 | 0 |  | 0 | 0 | 0 | 0 | 0 | 0 | 0
SCE Northern | SCE Northern | SCE | Windhub | 500 | 147 | Geothermal |  |  | 0 | 0 |  | 0 | 0 |  | 0 | 0 |  | 0 | 0 | 0 | 0 | 0 |  | 0 | 0 | 0 | 0 | 0 |  | 0 | 0 | 0 | 0 | 0 | 0 | 0
PG&E GBA | PGE GBA | PGE | Windmaster | 230 | 32 | Geothermal |  |  | 0 | 0 |  | 0 | 0 |  | 0 | 0 |  | 0 | 0 | 0 | 0 | 0 |  | 0 | 0 | 0 | 0 | 0 |  | 0 | 0 | 0 | 0 | 0 | 0 | 0
PG&E NGBA | PGE NGBA | PGE | Windsor | 60 |  | Geothermal |  |  | 0 | 0 |  | 0 | 0 |  | 0 | 0 |  | 0 | 0 | 0 | 0 | 0 |  | 0 | 0 | 0 | 0 | 0 |  | 0 | 0 | 0 | 0 | 0 | 0 | 0
PG&E NGBA | PGE NGBA | PGE | Woodland | 115 | 18 | Geothermal |  |  | 0 | 0 |  | 0 | 0 |  | 0 | 0 |  | 0 | 0 | 0 | 0 | 0 |  | 0 | 0 | 0 | 0 | 0 |  | 0 | 0 | 0 | 0 | 0 | 0 | 0
PG&E FRESNO | PGE Fresno | PGE | Woodward | 115 | 136 | Geothermal |  |  | 0 | 0 |  | 0 | 0 |  | 0 | 0 |  | 0 | 0 | 0 | 0 | 0 |  | 0 | 0 | 0 | 0 | 0 |  | 0 | 0 | 0 | 0 | 0 | 0 | 0
PG&E NGBA | PGE NGBA | PGE | Wyandotte | 115 | 22 | Geothermal |  |  | 0 | 0 |  | 0 | 0 |  | 0 | 0 |  | 0 | 0 | 0 | 0 | 0 |  | 0 | 0 | 0 | 0 | 0 |  | 0 | 0 | 0 | 0 | 0 | 0 | 0
PG&E KERN | PGE Kern | PGE | 7th Standard | 115 | 109 | Biomass |  |  | 0 | 0 |  | 0 | 0 |  | 0 | 0 |  | 0 | 0 | 0 | 0 | 0 |  | 0 | 0 | 0 | 0 | 0 |  | 0 | 0 | 0 | 0 | 0 | 0 | 0
SCE Metro | SCE Metro | SCE | Alamitos | 230 | 132 | Biomass |  |  | 0 | 0 |  | 0 | 0 |  | 0 | 0 |  | 0 | 0 | 0 | 0 | 0 |  | 0 | 0 | 0 | 0 | 0 |  | 0 | 0 | 0 | 0 | 0 | 0 | 0
SCE Eastern | SCE Eastern | SCE | Alberhill | 115 | 156 | Biomass |  |  | 0 | 0 |  | 0 | 0 |  | 0 | 0 |  | 0 | 0 | 0 | 0 | 0 |  | 0 | 0 | 0 | 0 | 0 |  | 0 | 0 | 0 | 0 | 0 | 0 | 0
SCE Eastern | SCE Eastern | SCE | Alberhill | 500 | 156 | Biomass |  |  | 0 | 0 |  | 0 | 0 |  | 0 | 0 |  | 0 | 0 | 0 | 0 | 0 |  | 0 | 0 | 0 | 0 | 0 |  | 0 | 0 | 0 | 0 | 0 | 0 | 0
PG&E GBA | PGE GBA | PGE | Alhambra | 115 | 6 | Biomass |  |  | 0 | 0 |  | 0 | 0 |  | 0 | 0 |  | 0 | 0 | 0 | 0 | 0 |  | 0 | 0 | 0 | 0 | 0 |  | 0 | 0 | 0 | 0 | 0 | 0 | 0
PG&E FRESNO | PGE Fresno | PGE | Alpaugh | 115 | 119 | Biomass |  |  | 0 | 0 |  | 0 | 0 |  | 0 | 0 |  | 0 | 0 | 0 | 0 | 0 |  | 0 | 0 | 0 | 0 | 0 |  | 0 | 0 | 0 | 0 | 0 | 0 | 0
SDGE | SDGE Imperial | SDGE | Alpine | 69 |  | Biomass |  |  | 0 | 0 |  | 0 | 0 |  | 0 | 0 |  | 0 | 0 | 0 | 0 | 0 |  | 0 | 0 | 0 | 0 | 0 |  | 0 | 0 | 0 | 0 | 0 | 0 | 0
PG&E GBA | PGE GBA | PGE | Altamont Midway (Sandhill) | 230 | 26 | Biomass |  |  | 0 | 0 |  | 0 | 0 |  | 0 | 0 |  | 0 | 0 | 0 | 0 | 0 |  | 0 | 0 | 0 | 0 | 0 |  | 0 | 0 | 0 | 0 | 0 | 0 | 0
SCE Northern | SCE Northern | SCE | Antelope | 66 |  | Biomass |  |  | 0 | 0 |  | 0 | 0 |  | 0 | 0 |  | 0 | 0 | 0 | 0 | 0 |  | 0 | 0 | 0 | 0 | 0 |  | 0 | 0 | 0 | 0 | 0 | 0 | 0
SCE Northern | SCE Northern | SCE | Antelope | 230 | 86 | Biomass |  |  | 0 | 0 |  | 0 | 0 |  | 0 | 0 |  | 0 | 0 | 0 | 0 | 0 |  | 0 | 0 | 0 | 0 | 0 |  | 0 | 0 | 0 | 0 | 0 | 0 | 0
SCE Northern | SCE Northern | SCE | Antelope | 500 | 124 | Biomass |  |  | 0 | 0 |  | 0 | 0 |  | 0 | 0 |  | 0 | 0 | 0 | 0 | 0 |  | 0 | 0 | 0 | 0 | 0 |  | 0 | 0 | 0 | 0 | 0 | 0 | 0
PG&E NGBA | PGE NGBA | PGE | Arcata | 60 |  | Biomass |  |  | 0 | 0 |  | 0 | 0 |  | 0 | 0 |  | 0 | 0 | 0 | 0 | 0 |  | 0 | 0 | 0 | 0 | 0 |  | 0 | 0 | 0 | 0 | 0 | 0 | 0
PG&E KERN | PGE Kern | PGE | Arco | 230 | 93 | Biomass |  |  | 0 | 0 |  | 0 | 0 |  | 0 | 0 |  | 0 | 0 | 0 | 0 | 0 |  | 0 | 0 | 0 | 0 | 0 |  | 0 | 0 | 0 | 0 | 0 | 0 | 0
PG&E KERN | PGE Kern | PGE | Arco | 70 |  | Biomass |  |  | 0 | 0 |  | 0 | 0 |  | 0 | 0 |  | 0 | 0 | 0 | 0 | 0 |  | 0 | 0 | 0 | 0 | 0 |  | 0 | 0 | 0 | 0 | 0 | 0 | 0
SCE Metro | SCE Metro | SCE | ArcoGen | 230 | 97 | Biomass |  |  | 0 | 0 |  | 0 | 0 |  | 0 | 0 |  | 0 | 0 | 0 | 0 | 0 |  | 0 | 0 | 0 | 0 | 0 |  | 0 | 0 | 0 | 0 | 0 | 0 | 0
SDGE | SDGE Imperial | SDGE | Artesian | 230 | 195 | Biomass |  |  | 0 | 0 |  | 0 | 0 |  | 0 | 0 |  | 0 | 0 | 0 | 0 | 0 |  | 0 | 0 | 0 | 0 | 0 |  | 0 | 0 | 0 | 0 | 0 | 0 | 0
SDGE | SDGE Imperial | SDGE | Artesian | 69 |  | Biomass |  |  | 0 | 0 |  | 0 | 0 |  | 0 | 0 |  | 0 | 0 | 0 | 0 | 0 |  | 0 | 0 | 0 | 0 | 0 |  | 0 | 0 | 0 | 0 | 0 | 0 | 0
PG&E FRESNO | PGE Fresno | PGE | Ashlan | 230 | 138 | Biomass |  |  | 0 | 0 |  | 0 | 0 |  | 0 | 0 |  | 0 | 0 | 0 | 0 | 0 |  | 0 | 0 | 0 | 0 | 0 |  | 0 | 0 | 0 | 0 | 0 | 0 | 0
PG&E NGBA | PGE NGBA | PGE | Atlantic | 115 | 16 | Biomass |  |  | 0 | 0 |  | 0 | 0 |  | 0 | 0 |  | 0 | 0 | 0 | 0 | 0 |  | 0 | 0 | 0 | 0 | 0 |  | 0 | 0 | 0 | 0 | 0 | 0 | 0
PG&E NGBA | PGE NGBA | PGE | Atlantic | 230 | 20 | Biomass |  |  | 0 | 0 |  | 0 | 0 |  | 0 | 0 |  | 0 | 0 | 0 | 0 | 0 |  | 0 | 0 | 0 | 0 | 0 |  | 0 | 0 | 0 | 0 | 0 | 0 | 0
PG&E NGBA | PGE NGBA | PGE | Atlantic | 60 |  | Biomass |  |  | 0 | 0 |  | 0 | 0 |  | 0 | 0 |  | 0 | 0 | 0 | 0 | 0 |  | 0 | 0 | 0 | 0 | 0 |  | 0 | 0 | 0 | 0 | 0 | 0 | 0
PG&E FRESNO | PGE Fresno | PGE | Atwater | 115 | 139 | Biomass |  |  | 0 | 0 |  | 0 | 0 |  | 0 | 0 |  | 0 | 0 | 0 | 0 | 0 |  | 0 | 0 | 0 | 0 | 0 |  | 0 | 0 | 0 | 0 | 0 | 0 | 0
PG&E GBA | PGE GBA | PGE | Avena | 115 | 36 | Biomass |  |  | 0 | 0 |  | 0 | 0 |  | 0 | 0 |  | 0 | 0 | 0 | 0 | 0 |  | 0 | 0 | 0 | 0 | 0 |  | 0 | 0 | 0 | 0 | 0 | 0 | 0
SDGE | SDGE Imperial | SDGE | Avocado | 69 |  | Biomass |  |  | 0 | 0 |  | 0 | 0 |  | 0 | 0 |  | 0 | 0 | 0 | 0 | 0 |  | 0 | 0 | 0 | 0 | 0 |  | 0 | 0 | 0 | 0 | 0 | 0 | 0
PG&E NGBA | PGE NGBA | PGE | Bahia | 230 | 60 | Biomass |  |  | 0 | 0 |  | 0 | 0 |  | 0 | 0 |  | 0 | 0 | 0 | 0 | 0 |  | 0 | 0 | 0 | 0 | 0 |  | 0 | 0 | 0 | 0 | 0 | 0 | 0
SCE Northern | SCE Northern | SCE | Bailey | 230 | 167 | Biomass |  |  | 0 | 0 |  | 0 | 0 |  | 0 | 0 |  | 0 | 0 | 0 | 0 | 0 |  | 0 | 0 | 0 | 0 | 0 |  | 0 | 0 | 0 | 0 | 0 | 0 | 0
SCE NOL | SCE NOL | SCE | Baker | 115 | 160 | Biomass |  |  | 0 | 0 |  | 0 | 0 |  | 0 | 0 |  | 0 | 0 | 0 | 0 | 0 |  | 0 | 0 | 0 | 0 | 0 |  | 0 | 0 | 0 | 0 | 0 | 0 | 0
PG&E KERN | PGE Kern | PGE | Bakersfield | 230 | 89 | Biomass |  |  | 0 | 0 |  | 0 | 0 |  | 0 | 0 |  | 0 | 0 | 0 | 0 | 0 |  | 0 | 0 | 0 | 0 | 0 |  | 0 | 0 | 0 | 0 | 0 | 0 | 0
PG&E FRESNO | PGE Fresno | PGE | Balch | 230 | 117 | Biomass |  |  | 0 | 0 |  | 0 | 0 |  | 0 | 0 |  | 0 | 0 | 0 | 0 | 0 |  | 0 | 0 | 0 | 0 | 0 |  | 0 | 0 | 0 | 0 | 0 | 0 | 0
SCE Eastern | SCE Eastern | SCE | Bannister | 230 | 174 | Biomass |  |  | 0 | 0 |  | 0 | 0 |  | 0 | 0 |  | 0 | 0 | 0 | 0 | 0 |  | 0 | 0 | 0 | 0 | 0 |  | 0 | 0 | 0 | 0 | 0 | 0 | 0
SCE Metro | SCE Metro | SCE | Barre | 230 | 97 | Biomass |  |  | 0 | 0 |  | 0 | 0 |  | 0 | 0 |  | 0 | 0 | 0 | 0 | 0 |  | 0 | 0 | 0 | 0 | 0 |  | 0 | 0 | 0 | 0 | 0 | 0 | 0
SDGE | SDGE Imperial | SDGE | Bay Boulevard | 69 |  | Biomass |  |  | 0 | 0 |  | 0 | 0 |  | 0 | 0 |  | 0 | 0 | 0 | 0 | 0 |  | 0 | 0 | 0 | 0 | 0 |  | 0 | 0 | 0 | 0 | 0 | 0 | 0
SDGE | SDGE Imperial | SDGE | Bay Boulevard | 230 | 196 | Biomass |  |  | 0 | 0 |  | 0 | 0 |  | 0 | 0 |  | 0 | 0 | 0 | 0 | 0 |  | 0 | 0 | 0 | 0 | 0 |  | 0 | 0 | 0 | 0 | 0 | 0 | 0
EOP | SCE EOP | SCE | Beatty | 138 | 177 | Biomass |  |  | 0 | 0 |  | 0 | 0 |  | 0 | 0 |  | 0 | 0 | 0 | 0 | 0 |  | 0 | 0 | 0 | 0 | 0 |  | 0 | 0 | 0 | 0 | 0 | 0 | 0
EOP | SCE EOP | SCE | Beatty | 230 | 177 | Biomass |  |  | 0 | 0 |  | 0 | 0 |  | 0 | 0 |  | 0 | 0 | 0 | 0 | 0 |  | 0 | 0 | 0 | 0 | 0 |  | 0 | 0 | 0 | 0 | 0 | 0 | 0
PG&E NGBA | PGE NGBA | PGE | Belden | 230 | 24 | Biomass |  |  | 0 | 0 |  | 0 | 0 |  | 0 | 0 |  | 0 | 0 | 0 | 0 | 0 |  | 0 | 0 | 0 | 0 | 0 |  | 0 | 0 | 0 | 0 | 0 | 0 | 0
PG&E NGBA | PGE NGBA | PGE | Bell | 115 | 16 | Biomass |  |  | 0 | 0 |  | 0 | 0 |  | 0 | 0 |  | 0 | 0 | 0 | 0 | 0 |  | 0 | 0 | 0 | 0 | 0 |  | 0 | 0 | 0 | 0 | 0 | 0 | 0
PG&E NGBA | PGE NGBA | PGE | Bellevue | 115 | 27 | Biomass |  |  | 0 | 0 |  | 0 | 0 |  | 0 | 0 |  | 0 | 0 | 0 | 0 | 0 |  | 0 | 0 | 0 | 0 | 0 |  | 0 | 0 | 0 | 0 | 0 | 0 | 0
PG&E GBA | PGE GBA | PGE | Bellota | 115 | 29 | Biomass |  |  | 0 | 0 |  | 0 | 0 |  | 0 | 0 |  | 0 | 0 | 0 | 0 | 0 |  | 0 | 0 | 0 | 0 | 0 |  | 0 | 0 | 0 | 0 | 0 | 0 | 0
PG&E GBA | PGE GBA | PGE | Bellota | 230 | 15 | Biomass |  |  | 0 | 0 |  | 0 | 0 |  | 0 | 0 |  | 0 | 0 | 0 | 0 | 0 |  | 0 | 0 | 0 | 0 | 0 |  | 0 | 0 | 0 | 0 | 0 | 0 | 0
SCE Northern | SCE Northern | SCE | Big Creek | 230 | 153 | Biomass |  |  | 0 | 0 |  | 0 | 0 |  | 0 | 0 |  | 0 | 0 | 0 | 0 | 0 |  | 0 | 0 | 0 | 0 | 0 |  | 0 | 0 | 0 | 0 | 0 | 0 | 0
PG&E FRESNO | PGE Fresno | PGE | Biola | 70 |  | Biomass |  |  | 0 | 0 |  | 0 | 0 |  | 0 | 0 |  | 0 | 0 | 0 | 0 | 0 |  | 0 | 0 | 0 | 0 | 0 |  | 0 | 0 | 0 | 0 | 0 | 0 | 0
PG&E GBA | PGE GBA | PGE | Birds Landing | 230 | 59 | Biomass |  |  | 0 | 0 |  | 0 | 0 |  | 0 | 0 |  | 0 | 0 | 0 | 0 | 0 |  | 0 | 0 | 0 | 0 | 0 |  | 0 | 0 | 0 | 0 | 0 | 0 | 0
SCE Northern | SCE Northern | SCE | Bliss | 66 |  | Biomass |  |  | 0 | 0 |  | 0 | 0 |  | 0 | 0 |  | 0 | 0 | 0 | 0 | 0 |  | 0 | 0 | 0 | 0 | 0 |  | 0 | 0 | 0 | 0 | 0 | 0 | 0
SCE Eastern | SCE Eastern | SCE | Blythe | 161 | 182 | Biomass |  |  | 0 | 0 |  | 0 | 0 |  | 0 | 0 |  | 0 | 0 | 0 | 0 | 0 |  | 0 | 0 | 0 | 0 | 0 |  | 0 | 0 | 0 | 0 | 0 | 0 | 0
PG&E NGBA | PGE NGBA | PGE | Bogue | 115 | 22 | Biomass |  |  | 0 | 0 |  | 0 | 0 |  | 0 | 0 |  | 0 | 0 | 0 | 0 | 0 |  | 0 | 0 | 0 | 0 | 0 |  | 0 | 0 | 0 | 0 | 0 | 0 | 0
PG&E FRESNO | PGE Fresno | PGE | Borden | 230 | 168 | Biomass |  |  | 0 | 0 |  | 0 | 0 |  | 0 | 0 |  | 0 | 0 | 0 | 0 | 0 |  | 0 | 0 | 0 | 0 | 0 |  | 0 | 0 | 0 | 0 | 0 | 0 | 0
PG&E FRESNO | PGE Fresno | PGE | Borden | 70 |  | Biomass |  |  | 0 | 0 |  | 0 | 0 |  | 0 | 0 |  | 0 | 0 | 0 | 0 | 0 |  | 0 | 0 | 0 | 0 | 0 |  | 0 | 0 | 0 | 0 | 0 | 0 | 0
SDGE | SDGE Imperial | SDGE | Boulevard East | 138 | 192 | Biomass |  |  | 0 | 0 |  | 0 | 0 |  | 0 | 0 |  | 0 | 0 | 0 | 0 | 0 |  | 0 | 0 | 0 | 0 | 0 |  | 0 | 0 | 0 | 0 | 0 | 0 | 0
SDGE | SDGE Imperial | SDGE | Boulevard East | 69 |  | Biomass |  |  | 0 | 0 |  | 0 | 0 |  | 0 | 0 |  | 0 | 0 | 0 | 0 | 0 |  | 0 | 0 | 0 | 0 | 0 |  | 0 | 0 | 0 | 0 | 0 | 0 | 0
PG&E GBA | PGE GBA | PGE | Brentwood | 230 | 50 | Biomass |  |  | 0 | 0 |  | 0 | 0 |  | 0 | 0 |  | 0 | 0 | 0 | 0 | 0 |  | 0 | 0 | 0 | 0 | 0 |  | 0 | 0 | 0 | 0 | 0 | 0 | 0
PG&E NGBA | PGE NGBA | PGE | Bridgeville | 115 | 1 | Biomass |  |  | 0 | 0 |  | 0 | 0 |  | 0 | 0 |  | 0 | 0 | 0 | 0 | 0 |  | 0 | 0 | 0 | 0 | 0 |  | 0 | 0 | 0 | 0 | 0 | 0 | 0
PG&E NGBA | PGE NGBA | PGE | Brighton | 115 | 67 | Biomass |  |  | 0 | 0 |  | 0 | 0 |  | 0 | 0 |  | 0 | 0 | 0 | 0 | 0 |  | 0 | 0 | 0 | 0 | 0 |  | 0 | 0 | 0 | 0 | 0 | 0 | 0
PG&E NGBA | PGE NGBA | PGE | Brighton | 230 | 67 | Biomass |  |  | 0 | 0 |  | 0 | 0 |  | 0 | 0 |  | 0 | 0 | 0 | 0 | 0 |  | 0 | 0 | 0 | 0 | 0 |  | 0 | 0 | 0 | 0 | 0 | 0 | 0
PG&E NGBA | PGE NGBA | PGE | Brunswick | 115 | 20 | Biomass |  |  | 0 | 0 |  | 0 | 0 |  | 0 | 0 |  | 0 | 0 | 0 | 0 | 0 |  | 0 | 0 | 0 | 0 | 0 |  | 0 | 0 | 0 | 0 | 0 | 0 | 0
PG&E NGBA | PGE NGBA | PGE | Bucks Creek | 230 | 35 | Biomass |  |  | 0 | 0 |  | 0 | 0 |  | 0 | 0 |  | 0 | 0 | 0 | 0 | 0 |  | 0 | 0 | 0 | 0 | 0 |  | 0 | 0 | 0 | 0 | 0 | 0 | 0
PG&E KERN | PGE Kern | PGE | Buena Vista | 230 |  | Biomass |  |  | 0 | 0 |  | 0 | 0 |  | 0 | 0 |  | 0 | 0 | 0 | 0 | 0 |  | 0 | 0 | 0 | 0 | 0 |  | 0 | 0 | 0 | 0 | 0 | 0 | 0
PG&E FRESNO | PGE Fresno | PGE | Bullard | 115 | 165 | Biomass |  |  | 0 | 0 |  | 0 | 0 |  | 0 | 0 |  | 0 | 0 | 0 | 0 | 0 |  | 0 | 0 | 0 | 0 | 0 |  | 0 | 0 | 0 | 0 | 0 | 0 | 0
PG&E GBA | PGE GBA | PGE | Burlingame | 115 | 3 | Biomass |  |  | 0 | 0 |  | 0 | 0 |  | 0 | 0 |  | 0 | 0 | 0 | 0 | 0 |  | 0 | 0 | 0 | 0 | 0 |  | 0 | 0 | 0 | 0 | 0 | 0 | 0
PG&E NGBA | PGE NGBA | PGE | Burney Forest | 230 | 2 | Biomass |  |  | 0 | 0 |  | 0 | 0 |  | 0 | 0 |  | 0 | 0 | 0 | 0 | 0 |  | 0 | 0 | 0 | 0 | 0 |  | 0 | 0 | 0 | 0 | 0 | 0 | 0
PG&E NGBA | PGE NGBA | PGE | Butte | 115 | 1 | Biomass |  |  | 0 | 0 |  | 0 | 0 |  | 0 | 0 |  | 0 | 0 | 0 | 0 | 0 |  | 0 | 0 | 0 | 0 | 0 |  | 0 | 0 | 0 | 0 | 0 | 0 | 0
PG&E KERN | PGE Kern | PGE | Cabrillo | 115 | 111 | Biomass |  |  | 0 | 0 |  | 0 | 0 |  | 0 | 0 |  | 0 | 0 | 0 | 0 | 0 |  | 0 | 0 | 0 | 0 | 0 |  | 0 | 0 | 0 | 0 | 0 | 0 | 0
PG&E FRESNO | PGE Fresno | PGE | Cal Flats | 230 | 129 | Biomass |  |  | 0 | 0 |  | 0 | 0 |  | 0 | 0 |  | 0 | 0 | 0 | 0 | 0 |  | 0 | 0 | 0 | 0 | 0 |  | 0 | 0 | 0 | 0 | 0 | 0 | 0
SCE NOL | SCE NOL | SCE | Calcite | 230 | 141 | Biomass |  |  | 0 | 0 |  | 0 | 0 |  | 0 | 0 |  | 0 | 0 | 0 | 0 | 0 |  | 0 | 0 | 0 | 0 | 0 |  | 0 | 0 | 0 | 0 | 0 | 0 | 0
PG&E KERN | PGE Kern | PGE | Caliente | 230 | 122 | Biomass |  |  | 0 | 0 |  | 0 | 0 |  | 0 | 0 |  | 0 | 0 | 0 | 0 | 0 |  | 0 | 0 | 0 | 0 | 0 |  | 0 | 0 | 0 | 0 | 0 | 0 | 0
PG&E FRESNO | PGE Fresno | PGE | California Ave | 115 | 105 | Biomass |  |  | 0 | 0 |  | 0 | 0 |  | 0 | 0 |  | 0 | 0 | 0 | 0 | 0 |  | 0 | 0 | 0 | 0 | 0 |  | 0 | 0 | 0 | 0 | 0 | 0 | 0
PG&E KERN | PGE Kern | PGE | Callender | 115 | 126 | Biomass |  |  | 0 | 0 |  | 0 | 0 |  | 0 | 0 |  | 0 | 0 | 0 | 0 | 0 |  | 0 | 0 | 0 | 0 | 0 |  | 0 | 0 | 0 | 0 | 0 | 0 | 0
PG&E NGBA | PGE NGBA | PGE | Calpella | 115 | 37 | Biomass |  |  | 0 | 0 |  | 0 | 0 |  | 0 | 0 |  | 0 | 0 | 0 | 0 | 0 |  | 0 | 0 | 0 | 0 | 0 |  | 0 | 0 | 0 | 0 | 0 | 0 | 0
PG&E GBA | PGE GBA | PGE | Camanche | 230 | 15 | Biomass |  |  | 0 | 0 |  | 0 | 0 |  | 0 | 0 |  | 0 | 0 | 0 | 0 | 0 |  | 0 | 0 | 0 | 0 | 0 |  | 0 | 0 | 0 | 0 | 0 | 0 | 0
SDGE | SDGE Imperial | SDGE | Cameron | 69 |  | Biomass |  |  | 0 | 0 |  | 0 | 0 |  | 0 | 0 |  | 0 | 0 | 0 | 0 | 0 |  | 0 | 0 | 0 | 0 | 0 |  | 0 | 0 | 0 | 0 | 0 | 0 | 0
SDGE | SDGE Imperial | SDGE | Cannon | 69 |  | Biomass |  |  | 0 | 0 |  | 0 | 0 |  | 0 | 0 |  | 0 | 0 | 0 | 0 | 0 |  | 0 | 0 | 0 | 0 | 0 |  | 0 | 0 | 0 | 0 | 0 | 0 | 0
PG&E FRESNO | PGE Fresno | PGE | Cantua | 115 | 115 | Biomass |  |  | 0 | 0 |  | 0 | 0 |  | 0 | 0 |  | 0 | 0 | 0 | 0 | 0 |  | 0 | 0 | 0 | 0 | 0 |  | 0 | 0 | 0 | 0 | 0 | 0 | 0
SDGE | SDGE Imperial | SDGE | Capistrano | 138 | 173 | Biomass |  |  | 0 | 0 |  | 0 | 0 |  | 0 | 0 |  | 0 | 0 | 0 | 0 | 0 |  | 0 | 0 | 0 | 0 | 0 |  | 0 | 0 | 0 | 0 | 0 | 0 | 0
SDGE | SDGE Imperial | SDGE | Capistrano | 230 | 173 | Biomass |  |  | 0 | 0 |  | 0 | 0 |  | 0 | 0 |  | 0 | 0 | 0 | 0 | 0 |  | 0 | 0 | 0 | 0 | 0 |  | 0 | 0 | 0 | 0 | 0 | 0 | 0
PG&E NGBA | PGE NGBA | PGE | Carberry | 230 | 2 | Biomass |  |  | 0 | 0 |  | 0 | 0 |  | 0 | 0 |  | 0 | 0 | 0 | 0 | 0 |  | 0 | 0 | 0 | 0 | 0 |  | 0 | 0 | 0 | 0 | 0 | 0 | 0
SCE Eastern | SCE Eastern | SCE | Cardiff | 66 |  | Biomass |  |  | 0 | 0 |  | 0 | 0 |  | 0 | 0 |  | 0 | 0 | 0 | 0 | 0 |  | 0 | 0 | 0 | 0 | 0 |  | 0 | 0 | 0 | 0 | 0 | 0 | 0
PG&E NGBA | PGE NGBA | PGE | Caribou | 60 |  | Biomass |  |  | 0 | 0 |  | 0 | 0 |  | 0 | 0 |  | 0 | 0 | 0 | 0 | 0 |  | 0 | 0 | 0 | 0 | 0 |  | 0 | 0 | 0 | 0 | 0 | 0 | 0
PG&E NGBA | PGE NGBA | PGE | Caribou | 115 | 7 | Biomass |  |  | 0 | 0 |  | 0 | 0 |  | 0 | 0 |  | 0 | 0 | 0 | 0 | 0 |  | 0 | 0 | 0 | 0 | 0 |  | 0 | 0 | 0 | 0 | 0 | 0 | 0
PG&E NGBA | PGE NGBA | PGE | Caribou | 230 | 7 | Biomass |  |  | 0 | 0 |  | 0 | 0 |  | 0 | 0 |  | 0 | 0 | 0 | 0 | 0 |  | 0 | 0 | 0 | 0 | 0 |  | 0 | 0 | 0 | 0 | 0 | 0 | 0
EOP | SCE EOP | SCE | Carpenter Canyon (fka Gamebird) | 138 | 177 | Biomass |  |  | 0 | 0 |  | 0 | 0 |  | 0 | 0 |  | 0 | 0 | 0 | 0 | 0 |  | 0 | 0 | 0 | 0 | 0 |  | 0 | 0 | 0 | 0 | 0 | 0 | 0
EOP | SCE EOP | SCE | Carpenter Canyon (fka Gamebird) | 230 | 177 | Biomass |  |  | 0 | 0 |  | 0 | 0 |  | 0 | 0 |  | 0 | 0 | 0 | 0 | 0 |  | 0 | 0 | 0 | 0 | 0 |  | 0 | 0 | 0 | 0 | 0 | 0 | 0
PG&E NGBA | PGE NGBA | PGE | Carquinez | 115 | 27 | Biomass |  |  | 0 | 0 |  | 0 | 0 |  | 0 | 0 |  | 0 | 0 | 0 | 0 | 0 |  | 0 | 0 | 0 | 0 | 0 |  | 0 | 0 | 0 | 0 | 0 | 0 | 0
SDGE | SDGE Imperial | SDGE | Carrizo Gorge | 138 | 192 | Biomass |  |  | 0 | 0 |  | 0 | 0 |  | 0 | 0 |  | 0 | 0 | 0 | 0 | 0 |  | 0 | 0 | 0 | 0 | 0 |  | 0 | 0 | 0 | 0 | 0 | 0 | 0
PG&E KERN | PGE Kern | PGE | Carrizo Plains | 115 | 122 | Biomass |  |  | 0 | 0 |  | 0 | 0 |  | 0 | 0 |  | 0 | 0 | 0 | 0 | 0 |  | 0 | 0 | 0 | 0 | 0 |  | 0 | 0 | 0 | 0 | 0 | 0 | 0
PG&E KERN | PGE Kern | PGE | Casaloma | 230 | 68 | Biomass |  |  | 0 | 0 |  | 0 | 0 |  | 0 | 0 |  | 0 | 0 | 0 | 0 | 0 |  | 0 | 0 | 0 | 0 | 0 |  | 0 | 0 | 0 | 0 | 0 | 0 | 0
PG&E GBA | PGE GBA | PGE | Castro Valley | 230 | 42 | Biomass |  |  | 0 | 0 |  | 0 | 0 |  | 0 | 0 |  | 0 | 0 | 0 | 0 | 0 |  | 0 | 0 | 0 | 0 | 0 |  | 0 | 0 | 0 | 0 | 0 | 0 | 0
PG&E GBA | PGE GBA | PGE | Cayetano | 230 | 50 | Biomass |  |  | 0 | 0 |  | 0 | 0 |  | 0 | 0 |  | 0 | 0 | 0 | 0 | 0 |  | 0 | 0 | 0 | 0 | 0 |  | 0 | 0 | 0 | 0 | 0 | 0 | 0
SCE Metro | SCE Metro | SCE | Center | 230 | 97 | Biomass |  |  | 0 | 0 |  | 0 | 0 |  | 0 | 0 |  | 0 | 0 | 0 | 0 | 0 |  | 0 | 0 | 0 | 0 | 0 |  | 0 | 0 | 0 | 0 | 0 | 0 | 0
PG&E KERN | PGE Kern | PGE | Charca | 115 | 74 | Biomass |  |  | 0 | 0 |  | 0 | 0 |  | 0 | 0 |  | 0 | 0 | 0 | 0 | 0 |  | 0 | 0 | 0 | 0 | 0 |  | 0 | 0 | 0 | 0 | 0 | 0 | 0
EOP | SCE EOP | SCE | Charleston | 138 | 177 | Biomass |  |  | 0 | 0 |  | 0 | 0 |  | 0 | 0 |  | 0 | 0 | 0 | 0 | 0 |  | 0 | 0 | 0 | 0 | 0 |  | 0 | 0 | 0 | 0 | 0 | 0 | 0
SCE Metro | SCE Metro | SCE | Chevmain | 230 | 97 | Biomass |  |  | 0 | 0 |  | 0 | 0 |  | 0 | 0 |  | 0 | 0 | 0 | 0 | 0 |  | 0 | 0 | 0 | 0 | 0 |  | 0 | 0 | 0 | 0 | 0 | 0 | 0
SDGE | SDGE Imperial | SDGE | Chicarita | 138 | 186 | Biomass |  |  | 0 | 0 |  | 0 | 0 |  | 0 | 0 |  | 0 | 0 | 0 | 0 | 0 |  | 0 | 0 | 0 | 0 | 0 |  | 0 | 0 | 0 | 0 | 0 | 0 | 0
SCE Metro | SCE Metro | SCE | Chino | 230 | 97 | Biomass |  |  | 0 | 0 |  | 0 | 0 |  | 0 | 0 |  | 0 | 0 | 0 | 0 | 0 |  | 0 | 0 | 0 | 0 | 0 |  | 0 | 0 | 0 | 0 | 0 | 0 | 0
PG&E FRESNO | PGE Fresno | PGE | Chowchilla | 115 | 166 | Biomass |  |  | 0 | 0 |  | 0 | 0 |  | 0 | 0 |  | 0 | 0 | 0 | 0 | 0 |  | 0 | 0 | 0 | 0 | 0 |  | 0 | 0 | 0 | 0 | 0 | 0 | 0
PG&E GBA | PGE GBA | PGE | Christie | 60 |  | Biomass |  |  | 0 | 0 |  | 0 | 0 |  | 0 | 0 |  | 0 | 0 | 0 | 0 | 0 |  | 0 | 0 | 0 | 0 | 0 |  | 0 | 0 | 0 | 0 | 0 | 0 | 0
PG&E GBA | PGE GBA | PGE | Christie | 115 | 6 | Biomass |  |  | 0 | 0 |  | 0 | 0 |  | 0 | 0 |  | 0 | 0 | 0 | 0 | 0 |  | 0 | 0 | 0 | 0 | 0 |  | 0 | 0 | 0 | 0 | 0 | 0 | 0
SCE Eastern | SCE Arizona | SCE | Cielo Azul | 500 | 181 | Biomass |  |  | 0 | 0 |  | 0 | 0 |  | 0 | 0 |  | 0 | 0 | 0 | 0 | 0 |  | 0 | 0 | 0 | 0 | 0 |  | 0 | 0 | 0 | 0 | 0 | 0 | 0
PG&E GBA | PGE GBA | PGE | Clay | 60 |  | Biomass |  |  | 0 | 0 |  | 0 | 0 |  | 0 | 0 |  | 0 | 0 | 0 | 0 | 0 |  | 0 | 0 | 0 | 0 | 0 |  | 0 | 0 | 0 | 0 | 0 | 0 | 0
PG&E GBA | PGE GBA | PGE | Clayton | 115 | 1 | Biomass |  |  | 0 | 0 |  | 0 | 0 |  | 0 | 0 |  | 0 | 0 | 0 | 0 | 0 |  | 0 | 0 | 0 | 0 | 0 |  | 0 | 0 | 0 | 0 | 0 | 0 | 0
PG&E NGBA | PGE NGBA | PGE | Cloverdale | 115 | 37 | Biomass |  |  | 0 | 0 |  | 0 | 0 |  | 0 | 0 |  | 0 | 0 | 0 | 0 | 0 |  | 0 | 0 | 0 | 0 | 0 |  | 0 | 0 | 0 | 0 | 0 | 0 | 0
PG&E FRESNO | PGE Fresno | PGE | Clovis | 115 | 136 | Biomass |  |  | 0 | 0 |  | 0 | 0 |  | 0 | 0 |  | 0 | 0 | 0 | 0 | 0 |  | 0 | 0 | 0 | 0 | 0 |  | 0 | 0 | 0 | 0 | 0 | 0 | 0
PG&E GBA | PGE GBA | PGE | Coburn | 230 | 116 | Biomass |  |  | 0 | 0 |  | 0 | 0 |  | 0 | 0 |  | 0 | 0 | 0 | 0 | 0 |  | 0 | 0 | 0 | 0 | 0 |  | 0 | 0 | 0 | 0 | 0 | 0 | 0
PG&E GBA | PGE GBA | PGE | Coburn | 60 |  | Biomass |  |  | 0 | 0 |  | 0 | 0 |  | 0 | 0 |  | 0 | 0 | 0 | 0 | 0 |  | 0 | 0 | 0 | 0 | 0 |  | 0 | 0 | 0 | 0 | 0 | 0 | 0
PG&E NGBA | PGE NGBA | PGE | Colgate | 230 | 22 | Biomass |  |  | 0 | 0 |  | 0 | 0 |  | 0 | 0 |  | 0 | 0 | 0 | 0 | 0 |  | 0 | 0 | 0 | 0 | 0 |  | 0 | 0 | 0 | 0 | 0 | 0 | 0
PG&E GBA | PGE GBA | PGE | Collierville | 230 | 44 | Biomass |  |  | 0 | 0 |  | 0 | 0 |  | 0 | 0 |  | 0 | 0 | 0 | 0 | 0 |  | 0 | 0 | 0 | 0 | 0 |  | 0 | 0 | 0 | 0 | 0 | 0 | 0
PG&E GBA | PGE GBA | PGE | Collinsville | 230 | 1 | Biomass |  |  | 0 | 0 |  | 0 | 0 |  | 0 | 0 |  | 0 | 0 | 0 | 0 | 0 |  | 0 | 0 | 0 | 0 | 0 |  | 0 | 0 | 0 | 0 | 0 | 0 | 0
PG&E GBA | PGE GBA | PGE | Collinsville | 500 | 1 | Biomass |  |  | 0 | 0 |  | 0 | 0 |  | 0 | 0 |  | 0 | 0 | 0 | 0 | 0 |  | 0 | 0 | 0 | 0 | 0 |  | 0 | 0 | 0 | 0 | 0 | 0 | 0
SCE Eastern | SCE Eastern | SCE | Colorado River | 230 | 170 | Biomass |  |  | 0 | 0 |  | 0 | 0 |  | 0 | 0 |  | 0 | 0 | 0 | 0 | 0 |  | 0 | 0 | 0 | 0 | 0 |  | 0 | 0 | 0 | 0 | 0 | 0 | 0
SCE Eastern | SCE Eastern | SCE | Colorado River | 500 | 154 | Biomass |  |  | 0 | 0 |  | 0 | 0 |  | 0 | 0 |  | 0 | 0 | 0 | 0 | 0 |  | 0 | 0 | 0 | 0 | 0 |  | 0 | 0 | 0 | 0 | 0 | 0 | 0
PG&E KERN | PGE Kern | PGE | Columbus | 115 | 99 | Biomass |  |  | 0 | 0 |  | 0 | 0 |  | 0 | 0 |  | 0 | 0 | 0 | 0 | 0 |  | 0 | 0 | 0 | 0 | 0 |  | 0 | 0 | 0 | 0 | 0 | 0 | 0
PG&E GBA | PGE GBA | PGE | Contra Costa | 115 | 63 | Biomass |  |  | 0 | 0 |  | 0 | 0 |  | 0 | 0 |  | 0 | 0 | 0 | 0 | 0 |  | 0 | 0 | 0 | 0 | 0 |  | 0 | 0 | 0 | 0 | 0 | 0 | 0
PG&E GBA | PGE GBA | PGE | Contra Costa | 230 | 50 | Biomass |  |  | 0 | 0 |  | 0 | 0 |  | 0 | 0 |  | 0 | 0 | 0 | 0 | 0 |  | 0 | 0 | 0 | 0 | 0 |  | 0 | 0 | 0 | 0 | 0 | 0 | 0
PG&E GBA | PGE GBA | PGE | Contra Costa PP | 230 | 59 | Biomass |  |  | 0 | 0 |  | 0 | 0 |  | 0 | 0 |  | 0 | 0 | 0 | 0 | 0 |  | 0 | 0 | 0 | 0 | 0 |  | 0 | 0 | 0 | 0 | 0 | 0 | 0
SCE NOL | SCE NOL | SCE | Control | 115 | 175 | Biomass |  |  | 0 | 0 |  | 0 | 0 |  | 0 | 0 |  | 0 | 0 | 0 | 0 | 0 |  | 0 | 0 | 0 | 0 | 0 |  | 0 | 0 | 0 | 0 | 0 | 0 | 0
SCE NOL | SCE NOL | SCE | Control | 55 |  | Biomass |  |  | 0 | 0 |  | 0 | 0 |  | 0 | 0 |  | 0 | 0 | 0 | 0 | 0 |  | 0 | 0 | 0 | 0 | 0 |  | 0 | 0 | 0 | 0 | 0 | 0 | 0
PG&E GBA | PGE GBA | PGE | Cooley Landing | 115 | 6 | Biomass |  |  | 0 | 0 |  | 0 | 0 |  | 0 | 0 |  | 0 | 0 | 0 | 0 | 0 |  | 0 | 0 | 0 | 0 | 0 |  | 0 | 0 | 0 | 0 | 0 | 0 | 0
PG&E GBA | PGE GBA | PGE | Cooley Landing | 60 |  | Biomass |  |  | 0 | 0 |  | 0 | 0 |  | 0 | 0 |  | 0 | 0 | 0 | 0 | 0 |  | 0 | 0 | 0 | 0 | 0 |  | 0 | 0 | 0 | 0 | 0 | 0 | 0
SCE NOL | SCE NOL | SCE | Coolwater | 230 | 160 | Biomass |  |  | 0 | 0 |  | 0 | 0 |  | 0 | 0 |  | 0 | 0 | 0 | 0 | 0 |  | 0 | 0 | 0 | 0 | 0 |  | 0 | 0 | 0 | 0 | 0 | 0 | 0
SCE NOL | SCE NOL | SCE | Coolwater | 115 | 160 | Biomass |  |  | 0 | 0 |  | 0 | 0 |  | 0 | 0 |  | 0 | 0 | 0 | 0 | 0 |  | 0 | 0 | 0 | 0 | 0 |  | 0 | 0 | 0 | 0 | 0 | 0 | 0
PG&E KERN | PGE Kern | PGE | Copus | 70 |  | Biomass |  |  | 0 | 0 |  | 0 | 0 |  | 0 | 0 |  | 0 | 0 | 0 | 0 | 0 |  | 0 | 0 | 0 | 0 | 0 |  | 0 | 0 | 0 | 0 | 0 | 0 | 0
PG&E FRESNO | PGE Fresno | PGE | Corcoran | 70 |  | Biomass |  |  | 0 | 0 |  | 0 | 0 |  | 0 | 0 |  | 0 | 0 | 0 | 0 | 0 |  | 0 | 0 | 0 | 0 | 0 |  | 0 | 0 | 0 | 0 | 0 | 0 | 0
PG&E FRESNO | PGE Fresno | PGE | Corcoran | 115 | 148 | Biomass |  |  | 0 | 0 |  | 0 | 0 |  | 0 | 0 |  | 0 | 0 | 0 | 0 | 0 |  | 0 | 0 | 0 | 0 | 0 |  | 0 | 0 | 0 | 0 | 0 | 0 | 0
PG&E NGBA | PGE NGBA | PGE | Corona | 115 | 27 | Biomass |  |  | 0 | 0 |  | 0 | 0 |  | 0 | 0 |  | 0 | 0 | 0 | 0 | 0 |  | 0 | 0 | 0 | 0 | 0 |  | 0 | 0 | 0 | 0 | 0 | 0 | 0
PG&E NGBA | PGE NGBA | PGE | Cortina | 230 | 27 | Biomass |  |  | 0 | 0 |  | 0 | 0 |  | 0 | 0 |  | 0 | 0 | 0 | 0 | 0 |  | 0 | 0 | 0 | 0 | 0 |  | 0 | 0 | 0 | 0 | 0 | 0 | 0
PG&E NGBA | PGE NGBA | PGE | Cortina | 115 | 30 | Biomass |  |  | 0 | 0 |  | 0 | 0 |  | 0 | 0 |  | 0 | 0 | 0 | 0 | 0 |  | 0 | 0 | 0 | 0 | 0 |  | 0 | 0 | 0 | 0 | 0 | 0 | 0
PG&E GBA | PGE GBA | PGE | Cottle | 230 | 155 | Biomass |  |  | 0 | 0 |  | 0 | 0 |  | 0 | 0 |  | 0 | 0 | 0 | 0 | 0 |  | 0 | 0 | 0 | 0 | 0 |  | 0 | 0 | 0 | 0 | 0 | 0 | 0
PG&E NGBA | PGE NGBA | PGE | Cottonwood | 115 | 1 | Biomass |  |  | 0 | 0 |  | 0 | 0 |  | 0 | 0 |  | 0 | 0 | 0 | 0 | 0 |  | 0 | 0 | 0 | 0 | 0 |  | 0 | 0 | 0 | 0 | 0 | 0 | 0
PG&E NGBA | PGE NGBA | PGE | Cottonwood | 230 | 1 | Biomass |  |  | 0 | 0 |  | 0 | 0 |  | 0 | 0 |  | 0 | 0 | 0 | 0 | 0 |  | 0 | 0 | 0 | 0 | 0 |  | 0 | 0 | 0 | 0 | 0 | 0 | 0
PG&E NGBA | PGE NGBA | PGE | Cottonwood | 60 |  | Biomass |  |  | 0 | 0 |  | 0 | 0 |  | 0 | 0 |  | 0 | 0 | 0 | 0 | 0 |  | 0 | 0 | 0 | 0 | 0 |  | 0 | 0 | 0 | 0 | 0 | 0 | 0
PG&E NGBA | PGE NGBA | PGE | Cove Road | 230 | 1 | Biomass |  |  | 0 | 0 |  | 0 | 0 |  | 0 | 0 |  | 0 | 0 | 0 | 0 | 0 |  | 0 | 0 | 0 | 0 | 0 |  | 0 | 0 | 0 | 0 | 0 | 0 | 0
PG&E GBA | PGE GBA | PGE | Coyote | 230 | 11 | Biomass |  |  | 0 | 0 |  | 0 | 0 |  | 0 | 0 |  | 0 | 0 | 0 | 0 | 0 |  | 0 | 0 | 0 | 0 | 0 |  | 0 | 0 | 0 | 0 | 0 | 0 | 0
PG&E GBA | PGE GBA | PGE | Crazy Horse Canyon | 115 | 84 | Biomass |  |  | 0 | 0 |  | 0 | 0 |  | 0 | 0 |  | 0 | 0 | 0 | 0 | 0 |  | 0 | 0 | 0 | 0 | 0 |  | 0 | 0 | 0 | 0 | 0 | 0 | 0
SDGE | SDGE Imperial | SDGE | Creelman | 69 |  | Biomass |  |  | 0 | 0 |  | 0 | 0 |  | 0 | 0 |  | 0 | 0 | 0 | 0 | 0 |  | 0 | 0 | 0 | 0 | 0 |  | 0 | 0 | 0 | 0 | 0 | 0 | 0
PG&E FRESNO | PGE Fresno | PGE | Crescent | 70 |  | Biomass |  |  | 0 | 0 |  | 0 | 0 |  | 0 | 0 |  | 0 | 0 | 0 | 0 | 0 |  | 0 | 0 | 0 | 0 | 0 |  | 0 | 0 | 0 | 0 | 0 | 0 | 0
PG&E FRESNO | PGE Fresno | PGE | Cressey | 115 | 139 | Biomass |  |  | 0 | 0 |  | 0 | 0 |  | 0 | 0 |  | 0 | 0 | 0 | 0 | 0 |  | 0 | 0 | 0 | 0 | 0 |  | 0 | 0 | 0 | 0 | 0 | 0 | 0
PG&E NGBA | PGE NGBA | PGE | Cresta | 230 | 24 | Biomass |  |  | 0 | 0 |  | 0 | 0 |  | 0 | 0 |  | 0 | 0 | 0 | 0 | 0 |  | 0 | 0 | 0 | 0 | 0 |  | 0 | 0 | 0 | 0 | 0 | 0 | 0
SDGE | SDGE Imperial | SDGE | Crestwood | 69 |  | Biomass |  |  | 0 | 0 |  | 0 | 0 |  | 0 | 0 |  | 0 | 0 | 0 | 0 | 0 |  | 0 | 0 | 0 | 0 | 0 |  | 0 | 0 | 0 | 0 | 0 | 0 | 0
PG&E GBA | PGE GBA | PGE | Crow Creek | 60 |  | Biomass |  |  | 0 | 0 |  | 0 | 0 |  | 0 | 0 |  | 0 | 0 | 0 | 0 | 0 |  | 0 | 0 | 0 | 0 | 0 |  | 0 | 0 | 0 | 0 | 0 | 0 | 0
PG&E GBA | PGE GBA | PGE | Crows Landing | 60 |  | Biomass |  |  | 0 | 0 |  | 0 | 0 |  | 0 | 0 |  | 0 | 0 | 0 | 0 | 0 |  | 0 | 0 | 0 | 0 | 0 |  | 0 | 0 | 0 | 0 | 0 | 0 | 0
PG&E GBA | PGE GBA | PGE | Curtis | 115 | 44 | Biomass |  |  | 0 | 0 |  | 0 | 0 |  | 0 | 0 |  | 0 | 0 | 0 | 0 | 0 |  | 0 | 0 | 0 | 0 | 0 |  | 0 | 0 | 0 | 0 | 0 | 0 | 0
PG&E FRESNO | PGE Fresno | PGE | Dairyland | 115 | 137 | Biomass |  |  | 0 | 0 |  | 0 | 0 |  | 0 | 0 |  | 0 | 0 | 0 | 0 | 0 |  | 0 | 0 | 0 | 0 | 0 |  | 0 | 0 | 0 | 0 | 0 | 0 | 0
PG&E NGBA | PGE NGBA | PGE | Davis | 115 | 39 | Biomass |  |  | 0 | 0 |  | 0 | 0 |  | 0 | 0 |  | 0 | 0 | 0 | 0 | 0 |  | 0 | 0 | 0 | 0 | 0 |  | 0 | 0 | 0 | 0 | 0 | 0 | 0
SCE Metro | SCE Metro | SCE | Del Amo | 500 | 97 | Biomass |  |  | 0 | 0 |  | 0 | 0 |  | 0 | 0 |  | 0 | 0 | 0 | 0 | 0 |  | 0 | 0 | 0 | 0 | 0 |  | 0 | 0 | 0 | 0 | 0 | 0 | 0
SCE Metro | SCE Metro | SCE | Del Amo | 230 | 97 | Biomass |  |  | 0 | 0 |  | 0 | 0 |  | 0 | 0 |  | 0 | 0 | 0 | 0 | 0 |  | 0 | 0 | 0 | 0 | 0 |  | 0 | 0 | 0 | 0 | 0 | 0 | 0
SCE Eastern | SCE Arizona | SCE | Delaney | 500 | 181 | Biomass |  |  | 0 | 0 |  | 0 | 0 |  | 0 | 0 |  | 0 | 0 | 0 | 0 | 0 |  | 0 | 0 | 0 | 0 | 0 |  | 0 | 0 | 0 | 0 | 0 | 0 | 0
PG&E NGBA | PGE NGBA | PGE | Delevan | 230 | 25 | Biomass |  |  | 0 | 0 |  | 0 | 0 |  | 0 | 0 |  | 0 | 0 | 0 | 0 | 0 |  | 0 | 0 | 0 | 0 | 0 |  | 0 | 0 | 0 | 0 | 0 | 0 | 0
PG&E GBA | PGE GBA | PGE | Delta PP | 230 | 32 | Biomass |  |  | 0 | 0 |  | 0 | 0 |  | 0 | 0 |  | 0 | 0 | 0 | 0 | 0 |  | 0 | 0 | 0 | 0 | 0 |  | 0 | 0 | 0 | 0 | 0 | 0 | 0
EOP | SCE EOP | SCE | Desert View | 230 | 177 | Biomass |  |  | 0 | 0 |  | 0 | 0 |  | 0 | 0 |  | 0 | 0 | 0 | 0 | 0 |  | 0 | 0 | 0 | 0 | 0 |  | 0 | 0 | 0 | 0 | 0 | 0 | 0
SCE Eastern | SCE Eastern | SCE | Devers | 230 | 156 | Biomass |  |  | 0 | 0 |  | 0 | 0 |  | 0 | 0 |  | 0 | 0 | 0 | 0 | 0 |  | 0 | 0 | 0 | 0 | 0 |  | 0 | 0 | 0 | 0 | 0 | 0 | 0
SCE Eastern | SCE Eastern | SCE | Devers | 500 | 156 | Biomass |  |  | 0 | 0 |  | 0 | 0 |  | 0 | 0 |  | 0 | 0 | 0 | 0 | 0 |  | 0 | 0 | 0 | 0 | 0 |  | 0 | 0 | 0 | 0 | 0 | 0 | 0
PG&E KERN | PGE Kern | PGE | Diablo Canyon | 230 | 111 | Biomass |  |  | 0 | 0 |  | 0 | 0 |  | 0 | 0 |  | 0 | 0 | 0 | 0 | 0 |  | 0 | 0 | 0 | 0 | 0 |  | 0 | 0 | 0 | 0 | 0 | 0 | 0
PG&E KERN | PGE Kern | PGE | Diablo Canyon | 500 | 98 | Biomass |  |  | 0 | 0 |  | 0 | 0 |  | 0 | 0 |  | 0 | 0 | 0 | 0 | 0 |  | 0 | 0 | 0 | 0 | 0 |  | 0 | 0 | 0 | 0 | 0 | 0 | 0
PG&E KERN | PGE Kern | PGE | Divide | 115 | 111 | Biomass |  |  | 0 | 0 |  | 0 | 0 |  | 0 | 0 |  | 0 | 0 | 0 | 0 | 0 |  | 0 | 0 | 0 | 0 | 0 |  | 0 | 0 | 0 | 0 | 0 | 0 | 0
PG&E GBA | PGE GBA | PGE | Dixon Landing | 115 | 11 | Biomass |  |  | 0 | 0 |  | 0 | 0 |  | 0 | 0 |  | 0 | 0 | 0 | 0 | 0 |  | 0 | 0 | 0 | 0 | 0 |  | 0 | 0 | 0 | 0 | 0 | 0 | 0
PG&E FRESNO | PGE Fresno | PGE | Dos Amigos | 230 | 70 | Biomass |  |  | 0 | 0 |  | 0 | 0 |  | 0 | 0 |  | 0 | 0 | 0 | 0 | 0 |  | 0 | 0 | 0 | 0 | 0 |  | 0 | 0 | 0 | 0 | 0 | 0 | 0
PG&E NGBA | PGE NGBA | PGE | Drum | 115 | 21 | Biomass |  |  | 0 | 0 |  | 0 | 0 |  | 0 | 0 |  | 0 | 0 | 0 | 0 | 0 |  | 0 | 0 | 0 | 0 | 0 |  | 0 | 0 | 0 | 0 | 0 | 0 | 0
PG&E GBA | PGE GBA | PGE | Dumbarton | 115 | 3 | Biomass |  |  | 0 | 0 |  | 0 | 0 |  | 0 | 0 |  | 0 | 0 | 0 | 0 | 0 |  | 0 | 0 | 0 | 0 | 0 |  | 0 | 0 | 0 | 0 | 0 | 0 | 0
SCE NOL | SCE NOL | SCE | Dunn Siding | 115 | 160 | Biomass |  |  | 0 | 0 |  | 0 | 0 |  | 0 | 0 |  | 0 | 0 | 0 | 0 | 0 |  | 0 | 0 | 0 | 0 | 0 |  | 0 | 0 | 0 | 0 | 0 | 0 | 0
SCE Eastern | SCE Eastern | SCE | Eagle Mountain | 230 | 174 | Biomass |  |  | 0 | 0 |  | 0 | 0 |  | 0 | 0 |  | 0 | 0 | 0 | 0 | 0 |  | 0 | 0 | 0 | 0 | 0 |  | 0 | 0 | 0 | 0 | 0 | 0 | 0
PG&E NGBA | PGE NGBA | PGE | Eagle Rock (PGE) | 60 |  | Biomass |  |  | 0 | 0 |  | 0 | 0 |  | 0 | 0 |  | 0 | 0 | 0 | 0 | 0 |  | 0 | 0 | 0 | 0 | 0 |  | 0 | 0 | 0 | 0 | 0 | 0 | 0
PG&E NGBA | PGE NGBA | PGE | Eagle Rock (PGE) | 115 | 37 | Biomass |  |  | 0 | 0 |  | 0 | 0 |  | 0 | 0 |  | 0 | 0 | 0 | 0 | 0 |  | 0 | 0 | 0 | 0 | 0 |  | 0 | 0 | 0 | 0 | 0 | 0 | 0
SCE Metro | SCE Metro | SCE | Eagle Rock (SCE) | 230 | 97 | Biomass |  |  | 0 | 0 |  | 0 | 0 |  | 0 | 0 |  | 0 | 0 | 0 | 0 | 0 |  | 0 | 0 | 0 | 0 | 0 |  | 0 | 0 | 0 | 0 | 0 | 0 | 0
PG&E NGBA | PGE NGBA | PGE | East Marysville | 115 | 9 | Biomass |  |  | 0 | 0 |  | 0 | 0 |  | 0 | 0 |  | 0 | 0 | 0 | 0 | 0 |  | 0 | 0 | 0 | 0 | 0 |  | 0 | 0 | 0 | 0 | 0 | 0 | 0
PG&E NGBA | PGE NGBA | PGE | East Nicolaus | 115 | 16 | Biomass |  |  | 0 | 0 |  | 0 | 0 |  | 0 | 0 |  | 0 | 0 | 0 | 0 | 0 |  | 0 | 0 | 0 | 0 | 0 |  | 0 | 0 | 0 | 0 | 0 | 0 | 0
PG&E NGBA | PGE NGBA | PGE | East Nicolaus | 60 |  | Biomass |  |  | 0 | 0 |  | 0 | 0 |  | 0 | 0 |  | 0 | 0 | 0 | 0 | 0 |  | 0 | 0 | 0 | 0 | 0 |  | 0 | 0 | 0 | 0 | 0 | 0 | 0
PG&E GBA | PGE GBA | PGE | Eastshore | 115 | 3 | Biomass |  |  | 0 | 0 |  | 0 | 0 |  | 0 | 0 |  | 0 | 0 | 0 | 0 | 0 |  | 0 | 0 | 0 | 0 | 0 |  | 0 | 0 | 0 | 0 | 0 | 0 | 0
PG&E GBA | PGE GBA | PGE | Eastshore | 230 | 46 | Biomass |  |  | 0 | 0 |  | 0 | 0 |  | 0 | 0 |  | 0 | 0 | 0 | 0 | 0 |  | 0 | 0 | 0 | 0 | 0 |  | 0 | 0 | 0 | 0 | 0 | 0 | 0
SDGE | SDGE Imperial | SDGE | ECO | 138 | 198 | Biomass |  |  | 0 | 0 |  | 0 | 0 |  | 0 | 0 |  | 0 | 0 | 0 | 0 | 0 |  | 0 | 0 | 0 | 0 | 0 |  | 0 | 0 | 0 | 0 | 0 | 0 | 0
SDGE | SDGE Imperial | SDGE | ECO | 230 | 198 | Biomass |  |  | 0 | 0 |  | 0 | 0 |  | 0 | 0 |  | 0 | 0 | 0 | 0 | 0 |  | 0 | 0 | 0 | 0 | 0 |  | 0 | 0 | 0 | 0 | 0 | 0 | 0
SDGE | SDGE Imperial | SDGE | ECO | 500 | 198 | Biomass |  |  | 0 | 0 |  | 0 | 0 |  | 0 | 0 |  | 0 | 0 | 0 | 0 | 0 |  | 0 | 0 | 0 | 0 | 0 |  | 0 | 0 | 0 | 0 | 0 | 0 | 0
PG&E GBA | PGE GBA | PGE | Edenvale | 115 | 79 | Biomass |  |  | 0 | 0 |  | 0 | 0 |  | 0 | 0 |  | 0 | 0 | 0 | 0 | 0 |  | 0 | 0 | 0 | 0 | 0 |  | 0 | 0 | 0 | 0 | 0 | 0 | 0
PG&E GBA | PGE GBA | PGE | Edes | 115 | 6 | Biomass |  |  | 0 | 0 |  | 0 | 0 |  | 0 | 0 |  | 0 | 0 | 0 | 0 | 0 |  | 0 | 0 | 0 | 0 | 0 |  | 0 | 0 | 0 | 0 | 0 | 0 | 0
PG&E GBA | PGE GBA | PGE | Eight Mile | 230 | 16 | Biomass |  |  | 0 | 0 |  | 0 | 0 |  | 0 | 0 |  | 0 | 0 | 0 | 0 | 0 |  | 0 | 0 | 0 | 0 | 0 |  | 0 | 0 | 0 | 0 | 0 | 0 | 0
SDGE | SDGE Imperial | SDGE | El Cajon | 69 |  | Biomass |  |  | 0 | 0 |  | 0 | 0 |  | 0 | 0 |  | 0 | 0 | 0 | 0 | 0 |  | 0 | 0 | 0 | 0 | 0 |  | 0 | 0 | 0 | 0 | 0 | 0 | 0
SCE Eastern | SCE Eastern | SCE | El Casco | 230 | 156 | Biomass |  |  | 0 | 0 |  | 0 | 0 |  | 0 | 0 |  | 0 | 0 | 0 | 0 | 0 |  | 0 | 0 | 0 | 0 | 0 |  | 0 | 0 | 0 | 0 | 0 | 0 | 0
PG&E GBA | PGE GBA | PGE | El Cerrito G | 115 | 6 | Biomass |  |  | 0 | 0 |  | 0 | 0 |  | 0 | 0 |  | 0 | 0 | 0 | 0 | 0 |  | 0 | 0 | 0 | 0 | 0 |  | 0 | 0 | 0 | 0 | 0 | 0 | 0
PG&E NGBA | PGE NGBA | PGE | El Dorado PH | 115 | 19 | Biomass |  |  | 0 | 0 |  | 0 | 0 |  | 0 | 0 |  | 0 | 0 | 0 | 0 | 0 |  | 0 | 0 | 0 | 0 | 0 |  | 0 | 0 | 0 | 0 | 0 | 0 | 0
PG&E FRESNO | PGE Fresno | PGE | El Nido (PGE) | 115 | 158 | Biomass |  |  | 0 | 0 |  | 0 | 0 |  | 0 | 0 |  | 0 | 0 | 0 | 0 | 0 |  | 0 | 0 | 0 | 0 | 0 |  | 0 | 0 | 0 | 0 | 0 | 0 | 0
SCE Metro | SCE Metro | SCE | El Nido (SCE) | 230 | 132 | Biomass |  |  | 0 | 0 |  | 0 | 0 |  | 0 | 0 |  | 0 | 0 | 0 | 0 | 0 |  | 0 | 0 | 0 | 0 | 0 |  | 0 | 0 | 0 | 0 | 0 | 0 | 0
PG&E GBA | PGE GBA | PGE | El Patio | 115 | 81 | Biomass |  |  | 0 | 0 |  | 0 | 0 |  | 0 | 0 |  | 0 | 0 | 0 | 0 | 0 |  | 0 | 0 | 0 | 0 | 0 |  | 0 | 0 | 0 | 0 | 0 | 0 | 0
SCE Metro | SCE Metro | SCE | El Segundo | 230 | 97 | Biomass |  |  | 0 | 0 |  | 0 | 0 |  | 0 | 0 |  | 0 | 0 | 0 | 0 | 0 |  | 0 | 0 | 0 | 0 | 0 |  | 0 | 0 | 0 | 0 | 0 | 0 | 0
EOP | SCE EOP | SCE | Eldorado | 230 | 161 | Biomass |  |  | 0 | 0 |  | 0 | 0 |  | 0 | 0 |  | 0 | 0 | 0 | 0 | 0 |  | 0 | 0 | 0 | 0 | 0 |  | 0 | 0 | 0 | 0 | 0 | 0 | 0
EOP | SCE EOP | SCE | Eldorado | 500 | 131 | Biomass |  |  | 0 | 0 |  | 0 | 0 |  | 0 | 0 |  | 0 | 0 | 0 | 0 | 0 |  | 0 | 0 | 0 | 0 | 0 |  | 0 | 0 | 0 | 0 | 0 | 0 | 0
SCE Northern | SCE Northern | SCE | Elizabeth Lake | 66 |  | Biomass |  |  | 0 | 0 |  | 0 | 0 |  | 0 | 0 |  | 0 | 0 | 0 | 0 | 0 |  | 0 | 0 | 0 | 0 | 0 |  | 0 | 0 | 0 | 0 | 0 | 0 | 0
PG&E KERN | PGE Kern | PGE | Elk Hills | 230 | 106 | Biomass |  |  | 0 | 0 |  | 0 | 0 |  | 0 | 0 |  | 0 | 0 | 0 | 0 | 0 |  | 0 | 0 | 0 | 0 | 0 |  | 0 | 0 | 0 | 0 | 0 | 0 | 0
SDGE | SDGE Imperial | SDGE | Elliot | 69 |  | Biomass |  |  | 0 | 0 |  | 0 | 0 |  | 0 | 0 |  | 0 | 0 | 0 | 0 | 0 |  | 0 | 0 | 0 | 0 | 0 |  | 0 | 0 | 0 | 0 | 0 | 0 | 0
SCE Metro | SCE Metro | SCE | Ellis | 230 | 97 | Biomass |  |  | 0 | 0 |  | 0 | 0 |  | 0 | 0 |  | 0 | 0 | 0 | 0 | 0 |  | 0 | 0 | 0 | 0 | 0 |  | 0 | 0 | 0 | 0 | 0 | 0 | 0
SDGE | SDGE Imperial | SDGE | Encina | 138 | 171 | Biomass |  |  | 0 | 0 |  | 0 | 0 |  | 0 | 0 |  | 0 | 0 | 0 | 0 | 0 |  | 0 | 0 | 0 | 0 | 0 |  | 0 | 0 | 0 | 0 | 0 | 0 | 0
SDGE | SDGE Imperial | SDGE | Encina | 230 | 171 | Biomass |  |  | 0 | 0 |  | 0 | 0 |  | 0 | 0 |  | 0 | 0 | 0 | 0 | 0 |  | 0 | 0 | 0 | 0 | 0 |  | 0 | 0 | 0 | 0 | 0 | 0 | 0
SDGE | SDGE Imperial | SDGE | Escondido | 230 | 195 | Biomass |  |  | 0 | 0 |  | 0 | 0 |  | 0 | 0 |  | 0 | 0 | 0 | 0 | 0 |  | 0 | 0 | 0 | 0 | 0 |  | 0 | 0 | 0 | 0 | 0 | 0 | 0
SDGE | SDGE Imperial | SDGE | Escondido | 69 |  | Biomass |  |  | 0 | 0 |  | 0 | 0 |  | 0 | 0 |  | 0 | 0 | 0 | 0 | 0 |  | 0 | 0 | 0 | 0 | 0 |  | 0 | 0 | 0 | 0 | 0 | 0 | 0
PG&E KERN | PGE Kern | PGE | Estrella | 230 | 111 | Biomass |  |  | 0 | 0 |  | 0 | 0 |  | 0 | 0 |  | 0 | 0 | 0 | 0 | 0 |  | 0 | 0 | 0 | 0 | 0 |  | 0 | 0 | 0 | 0 | 0 | 0 | 0
SCE Eastern | SCE Eastern | SCE | Etiwanda | 230 | 121 | Biomass |  |  | 0 | 0 |  | 0 | 0 |  | 0 | 0 |  | 0 | 0 | 0 | 0 | 0 |  | 0 | 0 | 0 | 0 | 0 |  | 0 | 0 | 0 | 0 | 0 | 0 | 0
PG&E GBA | PGE GBA | PGE | Evergreen | 115 | 11 | Biomass |  |  | 0 | 0 |  | 0 | 0 |  | 0 | 0 |  | 0 | 0 | 0 | 0 | 0 |  | 0 | 0 | 0 | 0 | 0 |  | 0 | 0 | 0 | 0 | 0 | 0 | 0
PG&E GBA | PGE GBA | PGE | Evergreen | 60 |  | Biomass |  |  | 0 | 0 |  | 0 | 0 |  | 0 | 0 |  | 0 | 0 | 0 | 0 | 0 |  | 0 | 0 | 0 | 0 | 0 |  | 0 | 0 | 0 | 0 | 0 | 0 | 0
PG&E FRESNO | PGE Fresno | PGE | Excelsior | 115 | 134 | Biomass |  |  | 0 | 0 |  | 0 | 0 |  | 0 | 0 |  | 0 | 0 | 0 | 0 | 0 |  | 0 | 0 | 0 | 0 | 0 |  | 0 | 0 | 0 | 0 | 0 | 0 | 0
PG&E FRESNO | PGE Fresno | PGE | Exchequer | 115 | 163 | Biomass |  |  | 0 | 0 |  | 0 | 0 |  | 0 | 0 |  | 0 | 0 | 0 | 0 | 0 |  | 0 | 0 | 0 | 0 | 0 |  | 0 | 0 | 0 | 0 | 0 | 0 | 0
PG&E KERN | PGE Kern | PGE | Fairway | 115 | 111 | Biomass |  |  | 0 | 0 |  | 0 | 0 |  | 0 | 0 |  | 0 | 0 | 0 | 0 | 0 |  | 0 | 0 | 0 | 0 | 0 |  | 0 | 0 | 0 | 0 | 0 | 0 | 0
PG&E KERN | PGE Kern | PGE | Famoso | 115 | 74 | Biomass |  |  | 0 | 0 |  | 0 | 0 |  | 0 | 0 |  | 0 | 0 | 0 | 0 | 0 |  | 0 | 0 | 0 | 0 | 0 |  | 0 | 0 | 0 | 0 | 0 | 0 | 0
PG&E NGBA | PGE NGBA | PGE | Fern Road | 500 | 1 | Biomass |  |  | 0 | 0 |  | 0 | 0 |  | 0 | 0 |  | 0 | 0 | 0 | 0 | 0 |  | 0 | 0 | 0 | 0 | 0 |  | 0 | 0 | 0 | 0 | 0 | 0 | 0
PG&E GBA | PGE GBA | PGE | Fibreboard (SPI Sonora) | 115 | 44 | Biomass |  |  | 0 | 0 |  | 0 | 0 |  | 0 | 0 |  | 0 | 0 | 0 | 0 | 0 |  | 0 | 0 | 0 | 0 | 0 |  | 0 | 0 | 0 | 0 | 0 | 0 | 0
PG&E FRESNO | PGE Fresno | PGE | Figarden | 230 | 138 | Biomass |  |  | 0 | 0 |  | 0 | 0 |  | 0 | 0 |  | 0 | 0 | 0 | 0 | 0 |  | 0 | 0 | 0 | 0 | 0 |  | 0 | 0 | 0 | 0 | 0 | 0 | 0
PG&E FRESNO | PGE Fresno | PGE | Fink | 230 | 64 | Biomass |  |  | 0 | 0 |  | 0 | 0 |  | 0 | 0 |  | 0 | 0 | 0 | 0 | 0 |  | 0 | 0 | 0 | 0 | 0 |  | 0 | 0 | 0 | 0 | 0 | 0 | 0
PG&E NGBA | PGE NGBA | PGE | Fitch Mountain | 60 |  | Biomass |  |  | 0 | 0 |  | 0 | 0 |  | 0 | 0 |  | 0 | 0 | 0 | 0 | 0 |  | 0 | 0 | 0 | 0 | 0 |  | 0 | 0 | 0 | 0 | 0 | 0 | 0
PG&E GBA | PGE GBA | PGE | FMC | 115 | 11 | Biomass |  |  | 0 | 0 |  | 0 | 0 |  | 0 | 0 |  | 0 | 0 | 0 | 0 | 0 |  | 0 | 0 | 0 | 0 | 0 |  | 0 | 0 | 0 | 0 | 0 | 0 | 0
PG&E GBA | PGE GBA | PGE | Fremont | 115 | 5 | Biomass |  |  | 0 | 0 |  | 0 | 0 |  | 0 | 0 |  | 0 | 0 | 0 | 0 | 0 |  | 0 | 0 | 0 | 0 | 0 |  | 0 | 0 | 0 | 0 | 0 | 0 | 0
PG&E GBA | PGE GBA | PGE | French Camp | 60 |  | Biomass |  |  | 0 | 0 |  | 0 | 0 |  | 0 | 0 |  | 0 | 0 | 0 | 0 | 0 |  | 0 | 0 | 0 | 0 | 0 |  | 0 | 0 | 0 | 0 | 0 | 0 | 0
PG&E GBA | PGE GBA | PGE | Frogtown | 115 | 12 | Biomass |  |  | 0 | 0 |  | 0 | 0 |  | 0 | 0 |  | 0 | 0 | 0 | 0 | 0 |  | 0 | 0 | 0 | 0 | 0 |  | 0 | 0 | 0 | 0 | 0 | 0 | 0
PG&E NGBA | PGE NGBA | PGE | Fulton | 115 | 58 | Biomass |  |  | 0 | 0 |  | 0 | 0 |  | 0 | 0 |  | 0 | 0 | 0 | 0 | 0 |  | 0 | 0 | 0 | 0 | 0 |  | 0 | 0 | 0 | 0 | 0 | 0 | 0
PG&E NGBA | PGE NGBA | PGE | Fulton | 230 | 61 | Biomass |  |  | 0 | 0 |  | 0 | 0 |  | 0 | 0 |  | 0 | 0 | 0 | 0 | 0 |  | 0 | 0 | 0 | 0 | 0 |  | 0 | 0 | 0 | 0 | 0 | 0 | 0
PG&E NGBA | PGE NGBA | PGE | Fulton | 60 |  | Biomass |  |  | 0 | 0 |  | 0 | 0 |  | 0 | 0 |  | 0 | 0 | 0 | 0 | 0 |  | 0 | 0 | 0 | 0 | 0 |  | 0 | 0 | 0 | 0 | 0 | 0 | 0
PG&E KERN | PGE Kern | PGE | Ganso | 115 | 83 | Biomass |  |  | 0 | 0 |  | 0 | 0 |  | 0 | 0 |  | 0 | 0 | 0 | 0 | 0 |  | 0 | 0 | 0 | 0 | 0 |  | 0 | 0 | 0 | 0 | 0 | 0 | 0
PG&E FRESNO | PGE Fresno | PGE | Gates | 230 | 135 | Biomass |  |  | 0 | 0 |  | 0 | 0 |  | 0 | 0 |  | 0 | 0 | 0 | 0 | 0 |  | 0 | 0 | 0 | 0 | 0 |  | 0 | 0 | 0 | 0 | 0 | 0 | 0
PG&E FRESNO | PGE Fresno | PGE | Gates | 500 | 133 | Biomass |  |  | 0 | 0 |  | 0 | 0 |  | 0 | 0 |  | 0 | 0 | 0 | 0 | 0 |  | 0 | 0 | 0 | 0 | 0 |  | 0 | 0 | 0 | 0 | 0 | 0 | 0
PG&E NGBA | PGE NGBA | PGE | Geysers 12 | 230 | 61 | Biomass |  |  | 0 | 0 |  | 0 | 0 |  | 0 | 0 |  | 0 | 0 | 0 | 0 | 0 |  | 0 | 0 | 0 | 0 | 0 |  | 0 | 0 | 0 | 0 | 0 | 0 | 0
PG&E NGBA | PGE NGBA | PGE | Geysers 17 | 230 | 61 | Biomass |  |  | 0 | 0 |  | 0 | 0 |  | 0 | 0 |  | 0 | 0 | 0 | 0 | 0 |  | 0 | 0 | 0 | 0 | 0 |  | 0 | 0 | 0 | 0 | 0 | 0 | 0
PG&E NGBA | PGE NGBA | PGE | Geysers 3 | 115 | 37 | Biomass |  |  | 0 | 0 |  | 0 | 0 |  | 0 | 0 |  | 0 | 0 | 0 | 0 | 0 |  | 0 | 0 | 0 | 0 | 0 |  | 0 | 0 | 0 | 0 | 0 | 0 | 0
PG&E NGBA | PGE NGBA | PGE | Glenn | 230 | 1 | Biomass |  |  | 0 | 0 |  | 0 | 0 |  | 0 | 0 |  | 0 | 0 | 0 | 0 | 0 |  | 0 | 0 | 0 | 0 | 0 |  | 0 | 0 | 0 | 0 | 0 | 0 | 0
PG&E NGBA | PGE NGBA | PGE | Glenn | 60 |  | Biomass |  |  | 0 | 0 |  | 0 | 0 |  | 0 | 0 |  | 0 | 0 | 0 | 0 | 0 |  | 0 | 0 | 0 | 0 | 0 |  | 0 | 0 | 0 | 0 | 0 | 0 | 0
PG&E NGBA | PGE NGBA | PGE | Gold Hill | 115 | 16 | Biomass |  |  | 0 | 0 |  | 0 | 0 |  | 0 | 0 |  | 0 | 0 | 0 | 0 | 0 |  | 0 | 0 | 0 | 0 | 0 |  | 0 | 0 | 0 | 0 | 0 | 0 | 0
PG&E NGBA | PGE NGBA | PGE | Gold Hill | 230 | 19 | Biomass |  |  | 0 | 0 |  | 0 | 0 |  | 0 | 0 |  | 0 | 0 | 0 | 0 | 0 |  | 0 | 0 | 0 | 0 | 0 |  | 0 | 0 | 0 | 0 | 0 | 0 | 0
SCE Northern | SCE Northern | SCE | Goleta | 230 | 157 | Biomass |  |  | 0 | 0 |  | 0 | 0 |  | 0 | 0 |  | 0 | 0 | 0 | 0 | 0 |  | 0 | 0 | 0 | 0 | 0 |  | 0 | 0 | 0 | 0 | 0 | 0 | 0
SCE Metro | SCE Metro | SCE | Goodrich | 230 | 97 | Biomass |  |  | 0 | 0 |  | 0 | 0 |  | 0 | 0 |  | 0 | 0 | 0 | 0 | 0 |  | 0 | 0 | 0 | 0 | 0 |  | 0 | 0 | 0 | 0 | 0 | 0 | 0
PG&E KERN | PGE Kern | PGE | Goose Lake | 115 | 74 | Biomass |  |  | 0 | 0 |  | 0 | 0 |  | 0 | 0 |  | 0 | 0 | 0 | 0 | 0 |  | 0 | 0 | 0 | 0 | 0 |  | 0 | 0 | 0 | 0 | 0 | 0 | 0
SCE Metro | SCE Metro | SCE | Gould | 230 | 97 | Biomass |  |  | 0 | 0 |  | 0 | 0 |  | 0 | 0 |  | 0 | 0 | 0 | 0 | 0 |  | 0 | 0 | 0 | 0 | 0 |  | 0 | 0 | 0 | 0 | 0 | 0 | 0
PG&E NGBA | PGE NGBA | PGE | Grand Island | 115 | 17 | Biomass |  |  | 0 | 0 |  | 0 | 0 |  | 0 | 0 |  | 0 | 0 | 0 | 0 | 0 |  | 0 | 0 | 0 | 0 | 0 |  | 0 | 0 | 0 | 0 | 0 | 0 | 0
SDGE | SDGE Imperial | SDGE | Granite | 69 |  | Biomass |  |  | 0 | 0 |  | 0 | 0 |  | 0 | 0 |  | 0 | 0 | 0 | 0 | 0 |  | 0 | 0 | 0 | 0 | 0 |  | 0 | 0 | 0 | 0 | 0 | 0 | 0
PG&E GBA | PGE GBA | PGE | Grant | 115 | 3 | Biomass |  |  | 0 | 0 |  | 0 | 0 |  | 0 | 0 |  | 0 | 0 | 0 | 0 | 0 |  | 0 | 0 | 0 | 0 | 0 |  | 0 | 0 | 0 | 0 | 0 | 0 | 0
PG&E GBA | PGE GBA | PGE | Green Valley | 115 | 87 | Biomass |  |  | 0 | 0 |  | 0 | 0 |  | 0 | 0 |  | 0 | 0 | 0 | 0 | 0 |  | 0 | 0 | 0 | 0 | 0 |  | 0 | 0 | 0 | 0 | 0 | 0 | 0
PG&E NGBA | PGE NGBA | PGE | Greenleaf 1 | 115 | 22 | Biomass |  |  | 0 | 0 |  | 0 | 0 |  | 0 | 0 |  | 0 | 0 | 0 | 0 | 0 |  | 0 | 0 | 0 | 0 | 0 |  | 0 | 0 | 0 | 0 | 0 | 0 | 0
PG&E FRESNO | PGE Fresno | PGE | Gregg | 230 | 149 | Biomass |  |  | 0 | 0 |  | 0 | 0 |  | 0 | 0 |  | 0 | 0 | 0 | 0 | 0 |  | 0 | 0 | 0 | 0 | 0 |  | 0 | 0 | 0 | 0 | 0 | 0 | 0
PG&E FRESNO | PGE Fresno | PGE | Grimmway-Malaga | 115 | 117 | Biomass |  |  | 0 | 0 |  | 0 | 0 |  | 0 | 0 |  | 0 | 0 | 0 | 0 | 0 |  | 0 | 0 | 0 | 0 | 0 |  | 0 | 0 | 0 | 0 | 0 | 0 | 0
PG&E NGBA | PGE NGBA | PGE | Grizzly | 230 | 24 | Biomass |  |  | 0 | 0 |  | 0 | 0 |  | 0 | 0 |  | 0 | 0 | 0 | 0 | 0 |  | 0 | 0 | 0 | 0 | 0 |  | 0 | 0 | 0 | 0 | 0 | 0 | 0
PG&E FRESNO | PGE Fresno | PGE | Guernsey | 70 |  | Biomass |  |  | 0 | 0 |  | 0 | 0 |  | 0 | 0 |  | 0 | 0 | 0 | 0 | 0 |  | 0 | 0 | 0 | 0 | 0 |  | 0 | 0 | 0 | 0 | 0 | 0 | 0
PG&E FRESNO | PGE Fresno | PGE | GWF Hanford | 115 | 125 | Biomass |  |  | 0 | 0 |  | 0 | 0 |  | 0 | 0 |  | 0 | 0 | 0 | 0 | 0 |  | 0 | 0 | 0 | 0 | 0 |  | 0 | 0 | 0 | 0 | 0 | 0 | 0
PG&E FRESNO | PGE Fresno | PGE | Haas | 230 | 117 | Biomass |  |  | 0 | 0 |  | 0 | 0 |  | 0 | 0 |  | 0 | 0 | 0 | 0 | 0 |  | 0 | 0 | 0 | 0 | 0 |  | 0 | 0 | 0 | 0 | 0 | 0 | 0
PG&E FRESNO | PGE Fresno | PGE | Hammonds | 115 | 114 | Biomass |  |  | 0 | 0 |  | 0 | 0 |  | 0 | 0 |  | 0 | 0 | 0 | 0 | 0 |  | 0 | 0 | 0 | 0 | 0 |  | 0 | 0 | 0 | 0 | 0 | 0 | 0
SCE Metro | SCE Metro | SCE | HarborGen | 230 | 97 | Biomass |  |  | 0 | 0 |  | 0 | 0 |  | 0 | 0 |  | 0 | 0 | 0 | 0 | 0 |  | 0 | 0 | 0 | 0 | 0 |  | 0 | 0 | 0 | 0 | 0 | 0 | 0
PG&E NGBA | PGE NGBA | PGE | Harris | 60 |  | Biomass |  |  | 0 | 0 |  | 0 | 0 |  | 0 | 0 |  | 0 | 0 | 0 | 0 | 0 |  | 0 | 0 | 0 | 0 | 0 |  | 0 | 0 | 0 | 0 | 0 | 0 | 0
EOP | SCE EOP | SCE | Harry Allen | 500 | 161 | Biomass |  |  | 0 | 0 |  | 0 | 0 |  | 0 | 0 |  | 0 | 0 | 0 | 0 | 0 |  | 0 | 0 | 0 | 0 | 0 |  | 0 | 0 | 0 | 0 | 0 | 0 | 0
PG&E NGBA | PGE NGBA | PGE | Hartley | 60 |  | Biomass |  |  | 0 | 0 |  | 0 | 0 |  | 0 | 0 |  | 0 | 0 | 0 | 0 | 0 |  | 0 | 0 | 0 | 0 | 0 |  | 0 | 0 | 0 | 0 | 0 | 0 | 0
SCE NOL | SCE NOL | SCE | Harvard | 115 | 160 | Biomass |  |  | 0 | 0 |  | 0 | 0 |  | 0 | 0 |  | 0 | 0 | 0 | 0 | 0 |  | 0 | 0 | 0 | 0 | 0 |  | 0 | 0 | 0 | 0 | 0 | 0 | 0
SDGE | SDGE Arizona | SDGE | Hassayampa | 500 | 180 | Biomass |  |  | 0 | 0 |  | 0 | 0 |  | 0 | 0 |  | 0 | 0 | 0 | 0 | 0 |  | 0 | 0 | 0 | 0 | 0 |  | 0 | 0 | 0 | 0 | 0 | 0 | 0
PG&E FRESNO | PGE Fresno | PGE | Helm | 230 | 117 | Biomass |  |  | 0 | 0 |  | 0 | 0 |  | 0 | 0 |  | 0 | 0 | 0 | 0 | 0 |  | 0 | 0 | 0 | 0 | 0 |  | 0 | 0 | 0 | 0 | 0 | 0 | 0
PG&E FRESNO | PGE Fresno | PGE | Helm | 70 |  | Biomass |  |  | 0 | 0 |  | 0 | 0 |  | 0 | 0 |  | 0 | 0 | 0 | 0 | 0 |  | 0 | 0 | 0 | 0 | 0 |  | 0 | 0 | 0 | 0 | 0 | 0 | 0
PG&E FRESNO | PGE Fresno | PGE | Henrietta | 115 | 90 | Biomass |  |  | 0 | 0 |  | 0 | 0 |  | 0 | 0 |  | 0 | 0 | 0 | 0 | 0 |  | 0 | 0 | 0 | 0 | 0 |  | 0 | 0 | 0 | 0 | 0 | 0 | 0
PG&E FRESNO | PGE Fresno | PGE | Henrietta | 230 | 75 | Biomass |  |  | 0 | 0 |  | 0 | 0 |  | 0 | 0 |  | 0 | 0 | 0 | 0 | 0 |  | 0 | 0 | 0 | 0 | 0 |  | 0 | 0 | 0 | 0 | 0 | 0 | 0
PG&E FRESNO | PGE Fresno | PGE | Henrietta | 70 |  | Biomass |  |  | 0 | 0 |  | 0 | 0 |  | 0 | 0 |  | 0 | 0 | 0 | 0 | 0 |  | 0 | 0 | 0 | 0 | 0 |  | 0 | 0 | 0 | 0 | 0 | 0 | 0
PG&E FRESNO | PGE Fresno | PGE | Herndon | 115 | 136 | Biomass |  |  | 0 | 0 |  | 0 | 0 |  | 0 | 0 |  | 0 | 0 | 0 | 0 | 0 |  | 0 | 0 | 0 | 0 | 0 |  | 0 | 0 | 0 | 0 | 0 | 0 | 0
PG&E FRESNO | PGE Fresno | PGE | Herndon | 230 | 138 | Biomass |  |  | 1 | 2 |  | 2 | 0 |  | 0 | 0 |  | 0 | 0 | 0 | 0 | 0 |  | 0 | 0 | 0 | 0 | 0 |  | 0 | 2 | 0 | 2 | 2 | 0 | 2
PG&E GBA | PGE GBA | PGE | Hicks | 230 | 80 | Biomass |  |  | 0 | 0 |  | 0 | 0 |  | 0 | 0 |  | 0 | 0 | 0 | 0 | 0 |  | 0 | 0 | 0 | 0 | 0 |  | 0 | 0 | 0 | 0 | 0 | 0 | 0
PG&E NGBA | PGE NGBA | PGE | Higgins | 115 | 20 | Biomass |  |  | 0 | 0 |  | 0 | 0 |  | 0 | 0 |  | 0 | 0 | 0 | 0 | 0 |  | 0 | 0 | 0 | 0 | 0 |  | 0 | 0 | 0 | 0 | 0 | 0 | 0
PG&E NGBA | PGE NGBA | PGE | Hilltop | 345 | 1 | Biomass |  |  | 0 | 0 |  | 0 | 0 |  | 0 | 0 |  | 0 | 0 | 0 | 0 | 0 |  | 0 | 0 | 0 | 0 | 0 |  | 0 | 0 | 0 | 0 | 0 | 0 | 0
SCE Metro | SCE Metro | SCE | Hinson | 230 | 132 | Biomass |  |  | 0 | 0 |  | 0 | 0 |  | 0 | 0 |  | 0 | 0 | 0 | 0 | 0 |  | 0 | 0 | 0 | 0 | 0 |  | 0 | 0 | 0 | 0 | 0 | 0 | 0
PG&E GBA | PGE GBA | PGE | Hollister | 115 | 85 | Biomass |  |  | 0 | 0 |  | 0 | 0 |  | 0 | 0 |  | 0 | 0 | 0 | 0 | 0 |  | 0 | 0 | 0 | 0 | 0 |  | 0 | 0 | 0 | 0 | 0 | 0 | 0
PG&E NGBA | PGE NGBA | PGE | Homestake | 115 | 37 | Biomass |  |  | 0 | 0 |  | 0 | 0 |  | 0 | 0 |  | 0 | 0 | 0 | 0 | 0 |  | 0 | 0 | 0 | 0 | 0 |  | 0 | 0 | 0 | 0 | 0 | 0 | 0
PG&E NGBA | PGE NGBA | PGE | Honcut | 115 | 22 | Biomass |  |  | 0 | 0 |  | 0 | 0 |  | 0 | 0 |  | 0 | 0 | 0 | 0 | 0 |  | 0 | 0 | 0 | 0 | 0 |  | 0 | 0 | 0 | 0 | 0 | 0 | 0
SDGE | SDGE Arizona | SDGE | Hoodoo Wash | 500 | 184 | Biomass |  |  | 0 | 0 |  | 0 | 0 |  | 0 | 0 |  | 0 | 0 | 0 | 0 | 0 |  | 0 | 0 | 0 | 0 | 0 |  | 0 | 0 | 0 | 0 | 0 | 0 | 0
PG&E NGBA | PGE NGBA | PGE | Hopland | 115 | 27 | Biomass |  |  | 0 | 0 |  | 0 | 0 |  | 0 | 0 |  | 0 | 0 | 0 | 0 | 0 |  | 0 | 0 | 0 | 0 | 0 |  | 0 | 0 | 0 | 0 | 0 | 0 | 0
PG&E NGBA | PGE NGBA | PGE | Hopland | 60 |  | Biomass |  |  | 0 | 0 |  | 0 | 0 |  | 0 | 0 |  | 0 | 0 | 0 | 0 | 0 |  | 0 | 0 | 0 | 0 | 0 |  | 0 | 0 | 0 | 0 | 0 | 0 | 0
PG&E NGBA | PGE NGBA | PGE | Humboldt | 115 | 1 | Biomass |  |  | 0 | 0 |  | 0 | 0 |  | 0 | 0 |  | 0 | 0 | 0 | 0 | 0 |  | 0 | 0 | 0 | 0 | 0 |  | 0 | 0 | 0 | 0 | 0 | 0 | 0
PG&E NGBA | PGE NGBA | PGE | Humboldt | 60 |  | Biomass |  |  | 0 | 0 |  | 0 | 0 |  | 0 | 0 |  | 0 | 0 | 0 | 0 | 0 |  | 0 | 0 | 0 | 0 | 0 |  | 0 | 0 | 0 | 0 | 0 | 0 | 0
PG&E NGBA | PGE NGBA | PGE | Humboldt | 500 | 1 | Biomass |  |  | 0 | 0 |  | 0 | 0 |  | 0 | 0 |  | 0 | 0 | 0 | 0 | 0 |  | 0 | 0 | 0 | 0 | 0 |  | 0 | 0 | 0 | 0 | 0 | 0 | 0
SCE Metro | SCE Metro | SCE | Huntington Beach | 230 | 97 | Biomass |  |  | 0 | 0 |  | 0 | 0 |  | 0 | 0 |  | 0 | 0 | 0 | 0 | 0 |  | 0 | 0 | 0 | 0 | 0 |  | 0 | 0 | 0 | 0 | 0 | 0 | 0
PG&E NGBA | PGE NGBA | PGE | Ignacio | 115 | 47 | Biomass |  |  | 0 | 0 |  | 0 | 0 |  | 0 | 0 |  | 0 | 0 | 0 | 0 | 0 |  | 0 | 0 | 0 | 0 | 0 |  | 0 | 0 | 0 | 0 | 0 | 0 | 0
PG&E NGBA | PGE NGBA | PGE | Ignacio | 230 | 27 | Biomass |  |  | 0 | 0 |  | 0 | 0 |  | 0 | 0 |  | 0 | 0 | 0 | 0 | 0 |  | 0 | 0 | 0 | 0 | 0 |  | 0 | 0 | 0 | 0 | 0 | 0 | 0
PG&E NGBA | PGE NGBA | PGE | Ignacio | 60 |  | Biomass |  |  | 0 | 0 |  | 0 | 0 |  | 0 | 0 |  | 0 | 0 | 0 | 0 | 0 |  | 0 | 0 | 0 | 0 | 0 |  | 0 | 0 | 0 | 0 | 0 | 0 | 0
SDGE | SDGE Imperial | SDGE | Imperial Beach | 69 |  | Biomass |  |  | 0 | 0 |  | 0 | 0 |  | 0 | 0 |  | 0 | 0 | 0 | 0 | 0 |  | 0 | 0 | 0 | 0 | 0 |  | 0 | 0 | 0 | 0 | 0 | 0 | 0
SDGE | SDGE Imperial | SDGE | Imperial Valley | 230 | 196 | Biomass |  |  | 0 | 0 |  | 0 | 0 |  | 0 | 0 |  | 0 | 0 | 0 | 0 | 0 |  | 0 | 0 | 0 | 0 | 0 |  | 0 | 0 | 0 | 0 | 0 | 0 | 0
SDGE | SDGE Imperial | SDGE | Imperial Valley | 500 | 196 | Biomass |  |  | 0 | 0 |  | 0 | 0 |  | 0 | 0 |  | 0 | 0 | 0 | 0 | 0 |  | 0 | 0 | 0 | 0 | 0 |  | 0 | 0 | 0 | 0 | 0 | 0 | 0
EOP | SCE EOP | SCE | Innovation | 138 | 177 | Biomass |  |  | 0 | 0 |  | 0 | 0 |  | 0 | 0 |  | 0 | 0 | 0 | 0 | 0 |  | 0 | 0 | 0 | 0 | 0 |  | 0 | 0 | 0 | 0 | 0 | 0 | 0
EOP | SCE EOP | SCE | Innovation | 230 | 177 | Biomass |  |  | 0 | 0 |  | 0 | 0 |  | 0 | 0 |  | 0 | 0 | 0 | 0 | 0 |  | 0 | 0 | 0 | 0 | 0 |  | 0 | 0 | 0 | 0 | 0 | 0 | 0
SCE NOL | SCE NOL | SCE | Inyokern | 115 | 160 | Biomass |  |  | 0 | 0 |  | 0 | 0 |  | 0 | 0 |  | 0 | 0 | 0 | 0 | 0 |  | 0 | 0 | 0 | 0 | 0 |  | 0 | 0 | 0 | 0 | 0 | 0 | 0
EOP | SCE EOP | SCE | IS Tap | 138 | 177 | Biomass |  |  | 0 | 0 |  | 0 | 0 |  | 0 | 0 |  | 0 | 0 | 0 | 0 | 0 |  | 0 | 0 | 0 | 0 | 0 |  | 0 | 0 | 0 | 0 | 0 | 0 | 0
EOP | SCE EOP | SCE | Ivanpah | 115 | 161 | Biomass |  |  | 0 | 0 |  | 0 | 0 |  | 0 | 0 |  | 0 | 0 | 0 | 0 | 0 |  | 0 | 0 | 0 | 0 | 0 |  | 0 | 0 | 0 | 0 | 0 | 0 | 0
EOP | SCE EOP | SCE | Ivanpah | 230 | 161 | Biomass |  |  | 0 | 0 |  | 0 | 0 |  | 0 | 0 |  | 0 | 0 | 0 | 0 | 0 |  | 0 | 0 | 0 | 0 | 0 |  | 0 | 0 | 0 | 0 | 0 | 0 | 0
EOP | SCE EOP | SCE | Jackass (DOE) | 138 | 177 | Biomass |  |  | 0 | 0 |  | 0 | 0 |  | 0 | 0 |  | 0 | 0 | 0 | 0 | 0 |  | 0 | 0 | 0 | 0 | 0 |  | 0 | 0 | 0 | 0 | 0 | 0 | 0
PG&E NGBA | PGE NGBA | PGE | James B Black | 230 | 1 | Biomass |  |  | 0 | 0 |  | 0 | 0 |  | 0 | 0 |  | 0 | 0 | 0 | 0 | 0 |  | 0 | 0 | 0 | 0 | 0 |  | 0 | 0 | 0 | 0 | 0 | 0 | 0
PG&E GBA | PGE GBA | PGE | Jefferson | 230 | 80 | Biomass |  |  | 0 | 0 |  | 0 | 0 |  | 0 | 0 |  | 0 | 0 | 0 | 0 | 0 |  | 0 | 0 | 0 | 0 | 0 |  | 0 | 0 | 0 | 0 | 0 | 0 | 0
PG&E NGBA | PGE NGBA | PGE | Jessup | 115 | 1 | Biomass |  |  | 0 | 0 |  | 0 | 0 |  | 0 | 0 |  | 0 | 0 | 0 | 0 | 0 |  | 0 | 0 | 0 | 0 | 0 |  | 0 | 0 | 0 | 0 | 0 | 0 | 0
SCE Metro | SCE Metro | SCE | Johanna | 230 | 97 | Biomass |  |  | 0 | 0 |  | 0 | 0 |  | 0 | 0 |  | 0 | 0 | 0 | 0 | 0 |  | 0 | 0 | 0 | 0 | 0 |  | 0 | 0 | 0 | 0 | 0 | 0 | 0
SCE Eastern | SCE Eastern | SCE | Julian Hinds | 230 | 174 | Biomass |  |  | 0 | 0 |  | 0 | 0 |  | 0 | 0 |  | 0 | 0 | 0 | 0 | 0 |  | 0 | 0 | 0 | 0 | 0 |  | 0 | 0 | 0 | 0 | 0 | 0 | 0
PG&E GBA | PGE GBA | PGE | Kasson | 115 | 12 | Biomass |  |  | 0 | 0 |  | 0 | 0 |  | 0 | 0 |  | 0 | 0 | 0 | 0 | 0 |  | 0 | 0 | 0 | 0 | 0 |  | 0 | 0 | 0 | 0 | 0 | 0 | 0
PG&E GBA | PGE GBA | PGE | Kasson | 60 |  | Biomass |  |  | 0 | 0 |  | 0 | 0 |  | 0 | 0 |  | 0 | 0 | 0 | 0 | 0 |  | 0 | 0 | 0 | 0 | 0 |  | 0 | 0 | 0 | 0 | 0 | 0 | 0
PG&E FRESNO | PGE Fresno | PGE | Kearney | 230 | 140 | Biomass |  |  | 0 | 0 |  | 0 | 0 |  | 0 | 0 |  | 0 | 0 | 0 | 0 | 0 |  | 0 | 0 | 0 | 0 | 0 |  | 0 | 0 | 0 | 0 | 0 | 0 | 0
PG&E FRESNO | PGE Fresno | PGE | Kearney | 70 |  | Biomass |  |  | 1 | 0.55 |  | 0.55 | 0 |  | 0 | 0 |  | 0 | 0 | 0 | 0 | 0 |  | 0 | 0 | 0 | 0 | 0 |  | 0 | 0.55 | 0 | 0.55 | 0.55 | 0 | 0.55
PG&E GBA | PGE GBA | PGE | Kelso | 230 | 32 | Biomass |  |  | 0 | 0 |  | 0 | 0 |  | 0 | 0 |  | 0 | 0 | 0 | 0 | 0 |  | 0 | 0 | 0 | 0 | 0 |  | 0 | 0 | 0 | 0 | 0 | 0 | 0
PG&E FRESNO | PGE Fresno | PGE | Kerchoff 1 | 115 | 150 | Biomass |  |  | 0 | 0 |  | 0 | 0 |  | 0 | 0 |  | 0 | 0 | 0 | 0 | 0 |  | 0 | 0 | 0 | 0 | 0 |  | 0 | 0 | 0 | 0 | 0 | 0 | 0
PG&E KERN | PGE Kern | PGE | Kern Oil | 115 | 101 | Biomass |  |  | 0 | 0 |  | 0 | 0 |  | 0 | 0 |  | 0 | 0 | 0 | 0 | 0 |  | 0 | 0 | 0 | 0 | 0 |  | 0 | 0 | 0 | 0 | 0 | 0 | 0
PG&E KERN | PGE Kern | PGE | Kern PP | 115 | 104 | Biomass |  |  | 0 | 0 |  | 0 | 0 |  | 0 | 0 |  | 0 | 0 | 0 | 0 | 0 |  | 0 | 0 | 0 | 0 | 0 |  | 0 | 0 | 0 | 0 | 0 | 0 | 0
PG&E KERN | PGE Kern | PGE | Kern PP | 230 | 96 | Biomass |  |  | 0 | 0 |  | 0 | 0 |  | 0 | 0 |  | 0 | 0 | 0 | 0 | 0 |  | 0 | 0 | 0 | 0 | 0 |  | 0 | 0 | 0 | 0 | 0 | 0 | 0
PG&E KERN | PGE Kern | PGE | Kern PP | 70 |  | Biomass |  |  | 0 | 0 |  | 0 | 0 |  | 0 | 0 |  | 0 | 0 | 0 | 0 | 0 |  | 0 | 0 | 0 | 0 | 0 |  | 0 | 0 | 0 | 0 | 0 | 0 | 0
PG&E KERN | PGE Kern | PGE | Kernridge | 115 | 100 | Biomass |  |  | 0 | 0 |  | 0 | 0 |  | 0 | 0 |  | 0 | 0 | 0 | 0 | 0 |  | 0 | 0 | 0 | 0 | 0 |  | 0 | 0 | 0 | 0 | 0 | 0 | 0
PG&E FRESNO | PGE Fresno | PGE | Kingsburg | 115 | 148 | Biomass |  |  | 0 | 0 |  | 0 | 0 |  | 0 | 0 |  | 0 | 0 | 0 | 0 | 0 |  | 0 | 0 | 0 | 0 | 0 |  | 0 | 0 | 0 | 0 | 0 | 0 | 0
PG&E GBA | PGE GBA | PGE | Kirker | 115 | 1 | Biomass |  |  | 0 | 0 |  | 0 | 0 |  | 0 | 0 |  | 0 | 0 | 0 | 0 | 0 |  | 0 | 0 | 0 | 0 | 0 |  | 0 | 0 | 0 | 0 | 0 | 0 | 0
PG&E NGBA | PGE NGBA | PGE | Knights Landing | 115 | 18 | Biomass |  |  | 0 | 0 |  | 0 | 0 |  | 0 | 0 |  | 0 | 0 | 0 | 0 | 0 |  | 0 | 0 | 0 | 0 | 0 |  | 0 | 0 | 0 | 0 | 0 | 0 | 0
PG&E NGBA | PGE NGBA | PGE | Konocti | 60 |  | Biomass |  |  | 0 | 0 |  | 0 | 0 |  | 0 | 0 |  | 0 | 0 | 0 | 0 | 0 |  | 0 | 0 | 0 | 0 | 0 |  | 0 | 0 | 0 | 0 | 0 | 0 | 0
SCE NOL | SCE NOL | SCE | Kramer | 115 | 160 | Biomass |  |  | 0 | 0 |  | 0 | 0 |  | 0 | 0 |  | 0 | 0 | 0 | 0 | 0 |  | 0 | 0 | 0 | 0 | 0 |  | 0 | 0 | 0 | 0 | 0 | 0 | 0
SCE NOL | SCE NOL | SCE | Kramer | 230 | 160 | Biomass |  |  | 0 | 0 |  | 0 | 0 |  | 0 | 0 |  | 0 | 0 | 0 | 0 | 0 |  | 0 | 0 | 0 | 0 | 0 |  | 0 | 0 | 0 | 0 | 0 | 0 | 0
SCE Metro | SCE Metro | SCE | La Cienega | 230 | 132 | Biomass |  |  | 0 | 0 |  | 0 | 0 |  | 0 | 0 |  | 0 | 0 | 0 | 0 | 0 |  | 0 | 0 | 0 | 0 | 0 |  | 0 | 0 | 0 | 0 | 0 | 0 | 0
SCE Metro | SCE Metro | SCE | La Fresa | 230 | 132 | Biomass |  |  | 0 | 0 |  | 0 | 0 |  | 0 | 0 |  | 0 | 0 | 0 | 0 | 0 |  | 0 | 0 | 0 | 0 | 0 |  | 0 | 0 | 0 | 0 | 0 | 0 | 0
SCE Metro | SCE Metro | SCE | Laguna Bell | 230 | 97 | Biomass |  |  | 0 | 0 |  | 0 | 0 |  | 0 | 0 |  | 0 | 0 | 0 | 0 | 0 |  | 0 | 0 | 0 | 0 | 0 |  | 0 | 0 | 0 | 0 | 0 | 0 | 0
PG&E KERN | PGE Kern | PGE | Lakeview | 70 |  | Biomass |  |  | 0 | 0 |  | 0 | 0 |  | 0 | 0 |  | 0 | 0 | 0 | 0 | 0 |  | 0 | 0 | 0 | 0 | 0 |  | 0 | 0 | 0 | 0 | 0 | 0 | 0
PG&E NGBA | PGE NGBA | PGE | Lakeville | 230 | 62 | Biomass |  |  | 0 | 0 |  | 0 | 0 |  | 0 | 0 |  | 0 | 0 | 0 | 0 | 0 |  | 0 | 0 | 0 | 0 | 0 |  | 0 | 0 | 0 | 0 | 0 | 0 | 0
PG&E NGBA | PGE NGBA | PGE | Lakeville | 60 |  | Biomass |  |  | 0 | 0 |  | 0 | 0 |  | 0 | 0 |  | 0 | 0 | 0 | 0 | 0 |  | 0 | 0 | 0 | 0 | 0 |  | 0 | 0 | 0 | 0 | 0 | 0 | 0
PG&E NGBA | PGE NGBA | PGE | Lakeville | 115 | 57 | Biomass |  |  | 0 | 0 |  | 0 | 0 |  | 0 | 0 |  | 0 | 0 | 0 | 0 | 0 |  | 0 | 0 | 0 | 0 | 0 |  | 0 | 0 | 0 | 0 | 0 | 0 | 0
PG&E GBA | PGE GBA | PGE | Lakewood | 115 | 1 | Biomass |  |  | 0 | 0 |  | 0 | 0 |  | 0 | 0 |  | 0 | 0 | 0 | 0 | 0 |  | 0 | 0 | 0 | 0 | 0 |  | 0 | 0 | 0 | 0 | 0 | 0 | 0
PG&E NGBA | PGE NGBA | PGE | Lambie | 230 | 59 | Biomass |  |  | 0 | 0 |  | 0 | 0 |  | 0 | 0 |  | 0 | 0 | 0 | 0 | 0 |  | 0 | 0 | 0 | 0 | 0 |  | 0 | 0 | 0 | 0 | 0 | 0 | 0
PG&E GBA | PGE GBA | PGE | Lammers | 115 | 44 | Biomass |  |  | 0 | 0 |  | 0 | 0 |  | 0 | 0 |  | 0 | 0 | 0 | 0 | 0 |  | 0 | 0 | 0 | 0 | 0 |  | 0 | 0 | 0 | 0 | 0 | 0 | 0
PG&E KERN | PGE Kern | PGE | Lamont | 115 | 108 | Biomass |  |  | 0 | 0 |  | 0 | 0 |  | 0 | 0 |  | 0 | 0 | 0 | 0 | 0 |  | 0 | 0 | 0 | 0 | 0 |  | 0 | 0 | 0 | 0 | 0 | 0 | 0
PG&E FRESNO | PGE Fresno | PGE | Las Aguilas | 230 | 120 | Biomass |  |  | 0 | 0 |  | 0 | 0 |  | 0 | 0 |  | 0 | 0 | 0 | 0 | 0 |  | 0 | 0 | 0 | 0 | 0 |  | 0 | 0 | 0 | 0 | 0 | 0 | 0
EOP | SCE EOP | SCE | Lathrop | 138 | 177 | Biomass |  |  | 0 | 0 |  | 0 | 0 |  | 0 | 0 |  | 0 | 0 | 0 | 0 | 0 |  | 0 | 0 | 0 | 0 | 0 |  | 0 | 0 | 0 | 0 | 0 | 0 | 0
EOP | SCE EOP | SCE | Lathrop | 230 | 177 | Biomass |  |  | 0 | 0 |  | 0 | 0 |  | 0 | 0 |  | 0 | 0 | 0 | 0 | 0 |  | 0 | 0 | 0 | 0 | 0 |  | 0 | 0 | 0 | 0 | 0 | 0 | 0
PG&E FRESNO | PGE Fresno | PGE | Le Grand | 115 | 166 | Biomass |  |  | 0 | 0 |  | 0 | 0 |  | 0 | 0 |  | 0 | 0 | 0 | 0 | 0 |  | 0 | 0 | 0 | 0 | 0 |  | 0 | 0 | 0 | 0 | 0 | 0 | 0
PG&E FRESNO | PGE Fresno | PGE | Lemoore | 70 |  | Biomass |  |  | 0 | 0 |  | 0 | 0 |  | 0 | 0 |  | 0 | 0 | 0 | 0 | 0 |  | 0 | 0 | 0 | 0 | 0 |  | 0 | 0 | 0 | 0 | 0 | 0 | 0
PG&E KERN | PGE Kern | PGE | Lerdo | 115 | 106 | Biomass |  |  | 0 | 0 |  | 0 | 0 |  | 0 | 0 |  | 0 | 0 | 0 | 0 | 0 |  | 0 | 0 | 0 | 0 | 0 |  | 0 | 0 | 0 | 0 | 0 | 0 | 0
SCE Metro | SCE Metro | SCE | Lewis | 230 | 97 | Biomass |  |  | 0 | 0 |  | 0 | 0 |  | 0 | 0 |  | 0 | 0 | 0 | 0 | 0 |  | 0 | 0 | 0 | 0 | 0 |  | 0 | 0 | 0 | 0 | 0 | 0 | 0
SCE Metro | SCE Metro | SCE | Lighthipe | 230 | 132 | Biomass |  |  | 0 | 0 |  | 0 | 0 |  | 0 | 0 |  | 0 | 0 | 0 | 0 | 0 |  | 0 | 0 | 0 | 0 | 0 |  | 0 | 0 | 0 | 0 | 0 | 0 | 0
SDGE | SDGE Imperial | SDGE | Lilac | 69 |  | Biomass |  |  | 0 | 0 |  | 0 | 0 |  | 0 | 0 |  | 0 | 0 | 0 | 0 | 0 |  | 0 | 0 | 0 | 0 | 0 |  | 0 | 0 | 0 | 0 | 0 | 0 | 0
PG&E NGBA | PGE NGBA | PGE | Lincoln | 115 | 24 | Biomass |  |  | 0 | 0 |  | 0 | 0 |  | 0 | 0 |  | 0 | 0 | 0 | 0 | 0 |  | 0 | 0 | 0 | 0 | 0 |  | 0 | 0 | 0 | 0 | 0 | 0 | 0
PG&E KERN | PGE Kern | PGE | Live Oak | 115 | 92 | Biomass |  |  | 0 | 0 |  | 0 | 0 |  | 0 | 0 |  | 0 | 0 | 0 | 0 | 0 |  | 0 | 0 | 0 | 0 | 0 |  | 0 | 0 | 0 | 0 | 0 | 0 | 0
PG&E GBA | PGE GBA | PGE | Llagas | 115 | 40 | Biomass |  |  | 0 | 0 |  | 0 | 0 |  | 0 | 0 |  | 0 | 0 | 0 | 0 | 0 |  | 0 | 0 | 0 | 0 | 0 |  | 0 | 0 | 0 | 0 | 0 | 0 | 0
PG&E GBA | PGE GBA | PGE | Lockeford | 115 | 15 | Biomass |  |  | 0 | 0 |  | 0 | 0 |  | 0 | 0 |  | 0 | 0 | 0 | 0 | 0 |  | 0 | 0 | 0 | 0 | 0 |  | 0 | 0 | 0 | 0 | 0 | 0 | 0
PG&E GBA | PGE GBA | PGE | Lockeford | 230 | 66 | Biomass |  |  | 0 | 0 |  | 0 | 0 |  | 0 | 0 |  | 0 | 0 | 0 | 0 | 0 |  | 0 | 0 | 0 | 0 | 0 |  | 0 | 0 | 0 | 0 | 0 | 0 | 0
PG&E GBA | PGE GBA | PGE | Lockeford | 60 |  | Biomass |  |  | 0 | 0 |  | 0 | 0 |  | 0 | 0 |  | 0 | 0 | 0 | 0 | 0 |  | 0 | 0 | 0 | 0 | 0 |  | 0 | 0 | 0 | 0 | 0 | 0 | 0
PG&E GBA | PGE GBA | PGE | Lodi | 230 | 16 | Biomass |  |  | 0 | 0 |  | 0 | 0 |  | 0 | 0 |  | 0 | 0 | 0 | 0 | 0 |  | 0 | 0 | 0 | 0 | 0 |  | 0 | 0 | 0 | 0 | 0 | 0 | 0
PG&E NGBA | PGE NGBA | PGE | Logan Creek | 230 | 25 | Biomass |  |  | 0 | 0 |  | 0 | 0 |  | 0 | 0 |  | 0 | 0 | 0 | 0 | 0 |  | 0 | 0 | 0 | 0 | 0 |  | 0 | 0 | 0 | 0 | 0 | 0 | 0
PG&E GBA | PGE GBA | PGE | Lone Tree | 230 | 30 | Biomass |  |  | 0 | 0 |  | 0 | 0 |  | 0 | 0 |  | 0 | 0 | 0 | 0 | 0 |  | 0 | 0 | 0 | 0 | 0 |  | 0 | 0 | 0 | 0 | 0 | 0 | 0
PG&E FRESNO | PGE Fresno | PGE | Los Banos | 230 | 88 | Biomass |  |  | 0 | 0 |  | 0 | 0 |  | 0 | 0 |  | 0 | 0 | 0 | 0 | 0 |  | 0 | 0 | 0 | 0 | 0 |  | 0 | 0 | 0 | 0 | 0 | 0 | 0
PG&E FRESNO | PGE Fresno | PGE | Los Banos | 500 | 77 | Biomass |  |  | 0 | 0 |  | 0 | 0 |  | 0 | 0 |  | 0 | 0 | 0 | 0 | 0 |  | 0 | 0 | 0 | 0 | 0 |  | 0 | 0 | 0 | 0 | 0 | 0 | 0
SDGE | SDGE Imperial | SDGE | Los Coches | 138 | 189 | Biomass |  |  | 0 | 0 |  | 0 | 0 |  | 0 | 0 |  | 0 | 0 | 0 | 0 | 0 |  | 0 | 0 | 0 | 0 | 0 |  | 0 | 0 | 0 | 0 | 0 | 0 | 0
SDGE | SDGE Imperial | SDGE | Los Coches | 69 |  | Biomass |  |  | 0 | 0 |  | 0 | 0 |  | 0 | 0 |  | 0 | 0 | 0 | 0 | 0 |  | 0 | 0 | 0 | 0 | 0 |  | 0 | 0 | 0 | 0 | 0 | 0 | 0
PG&E GBA | PGE GBA | PGE | Los Esteros | 115 | 38 | Biomass |  |  | 0 | 0 |  | 0 | 0 |  | 0 | 0 |  | 0 | 0 | 0 | 0 | 0 |  | 0 | 0 | 0 | 0 | 0 |  | 0 | 0 | 0 | 0 | 0 | 0 | 0
PG&E GBA | PGE GBA | PGE | Los Esteros | 230 | 38 | Biomass |  |  | 0 | 0 |  | 0 | 0 |  | 0 | 0 |  | 0 | 0 | 0 | 0 | 0 |  | 0 | 0 | 0 | 0 | 0 |  | 0 | 0 | 0 | 0 | 0 | 0 | 0
PG&E GBA | PGE GBA | PGE | Los Positas | 230 |  | Biomass |  |  | 0 | 0 |  | 0 | 0 |  | 0 | 0 |  | 0 | 0 | 0 | 0 | 0 |  | 0 | 0 | 0 | 0 | 0 |  | 0 | 0 | 0 | 0 | 0 | 0 | 0
PG&E GBA | PGE GBA | PGE | Los Positas | 60 |  | Biomass |  |  | 0 | 0 |  | 0 | 0 |  | 0 | 0 |  | 0 | 0 | 0 | 0 | 0 |  | 0 | 0 | 0 | 0 | 0 |  | 0 | 0 | 0 | 0 | 0 | 0 | 0
SDGE | SDGE Imperial | SDGE | Loveland | 69 |  | Biomass |  |  | 0 | 0 |  | 0 | 0 |  | 0 | 0 |  | 0 | 0 | 0 | 0 | 0 |  | 0 | 0 | 0 | 0 | 0 |  | 0 | 0 | 0 | 0 | 0 | 0 | 0
SCE NOL | SCE NOL | SCE | Lugo | 230 | 110 | Biomass |  |  | 0 | 0 |  | 0 | 0 |  | 0 | 0 |  | 0 | 0 | 0 | 0 | 0 |  | 0 | 0 | 0 | 0 | 0 |  | 0 | 0 | 0 | 0 | 0 | 0 | 0
SCE Metro | SCE NOL | SCE | Lugo | 500 | 97 | Biomass |  |  | 0 | 0 |  | 0 | 0 |  | 0 | 0 |  | 0 | 0 | 0 | 0 | 0 |  | 0 | 0 | 0 | 0 | 0 |  | 0 | 0 | 0 | 0 | 0 | 0 | 0
PG&E FRESNO | PGE Fresno | PGE | Madera | 70 |  | Biomass |  |  | 0 | 0 |  | 0 | 0 |  | 0 | 0 |  | 0 | 0 | 0 | 0 | 0 |  | 0 | 0 | 0 | 0 | 0 |  | 0 | 0 | 0 | 0 | 0 | 0 | 0
PG&E NGBA | PGE NGBA | PGE | Madison | 115 | 39 | Biomass |  |  | 0 | 0 |  | 0 | 0 |  | 0 | 0 |  | 0 | 0 | 0 | 0 | 0 |  | 0 | 0 | 0 | 0 | 0 |  | 0 | 0 | 0 | 0 | 0 | 0 | 0
PG&E KERN | PGE Kern | PGE | Magunden | 115 | 99 | Biomass |  |  | 0 | 0 |  | 0 | 0 |  | 0 | 0 |  | 0 | 0 | 0 | 0 | 0 |  | 0 | 0 | 0 | 0 | 0 |  | 0 | 0 | 0 | 0 | 0 | 0 | 0
SCE Northern | PGE Kern | PGE | Magunden | 230 | 144 | Biomass |  |  | 0 | 0 |  | 0 | 0 |  | 0 | 0 |  | 0 | 0 | 0 | 0 | 0 |  | 0 | 0 | 0 | 0 | 0 |  | 0 | 0 | 0 | 0 | 0 | 0 | 0
PG&E FRESNO | PGE Fresno | PGE | Malaga | 115 | 148 | Biomass |  |  | 0 | 0 |  | 0 | 0 |  | 0 | 0 |  | 0 | 0 | 0 | 0 | 0 |  | 0 | 0 | 0 | 0 | 0 |  | 0 | 0 | 0 | 0 | 0 | 0 | 0
PG&E NGBA | PGE NGBA | PGE | Malin | 500 | 1 | Biomass |  |  | 0 | 0 |  | 0 | 0 |  | 0 | 0 |  | 0 | 0 | 0 | 0 | 0 |  | 0 | 0 | 0 | 0 | 0 |  | 0 | 0 | 0 | 0 | 0 | 0 | 0
SCE Northern | SCE Northern | SCE | Mandalay | 230 | 157 | Biomass |  |  | 0 | 0 |  | 0 | 0 |  | 0 | 0 |  | 0 | 0 | 0 | 0 | 0 |  | 0 | 0 | 0 | 0 | 0 |  | 0 | 0 | 0 | 0 | 0 | 0 | 0
PG&E FRESNO | PGE Fresno | PGE | Manning | 230 | 69 | Biomass |  |  | 0 | 0 |  | 0 | 0 |  | 0 | 0 |  | 0 | 0 | 0 | 0 | 0 |  | 0 | 0 | 0 | 0 | 0 |  | 0 | 0 | 0 | 0 | 0 | 0 | 0
PG&E FRESNO | PGE Fresno | PGE | Manning | 500 |  | Biomass |  |  | 0 | 0 |  | 0 | 0 |  | 0 | 0 |  | 0 | 0 | 0 | 0 | 0 |  | 0 | 0 | 0 | 0 | 0 |  | 0 | 0 | 0 | 0 | 0 | 0 | 0
PG&E GBA | PGE GBA | PGE | Manteca | 115 | 127 | Biomass |  |  | 0 | 0 |  | 0 | 0 |  | 0 | 0 |  | 0 | 0 | 0 | 0 | 0 |  | 0 | 0 | 0 | 0 | 0 |  | 0 | 0 | 0 | 0 | 0 | 0 | 0
SDGE | SDGE Imperial | SDGE | Margarita | 138 | 187 | Biomass |  |  | 0 | 0 |  | 0 | 0 |  | 0 | 0 |  | 0 | 0 | 0 | 0 | 0 |  | 0 | 0 | 0 | 0 | 0 |  | 0 | 0 | 0 | 0 | 0 | 0 | 0
PG&E GBA | PGE GBA | PGE | Martin | 230 | 3 | Biomass |  |  | 0 | 0 |  | 0 | 0 |  | 0 | 0 |  | 0 | 0 | 0 | 0 | 0 |  | 0 | 0 | 0 | 0 | 0 |  | 0 | 0 | 0 | 0 | 0 | 0 | 0
PG&E GBA | PGE GBA | PGE | Martin | 115 | 31 | Biomass |  |  | 0 | 0 |  | 0 | 0 |  | 0 | 0 |  | 0 | 0 | 0 | 0 | 0 |  | 0 | 0 | 0 | 0 | 0 |  | 0 | 0 | 0 | 0 | 0 | 0 | 0
PG&E GBA | PGE GBA | PGE | Martinez | 115 | 51 | Biomass |  |  | 0 | 0 |  | 0 | 0 |  | 0 | 0 |  | 0 | 0 | 0 | 0 | 0 |  | 0 | 0 | 0 | 0 | 0 |  | 0 | 0 | 0 | 0 | 0 | 0 | 0
PG&E FRESNO | PGE Fresno | PGE | Mc Mullin | 230 | 117 | Biomass |  |  | 0 | 0 |  | 0 | 0 |  | 0 | 0 |  | 0 | 0 | 0 | 0 | 0 |  | 0 | 0 | 0 | 0 | 0 |  | 0 | 0 | 0 | 0 | 0 | 0 | 0
PG&E FRESNO | PGE Fresno | PGE | McCall | 115 | 118 | Biomass |  |  | 0 | 0 |  | 0 | 0 |  | 0 | 0 |  | 0 | 0 | 0 | 0 | 0 |  | 0 | 0 | 0 | 0 | 0 |  | 0 | 0 | 0 | 0 | 0 | 0 | 0
PG&E FRESNO | PGE Fresno | PGE | McCall | 230 | 117 | Biomass |  |  | 0 | 0 |  | 0 | 0 |  | 0 | 0 |  | 0 | 0 | 0 | 0 | 0 |  | 0 | 0 | 0 | 0 | 0 |  | 0 | 0 | 0 | 0 | 0 | 0 | 0
PG&E GBA | PGE GBA | PGE | Meadow Lane | 115 | 1 | Biomass |  |  | 0 | 0 |  | 0 | 0 |  | 0 | 0 |  | 0 | 0 | 0 | 0 | 0 |  | 0 | 0 | 0 | 0 | 0 |  | 0 | 0 | 0 | 0 | 0 | 0 | 0
PG&E GBA | PGE GBA | PGE | Melones | 115 | 44 | Biomass |  |  | 0 | 0 |  | 0 | 0 |  | 0 | 0 |  | 0 | 0 | 0 | 0 | 0 |  | 0 | 0 | 0 | 0 | 0 |  | 0 | 0 | 0 | 0 | 0 | 0 | 0
PG&E GBA | PGE GBA | PGE | Melones | 230 | 44 | Biomass |  |  | 0 | 0 |  | 0 | 0 |  | 0 | 0 |  | 0 | 0 | 0 | 0 | 0 |  | 0 | 0 | 0 | 0 | 0 |  | 0 | 0 | 0 | 0 | 0 | 0 | 0
SDGE | SDGE Imperial | SDGE | Melrose | 69 |  | Biomass |  |  | 0 | 0 |  | 0 | 0 |  | 0 | 0 |  | 0 | 0 | 0 | 0 | 0 |  | 0 | 0 | 0 | 0 | 0 |  | 0 | 0 | 0 | 0 | 0 | 0 | 0
PG&E NGBA | PGE NGBA | PGE | Mendocino | 115 | 27 | Biomass |  |  | 0 | 0 |  | 0 | 0 |  | 0 | 0 |  | 0 | 0 | 0 | 0 | 0 |  | 0 | 0 | 0 | 0 | 0 |  | 0 | 0 | 0 | 0 | 0 | 0 | 0
PG&E NGBA | PGE NGBA | PGE | Mendocino | 60 |  | Biomass |  |  | 0 | 0 |  | 0 | 0 |  | 0 | 0 |  | 0 | 0 | 0 | 0 | 0 |  | 0 | 0 | 0 | 0 | 0 |  | 0 | 0 | 0 | 0 | 0 | 0 | 0
PG&E FRESNO | PGE Fresno | PGE | Mendota | 115 | 164 | Biomass |  |  | 0 | 0 |  | 0 | 0 |  | 0 | 0 |  | 0 | 0 | 0 | 0 | 0 |  | 0 | 0 | 0 | 0 | 0 |  | 0 | 0 | 0 | 0 | 0 | 0 | 0
PG&E GBA | PGE GBA | PGE | Menlo | 60 |  | Biomass |  |  | 0 | 0 |  | 0 | 0 |  | 0 | 0 |  | 0 | 0 | 0 | 0 | 0 |  | 0 | 0 | 0 | 0 | 0 |  | 0 | 0 | 0 | 0 | 0 | 0 | 0
PG&E FRESNO | PGE Fresno | PGE | Merced | 115 | 162 | Biomass |  |  | 0 | 0 |  | 0 | 0 |  | 0 | 0 |  | 0 | 0 | 0 | 0 | 0 |  | 0 | 0 | 0 | 0 | 0 |  | 0 | 0 | 0 | 0 | 0 | 0 | 0
EOP | SCE EOP | SCE | Mercury | 138 | 177 | Biomass |  |  | 0 | 0 |  | 0 | 0 |  | 0 | 0 |  | 0 | 0 | 0 | 0 | 0 |  | 0 | 0 | 0 | 0 | 0 |  | 0 | 0 | 0 | 0 | 0 | 0 | 0
PG&E FRESNO | PGE Fresno | PGE | Mercy Springs | 70 |  | Biomass |  |  | 0 | 0 |  | 0 | 0 |  | 0 | 0 |  | 0 | 0 | 0 | 0 | 0 |  | 0 | 0 | 0 | 0 | 0 |  | 0 | 0 | 0 | 0 | 0 | 0 | 0
PG&E NGBA | PGE NGBA | PGE | Meridian | 60 |  | Biomass |  |  | 0 | 0 |  | 0 | 0 |  | 0 | 0 |  | 0 | 0 | 0 | 0 | 0 |  | 0 | 0 | 0 | 0 | 0 |  | 0 | 0 | 0 | 0 | 0 | 0 | 0
PG&E KERN | PGE Kern | PGE | Mesa (PGE) | 115 | 111 | Biomass |  |  | 0 | 0 |  | 0 | 0 |  | 0 | 0 |  | 0 | 0 | 0 | 0 | 0 |  | 0 | 0 | 0 | 0 | 0 |  | 0 | 0 | 0 | 0 | 0 | 0 | 0
PG&E KERN | PGE Kern | PGE | Mesa (PGE) | 230 | 122 | Biomass |  |  | 0 | 0 |  | 0 | 0 |  | 0 | 0 |  | 0 | 0 | 0 | 0 | 0 |  | 0 | 0 | 0 | 0 | 0 |  | 0 | 0 | 0 | 0 | 0 | 0 | 0
SCE Metro | SCE Metro | SCE | Mesa (SCE) | 230 | 97 | Biomass |  |  | 0 | 0 |  | 0 | 0 |  | 0 | 0 |  | 0 | 0 | 0 | 0 | 0 |  | 0 | 0 | 0 | 0 | 0 |  | 0 | 0 | 0 | 0 | 0 | 0 | 0
SCE Metro | SCE Metro | SCE | Mesa (SCE) | 500 | 97 | Biomass |  |  | 0 | 0 |  | 0 | 0 |  | 0 | 0 |  | 0 | 0 | 0 | 0 | 0 |  | 0 | 0 | 0 | 0 | 0 |  | 0 | 0 | 0 | 0 | 0 | 0 | 0
SDGE | SDGE Imperial | SDGE | Mesa Heights | 69 |  | Biomass |  |  | 0 | 0 |  | 0 | 0 |  | 0 | 0 |  | 0 | 0 | 0 | 0 | 0 |  | 0 | 0 | 0 | 0 | 0 |  | 0 | 0 | 0 | 0 | 0 | 0 | 0
PG&E GBA | PGE GBA | PGE | Metcalf | 115 | 11 | Biomass |  |  | 0 | 0 |  | 0 | 0 |  | 0 | 0 |  | 0 | 0 | 0 | 0 | 0 |  | 0 | 0 | 0 | 0 | 0 |  | 0 | 0 | 0 | 0 | 0 | 0 | 0
PG&E GBA | PGE GBA | PGE | Metcalf | 230 | 11 | Biomass |  |  | 0 | 0 |  | 0 | 0 |  | 0 | 0 |  | 0 | 0 | 0 | 0 | 0 |  | 0 | 0 | 0 | 0 | 0 |  | 0 | 0 | 0 | 0 | 0 | 0 | 0
PG&E GBA | PGE GBA | PGE | Metcalf | 500 | 77 | Biomass |  |  | 0 | 0 |  | 0 | 0 |  | 0 | 0 |  | 0 | 0 | 0 | 0 | 0 |  | 0 | 0 | 0 | 0 | 0 |  | 0 | 0 | 0 | 0 | 0 | 0 | 0
PG&E KERN | PGE Kern | PGE | Midway | 115 | 112 | Biomass |  |  | 0 | 0 |  | 0 | 0 |  | 0 | 0 |  | 0 | 0 | 0 | 0 | 0 |  | 0 | 0 | 0 | 0 | 0 |  | 0 | 0 | 0 | 0 | 0 | 0 | 0
PG&E KERN | PGE Kern | PGE | Midway | 230 | 102 | Biomass |  |  | 0 | 0 |  | 0 | 0 |  | 0 | 0 |  | 0 | 0 | 0 | 0 | 0 |  | 0 | 0 | 0 | 0 | 0 |  | 0 | 0 | 0 | 0 | 0 | 0 | 0
PG&E KERN | PGE Kern | PGE | Midway | 500 | 73 | Biomass |  |  | 0 | 0 |  | 0 | 0 |  | 0 | 0 |  | 0 | 0 | 0 | 0 | 0 |  | 0 | 0 | 0 | 0 | 0 |  | 0 | 0 | 0 | 0 | 0 | 0 | 0
SDGE | SDGE Imperial | SDGE | Miguel | 230 | 196 | Biomass |  |  | 0 | 0 |  | 0 | 0 |  | 0 | 0 |  | 0 | 0 | 0 | 0 | 0 |  | 0 | 0 | 0 | 0 | 0 |  | 0 | 0 | 0 | 0 | 0 | 0 | 0
SDGE | SDGE Imperial | SDGE | Miguel | 500 | 196 | Biomass |  |  | 0 | 0 |  | 0 | 0 |  | 0 | 0 |  | 0 | 0 | 0 | 0 | 0 |  | 0 | 0 | 0 | 0 | 0 |  | 0 | 0 | 0 | 0 | 0 | 0 | 0
SDGE | SDGE Imperial | SDGE | Miguel | 69 |  | Biomass |  |  | 0 | 0 |  | 0 | 0 |  | 0 | 0 |  | 0 | 0 | 0 | 0 | 0 |  | 0 | 0 | 0 | 0 | 0 |  | 0 | 0 | 0 | 0 | 0 | 0 | 0
PG&E GBA | PGE GBA | PGE | Millbrae | 115 | 31 | Biomass |  |  | 0 | 0 |  | 0 | 0 |  | 0 | 0 |  | 0 | 0 | 0 | 0 | 0 |  | 0 | 0 | 0 | 0 | 0 |  | 0 | 0 | 0 | 0 | 0 | 0 | 0
PG&E GBA | PGE GBA | PGE | Miller | 115 | 44 | Biomass |  |  | 0 | 0 |  | 0 | 0 |  | 0 | 0 |  | 0 | 0 | 0 | 0 | 0 |  | 0 | 0 | 0 | 0 | 0 |  | 0 | 0 | 0 | 0 | 0 | 0 | 0
SCE Metro | SCE Metro | SCE | Mira Loma | 230 | 97 | Biomass |  |  | 0 | 0 |  | 0 | 0 |  | 0 | 0 |  | 0 | 0 | 0 | 0 | 0 |  | 0 | 0 | 0 | 0 | 0 |  | 0 | 0 | 0 | 0 | 0 | 0 | 0
SCE Metro | SCE Metro | SCE | Mira Loma | 500 | 97 | Biomass |  |  | 0 | 0 |  | 0 | 0 |  | 0 | 0 |  | 0 | 0 | 0 | 0 | 0 |  | 0 | 0 | 0 | 0 | 0 |  | 0 | 0 | 0 | 0 | 0 | 0 | 0
SCE Eastern | SCE Eastern | SCE | Mirage | 115 | 174 | Biomass |  |  | 0 | 0 |  | 0 | 0 |  | 0 | 0 |  | 0 | 0 | 0 | 0 | 0 |  | 0 | 0 | 0 | 0 | 0 |  | 0 | 0 | 0 | 0 | 0 | 0 | 0
SCE Eastern | SCE Eastern | SCE | Mirage | 230 |  | Biomass |  |  | 0 | 0 |  | 0 | 0 |  | 0 | 0 |  | 0 | 0 | 0 | 0 | 0 |  | 0 | 0 | 0 | 0 | 0 |  | 0 | 0 | 0 | 0 | 0 | 0 | 0
SDGE | SDGE Imperial | SDGE | Mission | 138 | 186 | Biomass |  |  | 0 | 0 |  | 0 | 0 |  | 0 | 0 |  | 0 | 0 | 0 | 0 | 0 |  | 0 | 0 | 0 | 0 | 0 |  | 0 | 0 | 0 | 0 | 0 | 0 | 0
SDGE | SDGE Imperial | SDGE | Mission | 230 | 186 | Biomass |  |  | 0 | 0 |  | 0 | 0 |  | 0 | 0 |  | 0 | 0 | 0 | 0 | 0 |  | 0 | 0 | 0 | 0 | 0 |  | 0 | 0 | 0 | 0 | 0 | 0 | 0
SDGE | SDGE Imperial | SDGE | Mission | 69 |  | Biomass |  |  | 0 | 0 |  | 0 | 0 |  | 0 | 0 |  | 0 | 0 | 0 | 0 | 0 |  | 0 | 0 | 0 | 0 | 0 |  | 0 | 0 | 0 | 0 | 0 | 0 | 0
PG&E GBA | PGE GBA | PGE | Mi-Wuk | 115 | 44 | Biomass |  |  | 0 | 0 |  | 0 | 0 |  | 0 | 0 |  | 0 | 0 | 0 | 0 | 0 |  | 0 | 0 | 0 | 0 | 0 |  | 0 | 0 | 0 | 0 | 0 | 0 | 0
EOP | SCE EOP | SCE | Mohave | 500 | 131 | Biomass |  |  | 0 | 0 |  | 0 | 0 |  | 0 | 0 |  | 0 | 0 | 0 | 0 | 0 |  | 0 | 0 | 0 | 0 | 0 |  | 0 | 0 | 0 | 0 | 0 | 0 | 0
PG&E NGBA | PGE NGBA | PGE | Monroe | 115 | 27 | Biomass |  |  | 0 | 0 |  | 0 | 0 |  | 0 | 0 |  | 0 | 0 | 0 | 0 | 0 |  | 0 | 0 | 0 | 0 | 0 |  | 0 | 0 | 0 | 0 | 0 | 0 | 0
SDGE | SDGE Imperial | SDGE | Monserate | 69 |  | Biomass |  |  | 0 | 0 |  | 0 | 0 |  | 0 | 0 |  | 0 | 0 | 0 | 0 | 0 |  | 0 | 0 | 0 | 0 | 0 |  | 0 | 0 | 0 | 0 | 0 | 0 | 0
PG&E GBA | PGE GBA | PGE | Monta Vista | 115 | 80 | Biomass |  |  | 0 | 0 |  | 0 | 0 |  | 0 | 0 |  | 0 | 0 | 0 | 0 | 0 |  | 0 | 0 | 0 | 0 | 0 |  | 0 | 0 | 0 | 0 | 0 | 0 | 0
PG&E GBA | PGE GBA | PGE | Monta Vista | 230 | 10 | Biomass |  |  | 0 | 0 |  | 0 | 0 |  | 0 | 0 |  | 0 | 0 | 0 | 0 | 0 |  | 0 | 0 | 0 | 0 | 0 |  | 0 | 0 | 0 | 0 | 0 | 0 | 0
PG&E GBA | PGE GBA | PGE | Monta Vista | 60 |  | Biomass |  |  | 0 | 0 |  | 0 | 0 |  | 0 | 0 |  | 0 | 0 | 0 | 0 | 0 |  | 0 | 0 | 0 | 0 | 0 |  | 0 | 0 | 0 | 0 | 0 | 0 | 0
PG&E NGBA | PGE NGBA | PGE | Monticello | 115 | 55 | Biomass |  |  | 0 | 0 |  | 0 | 0 |  | 0 | 0 |  | 0 | 0 | 0 | 0 | 0 |  | 0 | 0 | 0 | 0 | 0 |  | 0 | 0 | 0 | 0 | 0 | 0 | 0
SCE Northern | SCE Northern | SCE | Moorpark | 230 | 157 | Biomass |  |  | 0 | 0 |  | 0 | 0 |  | 0 | 0 |  | 0 | 0 | 0 | 0 | 0 |  | 0 | 0 | 0 | 0 | 0 |  | 0 | 0 | 0 | 0 | 0 | 0 | 0
SCE Northern | SCE Northern | SCE | Moorpark | 66 |  | Biomass |  |  | 0 | 0 |  | 0 | 0 |  | 0 | 0 |  | 0 | 0 | 0 | 0 | 0 |  | 0 | 0 | 0 | 0 | 0 |  | 0 | 0 | 0 | 0 | 0 | 0 | 0
PG&E GBA | PGE GBA | PGE | Moraga | 115 | 6 | Biomass |  |  | 0 | 0 |  | 0 | 0 |  | 0 | 0 |  | 0 | 0 | 0 | 0 | 0 |  | 0 | 0 | 0 | 0 | 0 |  | 0 | 0 | 0 | 0 | 0 | 0 | 0
PG&E GBA | PGE GBA | PGE | Moraga | 230 | 53 | Biomass |  |  | 0 | 0 |  | 0 | 0 |  | 0 | 0 |  | 0 | 0 | 0 | 0 | 0 |  | 0 | 0 | 0 | 0 | 0 |  | 0 | 0 | 0 | 0 | 0 | 0 | 0
PG&E GBA | PGE GBA | PGE | Morgan Hill | 115 | 40 | Biomass |  |  | 0 | 0 |  | 0 | 0 |  | 0 | 0 |  | 0 | 0 | 0 | 0 | 0 |  | 0 | 0 | 0 | 0 | 0 |  | 0 | 0 | 0 | 0 | 0 | 0 | 0
PG&E KERN | PGE Kern | PGE | Morro Bay | 115 | 111 | Biomass |  |  | 0 | 0 |  | 0 | 0 |  | 0 | 0 |  | 0 | 0 | 0 | 0 | 0 |  | 0 | 0 | 0 | 0 | 0 |  | 0 | 0 | 0 | 0 | 0 | 0 | 0
PG&E KERN | PGE Kern | PGE | Morro Bay | 230 | 122 | Biomass |  |  | 0 | 0 |  | 0 | 0 |  | 0 | 0 |  | 0 | 0 | 0 | 0 | 0 |  | 0 | 0 | 0 | 0 | 0 |  | 0 | 0 | 0 | 0 | 0 | 0 | 0
PG&E KERN | PGE Kern | PGE | Morro Bay | 500 | 98 | Biomass |  |  | 0 | 0 |  | 0 | 0 |  | 0 | 0 |  | 0 | 0 | 0 | 0 | 0 |  | 0 | 0 | 0 | 0 | 0 |  | 0 | 0 | 0 | 0 | 0 | 0 | 0
PG&E GBA | PGE GBA | PGE | Moss Landing | 115 | 85 | Biomass |  |  | 0 | 0 |  | 0 | 0 |  | 0 | 0 |  | 0 | 0 | 0 | 0 | 0 |  | 0 | 0 | 0 | 0 | 0 |  | 0 | 0 | 0 | 0 | 0 | 0 | 0
PG&E GBA | PGE GBA | PGE | Moss Landing | 230 | 85 | Biomass |  |  | 0 | 0 |  | 0 | 0 |  | 0 | 0 |  | 0 | 0 | 0 | 0 | 0 |  | 0 | 0 | 0 | 0 | 0 |  | 0 | 0 | 0 | 0 | 0 | 0 | 0
PG&E GBA | PGE GBA | PGE | Moss Landing | 500 | 82 | Biomass |  |  | 0 | 0 |  | 0 | 0 |  | 0 | 0 |  | 0 | 0 | 0 | 0 | 0 |  | 0 | 0 | 0 | 0 | 0 |  | 0 | 0 | 0 | 0 | 0 | 0 | 0
EOP | SCE EOP | SCE | Mountain Pass | 115 | 161 | Biomass |  |  | 0 | 0 |  | 0 | 0 |  | 0 | 0 |  | 0 | 0 | 0 | 0 | 0 |  | 0 | 0 | 0 | 0 | 0 |  | 0 | 0 | 0 | 0 | 0 | 0 | 0
PG&E GBA | PGE GBA | PGE | Mountain View | 115 | 78 | Biomass |  |  | 0 | 0 |  | 0 | 0 |  | 0 | 0 |  | 0 | 0 | 0 | 0 | 0 |  | 0 | 0 | 0 | 0 | 0 |  | 0 | 0 | 0 | 0 | 0 | 0 | 0
PG&E GBA | PGE GBA | PGE | Mt Eden | 115 | 3 | Biomass |  |  | 0 | 0 |  | 0 | 0 |  | 0 | 0 |  | 0 | 0 | 0 | 0 | 0 |  | 0 | 0 | 0 | 0 | 0 |  | 0 | 0 | 0 | 0 | 0 | 0 | 0
PG&E KERN | PGE Kern | PGE | Mt Poso | 115 | 74 | Biomass |  |  | 0 | 0 |  | 0 | 0 |  | 0 | 0 |  | 0 | 0 | 0 | 0 | 0 |  | 0 | 0 | 0 | 0 | 0 |  | 0 | 0 | 0 | 0 | 0 | 0 | 0
SDGE | SDGE Imperial | SDGE | Murray | 69 |  | Biomass |  |  | 0 | 0 |  | 0 | 0 |  | 0 | 0 |  | 0 | 0 | 0 | 0 | 0 |  | 0 | 0 | 0 | 0 | 0 |  | 0 | 0 | 0 | 0 | 0 | 0 | 0
PG&E FRESNO | PGE Fresno | PGE | Mustang | 230 | 145 | Biomass |  |  | 0 | 0 |  | 0 | 0 |  | 0 | 0 |  | 0 | 0 | 0 | 0 | 0 |  | 0 | 0 | 0 | 0 | 0 |  | 0 | 0 | 0 | 0 | 0 | 0 | 0
SCE Northern | SCE Northern | SCE | Neenach | 66 |  | Biomass |  |  | 0 | 0 |  | 0 | 0 |  | 0 | 0 |  | 0 | 0 | 0 | 0 | 0 |  | 0 | 0 | 0 | 0 | 0 |  | 0 | 0 | 0 | 0 | 0 | 0 | 0
PG&E KERN | PGE Kern | PGE | New Sub - Gates - Midway (Proposed) | 230 | 93 | Biomass |  |  | 0 | 0 |  | 0 | 0 |  | 0 | 0 |  | 0 | 0 | 0 | 0 | 0 |  | 0 | 0 | 0 | 0 | 0 |  | 0 | 0 | 0 | 0 | 0 | 0 | 0
PG&E KERN | PGE Kern | PGE | New Sub - Gates - Templeton (Proposed) | 230 | 130 | Biomass |  |  | 0 | 0 |  | 0 | 0 |  | 0 | 0 |  | 0 | 0 | 0 | 0 | 0 |  | 0 | 0 | 0 | 0 | 0 |  | 0 | 0 | 0 | 0 | 0 | 0 | 0
SCE NOL | SCE NOL | SCE | New Sub - Kramer - Lugo (Proposed) | 230 | 160 | Biomass |  |  | 0 | 0 |  | 0 | 0 |  | 0 | 0 |  | 0 | 0 | 0 | 0 | 0 |  | 0 | 0 | 0 | 0 | 0 |  | 0 | 0 | 0 | 0 | 0 | 0 | 0
PG&E FRESNO | PGE Fresno | PGE | New Sub - Los Banos - Midway (Proposed) | 500 | 73 | Biomass |  |  | 0 | 0 |  | 0 | 0 |  | 0 | 0 |  | 0 | 0 | 0 | 0 | 0 |  | 0 | 0 | 0 | 0 | 0 |  | 0 | 0 | 0 | 0 | 0 | 0 | 0
SCE NOL | SCE NOL | SCE | New Sub - Lugo - Pisgah (Proposed) | 230 | 141 | Biomass |  |  | 0 | 0 |  | 0 | 0 |  | 0 | 0 |  | 0 | 0 | 0 | 0 | 0 |  | 0 | 0 | 0 | 0 | 0 |  | 0 | 0 | 0 | 0 | 0 | 0 | 0
PG&E KERN | PGE Kern | PGE | New Sub - Midway - Wheeler Ridge (Proposed) | 230 | 93 | Biomass |  |  | 0 | 0 |  | 0 | 0 |  | 0 | 0 |  | 0 | 0 | 0 | 0 | 0 |  | 0 | 0 | 0 | 0 | 0 |  | 0 | 0 | 0 | 0 | 0 | 0 | 0
PG&E NGBA | PGE NGBA | PGE | New Sub - Near existing Leavitt (PSREC) | 345 |  | Biomass |  |  | 0 | 0 |  | 0 | 0 |  | 0 | 0 |  | 0 | 0 | 0 | 0 | 0 |  | 0 | 0 | 0 | 0 | 0 |  | 0 | 0 | 0 | 0 | 0 | 0 | 0
PG&E NGBA | PGE NGBA | PGE | New Sub - Near existing Madeline (NVE) | 345 |  | Biomass |  |  | 0 | 0 |  | 0 | 0 |  | 0 | 0 |  | 0 | 0 | 0 | 0 | 0 |  | 0 | 0 | 0 | 0 | 0 |  | 0 | 0 | 0 | 0 | 0 | 0 | 0
SDGE | SDGE Imperial | SDGE | New Sub - North Gila - IV (Proposed) | 500 | 185 | Biomass |  |  | 0 | 0 |  | 0 | 0 |  | 0 | 0 |  | 0 | 0 | 0 | 0 | 0 |  | 0 | 0 | 0 | 0 | 0 |  | 0 | 0 | 0 | 0 | 0 | 0 | 0
PG&E NGBA | PGE NGBA | PGE | New Sub - Pit 1 - Cottonwood (Proposed) | 230 | 2 | Biomass |  |  | 0 | 0 |  | 0 | 0 |  | 0 | 0 |  | 0 | 0 | 0 | 0 | 0 |  | 0 | 0 | 0 | 0 | 0 |  | 0 | 0 | 0 | 0 | 0 | 0 | 0
PG&E GBA | PGE GBA | PGE | New Sub - Rancho Seco - Bellota (Proposed) | 230 | 15 | Biomass |  |  | 0 | 0 |  | 0 | 0 |  | 0 | 0 |  | 0 | 0 | 0 | 0 | 0 |  | 0 | 0 | 0 | 0 | 0 |  | 0 | 0 | 0 | 0 | 0 | 0 | 0
SDGE | SDGE Imperial | SDGE | New Sub - Suncrest - Ocotillo (Proposed) | 500 | 183 | Biomass |  |  | 0 | 0 |  | 0 | 0 |  | 0 | 0 |  | 0 | 0 | 0 | 0 | 0 |  | 0 | 0 | 0 | 0 | 0 |  | 0 | 0 | 0 | 0 | 0 | 0 | 0
PG&E FRESNO | PGE Fresno | PGE | New Sub - Westley - Quinto (Proposed) | 230 | 64 | Biomass |  |  | 0 | 0 |  | 0 | 0 |  | 0 | 0 |  | 0 | 0 | 0 | 0 | 0 |  | 0 | 0 | 0 | 0 | 0 |  | 0 | 0 | 0 | 0 | 0 | 0 | 0
PG&E GBA | PGE GBA | PGE | Newark | 115 | 38 | Biomass |  |  | 0 | 0 |  | 0 | 0 |  | 0 | 0 |  | 0 | 0 | 0 | 0 | 0 |  | 0 | 0 | 0 | 0 | 0 |  | 0 | 0 | 0 | 0 | 0 | 0 | 0
PG&E GBA | PGE GBA | PGE | Newark | 230 | 45 | Biomass |  |  | 0 | 0 |  | 0 | 0 |  | 0 | 0 |  | 0 | 0 | 0 | 0 | 0 |  | 0 | 0 | 0 | 0 | 0 |  | 0 | 0 | 0 | 0 | 0 | 0 | 0
PG&E GBA | PGE GBA | PGE | Newark | 60 |  | Biomass |  |  | 0 | 0 |  | 0 | 0 |  | 0 | 0 |  | 0 | 0 | 0 | 0 | 0 |  | 0 | 0 | 0 | 0 | 0 |  | 0 | 0 | 0 | 0 | 0 | 0 | 0
PG&E FRESNO | PGE Fresno | PGE | Newhall | 115 | 137 | Biomass |  |  | 0 | 0 |  | 0 | 0 |  | 0 | 0 |  | 0 | 0 | 0 | 0 | 0 |  | 0 | 0 | 0 | 0 | 0 |  | 0 | 0 | 0 | 0 | 0 | 0 | 0
PG&E KERN | PGE Kern | PGE | Norco | 115 | 95 | Biomass |  |  | 0 | 0 |  | 0 | 0 |  | 0 | 0 |  | 0 | 0 | 0 | 0 | 0 |  | 0 | 0 | 0 | 0 | 0 |  | 0 | 0 | 0 | 0 | 0 | 0 | 0
PG&E GBA | PGE GBA | PGE | Nortech | 115 | 13 | Biomass |  |  | 0 | 0 |  | 0 | 0 |  | 0 | 0 |  | 0 | 0 | 0 | 0 | 0 |  | 0 | 0 | 0 | 0 | 0 |  | 0 | 0 | 0 | 0 | 0 | 0 | 0
SDGE | SDGE Imperial | SDGE | North City Metering | 138 | 186 | Biomass |  |  | 0 | 0 |  | 0 | 0 |  | 0 | 0 |  | 0 | 0 | 0 | 0 | 0 |  | 0 | 0 | 0 | 0 | 0 |  | 0 | 0 | 0 | 0 | 0 | 0 | 0
PG&E GBA | PGE GBA | PGE | North Dublin | 230 | 42 | Biomass |  |  | 0 | 0 |  | 0 | 0 |  | 0 | 0 |  | 0 | 0 | 0 | 0 | 0 |  | 0 | 0 | 0 | 0 | 0 |  | 0 | 0 | 0 | 0 | 0 | 0 | 0
SDGE | SDGE Arizona | SDGE | North Gila | 500 | 188 | Biomass |  |  | 0 | 0 |  | 0 | 0 |  | 0 | 0 |  | 0 | 0 | 0 | 0 | 0 |  | 0 | 0 | 0 | 0 | 0 |  | 0 | 0 | 0 | 0 | 0 | 0 | 0
SCE Metro | SCE Metro | SCE | North of SONGS | 230 | 97 | Biomass |  |  | 0 | 0 |  | 0 | 0 |  | 0 | 0 |  | 0 | 0 | 0 | 0 | 0 |  | 0 | 0 | 0 | 0 | 0 |  | 0 | 0 | 0 | 0 | 0 | 0 | 0
SCE Metro | SCE Metro | SCE | North of SONGS | 500 | 97 | Biomass |  |  | 0 | 0 |  | 0 | 0 |  | 0 | 0 |  | 0 | 0 | 0 | 0 | 0 |  | 0 | 0 | 0 | 0 | 0 |  | 0 | 0 | 0 | 0 | 0 | 0 | 0
PG&E NGBA | PGE NGBA | PGE | Notre Dame | 115 | 1 | Biomass |  |  | 0 | 0 |  | 0 | 0 |  | 0 | 0 |  | 0 | 0 | 0 | 0 | 0 |  | 0 | 0 | 0 | 0 | 0 |  | 0 | 0 | 0 | 0 | 0 | 0 | 0
PG&E GBA | PGE GBA | PGE | Oakland C | 115 | 56 | Biomass |  |  | 0 | 0 |  | 0 | 0 |  | 0 | 0 |  | 0 | 0 | 0 | 0 | 0 |  | 0 | 0 | 0 | 0 | 0 |  | 0 | 0 | 0 | 0 | 0 | 0 | 0
PG&E GBA | PGE GBA | PGE | Oakland J | 115 | 6 | Biomass |  |  | 0 | 0 |  | 0 | 0 |  | 0 | 0 |  | 0 | 0 | 0 | 0 | 0 |  | 0 | 0 | 0 | 0 | 0 |  | 0 | 0 | 0 | 0 | 0 | 0 | 0
PG&E GBA | PGE GBA | PGE | Oakland L | 115 | 6 | Biomass |  |  | 0 | 0 |  | 0 | 0 |  | 0 | 0 |  | 0 | 0 | 0 | 0 | 0 |  | 0 | 0 | 0 | 0 | 0 |  | 0 | 0 | 0 | 0 | 0 | 0 | 0
PG&E GBA | PGE GBA | PGE | Oakland X | 115 | 6 | Biomass |  |  | 0 | 0 |  | 0 | 0 |  | 0 | 0 |  | 0 | 0 | 0 | 0 | 0 |  | 0 | 0 | 0 | 0 | 0 |  | 0 | 0 | 0 | 0 | 0 | 0 | 0
SDGE | SDGE Imperial | SDGE | Ocean Ranch | 69 |  | Biomass |  |  | 0 | 0 |  | 0 | 0 |  | 0 | 0 |  | 0 | 0 | 0 | 0 | 0 |  | 0 | 0 | 0 | 0 | 0 |  | 0 | 0 | 0 | 0 | 0 | 0 | 0
PG&E KERN | PGE Kern | PGE | Oceano | 115 | 111 | Biomass |  |  | 0 | 0 |  | 0 | 0 |  | 0 | 0 |  | 0 | 0 | 0 | 0 | 0 |  | 0 | 0 | 0 | 0 | 0 |  | 0 | 0 | 0 | 0 | 0 | 0 | 0
SDGE | SDGE Imperial | SDGE | Ocotillo Express | 500 | 194 | Biomass |  |  | 0 | 0 |  | 0 | 0 |  | 0 | 0 |  | 0 | 0 | 0 | 0 | 0 |  | 0 | 0 | 0 | 0 | 0 |  | 0 | 0 | 0 | 0 | 0 | 0 | 0
PG&E KERN | PGE Kern | PGE | Old River | 70 |  | Biomass |  |  | 0 | 0 |  | 0 | 0 |  | 0 | 0 |  | 0 | 0 | 0 | 0 | 0 |  | 0 | 0 | 0 | 0 | 0 |  | 0 | 0 | 0 | 0 | 0 | 0 | 0
SDGE | SDGE Imperial | SDGE | Old Town | 230 | 171 | Biomass |  |  | 0 | 0 |  | 0 | 0 |  | 0 | 0 |  | 0 | 0 | 0 | 0 | 0 |  | 0 | 0 | 0 | 0 | 0 |  | 0 | 0 | 0 | 0 | 0 | 0 | 0
SCE Metro | SCE Metro | SCE | Olinda | 230 | 97 | Biomass |  |  | 0 | 0 |  | 0 | 0 |  | 0 | 0 |  | 0 | 0 | 0 | 0 | 0 |  | 0 | 0 | 0 | 0 | 0 |  | 0 | 0 | 0 | 0 | 0 | 0 | 0
PG&E FRESNO | PGE Fresno | PGE | Olive | 115 | 119 | Biomass |  |  | 0 | 0 |  | 0 | 0 |  | 0 | 0 |  | 0 | 0 | 0 | 0 | 0 |  | 0 | 0 | 0 | 0 | 0 |  | 0 | 0 | 0 | 0 | 0 | 0 | 0
PG&E NGBA | PGE NGBA | PGE | Olivehurst | 115 | 22 | Biomass |  |  | 0 | 0 |  | 0 | 0 |  | 0 | 0 |  | 0 | 0 | 0 | 0 | 0 |  | 0 | 0 | 0 | 0 | 0 |  | 0 | 0 | 0 | 0 | 0 | 0 | 0
PG&E NGBA | PGE NGBA | PGE | Oregon Trail | 60 |  | Biomass |  |  | 0 | 0 |  | 0 | 0 |  | 0 | 0 |  | 0 | 0 | 0 | 0 | 0 |  | 0 | 0 | 0 | 0 | 0 |  | 0 | 0 | 0 | 0 | 0 | 0 | 0
SCE Northern | SCE Northern | SCE | Ormond Beach | 230 | 157 | Biomass |  |  | 0 | 0 |  | 0 | 0 |  | 0 | 0 |  | 0 | 0 | 0 | 0 | 0 |  | 0 | 0 | 0 | 0 | 0 |  | 0 | 0 | 0 | 0 | 0 | 0 | 0
PG&E FRESNO | PGE Fresno | PGE | Oro Loma | 115 | 123 | Biomass |  |  | 0 | 0 |  | 0 | 0 |  | 0 | 0 |  | 0 | 0 | 0 | 0 | 0 |  | 0 | 0 | 0 | 0 | 0 |  | 0 | 0 | 0 | 0 | 0 | 0 | 0
PG&E FRESNO | PGE Fresno | PGE | Oro Loma | 70 |  | Biomass |  |  | 0 | 0 |  | 0 | 0 |  | 0 | 0 |  | 0 | 0 | 0 | 0 | 0 |  | 0 | 0 | 0 | 0 | 0 |  | 0 | 0 | 0 | 0 | 0 | 0 | 0
PG&E FRESNO | PGE Fresno | PGE | Orosi | 70 |  | Biomass |  |  | 0 | 0 |  | 0 | 0 |  | 0 | 0 |  | 0 | 0 | 0 | 0 | 0 |  | 0 | 0 | 0 | 0 | 0 |  | 0 | 0 | 0 | 0 | 0 | 0 | 0
SDGE | SDGE Imperial | SDGE | Otay | 69 |  | Biomass |  |  | 0 | 0 |  | 0 | 0 |  | 0 | 0 |  | 0 | 0 | 0 | 0 | 0 |  | 0 | 0 | 0 | 0 | 0 |  | 0 | 0 | 0 | 0 | 0 | 0 | 0
SDGE | SDGE Imperial | SDGE | Otay Mesa | 230 | 197 | Biomass |  |  | 0 | 0 |  | 0 | 0 |  | 0 | 0 |  | 0 | 0 | 0 | 0 | 0 |  | 0 | 0 | 0 | 0 | 0 |  | 0 | 0 | 0 | 0 | 0 | 0 | 0
PG&E FRESNO | PGE Fresno | PGE | Padre Flats SW STA | 230 | 71 | Biomass |  |  | 0 | 0 |  | 0 | 0 |  | 0 | 0 |  | 0 | 0 | 0 | 0 | 0 |  | 0 | 0 | 0 | 0 | 0 |  | 0 | 0 | 0 | 0 | 0 | 0 | 0
EOP | SCE EOP | SCE | Pahrump | 138 | 177 | Biomass |  |  | 0 | 0 |  | 0 | 0 |  | 0 | 0 |  | 0 | 0 | 0 | 0 | 0 |  | 0 | 0 | 0 | 0 | 0 |  | 0 | 0 | 0 | 0 | 0 | 0 | 0
EOP | SCE EOP | SCE | Pahrump | 230 | 177 | Biomass |  |  | 0 | 0 |  | 0 | 0 |  | 0 | 0 |  | 0 | 0 | 0 | 0 | 0 |  | 0 | 0 | 0 | 0 | 0 |  | 0 | 0 | 0 | 0 | 0 | 0 | 0
SDGE | SDGE Imperial | SDGE | Pala | 69 |  | Biomass |  |  | 0 | 0 |  | 0 | 0 |  | 0 | 0 |  | 0 | 0 | 0 | 0 | 0 |  | 0 | 0 | 0 | 0 | 0 |  | 0 | 0 | 0 | 0 | 0 | 0 | 0
PG&E NGBA | PGE NGBA | PGE | Palermo | 115 | 22 | Biomass |  |  | 0 | 0 |  | 0 | 0 |  | 0 | 0 |  | 0 | 0 | 0 | 0 | 0 |  | 0 | 0 | 0 | 0 | 0 |  | 0 | 0 | 0 | 0 | 0 | 0 | 0
PG&E NGBA | PGE NGBA | PGE | Palermo | 230 | 19 | Biomass |  |  | 0 | 0 |  | 0 | 0 |  | 0 | 0 |  | 0 | 0 | 0 | 0 | 0 |  | 0 | 0 | 0 | 0 | 0 |  | 0 | 0 | 0 | 0 | 0 | 0 | 0
SCE Eastern | SCE Arizona | SCE | Palo Verde | 500 | 176 | Biomass |  |  | 0 | 0 |  | 0 | 0 |  | 0 | 0 |  | 0 | 0 | 0 | 0 | 0 |  | 0 | 0 | 0 | 0 | 0 |  | 0 | 0 | 0 | 0 | 0 | 0 | 0
SDGE | SDGE Imperial | SDGE | Palomar Energy | 230 | 195 | Biomass |  |  | 0 | 0 |  | 0 | 0 |  | 0 | 0 |  | 0 | 0 | 0 | 0 | 0 |  | 0 | 0 | 0 | 0 | 0 |  | 0 | 0 | 0 | 0 | 0 | 0 | 0
PG&E KERN | PGE Kern | PGE | Panama | 70 |  | Biomass |  |  | 0 | 0 |  | 0 | 0 |  | 0 | 0 |  | 0 | 0 | 0 | 0 | 0 |  | 0 | 0 | 0 | 0 | 0 |  | 0 | 0 | 0 | 0 | 0 | 0 | 0
PG&E FRESNO | PGE Fresno | PGE | Panoche | 115 | 128 | Biomass |  |  | 0 | 0 |  | 0 | 0 |  | 0 | 0 |  | 0 | 0 | 0 | 0 | 0 |  | 0 | 0 | 0 | 0 | 0 |  | 0 | 0 | 0 | 0 | 0 | 0 | 0
PG&E FRESNO | PGE Fresno | PGE | Panoche | 230 | 94 | Biomass |  |  | 0 | 0 |  | 0 | 0 |  | 0 | 0 |  | 0 | 0 | 0 | 0 | 0 |  | 0 | 0 | 0 | 0 | 0 |  | 0 | 0 | 0 | 0 | 0 | 0 | 0
SCE Northern | SCE Northern | SCE | Pardee | 230 | 151 | Biomass |  |  | 0 | 0 |  | 0 | 0 |  | 0 | 0 |  | 0 | 0 | 0 | 0 | 0 |  | 0 | 0 | 0 | 0 | 0 |  | 0 | 0 | 0 | 0 | 0 | 0 | 0
PG&E NGBA | PGE NGBA | PGE | Parkway | 230 | 30 | Biomass |  |  | 0 | 0 |  | 0 | 0 |  | 0 | 0 |  | 0 | 0 | 0 | 0 | 0 |  | 0 | 0 | 0 | 0 | 0 |  | 0 | 0 | 0 | 0 | 0 | 0 | 0
SCE Northern | SCE Northern | SCE | Pastoria | 230 | 159 | Biomass |  |  | 0 | 0 |  | 0 | 0 |  | 0 | 0 |  | 0 | 0 | 0 | 0 | 0 |  | 0 | 0 | 0 | 0 | 0 |  | 0 | 0 | 0 | 0 | 0 | 0 | 0
SCE Metro | SCE Metro | SCE | Pauda | 230 |  | Biomass |  |  | 0 | 0 |  | 0 | 0 |  | 0 | 0 |  | 0 | 0 | 0 | 0 | 0 |  | 0 | 0 | 0 | 0 | 0 |  | 0 | 0 | 0 | 0 | 0 | 0 | 0
PG&E GBA | PGE GBA | PGE | Paul Sweet | 115 | 14 | Biomass |  |  | 0 | 0 |  | 0 | 0 |  | 0 | 0 |  | 0 | 0 | 0 | 0 | 0 |  | 0 | 0 | 0 | 0 | 0 |  | 0 | 0 | 0 | 0 | 0 | 0 | 0
PG&E NGBA | PGE NGBA | PGE | Peabody | 230 | 52 | Biomass |  |  | 0 | 0 |  | 0 | 0 |  | 0 | 0 |  | 0 | 0 | 0 | 0 | 0 |  | 0 | 0 | 0 | 0 | 0 |  | 0 | 0 | 0 | 0 | 0 | 0 | 0
PG&E NGBA | PGE NGBA | PGE | Pease | 115 | 22 | Biomass |  |  | 0 | 0 |  | 0 | 0 |  | 0 | 0 |  | 0 | 0 | 0 | 0 | 0 |  | 0 | 0 | 0 | 0 | 0 |  | 0 | 0 | 0 | 0 | 0 | 0 | 0
PG&E NGBA | PGE NGBA | PGE | Pease | 60 |  | Biomass |  |  | 0 | 0 |  | 0 | 0 |  | 0 | 0 |  | 0 | 0 | 0 | 0 | 0 |  | 0 | 0 | 0 | 0 | 0 |  | 0 | 0 | 0 | 0 | 0 | 0 | 0
SDGE | SDGE Imperial | SDGE | Penasquitos | 138 | 171 | Biomass |  |  | 0 | 0 |  | 0 | 0 |  | 0 | 0 |  | 0 | 0 | 0 | 0 | 0 |  | 0 | 0 | 0 | 0 | 0 |  | 0 | 0 | 0 | 0 | 0 | 0 | 0
SDGE | SDGE Imperial | SDGE | Penasquitos | 230 | 171 | Biomass |  |  | 0 | 0 |  | 0 | 0 |  | 0 | 0 |  | 0 | 0 | 0 | 0 | 0 |  | 0 | 0 | 0 | 0 | 0 |  | 0 | 0 | 0 | 0 | 0 | 0 | 0
SDGE | SDGE Imperial | SDGE | Penasquitos | 69 |  | Biomass |  |  | 0 | 0 |  | 0 | 0 |  | 0 | 0 |  | 0 | 0 | 0 | 0 | 0 |  | 0 | 0 | 0 | 0 | 0 |  | 0 | 0 | 0 | 0 | 0 | 0 | 0
SDGE | SDGE Imperial | SDGE | Pendleton | 69 |  | Biomass |  |  | 0 | 0 |  | 0 | 0 |  | 0 | 0 |  | 0 | 0 | 0 | 0 | 0 |  | 0 | 0 | 0 | 0 | 0 |  | 0 | 0 | 0 | 0 | 0 | 0 | 0
PG&E NGBA | PGE NGBA | PGE | Penngrove | 115 | 27 | Biomass |  |  | 0 | 0 |  | 0 | 0 |  | 0 | 0 |  | 0 | 0 | 0 | 0 | 0 |  | 0 | 0 | 0 | 0 | 0 |  | 0 | 0 | 0 | 0 | 0 | 0 | 0
PG&E GBA | PGE GBA | PGE | Peoria | 115 | 44 | Biomass |  |  | 0 | 0 |  | 0 | 0 |  | 0 | 0 |  | 0 | 0 | 0 | 0 | 0 |  | 0 | 0 | 0 | 0 | 0 |  | 0 | 0 | 0 | 0 | 0 | 0 | 0
PG&E GBA | PGE GBA | PGE | Piercy | 115 | 11 | Biomass |  |  | 0 | 0 |  | 0 | 0 |  | 0 | 0 |  | 0 | 0 | 0 | 0 | 0 |  | 0 | 0 | 0 | 0 | 0 |  | 0 | 0 | 0 | 0 | 0 | 0 | 0
PG&E FRESNO | PGE Fresno | PGE | Pine Flat | 230 | 117 | Biomass |  |  | 0 | 0 |  | 0 | 0 |  | 0 | 0 |  | 0 | 0 | 0 | 0 | 0 |  | 0 | 0 | 0 | 0 | 0 |  | 0 | 0 | 0 | 0 | 0 | 0 | 0
SCE NOL | SCE NOL | SCE | Pisgah | 230 | 141 | Biomass |  |  | 0 | 0 |  | 0 | 0 |  | 0 | 0 |  | 0 | 0 | 0 | 0 | 0 |  | 0 | 0 | 0 | 0 | 0 |  | 0 | 0 | 0 | 0 | 0 | 0 | 0
PG&E NGBA | PGE NGBA | PGE | Pit 1 | 230 | 2 | Biomass |  |  | 0 | 0 |  | 0 | 0 |  | 0 | 0 |  | 0 | 0 | 0 | 0 | 0 |  | 0 | 0 | 0 | 0 | 0 |  | 0 | 0 | 0 | 0 | 0 | 0 | 0
PG&E NGBA | PGE NGBA | PGE | Pit 1 | 60 |  | Biomass |  |  | 0 | 0 |  | 0 | 0 |  | 0 | 0 |  | 0 | 0 | 0 | 0 | 0 |  | 0 | 0 | 0 | 0 | 0 |  | 0 | 0 | 0 | 0 | 0 | 0 | 0
PG&E NGBA | PGE NGBA | PGE | Pit 3 | 230 | 2 | Biomass |  |  | 0 | 0 |  | 0 | 0 |  | 0 | 0 |  | 0 | 0 | 0 | 0 | 0 |  | 0 | 0 | 0 | 0 | 0 |  | 0 | 0 | 0 | 0 | 0 | 0 | 0
PG&E NGBA | PGE NGBA | PGE | Pit 4 | 230 | 1 | Biomass |  |  | 0 | 0 |  | 0 | 0 |  | 0 | 0 |  | 0 | 0 | 0 | 0 | 0 |  | 0 | 0 | 0 | 0 | 0 |  | 0 | 0 | 0 | 0 | 0 | 0 | 0
PG&E GBA | PGE GBA | PGE | Pittsburg | 115 | 49 | Biomass |  |  | 0 | 0 |  | 0 | 0 |  | 0 | 0 |  | 0 | 0 | 0 | 0 | 0 |  | 0 | 0 | 0 | 0 | 0 |  | 0 | 0 | 0 | 0 | 0 | 0 | 0
PG&E GBA | PGE GBA | PGE | Pittsburg | 230 | 51 | Biomass |  |  | 0 | 0 |  | 0 | 0 |  | 0 | 0 |  | 0 | 0 | 0 | 0 | 0 |  | 0 | 0 | 0 | 0 | 0 |  | 0 | 0 | 0 | 0 | 0 | 0 | 0
PG&E NGBA | PGE NGBA | PGE | Pleasant Grove | 115 | 23 | Biomass |  |  | 0 | 0 |  | 0 | 0 |  | 0 | 0 |  | 0 | 0 | 0 | 0 | 0 |  | 0 | 0 | 0 | 0 | 0 |  | 0 | 0 | 0 | 0 | 0 | 0 | 0
PG&E NGBA | PGE NGBA | PGE | POE | 230 | 24 | Biomass |  |  | 0 | 0 |  | 0 | 0 |  | 0 | 0 |  | 0 | 0 | 0 | 0 | 0 |  | 0 | 0 | 0 | 0 | 0 |  | 0 | 0 | 0 | 0 | 0 | 0 | 0
SDGE | SDGE Imperial | SDGE | Point Loma | 69 |  | Biomass |  |  | 0 | 0 |  | 0 | 0 |  | 0 | 0 |  | 0 | 0 | 0 | 0 | 0 |  | 0 | 0 | 0 | 0 | 0 |  | 0 | 0 | 0 | 0 | 0 | 0 | 0
SDGE | SDGE Imperial | SDGE | Pomerado | 69 |  | Biomass |  |  | 0 | 0 |  | 0 | 0 |  | 0 | 0 |  | 0 | 0 | 0 | 0 | 0 |  | 0 | 0 | 0 | 0 | 0 |  | 0 | 0 | 0 | 0 | 0 | 0 | 0
PG&E KERN | PGE Kern | PGE | Poso Mountain | 115 | 101 | Biomass |  |  | 0 | 0 |  | 0 | 0 |  | 0 | 0 |  | 0 | 0 | 0 | 0 | 0 |  | 0 | 0 | 0 | 0 | 0 |  | 0 | 0 | 0 | 0 | 0 | 0 | 0
EOP | SCE EOP | SCE | Primm | 230 | 161 | Biomass |  |  | 0 | 0 |  | 0 | 0 |  | 0 | 0 |  | 0 | 0 | 0 | 0 | 0 |  | 0 | 0 | 0 | 0 | 0 |  | 0 | 0 | 0 | 0 | 0 | 0 | 0
PG&E NGBA | PGE NGBA | PGE | Putah Creek | 115 | 39 | Biomass |  |  | 0 | 0 |  | 0 | 0 |  | 0 | 0 |  | 0 | 0 | 0 | 0 | 0 |  | 0 | 0 | 0 | 0 | 0 |  | 0 | 0 | 0 | 0 | 0 | 0 | 0
SDGE | SDGE Imperial | SDGE | Q1806 | 138 | 178 | Biomass |  |  | 0 | 0 |  | 0 | 0 |  | 0 | 0 |  | 0 | 0 | 0 | 0 | 0 |  | 0 | 0 | 0 | 0 | 0 |  | 0 | 0 | 0 | 0 | 0 | 0 | 0
PG&E FRESNO | PGE Fresno | PGE | Quinto | 230 | 71 | Biomass |  |  | 0 | 0 |  | 0 | 0 |  | 0 | 0 |  | 0 | 0 | 0 | 0 | 0 |  | 0 | 0 | 0 | 0 | 0 |  | 0 | 0 | 0 | 0 | 0 | 0 | 0
PG&E GBA | PGE GBA | PGE | Race Track | 115 | 44 | Biomass |  |  | 0 | 0 |  | 0 | 0 |  | 0 | 0 |  | 0 | 0 | 0 | 0 | 0 |  | 0 | 0 | 0 | 0 | 0 |  | 0 | 0 | 0 | 0 | 0 | 0 | 0
SDGE | SDGE Imperial | SDGE | Rancho Mission Viejo | 138 | 187 | Biomass |  |  | 0 | 0 |  | 0 | 0 |  | 0 | 0 |  | 0 | 0 | 0 | 0 | 0 |  | 0 | 0 | 0 | 0 | 0 |  | 0 | 0 | 0 | 0 | 0 | 0 | 0
PG&E GBA | PGE GBA | PGE | Rancho Seco | 230 | 15 | Biomass |  |  | 0 | 0 |  | 0 | 0 |  | 0 | 0 |  | 0 | 0 | 0 | 0 | 0 |  | 0 | 0 | 0 | 0 | 0 |  | 0 | 0 | 0 | 0 | 0 | 0 | 0
SCE Metro | SCE Metro | SCE | Rancho Vista | 230 | 97 | Biomass |  |  | 0 | 0 |  | 0 | 0 |  | 0 | 0 |  | 0 | 0 | 0 | 0 | 0 |  | 0 | 0 | 0 | 0 | 0 |  | 0 | 0 | 0 | 0 | 0 | 0 | 0
SCE Metro | SCE Metro | SCE | Rancho Vista | 500 | 97 | Biomass |  |  | 0 | 0 |  | 0 | 0 |  | 0 | 0 |  | 0 | 0 | 0 | 0 | 0 |  | 0 | 0 | 0 | 0 | 0 |  | 0 | 0 | 0 | 0 | 0 | 0 | 0
SCE NOL | SCE NOL | SCE | Ransburg | 115 |  | Biomass |  |  | 0 | 0 |  | 0 | 0 |  | 0 | 0 |  | 0 | 0 | 0 | 0 | 0 |  | 0 | 0 | 0 | 0 | 0 |  | 0 | 0 | 0 | 0 | 0 | 0 | 0
PG&E GBA | PGE GBA | PGE | Ravenswood | 115 | 6 | Biomass |  |  | 0 | 0 |  | 0 | 0 |  | 0 | 0 |  | 0 | 0 | 0 | 0 | 0 |  | 0 | 0 | 0 | 0 | 0 |  | 0 | 0 | 0 | 0 | 0 | 0 | 0
PG&E GBA | PGE GBA | PGE | Ravenswood | 230 | 6 | Biomass |  |  | 0 | 0 |  | 0 | 0 |  | 0 | 0 |  | 0 | 0 | 0 | 0 | 0 |  | 0 | 0 | 0 | 0 | 0 |  | 0 | 0 | 0 | 0 | 0 | 0 | 0
SCE Northern | SCE Northern | SCE | Rector | 230 | 153 | Biomass |  |  | 0 | 0 |  | 0 | 0 |  | 0 | 0 |  | 0 | 0 | 0 | 0 | 0 |  | 0 | 0 | 0 | 0 | 0 |  | 0 | 0 | 0 | 0 | 0 | 0 | 0
SCE Eastern | SCE Eastern | SCE | Red Bluff | 230 | 179 | Biomass |  |  | 0 | 0 |  | 0 | 0 |  | 0 | 0 |  | 0 | 0 | 0 | 0 | 0 |  | 0 | 0 | 0 | 0 | 0 |  | 0 | 0 | 0 | 0 | 0 | 0 | 0
SCE Eastern | SCE Eastern | SCE | Red Bluff | 500 | 172 | Biomass |  |  | 0 | 0 |  | 0 | 0 |  | 0 | 0 |  | 0 | 0 | 0 | 0 | 0 |  | 0 | 0 | 0 | 0 | 0 |  | 0 | 0 | 0 | 0 | 0 | 0 | 0
PG&E NGBA | PGE NGBA | PGE | Redbud | 115 | 27 | Biomass |  |  | 0 | 0 |  | 0 | 0 |  | 0 | 0 |  | 0 | 0 | 0 | 0 | 0 |  | 0 | 0 | 0 | 0 | 0 |  | 0 | 0 | 0 | 0 | 0 | 0 | 0
SCE Metro | SCE Metro | SCE | Redondo | 230 | 97 | Biomass |  |  | 0 | 0 |  | 0 | 0 |  | 0 | 0 |  | 0 | 0 | 0 | 0 | 0 |  | 0 | 0 | 0 | 0 | 0 |  | 0 | 0 | 0 | 0 | 0 | 0 | 0
PG&E FRESNO | PGE Fresno | PGE | Reedley | 115 | 142 | Biomass |  |  | 0 | 0 |  | 0 | 0 |  | 0 | 0 |  | 0 | 0 | 0 | 0 | 0 |  | 0 | 0 | 0 | 0 | 0 |  | 0 | 0 | 0 | 0 | 0 | 0 | 0
PG&E KERN | PGE Kern | PGE | Renfro | 115 | 83 | Biomass |  |  | 0 | 0 |  | 0 | 0 |  | 0 | 0 |  | 0 | 0 | 0 | 0 | 0 |  | 0 | 0 | 0 | 0 | 0 |  | 0 | 0 | 0 | 0 | 0 | 0 | 0
PG&E GBA | PGE GBA | PGE | Richmond R | 115 | 56 | Biomass |  |  | 0 | 0 |  | 0 | 0 |  | 0 | 0 |  | 0 | 0 | 0 | 0 | 0 |  | 0 | 0 | 0 | 0 | 0 |  | 0 | 0 | 0 | 0 | 0 | 0 | 0
PG&E NGBA | PGE NGBA | PGE | Rincon | 115 | 55 | Biomass |  |  | 0 | 0 |  | 0 | 0 |  | 0 | 0 |  | 0 | 0 | 0 | 0 | 0 |  | 0 | 0 | 0 | 0 | 0 |  | 0 | 0 | 0 | 0 | 0 | 0 | 0
PG&E KERN | PGE Kern | PGE | Rio Bravo | 115 | 83 | Biomass |  |  | 0 | 0 |  | 0 | 0 |  | 0 | 0 |  | 0 | 0 | 0 | 0 | 0 |  | 0 | 0 | 0 | 0 | 0 |  | 0 | 0 | 0 | 0 | 0 | 0 | 0
SCE Metro | SCE Metro | SCE | Rio Hondo | 230 | 97 | Biomass |  |  | 0 | 0 |  | 0 | 0 |  | 0 | 0 |  | 0 | 0 | 0 | 0 | 0 |  | 0 | 0 | 0 | 0 | 0 |  | 0 | 0 | 0 | 0 | 0 | 0 | 0
PG&E NGBA | PGE NGBA | PGE | Rio Oso | 115 | 24 | Biomass |  |  | 0 | 0 |  | 0 | 0 |  | 0 | 0 |  | 0 | 0 | 0 | 0 | 0 |  | 0 | 0 | 0 | 0 | 0 |  | 0 | 0 | 0 | 0 | 0 | 0 | 0
PG&E NGBA | PGE NGBA | PGE | Rio Oso | 230 | 24 | Biomass |  |  | 0 | 0 |  | 0 | 0 |  | 0 | 0 |  | 0 | 0 | 0 | 0 | 0 |  | 0 | 0 | 0 | 0 | 0 |  | 0 | 0 | 0 | 0 | 0 | 0 | 0
PG&E GBA | PGE GBA | PGE | Ripon | 115 | 54 | Biomass |  |  | 0 | 0 |  | 0 | 0 |  | 0 | 0 |  | 0 | 0 | 0 | 0 | 0 |  | 0 | 0 | 0 | 0 | 0 |  | 0 | 0 | 0 | 0 | 0 | 0 | 0
PG&E GBA | PGE GBA | PGE | Riverbank | 115 | 44 | Biomass |  |  | 0 | 0 |  | 0 | 0 |  | 0 | 0 |  | 0 | 0 | 0 | 0 | 0 |  | 0 | 0 | 0 | 0 | 0 |  | 0 | 0 | 0 | 0 | 0 | 0 | 0
SCE NOL | SCE NOL | SCE | Roadway | 115 | 146 | Biomass |  |  | 0 | 0 |  | 0 | 0 |  | 0 | 0 |  | 0 | 0 | 0 | 0 | 0 |  | 0 | 0 | 0 | 0 | 0 |  | 0 | 0 | 0 | 0 | 0 | 0 | 0
PG&E NGBA | PGE NGBA | PGE | Rock Creek 1 | 230 | 16 | Biomass |  |  | 0 | 0 |  | 0 | 0 |  | 0 | 0 |  | 0 | 0 | 0 | 0 | 0 |  | 0 | 0 | 0 | 0 | 0 |  | 0 | 0 | 0 | 0 | 0 | 0 | 0
SCE Northern | SCE Northern | SCE | Rosamond | 66 |  | Biomass |  |  | 0 | 0 |  | 0 | 0 |  | 0 | 0 |  | 0 | 0 | 0 | 0 | 0 |  | 0 | 0 | 0 | 0 | 0 |  | 0 | 0 | 0 | 0 | 0 | 0 | 0
PG&E GBA | PGE GBA | PGE | Rossmoor | 230 | 30 | Biomass |  |  | 0 | 0 |  | 0 | 0 |  | 0 | 0 |  | 0 | 0 | 0 | 0 | 0 |  | 0 | 0 | 0 | 0 | 0 |  | 0 | 0 | 0 | 0 | 0 | 0 | 0
PG&E NGBA | PGE NGBA | PGE | Round Mountain | 230 | 1 | Biomass |  |  | 0 | 0 |  | 0 | 0 |  | 0 | 0 |  | 0 | 0 | 0 | 0 | 0 |  | 0 | 0 | 0 | 0 | 0 |  | 0 | 0 | 0 | 0 | 0 | 0 | 0
PG&E NGBA | PGE NGBA | PGE | Round Mountain | 500 | 1 | Biomass |  |  | 0 | 0 |  | 0 | 0 |  | 0 | 0 |  | 0 | 0 | 0 | 0 | 0 |  | 0 | 0 | 0 | 0 | 0 |  | 0 | 0 | 0 | 0 | 0 | 0 | 0
PG&E GBA | PGE GBA | PGE | Salado | 115 | 34 | Biomass |  |  | 0 | 0 |  | 0 | 0 |  | 0 | 0 |  | 0 | 0 | 0 | 0 | 0 |  | 0 | 0 | 0 | 0 | 0 |  | 0 | 0 | 0 | 0 | 0 | 0 | 0
PG&E GBA | PGE GBA | PGE | Salado | 60 |  | Biomass |  |  | 0 | 0 |  | 0 | 0 |  | 0 | 0 |  | 0 | 0 | 0 | 0 | 0 |  | 0 | 0 | 0 | 0 | 0 |  | 0 | 0 | 0 | 0 | 0 | 0 | 0
PG&E GBA | PGE GBA | PGE | Salinas | 115 | 84 | Biomass |  |  | 0 | 0 |  | 0 | 0 |  | 0 | 0 |  | 0 | 0 | 0 | 0 | 0 |  | 0 | 0 | 0 | 0 | 0 |  | 0 | 0 | 0 | 0 | 0 | 0 | 0
SDGE | SDGE Imperial | SDGE | Salt Creek | 69 |  | Biomass |  |  | 0 | 0 |  | 0 | 0 |  | 0 | 0 |  | 0 | 0 | 0 | 0 | 0 |  | 0 | 0 | 0 | 0 | 0 |  | 0 | 0 | 0 | 0 | 0 | 0 | 0
SCE Eastern | SCE Eastern | SCE | San Bernardino | 230 | 156 | Biomass |  |  | 0 | 0 |  | 0 | 0 |  | 0 | 0 |  | 0 | 0 | 0 | 0 | 0 |  | 0 | 0 | 0 | 0 | 0 |  | 0 | 0 | 0 | 0 | 0 | 0 | 0
PG&E GBA | PGE GBA | PGE | SAN FRAN A (POTRERO PP) | 115 | 3 | Biomass |  |  | 0 | 0 |  | 0 | 0 |  | 0 | 0 |  | 0 | 0 | 0 | 0 | 0 |  | 0 | 0 | 0 | 0 | 0 |  | 0 | 0 | 0 | 0 | 0 | 0 | 0
PG&E GBA | PGE GBA | PGE | SAN FRAN A (POTRERO PP) | 230 | 3 | Biomass |  |  | 0 | 0 |  | 0 | 0 |  | 0 | 0 |  | 0 | 0 | 0 | 0 | 0 |  | 0 | 0 | 0 | 0 | 0 |  | 0 | 0 | 0 | 0 | 0 | 0 | 0
PG&E GBA | PGE GBA | PGE | San Jose A | 115 | 81 | Biomass |  |  | 0 | 0 |  | 0 | 0 |  | 0 | 0 |  | 0 | 0 | 0 | 0 | 0 |  | 0 | 0 | 0 | 0 | 0 |  | 0 | 0 | 0 | 0 | 0 | 0 | 0
PG&E GBA | PGE GBA | PGE | San Jose B | 115 | 11 | Biomass |  |  | 0 | 0 |  | 0 | 0 |  | 0 | 0 |  | 0 | 0 | 0 | 0 | 0 |  | 0 | 0 | 0 | 0 | 0 |  | 0 | 0 | 0 | 0 | 0 | 0 | 0
PG&E GBA | PGE GBA | PGE | San Leandro U | 115 | 6 | Biomass |  |  | 0 | 0 |  | 0 | 0 |  | 0 | 0 |  | 0 | 0 | 0 | 0 | 0 |  | 0 | 0 | 0 | 0 | 0 |  | 0 | 0 | 0 | 0 | 0 | 0 | 0
PG&E KERN | PGE Kern | PGE | San Luis Obispo | 115 | 111 | Biomass |  |  | 0 | 0 |  | 0 | 0 |  | 0 | 0 |  | 0 | 0 | 0 | 0 | 0 |  | 0 | 0 | 0 | 0 | 0 |  | 0 | 0 | 0 | 0 | 0 | 0 | 0
PG&E KERN | PGE Kern | PGE | San Luis Obispo | 70 |  | Biomass |  |  | 0 | 0 |  | 0 | 0 |  | 0 | 0 |  | 0 | 0 | 0 | 0 | 0 |  | 0 | 0 | 0 | 0 | 0 |  | 0 | 0 | 0 | 0 | 0 | 0 | 0
SDGE | SDGE Imperial | SDGE | San Luis Rey | 230 | 143 | Biomass |  |  | 0 | 0 |  | 0 | 0 |  | 0 | 0 |  | 0 | 0 | 0 | 0 | 0 |  | 0 | 0 | 0 | 0 | 0 |  | 0 | 0 | 0 | 0 | 0 | 0 | 0
SDGE | SDGE Imperial | SDGE | San Luis Rey | 69 |  | Biomass |  |  | 0 | 0 |  | 0 | 0 |  | 0 | 0 |  | 0 | 0 | 0 | 0 | 0 |  | 0 | 0 | 0 | 0 | 0 |  | 0 | 0 | 0 | 0 | 0 | 0 | 0
SDGE | SDGE Imperial | SDGE | San Marcos | 69 |  | Biomass |  |  | 0 | 0 |  | 0 | 0 |  | 0 | 0 |  | 0 | 0 | 0 | 0 | 0 |  | 0 | 0 | 0 | 0 | 0 |  | 0 | 0 | 0 | 0 | 0 | 0 | 0
SCE Metro | SCE Metro | SCE | San Onofre | 230 | 97 | Biomass |  |  | 0 | 0 |  | 0 | 0 |  | 0 | 0 |  | 0 | 0 | 0 | 0 | 0 |  | 0 | 0 | 0 | 0 | 0 |  | 0 | 0 | 0 | 0 | 0 | 0 | 0
PG&E GBA | PGE GBA | PGE | San Pablo | 115 | 56 | Biomass |  |  | 0 | 0 |  | 0 | 0 |  | 0 | 0 |  | 0 | 0 | 0 | 0 | 0 |  | 0 | 0 | 0 | 0 | 0 |  | 0 | 0 | 0 | 0 | 0 | 0 | 0
PG&E GBA | PGE GBA | PGE | San Ramon | 230 | 4 | Biomass |  |  | 0 | 0 |  | 0 | 0 |  | 0 | 0 |  | 0 | 0 | 0 | 0 | 0 |  | 0 | 0 | 0 | 0 | 0 |  | 0 | 0 | 0 | 0 | 0 | 0 | 0
SDGE | SDGE Imperial | SDGE | San Ysidro | 69 |  | Biomass |  |  | 0 | 0 |  | 0 | 0 |  | 0 | 0 |  | 0 | 0 | 0 | 0 | 0 |  | 0 | 0 | 0 | 0 | 0 |  | 0 | 0 | 0 | 0 | 0 | 0 | 0
SCE NOL | SCE NOL | SCE | Sandlot | 230 | 160 | Biomass |  |  | 0 | 0 |  | 0 | 0 |  | 0 | 0 |  | 0 | 0 | 0 | 0 | 0 |  | 0 | 0 | 0 | 0 | 0 |  | 0 | 0 | 0 | 0 | 0 | 0 | 0
EOP | SCE EOP | SCE | Sandy | 138 | 177 | Biomass |  |  | 0 | 0 |  | 0 | 0 |  | 0 | 0 |  | 0 | 0 | 0 | 0 | 0 |  | 0 | 0 | 0 | 0 | 0 |  | 0 | 0 | 0 | 0 | 0 | 0 | 0
PG&E FRESNO | PGE Fresno | PGE | Sanger | 115 | 152 | Biomass |  |  | 0 | 0 |  | 0 | 0 |  | 0 | 0 |  | 0 | 0 | 0 | 0 | 0 |  | 0 | 0 | 0 | 0 | 0 |  | 0 | 0 | 0 | 0 | 0 | 0 | 0
SCE Northern | SCE Northern | SCE | Santa Clara | 230 | 157 | Biomass |  |  | 0 | 0 |  | 0 | 0 |  | 0 | 0 |  | 0 | 0 | 0 | 0 | 0 |  | 0 | 0 | 0 | 0 | 0 |  | 0 | 0 | 0 | 0 | 0 | 0 | 0
PG&E NGBA | PGE NGBA | PGE | Santa Rosa A | 115 | 27 | Biomass |  |  | 0 | 0 |  | 0 | 0 |  | 0 | 0 |  | 0 | 0 | 0 | 0 | 0 |  | 0 | 0 | 0 | 0 | 0 |  | 0 | 0 | 0 | 0 | 0 | 0 | 0
PG&E GBA | PGE GBA | PGE | Santa Teresa | 115 | 81 | Biomass |  |  | 0 | 0 |  | 0 | 0 |  | 0 | 0 |  | 0 | 0 | 0 | 0 | 0 |  | 0 | 0 | 0 | 0 | 0 |  | 0 | 0 | 0 | 0 | 0 | 0 | 0
SDGE | SDGE Imperial | SDGE | Santee | 138 | 191 | Biomass |  |  | 0 | 0 |  | 0 | 0 |  | 0 | 0 |  | 0 | 0 | 0 | 0 | 0 |  | 0 | 0 | 0 | 0 | 0 |  | 0 | 0 | 0 | 0 | 0 | 0 | 0
SCE Metro | SCE Metro | SCE | Santiago | 230 | 97 | Biomass |  |  | 0 | 0 |  | 0 | 0 |  | 0 | 0 |  | 0 | 0 | 0 | 0 | 0 |  | 0 | 0 | 0 | 0 | 0 |  | 0 | 0 | 0 | 0 | 0 | 0 | 0
PG&E GBA | PGE GBA | PGE | Saratoga | 230 | 13 | Biomass |  |  | 0 | 0 |  | 0 | 0 |  | 0 | 0 |  | 0 | 0 | 0 | 0 | 0 |  | 0 | 0 | 0 | 0 | 0 |  | 0 | 0 | 0 | 0 | 0 | 0 | 0
SCE Northern | SCE Northern | SCE | Saugus | 230 | 131 | Biomass |  |  | 0 | 0 |  | 0 | 0 |  | 0 | 0 |  | 0 | 0 | 0 | 0 | 0 |  | 0 | 0 | 0 | 0 | 0 |  | 0 | 0 | 0 | 0 | 0 | 0 | 0
PG&E FRESNO | PGE Fresno | PGE | Schindler | 115 | 76 | Biomass |  |  | 0 | 0 |  | 0 | 0 |  | 0 | 0 |  | 0 | 0 | 0 | 0 | 0 |  | 0 | 0 | 0 | 0 | 0 |  | 0 | 0 | 0 | 0 | 0 | 0 | 0
PG&E FRESNO | PGE Fresno | PGE | Schindler | 70 |  | Biomass |  |  | 0 | 0 |  | 0 | 0 |  | 0 | 0 |  | 0 | 0 | 0 | 0 | 0 |  | 0 | 0 | 0 | 0 | 0 |  | 0 | 0 | 0 | 0 | 0 | 0 | 0
PG&E GBA | PGE GBA | PGE | Schulte | 115 | 41 | Biomass |  |  | 0 | 0 |  | 0 | 0 |  | 0 | 0 |  | 0 | 0 | 0 | 0 | 0 |  | 0 | 0 | 0 | 0 | 0 |  | 0 | 0 | 0 | 0 | 0 | 0 | 0
SDGE | SDGE Imperial | SDGE | Scripps | 69 |  | Biomass |  |  | 0 | 0 |  | 0 | 0 |  | 0 | 0 |  | 0 | 0 | 0 | 0 | 0 |  | 0 | 0 | 0 | 0 | 0 |  | 0 | 0 | 0 | 0 | 0 | 0 | 0
PG&E KERN | PGE Kern | PGE | Semitropic | 115 | 74 | Biomass |  |  | 0 | 0 |  | 0 | 0 |  | 0 | 0 |  | 0 | 0 | 0 | 0 | 0 |  | 0 | 0 | 0 | 0 | 0 |  | 0 | 0 | 0 | 0 | 0 | 0 | 0
SCE Metro | SCE Metro | SCE | Serrano | 230 | 97 | Biomass |  |  | 0 | 0 |  | 0 | 0 |  | 0 | 0 |  | 0 | 0 | 0 | 0 | 0 |  | 0 | 0 | 0 | 0 | 0 |  | 0 | 0 | 0 | 0 | 0 | 0 | 0
SCE Metro | SCE Metro | SCE | Serrano | 500 | 97 | Biomass |  |  | 0 | 0 |  | 0 | 0 |  | 0 | 0 |  | 0 | 0 | 0 | 0 | 0 |  | 0 | 0 | 0 | 0 | 0 |  | 0 | 0 | 0 | 0 | 0 | 0 | 0
SDGE | SDGE Imperial | SDGE | Shadowridge | 138 | 186 | Biomass |  |  | 0 | 0 |  | 0 | 0 |  | 0 | 0 |  | 0 | 0 | 0 | 0 | 0 |  | 0 | 0 | 0 | 0 | 0 |  | 0 | 0 | 0 | 0 | 0 | 0 | 0
PG&E KERN | PGE Kern | PGE | Shafter | 115 | 107 | Biomass |  |  | 0 | 0 |  | 0 | 0 |  | 0 | 0 |  | 0 | 0 | 0 | 0 | 0 |  | 0 | 0 | 0 | 0 | 0 |  | 0 | 0 | 0 | 0 | 0 | 0 | 0
PG&E NGBA | PGE NGBA | PGE | Silverado | 115 | 55 | Biomass |  |  | 0 | 0 |  | 0 | 0 |  | 0 | 0 |  | 0 | 0 | 0 | 0 | 0 |  | 0 | 0 | 0 | 0 | 0 |  | 0 | 0 | 0 | 0 | 0 | 0 | 0
SDGE | SDGE Imperial | SDGE | Silvergate | 230 | 193 | Biomass |  |  | 0 | 0 |  | 0 | 0 |  | 0 | 0 |  | 0 | 0 | 0 | 0 | 0 |  | 0 | 0 | 0 | 0 | 0 |  | 0 | 0 | 0 | 0 | 0 | 0 | 0
SDGE | SDGE Imperial | SDGE | Silvergate | 69 |  | Biomass |  |  | 0 | 0 |  | 0 | 0 |  | 0 | 0 |  | 0 | 0 | 0 | 0 | 0 |  | 0 | 0 | 0 | 0 | 0 |  | 0 | 0 | 0 | 0 | 0 | 0 | 0
PG&E KERN | PGE Kern | PGE | Sisquoc | 115 | 111 | Biomass |  |  | 0 | 0 |  | 0 | 0 |  | 0 | 0 |  | 0 | 0 | 0 | 0 | 0 |  | 0 | 0 | 0 | 0 | 0 |  | 0 | 0 | 0 | 0 | 0 | 0 | 0
EOP | SCE EOP | SCE | Sloan Canyon | 230 | 161 | Biomass |  |  | 0 | 0 |  | 0 | 0 |  | 0 | 0 |  | 0 | 0 | 0 | 0 | 0 |  | 0 | 0 | 0 | 0 | 0 |  | 0 | 0 | 0 | 0 | 0 | 0 | 0
EOP | SCE EOP | SCE | Sloan Canyon | 500 | 161 | Biomass |  |  | 0 | 0 |  | 0 | 0 |  | 0 | 0 |  | 0 | 0 | 0 | 0 | 0 |  | 0 | 0 | 0 | 0 | 0 |  | 0 | 0 | 0 | 0 | 0 | 0 | 0
PG&E KERN | PGE Kern | PGE | Smyrna | 115 | 113 | Biomass |  |  | 0 | 0 |  | 0 | 0 |  | 0 | 0 |  | 0 | 0 | 0 | 0 | 0 |  | 0 | 0 | 0 | 0 | 0 |  | 0 | 0 | 0 | 0 | 0 | 0 | 0
PG&E GBA | PGE GBA | PGE | Sobrante | 115 | 56 | Biomass |  |  | 0 | 0 |  | 0 | 0 |  | 0 | 0 |  | 0 | 0 | 0 | 0 | 0 |  | 0 | 0 | 0 | 0 | 0 |  | 0 | 0 | 0 | 0 | 0 | 0 | 0
PG&E GBA | PGE GBA | PGE | Sobrante | 230 | 51 | Biomass |  |  | 0 | 0 |  | 0 | 0 |  | 0 | 0 |  | 0 | 0 | 0 | 0 | 0 |  | 0 | 0 | 0 | 0 | 0 |  | 0 | 0 | 0 | 0 | 0 | 0 | 0
PG&E KERN | PGE Kern | PGE | Solar | 230 | 122 | Biomass |  |  | 0 | 0 |  | 0 | 0 |  | 0 | 0 |  | 0 | 0 | 0 | 0 | 0 |  | 0 | 0 | 0 | 0 | 0 |  | 0 | 0 | 0 | 0 | 0 | 0 | 0
PG&E GBA | PGE GBA | PGE | Soledad | 115 | 84 | Biomass |  |  | 0 | 0 |  | 0 | 0 |  | 0 | 0 |  | 0 | 0 | 0 | 0 | 0 |  | 0 | 0 | 0 | 0 | 0 |  | 0 | 0 | 0 | 0 | 0 | 0 | 0
PG&E GBA | PGE GBA | PGE | Soledad | 60 |  | Biomass |  |  | 0 | 0 |  | 0 | 0 |  | 0 | 0 |  | 0 | 0 | 0 | 0 | 0 |  | 0 | 0 | 0 | 0 | 0 |  | 0 | 0 | 0 | 0 | 0 | 0 | 0
SDGE | SDGE Imperial | SDGE | Spring Valley | 69 |  | Biomass |  |  | 0 | 0 |  | 0 | 0 |  | 0 | 0 |  | 0 | 0 | 0 | 0 | 0 |  | 0 | 0 | 0 | 0 | 0 |  | 0 | 0 | 0 | 0 | 0 | 0 | 0
SCE Northern | SCE Northern | SCE | Springville | 230 | 153 | Biomass |  |  | 0 | 0 |  | 0 | 0 |  | 0 | 0 |  | 0 | 0 | 0 | 0 | 0 |  | 0 | 0 | 0 | 0 | 0 |  | 0 | 0 | 0 | 0 | 0 | 0 | 0
PG&E GBA | PGE GBA | PGE | Stagg | 230 | 43 | Biomass |  |  | 0 | 0 |  | 0 | 0 |  | 0 | 0 |  | 0 | 0 | 0 | 0 | 0 |  | 0 | 0 | 0 | 0 | 0 |  | 0 | 0 | 0 | 0 | 0 | 0 | 0
PG&E GBA | PGE GBA | PGE | Standard Oil | 115 | 56 | Biomass |  |  | 0 | 0 |  | 0 | 0 |  | 0 | 0 |  | 0 | 0 | 0 | 0 | 0 |  | 0 | 0 | 0 | 0 | 0 |  | 0 | 0 | 0 | 0 | 0 | 0 | 0
PG&E GBA | PGE GBA | PGE | Stanislaus | 115 | 44 | Biomass |  |  | 0 | 0 |  | 0 | 0 |  | 0 | 0 |  | 0 | 0 | 0 | 0 | 0 |  | 0 | 0 | 0 | 0 | 0 |  | 0 | 0 | 0 | 0 | 0 | 0 | 0
PG&E KERN | PGE Kern | PGE | Stockdale | 115 | 72 | Biomass |  |  | 0 | 0 |  | 0 | 0 |  | 0 | 0 |  | 0 | 0 | 0 | 0 | 0 |  | 0 | 0 | 0 | 0 | 0 |  | 0 | 0 | 0 | 0 | 0 | 0 | 0
PG&E KERN | PGE Kern | PGE | Stockdale | 230 | 68 | Biomass |  |  | 0 | 0 |  | 0 | 0 |  | 0 | 0 |  | 0 | 0 | 0 | 0 | 0 |  | 0 | 0 | 0 | 0 | 0 |  | 0 | 0 | 0 | 0 | 0 | 0 | 0
PG&E GBA | PGE GBA | PGE | Stockton A | 115 | 65 | Biomass |  |  | 0 | 0 |  | 0 | 0 |  | 0 | 0 |  | 0 | 0 | 0 | 0 | 0 |  | 0 | 0 | 0 | 0 | 0 |  | 0 | 0 | 0 | 0 | 0 | 0 | 0
PG&E GBA | PGE GBA | PGE | Stone | 115 | 79 | Biomass |  |  | 0 | 0 |  | 0 | 0 |  | 0 | 0 |  | 0 | 0 | 0 | 0 | 0 |  | 0 | 0 | 0 | 0 | 0 |  | 0 | 0 | 0 | 0 | 0 | 0 | 0
PG&E FRESNO | PGE Fresno | PGE | Storey | 230 | 168 | Biomass |  |  | 0 | 0 |  | 0 | 0 |  | 0 | 0 |  | 0 | 0 | 0 | 0 | 0 |  | 0 | 0 | 0 | 0 | 0 |  | 0 | 0 | 0 | 0 | 0 | 0 | 0
PG&E NGBA | PGE NGBA | PGE | Summit | 115 | 21 | Biomass |  |  | 0 | 0 |  | 0 | 0 |  | 0 | 0 |  | 0 | 0 | 0 | 0 | 0 |  | 0 | 0 | 0 | 0 | 0 |  | 0 | 0 | 0 | 0 | 0 | 0 | 0
SDGE | SDGE Imperial | SDGE | Suncrest | 230 | 183 | Biomass |  |  | 0 | 0 |  | 0 | 0 |  | 0 | 0 |  | 0 | 0 | 0 | 0 | 0 |  | 0 | 0 | 0 | 0 | 0 |  | 0 | 0 | 0 | 0 | 0 | 0 | 0
SDGE | SDGE Imperial | SDGE | Suncrest | 500 | 183 | Biomass |  |  | 0 | 0 |  | 0 | 0 |  | 0 | 0 |  | 0 | 0 | 0 | 0 | 0 |  | 0 | 0 | 0 | 0 | 0 |  | 0 | 0 | 0 | 0 | 0 | 0 | 0
PG&E KERN | PGE Kern | PGE | Sunrise | 230 | 100 | Biomass |  |  | 0 | 0 |  | 0 | 0 |  | 0 | 0 |  | 0 | 0 | 0 | 0 | 0 |  | 0 | 0 | 0 | 0 | 0 |  | 0 | 0 | 0 | 0 | 0 | 0 | 0
PG&E KERN | PGE Kern | PGE | Sunset | 230 | 106 | Biomass |  |  | 0 | 0 |  | 0 | 0 |  | 0 | 0 |  | 0 | 0 | 0 | 0 | 0 |  | 0 | 0 | 0 | 0 | 0 |  | 0 | 0 | 0 | 0 | 0 | 0 | 0
PG&E GBA | PGE GBA | PGE | Swift | 115 | 11 | Biomass |  |  | 0 | 0 |  | 0 | 0 |  | 0 | 0 |  | 0 | 0 | 0 | 0 | 0 |  | 0 | 0 | 0 | 0 | 0 |  | 0 | 0 | 0 | 0 | 0 | 0 | 0
SDGE | SDGE Imperial | SDGE | Sycamore Canyon | 138 | 191 | Biomass |  |  | 0 | 0 |  | 0 | 0 |  | 0 | 0 |  | 0 | 0 | 0 | 0 | 0 |  | 0 | 0 | 0 | 0 | 0 |  | 0 | 0 | 0 | 0 | 0 | 0 | 0
SDGE | SDGE Imperial | SDGE | Sycamore Canyon | 230 | 190 | Biomass |  |  | 0 | 0 |  | 0 | 0 |  | 0 | 0 |  | 0 | 0 | 0 | 0 | 0 |  | 0 | 0 | 0 | 0 | 0 |  | 0 | 0 | 0 | 0 | 0 | 0 | 0
SDGE | SDGE Imperial | SDGE | Sycamore Canyon | 69 |  | Biomass |  |  | 0 | 0 |  | 0 | 0 |  | 0 | 0 |  | 0 | 0 | 0 | 0 | 0 |  | 0 | 0 | 0 | 0 | 0 |  | 0 | 0 | 0 | 0 | 0 | 0 | 0
SCE Northern | SCE Northern | SCE | Sylmar | 230 | 131 | Biomass |  |  | 0 | 0 |  | 0 | 0 |  | 0 | 0 |  | 0 | 0 | 0 | 0 | 0 |  | 0 | 0 | 0 | 0 | 0 |  | 0 | 0 | 0 | 0 | 0 | 0 | 0
PG&E NGBA | PGE NGBA | PGE | Table Mountain | 115 | 1 | Biomass |  |  | 0 | 0 |  | 0 | 0 |  | 0 | 0 |  | 0 | 0 | 0 | 0 | 0 |  | 0 | 0 | 0 | 0 | 0 |  | 0 | 0 | 0 | 0 | 0 | 0 | 0
PG&E NGBA | PGE NGBA | PGE | Table Mountain | 230 | 8 | Biomass |  |  | 0 | 0 |  | 0 | 0 |  | 0 | 0 |  | 0 | 0 | 0 | 0 | 0 |  | 0 | 0 | 0 | 0 | 0 |  | 0 | 0 | 0 | 0 | 0 | 0 | 0
PG&E NGBA | PGE NGBA | PGE | Table Mountain | 500 | 1 | Biomass |  |  | 0 | 0 |  | 0 | 0 |  | 0 | 0 |  | 0 | 0 | 0 | 0 | 0 |  | 0 | 0 | 0 | 0 | 0 |  | 0 | 0 | 0 | 0 | 0 | 0 | 0
PG&E NGBA | PGE NGBA | PGE | Table Mountain | 60 |  | Biomass |  |  | 0 | 0 |  | 0 | 0 |  | 0 | 0 |  | 0 | 0 | 0 | 0 | 0 |  | 0 | 0 | 0 | 0 | 0 |  | 0 | 0 | 0 | 0 | 0 | 0 | 0
PG&E KERN | PGE Kern | PGE | Taft | 115 | 106 | Biomass |  |  | 0 | 0 |  | 0 | 0 |  | 0 | 0 |  | 0 | 0 | 0 | 0 | 0 |  | 0 | 0 | 0 | 0 | 0 |  | 0 | 0 | 0 | 0 | 0 | 0 | 0
SDGE | SDGE Imperial | SDGE | Talega | 138 | 187 | Biomass |  |  | 0 | 0 |  | 0 | 0 |  | 0 | 0 |  | 0 | 0 | 0 | 0 | 0 |  | 0 | 0 | 0 | 0 | 0 |  | 0 | 0 | 0 | 0 | 0 | 0 | 0
SDGE | SDGE Imperial | SDGE | Talega | 230 | 173 | Biomass |  |  | 0 | 0 |  | 0 | 0 |  | 0 | 0 |  | 0 | 0 | 0 | 0 | 0 |  | 0 | 0 | 0 | 0 | 0 |  | 0 | 0 | 0 | 0 | 0 | 0 | 0
PG&E GBA | PGE GBA | PGE | Tassajara | 230 | 1 | Biomass |  |  | 0 | 0 |  | 0 | 0 |  | 0 | 0 |  | 0 | 0 | 0 | 0 | 0 |  | 0 | 0 | 0 | 0 | 0 |  | 0 | 0 | 0 | 0 | 0 | 0 | 0
PG&E KERN | PGE Kern | PGE | Tejon | 70 |  | Biomass |  |  | 0 | 0 |  | 0 | 0 |  | 0 | 0 |  | 0 | 0 | 0 | 0 | 0 |  | 0 | 0 | 0 | 0 | 0 |  | 0 | 0 | 0 | 0 | 0 | 0 | 0
SDGE | SDGE Imperial | SDGE | Telegraph Canyon | 138 | 192 | Biomass |  |  | 0 | 0 |  | 0 | 0 |  | 0 | 0 |  | 0 | 0 | 0 | 0 | 0 |  | 0 | 0 | 0 | 0 | 0 |  | 0 | 0 | 0 | 0 | 0 | 0 | 0
PG&E KERN | PGE Kern | PGE | Temblor | 115 | 100 | Biomass |  |  | 0 | 0 |  | 0 | 0 |  | 0 | 0 |  | 0 | 0 | 0 | 0 | 0 |  | 0 | 0 | 0 | 0 | 0 |  | 0 | 0 | 0 | 0 | 0 | 0 | 0
PG&E KERN | PGE Kern | PGE | Templeton | 230 | 122 | Biomass |  |  | 0 | 0 |  | 0 | 0 |  | 0 | 0 |  | 0 | 0 | 0 | 0 | 0 |  | 0 | 0 | 0 | 0 | 0 |  | 0 | 0 | 0 | 0 | 0 | 0 | 0
PG&E KERN | PGE Kern | PGE | Templeton | 70 |  | Biomass |  |  | 0 | 0 |  | 0 | 0 |  | 0 | 0 |  | 0 | 0 | 0 | 0 | 0 |  | 0 | 0 | 0 | 0 | 0 |  | 0 | 0 | 0 | 0 | 0 | 0 | 0
PG&E GBA | PGE GBA | PGE | Tesla | 115 | 38 | Biomass |  |  | 0 | 0 |  | 0 | 0 |  | 0 | 0 |  | 0 | 0 | 0 | 0 | 0 |  | 0 | 0 | 0 | 0 | 0 |  | 0 | 0 | 0 | 0 | 0 | 0 | 0
PG&E GBA | PGE GBA | PGE | Tesla | 230 | 48 | Biomass |  |  | 0 | 0 |  | 0 | 0 |  | 0 | 0 |  | 0 | 0 | 0 | 0 | 0 |  | 0 | 0 | 0 | 0 | 0 |  | 0 | 0 | 0 | 0 | 0 | 0 | 0
PG&E GBA | PGE GBA | PGE | Tesla | 500 | 45 | Biomass |  |  | 0 | 0 |  | 0 | 0 |  | 0 | 0 |  | 0 | 0 | 0 | 0 | 0 |  | 0 | 0 | 0 | 0 | 0 |  | 0 | 0 | 0 | 0 | 0 | 0 | 0
PG&E KERN | PGE Kern | PGE | Tevis | 115 | 99 | Biomass |  |  | 0 | 0 |  | 0 | 0 |  | 0 | 0 |  | 0 | 0 | 0 | 0 | 0 |  | 0 | 0 | 0 | 0 | 0 |  | 0 | 0 | 0 | 0 | 0 | 0 | 0
EOP | SCE EOP | SCE | Thousandaire | 138 | 177 | Biomass |  |  | 0 | 0 |  | 0 | 0 |  | 0 | 0 |  | 0 | 0 | 0 | 0 | 0 |  | 0 | 0 | 0 | 0 | 0 |  | 0 | 0 | 0 | 0 | 0 | 0 | 0
PG&E KERN | PGE Kern | PGE | Topaz | 230 | 122 | Biomass |  |  | 0 | 0 |  | 0 | 0 |  | 0 | 0 |  | 0 | 0 | 0 | 0 | 0 |  | 0 | 0 | 0 | 0 | 0 |  | 0 | 0 | 0 | 0 | 0 | 0 | 0
SCE NOL | SCE NOL | SCE | Tortilla | 115 | 160 | Biomass |  |  | 0 | 0 |  | 0 | 0 |  | 0 | 0 |  | 0 | 0 | 0 | 0 | 0 |  | 0 | 0 | 0 | 0 | 0 |  | 0 | 0 | 0 | 0 | 0 | 0 | 0
SDGE | SDGE Imperial | SDGE | Trabuco | 138 | 187 | Biomass |  |  | 0 | 0 |  | 0 | 0 |  | 0 | 0 |  | 0 | 0 | 0 | 0 | 0 |  | 0 | 0 | 0 | 0 | 0 |  | 0 | 0 | 0 | 0 | 0 | 0 | 0
PG&E GBA | PGE GBA | PGE | Tracy | 115 | 12 | Biomass |  |  | 0 | 0 |  | 0 | 0 |  | 0 | 0 |  | 0 | 0 | 0 | 0 | 0 |  | 0 | 0 | 0 | 0 | 0 |  | 0 | 0 | 0 | 0 | 0 | 0 | 0
PG&E FRESNO | PGE Fresno | PGE | Tranquility | 230 | 117 | Biomass |  |  | 0 | 0 |  | 0 | 0 |  | 0 | 0 |  | 0 | 0 | 0 | 0 | 0 |  | 0 | 0 | 0 | 0 | 0 |  | 0 | 0 | 0 | 0 | 0 | 0 | 0
PG&E GBA | PGE GBA | PGE | Trimble | 115 | 81 | Biomass |  |  | 0 | 0 |  | 0 | 0 |  | 0 | 0 |  | 0 | 0 | 0 | 0 | 0 |  | 0 | 0 | 0 | 0 | 0 |  | 0 | 0 | 0 | 0 | 0 | 0 | 0
EOP | SCE EOP | SCE | Trout Canyon | 230 | 177 | Biomass |  |  | 0 | 0 |  | 0 | 0 |  | 0 | 0 |  | 0 | 0 | 0 | 0 | 0 |  | 0 | 0 | 0 | 0 | 0 |  | 0 | 0 | 0 | 0 | 0 | 0 | 0
EOP | SCE EOP | SCE | Trout Canyon | 500 | 177 | Biomass |  |  | 0 | 0 |  | 0 | 0 |  | 0 | 0 |  | 0 | 0 | 0 | 0 | 0 |  | 0 | 0 | 0 | 0 | 0 |  | 0 | 0 | 0 | 0 | 0 | 0 | 0
PG&E NGBA | PGE NGBA | PGE | Tulucay | 230 | 27 | Biomass |  |  | 0 | 0 |  | 0 | 0 |  | 0 | 0 |  | 0 | 0 | 0 | 0 | 0 |  | 0 | 0 | 0 | 0 | 0 |  | 0 | 0 | 0 | 0 | 0 | 0 | 0
PG&E NGBA | PGE NGBA | PGE | Tulucay | 60 |  | Biomass |  |  | 0 | 0 |  | 0 | 0 |  | 0 | 0 |  | 0 | 0 | 0 | 0 | 0 |  | 0 | 0 | 0 | 0 | 0 |  | 0 | 0 | 0 | 0 | 0 | 0 | 0
PG&E KERN | PGE Kern | PGE | Tupman | 115 | 95 | Biomass |  |  | 0 | 0 |  | 0 | 0 |  | 0 | 0 |  | 0 | 0 | 0 | 0 | 0 |  | 0 | 0 | 0 | 0 | 0 |  | 0 | 0 | 0 | 0 | 0 | 0 | 0
PG&E NGBA | PGE NGBA | PGE | Ukiah | 115 | 37 | Biomass |  |  | 0 | 0 |  | 0 | 0 |  | 0 | 0 |  | 0 | 0 | 0 | 0 | 0 |  | 0 | 0 | 0 | 0 | 0 |  | 0 | 0 | 0 | 0 | 0 | 0 | 0
PG&E KERN | PGE Kern | PGE | Union (Estrella) | 70 |  | Biomass |  |  | 0 | 0 |  | 0 | 0 |  | 0 | 0 |  | 0 | 0 | 0 | 0 | 0 |  | 0 | 0 | 0 | 0 | 0 |  | 0 | 0 | 0 | 0 | 0 | 0 | 0
PG&E NGBA | PGE NGBA | PGE | Vaca Dixon | 115 | 39 | Biomass |  |  | 0 | 0 |  | 0 | 0 |  | 0 | 0 |  | 0 | 0 | 0 | 0 | 0 |  | 0 | 0 | 0 | 0 | 0 |  | 0 | 0 | 0 | 0 | 0 | 0 | 0
PG&E NGBA | PGE NGBA | PGE | Vaca Dixon | 230 | 33 | Biomass |  |  | 0 | 0 |  | 0 | 0 |  | 0 | 0 |  | 0 | 0 | 0 | 0 | 0 |  | 0 | 0 | 0 | 0 | 0 |  | 0 | 0 | 0 | 0 | 0 | 0 | 0
PG&E NGBA | PGE NGBA | PGE | Vaca Dixon | 500 | 28 | Biomass |  |  | 0 | 0 |  | 0 | 0 |  | 0 | 0 |  | 0 | 0 | 0 | 0 | 0 |  | 0 | 0 | 0 | 0 | 0 |  | 0 | 0 | 0 | 0 | 0 | 0 | 0
PG&E NGBA | PGE NGBA | PGE | Vaca Dixon | 60 |  | Biomass |  |  | 0 | 0 |  | 0 | 0 |  | 0 | 0 |  | 0 | 0 | 0 | 0 | 0 |  | 0 | 0 | 0 | 0 | 0 |  | 0 | 0 | 0 | 0 | 0 | 0 | 0
SCE Eastern | SCE Eastern | SCE | Valley (SCE) | 500 | 156 | Biomass |  |  | 0 | 0 |  | 0 | 0 |  | 0 | 0 |  | 0 | 0 | 0 | 0 | 0 |  | 0 | 0 | 0 | 0 | 0 |  | 0 | 0 | 0 | 0 | 0 | 0 | 0
EOP | SCE EOP | SCE | Valley (VEA) | 138 | 177 | Biomass |  |  | 0 | 0 |  | 0 | 0 |  | 0 | 0 |  | 0 | 0 | 0 | 0 | 0 |  | 0 | 0 | 0 | 0 | 0 |  | 0 | 0 | 0 | 0 | 0 | 0 | 0
SDGE | SDGE Imperial | SDGE | Valley Center | 69 |  | Biomass |  |  | 0 | 0 |  | 0 | 0 |  | 0 | 0 |  | 0 | 0 | 0 | 0 | 0 |  | 0 | 0 | 0 | 0 | 0 |  | 0 | 0 | 0 | 0 | 0 | 0 | 0
PG&E GBA | PGE GBA | PGE | Valley Home | 115 | 36 | Biomass |  |  | 0 | 0 |  | 0 | 0 |  | 0 | 0 |  | 0 | 0 | 0 | 0 | 0 |  | 0 | 0 | 0 | 0 | 0 |  | 0 | 0 | 0 | 0 | 0 | 0 | 0
PG&E GBA | PGE GBA | PGE | Valley Springs | 230 | 65 | Biomass |  |  | 0 | 0 |  | 0 | 0 |  | 0 | 0 |  | 0 | 0 | 0 | 0 | 0 |  | 0 | 0 | 0 | 0 | 0 |  | 0 | 0 | 0 | 0 | 0 | 0 | 0
PG&E GBA | PGE GBA | PGE | Valley Springs | 60 |  | Biomass |  |  | 0 | 0 |  | 0 | 0 |  | 0 | 0 |  | 0 | 0 | 0 | 0 | 0 |  | 0 | 0 | 0 | 0 | 0 |  | 0 | 0 | 0 | 0 | 0 | 0 | 0
EOP | SCE EOP | SCE | Valley Switch | 138 | 177 | Biomass |  |  | 0 | 0 |  | 0 | 0 |  | 0 | 0 |  | 0 | 0 | 0 | 0 | 0 |  | 0 | 0 | 0 | 0 | 0 |  | 0 | 0 | 0 | 0 | 0 | 0 | 0
EOP | SCE EOP | SCE | Valley Switch | 230 | 177 | Biomass |  |  | 0 | 0 |  | 0 | 0 |  | 0 | 0 |  | 0 | 0 | 0 | 0 | 0 |  | 0 | 0 | 0 | 0 | 0 |  | 0 | 0 | 0 | 0 | 0 | 0 | 0
PG&E GBA | PGE GBA | PGE | Vasco | 230 | 42 | Biomass |  |  | 0 | 0 |  | 0 | 0 |  | 0 | 0 |  | 0 | 0 | 0 | 0 | 0 |  | 0 | 0 | 0 | 0 | 0 |  | 0 | 0 | 0 | 0 | 0 | 0 | 0
PG&E GBA | PGE GBA | PGE | Vasona | 230 | 80 | Biomass |  |  | 0 | 0 |  | 0 | 0 |  | 0 | 0 |  | 0 | 0 | 0 | 0 | 0 |  | 0 | 0 | 0 | 0 | 0 |  | 0 | 0 | 0 | 0 | 0 | 0 | 0
SCE Northern | SCE Northern | SCE | Vestal | 230 | 153 | Biomass |  |  | 0 | 0 |  | 0 | 0 |  | 0 | 0 |  | 0 | 0 | 0 | 0 | 0 |  | 0 | 0 | 0 | 0 | 0 |  | 0 | 0 | 0 | 0 | 0 | 0 | 0
SCE Northern | SCE Northern | SCE | Vestal | 66 |  | Biomass |  |  | 0 | 0 |  | 0 | 0 |  | 0 | 0 |  | 0 | 0 | 0 | 0 | 0 |  | 0 | 0 | 0 | 0 | 0 |  | 0 | 0 | 0 | 0 | 0 | 0 | 0
SCE NOL | SCE NOL | SCE | Victor | 115 | 146 | Biomass |  |  | 0 | 0 |  | 0 | 0 |  | 0 | 0 |  | 0 | 0 | 0 | 0 | 0 |  | 0 | 0 | 0 | 0 | 0 |  | 0 | 0 | 0 | 0 | 0 | 0 | 0
SCE NOL | SCE NOL | SCE | Victor | 230 | 146 | Biomass |  |  | 0 | 0 |  | 0 | 0 |  | 0 | 0 |  | 0 | 0 | 0 | 0 | 0 |  | 0 | 0 | 0 | 0 | 0 |  | 0 | 0 | 0 | 0 | 0 | 0 | 0
SCE Metro | SCE Metro | SCE | Viejo | 230 | 97 | Biomass |  |  | 0 | 0 |  | 0 | 0 |  | 0 | 0 |  | 0 | 0 | 0 | 0 | 0 |  | 0 | 0 | 0 | 0 | 0 |  | 0 | 0 | 0 | 0 | 0 | 0 | 0
PG&E GBA | PGE GBA | PGE | Vierra | 115 | 44 | Biomass |  |  | 0 | 0 |  | 0 | 0 |  | 0 | 0 |  | 0 | 0 | 0 | 0 | 0 |  | 0 | 0 | 0 | 0 | 0 |  | 0 | 0 | 0 | 0 | 0 | 0 | 0
SCE Metro | SCE Metro | SCE | Villa Park | 230 | 97 | Biomass |  |  | 0 | 0 |  | 0 | 0 |  | 0 | 0 |  | 0 | 0 | 0 | 0 | 0 |  | 0 | 0 | 0 | 0 | 0 |  | 0 | 0 | 0 | 0 | 0 | 0 | 0
SCE Northern | SCE Northern | SCE | Vincent | 230 | 91 | Biomass |  |  | 0 | 0 |  | 0 | 0 |  | 0 | 0 |  | 0 | 0 | 0 | 0 | 0 |  | 0 | 0 | 0 | 0 | 0 |  | 0 | 0 | 0 | 0 | 0 | 0 | 0
SCE Northern | SCE Northern | SCE | Vincent | 500 | 91 | Biomass |  |  | 0 | 0 |  | 0 | 0 |  | 0 | 0 |  | 0 | 0 | 0 | 0 | 0 |  | 0 | 0 | 0 | 0 | 0 |  | 0 | 0 | 0 | 0 | 0 | 0 | 0
PG&E GBA | PGE GBA | PGE | Vineyard | 230 | 42 | Biomass |  |  | 0 | 0 |  | 0 | 0 |  | 0 | 0 |  | 0 | 0 | 0 | 0 | 0 |  | 0 | 0 | 0 | 0 | 0 |  | 0 | 0 | 0 | 0 | 0 | 0 | 0
SDGE | PGE GBA | PGE | Vineyard | 69 |  | Biomass |  |  | 0 | 0 |  | 0 | 0 |  | 0 | 0 |  | 0 | 0 | 0 | 0 | 0 |  | 0 | 0 | 0 | 0 | 0 |  | 0 | 0 | 0 | 0 | 0 | 0 | 0
SCE Eastern | SCE Eastern | SCE | Vista (SCE) | 230 | 156 | Biomass |  |  | 0 | 0 |  | 0 | 0 |  | 0 | 0 |  | 0 | 0 | 0 | 0 | 0 |  | 0 | 0 | 0 | 0 | 0 |  | 0 | 0 | 0 | 0 | 0 | 0 | 0
EOP | SCE EOP | SCE | Vista (VEA) | 138 | 177 | Biomass |  |  | 0 | 0 |  | 0 | 0 |  | 0 | 0 |  | 0 | 0 | 0 | 0 | 0 |  | 0 | 0 | 0 | 0 | 0 |  | 0 | 0 | 0 | 0 | 0 | 0 | 0
EOP | SCE EOP | SCE | Vista (VEA) | 230 | 177 | Biomass |  |  | 0 | 0 |  | 0 | 0 |  | 0 | 0 |  | 0 | 0 | 0 | 0 | 0 |  | 0 | 0 | 0 | 0 | 0 |  | 0 | 0 | 0 | 0 | 0 | 0 | 0
PG&E FRESNO | PGE Fresno | PGE | Wahtoke | 115 | 105 | Biomass |  |  | 0 | 0 |  | 0 | 0 |  | 0 | 0 |  | 0 | 0 | 0 | 0 | 0 |  | 0 | 0 | 0 | 0 | 0 |  | 0 | 0 | 0 | 0 | 0 | 0 | 0
SCE Northern | SCE Northern | SCE | Wakefield | 66 |  | Biomass |  |  | 0 | 0 |  | 0 | 0 |  | 0 | 0 |  | 0 | 0 | 0 | 0 | 0 |  | 0 | 0 | 0 | 0 | 0 |  | 0 | 0 | 0 | 0 | 0 | 0 | 0
SCE Metro | SCE Metro | SCE | Walnut | 230 | 97 | Biomass |  |  | 0 | 0 |  | 0 | 0 |  | 0 | 0 |  | 0 | 0 | 0 | 0 | 0 |  | 0 | 0 | 0 | 0 | 0 |  | 0 | 0 | 0 | 0 | 0 | 0 | 0
SCE Northern | SCE Northern | SCE | Warne | 230 | 159 | Biomass |  |  | 0 | 0 |  | 0 | 0 |  | 0 | 0 |  | 0 | 0 | 0 | 0 | 0 |  | 0 | 0 | 0 | 0 | 0 |  | 0 | 0 | 0 | 0 | 0 | 0 | 0
PG&E GBA | PGE GBA | PGE | Warnerville | 230 | 155 | Biomass |  |  | 0 | 0 |  | 0 | 0 |  | 0 | 0 |  | 0 | 0 | 0 | 0 | 0 |  | 0 | 0 | 0 | 0 | 0 |  | 0 | 0 | 0 | 0 | 0 | 0 | 0
PG&E FRESNO | PGE Fresno | PGE | Waukena | 115 | 105 | Biomass |  |  | 0 | 0 |  | 0 | 0 |  | 0 | 0 |  | 0 | 0 | 0 | 0 | 0 |  | 0 | 0 | 0 | 0 | 0 |  | 0 | 0 | 0 | 0 | 0 | 0 | 0
PG&E GBA | PGE GBA | PGE | Weber | 230 | 15 | Biomass |  |  | 0 | 0 |  | 0 | 0 |  | 0 | 0 |  | 0 | 0 | 0 | 0 | 0 |  | 0 | 0 | 0 | 0 | 0 |  | 0 | 0 | 0 | 0 | 0 | 0 | 0
PG&E GBA | PGE GBA | PGE | Weber | 60 |  | Biomass |  |  | 0 | 0 |  | 0 | 0 |  | 0 | 0 |  | 0 | 0 | 0 | 0 | 0 |  | 0 | 0 | 0 | 0 | 0 |  | 0 | 0 | 0 | 0 | 0 | 0 | 0
PG&E FRESNO | PGE Fresno | PGE | West Fresno | 115 | 117 | Biomass |  |  | 0 | 0 |  | 0 | 0 |  | 0 | 0 |  | 0 | 0 | 0 | 0 | 0 |  | 0 | 0 | 0 | 0 | 0 |  | 0 | 0 | 0 | 0 | 0 | 0 | 0
PG&E FRESNO | PGE Fresno | PGE | Westley | 230 | 64 | Biomass |  |  | 0 | 0 |  | 0 | 0 |  | 0 | 0 |  | 0 | 0 | 0 | 0 | 0 |  | 0 | 0 | 0 | 0 | 0 |  | 0 | 0 | 0 | 0 | 0 | 0 | 0
PG&E KERN | PGE Kern | PGE | Westpark | 115 | 68 | Biomass |  |  | 0 | 0 |  | 0 | 0 |  | 0 | 0 |  | 0 | 0 | 0 | 0 | 0 |  | 0 | 0 | 0 | 0 | 0 |  | 0 | 0 | 0 | 0 | 0 | 0 | 0
PG&E KERN | PGE Kern | PGE | Wheeler Ridge | 230 | 103 | Biomass |  |  | 0 | 0 |  | 0 | 0 |  | 0 | 0 |  | 0 | 0 | 0 | 0 | 0 |  | 0 | 0 | 0 | 0 | 0 |  | 0 | 0 | 0 | 0 | 0 | 0 | 0
PG&E KERN | PGE Kern | PGE | Wheeler Ridge | 115 | 68 | Biomass |  |  | 0 | 0 |  | 0 | 0 |  | 0 | 0 |  | 0 | 0 | 0 | 0 | 0 |  | 0 | 0 | 0 | 0 | 0 |  | 0 | 0 | 0 | 0 | 0 | 0 | 0
PG&E KERN | PGE Kern | PGE | Wheeler Ridge | 70 |  | Biomass |  |  | 0 | 0 |  | 0 | 0 |  | 0 | 0 |  | 0 | 0 | 0 | 0 | 0 |  | 0 | 0 | 0 | 0 | 0 |  | 0 | 0 | 0 | 0 | 0 | 0 | 0
SCE Northern | SCE Northern | SCE | Whirlwind | 230 | 124 | Biomass |  |  | 0 | 0 |  | 0 | 0 |  | 0 | 0 |  | 0 | 0 | 0 | 0 | 0 |  | 0 | 0 | 0 | 0 | 0 |  | 0 | 0 | 0 | 0 | 0 | 0 | 0
SCE Northern | SCE Northern | SCE | Whirlwind | 500 | 124 | Biomass |  |  | 0 | 0 |  | 0 | 0 |  | 0 | 0 |  | 0 | 0 | 0 | 0 | 0 |  | 0 | 0 | 0 | 0 | 0 |  | 0 | 0 | 0 | 0 | 0 | 0 | 0
PG&E GBA | PGE GBA | PGE | Whisman | 115 | 78 | Biomass |  |  | 0 | 0 |  | 0 | 0 |  | 0 | 0 |  | 0 | 0 | 0 | 0 | 0 |  | 0 | 0 | 0 | 0 | 0 |  | 0 | 0 | 0 | 0 | 0 | 0 | 0
SCE Eastern | SCE Eastern | SCE | Wildlife | 230 | 156 | Biomass |  |  | 0 | 0 |  | 0 | 0 |  | 0 | 0 |  | 0 | 0 | 0 | 0 | 0 |  | 0 | 0 | 0 | 0 | 0 |  | 0 | 0 | 0 | 0 | 0 | 0 | 0
PG&E FRESNO | PGE Fresno | PGE | Wilson | 115 | 158 | Biomass |  |  | 0 | 0 |  | 0 | 0 |  | 0 | 0 |  | 0 | 0 | 0 | 0 | 0 |  | 0 | 0 | 0 | 0 | 0 |  | 0 | 0 | 0 | 0 | 0 | 0 | 0
PG&E FRESNO | PGE Fresno | PGE | Wilson | 230 | 169 | Biomass |  |  | 0 | 0 |  | 0 | 0 |  | 0 | 0 |  | 0 | 0 | 0 | 0 | 0 |  | 0 | 0 | 0 | 0 | 0 |  | 0 | 0 | 0 | 0 | 0 | 0 | 0
SCE Northern | SCE Northern | SCE | Windhub | 230 | 147 | Biomass |  |  | 0 | 0 |  | 0 | 0 |  | 0 | 0 |  | 0 | 0 | 0 | 0 | 0 |  | 0 | 0 | 0 | 0 | 0 |  | 0 | 0 | 0 | 0 | 0 | 0 | 0
SCE Northern | SCE Northern | SCE | Windhub | 500 | 147 | Biomass |  |  | 0 | 0 |  | 0 | 0 |  | 0 | 0 |  | 0 | 0 | 0 | 0 | 0 |  | 0 | 0 | 0 | 0 | 0 |  | 0 | 0 | 0 | 0 | 0 | 0 | 0
PG&E GBA | PGE GBA | PGE | Windmaster | 230 | 32 | Biomass |  |  | 0 | 0 |  | 0 | 0 |  | 0 | 0 |  | 0 | 0 | 0 | 0 | 0 |  | 0 | 0 | 0 | 0 | 0 |  | 0 | 0 | 0 | 0 | 0 | 0 | 0
PG&E NGBA | PGE NGBA | PGE | Windsor | 60 |  | Biomass |  |  | 0 | 0 |  | 0 | 0 |  | 0 | 0 |  | 0 | 0 | 0 | 0 | 0 |  | 0 | 0 | 0 | 0 | 0 |  | 0 | 0 | 0 | 0 | 0 | 0 | 0
PG&E NGBA | PGE NGBA | PGE | Woodland | 115 | 18 | Biomass |  |  | 0 | 0 |  | 0 | 0 |  | 0 | 0 |  | 0 | 0 | 0 | 0 | 0 |  | 0 | 0 | 0 | 0 | 0 |  | 0 | 0 | 0 | 0 | 0 | 0 | 0
PG&E FRESNO | PGE Fresno | PGE | Woodward | 115 | 136 | Biomass |  |  | 0 | 0 |  | 0 | 0 |  | 0 | 0 |  | 0 | 0 | 0 | 0 | 0 |  | 0 | 0 | 0 | 0 | 0 |  | 0 | 0 | 0 | 0 | 0 | 0 | 0
PG&E NGBA | PGE NGBA | PGE | Wyandotte | 115 | 22 | Biomass |  |  | 0 | 0 |  | 0 | 0 |  | 0 | 0 |  | 0 | 0 | 0 | 0 | 0 |  | 0 | 0 | 0 | 0 | 0 |  | 0 | 0 | 0 | 0 | 0 | 0 | 0
PG&E KERN | PGE Kern | PGE | 7th Standard | 115 | 109 | Wind, Onshore |  |  | 0 | 0 | 0 | 0 | 0 | 0 | 0 | 0 | 0 | 0 | 0 | 0 | 0 | 0 | 0 | 0 | 0 | 0 | 0 | 0 | 0 | 0 | 0 | 0 | 0 | 0 | 0 | 0
SCE Metro | SCE Metro | SCE | Alamitos | 230 | 132 | Wind, Onshore |  |  | 0 | 0 | 0 | 0 | 0 | 0 | 0 | 0 | 0 | 0 | 0 | 0 | 0 | 0 | 0 | 0 | 0 | 0 | 0 | 0 | 0 | 0 | 0 | 0 | 0 | 0 | 0 | 0
SCE Eastern | SCE Eastern | SCE | Alberhill | 115 | 156 | Wind, Onshore |  |  | 0 | 0 | 0 | 0 | 0 | 0 | 0 | 0 | 0 | 0 | 0 | 0 | 0 | 0 | 0 | 0 | 0 | 0 | 0 | 0 | 0 | 0 | 0 | 0 | 0 | 0 | 0 | 0
SCE Eastern | SCE Eastern | SCE | Alberhill | 500 | 156 | Wind, Onshore |  |  | 0 | 0 | 0 | 0 | 0 | 0 | 0 | 0 | 0 | 0 | 0 | 0 | 0 | 0 | 0 | 0 | 0 | 0 | 0 | 0 | 0 | 0 | 0 | 0 | 0 | 0 | 0 | 0
PG&E GBA | PGE GBA | PGE | Alhambra | 115 | 6 | Wind, Onshore |  |  | 0 | 0 | 0 | 0 | 0 | 0 | 0 | 0 | 0 | 0 | 0 | 0 | 0 | 0 | 0 | 0 | 0 | 0 | 0 | 0 | 0 | 0 | 0 | 0 | 0 | 0 | 0 | 0
PG&E FRESNO | PGE Fresno | PGE | Alpaugh | 115 | 119 | Wind, Onshore |  |  | 0 | 0 | 0 | 0 | 0 | 0 | 0 | 0 | 0 | 0 | 0 | 0 | 0 | 0 | 0 | 0 | 0 | 0 | 0 | 0 | 0 | 0 | 0 | 0 | 0 | 0 | 0 | 0
SDGE | SDGE Imperial | SDGE | Alpine | 69 |  | Wind, Onshore |  |  | 0 | 0 | 0 | 0 | 0 | 0 | 0 | 0 | 0 | 0 | 0 | 0 | 0 | 0 | 0 | 0 | 0 | 0 | 0 | 0 | 0 | 0 | 0 | 0 | 0 | 0 | 0 | 0
PG&E GBA | PGE GBA | PGE | Altamont Midway (Sandhill) | 230 | 26 | Wind, Onshore |  |  | 0 | 0 | 0 | 0 | 0 | 0 | 0 | 0 | 0 | 0 | 0 | 0 | 0 | 0 | 0 | 0 | 0 | 0 | 0 | 0 | 0 | 0 | 0 | 0 | 0 | 0 | 0 | 0
SCE Northern | SCE Northern | SCE | Antelope | 66 |  | Wind, Onshore |  |  | 0 | 0 | 0 | 0 | 0 | 0 | 0 | 0 | 0 | 0 | 0 | 0 | 0 | 0 | 0 | 0 | 0 | 0 | 0 | 0 | 0 | 0 | 0 | 0 | 0 | 0 | 0 | 0
SCE Northern | SCE Northern | SCE | Antelope | 230 | 86 | Wind, Onshore |  |  | 0 | 0 | 0 | 0 | 0 | 0 | 0 | 0 | 0 | 0 | 0 | 0 | 0 | 0 | 0 | 0 | 0 | 0 | 0 | 0 | 0 | 0 | 0 | 0 | 0 | 0 | 0 | 0
SCE Northern | SCE Northern | SCE | Antelope | 500 | 124 | Wind, Onshore |  |  | 0 | 0 | 0 | 0 | 0 | 0 | 0 | 0 | 0 | 0 | 0 | 0 | 0 | 0 | 0 | 0 | 0 | 0 | 0 | 0 | 0 | 0 | 0 | 0 | 0 | 0 | 0 | 0
PG&E NGBA | PGE NGBA | PGE | Arcata | 60 |  | Wind, Onshore |  |  | 0 | 0 | 0 | 0 | 0 | 0 | 0 | 0 | 0 | 0 | 0 | 0 | 0 | 0 | 0 | 0 | 0 | 0 | 0 | 0 | 0 | 0 | 0 | 0 | 0 | 0 | 0 | 0
PG&E KERN | PGE Kern | PGE | Arco | 230 | 93 | Wind, Onshore |  |  | 0 | 0 | 0 | 0 | 0 | 0 | 0 | 0 | 0 | 0 | 0 | 0 | 0 | 0 | 0 | 0 | 0 | 0 | 0 | 0 | 0 | 0 | 0 | 0 | 0 | 0 | 0 | 0
PG&E KERN | PGE Kern | PGE | Arco | 70 |  | Wind, Onshore |  |  | 0 | 0 | 0 | 0 | 0 | 0 | 0 | 0 | 0 | 0 | 0 | 0 | 0 | 0 | 0 | 0 | 0 | 0 | 0 | 0 | 0 | 0 | 0 | 0 | 0 | 0 | 0 | 0
SCE Metro | SCE Metro | SCE | ArcoGen | 230 | 97 | Wind, Onshore |  |  | 0 | 0 | 0 | 0 | 0 | 0 | 0 | 0 | 0 | 0 | 0 | 0 | 0 | 0 | 0 | 0 | 0 | 0 | 0 | 0 | 0 | 0 | 0 | 0 | 0 | 0 | 0 | 0
SDGE | SDGE Imperial | SDGE | Artesian | 230 | 195 | Wind, Onshore |  |  | 0 | 0 | 0 | 0 | 0 | 0 | 0 | 0 | 0 | 0 | 0 | 0 | 0 | 0 | 0 | 0 | 0 | 0 | 0 | 0 | 0 | 0 | 0 | 0 | 0 | 0 | 0 | 0
SDGE | SDGE Imperial | SDGE | Artesian | 69 |  | Wind, Onshore |  |  | 0 | 0 | 0 | 0 | 0 | 0 | 0 | 0 | 0 | 0 | 0 | 0 | 0 | 0 | 0 | 0 | 0 | 0 | 0 | 0 | 0 | 0 | 0 | 0 | 0 | 0 | 0 | 0
PG&E FRESNO | PGE Fresno | PGE | Ashlan | 230 | 138 | Wind, Onshore |  |  | 0 | 0 | 0 | 0 | 0 | 0 | 0 | 0 | 0 | 0 | 0 | 0 | 0 | 0 | 0 | 0 | 0 | 0 | 0 | 0 | 0 | 0 | 0 | 0 | 0 | 0 | 0 | 0
PG&E NGBA | PGE NGBA | PGE | Atlantic | 115 | 16 | Wind, Onshore |  |  | 0 | 0 | 0 | 0 | 0 | 0 | 0 | 0 | 0 | 0 | 0 | 0 | 0 | 0 | 0 | 0 | 0 | 0 | 0 | 0 | 0 | 0 | 0 | 0 | 0 | 0 | 0 | 0
PG&E NGBA | PGE NGBA | PGE | Atlantic | 230 | 20 | Wind, Onshore |  |  | 0 | 0 | 0 | 0 | 0 | 0 | 0 | 0 | 0 | 0 | 0 | 0 | 0 | 0 | 0 | 0 | 0 | 0 | 0 | 0 | 0 | 0 | 0 | 0 | 0 | 0 | 0 | 0
PG&E NGBA | PGE NGBA | PGE | Atlantic | 60 |  | Wind, Onshore |  |  | 0 | 0 | 0 | 0 | 0 | 0 | 0 | 0 | 0 | 0 | 0 | 0 | 0 | 0 | 0 | 0 | 0 | 0 | 0 | 0 | 0 | 0 | 0 | 0 | 0 | 0 | 0 | 0
PG&E FRESNO | PGE Fresno | PGE | Atwater | 115 | 139 | Wind, Onshore |  |  | 0 | 0 | 0 | 0 | 0 | 0 | 0 | 0 | 0 | 0 | 0 | 0 | 0 | 0 | 0 | 0 | 0 | 0 | 0 | 0 | 0 | 0 | 0 | 0 | 0 | 0 | 0 | 0
PG&E GBA | PGE GBA | PGE | Avena | 115 | 36 | Wind, Onshore |  |  | 0 | 0 | 0 | 0 | 0 | 0 | 0 | 0 | 0 | 0 | 0 | 0 | 0 | 0 | 0 | 0 | 0 | 0 | 0 | 0 | 0 | 0 | 0 | 0 | 0 | 0 | 0 | 0
SDGE | SDGE Imperial | SDGE | Avocado | 69 |  | Wind, Onshore |  |  | 0 | 0 | 0 | 0 | 0 | 0 | 0 | 0 | 0 | 0 | 0 | 0 | 0 | 0 | 0 | 0 | 0 | 0 | 0 | 0 | 0 | 0 | 0 | 0 | 0 | 0 | 0 | 0
PG&E NGBA | PGE NGBA | PGE | Bahia | 230 | 60 | Wind, Onshore |  |  | 0 | 0 | 0 | 0 | 0 | 0 | 0 | 0 | 0 | 0 | 0 | 0 | 0 | 0 | 0 | 0 | 0 | 0 | 0 | 0 | 0 | 0 | 0 | 0 | 0 | 0 | 0 | 0
SCE Northern | SCE Northern | SCE | Bailey | 230 | 167 | Wind, Onshore |  |  | 0 | 0 | 0 | 0 | 0 | 0 | 0 | 0 | 0 | 0 | 0 | 0 | 0 | 0 | 0 | 0 | 0 | 0 | 0 | 0 | 0 | 0 | 0 | 0 | 0 | 0 | 0 | 0
SCE NOL | SCE NOL | SCE | Baker | 115 | 160 | Wind, Onshore |  |  | 0 | 0 | 0 | 0 | 0 | 0 | 0 | 0 | 0 | 0 | 0 | 0 | 0 | 0 | 0 | 0 | 0 | 0 | 0 | 0 | 0 | 0 | 0 | 0 | 0 | 0 | 0 | 0
PG&E KERN | PGE Kern | PGE | Bakersfield | 230 | 89 | Wind, Onshore |  |  | 0 | 0 | 0 | 0 | 0 | 0 | 0 | 0 | 0 | 0 | 0 | 0 | 0 | 0 | 0 | 0 | 0 | 0 | 0 | 0 | 0 | 0 | 0 | 0 | 0 | 0 | 0 | 0
PG&E FRESNO | PGE Fresno | PGE | Balch | 230 | 117 | Wind, Onshore |  |  | 0 | 0 | 0 | 0 | 0 | 0 | 0 | 0 | 0 | 0 | 0 | 0 | 0 | 0 | 0 | 0 | 0 | 0 | 0 | 0 | 0 | 0 | 0 | 0 | 0 | 0 | 0 | 0
SCE Eastern | SCE Eastern | SCE | Bannister | 230 | 174 | Wind, Onshore |  |  | 0 | 0 | 0 | 0 | 0 | 0 | 0 | 0 | 0 | 0 | 0 | 0 | 0 | 0 | 0 | 0 | 0 | 0 | 0 | 0 | 0 | 0 | 0 | 0 | 0 | 0 | 0 | 0
SCE Metro | SCE Metro | SCE | Barre | 230 | 97 | Wind, Onshore |  |  | 0 | 0 | 0 | 0 | 0 | 0 | 0 | 0 | 0 | 0 | 0 | 0 | 0 | 0 | 0 | 0 | 0 | 0 | 0 | 0 | 0 | 0 | 0 | 0 | 0 | 0 | 0 | 0
SDGE | SDGE Imperial | SDGE | Bay Boulevard | 69 |  | Wind, Onshore |  |  | 0 | 0 | 0 | 0 | 0 | 0 | 0 | 0 | 0 | 0 | 0 | 0 | 0 | 0 | 0 | 0 | 0 | 0 | 0 | 0 | 0 | 0 | 0 | 0 | 0 | 0 | 0 | 0
SDGE | SDGE Imperial | SDGE | Bay Boulevard | 230 | 196 | Wind, Onshore |  |  | 0 | 0 | 0 | 0 | 0 | 0 | 0 | 0 | 0 | 0 | 0 | 0 | 0 | 0 | 0 | 0 | 0 | 0 | 0 | 0 | 0 | 0 | 0 | 0 | 0 | 0 | 0 | 0
EOP | SCE EOP | SCE | Beatty | 138 | 177 | Wind, Onshore |  |  | 0 | 0 | 0 | 0 | 0 | 0 | 0 | 0 | 0 | 0 | 0 | 0 | 0 | 0 | 0 | 0 | 0 | 0 | 0 | 0 | 0 | 0 | 0 | 0 | 0 | 0 | 0 | 0
EOP | SCE EOP | SCE | Beatty | 230 | 177 | Wind, Onshore |  |  | 0 | 0 | 0 | 0 | 0 | 0 | 0 | 0 | 0 | 0 | 0 | 0 | 0 | 0 | 0 | 0 | 0 | 0 | 0 | 0 | 0 | 0 | 0 | 0 | 0 | 0 | 0 | 0
PG&E NGBA | PGE NGBA | PGE | Belden | 230 | 24 | Wind, Onshore |  |  | 0 | 0 | 0 | 0 | 0 | 0 | 0 | 0 | 0 | 0 | 0 | 0 | 0 | 0 | 0 | 0 | 0 | 0 | 0 | 0 | 0 | 0 | 0 | 0 | 0 | 0 | 0 | 0
PG&E NGBA | PGE NGBA | PGE | Bell | 115 | 16 | Wind, Onshore |  |  | 0 | 0 | 0 | 0 | 0 | 0 | 0 | 0 | 0 | 0 | 0 | 0 | 0 | 0 | 0 | 0 | 0 | 0 | 0 | 0 | 0 | 0 | 0 | 0 | 0 | 0 | 0 | 0
PG&E NGBA | PGE NGBA | PGE | Bellevue | 115 | 27 | Wind, Onshore |  |  | 0 | 0 | 0 | 0 | 0 | 0 | 0 | 0 | 0 | 0 | 0 | 0 | 0 | 0 | 0 | 0 | 0 | 0 | 0 | 0 | 0 | 0 | 0 | 0 | 0 | 0 | 0 | 0
PG&E GBA | PGE GBA | PGE | Bellota | 115 | 29 | Wind, Onshore |  |  | 0 | 0 | 0 | 0 | 0 | 0 | 0 | 0 | 0 | 0 | 0 | 0 | 0 | 0 | 0 | 0 | 0 | 0 | 0 | 0 | 0 | 0 | 0 | 0 | 0 | 0 | 0 | 0
PG&E GBA | PGE GBA | PGE | Bellota | 230 | 15 | Wind, Onshore |  |  | 0 | 0 | 0 | 0 | 0 | 0 | 0 | 0 | 0 | 0 | 0 | 0 | 0 | 0 | 0 | 0 | 0 | 0 | 0 | 0 | 0 | 0 | 0 | 0 | 0 | 0 | 0 | 0
SCE Northern | SCE Northern | SCE | Big Creek | 230 | 153 | Wind, Onshore |  |  | 0 | 0 | 0 | 0 | 0 | 0 | 0 | 0 | 0 | 0 | 0 | 0 | 0 | 0 | 0 | 0 | 0 | 0 | 0 | 0 | 0 | 0 | 0 | 0 | 0 | 0 | 0 | 0
PG&E FRESNO | PGE Fresno | PGE | Biola | 70 |  | Wind, Onshore |  |  | 0 | 0 | 0 | 0 | 0 | 0 | 0 | 0 | 0 | 0 | 0 | 0 | 0 | 0 | 0 | 0 | 0 | 0 | 0 | 0 | 0 | 0 | 0 | 0 | 0 | 0 | 0 | 0
PG&E GBA | PGE GBA | PGE | Birds Landing | 230 | 59 | Wind, Onshore |  |  | 1 | 229.98 | 0 | 229.98 | 0 | 0 | 0 | 0 | 0 | 0 | 0 | 0 | 0 | 0 | 0 | 0 | 0 | 0 | 0 | 0 | 0 | 0 | 229.98 | 0 | 229.98 | 229.98 | 0 | 229.98
SCE Northern | SCE Northern | SCE | Bliss | 66 |  | Wind, Onshore |  |  | 0 | 0 | 0 | 0 | 0 | 0 | 0 | 0 | 0 | 0 | 0 | 0 | 0 | 0 | 0 | 0 | 0 | 0 | 0 | 0 | 0 | 0 | 0 | 0 | 0 | 0 | 0 | 0
SCE Eastern | SCE Eastern | SCE | Blythe | 161 | 182 | Wind, Onshore |  |  | 0 | 0 | 0 | 0 | 0 | 0 | 0 | 0 | 0 | 0 | 0 | 0 | 0 | 0 | 0 | 0 | 0 | 0 | 0 | 0 | 0 | 0 | 0 | 0 | 0 | 0 | 0 | 0
PG&E NGBA | PGE NGBA | PGE | Bogue | 115 | 22 | Wind, Onshore |  |  | 0 | 0 | 0 | 0 | 0 | 0 | 0 | 0 | 0 | 0 | 0 | 0 | 0 | 0 | 0 | 0 | 0 | 0 | 0 | 0 | 0 | 0 | 0 | 0 | 0 | 0 | 0 | 0
PG&E FRESNO | PGE Fresno | PGE | Borden | 230 | 168 | Wind, Onshore |  |  | 0 | 0 | 0 | 0 | 0 | 0 | 0 | 0 | 0 | 0 | 0 | 0 | 0 | 0 | 0 | 0 | 0 | 0 | 0 | 0 | 0 | 0 | 0 | 0 | 0 | 0 | 0 | 0
PG&E FRESNO | PGE Fresno | PGE | Borden | 70 |  | Wind, Onshore |  |  | 0 | 0 | 0 | 0 | 0 | 0 | 0 | 0 | 0 | 0 | 0 | 0 | 0 | 0 | 0 | 0 | 0 | 0 | 0 | 0 | 0 | 0 | 0 | 0 | 0 | 0 | 0 | 0
SDGE | SDGE Imperial | SDGE | Boulevard East | 138 | 192 | Wind, Onshore |  |  | 1 | 0 | 0 | 0 | 0 | 0 | 0 | 0 | 0 | 0 | 0 | 0 | 0 | 180 | 0 | 180 | 0 | 0 | 0 | 180 | 0 | 180 | 180 | 0 | 180 | 180 | 0 | 180
SDGE | SDGE Imperial | SDGE | Boulevard East | 69 |  | Wind, Onshore |  |  | 0 | 0 | 0 | 0 | 0 | 0 | 0 | 0 | 0 | 0 | 0 | 0 | 0 | 0 | 0 | 0 | 0 | 0 | 0 | 0 | 0 | 0 | 0 | 0 | 0 | 0 | 0 | 0
PG&E GBA | PGE GBA | PGE | Brentwood | 230 | 50 | Wind, Onshore |  |  | 0 | 0 | 0 | 0 | 0 | 0 | 0 | 0 | 0 | 0 | 0 | 0 | 0 | 0 | 0 | 0 | 0 | 0 | 0 | 0 | 0 | 0 | 0 | 0 | 0 | 0 | 0 | 0
PG&E NGBA | PGE NGBA | PGE | Bridgeville | 115 | 1 | Wind, Onshore |  |  | 1 | 0 | 0 | 0 | 0 | 0 | 0 | 0 | 0 | 0 | 0 | 0 | 0 | 0 | 0 | 0 | 214.5 | 0 | 214.5 | 214.5 | 0 | 214.5 | 0 | 0 | 0 | 214.5 | 0 | 214.5
PG&E NGBA | PGE NGBA | PGE | Brighton | 115 | 67 | Wind, Onshore |  |  | 0 | 0 | 0 | 0 | 0 | 0 | 0 | 0 | 0 | 0 | 0 | 0 | 0 | 0 | 0 | 0 | 0 | 0 | 0 | 0 | 0 | 0 | 0 | 0 | 0 | 0 | 0 | 0
PG&E NGBA | PGE NGBA | PGE | Brighton | 230 | 67 | Wind, Onshore |  |  | 0 | 0 | 0 | 0 | 0 | 0 | 0 | 0 | 0 | 0 | 0 | 0 | 0 | 0 | 0 | 0 | 0 | 0 | 0 | 0 | 0 | 0 | 0 | 0 | 0 | 0 | 0 | 0
PG&E NGBA | PGE NGBA | PGE | Brunswick | 115 | 20 | Wind, Onshore |  |  | 0 | 0 | 0 | 0 | 0 | 0 | 0 | 0 | 0 | 0 | 0 | 0 | 0 | 0 | 0 | 0 | 0 | 0 | 0 | 0 | 0 | 0 | 0 | 0 | 0 | 0 | 0 | 0
PG&E NGBA | PGE NGBA | PGE | Bucks Creek | 230 | 35 | Wind, Onshore |  |  | 0 | 0 | 0 | 0 | 0 | 0 | 0 | 0 | 0 | 0 | 0 | 0 | 0 | 0 | 0 | 0 | 0 | 0 | 0 | 0 | 0 | 0 | 0 | 0 | 0 | 0 | 0 | 0
PG&E KERN | PGE Kern | PGE | Buena Vista | 230 |  | Wind, Onshore |  |  | 0 | 0 | 0 | 0 | 0 | 0 | 0 | 0 | 0 | 0 | 0 | 0 | 0 | 0 | 0 | 0 | 0 | 0 | 0 | 0 | 0 | 0 | 0 | 0 | 0 | 0 | 0 | 0
PG&E FRESNO | PGE Fresno | PGE | Bullard | 115 | 165 | Wind, Onshore |  |  | 0 | 0 | 0 | 0 | 0 | 0 | 0 | 0 | 0 | 0 | 0 | 0 | 0 | 0 | 0 | 0 | 0 | 0 | 0 | 0 | 0 | 0 | 0 | 0 | 0 | 0 | 0 | 0
PG&E GBA | PGE GBA | PGE | Burlingame | 115 | 3 | Wind, Onshore |  |  | 0 | 0 | 0 | 0 | 0 | 0 | 0 | 0 | 0 | 0 | 0 | 0 | 0 | 0 | 0 | 0 | 0 | 0 | 0 | 0 | 0 | 0 | 0 | 0 | 0 | 0 | 0 | 0
PG&E NGBA | PGE NGBA | PGE | Burney Forest | 230 | 2 | Wind, Onshore |  |  | 0 | 0 | 0 | 0 | 0 | 0 | 0 | 0 | 0 | 0 | 0 | 0 | 0 | 0 | 0 | 0 | 0 | 0 | 0 | 0 | 0 | 0 | 0 | 0 | 0 | 0 | 0 | 0
PG&E NGBA | PGE NGBA | PGE | Butte | 115 | 1 | Wind, Onshore |  |  | 0 | 0 | 0 | 0 | 0 | 0 | 0 | 0 | 0 | 0 | 0 | 0 | 0 | 0 | 0 | 0 | 0 | 0 | 0 | 0 | 0 | 0 | 0 | 0 | 0 | 0 | 0 | 0
PG&E KERN | PGE Kern | PGE | Cabrillo | 115 | 111 | Wind, Onshore |  |  | 0 | 0 | 0 | 0 | 0 | 0 | 0 | 0 | 0 | 0 | 0 | 0 | 0 | 0 | 0 | 0 | 0 | 0 | 0 | 0 | 0 | 0 | 0 | 0 | 0 | 0 | 0 | 0
PG&E FRESNO | PGE Fresno | PGE | Cal Flats | 230 | 129 | Wind, Onshore |  |  | 0 | 0 | 0 | 0 | 0 | 0 | 0 | 0 | 0 | 0 | 0 | 0 | 0 | 0 | 0 | 0 | 0 | 0 | 0 | 0 | 0 | 0 | 0 | 0 | 0 | 0 | 0 | 0
SCE NOL | SCE NOL | SCE | Calcite | 230 | 141 | Wind, Onshore |  |  | 0 | 0 | 0 | 0 | 0 | 0 | 0 | 0 | 0 | 0 | 0 | 0 | 0 | 0 | 0 | 0 | 0 | 0 | 0 | 0 | 0 | 0 | 0 | 0 | 0 | 0 | 0 | 0
PG&E KERN | PGE Kern | PGE | Caliente | 230 | 122 | Wind, Onshore |  |  | 0 | 0 | 0 | 0 | 0 | 0 | 0 | 0 | 0 | 0 | 0 | 0 | 0 | 0 | 0 | 0 | 0 | 0 | 0 | 0 | 0 | 0 | 0 | 0 | 0 | 0 | 0 | 0
PG&E FRESNO | PGE Fresno | PGE | California Ave | 115 | 105 | Wind, Onshore |  |  | 0 | 0 | 0 | 0 | 0 | 0 | 0 | 0 | 0 | 0 | 0 | 0 | 0 | 0 | 0 | 0 | 0 | 0 | 0 | 0 | 0 | 0 | 0 | 0 | 0 | 0 | 0 | 0
PG&E KERN | PGE Kern | PGE | Callender | 115 | 126 | Wind, Onshore |  |  | 0 | 0 | 0 | 0 | 0 | 0 | 0 | 0 | 0 | 0 | 0 | 0 | 0 | 0 | 0 | 0 | 0 | 0 | 0 | 0 | 0 | 0 | 0 | 0 | 0 | 0 | 0 | 0
PG&E NGBA | PGE NGBA | PGE | Calpella | 115 | 37 | Wind, Onshore |  |  | 0 | 0 | 0 | 0 | 0 | 0 | 0 | 0 | 0 | 0 | 0 | 0 | 0 | 0 | 0 | 0 | 0 | 0 | 0 | 0 | 0 | 0 | 0 | 0 | 0 | 0 | 0 | 0
PG&E GBA | PGE GBA | PGE | Camanche | 230 | 15 | Wind, Onshore |  |  | 0 | 0 | 0 | 0 | 0 | 0 | 0 | 0 | 0 | 0 | 0 | 0 | 0 | 0 | 0 | 0 | 0 | 0 | 0 | 0 | 0 | 0 | 0 | 0 | 0 | 0 | 0 | 0
SDGE | SDGE Imperial | SDGE | Cameron | 69 |  | Wind, Onshore |  |  | 0 | 0 | 0 | 0 | 0 | 0 | 0 | 0 | 0 | 0 | 0 | 0 | 0 | 0 | 0 | 0 | 0 | 0 | 0 | 0 | 0 | 0 | 0 | 0 | 0 | 0 | 0 | 0
SDGE | SDGE Imperial | SDGE | Cannon | 69 |  | Wind, Onshore |  |  | 0 | 0 | 0 | 0 | 0 | 0 | 0 | 0 | 0 | 0 | 0 | 0 | 0 | 0 | 0 | 0 | 0 | 0 | 0 | 0 | 0 | 0 | 0 | 0 | 0 | 0 | 0 | 0
PG&E FRESNO | PGE Fresno | PGE | Cantua | 115 | 115 | Wind, Onshore |  |  | 0 | 0 | 0 | 0 | 0 | 0 | 0 | 0 | 0 | 0 | 0 | 0 | 0 | 0 | 0 | 0 | 0 | 0 | 0 | 0 | 0 | 0 | 0 | 0 | 0 | 0 | 0 | 0
SDGE | SDGE Imperial | SDGE | Capistrano | 138 | 173 | Wind, Onshore |  |  | 0 | 0 | 0 | 0 | 0 | 0 | 0 | 0 | 0 | 0 | 0 | 0 | 0 | 0 | 0 | 0 | 0 | 0 | 0 | 0 | 0 | 0 | 0 | 0 | 0 | 0 | 0 | 0
SDGE | SDGE Imperial | SDGE | Capistrano | 230 | 173 | Wind, Onshore |  |  | 0 | 0 | 0 | 0 | 0 | 0 | 0 | 0 | 0 | 0 | 0 | 0 | 0 | 0 | 0 | 0 | 0 | 0 | 0 | 0 | 0 | 0 | 0 | 0 | 0 | 0 | 0 | 0
PG&E NGBA | PGE NGBA | PGE | Carberry | 230 | 2 | Wind, Onshore |  |  | 0 | 0 | 0 | 0 | 0 | 0 | 0 | 0 | 0 | 0 | 0 | 0 | 0 | 0 | 0 | 0 | 0 | 0 | 0 | 0 | 0 | 0 | 0 | 0 | 0 | 0 | 0 | 0
SCE Eastern | SCE Eastern | SCE | Cardiff | 66 |  | Wind, Onshore |  |  | 0 | 0 | 0 | 0 | 0 | 0 | 0 | 0 | 0 | 0 | 0 | 0 | 0 | 0 | 0 | 0 | 0 | 0 | 0 | 0 | 0 | 0 | 0 | 0 | 0 | 0 | 0 | 0
PG&E NGBA | PGE NGBA | PGE | Caribou | 60 |  | Wind, Onshore |  |  | 0 | 0 | 0 | 0 | 0 | 0 | 0 | 0 | 0 | 0 | 0 | 0 | 0 | 0 | 0 | 0 | 0 | 0 | 0 | 0 | 0 | 0 | 0 | 0 | 0 | 0 | 0 | 0
PG&E NGBA | PGE NGBA | PGE | Caribou | 115 | 7 | Wind, Onshore |  |  | 0 | 0 | 0 | 0 | 0 | 0 | 0 | 0 | 0 | 0 | 0 | 0 | 0 | 0 | 0 | 0 | 0 | 0 | 0 | 0 | 0 | 0 | 0 | 0 | 0 | 0 | 0 | 0
PG&E NGBA | PGE NGBA | PGE | Caribou | 230 | 7 | Wind, Onshore |  |  | 0 | 0 | 0 | 0 | 0 | 0 | 0 | 0 | 0 | 0 | 0 | 0 | 0 | 0 | 0 | 0 | 0 | 0 | 0 | 0 | 0 | 0 | 0 | 0 | 0 | 0 | 0 | 0
EOP | SCE EOP | SCE | Carpenter Canyon (fka Gamebird) | 138 | 177 | Wind, Onshore |  |  | 0 | 0 | 0 | 0 | 0 | 0 | 0 | 0 | 0 | 0 | 0 | 0 | 0 | 0 | 0 | 0 | 0 | 0 | 0 | 0 | 0 | 0 | 0 | 0 | 0 | 0 | 0 | 0
EOP | SCE EOP | SCE | Carpenter Canyon (fka Gamebird) | 230 | 177 | Wind, Onshore |  |  | 0 | 0 | 0 | 0 | 0 | 0 | 0 | 0 | 0 | 0 | 0 | 0 | 0 | 0 | 0 | 0 | 0 | 0 | 0 | 0 | 0 | 0 | 0 | 0 | 0 | 0 | 0 | 0
PG&E NGBA | PGE NGBA | PGE | Carquinez | 115 | 27 | Wind, Onshore |  |  | 0 | 0 | 0 | 0 | 0 | 0 | 0 | 0 | 0 | 0 | 0 | 0 | 0 | 0 | 0 | 0 | 0 | 0 | 0 | 0 | 0 | 0 | 0 | 0 | 0 | 0 | 0 | 0
SDGE | SDGE Imperial | SDGE | Carrizo Gorge | 138 | 192 | Wind, Onshore |  |  | 0 | 0 | 0 | 0 | 0 | 0 | 0 | 0 | 0 | 0 | 0 | 0 | 0 | 0 | 0 | 0 | 0 | 0 | 0 | 0 | 0 | 0 | 0 | 0 | 0 | 0 | 0 | 0
PG&E KERN | PGE Kern | PGE | Carrizo Plains | 115 | 122 | Wind, Onshore |  |  | 0 | 0 | 0 | 0 | 0 | 0 | 0 | 0 | 0 | 0 | 0 | 0 | 0 | 0 | 0 | 0 | 0 | 0 | 0 | 0 | 0 | 0 | 0 | 0 | 0 | 0 | 0 | 0
PG&E KERN | PGE Kern | PGE | Casaloma | 230 | 68 | Wind, Onshore |  |  | 0 | 0 | 0 | 0 | 0 | 0 | 0 | 0 | 0 | 0 | 0 | 0 | 0 | 0 | 0 | 0 | 0 | 0 | 0 | 0 | 0 | 0 | 0 | 0 | 0 | 0 | 0 | 0
PG&E GBA | PGE GBA | PGE | Castro Valley | 230 | 42 | Wind, Onshore |  |  | 0 | 0 | 0 | 0 | 0 | 0 | 0 | 0 | 0 | 0 | 0 | 0 | 0 | 0 | 0 | 0 | 0 | 0 | 0 | 0 | 0 | 0 | 0 | 0 | 0 | 0 | 0 | 0
PG&E GBA | PGE GBA | PGE | Cayetano | 230 | 50 | Wind, Onshore |  |  | 0 | 0 | 0 | 0 | 0 | 0 | 0 | 0 | 0 | 0 | 0 | 0 | 0 | 0 | 0 | 0 | 0 | 0 | 0 | 0 | 0 | 0 | 0 | 0 | 0 | 0 | 0 | 0
SCE Metro | SCE Metro | SCE | Center | 230 | 97 | Wind, Onshore |  |  | 0 | 0 | 0 | 0 | 0 | 0 | 0 | 0 | 0 | 0 | 0 | 0 | 0 | 0 | 0 | 0 | 0 | 0 | 0 | 0 | 0 | 0 | 0 | 0 | 0 | 0 | 0 | 0
PG&E KERN | PGE Kern | PGE | Charca | 115 | 74 | Wind, Onshore |  |  | 0 | 0 | 0 | 0 | 0 | 0 | 0 | 0 | 0 | 0 | 0 | 0 | 0 | 0 | 0 | 0 | 0 | 0 | 0 | 0 | 0 | 0 | 0 | 0 | 0 | 0 | 0 | 0
EOP | SCE EOP | SCE | Charleston | 138 | 177 | Wind, Onshore |  |  | 0 | 0 | 0 | 0 | 0 | 0 | 0 | 0 | 0 | 0 | 0 | 0 | 0 | 0 | 0 | 0 | 0 | 0 | 0 | 0 | 0 | 0 | 0 | 0 | 0 | 0 | 0 | 0
SCE Metro | SCE Metro | SCE | Chevmain | 230 | 97 | Wind, Onshore |  |  | 0 | 0 | 0 | 0 | 0 | 0 | 0 | 0 | 0 | 0 | 0 | 0 | 0 | 0 | 0 | 0 | 0 | 0 | 0 | 0 | 0 | 0 | 0 | 0 | 0 | 0 | 0 | 0
SDGE | SDGE Imperial | SDGE | Chicarita | 138 | 186 | Wind, Onshore |  |  | 0 | 0 | 0 | 0 | 0 | 0 | 0 | 0 | 0 | 0 | 0 | 0 | 0 | 0 | 0 | 0 | 0 | 0 | 0 | 0 | 0 | 0 | 0 | 0 | 0 | 0 | 0 | 0
SCE Metro | SCE Metro | SCE | Chino | 230 | 97 | Wind, Onshore |  |  | 0 | 0 | 0 | 0 | 0 | 0 | 0 | 0 | 0 | 0 | 0 | 0 | 0 | 0 | 0 | 0 | 0 | 0 | 0 | 0 | 0 | 0 | 0 | 0 | 0 | 0 | 0 | 0
PG&E FRESNO | PGE Fresno | PGE | Chowchilla | 115 | 166 | Wind, Onshore |  |  | 0 | 0 | 0 | 0 | 0 | 0 | 0 | 0 | 0 | 0 | 0 | 0 | 0 | 0 | 0 | 0 | 0 | 0 | 0 | 0 | 0 | 0 | 0 | 0 | 0 | 0 | 0 | 0
PG&E GBA | PGE GBA | PGE | Christie | 60 |  | Wind, Onshore |  |  | 0 | 0 | 0 | 0 | 0 | 0 | 0 | 0 | 0 | 0 | 0 | 0 | 0 | 0 | 0 | 0 | 0 | 0 | 0 | 0 | 0 | 0 | 0 | 0 | 0 | 0 | 0 | 0
PG&E GBA | PGE GBA | PGE | Christie | 115 | 6 | Wind, Onshore |  |  | 0 | 0 | 0 | 0 | 0 | 0 | 0 | 0 | 0 | 0 | 0 | 0 | 0 | 0 | 0 | 0 | 0 | 0 | 0 | 0 | 0 | 0 | 0 | 0 | 0 | 0 | 0 | 0
SCE Eastern | SCE Arizona | SCE | Cielo Azul | 500 | 181 | Wind, Onshore |  |  | 0 | 0 | 0 | 0 | 0 | 0 | 0 | 0 | 0 | 0 | 0 | 0 | 0 | 0 | 0 | 0 | 0 | 0 | 0 | 0 | 0 | 0 | 0 | 0 | 0 | 0 | 0 | 0
PG&E GBA | PGE GBA | PGE | Clay | 60 |  | Wind, Onshore |  |  | 0 | 0 | 0 | 0 | 0 | 0 | 0 | 0 | 0 | 0 | 0 | 0 | 0 | 0 | 0 | 0 | 0 | 0 | 0 | 0 | 0 | 0 | 0 | 0 | 0 | 0 | 0 | 0
PG&E GBA | PGE GBA | PGE | Clayton | 115 | 1 | Wind, Onshore |  |  | 0 | 0 | 0 | 0 | 0 | 0 | 0 | 0 | 0 | 0 | 0 | 0 | 0 | 0 | 0 | 0 | 0 | 0 | 0 | 0 | 0 | 0 | 0 | 0 | 0 | 0 | 0 | 0
PG&E NGBA | PGE NGBA | PGE | Cloverdale | 115 | 37 | Wind, Onshore |  |  | 0 | 0 | 0 | 0 | 0 | 0 | 0 | 0 | 0 | 0 | 0 | 0 | 0 | 0 | 0 | 0 | 0 | 0 | 0 | 0 | 0 | 0 | 0 | 0 | 0 | 0 | 0 | 0
PG&E FRESNO | PGE Fresno | PGE | Clovis | 115 | 136 | Wind, Onshore |  |  | 0 | 0 | 0 | 0 | 0 | 0 | 0 | 0 | 0 | 0 | 0 | 0 | 0 | 0 | 0 | 0 | 0 | 0 | 0 | 0 | 0 | 0 | 0 | 0 | 0 | 0 | 0 | 0
PG&E GBA | PGE GBA | PGE | Coburn | 230 | 116 | Wind, Onshore |  |  | 0 | 0 | 0 | 0 | 0 | 0 | 0 | 0 | 0 | 0 | 0 | 0 | 0 | 0 | 0 | 0 | 0 | 0 | 0 | 0 | 0 | 0 | 0 | 0 | 0 | 0 | 0 | 0
PG&E GBA | PGE GBA | PGE | Coburn | 60 |  | Wind, Onshore |  |  | 0 | 0 | 0 | 0 | 0 | 0 | 0 | 0 | 0 | 0 | 0 | 0 | 0 | 0 | 0 | 0 | 0 | 0 | 0 | 0 | 0 | 0 | 0 | 0 | 0 | 0 | 0 | 0
PG&E NGBA | PGE NGBA | PGE | Colgate | 230 | 22 | Wind, Onshore |  |  | 0 | 0 | 0 | 0 | 0 | 0 | 0 | 0 | 0 | 0 | 0 | 0 | 0 | 0 | 0 | 0 | 0 | 0 | 0 | 0 | 0 | 0 | 0 | 0 | 0 | 0 | 0 | 0
PG&E GBA | PGE GBA | PGE | Collierville | 230 | 44 | Wind, Onshore |  |  | 0 | 0 | 0 | 0 | 0 | 0 | 0 | 0 | 0 | 0 | 0 | 0 | 0 | 0 | 0 | 0 | 0 | 0 | 0 | 0 | 0 | 0 | 0 | 0 | 0 | 0 | 0 | 0
PG&E GBA | PGE GBA | PGE | Collinsville | 230 | 1 | Wind, Onshore |  |  | 0 | 0 | 0 | 0 | 0 | 0 | 0 | 0 | 0 | 0 | 0 | 0 | 0 | 0 | 0 | 0 | 0 | 0 | 0 | 0 | 0 | 0 | 0 | 0 | 0 | 0 | 0 | 0
PG&E GBA | PGE GBA | PGE | Collinsville | 500 | 1 | Wind, Onshore |  |  | 0 | 0 | 0 | 0 | 0 | 0 | 0 | 0 | 0 | 0 | 0 | 0 | 0 | 0 | 0 | 0 | 0 | 0 | 0 | 0 | 0 | 0 | 0 | 0 | 0 | 0 | 0 | 0
SCE Eastern | SCE Eastern | SCE | Colorado River | 230 | 170 | Wind, Onshore |  |  | 0 | 0 | 0 | 0 | 0 | 0 | 0 | 0 | 0 | 0 | 0 | 0 | 0 | 0 | 0 | 0 | 0 | 0 | 0 | 0 | 0 | 0 | 0 | 0 | 0 | 0 | 0 | 0
SCE Eastern | SCE Eastern | SCE | Colorado River | 500 | 154 | Wind, Onshore |  |  | 0 | 0 | 0 | 0 | 0 | 0 | 0 | 0 | 0 | 0 | 0 | 0 | 0 | 0 | 0 | 0 | 0 | 0 | 0 | 0 | 0 | 0 | 0 | 0 | 0 | 0 | 0 | 0
PG&E KERN | PGE Kern | PGE | Columbus | 115 | 99 | Wind, Onshore |  |  | 0 | 0 | 0 | 0 | 0 | 0 | 0 | 0 | 0 | 0 | 0 | 0 | 0 | 0 | 0 | 0 | 0 | 0 | 0 | 0 | 0 | 0 | 0 | 0 | 0 | 0 | 0 | 0
PG&E GBA | PGE GBA | PGE | Contra Costa | 115 | 63 | Wind, Onshore |  |  | 0 | 0 | 0 | 0 | 0 | 0 | 0 | 0 | 0 | 0 | 0 | 0 | 0 | 0 | 0 | 0 | 0 | 0 | 0 | 0 | 0 | 0 | 0 | 0 | 0 | 0 | 0 | 0
PG&E GBA | PGE GBA | PGE | Contra Costa | 230 | 50 | Wind, Onshore |  |  | 0 | 0 | 0 | 0 | 0 | 0 | 0 | 0 | 0 | 0 | 0 | 0 | 0 | 0 | 0 | 0 | 0 | 0 | 0 | 0 | 0 | 0 | 0 | 0 | 0 | 0 | 0 | 0
PG&E GBA | PGE GBA | PGE | Contra Costa PP | 230 | 59 | Wind, Onshore |  |  | 0 | 0 | 0 | 0 | 0 | 0 | 0 | 0 | 0 | 0 | 0 | 0 | 0 | 0 | 0 | 0 | 0 | 0 | 0 | 0 | 0 | 0 | 0 | 0 | 0 | 0 | 0 | 0
SCE NOL | SCE NOL | SCE | Control | 115 | 175 | Wind, Onshore |  |  | 0 | 0 | 0 | 0 | 0 | 0 | 0 | 0 | 0 | 0 | 0 | 0 | 0 | 0 | 0 | 0 | 0 | 0 | 0 | 0 | 0 | 0 | 0 | 0 | 0 | 0 | 0 | 0
SCE NOL | SCE NOL | SCE | Control | 55 |  | Wind, Onshore |  |  | 0 | 0 | 0 | 0 | 0 | 0 | 0 | 0 | 0 | 0 | 0 | 0 | 0 | 0 | 0 | 0 | 0 | 0 | 0 | 0 | 0 | 0 | 0 | 0 | 0 | 0 | 0 | 0
PG&E GBA | PGE GBA | PGE | Cooley Landing | 115 | 6 | Wind, Onshore |  |  | 0 | 0 | 0 | 0 | 0 | 0 | 0 | 0 | 0 | 0 | 0 | 0 | 0 | 0 | 0 | 0 | 0 | 0 | 0 | 0 | 0 | 0 | 0 | 0 | 0 | 0 | 0 | 0
PG&E GBA | PGE GBA | PGE | Cooley Landing | 60 |  | Wind, Onshore |  |  | 0 | 0 | 0 | 0 | 0 | 0 | 0 | 0 | 0 | 0 | 0 | 0 | 0 | 0 | 0 | 0 | 0 | 0 | 0 | 0 | 0 | 0 | 0 | 0 | 0 | 0 | 0 | 0
SCE NOL | SCE NOL | SCE | Coolwater | 230 | 160 | Wind, Onshore |  |  | 0 | 0 | 0 | 0 | 0 | 0 | 0 | 0 | 0 | 0 | 0 | 0 | 0 | 0 | 0 | 0 | 0 | 0 | 0 | 0 | 0 | 0 | 0 | 0 | 0 | 0 | 0 | 0
SCE NOL | SCE NOL | SCE | Coolwater | 115 | 160 | Wind, Onshore |  |  | 0 | 0 | 0 | 0 | 0 | 0 | 0 | 0 | 0 | 0 | 0 | 0 | 0 | 0 | 0 | 0 | 0 | 0 | 0 | 0 | 0 | 0 | 0 | 0 | 0 | 0 | 0 | 0
PG&E KERN | PGE Kern | PGE | Copus | 70 |  | Wind, Onshore |  |  | 0 | 0 | 0 | 0 | 0 | 0 | 0 | 0 | 0 | 0 | 0 | 0 | 0 | 0 | 0 | 0 | 0 | 0 | 0 | 0 | 0 | 0 | 0 | 0 | 0 | 0 | 0 | 0
PG&E FRESNO | PGE Fresno | PGE | Corcoran | 70 |  | Wind, Onshore |  |  | 0 | 0 | 0 | 0 | 0 | 0 | 0 | 0 | 0 | 0 | 0 | 0 | 0 | 0 | 0 | 0 | 0 | 0 | 0 | 0 | 0 | 0 | 0 | 0 | 0 | 0 | 0 | 0
PG&E FRESNO | PGE Fresno | PGE | Corcoran | 115 | 148 | Wind, Onshore |  |  | 0 | 0 | 0 | 0 | 0 | 0 | 0 | 0 | 0 | 0 | 0 | 0 | 0 | 0 | 0 | 0 | 0 | 0 | 0 | 0 | 0 | 0 | 0 | 0 | 0 | 0 | 0 | 0
PG&E NGBA | PGE NGBA | PGE | Corona | 115 | 27 | Wind, Onshore |  |  | 0 | 0 | 0 | 0 | 0 | 0 | 0 | 0 | 0 | 0 | 0 | 0 | 0 | 0 | 0 | 0 | 0 | 0 | 0 | 0 | 0 | 0 | 0 | 0 | 0 | 0 | 0 | 0
PG&E NGBA | PGE NGBA | PGE | Cortina | 230 | 27 | Wind, Onshore |  |  | 0 | 0 | 0 | 0 | 0 | 0 | 0 | 0 | 0 | 0 | 0 | 0 | 0 | 0 | 0 | 0 | 0 | 0 | 0 | 0 | 0 | 0 | 0 | 0 | 0 | 0 | 0 | 0
PG&E NGBA | PGE NGBA | PGE | Cortina | 115 | 30 | Wind, Onshore |  |  | 0 | 0 | 0 | 0 | 0 | 0 | 0 | 0 | 0 | 0 | 0 | 0 | 0 | 0 | 0 | 0 | 0 | 0 | 0 | 0 | 0 | 0 | 0 | 0 | 0 | 0 | 0 | 0
PG&E GBA | PGE GBA | PGE | Cottle | 230 | 155 | Wind, Onshore |  |  | 0 | 0 | 0 | 0 | 0 | 0 | 0 | 0 | 0 | 0 | 0 | 0 | 0 | 0 | 0 | 0 | 0 | 0 | 0 | 0 | 0 | 0 | 0 | 0 | 0 | 0 | 0 | 0
PG&E NGBA | PGE NGBA | PGE | Cottonwood | 115 | 1 | Wind, Onshore |  |  | 0 | 0 | 0 | 0 | 0 | 0 | 0 | 0 | 0 | 0 | 0 | 0 | 0 | 0 | 0 | 0 | 0 | 0 | 0 | 0 | 0 | 0 | 0 | 0 | 0 | 0 | 0 | 0
PG&E NGBA | PGE NGBA | PGE | Cottonwood | 230 | 1 | Wind, Onshore |  |  | 0 | 0 | 0 | 0 | 0 | 0 | 0 | 0 | 0 | 0 | 0 | 0 | 0 | 0 | 0 | 0 | 0 | 0 | 0 | 0 | 0 | 0 | 0 | 0 | 0 | 0 | 0 | 0
PG&E NGBA | PGE NGBA | PGE | Cottonwood | 60 |  | Wind, Onshore |  |  | 0 | 0 | 0 | 0 | 0 | 0 | 0 | 0 | 0 | 0 | 0 | 0 | 0 | 0 | 0 | 0 | 0 | 0 | 0 | 0 | 0 | 0 | 0 | 0 | 0 | 0 | 0 | 0
PG&E NGBA | PGE NGBA | PGE | Cove Road | 230 | 1 | Wind, Onshore |  |  | 0 | 0 | 0 | 0 | 0 | 0 | 0 | 0 | 0 | 0 | 0 | 0 | 0 | 0 | 0 | 0 | 0 | 0 | 0 | 0 | 0 | 0 | 0 | 0 | 0 | 0 | 0 | 0
PG&E GBA | PGE GBA | PGE | Coyote | 230 | 11 | Wind, Onshore |  |  | 0 | 0 | 0 | 0 | 0 | 0 | 0 | 0 | 0 | 0 | 0 | 0 | 0 | 0 | 0 | 0 | 0 | 0 | 0 | 0 | 0 | 0 | 0 | 0 | 0 | 0 | 0 | 0
PG&E GBA | PGE GBA | PGE | Crazy Horse Canyon | 115 | 84 | Wind, Onshore |  |  | 0 | 0 | 0 | 0 | 0 | 0 | 0 | 0 | 0 | 0 | 0 | 0 | 0 | 0 | 0 | 0 | 0 | 0 | 0 | 0 | 0 | 0 | 0 | 0 | 0 | 0 | 0 | 0
SDGE | SDGE Imperial | SDGE | Creelman | 69 |  | Wind, Onshore |  |  | 0 | 0 | 0 | 0 | 0 | 0 | 0 | 0 | 0 | 0 | 0 | 0 | 0 | 0 | 0 | 0 | 0 | 0 | 0 | 0 | 0 | 0 | 0 | 0 | 0 | 0 | 0 | 0
PG&E FRESNO | PGE Fresno | PGE | Crescent | 70 |  | Wind, Onshore |  |  | 0 | 0 | 0 | 0 | 0 | 0 | 0 | 0 | 0 | 0 | 0 | 0 | 0 | 0 | 0 | 0 | 0 | 0 | 0 | 0 | 0 | 0 | 0 | 0 | 0 | 0 | 0 | 0
PG&E FRESNO | PGE Fresno | PGE | Cressey | 115 | 139 | Wind, Onshore |  |  | 0 | 0 | 0 | 0 | 0 | 0 | 0 | 0 | 0 | 0 | 0 | 0 | 0 | 0 | 0 | 0 | 0 | 0 | 0 | 0 | 0 | 0 | 0 | 0 | 0 | 0 | 0 | 0
PG&E NGBA | PGE NGBA | PGE | Cresta | 230 | 24 | Wind, Onshore |  |  | 0 | 0 | 0 | 0 | 0 | 0 | 0 | 0 | 0 | 0 | 0 | 0 | 0 | 0 | 0 | 0 | 0 | 0 | 0 | 0 | 0 | 0 | 0 | 0 | 0 | 0 | 0 | 0
SDGE | SDGE Imperial | SDGE | Crestwood | 69 |  | Wind, Onshore |  |  | 0 | 0 | 0 | 0 | 0 | 0 | 0 | 0 | 0 | 0 | 0 | 0 | 0 | 0 | 0 | 0 | 0 | 0 | 0 | 0 | 0 | 0 | 0 | 0 | 0 | 0 | 0 | 0
PG&E GBA | PGE GBA | PGE | Crow Creek | 60 |  | Wind, Onshore |  |  | 0 | 0 | 0 | 0 | 0 | 0 | 0 | 0 | 0 | 0 | 0 | 0 | 0 | 0 | 0 | 0 | 0 | 0 | 0 | 0 | 0 | 0 | 0 | 0 | 0 | 0 | 0 | 0
PG&E GBA | PGE GBA | PGE | Crows Landing | 60 |  | Wind, Onshore |  |  | 0 | 0 | 0 | 0 | 0 | 0 | 0 | 0 | 0 | 0 | 0 | 0 | 0 | 0 | 0 | 0 | 0 | 0 | 0 | 0 | 0 | 0 | 0 | 0 | 0 | 0 | 0 | 0
PG&E GBA | PGE GBA | PGE | Curtis | 115 | 44 | Wind, Onshore |  |  | 0 | 0 | 0 | 0 | 0 | 0 | 0 | 0 | 0 | 0 | 0 | 0 | 0 | 0 | 0 | 0 | 0 | 0 | 0 | 0 | 0 | 0 | 0 | 0 | 0 | 0 | 0 | 0
PG&E FRESNO | PGE Fresno | PGE | Dairyland | 115 | 137 | Wind, Onshore |  |  | 0 | 0 | 0 | 0 | 0 | 0 | 0 | 0 | 0 | 0 | 0 | 0 | 0 | 0 | 0 | 0 | 0 | 0 | 0 | 0 | 0 | 0 | 0 | 0 | 0 | 0 | 0 | 0
PG&E NGBA | PGE NGBA | PGE | Davis | 115 | 39 | Wind, Onshore |  |  | 0 | 0 | 0 | 0 | 0 | 0 | 0 | 0 | 0 | 0 | 0 | 0 | 0 | 0 | 0 | 0 | 0 | 0 | 0 | 0 | 0 | 0 | 0 | 0 | 0 | 0 | 0 | 0
SCE Metro | SCE Metro | SCE | Del Amo | 500 | 97 | Wind, Onshore |  |  | 0 | 0 | 0 | 0 | 0 | 0 | 0 | 0 | 0 | 0 | 0 | 0 | 0 | 0 | 0 | 0 | 0 | 0 | 0 | 0 | 0 | 0 | 0 | 0 | 0 | 0 | 0 | 0
SCE Metro | SCE Metro | SCE | Del Amo | 230 | 97 | Wind, Onshore |  |  | 0 | 0 | 0 | 0 | 0 | 0 | 0 | 0 | 0 | 0 | 0 | 0 | 0 | 0 | 0 | 0 | 0 | 0 | 0 | 0 | 0 | 0 | 0 | 0 | 0 | 0 | 0 | 0
SCE Eastern | SCE Arizona | SCE | Delaney | 500 | 181 | Wind, Onshore |  |  | 0 | 0 | 0 | 0 | 0 | 0 | 0 | 0 | 0 | 0 | 0 | 0 | 0 | 0 | 0 | 0 | 0 | 0 | 0 | 0 | 0 | 0 | 0 | 0 | 0 | 0 | 0 | 0
PG&E NGBA | PGE NGBA | PGE | Delevan | 230 | 25 | Wind, Onshore |  |  | 0 | 0 | 0 | 0 | 0 | 0 | 0 | 0 | 0 | 0 | 0 | 0 | 0 | 0 | 0 | 0 | 0 | 0 | 0 | 0 | 0 | 0 | 0 | 0 | 0 | 0 | 0 | 0
PG&E GBA | PGE GBA | PGE | Delta PP | 230 | 32 | Wind, Onshore |  |  | 0 | 0 | 0 | 0 | 0 | 0 | 0 | 0 | 0 | 0 | 0 | 0 | 0 | 0 | 0 | 0 | 0 | 0 | 0 | 0 | 0 | 0 | 0 | 0 | 0 | 0 | 0 | 0
EOP | SCE EOP | SCE | Desert View | 230 | 177 | Wind, Onshore |  |  | 0 | 0 | 0 | 0 | 0 | 0 | 0 | 0 | 0 | 0 | 0 | 0 | 0 | 0 | 0 | 0 | 0 | 0 | 0 | 0 | 0 | 0 | 0 | 0 | 0 | 0 | 0 | 0
SCE Eastern | SCE Eastern | SCE | Devers | 230 | 156 | Wind, Onshore |  |  | 1 | 57 | 0 | 57 | 0 | 0 | 0 | 0 | 0 | 0 | 0 | 0 | 0 | 263 | 0 | 263 | 0 | 0 | 0 | 263 | 0 | 263 | 320 | 0 | 320 | 320 | 0 | 320
SCE Eastern | SCE Eastern | SCE | Devers | 500 | 156 | Wind, Onshore |  |  | 0 | 0 | 0 | 0 | 0 | 0 | 0 | 0 | 0 | 0 | 0 | 0 | 0 | 0 | 0 | 0 | 0 | 0 | 0 | 0 | 0 | 0 | 0 | 0 | 0 | 0 | 0 | 0
PG&E KERN | PGE Kern | PGE | Diablo Canyon | 230 | 111 | Wind, Onshore |  |  | 0 | 0 | 0 | 0 | 0 | 0 | 0 | 0 | 0 | 0 | 0 | 0 | 0 | 0 | 0 | 0 | 0 | 0 | 0 | 0 | 0 | 0 | 0 | 0 | 0 | 0 | 0 | 0
PG&E KERN | PGE Kern | PGE | Diablo Canyon | 500 | 98 | Wind, Onshore |  |  | 0 | 0 | 0 | 0 | 0 | 0 | 0 | 0 | 0 | 0 | 0 | 0 | 0 | 0 | 0 | 0 | 0 | 0 | 0 | 0 | 0 | 0 | 0 | 0 | 0 | 0 | 0 | 0
PG&E KERN | PGE Kern | PGE | Divide | 115 | 111 | Wind, Onshore |  |  | 0 | 0 | 0 | 0 | 0 | 0 | 0 | 0 | 0 | 0 | 0 | 0 | 0 | 0 | 0 | 0 | 0 | 0 | 0 | 0 | 0 | 0 | 0 | 0 | 0 | 0 | 0 | 0
PG&E GBA | PGE GBA | PGE | Dixon Landing | 115 | 11 | Wind, Onshore |  |  | 0 | 0 | 0 | 0 | 0 | 0 | 0 | 0 | 0 | 0 | 0 | 0 | 0 | 0 | 0 | 0 | 0 | 0 | 0 | 0 | 0 | 0 | 0 | 0 | 0 | 0 | 0 | 0
PG&E FRESNO | PGE Fresno | PGE | Dos Amigos | 230 | 70 | Wind, Onshore |  |  | 0 | 0 | 0 | 0 | 0 | 0 | 0 | 0 | 0 | 0 | 0 | 0 | 0 | 0 | 0 | 0 | 0 | 0 | 0 | 0 | 0 | 0 | 0 | 0 | 0 | 0 | 0 | 0
PG&E NGBA | PGE NGBA | PGE | Drum | 115 | 21 | Wind, Onshore |  |  | 0 | 0 | 0 | 0 | 0 | 0 | 0 | 0 | 0 | 0 | 0 | 0 | 0 | 0 | 0 | 0 | 0 | 0 | 0 | 0 | 0 | 0 | 0 | 0 | 0 | 0 | 0 | 0
PG&E GBA | PGE GBA | PGE | Dumbarton | 115 | 3 | Wind, Onshore |  |  | 0 | 0 | 0 | 0 | 0 | 0 | 0 | 0 | 0 | 0 | 0 | 0 | 0 | 0 | 0 | 0 | 0 | 0 | 0 | 0 | 0 | 0 | 0 | 0 | 0 | 0 | 0 | 0
SCE NOL | SCE NOL | SCE | Dunn Siding | 115 | 160 | Wind, Onshore |  |  | 0 | 0 | 0 | 0 | 0 | 0 | 0 | 0 | 0 | 0 | 0 | 0 | 0 | 0 | 0 | 0 | 0 | 0 | 0 | 0 | 0 | 0 | 0 | 0 | 0 | 0 | 0 | 0
SCE Eastern | SCE Eastern | SCE | Eagle Mountain | 230 | 174 | Wind, Onshore |  |  | 0 | 0 | 0 | 0 | 0 | 0 | 0 | 0 | 0 | 0 | 0 | 0 | 0 | 0 | 0 | 0 | 0 | 0 | 0 | 0 | 0 | 0 | 0 | 0 | 0 | 0 | 0 | 0
PG&E NGBA | PGE NGBA | PGE | Eagle Rock (PGE) | 60 |  | Wind, Onshore |  |  | 0 | 0 | 0 | 0 | 0 | 0 | 0 | 0 | 0 | 0 | 0 | 0 | 0 | 0 | 0 | 0 | 0 | 0 | 0 | 0 | 0 | 0 | 0 | 0 | 0 | 0 | 0 | 0
PG&E NGBA | PGE NGBA | PGE | Eagle Rock (PGE) | 115 | 37 | Wind, Onshore |  |  | 0 | 0 | 0 | 0 | 0 | 0 | 0 | 0 | 0 | 0 | 0 | 0 | 0 | 0 | 0 | 0 | 0 | 0 | 0 | 0 | 0 | 0 | 0 | 0 | 0 | 0 | 0 | 0
SCE Metro | SCE Metro | SCE | Eagle Rock (SCE) | 230 | 97 | Wind, Onshore |  |  | 0 | 0 | 0 | 0 | 0 | 0 | 0 | 0 | 0 | 0 | 0 | 0 | 0 | 0 | 0 | 0 | 0 | 0 | 0 | 0 | 0 | 0 | 0 | 0 | 0 | 0 | 0 | 0
PG&E NGBA | PGE NGBA | PGE | East Marysville | 115 | 9 | Wind, Onshore |  |  | 0 | 0 | 0 | 0 | 0 | 0 | 0 | 0 | 0 | 0 | 0 | 0 | 0 | 0 | 0 | 0 | 0 | 0 | 0 | 0 | 0 | 0 | 0 | 0 | 0 | 0 | 0 | 0
PG&E NGBA | PGE NGBA | PGE | East Nicolaus | 115 | 16 | Wind, Onshore |  |  | 0 | 0 | 0 | 0 | 0 | 0 | 0 | 0 | 0 | 0 | 0 | 0 | 0 | 0 | 0 | 0 | 0 | 0 | 0 | 0 | 0 | 0 | 0 | 0 | 0 | 0 | 0 | 0
PG&E NGBA | PGE NGBA | PGE | East Nicolaus | 60 |  | Wind, Onshore |  |  | 0 | 0 | 0 | 0 | 0 | 0 | 0 | 0 | 0 | 0 | 0 | 0 | 0 | 0 | 0 | 0 | 0 | 0 | 0 | 0 | 0 | 0 | 0 | 0 | 0 | 0 | 0 | 0
PG&E GBA | PGE GBA | PGE | Eastshore | 115 | 3 | Wind, Onshore |  |  | 0 | 0 | 0 | 0 | 0 | 0 | 0 | 0 | 0 | 0 | 0 | 0 | 0 | 0 | 0 | 0 | 0 | 0 | 0 | 0 | 0 | 0 | 0 | 0 | 0 | 0 | 0 | 0
PG&E GBA | PGE GBA | PGE | Eastshore | 230 | 46 | Wind, Onshore |  |  | 0 | 0 | 0 | 0 | 0 | 0 | 0 | 0 | 0 | 0 | 0 | 0 | 0 | 0 | 0 | 0 | 0 | 0 | 0 | 0 | 0 | 0 | 0 | 0 | 0 | 0 | 0 | 0
SDGE | SDGE Imperial | SDGE | ECO | 138 | 198 | Wind, Onshore |  |  | 0 | 0 | 0 | 0 | 0 | 0 | 0 | 0 | 0 | 0 | 0 | 0 | 0 | 0 | 0 | 0 | 0 | 0 | 0 | 0 | 0 | 0 | 0 | 0 | 0 | 0 | 0 | 0
SDGE | SDGE Imperial | SDGE | ECO | 230 | 198 | Wind, Onshore |  |  | 1 | 0 | 0 | 0 | 0 | 0 | 0 | 0 | 0 | 0 | 0 | 0 | 0 | 350 | 0 | 350 | 0 | 0 | 0 | 350 | 0 | 350 | 350 | 0 | 350 | 350 | 0 | 350
SDGE | SDGE Imperial | SDGE | ECO | 500 | 198 | Wind, Onshore |  |  | 1 | 0 | 0 | 0 | 0 | 0 | 0 | 0 | 0 | 0 | 0 | 0 | 0 | 0 | 0 | 0 | 1300 | 0 | 1300 | 1300 | 0 | 1300 | 0 | 0 | 0 | 1300 | 0 | 1300
PG&E GBA | PGE GBA | PGE | Edenvale | 115 | 79 | Wind, Onshore |  |  | 0 | 0 | 0 | 0 | 0 | 0 | 0 | 0 | 0 | 0 | 0 | 0 | 0 | 0 | 0 | 0 | 0 | 0 | 0 | 0 | 0 | 0 | 0 | 0 | 0 | 0 | 0 | 0
PG&E GBA | PGE GBA | PGE | Edes | 115 | 6 | Wind, Onshore |  |  | 0 | 0 | 0 | 0 | 0 | 0 | 0 | 0 | 0 | 0 | 0 | 0 | 0 | 0 | 0 | 0 | 0 | 0 | 0 | 0 | 0 | 0 | 0 | 0 | 0 | 0 | 0 | 0
PG&E GBA | PGE GBA | PGE | Eight Mile | 230 | 16 | Wind, Onshore |  |  | 0 | 0 | 0 | 0 | 0 | 0 | 0 | 0 | 0 | 0 | 0 | 0 | 0 | 0 | 0 | 0 | 0 | 0 | 0 | 0 | 0 | 0 | 0 | 0 | 0 | 0 | 0 | 0
SDGE | SDGE Imperial | SDGE | El Cajon | 69 |  | Wind, Onshore |  |  | 0 | 0 | 0 | 0 | 0 | 0 | 0 | 0 | 0 | 0 | 0 | 0 | 0 | 0 | 0 | 0 | 0 | 0 | 0 | 0 | 0 | 0 | 0 | 0 | 0 | 0 | 0 | 0
SCE Eastern | SCE Eastern | SCE | El Casco | 230 | 156 | Wind, Onshore |  |  | 0 | 0 | 0 | 0 | 0 | 0 | 0 | 0 | 0 | 0 | 0 | 0 | 0 | 0 | 0 | 0 | 0 | 0 | 0 | 0 | 0 | 0 | 0 | 0 | 0 | 0 | 0 | 0
PG&E GBA | PGE GBA | PGE | El Cerrito G | 115 | 6 | Wind, Onshore |  |  | 0 | 0 | 0 | 0 | 0 | 0 | 0 | 0 | 0 | 0 | 0 | 0 | 0 | 0 | 0 | 0 | 0 | 0 | 0 | 0 | 0 | 0 | 0 | 0 | 0 | 0 | 0 | 0
PG&E NGBA | PGE NGBA | PGE | El Dorado PH | 115 | 19 | Wind, Onshore |  |  | 0 | 0 | 0 | 0 | 0 | 0 | 0 | 0 | 0 | 0 | 0 | 0 | 0 | 0 | 0 | 0 | 0 | 0 | 0 | 0 | 0 | 0 | 0 | 0 | 0 | 0 | 0 | 0
PG&E FRESNO | PGE Fresno | PGE | El Nido (PGE) | 115 | 158 | Wind, Onshore |  |  | 0 | 0 | 0 | 0 | 0 | 0 | 0 | 0 | 0 | 0 | 0 | 0 | 0 | 0 | 0 | 0 | 0 | 0 | 0 | 0 | 0 | 0 | 0 | 0 | 0 | 0 | 0 | 0
SCE Metro | SCE Metro | SCE | El Nido (SCE) | 230 | 132 | Wind, Onshore |  |  | 0 | 0 | 0 | 0 | 0 | 0 | 0 | 0 | 0 | 0 | 0 | 0 | 0 | 0 | 0 | 0 | 0 | 0 | 0 | 0 | 0 | 0 | 0 | 0 | 0 | 0 | 0 | 0
PG&E GBA | PGE GBA | PGE | El Patio | 115 | 81 | Wind, Onshore |  |  | 0 | 0 | 0 | 0 | 0 | 0 | 0 | 0 | 0 | 0 | 0 | 0 | 0 | 0 | 0 | 0 | 0 | 0 | 0 | 0 | 0 | 0 | 0 | 0 | 0 | 0 | 0 | 0
SCE Metro | SCE Metro | SCE | El Segundo | 230 | 97 | Wind, Onshore |  |  | 0 | 0 | 0 | 0 | 0 | 0 | 0 | 0 | 0 | 0 | 0 | 0 | 0 | 0 | 0 | 0 | 0 | 0 | 0 | 0 | 0 | 0 | 0 | 0 | 0 | 0 | 0 | 0
EOP | SCE EOP | SCE | Eldorado | 230 | 161 | Wind, Onshore |  |  | 0 | 0 | 0 | 0 | 0 | 0 | 0 | 0 | 0 | 0 | 0 | 0 | 0 | 0 | 0 | 0 | 0 | 0 | 0 | 0 | 0 | 0 | 0 | 0 | 0 | 0 | 0 | 0
EOP | SCE EOP | SCE | Eldorado | 500 | 131 | Wind, Onshore |  |  | 0 | 0 | 0 | 0 | 0 | 0 | 0 | 0 | 0 | 0 | 0 | 0 | 0 | 0 | 0 | 0 | 0 | 0 | 0 | 0 | 0 | 0 | 0 | 0 | 0 | 0 | 0 | 0
SCE Northern | SCE Northern | SCE | Elizabeth Lake | 66 |  | Wind, Onshore |  |  | 0 | 0 | 0 | 0 | 0 | 0 | 0 | 0 | 0 | 0 | 0 | 0 | 0 | 0 | 0 | 0 | 0 | 0 | 0 | 0 | 0 | 0 | 0 | 0 | 0 | 0 | 0 | 0
PG&E KERN | PGE Kern | PGE | Elk Hills | 230 | 106 | Wind, Onshore |  |  | 0 | 0 | 0 | 0 | 0 | 0 | 0 | 0 | 0 | 0 | 0 | 0 | 0 | 0 | 0 | 0 | 0 | 0 | 0 | 0 | 0 | 0 | 0 | 0 | 0 | 0 | 0 | 0
SDGE | SDGE Imperial | SDGE | Elliot | 69 |  | Wind, Onshore |  |  | 0 | 0 | 0 | 0 | 0 | 0 | 0 | 0 | 0 | 0 | 0 | 0 | 0 | 0 | 0 | 0 | 0 | 0 | 0 | 0 | 0 | 0 | 0 | 0 | 0 | 0 | 0 | 0
SCE Metro | SCE Metro | SCE | Ellis | 230 | 97 | Wind, Onshore |  |  | 0 | 0 | 0 | 0 | 0 | 0 | 0 | 0 | 0 | 0 | 0 | 0 | 0 | 0 | 0 | 0 | 0 | 0 | 0 | 0 | 0 | 0 | 0 | 0 | 0 | 0 | 0 | 0
SDGE | SDGE Imperial | SDGE | Encina | 138 | 171 | Wind, Onshore |  |  | 0 | 0 | 0 | 0 | 0 | 0 | 0 | 0 | 0 | 0 | 0 | 0 | 0 | 0 | 0 | 0 | 0 | 0 | 0 | 0 | 0 | 0 | 0 | 0 | 0 | 0 | 0 | 0
SDGE | SDGE Imperial | SDGE | Encina | 230 | 171 | Wind, Onshore |  |  | 0 | 0 | 0 | 0 | 0 | 0 | 0 | 0 | 0 | 0 | 0 | 0 | 0 | 0 | 0 | 0 | 0 | 0 | 0 | 0 | 0 | 0 | 0 | 0 | 0 | 0 | 0 | 0
SDGE | SDGE Imperial | SDGE | Escondido | 230 | 195 | Wind, Onshore |  |  | 0 | 0 | 0 | 0 | 0 | 0 | 0 | 0 | 0 | 0 | 0 | 0 | 0 | 0 | 0 | 0 | 0 | 0 | 0 | 0 | 0 | 0 | 0 | 0 | 0 | 0 | 0 | 0
SDGE | SDGE Imperial | SDGE | Escondido | 69 |  | Wind, Onshore |  |  | 0 | 0 | 0 | 0 | 0 | 0 | 0 | 0 | 0 | 0 | 0 | 0 | 0 | 0 | 0 | 0 | 0 | 0 | 0 | 0 | 0 | 0 | 0 | 0 | 0 | 0 | 0 | 0
PG&E KERN | PGE Kern | PGE | Estrella | 230 | 111 | Wind, Onshore |  |  | 0 | 0 | 0 | 0 | 0 | 0 | 0 | 0 | 0 | 0 | 0 | 0 | 0 | 0 | 0 | 0 | 0 | 0 | 0 | 0 | 0 | 0 | 0 | 0 | 0 | 0 | 0 | 0
SCE Eastern | SCE Eastern | SCE | Etiwanda | 230 | 121 | Wind, Onshore |  |  | 0 | 0 | 0 | 0 | 0 | 0 | 0 | 0 | 0 | 0 | 0 | 0 | 0 | 0 | 0 | 0 | 0 | 0 | 0 | 0 | 0 | 0 | 0 | 0 | 0 | 0 | 0 | 0
PG&E GBA | PGE GBA | PGE | Evergreen | 115 | 11 | Wind, Onshore |  |  | 0 | 0 | 0 | 0 | 0 | 0 | 0 | 0 | 0 | 0 | 0 | 0 | 0 | 0 | 0 | 0 | 0 | 0 | 0 | 0 | 0 | 0 | 0 | 0 | 0 | 0 | 0 | 0
PG&E GBA | PGE GBA | PGE | Evergreen | 60 |  | Wind, Onshore |  |  | 0 | 0 | 0 | 0 | 0 | 0 | 0 | 0 | 0 | 0 | 0 | 0 | 0 | 0 | 0 | 0 | 0 | 0 | 0 | 0 | 0 | 0 | 0 | 0 | 0 | 0 | 0 | 0
PG&E FRESNO | PGE Fresno | PGE | Excelsior | 115 | 134 | Wind, Onshore |  |  | 0 | 0 | 0 | 0 | 0 | 0 | 0 | 0 | 0 | 0 | 0 | 0 | 0 | 0 | 0 | 0 | 0 | 0 | 0 | 0 | 0 | 0 | 0 | 0 | 0 | 0 | 0 | 0
PG&E FRESNO | PGE Fresno | PGE | Exchequer | 115 | 163 | Wind, Onshore |  |  | 0 | 0 | 0 | 0 | 0 | 0 | 0 | 0 | 0 | 0 | 0 | 0 | 0 | 0 | 0 | 0 | 0 | 0 | 0 | 0 | 0 | 0 | 0 | 0 | 0 | 0 | 0 | 0
PG&E KERN | PGE Kern | PGE | Fairway | 115 | 111 | Wind, Onshore |  |  | 0 | 0 | 0 | 0 | 0 | 0 | 0 | 0 | 0 | 0 | 0 | 0 | 0 | 0 | 0 | 0 | 0 | 0 | 0 | 0 | 0 | 0 | 0 | 0 | 0 | 0 | 0 | 0
PG&E KERN | PGE Kern | PGE | Famoso | 115 | 74 | Wind, Onshore |  |  | 0 | 0 | 0 | 0 | 0 | 0 | 0 | 0 | 0 | 0 | 0 | 0 | 0 | 0 | 0 | 0 | 0 | 0 | 0 | 0 | 0 | 0 | 0 | 0 | 0 | 0 | 0 | 0
PG&E NGBA | PGE NGBA | PGE | Fern Road | 500 | 1 | Wind, Onshore |  |  | 0 | 0 | 0 | 0 | 0 | 0 | 0 | 0 | 0 | 0 | 0 | 0 | 0 | 0 | 0 | 0 | 0 | 0 | 0 | 0 | 0 | 0 | 0 | 0 | 0 | 0 | 0 | 0
PG&E GBA | PGE GBA | PGE | Fibreboard (SPI Sonora) | 115 | 44 | Wind, Onshore |  |  | 0 | 0 | 0 | 0 | 0 | 0 | 0 | 0 | 0 | 0 | 0 | 0 | 0 | 0 | 0 | 0 | 0 | 0 | 0 | 0 | 0 | 0 | 0 | 0 | 0 | 0 | 0 | 0
PG&E FRESNO | PGE Fresno | PGE | Figarden | 230 | 138 | Wind, Onshore |  |  | 0 | 0 | 0 | 0 | 0 | 0 | 0 | 0 | 0 | 0 | 0 | 0 | 0 | 0 | 0 | 0 | 0 | 0 | 0 | 0 | 0 | 0 | 0 | 0 | 0 | 0 | 0 | 0
PG&E FRESNO | PGE Fresno | PGE | Fink | 230 | 64 | Wind, Onshore |  |  | 0 | 0 | 0 | 0 | 0 | 0 | 0 | 0 | 0 | 0 | 0 | 0 | 0 | 0 | 0 | 0 | 0 | 0 | 0 | 0 | 0 | 0 | 0 | 0 | 0 | 0 | 0 | 0
PG&E NGBA | PGE NGBA | PGE | Fitch Mountain | 60 |  | Wind, Onshore |  |  | 0 | 0 | 0 | 0 | 0 | 0 | 0 | 0 | 0 | 0 | 0 | 0 | 0 | 0 | 0 | 0 | 0 | 0 | 0 | 0 | 0 | 0 | 0 | 0 | 0 | 0 | 0 | 0
PG&E GBA | PGE GBA | PGE | FMC | 115 | 11 | Wind, Onshore |  |  | 0 | 0 | 0 | 0 | 0 | 0 | 0 | 0 | 0 | 0 | 0 | 0 | 0 | 0 | 0 | 0 | 0 | 0 | 0 | 0 | 0 | 0 | 0 | 0 | 0 | 0 | 0 | 0
PG&E GBA | PGE GBA | PGE | Fremont | 115 | 5 | Wind, Onshore |  |  | 0 | 0 | 0 | 0 | 0 | 0 | 0 | 0 | 0 | 0 | 0 | 0 | 0 | 0 | 0 | 0 | 0 | 0 | 0 | 0 | 0 | 0 | 0 | 0 | 0 | 0 | 0 | 0
PG&E GBA | PGE GBA | PGE | French Camp | 60 |  | Wind, Onshore |  |  | 0 | 0 | 0 | 0 | 0 | 0 | 0 | 0 | 0 | 0 | 0 | 0 | 0 | 0 | 0 | 0 | 0 | 0 | 0 | 0 | 0 | 0 | 0 | 0 | 0 | 0 | 0 | 0
PG&E GBA | PGE GBA | PGE | Frogtown | 115 | 12 | Wind, Onshore |  |  | 0 | 0 | 0 | 0 | 0 | 0 | 0 | 0 | 0 | 0 | 0 | 0 | 0 | 0 | 0 | 0 | 0 | 0 | 0 | 0 | 0 | 0 | 0 | 0 | 0 | 0 | 0 | 0
PG&E NGBA | PGE NGBA | PGE | Fulton | 115 | 58 | Wind, Onshore |  |  | 0 | 0 | 0 | 0 | 0 | 0 | 0 | 0 | 0 | 0 | 0 | 0 | 0 | 0 | 0 | 0 | 0 | 0 | 0 | 0 | 0 | 0 | 0 | 0 | 0 | 0 | 0 | 0
PG&E NGBA | PGE NGBA | PGE | Fulton | 230 | 61 | Wind, Onshore |  |  | 0 | 0 | 0 | 0 | 0 | 0 | 0 | 0 | 0 | 0 | 0 | 0 | 0 | 0 | 0 | 0 | 0 | 0 | 0 | 0 | 0 | 0 | 0 | 0 | 0 | 0 | 0 | 0
PG&E NGBA | PGE NGBA | PGE | Fulton | 60 |  | Wind, Onshore |  |  | 0 | 0 | 0 | 0 | 0 | 0 | 0 | 0 | 0 | 0 | 0 | 0 | 0 | 0 | 0 | 0 | 0 | 0 | 0 | 0 | 0 | 0 | 0 | 0 | 0 | 0 | 0 | 0
PG&E KERN | PGE Kern | PGE | Ganso | 115 | 83 | Wind, Onshore |  |  | 0 | 0 | 0 | 0 | 0 | 0 | 0 | 0 | 0 | 0 | 0 | 0 | 0 | 0 | 0 | 0 | 0 | 0 | 0 | 0 | 0 | 0 | 0 | 0 | 0 | 0 | 0 | 0
PG&E FRESNO | PGE Fresno | PGE | Gates | 230 | 135 | Wind, Onshore |  |  | 0 | 0 | 0 | 0 | 0 | 0 | 0 | 0 | 0 | 0 | 0 | 0 | 0 | 0 | 0 | 0 | 0 | 0 | 0 | 0 | 0 | 0 | 0 | 0 | 0 | 0 | 0 | 0
PG&E FRESNO | PGE Fresno | PGE | Gates | 500 | 133 | Wind, Onshore |  |  | 0 | 0 | 0 | 0 | 0 | 0 | 0 | 0 | 0 | 0 | 0 | 0 | 0 | 0 | 0 | 0 | 0 | 0 | 0 | 0 | 0 | 0 | 0 | 0 | 0 | 0 | 0 | 0
PG&E NGBA | PGE NGBA | PGE | Geysers 12 | 230 | 61 | Wind, Onshore |  |  | 0 | 0 | 0 | 0 | 0 | 0 | 0 | 0 | 0 | 0 | 0 | 0 | 0 | 0 | 0 | 0 | 0 | 0 | 0 | 0 | 0 | 0 | 0 | 0 | 0 | 0 | 0 | 0
PG&E NGBA | PGE NGBA | PGE | Geysers 17 | 230 | 61 | Wind, Onshore |  |  | 0 | 0 | 0 | 0 | 0 | 0 | 0 | 0 | 0 | 0 | 0 | 0 | 0 | 0 | 0 | 0 | 0 | 0 | 0 | 0 | 0 | 0 | 0 | 0 | 0 | 0 | 0 | 0
PG&E NGBA | PGE NGBA | PGE | Geysers 3 | 115 | 37 | Wind, Onshore |  |  | 0 | 0 | 0 | 0 | 0 | 0 | 0 | 0 | 0 | 0 | 0 | 0 | 0 | 0 | 0 | 0 | 0 | 0 | 0 | 0 | 0 | 0 | 0 | 0 | 0 | 0 | 0 | 0
PG&E NGBA | PGE NGBA | PGE | Glenn | 230 | 1 | Wind, Onshore |  |  | 0 | 0 | 0 | 0 | 0 | 0 | 0 | 0 | 0 | 0 | 0 | 0 | 0 | 0 | 0 | 0 | 0 | 0 | 0 | 0 | 0 | 0 | 0 | 0 | 0 | 0 | 0 | 0
PG&E NGBA | PGE NGBA | PGE | Glenn | 60 |  | Wind, Onshore |  |  | 0 | 0 | 0 | 0 | 0 | 0 | 0 | 0 | 0 | 0 | 0 | 0 | 0 | 0 | 0 | 0 | 0 | 0 | 0 | 0 | 0 | 0 | 0 | 0 | 0 | 0 | 0 | 0
PG&E NGBA | PGE NGBA | PGE | Gold Hill | 115 | 16 | Wind, Onshore |  |  | 0 | 0 | 0 | 0 | 0 | 0 | 0 | 0 | 0 | 0 | 0 | 0 | 0 | 0 | 0 | 0 | 0 | 0 | 0 | 0 | 0 | 0 | 0 | 0 | 0 | 0 | 0 | 0
PG&E NGBA | PGE NGBA | PGE | Gold Hill | 230 | 19 | Wind, Onshore |  |  | 0 | 0 | 0 | 0 | 0 | 0 | 0 | 0 | 0 | 0 | 0 | 0 | 0 | 0 | 0 | 0 | 0 | 0 | 0 | 0 | 0 | 0 | 0 | 0 | 0 | 0 | 0 | 0
SCE Northern | SCE Northern | SCE | Goleta | 230 | 157 | Wind, Onshore |  |  | 0 | 0 | 0 | 0 | 0 | 0 | 0 | 0 | 0 | 0 | 0 | 0 | 0 | 0 | 0 | 0 | 0 | 0 | 0 | 0 | 0 | 0 | 0 | 0 | 0 | 0 | 0 | 0
SCE Metro | SCE Metro | SCE | Goodrich | 230 | 97 | Wind, Onshore |  |  | 0 | 0 | 0 | 0 | 0 | 0 | 0 | 0 | 0 | 0 | 0 | 0 | 0 | 0 | 0 | 0 | 0 | 0 | 0 | 0 | 0 | 0 | 0 | 0 | 0 | 0 | 0 | 0
PG&E KERN | PGE Kern | PGE | Goose Lake | 115 | 74 | Wind, Onshore |  |  | 0 | 0 | 0 | 0 | 0 | 0 | 0 | 0 | 0 | 0 | 0 | 0 | 0 | 0 | 0 | 0 | 0 | 0 | 0 | 0 | 0 | 0 | 0 | 0 | 0 | 0 | 0 | 0
SCE Metro | SCE Metro | SCE | Gould | 230 | 97 | Wind, Onshore |  |  | 0 | 0 | 0 | 0 | 0 | 0 | 0 | 0 | 0 | 0 | 0 | 0 | 0 | 0 | 0 | 0 | 0 | 0 | 0 | 0 | 0 | 0 | 0 | 0 | 0 | 0 | 0 | 0
PG&E NGBA | PGE NGBA | PGE | Grand Island | 115 | 17 | Wind, Onshore |  |  | 0 | 0 | 0 | 0 | 0 | 0 | 0 | 0 | 0 | 0 | 0 | 0 | 0 | 0 | 0 | 0 | 0 | 0 | 0 | 0 | 0 | 0 | 0 | 0 | 0 | 0 | 0 | 0
SDGE | SDGE Imperial | SDGE | Granite | 69 |  | Wind, Onshore |  |  | 0 | 0 | 0 | 0 | 0 | 0 | 0 | 0 | 0 | 0 | 0 | 0 | 0 | 0 | 0 | 0 | 0 | 0 | 0 | 0 | 0 | 0 | 0 | 0 | 0 | 0 | 0 | 0
PG&E GBA | PGE GBA | PGE | Grant | 115 | 3 | Wind, Onshore |  |  | 0 | 0 | 0 | 0 | 0 | 0 | 0 | 0 | 0 | 0 | 0 | 0 | 0 | 0 | 0 | 0 | 0 | 0 | 0 | 0 | 0 | 0 | 0 | 0 | 0 | 0 | 0 | 0
PG&E GBA | PGE GBA | PGE | Green Valley | 115 | 87 | Wind, Onshore |  |  | 0 | 0 | 0 | 0 | 0 | 0 | 0 | 0 | 0 | 0 | 0 | 0 | 0 | 0 | 0 | 0 | 0 | 0 | 0 | 0 | 0 | 0 | 0 | 0 | 0 | 0 | 0 | 0
PG&E NGBA | PGE NGBA | PGE | Greenleaf 1 | 115 | 22 | Wind, Onshore |  |  | 0 | 0 | 0 | 0 | 0 | 0 | 0 | 0 | 0 | 0 | 0 | 0 | 0 | 0 | 0 | 0 | 0 | 0 | 0 | 0 | 0 | 0 | 0 | 0 | 0 | 0 | 0 | 0
PG&E FRESNO | PGE Fresno | PGE | Gregg | 230 | 149 | Wind, Onshore |  |  | 0 | 0 | 0 | 0 | 0 | 0 | 0 | 0 | 0 | 0 | 0 | 0 | 0 | 0 | 0 | 0 | 0 | 0 | 0 | 0 | 0 | 0 | 0 | 0 | 0 | 0 | 0 | 0
PG&E FRESNO | PGE Fresno | PGE | Grimmway-Malaga | 115 | 117 | Wind, Onshore |  |  | 0 | 0 | 0 | 0 | 0 | 0 | 0 | 0 | 0 | 0 | 0 | 0 | 0 | 0 | 0 | 0 | 0 | 0 | 0 | 0 | 0 | 0 | 0 | 0 | 0 | 0 | 0 | 0
PG&E NGBA | PGE NGBA | PGE | Grizzly | 230 | 24 | Wind, Onshore |  |  | 0 | 0 | 0 | 0 | 0 | 0 | 0 | 0 | 0 | 0 | 0 | 0 | 0 | 0 | 0 | 0 | 0 | 0 | 0 | 0 | 0 | 0 | 0 | 0 | 0 | 0 | 0 | 0
PG&E FRESNO | PGE Fresno | PGE | Guernsey | 70 |  | Wind, Onshore |  |  | 0 | 0 | 0 | 0 | 0 | 0 | 0 | 0 | 0 | 0 | 0 | 0 | 0 | 0 | 0 | 0 | 0 | 0 | 0 | 0 | 0 | 0 | 0 | 0 | 0 | 0 | 0 | 0
PG&E FRESNO | PGE Fresno | PGE | GWF Hanford | 115 | 125 | Wind, Onshore |  |  | 0 | 0 | 0 | 0 | 0 | 0 | 0 | 0 | 0 | 0 | 0 | 0 | 0 | 0 | 0 | 0 | 0 | 0 | 0 | 0 | 0 | 0 | 0 | 0 | 0 | 0 | 0 | 0
PG&E FRESNO | PGE Fresno | PGE | Haas | 230 | 117 | Wind, Onshore |  |  | 0 | 0 | 0 | 0 | 0 | 0 | 0 | 0 | 0 | 0 | 0 | 0 | 0 | 0 | 0 | 0 | 0 | 0 | 0 | 0 | 0 | 0 | 0 | 0 | 0 | 0 | 0 | 0
PG&E FRESNO | PGE Fresno | PGE | Hammonds | 115 | 114 | Wind, Onshore |  |  | 0 | 0 | 0 | 0 | 0 | 0 | 0 | 0 | 0 | 0 | 0 | 0 | 0 | 0 | 0 | 0 | 0 | 0 | 0 | 0 | 0 | 0 | 0 | 0 | 0 | 0 | 0 | 0
SCE Metro | SCE Metro | SCE | HarborGen | 230 | 97 | Wind, Onshore |  |  | 0 | 0 | 0 | 0 | 0 | 0 | 0 | 0 | 0 | 0 | 0 | 0 | 0 | 0 | 0 | 0 | 0 | 0 | 0 | 0 | 0 | 0 | 0 | 0 | 0 | 0 | 0 | 0
PG&E NGBA | PGE NGBA | PGE | Harris | 60 |  | Wind, Onshore |  |  | 0 | 0 | 0 | 0 | 0 | 0 | 0 | 0 | 0 | 0 | 0 | 0 | 0 | 0 | 0 | 0 | 0 | 0 | 0 | 0 | 0 | 0 | 0 | 0 | 0 | 0 | 0 | 0
EOP | SCE EOP | SCE | Harry Allen | 500 | 161 | Wind, Onshore |  |  | 0 | 0 | 0 | 0 | 0 | 0 | 0 | 0 | 0 | 0 | 0 | 0 | 0 | 0 | 0 | 0 | 0 | 0 | 0 | 0 | 0 | 0 | 0 | 0 | 0 | 0 | 0 | 0
PG&E NGBA | PGE NGBA | PGE | Hartley | 60 |  | Wind, Onshore |  |  | 0 | 0 | 0 | 0 | 0 | 0 | 0 | 0 | 0 | 0 | 0 | 0 | 0 | 0 | 0 | 0 | 0 | 0 | 0 | 0 | 0 | 0 | 0 | 0 | 0 | 0 | 0 | 0
SCE NOL | SCE NOL | SCE | Harvard | 115 | 160 | Wind, Onshore |  |  | 0 | 0 | 0 | 0 | 0 | 0 | 0 | 0 | 0 | 0 | 0 | 0 | 0 | 0 | 0 | 0 | 0 | 0 | 0 | 0 | 0 | 0 | 0 | 0 | 0 | 0 | 0 | 0
SDGE | SDGE Arizona | SDGE | Hassayampa | 500 | 180 | Wind, Onshore |  |  | 0 | 0 | 0 | 0 | 0 | 0 | 0 | 0 | 0 | 0 | 0 | 0 | 0 | 0 | 0 | 0 | 0 | 0 | 0 | 0 | 0 | 0 | 0 | 0 | 0 | 0 | 0 | 0
PG&E FRESNO | PGE Fresno | PGE | Helm | 230 | 117 | Wind, Onshore |  |  | 0 | 0 | 0 | 0 | 0 | 0 | 0 | 0 | 0 | 0 | 0 | 0 | 0 | 0 | 0 | 0 | 0 | 0 | 0 | 0 | 0 | 0 | 0 | 0 | 0 | 0 | 0 | 0
PG&E FRESNO | PGE Fresno | PGE | Helm | 70 |  | Wind, Onshore |  |  | 0 | 0 | 0 | 0 | 0 | 0 | 0 | 0 | 0 | 0 | 0 | 0 | 0 | 0 | 0 | 0 | 0 | 0 | 0 | 0 | 0 | 0 | 0 | 0 | 0 | 0 | 0 | 0
PG&E FRESNO | PGE Fresno | PGE | Henrietta | 115 | 90 | Wind, Onshore |  |  | 0 | 0 | 0 | 0 | 0 | 0 | 0 | 0 | 0 | 0 | 0 | 0 | 0 | 0 | 0 | 0 | 0 | 0 | 0 | 0 | 0 | 0 | 0 | 0 | 0 | 0 | 0 | 0
PG&E FRESNO | PGE Fresno | PGE | Henrietta | 230 | 75 | Wind, Onshore |  |  | 0 | 0 | 0 | 0 | 0 | 0 | 0 | 0 | 0 | 0 | 0 | 0 | 0 | 0 | 0 | 0 | 0 | 0 | 0 | 0 | 0 | 0 | 0 | 0 | 0 | 0 | 0 | 0
PG&E FRESNO | PGE Fresno | PGE | Henrietta | 70 |  | Wind, Onshore |  |  | 0 | 0 | 0 | 0 | 0 | 0 | 0 | 0 | 0 | 0 | 0 | 0 | 0 | 0 | 0 | 0 | 0 | 0 | 0 | 0 | 0 | 0 | 0 | 0 | 0 | 0 | 0 | 0
PG&E FRESNO | PGE Fresno | PGE | Herndon | 115 | 136 | Wind, Onshore |  |  | 0 | 0 | 0 | 0 | 0 | 0 | 0 | 0 | 0 | 0 | 0 | 0 | 0 | 0 | 0 | 0 | 0 | 0 | 0 | 0 | 0 | 0 | 0 | 0 | 0 | 0 | 0 | 0
PG&E FRESNO | PGE Fresno | PGE | Herndon | 230 | 138 | Wind, Onshore |  |  | 0 | 0 | 0 | 0 | 0 | 0 | 0 | 0 | 0 | 0 | 0 | 0 | 0 | 0 | 0 | 0 | 0 | 0 | 0 | 0 | 0 | 0 | 0 | 0 | 0 | 0 | 0 | 0
PG&E GBA | PGE GBA | PGE | Hicks | 230 | 80 | Wind, Onshore |  |  | 0 | 0 | 0 | 0 | 0 | 0 | 0 | 0 | 0 | 0 | 0 | 0 | 0 | 0 | 0 | 0 | 0 | 0 | 0 | 0 | 0 | 0 | 0 | 0 | 0 | 0 | 0 | 0
PG&E NGBA | PGE NGBA | PGE | Higgins | 115 | 20 | Wind, Onshore |  |  | 0 | 0 | 0 | 0 | 0 | 0 | 0 | 0 | 0 | 0 | 0 | 0 | 0 | 0 | 0 | 0 | 0 | 0 | 0 | 0 | 0 | 0 | 0 | 0 | 0 | 0 | 0 | 0
PG&E NGBA | PGE NGBA | PGE | Hilltop | 345 | 1 | Wind, Onshore |  |  | 0 | 0 | 0 | 0 | 0 | 0 | 0 | 0 | 0 | 0 | 0 | 0 | 0 | 0 | 0 | 0 | 0 | 0 | 0 | 0 | 0 | 0 | 0 | 0 | 0 | 0 | 0 | 0
SCE Metro | SCE Metro | SCE | Hinson | 230 | 132 | Wind, Onshore |  |  | 0 | 0 | 0 | 0 | 0 | 0 | 0 | 0 | 0 | 0 | 0 | 0 | 0 | 0 | 0 | 0 | 0 | 0 | 0 | 0 | 0 | 0 | 0 | 0 | 0 | 0 | 0 | 0
PG&E GBA | PGE GBA | PGE | Hollister | 115 | 85 | Wind, Onshore |  |  | 0 | 0 | 0 | 0 | 0 | 0 | 0 | 0 | 0 | 0 | 0 | 0 | 0 | 0 | 0 | 0 | 0 | 0 | 0 | 0 | 0 | 0 | 0 | 0 | 0 | 0 | 0 | 0
PG&E NGBA | PGE NGBA | PGE | Homestake | 115 | 37 | Wind, Onshore |  |  | 0 | 0 | 0 | 0 | 0 | 0 | 0 | 0 | 0 | 0 | 0 | 0 | 0 | 0 | 0 | 0 | 0 | 0 | 0 | 0 | 0 | 0 | 0 | 0 | 0 | 0 | 0 | 0
PG&E NGBA | PGE NGBA | PGE | Honcut | 115 | 22 | Wind, Onshore |  |  | 0 | 0 | 0 | 0 | 0 | 0 | 0 | 0 | 0 | 0 | 0 | 0 | 0 | 0 | 0 | 0 | 0 | 0 | 0 | 0 | 0 | 0 | 0 | 0 | 0 | 0 | 0 | 0
SDGE | SDGE Arizona | SDGE | Hoodoo Wash | 500 | 184 | Wind, Onshore |  |  | 0 | 0 | 0 | 0 | 0 | 0 | 0 | 0 | 0 | 0 | 0 | 0 | 0 | 0 | 0 | 0 | 0 | 0 | 0 | 0 | 0 | 0 | 0 | 0 | 0 | 0 | 0 | 0
PG&E NGBA | PGE NGBA | PGE | Hopland | 115 | 27 | Wind, Onshore |  |  | 0 | 0 | 0 | 0 | 0 | 0 | 0 | 0 | 0 | 0 | 0 | 0 | 0 | 0 | 0 | 0 | 0 | 0 | 0 | 0 | 0 | 0 | 0 | 0 | 0 | 0 | 0 | 0
PG&E NGBA | PGE NGBA | PGE | Hopland | 60 |  | Wind, Onshore |  |  | 0 | 0 | 0 | 0 | 0 | 0 | 0 | 0 | 0 | 0 | 0 | 0 | 0 | 0 | 0 | 0 | 0 | 0 | 0 | 0 | 0 | 0 | 0 | 0 | 0 | 0 | 0 | 0
PG&E NGBA | PGE NGBA | PGE | Humboldt | 115 | 1 | Wind, Onshore |  |  | 0 | 0 | 0 | 0 | 0 | 0 | 0 | 0 | 0 | 0 | 0 | 0 | 0 | 0 | 0 | 0 | 0 | 0 | 0 | 0 | 0 | 0 | 0 | 0 | 0 | 0 | 0 | 0
PG&E NGBA | PGE NGBA | PGE | Humboldt | 60 |  | Wind, Onshore |  |  | 1 | 0 | 0 | 0 | 0 | 0 | 0 | 0 | 0 | 0 | 0 | 0 | 0 | 0 | 0 | 0 | 0 | 100 | 100 | 0 | 100 | 100 | 0 | 0 | 0 | 0 | 100 | 100
PG&E NGBA | PGE NGBA | PGE | Humboldt | 500 | 1 | Wind, Onshore |  |  | 0 | 0 | 0 | 0 | 0 | 0 | 0 | 0 | 0 | 0 | 0 | 0 | 0 | 0 | 0 | 0 | 0 | 0 | 0 | 0 | 0 | 0 | 0 | 0 | 0 | 0 | 0 | 0
SCE Metro | SCE Metro | SCE | Huntington Beach | 230 | 97 | Wind, Onshore |  |  | 0 | 0 | 0 | 0 | 0 | 0 | 0 | 0 | 0 | 0 | 0 | 0 | 0 | 0 | 0 | 0 | 0 | 0 | 0 | 0 | 0 | 0 | 0 | 0 | 0 | 0 | 0 | 0
PG&E NGBA | PGE NGBA | PGE | Ignacio | 115 | 47 | Wind, Onshore |  |  | 0 | 0 | 0 | 0 | 0 | 0 | 0 | 0 | 0 | 0 | 0 | 0 | 0 | 0 | 0 | 0 | 0 | 0 | 0 | 0 | 0 | 0 | 0 | 0 | 0 | 0 | 0 | 0
PG&E NGBA | PGE NGBA | PGE | Ignacio | 230 | 27 | Wind, Onshore |  |  | 0 | 0 | 0 | 0 | 0 | 0 | 0 | 0 | 0 | 0 | 0 | 0 | 0 | 0 | 0 | 0 | 0 | 0 | 0 | 0 | 0 | 0 | 0 | 0 | 0 | 0 | 0 | 0
PG&E NGBA | PGE NGBA | PGE | Ignacio | 60 |  | Wind, Onshore |  |  | 0 | 0 | 0 | 0 | 0 | 0 | 0 | 0 | 0 | 0 | 0 | 0 | 0 | 0 | 0 | 0 | 0 | 0 | 0 | 0 | 0 | 0 | 0 | 0 | 0 | 0 | 0 | 0
SDGE | SDGE Imperial | SDGE | Imperial Beach | 69 |  | Wind, Onshore |  |  | 0 | 0 | 0 | 0 | 0 | 0 | 0 | 0 | 0 | 0 | 0 | 0 | 0 | 0 | 0 | 0 | 0 | 0 | 0 | 0 | 0 | 0 | 0 | 0 | 0 | 0 | 0 | 0
SDGE | SDGE Imperial | SDGE | Imperial Valley | 230 | 196 | Wind, Onshore |  |  | 0 | 0 | 0 | 0 | 0 | 0 | 0 | 0 | 0 | 0 | 0 | 0 | 0 | 0 | 0 | 0 | 0 | 0 | 0 | 0 | 0 | 0 | 0 | 0 | 0 | 0 | 0 | 0
SDGE | SDGE Imperial | SDGE | Imperial Valley | 500 | 196 | Wind, Onshore |  |  | 1 | 0 | 0 | 0 | 0 | 0 | 0 | 0 | 0 | 0 | 0 | 0 | 0 | 50 | 0 | 50 | 0 | 0 | 0 | 50 | 0 | 50 | 50 | 0 | 50 | 50 | 0 | 50
EOP | SCE EOP | SCE | Innovation | 138 | 177 | Wind, Onshore |  |  | 0 | 0 | 0 | 0 | 0 | 0 | 0 | 0 | 0 | 0 | 0 | 0 | 0 | 0 | 0 | 0 | 0 | 0 | 0 | 0 | 0 | 0 | 0 | 0 | 0 | 0 | 0 | 0
EOP | SCE EOP | SCE | Innovation | 230 | 177 | Wind, Onshore |  |  | 0 | 0 | 0 | 0 | 0 | 0 | 0 | 0 | 0 | 0 | 0 | 0 | 0 | 0 | 0 | 0 | 0 | 0 | 0 | 0 | 0 | 0 | 0 | 0 | 0 | 0 | 0 | 0
SCE NOL | SCE NOL | SCE | Inyokern | 115 | 160 | Wind, Onshore |  |  | 0 | 0 | 0 | 0 | 0 | 0 | 0 | 0 | 0 | 0 | 0 | 0 | 0 | 0 | 0 | 0 | 0 | 0 | 0 | 0 | 0 | 0 | 0 | 0 | 0 | 0 | 0 | 0
EOP | SCE EOP | SCE | IS Tap | 138 | 177 | Wind, Onshore |  |  | 0 | 0 | 0 | 0 | 0 | 0 | 0 | 0 | 0 | 0 | 0 | 0 | 0 | 0 | 0 | 0 | 0 | 0 | 0 | 0 | 0 | 0 | 0 | 0 | 0 | 0 | 0 | 0
EOP | SCE EOP | SCE | Ivanpah | 115 | 161 | Wind, Onshore |  |  | 0 | 0 | 0 | 0 | 0 | 0 | 0 | 0 | 0 | 0 | 0 | 0 | 0 | 0 | 0 | 0 | 0 | 0 | 0 | 0 | 0 | 0 | 0 | 0 | 0 | 0 | 0 | 0
EOP | SCE EOP | SCE | Ivanpah | 230 | 161 | Wind, Onshore |  |  | 0 | 0 | 0 | 0 | 0 | 0 | 0 | 0 | 0 | 0 | 0 | 0 | 0 | 0 | 0 | 0 | 0 | 0 | 0 | 0 | 0 | 0 | 0 | 0 | 0 | 0 | 0 | 0
EOP | SCE EOP | SCE | Jackass (DOE) | 138 | 177 | Wind, Onshore |  |  | 0 | 0 | 0 | 0 | 0 | 0 | 0 | 0 | 0 | 0 | 0 | 0 | 0 | 0 | 0 | 0 | 0 | 0 | 0 | 0 | 0 | 0 | 0 | 0 | 0 | 0 | 0 | 0
PG&E NGBA | PGE NGBA | PGE | James B Black | 230 | 1 | Wind, Onshore |  |  | 0 | 0 | 0 | 0 | 0 | 0 | 0 | 0 | 0 | 0 | 0 | 0 | 0 | 0 | 0 | 0 | 0 | 0 | 0 | 0 | 0 | 0 | 0 | 0 | 0 | 0 | 0 | 0
PG&E GBA | PGE GBA | PGE | Jefferson | 230 | 80 | Wind, Onshore |  |  | 0 | 0 | 0 | 0 | 0 | 0 | 0 | 0 | 0 | 0 | 0 | 0 | 0 | 0 | 0 | 0 | 0 | 0 | 0 | 0 | 0 | 0 | 0 | 0 | 0 | 0 | 0 | 0
PG&E NGBA | PGE NGBA | PGE | Jessup | 115 | 1 | Wind, Onshore |  |  | 0 | 0 | 0 | 0 | 0 | 0 | 0 | 0 | 0 | 0 | 0 | 0 | 0 | 0 | 0 | 0 | 0 | 0 | 0 | 0 | 0 | 0 | 0 | 0 | 0 | 0 | 0 | 0
SCE Metro | SCE Metro | SCE | Johanna | 230 | 97 | Wind, Onshore |  |  | 0 | 0 | 0 | 0 | 0 | 0 | 0 | 0 | 0 | 0 | 0 | 0 | 0 | 0 | 0 | 0 | 0 | 0 | 0 | 0 | 0 | 0 | 0 | 0 | 0 | 0 | 0 | 0
SCE Eastern | SCE Eastern | SCE | Julian Hinds | 230 | 174 | Wind, Onshore |  |  | 0 | 0 | 0 | 0 | 0 | 0 | 0 | 0 | 0 | 0 | 0 | 0 | 0 | 0 | 0 | 0 | 0 | 0 | 0 | 0 | 0 | 0 | 0 | 0 | 0 | 0 | 0 | 0
PG&E GBA | PGE GBA | PGE | Kasson | 115 | 12 | Wind, Onshore |  |  | 0 | 0 | 0 | 0 | 0 | 0 | 0 | 0 | 0 | 0 | 0 | 0 | 0 | 0 | 0 | 0 | 0 | 0 | 0 | 0 | 0 | 0 | 0 | 0 | 0 | 0 | 0 | 0
PG&E GBA | PGE GBA | PGE | Kasson | 60 |  | Wind, Onshore |  |  | 0 | 0 | 0 | 0 | 0 | 0 | 0 | 0 | 0 | 0 | 0 | 0 | 0 | 0 | 0 | 0 | 0 | 0 | 0 | 0 | 0 | 0 | 0 | 0 | 0 | 0 | 0 | 0
PG&E FRESNO | PGE Fresno | PGE | Kearney | 230 | 140 | Wind, Onshore |  |  | 0 | 0 | 0 | 0 | 0 | 0 | 0 | 0 | 0 | 0 | 0 | 0 | 0 | 0 | 0 | 0 | 0 | 0 | 0 | 0 | 0 | 0 | 0 | 0 | 0 | 0 | 0 | 0
PG&E FRESNO | PGE Fresno | PGE | Kearney | 70 |  | Wind, Onshore |  |  | 0 | 0 | 0 | 0 | 0 | 0 | 0 | 0 | 0 | 0 | 0 | 0 | 0 | 0 | 0 | 0 | 0 | 0 | 0 | 0 | 0 | 0 | 0 | 0 | 0 | 0 | 0 | 0
PG&E GBA | PGE GBA | PGE | Kelso | 230 | 32 | Wind, Onshore |  |  | 0 | 0 | 0 | 0 | 0 | 0 | 0 | 0 | 0 | 0 | 0 | 0 | 0 | 0 | 0 | 0 | 0 | 0 | 0 | 0 | 0 | 0 | 0 | 0 | 0 | 0 | 0 | 0
PG&E FRESNO | PGE Fresno | PGE | Kerchoff 1 | 115 | 150 | Wind, Onshore |  |  | 0 | 0 | 0 | 0 | 0 | 0 | 0 | 0 | 0 | 0 | 0 | 0 | 0 | 0 | 0 | 0 | 0 | 0 | 0 | 0 | 0 | 0 | 0 | 0 | 0 | 0 | 0 | 0
PG&E KERN | PGE Kern | PGE | Kern Oil | 115 | 101 | Wind, Onshore |  |  | 0 | 0 | 0 | 0 | 0 | 0 | 0 | 0 | 0 | 0 | 0 | 0 | 0 | 0 | 0 | 0 | 0 | 0 | 0 | 0 | 0 | 0 | 0 | 0 | 0 | 0 | 0 | 0
PG&E KERN | PGE Kern | PGE | Kern PP | 115 | 104 | Wind, Onshore |  |  | 0 | 0 | 0 | 0 | 0 | 0 | 0 | 0 | 0 | 0 | 0 | 0 | 0 | 0 | 0 | 0 | 0 | 0 | 0 | 0 | 0 | 0 | 0 | 0 | 0 | 0 | 0 | 0
PG&E KERN | PGE Kern | PGE | Kern PP | 230 | 96 | Wind, Onshore |  |  | 0 | 0 | 0 | 0 | 0 | 0 | 0 | 0 | 0 | 0 | 0 | 0 | 0 | 0 | 0 | 0 | 0 | 0 | 0 | 0 | 0 | 0 | 0 | 0 | 0 | 0 | 0 | 0
PG&E KERN | PGE Kern | PGE | Kern PP | 70 |  | Wind, Onshore |  |  | 0 | 0 | 0 | 0 | 0 | 0 | 0 | 0 | 0 | 0 | 0 | 0 | 0 | 0 | 0 | 0 | 0 | 0 | 0 | 0 | 0 | 0 | 0 | 0 | 0 | 0 | 0 | 0
PG&E KERN | PGE Kern | PGE | Kernridge | 115 | 100 | Wind, Onshore |  |  | 0 | 0 | 0 | 0 | 0 | 0 | 0 | 0 | 0 | 0 | 0 | 0 | 0 | 0 | 0 | 0 | 0 | 0 | 0 | 0 | 0 | 0 | 0 | 0 | 0 | 0 | 0 | 0
PG&E FRESNO | PGE Fresno | PGE | Kingsburg | 115 | 148 | Wind, Onshore |  |  | 0 | 0 | 0 | 0 | 0 | 0 | 0 | 0 | 0 | 0 | 0 | 0 | 0 | 0 | 0 | 0 | 0 | 0 | 0 | 0 | 0 | 0 | 0 | 0 | 0 | 0 | 0 | 0
PG&E GBA | PGE GBA | PGE | Kirker | 115 | 1 | Wind, Onshore |  |  | 0 | 0 | 0 | 0 | 0 | 0 | 0 | 0 | 0 | 0 | 0 | 0 | 0 | 0 | 0 | 0 | 0 | 0 | 0 | 0 | 0 | 0 | 0 | 0 | 0 | 0 | 0 | 0
PG&E NGBA | PGE NGBA | PGE | Knights Landing | 115 | 18 | Wind, Onshore |  |  | 0 | 0 | 0 | 0 | 0 | 0 | 0 | 0 | 0 | 0 | 0 | 0 | 0 | 0 | 0 | 0 | 0 | 0 | 0 | 0 | 0 | 0 | 0 | 0 | 0 | 0 | 0 | 0
PG&E NGBA | PGE NGBA | PGE | Konocti | 60 |  | Wind, Onshore |  |  | 0 | 0 | 0 | 0 | 0 | 0 | 0 | 0 | 0 | 0 | 0 | 0 | 0 | 0 | 0 | 0 | 0 | 0 | 0 | 0 | 0 | 0 | 0 | 0 | 0 | 0 | 0 | 0
SCE NOL | SCE NOL | SCE | Kramer | 115 | 160 | Wind, Onshore |  |  | 0 | 0 | 0 | 0 | 0 | 0 | 0 | 0 | 0 | 0 | 0 | 0 | 0 | 0 | 0 | 0 | 0 | 0 | 0 | 0 | 0 | 0 | 0 | 0 | 0 | 0 | 0 | 0
SCE NOL | SCE NOL | SCE | Kramer | 230 | 160 | Wind, Onshore |  |  | 0 | 0 | 0 | 0 | 0 | 0 | 0 | 0 | 0 | 0 | 0 | 0 | 0 | 0 | 0 | 0 | 0 | 0 | 0 | 0 | 0 | 0 | 0 | 0 | 0 | 0 | 0 | 0
SCE Metro | SCE Metro | SCE | La Cienega | 230 | 132 | Wind, Onshore |  |  | 0 | 0 | 0 | 0 | 0 | 0 | 0 | 0 | 0 | 0 | 0 | 0 | 0 | 0 | 0 | 0 | 0 | 0 | 0 | 0 | 0 | 0 | 0 | 0 | 0 | 0 | 0 | 0
SCE Metro | SCE Metro | SCE | La Fresa | 230 | 132 | Wind, Onshore |  |  | 0 | 0 | 0 | 0 | 0 | 0 | 0 | 0 | 0 | 0 | 0 | 0 | 0 | 0 | 0 | 0 | 0 | 0 | 0 | 0 | 0 | 0 | 0 | 0 | 0 | 0 | 0 | 0
SCE Metro | SCE Metro | SCE | Laguna Bell | 230 | 97 | Wind, Onshore |  |  | 0 | 0 | 0 | 0 | 0 | 0 | 0 | 0 | 0 | 0 | 0 | 0 | 0 | 0 | 0 | 0 | 0 | 0 | 0 | 0 | 0 | 0 | 0 | 0 | 0 | 0 | 0 | 0
PG&E KERN | PGE Kern | PGE | Lakeview | 70 |  | Wind, Onshore |  |  | 0 | 0 | 0 | 0 | 0 | 0 | 0 | 0 | 0 | 0 | 0 | 0 | 0 | 0 | 0 | 0 | 0 | 0 | 0 | 0 | 0 | 0 | 0 | 0 | 0 | 0 | 0 | 0
PG&E NGBA | PGE NGBA | PGE | Lakeville | 230 | 62 | Wind, Onshore |  |  | 0 | 0 | 0 | 0 | 0 | 0 | 0 | 0 | 0 | 0 | 0 | 0 | 0 | 0 | 0 | 0 | 0 | 0 | 0 | 0 | 0 | 0 | 0 | 0 | 0 | 0 | 0 | 0
PG&E NGBA | PGE NGBA | PGE | Lakeville | 60 |  | Wind, Onshore |  |  | 0 | 0 | 0 | 0 | 0 | 0 | 0 | 0 | 0 | 0 | 0 | 0 | 0 | 0 | 0 | 0 | 0 | 0 | 0 | 0 | 0 | 0 | 0 | 0 | 0 | 0 | 0 | 0
PG&E NGBA | PGE NGBA | PGE | Lakeville | 115 | 57 | Wind, Onshore |  |  | 0 | 0 | 0 | 0 | 0 | 0 | 0 | 0 | 0 | 0 | 0 | 0 | 0 | 0 | 0 | 0 | 0 | 0 | 0 | 0 | 0 | 0 | 0 | 0 | 0 | 0 | 0 | 0
PG&E GBA | PGE GBA | PGE | Lakewood | 115 | 1 | Wind, Onshore |  |  | 0 | 0 | 0 | 0 | 0 | 0 | 0 | 0 | 0 | 0 | 0 | 0 | 0 | 0 | 0 | 0 | 0 | 0 | 0 | 0 | 0 | 0 | 0 | 0 | 0 | 0 | 0 | 0
PG&E NGBA | PGE NGBA | PGE | Lambie | 230 | 59 | Wind, Onshore |  |  | 0 | 0 | 0 | 0 | 0 | 0 | 0 | 0 | 0 | 0 | 0 | 0 | 0 | 0 | 0 | 0 | 0 | 0 | 0 | 0 | 0 | 0 | 0 | 0 | 0 | 0 | 0 | 0
PG&E GBA | PGE GBA | PGE | Lammers | 115 | 44 | Wind, Onshore |  |  | 0 | 0 | 0 | 0 | 0 | 0 | 0 | 0 | 0 | 0 | 0 | 0 | 0 | 0 | 0 | 0 | 0 | 0 | 0 | 0 | 0 | 0 | 0 | 0 | 0 | 0 | 0 | 0
PG&E KERN | PGE Kern | PGE | Lamont | 115 | 108 | Wind, Onshore |  |  | 0 | 0 | 0 | 0 | 0 | 0 | 0 | 0 | 0 | 0 | 0 | 0 | 0 | 0 | 0 | 0 | 0 | 0 | 0 | 0 | 0 | 0 | 0 | 0 | 0 | 0 | 0 | 0
PG&E FRESNO | PGE Fresno | PGE | Las Aguilas | 230 | 120 | Wind, Onshore |  |  | 0 | 0 | 0 | 0 | 0 | 0 | 0 | 0 | 0 | 0 | 0 | 0 | 0 | 0 | 0 | 0 | 0 | 0 | 0 | 0 | 0 | 0 | 0 | 0 | 0 | 0 | 0 | 0
EOP | SCE EOP | SCE | Lathrop | 138 | 177 | Wind, Onshore |  |  | 0 | 0 | 0 | 0 | 0 | 0 | 0 | 0 | 0 | 0 | 0 | 0 | 0 | 0 | 0 | 0 | 0 | 0 | 0 | 0 | 0 | 0 | 0 | 0 | 0 | 0 | 0 | 0
EOP | SCE EOP | SCE | Lathrop | 230 | 177 | Wind, Onshore |  |  | 1 | 0 | 0 | 0 | 0 | 0 | 0 | 0 | 0 | 0 | 0 | 0 | 0 | 171 | 0 | 171 | 0 | 0 | 0 | 171 | 0 | 171 | 171 | 0 | 171 | 171 | 0 | 171
PG&E FRESNO | PGE Fresno | PGE | Le Grand | 115 | 166 | Wind, Onshore |  |  | 0 | 0 | 0 | 0 | 0 | 0 | 0 | 0 | 0 | 0 | 0 | 0 | 0 | 0 | 0 | 0 | 0 | 0 | 0 | 0 | 0 | 0 | 0 | 0 | 0 | 0 | 0 | 0
PG&E FRESNO | PGE Fresno | PGE | Lemoore | 70 |  | Wind, Onshore |  |  | 0 | 0 | 0 | 0 | 0 | 0 | 0 | 0 | 0 | 0 | 0 | 0 | 0 | 0 | 0 | 0 | 0 | 0 | 0 | 0 | 0 | 0 | 0 | 0 | 0 | 0 | 0 | 0
PG&E KERN | PGE Kern | PGE | Lerdo | 115 | 106 | Wind, Onshore |  |  | 0 | 0 | 0 | 0 | 0 | 0 | 0 | 0 | 0 | 0 | 0 | 0 | 0 | 0 | 0 | 0 | 0 | 0 | 0 | 0 | 0 | 0 | 0 | 0 | 0 | 0 | 0 | 0
SCE Metro | SCE Metro | SCE | Lewis | 230 | 97 | Wind, Onshore |  |  | 0 | 0 | 0 | 0 | 0 | 0 | 0 | 0 | 0 | 0 | 0 | 0 | 0 | 0 | 0 | 0 | 0 | 0 | 0 | 0 | 0 | 0 | 0 | 0 | 0 | 0 | 0 | 0
SCE Metro | SCE Metro | SCE | Lighthipe | 230 | 132 | Wind, Onshore |  |  | 0 | 0 | 0 | 0 | 0 | 0 | 0 | 0 | 0 | 0 | 0 | 0 | 0 | 0 | 0 | 0 | 0 | 0 | 0 | 0 | 0 | 0 | 0 | 0 | 0 | 0 | 0 | 0
SDGE | SDGE Imperial | SDGE | Lilac | 69 |  | Wind, Onshore |  |  | 0 | 0 | 0 | 0 | 0 | 0 | 0 | 0 | 0 | 0 | 0 | 0 | 0 | 0 | 0 | 0 | 0 | 0 | 0 | 0 | 0 | 0 | 0 | 0 | 0 | 0 | 0 | 0
PG&E NGBA | PGE NGBA | PGE | Lincoln | 115 | 24 | Wind, Onshore |  |  | 0 | 0 | 0 | 0 | 0 | 0 | 0 | 0 | 0 | 0 | 0 | 0 | 0 | 0 | 0 | 0 | 0 | 0 | 0 | 0 | 0 | 0 | 0 | 0 | 0 | 0 | 0 | 0
PG&E KERN | PGE Kern | PGE | Live Oak | 115 | 92 | Wind, Onshore |  |  | 0 | 0 | 0 | 0 | 0 | 0 | 0 | 0 | 0 | 0 | 0 | 0 | 0 | 0 | 0 | 0 | 0 | 0 | 0 | 0 | 0 | 0 | 0 | 0 | 0 | 0 | 0 | 0
PG&E GBA | PGE GBA | PGE | Llagas | 115 | 40 | Wind, Onshore |  |  | 0 | 0 | 0 | 0 | 0 | 0 | 0 | 0 | 0 | 0 | 0 | 0 | 0 | 0 | 0 | 0 | 0 | 0 | 0 | 0 | 0 | 0 | 0 | 0 | 0 | 0 | 0 | 0
PG&E GBA | PGE GBA | PGE | Lockeford | 115 | 15 | Wind, Onshore |  |  | 0 | 0 | 0 | 0 | 0 | 0 | 0 | 0 | 0 | 0 | 0 | 0 | 0 | 0 | 0 | 0 | 0 | 0 | 0 | 0 | 0 | 0 | 0 | 0 | 0 | 0 | 0 | 0
PG&E GBA | PGE GBA | PGE | Lockeford | 230 | 66 | Wind, Onshore |  |  | 0 | 0 | 0 | 0 | 0 | 0 | 0 | 0 | 0 | 0 | 0 | 0 | 0 | 0 | 0 | 0 | 0 | 0 | 0 | 0 | 0 | 0 | 0 | 0 | 0 | 0 | 0 | 0
PG&E GBA | PGE GBA | PGE | Lockeford | 60 |  | Wind, Onshore |  |  | 0 | 0 | 0 | 0 | 0 | 0 | 0 | 0 | 0 | 0 | 0 | 0 | 0 | 0 | 0 | 0 | 0 | 0 | 0 | 0 | 0 | 0 | 0 | 0 | 0 | 0 | 0 | 0
PG&E GBA | PGE GBA | PGE | Lodi | 230 | 16 | Wind, Onshore |  |  | 0 | 0 | 0 | 0 | 0 | 0 | 0 | 0 | 0 | 0 | 0 | 0 | 0 | 0 | 0 | 0 | 0 | 0 | 0 | 0 | 0 | 0 | 0 | 0 | 0 | 0 | 0 | 0
PG&E NGBA | PGE NGBA | PGE | Logan Creek | 230 | 25 | Wind, Onshore |  |  | 0 | 0 | 0 | 0 | 0 | 0 | 0 | 0 | 0 | 0 | 0 | 0 | 0 | 0 | 0 | 0 | 0 | 0 | 0 | 0 | 0 | 0 | 0 | 0 | 0 | 0 | 0 | 0
PG&E GBA | PGE GBA | PGE | Lone Tree | 230 | 30 | Wind, Onshore |  |  | 0 | 0 | 0 | 0 | 0 | 0 | 0 | 0 | 0 | 0 | 0 | 0 | 0 | 0 | 0 | 0 | 0 | 0 | 0 | 0 | 0 | 0 | 0 | 0 | 0 | 0 | 0 | 0
PG&E FRESNO | PGE Kern | PGE | Los Banos | 230 | 88 | Wind, Onshore |  |  | 1 | 0 | 0 | 0 | 0 | 69.3 | 69.3 | 0 | 0 | 0 | 0 | 69.3 | 69.3 | 0 | 0 | 0 | 0 | 0 | 0 | 0 | 0 | 0 | 0 | 69.3 | 69.3 | 0 | 69.3 | 69.3
PG&E FRESNO | PGE Fresno | PGE | Los Banos | 500 | 77 | Wind, Onshore |  |  | 0 | 0 | 0 | 0 | 0 | 0 | 0 | 0 | 0 | 0 | 0 | 0 | 0 | 0 | 0 | 0 | 0 | 0 | 0 | 0 | 0 | 0 | 0 | 0 | 0 | 0 | 0 | 0
SDGE | SDGE Imperial | SDGE | Los Coches | 138 | 189 | Wind, Onshore |  |  | 0 | 0 | 0 | 0 | 0 | 0 | 0 | 0 | 0 | 0 | 0 | 0 | 0 | 0 | 0 | 0 | 0 | 0 | 0 | 0 | 0 | 0 | 0 | 0 | 0 | 0 | 0 | 0
SDGE | SDGE Imperial | SDGE | Los Coches | 69 |  | Wind, Onshore |  |  | 0 | 0 | 0 | 0 | 0 | 0 | 0 | 0 | 0 | 0 | 0 | 0 | 0 | 0 | 0 | 0 | 0 | 0 | 0 | 0 | 0 | 0 | 0 | 0 | 0 | 0 | 0 | 0
PG&E GBA | PGE GBA | PGE | Los Esteros | 115 | 38 | Wind, Onshore |  |  | 0 | 0 | 0 | 0 | 0 | 0 | 0 | 0 | 0 | 0 | 0 | 0 | 0 | 0 | 0 | 0 | 0 | 0 | 0 | 0 | 0 | 0 | 0 | 0 | 0 | 0 | 0 | 0
PG&E GBA | PGE GBA | PGE | Los Esteros | 230 | 38 | Wind, Onshore |  |  | 0 | 0 | 0 | 0 | 0 | 0 | 0 | 0 | 0 | 0 | 0 | 0 | 0 | 0 | 0 | 0 | 0 | 0 | 0 | 0 | 0 | 0 | 0 | 0 | 0 | 0 | 0 | 0
PG&E GBA | PGE GBA | PGE | Los Positas | 230 |  | Wind, Onshore |  |  | 0 | 0 | 0 | 0 | 0 | 0 | 0 | 0 | 0 | 0 | 0 | 0 | 0 | 0 | 0 | 0 | 0 | 0 | 0 | 0 | 0 | 0 | 0 | 0 | 0 | 0 | 0 | 0
PG&E GBA | PGE GBA | PGE | Los Positas | 60 |  | Wind, Onshore |  |  | 0 | 0 | 0 | 0 | 0 | 0 | 0 | 0 | 0 | 0 | 0 | 0 | 0 | 0 | 0 | 0 | 0 | 0 | 0 | 0 | 0 | 0 | 0 | 0 | 0 | 0 | 0 | 0
SDGE | SDGE Imperial | SDGE | Loveland | 69 |  | Wind, Onshore |  |  | 0 | 0 | 0 | 0 | 0 | 0 | 0 | 0 | 0 | 0 | 0 | 0 | 0 | 0 | 0 | 0 | 0 | 0 | 0 | 0 | 0 | 0 | 0 | 0 | 0 | 0 | 0 | 0
SCE NOL | SCE NOL | SCE | Lugo | 230 | 110 | Wind, Onshore |  |  | 0 | 0 | 0 | 0 | 0 | 0 | 0 | 0 | 0 | 0 | 0 | 0 | 0 | 0 | 0 | 0 | 0 | 0 | 0 | 0 | 0 | 0 | 0 | 0 | 0 | 0 | 0 | 0
SCE Metro | SCE NOL | SCE | Lugo | 500 | 97 | Wind, Onshore |  |  | 0 | 0 | 0 | 0 | 0 | 0 | 0 | 0 | 0 | 0 | 0 | 0 | 0 | 0 | 0 | 0 | 0 | 0 | 0 | 0 | 0 | 0 | 0 | 0 | 0 | 0 | 0 | 0
PG&E FRESNO | PGE Fresno | PGE | Madera | 70 |  | Wind, Onshore |  |  | 0 | 0 | 0 | 0 | 0 | 0 | 0 | 0 | 0 | 0 | 0 | 0 | 0 | 0 | 0 | 0 | 0 | 0 | 0 | 0 | 0 | 0 | 0 | 0 | 0 | 0 | 0 | 0
PG&E NGBA | PGE NGBA | PGE | Madison | 115 | 39 | Wind, Onshore |  |  | 0 | 0 | 0 | 0 | 0 | 0 | 0 | 0 | 0 | 0 | 0 | 0 | 0 | 0 | 0 | 0 | 0 | 0 | 0 | 0 | 0 | 0 | 0 | 0 | 0 | 0 | 0 | 0
PG&E KERN | PGE Kern | PGE | Magunden | 115 | 99 | Wind, Onshore |  |  | 0 | 0 | 0 | 0 | 0 | 0 | 0 | 0 | 0 | 0 | 0 | 0 | 0 | 0 | 0 | 0 | 0 | 0 | 0 | 0 | 0 | 0 | 0 | 0 | 0 | 0 | 0 | 0
SCE Northern | PGE Kern | PGE | Magunden | 230 | 144 | Wind, Onshore |  |  | 0 | 0 | 0 | 0 | 0 | 0 | 0 | 0 | 0 | 0 | 0 | 0 | 0 | 0 | 0 | 0 | 0 | 0 | 0 | 0 | 0 | 0 | 0 | 0 | 0 | 0 | 0 | 0
PG&E FRESNO | PGE Fresno | PGE | Malaga | 115 | 148 | Wind, Onshore |  |  | 0 | 0 | 0 | 0 | 0 | 0 | 0 | 0 | 0 | 0 | 0 | 0 | 0 | 0 | 0 | 0 | 0 | 0 | 0 | 0 | 0 | 0 | 0 | 0 | 0 | 0 | 0 | 0
PG&E NGBA | PGE NGBA | PGE | Malin | 500 | 1 | Wind, Onshore |  |  | 0 | 0 | 0 | 0 | 0 | 0 | 0 | 0 | 0 | 0 | 0 | 0 | 0 | 0 | 0 | 0 | 0 | 0 | 0 | 0 | 0 | 0 | 0 | 0 | 0 | 0 | 0 | 0
SCE Northern | SCE Northern | SCE | Mandalay | 230 | 157 | Wind, Onshore |  |  | 0 | 0 | 0 | 0 | 0 | 0 | 0 | 0 | 0 | 0 | 0 | 0 | 0 | 0 | 0 | 0 | 0 | 0 | 0 | 0 | 0 | 0 | 0 | 0 | 0 | 0 | 0 | 0
PG&E FRESNO | PGE Fresno | PGE | Manning | 230 | 69 | Wind, Onshore |  |  | 0 | 0 | 0 | 0 | 0 | 0 | 0 | 0 | 0 | 0 | 0 | 0 | 0 | 0 | 0 | 0 | 0 | 0 | 0 | 0 | 0 | 0 | 0 | 0 | 0 | 0 | 0 | 0
PG&E FRESNO | PGE Fresno | PGE | Manning | 500 |  | Wind, Onshore |  |  | 0 | 0 | 0 | 0 | 0 | 0 | 0 | 0 | 0 | 0 | 0 | 0 | 0 | 0 | 0 | 0 | 0 | 0 | 0 | 0 | 0 | 0 | 0 | 0 | 0 | 0 | 0 | 0
PG&E GBA | PGE GBA | PGE | Manteca | 115 | 127 | Wind, Onshore |  |  | 0 | 0 | 0 | 0 | 0 | 0 | 0 | 0 | 0 | 0 | 0 | 0 | 0 | 0 | 0 | 0 | 0 | 0 | 0 | 0 | 0 | 0 | 0 | 0 | 0 | 0 | 0 | 0
SDGE | SDGE Imperial | SDGE | Margarita | 138 | 187 | Wind, Onshore |  |  | 0 | 0 | 0 | 0 | 0 | 0 | 0 | 0 | 0 | 0 | 0 | 0 | 0 | 0 | 0 | 0 | 0 | 0 | 0 | 0 | 0 | 0 | 0 | 0 | 0 | 0 | 0 | 0
PG&E GBA | PGE GBA | PGE | Martin | 230 | 3 | Wind, Onshore |  |  | 0 | 0 | 0 | 0 | 0 | 0 | 0 | 0 | 0 | 0 | 0 | 0 | 0 | 0 | 0 | 0 | 0 | 0 | 0 | 0 | 0 | 0 | 0 | 0 | 0 | 0 | 0 | 0
PG&E GBA | PGE GBA | PGE | Martin | 115 | 31 | Wind, Onshore |  |  | 0 | 0 | 0 | 0 | 0 | 0 | 0 | 0 | 0 | 0 | 0 | 0 | 0 | 0 | 0 | 0 | 0 | 0 | 0 | 0 | 0 | 0 | 0 | 0 | 0 | 0 | 0 | 0
PG&E GBA | PGE GBA | PGE | Martinez | 115 | 51 | Wind, Onshore |  |  | 0 | 0 | 0 | 0 | 0 | 0 | 0 | 0 | 0 | 0 | 0 | 0 | 0 | 0 | 0 | 0 | 0 | 0 | 0 | 0 | 0 | 0 | 0 | 0 | 0 | 0 | 0 | 0
PG&E FRESNO | PGE Fresno | PGE | Mc Mullin | 230 | 117 | Wind, Onshore |  |  | 0 | 0 | 0 | 0 | 0 | 0 | 0 | 0 | 0 | 0 | 0 | 0 | 0 | 0 | 0 | 0 | 0 | 0 | 0 | 0 | 0 | 0 | 0 | 0 | 0 | 0 | 0 | 0
PG&E FRESNO | PGE Fresno | PGE | McCall | 115 | 118 | Wind, Onshore |  |  | 0 | 0 | 0 | 0 | 0 | 0 | 0 | 0 | 0 | 0 | 0 | 0 | 0 | 0 | 0 | 0 | 0 | 0 | 0 | 0 | 0 | 0 | 0 | 0 | 0 | 0 | 0 | 0
PG&E FRESNO | PGE Fresno | PGE | McCall | 230 | 117 | Wind, Onshore |  |  | 0 | 0 | 0 | 0 | 0 | 0 | 0 | 0 | 0 | 0 | 0 | 0 | 0 | 0 | 0 | 0 | 0 | 0 | 0 | 0 | 0 | 0 | 0 | 0 | 0 | 0 | 0 | 0
PG&E GBA | PGE GBA | PGE | Meadow Lane | 115 | 1 | Wind, Onshore |  |  | 0 | 0 | 0 | 0 | 0 | 0 | 0 | 0 | 0 | 0 | 0 | 0 | 0 | 0 | 0 | 0 | 0 | 0 | 0 | 0 | 0 | 0 | 0 | 0 | 0 | 0 | 0 | 0
PG&E GBA | PGE GBA | PGE | Melones | 115 | 44 | Wind, Onshore |  |  | 0 | 0 | 0 | 0 | 0 | 0 | 0 | 0 | 0 | 0 | 0 | 0 | 0 | 0 | 0 | 0 | 0 | 0 | 0 | 0 | 0 | 0 | 0 | 0 | 0 | 0 | 0 | 0
PG&E GBA | PGE GBA | PGE | Melones | 230 | 44 | Wind, Onshore |  |  | 0 | 0 | 0 | 0 | 0 | 0 | 0 | 0 | 0 | 0 | 0 | 0 | 0 | 0 | 0 | 0 | 0 | 0 | 0 | 0 | 0 | 0 | 0 | 0 | 0 | 0 | 0 | 0
SDGE | SDGE Imperial | SDGE | Melrose | 69 |  | Wind, Onshore |  |  | 0 | 0 | 0 | 0 | 0 | 0 | 0 | 0 | 0 | 0 | 0 | 0 | 0 | 0 | 0 | 0 | 0 | 0 | 0 | 0 | 0 | 0 | 0 | 0 | 0 | 0 | 0 | 0
PG&E NGBA | PGE NGBA | PGE | Mendocino | 115 | 27 | Wind, Onshore |  |  | 0 | 0 | 0 | 0 | 0 | 0 | 0 | 0 | 0 | 0 | 0 | 0 | 0 | 0 | 0 | 0 | 0 | 0 | 0 | 0 | 0 | 0 | 0 | 0 | 0 | 0 | 0 | 0
PG&E NGBA | PGE NGBA | PGE | Mendocino | 60 |  | Wind, Onshore |  |  | 0 | 0 | 0 | 0 | 0 | 0 | 0 | 0 | 0 | 0 | 0 | 0 | 0 | 0 | 0 | 0 | 0 | 0 | 0 | 0 | 0 | 0 | 0 | 0 | 0 | 0 | 0 | 0
PG&E FRESNO | PGE Fresno | PGE | Mendota | 115 | 164 | Wind, Onshore |  |  | 0 | 0 | 0 | 0 | 0 | 0 | 0 | 0 | 0 | 0 | 0 | 0 | 0 | 0 | 0 | 0 | 0 | 0 | 0 | 0 | 0 | 0 | 0 | 0 | 0 | 0 | 0 | 0
PG&E GBA | PGE GBA | PGE | Menlo | 60 |  | Wind, Onshore |  |  | 0 | 0 | 0 | 0 | 0 | 0 | 0 | 0 | 0 | 0 | 0 | 0 | 0 | 0 | 0 | 0 | 0 | 0 | 0 | 0 | 0 | 0 | 0 | 0 | 0 | 0 | 0 | 0
PG&E FRESNO | PGE Fresno | PGE | Merced | 115 | 162 | Wind, Onshore |  |  | 0 | 0 | 0 | 0 | 0 | 0 | 0 | 0 | 0 | 0 | 0 | 0 | 0 | 0 | 0 | 0 | 0 | 0 | 0 | 0 | 0 | 0 | 0 | 0 | 0 | 0 | 0 | 0
EOP | SCE EOP | SCE | Mercury | 138 | 177 | Wind, Onshore |  |  | 0 | 0 | 0 | 0 | 0 | 0 | 0 | 0 | 0 | 0 | 0 | 0 | 0 | 0 | 0 | 0 | 0 | 0 | 0 | 0 | 0 | 0 | 0 | 0 | 0 | 0 | 0 | 0
PG&E FRESNO | PGE Fresno | PGE | Mercy Springs | 70 |  | Wind, Onshore |  |  | 0 | 0 | 0 | 0 | 0 | 0 | 0 | 0 | 0 | 0 | 0 | 0 | 0 | 0 | 0 | 0 | 0 | 0 | 0 | 0 | 0 | 0 | 0 | 0 | 0 | 0 | 0 | 0
PG&E NGBA | PGE NGBA | PGE | Meridian | 60 |  | Wind, Onshore |  |  | 0 | 0 | 0 | 0 | 0 | 0 | 0 | 0 | 0 | 0 | 0 | 0 | 0 | 0 | 0 | 0 | 0 | 0 | 0 | 0 | 0 | 0 | 0 | 0 | 0 | 0 | 0 | 0
PG&E KERN | PGE Kern | PGE | Mesa (PGE) | 115 | 111 | Wind, Onshore |  |  | 0 | 0 | 0 | 0 | 0 | 0 | 0 | 0 | 0 | 0 | 0 | 0 | 0 | 0 | 0 | 0 | 0 | 0 | 0 | 0 | 0 | 0 | 0 | 0 | 0 | 0 | 0 | 0
PG&E KERN | PGE Kern | PGE | Mesa (PGE) | 230 | 122 | Wind, Onshore |  |  | 0 | 0 | 0 | 0 | 0 | 0 | 0 | 0 | 0 | 0 | 0 | 0 | 0 | 0 | 0 | 0 | 0 | 0 | 0 | 0 | 0 | 0 | 0 | 0 | 0 | 0 | 0 | 0
SCE Metro | SCE Metro | SCE | Mesa (SCE) | 230 | 97 | Wind, Onshore |  |  | 0 | 0 | 0 | 0 | 0 | 0 | 0 | 0 | 0 | 0 | 0 | 0 | 0 | 0 | 0 | 0 | 0 | 0 | 0 | 0 | 0 | 0 | 0 | 0 | 0 | 0 | 0 | 0
SCE Metro | SCE Metro | SCE | Mesa (SCE) | 500 | 97 | Wind, Onshore |  |  | 0 | 0 | 0 | 0 | 0 | 0 | 0 | 0 | 0 | 0 | 0 | 0 | 0 | 0 | 0 | 0 | 0 | 0 | 0 | 0 | 0 | 0 | 0 | 0 | 0 | 0 | 0 | 0
SDGE | SDGE Imperial | SDGE | Mesa Heights | 69 |  | Wind, Onshore |  |  | 0 | 0 | 0 | 0 | 0 | 0 | 0 | 0 | 0 | 0 | 0 | 0 | 0 | 0 | 0 | 0 | 0 | 0 | 0 | 0 | 0 | 0 | 0 | 0 | 0 | 0 | 0 | 0
PG&E GBA | PGE GBA | PGE | Metcalf | 115 | 11 | Wind, Onshore |  |  | 0 | 0 | 0 | 0 | 0 | 0 | 0 | 0 | 0 | 0 | 0 | 0 | 0 | 0 | 0 | 0 | 0 | 0 | 0 | 0 | 0 | 0 | 0 | 0 | 0 | 0 | 0 | 0
PG&E GBA | PGE GBA | PGE | Metcalf | 230 | 11 | Wind, Onshore |  |  | 0 | 0 | 0 | 0 | 0 | 0 | 0 | 0 | 0 | 0 | 0 | 0 | 0 | 0 | 0 | 0 | 0 | 0 | 0 | 0 | 0 | 0 | 0 | 0 | 0 | 0 | 0 | 0
PG&E GBA | PGE GBA | PGE | Metcalf | 500 | 77 | Wind, Onshore |  |  | 0 | 0 | 0 | 0 | 0 | 0 | 0 | 0 | 0 | 0 | 0 | 0 | 0 | 0 | 0 | 0 | 0 | 0 | 0 | 0 | 0 | 0 | 0 | 0 | 0 | 0 | 0 | 0
PG&E KERN | PGE Kern | PGE | Midway | 115 | 112 | Wind, Onshore |  |  | 0 | 0 | 0 | 0 | 0 | 0 | 0 | 0 | 0 | 0 | 0 | 0 | 0 | 0 | 0 | 0 | 0 | 0 | 0 | 0 | 0 | 0 | 0 | 0 | 0 | 0 | 0 | 0
PG&E KERN | PGE Kern | PGE | Midway | 230 | 102 | Wind, Onshore |  |  | 0 | 0 | 0 | 0 | 0 | 0 | 0 | 0 | 0 | 0 | 0 | 0 | 0 | 0 | 0 | 0 | 0 | 0 | 0 | 0 | 0 | 0 | 0 | 0 | 0 | 0 | 0 | 0
PG&E KERN | PGE Kern | PGE | Midway | 500 | 73 | Wind, Onshore |  |  | 0 | 0 | 0 | 0 | 0 | 0 | 0 | 0 | 0 | 0 | 0 | 0 | 0 | 0 | 0 | 0 | 0 | 0 | 0 | 0 | 0 | 0 | 0 | 0 | 0 | 0 | 0 | 0
SDGE | SDGE Imperial | SDGE | Miguel | 230 | 196 | Wind, Onshore |  |  | 0 | 0 | 0 | 0 | 0 | 0 | 0 | 0 | 0 | 0 | 0 | 0 | 0 | 0 | 0 | 0 | 0 | 0 | 0 | 0 | 0 | 0 | 0 | 0 | 0 | 0 | 0 | 0
SDGE | SDGE Imperial | SDGE | Miguel | 500 | 196 | Wind, Onshore |  |  | 0 | 0 | 0 | 0 | 0 | 0 | 0 | 0 | 0 | 0 | 0 | 0 | 0 | 0 | 0 | 0 | 0 | 0 | 0 | 0 | 0 | 0 | 0 | 0 | 0 | 0 | 0 | 0
SDGE | SDGE Imperial | SDGE | Miguel | 69 |  | Wind, Onshore |  |  | 0 | 0 | 0 | 0 | 0 | 0 | 0 | 0 | 0 | 0 | 0 | 0 | 0 | 0 | 0 | 0 | 0 | 0 | 0 | 0 | 0 | 0 | 0 | 0 | 0 | 0 | 0 | 0
PG&E GBA | PGE GBA | PGE | Millbrae | 115 | 31 | Wind, Onshore |  |  | 0 | 0 | 0 | 0 | 0 | 0 | 0 | 0 | 0 | 0 | 0 | 0 | 0 | 0 | 0 | 0 | 0 | 0 | 0 | 0 | 0 | 0 | 0 | 0 | 0 | 0 | 0 | 0
PG&E GBA | PGE GBA | PGE | Miller | 115 | 44 | Wind, Onshore |  |  | 0 | 0 | 0 | 0 | 0 | 0 | 0 | 0 | 0 | 0 | 0 | 0 | 0 | 0 | 0 | 0 | 0 | 0 | 0 | 0 | 0 | 0 | 0 | 0 | 0 | 0 | 0 | 0
SCE Metro | SCE Metro | SCE | Mira Loma | 230 | 97 | Wind, Onshore |  |  | 0 | 0 | 0 | 0 | 0 | 0 | 0 | 0 | 0 | 0 | 0 | 0 | 0 | 0 | 0 | 0 | 0 | 0 | 0 | 0 | 0 | 0 | 0 | 0 | 0 | 0 | 0 | 0
SCE Metro | SCE Metro | SCE | Mira Loma | 500 | 97 | Wind, Onshore |  |  | 0 | 0 | 0 | 0 | 0 | 0 | 0 | 0 | 0 | 0 | 0 | 0 | 0 | 0 | 0 | 0 | 0 | 0 | 0 | 0 | 0 | 0 | 0 | 0 | 0 | 0 | 0 | 0
SCE Eastern | SCE Eastern | SCE | Mirage | 115 | 174 | Wind, Onshore |  |  | 0 | 0 | 0 | 0 | 0 | 0 | 0 | 0 | 0 | 0 | 0 | 0 | 0 | 0 | 0 | 0 | 0 | 0 | 0 | 0 | 0 | 0 | 0 | 0 | 0 | 0 | 0 | 0
SCE Eastern | SCE Eastern | SCE | Mirage | 230 |  | Wind, Onshore |  |  | 1 | 0 | 0 | 0 | 0 | 0 | 0 | 0 | 0 | 0 | 0 | 0 | 0 | 0 | 60 | 60 | 0 | 0 | 0 | 0 | 60 | 60 | 0 | 60 | 60 | 0 | 60 | 60
SDGE | SDGE Imperial | SDGE | Mission | 138 | 186 | Wind, Onshore |  |  | 0 | 0 | 0 | 0 | 0 | 0 | 0 | 0 | 0 | 0 | 0 | 0 | 0 | 0 | 0 | 0 | 0 | 0 | 0 | 0 | 0 | 0 | 0 | 0 | 0 | 0 | 0 | 0
SDGE | SDGE Imperial | SDGE | Mission | 230 | 186 | Wind, Onshore |  |  | 0 | 0 | 0 | 0 | 0 | 0 | 0 | 0 | 0 | 0 | 0 | 0 | 0 | 0 | 0 | 0 | 0 | 0 | 0 | 0 | 0 | 0 | 0 | 0 | 0 | 0 | 0 | 0
SDGE | SDGE Imperial | SDGE | Mission | 69 |  | Wind, Onshore |  |  | 0 | 0 | 0 | 0 | 0 | 0 | 0 | 0 | 0 | 0 | 0 | 0 | 0 | 0 | 0 | 0 | 0 | 0 | 0 | 0 | 0 | 0 | 0 | 0 | 0 | 0 | 0 | 0
PG&E GBA | PGE GBA | PGE | Mi-Wuk | 115 | 44 | Wind, Onshore |  |  | 0 | 0 | 0 | 0 | 0 | 0 | 0 | 0 | 0 | 0 | 0 | 0 | 0 | 0 | 0 | 0 | 0 | 0 | 0 | 0 | 0 | 0 | 0 | 0 | 0 | 0 | 0 | 0
EOP | SCE EOP | SCE | Mohave | 500 | 131 | Wind, Onshore |  |  | 1 | 0 | 0 | 0 | 0 | 0 | 0 | 0 | 0 | 0 | 0 | 0 | 0 | 150 | 0 | 150 | 0 | 0 | 0 | 150 | 0 | 150 | 150 | 0 | 150 | 150 | 0 | 150
PG&E NGBA | PGE NGBA | PGE | Monroe | 115 | 27 | Wind, Onshore |  |  | 0 | 0 | 0 | 0 | 0 | 0 | 0 | 0 | 0 | 0 | 0 | 0 | 0 | 0 | 0 | 0 | 0 | 0 | 0 | 0 | 0 | 0 | 0 | 0 | 0 | 0 | 0 | 0
SDGE | SDGE Imperial | SDGE | Monserate | 69 |  | Wind, Onshore |  |  | 0 | 0 | 0 | 0 | 0 | 0 | 0 | 0 | 0 | 0 | 0 | 0 | 0 | 0 | 0 | 0 | 0 | 0 | 0 | 0 | 0 | 0 | 0 | 0 | 0 | 0 | 0 | 0
PG&E GBA | PGE GBA | PGE | Monta Vista | 115 | 80 | Wind, Onshore |  |  | 0 | 0 | 0 | 0 | 0 | 0 | 0 | 0 | 0 | 0 | 0 | 0 | 0 | 0 | 0 | 0 | 0 | 0 | 0 | 0 | 0 | 0 | 0 | 0 | 0 | 0 | 0 | 0
PG&E GBA | PGE GBA | PGE | Monta Vista | 230 | 10 | Wind, Onshore |  |  | 0 | 0 | 0 | 0 | 0 | 0 | 0 | 0 | 0 | 0 | 0 | 0 | 0 | 0 | 0 | 0 | 0 | 0 | 0 | 0 | 0 | 0 | 0 | 0 | 0 | 0 | 0 | 0
PG&E GBA | PGE GBA | PGE | Monta Vista | 60 |  | Wind, Onshore |  |  | 0 | 0 | 0 | 0 | 0 | 0 | 0 | 0 | 0 | 0 | 0 | 0 | 0 | 0 | 0 | 0 | 0 | 0 | 0 | 0 | 0 | 0 | 0 | 0 | 0 | 0 | 0 | 0
PG&E NGBA | PGE NGBA | PGE | Monticello | 115 | 55 | Wind, Onshore |  |  | 0 | 0 | 0 | 0 | 0 | 0 | 0 | 0 | 0 | 0 | 0 | 0 | 0 | 0 | 0 | 0 | 0 | 0 | 0 | 0 | 0 | 0 | 0 | 0 | 0 | 0 | 0 | 0
SCE Northern | SCE Northern | SCE | Moorpark | 230 | 157 | Wind, Onshore |  |  | 0 | 0 | 0 | 0 | 0 | 0 | 0 | 0 | 0 | 0 | 0 | 0 | 0 | 0 | 0 | 0 | 0 | 0 | 0 | 0 | 0 | 0 | 0 | 0 | 0 | 0 | 0 | 0
SCE Northern | SCE Northern | SCE | Moorpark | 66 |  | Wind, Onshore |  |  | 0 | 0 | 0 | 0 | 0 | 0 | 0 | 0 | 0 | 0 | 0 | 0 | 0 | 0 | 0 | 0 | 0 | 0 | 0 | 0 | 0 | 0 | 0 | 0 | 0 | 0 | 0 | 0
PG&E GBA | PGE GBA | PGE | Moraga | 115 | 6 | Wind, Onshore |  |  | 0 | 0 | 0 | 0 | 0 | 0 | 0 | 0 | 0 | 0 | 0 | 0 | 0 | 0 | 0 | 0 | 0 | 0 | 0 | 0 | 0 | 0 | 0 | 0 | 0 | 0 | 0 | 0
PG&E GBA | PGE GBA | PGE | Moraga | 230 | 53 | Wind, Onshore |  |  | 0 | 0 | 0 | 0 | 0 | 0 | 0 | 0 | 0 | 0 | 0 | 0 | 0 | 0 | 0 | 0 | 0 | 0 | 0 | 0 | 0 | 0 | 0 | 0 | 0 | 0 | 0 | 0
PG&E GBA | PGE GBA | PGE | Morgan Hill | 115 | 40 | Wind, Onshore |  |  | 0 | 0 | 0 | 0 | 0 | 0 | 0 | 0 | 0 | 0 | 0 | 0 | 0 | 0 | 0 | 0 | 0 | 0 | 0 | 0 | 0 | 0 | 0 | 0 | 0 | 0 | 0 | 0
PG&E KERN | PGE Kern | PGE | Morro Bay | 115 | 111 | Wind, Onshore |  |  | 0 | 0 | 0 | 0 | 0 | 0 | 0 | 0 | 0 | 0 | 0 | 0 | 0 | 0 | 0 | 0 | 0 | 0 | 0 | 0 | 0 | 0 | 0 | 0 | 0 | 0 | 0 | 0
PG&E KERN | PGE Kern | PGE | Morro Bay | 230 | 122 | Wind, Onshore |  |  | 0 | 0 | 0 | 0 | 0 | 0 | 0 | 0 | 0 | 0 | 0 | 0 | 0 | 0 | 0 | 0 | 0 | 0 | 0 | 0 | 0 | 0 | 0 | 0 | 0 | 0 | 0 | 0
PG&E KERN | PGE Kern | PGE | Morro Bay | 500 | 98 | Wind, Onshore |  |  | 0 | 0 | 0 | 0 | 0 | 0 | 0 | 0 | 0 | 0 | 0 | 0 | 0 | 0 | 0 | 0 | 0 | 0 | 0 | 0 | 0 | 0 | 0 | 0 | 0 | 0 | 0 | 0
PG&E GBA | PGE GBA | PGE | Moss Landing | 115 | 85 | Wind, Onshore |  |  | 0 | 0 | 0 | 0 | 0 | 0 | 0 | 0 | 0 | 0 | 0 | 0 | 0 | 0 | 0 | 0 | 0 | 0 | 0 | 0 | 0 | 0 | 0 | 0 | 0 | 0 | 0 | 0
PG&E GBA | PGE GBA | PGE | Moss Landing | 230 | 85 | Wind, Onshore |  |  | 0 | 0 | 0 | 0 | 0 | 0 | 0 | 0 | 0 | 0 | 0 | 0 | 0 | 0 | 0 | 0 | 0 | 0 | 0 | 0 | 0 | 0 | 0 | 0 | 0 | 0 | 0 | 0
PG&E GBA | PGE GBA | PGE | Moss Landing | 500 | 82 | Wind, Onshore |  |  | 0 | 0 | 0 | 0 | 0 | 0 | 0 | 0 | 0 | 0 | 0 | 0 | 0 | 0 | 0 | 0 | 0 | 0 | 0 | 0 | 0 | 0 | 0 | 0 | 0 | 0 | 0 | 0
EOP | SCE EOP | SCE | Mountain Pass | 115 | 161 | Wind, Onshore |  |  | 0 | 0 | 0 | 0 | 0 | 0 | 0 | 0 | 0 | 0 | 0 | 0 | 0 | 0 | 0 | 0 | 0 | 0 | 0 | 0 | 0 | 0 | 0 | 0 | 0 | 0 | 0 | 0
PG&E GBA | PGE GBA | PGE | Mountain View | 115 | 78 | Wind, Onshore |  |  | 0 | 0 | 0 | 0 | 0 | 0 | 0 | 0 | 0 | 0 | 0 | 0 | 0 | 0 | 0 | 0 | 0 | 0 | 0 | 0 | 0 | 0 | 0 | 0 | 0 | 0 | 0 | 0
PG&E GBA | PGE GBA | PGE | Mt Eden | 115 | 3 | Wind, Onshore |  |  | 0 | 0 | 0 | 0 | 0 | 0 | 0 | 0 | 0 | 0 | 0 | 0 | 0 | 0 | 0 | 0 | 0 | 0 | 0 | 0 | 0 | 0 | 0 | 0 | 0 | 0 | 0 | 0
PG&E KERN | PGE Kern | PGE | Mt Poso | 115 | 74 | Wind, Onshore |  |  | 0 | 0 | 0 | 0 | 0 | 0 | 0 | 0 | 0 | 0 | 0 | 0 | 0 | 0 | 0 | 0 | 0 | 0 | 0 | 0 | 0 | 0 | 0 | 0 | 0 | 0 | 0 | 0
SDGE | SDGE Imperial | SDGE | Murray | 69 |  | Wind, Onshore |  |  | 0 | 0 | 0 | 0 | 0 | 0 | 0 | 0 | 0 | 0 | 0 | 0 | 0 | 0 | 0 | 0 | 0 | 0 | 0 | 0 | 0 | 0 | 0 | 0 | 0 | 0 | 0 | 0
PG&E FRESNO | PGE Fresno | PGE | Mustang | 230 | 145 | Wind, Onshore |  |  | 0 | 0 | 0 | 0 | 0 | 0 | 0 | 0 | 0 | 0 | 0 | 0 | 0 | 0 | 0 | 0 | 0 | 0 | 0 | 0 | 0 | 0 | 0 | 0 | 0 | 0 | 0 | 0
SCE Northern | SCE Northern | SCE | Neenach | 66 |  | Wind, Onshore |  |  | 0 | 0 | 0 | 0 | 0 | 0 | 0 | 0 | 0 | 0 | 0 | 0 | 0 | 0 | 0 | 0 | 0 | 0 | 0 | 0 | 0 | 0 | 0 | 0 | 0 | 0 | 0 | 0
PG&E KERN | PGE Kern | PGE | New Sub - Gates - Midway (Proposed) | 230 | 93 | Wind, Onshore |  |  | 0 | 0 | 0 | 0 | 0 | 0 | 0 | 0 | 0 | 0 | 0 | 0 | 0 | 0 | 0 | 0 | 0 | 0 | 0 | 0 | 0 | 0 | 0 | 0 | 0 | 0 | 0 | 0
PG&E KERN | PGE Kern | PGE | New Sub - Gates - Templeton (Proposed) | 230 | 130 | Wind, Onshore |  |  | 0 | 0 | 0 | 0 | 0 | 0 | 0 | 0 | 0 | 0 | 0 | 0 | 0 | 0 | 0 | 0 | 0 | 0 | 0 | 0 | 0 | 0 | 0 | 0 | 0 | 0 | 0 | 0
SCE NOL | SCE NOL | SCE | New Sub - Kramer - Lugo (Proposed) | 230 | 160 | Wind, Onshore |  |  | 0 | 0 | 0 | 0 | 0 | 0 | 0 | 0 | 0 | 0 | 0 | 0 | 0 | 0 | 0 | 0 | 0 | 0 | 0 | 0 | 0 | 0 | 0 | 0 | 0 | 0 | 0 | 0
PG&E FRESNO | PGE Fresno | PGE | New Sub - Los Banos - Midway (Proposed) | 500 | 73 | Wind, Onshore |  |  | 0 | 0 | 0 | 0 | 0 | 0 | 0 | 0 | 0 | 0 | 0 | 0 | 0 | 0 | 0 | 0 | 0 | 0 | 0 | 0 | 0 | 0 | 0 | 0 | 0 | 0 | 0 | 0
SCE NOL | SCE NOL | SCE | New Sub - Lugo - Pisgah (Proposed) | 230 | 141 | Wind, Onshore |  |  | 0 | 0 | 0 | 0 | 0 | 0 | 0 | 0 | 0 | 0 | 0 | 0 | 0 | 0 | 0 | 0 | 0 | 0 | 0 | 0 | 0 | 0 | 0 | 0 | 0 | 0 | 0 | 0
PG&E KERN | PGE Kern | PGE | New Sub - Midway - Wheeler Ridge (Proposed) | 230 | 93 | Wind, Onshore |  |  | 0 | 0 | 0 | 0 | 0 | 0 | 0 | 0 | 0 | 0 | 0 | 0 | 0 | 0 | 0 | 0 | 0 | 0 | 0 | 0 | 0 | 0 | 0 | 0 | 0 | 0 | 0 | 0
PG&E NGBA | PGE NGBA | PGE | New Sub - Near existing Leavitt (PSREC) | 345 |  | Wind, Onshore | YES | Northern CA Wind Mapped to NVE area | 1 | 0 | 0 | 0 | 0 | 0 | 0 | 0 | 0 | 0 | 0 | 0 | 0 | 172.5 | 0 | 172.5 | 275.5 | 0 | 275.5 | 448 | 0 | 448 | 172.5 | 0 | 172.5 | 448 | 0 | 448
PG&E NGBA | PGE NGBA | PGE | New Sub - Near existing Madeline (NVE) | 345 |  | Wind, Onshore | YES | Northern CA Wind Mapped to NVE area | 1 | 0 | 0 | 0 | 0 | 0 | 0 | 0 | 0 | 0 | 0 | 0 | 0 | 700 | 0 | 700 | 0 | 0 | 0 | 700 | 0 | 700 | 700 | 0 | 700 | 700 | 0 | 700
SDGE | SDGE Imperial | SDGE | New Sub - North Gila - IV (Proposed) | 500 | 185 | Wind, Onshore |  |  | 0 | 0 | 0 | 0 | 0 | 0 | 0 | 0 | 0 | 0 | 0 | 0 | 0 | 0 | 0 | 0 | 0 | 0 | 0 | 0 | 0 | 0 | 0 | 0 | 0 | 0 | 0 | 0
PG&E NGBA | PGE NGBA | PGE | New Sub - Pit 1 - Cottonwood (Proposed) | 230 | 2 | Wind, Onshore |  |  | 0 | 0 | 0 | 0 | 0 | 0 | 0 | 0 | 0 | 0 | 0 | 0 | 0 | 0 | 0 | 0 | 0 | 0 | 0 | 0 | 0 | 0 | 0 | 0 | 0 | 0 | 0 | 0
PG&E GBA | PGE GBA | PGE | New Sub - Rancho Seco - Bellota (Proposed) | 230 | 15 | Wind, Onshore |  |  | 0 | 0 | 0 | 0 | 0 | 0 | 0 | 0 | 0 | 0 | 0 | 0 | 0 | 0 | 0 | 0 | 0 | 0 | 0 | 0 | 0 | 0 | 0 | 0 | 0 | 0 | 0 | 0
SDGE | SDGE Imperial | SDGE | New Sub - Suncrest - Ocotillo (Proposed) | 500 | 183 | Wind, Onshore |  |  | 1 | 0 | 0 | 0 | 0 | 0 | 0 | 0 | 0 | 0 | 0 | 0 | 0 | 280 | 0 | 280 | 0 | 0 | 0 | 280 | 0 | 280 | 280 | 0 | 280 | 280 | 0 | 280
PG&E FRESNO | PGE Fresno | PGE | New Sub - Westley - Quinto (Proposed) | 230 | 64 | Wind, Onshore |  |  | 0 | 0 | 0 | 0 | 0 | 0 | 0 | 0 | 0 | 0 | 0 | 0 | 0 | 0 | 0 | 0 | 0 | 0 | 0 | 0 | 0 | 0 | 0 | 0 | 0 | 0 | 0 | 0
PG&E GBA | PGE GBA | PGE | Newark | 115 | 38 | Wind, Onshore |  |  | 0 | 0 | 0 | 0 | 0 | 0 | 0 | 0 | 0 | 0 | 0 | 0 | 0 | 0 | 0 | 0 | 0 | 0 | 0 | 0 | 0 | 0 | 0 | 0 | 0 | 0 | 0 | 0
PG&E GBA | PGE GBA | PGE | Newark | 230 | 45 | Wind, Onshore |  |  | 0 | 0 | 0 | 0 | 0 | 0 | 0 | 0 | 0 | 0 | 0 | 0 | 0 | 0 | 0 | 0 | 0 | 0 | 0 | 0 | 0 | 0 | 0 | 0 | 0 | 0 | 0 | 0
PG&E GBA | PGE GBA | PGE | Newark | 60 |  | Wind, Onshore |  |  | 0 | 0 | 0 | 0 | 0 | 0 | 0 | 0 | 0 | 0 | 0 | 0 | 0 | 0 | 0 | 0 | 0 | 0 | 0 | 0 | 0 | 0 | 0 | 0 | 0 | 0 | 0 | 0
PG&E FRESNO | PGE Fresno | PGE | Newhall | 115 | 137 | Wind, Onshore |  |  | 0 | 0 | 0 | 0 | 0 | 0 | 0 | 0 | 0 | 0 | 0 | 0 | 0 | 0 | 0 | 0 | 0 | 0 | 0 | 0 | 0 | 0 | 0 | 0 | 0 | 0 | 0 | 0
PG&E KERN | PGE Kern | PGE | Norco | 115 | 95 | Wind, Onshore |  |  | 0 | 0 | 0 | 0 | 0 | 0 | 0 | 0 | 0 | 0 | 0 | 0 | 0 | 0 | 0 | 0 | 0 | 0 | 0 | 0 | 0 | 0 | 0 | 0 | 0 | 0 | 0 | 0
PG&E GBA | PGE GBA | PGE | Nortech | 115 | 13 | Wind, Onshore |  |  | 0 | 0 | 0 | 0 | 0 | 0 | 0 | 0 | 0 | 0 | 0 | 0 | 0 | 0 | 0 | 0 | 0 | 0 | 0 | 0 | 0 | 0 | 0 | 0 | 0 | 0 | 0 | 0
SDGE | SDGE Imperial | SDGE | North City Metering | 138 | 186 | Wind, Onshore |  |  | 0 | 0 | 0 | 0 | 0 | 0 | 0 | 0 | 0 | 0 | 0 | 0 | 0 | 0 | 0 | 0 | 0 | 0 | 0 | 0 | 0 | 0 | 0 | 0 | 0 | 0 | 0 | 0
PG&E GBA | PGE GBA | PGE | North Dublin | 230 | 42 | Wind, Onshore |  |  | 0 | 0 | 0 | 0 | 0 | 0 | 0 | 0 | 0 | 0 | 0 | 0 | 0 | 0 | 0 | 0 | 0 | 0 | 0 | 0 | 0 | 0 | 0 | 0 | 0 | 0 | 0 | 0
SDGE | SDGE Arizona | SDGE | North Gila | 500 | 188 | Wind, Onshore |  |  | 0 | 0 | 0 | 0 | 0 | 0 | 0 | 0 | 0 | 0 | 0 | 0 | 0 | 0 | 0 | 0 | 0 | 0 | 0 | 0 | 0 | 0 | 0 | 0 | 0 | 0 | 0 | 0
SCE Metro | SCE Metro | SCE | North of SONGS | 230 | 97 | Wind, Onshore |  |  | 0 | 0 | 0 | 0 | 0 | 0 | 0 | 0 | 0 | 0 | 0 | 0 | 0 | 0 | 0 | 0 | 0 | 0 | 0 | 0 | 0 | 0 | 0 | 0 | 0 | 0 | 0 | 0
SCE Metro | SCE Metro | SCE | North of SONGS | 500 | 97 | Wind, Onshore |  |  | 0 | 0 | 0 | 0 | 0 | 0 | 0 | 0 | 0 | 0 | 0 | 0 | 0 | 0 | 0 | 0 | 0 | 0 | 0 | 0 | 0 | 0 | 0 | 0 | 0 | 0 | 0 | 0
PG&E NGBA | PGE NGBA | PGE | Notre Dame | 115 | 1 | Wind, Onshore |  |  | 0 | 0 | 0 | 0 | 0 | 0 | 0 | 0 | 0 | 0 | 0 | 0 | 0 | 0 | 0 | 0 | 0 | 0 | 0 | 0 | 0 | 0 | 0 | 0 | 0 | 0 | 0 | 0
PG&E GBA | PGE GBA | PGE | Oakland C | 115 | 56 | Wind, Onshore |  |  | 0 | 0 | 0 | 0 | 0 | 0 | 0 | 0 | 0 | 0 | 0 | 0 | 0 | 0 | 0 | 0 | 0 | 0 | 0 | 0 | 0 | 0 | 0 | 0 | 0 | 0 | 0 | 0
PG&E GBA | PGE GBA | PGE | Oakland J | 115 | 6 | Wind, Onshore |  |  | 0 | 0 | 0 | 0 | 0 | 0 | 0 | 0 | 0 | 0 | 0 | 0 | 0 | 0 | 0 | 0 | 0 | 0 | 0 | 0 | 0 | 0 | 0 | 0 | 0 | 0 | 0 | 0
PG&E GBA | PGE GBA | PGE | Oakland L | 115 | 6 | Wind, Onshore |  |  | 0 | 0 | 0 | 0 | 0 | 0 | 0 | 0 | 0 | 0 | 0 | 0 | 0 | 0 | 0 | 0 | 0 | 0 | 0 | 0 | 0 | 0 | 0 | 0 | 0 | 0 | 0 | 0
PG&E GBA | PGE GBA | PGE | Oakland X | 115 | 6 | Wind, Onshore |  |  | 0 | 0 | 0 | 0 | 0 | 0 | 0 | 0 | 0 | 0 | 0 | 0 | 0 | 0 | 0 | 0 | 0 | 0 | 0 | 0 | 0 | 0 | 0 | 0 | 0 | 0 | 0 | 0
SDGE | SDGE Imperial | SDGE | Ocean Ranch | 69 |  | Wind, Onshore |  |  | 0 | 0 | 0 | 0 | 0 | 0 | 0 | 0 | 0 | 0 | 0 | 0 | 0 | 0 | 0 | 0 | 0 | 0 | 0 | 0 | 0 | 0 | 0 | 0 | 0 | 0 | 0 | 0
PG&E KERN | PGE Kern | PGE | Oceano | 115 | 111 | Wind, Onshore |  |  | 0 | 0 | 0 | 0 | 0 | 0 | 0 | 0 | 0 | 0 | 0 | 0 | 0 | 0 | 0 | 0 | 0 | 0 | 0 | 0 | 0 | 0 | 0 | 0 | 0 | 0 | 0 | 0
SDGE | SDGE Imperial | SDGE | Ocotillo Express | 500 | 194 | Wind, Onshore |  |  | 1 | 0 | 0 | 0 | 0 | 0 | 0 | 0 | 0 | 0 | 0 | 0 | 0 | 130 | 0 | 130 | 0 | 0 | 0 | 130 | 0 | 130 | 130 | 0 | 130 | 130 | 0 | 130
PG&E KERN | PGE Kern | PGE | Old River | 70 |  | Wind, Onshore |  |  | 0 | 0 | 0 | 0 | 0 | 0 | 0 | 0 | 0 | 0 | 0 | 0 | 0 | 0 | 0 | 0 | 0 | 0 | 0 | 0 | 0 | 0 | 0 | 0 | 0 | 0 | 0 | 0
SDGE | SDGE Imperial | SDGE | Old Town | 230 | 171 | Wind, Onshore |  |  | 0 | 0 | 0 | 0 | 0 | 0 | 0 | 0 | 0 | 0 | 0 | 0 | 0 | 0 | 0 | 0 | 0 | 0 | 0 | 0 | 0 | 0 | 0 | 0 | 0 | 0 | 0 | 0
SCE Metro | SCE Metro | SCE | Olinda | 230 | 97 | Wind, Onshore |  |  | 0 | 0 | 0 | 0 | 0 | 0 | 0 | 0 | 0 | 0 | 0 | 0 | 0 | 0 | 0 | 0 | 0 | 0 | 0 | 0 | 0 | 0 | 0 | 0 | 0 | 0 | 0 | 0
PG&E FRESNO | PGE Fresno | PGE | Olive | 115 | 119 | Wind, Onshore |  |  | 0 | 0 | 0 | 0 | 0 | 0 | 0 | 0 | 0 | 0 | 0 | 0 | 0 | 0 | 0 | 0 | 0 | 0 | 0 | 0 | 0 | 0 | 0 | 0 | 0 | 0 | 0 | 0
PG&E NGBA | PGE NGBA | PGE | Olivehurst | 115 | 22 | Wind, Onshore |  |  | 0 | 0 | 0 | 0 | 0 | 0 | 0 | 0 | 0 | 0 | 0 | 0 | 0 | 0 | 0 | 0 | 0 | 0 | 0 | 0 | 0 | 0 | 0 | 0 | 0 | 0 | 0 | 0
PG&E NGBA | PGE NGBA | PGE | Oregon Trail | 60 |  | Wind, Onshore |  |  | 0 | 0 | 0 | 0 | 0 | 0 | 0 | 0 | 0 | 0 | 0 | 0 | 0 | 0 | 0 | 0 | 0 | 0 | 0 | 0 | 0 | 0 | 0 | 0 | 0 | 0 | 0 | 0
SCE Northern | SCE Northern | SCE | Ormond Beach | 230 | 157 | Wind, Onshore |  |  | 0 | 0 | 0 | 0 | 0 | 0 | 0 | 0 | 0 | 0 | 0 | 0 | 0 | 0 | 0 | 0 | 0 | 0 | 0 | 0 | 0 | 0 | 0 | 0 | 0 | 0 | 0 | 0
PG&E FRESNO | PGE Fresno | PGE | Oro Loma | 115 | 123 | Wind, Onshore |  |  | 0 | 0 | 0 | 0 | 0 | 0 | 0 | 0 | 0 | 0 | 0 | 0 | 0 | 0 | 0 | 0 | 0 | 0 | 0 | 0 | 0 | 0 | 0 | 0 | 0 | 0 | 0 | 0
PG&E FRESNO | PGE Fresno | PGE | Oro Loma | 70 |  | Wind, Onshore |  |  | 0 | 0 | 0 | 0 | 0 | 0 | 0 | 0 | 0 | 0 | 0 | 0 | 0 | 0 | 0 | 0 | 0 | 0 | 0 | 0 | 0 | 0 | 0 | 0 | 0 | 0 | 0 | 0
PG&E FRESNO | PGE Fresno | PGE | Orosi | 70 |  | Wind, Onshore |  |  | 0 | 0 | 0 | 0 | 0 | 0 | 0 | 0 | 0 | 0 | 0 | 0 | 0 | 0 | 0 | 0 | 0 | 0 | 0 | 0 | 0 | 0 | 0 | 0 | 0 | 0 | 0 | 0
SDGE | SDGE Imperial | SDGE | Otay | 69 |  | Wind, Onshore |  |  | 0 | 0 | 0 | 0 | 0 | 0 | 0 | 0 | 0 | 0 | 0 | 0 | 0 | 0 | 0 | 0 | 0 | 0 | 0 | 0 | 0 | 0 | 0 | 0 | 0 | 0 | 0 | 0
SDGE | SDGE Imperial | SDGE | Otay Mesa | 230 | 197 | Wind, Onshore |  |  | 0 | 0 | 0 | 0 | 0 | 0 | 0 | 0 | 0 | 0 | 0 | 0 | 0 | 0 | 0 | 0 | 0 | 0 | 0 | 0 | 0 | 0 | 0 | 0 | 0 | 0 | 0 | 0
PG&E FRESNO | PGE Fresno | PGE | Padre Flats SW STA | 230 | 71 | Wind, Onshore |  |  | 0 | 0 | 0 | 0 | 0 | 0 | 0 | 0 | 0 | 0 | 0 | 0 | 0 | 0 | 0 | 0 | 0 | 0 | 0 | 0 | 0 | 0 | 0 | 0 | 0 | 0 | 0 | 0
EOP | SCE EOP | SCE | Pahrump | 138 | 177 | Wind, Onshore |  |  | 0 | 0 | 0 | 0 | 0 | 0 | 0 | 0 | 0 | 0 | 0 | 0 | 0 | 0 | 0 | 0 | 0 | 0 | 0 | 0 | 0 | 0 | 0 | 0 | 0 | 0 | 0 | 0
EOP | SCE EOP | SCE | Pahrump | 230 | 177 | Wind, Onshore |  |  | 0 | 0 | 0 | 0 | 0 | 0 | 0 | 0 | 0 | 0 | 0 | 0 | 0 | 0 | 0 | 0 | 0 | 0 | 0 | 0 | 0 | 0 | 0 | 0 | 0 | 0 | 0 | 0
SDGE | SDGE Imperial | SDGE | Pala | 69 |  | Wind, Onshore |  |  | 0 | 0 | 0 | 0 | 0 | 0 | 0 | 0 | 0 | 0 | 0 | 0 | 0 | 0 | 0 | 0 | 0 | 0 | 0 | 0 | 0 | 0 | 0 | 0 | 0 | 0 | 0 | 0
PG&E NGBA | PGE NGBA | PGE | Palermo | 115 | 22 | Wind, Onshore |  |  | 0 | 0 | 0 | 0 | 0 | 0 | 0 | 0 | 0 | 0 | 0 | 0 | 0 | 0 | 0 | 0 | 0 | 0 | 0 | 0 | 0 | 0 | 0 | 0 | 0 | 0 | 0 | 0
PG&E NGBA | PGE NGBA | PGE | Palermo | 230 | 19 | Wind, Onshore |  |  | 0 | 0 | 0 | 0 | 0 | 0 | 0 | 0 | 0 | 0 | 0 | 0 | 0 | 0 | 0 | 0 | 0 | 0 | 0 | 0 | 0 | 0 | 0 | 0 | 0 | 0 | 0 | 0
SCE Eastern | SCE Arizona | SCE | Palo Verde | 500 | 176 | Wind, Onshore |  |  | 0 | 0 | 0 | 0 | 0 | 0 | 0 | 0 | 0 | 0 | 0 | 0 | 0 | 0 | 0 | 0 | 0 | 0 | 0 | 0 | 0 | 0 | 0 | 0 | 0 | 0 | 0 | 0
SDGE | SDGE Imperial | SDGE | Palomar Energy | 230 | 195 | Wind, Onshore |  |  | 0 | 0 | 0 | 0 | 0 | 0 | 0 | 0 | 0 | 0 | 0 | 0 | 0 | 0 | 0 | 0 | 0 | 0 | 0 | 0 | 0 | 0 | 0 | 0 | 0 | 0 | 0 | 0
PG&E KERN | PGE Kern | PGE | Panama | 70 |  | Wind, Onshore |  |  | 0 | 0 | 0 | 0 | 0 | 0 | 0 | 0 | 0 | 0 | 0 | 0 | 0 | 0 | 0 | 0 | 0 | 0 | 0 | 0 | 0 | 0 | 0 | 0 | 0 | 0 | 0 | 0
PG&E FRESNO | PGE Fresno | PGE | Panoche | 115 | 128 | Wind, Onshore |  |  | 0 | 0 | 0 | 0 | 0 | 0 | 0 | 0 | 0 | 0 | 0 | 0 | 0 | 0 | 0 | 0 | 0 | 0 | 0 | 0 | 0 | 0 | 0 | 0 | 0 | 0 | 0 | 0
PG&E FRESNO | PGE Fresno | PGE | Panoche | 230 | 94 | Wind, Onshore |  |  | 0 | 0 | 0 | 0 | 0 | 0 | 0 | 0 | 0 | 0 | 0 | 0 | 0 | 0 | 0 | 0 | 0 | 0 | 0 | 0 | 0 | 0 | 0 | 0 | 0 | 0 | 0 | 0
SCE Northern | SCE Northern | SCE | Pardee | 230 | 151 | Wind, Onshore |  |  | 0 | 0 | 0 | 0 | 0 | 0 | 0 | 0 | 0 | 0 | 0 | 0 | 0 | 0 | 0 | 0 | 0 | 0 | 0 | 0 | 0 | 0 | 0 | 0 | 0 | 0 | 0 | 0
PG&E NGBA | PGE NGBA | PGE | Parkway | 230 | 30 | Wind, Onshore |  |  | 0 | 0 | 0 | 0 | 0 | 0 | 0 | 0 | 0 | 0 | 0 | 0 | 0 | 0 | 0 | 0 | 0 | 0 | 0 | 0 | 0 | 0 | 0 | 0 | 0 | 0 | 0 | 0
SCE Northern | SCE Northern | SCE | Pastoria | 230 | 159 | Wind, Onshore |  |  | 0 | 0 | 0 | 0 | 0 | 0 | 0 | 0 | 0 | 0 | 0 | 0 | 0 | 0 | 0 | 0 | 0 | 0 | 0 | 0 | 0 | 0 | 0 | 0 | 0 | 0 | 0 | 0
SCE Metro | SCE Metro | SCE | Pauda | 230 |  | Wind, Onshore |  |  | 0 | 0 | 0 | 0 | 0 | 0 | 0 | 0 | 0 | 0 | 0 | 0 | 0 | 0 | 0 | 0 | 0 | 0 | 0 | 0 | 0 | 0 | 0 | 0 | 0 | 0 | 0 | 0
PG&E GBA | PGE GBA | PGE | Paul Sweet | 115 | 14 | Wind, Onshore |  |  | 0 | 0 | 0 | 0 | 0 | 0 | 0 | 0 | 0 | 0 | 0 | 0 | 0 | 0 | 0 | 0 | 0 | 0 | 0 | 0 | 0 | 0 | 0 | 0 | 0 | 0 | 0 | 0
PG&E NGBA | PGE NGBA | PGE | Peabody | 230 | 52 | Wind, Onshore |  |  | 0 | 0 | 0 | 0 | 0 | 0 | 0 | 0 | 0 | 0 | 0 | 0 | 0 | 0 | 0 | 0 | 0 | 0 | 0 | 0 | 0 | 0 | 0 | 0 | 0 | 0 | 0 | 0
PG&E NGBA | PGE NGBA | PGE | Pease | 115 | 22 | Wind, Onshore |  |  | 0 | 0 | 0 | 0 | 0 | 0 | 0 | 0 | 0 | 0 | 0 | 0 | 0 | 0 | 0 | 0 | 0 | 0 | 0 | 0 | 0 | 0 | 0 | 0 | 0 | 0 | 0 | 0
PG&E NGBA | PGE NGBA | PGE | Pease | 60 |  | Wind, Onshore |  |  | 0 | 0 | 0 | 0 | 0 | 0 | 0 | 0 | 0 | 0 | 0 | 0 | 0 | 0 | 0 | 0 | 0 | 0 | 0 | 0 | 0 | 0 | 0 | 0 | 0 | 0 | 0 | 0
SDGE | SDGE Imperial | SDGE | Penasquitos | 138 | 171 | Wind, Onshore |  |  | 0 | 0 | 0 | 0 | 0 | 0 | 0 | 0 | 0 | 0 | 0 | 0 | 0 | 0 | 0 | 0 | 0 | 0 | 0 | 0 | 0 | 0 | 0 | 0 | 0 | 0 | 0 | 0
SDGE | SDGE Imperial | SDGE | Penasquitos | 230 | 171 | Wind, Onshore |  |  | 0 | 0 | 0 | 0 | 0 | 0 | 0 | 0 | 0 | 0 | 0 | 0 | 0 | 0 | 0 | 0 | 0 | 0 | 0 | 0 | 0 | 0 | 0 | 0 | 0 | 0 | 0 | 0
SDGE | SDGE Imperial | SDGE | Penasquitos | 69 |  | Wind, Onshore |  |  | 0 | 0 | 0 | 0 | 0 | 0 | 0 | 0 | 0 | 0 | 0 | 0 | 0 | 0 | 0 | 0 | 0 | 0 | 0 | 0 | 0 | 0 | 0 | 0 | 0 | 0 | 0 | 0
SDGE | SDGE Imperial | SDGE | Pendleton | 69 |  | Wind, Onshore |  |  | 0 | 0 | 0 | 0 | 0 | 0 | 0 | 0 | 0 | 0 | 0 | 0 | 0 | 0 | 0 | 0 | 0 | 0 | 0 | 0 | 0 | 0 | 0 | 0 | 0 | 0 | 0 | 0
PG&E NGBA | PGE NGBA | PGE | Penngrove | 115 | 27 | Wind, Onshore |  |  | 0 | 0 | 0 | 0 | 0 | 0 | 0 | 0 | 0 | 0 | 0 | 0 | 0 | 0 | 0 | 0 | 0 | 0 | 0 | 0 | 0 | 0 | 0 | 0 | 0 | 0 | 0 | 0
PG&E GBA | PGE GBA | PGE | Peoria | 115 | 44 | Wind, Onshore |  |  | 0 | 0 | 0 | 0 | 0 | 0 | 0 | 0 | 0 | 0 | 0 | 0 | 0 | 0 | 0 | 0 | 0 | 0 | 0 | 0 | 0 | 0 | 0 | 0 | 0 | 0 | 0 | 0
PG&E GBA | PGE GBA | PGE | Piercy | 115 | 11 | Wind, Onshore |  |  | 0 | 0 | 0 | 0 | 0 | 0 | 0 | 0 | 0 | 0 | 0 | 0 | 0 | 0 | 0 | 0 | 0 | 0 | 0 | 0 | 0 | 0 | 0 | 0 | 0 | 0 | 0 | 0
PG&E FRESNO | PGE Fresno | PGE | Pine Flat | 230 | 117 | Wind, Onshore |  |  | 0 | 0 | 0 | 0 | 0 | 0 | 0 | 0 | 0 | 0 | 0 | 0 | 0 | 0 | 0 | 0 | 0 | 0 | 0 | 0 | 0 | 0 | 0 | 0 | 0 | 0 | 0 | 0
SCE NOL | SCE NOL | SCE | Pisgah | 230 | 141 | Wind, Onshore |  |  | 0 | 0 | 0 | 0 | 0 | 0 | 0 | 0 | 0 | 0 | 0 | 0 | 0 | 0 | 0 | 0 | 0 | 0 | 0 | 0 | 0 | 0 | 0 | 0 | 0 | 0 | 0 | 0
PG&E NGBA | PGE NGBA | PGE | Pit 1 | 230 | 2 | Wind, Onshore |  |  | 0 | 0 | 0 | 0 | 0 | 0 | 0 | 0 | 0 | 0 | 0 | 0 | 0 | 0 | 0 | 0 | 0 | 0 | 0 | 0 | 0 | 0 | 0 | 0 | 0 | 0 | 0 | 0
PG&E NGBA | PGE NGBA | PGE | Pit 1 | 60 |  | Wind, Onshore |  |  | 0 | 0 | 0 | 0 | 0 | 0 | 0 | 0 | 0 | 0 | 0 | 0 | 0 | 0 | 0 | 0 | 0 | 0 | 0 | 0 | 0 | 0 | 0 | 0 | 0 | 0 | 0 | 0
PG&E NGBA | PGE NGBA | PGE | Pit 3 | 230 | 2 | Wind, Onshore |  |  | 0 | 0 | 0 | 0 | 0 | 0 | 0 | 0 | 0 | 0 | 0 | 0 | 0 | 0 | 0 | 0 | 0 | 0 | 0 | 0 | 0 | 0 | 0 | 0 | 0 | 0 | 0 | 0
PG&E NGBA | PGE NGBA | PGE | Pit 4 | 230 | 1 | Wind, Onshore |  |  | 0 | 0 | 0 | 0 | 0 | 0 | 0 | 0 | 0 | 0 | 0 | 0 | 0 | 0 | 0 | 0 | 0 | 0 | 0 | 0 | 0 | 0 | 0 | 0 | 0 | 0 | 0 | 0
PG&E GBA | PGE GBA | PGE | Pittsburg | 115 | 49 | Wind, Onshore |  |  | 0 | 0 | 0 | 0 | 0 | 0 | 0 | 0 | 0 | 0 | 0 | 0 | 0 | 0 | 0 | 0 | 0 | 0 | 0 | 0 | 0 | 0 | 0 | 0 | 0 | 0 | 0 | 0
PG&E GBA | PGE GBA | PGE | Pittsburg | 230 | 51 | Wind, Onshore |  |  | 0 | 0 | 0 | 0 | 0 | 0 | 0 | 0 | 0 | 0 | 0 | 0 | 0 | 0 | 0 | 0 | 0 | 0 | 0 | 0 | 0 | 0 | 0 | 0 | 0 | 0 | 0 | 0
PG&E NGBA | PGE NGBA | PGE | Pleasant Grove | 115 | 23 | Wind, Onshore |  |  | 0 | 0 | 0 | 0 | 0 | 0 | 0 | 0 | 0 | 0 | 0 | 0 | 0 | 0 | 0 | 0 | 0 | 0 | 0 | 0 | 0 | 0 | 0 | 0 | 0 | 0 | 0 | 0
PG&E NGBA | PGE NGBA | PGE | POE | 230 | 24 | Wind, Onshore |  |  | 0 | 0 | 0 | 0 | 0 | 0 | 0 | 0 | 0 | 0 | 0 | 0 | 0 | 0 | 0 | 0 | 0 | 0 | 0 | 0 | 0 | 0 | 0 | 0 | 0 | 0 | 0 | 0
SDGE | SDGE Imperial | SDGE | Point Loma | 69 |  | Wind, Onshore |  |  | 0 | 0 | 0 | 0 | 0 | 0 | 0 | 0 | 0 | 0 | 0 | 0 | 0 | 0 | 0 | 0 | 0 | 0 | 0 | 0 | 0 | 0 | 0 | 0 | 0 | 0 | 0 | 0
SDGE | SDGE Imperial | SDGE | Pomerado | 69 |  | Wind, Onshore |  |  | 0 | 0 | 0 | 0 | 0 | 0 | 0 | 0 | 0 | 0 | 0 | 0 | 0 | 0 | 0 | 0 | 0 | 0 | 0 | 0 | 0 | 0 | 0 | 0 | 0 | 0 | 0 | 0
PG&E KERN | PGE Kern | PGE | Poso Mountain | 115 | 101 | Wind, Onshore |  |  | 0 | 0 | 0 | 0 | 0 | 0 | 0 | 0 | 0 | 0 | 0 | 0 | 0 | 0 | 0 | 0 | 0 | 0 | 0 | 0 | 0 | 0 | 0 | 0 | 0 | 0 | 0 | 0
EOP | SCE EOP | SCE | Primm | 230 | 161 | Wind, Onshore |  |  | 0 | 0 | 0 | 0 | 0 | 0 | 0 | 0 | 0 | 0 | 0 | 0 | 0 | 0 | 0 | 0 | 0 | 0 | 0 | 0 | 0 | 0 | 0 | 0 | 0 | 0 | 0 | 0
PG&E NGBA | PGE NGBA | PGE | Putah Creek | 115 | 39 | Wind, Onshore |  |  | 0 | 0 | 0 | 0 | 0 | 0 | 0 | 0 | 0 | 0 | 0 | 0 | 0 | 0 | 0 | 0 | 0 | 0 | 0 | 0 | 0 | 0 | 0 | 0 | 0 | 0 | 0 | 0
SDGE | SDGE Imperial | SDGE | Q1806 | 138 | 178 | Wind, Onshore |  |  | 0 | 0 | 0 | 0 | 0 | 0 | 0 | 0 | 0 | 0 | 0 | 0 | 0 | 0 | 0 | 0 | 0 | 0 | 0 | 0 | 0 | 0 | 0 | 0 | 0 | 0 | 0 | 0
PG&E FRESNO | PGE Fresno | PGE | Quinto | 230 | 71 | Wind, Onshore |  |  | 0 | 0 | 0 | 0 | 0 | 0 | 0 | 0 | 0 | 0 | 0 | 0 | 0 | 0 | 0 | 0 | 0 | 0 | 0 | 0 | 0 | 0 | 0 | 0 | 0 | 0 | 0 | 0
PG&E GBA | PGE GBA | PGE | Race Track | 115 | 44 | Wind, Onshore |  |  | 0 | 0 | 0 | 0 | 0 | 0 | 0 | 0 | 0 | 0 | 0 | 0 | 0 | 0 | 0 | 0 | 0 | 0 | 0 | 0 | 0 | 0 | 0 | 0 | 0 | 0 | 0 | 0
SDGE | SDGE Imperial | SDGE | Rancho Mission Viejo | 138 | 187 | Wind, Onshore |  |  | 0 | 0 | 0 | 0 | 0 | 0 | 0 | 0 | 0 | 0 | 0 | 0 | 0 | 0 | 0 | 0 | 0 | 0 | 0 | 0 | 0 | 0 | 0 | 0 | 0 | 0 | 0 | 0
PG&E GBA | PGE GBA | PGE | Rancho Seco | 230 | 15 | Wind, Onshore |  |  | 0 | 0 | 0 | 0 | 0 | 0 | 0 | 0 | 0 | 0 | 0 | 0 | 0 | 0 | 0 | 0 | 0 | 0 | 0 | 0 | 0 | 0 | 0 | 0 | 0 | 0 | 0 | 0
SCE Metro | SCE Metro | SCE | Rancho Vista | 230 | 97 | Wind, Onshore |  |  | 0 | 0 | 0 | 0 | 0 | 0 | 0 | 0 | 0 | 0 | 0 | 0 | 0 | 0 | 0 | 0 | 0 | 0 | 0 | 0 | 0 | 0 | 0 | 0 | 0 | 0 | 0 | 0
SCE Metro | SCE Metro | SCE | Rancho Vista | 500 | 97 | Wind, Onshore |  |  | 0 | 0 | 0 | 0 | 0 | 0 | 0 | 0 | 0 | 0 | 0 | 0 | 0 | 0 | 0 | 0 | 0 | 0 | 0 | 0 | 0 | 0 | 0 | 0 | 0 | 0 | 0 | 0
SCE NOL | SCE NOL | SCE | Ransburg | 115 |  | Wind, Onshore |  |  | 0 | 0 | 0 | 0 | 0 | 0 | 0 | 0 | 0 | 0 | 0 | 0 | 0 | 0 | 0 | 0 | 0 | 0 | 0 | 0 | 0 | 0 | 0 | 0 | 0 | 0 | 0 | 0
PG&E GBA | PGE GBA | PGE | Ravenswood | 115 | 6 | Wind, Onshore |  |  | 0 | 0 | 0 | 0 | 0 | 0 | 0 | 0 | 0 | 0 | 0 | 0 | 0 | 0 | 0 | 0 | 0 | 0 | 0 | 0 | 0 | 0 | 0 | 0 | 0 | 0 | 0 | 0
PG&E GBA | PGE GBA | PGE | Ravenswood | 230 | 6 | Wind, Onshore |  |  | 0 | 0 | 0 | 0 | 0 | 0 | 0 | 0 | 0 | 0 | 0 | 0 | 0 | 0 | 0 | 0 | 0 | 0 | 0 | 0 | 0 | 0 | 0 | 0 | 0 | 0 | 0 | 0
SCE Northern | SCE Northern | SCE | Rector | 230 | 153 | Wind, Onshore |  |  | 0 | 0 | 0 | 0 | 0 | 0 | 0 | 0 | 0 | 0 | 0 | 0 | 0 | 0 | 0 | 0 | 0 | 0 | 0 | 0 | 0 | 0 | 0 | 0 | 0 | 0 | 0 | 0
SCE Eastern | SCE Eastern | SCE | Red Bluff | 230 | 179 | Wind, Onshore |  |  | 0 | 0 | 0 | 0 | 0 | 0 | 0 | 0 | 0 | 0 | 0 | 0 | 0 | 0 | 0 | 0 | 0 | 0 | 0 | 0 | 0 | 0 | 0 | 0 | 0 | 0 | 0 | 0
SCE Eastern | SCE Eastern | SCE | Red Bluff | 500 | 172 | Wind, Onshore |  |  | 0 | 0 | 0 | 0 | 0 | 0 | 0 | 0 | 0 | 0 | 0 | 0 | 0 | 0 | 0 | 0 | 0 | 0 | 0 | 0 | 0 | 0 | 0 | 0 | 0 | 0 | 0 | 0
PG&E NGBA | PGE NGBA | PGE | Redbud | 115 | 27 | Wind, Onshore |  |  | 0 | 0 | 0 | 0 | 0 | 0 | 0 | 0 | 0 | 0 | 0 | 0 | 0 | 0 | 0 | 0 | 0 | 0 | 0 | 0 | 0 | 0 | 0 | 0 | 0 | 0 | 0 | 0
SCE Metro | SCE Metro | SCE | Redondo | 230 | 97 | Wind, Onshore |  |  | 0 | 0 | 0 | 0 | 0 | 0 | 0 | 0 | 0 | 0 | 0 | 0 | 0 | 0 | 0 | 0 | 0 | 0 | 0 | 0 | 0 | 0 | 0 | 0 | 0 | 0 | 0 | 0
PG&E FRESNO | PGE Fresno | PGE | Reedley | 115 | 142 | Wind, Onshore |  |  | 0 | 0 | 0 | 0 | 0 | 0 | 0 | 0 | 0 | 0 | 0 | 0 | 0 | 0 | 0 | 0 | 0 | 0 | 0 | 0 | 0 | 0 | 0 | 0 | 0 | 0 | 0 | 0
PG&E KERN | PGE Kern | PGE | Renfro | 115 | 83 | Wind, Onshore |  |  | 0 | 0 | 0 | 0 | 0 | 0 | 0 | 0 | 0 | 0 | 0 | 0 | 0 | 0 | 0 | 0 | 0 | 0 | 0 | 0 | 0 | 0 | 0 | 0 | 0 | 0 | 0 | 0
PG&E GBA | PGE GBA | PGE | Richmond R | 115 | 56 | Wind, Onshore |  |  | 0 | 0 | 0 | 0 | 0 | 0 | 0 | 0 | 0 | 0 | 0 | 0 | 0 | 0 | 0 | 0 | 0 | 0 | 0 | 0 | 0 | 0 | 0 | 0 | 0 | 0 | 0 | 0
PG&E NGBA | PGE NGBA | PGE | Rincon | 115 | 55 | Wind, Onshore |  |  | 0 | 0 | 0 | 0 | 0 | 0 | 0 | 0 | 0 | 0 | 0 | 0 | 0 | 0 | 0 | 0 | 0 | 0 | 0 | 0 | 0 | 0 | 0 | 0 | 0 | 0 | 0 | 0
PG&E KERN | PGE Kern | PGE | Rio Bravo | 115 | 83 | Wind, Onshore |  |  | 0 | 0 | 0 | 0 | 0 | 0 | 0 | 0 | 0 | 0 | 0 | 0 | 0 | 0 | 0 | 0 | 0 | 0 | 0 | 0 | 0 | 0 | 0 | 0 | 0 | 0 | 0 | 0
SCE Metro | SCE Metro | SCE | Rio Hondo | 230 | 97 | Wind, Onshore |  |  | 0 | 0 | 0 | 0 | 0 | 0 | 0 | 0 | 0 | 0 | 0 | 0 | 0 | 0 | 0 | 0 | 0 | 0 | 0 | 0 | 0 | 0 | 0 | 0 | 0 | 0 | 0 | 0
PG&E NGBA | PGE NGBA | PGE | Rio Oso | 115 | 24 | Wind, Onshore |  |  | 0 | 0 | 0 | 0 | 0 | 0 | 0 | 0 | 0 | 0 | 0 | 0 | 0 | 0 | 0 | 0 | 0 | 0 | 0 | 0 | 0 | 0 | 0 | 0 | 0 | 0 | 0 | 0
PG&E NGBA | PGE NGBA | PGE | Rio Oso | 230 | 24 | Wind, Onshore |  |  | 0 | 0 | 0 | 0 | 0 | 0 | 0 | 0 | 0 | 0 | 0 | 0 | 0 | 0 | 0 | 0 | 0 | 0 | 0 | 0 | 0 | 0 | 0 | 0 | 0 | 0 | 0 | 0
PG&E GBA | PGE GBA | PGE | Ripon | 115 | 54 | Wind, Onshore |  |  | 0 | 0 | 0 | 0 | 0 | 0 | 0 | 0 | 0 | 0 | 0 | 0 | 0 | 0 | 0 | 0 | 0 | 0 | 0 | 0 | 0 | 0 | 0 | 0 | 0 | 0 | 0 | 0
PG&E GBA | PGE GBA | PGE | Riverbank | 115 | 44 | Wind, Onshore |  |  | 0 | 0 | 0 | 0 | 0 | 0 | 0 | 0 | 0 | 0 | 0 | 0 | 0 | 0 | 0 | 0 | 0 | 0 | 0 | 0 | 0 | 0 | 0 | 0 | 0 | 0 | 0 | 0
SCE NOL | SCE NOL | SCE | Roadway | 115 | 146 | Wind, Onshore |  |  | 0 | 0 | 0 | 0 | 0 | 0 | 0 | 0 | 0 | 0 | 0 | 0 | 0 | 0 | 0 | 0 | 0 | 0 | 0 | 0 | 0 | 0 | 0 | 0 | 0 | 0 | 0 | 0
PG&E NGBA | PGE NGBA | PGE | Rock Creek 1 | 230 | 16 | Wind, Onshore |  |  | 0 | 0 | 0 | 0 | 0 | 0 | 0 | 0 | 0 | 0 | 0 | 0 | 0 | 0 | 0 | 0 | 0 | 0 | 0 | 0 | 0 | 0 | 0 | 0 | 0 | 0 | 0 | 0
SCE Northern | SCE Northern | SCE | Rosamond | 66 |  | Wind, Onshore |  |  | 0 | 0 | 0 | 0 | 0 | 0 | 0 | 0 | 0 | 0 | 0 | 0 | 0 | 0 | 0 | 0 | 0 | 0 | 0 | 0 | 0 | 0 | 0 | 0 | 0 | 0 | 0 | 0
PG&E GBA | PGE GBA | PGE | Rossmoor | 230 | 30 | Wind, Onshore |  |  | 0 | 0 | 0 | 0 | 0 | 0 | 0 | 0 | 0 | 0 | 0 | 0 | 0 | 0 | 0 | 0 | 0 | 0 | 0 | 0 | 0 | 0 | 0 | 0 | 0 | 0 | 0 | 0
PG&E NGBA | PGE NGBA | PGE | Round Mountain | 230 | 1 | Wind, Onshore |  |  | 0 | 0 | 0 | 0 | 0 | 0 | 0 | 0 | 0 | 0 | 0 | 0 | 0 | 0 | 0 | 0 | 0 | 0 | 0 | 0 | 0 | 0 | 0 | 0 | 0 | 0 | 0 | 0
PG&E NGBA | PGE NGBA | PGE | Round Mountain | 500 | 1 | Wind, Onshore |  |  | 0 | 0 | 0 | 0 | 0 | 0 | 0 | 0 | 0 | 0 | 0 | 0 | 0 | 0 | 0 | 0 | 0 | 0 | 0 | 0 | 0 | 0 | 0 | 0 | 0 | 0 | 0 | 0
PG&E GBA | PGE GBA | PGE | Salado | 115 | 34 | Wind, Onshore |  |  | 0 | 0 | 0 | 0 | 0 | 0 | 0 | 0 | 0 | 0 | 0 | 0 | 0 | 0 | 0 | 0 | 0 | 0 | 0 | 0 | 0 | 0 | 0 | 0 | 0 | 0 | 0 | 0
PG&E GBA | PGE GBA | PGE | Salado | 60 |  | Wind, Onshore |  |  | 0 | 0 | 0 | 0 | 0 | 0 | 0 | 0 | 0 | 0 | 0 | 0 | 0 | 0 | 0 | 0 | 0 | 0 | 0 | 0 | 0 | 0 | 0 | 0 | 0 | 0 | 0 | 0
PG&E GBA | PGE GBA | PGE | Salinas | 115 | 84 | Wind, Onshore |  |  | 0 | 0 | 0 | 0 | 0 | 0 | 0 | 0 | 0 | 0 | 0 | 0 | 0 | 0 | 0 | 0 | 0 | 0 | 0 | 0 | 0 | 0 | 0 | 0 | 0 | 0 | 0 | 0
SDGE | SDGE Imperial | SDGE | Salt Creek | 69 |  | Wind, Onshore |  |  | 0 | 0 | 0 | 0 | 0 | 0 | 0 | 0 | 0 | 0 | 0 | 0 | 0 | 0 | 0 | 0 | 0 | 0 | 0 | 0 | 0 | 0 | 0 | 0 | 0 | 0 | 0 | 0
SCE Eastern | SCE Eastern | SCE | San Bernardino | 230 | 156 | Wind, Onshore |  |  | 0 | 0 | 0 | 0 | 0 | 0 | 0 | 0 | 0 | 0 | 0 | 0 | 0 | 0 | 0 | 0 | 0 | 0 | 0 | 0 | 0 | 0 | 0 | 0 | 0 | 0 | 0 | 0
PG&E GBA | PGE GBA | PGE | SAN FRAN A (POTRERO PP) | 115 | 3 | Wind, Onshore |  |  | 0 | 0 | 0 | 0 | 0 | 0 | 0 | 0 | 0 | 0 | 0 | 0 | 0 | 0 | 0 | 0 | 0 | 0 | 0 | 0 | 0 | 0 | 0 | 0 | 0 | 0 | 0 | 0
PG&E GBA | PGE GBA | PGE | SAN FRAN A (POTRERO PP) | 230 | 3 | Wind, Onshore |  |  | 0 | 0 | 0 | 0 | 0 | 0 | 0 | 0 | 0 | 0 | 0 | 0 | 0 | 0 | 0 | 0 | 0 | 0 | 0 | 0 | 0 | 0 | 0 | 0 | 0 | 0 | 0 | 0
PG&E GBA | PGE GBA | PGE | San Jose A | 115 | 81 | Wind, Onshore |  |  | 0 | 0 | 0 | 0 | 0 | 0 | 0 | 0 | 0 | 0 | 0 | 0 | 0 | 0 | 0 | 0 | 0 | 0 | 0 | 0 | 0 | 0 | 0 | 0 | 0 | 0 | 0 | 0
PG&E GBA | PGE GBA | PGE | San Jose B | 115 | 11 | Wind, Onshore |  |  | 0 | 0 | 0 | 0 | 0 | 0 | 0 | 0 | 0 | 0 | 0 | 0 | 0 | 0 | 0 | 0 | 0 | 0 | 0 | 0 | 0 | 0 | 0 | 0 | 0 | 0 | 0 | 0
PG&E GBA | PGE GBA | PGE | San Leandro U | 115 | 6 | Wind, Onshore |  |  | 0 | 0 | 0 | 0 | 0 | 0 | 0 | 0 | 0 | 0 | 0 | 0 | 0 | 0 | 0 | 0 | 0 | 0 | 0 | 0 | 0 | 0 | 0 | 0 | 0 | 0 | 0 | 0
PG&E KERN | PGE Kern | PGE | San Luis Obispo | 115 | 111 | Wind, Onshore |  |  | 0 | 0 | 0 | 0 | 0 | 0 | 0 | 0 | 0 | 0 | 0 | 0 | 0 | 0 | 0 | 0 | 0 | 0 | 0 | 0 | 0 | 0 | 0 | 0 | 0 | 0 | 0 | 0
PG&E KERN | PGE Kern | PGE | San Luis Obispo | 70 |  | Wind, Onshore |  |  | 0 | 0 | 0 | 0 | 0 | 0 | 0 | 0 | 0 | 0 | 0 | 0 | 0 | 0 | 0 | 0 | 0 | 0 | 0 | 0 | 0 | 0 | 0 | 0 | 0 | 0 | 0 | 0
SDGE | SDGE Imperial | SDGE | San Luis Rey | 230 | 143 | Wind, Onshore |  |  | 0 | 0 | 0 | 0 | 0 | 0 | 0 | 0 | 0 | 0 | 0 | 0 | 0 | 0 | 0 | 0 | 0 | 0 | 0 | 0 | 0 | 0 | 0 | 0 | 0 | 0 | 0 | 0
SDGE | SDGE Imperial | SDGE | San Luis Rey | 69 |  | Wind, Onshore |  |  | 0 | 0 | 0 | 0 | 0 | 0 | 0 | 0 | 0 | 0 | 0 | 0 | 0 | 0 | 0 | 0 | 0 | 0 | 0 | 0 | 0 | 0 | 0 | 0 | 0 | 0 | 0 | 0
SDGE | SDGE Imperial | SDGE | San Marcos | 69 |  | Wind, Onshore |  |  | 0 | 0 | 0 | 0 | 0 | 0 | 0 | 0 | 0 | 0 | 0 | 0 | 0 | 0 | 0 | 0 | 0 | 0 | 0 | 0 | 0 | 0 | 0 | 0 | 0 | 0 | 0 | 0
SCE Metro | SCE Metro | SCE | San Onofre | 230 | 97 | Wind, Onshore |  |  | 0 | 0 | 0 | 0 | 0 | 0 | 0 | 0 | 0 | 0 | 0 | 0 | 0 | 0 | 0 | 0 | 0 | 0 | 0 | 0 | 0 | 0 | 0 | 0 | 0 | 0 | 0 | 0
PG&E GBA | PGE GBA | PGE | San Pablo | 115 | 56 | Wind, Onshore |  |  | 0 | 0 | 0 | 0 | 0 | 0 | 0 | 0 | 0 | 0 | 0 | 0 | 0 | 0 | 0 | 0 | 0 | 0 | 0 | 0 | 0 | 0 | 0 | 0 | 0 | 0 | 0 | 0
PG&E GBA | PGE GBA | PGE | San Ramon | 230 | 4 | Wind, Onshore |  |  | 0 | 0 | 0 | 0 | 0 | 0 | 0 | 0 | 0 | 0 | 0 | 0 | 0 | 0 | 0 | 0 | 0 | 0 | 0 | 0 | 0 | 0 | 0 | 0 | 0 | 0 | 0 | 0
SDGE | SDGE Imperial | SDGE | San Ysidro | 69 |  | Wind, Onshore |  |  | 0 | 0 | 0 | 0 | 0 | 0 | 0 | 0 | 0 | 0 | 0 | 0 | 0 | 0 | 0 | 0 | 0 | 0 | 0 | 0 | 0 | 0 | 0 | 0 | 0 | 0 | 0 | 0
SCE NOL | SCE NOL | SCE | Sandlot | 230 | 160 | Wind, Onshore |  |  | 0 | 0 | 0 | 0 | 0 | 0 | 0 | 0 | 0 | 0 | 0 | 0 | 0 | 0 | 0 | 0 | 0 | 0 | 0 | 0 | 0 | 0 | 0 | 0 | 0 | 0 | 0 | 0
EOP | SCE EOP | SCE | Sandy | 138 | 177 | Wind, Onshore |  |  | 0 | 0 | 0 | 0 | 0 | 0 | 0 | 0 | 0 | 0 | 0 | 0 | 0 | 0 | 0 | 0 | 0 | 0 | 0 | 0 | 0 | 0 | 0 | 0 | 0 | 0 | 0 | 0
PG&E FRESNO | PGE Fresno | PGE | Sanger | 115 | 152 | Wind, Onshore |  |  | 0 | 0 | 0 | 0 | 0 | 0 | 0 | 0 | 0 | 0 | 0 | 0 | 0 | 0 | 0 | 0 | 0 | 0 | 0 | 0 | 0 | 0 | 0 | 0 | 0 | 0 | 0 | 0
SCE Northern | SCE Northern | SCE | Santa Clara | 230 | 157 | Wind, Onshore |  |  | 0 | 0 | 0 | 0 | 0 | 0 | 0 | 0 | 0 | 0 | 0 | 0 | 0 | 0 | 0 | 0 | 0 | 0 | 0 | 0 | 0 | 0 | 0 | 0 | 0 | 0 | 0 | 0
PG&E NGBA | PGE NGBA | PGE | Santa Rosa A | 115 | 27 | Wind, Onshore |  |  | 0 | 0 | 0 | 0 | 0 | 0 | 0 | 0 | 0 | 0 | 0 | 0 | 0 | 0 | 0 | 0 | 0 | 0 | 0 | 0 | 0 | 0 | 0 | 0 | 0 | 0 | 0 | 0
PG&E GBA | PGE GBA | PGE | Santa Teresa | 115 | 81 | Wind, Onshore |  |  | 0 | 0 | 0 | 0 | 0 | 0 | 0 | 0 | 0 | 0 | 0 | 0 | 0 | 0 | 0 | 0 | 0 | 0 | 0 | 0 | 0 | 0 | 0 | 0 | 0 | 0 | 0 | 0
SDGE | SDGE Imperial | SDGE | Santee | 138 | 191 | Wind, Onshore |  |  | 0 | 0 | 0 | 0 | 0 | 0 | 0 | 0 | 0 | 0 | 0 | 0 | 0 | 0 | 0 | 0 | 0 | 0 | 0 | 0 | 0 | 0 | 0 | 0 | 0 | 0 | 0 | 0
SCE Metro | SCE Metro | SCE | Santiago | 230 | 97 | Wind, Onshore |  |  | 0 | 0 | 0 | 0 | 0 | 0 | 0 | 0 | 0 | 0 | 0 | 0 | 0 | 0 | 0 | 0 | 0 | 0 | 0 | 0 | 0 | 0 | 0 | 0 | 0 | 0 | 0 | 0
PG&E GBA | PGE GBA | PGE | Saratoga | 230 | 13 | Wind, Onshore |  |  | 0 | 0 | 0 | 0 | 0 | 0 | 0 | 0 | 0 | 0 | 0 | 0 | 0 | 0 | 0 | 0 | 0 | 0 | 0 | 0 | 0 | 0 | 0 | 0 | 0 | 0 | 0 | 0
SCE Northern | SCE Northern | SCE | Saugus | 230 | 131 | Wind, Onshore |  |  | 0 | 0 | 0 | 0 | 0 | 0 | 0 | 0 | 0 | 0 | 0 | 0 | 0 | 0 | 0 | 0 | 0 | 0 | 0 | 0 | 0 | 0 | 0 | 0 | 0 | 0 | 0 | 0
PG&E FRESNO | PGE Fresno | PGE | Schindler | 115 | 76 | Wind, Onshore |  |  | 0 | 0 | 0 | 0 | 0 | 0 | 0 | 0 | 0 | 0 | 0 | 0 | 0 | 0 | 0 | 0 | 0 | 0 | 0 | 0 | 0 | 0 | 0 | 0 | 0 | 0 | 0 | 0
PG&E FRESNO | PGE Fresno | PGE | Schindler | 70 |  | Wind, Onshore |  |  | 0 | 0 | 0 | 0 | 0 | 0 | 0 | 0 | 0 | 0 | 0 | 0 | 0 | 0 | 0 | 0 | 0 | 0 | 0 | 0 | 0 | 0 | 0 | 0 | 0 | 0 | 0 | 0
PG&E GBA | PGE GBA | PGE | Schulte | 115 | 41 | Wind, Onshore |  |  | 0 | 0 | 0 | 0 | 0 | 0 | 0 | 0 | 0 | 0 | 0 | 0 | 0 | 0 | 0 | 0 | 0 | 0 | 0 | 0 | 0 | 0 | 0 | 0 | 0 | 0 | 0 | 0
SDGE | SDGE Imperial | SDGE | Scripps | 69 |  | Wind, Onshore |  |  | 0 | 0 | 0 | 0 | 0 | 0 | 0 | 0 | 0 | 0 | 0 | 0 | 0 | 0 | 0 | 0 | 0 | 0 | 0 | 0 | 0 | 0 | 0 | 0 | 0 | 0 | 0 | 0
PG&E KERN | PGE Kern | PGE | Semitropic | 115 | 74 | Wind, Onshore |  |  | 0 | 0 | 0 | 0 | 0 | 0 | 0 | 0 | 0 | 0 | 0 | 0 | 0 | 0 | 0 | 0 | 0 | 0 | 0 | 0 | 0 | 0 | 0 | 0 | 0 | 0 | 0 | 0
SCE Metro | SCE Metro | SCE | Serrano | 230 | 97 | Wind, Onshore |  |  | 0 | 0 | 0 | 0 | 0 | 0 | 0 | 0 | 0 | 0 | 0 | 0 | 0 | 0 | 0 | 0 | 0 | 0 | 0 | 0 | 0 | 0 | 0 | 0 | 0 | 0 | 0 | 0
SCE Metro | SCE Metro | SCE | Serrano | 500 | 97 | Wind, Onshore |  |  | 0 | 0 | 0 | 0 | 0 | 0 | 0 | 0 | 0 | 0 | 0 | 0 | 0 | 0 | 0 | 0 | 0 | 0 | 0 | 0 | 0 | 0 | 0 | 0 | 0 | 0 | 0 | 0
SDGE | SDGE Imperial | SDGE | Shadowridge | 138 | 186 | Wind, Onshore |  |  | 0 | 0 | 0 | 0 | 0 | 0 | 0 | 0 | 0 | 0 | 0 | 0 | 0 | 0 | 0 | 0 | 0 | 0 | 0 | 0 | 0 | 0 | 0 | 0 | 0 | 0 | 0 | 0
PG&E KERN | PGE Kern | PGE | Shafter | 115 | 107 | Wind, Onshore |  |  | 0 | 0 | 0 | 0 | 0 | 0 | 0 | 0 | 0 | 0 | 0 | 0 | 0 | 0 | 0 | 0 | 0 | 0 | 0 | 0 | 0 | 0 | 0 | 0 | 0 | 0 | 0 | 0
PG&E NGBA | PGE NGBA | PGE | Silverado | 115 | 55 | Wind, Onshore |  |  | 0 | 0 | 0 | 0 | 0 | 0 | 0 | 0 | 0 | 0 | 0 | 0 | 0 | 0 | 0 | 0 | 0 | 0 | 0 | 0 | 0 | 0 | 0 | 0 | 0 | 0 | 0 | 0
SDGE | SDGE Imperial | SDGE | Silvergate | 230 | 193 | Wind, Onshore |  |  | 0 | 0 | 0 | 0 | 0 | 0 | 0 | 0 | 0 | 0 | 0 | 0 | 0 | 0 | 0 | 0 | 0 | 0 | 0 | 0 | 0 | 0 | 0 | 0 | 0 | 0 | 0 | 0
SDGE | SDGE Imperial | SDGE | Silvergate | 69 |  | Wind, Onshore |  |  | 0 | 0 | 0 | 0 | 0 | 0 | 0 | 0 | 0 | 0 | 0 | 0 | 0 | 0 | 0 | 0 | 0 | 0 | 0 | 0 | 0 | 0 | 0 | 0 | 0 | 0 | 0 | 0
PG&E KERN | PGE Kern | PGE | Sisquoc | 115 | 111 | Wind, Onshore |  |  | 0 | 0 | 0 | 0 | 0 | 0 | 0 | 0 | 0 | 0 | 0 | 0 | 0 | 0 | 0 | 0 | 0 | 0 | 0 | 0 | 0 | 0 | 0 | 0 | 0 | 0 | 0 | 0
EOP | SCE EOP | SCE | Sloan Canyon | 230 | 161 | Wind, Onshore |  |  | 0 | 0 | 0 | 0 | 0 | 0 | 0 | 0 | 0 | 0 | 0 | 0 | 0 | 0 | 0 | 0 | 0 | 0 | 0 | 0 | 0 | 0 | 0 | 0 | 0 | 0 | 0 | 0
EOP | SCE EOP | SCE | Sloan Canyon | 500 | 161 | Wind, Onshore |  |  | 0 | 0 | 0 | 0 | 0 | 0 | 0 | 0 | 0 | 0 | 0 | 0 | 0 | 0 | 0 | 0 | 0 | 0 | 0 | 0 | 0 | 0 | 0 | 0 | 0 | 0 | 0 | 0
PG&E KERN | PGE Kern | PGE | Smyrna | 115 | 113 | Wind, Onshore |  |  | 0 | 0 | 0 | 0 | 0 | 0 | 0 | 0 | 0 | 0 | 0 | 0 | 0 | 0 | 0 | 0 | 0 | 0 | 0 | 0 | 0 | 0 | 0 | 0 | 0 | 0 | 0 | 0
PG&E GBA | PGE GBA | PGE | Sobrante | 115 | 56 | Wind, Onshore |  |  | 0 | 0 | 0 | 0 | 0 | 0 | 0 | 0 | 0 | 0 | 0 | 0 | 0 | 0 | 0 | 0 | 0 | 0 | 0 | 0 | 0 | 0 | 0 | 0 | 0 | 0 | 0 | 0
PG&E GBA | PGE GBA | PGE | Sobrante | 230 | 51 | Wind, Onshore |  |  | 0 | 0 | 0 | 0 | 0 | 0 | 0 | 0 | 0 | 0 | 0 | 0 | 0 | 0 | 0 | 0 | 0 | 0 | 0 | 0 | 0 | 0 | 0 | 0 | 0 | 0 | 0 | 0
PG&E KERN | PGE Kern | PGE | Solar | 230 | 122 | Wind, Onshore |  |  | 0 | 0 | 0 | 0 | 0 | 0 | 0 | 0 | 0 | 0 | 0 | 0 | 0 | 0 | 0 | 0 | 0 | 0 | 0 | 0 | 0 | 0 | 0 | 0 | 0 | 0 | 0 | 0
PG&E GBA | PGE GBA | PGE | Soledad | 115 | 84 | Wind, Onshore |  |  | 0 | 0 | 0 | 0 | 0 | 0 | 0 | 0 | 0 | 0 | 0 | 0 | 0 | 0 | 0 | 0 | 0 | 0 | 0 | 0 | 0 | 0 | 0 | 0 | 0 | 0 | 0 | 0
PG&E GBA | PGE GBA | PGE | Soledad | 60 |  | Wind, Onshore |  |  | 0 | 0 | 0 | 0 | 0 | 0 | 0 | 0 | 0 | 0 | 0 | 0 | 0 | 0 | 0 | 0 | 0 | 0 | 0 | 0 | 0 | 0 | 0 | 0 | 0 | 0 | 0 | 0
SDGE | SDGE Imperial | SDGE | Spring Valley | 69 |  | Wind, Onshore |  |  | 0 | 0 | 0 | 0 | 0 | 0 | 0 | 0 | 0 | 0 | 0 | 0 | 0 | 0 | 0 | 0 | 0 | 0 | 0 | 0 | 0 | 0 | 0 | 0 | 0 | 0 | 0 | 0
SCE Northern | SCE Northern | SCE | Springville | 230 | 153 | Wind, Onshore |  |  | 0 | 0 | 0 | 0 | 0 | 0 | 0 | 0 | 0 | 0 | 0 | 0 | 0 | 0 | 0 | 0 | 0 | 0 | 0 | 0 | 0 | 0 | 0 | 0 | 0 | 0 | 0 | 0
PG&E GBA | PGE GBA | PGE | Stagg | 230 | 43 | Wind, Onshore |  |  | 0 | 0 | 0 | 0 | 0 | 0 | 0 | 0 | 0 | 0 | 0 | 0 | 0 | 0 | 0 | 0 | 0 | 0 | 0 | 0 | 0 | 0 | 0 | 0 | 0 | 0 | 0 | 0
PG&E GBA | PGE GBA | PGE | Standard Oil | 115 | 56 | Wind, Onshore |  |  | 0 | 0 | 0 | 0 | 0 | 0 | 0 | 0 | 0 | 0 | 0 | 0 | 0 | 0 | 0 | 0 | 0 | 0 | 0 | 0 | 0 | 0 | 0 | 0 | 0 | 0 | 0 | 0
PG&E GBA | PGE GBA | PGE | Stanislaus | 115 | 44 | Wind, Onshore |  |  | 0 | 0 | 0 | 0 | 0 | 0 | 0 | 0 | 0 | 0 | 0 | 0 | 0 | 0 | 0 | 0 | 0 | 0 | 0 | 0 | 0 | 0 | 0 | 0 | 0 | 0 | 0 | 0
PG&E KERN | PGE Kern | PGE | Stockdale | 115 | 72 | Wind, Onshore |  |  | 0 | 0 | 0 | 0 | 0 | 0 | 0 | 0 | 0 | 0 | 0 | 0 | 0 | 0 | 0 | 0 | 0 | 0 | 0 | 0 | 0 | 0 | 0 | 0 | 0 | 0 | 0 | 0
PG&E KERN | PGE Kern | PGE | Stockdale | 230 | 68 | Wind, Onshore |  |  | 0 | 0 | 0 | 0 | 0 | 0 | 0 | 0 | 0 | 0 | 0 | 0 | 0 | 0 | 0 | 0 | 0 | 0 | 0 | 0 | 0 | 0 | 0 | 0 | 0 | 0 | 0 | 0
PG&E GBA | PGE GBA | PGE | Stockton A | 115 | 65 | Wind, Onshore |  |  | 0 | 0 | 0 | 0 | 0 | 0 | 0 | 0 | 0 | 0 | 0 | 0 | 0 | 0 | 0 | 0 | 0 | 0 | 0 | 0 | 0 | 0 | 0 | 0 | 0 | 0 | 0 | 0
PG&E GBA | PGE GBA | PGE | Stone | 115 | 79 | Wind, Onshore |  |  | 0 | 0 | 0 | 0 | 0 | 0 | 0 | 0 | 0 | 0 | 0 | 0 | 0 | 0 | 0 | 0 | 0 | 0 | 0 | 0 | 0 | 0 | 0 | 0 | 0 | 0 | 0 | 0
PG&E FRESNO | PGE Fresno | PGE | Storey | 230 | 168 | Wind, Onshore |  |  | 0 | 0 | 0 | 0 | 0 | 0 | 0 | 0 | 0 | 0 | 0 | 0 | 0 | 0 | 0 | 0 | 0 | 0 | 0 | 0 | 0 | 0 | 0 | 0 | 0 | 0 | 0 | 0
PG&E NGBA | PGE NGBA | PGE | Summit | 115 | 21 | Wind, Onshore |  |  | 1 | 0 | 0 | 0 | 0 | 0 | 0 | 0 | 0 | 0 | 0 | 0 | 0 | 0 | 0 | 0 | 220 | 0 | 220 | 220 | 0 | 220 | 0 | 0 | 0 | 220 | 0 | 220
SDGE | SDGE Imperial | SDGE | Suncrest | 230 | 183 | Wind, Onshore |  |  | 0 | 0 | 0 | 0 | 0 | 0 | 0 | 0 | 0 | 0 | 0 | 0 | 0 | 0 | 0 | 0 | 0 | 0 | 0 | 0 | 0 | 0 | 0 | 0 | 0 | 0 | 0 | 0
SDGE | SDGE Imperial | SDGE | Suncrest | 500 | 183 | Wind, Onshore |  |  | 0 | 0 | 0 | 0 | 0 | 0 | 0 | 0 | 0 | 0 | 0 | 0 | 0 | 0 | 0 | 0 | 0 | 0 | 0 | 0 | 0 | 0 | 0 | 0 | 0 | 0 | 0 | 0
PG&E KERN | PGE Kern | PGE | Sunrise | 230 | 100 | Wind, Onshore |  |  | 0 | 0 | 0 | 0 | 0 | 0 | 0 | 0 | 0 | 0 | 0 | 0 | 0 | 0 | 0 | 0 | 0 | 0 | 0 | 0 | 0 | 0 | 0 | 0 | 0 | 0 | 0 | 0
PG&E KERN | PGE Kern | PGE | Sunset | 230 | 106 | Wind, Onshore |  |  | 0 | 0 | 0 | 0 | 0 | 0 | 0 | 0 | 0 | 0 | 0 | 0 | 0 | 0 | 0 | 0 | 0 | 0 | 0 | 0 | 0 | 0 | 0 | 0 | 0 | 0 | 0 | 0
PG&E GBA | PGE GBA | PGE | Swift | 115 | 11 | Wind, Onshore |  |  | 0 | 0 | 0 | 0 | 0 | 0 | 0 | 0 | 0 | 0 | 0 | 0 | 0 | 0 | 0 | 0 | 0 | 0 | 0 | 0 | 0 | 0 | 0 | 0 | 0 | 0 | 0 | 0
SDGE | SDGE Imperial | SDGE | Sycamore Canyon | 138 | 191 | Wind, Onshore |  |  | 0 | 0 | 0 | 0 | 0 | 0 | 0 | 0 | 0 | 0 | 0 | 0 | 0 | 0 | 0 | 0 | 0 | 0 | 0 | 0 | 0 | 0 | 0 | 0 | 0 | 0 | 0 | 0
SDGE | SDGE Imperial | SDGE | Sycamore Canyon | 230 | 190 | Wind, Onshore |  |  | 0 | 0 | 0 | 0 | 0 | 0 | 0 | 0 | 0 | 0 | 0 | 0 | 0 | 0 | 0 | 0 | 0 | 0 | 0 | 0 | 0 | 0 | 0 | 0 | 0 | 0 | 0 | 0
SDGE | SDGE Imperial | SDGE | Sycamore Canyon | 69 |  | Wind, Onshore |  |  | 0 | 0 | 0 | 0 | 0 | 0 | 0 | 0 | 0 | 0 | 0 | 0 | 0 | 0 | 0 | 0 | 0 | 0 | 0 | 0 | 0 | 0 | 0 | 0 | 0 | 0 | 0 | 0
SCE Northern | SCE Northern | SCE | Sylmar | 230 | 131 | Wind, Onshore |  |  | 0 | 0 | 0 | 0 | 0 | 0 | 0 | 0 | 0 | 0 | 0 | 0 | 0 | 0 | 0 | 0 | 0 | 0 | 0 | 0 | 0 | 0 | 0 | 0 | 0 | 0 | 0 | 0
PG&E NGBA | PGE NGBA | PGE | Table Mountain | 115 | 1 | Wind, Onshore |  |  | 0 | 0 | 0 | 0 | 0 | 0 | 0 | 0 | 0 | 0 | 0 | 0 | 0 | 0 | 0 | 0 | 0 | 0 | 0 | 0 | 0 | 0 | 0 | 0 | 0 | 0 | 0 | 0
PG&E NGBA | PGE NGBA | PGE | Table Mountain | 230 | 8 | Wind, Onshore |  |  | 0 | 0 | 0 | 0 | 0 | 0 | 0 | 0 | 0 | 0 | 0 | 0 | 0 | 0 | 0 | 0 | 0 | 0 | 0 | 0 | 0 | 0 | 0 | 0 | 0 | 0 | 0 | 0
PG&E NGBA | PGE NGBA | PGE | Table Mountain | 500 | 1 | Wind, Onshore |  |  | 0 | 0 | 0 | 0 | 0 | 0 | 0 | 0 | 0 | 0 | 0 | 0 | 0 | 0 | 0 | 0 | 0 | 0 | 0 | 0 | 0 | 0 | 0 | 0 | 0 | 0 | 0 | 0
PG&E NGBA | PGE NGBA | PGE | Table Mountain | 60 |  | Wind, Onshore |  |  | 0 | 0 | 0 | 0 | 0 | 0 | 0 | 0 | 0 | 0 | 0 | 0 | 0 | 0 | 0 | 0 | 0 | 0 | 0 | 0 | 0 | 0 | 0 | 0 | 0 | 0 | 0 | 0
PG&E KERN | PGE Kern | PGE | Taft | 115 | 106 | Wind, Onshore |  |  | 0 | 0 | 0 | 0 | 0 | 0 | 0 | 0 | 0 | 0 | 0 | 0 | 0 | 0 | 0 | 0 | 0 | 0 | 0 | 0 | 0 | 0 | 0 | 0 | 0 | 0 | 0 | 0
SDGE | SDGE Imperial | SDGE | Talega | 138 | 187 | Wind, Onshore |  |  | 0 | 0 | 0 | 0 | 0 | 0 | 0 | 0 | 0 | 0 | 0 | 0 | 0 | 0 | 0 | 0 | 0 | 0 | 0 | 0 | 0 | 0 | 0 | 0 | 0 | 0 | 0 | 0
SDGE | SDGE Imperial | SDGE | Talega | 230 | 173 | Wind, Onshore |  |  | 0 | 0 | 0 | 0 | 0 | 0 | 0 | 0 | 0 | 0 | 0 | 0 | 0 | 0 | 0 | 0 | 0 | 0 | 0 | 0 | 0 | 0 | 0 | 0 | 0 | 0 | 0 | 0
PG&E GBA | PGE GBA | PGE | Tassajara | 230 | 1 | Wind, Onshore |  |  | 0 | 0 | 0 | 0 | 0 | 0 | 0 | 0 | 0 | 0 | 0 | 0 | 0 | 0 | 0 | 0 | 0 | 0 | 0 | 0 | 0 | 0 | 0 | 0 | 0 | 0 | 0 | 0
PG&E KERN | PGE Kern | PGE | Tejon | 70 |  | Wind, Onshore |  |  | 0 | 0 | 0 | 0 | 0 | 0 | 0 | 0 | 0 | 0 | 0 | 0 | 0 | 0 | 0 | 0 | 0 | 0 | 0 | 0 | 0 | 0 | 0 | 0 | 0 | 0 | 0 | 0
SDGE | SDGE Imperial | SDGE | Telegraph Canyon | 138 | 192 | Wind, Onshore |  |  | 0 | 0 | 0 | 0 | 0 | 0 | 0 | 0 | 0 | 0 | 0 | 0 | 0 | 0 | 0 | 0 | 0 | 0 | 0 | 0 | 0 | 0 | 0 | 0 | 0 | 0 | 0 | 0
PG&E KERN | PGE Kern | PGE | Temblor | 115 | 100 | Wind, Onshore |  |  | 0 | 0 | 0 | 0 | 0 | 0 | 0 | 0 | 0 | 0 | 0 | 0 | 0 | 0 | 0 | 0 | 0 | 0 | 0 | 0 | 0 | 0 | 0 | 0 | 0 | 0 | 0 | 0
PG&E KERN | PGE Kern | PGE | Templeton | 230 | 122 | Wind, Onshore |  |  | 0 | 0 | 0 | 0 | 0 | 0 | 0 | 0 | 0 | 0 | 0 | 0 | 0 | 0 | 0 | 0 | 0 | 0 | 0 | 0 | 0 | 0 | 0 | 0 | 0 | 0 | 0 | 0
PG&E KERN | PGE Kern | PGE | Templeton | 70 |  | Wind, Onshore |  |  | 0 | 0 | 0 | 0 | 0 | 0 | 0 | 0 | 0 | 0 | 0 | 0 | 0 | 0 | 0 | 0 | 0 | 0 | 0 | 0 | 0 | 0 | 0 | 0 | 0 | 0 | 0 | 0
PG&E GBA | PGE GBA | PGE | Tesla | 115 | 38 | Wind, Onshore |  |  | 0 | 0 | 0 | 0 | 0 | 0 | 0 | 0 | 0 | 0 | 0 | 0 | 0 | 0 | 0 | 0 | 0 | 0 | 0 | 0 | 0 | 0 | 0 | 0 | 0 | 0 | 0 | 0
PG&E GBA | PGE GBA | PGE | Tesla | 230 | 48 | Wind, Onshore |  |  | 0 | 0 | 0 | 0 | 0 | 0 | 0 | 0 | 0 | 0 | 0 | 0 | 0 | 0 | 0 | 0 | 0 | 0 | 0 | 0 | 0 | 0 | 0 | 0 | 0 | 0 | 0 | 0
PG&E GBA | PGE GBA | PGE | Tesla | 500 | 45 | Wind, Onshore |  |  | 0 | 0 | 0 | 0 | 0 | 0 | 0 | 0 | 0 | 0 | 0 | 0 | 0 | 0 | 0 | 0 | 0 | 0 | 0 | 0 | 0 | 0 | 0 | 0 | 0 | 0 | 0 | 0
PG&E KERN | PGE Kern | PGE | Tevis | 115 | 99 | Wind, Onshore |  |  | 0 | 0 | 0 | 0 | 0 | 0 | 0 | 0 | 0 | 0 | 0 | 0 | 0 | 0 | 0 | 0 | 0 | 0 | 0 | 0 | 0 | 0 | 0 | 0 | 0 | 0 | 0 | 0
EOP | SCE EOP | SCE | Thousandaire | 138 | 177 | Wind, Onshore |  |  | 0 | 0 | 0 | 0 | 0 | 0 | 0 | 0 | 0 | 0 | 0 | 0 | 0 | 0 | 0 | 0 | 0 | 0 | 0 | 0 | 0 | 0 | 0 | 0 | 0 | 0 | 0 | 0
PG&E KERN | PGE Kern | PGE | Topaz | 230 | 122 | Wind, Onshore |  |  | 0 | 0 | 0 | 0 | 0 | 0 | 0 | 0 | 0 | 0 | 0 | 0 | 0 | 0 | 0 | 0 | 0 | 0 | 0 | 0 | 0 | 0 | 0 | 0 | 0 | 0 | 0 | 0
SCE NOL | SCE NOL | SCE | Tortilla | 115 | 160 | Wind, Onshore |  |  | 0 | 0 | 0 | 0 | 0 | 0 | 0 | 0 | 0 | 0 | 0 | 0 | 0 | 0 | 0 | 0 | 0 | 0 | 0 | 0 | 0 | 0 | 0 | 0 | 0 | 0 | 0 | 0
SDGE | SDGE Imperial | SDGE | Trabuco | 138 | 187 | Wind, Onshore |  |  | 0 | 0 | 0 | 0 | 0 | 0 | 0 | 0 | 0 | 0 | 0 | 0 | 0 | 0 | 0 | 0 | 0 | 0 | 0 | 0 | 0 | 0 | 0 | 0 | 0 | 0 | 0 | 0
PG&E GBA | PGE GBA | PGE | Tracy | 115 | 12 | Wind, Onshore |  |  | 0 | 0 | 0 | 0 | 0 | 0 | 0 | 0 | 0 | 0 | 0 | 0 | 0 | 0 | 0 | 0 | 0 | 0 | 0 | 0 | 0 | 0 | 0 | 0 | 0 | 0 | 0 | 0
PG&E FRESNO | PGE Fresno | PGE | Tranquility | 230 | 117 | Wind, Onshore |  |  | 0 | 0 | 0 | 0 | 0 | 0 | 0 | 0 | 0 | 0 | 0 | 0 | 0 | 0 | 0 | 0 | 0 | 0 | 0 | 0 | 0 | 0 | 0 | 0 | 0 | 0 | 0 | 0
PG&E GBA | PGE GBA | PGE | Trimble | 115 | 81 | Wind, Onshore |  |  | 0 | 0 | 0 | 0 | 0 | 0 | 0 | 0 | 0 | 0 | 0 | 0 | 0 | 0 | 0 | 0 | 0 | 0 | 0 | 0 | 0 | 0 | 0 | 0 | 0 | 0 | 0 | 0
EOP | SCE EOP | SCE | Trout Canyon | 230 | 177 | Wind, Onshore |  |  | 0 | 0 | 0 | 0 | 0 | 0 | 0 | 0 | 0 | 0 | 0 | 0 | 0 | 0 | 0 | 0 | 0 | 0 | 0 | 0 | 0 | 0 | 0 | 0 | 0 | 0 | 0 | 0
EOP | SCE EOP | SCE | Trout Canyon | 500 | 177 | Wind, Onshore |  |  | 0 | 0 | 0 | 0 | 0 | 0 | 0 | 0 | 0 | 0 | 0 | 0 | 0 | 0 | 0 | 0 | 0 | 0 | 0 | 0 | 0 | 0 | 0 | 0 | 0 | 0 | 0 | 0
PG&E NGBA | PGE NGBA | PGE | Tulucay | 230 | 27 | Wind, Onshore |  |  | 0 | 0 | 0 | 0 | 0 | 0 | 0 | 0 | 0 | 0 | 0 | 0 | 0 | 0 | 0 | 0 | 0 | 0 | 0 | 0 | 0 | 0 | 0 | 0 | 0 | 0 | 0 | 0
PG&E NGBA | PGE NGBA | PGE | Tulucay | 60 |  | Wind, Onshore |  |  | 0 | 0 | 0 | 0 | 0 | 0 | 0 | 0 | 0 | 0 | 0 | 0 | 0 | 0 | 0 | 0 | 0 | 0 | 0 | 0 | 0 | 0 | 0 | 0 | 0 | 0 | 0 | 0
PG&E KERN | PGE Kern | PGE | Tupman | 115 | 95 | Wind, Onshore |  |  | 0 | 0 | 0 | 0 | 0 | 0 | 0 | 0 | 0 | 0 | 0 | 0 | 0 | 0 | 0 | 0 | 0 | 0 | 0 | 0 | 0 | 0 | 0 | 0 | 0 | 0 | 0 | 0
PG&E NGBA | PGE NGBA | PGE | Ukiah | 115 | 37 | Wind, Onshore |  |  | 0 | 0 | 0 | 0 | 0 | 0 | 0 | 0 | 0 | 0 | 0 | 0 | 0 | 0 | 0 | 0 | 0 | 0 | 0 | 0 | 0 | 0 | 0 | 0 | 0 | 0 | 0 | 0
PG&E KERN | PGE Kern | PGE | Union (Estrella) | 70 |  | Wind, Onshore |  |  | 0 | 0 | 0 | 0 | 0 | 0 | 0 | 0 | 0 | 0 | 0 | 0 | 0 | 0 | 0 | 0 | 0 | 0 | 0 | 0 | 0 | 0 | 0 | 0 | 0 | 0 | 0 | 0
PG&E NGBA | PGE NGBA | PGE | Vaca Dixon | 115 | 39 | Wind, Onshore |  |  | 0 | 0 | 0 | 0 | 0 | 0 | 0 | 0 | 0 | 0 | 0 | 0 | 0 | 0 | 0 | 0 | 0 | 0 | 0 | 0 | 0 | 0 | 0 | 0 | 0 | 0 | 0 | 0
PG&E NGBA | PGE NGBA | PGE | Vaca Dixon | 230 | 33 | Wind, Onshore |  |  | 1 | 0 | 0 | 0 | 0 | 0 | 0 | 0 | 0 | 0 | 0 | 0 | 0 | 0 | 0 | 0 | 70 | 0 | 70 | 70 | 0 | 70 | 0 | 0 | 0 | 70 | 0 | 70
PG&E NGBA | PGE NGBA | PGE | Vaca Dixon | 500 | 28 | Wind, Onshore |  |  | 0 | 0 | 0 | 0 | 0 | 0 | 0 | 0 | 0 | 0 | 0 | 0 | 0 | 0 | 0 | 0 | 0 | 0 | 0 | 0 | 0 | 0 | 0 | 0 | 0 | 0 | 0 | 0
PG&E NGBA | PGE NGBA | PGE | Vaca Dixon | 60 |  | Wind, Onshore |  |  | 0 | 0 | 0 | 0 | 0 | 0 | 0 | 0 | 0 | 0 | 0 | 0 | 0 | 0 | 0 | 0 | 0 | 0 | 0 | 0 | 0 | 0 | 0 | 0 | 0 | 0 | 0 | 0
SCE Eastern | SCE Eastern | SCE | Valley (SCE) | 500 | 156 | Wind, Onshore |  |  | 0 | 0 | 0 | 0 | 0 | 0 | 0 | 0 | 0 | 0 | 0 | 0 | 0 | 0 | 0 | 0 | 0 | 0 | 0 | 0 | 0 | 0 | 0 | 0 | 0 | 0 | 0 | 0
EOP | SCE EOP | SCE | Valley (VEA) | 138 | 177 | Wind, Onshore |  |  | 0 | 0 | 0 | 0 | 0 | 0 | 0 | 0 | 0 | 0 | 0 | 0 | 0 | 0 | 0 | 0 | 0 | 0 | 0 | 0 | 0 | 0 | 0 | 0 | 0 | 0 | 0 | 0
SDGE | SDGE Imperial | SDGE | Valley Center | 69 |  | Wind, Onshore |  |  | 0 | 0 | 0 | 0 | 0 | 0 | 0 | 0 | 0 | 0 | 0 | 0 | 0 | 0 | 0 | 0 | 0 | 0 | 0 | 0 | 0 | 0 | 0 | 0 | 0 | 0 | 0 | 0
PG&E GBA | PGE GBA | PGE | Valley Home | 115 | 36 | Wind, Onshore |  |  | 0 | 0 | 0 | 0 | 0 | 0 | 0 | 0 | 0 | 0 | 0 | 0 | 0 | 0 | 0 | 0 | 0 | 0 | 0 | 0 | 0 | 0 | 0 | 0 | 0 | 0 | 0 | 0
PG&E GBA | PGE GBA | PGE | Valley Springs | 230 | 65 | Wind, Onshore |  |  | 0 | 0 | 0 | 0 | 0 | 0 | 0 | 0 | 0 | 0 | 0 | 0 | 0 | 0 | 0 | 0 | 0 | 0 | 0 | 0 | 0 | 0 | 0 | 0 | 0 | 0 | 0 | 0
PG&E GBA | PGE GBA | PGE | Valley Springs | 60 |  | Wind, Onshore |  |  | 0 | 0 | 0 | 0 | 0 | 0 | 0 | 0 | 0 | 0 | 0 | 0 | 0 | 0 | 0 | 0 | 0 | 0 | 0 | 0 | 0 | 0 | 0 | 0 | 0 | 0 | 0 | 0
EOP | SCE EOP | SCE | Valley Switch | 138 | 177 | Wind, Onshore |  |  | 0 | 0 | 0 | 0 | 0 | 0 | 0 | 0 | 0 | 0 | 0 | 0 | 0 | 0 | 0 | 0 | 0 | 0 | 0 | 0 | 0 | 0 | 0 | 0 | 0 | 0 | 0 | 0
EOP | SCE EOP | SCE | Valley Switch | 230 | 177 | Wind, Onshore |  |  | 0 | 0 | 0 | 0 | 0 | 0 | 0 | 0 | 0 | 0 | 0 | 0 | 0 | 0 | 0 | 0 | 0 | 0 | 0 | 0 | 0 | 0 | 0 | 0 | 0 | 0 | 0 | 0
PG&E GBA | PGE GBA | PGE | Vasco | 230 | 42 | Wind, Onshore |  |  | 0 | 0 | 0 | 0 | 0 | 0 | 0 | 0 | 0 | 0 | 0 | 0 | 0 | 0 | 0 | 0 | 0 | 0 | 0 | 0 | 0 | 0 | 0 | 0 | 0 | 0 | 0 | 0
PG&E GBA | PGE GBA | PGE | Vasona | 230 | 80 | Wind, Onshore |  |  | 0 | 0 | 0 | 0 | 0 | 0 | 0 | 0 | 0 | 0 | 0 | 0 | 0 | 0 | 0 | 0 | 0 | 0 | 0 | 0 | 0 | 0 | 0 | 0 | 0 | 0 | 0 | 0
SCE Northern | SCE Northern | SCE | Vestal | 230 | 153 | Wind, Onshore |  |  | 0 | 0 | 0 | 0 | 0 | 0 | 0 | 0 | 0 | 0 | 0 | 0 | 0 | 0 | 0 | 0 | 0 | 0 | 0 | 0 | 0 | 0 | 0 | 0 | 0 | 0 | 0 | 0
SCE Northern | SCE Northern | SCE | Vestal | 66 |  | Wind, Onshore |  |  | 0 | 0 | 0 | 0 | 0 | 0 | 0 | 0 | 0 | 0 | 0 | 0 | 0 | 0 | 0 | 0 | 0 | 0 | 0 | 0 | 0 | 0 | 0 | 0 | 0 | 0 | 0 | 0
SCE NOL | SCE NOL | SCE | Victor | 115 | 146 | Wind, Onshore |  |  | 0 | 0 | 0 | 0 | 0 | 0 | 0 | 0 | 0 | 0 | 0 | 0 | 0 | 0 | 0 | 0 | 0 | 0 | 0 | 0 | 0 | 0 | 0 | 0 | 0 | 0 | 0 | 0
SCE NOL | SCE NOL | SCE | Victor | 230 | 146 | Wind, Onshore |  |  | 0 | 0 | 0 | 0 | 0 | 0 | 0 | 0 | 0 | 0 | 0 | 0 | 0 | 0 | 0 | 0 | 0 | 0 | 0 | 0 | 0 | 0 | 0 | 0 | 0 | 0 | 0 | 0
SCE Metro | SCE Metro | SCE | Viejo | 230 | 97 | Wind, Onshore |  |  | 0 | 0 | 0 | 0 | 0 | 0 | 0 | 0 | 0 | 0 | 0 | 0 | 0 | 0 | 0 | 0 | 0 | 0 | 0 | 0 | 0 | 0 | 0 | 0 | 0 | 0 | 0 | 0
PG&E GBA | PGE GBA | PGE | Vierra | 115 | 44 | Wind, Onshore |  |  | 0 | 0 | 0 | 0 | 0 | 0 | 0 | 0 | 0 | 0 | 0 | 0 | 0 | 0 | 0 | 0 | 0 | 0 | 0 | 0 | 0 | 0 | 0 | 0 | 0 | 0 | 0 | 0
SCE Metro | SCE Metro | SCE | Villa Park | 230 | 97 | Wind, Onshore |  |  | 0 | 0 | 0 | 0 | 0 | 0 | 0 | 0 | 0 | 0 | 0 | 0 | 0 | 0 | 0 | 0 | 0 | 0 | 0 | 0 | 0 | 0 | 0 | 0 | 0 | 0 | 0 | 0
SCE Northern | SCE Northern | SCE | Vincent | 230 | 91 | Wind, Onshore |  |  | 0 | 0 | 0 | 0 | 0 | 0 | 0 | 0 | 0 | 0 | 0 | 0 | 0 | 0 | 0 | 0 | 0 | 0 | 0 | 0 | 0 | 0 | 0 | 0 | 0 | 0 | 0 | 0
SCE Northern | SCE Northern | SCE | Vincent | 500 | 91 | Wind, Onshore |  |  | 0 | 0 | 0 | 0 | 0 | 0 | 0 | 0 | 0 | 0 | 0 | 0 | 0 | 0 | 0 | 0 | 0 | 0 | 0 | 0 | 0 | 0 | 0 | 0 | 0 | 0 | 0 | 0
PG&E GBA | PGE GBA | PGE | Vineyard | 230 | 42 | Wind, Onshore |  |  | 0 | 0 | 0 | 0 | 0 | 0 | 0 | 0 | 0 | 0 | 0 | 0 | 0 | 0 | 0 | 0 | 0 | 0 | 0 | 0 | 0 | 0 | 0 | 0 | 0 | 0 | 0 | 0
SDGE | PGE GBA | PGE | Vineyard | 69 |  | Wind, Onshore |  |  | 0 | 0 | 0 | 0 | 0 | 0 | 0 | 0 | 0 | 0 | 0 | 0 | 0 | 0 | 0 | 0 | 0 | 0 | 0 | 0 | 0 | 0 | 0 | 0 | 0 | 0 | 0 | 0
SCE Eastern | SCE Eastern | SCE | Vista (SCE) | 230 | 156 | Wind, Onshore |  |  | 0 | 0 | 0 | 0 | 0 | 0 | 0 | 0 | 0 | 0 | 0 | 0 | 0 | 0 | 0 | 0 | 0 | 0 | 0 | 0 | 0 | 0 | 0 | 0 | 0 | 0 | 0 | 0
EOP | SCE EOP | SCE | Vista (VEA) | 138 | 177 | Wind, Onshore |  |  | 0 | 0 | 0 | 0 | 0 | 0 | 0 | 0 | 0 | 0 | 0 | 0 | 0 | 0 | 0 | 0 | 0 | 0 | 0 | 0 | 0 | 0 | 0 | 0 | 0 | 0 | 0 | 0
EOP | SCE EOP | SCE | Vista (VEA) | 230 | 177 | Wind, Onshore |  |  | 0 | 0 | 0 | 0 | 0 | 0 | 0 | 0 | 0 | 0 | 0 | 0 | 0 | 0 | 0 | 0 | 0 | 0 | 0 | 0 | 0 | 0 | 0 | 0 | 0 | 0 | 0 | 0
PG&E FRESNO | PGE Fresno | PGE | Wahtoke | 115 | 105 | Wind, Onshore |  |  | 0 | 0 | 0 | 0 | 0 | 0 | 0 | 0 | 0 | 0 | 0 | 0 | 0 | 0 | 0 | 0 | 0 | 0 | 0 | 0 | 0 | 0 | 0 | 0 | 0 | 0 | 0 | 0
SCE Northern | SCE Northern | SCE | Wakefield | 66 |  | Wind, Onshore |  |  | 0 | 0 | 0 | 0 | 0 | 0 | 0 | 0 | 0 | 0 | 0 | 0 | 0 | 0 | 0 | 0 | 0 | 0 | 0 | 0 | 0 | 0 | 0 | 0 | 0 | 0 | 0 | 0
SCE Metro | SCE Metro | SCE | Walnut | 230 | 97 | Wind, Onshore |  |  | 0 | 0 | 0 | 0 | 0 | 0 | 0 | 0 | 0 | 0 | 0 | 0 | 0 | 0 | 0 | 0 | 0 | 0 | 0 | 0 | 0 | 0 | 0 | 0 | 0 | 0 | 0 | 0
SCE Northern | SCE Northern | SCE | Warne | 230 | 159 | Wind, Onshore |  |  | 0 | 0 | 0 | 0 | 0 | 0 | 0 | 0 | 0 | 0 | 0 | 0 | 0 | 0 | 0 | 0 | 0 | 0 | 0 | 0 | 0 | 0 | 0 | 0 | 0 | 0 | 0 | 0
PG&E GBA | PGE GBA | PGE | Warnerville | 230 | 155 | Wind, Onshore |  |  | 0 | 0 | 0 | 0 | 0 | 0 | 0 | 0 | 0 | 0 | 0 | 0 | 0 | 0 | 0 | 0 | 0 | 0 | 0 | 0 | 0 | 0 | 0 | 0 | 0 | 0 | 0 | 0
PG&E FRESNO | PGE Fresno | PGE | Waukena | 115 | 105 | Wind, Onshore |  |  | 0 | 0 | 0 | 0 | 0 | 0 | 0 | 0 | 0 | 0 | 0 | 0 | 0 | 0 | 0 | 0 | 0 | 0 | 0 | 0 | 0 | 0 | 0 | 0 | 0 | 0 | 0 | 0
PG&E GBA | PGE GBA | PGE | Weber | 230 | 15 | Wind, Onshore |  |  | 0 | 0 | 0 | 0 | 0 | 0 | 0 | 0 | 0 | 0 | 0 | 0 | 0 | 0 | 0 | 0 | 0 | 0 | 0 | 0 | 0 | 0 | 0 | 0 | 0 | 0 | 0 | 0
PG&E GBA | PGE GBA | PGE | Weber | 60 |  | Wind, Onshore |  |  | 0 | 0 | 0 | 0 | 0 | 0 | 0 | 0 | 0 | 0 | 0 | 0 | 0 | 0 | 0 | 0 | 0 | 0 | 0 | 0 | 0 | 0 | 0 | 0 | 0 | 0 | 0 | 0
PG&E FRESNO | PGE Fresno | PGE | West Fresno | 115 | 117 | Wind, Onshore |  |  | 0 | 0 | 0 | 0 | 0 | 0 | 0 | 0 | 0 | 0 | 0 | 0 | 0 | 0 | 0 | 0 | 0 | 0 | 0 | 0 | 0 | 0 | 0 | 0 | 0 | 0 | 0 | 0
PG&E FRESNO | PGE Fresno | PGE | Westley | 230 | 64 | Wind, Onshore |  |  | 0 | 0 | 0 | 0 | 0 | 0 | 0 | 0 | 0 | 0 | 0 | 0 | 0 | 0 | 0 | 0 | 0 | 0 | 0 | 0 | 0 | 0 | 0 | 0 | 0 | 0 | 0 | 0
PG&E KERN | PGE Kern | PGE | Westpark | 115 | 68 | Wind, Onshore |  |  | 0 | 0 | 0 | 0 | 0 | 0 | 0 | 0 | 0 | 0 | 0 | 0 | 0 | 0 | 0 | 0 | 0 | 0 | 0 | 0 | 0 | 0 | 0 | 0 | 0 | 0 | 0 | 0
PG&E KERN | PGE Kern | PGE | Wheeler Ridge | 230 | 103 | Wind, Onshore |  |  | 0 | 0 | 0 | 0 | 0 | 0 | 0 | 0 | 0 | 0 | 0 | 0 | 0 | 0 | 0 | 0 | 0 | 0 | 0 | 0 | 0 | 0 | 0 | 0 | 0 | 0 | 0 | 0
PG&E KERN | PGE Kern | PGE | Wheeler Ridge | 115 | 68 | Wind, Onshore |  |  | 0 | 0 | 0 | 0 | 0 | 0 | 0 | 0 | 0 | 0 | 0 | 0 | 0 | 0 | 0 | 0 | 0 | 0 | 0 | 0 | 0 | 0 | 0 | 0 | 0 | 0 | 0 | 0
PG&E KERN | PGE Kern | PGE | Wheeler Ridge | 70 |  | Wind, Onshore |  |  | 0 | 0 | 0 | 0 | 0 | 0 | 0 | 0 | 0 | 0 | 0 | 0 | 0 | 0 | 0 | 0 | 0 | 0 | 0 | 0 | 0 | 0 | 0 | 0 | 0 | 0 | 0 | 0
SCE Northern | SCE Northern | SCE | Whirlwind | 230 | 124 | Wind, Onshore |  |  | 0 | 0 | 0 | 0 | 0 | 0 | 0 | 0 | 0 | 0 | 0 | 0 | 0 | 0 | 0 | 0 | 0 | 0 | 0 | 0 | 0 | 0 | 0 | 0 | 0 | 0 | 0 | 0
SCE Northern | SCE Northern | SCE | Whirlwind | 500 | 124 | Wind, Onshore |  |  | 0 | 0 | 0 | 0 | 0 | 0 | 0 | 0 | 0 | 0 | 0 | 0 | 0 | 0 | 0 | 0 | 0 | 0 | 0 | 0 | 0 | 0 | 0 | 0 | 0 | 0 | 0 | 0
PG&E GBA | PGE GBA | PGE | Whisman | 115 | 78 | Wind, Onshore |  |  | 0 | 0 | 0 | 0 | 0 | 0 | 0 | 0 | 0 | 0 | 0 | 0 | 0 | 0 | 0 | 0 | 0 | 0 | 0 | 0 | 0 | 0 | 0 | 0 | 0 | 0 | 0 | 0
SCE Eastern | SCE Eastern | SCE | Wildlife | 230 | 156 | Wind, Onshore |  |  | 0 | 0 | 0 | 0 | 0 | 0 | 0 | 0 | 0 | 0 | 0 | 0 | 0 | 0 | 0 | 0 | 0 | 0 | 0 | 0 | 0 | 0 | 0 | 0 | 0 | 0 | 0 | 0
PG&E FRESNO | PGE Fresno | PGE | Wilson | 115 | 158 | Wind, Onshore |  |  | 0 | 0 | 0 | 0 | 0 | 0 | 0 | 0 | 0 | 0 | 0 | 0 | 0 | 0 | 0 | 0 | 0 | 0 | 0 | 0 | 0 | 0 | 0 | 0 | 0 | 0 | 0 | 0
PG&E FRESNO | PGE Fresno | PGE | Wilson | 230 | 169 | Wind, Onshore |  |  | 0 | 0 | 0 | 0 | 0 | 0 | 0 | 0 | 0 | 0 | 0 | 0 | 0 | 0 | 0 | 0 | 0 | 0 | 0 | 0 | 0 | 0 | 0 | 0 | 0 | 0 | 0 | 0
SCE Northern | SCE Northern | SCE | Windhub | 230 | 147 | Wind, Onshore |  |  | 0 | 0 | 0 | 0 | 0 | 0 | 0 | 0 | 0 | 0 | 0 | 0 | 0 | 0 | 0 | 0 | 0 | 0 | 0 | 0 | 0 | 0 | 0 | 0 | 0 | 0 | 0 | 0
SCE Northern | SCE Northern | SCE | Windhub | 500 | 147 | Wind, Onshore |  |  | 0 | 0 | 0 | 0 | 0 | 0 | 0 | 0 | 0 | 0 | 0 | 0 | 0 | 0 | 0 | 0 | 0 | 0 | 0 | 0 | 0 | 0 | 0 | 0 | 0 | 0 | 0 | 0
PG&E GBA | PGE GBA | PGE | Windmaster | 230 | 32 | Wind, Onshore |  |  | 0 | 0 | 0 | 0 | 0 | 0 | 0 | 0 | 0 | 0 | 0 | 0 | 0 | 0 | 0 | 0 | 0 | 0 | 0 | 0 | 0 | 0 | 0 | 0 | 0 | 0 | 0 | 0
PG&E NGBA | PGE NGBA | PGE | Windsor | 60 |  | Wind, Onshore |  |  | 0 | 0 | 0 | 0 | 0 | 0 | 0 | 0 | 0 | 0 | 0 | 0 | 0 | 0 | 0 | 0 | 0 | 0 | 0 | 0 | 0 | 0 | 0 | 0 | 0 | 0 | 0 | 0
PG&E NGBA | PGE NGBA | PGE | Woodland | 115 | 18 | Wind, Onshore |  |  | 0 | 0 | 0 | 0 | 0 | 0 | 0 | 0 | 0 | 0 | 0 | 0 | 0 | 0 | 0 | 0 | 0 | 0 | 0 | 0 | 0 | 0 | 0 | 0 | 0 | 0 | 0 | 0
PG&E FRESNO | PGE Fresno | PGE | Woodward | 115 | 136 | Wind, Onshore |  |  | 0 | 0 | 0 | 0 | 0 | 0 | 0 | 0 | 0 | 0 | 0 | 0 | 0 | 0 | 0 | 0 | 0 | 0 | 0 | 0 | 0 | 0 | 0 | 0 | 0 | 0 | 0 | 0
PG&E NGBA | PGE NGBA | PGE | Wyandotte | 115 | 22 | Wind, Onshore |  |  | 0 | 0 | 0 | 0 | 0 | 0 | 0 | 0 | 0 | 0 | 0 | 0 | 0 | 0 | 0 | 0 | 0 | 0 | 0 | 0 | 0 | 0 | 0 | 0 | 0 | 0 | 0 | 0
PG&E KERN | PGE Kern | PGE | 7th Standard | 115 | 109 | Distributed_Solar |  |  | 0 |  | 0 | 0 |  | 0 | 0 |  | 0 | 0 | 0 | 0 | 0 |  | 0 | 0 | 0 | 0 | 0 |  | 0 | 0 | 0 | 0 | 0 | 0 | 0 | 0
SCE Metro | SCE Metro | SCE | Alamitos | 230 | 132 | Distributed_Solar |  |  | 0 |  | 0 | 0 |  | 0 | 0 |  | 0 | 0 | 0 | 0 | 0 |  | 0 | 0 | 0 | 0 | 0 |  | 0 | 0 | 0 | 0 | 0 | 0 | 0 | 0
SCE Eastern | SCE Eastern | SCE | Alberhill | 115 | 156 | Distributed_Solar |  |  | 0 |  | 0 | 0 |  | 0 | 0 |  | 0 | 0 | 0 | 0 | 0 |  | 0 | 0 | 0 | 0 | 0 |  | 0 | 0 | 0 | 0 | 0 | 0 | 0 | 0
SCE Eastern | SCE Eastern | SCE | Alberhill | 500 | 156 | Distributed_Solar |  |  | 0 |  | 0 | 0 |  | 0 | 0 |  | 0 | 0 | 0 | 0 | 0 |  | 0 | 0 | 0 | 0 | 0 |  | 0 | 0 | 0 | 0 | 0 | 0 | 0 | 0
PG&E GBA | PGE GBA | PGE | Alhambra | 115 | 6 | Distributed_Solar |  |  | 0 |  | 0 | 0 |  | 0 | 0 |  | 0 | 0 | 0 | 0 | 0 |  | 0 | 0 | 0 | 0 | 0 |  | 0 | 0 | 0 | 0 | 0 | 0 | 0 | 0
PG&E FRESNO | PGE Fresno | PGE | Alpaugh | 115 | 119 | Distributed_Solar |  |  | 1 |  | 3 | 3 |  | 0 | 0 |  | 0 | 0 | 0 | 0 | 0 |  | 0 | 0 | 0 | 0 | 0 |  | 0 | 0 | 0 | 3 | 3 | 0 | 3 | 3
SDGE | SDGE Imperial | SDGE | Alpine | 69 |  | Distributed_Solar |  |  | 0 |  | 0 | 0 |  | 0 | 0 |  | 0 | 0 | 0 | 0 | 0 |  | 0 | 0 | 0 | 0 | 0 |  | 0 | 0 | 0 | 0 | 0 | 0 | 0 | 0
PG&E GBA | PGE GBA | PGE | Altamont Midway (Sandhill) | 230 | 26 | Distributed_Solar |  |  | 0 |  | 0 | 0 |  | 0 | 0 |  | 0 | 0 | 0 | 0 | 0 |  | 0 | 0 | 0 | 0 | 0 |  | 0 | 0 | 0 | 0 | 0 | 0 | 0 | 0
SCE Northern | SCE Northern | SCE | Antelope | 66 |  | Distributed_Solar |  |  | 1 |  | 7.5 | 7.5 |  | 6 | 6 |  | 0 | 0 | 0 | 6 | 6 |  | 0 | 0 | 0 | 0 | 0 |  | 0 | 0 | 0 | 13.5 | 13.5 | 0 | 13.5 | 13.5
SCE Northern | SCE Northern | SCE | Antelope | 230 | 86 | Distributed_Solar |  |  | 0 |  | 0 | 0 |  | 0 | 0 |  | 0 | 0 | 0 | 0 | 0 |  | 0 | 0 | 0 | 0 | 0 |  | 0 | 0 | 0 | 0 | 0 | 0 | 0 | 0
SCE Northern | SCE Northern | SCE | Antelope | 500 | 124 | Distributed_Solar |  |  | 0 |  | 0 | 0 |  | 0 | 0 |  | 0 | 0 | 0 | 0 | 0 |  | 0 | 0 | 0 | 0 | 0 |  | 0 | 0 | 0 | 0 | 0 | 0 | 0 | 0
PG&E NGBA | PGE NGBA | PGE | Arcata | 60 |  | Distributed_Solar |  |  | 1 |  | 3 | 3 |  | 4 | 4 |  | 0 | 0 | 0 | 4 | 4 |  | 0 | 0 | 0 | 0 | 0 |  | 0 | 0 | 0 | 7 | 7 | 0 | 7 | 7
PG&E KERN | PGE Kern | PGE | Arco | 230 | 93 | Distributed_Solar |  |  | 1 |  | 0 | 0 |  | 4.79 | 4.79 |  | 0 | 0 | 0 | 4.79 | 4.79 |  | 0 | 0 | 0 | 0 | 0 |  | 0 | 0 | 0 | 4.79 | 4.79 | 0 | 4.79 | 4.79
PG&E KERN | PGE Kern | PGE | Arco | 70 |  | Distributed_Solar |  |  | 0 |  | 0 | 0 |  | 0 | 0 |  | 0 | 0 | 0 | 0 | 0 |  | 0 | 0 | 0 | 0 | 0 |  | 0 | 0 | 0 | 0 | 0 | 0 | 0 | 0
SCE Metro | SCE Metro | SCE | ArcoGen | 230 | 97 | Distributed_Solar |  |  | 0 |  | 0 | 0 |  | 0 | 0 |  | 0 | 0 | 0 | 0 | 0 |  | 0 | 0 | 0 | 0 | 0 |  | 0 | 0 | 0 | 0 | 0 | 0 | 0 | 0
SDGE | SDGE Imperial | SDGE | Artesian | 230 | 195 | Distributed_Solar |  |  | 0 |  | 0 | 0 |  | 0 | 0 |  | 0 | 0 | 0 | 0 | 0 |  | 0 | 0 | 0 | 0 | 0 |  | 0 | 0 | 0 | 0 | 0 | 0 | 0 | 0
SDGE | SDGE Imperial | SDGE | Artesian | 69 |  | Distributed_Solar |  |  | 0 |  | 0 | 0 |  | 0 | 0 |  | 0 | 0 | 0 | 0 | 0 |  | 0 | 0 | 0 | 0 | 0 |  | 0 | 0 | 0 | 0 | 0 | 0 | 0 | 0
PG&E FRESNO | PGE Fresno | PGE | Ashlan | 230 | 138 | Distributed_Solar |  |  | 0 |  | 0 | 0 |  | 0 | 0 |  | 0 | 0 | 0 | 0 | 0 |  | 0 | 0 | 0 | 0 | 0 |  | 0 | 0 | 0 | 0 | 0 | 0 | 0 | 0
PG&E NGBA | PGE NGBA | PGE | Atlantic | 115 | 16 | Distributed_Solar |  |  | 0 |  | 0 | 0 |  | 0 | 0 |  | 0 | 0 | 0 | 0 | 0 |  | 0 | 0 | 0 | 0 | 0 |  | 0 | 0 | 0 | 0 | 0 | 0 | 0 | 0
PG&E NGBA | PGE NGBA | PGE | Atlantic | 230 | 20 | Distributed_Solar |  |  | 0 |  | 0 | 0 |  | 0 | 0 |  | 0 | 0 | 0 | 0 | 0 |  | 0 | 0 | 0 | 0 | 0 |  | 0 | 0 | 0 | 0 | 0 | 0 | 0 | 0
PG&E NGBA | PGE NGBA | PGE | Atlantic | 60 |  | Distributed_Solar |  |  | 0 |  | 0 | 0 |  | 0 | 0 |  | 0 | 0 | 0 | 0 | 0 |  | 0 | 0 | 0 | 0 | 0 |  | 0 | 0 | 0 | 0 | 0 | 0 | 0 | 0
PG&E FRESNO | PGE Fresno | PGE | Atwater | 115 | 139 | Distributed_Solar |  |  | 1 |  | 0 | 0 |  | 2 | 2 |  | 0 | 0 | 0 | 2 | 2 |  | 0 | 0 | 0 | 0 | 0 |  | 0 | 0 | 0 | 2 | 2 | 0 | 2 | 2
PG&E GBA | PGE GBA | PGE | Avena | 115 | 36 | Distributed_Solar |  |  | 0 |  | 0 | 0 |  | 0 | 0 |  | 0 | 0 | 0 | 0 | 0 |  | 0 | 0 | 0 | 0 | 0 |  | 0 | 0 | 0 | 0 | 0 | 0 | 0 | 0
SDGE | SDGE Imperial | SDGE | Avocado | 69 |  | Distributed_Solar |  |  | 0 |  | 0 | 0 |  | 0 | 0 |  | 0 | 0 | 0 | 0 | 0 |  | 0 | 0 | 0 | 0 | 0 |  | 0 | 0 | 0 | 0 | 0 | 0 | 0 | 0
PG&E NGBA | PGE NGBA | PGE | Bahia | 230 | 60 | Distributed_Solar |  |  | 0 |  | 0 | 0 |  | 0 | 0 |  | 0 | 0 | 0 | 0 | 0 |  | 0 | 0 | 0 | 0 | 0 |  | 0 | 0 | 0 | 0 | 0 | 0 | 0 | 0
SCE Northern | SCE Northern | SCE | Bailey | 230 | 167 | Distributed_Solar |  |  | 0 |  | 0 | 0 |  | 0 | 0 |  | 0 | 0 | 0 | 0 | 0 |  | 0 | 0 | 0 | 0 | 0 |  | 0 | 0 | 0 | 0 | 0 | 0 | 0 | 0
SCE NOL | SCE NOL | SCE | Baker | 115 | 160 | Distributed_Solar |  |  | 0 |  | 0 | 0 |  | 0 | 0 |  | 0 | 0 | 0 | 0 | 0 |  | 0 | 0 | 0 | 0 | 0 |  | 0 | 0 | 0 | 0 | 0 | 0 | 0 | 0
PG&E KERN | PGE Kern | PGE | Bakersfield | 230 | 89 | Distributed_Solar |  |  | 0 |  | 0 | 0 |  | 0 | 0 |  | 0 | 0 | 0 | 0 | 0 |  | 0 | 0 | 0 | 0 | 0 |  | 0 | 0 | 0 | 0 | 0 | 0 | 0 | 0
PG&E FRESNO | PGE Fresno | PGE | Balch | 230 | 117 | Distributed_Solar |  |  | 0 |  | 0 | 0 |  | 0 | 0 |  | 0 | 0 | 0 | 0 | 0 |  | 0 | 0 | 0 | 0 | 0 |  | 0 | 0 | 0 | 0 | 0 | 0 | 0 | 0
SCE Eastern | SCE Eastern | SCE | Bannister | 230 | 174 | Distributed_Solar |  |  | 0 |  | 0 | 0 |  | 0 | 0 |  | 0 | 0 | 0 | 0 | 0 |  | 0 | 0 | 0 | 0 | 0 |  | 0 | 0 | 0 | 0 | 0 | 0 | 0 | 0
SCE Metro | SCE Metro | SCE | Barre | 230 | 97 | Distributed_Solar |  |  | 0 |  | 0 | 0 |  | 0 | 0 |  | 0 | 0 | 0 | 0 | 0 |  | 0 | 0 | 0 | 0 | 0 |  | 0 | 0 | 0 | 0 | 0 | 0 | 0 | 0
SDGE | SDGE Imperial | SDGE | Bay Boulevard | 69 |  | Distributed_Solar |  |  | 0 |  | 0 | 0 |  | 0 | 0 |  | 0 | 0 | 0 | 0 | 0 |  | 0 | 0 | 0 | 0 | 0 |  | 0 | 0 | 0 | 0 | 0 | 0 | 0 | 0
SDGE | SDGE Imperial | SDGE | Bay Boulevard | 230 | 196 | Distributed_Solar |  |  | 0 |  | 0 | 0 |  | 0 | 0 |  | 0 | 0 | 0 | 0 | 0 |  | 0 | 0 | 0 | 0 | 0 |  | 0 | 0 | 0 | 0 | 0 | 0 | 0 | 0
EOP | SCE EOP | SCE | Beatty | 138 | 177 | Distributed_Solar |  |  | 0 |  | 0 | 0 |  | 0 | 0 |  | 0 | 0 | 0 | 0 | 0 |  | 0 | 0 | 0 | 0 | 0 |  | 0 | 0 | 0 | 0 | 0 | 0 | 0 | 0
EOP | SCE EOP | SCE | Beatty | 230 | 177 | Distributed_Solar |  |  | 0 |  | 0 | 0 |  | 0 | 0 |  | 0 | 0 | 0 | 0 | 0 |  | 0 | 0 | 0 | 0 | 0 |  | 0 | 0 | 0 | 0 | 0 | 0 | 0 | 0
PG&E NGBA | PGE NGBA | PGE | Belden | 230 | 24 | Distributed_Solar |  |  | 0 |  | 0 | 0 |  | 0 | 0 |  | 0 | 0 | 0 | 0 | 0 |  | 0 | 0 | 0 | 0 | 0 |  | 0 | 0 | 0 | 0 | 0 | 0 | 0 | 0
PG&E NGBA | PGE NGBA | PGE | Bell | 115 | 16 | Distributed_Solar |  |  | 0 |  | 0 | 0 |  | 0 | 0 |  | 0 | 0 | 0 | 0 | 0 |  | 0 | 0 | 0 | 0 | 0 |  | 0 | 0 | 0 | 0 | 0 | 0 | 0 | 0
PG&E NGBA | PGE NGBA | PGE | Bellevue | 115 | 27 | Distributed_Solar |  |  | 0 |  | 0 | 0 |  | 0 | 0 |  | 0 | 0 | 0 | 0 | 0 |  | 0 | 0 | 0 | 0 | 0 |  | 0 | 0 | 0 | 0 | 0 | 0 | 0 | 0
PG&E GBA | PGE GBA | PGE | Bellota | 115 | 29 | Distributed_Solar |  |  | 0 |  | 0 | 0 |  | 0 | 0 |  | 0 | 0 | 0 | 0 | 0 |  | 0 | 0 | 0 | 0 | 0 |  | 0 | 0 | 0 | 0 | 0 | 0 | 0 | 0
PG&E GBA | PGE GBA | PGE | Bellota | 230 | 15 | Distributed_Solar |  |  | 0 |  | 0 | 0 |  | 0 | 0 |  | 0 | 0 | 0 | 0 | 0 |  | 0 | 0 | 0 | 0 | 0 |  | 0 | 0 | 0 | 0 | 0 | 0 | 0 | 0
SCE Northern | SCE Northern | SCE | Big Creek | 230 | 153 | Distributed_Solar |  |  | 0 |  | 0 | 0 |  | 0 | 0 |  | 0 | 0 | 0 | 0 | 0 |  | 0 | 0 | 0 | 0 | 0 |  | 0 | 0 | 0 | 0 | 0 | 0 | 0 | 0
PG&E FRESNO | PGE Fresno | PGE | Biola | 70 |  | Distributed_Solar |  |  | 0 |  | 0 | 0 |  | 0 | 0 |  | 0 | 0 | 0 | 0 | 0 |  | 0 | 0 | 0 | 0 | 0 |  | 0 | 0 | 0 | 0 | 0 | 0 | 0 | 0
PG&E GBA | PGE GBA | PGE | Birds Landing | 230 | 59 | Distributed_Solar |  |  | 0 |  | 0 | 0 |  | 0 | 0 |  | 0 | 0 | 0 | 0 | 0 |  | 0 | 0 | 0 | 0 | 0 |  | 0 | 0 | 0 | 0 | 0 | 0 | 0 | 0
SCE Northern | SCE Northern | SCE | Bliss | 66 |  | Distributed_Solar |  |  | 0 |  | 0 | 0 |  | 0 | 0 |  | 0 | 0 | 0 | 0 | 0 |  | 0 | 0 | 0 | 0 | 0 |  | 0 | 0 | 0 | 0 | 0 | 0 | 0 | 0
SCE Eastern | SCE Eastern | SCE | Blythe | 161 | 182 | Distributed_Solar |  |  | 0 |  | 0 | 0 |  | 0 | 0 |  | 0 | 0 | 0 | 0 | 0 |  | 0 | 0 | 0 | 0 | 0 |  | 0 | 0 | 0 | 0 | 0 | 0 | 0 | 0
PG&E NGBA | PGE NGBA | PGE | Bogue | 115 | 22 | Distributed_Solar |  |  | 0 |  | 0 | 0 |  | 0 | 0 |  | 0 | 0 | 0 | 0 | 0 |  | 0 | 0 | 0 | 0 | 0 |  | 0 | 0 | 0 | 0 | 0 | 0 | 0 | 0
PG&E FRESNO | PGE Fresno | PGE | Borden | 230 | 168 | Distributed_Solar |  |  | 0 |  | 0 | 0 |  | 0 | 0 |  | 0 | 0 | 0 | 0 | 0 |  | 0 | 0 | 0 | 0 | 0 |  | 0 | 0 | 0 | 0 | 0 | 0 | 0 | 0
PG&E FRESNO | PGE Fresno | PGE | Borden | 70 |  | Distributed_Solar |  |  | 0 |  | 0 | 0 |  | 0 | 0 |  | 0 | 0 | 0 | 0 | 0 |  | 0 | 0 | 0 | 0 | 0 |  | 0 | 0 | 0 | 0 | 0 | 0 | 0 | 0
SDGE | SDGE Imperial | SDGE | Boulevard East | 138 | 192 | Distributed_Solar |  |  | 0 |  | 0 | 0 |  | 0 | 0 |  | 0 | 0 | 0 | 0 | 0 |  | 0 | 0 | 0 | 0 | 0 |  | 0 | 0 | 0 | 0 | 0 | 0 | 0 | 0
SDGE | SDGE Imperial | SDGE | Boulevard East | 69 |  | Distributed_Solar |  |  | 0 |  | 0 | 0 |  | 0 | 0 |  | 0 | 0 | 0 | 0 | 0 |  | 0 | 0 | 0 | 0 | 0 |  | 0 | 0 | 0 | 0 | 0 | 0 | 0 | 0
PG&E GBA | PGE GBA | PGE | Brentwood | 230 | 50 | Distributed_Solar |  |  | 1 |  | 0 | 0 |  | 2 | 2 |  | 0 | 0 | 0 | 2 | 2 |  | 0 | 0 | 0 | 0 | 0 |  | 0 | 0 | 0 | 2 | 2 | 0 | 2 | 2
PG&E NGBA | PGE NGBA | PGE | Bridgeville | 115 | 1 | Distributed_Solar |  |  | 0 |  | 0 | 0 |  | 0 | 0 |  | 0 | 0 | 0 | 0 | 0 |  | 0 | 0 | 0 | 0 | 0 |  | 0 | 0 | 0 | 0 | 0 | 0 | 0 | 0
PG&E NGBA | PGE NGBA | PGE | Brighton | 115 | 67 | Distributed_Solar |  |  | 0 |  | 0 | 0 |  | 0 | 0 |  | 0 | 0 | 0 | 0 | 0 |  | 0 | 0 | 0 | 0 | 0 |  | 0 | 0 | 0 | 0 | 0 | 0 | 0 | 0
PG&E NGBA | PGE NGBA | PGE | Brighton | 230 | 67 | Distributed_Solar |  |  | 0 |  | 0 | 0 |  | 0 | 0 |  | 0 | 0 | 0 | 0 | 0 |  | 0 | 0 | 0 | 0 | 0 |  | 0 | 0 | 0 | 0 | 0 | 0 | 0 | 0
PG&E NGBA | PGE NGBA | PGE | Brunswick | 115 | 20 | Distributed_Solar |  |  | 0 |  | 0 | 0 |  | 0 | 0 |  | 0 | 0 | 0 | 0 | 0 |  | 0 | 0 | 0 | 0 | 0 |  | 0 | 0 | 0 | 0 | 0 | 0 | 0 | 0
PG&E NGBA | PGE NGBA | PGE | Bucks Creek | 230 | 35 | Distributed_Solar |  |  | 0 |  | 0 | 0 |  | 0 | 0 |  | 0 | 0 | 0 | 0 | 0 |  | 0 | 0 | 0 | 0 | 0 |  | 0 | 0 | 0 | 0 | 0 | 0 | 0 | 0
PG&E KERN | PGE Kern | PGE | Buena Vista | 230 |  | Distributed_Solar |  |  | 0 |  | 0 | 0 |  | 0 | 0 |  | 0 | 0 | 0 | 0 | 0 |  | 0 | 0 | 0 | 0 | 0 |  | 0 | 0 | 0 | 0 | 0 | 0 | 0 | 0
PG&E FRESNO | PGE Fresno | PGE | Bullard | 115 | 165 | Distributed_Solar |  |  | 0 |  | 0 | 0 |  | 0 | 0 |  | 0 | 0 | 0 | 0 | 0 |  | 0 | 0 | 0 | 0 | 0 |  | 0 | 0 | 0 | 0 | 0 | 0 | 0 | 0
PG&E GBA | PGE GBA | PGE | Burlingame | 115 | 3 | Distributed_Solar |  |  | 0 |  | 0 | 0 |  | 0 | 0 |  | 0 | 0 | 0 | 0 | 0 |  | 0 | 0 | 0 | 0 | 0 |  | 0 | 0 | 0 | 0 | 0 | 0 | 0 | 0
PG&E NGBA | PGE NGBA | PGE | Burney Forest | 230 | 2 | Distributed_Solar |  |  | 0 |  | 0 | 0 |  | 0 | 0 |  | 0 | 0 | 0 | 0 | 0 |  | 0 | 0 | 0 | 0 | 0 |  | 0 | 0 | 0 | 0 | 0 | 0 | 0 | 0
PG&E NGBA | PGE NGBA | PGE | Butte | 115 | 1 | Distributed_Solar |  |  | 0 |  | 0 | 0 |  | 0 | 0 |  | 0 | 0 | 0 | 0 | 0 |  | 0 | 0 | 0 | 0 | 0 |  | 0 | 0 | 0 | 0 | 0 | 0 | 0 | 0
PG&E KERN | PGE Kern | PGE | Cabrillo | 115 | 111 | Distributed_Solar |  |  | 0 |  | 0 | 0 |  | 0 | 0 |  | 0 | 0 | 0 | 0 | 0 |  | 0 | 0 | 0 | 0 | 0 |  | 0 | 0 | 0 | 0 | 0 | 0 | 0 | 0
PG&E FRESNO | PGE Fresno | PGE | Cal Flats | 230 | 129 | Distributed_Solar |  |  | 0 |  | 0 | 0 |  | 0 | 0 |  | 0 | 0 | 0 | 0 | 0 |  | 0 | 0 | 0 | 0 | 0 |  | 0 | 0 | 0 | 0 | 0 | 0 | 0 | 0
SCE NOL | SCE NOL | SCE | Calcite | 230 | 141 | Distributed_Solar |  |  | 0 |  | 0 | 0 |  | 0 | 0 |  | 0 | 0 | 0 | 0 | 0 |  | 0 | 0 | 0 | 0 | 0 |  | 0 | 0 | 0 | 0 | 0 | 0 | 0 | 0
PG&E KERN | PGE Kern | PGE | Caliente | 230 | 122 | Distributed_Solar |  |  | 0 |  | 0 | 0 |  | 0 | 0 |  | 0 | 0 | 0 | 0 | 0 |  | 0 | 0 | 0 | 0 | 0 |  | 0 | 0 | 0 | 0 | 0 | 0 | 0 | 0
PG&E FRESNO | PGE Fresno | PGE | California Ave | 115 | 105 | Distributed_Solar |  |  | 0 |  | 0 | 0 |  | 0 | 0 |  | 0 | 0 | 0 | 0 | 0 |  | 0 | 0 | 0 | 0 | 0 |  | 0 | 0 | 0 | 0 | 0 | 0 | 0 | 0
PG&E KERN | PGE Kern | PGE | Callender | 115 | 126 | Distributed_Solar |  |  | 0 |  | 0 | 0 |  | 0 | 0 |  | 0 | 0 | 0 | 0 | 0 |  | 0 | 0 | 0 | 0 | 0 |  | 0 | 0 | 0 | 0 | 0 | 0 | 0 | 0
PG&E NGBA | PGE NGBA | PGE | Calpella | 115 | 37 | Distributed_Solar |  |  | 1 |  | 0 | 0 |  | 4 | 4 |  | 0 | 0 | 0 | 4 | 4 |  | 0 | 0 | 0 | 0 | 0 |  | 0 | 0 | 0 | 4 | 4 | 0 | 4 | 4
PG&E GBA | PGE GBA | PGE | Camanche | 230 | 15 | Distributed_Solar |  |  | 0 |  | 0 | 0 |  | 0 | 0 |  | 0 | 0 | 0 | 0 | 0 |  | 0 | 0 | 0 | 0 | 0 |  | 0 | 0 | 0 | 0 | 0 | 0 | 0 | 0
SDGE | SDGE Imperial | SDGE | Cameron | 69 |  | Distributed_Solar |  |  | 1 |  | 0.84 | 0.84 |  | 0 | 0 |  | 0 | 0 | 0 | 0 | 0 |  | 0 | 0 | 0 | 0 | 0 |  | 0 | 0 | 0 | 0.84 | 0.84 | 0 | 0.84 | 0.84
SDGE | SDGE Imperial | SDGE | Cannon | 69 |  | Distributed_Solar |  |  | 0 |  | 0 | 0 |  | 0 | 0 |  | 0 | 0 | 0 | 0 | 0 |  | 0 | 0 | 0 | 0 | 0 |  | 0 | 0 | 0 | 0 | 0 | 0 | 0 | 0
PG&E FRESNO | PGE Fresno | PGE | Cantua | 115 | 115 | Distributed_Solar |  |  | 0 |  | 0 | 0 |  | 0 | 0 |  | 0 | 0 | 0 | 0 | 0 |  | 0 | 0 | 0 | 0 | 0 |  | 0 | 0 | 0 | 0 | 0 | 0 | 0 | 0
SDGE | SDGE Imperial | SDGE | Capistrano | 138 | 173 | Distributed_Solar |  |  | 0 |  | 0 | 0 |  | 0 | 0 |  | 0 | 0 | 0 | 0 | 0 |  | 0 | 0 | 0 | 0 | 0 |  | 0 | 0 | 0 | 0 | 0 | 0 | 0 | 0
SDGE | SDGE Imperial | SDGE | Capistrano | 230 | 173 | Distributed_Solar |  |  | 0 |  | 0 | 0 |  | 0 | 0 |  | 0 | 0 | 0 | 0 | 0 |  | 0 | 0 | 0 | 0 | 0 |  | 0 | 0 | 0 | 0 | 0 | 0 | 0 | 0
PG&E NGBA | PGE NGBA | PGE | Carberry | 230 | 2 | Distributed_Solar |  |  | 0 |  | 0 | 0 |  | 0 | 0 |  | 0 | 0 | 0 | 0 | 0 |  | 0 | 0 | 0 | 0 | 0 |  | 0 | 0 | 0 | 0 | 0 | 0 | 0 | 0
SCE Eastern | SCE Eastern | SCE | Cardiff | 66 |  | Distributed_Solar |  |  | 0 |  | 0 | 0 |  | 0 | 0 |  | 0 | 0 | 0 | 0 | 0 |  | 0 | 0 | 0 | 0 | 0 |  | 0 | 0 | 0 | 0 | 0 | 0 | 0 | 0
PG&E NGBA | PGE NGBA | PGE | Caribou | 60 |  | Distributed_Solar |  |  | 0 |  | 0 | 0 |  | 0 | 0 |  | 0 | 0 | 0 | 0 | 0 |  | 0 | 0 | 0 | 0 | 0 |  | 0 | 0 | 0 | 0 | 0 | 0 | 0 | 0
PG&E NGBA | PGE NGBA | PGE | Caribou | 115 | 7 | Distributed_Solar |  |  | 0 |  | 0 | 0 |  | 0 | 0 |  | 0 | 0 | 0 | 0 | 0 |  | 0 | 0 | 0 | 0 | 0 |  | 0 | 0 | 0 | 0 | 0 | 0 | 0 | 0
PG&E NGBA | PGE NGBA | PGE | Caribou | 230 | 7 | Distributed_Solar |  |  | 0 |  | 0 | 0 |  | 0 | 0 |  | 0 | 0 | 0 | 0 | 0 |  | 0 | 0 | 0 | 0 | 0 |  | 0 | 0 | 0 | 0 | 0 | 0 | 0 | 0
EOP | SCE EOP | SCE | Carpenter Canyon (fka Gamebird) | 138 | 177 | Distributed_Solar |  |  | 0 |  | 0 | 0 |  | 0 | 0 |  | 0 | 0 | 0 | 0 | 0 |  | 0 | 0 | 0 | 0 | 0 |  | 0 | 0 | 0 | 0 | 0 | 0 | 0 | 0
EOP | SCE EOP | SCE | Carpenter Canyon (fka Gamebird) | 230 | 177 | Distributed_Solar |  |  | 0 |  | 0 | 0 |  | 0 | 0 |  | 0 | 0 | 0 | 0 | 0 |  | 0 | 0 | 0 | 0 | 0 |  | 0 | 0 | 0 | 0 | 0 | 0 | 0 | 0
PG&E NGBA | PGE NGBA | PGE | Carquinez | 115 | 27 | Distributed_Solar |  |  | 0 |  | 0 | 0 |  | 0 | 0 |  | 0 | 0 | 0 | 0 | 0 |  | 0 | 0 | 0 | 0 | 0 |  | 0 | 0 | 0 | 0 | 0 | 0 | 0 | 0
SDGE | SDGE Imperial | SDGE | Carrizo Gorge | 138 | 192 | Distributed_Solar |  |  | 0 |  | 0 | 0 |  | 0 | 0 |  | 0 | 0 | 0 | 0 | 0 |  | 0 | 0 | 0 | 0 | 0 |  | 0 | 0 | 0 | 0 | 0 | 0 | 0 | 0
PG&E KERN | PGE Kern | PGE | Carrizo Plains | 115 | 122 | Distributed_Solar |  |  | 0 |  | 0 | 0 |  | 0 | 0 |  | 0 | 0 | 0 | 0 | 0 |  | 0 | 0 | 0 | 0 | 0 |  | 0 | 0 | 0 | 0 | 0 | 0 | 0 | 0
PG&E KERN | PGE Kern | PGE | Casaloma | 230 | 68 | Distributed_Solar |  |  | 0 |  | 0 | 0 |  | 0 | 0 |  | 0 | 0 | 0 | 0 | 0 |  | 0 | 0 | 0 | 0 | 0 |  | 0 | 0 | 0 | 0 | 0 | 0 | 0 | 0
PG&E GBA | PGE GBA | PGE | Castro Valley | 230 | 42 | Distributed_Solar |  |  | 0 |  | 0 | 0 |  | 0 | 0 |  | 0 | 0 | 0 | 0 | 0 |  | 0 | 0 | 0 | 0 | 0 |  | 0 | 0 | 0 | 0 | 0 | 0 | 0 | 0
PG&E GBA | PGE GBA | PGE | Cayetano | 230 | 50 | Distributed_Solar |  |  | 0 |  | 0 | 0 |  | 0 | 0 |  | 0 | 0 | 0 | 0 | 0 |  | 0 | 0 | 0 | 0 | 0 |  | 0 | 0 | 0 | 0 | 0 | 0 | 0 | 0
SCE Metro | SCE Metro | SCE | Center | 230 | 97 | Distributed_Solar |  |  | 0 |  | 0 | 0 |  | 0 | 0 |  | 0 | 0 | 0 | 0 | 0 |  | 0 | 0 | 0 | 0 | 0 |  | 0 | 0 | 0 | 0 | 0 | 0 | 0 | 0
PG&E KERN | PGE Kern | PGE | Charca | 115 | 74 | Distributed_Solar |  |  | 1 |  | 0 | 0 |  | 4.62 | 4.62 |  | 0 | 0 | 0 | 4.62 | 4.62 |  | 0 | 0 | 0 | 0 | 0 |  | 0 | 0 | 0 | 4.62 | 4.62 | 0 | 4.62 | 4.62
EOP | SCE EOP | SCE | Charleston | 138 | 177 | Distributed_Solar |  |  | 0 |  | 0 | 0 |  | 0 | 0 |  | 0 | 0 | 0 | 0 | 0 |  | 0 | 0 | 0 | 0 | 0 |  | 0 | 0 | 0 | 0 | 0 | 0 | 0 | 0
SCE Metro | SCE Metro | SCE | Chevmain | 230 | 97 | Distributed_Solar |  |  | 0 |  | 0 | 0 |  | 0 | 0 |  | 0 | 0 | 0 | 0 | 0 |  | 0 | 0 | 0 | 0 | 0 |  | 0 | 0 | 0 | 0 | 0 | 0 | 0 | 0
SDGE | SDGE Imperial | SDGE | Chicarita | 138 | 186 | Distributed_Solar |  |  | 0 |  | 0 | 0 |  | 0 | 0 |  | 0 | 0 | 0 | 0 | 0 |  | 0 | 0 | 0 | 0 | 0 |  | 0 | 0 | 0 | 0 | 0 | 0 | 0 | 0
SCE Metro | SCE Metro | SCE | Chino | 230 | 97 | Distributed_Solar |  |  | 0 |  | 0 | 0 |  | 0 | 0 |  | 0 | 0 | 0 | 0 | 0 |  | 0 | 0 | 0 | 0 | 0 |  | 0 | 0 | 0 | 0 | 0 | 0 | 0 | 0
PG&E FRESNO | PGE Fresno | PGE | Chowchilla | 115 | 166 | Distributed_Solar |  |  | 1 |  | 0 | 0 |  | 7.56 | 7.56 |  | 0 | 0 | 0 | 7.56 | 7.56 |  | 0 | 0 | 0 | 0 | 0 |  | 0 | 0 | 0 | 7.56 | 7.56 | 0 | 7.56 | 7.56
PG&E GBA | PGE GBA | PGE | Christie | 60 |  | Distributed_Solar |  |  | 0 |  | 0 | 0 |  | 0 | 0 |  | 0 | 0 | 0 | 0 | 0 |  | 0 | 0 | 0 | 0 | 0 |  | 0 | 0 | 0 | 0 | 0 | 0 | 0 | 0
PG&E GBA | PGE GBA | PGE | Christie | 115 | 6 | Distributed_Solar |  |  | 0 |  | 0 | 0 |  | 0 | 0 |  | 0 | 0 | 0 | 0 | 0 |  | 0 | 0 | 0 | 0 | 0 |  | 0 | 0 | 0 | 0 | 0 | 0 | 0 | 0
SCE Eastern | SCE Arizona | SCE | Cielo Azul | 500 | 181 | Distributed_Solar |  |  | 0 |  | 0 | 0 |  | 0 | 0 |  | 0 | 0 | 0 | 0 | 0 |  | 0 | 0 | 0 | 0 | 0 |  | 0 | 0 | 0 | 0 | 0 | 0 | 0 | 0
PG&E GBA | PGE GBA | PGE | Clay | 60 |  | Distributed_Solar |  |  | 0 |  | 0 | 0 |  | 0 | 0 |  | 0 | 0 | 0 | 0 | 0 |  | 0 | 0 | 0 | 0 | 0 |  | 0 | 0 | 0 | 0 | 0 | 0 | 0 | 0
PG&E GBA | PGE GBA | PGE | Clayton | 115 | 1 | Distributed_Solar |  |  | 0 |  | 0 | 0 |  | 0 | 0 |  | 0 | 0 | 0 | 0 | 0 |  | 0 | 0 | 0 | 0 | 0 |  | 0 | 0 | 0 | 0 | 0 | 0 | 0 | 0
PG&E NGBA | PGE NGBA | PGE | Cloverdale | 115 | 37 | Distributed_Solar |  |  | 0 |  | 0 | 0 |  | 0 | 0 |  | 0 | 0 | 0 | 0 | 0 |  | 0 | 0 | 0 | 0 | 0 |  | 0 | 0 | 0 | 0 | 0 | 0 | 0 | 0
PG&E FRESNO | PGE Fresno | PGE | Clovis | 115 | 136 | Distributed_Solar |  |  | 0 |  | 0 | 0 |  | 0 | 0 |  | 0 | 0 | 0 | 0 | 0 |  | 0 | 0 | 0 | 0 | 0 |  | 0 | 0 | 0 | 0 | 0 | 0 | 0 | 0
PG&E GBA | PGE GBA | PGE | Coburn | 230 | 116 | Distributed_Solar |  |  | 0 |  | 0 | 0 |  | 0 | 0 |  | 0 | 0 | 0 | 0 | 0 |  | 0 | 0 | 0 | 0 | 0 |  | 0 | 0 | 0 | 0 | 0 | 0 | 0 | 0
PG&E GBA | PGE GBA | PGE | Coburn | 60 |  | Distributed_Solar |  |  | 0 |  | 0 | 0 |  | 0 | 0 |  | 0 | 0 | 0 | 0 | 0 |  | 0 | 0 | 0 | 0 | 0 |  | 0 | 0 | 0 | 0 | 0 | 0 | 0 | 0
PG&E NGBA | PGE NGBA | PGE | Colgate | 230 | 22 | Distributed_Solar |  |  | 0 |  | 0 | 0 |  | 0 | 0 |  | 0 | 0 | 0 | 0 | 0 |  | 0 | 0 | 0 | 0 | 0 |  | 0 | 0 | 0 | 0 | 0 | 0 | 0 | 0
PG&E GBA | PGE GBA | PGE | Collierville | 230 | 44 | Distributed_Solar |  |  | 0 |  | 0 | 0 |  | 0 | 0 |  | 0 | 0 | 0 | 0 | 0 |  | 0 | 0 | 0 | 0 | 0 |  | 0 | 0 | 0 | 0 | 0 | 0 | 0 | 0
PG&E GBA | PGE GBA | PGE | Collinsville | 230 | 1 | Distributed_Solar |  |  | 0 |  | 0 | 0 |  | 0 | 0 |  | 0 | 0 | 0 | 0 | 0 |  | 0 | 0 | 0 | 0 | 0 |  | 0 | 0 | 0 | 0 | 0 | 0 | 0 | 0
PG&E GBA | PGE GBA | PGE | Collinsville | 500 | 1 | Distributed_Solar |  |  | 0 |  | 0 | 0 |  | 0 | 0 |  | 0 | 0 | 0 | 0 | 0 |  | 0 | 0 | 0 | 0 | 0 |  | 0 | 0 | 0 | 0 | 0 | 0 | 0 | 0
SCE Eastern | SCE Eastern | SCE | Colorado River | 230 | 170 | Distributed_Solar |  |  | 0 |  | 0 | 0 |  | 0 | 0 |  | 0 | 0 | 0 | 0 | 0 |  | 0 | 0 | 0 | 0 | 0 |  | 0 | 0 | 0 | 0 | 0 | 0 | 0 | 0
SCE Eastern | SCE Eastern | SCE | Colorado River | 500 | 154 | Distributed_Solar |  |  | 0 |  | 0 | 0 |  | 0 | 0 |  | 0 | 0 | 0 | 0 | 0 |  | 0 | 0 | 0 | 0 | 0 |  | 0 | 0 | 0 | 0 | 0 | 0 | 0 | 0
PG&E KERN | PGE Kern | PGE | Columbus | 115 | 99 | Distributed_Solar |  |  | 0 |  | 0 | 0 |  | 0 | 0 |  | 0 | 0 | 0 | 0 | 0 |  | 0 | 0 | 0 | 0 | 0 |  | 0 | 0 | 0 | 0 | 0 | 0 | 0 | 0
PG&E GBA | PGE GBA | PGE | Contra Costa | 115 | 63 | Distributed_Solar |  |  | 0 |  | 0 | 0 |  | 0 | 0 |  | 0 | 0 | 0 | 0 | 0 |  | 0 | 0 | 0 | 0 | 0 |  | 0 | 0 | 0 | 0 | 0 | 0 | 0 | 0
PG&E GBA | PGE GBA | PGE | Contra Costa | 230 | 50 | Distributed_Solar |  |  | 0 |  | 0 | 0 |  | 0 | 0 |  | 0 | 0 | 0 | 0 | 0 |  | 0 | 0 | 0 | 0 | 0 |  | 0 | 0 | 0 | 0 | 0 | 0 | 0 | 0
PG&E GBA | PGE GBA | PGE | Contra Costa PP | 230 | 59 | Distributed_Solar |  |  | 0 |  | 0 | 0 |  | 0 | 0 |  | 0 | 0 | 0 | 0 | 0 |  | 0 | 0 | 0 | 0 | 0 |  | 0 | 0 | 0 | 0 | 0 | 0 | 0 | 0
SCE NOL | SCE NOL | SCE | Control | 115 | 175 | Distributed_Solar |  |  | 0 |  | 0 | 0 |  | 0 | 0 |  | 0 | 0 | 0 | 0 | 0 |  | 0 | 0 | 0 | 0 | 0 |  | 0 | 0 | 0 | 0 | 0 | 0 | 0 | 0
SCE NOL | SCE NOL | SCE | Control | 55 |  | Distributed_Solar |  |  | 0 |  | 0 | 0 |  | 0 | 0 |  | 0 | 0 | 0 | 0 | 0 |  | 0 | 0 | 0 | 0 | 0 |  | 0 | 0 | 0 | 0 | 0 | 0 | 0 | 0
PG&E GBA | PGE GBA | PGE | Cooley Landing | 115 | 6 | Distributed_Solar |  |  | 0 |  | 0 | 0 |  | 0 | 0 |  | 0 | 0 | 0 | 0 | 0 |  | 0 | 0 | 0 | 0 | 0 |  | 0 | 0 | 0 | 0 | 0 | 0 | 0 | 0
PG&E GBA | PGE GBA | PGE | Cooley Landing | 60 |  | Distributed_Solar |  |  | 0 |  | 0 | 0 |  | 0 | 0 |  | 0 | 0 | 0 | 0 | 0 |  | 0 | 0 | 0 | 0 | 0 |  | 0 | 0 | 0 | 0 | 0 | 0 | 0 | 0
SCE NOL | SCE NOL | SCE | Coolwater | 230 | 160 | Distributed_Solar |  |  | 0 |  | 0 | 0 |  | 0 | 0 |  | 0 | 0 | 0 | 0 | 0 |  | 0 | 0 | 0 | 0 | 0 |  | 0 | 0 | 0 | 0 | 0 | 0 | 0 | 0
SCE NOL | SCE NOL | SCE | Coolwater | 115 | 160 | Distributed_Solar |  |  | 0 |  | 0 | 0 |  | 0 | 0 |  | 0 | 0 | 0 | 0 | 0 |  | 0 | 0 | 0 | 0 | 0 |  | 0 | 0 | 0 | 0 | 0 | 0 | 0 | 0
PG&E KERN | PGE Kern | PGE | Copus | 70 |  | Distributed_Solar |  |  | 0 |  | 0 | 0 |  | 0 | 0 |  | 0 | 0 | 0 | 0 | 0 |  | 0 | 0 | 0 | 0 | 0 |  | 0 | 0 | 0 | 0 | 0 | 0 | 0 | 0
PG&E FRESNO | PGE Fresno | PGE | Corcoran | 70 |  | Distributed_Solar |  |  | 0 |  | 0 | 0 |  | 0 | 0 |  | 0 | 0 | 0 | 0 | 0 |  | 0 | 0 | 0 | 0 | 0 |  | 0 | 0 | 0 | 0 | 0 | 0 | 0 | 0
PG&E FRESNO | PGE Fresno | PGE | Corcoran | 115 | 148 | Distributed_Solar |  |  | 0 |  | 0 | 0 |  | 0 | 0 |  | 0 | 0 | 0 | 0 | 0 |  | 0 | 0 | 0 | 0 | 0 |  | 0 | 0 | 0 | 0 | 0 | 0 | 0 | 0
PG&E NGBA | PGE NGBA | PGE | Corona | 115 | 27 | Distributed_Solar |  |  | 0 |  | 0 | 0 |  | 0 | 0 |  | 0 | 0 | 0 | 0 | 0 |  | 0 | 0 | 0 | 0 | 0 |  | 0 | 0 | 0 | 0 | 0 | 0 | 0 | 0
PG&E NGBA | PGE NGBA | PGE | Cortina | 230 | 27 | Distributed_Solar |  |  | 0 |  | 0 | 0 |  | 0 | 0 |  | 0 | 0 | 0 | 0 | 0 |  | 0 | 0 | 0 | 0 | 0 |  | 0 | 0 | 0 | 0 | 0 | 0 | 0 | 0
PG&E NGBA | PGE NGBA | PGE | Cortina | 115 | 30 | Distributed_Solar |  |  | 0 |  | 0 | 0 |  | 0 | 0 |  | 0 | 0 | 0 | 0 | 0 |  | 0 | 0 | 0 | 0 | 0 |  | 0 | 0 | 0 | 0 | 0 | 0 | 0 | 0
PG&E GBA | PGE GBA | PGE | Cottle | 230 | 155 | Distributed_Solar |  |  | 0 |  | 0 | 0 |  | 0 | 0 |  | 0 | 0 | 0 | 0 | 0 |  | 0 | 0 | 0 | 0 | 0 |  | 0 | 0 | 0 | 0 | 0 | 0 | 0 | 0
PG&E NGBA | PGE NGBA | PGE | Cottonwood | 115 | 1 | Distributed_Solar |  |  | 0 |  | 0 | 0 |  | 0 | 0 |  | 0 | 0 | 0 | 0 | 0 |  | 0 | 0 | 0 | 0 | 0 |  | 0 | 0 | 0 | 0 | 0 | 0 | 0 | 0
PG&E NGBA | PGE NGBA | PGE | Cottonwood | 230 | 1 | Distributed_Solar |  |  | 0 |  | 0 | 0 |  | 0 | 0 |  | 0 | 0 | 0 | 0 | 0 |  | 0 | 0 | 0 | 0 | 0 |  | 0 | 0 | 0 | 0 | 0 | 0 | 0 | 0
PG&E NGBA | PGE NGBA | PGE | Cottonwood | 60 |  | Distributed_Solar |  |  | 0 |  | 0 | 0 |  | 0 | 0 |  | 0 | 0 | 0 | 0 | 0 |  | 0 | 0 | 0 | 0 | 0 |  | 0 | 0 | 0 | 0 | 0 | 0 | 0 | 0
PG&E NGBA | PGE NGBA | PGE | Cove Road | 230 | 1 | Distributed_Solar |  |  | 0 |  | 0 | 0 |  | 0 | 0 |  | 0 | 0 | 0 | 0 | 0 |  | 0 | 0 | 0 | 0 | 0 |  | 0 | 0 | 0 | 0 | 0 | 0 | 0 | 0
PG&E GBA | PGE GBA | PGE | Coyote | 230 | 11 | Distributed_Solar |  |  | 0 |  | 0 | 0 |  | 0 | 0 |  | 0 | 0 | 0 | 0 | 0 |  | 0 | 0 | 0 | 0 | 0 |  | 0 | 0 | 0 | 0 | 0 | 0 | 0 | 0
PG&E GBA | PGE GBA | PGE | Crazy Horse Canyon | 115 | 84 | Distributed_Solar |  |  | 0 |  | 0 | 0 |  | 0 | 0 |  | 0 | 0 | 0 | 0 | 0 |  | 0 | 0 | 0 | 0 | 0 |  | 0 | 0 | 0 | 0 | 0 | 0 | 0 | 0
SDGE | SDGE Imperial | SDGE | Creelman | 69 |  | Distributed_Solar |  |  | 0 |  | 0 | 0 |  | 0 | 0 |  | 0 | 0 | 0 | 0 | 0 |  | 0 | 0 | 0 | 0 | 0 |  | 0 | 0 | 0 | 0 | 0 | 0 | 0 | 0
PG&E FRESNO | PGE Fresno | PGE | Crescent | 70 |  | Distributed_Solar |  |  | 0 |  | 0 | 0 |  | 0 | 0 |  | 0 | 0 | 0 | 0 | 0 |  | 0 | 0 | 0 | 0 | 0 |  | 0 | 0 | 0 | 0 | 0 | 0 | 0 | 0
PG&E FRESNO | PGE Fresno | PGE | Cressey | 115 | 139 | Distributed_Solar |  |  | 0 |  | 0 | 0 |  | 0 | 0 |  | 0 | 0 | 0 | 0 | 0 |  | 0 | 0 | 0 | 0 | 0 |  | 0 | 0 | 0 | 0 | 0 | 0 | 0 | 0
PG&E NGBA | PGE NGBA | PGE | Cresta | 230 | 24 | Distributed_Solar |  |  | 0 |  | 0 | 0 |  | 0 | 0 |  | 0 | 0 | 0 | 0 | 0 |  | 0 | 0 | 0 | 0 | 0 |  | 0 | 0 | 0 | 0 | 0 | 0 | 0 | 0
SDGE | SDGE Imperial | SDGE | Crestwood | 69 |  | Distributed_Solar |  |  | 0 |  | 0 | 0 |  | 0 | 0 |  | 0 | 0 | 0 | 0 | 0 |  | 0 | 0 | 0 | 0 | 0 |  | 0 | 0 | 0 | 0 | 0 | 0 | 0 | 0
PG&E GBA | PGE GBA | PGE | Crow Creek | 60 |  | Distributed_Solar |  |  | 0 |  | 0 | 0 |  | 0 | 0 |  | 0 | 0 | 0 | 0 | 0 |  | 0 | 0 | 0 | 0 | 0 |  | 0 | 0 | 0 | 0 | 0 | 0 | 0 | 0
PG&E GBA | PGE GBA | PGE | Crows Landing | 60 |  | Distributed_Solar |  |  | 0 |  | 0 | 0 |  | 0 | 0 |  | 0 | 0 | 0 | 0 | 0 |  | 0 | 0 | 0 | 0 | 0 |  | 0 | 0 | 0 | 0 | 0 | 0 | 0 | 0
PG&E GBA | PGE GBA | PGE | Curtis | 115 | 44 | Distributed_Solar |  |  | 0 |  | 0 | 0 |  | 0 | 0 |  | 0 | 0 | 0 | 0 | 0 |  | 0 | 0 | 0 | 0 | 0 |  | 0 | 0 | 0 | 0 | 0 | 0 | 0 | 0
PG&E FRESNO | PGE Fresno | PGE | Dairyland | 115 | 137 | Distributed_Solar |  |  | 0 |  | 0 | 0 |  | 0 | 0 |  | 0 | 0 | 0 | 0 | 0 |  | 0 | 0 | 0 | 0 | 0 |  | 0 | 0 | 0 | 0 | 0 | 0 | 0 | 0
PG&E NGBA | PGE NGBA | PGE | Davis | 115 | 39 | Distributed_Solar |  |  | 0 |  | 0 | 0 |  | 0 | 0 |  | 0 | 0 | 0 | 0 | 0 |  | 0 | 0 | 0 | 0 | 0 |  | 0 | 0 | 0 | 0 | 0 | 0 | 0 | 0
SCE Metro | SCE Metro | SCE | Del Amo | 500 | 97 | Distributed_Solar |  |  | 0 |  | 0 | 0 |  | 0 | 0 |  | 0 | 0 | 0 | 0 | 0 |  | 0 | 0 | 0 | 0 | 0 |  | 0 | 0 | 0 | 0 | 0 | 0 | 0 | 0
SCE Metro | SCE Metro | SCE | Del Amo | 230 | 97 | Distributed_Solar |  |  | 0 |  | 0 | 0 |  | 0 | 0 |  | 0 | 0 | 0 | 0 | 0 |  | 0 | 0 | 0 | 0 | 0 |  | 0 | 0 | 0 | 0 | 0 | 0 | 0 | 0
SCE Eastern | SCE Arizona | SCE | Delaney | 500 | 181 | Distributed_Solar |  |  | 0 |  | 0 | 0 |  | 0 | 0 |  | 0 | 0 | 0 | 0 | 0 |  | 0 | 0 | 0 | 0 | 0 |  | 0 | 0 | 0 | 0 | 0 | 0 | 0 | 0
PG&E NGBA | PGE NGBA | PGE | Delevan | 230 | 25 | Distributed_Solar |  |  | 0 |  | 0 | 0 |  | 0 | 0 |  | 0 | 0 | 0 | 0 | 0 |  | 0 | 0 | 0 | 0 | 0 |  | 0 | 0 | 0 | 0 | 0 | 0 | 0 | 0
PG&E GBA | PGE GBA | PGE | Delta PP | 230 | 32 | Distributed_Solar |  |  | 0 |  | 0 | 0 |  | 0 | 0 |  | 0 | 0 | 0 | 0 | 0 |  | 0 | 0 | 0 | 0 | 0 |  | 0 | 0 | 0 | 0 | 0 | 0 | 0 | 0
EOP | SCE EOP | SCE | Desert View | 230 | 177 | Distributed_Solar |  |  | 0 |  | 0 | 0 |  | 0 | 0 |  | 0 | 0 | 0 | 0 | 0 |  | 0 | 0 | 0 | 0 | 0 |  | 0 | 0 | 0 | 0 | 0 | 0 | 0 | 0
SCE Eastern | SCE Eastern | SCE | Devers | 230 | 156 | Distributed_Solar |  |  | 0 |  | 0 | 0 |  | 0 | 0 |  | 0 | 0 | 0 | 0 | 0 |  | 0 | 0 | 0 | 0 | 0 |  | 0 | 0 | 0 | 0 | 0 | 0 | 0 | 0
SCE Eastern | SCE Eastern | SCE | Devers | 500 | 156 | Distributed_Solar |  |  | 0 |  | 0 | 0 |  | 0 | 0 |  | 0 | 0 | 0 | 0 | 0 |  | 0 | 0 | 0 | 0 | 0 |  | 0 | 0 | 0 | 0 | 0 | 0 | 0 | 0
PG&E KERN | PGE Kern | PGE | Diablo Canyon | 230 | 111 | Distributed_Solar |  |  | 0 |  | 0 | 0 |  | 0 | 0 |  | 0 | 0 | 0 | 0 | 0 |  | 0 | 0 | 0 | 0 | 0 |  | 0 | 0 | 0 | 0 | 0 | 0 | 0 | 0
PG&E KERN | PGE Kern | PGE | Diablo Canyon | 500 | 98 | Distributed_Solar |  |  | 0 |  | 0 | 0 |  | 0 | 0 |  | 0 | 0 | 0 | 0 | 0 |  | 0 | 0 | 0 | 0 | 0 |  | 0 | 0 | 0 | 0 | 0 | 0 | 0 | 0
PG&E KERN | PGE Kern | PGE | Divide | 115 | 111 | Distributed_Solar |  |  | 0 |  | 0 | 0 |  | 0 | 0 |  | 0 | 0 | 0 | 0 | 0 |  | 0 | 0 | 0 | 0 | 0 |  | 0 | 0 | 0 | 0 | 0 | 0 | 0 | 0
PG&E GBA | PGE GBA | PGE | Dixon Landing | 115 | 11 | Distributed_Solar |  |  | 0 |  | 0 | 0 |  | 0 | 0 |  | 0 | 0 | 0 | 0 | 0 |  | 0 | 0 | 0 | 0 | 0 |  | 0 | 0 | 0 | 0 | 0 | 0 | 0 | 0
PG&E FRESNO | PGE Fresno | PGE | Dos Amigos | 230 | 70 | Distributed_Solar |  |  | 1 |  | 0 | 0 |  | 3 | 3 |  | 0 | 0 | 0 | 3 | 3 |  | 0 | 0 | 0 | 0 | 0 |  | 0 | 0 | 0 | 3 | 3 | 0 | 3 | 3
PG&E NGBA | PGE NGBA | PGE | Drum | 115 | 21 | Distributed_Solar |  |  | 0 |  | 0 | 0 |  | 0 | 0 |  | 0 | 0 | 0 | 0 | 0 |  | 0 | 0 | 0 | 0 | 0 |  | 0 | 0 | 0 | 0 | 0 | 0 | 0 | 0
PG&E GBA | PGE GBA | PGE | Dumbarton | 115 | 3 | Distributed_Solar |  |  | 0 |  | 0 | 0 |  | 0 | 0 |  | 0 | 0 | 0 | 0 | 0 |  | 0 | 0 | 0 | 0 | 0 |  | 0 | 0 | 0 | 0 | 0 | 0 | 0 | 0
SCE NOL | SCE NOL | SCE | Dunn Siding | 115 | 160 | Distributed_Solar |  |  | 0 |  | 0 | 0 |  | 0 | 0 |  | 0 | 0 | 0 | 0 | 0 |  | 0 | 0 | 0 | 0 | 0 |  | 0 | 0 | 0 | 0 | 0 | 0 | 0 | 0
SCE Eastern | SCE Eastern | SCE | Eagle Mountain | 230 | 174 | Distributed_Solar |  |  | 0 |  | 0 | 0 |  | 0 | 0 |  | 0 | 0 | 0 | 0 | 0 |  | 0 | 0 | 0 | 0 | 0 |  | 0 | 0 | 0 | 0 | 0 | 0 | 0 | 0
PG&E NGBA | PGE NGBA | PGE | Eagle Rock (PGE) | 60 |  | Distributed_Solar |  |  | 0 |  | 0 | 0 |  | 0 | 0 |  | 0 | 0 | 0 | 0 | 0 |  | 0 | 0 | 0 | 0 | 0 |  | 0 | 0 | 0 | 0 | 0 | 0 | 0 | 0
PG&E NGBA | PGE NGBA | PGE | Eagle Rock (PGE) | 115 | 37 | Distributed_Solar |  |  | 0 |  | 0 | 0 |  | 0 | 0 |  | 0 | 0 | 0 | 0 | 0 |  | 0 | 0 | 0 | 0 | 0 |  | 0 | 0 | 0 | 0 | 0 | 0 | 0 | 0
SCE Metro | SCE Metro | SCE | Eagle Rock (SCE) | 230 | 97 | Distributed_Solar |  |  | 0 |  | 0 | 0 |  | 0 | 0 |  | 0 | 0 | 0 | 0 | 0 |  | 0 | 0 | 0 | 0 | 0 |  | 0 | 0 | 0 | 0 | 0 | 0 | 0 | 0
PG&E NGBA | PGE NGBA | PGE | East Marysville | 115 | 9 | Distributed_Solar |  |  | 0 |  | 0 | 0 |  | 0 | 0 |  | 0 | 0 | 0 | 0 | 0 |  | 0 | 0 | 0 | 0 | 0 |  | 0 | 0 | 0 | 0 | 0 | 0 | 0 | 0
PG&E NGBA | PGE NGBA | PGE | East Nicolaus | 115 | 16 | Distributed_Solar |  |  | 0 |  | 0 | 0 |  | 0 | 0 |  | 0 | 0 | 0 | 0 | 0 |  | 0 | 0 | 0 | 0 | 0 |  | 0 | 0 | 0 | 0 | 0 | 0 | 0 | 0
PG&E NGBA | PGE NGBA | PGE | East Nicolaus | 60 |  | Distributed_Solar |  |  | 0 |  | 0 | 0 |  | 0 | 0 |  | 0 | 0 | 0 | 0 | 0 |  | 0 | 0 | 0 | 0 | 0 |  | 0 | 0 | 0 | 0 | 0 | 0 | 0 | 0
PG&E GBA | PGE GBA | PGE | Eastshore | 115 | 3 | Distributed_Solar |  |  | 0 |  | 0 | 0 |  | 0 | 0 |  | 0 | 0 | 0 | 0 | 0 |  | 0 | 0 | 0 | 0 | 0 |  | 0 | 0 | 0 | 0 | 0 | 0 | 0 | 0
PG&E GBA | PGE GBA | PGE | Eastshore | 230 | 46 | Distributed_Solar |  |  | 0 |  | 0 | 0 |  | 0 | 0 |  | 0 | 0 | 0 | 0 | 0 |  | 0 | 0 | 0 | 0 | 0 |  | 0 | 0 | 0 | 0 | 0 | 0 | 0 | 0
SDGE | SDGE Imperial | SDGE | ECO | 138 | 198 | Distributed_Solar |  |  | 0 |  | 0 | 0 |  | 0 | 0 |  | 0 | 0 | 0 | 0 | 0 |  | 0 | 0 | 0 | 0 | 0 |  | 0 | 0 | 0 | 0 | 0 | 0 | 0 | 0
SDGE | SDGE Imperial | SDGE | ECO | 230 | 198 | Distributed_Solar |  |  | 0 |  | 0 | 0 |  | 0 | 0 |  | 0 | 0 | 0 | 0 | 0 |  | 0 | 0 | 0 | 0 | 0 |  | 0 | 0 | 0 | 0 | 0 | 0 | 0 | 0
SDGE | SDGE Imperial | SDGE | ECO | 500 | 198 | Distributed_Solar |  |  | 0 |  | 0 | 0 |  | 0 | 0 |  | 0 | 0 | 0 | 0 | 0 |  | 0 | 0 | 0 | 0 | 0 |  | 0 | 0 | 0 | 0 | 0 | 0 | 0 | 0
PG&E GBA | PGE GBA | PGE | Edenvale | 115 | 79 | Distributed_Solar |  |  | 0 |  | 0 | 0 |  | 0 | 0 |  | 0 | 0 | 0 | 0 | 0 |  | 0 | 0 | 0 | 0 | 0 |  | 0 | 0 | 0 | 0 | 0 | 0 | 0 | 0
PG&E GBA | PGE GBA | PGE | Edes | 115 | 6 | Distributed_Solar |  |  | 0 |  | 0 | 0 |  | 0 | 0 |  | 0 | 0 | 0 | 0 | 0 |  | 0 | 0 | 0 | 0 | 0 |  | 0 | 0 | 0 | 0 | 0 | 0 | 0 | 0
PG&E GBA | PGE GBA | PGE | Eight Mile | 230 | 16 | Distributed_Solar |  |  | 0 |  | 0 | 0 |  | 0 | 0 |  | 0 | 0 | 0 | 0 | 0 |  | 0 | 0 | 0 | 0 | 0 |  | 0 | 0 | 0 | 0 | 0 | 0 | 0 | 0
SDGE | SDGE Imperial | SDGE | El Cajon | 69 |  | Distributed_Solar |  |  | 0 |  | 0 | 0 |  | 0 | 0 |  | 0 | 0 | 0 | 0 | 0 |  | 0 | 0 | 0 | 0 | 0 |  | 0 | 0 | 0 | 0 | 0 | 0 | 0 | 0
SCE Eastern | SCE Eastern | SCE | El Casco | 230 | 156 | Distributed_Solar |  |  | 0 |  | 0 | 0 |  | 0 | 0 |  | 0 | 0 | 0 | 0 | 0 |  | 0 | 0 | 0 | 0 | 0 |  | 0 | 0 | 0 | 0 | 0 | 0 | 0 | 0
PG&E GBA | PGE GBA | PGE | El Cerrito G | 115 | 6 | Distributed_Solar |  |  | 0 |  | 0 | 0 |  | 0 | 0 |  | 0 | 0 | 0 | 0 | 0 |  | 0 | 0 | 0 | 0 | 0 |  | 0 | 0 | 0 | 0 | 0 | 0 | 0 | 0
PG&E NGBA | PGE NGBA | PGE | El Dorado PH | 115 | 19 | Distributed_Solar |  |  | 0 |  | 0 | 0 |  | 0 | 0 |  | 0 | 0 | 0 | 0 | 0 |  | 0 | 0 | 0 | 0 | 0 |  | 0 | 0 | 0 | 0 | 0 | 0 | 0 | 0
PG&E FRESNO | PGE Fresno | PGE | El Nido (PGE) | 115 | 158 | Distributed_Solar |  |  | 1 |  | 0 | 0 |  | 3 | 3 |  | 0 | 0 | 0 | 3 | 3 |  | 0 | 0 | 0 | 0 | 0 |  | 0 | 0 | 0 | 3 | 3 | 0 | 3 | 3
SCE Metro | SCE Metro | SCE | El Nido (SCE) | 230 | 132 | Distributed_Solar |  |  | 0 |  | 0 | 0 |  | 0 | 0 |  | 0 | 0 | 0 | 0 | 0 |  | 0 | 0 | 0 | 0 | 0 |  | 0 | 0 | 0 | 0 | 0 | 0 | 0 | 0
PG&E GBA | PGE GBA | PGE | El Patio | 115 | 81 | Distributed_Solar |  |  | 0 |  | 0 | 0 |  | 0 | 0 |  | 0 | 0 | 0 | 0 | 0 |  | 0 | 0 | 0 | 0 | 0 |  | 0 | 0 | 0 | 0 | 0 | 0 | 0 | 0
SCE Metro | SCE Metro | SCE | El Segundo | 230 | 97 | Distributed_Solar |  |  | 0 |  | 0 | 0 |  | 0 | 0 |  | 0 | 0 | 0 | 0 | 0 |  | 0 | 0 | 0 | 0 | 0 |  | 0 | 0 | 0 | 0 | 0 | 0 | 0 | 0
EOP | SCE EOP | SCE | Eldorado | 230 | 161 | Distributed_Solar |  |  | 0 |  | 0 | 0 |  | 0 | 0 |  | 0 | 0 | 0 | 0 | 0 |  | 0 | 0 | 0 | 0 | 0 |  | 0 | 0 | 0 | 0 | 0 | 0 | 0 | 0
EOP | SCE EOP | SCE | Eldorado | 500 | 131 | Distributed_Solar |  |  | 0 |  | 0 | 0 |  | 0 | 0 |  | 0 | 0 | 0 | 0 | 0 |  | 0 | 0 | 0 | 0 | 0 |  | 0 | 0 | 0 | 0 | 0 | 0 | 0 | 0
SCE Northern | SCE Northern | SCE | Elizabeth Lake | 66 |  | Distributed_Solar |  |  | 0 |  | 0 | 0 |  | 0 | 0 |  | 0 | 0 | 0 | 0 | 0 |  | 0 | 0 | 0 | 0 | 0 |  | 0 | 0 | 0 | 0 | 0 | 0 | 0 | 0
PG&E KERN | PGE Kern | PGE | Elk Hills | 230 | 106 | Distributed_Solar |  |  | 0 |  | 0 | 0 |  | 0 | 0 |  | 0 | 0 | 0 | 0 | 0 |  | 0 | 0 | 0 | 0 | 0 |  | 0 | 0 | 0 | 0 | 0 | 0 | 0 | 0
SDGE | SDGE Imperial | SDGE | Elliot | 69 |  | Distributed_Solar |  |  | 0 |  | 0 | 0 |  | 0 | 0 |  | 0 | 0 | 0 | 0 | 0 |  | 0 | 0 | 0 | 0 | 0 |  | 0 | 0 | 0 | 0 | 0 | 0 | 0 | 0
SCE Metro | SCE Metro | SCE | Ellis | 230 | 97 | Distributed_Solar |  |  | 0 |  | 0 | 0 |  | 0 | 0 |  | 0 | 0 | 0 | 0 | 0 |  | 0 | 0 | 0 | 0 | 0 |  | 0 | 0 | 0 | 0 | 0 | 0 | 0 | 0
SDGE | SDGE Imperial | SDGE | Encina | 138 | 171 | Distributed_Solar |  |  | 0 |  | 0 | 0 |  | 0 | 0 |  | 0 | 0 | 0 | 0 | 0 |  | 0 | 0 | 0 | 0 | 0 |  | 0 | 0 | 0 | 0 | 0 | 0 | 0 | 0
SDGE | SDGE Imperial | SDGE | Encina | 230 | 171 | Distributed_Solar |  |  | 0 |  | 0 | 0 |  | 0 | 0 |  | 0 | 0 | 0 | 0 | 0 |  | 0 | 0 | 0 | 0 | 0 |  | 0 | 0 | 0 | 0 | 0 | 0 | 0 | 0
SDGE | SDGE Imperial | SDGE | Escondido | 230 | 195 | Distributed_Solar |  |  | 0 |  | 0 | 0 |  | 0 | 0 |  | 0 | 0 | 0 | 0 | 0 |  | 0 | 0 | 0 | 0 | 0 |  | 0 | 0 | 0 | 0 | 0 | 0 | 0 | 0
SDGE | SDGE Imperial | SDGE | Escondido | 69 |  | Distributed_Solar |  |  | 0 |  | 0 | 0 |  | 0 | 0 |  | 0 | 0 | 0 | 0 | 0 |  | 0 | 0 | 0 | 0 | 0 |  | 0 | 0 | 0 | 0 | 0 | 0 | 0 | 0
PG&E KERN | PGE Kern | PGE | Estrella | 230 | 111 | Distributed_Solar |  |  | 0 |  | 0 | 0 |  | 0 | 0 |  | 0 | 0 | 0 | 0 | 0 |  | 0 | 0 | 0 | 0 | 0 |  | 0 | 0 | 0 | 0 | 0 | 0 | 0 | 0
SCE Eastern | SCE Eastern | SCE | Etiwanda | 230 | 121 | Distributed_Solar |  |  | 0 |  | 0 | 0 |  | 0 | 0 |  | 0 | 0 | 0 | 0 | 0 |  | 0 | 0 | 0 | 0 | 0 |  | 0 | 0 | 0 | 0 | 0 | 0 | 0 | 0
PG&E GBA | PGE GBA | PGE | Evergreen | 115 | 11 | Distributed_Solar |  |  | 0 |  | 0 | 0 |  | 0 | 0 |  | 0 | 0 | 0 | 0 | 0 |  | 0 | 0 | 0 | 0 | 0 |  | 0 | 0 | 0 | 0 | 0 | 0 | 0 | 0
PG&E GBA | PGE GBA | PGE | Evergreen | 60 |  | Distributed_Solar |  |  | 0 |  | 0 | 0 |  | 0 | 0 |  | 0 | 0 | 0 | 0 | 0 |  | 0 | 0 | 0 | 0 | 0 |  | 0 | 0 | 0 | 0 | 0 | 0 | 0 | 0
PG&E FRESNO | PGE Fresno | PGE | Excelsior | 115 | 134 | Distributed_Solar |  |  | 0 |  | 0 | 0 |  | 0 | 0 |  | 0 | 0 | 0 | 0 | 0 |  | 0 | 0 | 0 | 0 | 0 |  | 0 | 0 | 0 | 0 | 0 | 0 | 0 | 0
PG&E FRESNO | PGE Fresno | PGE | Exchequer | 115 | 163 | Distributed_Solar |  |  | 0 |  | 0 | 0 |  | 0 | 0 |  | 0 | 0 | 0 | 0 | 0 |  | 0 | 0 | 0 | 0 | 0 |  | 0 | 0 | 0 | 0 | 0 | 0 | 0 | 0
PG&E KERN | PGE Kern | PGE | Fairway | 115 | 111 | Distributed_Solar |  |  | 0 |  | 0 | 0 |  | 0 | 0 |  | 0 | 0 | 0 | 0 | 0 |  | 0 | 0 | 0 | 0 | 0 |  | 0 | 0 | 0 | 0 | 0 | 0 | 0 | 0
PG&E KERN | PGE Kern | PGE | Famoso | 115 | 74 | Distributed_Solar |  |  | 0 |  | 0 | 0 |  | 0 | 0 |  | 0 | 0 | 0 | 0 | 0 |  | 0 | 0 | 0 | 0 | 0 |  | 0 | 0 | 0 | 0 | 0 | 0 | 0 | 0
PG&E NGBA | PGE NGBA | PGE | Fern Road | 500 | 1 | Distributed_Solar |  |  | 0 |  | 0 | 0 |  | 0 | 0 |  | 0 | 0 | 0 | 0 | 0 |  | 0 | 0 | 0 | 0 | 0 |  | 0 | 0 | 0 | 0 | 0 | 0 | 0 | 0
PG&E GBA | PGE GBA | PGE | Fibreboard (SPI Sonora) | 115 | 44 | Distributed_Solar |  |  | 0 |  | 0 | 0 |  | 0 | 0 |  | 0 | 0 | 0 | 0 | 0 |  | 0 | 0 | 0 | 0 | 0 |  | 0 | 0 | 0 | 0 | 0 | 0 | 0 | 0
PG&E FRESNO | PGE Fresno | PGE | Figarden | 230 | 138 | Distributed_Solar |  |  | 0 |  | 0 | 0 |  | 0 | 0 |  | 0 | 0 | 0 | 0 | 0 |  | 0 | 0 | 0 | 0 | 0 |  | 0 | 0 | 0 | 0 | 0 | 0 | 0 | 0
PG&E FRESNO | PGE Fresno | PGE | Fink | 230 | 64 | Distributed_Solar |  |  | 0 |  | 0 | 0 |  | 0 | 0 |  | 0 | 0 | 0 | 0 | 0 |  | 0 | 0 | 0 | 0 | 0 |  | 0 | 0 | 0 | 0 | 0 | 0 | 0 | 0
PG&E NGBA | PGE NGBA | PGE | Fitch Mountain | 60 |  | Distributed_Solar |  |  | 0 |  | 0 | 0 |  | 0 | 0 |  | 0 | 0 | 0 | 0 | 0 |  | 0 | 0 | 0 | 0 | 0 |  | 0 | 0 | 0 | 0 | 0 | 0 | 0 | 0
PG&E GBA | PGE GBA | PGE | FMC | 115 | 11 | Distributed_Solar |  |  | 0 |  | 0 | 0 |  | 0 | 0 |  | 0 | 0 | 0 | 0 | 0 |  | 0 | 0 | 0 | 0 | 0 |  | 0 | 0 | 0 | 0 | 0 | 0 | 0 | 0
PG&E GBA | PGE GBA | PGE | Fremont | 115 | 5 | Distributed_Solar |  |  | 0 |  | 0 | 0 |  | 0 | 0 |  | 0 | 0 | 0 | 0 | 0 |  | 0 | 0 | 0 | 0 | 0 |  | 0 | 0 | 0 | 0 | 0 | 0 | 0 | 0
PG&E GBA | PGE GBA | PGE | French Camp | 60 |  | Distributed_Solar |  |  | 0 |  | 0 | 0 |  | 0 | 0 |  | 0 | 0 | 0 | 0 | 0 |  | 0 | 0 | 0 | 0 | 0 |  | 0 | 0 | 0 | 0 | 0 | 0 | 0 | 0
PG&E GBA | PGE GBA | PGE | Frogtown | 115 | 12 | Distributed_Solar |  |  | 0 |  | 0 | 0 |  | 0 | 0 |  | 0 | 0 | 0 | 0 | 0 |  | 0 | 0 | 0 | 0 | 0 |  | 0 | 0 | 0 | 0 | 0 | 0 | 0 | 0
PG&E NGBA | PGE NGBA | PGE | Fulton | 115 | 58 | Distributed_Solar |  |  | 0 |  | 0 | 0 |  | 0 | 0 |  | 0 | 0 | 0 | 0 | 0 |  | 0 | 0 | 0 | 0 | 0 |  | 0 | 0 | 0 | 0 | 0 | 0 | 0 | 0
PG&E NGBA | PGE NGBA | PGE | Fulton | 230 | 61 | Distributed_Solar |  |  | 0 |  | 0 | 0 |  | 0 | 0 |  | 0 | 0 | 0 | 0 | 0 |  | 0 | 0 | 0 | 0 | 0 |  | 0 | 0 | 0 | 0 | 0 | 0 | 0 | 0
PG&E NGBA | PGE NGBA | PGE | Fulton | 60 |  | Distributed_Solar |  |  | 0 |  | 0 | 0 |  | 0 | 0 |  | 0 | 0 | 0 | 0 | 0 |  | 0 | 0 | 0 | 0 | 0 |  | 0 | 0 | 0 | 0 | 0 | 0 | 0 | 0
PG&E KERN | PGE Kern | PGE | Ganso | 115 | 83 | Distributed_Solar |  |  | 0 |  | 0 | 0 |  | 0 | 0 |  | 0 | 0 | 0 | 0 | 0 |  | 0 | 0 | 0 | 0 | 0 |  | 0 | 0 | 0 | 0 | 0 | 0 | 0 | 0
PG&E FRESNO | PGE Fresno | PGE | Gates | 230 | 135 | Distributed_Solar |  |  | 1 |  | 0 | 0 |  | 3 | 3 |  | 0 | 0 | 0 | 3 | 3 |  | 0 | 0 | 0 | 0 | 0 |  | 0 | 0 | 0 | 3 | 3 | 0 | 3 | 3
PG&E FRESNO | PGE Fresno | PGE | Gates | 500 | 133 | Distributed_Solar |  |  | 0 |  | 0 | 0 |  | 0 | 0 |  | 0 | 0 | 0 | 0 | 0 |  | 0 | 0 | 0 | 0 | 0 |  | 0 | 0 | 0 | 0 | 0 | 0 | 0 | 0
PG&E NGBA | PGE NGBA | PGE | Geysers 12 | 230 | 61 | Distributed_Solar |  |  | 0 |  | 0 | 0 |  | 0 | 0 |  | 0 | 0 | 0 | 0 | 0 |  | 0 | 0 | 0 | 0 | 0 |  | 0 | 0 | 0 | 0 | 0 | 0 | 0 | 0
PG&E NGBA | PGE NGBA | PGE | Geysers 17 | 230 | 61 | Distributed_Solar |  |  | 0 |  | 0 | 0 |  | 0 | 0 |  | 0 | 0 | 0 | 0 | 0 |  | 0 | 0 | 0 | 0 | 0 |  | 0 | 0 | 0 | 0 | 0 | 0 | 0 | 0
PG&E NGBA | PGE NGBA | PGE | Geysers 3 | 115 | 37 | Distributed_Solar |  |  | 0 |  | 0 | 0 |  | 0 | 0 |  | 0 | 0 | 0 | 0 | 0 |  | 0 | 0 | 0 | 0 | 0 |  | 0 | 0 | 0 | 0 | 0 | 0 | 0 | 0
PG&E NGBA | PGE NGBA | PGE | Glenn | 230 | 1 | Distributed_Solar |  |  | 0 |  | 0 | 0 |  | 0 | 0 |  | 0 | 0 | 0 | 0 | 0 |  | 0 | 0 | 0 | 0 | 0 |  | 0 | 0 | 0 | 0 | 0 | 0 | 0 | 0
PG&E NGBA | PGE NGBA | PGE | Glenn | 60 |  | Distributed_Solar |  |  | 0 |  | 0 | 0 |  | 0 | 0 |  | 0 | 0 | 0 | 0 | 0 |  | 0 | 0 | 0 | 0 | 0 |  | 0 | 0 | 0 | 0 | 0 | 0 | 0 | 0
PG&E NGBA | PGE NGBA | PGE | Gold Hill | 115 | 16 | Distributed_Solar |  |  | 0 |  | 0 | 0 |  | 0 | 0 |  | 0 | 0 | 0 | 0 | 0 |  | 0 | 0 | 0 | 0 | 0 |  | 0 | 0 | 0 | 0 | 0 | 0 | 0 | 0
PG&E NGBA | PGE NGBA | PGE | Gold Hill | 230 | 19 | Distributed_Solar |  |  | 0 |  | 0 | 0 |  | 0 | 0 |  | 0 | 0 | 0 | 0 | 0 |  | 0 | 0 | 0 | 0 | 0 |  | 0 | 0 | 0 | 0 | 0 | 0 | 0 | 0
SCE Northern | SCE Northern | SCE | Goleta | 230 | 157 | Distributed_Solar |  |  | 0 |  | 0 | 0 |  | 0 | 0 |  | 0 | 0 | 0 | 0 | 0 |  | 0 | 0 | 0 | 0 | 0 |  | 0 | 0 | 0 | 0 | 0 | 0 | 0 | 0
SCE Metro | SCE Metro | SCE | Goodrich | 230 | 97 | Distributed_Solar |  |  | 0 |  | 0 | 0 |  | 0 | 0 |  | 0 | 0 | 0 | 0 | 0 |  | 0 | 0 | 0 | 0 | 0 |  | 0 | 0 | 0 | 0 | 0 | 0 | 0 | 0
PG&E KERN | PGE Kern | PGE | Goose Lake | 115 | 74 | Distributed_Solar |  |  | 0 |  | 0 | 0 |  | 0 | 0 |  | 0 | 0 | 0 | 0 | 0 |  | 0 | 0 | 0 | 0 | 0 |  | 0 | 0 | 0 | 0 | 0 | 0 | 0 | 0
SCE Metro | SCE Metro | SCE | Gould | 230 | 97 | Distributed_Solar |  |  | 0 |  | 0 | 0 |  | 0 | 0 |  | 0 | 0 | 0 | 0 | 0 |  | 0 | 0 | 0 | 0 | 0 |  | 0 | 0 | 0 | 0 | 0 | 0 | 0 | 0
PG&E NGBA | PGE NGBA | PGE | Grand Island | 115 | 17 | Distributed_Solar |  |  | 1 |  | 0 | 0 |  | 2.73 | 2.73 |  | 0 | 0 | 0 | 2.73 | 2.73 |  | 0 | 0 | 0 | 0 | 0 |  | 0 | 0 | 0 | 2.73 | 2.73 | 0 | 2.73 | 2.73
SDGE | SDGE Imperial | SDGE | Granite | 69 |  | Distributed_Solar |  |  | 0 |  | 0 | 0 |  | 0 | 0 |  | 0 | 0 | 0 | 0 | 0 |  | 0 | 0 | 0 | 0 | 0 |  | 0 | 0 | 0 | 0 | 0 | 0 | 0 | 0
PG&E GBA | PGE GBA | PGE | Grant | 115 | 3 | Distributed_Solar |  |  | 0 |  | 0 | 0 |  | 0 | 0 |  | 0 | 0 | 0 | 0 | 0 |  | 0 | 0 | 0 | 0 | 0 |  | 0 | 0 | 0 | 0 | 0 | 0 | 0 | 0
PG&E GBA | PGE GBA | PGE | Green Valley | 115 | 87 | Distributed_Solar |  |  | 0 |  | 0 | 0 |  | 0 | 0 |  | 0 | 0 | 0 | 0 | 0 |  | 0 | 0 | 0 | 0 | 0 |  | 0 | 0 | 0 | 0 | 0 | 0 | 0 | 0
PG&E NGBA | PGE NGBA | PGE | Greenleaf 1 | 115 | 22 | Distributed_Solar |  |  | 0 |  | 0 | 0 |  | 0 | 0 |  | 0 | 0 | 0 | 0 | 0 |  | 0 | 0 | 0 | 0 | 0 |  | 0 | 0 | 0 | 0 | 0 | 0 | 0 | 0
PG&E FRESNO | PGE Fresno | PGE | Gregg | 230 | 149 | Distributed_Solar |  |  | 0 |  | 0 | 0 |  | 0 | 0 |  | 0 | 0 | 0 | 0 | 0 |  | 0 | 0 | 0 | 0 | 0 |  | 0 | 0 | 0 | 0 | 0 | 0 | 0 | 0
PG&E FRESNO | PGE Fresno | PGE | Grimmway-Malaga | 115 | 117 | Distributed_Solar |  |  | 0 |  | 0 | 0 |  | 0 | 0 |  | 0 | 0 | 0 | 0 | 0 |  | 0 | 0 | 0 | 0 | 0 |  | 0 | 0 | 0 | 0 | 0 | 0 | 0 | 0
PG&E NGBA | PGE NGBA | PGE | Grizzly | 230 | 24 | Distributed_Solar |  |  | 0 |  | 0 | 0 |  | 0 | 0 |  | 0 | 0 | 0 | 0 | 0 |  | 0 | 0 | 0 | 0 | 0 |  | 0 | 0 | 0 | 0 | 0 | 0 | 0 | 0
PG&E FRESNO | PGE Fresno | PGE | Guernsey | 70 |  | Distributed_Solar |  |  | 0 |  | 0 | 0 |  | 0 | 0 |  | 0 | 0 | 0 | 0 | 0 |  | 0 | 0 | 0 | 0 | 0 |  | 0 | 0 | 0 | 0 | 0 | 0 | 0 | 0
PG&E FRESNO | PGE Fresno | PGE | GWF Hanford | 115 | 125 | Distributed_Solar |  |  | 0 |  | 0 | 0 |  | 0 | 0 |  | 0 | 0 | 0 | 0 | 0 |  | 0 | 0 | 0 | 0 | 0 |  | 0 | 0 | 0 | 0 | 0 | 0 | 0 | 0
PG&E FRESNO | PGE Fresno | PGE | Haas | 230 | 117 | Distributed_Solar |  |  | 0 |  | 0 | 0 |  | 0 | 0 |  | 0 | 0 | 0 | 0 | 0 |  | 0 | 0 | 0 | 0 | 0 |  | 0 | 0 | 0 | 0 | 0 | 0 | 0 | 0
PG&E FRESNO | PGE Fresno | PGE | Hammonds | 115 | 114 | Distributed_Solar |  |  | 0 |  | 0 | 0 |  | 0 | 0 |  | 0 | 0 | 0 | 0 | 0 |  | 0 | 0 | 0 | 0 | 0 |  | 0 | 0 | 0 | 0 | 0 | 0 | 0 | 0
SCE Metro | SCE Metro | SCE | HarborGen | 230 | 97 | Distributed_Solar |  |  | 0 |  | 0 | 0 |  | 0 | 0 |  | 0 | 0 | 0 | 0 | 0 |  | 0 | 0 | 0 | 0 | 0 |  | 0 | 0 | 0 | 0 | 0 | 0 | 0 | 0
PG&E NGBA | PGE NGBA | PGE | Harris | 60 |  | Distributed_Solar |  |  | 0 |  | 0 | 0 |  | 0 | 0 |  | 0 | 0 | 0 | 0 | 0 |  | 0 | 0 | 0 | 0 | 0 |  | 0 | 0 | 0 | 0 | 0 | 0 | 0 | 0
EOP | SCE EOP | SCE | Harry Allen | 500 | 161 | Distributed_Solar |  |  | 0 |  | 0 | 0 |  | 0 | 0 |  | 0 | 0 | 0 | 0 | 0 |  | 0 | 0 | 0 | 0 | 0 |  | 0 | 0 | 0 | 0 | 0 | 0 | 0 | 0
PG&E NGBA | PGE NGBA | PGE | Hartley | 60 |  | Distributed_Solar |  |  | 0 |  | 0 | 0 |  | 0 | 0 |  | 0 | 0 | 0 | 0 | 0 |  | 0 | 0 | 0 | 0 | 0 |  | 0 | 0 | 0 | 0 | 0 | 0 | 0 | 0
SCE NOL | SCE NOL | SCE | Harvard | 115 | 160 | Distributed_Solar |  |  | 0 |  | 0 | 0 |  | 0 | 0 |  | 0 | 0 | 0 | 0 | 0 |  | 0 | 0 | 0 | 0 | 0 |  | 0 | 0 | 0 | 0 | 0 | 0 | 0 | 0
SDGE | SDGE Arizona | SDGE | Hassayampa | 500 | 180 | Distributed_Solar |  |  | 0 |  | 0 | 0 |  | 0 | 0 |  | 0 | 0 | 0 | 0 | 0 |  | 0 | 0 | 0 | 0 | 0 |  | 0 | 0 | 0 | 0 | 0 | 0 | 0 | 0
PG&E FRESNO | PGE Fresno | PGE | Helm | 230 | 117 | Distributed_Solar |  |  | 0 |  | 0 | 0 |  | 0 | 0 |  | 0 | 0 | 0 | 0 | 0 |  | 0 | 0 | 0 | 0 | 0 |  | 0 | 0 | 0 | 0 | 0 | 0 | 0 | 0
PG&E FRESNO | PGE Fresno | PGE | Helm | 70 |  | Distributed_Solar |  |  | 0 |  | 0 | 0 |  | 0 | 0 |  | 0 | 0 | 0 | 0 | 0 |  | 0 | 0 | 0 | 0 | 0 |  | 0 | 0 | 0 | 0 | 0 | 0 | 0 | 0
PG&E FRESNO | PGE Fresno | PGE | Henrietta | 115 | 90 | Distributed_Solar |  |  | 0 |  | 0 | 0 |  | 0 | 0 |  | 0 | 0 | 0 | 0 | 0 |  | 0 | 0 | 0 | 0 | 0 |  | 0 | 0 | 0 | 0 | 0 | 0 | 0 | 0
PG&E FRESNO | PGE Fresno | PGE | Henrietta | 230 | 75 | Distributed_Solar |  |  | 0 |  | 0 | 0 |  | 0 | 0 |  | 0 | 0 | 0 | 0 | 0 |  | 0 | 0 | 0 | 0 | 0 |  | 0 | 0 | 0 | 0 | 0 | 0 | 0 | 0
PG&E FRESNO | PGE Fresno | PGE | Henrietta | 70 |  | Distributed_Solar |  |  | 1 |  | 3 | 3 |  | 0 | 0 |  | 0 | 0 | 0 | 0 | 0 |  | 0 | 0 | 0 | 0 | 0 |  | 0 | 0 | 0 | 3 | 3 | 0 | 3 | 3
PG&E FRESNO | PGE Fresno | PGE | Herndon | 115 | 136 | Distributed_Solar |  |  | 0 |  | 0 | 0 |  | 0 | 0 |  | 0 | 0 | 0 | 0 | 0 |  | 0 | 0 | 0 | 0 | 0 |  | 0 | 0 | 0 | 0 | 0 | 0 | 0 | 0
PG&E FRESNO | PGE Fresno | PGE | Herndon | 230 | 138 | Distributed_Solar |  |  | 0 |  | 0 | 0 |  | 0 | 0 |  | 0 | 0 | 0 | 0 | 0 |  | 0 | 0 | 0 | 0 | 0 |  | 0 | 0 | 0 | 0 | 0 | 0 | 0 | 0
PG&E GBA | PGE GBA | PGE | Hicks | 230 | 80 | Distributed_Solar |  |  | 0 |  | 0 | 0 |  | 0 | 0 |  | 0 | 0 | 0 | 0 | 0 |  | 0 | 0 | 0 | 0 | 0 |  | 0 | 0 | 0 | 0 | 0 | 0 | 0 | 0
PG&E NGBA | PGE NGBA | PGE | Higgins | 115 | 20 | Distributed_Solar |  |  | 0 |  | 0 | 0 |  | 0 | 0 |  | 0 | 0 | 0 | 0 | 0 |  | 0 | 0 | 0 | 0 | 0 |  | 0 | 0 | 0 | 0 | 0 | 0 | 0 | 0
PG&E NGBA | PGE NGBA | PGE | Hilltop | 345 | 1 | Distributed_Solar |  |  | 0 |  | 0 | 0 |  | 0 | 0 |  | 0 | 0 | 0 | 0 | 0 |  | 0 | 0 | 0 | 0 | 0 |  | 0 | 0 | 0 | 0 | 0 | 0 | 0 | 0
SCE Metro | SCE Metro | SCE | Hinson | 230 | 132 | Distributed_Solar |  |  | 1 |  | 2.4 | 2.4 |  | 0.68 | 0.68 |  | 0 | 0 | 0 | 0.68 | 0.68 |  | 0 | 0 | 0 | 0 | 0 |  | 0 | 0 | 0 | 3.08 | 3.08 | 0 | 3.08 | 3.08
PG&E GBA | PGE GBA | PGE | Hollister | 115 | 85 | Distributed_Solar |  |  | 0 |  | 0 | 0 |  | 0 | 0 |  | 0 | 0 | 0 | 0 | 0 |  | 0 | 0 | 0 | 0 | 0 |  | 0 | 0 | 0 | 0 | 0 | 0 | 0 | 0
PG&E NGBA | PGE NGBA | PGE | Homestake | 115 | 37 | Distributed_Solar |  |  | 0 |  | 0 | 0 |  | 0 | 0 |  | 0 | 0 | 0 | 0 | 0 |  | 0 | 0 | 0 | 0 | 0 |  | 0 | 0 | 0 | 0 | 0 | 0 | 0 | 0
PG&E NGBA | PGE NGBA | PGE | Honcut | 115 | 22 | Distributed_Solar |  |  | 0 |  | 0 | 0 |  | 0 | 0 |  | 0 | 0 | 0 | 0 | 0 |  | 0 | 0 | 0 | 0 | 0 |  | 0 | 0 | 0 | 0 | 0 | 0 | 0 | 0
SDGE | SDGE Arizona | SDGE | Hoodoo Wash | 500 | 184 | Distributed_Solar |  |  | 0 |  | 0 | 0 |  | 0 | 0 |  | 0 | 0 | 0 | 0 | 0 |  | 0 | 0 | 0 | 0 | 0 |  | 0 | 0 | 0 | 0 | 0 | 0 | 0 | 0
PG&E NGBA | PGE NGBA | PGE | Hopland | 115 | 27 | Distributed_Solar |  |  | 0 |  | 0 | 0 |  | 0 | 0 |  | 0 | 0 | 0 | 0 | 0 |  | 0 | 0 | 0 | 0 | 0 |  | 0 | 0 | 0 | 0 | 0 | 0 | 0 | 0
PG&E NGBA | PGE NGBA | PGE | Hopland | 60 |  | Distributed_Solar |  |  | 0 |  | 0 | 0 |  | 0 | 0 |  | 0 | 0 | 0 | 0 | 0 |  | 0 | 0 | 0 | 0 | 0 |  | 0 | 0 | 0 | 0 | 0 | 0 | 0 | 0
PG&E NGBA | PGE NGBA | PGE | Humboldt | 115 | 1 | Distributed_Solar |  |  | 0 |  | 0 | 0 |  | 0 | 0 |  | 0 | 0 | 0 | 0 | 0 |  | 0 | 0 | 0 | 0 | 0 |  | 0 | 0 | 0 | 0 | 0 | 0 | 0 | 0
PG&E NGBA | PGE NGBA | PGE | Humboldt | 60 |  | Distributed_Solar |  |  | 1 |  | 0 | 0 |  | 1.999 | 1.999 |  | 0 | 0 | 0 | 1.999 | 1.999 |  | 0 | 0 | 0 | 0 | 0 |  | 0 | 0 | 0 | 1.999 | 1.999 | 0 | 1.999 | 1.999
PG&E NGBA | PGE NGBA | PGE | Humboldt | 500 | 1 | Distributed_Solar |  |  | 0 |  | 0 | 0 |  | 0 | 0 |  | 0 | 0 | 0 | 0 | 0 |  | 0 | 0 | 0 | 0 | 0 |  | 0 | 0 | 0 | 0 | 0 | 0 | 0 | 0
SCE Metro | SCE Metro | SCE | Huntington Beach | 230 | 97 | Distributed_Solar |  |  | 0 |  | 0 | 0 |  | 0 | 0 |  | 0 | 0 | 0 | 0 | 0 |  | 0 | 0 | 0 | 0 | 0 |  | 0 | 0 | 0 | 0 | 0 | 0 | 0 | 0
PG&E NGBA | PGE NGBA | PGE | Ignacio | 115 | 47 | Distributed_Solar |  |  | 0 |  | 0 | 0 |  | 0 | 0 |  | 0 | 0 | 0 | 0 | 0 |  | 0 | 0 | 0 | 0 | 0 |  | 0 | 0 | 0 | 0 | 0 | 0 | 0 | 0
PG&E NGBA | PGE NGBA | PGE | Ignacio | 230 | 27 | Distributed_Solar |  |  | 0 |  | 0 | 0 |  | 0 | 0 |  | 0 | 0 | 0 | 0 | 0 |  | 0 | 0 | 0 | 0 | 0 |  | 0 | 0 | 0 | 0 | 0 | 0 | 0 | 0
PG&E NGBA | PGE NGBA | PGE | Ignacio | 60 |  | Distributed_Solar |  |  | 0 |  | 0 | 0 |  | 0 | 0 |  | 0 | 0 | 0 | 0 | 0 |  | 0 | 0 | 0 | 0 | 0 |  | 0 | 0 | 0 | 0 | 0 | 0 | 0 | 0
SDGE | SDGE Imperial | SDGE | Imperial Beach | 69 |  | Distributed_Solar |  |  | 0 |  | 0 | 0 |  | 0 | 0 |  | 0 | 0 | 0 | 0 | 0 |  | 0 | 0 | 0 | 0 | 0 |  | 0 | 0 | 0 | 0 | 0 | 0 | 0 | 0
SDGE | SDGE Imperial | SDGE | Imperial Valley | 230 | 196 | Distributed_Solar |  |  | 0 |  | 0 | 0 |  | 0 | 0 |  | 0 | 0 | 0 | 0 | 0 |  | 0 | 0 | 0 | 0 | 0 |  | 0 | 0 | 0 | 0 | 0 | 0 | 0 | 0
SDGE | SDGE Imperial | SDGE | Imperial Valley | 500 | 196 | Distributed_Solar |  |  | 0 |  | 0 | 0 |  | 0 | 0 |  | 0 | 0 | 0 | 0 | 0 |  | 0 | 0 | 0 | 0 | 0 |  | 0 | 0 | 0 | 0 | 0 | 0 | 0 | 0
EOP | SCE EOP | SCE | Innovation | 138 | 177 | Distributed_Solar |  |  | 0 |  | 0 | 0 |  | 0 | 0 |  | 0 | 0 | 0 | 0 | 0 |  | 0 | 0 | 0 | 0 | 0 |  | 0 | 0 | 0 | 0 | 0 | 0 | 0 | 0
EOP | SCE EOP | SCE | Innovation | 230 | 177 | Distributed_Solar |  |  | 0 |  | 0 | 0 |  | 0 | 0 |  | 0 | 0 | 0 | 0 | 0 |  | 0 | 0 | 0 | 0 | 0 |  | 0 | 0 | 0 | 0 | 0 | 0 | 0 | 0
SCE NOL | SCE NOL | SCE | Inyokern | 115 | 160 | Distributed_Solar |  |  | 0 |  | 0 | 0 |  | 0 | 0 |  | 0 | 0 | 0 | 0 | 0 |  | 0 | 0 | 0 | 0 | 0 |  | 0 | 0 | 0 | 0 | 0 | 0 | 0 | 0
EOP | SCE EOP | SCE | IS Tap | 138 | 177 | Distributed_Solar |  |  | 0 |  | 0 | 0 |  | 0 | 0 |  | 0 | 0 | 0 | 0 | 0 |  | 0 | 0 | 0 | 0 | 0 |  | 0 | 0 | 0 | 0 | 0 | 0 | 0 | 0
EOP | SCE EOP | SCE | Ivanpah | 115 | 161 | Distributed_Solar |  |  | 0 |  | 0 | 0 |  | 0 | 0 |  | 0 | 0 | 0 | 0 | 0 |  | 0 | 0 | 0 | 0 | 0 |  | 0 | 0 | 0 | 0 | 0 | 0 | 0 | 0
EOP | SCE EOP | SCE | Ivanpah | 230 | 161 | Distributed_Solar |  |  | 0 |  | 0 | 0 |  | 0 | 0 |  | 0 | 0 | 0 | 0 | 0 |  | 0 | 0 | 0 | 0 | 0 |  | 0 | 0 | 0 | 0 | 0 | 0 | 0 | 0
EOP | SCE EOP | SCE | Jackass (DOE) | 138 | 177 | Distributed_Solar |  |  | 0 |  | 0 | 0 |  | 0 | 0 |  | 0 | 0 | 0 | 0 | 0 |  | 0 | 0 | 0 | 0 | 0 |  | 0 | 0 | 0 | 0 | 0 | 0 | 0 | 0
PG&E NGBA | PGE NGBA | PGE | James B Black | 230 | 1 | Distributed_Solar |  |  | 0 |  | 0 | 0 |  | 0 | 0 |  | 0 | 0 | 0 | 0 | 0 |  | 0 | 0 | 0 | 0 | 0 |  | 0 | 0 | 0 | 0 | 0 | 0 | 0 | 0
PG&E GBA | PGE GBA | PGE | Jefferson | 230 | 80 | Distributed_Solar |  |  | 0 |  | 0 | 0 |  | 0 | 0 |  | 0 | 0 | 0 | 0 | 0 |  | 0 | 0 | 0 | 0 | 0 |  | 0 | 0 | 0 | 0 | 0 | 0 | 0 | 0
PG&E NGBA | PGE NGBA | PGE | Jessup | 115 | 1 | Distributed_Solar |  |  | 0 |  | 0 | 0 |  | 0 | 0 |  | 0 | 0 | 0 | 0 | 0 |  | 0 | 0 | 0 | 0 | 0 |  | 0 | 0 | 0 | 0 | 0 | 0 | 0 | 0
SCE Metro | SCE Metro | SCE | Johanna | 230 | 97 | Distributed_Solar |  |  | 0 |  | 0 | 0 |  | 0 | 0 |  | 0 | 0 | 0 | 0 | 0 |  | 0 | 0 | 0 | 0 | 0 |  | 0 | 0 | 0 | 0 | 0 | 0 | 0 | 0
SCE Eastern | SCE Eastern | SCE | Julian Hinds | 230 | 174 | Distributed_Solar |  |  | 0 |  | 0 | 0 |  | 0 | 0 |  | 0 | 0 | 0 | 0 | 0 |  | 0 | 0 | 0 | 0 | 0 |  | 0 | 0 | 0 | 0 | 0 | 0 | 0 | 0
PG&E GBA | PGE GBA | PGE | Kasson | 115 | 12 | Distributed_Solar |  |  | 0 |  | 0 | 0 |  | 0 | 0 |  | 0 | 0 | 0 | 0 | 0 |  | 0 | 0 | 0 | 0 | 0 |  | 0 | 0 | 0 | 0 | 0 | 0 | 0 | 0
PG&E GBA | PGE GBA | PGE | Kasson | 60 |  | Distributed_Solar |  |  | 0 |  | 0 | 0 |  | 0 | 0 |  | 0 | 0 | 0 | 0 | 0 |  | 0 | 0 | 0 | 0 | 0 |  | 0 | 0 | 0 | 0 | 0 | 0 | 0 | 0
PG&E FRESNO | PGE Fresno | PGE | Kearney | 230 | 140 | Distributed_Solar |  |  | 1 |  | 10 | 10 |  | 0 | 0 |  | 0 | 0 | 0 | 0 | 0 |  | 0 | 0 | 0 | 0 | 0 |  | 0 | 0 | 0 | 10 | 10 | 0 | 10 | 10
PG&E FRESNO | PGE Fresno | PGE | Kearney | 70 |  | Distributed_Solar |  |  | 0 |  | 0 | 0 |  | 0 | 0 |  | 0 | 0 | 0 | 0 | 0 |  | 0 | 0 | 0 | 0 | 0 |  | 0 | 0 | 0 | 0 | 0 | 0 | 0 | 0
PG&E GBA | PGE GBA | PGE | Kelso | 230 | 32 | Distributed_Solar |  |  | 0 |  | 0 | 0 |  | 0 | 0 |  | 0 | 0 | 0 | 0 | 0 |  | 0 | 0 | 0 | 0 | 0 |  | 0 | 0 | 0 | 0 | 0 | 0 | 0 | 0
PG&E FRESNO | PGE Fresno | PGE | Kerchoff 1 | 115 | 150 | Distributed_Solar |  |  | 0 |  | 0 | 0 |  | 0 | 0 |  | 0 | 0 | 0 | 0 | 0 |  | 0 | 0 | 0 | 0 | 0 |  | 0 | 0 | 0 | 0 | 0 | 0 | 0 | 0
PG&E KERN | PGE Kern | PGE | Kern Oil | 115 | 101 | Distributed_Solar |  |  | 0 |  | 0 | 0 |  | 0 | 0 |  | 0 | 0 | 0 | 0 | 0 |  | 0 | 0 | 0 | 0 | 0 |  | 0 | 0 | 0 | 0 | 0 | 0 | 0 | 0
PG&E KERN | PGE Kern | PGE | Kern PP | 115 | 104 | Distributed_Solar |  |  | 0 |  | 0 | 0 |  | 0 | 0 |  | 0 | 0 | 0 | 0 | 0 |  | 0 | 0 | 0 | 0 | 0 |  | 0 | 0 | 0 | 0 | 0 | 0 | 0 | 0
PG&E KERN | PGE Kern | PGE | Kern PP | 230 | 96 | Distributed_Solar |  |  | 0 |  | 0 | 0 |  | 0 | 0 |  | 0 | 0 | 0 | 0 | 0 |  | 0 | 0 | 0 | 0 | 0 |  | 0 | 0 | 0 | 0 | 0 | 0 | 0 | 0
PG&E KERN | PGE Kern | PGE | Kern PP | 70 |  | Distributed_Solar |  |  | 0 |  | 0 | 0 |  | 0 | 0 |  | 0 | 0 | 0 | 0 | 0 |  | 0 | 0 | 0 | 0 | 0 |  | 0 | 0 | 0 | 0 | 0 | 0 | 0 | 0
PG&E KERN | PGE Kern | PGE | Kernridge | 115 | 100 | Distributed_Solar |  |  | 0 |  | 0 | 0 |  | 0 | 0 |  | 0 | 0 | 0 | 0 | 0 |  | 0 | 0 | 0 | 0 | 0 |  | 0 | 0 | 0 | 0 | 0 | 0 | 0 | 0
PG&E FRESNO | PGE Fresno | PGE | Kingsburg | 115 | 148 | Distributed_Solar |  |  | 0 |  | 0 | 0 |  | 0 | 0 |  | 0 | 0 | 0 | 0 | 0 |  | 0 | 0 | 0 | 0 | 0 |  | 0 | 0 | 0 | 0 | 0 | 0 | 0 | 0
PG&E GBA | PGE GBA | PGE | Kirker | 115 | 1 | Distributed_Solar |  |  | 1 |  | 0 | 0 |  | 2.9 | 2.9 |  | 0 | 0 | 0 | 2.9 | 2.9 |  | 0 | 0 | 0 | 0 | 0 |  | 0 | 0 | 0 | 2.9 | 2.9 | 0 | 2.9 | 2.9
PG&E NGBA | PGE NGBA | PGE | Knights Landing | 115 | 18 | Distributed_Solar |  |  | 0 |  | 0 | 0 |  | 0 | 0 |  | 0 | 0 | 0 | 0 | 0 |  | 0 | 0 | 0 | 0 | 0 |  | 0 | 0 | 0 | 0 | 0 | 0 | 0 | 0
PG&E NGBA | PGE NGBA | PGE | Konocti | 60 |  | Distributed_Solar |  |  | 0 |  | 0 | 0 |  | 0 | 0 |  | 0 | 0 | 0 | 0 | 0 |  | 0 | 0 | 0 | 0 | 0 |  | 0 | 0 | 0 | 0 | 0 | 0 | 0 | 0
SCE NOL | SCE NOL | SCE | Kramer | 115 | 160 | Distributed_Solar |  |  | 0 |  | 0 | 0 |  | 0 | 0 |  | 0 | 0 | 0 | 0 | 0 |  | 0 | 0 | 0 | 0 | 0 |  | 0 | 0 | 0 | 0 | 0 | 0 | 0 | 0
SCE NOL | SCE NOL | SCE | Kramer | 230 | 160 | Distributed_Solar |  |  | 0 |  | 0 | 0 |  | 0 | 0 |  | 0 | 0 | 0 | 0 | 0 |  | 0 | 0 | 0 | 0 | 0 |  | 0 | 0 | 0 | 0 | 0 | 0 | 0 | 0
SCE Metro | SCE Metro | SCE | La Cienega | 230 | 132 | Distributed_Solar |  |  | 0 |  | 0 | 0 |  | 0 | 0 |  | 0 | 0 | 0 | 0 | 0 |  | 0 | 0 | 0 | 0 | 0 |  | 0 | 0 | 0 | 0 | 0 | 0 | 0 | 0
SCE Metro | SCE Metro | SCE | La Fresa | 230 | 132 | Distributed_Solar |  |  | 1 |  | 0.64 | 0.64 |  | 0 | 0 |  | 0 | 0 | 0 | 0 | 0 |  | 0 | 0 | 0 | 0 | 0 |  | 0 | 0 | 0 | 0.64 | 0.64 | 0 | 0.64 | 0.64
SCE Metro | SCE Metro | SCE | Laguna Bell | 230 | 97 | Distributed_Solar |  |  | 1 |  | 1.35 | 1.35 |  | 0.68 | 0.68 |  | 0 | 0 | 0 | 0.68 | 0.68 |  | 0 | 0 | 0 | 0 | 0 |  | 0 | 0 | 0 | 2.03 | 2.03 | 0 | 2.03 | 2.03
PG&E KERN | PGE Kern | PGE | Lakeview | 70 |  | Distributed_Solar |  |  | 0 |  | 0 | 0 |  | 0 | 0 |  | 0 | 0 | 0 | 0 | 0 |  | 0 | 0 | 0 | 0 | 0 |  | 0 | 0 | 0 | 0 | 0 | 0 | 0 | 0
PG&E NGBA | PGE NGBA | PGE | Lakeville | 230 | 62 | Distributed_Solar |  |  | 0 |  | 0 | 0 |  | 0 | 0 |  | 0 | 0 | 0 | 0 | 0 |  | 0 | 0 | 0 | 0 | 0 |  | 0 | 0 | 0 | 0 | 0 | 0 | 0 | 0
PG&E NGBA | PGE NGBA | PGE | Lakeville | 60 |  | Distributed_Solar |  |  | 0 |  | 0 | 0 |  | 0 | 0 |  | 0 | 0 | 0 | 0 | 0 |  | 0 | 0 | 0 | 0 | 0 |  | 0 | 0 | 0 | 0 | 0 | 0 | 0 | 0
PG&E NGBA | PGE NGBA | PGE | Lakeville | 115 | 57 | Distributed_Solar |  |  | 0 |  | 0 | 0 |  | 0 | 0 |  | 0 | 0 | 0 | 0 | 0 |  | 0 | 0 | 0 | 0 | 0 |  | 0 | 0 | 0 | 0 | 0 | 0 | 0 | 0
PG&E GBA | PGE GBA | PGE | Lakewood | 115 | 1 | Distributed_Solar |  |  | 0 |  | 0 | 0 |  | 0 | 0 |  | 0 | 0 | 0 | 0 | 0 |  | 0 | 0 | 0 | 0 | 0 |  | 0 | 0 | 0 | 0 | 0 | 0 | 0 | 0
PG&E NGBA | PGE NGBA | PGE | Lambie | 230 | 59 | Distributed_Solar |  |  | 0 |  | 0 | 0 |  | 0 | 0 |  | 0 | 0 | 0 | 0 | 0 |  | 0 | 0 | 0 | 0 | 0 |  | 0 | 0 | 0 | 0 | 0 | 0 | 0 | 0
PG&E GBA | PGE GBA | PGE | Lammers | 115 | 44 | Distributed_Solar |  |  | 0 |  | 0 | 0 |  | 0 | 0 |  | 0 | 0 | 0 | 0 | 0 |  | 0 | 0 | 0 | 0 | 0 |  | 0 | 0 | 0 | 0 | 0 | 0 | 0 | 0
PG&E KERN | PGE Kern | PGE | Lamont | 115 | 108 | Distributed_Solar |  |  | 0 |  | 0 | 0 |  | 0 | 0 |  | 0 | 0 | 0 | 0 | 0 |  | 0 | 0 | 0 | 0 | 0 |  | 0 | 0 | 0 | 0 | 0 | 0 | 0 | 0
PG&E FRESNO | PGE Fresno | PGE | Las Aguilas | 230 | 120 | Distributed_Solar |  |  | 0 |  | 0 | 0 |  | 0 | 0 |  | 0 | 0 | 0 | 0 | 0 |  | 0 | 0 | 0 | 0 | 0 |  | 0 | 0 | 0 | 0 | 0 | 0 | 0 | 0
EOP | SCE EOP | SCE | Lathrop | 138 | 177 | Distributed_Solar |  |  | 0 |  | 0 | 0 |  | 0 | 0 |  | 0 | 0 | 0 | 0 | 0 |  | 0 | 0 | 0 | 0 | 0 |  | 0 | 0 | 0 | 0 | 0 | 0 | 0 | 0
EOP | SCE EOP | SCE | Lathrop | 230 | 177 | Distributed_Solar |  |  | 0 |  | 0 | 0 |  | 0 | 0 |  | 0 | 0 | 0 | 0 | 0 |  | 0 | 0 | 0 | 0 | 0 |  | 0 | 0 | 0 | 0 | 0 | 0 | 0 | 0
PG&E FRESNO | PGE Fresno | PGE | Le Grand | 115 | 166 | Distributed_Solar |  |  | 0 |  | 0 | 0 |  | 0 | 0 |  | 0 | 0 | 0 | 0 | 0 |  | 0 | 0 | 0 | 0 | 0 |  | 0 | 0 | 0 | 0 | 0 | 0 | 0 | 0
PG&E FRESNO | PGE Fresno | PGE | Lemoore | 70 |  | Distributed_Solar |  |  | 0 |  | 0 | 0 |  | 0 | 0 |  | 0 | 0 | 0 | 0 | 0 |  | 0 | 0 | 0 | 0 | 0 |  | 0 | 0 | 0 | 0 | 0 | 0 | 0 | 0
PG&E KERN | PGE Kern | PGE | Lerdo | 115 | 106 | Distributed_Solar |  |  | 0 |  | 0 | 0 |  | 0 | 0 |  | 0 | 0 | 0 | 0 | 0 |  | 0 | 0 | 0 | 0 | 0 |  | 0 | 0 | 0 | 0 | 0 | 0 | 0 | 0
SCE Metro | SCE Metro | SCE | Lewis | 230 | 97 | Distributed_Solar |  |  | 0 |  | 0 | 0 |  | 0 | 0 |  | 0 | 0 | 0 | 0 | 0 |  | 0 | 0 | 0 | 0 | 0 |  | 0 | 0 | 0 | 0 | 0 | 0 | 0 | 0
SCE Metro | SCE Metro | SCE | Lighthipe | 230 | 132 | Distributed_Solar |  |  | 1 |  | 2.34 | 2.34 |  | 1.32 | 1.32 |  | 0 | 0 | 0 | 1.32 | 1.32 |  | 0 | 0 | 0 | 0 | 0 |  | 0 | 0 | 0 | 3.66 | 3.66 | 0 | 3.66 | 3.66
SDGE | SDGE Imperial | SDGE | Lilac | 69 |  | Distributed_Solar |  |  | 0 |  | 0 | 0 |  | 0 | 0 |  | 0 | 0 | 0 | 0 | 0 |  | 0 | 0 | 0 | 0 | 0 |  | 0 | 0 | 0 | 0 | 0 | 0 | 0 | 0
PG&E NGBA | PGE NGBA | PGE | Lincoln | 115 | 24 | Distributed_Solar |  |  | 0 |  | 0 | 0 |  | 0 | 0 |  | 0 | 0 | 0 | 0 | 0 |  | 0 | 0 | 0 | 0 | 0 |  | 0 | 0 | 0 | 0 | 0 | 0 | 0 | 0
PG&E KERN | PGE Kern | PGE | Live Oak | 115 | 92 | Distributed_Solar |  |  | 0 |  | 0 | 0 |  | 0 | 0 |  | 0 | 0 | 0 | 0 | 0 |  | 0 | 0 | 0 | 0 | 0 |  | 0 | 0 | 0 | 0 | 0 | 0 | 0 | 0
PG&E GBA | PGE GBA | PGE | Llagas | 115 | 40 | Distributed_Solar |  |  | 0 |  | 0 | 0 |  | 0 | 0 |  | 0 | 0 | 0 | 0 | 0 |  | 0 | 0 | 0 | 0 | 0 |  | 0 | 0 | 0 | 0 | 0 | 0 | 0 | 0
PG&E GBA | PGE GBA | PGE | Lockeford | 115 | 15 | Distributed_Solar |  |  | 0 |  | 0 | 0 |  | 0 | 0 |  | 0 | 0 | 0 | 0 | 0 |  | 0 | 0 | 0 | 0 | 0 |  | 0 | 0 | 0 | 0 | 0 | 0 | 0 | 0
PG&E GBA | PGE GBA | PGE | Lockeford | 230 | 66 | Distributed_Solar |  |  | 0 |  | 0 | 0 |  | 0 | 0 |  | 0 | 0 | 0 | 0 | 0 |  | 0 | 0 | 0 | 0 | 0 |  | 0 | 0 | 0 | 0 | 0 | 0 | 0 | 0
PG&E GBA | PGE GBA | PGE | Lockeford | 60 |  | Distributed_Solar |  |  | 0 |  | 0 | 0 |  | 0 | 0 |  | 0 | 0 | 0 | 0 | 0 |  | 0 | 0 | 0 | 0 | 0 |  | 0 | 0 | 0 | 0 | 0 | 0 | 0 | 0
PG&E GBA | PGE GBA | PGE | Lodi | 230 | 16 | Distributed_Solar |  |  | 0 |  | 0 | 0 |  | 0 | 0 |  | 0 | 0 | 0 | 0 | 0 |  | 0 | 0 | 0 | 0 | 0 |  | 0 | 0 | 0 | 0 | 0 | 0 | 0 | 0
PG&E NGBA | PGE NGBA | PGE | Logan Creek | 230 | 25 | Distributed_Solar |  |  | 0 |  | 0 | 0 |  | 0 | 0 |  | 0 | 0 | 0 | 0 | 0 |  | 0 | 0 | 0 | 0 | 0 |  | 0 | 0 | 0 | 0 | 0 | 0 | 0 | 0
PG&E GBA | PGE GBA | PGE | Lone Tree | 230 | 30 | Distributed_Solar |  |  | 0 |  | 0 | 0 |  | 0 | 0 |  | 0 | 0 | 0 | 0 | 0 |  | 0 | 0 | 0 | 0 | 0 |  | 0 | 0 | 0 | 0 | 0 | 0 | 0 | 0
PG&E FRESNO | PGE Fresno | PGE | Los Banos | 230 | 88 | Distributed_Solar |  |  | 1 |  | 0 | 0 |  | 5.9 | 5.9 |  | 0 | 0 | 0 | 5.9 | 5.9 |  | 0 | 0 | 0 | 0 | 0 |  | 0 | 0 | 0 | 5.9 | 5.9 | 0 | 5.9 | 5.9
PG&E FRESNO | PGE Fresno | PGE | Los Banos | 500 | 77 | Distributed_Solar |  |  | 0 |  | 0 | 0 |  | 0 | 0 |  | 0 | 0 | 0 | 0 | 0 |  | 0 | 0 | 0 | 0 | 0 |  | 0 | 0 | 0 | 0 | 0 | 0 | 0 | 0
SDGE | SDGE Imperial | SDGE | Los Coches | 138 | 189 | Distributed_Solar |  |  | 0 |  | 0 | 0 |  | 0 | 0 |  | 0 | 0 | 0 | 0 | 0 |  | 0 | 0 | 0 | 0 | 0 |  | 0 | 0 | 0 | 0 | 0 | 0 | 0 | 0
SDGE | SDGE Imperial | SDGE | Los Coches | 69 |  | Distributed_Solar |  |  | 0 |  | 0 | 0 |  | 0 | 0 |  | 0 | 0 | 0 | 0 | 0 |  | 0 | 0 | 0 | 0 | 0 |  | 0 | 0 | 0 | 0 | 0 | 0 | 0 | 0
PG&E GBA | PGE GBA | PGE | Los Esteros | 115 | 38 | Distributed_Solar |  |  | 0 |  | 0 | 0 |  | 0 | 0 |  | 0 | 0 | 0 | 0 | 0 |  | 0 | 0 | 0 | 0 | 0 |  | 0 | 0 | 0 | 0 | 0 | 0 | 0 | 0
PG&E GBA | PGE GBA | PGE | Los Esteros | 230 | 38 | Distributed_Solar |  |  | 0 |  | 0 | 0 |  | 0 | 0 |  | 0 | 0 | 0 | 0 | 0 |  | 0 | 0 | 0 | 0 | 0 |  | 0 | 0 | 0 | 0 | 0 | 0 | 0 | 0
PG&E GBA | PGE GBA | PGE | Los Positas | 230 |  | Distributed_Solar |  |  | 0 |  | 0 | 0 |  | 0 | 0 |  | 0 | 0 | 0 | 0 | 0 |  | 0 | 0 | 0 | 0 | 0 |  | 0 | 0 | 0 | 0 | 0 | 0 | 0 | 0
PG&E GBA | PGE GBA | PGE | Los Positas | 60 |  | Distributed_Solar |  |  | 0 |  | 0 | 0 |  | 0 | 0 |  | 0 | 0 | 0 | 0 | 0 |  | 0 | 0 | 0 | 0 | 0 |  | 0 | 0 | 0 | 0 | 0 | 0 | 0 | 0
SDGE | SDGE Imperial | SDGE | Loveland | 69 |  | Distributed_Solar |  |  | 0 |  | 0 | 0 |  | 0 | 0 |  | 0 | 0 | 0 | 0 | 0 |  | 0 | 0 | 0 | 0 | 0 |  | 0 | 0 | 0 | 0 | 0 | 0 | 0 | 0
SCE NOL | SCE NOL | SCE | Lugo | 230 | 110 | Distributed_Solar |  |  | 0 |  | 0 | 0 |  | 0 | 0 |  | 0 | 0 | 0 | 0 | 0 |  | 0 | 0 | 0 | 0 | 0 |  | 0 | 0 | 0 | 0 | 0 | 0 | 0 | 0
SCE Metro | SCE NOL | SCE | Lugo | 500 | 97 | Distributed_Solar |  |  | 0 |  | 0 | 0 |  | 0 | 0 |  | 0 | 0 | 0 | 0 | 0 |  | 0 | 0 | 0 | 0 | 0 |  | 0 | 0 | 0 | 0 | 0 | 0 | 0 | 0
PG&E FRESNO | PGE Fresno | PGE | Madera | 70 |  | Distributed_Solar |  |  | 0 |  | 0 | 0 |  | 0 | 0 |  | 0 | 0 | 0 | 0 | 0 |  | 0 | 0 | 0 | 0 | 0 |  | 0 | 0 | 0 | 0 | 0 | 0 | 0 | 0
PG&E NGBA | PGE NGBA | PGE | Madison | 115 | 39 | Distributed_Solar |  |  | 0 |  | 0 | 0 |  | 0 | 0 |  | 0 | 0 | 0 | 0 | 0 |  | 0 | 0 | 0 | 0 | 0 |  | 0 | 0 | 0 | 0 | 0 | 0 | 0 | 0
PG&E KERN | PGE Kern | PGE | Magunden | 115 | 99 | Distributed_Solar |  |  | 0 |  | 0 | 0 |  | 0 | 0 |  | 0 | 0 | 0 | 0 | 0 |  | 0 | 0 | 0 | 0 | 0 |  | 0 | 0 | 0 | 0 | 0 | 0 | 0 | 0
SCE Northern | PGE Kern | PGE | Magunden | 230 | 144 | Distributed_Solar |  |  | 0 |  | 0 | 0 |  | 0 | 0 |  | 0 | 0 | 0 | 0 | 0 |  | 0 | 0 | 0 | 0 | 0 |  | 0 | 0 | 0 | 0 | 0 | 0 | 0 | 0
PG&E FRESNO | PGE Fresno | PGE | Malaga | 115 | 148 | Distributed_Solar |  |  | 0 |  | 0 | 0 |  | 0 | 0 |  | 0 | 0 | 0 | 0 | 0 |  | 0 | 0 | 0 | 0 | 0 |  | 0 | 0 | 0 | 0 | 0 | 0 | 0 | 0
PG&E NGBA | PGE NGBA | PGE | Malin | 500 | 1 | Distributed_Solar |  |  | 0 |  | 0 | 0 |  | 0 | 0 |  | 0 | 0 | 0 | 0 | 0 |  | 0 | 0 | 0 | 0 | 0 |  | 0 | 0 | 0 | 0 | 0 | 0 | 0 | 0
SCE Northern | SCE Northern | SCE | Mandalay | 230 | 157 | Distributed_Solar |  |  | 0 |  | 0 | 0 |  | 0 | 0 |  | 0 | 0 | 0 | 0 | 0 |  | 0 | 0 | 0 | 0 | 0 |  | 0 | 0 | 0 | 0 | 0 | 0 | 0 | 0
PG&E FRESNO | PGE Fresno | PGE | Manning | 230 | 69 | Distributed_Solar |  |  | 0 |  | 0 | 0 |  | 0 | 0 |  | 0 | 0 | 0 | 0 | 0 |  | 0 | 0 | 0 | 0 | 0 |  | 0 | 0 | 0 | 0 | 0 | 0 | 0 | 0
PG&E FRESNO | PGE Fresno | PGE | Manning | 500 |  | Distributed_Solar |  |  | 0 |  | 0 | 0 |  | 0 | 0 |  | 0 | 0 | 0 | 0 | 0 |  | 0 | 0 | 0 | 0 | 0 |  | 0 | 0 | 0 | 0 | 0 | 0 | 0 | 0
PG&E GBA | PGE GBA | PGE | Manteca | 115 | 127 | Distributed_Solar |  |  | 0 |  | 0 | 0 |  | 0 | 0 |  | 0 | 0 | 0 | 0 | 0 |  | 0 | 0 | 0 | 0 | 0 |  | 0 | 0 | 0 | 0 | 0 | 0 | 0 | 0
SDGE | SDGE Imperial | SDGE | Margarita | 138 | 187 | Distributed_Solar |  |  | 0 |  | 0 | 0 |  | 0 | 0 |  | 0 | 0 | 0 | 0 | 0 |  | 0 | 0 | 0 | 0 | 0 |  | 0 | 0 | 0 | 0 | 0 | 0 | 0 | 0
PG&E GBA | PGE GBA | PGE | Martin | 230 | 3 | Distributed_Solar |  |  | 0 |  | 0 | 0 |  | 0 | 0 |  | 0 | 0 | 0 | 0 | 0 |  | 0 | 0 | 0 | 0 | 0 |  | 0 | 0 | 0 | 0 | 0 | 0 | 0 | 0
PG&E GBA | PGE GBA | PGE | Martin | 115 | 31 | Distributed_Solar |  |  | 0 |  | 0 | 0 |  | 0 | 0 |  | 0 | 0 | 0 | 0 | 0 |  | 0 | 0 | 0 | 0 | 0 |  | 0 | 0 | 0 | 0 | 0 | 0 | 0 | 0
PG&E GBA | PGE GBA | PGE | Martinez | 115 | 51 | Distributed_Solar |  |  | 0 |  | 0 | 0 |  | 0 | 0 |  | 0 | 0 | 0 | 0 | 0 |  | 0 | 0 | 0 | 0 | 0 |  | 0 | 0 | 0 | 0 | 0 | 0 | 0 | 0
PG&E FRESNO | PGE Fresno | PGE | Mc Mullin | 230 | 117 | Distributed_Solar |  |  | 0 |  | 0 | 0 |  | 0 | 0 |  | 0 | 0 | 0 | 0 | 0 |  | 0 | 0 | 0 | 0 | 0 |  | 0 | 0 | 0 | 0 | 0 | 0 | 0 | 0
PG&E FRESNO | PGE Fresno | PGE | McCall | 115 | 118 | Distributed_Solar |  |  | 0 |  | 0 | 0 |  | 0 | 0 |  | 0 | 0 | 0 | 0 | 0 |  | 0 | 0 | 0 | 0 | 0 |  | 0 | 0 | 0 | 0 | 0 | 0 | 0 | 0
PG&E FRESNO | PGE Fresno | PGE | McCall | 230 | 117 | Distributed_Solar |  |  | 0 |  | 0 | 0 |  | 0 | 0 |  | 0 | 0 | 0 | 0 | 0 |  | 0 | 0 | 0 | 0 | 0 |  | 0 | 0 | 0 | 0 | 0 | 0 | 0 | 0
PG&E GBA | PGE GBA | PGE | Meadow Lane | 115 | 1 | Distributed_Solar |  |  | 0 |  | 0 | 0 |  | 0 | 0 |  | 0 | 0 | 0 | 0 | 0 |  | 0 | 0 | 0 | 0 | 0 |  | 0 | 0 | 0 | 0 | 0 | 0 | 0 | 0
PG&E GBA | PGE GBA | PGE | Melones | 115 | 44 | Distributed_Solar |  |  | 0 |  | 0 | 0 |  | 0 | 0 |  | 0 | 0 | 0 | 0 | 0 |  | 0 | 0 | 0 | 0 | 0 |  | 0 | 0 | 0 | 0 | 0 | 0 | 0 | 0
PG&E GBA | PGE GBA | PGE | Melones | 230 | 44 | Distributed_Solar |  |  | 0 |  | 0 | 0 |  | 0 | 0 |  | 0 | 0 | 0 | 0 | 0 |  | 0 | 0 | 0 | 0 | 0 |  | 0 | 0 | 0 | 0 | 0 | 0 | 0 | 0
SDGE | SDGE Imperial | SDGE | Melrose | 69 |  | Distributed_Solar |  |  | 0 |  | 0 | 0 |  | 0 | 0 |  | 0 | 0 | 0 | 0 | 0 |  | 0 | 0 | 0 | 0 | 0 |  | 0 | 0 | 0 | 0 | 0 | 0 | 0 | 0
PG&E NGBA | PGE NGBA | PGE | Mendocino | 115 | 27 | Distributed_Solar |  |  | 1 |  | 0 | 0 |  | 5 | 5 |  | 0 | 0 | 0 | 5 | 5 |  | 0 | 0 | 0 | 0 | 0 |  | 0 | 0 | 0 | 5 | 5 | 0 | 5 | 5
PG&E NGBA | PGE NGBA | PGE | Mendocino | 60 |  | Distributed_Solar |  |  | 0 |  | 0 | 0 |  | 0 | 0 |  | 0 | 0 | 0 | 0 | 0 |  | 0 | 0 | 0 | 0 | 0 |  | 0 | 0 | 0 | 0 | 0 | 0 | 0 | 0
PG&E FRESNO | PGE Fresno | PGE | Mendota | 115 | 164 | Distributed_Solar |  |  | 0 |  | 0 | 0 |  | 0 | 0 |  | 0 | 0 | 0 | 0 | 0 |  | 0 | 0 | 0 | 0 | 0 |  | 0 | 0 | 0 | 0 | 0 | 0 | 0 | 0
PG&E GBA | PGE GBA | PGE | Menlo | 60 |  | Distributed_Solar |  |  | 0 |  | 0 | 0 |  | 0 | 0 |  | 0 | 0 | 0 | 0 | 0 |  | 0 | 0 | 0 | 0 | 0 |  | 0 | 0 | 0 | 0 | 0 | 0 | 0 | 0
PG&E FRESNO | PGE Fresno | PGE | Merced | 115 | 162 | Distributed_Solar |  |  | 0 |  | 0 | 0 |  | 0 | 0 |  | 0 | 0 | 0 | 0 | 0 |  | 0 | 0 | 0 | 0 | 0 |  | 0 | 0 | 0 | 0 | 0 | 0 | 0 | 0
EOP | SCE EOP | SCE | Mercury | 138 | 177 | Distributed_Solar |  |  | 0 |  | 0 | 0 |  | 0 | 0 |  | 0 | 0 | 0 | 0 | 0 |  | 0 | 0 | 0 | 0 | 0 |  | 0 | 0 | 0 | 0 | 0 | 0 | 0 | 0
PG&E FRESNO | PGE Fresno | PGE | Mercy Springs | 70 |  | Distributed_Solar |  |  | 0 |  | 0 | 0 |  | 0 | 0 |  | 0 | 0 | 0 | 0 | 0 |  | 0 | 0 | 0 | 0 | 0 |  | 0 | 0 | 0 | 0 | 0 | 0 | 0 | 0
PG&E NGBA | PGE NGBA | PGE | Meridian | 60 |  | Distributed_Solar |  |  | 0 |  | 0 | 0 |  | 0 | 0 |  | 0 | 0 | 0 | 0 | 0 |  | 0 | 0 | 0 | 0 | 0 |  | 0 | 0 | 0 | 0 | 0 | 0 | 0 | 0
PG&E KERN | PGE Kern | PGE | Mesa (PGE) | 115 | 111 | Distributed_Solar |  |  | 0 |  | 0 | 0 |  | 0 | 0 |  | 0 | 0 | 0 | 0 | 0 |  | 0 | 0 | 0 | 0 | 0 |  | 0 | 0 | 0 | 0 | 0 | 0 | 0 | 0
PG&E KERN | PGE Kern | PGE | Mesa (PGE) | 230 | 122 | Distributed_Solar |  |  | 0 |  | 0 | 0 |  | 0 | 0 |  | 0 | 0 | 0 | 0 | 0 |  | 0 | 0 | 0 | 0 | 0 |  | 0 | 0 | 0 | 0 | 0 | 0 | 0 | 0
SCE Metro | SCE Metro | SCE | Mesa (SCE) | 230 | 97 | Distributed_Solar |  |  | 1 |  | 0 | 0 |  | 1.92 | 1.92 |  | 0 | 0 | 0 | 1.92 | 1.92 |  | 0 | 0 | 0 | 0 | 0 |  | 0 | 0 | 0 | 1.92 | 1.92 | 0 | 1.92 | 1.92
SCE Metro | SCE Metro | SCE | Mesa (SCE) | 500 | 97 | Distributed_Solar |  |  | 0 |  | 0 | 0 |  | 0 | 0 |  | 0 | 0 | 0 | 0 | 0 |  | 0 | 0 | 0 | 0 | 0 |  | 0 | 0 | 0 | 0 | 0 | 0 | 0 | 0
SDGE | SDGE Imperial | SDGE | Mesa Heights | 69 |  | Distributed_Solar |  |  | 0 |  | 0 | 0 |  | 0 | 0 |  | 0 | 0 | 0 | 0 | 0 |  | 0 | 0 | 0 | 0 | 0 |  | 0 | 0 | 0 | 0 | 0 | 0 | 0 | 0
PG&E GBA | PGE GBA | PGE | Metcalf | 115 | 11 | Distributed_Solar |  |  | 0 |  | 0 | 0 |  | 0 | 0 |  | 0 | 0 | 0 | 0 | 0 |  | 0 | 0 | 0 | 0 | 0 |  | 0 | 0 | 0 | 0 | 0 | 0 | 0 | 0
PG&E GBA | PGE GBA | PGE | Metcalf | 230 | 11 | Distributed_Solar |  |  | 0 |  | 0 | 0 |  | 0 | 0 |  | 0 | 0 | 0 | 0 | 0 |  | 0 | 0 | 0 | 0 | 0 |  | 0 | 0 | 0 | 0 | 0 | 0 | 0 | 0
PG&E GBA | PGE GBA | PGE | Metcalf | 500 | 77 | Distributed_Solar |  |  | 0 |  | 0 | 0 |  | 0 | 0 |  | 0 | 0 | 0 | 0 | 0 |  | 0 | 0 | 0 | 0 | 0 |  | 0 | 0 | 0 | 0 | 0 | 0 | 0 | 0
PG&E KERN | PGE Kern | PGE | Midway | 115 | 112 | Distributed_Solar |  |  | 0 |  | 0 | 0 |  | 0 | 0 |  | 0 | 0 | 0 | 0 | 0 |  | 0 | 0 | 0 | 0 | 0 |  | 0 | 0 | 0 | 0 | 0 | 0 | 0 | 0
PG&E KERN | PGE Kern | PGE | Midway | 230 | 102 | Distributed_Solar |  |  | 0 |  | 0 | 0 |  | 0 | 0 |  | 0 | 0 | 0 | 0 | 0 |  | 0 | 0 | 0 | 0 | 0 |  | 0 | 0 | 0 | 0 | 0 | 0 | 0 | 0
PG&E KERN | PGE Kern | PGE | Midway | 500 | 73 | Distributed_Solar |  |  | 0 |  | 0 | 0 |  | 0 | 0 |  | 0 | 0 | 0 | 0 | 0 |  | 0 | 0 | 0 | 0 | 0 |  | 0 | 0 | 0 | 0 | 0 | 0 | 0 | 0
SDGE | SDGE Imperial | SDGE | Miguel | 230 | 196 | Distributed_Solar |  |  | 0 |  | 0 | 0 |  | 0 | 0 |  | 0 | 0 | 0 | 0 | 0 |  | 0 | 0 | 0 | 0 | 0 |  | 0 | 0 | 0 | 0 | 0 | 0 | 0 | 0
SDGE | SDGE Imperial | SDGE | Miguel | 500 | 196 | Distributed_Solar |  |  | 0 |  | 0 | 0 |  | 0 | 0 |  | 0 | 0 | 0 | 0 | 0 |  | 0 | 0 | 0 | 0 | 0 |  | 0 | 0 | 0 | 0 | 0 | 0 | 0 | 0
SDGE | SDGE Imperial | SDGE | Miguel | 69 |  | Distributed_Solar |  |  | 0 |  | 0 | 0 |  | 0 | 0 |  | 0 | 0 | 0 | 0 | 0 |  | 0 | 0 | 0 | 0 | 0 |  | 0 | 0 | 0 | 0 | 0 | 0 | 0 | 0
PG&E GBA | PGE GBA | PGE | Millbrae | 115 | 31 | Distributed_Solar |  |  | 0 |  | 0 | 0 |  | 0 | 0 |  | 0 | 0 | 0 | 0 | 0 |  | 0 | 0 | 0 | 0 | 0 |  | 0 | 0 | 0 | 0 | 0 | 0 | 0 | 0
PG&E GBA | PGE GBA | PGE | Miller | 115 | 44 | Distributed_Solar |  |  | 0 |  | 0 | 0 |  | 0 | 0 |  | 0 | 0 | 0 | 0 | 0 |  | 0 | 0 | 0 | 0 | 0 |  | 0 | 0 | 0 | 0 | 0 | 0 | 0 | 0
SCE Metro | SCE Metro | SCE | Mira Loma | 230 | 97 | Distributed_Solar |  |  | 0 |  | 0 | 0 |  | 0 | 0 |  | 0 | 0 | 0 | 0 | 0 |  | 0 | 0 | 0 | 0 | 0 |  | 0 | 0 | 0 | 0 | 0 | 0 | 0 | 0
SCE Metro | SCE Metro | SCE | Mira Loma | 500 | 97 | Distributed_Solar |  |  | 0 |  | 0 | 0 |  | 0 | 0 |  | 0 | 0 | 0 | 0 | 0 |  | 0 | 0 | 0 | 0 | 0 |  | 0 | 0 | 0 | 0 | 0 | 0 | 0 | 0
SCE Eastern | SCE Eastern | SCE | Mirage | 115 | 174 | Distributed_Solar |  |  | 0 |  | 0 | 0 |  | 0 | 0 |  | 0 | 0 | 0 | 0 | 0 |  | 0 | 0 | 0 | 0 | 0 |  | 0 | 0 | 0 | 0 | 0 | 0 | 0 | 0
SCE Eastern | SCE Eastern | SCE | Mirage | 230 |  | Distributed_Solar |  |  | 0 |  | 0 | 0 |  | 0 | 0 |  | 0 | 0 | 0 | 0 | 0 |  | 0 | 0 | 0 | 0 | 0 |  | 0 | 0 | 0 | 0 | 0 | 0 | 0 | 0
SDGE | SDGE Imperial | SDGE | Mission | 138 | 186 | Distributed_Solar |  |  | 0 |  | 0 | 0 |  | 0 | 0 |  | 0 | 0 | 0 | 0 | 0 |  | 0 | 0 | 0 | 0 | 0 |  | 0 | 0 | 0 | 0 | 0 | 0 | 0 | 0
SDGE | SDGE Imperial | SDGE | Mission | 230 | 186 | Distributed_Solar |  |  | 0 |  | 0 | 0 |  | 0 | 0 |  | 0 | 0 | 0 | 0 | 0 |  | 0 | 0 | 0 | 0 | 0 |  | 0 | 0 | 0 | 0 | 0 | 0 | 0 | 0
SDGE | SDGE Imperial | SDGE | Mission | 69 |  | Distributed_Solar |  |  | 0 |  | 0 | 0 |  | 0 | 0 |  | 0 | 0 | 0 | 0 | 0 |  | 0 | 0 | 0 | 0 | 0 |  | 0 | 0 | 0 | 0 | 0 | 0 | 0 | 0
PG&E GBA | PGE GBA | PGE | Mi-Wuk | 115 | 44 | Distributed_Solar |  |  | 0 |  | 0 | 0 |  | 0 | 0 |  | 0 | 0 | 0 | 0 | 0 |  | 0 | 0 | 0 | 0 | 0 |  | 0 | 0 | 0 | 0 | 0 | 0 | 0 | 0
EOP | SCE EOP | SCE | Mohave | 500 | 131 | Distributed_Solar |  |  | 0 |  | 0 | 0 |  | 0 | 0 |  | 0 | 0 | 0 | 0 | 0 |  | 0 | 0 | 0 | 0 | 0 |  | 0 | 0 | 0 | 0 | 0 | 0 | 0 | 0
PG&E NGBA | PGE NGBA | PGE | Monroe | 115 | 27 | Distributed_Solar |  |  | 0 |  | 0 | 0 |  | 0 | 0 |  | 0 | 0 | 0 | 0 | 0 |  | 0 | 0 | 0 | 0 | 0 |  | 0 | 0 | 0 | 0 | 0 | 0 | 0 | 0
SDGE | SDGE Imperial | SDGE | Monserate | 69 |  | Distributed_Solar |  |  | 0 |  | 0 | 0 |  | 0 | 0 |  | 0 | 0 | 0 | 0 | 0 |  | 0 | 0 | 0 | 0 | 0 |  | 0 | 0 | 0 | 0 | 0 | 0 | 0 | 0
PG&E GBA | PGE GBA | PGE | Monta Vista | 115 | 80 | Distributed_Solar |  |  | 0 |  | 0 | 0 |  | 0 | 0 |  | 0 | 0 | 0 | 0 | 0 |  | 0 | 0 | 0 | 0 | 0 |  | 0 | 0 | 0 | 0 | 0 | 0 | 0 | 0
PG&E GBA | PGE GBA | PGE | Monta Vista | 230 | 10 | Distributed_Solar |  |  | 0 |  | 0 | 0 |  | 0 | 0 |  | 0 | 0 | 0 | 0 | 0 |  | 0 | 0 | 0 | 0 | 0 |  | 0 | 0 | 0 | 0 | 0 | 0 | 0 | 0
PG&E GBA | PGE GBA | PGE | Monta Vista | 60 |  | Distributed_Solar |  |  | 0 |  | 0 | 0 |  | 0 | 0 |  | 0 | 0 | 0 | 0 | 0 |  | 0 | 0 | 0 | 0 | 0 |  | 0 | 0 | 0 | 0 | 0 | 0 | 0 | 0
PG&E NGBA | PGE NGBA | PGE | Monticello | 115 | 55 | Distributed_Solar |  |  | 0 |  | 0 | 0 |  | 0 | 0 |  | 0 | 0 | 0 | 0 | 0 |  | 0 | 0 | 0 | 0 | 0 |  | 0 | 0 | 0 | 0 | 0 | 0 | 0 | 0
SCE Northern | SCE Northern | SCE | Moorpark | 230 | 157 | Distributed_Solar |  |  | 0 |  | 0 | 0 |  | 0 | 0 |  | 0 | 0 | 0 | 0 | 0 |  | 0 | 0 | 0 | 0 | 0 |  | 0 | 0 | 0 | 0 | 0 | 0 | 0 | 0
SCE Northern | SCE Northern | SCE | Moorpark | 66 |  | Distributed_Solar |  |  | 0 |  | 0 | 0 |  | 0 | 0 |  | 0 | 0 | 0 | 0 | 0 |  | 0 | 0 | 0 | 0 | 0 |  | 0 | 0 | 0 | 0 | 0 | 0 | 0 | 0
PG&E GBA | PGE GBA | PGE | Moraga | 115 | 6 | Distributed_Solar |  |  | 0 |  | 0 | 0 |  | 0 | 0 |  | 0 | 0 | 0 | 0 | 0 |  | 0 | 0 | 0 | 0 | 0 |  | 0 | 0 | 0 | 0 | 0 | 0 | 0 | 0
PG&E GBA | PGE GBA | PGE | Moraga | 230 | 53 | Distributed_Solar |  |  | 0 |  | 0 | 0 |  | 0 | 0 |  | 0 | 0 | 0 | 0 | 0 |  | 0 | 0 | 0 | 0 | 0 |  | 0 | 0 | 0 | 0 | 0 | 0 | 0 | 0
PG&E GBA | PGE GBA | PGE | Morgan Hill | 115 | 40 | Distributed_Solar |  |  | 0 |  | 0 | 0 |  | 0 | 0 |  | 0 | 0 | 0 | 0 | 0 |  | 0 | 0 | 0 | 0 | 0 |  | 0 | 0 | 0 | 0 | 0 | 0 | 0 | 0
PG&E KERN | PGE Kern | PGE | Morro Bay | 115 | 111 | Distributed_Solar |  |  | 0 |  | 0 | 0 |  | 0 | 0 |  | 0 | 0 | 0 | 0 | 0 |  | 0 | 0 | 0 | 0 | 0 |  | 0 | 0 | 0 | 0 | 0 | 0 | 0 | 0
PG&E KERN | PGE Kern | PGE | Morro Bay | 230 | 122 | Distributed_Solar |  |  | 0 |  | 0 | 0 |  | 0 | 0 |  | 0 | 0 | 0 | 0 | 0 |  | 0 | 0 | 0 | 0 | 0 |  | 0 | 0 | 0 | 0 | 0 | 0 | 0 | 0
PG&E KERN | PGE Kern | PGE | Morro Bay | 500 | 98 | Distributed_Solar |  |  | 0 |  | 0 | 0 |  | 0 | 0 |  | 0 | 0 | 0 | 0 | 0 |  | 0 | 0 | 0 | 0 | 0 |  | 0 | 0 | 0 | 0 | 0 | 0 | 0 | 0
PG&E GBA | PGE GBA | PGE | Moss Landing | 115 | 85 | Distributed_Solar |  |  | 0 |  | 0 | 0 |  | 0 | 0 |  | 0 | 0 | 0 | 0 | 0 |  | 0 | 0 | 0 | 0 | 0 |  | 0 | 0 | 0 | 0 | 0 | 0 | 0 | 0
PG&E GBA | PGE GBA | PGE | Moss Landing | 230 | 85 | Distributed_Solar |  |  | 0 |  | 0 | 0 |  | 0 | 0 |  | 0 | 0 | 0 | 0 | 0 |  | 0 | 0 | 0 | 0 | 0 |  | 0 | 0 | 0 | 0 | 0 | 0 | 0 | 0
PG&E GBA | PGE GBA | PGE | Moss Landing | 500 | 82 | Distributed_Solar |  |  | 0 |  | 0 | 0 |  | 0 | 0 |  | 0 | 0 | 0 | 0 | 0 |  | 0 | 0 | 0 | 0 | 0 |  | 0 | 0 | 0 | 0 | 0 | 0 | 0 | 0
EOP | SCE EOP | SCE | Mountain Pass | 115 | 161 | Distributed_Solar |  |  | 0 |  | 0 | 0 |  | 0 | 0 |  | 0 | 0 | 0 | 0 | 0 |  | 0 | 0 | 0 | 0 | 0 |  | 0 | 0 | 0 | 0 | 0 | 0 | 0 | 0
PG&E GBA | PGE GBA | PGE | Mountain View | 115 | 78 | Distributed_Solar |  |  | 0 |  | 0 | 0 |  | 0 | 0 |  | 0 | 0 | 0 | 0 | 0 |  | 0 | 0 | 0 | 0 | 0 |  | 0 | 0 | 0 | 0 | 0 | 0 | 0 | 0
PG&E GBA | PGE GBA | PGE | Mt Eden | 115 | 3 | Distributed_Solar |  |  | 0 |  | 0 | 0 |  | 0 | 0 |  | 0 | 0 | 0 | 0 | 0 |  | 0 | 0 | 0 | 0 | 0 |  | 0 | 0 | 0 | 0 | 0 | 0 | 0 | 0
PG&E KERN | PGE Kern | PGE | Mt Poso | 115 | 74 | Distributed_Solar |  |  | 0 |  | 0 | 0 |  | 0 | 0 |  | 0 | 0 | 0 | 0 | 0 |  | 0 | 0 | 0 | 0 | 0 |  | 0 | 0 | 0 | 0 | 0 | 0 | 0 | 0
SDGE | SDGE Imperial | SDGE | Murray | 69 |  | Distributed_Solar |  |  | 0 |  | 0 | 0 |  | 0 | 0 |  | 0 | 0 | 0 | 0 | 0 |  | 0 | 0 | 0 | 0 | 0 |  | 0 | 0 | 0 | 0 | 0 | 0 | 0 | 0
PG&E FRESNO | PGE Fresno | PGE | Mustang | 230 | 145 | Distributed_Solar |  |  | 0 |  | 0 | 0 |  | 0 | 0 |  | 0 | 0 | 0 | 0 | 0 |  | 0 | 0 | 0 | 0 | 0 |  | 0 | 0 | 0 | 0 | 0 | 0 | 0 | 0
SCE Northern | SCE Northern | SCE | Neenach | 66 |  | Distributed_Solar |  |  | 0 |  | 0 | 0 |  | 0 | 0 |  | 0 | 0 | 0 | 0 | 0 |  | 0 | 0 | 0 | 0 | 0 |  | 0 | 0 | 0 | 0 | 0 | 0 | 0 | 0
PG&E KERN | PGE Kern | PGE | New Sub - Gates - Midway (Proposed) | 230 | 93 | Distributed_Solar |  |  | 0 |  | 0 | 0 |  | 0 | 0 |  | 0 | 0 | 0 | 0 | 0 |  | 0 | 0 | 0 | 0 | 0 |  | 0 | 0 | 0 | 0 | 0 | 0 | 0 | 0
PG&E KERN | PGE Kern | PGE | New Sub - Gates - Templeton (Proposed) | 230 | 130 | Distributed_Solar |  |  | 0 |  | 0 | 0 |  | 0 | 0 |  | 0 | 0 | 0 | 0 | 0 |  | 0 | 0 | 0 | 0 | 0 |  | 0 | 0 | 0 | 0 | 0 | 0 | 0 | 0
SCE NOL | SCE NOL | SCE | New Sub - Kramer - Lugo (Proposed) | 230 | 160 | Distributed_Solar |  |  | 0 |  | 0 | 0 |  | 0 | 0 |  | 0 | 0 | 0 | 0 | 0 |  | 0 | 0 | 0 | 0 | 0 |  | 0 | 0 | 0 | 0 | 0 | 0 | 0 | 0
PG&E FRESNO | PGE Fresno | PGE | New Sub - Los Banos - Midway (Proposed) | 500 | 73 | Distributed_Solar |  |  | 0 |  | 0 | 0 |  | 0 | 0 |  | 0 | 0 | 0 | 0 | 0 |  | 0 | 0 | 0 | 0 | 0 |  | 0 | 0 | 0 | 0 | 0 | 0 | 0 | 0
SCE NOL | SCE NOL | SCE | New Sub - Lugo - Pisgah (Proposed) | 230 | 141 | Distributed_Solar |  |  | 0 |  | 0 | 0 |  | 0 | 0 |  | 0 | 0 | 0 | 0 | 0 |  | 0 | 0 | 0 | 0 | 0 |  | 0 | 0 | 0 | 0 | 0 | 0 | 0 | 0
PG&E KERN | PGE Kern | PGE | New Sub - Midway - Wheeler Ridge (Proposed) | 230 | 93 | Distributed_Solar |  |  | 0 |  | 0 | 0 |  | 0 | 0 |  | 0 | 0 | 0 | 0 | 0 |  | 0 | 0 | 0 | 0 | 0 |  | 0 | 0 | 0 | 0 | 0 | 0 | 0 | 0
PG&E NGBA | PGE NGBA | PGE | New Sub - Near existing Leavitt (PSREC) | 345 |  | Distributed_Solar |  |  | 0 |  | 0 | 0 |  | 0 | 0 |  | 0 | 0 | 0 | 0 | 0 |  | 0 | 0 | 0 | 0 | 0 |  | 0 | 0 | 0 | 0 | 0 | 0 | 0 | 0
PG&E NGBA | PGE NGBA | PGE | New Sub - Near existing Madeline (NVE) | 345 |  | Distributed_Solar |  |  | 0 |  | 0 | 0 |  | 0 | 0 |  | 0 | 0 | 0 | 0 | 0 |  | 0 | 0 | 0 | 0 | 0 |  | 0 | 0 | 0 | 0 | 0 | 0 | 0 | 0
SDGE | SDGE Imperial | SDGE | New Sub - North Gila - IV (Proposed) | 500 | 185 | Distributed_Solar |  |  | 0 |  | 0 | 0 |  | 0 | 0 |  | 0 | 0 | 0 | 0 | 0 |  | 0 | 0 | 0 | 0 | 0 |  | 0 | 0 | 0 | 0 | 0 | 0 | 0 | 0
PG&E NGBA | PGE NGBA | PGE | New Sub - Pit 1 - Cottonwood (Proposed) | 230 | 2 | Distributed_Solar |  |  | 0 |  | 0 | 0 |  | 0 | 0 |  | 0 | 0 | 0 | 0 | 0 |  | 0 | 0 | 0 | 0 | 0 |  | 0 | 0 | 0 | 0 | 0 | 0 | 0 | 0
PG&E GBA | PGE GBA | PGE | New Sub - Rancho Seco - Bellota (Proposed) | 230 | 15 | Distributed_Solar |  |  | 0 |  | 0 | 0 |  | 0 | 0 |  | 0 | 0 | 0 | 0 | 0 |  | 0 | 0 | 0 | 0 | 0 |  | 0 | 0 | 0 | 0 | 0 | 0 | 0 | 0
SDGE | SDGE Imperial | SDGE | New Sub - Suncrest - Ocotillo (Proposed) | 500 | 183 | Distributed_Solar |  |  | 0 |  | 0 | 0 |  | 0 | 0 |  | 0 | 0 | 0 | 0 | 0 |  | 0 | 0 | 0 | 0 | 0 |  | 0 | 0 | 0 | 0 | 0 | 0 | 0 | 0
PG&E FRESNO | PGE Fresno | PGE | New Sub - Westley - Quinto (Proposed) | 230 | 64 | Distributed_Solar |  |  | 0 |  | 0 | 0 |  | 0 | 0 |  | 0 | 0 | 0 | 0 | 0 |  | 0 | 0 | 0 | 0 | 0 |  | 0 | 0 | 0 | 0 | 0 | 0 | 0 | 0
PG&E GBA | PGE GBA | PGE | Newark | 115 | 38 | Distributed_Solar |  |  | 0 |  | 0 | 0 |  | 0 | 0 |  | 0 | 0 | 0 | 0 | 0 |  | 0 | 0 | 0 | 0 | 0 |  | 0 | 0 | 0 | 0 | 0 | 0 | 0 | 0
PG&E GBA | PGE GBA | PGE | Newark | 230 | 45 | Distributed_Solar |  |  | 0 |  | 0 | 0 |  | 0 | 0 |  | 0 | 0 | 0 | 0 | 0 |  | 0 | 0 | 0 | 0 | 0 |  | 0 | 0 | 0 | 0 | 0 | 0 | 0 | 0
PG&E GBA | PGE GBA | PGE | Newark | 60 |  | Distributed_Solar |  |  | 0 |  | 0 | 0 |  | 0 | 0 |  | 0 | 0 | 0 | 0 | 0 |  | 0 | 0 | 0 | 0 | 0 |  | 0 | 0 | 0 | 0 | 0 | 0 | 0 | 0
PG&E FRESNO | PGE Fresno | PGE | Newhall | 115 | 137 | Distributed_Solar |  |  | 0 |  | 0 | 0 |  | 0 | 0 |  | 0 | 0 | 0 | 0 | 0 |  | 0 | 0 | 0 | 0 | 0 |  | 0 | 0 | 0 | 0 | 0 | 0 | 0 | 0
PG&E KERN | PGE Kern | PGE | Norco | 115 | 95 | Distributed_Solar |  |  | 0 |  | 0 | 0 |  | 0 | 0 |  | 0 | 0 | 0 | 0 | 0 |  | 0 | 0 | 0 | 0 | 0 |  | 0 | 0 | 0 | 0 | 0 | 0 | 0 | 0
PG&E GBA | PGE GBA | PGE | Nortech | 115 | 13 | Distributed_Solar |  |  | 0 |  | 0 | 0 |  | 0 | 0 |  | 0 | 0 | 0 | 0 | 0 |  | 0 | 0 | 0 | 0 | 0 |  | 0 | 0 | 0 | 0 | 0 | 0 | 0 | 0
SDGE | SDGE Imperial | SDGE | North City Metering | 138 | 186 | Distributed_Solar |  |  | 0 |  | 0 | 0 |  | 0 | 0 |  | 0 | 0 | 0 | 0 | 0 |  | 0 | 0 | 0 | 0 | 0 |  | 0 | 0 | 0 | 0 | 0 | 0 | 0 | 0
PG&E GBA | PGE GBA | PGE | North Dublin | 230 | 42 | Distributed_Solar |  |  | 0 |  | 0 | 0 |  | 0 | 0 |  | 0 | 0 | 0 | 0 | 0 |  | 0 | 0 | 0 | 0 | 0 |  | 0 | 0 | 0 | 0 | 0 | 0 | 0 | 0
SDGE | SDGE Arizona | SDGE | North Gila | 500 | 188 | Distributed_Solar |  |  | 0 |  | 0 | 0 |  | 0 | 0 |  | 0 | 0 | 0 | 0 | 0 |  | 0 | 0 | 0 | 0 | 0 |  | 0 | 0 | 0 | 0 | 0 | 0 | 0 | 0
SCE Metro | SCE Metro | SCE | North of SONGS | 230 | 97 | Distributed_Solar |  |  | 0 |  | 0 | 0 |  | 0 | 0 |  | 0 | 0 | 0 | 0 | 0 |  | 0 | 0 | 0 | 0 | 0 |  | 0 | 0 | 0 | 0 | 0 | 0 | 0 | 0
SCE Metro | SCE Metro | SCE | North of SONGS | 500 | 97 | Distributed_Solar |  |  | 0 |  | 0 | 0 |  | 0 | 0 |  | 0 | 0 | 0 | 0 | 0 |  | 0 | 0 | 0 | 0 | 0 |  | 0 | 0 | 0 | 0 | 0 | 0 | 0 | 0
PG&E NGBA | PGE NGBA | PGE | Notre Dame | 115 | 1 | Distributed_Solar |  |  | 0 |  | 0 | 0 |  | 0 | 0 |  | 0 | 0 | 0 | 0 | 0 |  | 0 | 0 | 0 | 0 | 0 |  | 0 | 0 | 0 | 0 | 0 | 0 | 0 | 0
PG&E GBA | PGE GBA | PGE | Oakland C | 115 | 56 | Distributed_Solar |  |  | 0 |  | 0 | 0 |  | 0 | 0 |  | 0 | 0 | 0 | 0 | 0 |  | 0 | 0 | 0 | 0 | 0 |  | 0 | 0 | 0 | 0 | 0 | 0 | 0 | 0
PG&E GBA | PGE GBA | PGE | Oakland J | 115 | 6 | Distributed_Solar |  |  | 0 |  | 0 | 0 |  | 0 | 0 |  | 0 | 0 | 0 | 0 | 0 |  | 0 | 0 | 0 | 0 | 0 |  | 0 | 0 | 0 | 0 | 0 | 0 | 0 | 0
PG&E GBA | PGE GBA | PGE | Oakland L | 115 | 6 | Distributed_Solar |  |  | 0 |  | 0 | 0 |  | 0 | 0 |  | 0 | 0 | 0 | 0 | 0 |  | 0 | 0 | 0 | 0 | 0 |  | 0 | 0 | 0 | 0 | 0 | 0 | 0 | 0
PG&E GBA | PGE GBA | PGE | Oakland X | 115 | 6 | Distributed_Solar |  |  | 0 |  | 0 | 0 |  | 0 | 0 |  | 0 | 0 | 0 | 0 | 0 |  | 0 | 0 | 0 | 0 | 0 |  | 0 | 0 | 0 | 0 | 0 | 0 | 0 | 0
SDGE | SDGE Imperial | SDGE | Ocean Ranch | 69 |  | Distributed_Solar |  |  | 0 |  | 0 | 0 |  | 0 | 0 |  | 0 | 0 | 0 | 0 | 0 |  | 0 | 0 | 0 | 0 | 0 |  | 0 | 0 | 0 | 0 | 0 | 0 | 0 | 0
PG&E KERN | PGE Kern | PGE | Oceano | 115 | 111 | Distributed_Solar |  |  | 0 |  | 0 | 0 |  | 0 | 0 |  | 0 | 0 | 0 | 0 | 0 |  | 0 | 0 | 0 | 0 | 0 |  | 0 | 0 | 0 | 0 | 0 | 0 | 0 | 0
SDGE | SDGE Imperial | SDGE | Ocotillo Express | 500 | 194 | Distributed_Solar |  |  | 0 |  | 0 | 0 |  | 0 | 0 |  | 0 | 0 | 0 | 0 | 0 |  | 0 | 0 | 0 | 0 | 0 |  | 0 | 0 | 0 | 0 | 0 | 0 | 0 | 0
PG&E KERN | PGE Kern | PGE | Old River | 70 |  | Distributed_Solar |  |  | 1 |  | 0 | 0 |  | 2.4 | 2.4 |  | 0 | 0 | 0 | 2.4 | 2.4 |  | 0 | 0 | 0 | 0 | 0 |  | 0 | 0 | 0 | 2.4 | 2.4 | 0 | 2.4 | 2.4
SDGE | SDGE Imperial | SDGE | Old Town | 230 | 171 | Distributed_Solar |  |  | 0 |  | 0 | 0 |  | 0 | 0 |  | 0 | 0 | 0 | 0 | 0 |  | 0 | 0 | 0 | 0 | 0 |  | 0 | 0 | 0 | 0 | 0 | 0 | 0 | 0
SCE Metro | SCE Metro | SCE | Olinda | 230 | 97 | Distributed_Solar |  |  | 0 |  | 0 | 0 |  | 0 | 0 |  | 0 | 0 | 0 | 0 | 0 |  | 0 | 0 | 0 | 0 | 0 |  | 0 | 0 | 0 | 0 | 0 | 0 | 0 | 0
PG&E FRESNO | PGE Fresno | PGE | Olive | 115 | 119 | Distributed_Solar |  |  | 0 |  | 0 | 0 |  | 0 | 0 |  | 0 | 0 | 0 | 0 | 0 |  | 0 | 0 | 0 | 0 | 0 |  | 0 | 0 | 0 | 0 | 0 | 0 | 0 | 0
PG&E NGBA | PGE NGBA | PGE | Olivehurst | 115 | 22 | Distributed_Solar |  |  | 0 |  | 0 | 0 |  | 0 | 0 |  | 0 | 0 | 0 | 0 | 0 |  | 0 | 0 | 0 | 0 | 0 |  | 0 | 0 | 0 | 0 | 0 | 0 | 0 | 0
PG&E NGBA | PGE NGBA | PGE | Oregon Trail | 60 |  | Distributed_Solar |  |  | 0 |  | 0 | 0 |  | 0 | 0 |  | 0 | 0 | 0 | 0 | 0 |  | 0 | 0 | 0 | 0 | 0 |  | 0 | 0 | 0 | 0 | 0 | 0 | 0 | 0
SCE Northern | SCE Northern | SCE | Ormond Beach | 230 | 157 | Distributed_Solar |  |  | 0 |  | 0 | 0 |  | 0 | 0 |  | 0 | 0 | 0 | 0 | 0 |  | 0 | 0 | 0 | 0 | 0 |  | 0 | 0 | 0 | 0 | 0 | 0 | 0 | 0
PG&E FRESNO | PGE Fresno | PGE | Oro Loma | 115 | 123 | Distributed_Solar |  |  | 0 |  | 0 | 0 |  | 0 | 0 |  | 0 | 0 | 0 | 0 | 0 |  | 0 | 0 | 0 | 0 | 0 |  | 0 | 0 | 0 | 0 | 0 | 0 | 0 | 0
PG&E FRESNO | PGE Fresno | PGE | Oro Loma | 70 |  | Distributed_Solar |  |  | 1 |  | 0 | 0 |  | 5 | 5 |  | 0 | 0 | 0 | 5 | 5 |  | 0 | 0 | 0 | 0 | 0 |  | 0 | 0 | 0 | 5 | 5 | 0 | 5 | 5
PG&E FRESNO | PGE Fresno | PGE | Orosi | 70 |  | Distributed_Solar |  |  | 0 |  | 0 | 0 |  | 0 | 0 |  | 0 | 0 | 0 | 0 | 0 |  | 0 | 0 | 0 | 0 | 0 |  | 0 | 0 | 0 | 0 | 0 | 0 | 0 | 0
SDGE | SDGE Imperial | SDGE | Otay | 69 |  | Distributed_Solar |  |  | 0 |  | 0 | 0 |  | 0 | 0 |  | 0 | 0 | 0 | 0 | 0 |  | 0 | 0 | 0 | 0 | 0 |  | 0 | 0 | 0 | 0 | 0 | 0 | 0 | 0
SDGE | SDGE Imperial | SDGE | Otay Mesa | 230 | 197 | Distributed_Solar |  |  | 0 |  | 0 | 0 |  | 0 | 0 |  | 0 | 0 | 0 | 0 | 0 |  | 0 | 0 | 0 | 0 | 0 |  | 0 | 0 | 0 | 0 | 0 | 0 | 0 | 0
PG&E FRESNO | PGE Fresno | PGE | Padre Flats SW STA | 230 | 71 | Distributed_Solar |  |  | 0 |  | 0 | 0 |  | 0 | 0 |  | 0 | 0 | 0 | 0 | 0 |  | 0 | 0 | 0 | 0 | 0 |  | 0 | 0 | 0 | 0 | 0 | 0 | 0 | 0
EOP | SCE EOP | SCE | Pahrump | 138 | 177 | Distributed_Solar |  |  | 0 |  | 0 | 0 |  | 0 | 0 |  | 0 | 0 | 0 | 0 | 0 |  | 0 | 0 | 0 | 0 | 0 |  | 0 | 0 | 0 | 0 | 0 | 0 | 0 | 0
EOP | SCE EOP | SCE | Pahrump | 230 | 177 | Distributed_Solar |  |  | 0 |  | 0 | 0 |  | 0 | 0 |  | 0 | 0 | 0 | 0 | 0 |  | 0 | 0 | 0 | 0 | 0 |  | 0 | 0 | 0 | 0 | 0 | 0 | 0 | 0
SDGE | SDGE Imperial | SDGE | Pala | 69 |  | Distributed_Solar |  |  | 0 |  | 0 | 0 |  | 0 | 0 |  | 0 | 0 | 0 | 0 | 0 |  | 0 | 0 | 0 | 0 | 0 |  | 0 | 0 | 0 | 0 | 0 | 0 | 0 | 0
PG&E NGBA | PGE NGBA | PGE | Palermo | 115 | 22 | Distributed_Solar |  |  | 0 |  | 0 | 0 |  | 0 | 0 |  | 0 | 0 | 0 | 0 | 0 |  | 0 | 0 | 0 | 0 | 0 |  | 0 | 0 | 0 | 0 | 0 | 0 | 0 | 0
PG&E NGBA | PGE NGBA | PGE | Palermo | 230 | 19 | Distributed_Solar |  |  | 0 |  | 0 | 0 |  | 0 | 0 |  | 0 | 0 | 0 | 0 | 0 |  | 0 | 0 | 0 | 0 | 0 |  | 0 | 0 | 0 | 0 | 0 | 0 | 0 | 0
SCE Eastern | SCE Arizona | SCE | Palo Verde | 500 | 176 | Distributed_Solar |  |  | 0 |  | 0 | 0 |  | 0 | 0 |  | 0 | 0 | 0 | 0 | 0 |  | 0 | 0 | 0 | 0 | 0 |  | 0 | 0 | 0 | 0 | 0 | 0 | 0 | 0
SDGE | SDGE Imperial | SDGE | Palomar Energy | 230 | 195 | Distributed_Solar |  |  | 0 |  | 0 | 0 |  | 0 | 0 |  | 0 | 0 | 0 | 0 | 0 |  | 0 | 0 | 0 | 0 | 0 |  | 0 | 0 | 0 | 0 | 0 | 0 | 0 | 0
PG&E KERN | PGE Kern | PGE | Panama | 70 |  | Distributed_Solar |  |  | 0 |  | 0 | 0 |  | 0 | 0 |  | 0 | 0 | 0 | 0 | 0 |  | 0 | 0 | 0 | 0 | 0 |  | 0 | 0 | 0 | 0 | 0 | 0 | 0 | 0
PG&E FRESNO | PGE Fresno | PGE | Panoche | 115 | 128 | Distributed_Solar |  |  | 1 |  | 0 | 0 |  | 4.4 | 4.4 |  | 0 | 0 | 0 | 4.4 | 4.4 |  | 0 | 0 | 0 | 0 | 0 |  | 0 | 0 | 0 | 4.4 | 4.4 | 0 | 4.4 | 4.4
PG&E FRESNO | PGE Fresno | PGE | Panoche | 230 | 94 | Distributed_Solar |  |  | 0 |  | 0 | 0 |  | 0 | 0 |  | 0 | 0 | 0 | 0 | 0 |  | 0 | 0 | 0 | 0 | 0 |  | 0 | 0 | 0 | 0 | 0 | 0 | 0 | 0
SCE Northern | SCE Northern | SCE | Pardee | 230 | 151 | Distributed_Solar |  |  | 0 |  | 0 | 0 |  | 0 | 0 |  | 0 | 0 | 0 | 0 | 0 |  | 0 | 0 | 0 | 0 | 0 |  | 0 | 0 | 0 | 0 | 0 | 0 | 0 | 0
PG&E NGBA | PGE NGBA | PGE | Parkway | 230 | 30 | Distributed_Solar |  |  | 0 |  | 0 | 0 |  | 0 | 0 |  | 0 | 0 | 0 | 0 | 0 |  | 0 | 0 | 0 | 0 | 0 |  | 0 | 0 | 0 | 0 | 0 | 0 | 0 | 0
SCE Northern | SCE Northern | SCE | Pastoria | 230 | 159 | Distributed_Solar |  |  | 0 |  | 0 | 0 |  | 0 | 0 |  | 0 | 0 | 0 | 0 | 0 |  | 0 | 0 | 0 | 0 | 0 |  | 0 | 0 | 0 | 0 | 0 | 0 | 0 | 0
SCE Metro | SCE Metro | SCE | Pauda | 230 |  | Distributed_Solar |  |  | 0 |  | 0 | 0 |  | 0 | 0 |  | 0 | 0 | 0 | 0 | 0 |  | 0 | 0 | 0 | 0 | 0 |  | 0 | 0 | 0 | 0 | 0 | 0 | 0 | 0
PG&E GBA | PGE GBA | PGE | Paul Sweet | 115 | 14 | Distributed_Solar |  |  | 0 |  | 0 | 0 |  | 0 | 0 |  | 0 | 0 | 0 | 0 | 0 |  | 0 | 0 | 0 | 0 | 0 |  | 0 | 0 | 0 | 0 | 0 | 0 | 0 | 0
PG&E NGBA | PGE NGBA | PGE | Peabody | 230 | 52 | Distributed_Solar |  |  | 0 |  | 0 | 0 |  | 0 | 0 |  | 0 | 0 | 0 | 0 | 0 |  | 0 | 0 | 0 | 0 | 0 |  | 0 | 0 | 0 | 0 | 0 | 0 | 0 | 0
PG&E NGBA | PGE NGBA | PGE | Pease | 115 | 22 | Distributed_Solar |  |  | 0 |  | 0 | 0 |  | 0 | 0 |  | 0 | 0 | 0 | 0 | 0 |  | 0 | 0 | 0 | 0 | 0 |  | 0 | 0 | 0 | 0 | 0 | 0 | 0 | 0
PG&E NGBA | PGE NGBA | PGE | Pease | 60 |  | Distributed_Solar |  |  | 0 |  | 0 | 0 |  | 0 | 0 |  | 0 | 0 | 0 | 0 | 0 |  | 0 | 0 | 0 | 0 | 0 |  | 0 | 0 | 0 | 0 | 0 | 0 | 0 | 0
SDGE | SDGE Imperial | SDGE | Penasquitos | 138 | 171 | Distributed_Solar |  |  | 0 |  | 0 | 0 |  | 0 | 0 |  | 0 | 0 | 0 | 0 | 0 |  | 0 | 0 | 0 | 0 | 0 |  | 0 | 0 | 0 | 0 | 0 | 0 | 0 | 0
SDGE | SDGE Imperial | SDGE | Penasquitos | 230 | 171 | Distributed_Solar |  |  | 0 |  | 0 | 0 |  | 0 | 0 |  | 0 | 0 | 0 | 0 | 0 |  | 0 | 0 | 0 | 0 | 0 |  | 0 | 0 | 0 | 0 | 0 | 0 | 0 | 0
SDGE | SDGE Imperial | SDGE | Penasquitos | 69 |  | Distributed_Solar |  |  | 0 |  | 0 | 0 |  | 0 | 0 |  | 0 | 0 | 0 | 0 | 0 |  | 0 | 0 | 0 | 0 | 0 |  | 0 | 0 | 0 | 0 | 0 | 0 | 0 | 0
SDGE | SDGE Imperial | SDGE | Pendleton | 69 |  | Distributed_Solar |  |  | 0 |  | 0 | 0 |  | 0 | 0 |  | 0 | 0 | 0 | 0 | 0 |  | 0 | 0 | 0 | 0 | 0 |  | 0 | 0 | 0 | 0 | 0 | 0 | 0 | 0
PG&E NGBA | PGE NGBA | PGE | Penngrove | 115 | 27 | Distributed_Solar |  |  | 0 |  | 0 | 0 |  | 0 | 0 |  | 0 | 0 | 0 | 0 | 0 |  | 0 | 0 | 0 | 0 | 0 |  | 0 | 0 | 0 | 0 | 0 | 0 | 0 | 0
PG&E GBA | PGE GBA | PGE | Peoria | 115 | 44 | Distributed_Solar |  |  | 0 |  | 0 | 0 |  | 0 | 0 |  | 0 | 0 | 0 | 0 | 0 |  | 0 | 0 | 0 | 0 | 0 |  | 0 | 0 | 0 | 0 | 0 | 0 | 0 | 0
PG&E GBA | PGE GBA | PGE | Piercy | 115 | 11 | Distributed_Solar |  |  | 0 |  | 0 | 0 |  | 0 | 0 |  | 0 | 0 | 0 | 0 | 0 |  | 0 | 0 | 0 | 0 | 0 |  | 0 | 0 | 0 | 0 | 0 | 0 | 0 | 0
PG&E FRESNO | PGE Fresno | PGE | Pine Flat | 230 | 117 | Distributed_Solar |  |  | 0 |  | 0 | 0 |  | 0 | 0 |  | 0 | 0 | 0 | 0 | 0 |  | 0 | 0 | 0 | 0 | 0 |  | 0 | 0 | 0 | 0 | 0 | 0 | 0 | 0
SCE NOL | SCE NOL | SCE | Pisgah | 230 | 141 | Distributed_Solar |  |  | 0 |  | 0 | 0 |  | 0 | 0 |  | 0 | 0 | 0 | 0 | 0 |  | 0 | 0 | 0 | 0 | 0 |  | 0 | 0 | 0 | 0 | 0 | 0 | 0 | 0
PG&E NGBA | PGE NGBA | PGE | Pit 1 | 230 | 2 | Distributed_Solar |  |  | 0 |  | 0 | 0 |  | 0 | 0 |  | 0 | 0 | 0 | 0 | 0 |  | 0 | 0 | 0 | 0 | 0 |  | 0 | 0 | 0 | 0 | 0 | 0 | 0 | 0
PG&E NGBA | PGE NGBA | PGE | Pit 1 | 60 |  | Distributed_Solar |  |  | 0 |  | 0 | 0 |  | 0 | 0 |  | 0 | 0 | 0 | 0 | 0 |  | 0 | 0 | 0 | 0 | 0 |  | 0 | 0 | 0 | 0 | 0 | 0 | 0 | 0
PG&E NGBA | PGE NGBA | PGE | Pit 3 | 230 | 2 | Distributed_Solar |  |  | 0 |  | 0 | 0 |  | 0 | 0 |  | 0 | 0 | 0 | 0 | 0 |  | 0 | 0 | 0 | 0 | 0 |  | 0 | 0 | 0 | 0 | 0 | 0 | 0 | 0
PG&E NGBA | PGE NGBA | PGE | Pit 4 | 230 | 1 | Distributed_Solar |  |  | 0 |  | 0 | 0 |  | 0 | 0 |  | 0 | 0 | 0 | 0 | 0 |  | 0 | 0 | 0 | 0 | 0 |  | 0 | 0 | 0 | 0 | 0 | 0 | 0 | 0
PG&E GBA | PGE GBA | PGE | Pittsburg | 115 | 49 | Distributed_Solar |  |  | 0 |  | 0 | 0 |  | 0 | 0 |  | 0 | 0 | 0 | 0 | 0 |  | 0 | 0 | 0 | 0 | 0 |  | 0 | 0 | 0 | 0 | 0 | 0 | 0 | 0
PG&E GBA | PGE GBA | PGE | Pittsburg | 230 | 51 | Distributed_Solar |  |  | 0 |  | 0 | 0 |  | 0 | 0 |  | 0 | 0 | 0 | 0 | 0 |  | 0 | 0 | 0 | 0 | 0 |  | 0 | 0 | 0 | 0 | 0 | 0 | 0 | 0
PG&E NGBA | PGE NGBA | PGE | Pleasant Grove | 115 | 23 | Distributed_Solar |  |  | 0 |  | 0 | 0 |  | 0 | 0 |  | 0 | 0 | 0 | 0 | 0 |  | 0 | 0 | 0 | 0 | 0 |  | 0 | 0 | 0 | 0 | 0 | 0 | 0 | 0
PG&E NGBA | PGE NGBA | PGE | POE | 230 | 24 | Distributed_Solar |  |  | 0 |  | 0 | 0 |  | 0 | 0 |  | 0 | 0 | 0 | 0 | 0 |  | 0 | 0 | 0 | 0 | 0 |  | 0 | 0 | 0 | 0 | 0 | 0 | 0 | 0
SDGE | SDGE Imperial | SDGE | Point Loma | 69 |  | Distributed_Solar |  |  | 0 |  | 0 | 0 |  | 0 | 0 |  | 0 | 0 | 0 | 0 | 0 |  | 0 | 0 | 0 | 0 | 0 |  | 0 | 0 | 0 | 0 | 0 | 0 | 0 | 0
SDGE | SDGE Imperial | SDGE | Pomerado | 69 |  | Distributed_Solar |  |  | 0 |  | 0 | 0 |  | 0 | 0 |  | 0 | 0 | 0 | 0 | 0 |  | 0 | 0 | 0 | 0 | 0 |  | 0 | 0 | 0 | 0 | 0 | 0 | 0 | 0
PG&E KERN | PGE Kern | PGE | Poso Mountain | 115 | 101 | Distributed_Solar |  |  | 0 |  | 0 | 0 |  | 0 | 0 |  | 0 | 0 | 0 | 0 | 0 |  | 0 | 0 | 0 | 0 | 0 |  | 0 | 0 | 0 | 0 | 0 | 0 | 0 | 0
EOP | SCE EOP | SCE | Primm | 230 | 161 | Distributed_Solar |  |  | 0 |  | 0 | 0 |  | 0 | 0 |  | 0 | 0 | 0 | 0 | 0 |  | 0 | 0 | 0 | 0 | 0 |  | 0 | 0 | 0 | 0 | 0 | 0 | 0 | 0
PG&E NGBA | PGE NGBA | PGE | Putah Creek | 115 | 39 | Distributed_Solar |  |  | 0 |  | 0 | 0 |  | 0 | 0 |  | 0 | 0 | 0 | 0 | 0 |  | 0 | 0 | 0 | 0 | 0 |  | 0 | 0 | 0 | 0 | 0 | 0 | 0 | 0
SDGE | SDGE Imperial | SDGE | Q1806 | 138 | 178 | Distributed_Solar |  |  | 0 |  | 0 | 0 |  | 0 | 0 |  | 0 | 0 | 0 | 0 | 0 |  | 0 | 0 | 0 | 0 | 0 |  | 0 | 0 | 0 | 0 | 0 | 0 | 0 | 0
PG&E FRESNO | PGE Fresno | PGE | Quinto | 230 | 71 | Distributed_Solar |  |  | 0 |  | 0 | 0 |  | 0 | 0 |  | 0 | 0 | 0 | 0 | 0 |  | 0 | 0 | 0 | 0 | 0 |  | 0 | 0 | 0 | 0 | 0 | 0 | 0 | 0
PG&E GBA | PGE GBA | PGE | Race Track | 115 | 44 | Distributed_Solar |  |  | 0 |  | 0 | 0 |  | 0 | 0 |  | 0 | 0 | 0 | 0 | 0 |  | 0 | 0 | 0 | 0 | 0 |  | 0 | 0 | 0 | 0 | 0 | 0 | 0 | 0
SDGE | SDGE Imperial | SDGE | Rancho Mission Viejo | 138 | 187 | Distributed_Solar |  |  | 0 |  | 0 | 0 |  | 0 | 0 |  | 0 | 0 | 0 | 0 | 0 |  | 0 | 0 | 0 | 0 | 0 |  | 0 | 0 | 0 | 0 | 0 | 0 | 0 | 0
PG&E GBA | PGE GBA | PGE | Rancho Seco | 230 | 15 | Distributed_Solar |  |  | 0 |  | 0 | 0 |  | 0 | 0 |  | 0 | 0 | 0 | 0 | 0 |  | 0 | 0 | 0 | 0 | 0 |  | 0 | 0 | 0 | 0 | 0 | 0 | 0 | 0
SCE Metro | SCE Metro | SCE | Rancho Vista | 230 | 97 | Distributed_Solar |  |  | 0 |  | 0 | 0 |  | 0 | 0 |  | 0 | 0 | 0 | 0 | 0 |  | 0 | 0 | 0 | 0 | 0 |  | 0 | 0 | 0 | 0 | 0 | 0 | 0 | 0
SCE Metro | SCE Metro | SCE | Rancho Vista | 500 | 97 | Distributed_Solar |  |  | 0 |  | 0 | 0 |  | 0 | 0 |  | 0 | 0 | 0 | 0 | 0 |  | 0 | 0 | 0 | 0 | 0 |  | 0 | 0 | 0 | 0 | 0 | 0 | 0 | 0
SCE NOL | SCE NOL | SCE | Ransburg | 115 |  | Distributed_Solar |  |  | 0 |  | 0 | 0 |  | 0 | 0 |  | 0 | 0 | 0 | 0 | 0 |  | 0 | 0 | 0 | 0 | 0 |  | 0 | 0 | 0 | 0 | 0 | 0 | 0 | 0
PG&E GBA | PGE GBA | PGE | Ravenswood | 115 | 6 | Distributed_Solar |  |  | 0 |  | 0 | 0 |  | 0 | 0 |  | 0 | 0 | 0 | 0 | 0 |  | 0 | 0 | 0 | 0 | 0 |  | 0 | 0 | 0 | 0 | 0 | 0 | 0 | 0
PG&E GBA | PGE GBA | PGE | Ravenswood | 230 | 6 | Distributed_Solar |  |  | 0 |  | 0 | 0 |  | 0 | 0 |  | 0 | 0 | 0 | 0 | 0 |  | 0 | 0 | 0 | 0 | 0 |  | 0 | 0 | 0 | 0 | 0 | 0 | 0 | 0
SCE Northern | SCE Northern | SCE | Rector | 230 | 153 | Distributed_Solar |  |  | 1 |  | 3 | 3 |  | 12 | 12 |  | 0 | 0 | 0 | 12 | 12 |  | 0 | 0 | 0 | 0 | 0 |  | 0 | 0 | 0 | 15 | 15 | 0 | 15 | 15
SCE Eastern | SCE Eastern | SCE | Red Bluff | 230 | 179 | Distributed_Solar |  |  | 0 |  | 0 | 0 |  | 0 | 0 |  | 0 | 0 | 0 | 0 | 0 |  | 0 | 0 | 0 | 0 | 0 |  | 0 | 0 | 0 | 0 | 0 | 0 | 0 | 0
SCE Eastern | SCE Eastern | SCE | Red Bluff | 500 | 172 | Distributed_Solar |  |  | 0 |  | 0 | 0 |  | 0 | 0 |  | 0 | 0 | 0 | 0 | 0 |  | 0 | 0 | 0 | 0 | 0 |  | 0 | 0 | 0 | 0 | 0 | 0 | 0 | 0
PG&E NGBA | PGE NGBA | PGE | Redbud | 115 | 27 | Distributed_Solar |  |  | 0 |  | 0 | 0 |  | 0 | 0 |  | 0 | 0 | 0 | 0 | 0 |  | 0 | 0 | 0 | 0 | 0 |  | 0 | 0 | 0 | 0 | 0 | 0 | 0 | 0
SCE Metro | SCE Metro | SCE | Redondo | 230 | 97 | Distributed_Solar |  |  | 0 |  | 0 | 0 |  | 0 | 0 |  | 0 | 0 | 0 | 0 | 0 |  | 0 | 0 | 0 | 0 | 0 |  | 0 | 0 | 0 | 0 | 0 | 0 | 0 | 0
PG&E FRESNO | PGE Fresno | PGE | Reedley | 115 | 142 | Distributed_Solar |  |  | 0 |  | 0 | 0 |  | 0 | 0 |  | 0 | 0 | 0 | 0 | 0 |  | 0 | 0 | 0 | 0 | 0 |  | 0 | 0 | 0 | 0 | 0 | 0 | 0 | 0
PG&E KERN | PGE Kern | PGE | Renfro | 115 | 83 | Distributed_Solar |  |  | 0 |  | 0 | 0 |  | 0 | 0 |  | 0 | 0 | 0 | 0 | 0 |  | 0 | 0 | 0 | 0 | 0 |  | 0 | 0 | 0 | 0 | 0 | 0 | 0 | 0
PG&E GBA | PGE GBA | PGE | Richmond R | 115 | 56 | Distributed_Solar |  |  | 0 |  | 0 | 0 |  | 0 | 0 |  | 0 | 0 | 0 | 0 | 0 |  | 0 | 0 | 0 | 0 | 0 |  | 0 | 0 | 0 | 0 | 0 | 0 | 0 | 0
PG&E NGBA | PGE NGBA | PGE | Rincon | 115 | 55 | Distributed_Solar |  |  | 0 |  | 0 | 0 |  | 0 | 0 |  | 0 | 0 | 0 | 0 | 0 |  | 0 | 0 | 0 | 0 | 0 |  | 0 | 0 | 0 | 0 | 0 | 0 | 0 | 0
PG&E KERN | PGE Kern | PGE | Rio Bravo | 115 | 83 | Distributed_Solar |  |  | 0 |  | 0 | 0 |  | 0 | 0 |  | 0 | 0 | 0 | 0 | 0 |  | 0 | 0 | 0 | 0 | 0 |  | 0 | 0 | 0 | 0 | 0 | 0 | 0 | 0
SCE Metro | SCE Metro | SCE | Rio Hondo | 230 | 97 | Distributed_Solar |  |  | 0 |  | 0 | 0 |  | 0 | 0 |  | 0 | 0 | 0 | 0 | 0 |  | 0 | 0 | 0 | 0 | 0 |  | 0 | 0 | 0 | 0 | 0 | 0 | 0 | 0
PG&E NGBA | PGE NGBA | PGE | Rio Oso | 115 | 24 | Distributed_Solar |  |  | 0 |  | 0 | 0 |  | 0 | 0 |  | 0 | 0 | 0 | 0 | 0 |  | 0 | 0 | 0 | 0 | 0 |  | 0 | 0 | 0 | 0 | 0 | 0 | 0 | 0
PG&E NGBA | PGE NGBA | PGE | Rio Oso | 230 | 24 | Distributed_Solar |  |  | 0 |  | 0 | 0 |  | 0 | 0 |  | 0 | 0 | 0 | 0 | 0 |  | 0 | 0 | 0 | 0 | 0 |  | 0 | 0 | 0 | 0 | 0 | 0 | 0 | 0
PG&E GBA | PGE GBA | PGE | Ripon | 115 | 54 | Distributed_Solar |  |  | 1 |  | 0 | 0 |  | 2.6 | 2.6 |  | 0 | 0 | 0 | 2.6 | 2.6 |  | 0 | 0 | 0 | 0 | 0 |  | 0 | 0 | 0 | 2.6 | 2.6 | 0 | 2.6 | 2.6
PG&E GBA | PGE GBA | PGE | Riverbank | 115 | 44 | Distributed_Solar |  |  | 0 |  | 0 | 0 |  | 0 | 0 |  | 0 | 0 | 0 | 0 | 0 |  | 0 | 0 | 0 | 0 | 0 |  | 0 | 0 | 0 | 0 | 0 | 0 | 0 | 0
SCE NOL | SCE NOL | SCE | Roadway | 115 | 146 | Distributed_Solar |  |  | 1 |  | 2 | 2 |  | 0 | 0 |  | 0 | 0 | 0 | 0 | 0 |  | 0 | 0 | 0 | 0 | 0 |  | 0 | 0 | 0 | 2 | 2 | 0 | 2 | 2
PG&E NGBA | PGE NGBA | PGE | Rock Creek 1 | 230 | 16 | Distributed_Solar |  |  | 0 |  | 0 | 0 |  | 0 | 0 |  | 0 | 0 | 0 | 0 | 0 |  | 0 | 0 | 0 | 0 | 0 |  | 0 | 0 | 0 | 0 | 0 | 0 | 0 | 0
SCE Northern | SCE Northern | SCE | Rosamond | 66 |  | Distributed_Solar |  |  | 0 |  | 0 | 0 |  | 0 | 0 |  | 0 | 0 | 0 | 0 | 0 |  | 0 | 0 | 0 | 0 | 0 |  | 0 | 0 | 0 | 0 | 0 | 0 | 0 | 0
PG&E GBA | PGE GBA | PGE | Rossmoor | 230 | 30 | Distributed_Solar |  |  | 0 |  | 0 | 0 |  | 0 | 0 |  | 0 | 0 | 0 | 0 | 0 |  | 0 | 0 | 0 | 0 | 0 |  | 0 | 0 | 0 | 0 | 0 | 0 | 0 | 0
PG&E NGBA | PGE NGBA | PGE | Round Mountain | 230 | 1 | Distributed_Solar |  |  | 0 |  | 0 | 0 |  | 0 | 0 |  | 0 | 0 | 0 | 0 | 0 |  | 0 | 0 | 0 | 0 | 0 |  | 0 | 0 | 0 | 0 | 0 | 0 | 0 | 0
PG&E NGBA | PGE NGBA | PGE | Round Mountain | 500 | 1 | Distributed_Solar |  |  | 0 |  | 0 | 0 |  | 0 | 0 |  | 0 | 0 | 0 | 0 | 0 |  | 0 | 0 | 0 | 0 | 0 |  | 0 | 0 | 0 | 0 | 0 | 0 | 0 | 0
PG&E GBA | PGE GBA | PGE | Salado | 115 | 34 | Distributed_Solar |  |  | 0 |  | 0 | 0 |  | 0 | 0 |  | 0 | 0 | 0 | 0 | 0 |  | 0 | 0 | 0 | 0 | 0 |  | 0 | 0 | 0 | 0 | 0 | 0 | 0 | 0
PG&E GBA | PGE GBA | PGE | Salado | 60 |  | Distributed_Solar |  |  | 0 |  | 0 | 0 |  | 0 | 0 |  | 0 | 0 | 0 | 0 | 0 |  | 0 | 0 | 0 | 0 | 0 |  | 0 | 0 | 0 | 0 | 0 | 0 | 0 | 0
PG&E GBA | PGE GBA | PGE | Salinas | 115 | 84 | Distributed_Solar |  |  | 0 |  | 0 | 0 |  | 0 | 0 |  | 0 | 0 | 0 | 0 | 0 |  | 0 | 0 | 0 | 0 | 0 |  | 0 | 0 | 0 | 0 | 0 | 0 | 0 | 0
SDGE | SDGE Imperial | SDGE | Salt Creek | 69 |  | Distributed_Solar |  |  | 0 |  | 0 | 0 |  | 0 | 0 |  | 0 | 0 | 0 | 0 | 0 |  | 0 | 0 | 0 | 0 | 0 |  | 0 | 0 | 0 | 0 | 0 | 0 | 0 | 0
SCE Eastern | SCE Eastern | SCE | San Bernardino | 230 | 156 | Distributed_Solar |  |  | 0 |  | 0 | 0 |  | 0 | 0 |  | 0 | 0 | 0 | 0 | 0 |  | 0 | 0 | 0 | 0 | 0 |  | 0 | 0 | 0 | 0 | 0 | 0 | 0 | 0
PG&E GBA | PGE GBA | PGE | SAN FRAN A (POTRERO PP) | 115 | 3 | Distributed_Solar |  |  | 0 |  | 0 | 0 |  | 0 | 0 |  | 0 | 0 | 0 | 0 | 0 |  | 0 | 0 | 0 | 0 | 0 |  | 0 | 0 | 0 | 0 | 0 | 0 | 0 | 0
PG&E GBA | PGE GBA | PGE | SAN FRAN A (POTRERO PP) | 230 | 3 | Distributed_Solar |  |  | 0 |  | 0 | 0 |  | 0 | 0 |  | 0 | 0 | 0 | 0 | 0 |  | 0 | 0 | 0 | 0 | 0 |  | 0 | 0 | 0 | 0 | 0 | 0 | 0 | 0
PG&E GBA | PGE GBA | PGE | San Jose A | 115 | 81 | Distributed_Solar |  |  | 0 |  | 0 | 0 |  | 0 | 0 |  | 0 | 0 | 0 | 0 | 0 |  | 0 | 0 | 0 | 0 | 0 |  | 0 | 0 | 0 | 0 | 0 | 0 | 0 | 0
PG&E GBA | PGE GBA | PGE | San Jose B | 115 | 11 | Distributed_Solar |  |  | 0 |  | 0 | 0 |  | 0 | 0 |  | 0 | 0 | 0 | 0 | 0 |  | 0 | 0 | 0 | 0 | 0 |  | 0 | 0 | 0 | 0 | 0 | 0 | 0 | 0
PG&E GBA | PGE GBA | PGE | San Leandro U | 115 | 6 | Distributed_Solar |  |  | 0 |  | 0 | 0 |  | 0 | 0 |  | 0 | 0 | 0 | 0 | 0 |  | 0 | 0 | 0 | 0 | 0 |  | 0 | 0 | 0 | 0 | 0 | 0 | 0 | 0
PG&E KERN | PGE Kern | PGE | San Luis Obispo | 115 | 111 | Distributed_Solar |  |  | 0 |  | 0 | 0 |  | 0 | 0 |  | 0 | 0 | 0 | 0 | 0 |  | 0 | 0 | 0 | 0 | 0 |  | 0 | 0 | 0 | 0 | 0 | 0 | 0 | 0
PG&E KERN | PGE Kern | PGE | San Luis Obispo | 70 |  | Distributed_Solar |  |  | 0 |  | 0 | 0 |  | 0 | 0 |  | 0 | 0 | 0 | 0 | 0 |  | 0 | 0 | 0 | 0 | 0 |  | 0 | 0 | 0 | 0 | 0 | 0 | 0 | 0
SDGE | SDGE Imperial | SDGE | San Luis Rey | 230 | 143 | Distributed_Solar |  |  | 0 |  | 0 | 0 |  | 0 | 0 |  | 0 | 0 | 0 | 0 | 0 |  | 0 | 0 | 0 | 0 | 0 |  | 0 | 0 | 0 | 0 | 0 | 0 | 0 | 0
SDGE | SDGE Imperial | SDGE | San Luis Rey | 69 |  | Distributed_Solar |  |  | 0 |  | 0 | 0 |  | 0 | 0 |  | 0 | 0 | 0 | 0 | 0 |  | 0 | 0 | 0 | 0 | 0 |  | 0 | 0 | 0 | 0 | 0 | 0 | 0 | 0
SDGE | SDGE Imperial | SDGE | San Marcos | 69 |  | Distributed_Solar |  |  | 0 |  | 0 | 0 |  | 0 | 0 |  | 0 | 0 | 0 | 0 | 0 |  | 0 | 0 | 0 | 0 | 0 |  | 0 | 0 | 0 | 0 | 0 | 0 | 0 | 0
SCE Metro | SCE Metro | SCE | San Onofre | 230 | 97 | Distributed_Solar |  |  | 0 |  | 0 | 0 |  | 0 | 0 |  | 0 | 0 | 0 | 0 | 0 |  | 0 | 0 | 0 | 0 | 0 |  | 0 | 0 | 0 | 0 | 0 | 0 | 0 | 0
PG&E GBA | PGE GBA | PGE | San Pablo | 115 | 56 | Distributed_Solar |  |  | 0 |  | 0 | 0 |  | 0 | 0 |  | 0 | 0 | 0 | 0 | 0 |  | 0 | 0 | 0 | 0 | 0 |  | 0 | 0 | 0 | 0 | 0 | 0 | 0 | 0
PG&E GBA | PGE GBA | PGE | San Ramon | 230 | 4 | Distributed_Solar |  |  | 0 |  | 0 | 0 |  | 0 | 0 |  | 0 | 0 | 0 | 0 | 0 |  | 0 | 0 | 0 | 0 | 0 |  | 0 | 0 | 0 | 0 | 0 | 0 | 0 | 0
SDGE | SDGE Imperial | SDGE | San Ysidro | 69 |  | Distributed_Solar |  |  | 0 |  | 0 | 0 |  | 0 | 0 |  | 0 | 0 | 0 | 0 | 0 |  | 0 | 0 | 0 | 0 | 0 |  | 0 | 0 | 0 | 0 | 0 | 0 | 0 | 0
SCE NOL | SCE NOL | SCE | Sandlot | 230 | 160 | Distributed_Solar |  |  | 0 |  | 0 | 0 |  | 0 | 0 |  | 0 | 0 | 0 | 0 | 0 |  | 0 | 0 | 0 | 0 | 0 |  | 0 | 0 | 0 | 0 | 0 | 0 | 0 | 0
EOP | SCE EOP | SCE | Sandy | 138 | 177 | Distributed_Solar |  |  | 0 |  | 0 | 0 |  | 0 | 0 |  | 0 | 0 | 0 | 0 | 0 |  | 0 | 0 | 0 | 0 | 0 |  | 0 | 0 | 0 | 0 | 0 | 0 | 0 | 0
PG&E FRESNO | PGE Fresno | PGE | Sanger | 115 | 152 | Distributed_Solar |  |  | 0 |  | 0 | 0 |  | 0 | 0 |  | 0 | 0 | 0 | 0 | 0 |  | 0 | 0 | 0 | 0 | 0 |  | 0 | 0 | 0 | 0 | 0 | 0 | 0 | 0
SCE Northern | SCE Northern | SCE | Santa Clara | 230 | 157 | Distributed_Solar |  |  | 0 |  | 0 | 0 |  | 0 | 0 |  | 0 | 0 | 0 | 0 | 0 |  | 0 | 0 | 0 | 0 | 0 |  | 0 | 0 | 0 | 0 | 0 | 0 | 0 | 0
PG&E NGBA | PGE NGBA | PGE | Santa Rosa A | 115 | 27 | Distributed_Solar |  |  | 0 |  | 0 | 0 |  | 0 | 0 |  | 0 | 0 | 0 | 0 | 0 |  | 0 | 0 | 0 | 0 | 0 |  | 0 | 0 | 0 | 0 | 0 | 0 | 0 | 0
PG&E GBA | PGE GBA | PGE | Santa Teresa | 115 | 81 | Distributed_Solar |  |  | 0 |  | 0 | 0 |  | 0 | 0 |  | 0 | 0 | 0 | 0 | 0 |  | 0 | 0 | 0 | 0 | 0 |  | 0 | 0 | 0 | 0 | 0 | 0 | 0 | 0
SDGE | SDGE Imperial | SDGE | Santee | 138 | 191 | Distributed_Solar |  |  | 0 |  | 0 | 0 |  | 0 | 0 |  | 0 | 0 | 0 | 0 | 0 |  | 0 | 0 | 0 | 0 | 0 |  | 0 | 0 | 0 | 0 | 0 | 0 | 0 | 0
SCE Metro | SCE Metro | SCE | Santiago | 230 | 97 | Distributed_Solar |  |  | 0 |  | 0 | 0 |  | 0 | 0 |  | 0 | 0 | 0 | 0 | 0 |  | 0 | 0 | 0 | 0 | 0 |  | 0 | 0 | 0 | 0 | 0 | 0 | 0 | 0
PG&E GBA | PGE GBA | PGE | Saratoga | 230 | 13 | Distributed_Solar |  |  | 0 |  | 0 | 0 |  | 0 | 0 |  | 0 | 0 | 0 | 0 | 0 |  | 0 | 0 | 0 | 0 | 0 |  | 0 | 0 | 0 | 0 | 0 | 0 | 0 | 0
SCE Northern | SCE Northern | SCE | Saugus | 230 | 131 | Distributed_Solar |  |  | 0 |  | 0 | 0 |  | 0 | 0 |  | 0 | 0 | 0 | 0 | 0 |  | 0 | 0 | 0 | 0 | 0 |  | 0 | 0 | 0 | 0 | 0 | 0 | 0 | 0
PG&E FRESNO | PGE Fresno | PGE | Schindler | 115 | 76 | Distributed_Solar |  |  | 0 |  | 0 | 0 |  | 0 | 0 |  | 0 | 0 | 0 | 0 | 0 |  | 0 | 0 | 0 | 0 | 0 |  | 0 | 0 | 0 | 0 | 0 | 0 | 0 | 0
PG&E FRESNO | PGE Fresno | PGE | Schindler | 70 |  | Distributed_Solar |  |  | 0 |  | 0 | 0 |  | 0 | 0 |  | 0 | 0 | 0 | 0 | 0 |  | 0 | 0 | 0 | 0 | 0 |  | 0 | 0 | 0 | 0 | 0 | 0 | 0 | 0
PG&E GBA | PGE GBA | PGE | Schulte | 115 | 41 | Distributed_Solar |  |  | 0 |  | 0 | 0 |  | 0 | 0 |  | 0 | 0 | 0 | 0 | 0 |  | 0 | 0 | 0 | 0 | 0 |  | 0 | 0 | 0 | 0 | 0 | 0 | 0 | 0
SDGE | SDGE Imperial | SDGE | Scripps | 69 |  | Distributed_Solar |  |  | 0 |  | 0 | 0 |  | 0 | 0 |  | 0 | 0 | 0 | 0 | 0 |  | 0 | 0 | 0 | 0 | 0 |  | 0 | 0 | 0 | 0 | 0 | 0 | 0 | 0
PG&E KERN | PGE Kern | PGE | Semitropic | 115 | 74 | Distributed_Solar |  |  | 1 |  | 0 | 0 |  | 4.66 | 4.66 |  | 0 | 0 | 0 | 4.66 | 4.66 |  | 0 | 0 | 0 | 0 | 0 |  | 0 | 0 | 0 | 4.66 | 4.66 | 0 | 4.66 | 4.66
SCE Metro | SCE Metro | SCE | Serrano | 230 | 97 | Distributed_Solar |  |  | 0 |  | 0 | 0 |  | 0 | 0 |  | 0 | 0 | 0 | 0 | 0 |  | 0 | 0 | 0 | 0 | 0 |  | 0 | 0 | 0 | 0 | 0 | 0 | 0 | 0
SCE Metro | SCE Metro | SCE | Serrano | 500 | 97 | Distributed_Solar |  |  | 0 |  | 0 | 0 |  | 0 | 0 |  | 0 | 0 | 0 | 0 | 0 |  | 0 | 0 | 0 | 0 | 0 |  | 0 | 0 | 0 | 0 | 0 | 0 | 0 | 0
SDGE | SDGE Imperial | SDGE | Shadowridge | 138 | 186 | Distributed_Solar |  |  | 0 |  | 0 | 0 |  | 0 | 0 |  | 0 | 0 | 0 | 0 | 0 |  | 0 | 0 | 0 | 0 | 0 |  | 0 | 0 | 0 | 0 | 0 | 0 | 0 | 0
PG&E KERN | PGE Kern | PGE | Shafter | 115 | 107 | Distributed_Solar |  |  | 1 |  | 0 | 0 |  | 2.25 | 2.25 |  | 0 | 0 | 0 | 2.25 | 2.25 |  | 0 | 0 | 0 | 0 | 0 |  | 0 | 0 | 0 | 2.25 | 2.25 | 0 | 2.25 | 2.25
PG&E NGBA | PGE NGBA | PGE | Silverado | 115 | 55 | Distributed_Solar |  |  | 0 |  | 0 | 0 |  | 0 | 0 |  | 0 | 0 | 0 | 0 | 0 |  | 0 | 0 | 0 | 0 | 0 |  | 0 | 0 | 0 | 0 | 0 | 0 | 0 | 0
SDGE | SDGE Imperial | SDGE | Silvergate | 230 | 193 | Distributed_Solar |  |  | 0 |  | 0 | 0 |  | 0 | 0 |  | 0 | 0 | 0 | 0 | 0 |  | 0 | 0 | 0 | 0 | 0 |  | 0 | 0 | 0 | 0 | 0 | 0 | 0 | 0
SDGE | SDGE Imperial | SDGE | Silvergate | 69 |  | Distributed_Solar |  |  | 0 |  | 0 | 0 |  | 0 | 0 |  | 0 | 0 | 0 | 0 | 0 |  | 0 | 0 | 0 | 0 | 0 |  | 0 | 0 | 0 | 0 | 0 | 0 | 0 | 0
PG&E KERN | PGE Kern | PGE | Sisquoc | 115 | 111 | Distributed_Solar |  |  | 0 |  | 0 | 0 |  | 0 | 0 |  | 0 | 0 | 0 | 0 | 0 |  | 0 | 0 | 0 | 0 | 0 |  | 0 | 0 | 0 | 0 | 0 | 0 | 0 | 0
EOP | SCE EOP | SCE | Sloan Canyon | 230 | 161 | Distributed_Solar |  |  | 0 |  | 0 | 0 |  | 0 | 0 |  | 0 | 0 | 0 | 0 | 0 |  | 0 | 0 | 0 | 0 | 0 |  | 0 | 0 | 0 | 0 | 0 | 0 | 0 | 0
EOP | SCE EOP | SCE | Sloan Canyon | 500 | 161 | Distributed_Solar |  |  | 0 |  | 0 | 0 |  | 0 | 0 |  | 0 | 0 | 0 | 0 | 0 |  | 0 | 0 | 0 | 0 | 0 |  | 0 | 0 | 0 | 0 | 0 | 0 | 0 | 0
PG&E KERN | PGE Kern | PGE | Smyrna | 115 | 113 | Distributed_Solar |  |  | 0 |  | 0 | 0 |  | 0 | 0 |  | 0 | 0 | 0 | 0 | 0 |  | 0 | 0 | 0 | 0 | 0 |  | 0 | 0 | 0 | 0 | 0 | 0 | 0 | 0
PG&E GBA | PGE GBA | PGE | Sobrante | 115 | 56 | Distributed_Solar |  |  | 0 |  | 0 | 0 |  | 0 | 0 |  | 0 | 0 | 0 | 0 | 0 |  | 0 | 0 | 0 | 0 | 0 |  | 0 | 0 | 0 | 0 | 0 | 0 | 0 | 0
PG&E GBA | PGE GBA | PGE | Sobrante | 230 | 51 | Distributed_Solar |  |  | 0 |  | 0 | 0 |  | 0 | 0 |  | 0 | 0 | 0 | 0 | 0 |  | 0 | 0 | 0 | 0 | 0 |  | 0 | 0 | 0 | 0 | 0 | 0 | 0 | 0
PG&E KERN | PGE Kern | PGE | Solar | 230 | 122 | Distributed_Solar |  |  | 0 |  | 0 | 0 |  | 0 | 0 |  | 0 | 0 | 0 | 0 | 0 |  | 0 | 0 | 0 | 0 | 0 |  | 0 | 0 | 0 | 0 | 0 | 0 | 0 | 0
PG&E GBA | PGE GBA | PGE | Soledad | 115 | 84 | Distributed_Solar |  |  | 0 |  | 0 | 0 |  | 0 | 0 |  | 0 | 0 | 0 | 0 | 0 |  | 0 | 0 | 0 | 0 | 0 |  | 0 | 0 | 0 | 0 | 0 | 0 | 0 | 0
PG&E GBA | PGE GBA | PGE | Soledad | 60 |  | Distributed_Solar |  |  | 0 |  | 0 | 0 |  | 0 | 0 |  | 0 | 0 | 0 | 0 | 0 |  | 0 | 0 | 0 | 0 | 0 |  | 0 | 0 | 0 | 0 | 0 | 0 | 0 | 0
SDGE | SDGE Imperial | SDGE | Spring Valley | 69 |  | Distributed_Solar |  |  | 0 |  | 0 | 0 |  | 0 | 0 |  | 0 | 0 | 0 | 0 | 0 |  | 0 | 0 | 0 | 0 | 0 |  | 0 | 0 | 0 | 0 | 0 | 0 | 0 | 0
SCE Northern | SCE Northern | SCE | Springville | 230 | 153 | Distributed_Solar |  |  | 1 |  | 0 | 0 |  | 3 | 3 |  | 0 | 0 | 0 | 3 | 3 |  | 0 | 0 | 0 | 0 | 0 |  | 0 | 0 | 0 | 3 | 3 | 0 | 3 | 3
PG&E GBA | PGE GBA | PGE | Stagg | 230 | 43 | Distributed_Solar |  |  | 0 |  | 0 | 0 |  | 0 | 0 |  | 0 | 0 | 0 | 0 | 0 |  | 0 | 0 | 0 | 0 | 0 |  | 0 | 0 | 0 | 0 | 0 | 0 | 0 | 0
PG&E GBA | PGE GBA | PGE | Standard Oil | 115 | 56 | Distributed_Solar |  |  | 0 |  | 0 | 0 |  | 0 | 0 |  | 0 | 0 | 0 | 0 | 0 |  | 0 | 0 | 0 | 0 | 0 |  | 0 | 0 | 0 | 0 | 0 | 0 | 0 | 0
PG&E GBA | PGE GBA | PGE | Stanislaus | 115 | 44 | Distributed_Solar |  |  | 0 |  | 0 | 0 |  | 0 | 0 |  | 0 | 0 | 0 | 0 | 0 |  | 0 | 0 | 0 | 0 | 0 |  | 0 | 0 | 0 | 0 | 0 | 0 | 0 | 0
PG&E KERN | PGE Kern | PGE | Stockdale | 115 | 72 | Distributed_Solar |  |  | 0 |  | 0 | 0 |  | 0 | 0 |  | 0 | 0 | 0 | 0 | 0 |  | 0 | 0 | 0 | 0 | 0 |  | 0 | 0 | 0 | 0 | 0 | 0 | 0 | 0
PG&E KERN | PGE Kern | PGE | Stockdale | 230 | 68 | Distributed_Solar |  |  | 0 |  | 0 | 0 |  | 0 | 0 |  | 0 | 0 | 0 | 0 | 0 |  | 0 | 0 | 0 | 0 | 0 |  | 0 | 0 | 0 | 0 | 0 | 0 | 0 | 0
PG&E GBA | PGE GBA | PGE | Stockton A | 115 | 65 | Distributed_Solar |  |  | 0 |  | 0 | 0 |  | 0 | 0 |  | 0 | 0 | 0 | 0 | 0 |  | 0 | 0 | 0 | 0 | 0 |  | 0 | 0 | 0 | 0 | 0 | 0 | 0 | 0
PG&E GBA | PGE GBA | PGE | Stone | 115 | 79 | Distributed_Solar |  |  | 0 |  | 0 | 0 |  | 0 | 0 |  | 0 | 0 | 0 | 0 | 0 |  | 0 | 0 | 0 | 0 | 0 |  | 0 | 0 | 0 | 0 | 0 | 0 | 0 | 0
PG&E FRESNO | PGE Fresno | PGE | Storey | 230 | 168 | Distributed_Solar |  |  | 0 |  | 0 | 0 |  | 0 | 0 |  | 0 | 0 | 0 | 0 | 0 |  | 0 | 0 | 0 | 0 | 0 |  | 0 | 0 | 0 | 0 | 0 | 0 | 0 | 0
PG&E NGBA | PGE NGBA | PGE | Summit | 115 | 21 | Distributed_Solar |  |  | 0 |  | 0 | 0 |  | 0 | 0 |  | 0 | 0 | 0 | 0 | 0 |  | 0 | 0 | 0 | 0 | 0 |  | 0 | 0 | 0 | 0 | 0 | 0 | 0 | 0
SDGE | SDGE Imperial | SDGE | Suncrest | 230 | 183 | Distributed_Solar |  |  | 0 |  | 0 | 0 |  | 0 | 0 |  | 0 | 0 | 0 | 0 | 0 |  | 0 | 0 | 0 | 0 | 0 |  | 0 | 0 | 0 | 0 | 0 | 0 | 0 | 0
SDGE | SDGE Imperial | SDGE | Suncrest | 500 | 183 | Distributed_Solar |  |  | 0 |  | 0 | 0 |  | 0 | 0 |  | 0 | 0 | 0 | 0 | 0 |  | 0 | 0 | 0 | 0 | 0 |  | 0 | 0 | 0 | 0 | 0 | 0 | 0 | 0
PG&E KERN | PGE Kern | PGE | Sunrise | 230 | 100 | Distributed_Solar |  |  | 0 |  | 0 | 0 |  | 0 | 0 |  | 0 | 0 | 0 | 0 | 0 |  | 0 | 0 | 0 | 0 | 0 |  | 0 | 0 | 0 | 0 | 0 | 0 | 0 | 0
PG&E KERN | PGE Kern | PGE | Sunset | 230 | 106 | Distributed_Solar |  |  | 0 |  | 0 | 0 |  | 0 | 0 |  | 0 | 0 | 0 | 0 | 0 |  | 0 | 0 | 0 | 0 | 0 |  | 0 | 0 | 0 | 0 | 0 | 0 | 0 | 0
PG&E GBA | PGE GBA | PGE | Swift | 115 | 11 | Distributed_Solar |  |  | 0 |  | 0 | 0 |  | 0 | 0 |  | 0 | 0 | 0 | 0 | 0 |  | 0 | 0 | 0 | 0 | 0 |  | 0 | 0 | 0 | 0 | 0 | 0 | 0 | 0
SDGE | SDGE Imperial | SDGE | Sycamore Canyon | 138 | 191 | Distributed_Solar |  |  | 0 |  | 0 | 0 |  | 0 | 0 |  | 0 | 0 | 0 | 0 | 0 |  | 0 | 0 | 0 | 0 | 0 |  | 0 | 0 | 0 | 0 | 0 | 0 | 0 | 0
SDGE | SDGE Imperial | SDGE | Sycamore Canyon | 230 | 190 | Distributed_Solar |  |  | 0 |  | 0 | 0 |  | 0 | 0 |  | 0 | 0 | 0 | 0 | 0 |  | 0 | 0 | 0 | 0 | 0 |  | 0 | 0 | 0 | 0 | 0 | 0 | 0 | 0
SDGE | SDGE Imperial | SDGE | Sycamore Canyon | 69 |  | Distributed_Solar |  |  | 0 |  | 0 | 0 |  | 0 | 0 |  | 0 | 0 | 0 | 0 | 0 |  | 0 | 0 | 0 | 0 | 0 |  | 0 | 0 | 0 | 0 | 0 | 0 | 0 | 0
SCE Northern | SCE Northern | SCE | Sylmar | 230 | 131 | Distributed_Solar |  |  | 0 |  | 0 | 0 |  | 0 | 0 |  | 0 | 0 | 0 | 0 | 0 |  | 0 | 0 | 0 | 0 | 0 |  | 0 | 0 | 0 | 0 | 0 | 0 | 0 | 0
PG&E NGBA | PGE NGBA | PGE | Table Mountain | 115 | 1 | Distributed_Solar |  |  | 0 |  | 0 | 0 |  | 0 | 0 |  | 0 | 0 | 0 | 0 | 0 |  | 0 | 0 | 0 | 0 | 0 |  | 0 | 0 | 0 | 0 | 0 | 0 | 0 | 0
PG&E NGBA | PGE NGBA | PGE | Table Mountain | 230 | 8 | Distributed_Solar |  |  | 0 |  | 0 | 0 |  | 0 | 0 |  | 0 | 0 | 0 | 0 | 0 |  | 0 | 0 | 0 | 0 | 0 |  | 0 | 0 | 0 | 0 | 0 | 0 | 0 | 0
PG&E NGBA | PGE NGBA | PGE | Table Mountain | 500 | 1 | Distributed_Solar |  |  | 0 |  | 0 | 0 |  | 0 | 0 |  | 0 | 0 | 0 | 0 | 0 |  | 0 | 0 | 0 | 0 | 0 |  | 0 | 0 | 0 | 0 | 0 | 0 | 0 | 0
PG&E NGBA | PGE NGBA | PGE | Table Mountain | 60 |  | Distributed_Solar |  |  | 0 |  | 0 | 0 |  | 0 | 0 |  | 0 | 0 | 0 | 0 | 0 |  | 0 | 0 | 0 | 0 | 0 |  | 0 | 0 | 0 | 0 | 0 | 0 | 0 | 0
PG&E KERN | PGE Kern | PGE | Taft | 115 | 106 | Distributed_Solar |  |  | 0 |  | 0 | 0 |  | 0 | 0 |  | 0 | 0 | 0 | 0 | 0 |  | 0 | 0 | 0 | 0 | 0 |  | 0 | 0 | 0 | 0 | 0 | 0 | 0 | 0
SDGE | SDGE Imperial | SDGE | Talega | 138 | 187 | Distributed_Solar |  |  | 0 |  | 0 | 0 |  | 0 | 0 |  | 0 | 0 | 0 | 0 | 0 |  | 0 | 0 | 0 | 0 | 0 |  | 0 | 0 | 0 | 0 | 0 | 0 | 0 | 0
SDGE | SDGE Imperial | SDGE | Talega | 230 | 173 | Distributed_Solar |  |  | 0 |  | 0 | 0 |  | 0 | 0 |  | 0 | 0 | 0 | 0 | 0 |  | 0 | 0 | 0 | 0 | 0 |  | 0 | 0 | 0 | 0 | 0 | 0 | 0 | 0
PG&E GBA | PGE GBA | PGE | Tassajara | 230 | 1 | Distributed_Solar |  |  | 0 |  | 0 | 0 |  | 0 | 0 |  | 0 | 0 | 0 | 0 | 0 |  | 0 | 0 | 0 | 0 | 0 |  | 0 | 0 | 0 | 0 | 0 | 0 | 0 | 0
PG&E KERN | PGE Kern | PGE | Tejon | 70 |  | Distributed_Solar |  |  | 0 |  | 0 | 0 |  | 0 | 0 |  | 0 | 0 | 0 | 0 | 0 |  | 0 | 0 | 0 | 0 | 0 |  | 0 | 0 | 0 | 0 | 0 | 0 | 0 | 0
SDGE | SDGE Imperial | SDGE | Telegraph Canyon | 138 | 192 | Distributed_Solar |  |  | 0 |  | 0 | 0 |  | 0 | 0 |  | 0 | 0 | 0 | 0 | 0 |  | 0 | 0 | 0 | 0 | 0 |  | 0 | 0 | 0 | 0 | 0 | 0 | 0 | 0
PG&E KERN | PGE Kern | PGE | Temblor | 115 | 100 | Distributed_Solar |  |  | 0 |  | 0 | 0 |  | 0 | 0 |  | 0 | 0 | 0 | 0 | 0 |  | 0 | 0 | 0 | 0 | 0 |  | 0 | 0 | 0 | 0 | 0 | 0 | 0 | 0
PG&E KERN | PGE Kern | PGE | Templeton | 230 | 122 | Distributed_Solar |  |  | 0 |  | 0 | 0 |  | 0 | 0 |  | 0 | 0 | 0 | 0 | 0 |  | 0 | 0 | 0 | 0 | 0 |  | 0 | 0 | 0 | 0 | 0 | 0 | 0 | 0
PG&E KERN | PGE Kern | PGE | Templeton | 70 |  | Distributed_Solar |  |  | 0 |  | 0 | 0 |  | 0 | 0 |  | 0 | 0 | 0 | 0 | 0 |  | 0 | 0 | 0 | 0 | 0 |  | 0 | 0 | 0 | 0 | 0 | 0 | 0 | 0
PG&E GBA | PGE GBA | PGE | Tesla | 115 | 38 | Distributed_Solar |  |  | 0 |  | 0 | 0 |  | 0 | 0 |  | 0 | 0 | 0 | 0 | 0 |  | 0 | 0 | 0 | 0 | 0 |  | 0 | 0 | 0 | 0 | 0 | 0 | 0 | 0
PG&E GBA | PGE GBA | PGE | Tesla | 230 | 48 | Distributed_Solar |  |  | 0 |  | 0 | 0 |  | 0 | 0 |  | 0 | 0 | 0 | 0 | 0 |  | 0 | 0 | 0 | 0 | 0 |  | 0 | 0 | 0 | 0 | 0 | 0 | 0 | 0
PG&E GBA | PGE GBA | PGE | Tesla | 500 | 45 | Distributed_Solar |  |  | 0 |  | 0 | 0 |  | 0 | 0 |  | 0 | 0 | 0 | 0 | 0 |  | 0 | 0 | 0 | 0 | 0 |  | 0 | 0 | 0 | 0 | 0 | 0 | 0 | 0
PG&E KERN | PGE Kern | PGE | Tevis | 115 | 99 | Distributed_Solar |  |  | 0 |  | 0 | 0 |  | 0 | 0 |  | 0 | 0 | 0 | 0 | 0 |  | 0 | 0 | 0 | 0 | 0 |  | 0 | 0 | 0 | 0 | 0 | 0 | 0 | 0
EOP | SCE EOP | SCE | Thousandaire | 138 | 177 | Distributed_Solar |  |  | 0 |  | 0 | 0 |  | 0 | 0 |  | 0 | 0 | 0 | 0 | 0 |  | 0 | 0 | 0 | 0 | 0 |  | 0 | 0 | 0 | 0 | 0 | 0 | 0 | 0
PG&E KERN | PGE Kern | PGE | Topaz | 230 | 122 | Distributed_Solar |  |  | 0 |  | 0 | 0 |  | 0 | 0 |  | 0 | 0 | 0 | 0 | 0 |  | 0 | 0 | 0 | 0 | 0 |  | 0 | 0 | 0 | 0 | 0 | 0 | 0 | 0
SCE NOL | SCE NOL | SCE | Tortilla | 115 | 160 | Distributed_Solar |  |  | 1 |  | 0 | 0 |  | 3 | 3 |  | 0 | 0 | 0 | 3 | 3 |  | 0 | 0 | 0 | 0 | 0 |  | 0 | 0 | 0 | 3 | 3 | 0 | 3 | 3
SDGE | SDGE Imperial | SDGE | Trabuco | 138 | 187 | Distributed_Solar |  |  | 0 |  | 0 | 0 |  | 0 | 0 |  | 0 | 0 | 0 | 0 | 0 |  | 0 | 0 | 0 | 0 | 0 |  | 0 | 0 | 0 | 0 | 0 | 0 | 0 | 0
PG&E GBA | PGE GBA | PGE | Tracy | 115 | 12 | Distributed_Solar |  |  | 0 |  | 0 | 0 |  | 0 | 0 |  | 0 | 0 | 0 | 0 | 0 |  | 0 | 0 | 0 | 0 | 0 |  | 0 | 0 | 0 | 0 | 0 | 0 | 0 | 0
PG&E FRESNO | PGE Fresno | PGE | Tranquility | 230 | 117 | Distributed_Solar |  |  | 0 |  | 0 | 0 |  | 0 | 0 |  | 0 | 0 | 0 | 0 | 0 |  | 0 | 0 | 0 | 0 | 0 |  | 0 | 0 | 0 | 0 | 0 | 0 | 0 | 0
PG&E GBA | PGE GBA | PGE | Trimble | 115 | 81 | Distributed_Solar |  |  | 0 |  | 0 | 0 |  | 0 | 0 |  | 0 | 0 | 0 | 0 | 0 |  | 0 | 0 | 0 | 0 | 0 |  | 0 | 0 | 0 | 0 | 0 | 0 | 0 | 0
EOP | SCE EOP | SCE | Trout Canyon | 230 | 177 | Distributed_Solar |  |  | 0 |  | 0 | 0 |  | 0 | 0 |  | 0 | 0 | 0 | 0 | 0 |  | 0 | 0 | 0 | 0 | 0 |  | 0 | 0 | 0 | 0 | 0 | 0 | 0 | 0
EOP | SCE EOP | SCE | Trout Canyon | 500 | 177 | Distributed_Solar |  |  | 0 |  | 0 | 0 |  | 0 | 0 |  | 0 | 0 | 0 | 0 | 0 |  | 0 | 0 | 0 | 0 | 0 |  | 0 | 0 | 0 | 0 | 0 | 0 | 0 | 0
PG&E NGBA | PGE NGBA | PGE | Tulucay | 230 | 27 | Distributed_Solar |  |  | 0 |  | 0 | 0 |  | 0 | 0 |  | 0 | 0 | 0 | 0 | 0 |  | 0 | 0 | 0 | 0 | 0 |  | 0 | 0 | 0 | 0 | 0 | 0 | 0 | 0
PG&E NGBA | PGE NGBA | PGE | Tulucay | 60 |  | Distributed_Solar |  |  | 0 |  | 0 | 0 |  | 0 | 0 |  | 0 | 0 | 0 | 0 | 0 |  | 0 | 0 | 0 | 0 | 0 |  | 0 | 0 | 0 | 0 | 0 | 0 | 0 | 0
PG&E KERN | PGE Kern | PGE | Tupman | 115 | 95 | Distributed_Solar |  |  | 0 |  | 0 | 0 |  | 0 | 0 |  | 0 | 0 | 0 | 0 | 0 |  | 0 | 0 | 0 | 0 | 0 |  | 0 | 0 | 0 | 0 | 0 | 0 | 0 | 0
PG&E NGBA | PGE NGBA | PGE | Ukiah | 115 | 37 | Distributed_Solar |  |  | 0 |  | 0 | 0 |  | 0 | 0 |  | 0 | 0 | 0 | 0 | 0 |  | 0 | 0 | 0 | 0 | 0 |  | 0 | 0 | 0 | 0 | 0 | 0 | 0 | 0
PG&E KERN | PGE Kern | PGE | Union (Estrella) | 70 |  | Distributed_Solar |  |  | 0 |  | 0 | 0 |  | 0 | 0 |  | 0 | 0 | 0 | 0 | 0 |  | 0 | 0 | 0 | 0 | 0 |  | 0 | 0 | 0 | 0 | 0 | 0 | 0 | 0
PG&E NGBA | PGE NGBA | PGE | Vaca Dixon | 115 | 39 | Distributed_Solar |  |  | 0 |  | 0 | 0 |  | 0 | 0 |  | 0 | 0 | 0 | 0 | 0 |  | 0 | 0 | 0 | 0 | 0 |  | 0 | 0 | 0 | 0 | 0 | 0 | 0 | 0
PG&E NGBA | PGE NGBA | PGE | Vaca Dixon | 230 | 33 | Distributed_Solar |  |  | 0 |  | 0 | 0 |  | 0 | 0 |  | 0 | 0 | 0 | 0 | 0 |  | 0 | 0 | 0 | 0 | 0 |  | 0 | 0 | 0 | 0 | 0 | 0 | 0 | 0
PG&E NGBA | PGE NGBA | PGE | Vaca Dixon | 500 | 28 | Distributed_Solar |  |  | 0 |  | 0 | 0 |  | 0 | 0 |  | 0 | 0 | 0 | 0 | 0 |  | 0 | 0 | 0 | 0 | 0 |  | 0 | 0 | 0 | 0 | 0 | 0 | 0 | 0
PG&E NGBA | PGE NGBA | PGE | Vaca Dixon | 60 |  | Distributed_Solar |  |  | 0 |  | 0 | 0 |  | 0 | 0 |  | 0 | 0 | 0 | 0 | 0 |  | 0 | 0 | 0 | 0 | 0 |  | 0 | 0 | 0 | 0 | 0 | 0 | 0 | 0
SCE Eastern | SCE Eastern | SCE | Valley (SCE) | 500 | 156 | Distributed_Solar |  |  | 0 |  | 0 | 0 |  | 0 | 0 |  | 0 | 0 | 0 | 0 | 0 |  | 0 | 0 | 0 | 0 | 0 |  | 0 | 0 | 0 | 0 | 0 | 0 | 0 | 0
EOP | SCE EOP | SCE | Valley (VEA) | 138 | 177 | Distributed_Solar |  |  | 0 |  | 0 | 0 |  | 0 | 0 |  | 0 | 0 | 0 | 0 | 0 |  | 0 | 0 | 0 | 0 | 0 |  | 0 | 0 | 0 | 0 | 0 | 0 | 0 | 0
SDGE | SDGE Imperial | SDGE | Valley Center | 69 |  | Distributed_Solar |  |  | 0 |  | 0 | 0 |  | 0 | 0 |  | 0 | 0 | 0 | 0 | 0 |  | 0 | 0 | 0 | 0 | 0 |  | 0 | 0 | 0 | 0 | 0 | 0 | 0 | 0
PG&E GBA | PGE GBA | PGE | Valley Home | 115 | 36 | Distributed_Solar |  |  | 0 |  | 0 | 0 |  | 0 | 0 |  | 0 | 0 | 0 | 0 | 0 |  | 0 | 0 | 0 | 0 | 0 |  | 0 | 0 | 0 | 0 | 0 | 0 | 0 | 0
PG&E GBA | PGE GBA | PGE | Valley Springs | 230 | 65 | Distributed_Solar |  |  | 0 |  | 0 | 0 |  | 0 | 0 |  | 0 | 0 | 0 | 0 | 0 |  | 0 | 0 | 0 | 0 | 0 |  | 0 | 0 | 0 | 0 | 0 | 0 | 0 | 0
PG&E GBA | PGE GBA | PGE | Valley Springs | 60 |  | Distributed_Solar |  |  | 0 |  | 0 | 0 |  | 0 | 0 |  | 0 | 0 | 0 | 0 | 0 |  | 0 | 0 | 0 | 0 | 0 |  | 0 | 0 | 0 | 0 | 0 | 0 | 0 | 0
EOP | SCE EOP | SCE | Valley Switch | 138 | 177 | Distributed_Solar |  |  | 0 |  | 0 | 0 |  | 0 | 0 |  | 0 | 0 | 0 | 0 | 0 |  | 0 | 0 | 0 | 0 | 0 |  | 0 | 0 | 0 | 0 | 0 | 0 | 0 | 0
EOP | SCE EOP | SCE | Valley Switch | 230 | 177 | Distributed_Solar |  |  | 0 |  | 0 | 0 |  | 0 | 0 |  | 0 | 0 | 0 | 0 | 0 |  | 0 | 0 | 0 | 0 | 0 |  | 0 | 0 | 0 | 0 | 0 | 0 | 0 | 0
PG&E GBA | PGE GBA | PGE | Vasco | 230 | 42 | Distributed_Solar |  |  | 0 |  | 0 | 0 |  | 0 | 0 |  | 0 | 0 | 0 | 0 | 0 |  | 0 | 0 | 0 | 0 | 0 |  | 0 | 0 | 0 | 0 | 0 | 0 | 0 | 0
PG&E GBA | PGE GBA | PGE | Vasona | 230 | 80 | Distributed_Solar |  |  | 0 |  | 0 | 0 |  | 0 | 0 |  | 0 | 0 | 0 | 0 | 0 |  | 0 | 0 | 0 | 0 | 0 |  | 0 | 0 | 0 | 0 | 0 | 0 | 0 | 0
SCE Northern | SCE Northern | SCE | Vestal | 230 | 153 | Distributed_Solar |  |  | 0 |  | 0 | 0 |  | 0 | 0 |  | 0 | 0 | 0 | 0 | 0 |  | 0 | 0 | 0 | 0 | 0 |  | 0 | 0 | 0 | 0 | 0 | 0 | 0 | 0
SCE Northern | SCE Northern | SCE | Vestal | 66 |  | Distributed_Solar |  |  | 0 |  | 0 | 0 |  | 0 | 0 |  | 0 | 0 | 0 | 0 | 0 |  | 0 | 0 | 0 | 0 | 0 |  | 0 | 0 | 0 | 0 | 0 | 0 | 0 | 0
SCE NOL | SCE NOL | SCE | Victor | 115 | 146 | Distributed_Solar |  |  | 1 |  | 0 | 0 |  | 7 | 7 |  | 0 | 0 | 0 | 7 | 7 |  | 0 | 0 | 0 | 0 | 0 |  | 0 | 0 | 0 | 7 | 7 | 0 | 7 | 7
SCE NOL | SCE NOL | SCE | Victor | 230 | 146 | Distributed_Solar |  |  | 1 |  | 5 | 5 |  | 0 | 0 |  | 0 | 0 | 0 | 0 | 0 |  | 0 | 0 | 0 | 0 | 0 |  | 0 | 0 | 0 | 5 | 5 | 0 | 5 | 5
SCE Metro | SCE Metro | SCE | Viejo | 230 | 97 | Distributed_Solar |  |  | 0 |  | 0 | 0 |  | 0 | 0 |  | 0 | 0 | 0 | 0 | 0 |  | 0 | 0 | 0 | 0 | 0 |  | 0 | 0 | 0 | 0 | 0 | 0 | 0 | 0
PG&E GBA | PGE GBA | PGE | Vierra | 115 | 44 | Distributed_Solar |  |  | 1 |  | 0 | 0 |  | 2.975 | 2.975 |  | 0 | 0 | 0 | 2.975 | 2.975 |  | 0 | 0 | 0 | 0 | 0 |  | 0 | 0 | 0 | 2.975 | 2.975 | 0 | 2.975 | 2.975
SCE Metro | SCE Metro | SCE | Villa Park | 230 | 97 | Distributed_Solar |  |  | 0 |  | 0 | 0 |  | 0 | 0 |  | 0 | 0 | 0 | 0 | 0 |  | 0 | 0 | 0 | 0 | 0 |  | 0 | 0 | 0 | 0 | 0 | 0 | 0 | 0
SCE Northern | SCE Northern | SCE | Vincent | 230 | 91 | Distributed_Solar |  |  | 0 |  | 0 | 0 |  | 0 | 0 |  | 0 | 0 | 0 | 0 | 0 |  | 0 | 0 | 0 | 0 | 0 |  | 0 | 0 | 0 | 0 | 0 | 0 | 0 | 0
SCE Northern | SCE Northern | SCE | Vincent | 500 | 91 | Distributed_Solar |  |  | 0 |  | 0 | 0 |  | 0 | 0 |  | 0 | 0 | 0 | 0 | 0 |  | 0 | 0 | 0 | 0 | 0 |  | 0 | 0 | 0 | 0 | 0 | 0 | 0 | 0
PG&E GBA | PGE GBA | PGE | Vineyard | 230 | 42 | Distributed_Solar |  |  | 0 |  | 0 | 0 |  | 0 | 0 |  | 0 | 0 | 0 | 0 | 0 |  | 0 | 0 | 0 | 0 | 0 |  | 0 | 0 | 0 | 0 | 0 | 0 | 0 | 0
SDGE | PGE GBA | PGE | Vineyard | 69 |  | Distributed_Solar |  |  | 0 |  | 0 | 0 |  | 0 | 0 |  | 0 | 0 | 0 | 0 | 0 |  | 0 | 0 | 0 | 0 | 0 |  | 0 | 0 | 0 | 0 | 0 | 0 | 0 | 0
SCE Eastern | SCE Eastern | SCE | Vista (SCE) | 230 | 156 | Distributed_Solar |  |  | 0 |  | 0 | 0 |  | 0 | 0 |  | 0 | 0 | 0 | 0 | 0 |  | 0 | 0 | 0 | 0 | 0 |  | 0 | 0 | 0 | 0 | 0 | 0 | 0 | 0
EOP | SCE EOP | SCE | Vista (VEA) | 138 | 177 | Distributed_Solar |  |  | 0 |  | 0 | 0 |  | 0 | 0 |  | 0 | 0 | 0 | 0 | 0 |  | 0 | 0 | 0 | 0 | 0 |  | 0 | 0 | 0 | 0 | 0 | 0 | 0 | 0
EOP | SCE EOP | SCE | Vista (VEA) | 230 | 177 | Distributed_Solar |  |  | 0 |  | 0 | 0 |  | 0 | 0 |  | 0 | 0 | 0 | 0 | 0 |  | 0 | 0 | 0 | 0 | 0 |  | 0 | 0 | 0 | 0 | 0 | 0 | 0 | 0
PG&E FRESNO | PGE Fresno | PGE | Wahtoke | 115 | 105 | Distributed_Solar |  |  | 0 |  | 0 | 0 |  | 0 | 0 |  | 0 | 0 | 0 | 0 | 0 |  | 0 | 0 | 0 | 0 | 0 |  | 0 | 0 | 0 | 0 | 0 | 0 | 0 | 0
SCE Northern | SCE Northern | SCE | Wakefield | 66 |  | Distributed_Solar |  |  | 0 |  | 0 | 0 |  | 0 | 0 |  | 0 | 0 | 0 | 0 | 0 |  | 0 | 0 | 0 | 0 | 0 |  | 0 | 0 | 0 | 0 | 0 | 0 | 0 | 0
SCE Metro | SCE Metro | SCE | Walnut | 230 | 97 | Distributed_Solar |  |  | 0 |  | 0 | 0 |  | 0 | 0 |  | 0 | 0 | 0 | 0 | 0 |  | 0 | 0 | 0 | 0 | 0 |  | 0 | 0 | 0 | 0 | 0 | 0 | 0 | 0
SCE Northern | SCE Northern | SCE | Warne | 230 | 159 | Distributed_Solar |  |  | 0 |  | 0 | 0 |  | 0 | 0 |  | 0 | 0 | 0 | 0 | 0 |  | 0 | 0 | 0 | 0 | 0 |  | 0 | 0 | 0 | 0 | 0 | 0 | 0 | 0
PG&E GBA | PGE GBA | PGE | Warnerville | 230 | 155 | Distributed_Solar |  |  | 0 |  | 0 | 0 |  | 0 | 0 |  | 0 | 0 | 0 | 0 | 0 |  | 0 | 0 | 0 | 0 | 0 |  | 0 | 0 | 0 | 0 | 0 | 0 | 0 | 0
PG&E FRESNO | PGE Fresno | PGE | Waukena | 115 | 105 | Distributed_Solar |  |  | 0 |  | 0 | 0 |  | 0 | 0 |  | 0 | 0 | 0 | 0 | 0 |  | 0 | 0 | 0 | 0 | 0 |  | 0 | 0 | 0 | 0 | 0 | 0 | 0 | 0
PG&E GBA | PGE GBA | PGE | Weber | 230 | 15 | Distributed_Solar |  |  | 0 |  | 0 | 0 |  | 0 | 0 |  | 0 | 0 | 0 | 0 | 0 |  | 0 | 0 | 0 | 0 | 0 |  | 0 | 0 | 0 | 0 | 0 | 0 | 0 | 0
PG&E GBA | PGE GBA | PGE | Weber | 60 |  | Distributed_Solar |  |  | 0 |  | 0 | 0 |  | 0 | 0 |  | 0 | 0 | 0 | 0 | 0 |  | 0 | 0 | 0 | 0 | 0 |  | 0 | 0 | 0 | 0 | 0 | 0 | 0 | 0
PG&E FRESNO | PGE Fresno | PGE | West Fresno | 115 | 117 | Distributed_Solar |  |  | 0 |  | 0 | 0 |  | 0 | 0 |  | 0 | 0 | 0 | 0 | 0 |  | 0 | 0 | 0 | 0 | 0 |  | 0 | 0 | 0 | 0 | 0 | 0 | 0 | 0
PG&E FRESNO | PGE Fresno | PGE | Westley | 230 | 64 | Distributed_Solar |  |  | 0 |  | 0 | 0 |  | 0 | 0 |  | 0 | 0 | 0 | 0 | 0 |  | 0 | 0 | 0 | 0 | 0 |  | 0 | 0 | 0 | 0 | 0 | 0 | 0 | 0
PG&E KERN | PGE Kern | PGE | Westpark | 115 | 68 | Distributed_Solar |  |  | 0 |  | 0 | 0 |  | 0 | 0 |  | 0 | 0 | 0 | 0 | 0 |  | 0 | 0 | 0 | 0 | 0 |  | 0 | 0 | 0 | 0 | 0 | 0 | 0 | 0
PG&E KERN | PGE Kern | PGE | Wheeler Ridge | 230 | 103 | Distributed_Solar |  |  | 0 |  | 0 | 0 |  | 0 | 0 |  | 0 | 0 | 0 | 0 | 0 |  | 0 | 0 | 0 | 0 | 0 |  | 0 | 0 | 0 | 0 | 0 | 0 | 0 | 0
PG&E KERN | PGE Kern | PGE | Wheeler Ridge | 115 | 68 | Distributed_Solar |  |  | 0 |  | 0 | 0 |  | 0 | 0 |  | 0 | 0 | 0 | 0 | 0 |  | 0 | 0 | 0 | 0 | 0 |  | 0 | 0 | 0 | 0 | 0 | 0 | 0 | 0
PG&E KERN | PGE Kern | PGE | Wheeler Ridge | 70 |  | Distributed_Solar |  |  | 0 |  | 0 | 0 |  | 0 | 0 |  | 0 | 0 | 0 | 0 | 0 |  | 0 | 0 | 0 | 0 | 0 |  | 0 | 0 | 0 | 0 | 0 | 0 | 0 | 0
SCE Northern | SCE Northern | SCE | Whirlwind | 230 | 124 | Distributed_Solar |  |  | 0 |  | 0 | 0 |  | 0 | 0 |  | 0 | 0 | 0 | 0 | 0 |  | 0 | 0 | 0 | 0 | 0 |  | 0 | 0 | 0 | 0 | 0 | 0 | 0 | 0
SCE Northern | SCE Northern | SCE | Whirlwind | 500 | 124 | Distributed_Solar |  |  | 0 |  | 0 | 0 |  | 0 | 0 |  | 0 | 0 | 0 | 0 | 0 |  | 0 | 0 | 0 | 0 | 0 |  | 0 | 0 | 0 | 0 | 0 | 0 | 0 | 0
PG&E GBA | PGE GBA | PGE | Whisman | 115 | 78 | Distributed_Solar |  |  | 0 |  | 0 | 0 |  | 0 | 0 |  | 0 | 0 | 0 | 0 | 0 |  | 0 | 0 | 0 | 0 | 0 |  | 0 | 0 | 0 | 0 | 0 | 0 | 0 | 0
SCE Eastern | SCE Eastern | SCE | Wildlife | 230 | 156 | Distributed_Solar |  |  | 0 |  | 0 | 0 |  | 0 | 0 |  | 0 | 0 | 0 | 0 | 0 |  | 0 | 0 | 0 | 0 | 0 |  | 0 | 0 | 0 | 0 | 0 | 0 | 0 | 0
PG&E FRESNO | PGE Fresno | PGE | Wilson | 115 | 158 | Distributed_Solar |  |  | 0 |  | 0 | 0 |  | 0 | 0 |  | 0 | 0 | 0 | 0 | 0 |  | 0 | 0 | 0 | 0 | 0 |  | 0 | 0 | 0 | 0 | 0 | 0 | 0 | 0
PG&E FRESNO | PGE Fresno | PGE | Wilson | 230 | 169 | Distributed_Solar |  |  | 0 |  | 0 | 0 |  | 0 | 0 |  | 0 | 0 | 0 | 0 | 0 |  | 0 | 0 | 0 | 0 | 0 |  | 0 | 0 | 0 | 0 | 0 | 0 | 0 | 0
SCE Northern | SCE Northern | SCE | Windhub | 230 | 147 | Distributed_Solar |  |  | 0 |  | 0 | 0 |  | 0 | 0 |  | 0 | 0 | 0 | 0 | 0 |  | 0 | 0 | 0 | 0 | 0 |  | 0 | 0 | 0 | 0 | 0 | 0 | 0 | 0
SCE Northern | SCE Northern | SCE | Windhub | 500 | 147 | Distributed_Solar |  |  | 0 |  | 0 | 0 |  | 0 | 0 |  | 0 | 0 | 0 | 0 | 0 |  | 0 | 0 | 0 | 0 | 0 |  | 0 | 0 | 0 | 0 | 0 | 0 | 0 | 0
PG&E GBA | PGE GBA | PGE | Windmaster | 230 | 32 | Distributed_Solar |  |  | 0 |  | 0 | 0 |  | 0 | 0 |  | 0 | 0 | 0 | 0 | 0 |  | 0 | 0 | 0 | 0 | 0 |  | 0 | 0 | 0 | 0 | 0 | 0 | 0 | 0
PG&E NGBA | PGE NGBA | PGE | Windsor | 60 |  | Distributed_Solar |  |  | 0 |  | 0 | 0 |  | 0 | 0 |  | 0 | 0 | 0 | 0 | 0 |  | 0 | 0 | 0 | 0 | 0 |  | 0 | 0 | 0 | 0 | 0 | 0 | 0 | 0
PG&E NGBA | PGE NGBA | PGE | Woodland | 115 | 18 | Distributed_Solar |  |  | 0 |  | 0 | 0 |  | 0 | 0 |  | 0 | 0 | 0 | 0 | 0 |  | 0 | 0 | 0 | 0 | 0 |  | 0 | 0 | 0 | 0 | 0 | 0 | 0 | 0
PG&E FRESNO | PGE Fresno | PGE | Woodward | 115 | 136 | Distributed_Solar |  |  | 0 |  | 0 | 0 |  | 0 | 0 |  | 0 | 0 | 0 | 0 | 0 |  | 0 | 0 | 0 | 0 | 0 |  | 0 | 0 | 0 | 0 | 0 | 0 | 0 | 0
PG&E NGBA | PGE NGBA | PGE | Wyandotte | 115 | 22 | Distributed_Solar |  |  | 0 |  | 0 | 0 |  | 0 | 0 |  | 0 | 0 | 0 | 0 | 0 |  | 0 | 0 | 0 | 0 | 0 |  | 0 | 0 | 0 | 0 | 0 | 0 | 0 | 0
PG&E KERN | PGE Kern | PGE | 7th Standard | 115 | 109 | Solar |  |  | 0 | 0 | 0 | 0 | 0 | 0 | 0 | 0 | 0 | 0 | 0 | 0 | 0 | 0 | 0 | 0 | 0 | 0 | 0 | 0 | 0 | 0 | 0 | 0 | 0 | 0 | 0 | 0
SCE Metro | SCE Metro | SCE | Alamitos | 230 | 132 | Solar |  |  | 0 | 0 | 0 | 0 | 0 | 0 | 0 | 0 | 0 | 0 | 0 | 0 | 0 | 0 | 0 | 0 | 0 | 0 | 0 | 0 | 0 | 0 | 0 | 0 | 0 | 0 | 0 | 0
SCE Eastern | SCE Eastern | SCE | Alberhill | 115 | 156 | Solar |  |  | 0 | 0 | 0 | 0 | 0 | 0 | 0 | 0 | 0 | 0 | 0 | 0 | 0 | 0 | 0 | 0 | 0 | 0 | 0 | 0 | 0 | 0 | 0 | 0 | 0 | 0 | 0 | 0
SCE Eastern | SCE Eastern | SCE | Alberhill | 500 | 156 | Solar |  |  | 0 | 0 | 0 | 0 | 0 | 0 | 0 | 0 | 0 | 0 | 0 | 0 | 0 | 0 | 0 | 0 | 0 | 0 | 0 | 0 | 0 | 0 | 0 | 0 | 0 | 0 | 0 | 0
PG&E GBA | PGE GBA | PGE | Alhambra | 115 | 6 | Solar |  |  | 0 | 0 | 0 | 0 | 0 | 0 | 0 | 0 | 0 | 0 | 0 | 0 | 0 | 0 | 0 | 0 | 0 | 0 | 0 | 0 | 0 | 0 | 0 | 0 | 0 | 0 | 0 | 0
PG&E FRESNO | PGE Fresno | PGE | Alpaugh | 115 | 119 | Solar |  |  | 0 | 0 | 0 | 0 | 0 | 0 | 0 | 0 | 0 | 0 | 0 | 0 | 0 | 0 | 0 | 0 | 0 | 0 | 0 | 0 | 0 | 0 | 0 | 0 | 0 | 0 | 0 | 0
SDGE | SDGE Imperial | SDGE | Alpine | 69 |  | Solar |  |  | 0 | 0 | 0 | 0 | 0 | 0 | 0 | 0 | 0 | 0 | 0 | 0 | 0 | 0 | 0 | 0 | 0 | 0 | 0 | 0 | 0 | 0 | 0 | 0 | 0 | 0 | 0 | 0
PG&E GBA | PGE GBA | PGE | Altamont Midway (Sandhill) | 230 | 26 | Solar |  |  | 0 | 0 | 0 | 0 | 0 | 0 | 0 | 0 | 0 | 0 | 0 | 0 | 0 | 0 | 0 | 0 | 0 | 0 | 0 | 0 | 0 | 0 | 0 | 0 | 0 | 0 | 0 | 0
SCE Northern | SCE Northern | SCE | Antelope | 66 |  | Solar |  |  | 0 | 0 | 0 | 0 | 0 | 0 | 0 | 0 | 0 | 0 | 0 | 0 | 0 | 0 | 0 | 0 | 0 | 0 | 0 | 0 | 0 | 0 | 0 | 0 | 0 | 0 | 0 | 0
SCE Northern | SCE Northern | SCE | Antelope | 230 | 86 | Solar |  |  | 1 | 125 | 0 | 125 | 0 | 0 | 0 | 0 | 0 | 0 | 0 | 0 | 0 | 713 | 0 | 713 | 0 | 0 | 0 | 713 | 0 | 713 | 838 | 0 | 838 | 838 | 0 | 838
SCE Northern | SCE Northern | SCE | Antelope | 500 | 124 | Solar |  |  | 1 | 0 | 0 | 0 | 0 | 0 | 0 | 0 | 0 | 0 | 0 | 0 | 0 | 0 | 0 | 0 | 326 | 0 | 326 | 326 | 0 | 326 | 0 | 0 | 0 | 326 | 0 | 326
PG&E NGBA | PGE NGBA | PGE | Arcata | 60 |  | Solar |  |  | 0 | 0 | 0 | 0 | 0 | 0 | 0 | 0 | 0 | 0 | 0 | 0 | 0 | 0 | 0 | 0 | 0 | 0 | 0 | 0 | 0 | 0 | 0 | 0 | 0 | 0 | 0 | 0
PG&E KERN | PGE Kern | PGE | Arco | 230 | 93 | Solar |  |  | 1 | 43.2 | 21.7 | 64.9 | 0 | 0 | 0 | 0 | 0 | 0 | 0 | 0 | 0 | 870 | 455 | 1325 | 0 | 0 | 0 | 870 | 455 | 1325 | 913.2 | 476.7 | 1389.9 | 913.2 | 476.7 | 1389.9
PG&E KERN | PGE Kern | PGE | Arco | 70 |  | Solar |  |  | 1 | 0 | 0 | 0 | 60 | 0 | 60 | 0 | 0 | 0 | 60 | 0 | 60 | 0 | 0 | 0 | 0 | 0 | 0 | 0 | 0 | 0 | 60 | 0 | 60 | 60 | 0 | 60
SCE Metro | SCE Metro | SCE | ArcoGen | 230 | 97 | Solar |  |  | 0 | 0 | 0 | 0 | 0 | 0 | 0 | 0 | 0 | 0 | 0 | 0 | 0 | 0 | 0 | 0 | 0 | 0 | 0 | 0 | 0 | 0 | 0 | 0 | 0 | 0 | 0 | 0
SDGE | SDGE Imperial | SDGE | Artesian | 230 | 195 | Solar |  |  | 0 | 0 | 0 | 0 | 0 | 0 | 0 | 0 | 0 | 0 | 0 | 0 | 0 | 0 | 0 | 0 | 0 | 0 | 0 | 0 | 0 | 0 | 0 | 0 | 0 | 0 | 0 | 0
SDGE | SDGE Imperial | SDGE | Artesian | 69 |  | Solar |  |  | 0 | 0 | 0 | 0 | 0 | 0 | 0 | 0 | 0 | 0 | 0 | 0 | 0 | 0 | 0 | 0 | 0 | 0 | 0 | 0 | 0 | 0 | 0 | 0 | 0 | 0 | 0 | 0
PG&E FRESNO | PGE Fresno | PGE | Ashlan | 230 | 138 | Solar |  |  | 0 | 0 | 0 | 0 | 0 | 0 | 0 | 0 | 0 | 0 | 0 | 0 | 0 | 0 | 0 | 0 | 0 | 0 | 0 | 0 | 0 | 0 | 0 | 0 | 0 | 0 | 0 | 0
PG&E NGBA | PGE NGBA | PGE | Atlantic | 115 | 16 | Solar |  |  | 0 | 0 | 0 | 0 | 0 | 0 | 0 | 0 | 0 | 0 | 0 | 0 | 0 | 0 | 0 | 0 | 0 | 0 | 0 | 0 | 0 | 0 | 0 | 0 | 0 | 0 | 0 | 0
PG&E NGBA | PGE NGBA | PGE | Atlantic | 230 | 20 | Solar |  |  | 0 | 0 | 0 | 0 | 0 | 0 | 0 | 0 | 0 | 0 | 0 | 0 | 0 | 0 | 0 | 0 | 0 | 0 | 0 | 0 | 0 | 0 | 0 | 0 | 0 | 0 | 0 | 0
PG&E NGBA | PGE NGBA | PGE | Atlantic | 60 |  | Solar |  |  | 0 | 0 | 0 | 0 | 0 | 0 | 0 | 0 | 0 | 0 | 0 | 0 | 0 | 0 | 0 | 0 | 0 | 0 | 0 | 0 | 0 | 0 | 0 | 0 | 0 | 0 | 0 | 0
PG&E FRESNO | PGE Fresno | PGE | Atwater | 115 | 139 | Solar |  |  | 0 | 0 | 0 | 0 | 0 | 0 | 0 | 0 | 0 | 0 | 0 | 0 | 0 | 0 | 0 | 0 | 0 | 0 | 0 | 0 | 0 | 0 | 0 | 0 | 0 | 0 | 0 | 0
PG&E GBA | PGE GBA | PGE | Avena | 115 | 36 | Solar |  |  | 0 | 0 | 0 | 0 | 0 | 0 | 0 | 0 | 0 | 0 | 0 | 0 | 0 | 0 | 0 | 0 | 0 | 0 | 0 | 0 | 0 | 0 | 0 | 0 | 0 | 0 | 0 | 0
SDGE | SDGE Imperial | SDGE | Avocado | 69 |  | Solar |  |  | 0 | 0 | 0 | 0 | 0 | 0 | 0 | 0 | 0 | 0 | 0 | 0 | 0 | 0 | 0 | 0 | 0 | 0 | 0 | 0 | 0 | 0 | 0 | 0 | 0 | 0 | 0 | 0
PG&E NGBA | PGE NGBA | PGE | Bahia | 230 | 60 | Solar |  |  | 0 | 0 | 0 | 0 | 0 | 0 | 0 | 0 | 0 | 0 | 0 | 0 | 0 | 0 | 0 | 0 | 0 | 0 | 0 | 0 | 0 | 0 | 0 | 0 | 0 | 0 | 0 | 0
SCE Northern | SCE Northern | SCE | Bailey | 230 | 167 | Solar |  |  | 0 | 0 | 0 | 0 | 0 | 0 | 0 | 0 | 0 | 0 | 0 | 0 | 0 | 0 | 0 | 0 | 0 | 0 | 0 | 0 | 0 | 0 | 0 | 0 | 0 | 0 | 0 | 0
SCE NOL | SCE NOL | SCE | Baker | 115 | 160 | Solar |  |  | 0 | 0 | 0 | 0 | 0 | 0 | 0 | 0 | 0 | 0 | 0 | 0 | 0 | 0 | 0 | 0 | 0 | 0 | 0 | 0 | 0 | 0 | 0 | 0 | 0 | 0 | 0 | 0
PG&E KERN | PGE Kern | PGE | Bakersfield | 230 | 89 | Solar |  |  | 1 | 0 | 0 | 0 | 0 | 0 | 0 | 0 | 0 | 0 | 0 | 0 | 0 | 440 | 0 | 440 | 0 | 0 | 0 | 440 | 0 | 440 | 440 | 0 | 440 | 440 | 0 | 440
PG&E FRESNO | PGE Fresno | PGE | Balch | 230 | 117 | Solar |  |  | 1 | 0 | 0 | 0 | 0 | 0 | 0 | 0 | 0 | 0 | 0 | 0 | 0 | 0 | 0 | 0 | 190 | 0 | 190 | 190 | 0 | 190 | 0 | 0 | 0 | 190 | 0 | 190
SCE Eastern | SCE Eastern | SCE | Bannister | 230 | 174 | Solar |  |  | 0 | 0 | 0 | 0 | 0 | 0 | 0 | 0 | 0 | 0 | 0 | 0 | 0 | 0 | 0 | 0 | 0 | 0 | 0 | 0 | 0 | 0 | 0 | 0 | 0 | 0 | 0 | 0
SCE Metro | SCE Metro | SCE | Barre | 230 | 97 | Solar |  |  | 1 | 20 | 0 | 20 | 0 | 0 | 0 | 0 | 0 | 0 | 0 | 0 | 0 | 0 | 0 | 0 | 0 | 0 | 0 | 0 | 0 | 0 | 20 | 0 | 20 | 20 | 0 | 20
SDGE | SDGE Imperial | SDGE | Bay Boulevard | 69 |  | Solar |  |  | 0 | 0 | 0 | 0 | 0 | 0 | 0 | 0 | 0 | 0 | 0 | 0 | 0 | 0 | 0 | 0 | 0 | 0 | 0 | 0 | 0 | 0 | 0 | 0 | 0 | 0 | 0 | 0
SDGE | SDGE Imperial | SDGE | Bay Boulevard | 230 | 196 | Solar |  |  | 0 | 0 | 0 | 0 | 0 | 0 | 0 | 0 | 0 | 0 | 0 | 0 | 0 | 0 | 0 | 0 | 0 | 0 | 0 | 0 | 0 | 0 | 0 | 0 | 0 | 0 | 0 | 0
EOP | SCE EOP | SCE | Beatty | 138 | 177 | Solar |  |  | 0 | 0 | 0 | 0 | 0 | 0 | 0 | 0 | 0 | 0 | 0 | 0 | 0 | 0 | 0 | 0 | 0 | 0 | 0 | 0 | 0 | 0 | 0 | 0 | 0 | 0 | 0 | 0
EOP | SCE EOP | SCE | Beatty | 230 | 177 | Solar |  |  | 1 | 0 | 0 | 0 | 0 | 0 | 0 | 0 | 0 | 0 | 0 | 0 | 0 | 500 | 0 | 500 | 0 | 0 | 0 | 500 | 0 | 500 | 500 | 0 | 500 | 500 | 0 | 500
PG&E NGBA | PGE NGBA | PGE | Belden | 230 | 24 | Solar |  |  | 0 | 0 | 0 | 0 | 0 | 0 | 0 | 0 | 0 | 0 | 0 | 0 | 0 | 0 | 0 | 0 | 0 | 0 | 0 | 0 | 0 | 0 | 0 | 0 | 0 | 0 | 0 | 0
PG&E NGBA | PGE NGBA | PGE | Bell | 115 | 16 | Solar |  |  | 0 | 0 | 0 | 0 | 0 | 0 | 0 | 0 | 0 | 0 | 0 | 0 | 0 | 0 | 0 | 0 | 0 | 0 | 0 | 0 | 0 | 0 | 0 | 0 | 0 | 0 | 0 | 0
PG&E NGBA | PGE NGBA | PGE | Bellevue | 115 | 27 | Solar |  |  | 0 | 0 | 0 | 0 | 0 | 0 | 0 | 0 | 0 | 0 | 0 | 0 | 0 | 0 | 0 | 0 | 0 | 0 | 0 | 0 | 0 | 0 | 0 | 0 | 0 | 0 | 0 | 0
PG&E GBA | PGE GBA | PGE | Bellota | 115 | 29 | Solar |  |  | 0 | 0 | 0 | 0 | 0 | 0 | 0 | 0 | 0 | 0 | 0 | 0 | 0 | 0 | 0 | 0 | 0 | 0 | 0 | 0 | 0 | 0 | 0 | 0 | 0 | 0 | 0 | 0
PG&E GBA | PGE GBA | PGE | Bellota | 230 | 15 | Solar |  |  | 0 | 0 | 0 | 0 | 0 | 0 | 0 | 0 | 0 | 0 | 0 | 0 | 0 | 0 | 0 | 0 | 0 | 0 | 0 | 0 | 0 | 0 | 0 | 0 | 0 | 0 | 0 | 0
SCE Northern | SCE Northern | SCE | Big Creek | 230 | 153 | Solar |  |  | 0 | 0 | 0 | 0 | 0 | 0 | 0 | 0 | 0 | 0 | 0 | 0 | 0 | 0 | 0 | 0 | 0 | 0 | 0 | 0 | 0 | 0 | 0 | 0 | 0 | 0 | 0 | 0
PG&E FRESNO | PGE Fresno | PGE | Biola | 70 |  | Solar |  |  | 0 | 0 | 0 | 0 | 0 | 0 | 0 | 0 | 0 | 0 | 0 | 0 | 0 | 0 | 0 | 0 | 0 | 0 | 0 | 0 | 0 | 0 | 0 | 0 | 0 | 0 | 0 | 0
PG&E GBA | PGE GBA | PGE | Birds Landing | 230 | 59 | Solar |  |  | 0 | 0 | 0 | 0 | 0 | 0 | 0 | 0 | 0 | 0 | 0 | 0 | 0 | 0 | 0 | 0 | 0 | 0 | 0 | 0 | 0 | 0 | 0 | 0 | 0 | 0 | 0 | 0
SCE Northern | SCE Northern | SCE | Bliss | 66 |  | Solar |  |  | 0 | 0 | 0 | 0 | 0 | 0 | 0 | 0 | 0 | 0 | 0 | 0 | 0 | 0 | 0 | 0 | 0 | 0 | 0 | 0 | 0 | 0 | 0 | 0 | 0 | 0 | 0 | 0
SCE Eastern | SCE Eastern | SCE | Blythe | 161 | 182 | Solar |  |  | 1 | 300 | 0 | 300 | 0 | 160 | 160 | 0 | 0 | 0 | 0 | 160 | 160 | 0 | 0 | 0 | 0 | 0 | 0 | 0 | 0 | 0 | 300 | 160 | 460 | 300 | 160 | 460
PG&E NGBA | PGE NGBA | PGE | Bogue | 115 | 22 | Solar |  |  | 0 | 0 | 0 | 0 | 0 | 0 | 0 | 0 | 0 | 0 | 0 | 0 | 0 | 0 | 0 | 0 | 0 | 0 | 0 | 0 | 0 | 0 | 0 | 0 | 0 | 0 | 0 | 0
PG&E FRESNO | PGE Fresno | PGE | Borden | 230 | 168 | Solar |  |  | 0 | 0 | 0 | 0 | 0 | 0 | 0 | 0 | 0 | 0 | 0 | 0 | 0 | 0 | 0 | 0 | 0 | 0 | 0 | 0 | 0 | 0 | 0 | 0 | 0 | 0 | 0 | 0
PG&E FRESNO | PGE Fresno | PGE | Borden | 70 |  | Solar |  |  | 0 | 0 | 0 | 0 | 0 | 0 | 0 | 0 | 0 | 0 | 0 | 0 | 0 | 0 | 0 | 0 | 0 | 0 | 0 | 0 | 0 | 0 | 0 | 0 | 0 | 0 | 0 | 0
SDGE | SDGE Imperial | SDGE | Boulevard East | 138 | 192 | Solar |  |  | 1 | 0 | 0 | 0 | 0 | 0 | 0 | 0 | 0 | 0 | 0 | 0 | 0 | 20 | 10 | 30 | 0 | 0 | 0 | 20 | 10 | 30 | 20 | 10 | 30 | 20 | 10 | 30
SDGE | SDGE Imperial | SDGE | Boulevard East | 69 |  | Solar |  |  | 1 | 0 | 0 | 0 | 0 | 17.4 | 17.4 | 0 | 0 | 0 | 0 | 17.4 | 17.4 | 0 | 0 | 0 | 0 | 0 | 0 | 0 | 0 | 0 | 0 | 17.4 | 17.4 | 0 | 17.4 | 17.4
PG&E GBA | PGE GBA | PGE | Brentwood | 230 | 50 | Solar |  |  | 0 | 0 | 0 | 0 | 0 | 0 | 0 | 0 | 0 | 0 | 0 | 0 | 0 | 0 | 0 | 0 | 0 | 0 | 0 | 0 | 0 | 0 | 0 | 0 | 0 | 0 | 0 | 0
PG&E NGBA | PGE NGBA | PGE | Bridgeville | 115 | 1 | Solar |  |  | 0 | 0 | 0 | 0 | 0 | 0 | 0 | 0 | 0 | 0 | 0 | 0 | 0 | 0 | 0 | 0 | 0 | 0 | 0 | 0 | 0 | 0 | 0 | 0 | 0 | 0 | 0 | 0
PG&E NGBA | PGE NGBA | PGE | Brighton | 115 | 67 | Solar |  |  | 0 | 0 | 0 | 0 | 0 | 0 | 0 | 0 | 0 | 0 | 0 | 0 | 0 | 0 | 0 | 0 | 0 | 0 | 0 | 0 | 0 | 0 | 0 | 0 | 0 | 0 | 0 | 0
PG&E NGBA | PGE NGBA | PGE | Brighton | 230 | 67 | Solar |  |  | 0 | 0 | 0 | 0 | 0 | 0 | 0 | 0 | 0 | 0 | 0 | 0 | 0 | 0 | 0 | 0 | 0 | 0 | 0 | 0 | 0 | 0 | 0 | 0 | 0 | 0 | 0 | 0
PG&E NGBA | PGE NGBA | PGE | Brunswick | 115 | 20 | Solar |  |  | 0 | 0 | 0 | 0 | 0 | 0 | 0 | 0 | 0 | 0 | 0 | 0 | 0 | 0 | 0 | 0 | 0 | 0 | 0 | 0 | 0 | 0 | 0 | 0 | 0 | 0 | 0 | 0
PG&E NGBA | PGE NGBA | PGE | Bucks Creek | 230 | 35 | Solar |  |  | 0 | 0 | 0 | 0 | 0 | 0 | 0 | 0 | 0 | 0 | 0 | 0 | 0 | 0 | 0 | 0 | 0 | 0 | 0 | 0 | 0 | 0 | 0 | 0 | 0 | 0 | 0 | 0
PG&E KERN | PGE Kern | PGE | Buena Vista | 230 |  | Solar |  |  | 1 | 0 | 0 | 0 | 0 | 0 | 0 | 0 | 0 | 0 | 0 | 0 | 0 | 5 | 295 | 300 | 0 | 0 | 0 | 5 | 295 | 300 | 5 | 295 | 300 | 5 | 295 | 300
PG&E FRESNO | PGE Fresno | PGE | Bullard | 115 | 165 | Solar |  |  | 0 | 0 | 0 | 0 | 0 | 0 | 0 | 0 | 0 | 0 | 0 | 0 | 0 | 0 | 0 | 0 | 0 | 0 | 0 | 0 | 0 | 0 | 0 | 0 | 0 | 0 | 0 | 0
PG&E GBA | PGE GBA | PGE | Burlingame | 115 | 3 | Solar |  |  | 1 | 0 | 0 | 0 | 0 | 0 | 0 | 0 | 0 | 0 | 0 | 0 | 0 | 0 | 0 | 0 | 40 | 0 | 40 | 40 | 0 | 40 | 0 | 0 | 0 | 40 | 0 | 40
PG&E NGBA | PGE NGBA | PGE | Burney Forest | 230 | 2 | Solar |  |  | 0 | 0 | 0 | 0 | 0 | 0 | 0 | 0 | 0 | 0 | 0 | 0 | 0 | 0 | 0 | 0 | 0 | 0 | 0 | 0 | 0 | 0 | 0 | 0 | 0 | 0 | 0 | 0
PG&E NGBA | PGE NGBA | PGE | Butte | 115 | 1 | Solar |  |  | 0 | 0 | 0 | 0 | 0 | 0 | 0 | 0 | 0 | 0 | 0 | 0 | 0 | 0 | 0 | 0 | 0 | 0 | 0 | 0 | 0 | 0 | 0 | 0 | 0 | 0 | 0 | 0
PG&E KERN | PGE Kern | PGE | Cabrillo | 115 | 111 | Solar |  |  | 0 | 0 | 0 | 0 | 0 | 0 | 0 | 0 | 0 | 0 | 0 | 0 | 0 | 0 | 0 | 0 | 0 | 0 | 0 | 0 | 0 | 0 | 0 | 0 | 0 | 0 | 0 | 0
PG&E FRESNO | PGE Fresno | PGE | Cal Flats | 230 | 129 | Solar |  |  | 0 | 0 | 0 | 0 | 0 | 0 | 0 | 0 | 0 | 0 | 0 | 0 | 0 | 0 | 0 | 0 | 0 | 0 | 0 | 0 | 0 | 0 | 0 | 0 | 0 | 0 | 0 | 0
SCE NOL | SCE NOL | SCE | Calcite | 230 | 141 | Solar |  |  | 1 | 0 | 0 | 0 | 0 | 0 | 0 | 0 | 0 | 0 | 0 | 0 | 0 | 106 | 0 | 106 | 0 | 0 | 0 | 106 | 0 | 106 | 106 | 0 | 106 | 106 | 0 | 106
PG&E KERN | PGE Kern | PGE | Caliente | 230 | 122 | Solar |  |  | 0 | 0 | 0 | 0 | 0 | 0 | 0 | 0 | 0 | 0 | 0 | 0 | 0 | 0 | 0 | 0 | 0 | 0 | 0 | 0 | 0 | 0 | 0 | 0 | 0 | 0 | 0 | 0
PG&E FRESNO | PGE Fresno | PGE | California Ave | 115 | 105 | Solar |  |  | 0 | 0 | 0 | 0 | 0 | 0 | 0 | 0 | 0 | 0 | 0 | 0 | 0 | 0 | 0 | 0 | 0 | 0 | 0 | 0 | 0 | 0 | 0 | 0 | 0 | 0 | 0 | 0
PG&E KERN | PGE Kern | PGE | Callender | 115 | 126 | Solar |  |  | 0 | 0 | 0 | 0 | 0 | 0 | 0 | 0 | 0 | 0 | 0 | 0 | 0 | 0 | 0 | 0 | 0 | 0 | 0 | 0 | 0 | 0 | 0 | 0 | 0 | 0 | 0 | 0
PG&E NGBA | PGE NGBA | PGE | Calpella | 115 | 37 | Solar |  |  | 0 | 0 | 0 | 0 | 0 | 0 | 0 | 0 | 0 | 0 | 0 | 0 | 0 | 0 | 0 | 0 | 0 | 0 | 0 | 0 | 0 | 0 | 0 | 0 | 0 | 0 | 0 | 0
PG&E GBA | PGE GBA | PGE | Camanche | 230 | 15 | Solar |  |  | 0 | 0 | 0 | 0 | 0 | 0 | 0 | 0 | 0 | 0 | 0 | 0 | 0 | 0 | 0 | 0 | 0 | 0 | 0 | 0 | 0 | 0 | 0 | 0 | 0 | 0 | 0 | 0
SDGE | SDGE Imperial | SDGE | Cameron | 69 |  | Solar |  |  | 0 | 0 | 0 | 0 | 0 | 0 | 0 | 0 | 0 | 0 | 0 | 0 | 0 | 0 | 0 | 0 | 0 | 0 | 0 | 0 | 0 | 0 | 0 | 0 | 0 | 0 | 0 | 0
SDGE | SDGE Imperial | SDGE | Cannon | 69 |  | Solar |  |  | 0 | 0 | 0 | 0 | 0 | 0 | 0 | 0 | 0 | 0 | 0 | 0 | 0 | 0 | 0 | 0 | 0 | 0 | 0 | 0 | 0 | 0 | 0 | 0 | 0 | 0 | 0 | 0
PG&E FRESNO | PGE Fresno | PGE | Cantua | 115 | 115 | Solar |  |  | 1 | 0 | 0 | 0 | 0 | 0 | 0 | 0 | 0 | 0 | 0 | 0 | 0 | 0 | 0 | 0 | 100 | 0 | 100 | 100 | 0 | 100 | 0 | 0 | 0 | 100 | 0 | 100
SDGE | SDGE Imperial | SDGE | Capistrano | 138 | 173 | Solar |  |  | 0 | 0 | 0 | 0 | 0 | 0 | 0 | 0 | 0 | 0 | 0 | 0 | 0 | 0 | 0 | 0 | 0 | 0 | 0 | 0 | 0 | 0 | 0 | 0 | 0 | 0 | 0 | 0
SDGE | SDGE Imperial | SDGE | Capistrano | 230 | 173 | Solar |  |  | 0 | 0 | 0 | 0 | 0 | 0 | 0 | 0 | 0 | 0 | 0 | 0 | 0 | 0 | 0 | 0 | 0 | 0 | 0 | 0 | 0 | 0 | 0 | 0 | 0 | 0 | 0 | 0
PG&E NGBA | PGE NGBA | PGE | Carberry | 230 | 2 | Solar |  |  | 0 | 0 | 0 | 0 | 0 | 0 | 0 | 0 | 0 | 0 | 0 | 0 | 0 | 0 | 0 | 0 | 0 | 0 | 0 | 0 | 0 | 0 | 0 | 0 | 0 | 0 | 0 | 0
SCE Eastern | SCE Eastern | SCE | Cardiff | 66 |  | Solar |  |  | 0 | 0 | 0 | 0 | 0 | 0 | 0 | 0 | 0 | 0 | 0 | 0 | 0 | 0 | 0 | 0 | 0 | 0 | 0 | 0 | 0 | 0 | 0 | 0 | 0 | 0 | 0 | 0
PG&E NGBA | PGE NGBA | PGE | Caribou | 60 |  | Solar |  |  | 0 | 0 | 0 | 0 | 0 | 0 | 0 | 0 | 0 | 0 | 0 | 0 | 0 | 0 | 0 | 0 | 0 | 0 | 0 | 0 | 0 | 0 | 0 | 0 | 0 | 0 | 0 | 0
PG&E NGBA | PGE NGBA | PGE | Caribou | 115 | 7 | Solar |  |  | 0 | 0 | 0 | 0 | 0 | 0 | 0 | 0 | 0 | 0 | 0 | 0 | 0 | 0 | 0 | 0 | 0 | 0 | 0 | 0 | 0 | 0 | 0 | 0 | 0 | 0 | 0 | 0
PG&E NGBA | PGE NGBA | PGE | Caribou | 230 | 7 | Solar |  |  | 0 | 0 | 0 | 0 | 0 | 0 | 0 | 0 | 0 | 0 | 0 | 0 | 0 | 0 | 0 | 0 | 0 | 0 | 0 | 0 | 0 | 0 | 0 | 0 | 0 | 0 | 0 | 0
EOP | SCE EOP | SCE | Carpenter Canyon (fka Gamebird) | 138 | 177 | Solar |  |  | 0 | 0 | 0 | 0 | 0 | 0 | 0 | 0 | 0 | 0 | 0 | 0 | 0 | 0 | 0 | 0 | 0 | 0 | 0 | 0 | 0 | 0 | 0 | 0 | 0 | 0 | 0 | 0
EOP | SCE EOP | SCE | Carpenter Canyon (fka Gamebird) | 230 | 177 | Solar |  |  | 1 | 0 | 0 | 0 | 0 | 0 | 0 | 0 | 0 | 0 | 0 | 0 | 0 | 550 | 180 | 730 | 0 | 0 | 0 | 550 | 180 | 730 | 550 | 180 | 730 | 550 | 180 | 730
PG&E NGBA | PGE NGBA | PGE | Carquinez | 115 | 27 | Solar |  |  | 0 | 0 | 0 | 0 | 0 | 0 | 0 | 0 | 0 | 0 | 0 | 0 | 0 | 0 | 0 | 0 | 0 | 0 | 0 | 0 | 0 | 0 | 0 | 0 | 0 | 0 | 0 | 0
SDGE | SDGE Imperial | SDGE | Carrizo Gorge | 138 | 192 | Solar |  |  | 1 | 0 | 90 | 90 | 0 | 0 | 0 | 0 | 0 | 0 | 0 | 0 | 0 | 0 | 0 | 0 | 0 | 0 | 0 | 0 | 0 | 0 | 0 | 90 | 90 | 0 | 90 | 90
PG&E KERN | PGE Kern | PGE | Carrizo Plains | 115 | 122 | Solar |  |  | 0 | 0 | 0 | 0 | 0 | 0 | 0 | 0 | 0 | 0 | 0 | 0 | 0 | 0 | 0 | 0 | 0 | 0 | 0 | 0 | 0 | 0 | 0 | 0 | 0 | 0 | 0 | 0
PG&E KERN | PGE Kern | PGE | Casaloma | 230 | 68 | Solar |  |  | 1 | 0 | 0 | 0 | 0 | 0 | 0 | 0 | 0 | 0 | 0 | 0 | 0 | 0 | 220 | 220 | 0 | 0 | 0 | 0 | 220 | 220 | 0 | 220 | 220 | 0 | 220 | 220
PG&E GBA | PGE GBA | PGE | Castro Valley | 230 | 42 | Solar |  |  | 0 | 0 | 0 | 0 | 0 | 0 | 0 | 0 | 0 | 0 | 0 | 0 | 0 | 0 | 0 | 0 | 0 | 0 | 0 | 0 | 0 | 0 | 0 | 0 | 0 | 0 | 0 | 0
PG&E GBA | PGE GBA | PGE | Cayetano | 230 | 50 | Solar |  |  | 1 | 0 | 100 | 100 | 0 | 0 | 0 | 0 | 0 | 0 | 0 | 0 | 0 | 0 | 0 | 0 | 0 | 0 | 0 | 0 | 0 | 0 | 0 | 100 | 100 | 0 | 100 | 100
SCE Metro | SCE Metro | SCE | Center | 230 | 97 | Solar |  |  | 0 | 0 | 0 | 0 | 0 | 0 | 0 | 0 | 0 | 0 | 0 | 0 | 0 | 0 | 0 | 0 | 0 | 0 | 0 | 0 | 0 | 0 | 0 | 0 | 0 | 0 | 0 | 0
PG&E KERN | PGE Kern | PGE | Charca | 115 | 74 | Solar |  |  | 0 | 0 | 0 | 0 | 0 | 0 | 0 | 0 | 0 | 0 | 0 | 0 | 0 | 0 | 0 | 0 | 0 | 0 | 0 | 0 | 0 | 0 | 0 | 0 | 0 | 0 | 0 | 0
EOP | SCE EOP | SCE | Charleston | 138 | 177 | Solar |  |  | 0 | 0 | 0 | 0 | 0 | 0 | 0 | 0 | 0 | 0 | 0 | 0 | 0 | 0 | 0 | 0 | 0 | 0 | 0 | 0 | 0 | 0 | 0 | 0 | 0 | 0 | 0 | 0
SCE Metro | SCE Metro | SCE | Chevmain | 230 | 97 | Solar |  |  | 0 | 0 | 0 | 0 | 0 | 0 | 0 | 0 | 0 | 0 | 0 | 0 | 0 | 0 | 0 | 0 | 0 | 0 | 0 | 0 | 0 | 0 | 0 | 0 | 0 | 0 | 0 | 0
SDGE | SDGE Imperial | SDGE | Chicarita | 138 | 186 | Solar |  |  | 0 | 0 | 0 | 0 | 0 | 0 | 0 | 0 | 0 | 0 | 0 | 0 | 0 | 0 | 0 | 0 | 0 | 0 | 0 | 0 | 0 | 0 | 0 | 0 | 0 | 0 | 0 | 0
SCE Metro | SCE Metro | SCE | Chino | 230 | 97 | Solar |  |  | 0 | 0 | 0 | 0 | 0 | 0 | 0 | 0 | 0 | 0 | 0 | 0 | 0 | 0 | 0 | 0 | 0 | 0 | 0 | 0 | 0 | 0 | 0 | 0 | 0 | 0 | 0 | 0
PG&E FRESNO | PGE Fresno | PGE | Chowchilla | 115 | 166 | Solar |  |  | 0 | 0 | 0 | 0 | 0 | 0 | 0 | 0 | 0 | 0 | 0 | 0 | 0 | 0 | 0 | 0 | 0 | 0 | 0 | 0 | 0 | 0 | 0 | 0 | 0 | 0 | 0 | 0
PG&E GBA | PGE GBA | PGE | Christie | 60 |  | Solar |  |  | 0 | 0 | 0 | 0 | 0 | 0 | 0 | 0 | 0 | 0 | 0 | 0 | 0 | 0 | 0 | 0 | 0 | 0 | 0 | 0 | 0 | 0 | 0 | 0 | 0 | 0 | 0 | 0
PG&E GBA | PGE GBA | PGE | Christie | 115 | 6 | Solar |  |  | 0 | 0 | 0 | 0 | 0 | 0 | 0 | 0 | 0 | 0 | 0 | 0 | 0 | 0 | 0 | 0 | 0 | 0 | 0 | 0 | 0 | 0 | 0 | 0 | 0 | 0 | 0 | 0
SCE Eastern | SCE Arizona | SCE | Cielo Azul | 500 | 181 | Solar |  |  | 1 | 0 | 0 | 0 | 0 | 2025 | 2025 | 0 | 0 | 0 | 0 | 2025 | 2025 | 150 | 300 | 450 | 0 | 0 | 0 | 150 | 300 | 450 | 150 | 2325 | 2475 | 150 | 2325 | 2475
PG&E GBA | PGE GBA | PGE | Clay | 60 |  | Solar |  |  | 0 | 0 | 0 | 0 | 0 | 0 | 0 | 0 | 0 | 0 | 0 | 0 | 0 | 0 | 0 | 0 | 0 | 0 | 0 | 0 | 0 | 0 | 0 | 0 | 0 | 0 | 0 | 0
PG&E GBA | PGE GBA | PGE | Clayton | 115 | 1 | Solar |  |  | 0 | 0 | 0 | 0 | 0 | 0 | 0 | 0 | 0 | 0 | 0 | 0 | 0 | 0 | 0 | 0 | 0 | 0 | 0 | 0 | 0 | 0 | 0 | 0 | 0 | 0 | 0 | 0
PG&E NGBA | PGE NGBA | PGE | Cloverdale | 115 | 37 | Solar |  |  | 0 | 0 | 0 | 0 | 0 | 0 | 0 | 0 | 0 | 0 | 0 | 0 | 0 | 0 | 0 | 0 | 0 | 0 | 0 | 0 | 0 | 0 | 0 | 0 | 0 | 0 | 0 | 0
PG&E FRESNO | PGE Fresno | PGE | Clovis | 115 | 136 | Solar |  |  | 0 | 0 | 0 | 0 | 0 | 0 | 0 | 0 | 0 | 0 | 0 | 0 | 0 | 0 | 0 | 0 | 0 | 0 | 0 | 0 | 0 | 0 | 0 | 0 | 0 | 0 | 0 | 0
PG&E GBA | PGE GBA | PGE | Coburn | 230 | 116 | Solar |  |  | 0 | 0 | 0 | 0 | 0 | 0 | 0 | 0 | 0 | 0 | 0 | 0 | 0 | 0 | 0 | 0 | 0 | 0 | 0 | 0 | 0 | 0 | 0 | 0 | 0 | 0 | 0 | 0
PG&E GBA | PGE GBA | PGE | Coburn | 60 |  | Solar |  |  | 0 | 0 | 0 | 0 | 0 | 0 | 0 | 0 | 0 | 0 | 0 | 0 | 0 | 0 | 0 | 0 | 0 | 0 | 0 | 0 | 0 | 0 | 0 | 0 | 0 | 0 | 0 | 0
PG&E NGBA | PGE NGBA | PGE | Colgate | 230 | 22 | Solar |  |  | 0 | 0 | 0 | 0 | 0 | 0 | 0 | 0 | 0 | 0 | 0 | 0 | 0 | 0 | 0 | 0 | 0 | 0 | 0 | 0 | 0 | 0 | 0 | 0 | 0 | 0 | 0 | 0
PG&E GBA | PGE GBA | PGE | Collierville | 230 | 44 | Solar |  |  | 0 | 0 | 0 | 0 | 0 | 0 | 0 | 0 | 0 | 0 | 0 | 0 | 0 | 0 | 0 | 0 | 0 | 0 | 0 | 0 | 0 | 0 | 0 | 0 | 0 | 0 | 0 | 0
PG&E GBA | PGE GBA | PGE | Collinsville | 230 | 1 | Solar |  |  | 0 | 0 | 0 | 0 | 0 | 0 | 0 | 0 | 0 | 0 | 0 | 0 | 0 | 0 | 0 | 0 | 0 | 0 | 0 | 0 | 0 | 0 | 0 | 0 | 0 | 0 | 0 | 0
PG&E GBA | PGE GBA | PGE | Collinsville | 500 | 1 | Solar |  |  | 0 | 0 | 0 | 0 | 0 | 0 | 0 | 0 | 0 | 0 | 0 | 0 | 0 | 0 | 0 | 0 | 0 | 0 | 0 | 0 | 0 | 0 | 0 | 0 | 0 | 0 | 0 | 0
SCE Eastern | SCE Eastern | SCE | Colorado River | 230 | 170 | Solar |  |  | 1 | 0 | 0 | 0 | 0 | 500 | 500 | 0 | 0 | 0 | 0 | 500 | 500 | 600 | 700 | 1300 | 0 | 0 | 0 | 600 | 700 | 1300 | 600 | 1200 | 1800 | 600 | 1200 | 1800
SCE Eastern | SCE Eastern | SCE | Colorado River | 500 | 154 | Solar |  |  | 0 | 0 | 0 | 0 | 0 | 0 | 0 | 0 | 0 | 0 | 0 | 0 | 0 | 0 | 0 | 0 | 0 | 0 | 0 | 0 | 0 | 0 | 0 | 0 | 0 | 0 | 0 | 0
PG&E KERN | PGE Kern | PGE | Columbus | 115 | 99 | Solar |  |  | 1 | 0 | 0 | 0 | 0 | 0 | 0 | 0 | 0 | 0 | 0 | 0 | 0 | 100 | 0 | 100 | 0 | 0 | 0 | 100 | 0 | 100 | 100 | 0 | 100 | 100 | 0 | 100
PG&E GBA | PGE GBA | PGE | Contra Costa | 115 | 63 | Solar |  |  | 0 | 0 | 0 | 0 | 0 | 0 | 0 | 0 | 0 | 0 | 0 | 0 | 0 | 0 | 0 | 0 | 0 | 0 | 0 | 0 | 0 | 0 | 0 | 0 | 0 | 0 | 0 | 0
PG&E GBA | PGE GBA | PGE | Contra Costa | 230 | 50 | Solar |  |  | 0 | 0 | 0 | 0 | 0 | 0 | 0 | 0 | 0 | 0 | 0 | 0 | 0 | 0 | 0 | 0 | 0 | 0 | 0 | 0 | 0 | 0 | 0 | 0 | 0 | 0 | 0 | 0
PG&E GBA | PGE GBA | PGE | Contra Costa PP | 230 | 59 | Solar |  |  | 0 | 0 | 0 | 0 | 0 | 0 | 0 | 0 | 0 | 0 | 0 | 0 | 0 | 0 | 0 | 0 | 0 | 0 | 0 | 0 | 0 | 0 | 0 | 0 | 0 | 0 | 0 | 0
SCE NOL | SCE NOL | SCE | Control | 115 | 175 | Solar |  |  | 0 | 0 | 0 | 0 | 0 | 0 | 0 | 0 | 0 | 0 | 0 | 0 | 0 | 0 | 0 | 0 | 0 | 0 | 0 | 0 | 0 | 0 | 0 | 0 | 0 | 0 | 0 | 0
SCE NOL | SCE NOL | SCE | Control | 55 |  | Solar |  |  | 0 | 0 | 0 | 0 | 0 | 0 | 0 | 0 | 0 | 0 | 0 | 0 | 0 | 0 | 0 | 0 | 0 | 0 | 0 | 0 | 0 | 0 | 0 | 0 | 0 | 0 | 0 | 0
PG&E GBA | PGE GBA | PGE | Cooley Landing | 115 | 6 | Solar |  |  | 0 | 0 | 0 | 0 | 0 | 0 | 0 | 0 | 0 | 0 | 0 | 0 | 0 | 0 | 0 | 0 | 0 | 0 | 0 | 0 | 0 | 0 | 0 | 0 | 0 | 0 | 0 | 0
PG&E GBA | PGE GBA | PGE | Cooley Landing | 60 |  | Solar |  |  | 0 | 0 | 0 | 0 | 0 | 0 | 0 | 0 | 0 | 0 | 0 | 0 | 0 | 0 | 0 | 0 | 0 | 0 | 0 | 0 | 0 | 0 | 0 | 0 | 0 | 0 | 0 | 0
SCE NOL | SCE NOL | SCE | Coolwater | 230 | 160 | Solar |  |  | 0 | 0 | 0 | 0 | 0 | 0 | 0 | 0 | 0 | 0 | 0 | 0 | 0 | 0 | 0 | 0 | 0 | 0 | 0 | 0 | 0 | 0 | 0 | 0 | 0 | 0 | 0 | 0
SCE NOL | SCE NOL | SCE | Coolwater | 115 | 160 | Solar |  |  | 0 | 0 | 0 | 0 | 0 | 0 | 0 | 0 | 0 | 0 | 0 | 0 | 0 | 0 | 0 | 0 | 0 | 0 | 0 | 0 | 0 | 0 | 0 | 0 | 0 | 0 | 0 | 0
PG&E KERN | PGE Kern | PGE | Copus | 70 |  | Solar |  |  | 0 | 0 | 0 | 0 | 0 | 0 | 0 | 0 | 0 | 0 | 0 | 0 | 0 | 0 | 0 | 0 | 0 | 0 | 0 | 0 | 0 | 0 | 0 | 0 | 0 | 0 | 0 | 0
PG&E FRESNO | PGE Fresno | PGE | Corcoran | 70 |  | Solar |  |  | 0 | 0 | 0 | 0 | 0 | 0 | 0 | 0 | 0 | 0 | 0 | 0 | 0 | 0 | 0 | 0 | 0 | 0 | 0 | 0 | 0 | 0 | 0 | 0 | 0 | 0 | 0 | 0
PG&E FRESNO | PGE Fresno | PGE | Corcoran | 115 | 148 | Solar |  |  | 0 | 0 | 0 | 0 | 0 | 0 | 0 | 0 | 0 | 0 | 0 | 0 | 0 | 0 | 0 | 0 | 0 | 0 | 0 | 0 | 0 | 0 | 0 | 0 | 0 | 0 | 0 | 0
PG&E NGBA | PGE NGBA | PGE | Corona | 115 | 27 | Solar |  |  | 0 | 0 | 0 | 0 | 0 | 0 | 0 | 0 | 0 | 0 | 0 | 0 | 0 | 0 | 0 | 0 | 0 | 0 | 0 | 0 | 0 | 0 | 0 | 0 | 0 | 0 | 0 | 0
PG&E NGBA | PGE NGBA | PGE | Cortina | 230 | 27 | Solar |  |  | 0 | 0 | 0 | 0 | 0 | 0 | 0 | 0 | 0 | 0 | 0 | 0 | 0 | 0 | 0 | 0 | 0 | 0 | 0 | 0 | 0 | 0 | 0 | 0 | 0 | 0 | 0 | 0
PG&E NGBA | PGE NGBA | PGE | Cortina | 115 | 30 | Solar |  |  | 0 | 0 | 0 | 0 | 0 | 0 | 0 | 0 | 0 | 0 | 0 | 0 | 0 | 0 | 0 | 0 | 0 | 0 | 0 | 0 | 0 | 0 | 0 | 0 | 0 | 0 | 0 | 0
PG&E GBA | PGE GBA | PGE | Cottle | 230 | 155 | Solar |  |  | 0 | 0 | 0 | 0 | 0 | 0 | 0 | 0 | 0 | 0 | 0 | 0 | 0 | 0 | 0 | 0 | 0 | 0 | 0 | 0 | 0 | 0 | 0 | 0 | 0 | 0 | 0 | 0
PG&E NGBA | PGE NGBA | PGE | Cottonwood | 115 | 1 | Solar |  |  | 0 | 0 | 0 | 0 | 0 | 0 | 0 | 0 | 0 | 0 | 0 | 0 | 0 | 0 | 0 | 0 | 0 | 0 | 0 | 0 | 0 | 0 | 0 | 0 | 0 | 0 | 0 | 0
PG&E NGBA | PGE NGBA | PGE | Cottonwood | 230 | 1 | Solar |  |  | 0 | 0 | 0 | 0 | 0 | 0 | 0 | 0 | 0 | 0 | 0 | 0 | 0 | 0 | 0 | 0 | 0 | 0 | 0 | 0 | 0 | 0 | 0 | 0 | 0 | 0 | 0 | 0
PG&E NGBA | PGE NGBA | PGE | Cottonwood | 60 |  | Solar |  |  | 0 | 0 | 0 | 0 | 0 | 0 | 0 | 0 | 0 | 0 | 0 | 0 | 0 | 0 | 0 | 0 | 0 | 0 | 0 | 0 | 0 | 0 | 0 | 0 | 0 | 0 | 0 | 0
PG&E NGBA | PGE NGBA | PGE | Cove Road | 230 | 1 | Solar |  |  | 0 | 0 | 0 | 0 | 0 | 0 | 0 | 0 | 0 | 0 | 0 | 0 | 0 | 0 | 0 | 0 | 0 | 0 | 0 | 0 | 0 | 0 | 0 | 0 | 0 | 0 | 0 | 0
PG&E GBA | PGE GBA | PGE | Coyote | 230 | 11 | Solar |  |  | 0 | 0 | 0 | 0 | 0 | 0 | 0 | 0 | 0 | 0 | 0 | 0 | 0 | 0 | 0 | 0 | 0 | 0 | 0 | 0 | 0 | 0 | 0 | 0 | 0 | 0 | 0 | 0
PG&E GBA | PGE GBA | PGE | Crazy Horse Canyon | 115 | 84 | Solar |  |  | 0 | 0 | 0 | 0 | 0 | 0 | 0 | 0 | 0 | 0 | 0 | 0 | 0 | 0 | 0 | 0 | 0 | 0 | 0 | 0 | 0 | 0 | 0 | 0 | 0 | 0 | 0 | 0
SDGE | SDGE Imperial | SDGE | Creelman | 69 |  | Solar |  |  | 0 | 0 | 0 | 0 | 0 | 0 | 0 | 0 | 0 | 0 | 0 | 0 | 0 | 0 | 0 | 0 | 0 | 0 | 0 | 0 | 0 | 0 | 0 | 0 | 0 | 0 | 0 | 0
PG&E FRESNO | PGE Fresno | PGE | Crescent | 70 |  | Solar |  |  | 1 | 0 | 0 | 0 | 0 | 35 | 35 | 0 | 0 | 0 | 0 | 35 | 35 | 5 | 0 | 5 | 0 | 0 | 0 | 5 | 0 | 5 | 5 | 35 | 40 | 5 | 35 | 40
PG&E FRESNO | PGE Fresno | PGE | Cressey | 115 | 139 | Solar |  |  | 0 | 0 | 0 | 0 | 0 | 0 | 0 | 0 | 0 | 0 | 0 | 0 | 0 | 0 | 0 | 0 | 0 | 0 | 0 | 0 | 0 | 0 | 0 | 0 | 0 | 0 | 0 | 0
PG&E NGBA | PGE NGBA | PGE | Cresta | 230 | 24 | Solar |  |  | 0 | 0 | 0 | 0 | 0 | 0 | 0 | 0 | 0 | 0 | 0 | 0 | 0 | 0 | 0 | 0 | 0 | 0 | 0 | 0 | 0 | 0 | 0 | 0 | 0 | 0 | 0 | 0
SDGE | SDGE Imperial | SDGE | Crestwood | 69 |  | Solar |  |  | 0 | 0 | 0 | 0 | 0 | 0 | 0 | 0 | 0 | 0 | 0 | 0 | 0 | 0 | 0 | 0 | 0 | 0 | 0 | 0 | 0 | 0 | 0 | 0 | 0 | 0 | 0 | 0
PG&E GBA | PGE GBA | PGE | Crow Creek | 60 |  | Solar |  |  | 1 | 6 | 14 | 20 | 0 | 0 | 0 | 0 | 0 | 0 | 0 | 0 | 0 | 0 | 0 | 0 | 0 | 0 | 0 | 0 | 0 | 0 | 6 | 14 | 20 | 6 | 14 | 20
PG&E GBA | PGE GBA | PGE | Crows Landing | 60 |  | Solar |  |  | 0 | 0 | 0 | 0 | 0 | 0 | 0 | 0 | 0 | 0 | 0 | 0 | 0 | 0 | 0 | 0 | 0 | 0 | 0 | 0 | 0 | 0 | 0 | 0 | 0 | 0 | 0 | 0
PG&E GBA | PGE GBA | PGE | Curtis | 115 | 44 | Solar |  |  | 0 | 0 | 0 | 0 | 0 | 0 | 0 | 0 | 0 | 0 | 0 | 0 | 0 | 0 | 0 | 0 | 0 | 0 | 0 | 0 | 0 | 0 | 0 | 0 | 0 | 0 | 0 | 0
PG&E FRESNO | PGE Fresno | PGE | Dairyland | 115 | 137 | Solar |  |  | 1 | 0 | 0 | 0 | 0 | 0 | 0 | 0 | 0 | 0 | 0 | 0 | 0 | 5 | 0 | 5 | 0 | 0 | 0 | 5 | 0 | 5 | 5 | 0 | 5 | 5 | 0 | 5
PG&E NGBA | PGE NGBA | PGE | Davis | 115 | 39 | Solar |  |  | 0 | 0 | 0 | 0 | 0 | 0 | 0 | 0 | 0 | 0 | 0 | 0 | 0 | 0 | 0 | 0 | 0 | 0 | 0 | 0 | 0 | 0 | 0 | 0 | 0 | 0 | 0 | 0
SCE Metro | SCE Metro | SCE | Del Amo | 500 | 97 | Solar |  |  | 0 | 0 | 0 | 0 | 0 | 0 | 0 | 0 | 0 | 0 | 0 | 0 | 0 | 0 | 0 | 0 | 0 | 0 | 0 | 0 | 0 | 0 | 0 | 0 | 0 | 0 | 0 | 0
SCE Metro | SCE Metro | SCE | Del Amo | 230 | 97 | Solar |  |  | 1 | 0 | 0 | 0 | 0 | 0 | 0 | 0 | 0 | 0 | 0 | 0 | 0 | 0 | 0 | 0 | 400 | 0 | 400 | 400 | 0 | 400 | 0 | 0 | 0 | 400 | 0 | 400
SCE Eastern | SCE Arizona | SCE | Delaney | 500 | 181 | Solar |  |  | 1 | 0 | 0 | 0 | 0 | 0 | 0 | 0 | 0 | 0 | 0 | 0 | 0 | 170 | 550 | 720 | 0 | 0 | 0 | 170 | 550 | 720 | 170 | 550 | 720 | 170 | 550 | 720
PG&E NGBA | PGE NGBA | PGE | Delevan | 230 | 25 | Solar |  |  | 0 | 0 | 0 | 0 | 0 | 0 | 0 | 0 | 0 | 0 | 0 | 0 | 0 | 0 | 0 | 0 | 0 | 0 | 0 | 0 | 0 | 0 | 0 | 0 | 0 | 0 | 0 | 0
PG&E GBA | PGE GBA | PGE | Delta PP | 230 | 32 | Solar |  |  | 1 | 0 | 0 | 0 | 0 | 0 | 0 | 0 | 0 | 0 | 0 | 0 | 0 | 250 | 0 | 250 | 0 | 0 | 0 | 250 | 0 | 250 | 250 | 0 | 250 | 250 | 0 | 250
EOP | SCE EOP | SCE | Desert View | 230 | 177 | Solar |  |  | 0 | 0 | 0 | 0 | 0 | 0 | 0 | 0 | 0 | 0 | 0 | 0 | 0 | 0 | 0 | 0 | 0 | 0 | 0 | 0 | 0 | 0 | 0 | 0 | 0 | 0 | 0 | 0
SCE Eastern | SCE Eastern | SCE | Devers | 230 | 156 | Solar |  |  | 1 | 0 | 0 | 0 | 0 | 0 | 0 | 0 | 0 | 0 | 0 | 0 | 0 | 0 | 480 | 480 | 0 | 0 | 0 | 0 | 480 | 480 | 0 | 480 | 480 | 0 | 480 | 480
SCE Eastern | SCE Eastern | SCE | Devers | 500 | 156 | Solar |  |  | 0 | 0 | 0 | 0 | 0 | 0 | 0 | 0 | 0 | 0 | 0 | 0 | 0 | 0 | 0 | 0 | 0 | 0 | 0 | 0 | 0 | 0 | 0 | 0 | 0 | 0 | 0 | 0
PG&E KERN | PGE Kern | PGE | Diablo Canyon | 230 | 111 | Solar |  |  | 0 | 0 | 0 | 0 | 0 | 0 | 0 | 0 | 0 | 0 | 0 | 0 | 0 | 0 | 0 | 0 | 0 | 0 | 0 | 0 | 0 | 0 | 0 | 0 | 0 | 0 | 0 | 0
PG&E KERN | PGE Kern | PGE | Diablo Canyon | 500 | 98 | Solar |  |  | 0 | 0 | 0 | 0 | 0 | 0 | 0 | 0 | 0 | 0 | 0 | 0 | 0 | 0 | 0 | 0 | 0 | 0 | 0 | 0 | 0 | 0 | 0 | 0 | 0 | 0 | 0 | 0
PG&E KERN | PGE Kern | PGE | Divide | 115 | 111 | Solar |  |  | 0 | 0 | 0 | 0 | 0 | 0 | 0 | 0 | 0 | 0 | 0 | 0 | 0 | 0 | 0 | 0 | 0 | 0 | 0 | 0 | 0 | 0 | 0 | 0 | 0 | 0 | 0 | 0
PG&E GBA | PGE GBA | PGE | Dixon Landing | 115 | 11 | Solar |  |  | 0 | 0 | 0 | 0 | 0 | 0 | 0 | 0 | 0 | 0 | 0 | 0 | 0 | 0 | 0 | 0 | 0 | 0 | 0 | 0 | 0 | 0 | 0 | 0 | 0 | 0 | 0 | 0
PG&E FRESNO | PGE Fresno | PGE | Dos Amigos | 230 | 70 | Solar |  |  | 1 | 0 | 0 | 0 | 0 | 0 | 0 | 0 | 0 | 0 | 0 | 0 | 0 | 193.2 | 390 | 583.2 | 0 | 0 | 0 | 193.2 | 390 | 583.2 | 193.2 | 390 | 583.2 | 193.2 | 390 | 583.2
PG&E NGBA | PGE NGBA | PGE | Drum | 115 | 21 | Solar |  |  | 0 | 0 | 0 | 0 | 0 | 0 | 0 | 0 | 0 | 0 | 0 | 0 | 0 | 0 | 0 | 0 | 0 | 0 | 0 | 0 | 0 | 0 | 0 | 0 | 0 | 0 | 0 | 0
PG&E GBA | PGE GBA | PGE | Dumbarton | 115 | 3 | Solar |  |  | 0 | 0 | 0 | 0 | 0 | 0 | 0 | 0 | 0 | 0 | 0 | 0 | 0 | 0 | 0 | 0 | 0 | 0 | 0 | 0 | 0 | 0 | 0 | 0 | 0 | 0 | 0 | 0
SCE NOL | SCE NOL | SCE | Dunn Siding | 115 | 160 | Solar |  |  | 0 | 0 | 0 | 0 | 0 | 0 | 0 | 0 | 0 | 0 | 0 | 0 | 0 | 0 | 0 | 0 | 0 | 0 | 0 | 0 | 0 | 0 | 0 | 0 | 0 | 0 | 0 | 0
SCE Eastern | SCE Eastern | SCE | Eagle Mountain | 230 | 174 | Solar |  |  | 0 | 0 | 0 | 0 | 0 | 0 | 0 | 0 | 0 | 0 | 0 | 0 | 0 | 0 | 0 | 0 | 0 | 0 | 0 | 0 | 0 | 0 | 0 | 0 | 0 | 0 | 0 | 0
PG&E NGBA | PGE NGBA | PGE | Eagle Rock (PGE) | 60 |  | Solar |  |  | 0 | 0 | 0 | 0 | 0 | 0 | 0 | 0 | 0 | 0 | 0 | 0 | 0 | 0 | 0 | 0 | 0 | 0 | 0 | 0 | 0 | 0 | 0 | 0 | 0 | 0 | 0 | 0
PG&E NGBA | PGE NGBA | PGE | Eagle Rock (PGE) | 115 | 37 | Solar |  |  | 0 | 0 | 0 | 0 | 0 | 0 | 0 | 0 | 0 | 0 | 0 | 0 | 0 | 0 | 0 | 0 | 0 | 0 | 0 | 0 | 0 | 0 | 0 | 0 | 0 | 0 | 0 | 0
SCE Metro | SCE Metro | SCE | Eagle Rock (SCE) | 230 | 97 | Solar |  |  | 0 | 0 | 0 | 0 | 0 | 0 | 0 | 0 | 0 | 0 | 0 | 0 | 0 | 0 | 0 | 0 | 0 | 0 | 0 | 0 | 0 | 0 | 0 | 0 | 0 | 0 | 0 | 0
PG&E NGBA | PGE NGBA | PGE | East Marysville | 115 | 9 | Solar |  |  | 0 | 0 | 0 | 0 | 0 | 0 | 0 | 0 | 0 | 0 | 0 | 0 | 0 | 0 | 0 | 0 | 0 | 0 | 0 | 0 | 0 | 0 | 0 | 0 | 0 | 0 | 0 | 0
PG&E NGBA | PGE NGBA | PGE | East Nicolaus | 115 | 16 | Solar |  |  | 0 | 0 | 0 | 0 | 0 | 0 | 0 | 0 | 0 | 0 | 0 | 0 | 0 | 0 | 0 | 0 | 0 | 0 | 0 | 0 | 0 | 0 | 0 | 0 | 0 | 0 | 0 | 0
PG&E NGBA | PGE NGBA | PGE | East Nicolaus | 60 |  | Solar |  |  | 0 | 0 | 0 | 0 | 0 | 0 | 0 | 0 | 0 | 0 | 0 | 0 | 0 | 0 | 0 | 0 | 0 | 0 | 0 | 0 | 0 | 0 | 0 | 0 | 0 | 0 | 0 | 0
PG&E GBA | PGE GBA | PGE | Eastshore | 115 | 3 | Solar |  |  | 1 | 0 | 0 | 0 | 0 | 0 | 0 | 0 | 0 | 0 | 0 | 0 | 0 | 0 | 0 | 0 | 130 | 0 | 130 | 130 | 0 | 130 | 0 | 0 | 0 | 130 | 0 | 130
PG&E GBA | PGE GBA | PGE | Eastshore | 230 | 46 | Solar |  |  | 1 | 0 | 0 | 0 | 0 | 0 | 0 | 0 | 0 | 0 | 0 | 0 | 0 | 245 | 200 | 445 | 0 | 0 | 0 | 245 | 200 | 445 | 245 | 200 | 445 | 245 | 200 | 445
SDGE | SDGE Imperial | SDGE | ECO | 138 | 198 | Solar |  |  | 0 | 0 | 0 | 0 | 0 | 0 | 0 | 0 | 0 | 0 | 0 | 0 | 0 | 0 | 0 | 0 | 0 | 0 | 0 | 0 | 0 | 0 | 0 | 0 | 0 | 0 | 0 | 0
SDGE | SDGE Imperial | SDGE | ECO | 230 | 198 | Solar |  |  | 0 | 0 | 0 | 0 | 0 | 0 | 0 | 0 | 0 | 0 | 0 | 0 | 0 | 0 | 0 | 0 | 0 | 0 | 0 | 0 | 0 | 0 | 0 | 0 | 0 | 0 | 0 | 0
SDGE | SDGE Imperial | SDGE | ECO | 500 | 198 | Solar |  |  | 0 | 0 | 0 | 0 | 0 | 0 | 0 | 0 | 0 | 0 | 0 | 0 | 0 | 0 | 0 | 0 | 0 | 0 | 0 | 0 | 0 | 0 | 0 | 0 | 0 | 0 | 0 | 0
PG&E GBA | PGE GBA | PGE | Edenvale | 115 | 79 | Solar |  |  | 0 | 0 | 0 | 0 | 0 | 0 | 0 | 0 | 0 | 0 | 0 | 0 | 0 | 0 | 0 | 0 | 0 | 0 | 0 | 0 | 0 | 0 | 0 | 0 | 0 | 0 | 0 | 0
PG&E GBA | PGE GBA | PGE | Edes | 115 | 6 | Solar |  |  | 0 | 0 | 0 | 0 | 0 | 0 | 0 | 0 | 0 | 0 | 0 | 0 | 0 | 0 | 0 | 0 | 0 | 0 | 0 | 0 | 0 | 0 | 0 | 0 | 0 | 0 | 0 | 0
PG&E GBA | PGE GBA | PGE | Eight Mile | 230 | 16 | Solar |  |  | 0 | 0 | 0 | 0 | 0 | 0 | 0 | 0 | 0 | 0 | 0 | 0 | 0 | 0 | 0 | 0 | 0 | 0 | 0 | 0 | 0 | 0 | 0 | 0 | 0 | 0 | 0 | 0
SDGE | SDGE Imperial | SDGE | El Cajon | 69 |  | Solar |  |  | 0 | 0 | 0 | 0 | 0 | 0 | 0 | 0 | 0 | 0 | 0 | 0 | 0 | 0 | 0 | 0 | 0 | 0 | 0 | 0 | 0 | 0 | 0 | 0 | 0 | 0 | 0 | 0
SCE Eastern | SCE Eastern | SCE | El Casco | 230 | 156 | Solar |  |  | 0 | 0 | 0 | 0 | 0 | 0 | 0 | 0 | 0 | 0 | 0 | 0 | 0 | 0 | 0 | 0 | 0 | 0 | 0 | 0 | 0 | 0 | 0 | 0 | 0 | 0 | 0 | 0
PG&E GBA | PGE GBA | PGE | El Cerrito G | 115 | 6 | Solar |  |  | 0 | 0 | 0 | 0 | 0 | 0 | 0 | 0 | 0 | 0 | 0 | 0 | 0 | 0 | 0 | 0 | 0 | 0 | 0 | 0 | 0 | 0 | 0 | 0 | 0 | 0 | 0 | 0
PG&E NGBA | PGE NGBA | PGE | El Dorado PH | 115 | 19 | Solar |  |  | 0 | 0 | 0 | 0 | 0 | 0 | 0 | 0 | 0 | 0 | 0 | 0 | 0 | 0 | 0 | 0 | 0 | 0 | 0 | 0 | 0 | 0 | 0 | 0 | 0 | 0 | 0 | 0
PG&E FRESNO | PGE Fresno | PGE | El Nido (PGE) | 115 | 158 | Solar |  |  | 0 | 0 | 0 | 0 | 0 | 0 | 0 | 0 | 0 | 0 | 0 | 0 | 0 | 0 | 0 | 0 | 0 | 0 | 0 | 0 | 0 | 0 | 0 | 0 | 0 | 0 | 0 | 0
SCE Metro | SCE Metro | SCE | El Nido (SCE) | 230 | 132 | Solar |  |  | 0 | 0 | 0 | 0 | 0 | 0 | 0 | 0 | 0 | 0 | 0 | 0 | 0 | 0 | 0 | 0 | 0 | 0 | 0 | 0 | 0 | 0 | 0 | 0 | 0 | 0 | 0 | 0
PG&E GBA | PGE GBA | PGE | El Patio | 115 | 81 | Solar |  |  | 0 | 0 | 0 | 0 | 0 | 0 | 0 | 0 | 0 | 0 | 0 | 0 | 0 | 0 | 0 | 0 | 0 | 0 | 0 | 0 | 0 | 0 | 0 | 0 | 0 | 0 | 0 | 0
SCE Metro | SCE Metro | SCE | El Segundo | 230 | 97 | Solar |  |  | 0 | 0 | 0 | 0 | 0 | 0 | 0 | 0 | 0 | 0 | 0 | 0 | 0 | 0 | 0 | 0 | 0 | 0 | 0 | 0 | 0 | 0 | 0 | 0 | 0 | 0 | 0 | 0
EOP | SCE EOP | SCE | Eldorado | 230 | 161 | Solar |  |  | 0 | 0 | 0 | 0 | 0 | 0 | 0 | 0 | 0 | 0 | 0 | 0 | 0 | 0 | 0 | 0 | 0 | 0 | 0 | 0 | 0 | 0 | 0 | 0 | 0 | 0 | 0 | 0
EOP | SCE EOP | SCE | Eldorado | 500 | 131 | Solar |  |  | 1 | 0 | 0 | 0 | 0 | 0 | 0 | 0 | 0 | 0 | 0 | 0 | 0 | 600 | 0 | 600 | 0 | 0 | 0 | 600 | 0 | 600 | 600 | 0 | 600 | 600 | 0 | 600
SCE Northern | SCE Northern | SCE | Elizabeth Lake | 66 |  | Solar |  |  | 0 | 0 | 0 | 0 | 0 | 0 | 0 | 0 | 0 | 0 | 0 | 0 | 0 | 0 | 0 | 0 | 0 | 0 | 0 | 0 | 0 | 0 | 0 | 0 | 0 | 0 | 0 | 0
PG&E KERN | PGE Kern | PGE | Elk Hills | 230 | 106 | Solar |  |  | 0 | 0 | 0 | 0 | 0 | 0 | 0 | 0 | 0 | 0 | 0 | 0 | 0 | 0 | 0 | 0 | 0 | 0 | 0 | 0 | 0 | 0 | 0 | 0 | 0 | 0 | 0 | 0
SDGE | SDGE Imperial | SDGE | Elliot | 69 |  | Solar |  |  | 0 | 0 | 0 | 0 | 0 | 0 | 0 | 0 | 0 | 0 | 0 | 0 | 0 | 0 | 0 | 0 | 0 | 0 | 0 | 0 | 0 | 0 | 0 | 0 | 0 | 0 | 0 | 0
SCE Metro | SCE Metro | SCE | Ellis | 230 | 97 | Solar |  |  | 0 | 0 | 0 | 0 | 0 | 0 | 0 | 0 | 0 | 0 | 0 | 0 | 0 | 0 | 0 | 0 | 0 | 0 | 0 | 0 | 0 | 0 | 0 | 0 | 0 | 0 | 0 | 0
SDGE | SDGE Imperial | SDGE | Encina | 138 | 171 | Solar |  |  | 0 | 0 | 0 | 0 | 0 | 0 | 0 | 0 | 0 | 0 | 0 | 0 | 0 | 0 | 0 | 0 | 0 | 0 | 0 | 0 | 0 | 0 | 0 | 0 | 0 | 0 | 0 | 0
SDGE | SDGE Imperial | SDGE | Encina | 230 | 171 | Solar |  |  | 1 | 0 | 0 | 0 | 0 | 0 | 0 | 0 | 0 | 0 | 0 | 0 | 0 | 20 | 0 | 20 | 0 | 0 | 0 | 20 | 0 | 20 | 20 | 0 | 20 | 20 | 0 | 20
SDGE | SDGE Imperial | SDGE | Escondido | 230 | 195 | Solar |  |  | 0 | 0 | 0 | 0 | 0 | 0 | 0 | 0 | 0 | 0 | 0 | 0 | 0 | 0 | 0 | 0 | 0 | 0 | 0 | 0 | 0 | 0 | 0 | 0 | 0 | 0 | 0 | 0
SDGE | SDGE Imperial | SDGE | Escondido | 69 |  | Solar |  |  | 0 | 0 | 0 | 0 | 0 | 0 | 0 | 0 | 0 | 0 | 0 | 0 | 0 | 0 | 0 | 0 | 0 | 0 | 0 | 0 | 0 | 0 | 0 | 0 | 0 | 0 | 0 | 0
PG&E KERN | PGE Kern | PGE | Estrella | 230 | 111 | Solar |  |  | 0 | 0 | 0 | 0 | 0 | 0 | 0 | 0 | 0 | 0 | 0 | 0 | 0 | 0 | 0 | 0 | 0 | 0 | 0 | 0 | 0 | 0 | 0 | 0 | 0 | 0 | 0 | 0
SCE Eastern | SCE Eastern | SCE | Etiwanda | 230 | 121 | Solar |  |  | 1 | 0 | 0 | 0 | 0 | 0 | 0 | 0 | 0 | 0 | 0 | 0 | 0 | 0 | 0 | 0 | 600 | 730 | 1330 | 600 | 730 | 1330 | 0 | 0 | 0 | 600 | 730 | 1330
PG&E GBA | PGE GBA | PGE | Evergreen | 115 | 11 | Solar |  |  | 0 | 0 | 0 | 0 | 0 | 0 | 0 | 0 | 0 | 0 | 0 | 0 | 0 | 0 | 0 | 0 | 0 | 0 | 0 | 0 | 0 | 0 | 0 | 0 | 0 | 0 | 0 | 0
PG&E GBA | PGE GBA | PGE | Evergreen | 60 |  | Solar |  |  | 0 | 0 | 0 | 0 | 0 | 0 | 0 | 0 | 0 | 0 | 0 | 0 | 0 | 0 | 0 | 0 | 0 | 0 | 0 | 0 | 0 | 0 | 0 | 0 | 0 | 0 | 0 | 0
PG&E FRESNO | PGE Fresno | PGE | Excelsior | 115 | 134 | Solar |  |  | 0 | 0 | 0 | 0 | 0 | 0 | 0 | 0 | 0 | 0 | 0 | 0 | 0 | 0 | 0 | 0 | 0 | 0 | 0 | 0 | 0 | 0 | 0 | 0 | 0 | 0 | 0 | 0
PG&E FRESNO | PGE Fresno | PGE | Exchequer | 115 | 163 | Solar |  |  | 0 | 0 | 0 | 0 | 0 | 0 | 0 | 0 | 0 | 0 | 0 | 0 | 0 | 0 | 0 | 0 | 0 | 0 | 0 | 0 | 0 | 0 | 0 | 0 | 0 | 0 | 0 | 0
PG&E KERN | PGE Kern | PGE | Fairway | 115 | 111 | Solar |  |  | 0 | 0 | 0 | 0 | 0 | 0 | 0 | 0 | 0 | 0 | 0 | 0 | 0 | 0 | 0 | 0 | 0 | 0 | 0 | 0 | 0 | 0 | 0 | 0 | 0 | 0 | 0 | 0
PG&E KERN | PGE Kern | PGE | Famoso | 115 | 74 | Solar |  |  | 0 | 0 | 0 | 0 | 0 | 0 | 0 | 0 | 0 | 0 | 0 | 0 | 0 | 0 | 0 | 0 | 0 | 0 | 0 | 0 | 0 | 0 | 0 | 0 | 0 | 0 | 0 | 0
PG&E NGBA | PGE NGBA | PGE | Fern Road | 500 | 1 | Solar |  |  | 1 | 0 | 0 | 0 | 0 | 0 | 0 | 0 | 0 | 0 | 0 | 0 | 0 | 0 | 225 | 225 | 0 | 0 | 0 | 0 | 225 | 225 | 0 | 225 | 225 | 0 | 225 | 225
PG&E GBA | PGE GBA | PGE | Fibreboard (SPI Sonora) | 115 | 44 | Solar |  |  | 0 | 0 | 0 | 0 | 0 | 0 | 0 | 0 | 0 | 0 | 0 | 0 | 0 | 0 | 0 | 0 | 0 | 0 | 0 | 0 | 0 | 0 | 0 | 0 | 0 | 0 | 0 | 0
PG&E FRESNO | PGE Fresno | PGE | Figarden | 230 | 138 | Solar |  |  | 0 | 0 | 0 | 0 | 0 | 0 | 0 | 0 | 0 | 0 | 0 | 0 | 0 | 0 | 0 | 0 | 0 | 0 | 0 | 0 | 0 | 0 | 0 | 0 | 0 | 0 | 0 | 0
PG&E FRESNO | PGE Fresno | PGE | Fink | 230 | 64 | Solar |  |  | 1 | 190 | 0 | 190 | 0 | 0 | 0 | 0 | 0 | 0 | 0 | 0 | 0 | 0 | 0 | 0 | 200 | 0 | 200 | 200 | 0 | 200 | 190 | 0 | 190 | 390 | 0 | 390
PG&E NGBA | PGE NGBA | PGE | Fitch Mountain | 60 |  | Solar |  |  | 0 | 0 | 0 | 0 | 0 | 0 | 0 | 0 | 0 | 0 | 0 | 0 | 0 | 0 | 0 | 0 | 0 | 0 | 0 | 0 | 0 | 0 | 0 | 0 | 0 | 0 | 0 | 0
PG&E GBA | PGE GBA | PGE | FMC | 115 | 11 | Solar |  |  | 0 | 0 | 0 | 0 | 0 | 0 | 0 | 0 | 0 | 0 | 0 | 0 | 0 | 0 | 0 | 0 | 0 | 0 | 0 | 0 | 0 | 0 | 0 | 0 | 0 | 0 | 0 | 0
PG&E GBA | PGE GBA | PGE | Fremont | 115 | 5 | Solar |  |  | 0 | 0 | 0 | 0 | 0 | 0 | 0 | 0 | 0 | 0 | 0 | 0 | 0 | 0 | 0 | 0 | 0 | 0 | 0 | 0 | 0 | 0 | 0 | 0 | 0 | 0 | 0 | 0
PG&E GBA | PGE GBA | PGE | French Camp | 60 |  | Solar |  |  | 0 | 0 | 0 | 0 | 0 | 0 | 0 | 0 | 0 | 0 | 0 | 0 | 0 | 0 | 0 | 0 | 0 | 0 | 0 | 0 | 0 | 0 | 0 | 0 | 0 | 0 | 0 | 0
PG&E GBA | PGE GBA | PGE | Frogtown | 115 | 12 | Solar |  |  | 0 | 0 | 0 | 0 | 0 | 0 | 0 | 0 | 0 | 0 | 0 | 0 | 0 | 0 | 0 | 0 | 0 | 0 | 0 | 0 | 0 | 0 | 0 | 0 | 0 | 0 | 0 | 0
PG&E NGBA | PGE NGBA | PGE | Fulton | 115 | 58 | Solar |  |  | 0 | 0 | 0 | 0 | 0 | 0 | 0 | 0 | 0 | 0 | 0 | 0 | 0 | 0 | 0 | 0 | 0 | 0 | 0 | 0 | 0 | 0 | 0 | 0 | 0 | 0 | 0 | 0
PG&E NGBA | PGE NGBA | PGE | Fulton | 230 | 61 | Solar |  |  | 0 | 0 | 0 | 0 | 0 | 0 | 0 | 0 | 0 | 0 | 0 | 0 | 0 | 0 | 0 | 0 | 0 | 0 | 0 | 0 | 0 | 0 | 0 | 0 | 0 | 0 | 0 | 0
PG&E NGBA | PGE NGBA | PGE | Fulton | 60 |  | Solar |  |  | 0 | 0 | 0 | 0 | 0 | 0 | 0 | 0 | 0 | 0 | 0 | 0 | 0 | 0 | 0 | 0 | 0 | 0 | 0 | 0 | 0 | 0 | 0 | 0 | 0 | 0 | 0 | 0
PG&E KERN | PGE Kern | PGE | Ganso | 115 | 83 | Solar |  |  | 0 | 0 | 0 | 0 | 0 | 0 | 0 | 0 | 0 | 0 | 0 | 0 | 0 | 0 | 0 | 0 | 0 | 0 | 0 | 0 | 0 | 0 | 0 | 0 | 0 | 0 | 0 | 0
PG&E FRESNO | PGE Fresno | PGE | Gates | 230 | 135 | Solar |  |  | 1 | 0 | 0 | 0 | 166 | 477.5 | 643.5 | 0 | 0 | 0 | 166 | 477.5 | 643.5 | 0 | 0 | 0 | 0 | 0 | 0 | 0 | 0 | 0 | 166 | 477.5 | 643.5 | 166 | 477.5 | 643.5
PG&E FRESNO | PGE Fresno | PGE | Gates | 500 | 133 | Solar |  |  | 1 | 0 | 0 | 0 | 0 | 0 | 0 | 0 | 0 | 0 | 0 | 0 | 0 | 230 | 0 | 230 | 0 | 0 | 0 | 230 | 0 | 230 | 230 | 0 | 230 | 230 | 0 | 230
PG&E NGBA | PGE NGBA | PGE | Geysers 12 | 230 | 61 | Solar |  |  | 0 | 0 | 0 | 0 | 0 | 0 | 0 | 0 | 0 | 0 | 0 | 0 | 0 | 0 | 0 | 0 | 0 | 0 | 0 | 0 | 0 | 0 | 0 | 0 | 0 | 0 | 0 | 0
PG&E NGBA | PGE NGBA | PGE | Geysers 17 | 230 | 61 | Solar |  |  | 0 | 0 | 0 | 0 | 0 | 0 | 0 | 0 | 0 | 0 | 0 | 0 | 0 | 0 | 0 | 0 | 0 | 0 | 0 | 0 | 0 | 0 | 0 | 0 | 0 | 0 | 0 | 0
PG&E NGBA | PGE NGBA | PGE | Geysers 3 | 115 | 37 | Solar |  |  | 0 | 0 | 0 | 0 | 0 | 0 | 0 | 0 | 0 | 0 | 0 | 0 | 0 | 0 | 0 | 0 | 0 | 0 | 0 | 0 | 0 | 0 | 0 | 0 | 0 | 0 | 0 | 0
PG&E NGBA | PGE NGBA | PGE | Glenn | 230 | 1 | Solar |  |  | 1 | 0 | 0 | 0 | 0 | 0 | 0 | 0 | 0 | 0 | 0 | 0 | 0 | 0 | 320 | 320 | 0 | 0 | 0 | 0 | 320 | 320 | 0 | 320 | 320 | 0 | 320 | 320
PG&E NGBA | PGE NGBA | PGE | Glenn | 60 |  | Solar |  |  | 0 | 0 | 0 | 0 | 0 | 0 | 0 | 0 | 0 | 0 | 0 | 0 | 0 | 0 | 0 | 0 | 0 | 0 | 0 | 0 | 0 | 0 | 0 | 0 | 0 | 0 | 0 | 0
PG&E NGBA | PGE NGBA | PGE | Gold Hill | 115 | 16 | Solar |  |  | 0 | 0 | 0 | 0 | 0 | 0 | 0 | 0 | 0 | 0 | 0 | 0 | 0 | 0 | 0 | 0 | 0 | 0 | 0 | 0 | 0 | 0 | 0 | 0 | 0 | 0 | 0 | 0
PG&E NGBA | PGE NGBA | PGE | Gold Hill | 230 | 19 | Solar |  |  | 0 | 0 | 0 | 0 | 0 | 0 | 0 | 0 | 0 | 0 | 0 | 0 | 0 | 0 | 0 | 0 | 0 | 0 | 0 | 0 | 0 | 0 | 0 | 0 | 0 | 0 | 0 | 0
SCE Northern | SCE Northern | SCE | Goleta | 230 | 157 | Solar |  |  | 0 | 0 | 0 | 0 | 0 | 0 | 0 | 0 | 0 | 0 | 0 | 0 | 0 | 0 | 0 | 0 | 0 | 0 | 0 | 0 | 0 | 0 | 0 | 0 | 0 | 0 | 0 | 0
SCE Metro | SCE Metro | SCE | Goodrich | 230 | 97 | Solar |  |  | 0 | 0 | 0 | 0 | 0 | 0 | 0 | 0 | 0 | 0 | 0 | 0 | 0 | 0 | 0 | 0 | 0 | 0 | 0 | 0 | 0 | 0 | 0 | 0 | 0 | 0 | 0 | 0
PG&E KERN | PGE Kern | PGE | Goose Lake | 115 | 74 | Solar |  |  | 0 | 0 | 0 | 0 | 0 | 0 | 0 | 0 | 0 | 0 | 0 | 0 | 0 | 0 | 0 | 0 | 0 | 0 | 0 | 0 | 0 | 0 | 0 | 0 | 0 | 0 | 0 | 0
SCE Metro | SCE Metro | SCE | Gould | 230 | 97 | Solar |  |  | 0 | 0 | 0 | 0 | 0 | 0 | 0 | 0 | 0 | 0 | 0 | 0 | 0 | 0 | 0 | 0 | 0 | 0 | 0 | 0 | 0 | 0 | 0 | 0 | 0 | 0 | 0 | 0
PG&E NGBA | PGE NGBA | PGE | Grand Island | 115 | 17 | Solar |  |  | 0 | 0 | 0 | 0 | 0 | 0 | 0 | 0 | 0 | 0 | 0 | 0 | 0 | 0 | 0 | 0 | 0 | 0 | 0 | 0 | 0 | 0 | 0 | 0 | 0 | 0 | 0 | 0
SDGE | SDGE Imperial | SDGE | Granite | 69 |  | Solar |  |  | 0 | 0 | 0 | 0 | 0 | 0 | 0 | 0 | 0 | 0 | 0 | 0 | 0 | 0 | 0 | 0 | 0 | 0 | 0 | 0 | 0 | 0 | 0 | 0 | 0 | 0 | 0 | 0
PG&E GBA | PGE GBA | PGE | Grant | 115 | 3 | Solar |  |  | 0 | 0 | 0 | 0 | 0 | 0 | 0 | 0 | 0 | 0 | 0 | 0 | 0 | 0 | 0 | 0 | 0 | 0 | 0 | 0 | 0 | 0 | 0 | 0 | 0 | 0 | 0 | 0
PG&E GBA | PGE GBA | PGE | Green Valley | 115 | 87 | Solar |  |  | 0 | 0 | 0 | 0 | 0 | 0 | 0 | 0 | 0 | 0 | 0 | 0 | 0 | 0 | 0 | 0 | 0 | 0 | 0 | 0 | 0 | 0 | 0 | 0 | 0 | 0 | 0 | 0
PG&E NGBA | PGE NGBA | PGE | Greenleaf 1 | 115 | 22 | Solar |  |  | 0 | 0 | 0 | 0 | 0 | 0 | 0 | 0 | 0 | 0 | 0 | 0 | 0 | 0 | 0 | 0 | 0 | 0 | 0 | 0 | 0 | 0 | 0 | 0 | 0 | 0 | 0 | 0
PG&E FRESNO | PGE Fresno | PGE | Gregg | 230 | 149 | Solar |  |  | 1 | 0 | 0 | 0 | 0 | 0 | 0 | 0 | 0 | 0 | 0 | 0 | 0 | 0 | 270 | 270 | 100 | 0 | 100 | 100 | 270 | 370 | 0 | 270 | 270 | 100 | 270 | 370
PG&E FRESNO | PGE Fresno | PGE | Grimmway-Malaga | 115 | 117 | Solar |  |  | 1 | 0 | 0 | 0 | 0 | 0 | 0 | 0 | 0 | 0 | 0 | 0 | 0 | 0 | 0 | 0 | 75 | 0 | 75 | 75 | 0 | 75 | 0 | 0 | 0 | 75 | 0 | 75
PG&E NGBA | PGE NGBA | PGE | Grizzly | 230 | 24 | Solar |  |  | 0 | 0 | 0 | 0 | 0 | 0 | 0 | 0 | 0 | 0 | 0 | 0 | 0 | 0 | 0 | 0 | 0 | 0 | 0 | 0 | 0 | 0 | 0 | 0 | 0 | 0 | 0 | 0
PG&E FRESNO | PGE Fresno | PGE | Guernsey | 70 |  | Solar |  |  | 0 | 0 | 0 | 0 | 0 | 0 | 0 | 0 | 0 | 0 | 0 | 0 | 0 | 0 | 0 | 0 | 0 | 0 | 0 | 0 | 0 | 0 | 0 | 0 | 0 | 0 | 0 | 0
PG&E FRESNO | PGE Fresno | PGE | GWF Hanford | 115 | 125 | Solar |  |  | 0 | 0 | 0 | 0 | 0 | 0 | 0 | 0 | 0 | 0 | 0 | 0 | 0 | 0 | 0 | 0 | 0 | 0 | 0 | 0 | 0 | 0 | 0 | 0 | 0 | 0 | 0 | 0
PG&E FRESNO | PGE Fresno | PGE | Haas | 230 | 117 | Solar |  |  | 1 | 0 | 0 | 0 | 0 | 0 | 0 | 0 | 0 | 0 | 0 | 0 | 0 | 0 | 0 | 0 | 150 | 0 | 150 | 150 | 0 | 150 | 0 | 0 | 0 | 150 | 0 | 150
PG&E FRESNO | PGE Fresno | PGE | Hammonds | 115 | 114 | Solar |  |  | 0 | 0 | 0 | 0 | 0 | 0 | 0 | 0 | 0 | 0 | 0 | 0 | 0 | 0 | 0 | 0 | 0 | 0 | 0 | 0 | 0 | 0 | 0 | 0 | 0 | 0 | 0 | 0
SCE Metro | SCE Metro | SCE | HarborGen | 230 | 97 | Solar |  |  | 0 | 0 | 0 | 0 | 0 | 0 | 0 | 0 | 0 | 0 | 0 | 0 | 0 | 0 | 0 | 0 | 0 | 0 | 0 | 0 | 0 | 0 | 0 | 0 | 0 | 0 | 0 | 0
PG&E NGBA | PGE NGBA | PGE | Harris | 60 |  | Solar |  |  | 0 | 0 | 0 | 0 | 0 | 0 | 0 | 0 | 0 | 0 | 0 | 0 | 0 | 0 | 0 | 0 | 0 | 0 | 0 | 0 | 0 | 0 | 0 | 0 | 0 | 0 | 0 | 0
EOP | SCE EOP | SCE | Harry Allen | 500 | 161 | Solar |  |  | 0 | 0 | 0 | 0 | 0 | 0 | 0 | 0 | 0 | 0 | 0 | 0 | 0 | 0 | 0 | 0 | 0 | 0 | 0 | 0 | 0 | 0 | 0 | 0 | 0 | 0 | 0 | 0
PG&E NGBA | PGE NGBA | PGE | Hartley | 60 |  | Solar |  |  | 0 | 0 | 0 | 0 | 0 | 0 | 0 | 0 | 0 | 0 | 0 | 0 | 0 | 0 | 0 | 0 | 0 | 0 | 0 | 0 | 0 | 0 | 0 | 0 | 0 | 0 | 0 | 0
SCE NOL | SCE NOL | SCE | Harvard | 115 | 160 | Solar |  |  | 0 | 0 | 0 | 0 | 0 | 0 | 0 | 0 | 0 | 0 | 0 | 0 | 0 | 0 | 0 | 0 | 0 | 0 | 0 | 0 | 0 | 0 | 0 | 0 | 0 | 0 | 0 | 0
SDGE | SDGE Arizona | SDGE | Hassayampa | 500 | 180 | Solar |  |  | 1 | 52.5 | 0 | 52.5 | 0 | 85 | 85 | 0 | 0 | 0 | 0 | 85 | 85 | 1500 | 786 | 2286 | 0 | 0 | 0 | 1500 | 786 | 2286 | 1552.5 | 871 | 2423.5 | 1552.5 | 871 | 2423.5
PG&E FRESNO | PGE Fresno | PGE | Helm | 230 | 117 | Solar |  |  | 1 | 0 | 0 | 0 | 0 | 0 | 0 | 0 | 0 | 0 | 0 | 0 | 0 | 0 | 0 | 0 | 150 | 0 | 150 | 150 | 0 | 150 | 0 | 0 | 0 | 150 | 0 | 150
PG&E FRESNO | PGE Fresno | PGE | Helm | 70 |  | Solar |  |  | 0 | 0 | 0 | 0 | 0 | 0 | 0 | 0 | 0 | 0 | 0 | 0 | 0 | 0 | 0 | 0 | 0 | 0 | 0 | 0 | 0 | 0 | 0 | 0 | 0 | 0 | 0 | 0
PG&E FRESNO | PGE Fresno | PGE | Henrietta | 115 | 90 | Solar |  |  | 1 | 0 | 0 | 0 | 0 | 0 | 0 | 0 | 0 | 0 | 0 | 0 | 0 | 0 | 0 | 0 | 80 | 0 | 80 | 80 | 0 | 80 | 0 | 0 | 0 | 80 | 0 | 80
PG&E FRESNO | PGE Fresno | PGE | Henrietta | 230 | 75 | Solar |  |  | 1 | 0 | 0 | 0 | 0 | 0 | 0 | 0 | 0 | 0 | 0 | 0 | 0 | 45 | 0 | 45 | 460 | 0 | 460 | 505 | 0 | 505 | 45 | 0 | 45 | 505 | 0 | 505
PG&E FRESNO | PGE Fresno | PGE | Henrietta | 70 |  | Solar |  |  | 0 | 0 | 0 | 0 | 0 | 0 | 0 | 0 | 0 | 0 | 0 | 0 | 0 | 0 | 0 | 0 | 0 | 0 | 0 | 0 | 0 | 0 | 0 | 0 | 0 | 0 | 0 | 0
PG&E FRESNO | PGE Fresno | PGE | Herndon | 115 | 136 | Solar |  |  | 0 | 0 | 0 | 0 | 0 | 0 | 0 | 0 | 0 | 0 | 0 | 0 | 0 | 0 | 0 | 0 | 0 | 0 | 0 | 0 | 0 | 0 | 0 | 0 | 0 | 0 | 0 | 0
PG&E FRESNO | PGE Fresno | PGE | Herndon | 230 | 138 | Solar |  |  | 0 | 0 | 0 | 0 | 0 | 0 | 0 | 0 | 0 | 0 | 0 | 0 | 0 | 0 | 0 | 0 | 0 | 0 | 0 | 0 | 0 | 0 | 0 | 0 | 0 | 0 | 0 | 0
PG&E GBA | PGE GBA | PGE | Hicks | 230 | 80 | Solar |  |  | 0 | 0 | 0 | 0 | 0 | 0 | 0 | 0 | 0 | 0 | 0 | 0 | 0 | 0 | 0 | 0 | 0 | 0 | 0 | 0 | 0 | 0 | 0 | 0 | 0 | 0 | 0 | 0
PG&E NGBA | PGE NGBA | PGE | Higgins | 115 | 20 | Solar |  |  | 0 | 0 | 0 | 0 | 0 | 0 | 0 | 0 | 0 | 0 | 0 | 0 | 0 | 0 | 0 | 0 | 0 | 0 | 0 | 0 | 0 | 0 | 0 | 0 | 0 | 0 | 0 | 0
PG&E NGBA | PGE NGBA | PGE | Hilltop | 345 | 1 | Solar |  |  | 0 | 0 | 0 | 0 | 0 | 0 | 0 | 0 | 0 | 0 | 0 | 0 | 0 | 0 | 0 | 0 | 0 | 0 | 0 | 0 | 0 | 0 | 0 | 0 | 0 | 0 | 0 | 0
SCE Metro | SCE Metro | SCE | Hinson | 230 | 132 | Solar |  |  | 0 | 0 | 0 | 0 | 0 | 0 | 0 | 0 | 0 | 0 | 0 | 0 | 0 | 0 | 0 | 0 | 0 | 0 | 0 | 0 | 0 | 0 | 0 | 0 | 0 | 0 | 0 | 0
PG&E GBA | PGE GBA | PGE | Hollister | 115 | 85 | Solar |  |  | 0 | 0 | 0 | 0 | 0 | 0 | 0 | 0 | 0 | 0 | 0 | 0 | 0 | 0 | 0 | 0 | 0 | 0 | 0 | 0 | 0 | 0 | 0 | 0 | 0 | 0 | 0 | 0
PG&E NGBA | PGE NGBA | PGE | Homestake | 115 | 37 | Solar |  |  | 0 | 0 | 0 | 0 | 0 | 0 | 0 | 0 | 0 | 0 | 0 | 0 | 0 | 0 | 0 | 0 | 0 | 0 | 0 | 0 | 0 | 0 | 0 | 0 | 0 | 0 | 0 | 0
PG&E NGBA | PGE NGBA | PGE | Honcut | 115 | 22 | Solar |  |  | 0 | 0 | 0 | 0 | 0 | 0 | 0 | 0 | 0 | 0 | 0 | 0 | 0 | 0 | 0 | 0 | 0 | 0 | 0 | 0 | 0 | 0 | 0 | 0 | 0 | 0 | 0 | 0
SDGE | SDGE Arizona | SDGE | Hoodoo Wash | 500 | 184 | Solar |  |  | 1 | 6 | 0 | 6 | 237.5 | 179 | 416.5 | 0 | 0 | 0 | 237.5 | 179 | 416.5 | 588 | 1800 | 2388 | 0 | 0 | 0 | 588 | 1800 | 2388 | 831.5 | 1979 | 2810.5 | 831.5 | 1979 | 2810.5
PG&E NGBA | PGE NGBA | PGE | Hopland | 115 | 27 | Solar |  |  | 0 | 0 | 0 | 0 | 0 | 0 | 0 | 0 | 0 | 0 | 0 | 0 | 0 | 0 | 0 | 0 | 0 | 0 | 0 | 0 | 0 | 0 | 0 | 0 | 0 | 0 | 0 | 0
PG&E NGBA | PGE NGBA | PGE | Hopland | 60 |  | Solar |  |  | 0 | 0 | 0 | 0 | 0 | 0 | 0 | 0 | 0 | 0 | 0 | 0 | 0 | 0 | 0 | 0 | 0 | 0 | 0 | 0 | 0 | 0 | 0 | 0 | 0 | 0 | 0 | 0
PG&E NGBA | PGE NGBA | PGE | Humboldt | 115 | 1 | Solar |  |  | 0 | 0 | 0 | 0 | 0 | 0 | 0 | 0 | 0 | 0 | 0 | 0 | 0 | 0 | 0 | 0 | 0 | 0 | 0 | 0 | 0 | 0 | 0 | 0 | 0 | 0 | 0 | 0
PG&E NGBA | PGE NGBA | PGE | Humboldt | 60 |  | Solar |  |  | 0 | 0 | 0 | 0 | 0 | 0 | 0 | 0 | 0 | 0 | 0 | 0 | 0 | 0 | 0 | 0 | 0 | 0 | 0 | 0 | 0 | 0 | 0 | 0 | 0 | 0 | 0 | 0
PG&E NGBA | PGE NGBA | PGE | Humboldt | 500 | 1 | Solar |  |  | 1 | 0 | 0 | 0 | 0 | 0 | 0 | 0 | 0 | 0 | 0 | 0 | 0 | 0 | 457.5 | 457.5 | 0 | 0 | 0 | 0 | 457.5 | 457.5 | 0 | 457.5 | 457.5 | 0 | 457.5 | 457.5
SCE Metro | SCE Metro | SCE | Huntington Beach | 230 | 97 | Solar |  |  | 0 | 0 | 0 | 0 | 0 | 0 | 0 | 0 | 0 | 0 | 0 | 0 | 0 | 0 | 0 | 0 | 0 | 0 | 0 | 0 | 0 | 0 | 0 | 0 | 0 | 0 | 0 | 0
PG&E NGBA | PGE NGBA | PGE | Ignacio | 115 | 47 | Solar |  |  | 0 | 0 | 0 | 0 | 0 | 0 | 0 | 0 | 0 | 0 | 0 | 0 | 0 | 0 | 0 | 0 | 0 | 0 | 0 | 0 | 0 | 0 | 0 | 0 | 0 | 0 | 0 | 0
PG&E NGBA | PGE NGBA | PGE | Ignacio | 230 | 27 | Solar |  |  | 0 | 0 | 0 | 0 | 0 | 0 | 0 | 0 | 0 | 0 | 0 | 0 | 0 | 0 | 0 | 0 | 0 | 0 | 0 | 0 | 0 | 0 | 0 | 0 | 0 | 0 | 0 | 0
PG&E NGBA | PGE NGBA | PGE | Ignacio | 60 |  | Solar |  |  | 0 | 0 | 0 | 0 | 0 | 0 | 0 | 0 | 0 | 0 | 0 | 0 | 0 | 0 | 0 | 0 | 0 | 0 | 0 | 0 | 0 | 0 | 0 | 0 | 0 | 0 | 0 | 0
SDGE | SDGE Imperial | SDGE | Imperial Beach | 69 |  | Solar |  |  | 0 | 0 | 0 | 0 | 0 | 0 | 0 | 0 | 0 | 0 | 0 | 0 | 0 | 0 | 0 | 0 | 0 | 0 | 0 | 0 | 0 | 0 | 0 | 0 | 0 | 0 | 0 | 0
SDGE | SDGE Imperial | SDGE | Imperial Valley | 230 | 196 | Solar |  |  | 1 | 0 | 0 | 0 | 0 | 107 | 107 | 0 | 0 | 0 | 0 | 107 | 107 | 375 | 375 | 750 | 0 | 0 | 0 | 375 | 375 | 750 | 375 | 482 | 857 | 375 | 482 | 857
SDGE | SDGE Imperial | SDGE | Imperial Valley | 500 | 196 | Solar |  |  | 1 | 0 | 0 | 0 | 0 | 0 | 0 | 0 | 0 | 0 | 0 | 0 | 0 | 200 | 0 | 200 | 0 | 0 | 0 | 200 | 0 | 200 | 200 | 0 | 200 | 200 | 0 | 200
EOP | SCE EOP | SCE | Innovation | 138 | 177 | Solar |  |  | 0 | 0 | 0 | 0 | 0 | 0 | 0 | 0 | 0 | 0 | 0 | 0 | 0 | 0 | 0 | 0 | 0 | 0 | 0 | 0 | 0 | 0 | 0 | 0 | 0 | 0 | 0 | 0
EOP | SCE EOP | SCE | Innovation | 230 | 177 | Solar |  |  | 1 | 0 | 0 | 0 | 0 | 0 | 0 | 0 | 0 | 0 | 0 | 0 | 0 | 400 | 0 | 400 | 0 | 0 | 0 | 400 | 0 | 400 | 400 | 0 | 400 | 400 | 0 | 400
SCE NOL | SCE NOL | SCE | Inyokern | 115 | 160 | Solar |  |  | 1 | 0 | 0 | 0 | 0 | 31.8 | 31.8 | 0 | 0 | 0 | 0 | 31.8 | 31.8 | 0 | 0 | 0 | 0 | 0 | 0 | 0 | 0 | 0 | 0 | 31.8 | 31.8 | 0 | 31.8 | 31.8
EOP | SCE EOP | SCE | IS Tap | 138 | 177 | Solar |  |  | 0 | 0 | 0 | 0 | 0 | 0 | 0 | 0 | 0 | 0 | 0 | 0 | 0 | 0 | 0 | 0 | 0 | 0 | 0 | 0 | 0 | 0 | 0 | 0 | 0 | 0 | 0 | 0
EOP | SCE EOP | SCE | Ivanpah | 115 | 161 | Solar |  |  | 0 | 0 | 0 | 0 | 0 | 0 | 0 | 0 | 0 | 0 | 0 | 0 | 0 | 0 | 0 | 0 | 0 | 0 | 0 | 0 | 0 | 0 | 0 | 0 | 0 | 0 | 0 | 0
EOP | SCE EOP | SCE | Ivanpah | 230 | 161 | Solar |  |  | 0 | 0 | 0 | 0 | 0 | 0 | 0 | 0 | 0 | 0 | 0 | 0 | 0 | 0 | 0 | 0 | 0 | 0 | 0 | 0 | 0 | 0 | 0 | 0 | 0 | 0 | 0 | 0
EOP | SCE EOP | SCE | Jackass (DOE) | 138 | 177 | Solar |  |  | 0 | 0 | 0 | 0 | 0 | 0 | 0 | 0 | 0 | 0 | 0 | 0 | 0 | 0 | 0 | 0 | 0 | 0 | 0 | 0 | 0 | 0 | 0 | 0 | 0 | 0 | 0 | 0
PG&E NGBA | PGE NGBA | PGE | James B Black | 230 | 1 | Solar |  |  | 0 | 0 | 0 | 0 | 0 | 0 | 0 | 0 | 0 | 0 | 0 | 0 | 0 | 0 | 0 | 0 | 0 | 0 | 0 | 0 | 0 | 0 | 0 | 0 | 0 | 0 | 0 | 0
PG&E GBA | PGE GBA | PGE | Jefferson | 230 | 80 | Solar |  |  | 1 | 0 | 0 | 0 | 0 | 0 | 0 | 0 | 0 | 0 | 0 | 0 | 0 | 0 | 140 | 140 | 0 | 0 | 0 | 0 | 140 | 140 | 0 | 140 | 140 | 0 | 140 | 140
PG&E NGBA | PGE NGBA | PGE | Jessup | 115 | 1 | Solar |  |  | 0 | 0 | 0 | 0 | 0 | 0 | 0 | 0 | 0 | 0 | 0 | 0 | 0 | 0 | 0 | 0 | 0 | 0 | 0 | 0 | 0 | 0 | 0 | 0 | 0 | 0 | 0 | 0
SCE Metro | SCE Metro | SCE | Johanna | 230 | 97 | Solar |  |  | 0 | 0 | 0 | 0 | 0 | 0 | 0 | 0 | 0 | 0 | 0 | 0 | 0 | 0 | 0 | 0 | 0 | 0 | 0 | 0 | 0 | 0 | 0 | 0 | 0 | 0 | 0 | 0
SCE Eastern | SCE Eastern | SCE | Julian Hinds | 230 | 174 | Solar |  |  | 0 | 0 | 0 | 0 | 0 | 0 | 0 | 0 | 0 | 0 | 0 | 0 | 0 | 0 | 0 | 0 | 0 | 0 | 0 | 0 | 0 | 0 | 0 | 0 | 0 | 0 | 0 | 0
PG&E GBA | PGE GBA | PGE | Kasson | 115 | 12 | Solar |  |  | 0 | 0 | 0 | 0 | 0 | 0 | 0 | 0 | 0 | 0 | 0 | 0 | 0 | 0 | 0 | 0 | 0 | 0 | 0 | 0 | 0 | 0 | 0 | 0 | 0 | 0 | 0 | 0
PG&E GBA | PGE GBA | PGE | Kasson | 60 |  | Solar |  |  | 0 | 0 | 0 | 0 | 0 | 0 | 0 | 0 | 0 | 0 | 0 | 0 | 0 | 0 | 0 | 0 | 0 | 0 | 0 | 0 | 0 | 0 | 0 | 0 | 0 | 0 | 0 | 0
PG&E FRESNO | PGE Fresno | PGE | Kearney | 230 | 140 | Solar |  |  | 1 | 0 | 0 | 0 | 0 | 0 | 0 | 0 | 0 | 0 | 0 | 0 | 0 | 0 | 0 | 0 | 20 | 0 | 20 | 20 | 0 | 20 | 0 | 0 | 0 | 20 | 0 | 20
PG&E FRESNO | PGE Fresno | PGE | Kearney | 70 |  | Solar |  |  | 0 | 0 | 0 | 0 | 0 | 0 | 0 | 0 | 0 | 0 | 0 | 0 | 0 | 0 | 0 | 0 | 0 | 0 | 0 | 0 | 0 | 0 | 0 | 0 | 0 | 0 | 0 | 0
PG&E GBA | PGE GBA | PGE | Kelso | 230 | 32 | Solar |  |  | 0 | 0 | 0 | 0 | 0 | 0 | 0 | 0 | 0 | 0 | 0 | 0 | 0 | 0 | 0 | 0 | 0 | 0 | 0 | 0 | 0 | 0 | 0 | 0 | 0 | 0 | 0 | 0
PG&E FRESNO | PGE Fresno | PGE | Kerchoff 1 | 115 | 150 | Solar |  |  | 0 | 0 | 0 | 0 | 0 | 0 | 0 | 0 | 0 | 0 | 0 | 0 | 0 | 0 | 0 | 0 | 0 | 0 | 0 | 0 | 0 | 0 | 0 | 0 | 0 | 0 | 0 | 0
PG&E KERN | PGE Kern | PGE | Kern Oil | 115 | 101 | Solar |  |  | 1 | 0 | 0 | 0 | 0 | 0 | 0 | 0 | 0 | 0 | 0 | 0 | 0 | 0 | 115 | 115 | 0 | 0 | 0 | 0 | 115 | 115 | 0 | 115 | 115 | 0 | 115 | 115
PG&E KERN | PGE Kern | PGE | Kern PP | 115 | 104 | Solar |  |  | 1 | 0 | 0 | 0 | 0 | 0 | 0 | 0 | 0 | 0 | 0 | 0 | 0 | 100 | 120 | 220 | 0 | 0 | 0 | 100 | 120 | 220 | 100 | 120 | 220 | 100 | 120 | 220
PG&E KERN | PGE Kern | PGE | Kern PP | 230 | 96 | Solar |  |  | 0 | 0 | 0 | 0 | 0 | 0 | 0 | 0 | 0 | 0 | 0 | 0 | 0 | 0 | 0 | 0 | 0 | 0 | 0 | 0 | 0 | 0 | 0 | 0 | 0 | 0 | 0 | 0
PG&E KERN | PGE Kern | PGE | Kern PP | 70 |  | Solar |  |  | 0 | 0 | 0 | 0 | 0 | 0 | 0 | 0 | 0 | 0 | 0 | 0 | 0 | 0 | 0 | 0 | 0 | 0 | 0 | 0 | 0 | 0 | 0 | 0 | 0 | 0 | 0 | 0
PG&E KERN | PGE Kern | PGE | Kernridge | 115 | 100 | Solar |  |  | 1 | 0 | 0 | 0 | 0 | 0 | 0 | 0 | 0 | 0 | 0 | 0 | 0 | 100 | 0 | 100 | 0 | 0 | 0 | 100 | 0 | 100 | 100 | 0 | 100 | 100 | 0 | 100
PG&E FRESNO | PGE Fresno | PGE | Kingsburg | 115 | 148 | Solar |  |  | 0 | 0 | 0 | 0 | 0 | 0 | 0 | 0 | 0 | 0 | 0 | 0 | 0 | 0 | 0 | 0 | 0 | 0 | 0 | 0 | 0 | 0 | 0 | 0 | 0 | 0 | 0 | 0
PG&E GBA | PGE GBA | PGE | Kirker | 115 | 1 | Solar |  |  | 0 | 0 | 0 | 0 | 0 | 0 | 0 | 0 | 0 | 0 | 0 | 0 | 0 | 0 | 0 | 0 | 0 | 0 | 0 | 0 | 0 | 0 | 0 | 0 | 0 | 0 | 0 | 0
PG&E NGBA | PGE NGBA | PGE | Knights Landing | 115 | 18 | Solar |  |  | 0 | 0 | 0 | 0 | 0 | 0 | 0 | 0 | 0 | 0 | 0 | 0 | 0 | 0 | 0 | 0 | 0 | 0 | 0 | 0 | 0 | 0 | 0 | 0 | 0 | 0 | 0 | 0
PG&E NGBA | PGE NGBA | PGE | Konocti | 60 |  | Solar |  |  | 0 | 0 | 0 | 0 | 0 | 0 | 0 | 0 | 0 | 0 | 0 | 0 | 0 | 0 | 0 | 0 | 0 | 0 | 0 | 0 | 0 | 0 | 0 | 0 | 0 | 0 | 0 | 0
SCE NOL | SCE NOL | SCE | Kramer | 115 | 160 | Solar |  |  | 1 | 0 | 0 | 0 | 0 | 4 | 4 | 0 | 0 | 0 | 0 | 4 | 4 | 0 | 0 | 0 | 0 | 0 | 0 | 0 | 0 | 0 | 0 | 4 | 4 | 0 | 4 | 4
SCE NOL | SCE NOL | SCE | Kramer | 230 | 160 | Solar |  |  | 1 | 0 | 0 | 0 | 70 | 200 | 270 | 0 | 0 | 0 | 70 | 200 | 270 | 0 | 0 | 0 | 0 | 0 | 0 | 0 | 0 | 0 | 70 | 200 | 270 | 70 | 200 | 270
SCE Metro | SCE Metro | SCE | La Cienega | 230 | 132 | Solar |  |  | 0 | 0 | 0 | 0 | 0 | 0 | 0 | 0 | 0 | 0 | 0 | 0 | 0 | 0 | 0 | 0 | 0 | 0 | 0 | 0 | 0 | 0 | 0 | 0 | 0 | 0 | 0 | 0
SCE Metro | SCE Metro | SCE | La Fresa | 230 | 132 | Solar |  |  | 0 | 0 | 0 | 0 | 0 | 0 | 0 | 0 | 0 | 0 | 0 | 0 | 0 | 0 | 0 | 0 | 0 | 0 | 0 | 0 | 0 | 0 | 0 | 0 | 0 | 0 | 0 | 0
SCE Metro | SCE Metro | SCE | Laguna Bell | 230 | 97 | Solar |  |  | 0 | 0 | 0 | 0 | 0 | 0 | 0 | 0 | 0 | 0 | 0 | 0 | 0 | 0 | 0 | 0 | 0 | 0 | 0 | 0 | 0 | 0 | 0 | 0 | 0 | 0 | 0 | 0
PG&E KERN | PGE Kern | PGE | Lakeview | 70 |  | Solar |  |  | 1 | 0 | 89 | 89 | 0 | 0 | 0 | 0 | 0 | 0 | 0 | 0 | 0 | 0 | 0 | 0 | 0 | 0 | 0 | 0 | 0 | 0 | 0 | 89 | 89 | 0 | 89 | 89
PG&E NGBA | PGE NGBA | PGE | Lakeville | 230 | 62 | Solar |  |  | 0 | 0 | 0 | 0 | 0 | 0 | 0 | 0 | 0 | 0 | 0 | 0 | 0 | 0 | 0 | 0 | 0 | 0 | 0 | 0 | 0 | 0 | 0 | 0 | 0 | 0 | 0 | 0
PG&E NGBA | PGE NGBA | PGE | Lakeville | 60 |  | Solar |  |  | 0 | 0 | 0 | 0 | 0 | 0 | 0 | 0 | 0 | 0 | 0 | 0 | 0 | 0 | 0 | 0 | 0 | 0 | 0 | 0 | 0 | 0 | 0 | 0 | 0 | 0 | 0 | 0
PG&E NGBA | PGE NGBA | PGE | Lakeville | 115 | 57 | Solar |  |  | 0 | 0 | 0 | 0 | 0 | 0 | 0 | 0 | 0 | 0 | 0 | 0 | 0 | 0 | 0 | 0 | 0 | 0 | 0 | 0 | 0 | 0 | 0 | 0 | 0 | 0 | 0 | 0
PG&E GBA | PGE GBA | PGE | Lakewood | 115 | 1 | Solar |  |  | 0 | 0 | 0 | 0 | 0 | 0 | 0 | 0 | 0 | 0 | 0 | 0 | 0 | 0 | 0 | 0 | 0 | 0 | 0 | 0 | 0 | 0 | 0 | 0 | 0 | 0 | 0 | 0
PG&E NGBA | PGE NGBA | PGE | Lambie | 230 | 59 | Solar |  |  | 0 | 0 | 0 | 0 | 0 | 0 | 0 | 0 | 0 | 0 | 0 | 0 | 0 | 0 | 0 | 0 | 0 | 0 | 0 | 0 | 0 | 0 | 0 | 0 | 0 | 0 | 0 | 0
PG&E GBA | PGE GBA | PGE | Lammers | 115 | 44 | Solar |  |  | 0 | 0 | 0 | 0 | 0 | 0 | 0 | 0 | 0 | 0 | 0 | 0 | 0 | 0 | 0 | 0 | 0 | 0 | 0 | 0 | 0 | 0 | 0 | 0 | 0 | 0 | 0 | 0
PG&E KERN | PGE Kern | PGE | Lamont | 115 | 108 | Solar |  |  | 1 | 0 | 0 | 0 | 0 | 0 | 0 | 0 | 0 | 0 | 0 | 0 | 0 | 50 | 80 | 130 | 0 | 0 | 0 | 50 | 80 | 130 | 50 | 80 | 130 | 50 | 80 | 130
PG&E FRESNO | PGE Fresno | PGE | Las Aguilas | 230 | 120 | Solar |  |  | 0 | 0 | 0 | 0 | 0 | 0 | 0 | 0 | 0 | 0 | 0 | 0 | 0 | 0 | 0 | 0 | 0 | 0 | 0 | 0 | 0 | 0 | 0 | 0 | 0 | 0 | 0 | 0
EOP | SCE EOP | SCE | Lathrop | 138 | 177 | Solar |  |  | 0 | 0 | 0 | 0 | 0 | 0 | 0 | 0 | 0 | 0 | 0 | 0 | 0 | 0 | 0 | 0 | 0 | 0 | 0 | 0 | 0 | 0 | 0 | 0 | 0 | 0 | 0 | 0
EOP | SCE EOP | SCE | Lathrop | 230 | 177 | Solar |  |  | 1 | 0 | 0 | 0 | 0 | 0 | 0 | 0 | 0 | 0 | 0 | 0 | 0 | 300 | 470 | 770 | 0 | 0 | 0 | 300 | 470 | 770 | 300 | 470 | 770 | 300 | 470 | 770
PG&E FRESNO | PGE Fresno | PGE | Le Grand | 115 | 166 | Solar |  |  | 0 | 0 | 0 | 0 | 0 | 0 | 0 | 0 | 0 | 0 | 0 | 0 | 0 | 0 | 0 | 0 | 0 | 0 | 0 | 0 | 0 | 0 | 0 | 0 | 0 | 0 | 0 | 0
PG&E FRESNO | PGE Fresno | PGE | Lemoore | 70 |  | Solar |  |  | 1 | 0 | 0 | 0 | 0 | 0 | 0 | 0 | 0 | 0 | 0 | 0 | 0 | 45 | 0 | 45 | 0 | 0 | 0 | 45 | 0 | 45 | 45 | 0 | 45 | 45 | 0 | 45
PG&E KERN | PGE Kern | PGE | Lerdo | 115 | 106 | Solar |  |  | 0 | 0 | 0 | 0 | 0 | 0 | 0 | 0 | 0 | 0 | 0 | 0 | 0 | 0 | 0 | 0 | 0 | 0 | 0 | 0 | 0 | 0 | 0 | 0 | 0 | 0 | 0 | 0
SCE Metro | SCE Metro | SCE | Lewis | 230 | 97 | Solar |  |  | 0 | 0 | 0 | 0 | 0 | 0 | 0 | 0 | 0 | 0 | 0 | 0 | 0 | 0 | 0 | 0 | 0 | 0 | 0 | 0 | 0 | 0 | 0 | 0 | 0 | 0 | 0 | 0
SCE Metro | SCE Metro | SCE | Lighthipe | 230 | 132 | Solar |  |  | 1 | 1.32 | 0 | 1.32 | 0 | 0 | 0 | 0 | 0 | 0 | 0 | 0 | 0 | 0 | 0 | 0 | 0 | 0 | 0 | 0 | 0 | 0 | 1.32 | 0 | 1.32 | 1.32 | 0 | 1.32
SDGE | SDGE Imperial | SDGE | Lilac | 69 |  | Solar |  |  | 0 | 0 | 0 | 0 | 0 | 0 | 0 | 0 | 0 | 0 | 0 | 0 | 0 | 0 | 0 | 0 | 0 | 0 | 0 | 0 | 0 | 0 | 0 | 0 | 0 | 0 | 0 | 0
PG&E NGBA | PGE NGBA | PGE | Lincoln | 115 | 24 | Solar |  |  | 0 | 0 | 0 | 0 | 0 | 0 | 0 | 0 | 0 | 0 | 0 | 0 | 0 | 0 | 0 | 0 | 0 | 0 | 0 | 0 | 0 | 0 | 0 | 0 | 0 | 0 | 0 | 0
PG&E KERN | PGE Kern | PGE | Live Oak | 115 | 92 | Solar |  |  | 1 | 0 | 0 | 0 | 0 | 0 | 0 | 0 | 0 | 0 | 0 | 0 | 0 | 100 | 110 | 210 | 0 | 0 | 0 | 100 | 110 | 210 | 100 | 110 | 210 | 100 | 110 | 210
PG&E GBA | PGE GBA | PGE | Llagas | 115 | 40 | Solar |  |  | 0 | 0 | 0 | 0 | 0 | 0 | 0 | 0 | 0 | 0 | 0 | 0 | 0 | 0 | 0 | 0 | 0 | 0 | 0 | 0 | 0 | 0 | 0 | 0 | 0 | 0 | 0 | 0
PG&E GBA | PGE GBA | PGE | Lockeford | 115 | 15 | Solar |  |  | 0 | 0 | 0 | 0 | 0 | 0 | 0 | 0 | 0 | 0 | 0 | 0 | 0 | 0 | 0 | 0 | 0 | 0 | 0 | 0 | 0 | 0 | 0 | 0 | 0 | 0 | 0 | 0
PG&E GBA | PGE GBA | PGE | Lockeford | 230 | 66 | Solar |  |  | 0 | 0 | 0 | 0 | 0 | 0 | 0 | 0 | 0 | 0 | 0 | 0 | 0 | 0 | 0 | 0 | 0 | 0 | 0 | 0 | 0 | 0 | 0 | 0 | 0 | 0 | 0 | 0
PG&E GBA | PGE GBA | PGE | Lockeford | 60 |  | Solar |  |  | 0 | 0 | 0 | 0 | 0 | 0 | 0 | 0 | 0 | 0 | 0 | 0 | 0 | 0 | 0 | 0 | 0 | 0 | 0 | 0 | 0 | 0 | 0 | 0 | 0 | 0 | 0 | 0
PG&E GBA | PGE GBA | PGE | Lodi | 230 | 16 | Solar |  |  | 0 | 0 | 0 | 0 | 0 | 0 | 0 | 0 | 0 | 0 | 0 | 0 | 0 | 0 | 0 | 0 | 0 | 0 | 0 | 0 | 0 | 0 | 0 | 0 | 0 | 0 | 0 | 0
PG&E NGBA | PGE NGBA | PGE | Logan Creek | 230 | 25 | Solar |  |  | 0 | 0 | 0 | 0 | 0 | 0 | 0 | 0 | 0 | 0 | 0 | 0 | 0 | 0 | 0 | 0 | 0 | 0 | 0 | 0 | 0 | 0 | 0 | 0 | 0 | 0 | 0 | 0
PG&E GBA | PGE GBA | PGE | Lone Tree | 230 | 30 | Solar |  |  | 0 | 0 | 0 | 0 | 0 | 0 | 0 | 0 | 0 | 0 | 0 | 0 | 0 | 0 | 0 | 0 | 0 | 0 | 0 | 0 | 0 | 0 | 0 | 0 | 0 | 0 | 0 | 0
PG&E FRESNO | PGE Fresno | PGE | Los Banos | 230 | 88 | Solar |  |  | 1 | 0 | 0 | 0 | 0 | 0 | 0 | 0 | 0 | 0 | 0 | 0 | 0 | 270 | 250 | 520 | 0 | 0 | 0 | 270 | 250 | 520 | 270 | 250 | 520 | 270 | 250 | 520
PG&E FRESNO | PGE Fresno | PGE | Los Banos | 500 | 77 | Solar |  |  | 1 | 0 | 0 | 0 | 0 | 0 | 0 | 0 | 0 | 0 | 0 | 0 | 0 | 760 | 500 | 1260 | 0 | 0 | 0 | 760 | 500 | 1260 | 760 | 500 | 1260 | 760 | 500 | 1260
SDGE | SDGE Imperial | SDGE | Los Coches | 138 | 189 | Solar |  |  | 0 | 0 | 0 | 0 | 0 | 0 | 0 | 0 | 0 | 0 | 0 | 0 | 0 | 0 | 0 | 0 | 0 | 0 | 0 | 0 | 0 | 0 | 0 | 0 | 0 | 0 | 0 | 0
SDGE | SDGE Imperial | SDGE | Los Coches | 69 |  | Solar |  |  | 0 | 0 | 0 | 0 | 0 | 0 | 0 | 0 | 0 | 0 | 0 | 0 | 0 | 0 | 0 | 0 | 0 | 0 | 0 | 0 | 0 | 0 | 0 | 0 | 0 | 0 | 0 | 0
PG&E GBA | PGE GBA | PGE | Los Esteros | 115 | 38 | Solar |  |  | 0 | 0 | 0 | 0 | 0 | 0 | 0 | 0 | 0 | 0 | 0 | 0 | 0 | 0 | 0 | 0 | 0 | 0 | 0 | 0 | 0 | 0 | 0 | 0 | 0 | 0 | 0 | 0
PG&E GBA | PGE GBA | PGE | Los Esteros | 230 | 38 | Solar |  |  | 0 | 0 | 0 | 0 | 0 | 0 | 0 | 0 | 0 | 0 | 0 | 0 | 0 | 0 | 0 | 0 | 0 | 0 | 0 | 0 | 0 | 0 | 0 | 0 | 0 | 0 | 0 | 0
PG&E GBA | PGE GBA | PGE | Los Positas | 230 |  | Solar |  |  | 0 | 0 | 0 | 0 | 0 | 0 | 0 | 0 | 0 | 0 | 0 | 0 | 0 | 0 | 0 | 0 | 0 | 0 | 0 | 0 | 0 | 0 | 0 | 0 | 0 | 0 | 0 | 0
PG&E GBA | PGE GBA | PGE | Los Positas | 60 |  | Solar |  |  | 0 | 0 | 0 | 0 | 0 | 0 | 0 | 0 | 0 | 0 | 0 | 0 | 0 | 0 | 0 | 0 | 0 | 0 | 0 | 0 | 0 | 0 | 0 | 0 | 0 | 0 | 0 | 0
SDGE | SDGE Imperial | SDGE | Loveland | 69 |  | Solar |  |  | 0 | 0 | 0 | 0 | 0 | 0 | 0 | 0 | 0 | 0 | 0 | 0 | 0 | 0 | 0 | 0 | 0 | 0 | 0 | 0 | 0 | 0 | 0 | 0 | 0 | 0 | 0 | 0
SCE NOL | SCE NOL | SCE | Lugo | 230 | 110 | Solar |  |  | 1 | 0 | 0 | 0 | 0 | 0 | 0 | 0 | 0 | 0 | 0 | 0 | 0 | 300 | 0 | 300 | 0 | 0 | 0 | 300 | 0 | 300 | 300 | 0 | 300 | 300 | 0 | 300
SCE Metro | SCE NOL | SCE | Lugo | 500 | 97 | Solar |  |  | 0 | 0 | 0 | 0 | 0 | 0 | 0 | 0 | 0 | 0 | 0 | 0 | 0 | 0 | 0 | 0 | 0 | 0 | 0 | 0 | 0 | 0 | 0 | 0 | 0 | 0 | 0 | 0
PG&E FRESNO | PGE Fresno | PGE | Madera | 70 |  | Solar |  |  | 0 | 0 | 0 | 0 | 0 | 0 | 0 | 0 | 0 | 0 | 0 | 0 | 0 | 0 | 0 | 0 | 0 | 0 | 0 | 0 | 0 | 0 | 0 | 0 | 0 | 0 | 0 | 0
PG&E NGBA | PGE NGBA | PGE | Madison | 115 | 39 | Solar |  |  | 1 | 0 | 0 | 0 | 0 | 13 | 13 | 0 | 0 | 0 | 0 | 13 | 13 | 0 | 0 | 0 | 0 | 0 | 0 | 0 | 0 | 0 | 0 | 13 | 13 | 0 | 13 | 13
PG&E KERN | PGE Kern | PGE | Magunden | 115 | 99 | Solar |  |  | 1 | 0 | 0 | 0 | 0 | 0 | 0 | 0 | 0 | 0 | 0 | 0 | 0 | 105 | 115 | 220 | 0 | 0 | 0 | 105 | 115 | 220 | 105 | 115 | 220 | 105 | 115 | 220
SCE Northern | PGE Kern | PGE | Magunden | 230 | 144 | Solar |  |  | 0 | 0 | 0 | 0 | 0 | 0 | 0 | 0 | 0 | 0 | 0 | 0 | 0 | 0 | 0 | 0 | 0 | 0 | 0 | 0 | 0 | 0 | 0 | 0 | 0 | 0 | 0 | 0
PG&E FRESNO | PGE Fresno | PGE | Malaga | 115 | 148 | Solar |  |  | 0 | 0 | 0 | 0 | 0 | 0 | 0 | 0 | 0 | 0 | 0 | 0 | 0 | 0 | 0 | 0 | 0 | 0 | 0 | 0 | 0 | 0 | 0 | 0 | 0 | 0 | 0 | 0
PG&E NGBA | PGE NGBA | PGE | Malin | 500 | 1 | Solar |  |  | 0 | 0 | 0 | 0 | 0 | 0 | 0 | 0 | 0 | 0 | 0 | 0 | 0 | 0 | 0 | 0 | 0 | 0 | 0 | 0 | 0 | 0 | 0 | 0 | 0 | 0 | 0 | 0
SCE Northern | SCE Northern | SCE | Mandalay | 230 | 157 | Solar |  |  | 0 | 0 | 0 | 0 | 0 | 0 | 0 | 0 | 0 | 0 | 0 | 0 | 0 | 0 | 0 | 0 | 0 | 0 | 0 | 0 | 0 | 0 | 0 | 0 | 0 | 0 | 0 | 0
PG&E FRESNO | PGE Fresno | PGE | Manning | 230 | 69 | Solar |  |  | 0 | 0 | 0 | 0 | 0 | 0 | 0 | 0 | 0 | 0 | 0 | 0 | 0 | 0 | 0 | 0 | 0 | 0 | 0 | 0 | 0 | 0 | 0 | 0 | 0 | 0 | 0 | 0
PG&E FRESNO | PGE Fresno | PGE | Manning | 500 |  | Solar |  |  | 1 | 0 | 0 | 0 | 0 | 0 | 0 | 0 | 0 | 0 | 0 | 0 | 0 | 585 | 500 | 1085 | 0 | 0 | 0 | 585 | 500 | 1085 | 585 | 500 | 1085 | 585 | 500 | 1085
PG&E GBA | PGE GBA | PGE | Manteca | 115 | 127 | Solar |  |  | 0 | 0 | 0 | 0 | 0 | 0 | 0 | 0 | 0 | 0 | 0 | 0 | 0 | 0 | 0 | 0 | 0 | 0 | 0 | 0 | 0 | 0 | 0 | 0 | 0 | 0 | 0 | 0
SDGE | SDGE Imperial | SDGE | Margarita | 138 | 187 | Solar |  |  | 1 | 0 | 0 | 0 | 0 | 0 | 0 | 0 | 0 | 0 | 0 | 0 | 0 | 90 | 0 | 90 | 0 | 0 | 0 | 90 | 0 | 90 | 90 | 0 | 90 | 90 | 0 | 90
PG&E GBA | PGE GBA | PGE | Martin | 230 | 3 | Solar |  |  | 0 | 0 | 0 | 0 | 0 | 0 | 0 | 0 | 0 | 0 | 0 | 0 | 0 | 0 | 0 | 0 | 0 | 0 | 0 | 0 | 0 | 0 | 0 | 0 | 0 | 0 | 0 | 0
PG&E GBA | PGE GBA | PGE | Martin | 115 | 31 | Solar |  |  | 0 | 0 | 0 | 0 | 0 | 0 | 0 | 0 | 0 | 0 | 0 | 0 | 0 | 0 | 0 | 0 | 0 | 0 | 0 | 0 | 0 | 0 | 0 | 0 | 0 | 0 | 0 | 0
PG&E GBA | PGE GBA | PGE | Martinez | 115 | 51 | Solar |  |  | 0 | 0 | 0 | 0 | 0 | 0 | 0 | 0 | 0 | 0 | 0 | 0 | 0 | 0 | 0 | 0 | 0 | 0 | 0 | 0 | 0 | 0 | 0 | 0 | 0 | 0 | 0 | 0
PG&E FRESNO | PGE Fresno | PGE | Mc Mullin | 230 | 117 | Solar |  |  | 1 | 0 | 0 | 0 | 0 | 0 | 0 | 0 | 0 | 0 | 0 | 0 | 0 | 0 | 0 | 0 | 100 | 0 | 100 | 100 | 0 | 100 | 0 | 0 | 0 | 100 | 0 | 100
PG&E FRESNO | PGE Fresno | PGE | McCall | 115 | 118 | Solar |  |  | 0 | 0 | 0 | 0 | 0 | 0 | 0 | 0 | 0 | 0 | 0 | 0 | 0 | 0 | 0 | 0 | 0 | 0 | 0 | 0 | 0 | 0 | 0 | 0 | 0 | 0 | 0 | 0
PG&E FRESNO | PGE Fresno | PGE | McCall | 230 | 117 | Solar |  |  | 1 | 0 | 0 | 0 | 0 | 0 | 0 | 0 | 0 | 0 | 0 | 0 | 0 | 0 | 0 | 0 | 213 | 0 | 213 | 213 | 0 | 213 | 0 | 0 | 0 | 213 | 0 | 213
PG&E GBA | PGE GBA | PGE | Meadow Lane | 115 | 1 | Solar |  |  | 0 | 0 | 0 | 0 | 0 | 0 | 0 | 0 | 0 | 0 | 0 | 0 | 0 | 0 | 0 | 0 | 0 | 0 | 0 | 0 | 0 | 0 | 0 | 0 | 0 | 0 | 0 | 0
PG&E GBA | PGE GBA | PGE | Melones | 115 | 44 | Solar |  |  | 0 | 0 | 0 | 0 | 0 | 0 | 0 | 0 | 0 | 0 | 0 | 0 | 0 | 0 | 0 | 0 | 0 | 0 | 0 | 0 | 0 | 0 | 0 | 0 | 0 | 0 | 0 | 0
PG&E GBA | PGE GBA | PGE | Melones | 230 | 44 | Solar |  |  | 0 | 0 | 0 | 0 | 0 | 0 | 0 | 0 | 0 | 0 | 0 | 0 | 0 | 0 | 0 | 0 | 0 | 0 | 0 | 0 | 0 | 0 | 0 | 0 | 0 | 0 | 0 | 0
SDGE | SDGE Imperial | SDGE | Melrose | 69 |  | Solar |  |  | 0 | 0 | 0 | 0 | 0 | 0 | 0 | 0 | 0 | 0 | 0 | 0 | 0 | 0 | 0 | 0 | 0 | 0 | 0 | 0 | 0 | 0 | 0 | 0 | 0 | 0 | 0 | 0
PG&E NGBA | PGE NGBA | PGE | Mendocino | 115 | 27 | Solar |  |  | 0 | 0 | 0 | 0 | 0 | 0 | 0 | 0 | 0 | 0 | 0 | 0 | 0 | 0 | 0 | 0 | 0 | 0 | 0 | 0 | 0 | 0 | 0 | 0 | 0 | 0 | 0 | 0
PG&E NGBA | PGE NGBA | PGE | Mendocino | 60 |  | Solar |  |  | 0 | 0 | 0 | 0 | 0 | 0 | 0 | 0 | 0 | 0 | 0 | 0 | 0 | 0 | 0 | 0 | 0 | 0 | 0 | 0 | 0 | 0 | 0 | 0 | 0 | 0 | 0 | 0
PG&E FRESNO | PGE Fresno | PGE | Mendota | 115 | 164 | Solar |  |  | 0 | 0 | 0 | 0 | 0 | 0 | 0 | 0 | 0 | 0 | 0 | 0 | 0 | 0 | 0 | 0 | 0 | 0 | 0 | 0 | 0 | 0 | 0 | 0 | 0 | 0 | 0 | 0
PG&E GBA | PGE GBA | PGE | Menlo | 60 |  | Solar |  |  | 0 | 0 | 0 | 0 | 0 | 0 | 0 | 0 | 0 | 0 | 0 | 0 | 0 | 0 | 0 | 0 | 0 | 0 | 0 | 0 | 0 | 0 | 0 | 0 | 0 | 0 | 0 | 0
PG&E FRESNO | PGE Fresno | PGE | Merced | 115 | 162 | Solar |  |  | 0 | 0 | 0 | 0 | 0 | 0 | 0 | 0 | 0 | 0 | 0 | 0 | 0 | 0 | 0 | 0 | 0 | 0 | 0 | 0 | 0 | 0 | 0 | 0 | 0 | 0 | 0 | 0
EOP | SCE EOP | SCE | Mercury | 138 | 177 | Solar |  |  | 0 | 0 | 0 | 0 | 0 | 0 | 0 | 0 | 0 | 0 | 0 | 0 | 0 | 0 | 0 | 0 | 0 | 0 | 0 | 0 | 0 | 0 | 0 | 0 | 0 | 0 | 0 | 0
PG&E FRESNO | PGE Fresno | PGE | Mercy Springs | 70 |  | Solar |  |  | 1 | 0 | 0 | 0 | 0 | 75 | 75 | 0 | 0 | 0 | 0 | 75 | 75 | 0 | 0 | 0 | 0 | 0 | 0 | 0 | 0 | 0 | 0 | 75 | 75 | 0 | 75 | 75
PG&E NGBA | PGE NGBA | PGE | Meridian | 60 |  | Solar |  |  | 0 | 0 | 0 | 0 | 0 | 0 | 0 | 0 | 0 | 0 | 0 | 0 | 0 | 0 | 0 | 0 | 0 | 0 | 0 | 0 | 0 | 0 | 0 | 0 | 0 | 0 | 0 | 0
PG&E KERN | PGE Kern | PGE | Mesa (PGE) | 115 | 111 | Solar |  |  | 0 | 0 | 0 | 0 | 0 | 0 | 0 | 0 | 0 | 0 | 0 | 0 | 0 | 0 | 0 | 0 | 0 | 0 | 0 | 0 | 0 | 0 | 0 | 0 | 0 | 0 | 0 | 0
PG&E KERN | PGE Kern | PGE | Mesa (PGE) | 230 | 122 | Solar |  |  | 0 | 0 | 0 | 0 | 0 | 0 | 0 | 0 | 0 | 0 | 0 | 0 | 0 | 0 | 0 | 0 | 0 | 0 | 0 | 0 | 0 | 0 | 0 | 0 | 0 | 0 | 0 | 0
SCE Metro | SCE Metro | SCE | Mesa (SCE) | 230 | 97 | Solar |  |  | 1 | 1.92 | 0 | 1.92 | 0 | 0 | 0 | 0 | 0 | 0 | 0 | 0 | 0 | 0 | 0 | 0 | 0 | 0 | 0 | 0 | 0 | 0 | 1.92 | 0 | 1.92 | 1.92 | 0 | 1.92
SCE Metro | SCE Metro | SCE | Mesa (SCE) | 500 | 97 | Solar |  |  | 0 | 0 | 0 | 0 | 0 | 0 | 0 | 0 | 0 | 0 | 0 | 0 | 0 | 0 | 0 | 0 | 0 | 0 | 0 | 0 | 0 | 0 | 0 | 0 | 0 | 0 | 0 | 0
SDGE | SDGE Imperial | SDGE | Mesa Heights | 69 |  | Solar |  |  | 0 | 0 | 0 | 0 | 0 | 0 | 0 | 0 | 0 | 0 | 0 | 0 | 0 | 0 | 0 | 0 | 0 | 0 | 0 | 0 | 0 | 0 | 0 | 0 | 0 | 0 | 0 | 0
PG&E GBA | PGE GBA | PGE | Metcalf | 115 | 11 | Solar |  |  | 0 | 0 | 0 | 0 | 0 | 0 | 0 | 0 | 0 | 0 | 0 | 0 | 0 | 0 | 0 | 0 | 0 | 0 | 0 | 0 | 0 | 0 | 0 | 0 | 0 | 0 | 0 | 0
PG&E GBA | PGE GBA | PGE | Metcalf | 230 | 11 | Solar |  |  | 0 | 0 | 0 | 0 | 0 | 0 | 0 | 0 | 0 | 0 | 0 | 0 | 0 | 0 | 0 | 0 | 0 | 0 | 0 | 0 | 0 | 0 | 0 | 0 | 0 | 0 | 0 | 0
PG&E GBA | PGE GBA | PGE | Metcalf | 500 | 77 | Solar |  |  | 0 | 0 | 0 | 0 | 0 | 0 | 0 | 0 | 0 | 0 | 0 | 0 | 0 | 0 | 0 | 0 | 0 | 0 | 0 | 0 | 0 | 0 | 0 | 0 | 0 | 0 | 0 | 0
PG&E KERN | PGE Kern | PGE | Midway | 115 | 112 | Solar |  |  | 1 | 0 | 0 | 0 | 0 | 0 | 0 | 0 | 0 | 0 | 0 | 0 | 0 | 205 | 0 | 205 | 0 | 0 | 0 | 205 | 0 | 205 | 205 | 0 | 205 | 205 | 0 | 205
PG&E KERN | PGE Kern | PGE | Midway | 230 | 102 | Solar |  |  | 1 | 0 | 0 | 0 | 0 | 0 | 0 | 0 | 0 | 0 | 0 | 0 | 0 | 150 | 0 | 150 | 0 | 0 | 0 | 150 | 0 | 150 | 150 | 0 | 150 | 150 | 0 | 150
PG&E KERN | PGE Kern | PGE | Midway | 500 | 73 | Solar |  |  | 1 | 0 | 0 | 0 | 0 | 0 | 0 | 0 | 0 | 0 | 0 | 0 | 0 | 750 | 450 | 1200 | 0 | 0 | 0 | 750 | 450 | 1200 | 750 | 450 | 1200 | 750 | 450 | 1200
SDGE | SDGE Imperial | SDGE | Miguel | 230 | 196 | Solar |  |  | 0 | 0 | 0 | 0 | 0 | 0 | 0 | 0 | 0 | 0 | 0 | 0 | 0 | 0 | 0 | 0 | 0 | 0 | 0 | 0 | 0 | 0 | 0 | 0 | 0 | 0 | 0 | 0
SDGE | SDGE Imperial | SDGE | Miguel | 500 | 196 | Solar |  |  | 0 | 0 | 0 | 0 | 0 | 0 | 0 | 0 | 0 | 0 | 0 | 0 | 0 | 0 | 0 | 0 | 0 | 0 | 0 | 0 | 0 | 0 | 0 | 0 | 0 | 0 | 0 | 0
SDGE | SDGE Imperial | SDGE | Miguel | 69 |  | Solar |  |  | 0 | 0 | 0 | 0 | 0 | 0 | 0 | 0 | 0 | 0 | 0 | 0 | 0 | 0 | 0 | 0 | 0 | 0 | 0 | 0 | 0 | 0 | 0 | 0 | 0 | 0 | 0 | 0
PG&E GBA | PGE GBA | PGE | Millbrae | 115 | 31 | Solar |  |  | 0 | 0 | 0 | 0 | 0 | 0 | 0 | 0 | 0 | 0 | 0 | 0 | 0 | 0 | 0 | 0 | 0 | 0 | 0 | 0 | 0 | 0 | 0 | 0 | 0 | 0 | 0 | 0
PG&E GBA | PGE GBA | PGE | Miller | 115 | 44 | Solar |  |  | 0 | 0 | 0 | 0 | 0 | 0 | 0 | 0 | 0 | 0 | 0 | 0 | 0 | 0 | 0 | 0 | 0 | 0 | 0 | 0 | 0 | 0 | 0 | 0 | 0 | 0 | 0 | 0
SCE Metro | SCE Metro | SCE | Mira Loma | 230 | 97 | Solar |  |  | 0 | 0 | 0 | 0 | 0 | 0 | 0 | 0 | 0 | 0 | 0 | 0 | 0 | 0 | 0 | 0 | 0 | 0 | 0 | 0 | 0 | 0 | 0 | 0 | 0 | 0 | 0 | 0
SCE Metro | SCE Metro | SCE | Mira Loma | 500 | 97 | Solar |  |  | 0 | 0 | 0 | 0 | 0 | 0 | 0 | 0 | 0 | 0 | 0 | 0 | 0 | 0 | 0 | 0 | 0 | 0 | 0 | 0 | 0 | 0 | 0 | 0 | 0 | 0 | 0 | 0
SCE Eastern | SCE Eastern | SCE | Mirage | 115 | 174 | Solar |  |  | 0 | 0 | 0 | 0 | 0 | 0 | 0 | 0 | 0 | 0 | 0 | 0 | 0 | 0 | 0 | 0 | 0 | 0 | 0 | 0 | 0 | 0 | 0 | 0 | 0 | 0 | 0 | 0
SCE Eastern | SCE Eastern | SCE | Mirage | 230 |  | Solar |  |  | 1 | 0 | 132 | 132 | 0 | 0 | 0 | 0 | 0 | 0 | 0 | 0 | 0 | 0 | 0 | 0 | 0 | 0 | 0 | 0 | 0 | 0 | 0 | 132 | 132 | 0 | 132 | 132
SDGE | SDGE Imperial | SDGE | Mission | 138 | 186 | Solar |  |  | 0 | 0 | 0 | 0 | 0 | 0 | 0 | 0 | 0 | 0 | 0 | 0 | 0 | 0 | 0 | 0 | 0 | 0 | 0 | 0 | 0 | 0 | 0 | 0 | 0 | 0 | 0 | 0
SDGE | SDGE Imperial | SDGE | Mission | 230 | 186 | Solar |  |  | 0 | 0 | 0 | 0 | 0 | 0 | 0 | 0 | 0 | 0 | 0 | 0 | 0 | 0 | 0 | 0 | 0 | 0 | 0 | 0 | 0 | 0 | 0 | 0 | 0 | 0 | 0 | 0
SDGE | SDGE Imperial | SDGE | Mission | 69 |  | Solar |  |  | 0 | 0 | 0 | 0 | 0 | 0 | 0 | 0 | 0 | 0 | 0 | 0 | 0 | 0 | 0 | 0 | 0 | 0 | 0 | 0 | 0 | 0 | 0 | 0 | 0 | 0 | 0 | 0
PG&E GBA | PGE GBA | PGE | Mi-Wuk | 115 | 44 | Solar |  |  | 0 | 0 | 0 | 0 | 0 | 0 | 0 | 0 | 0 | 0 | 0 | 0 | 0 | 0 | 0 | 0 | 0 | 0 | 0 | 0 | 0 | 0 | 0 | 0 | 0 | 0 | 0 | 0
EOP | SCE EOP | SCE | Mohave | 500 | 131 | Solar |  |  | 1 | 0 | 0 | 0 | 0 | 0 | 0 | 0 | 0 | 0 | 0 | 0 | 0 | 665 | 587 | 1252 | 500 | 0 | 500 | 1165 | 587 | 1752 | 665 | 587 | 1252 | 1165 | 587 | 1752
PG&E NGBA | PGE NGBA | PGE | Monroe | 115 | 27 | Solar |  |  | 0 | 0 | 0 | 0 | 0 | 0 | 0 | 0 | 0 | 0 | 0 | 0 | 0 | 0 | 0 | 0 | 0 | 0 | 0 | 0 | 0 | 0 | 0 | 0 | 0 | 0 | 0 | 0
SDGE | SDGE Imperial | SDGE | Monserate | 69 |  | Solar |  |  | 0 | 0 | 0 | 0 | 0 | 0 | 0 | 0 | 0 | 0 | 0 | 0 | 0 | 0 | 0 | 0 | 0 | 0 | 0 | 0 | 0 | 0 | 0 | 0 | 0 | 0 | 0 | 0
PG&E GBA | PGE GBA | PGE | Monta Vista | 115 | 80 | Solar |  |  | 0 | 0 | 0 | 0 | 0 | 0 | 0 | 0 | 0 | 0 | 0 | 0 | 0 | 0 | 0 | 0 | 0 | 0 | 0 | 0 | 0 | 0 | 0 | 0 | 0 | 0 | 0 | 0
PG&E GBA | PGE GBA | PGE | Monta Vista | 230 | 10 | Solar |  |  | 0 | 0 | 0 | 0 | 0 | 0 | 0 | 0 | 0 | 0 | 0 | 0 | 0 | 0 | 0 | 0 | 0 | 0 | 0 | 0 | 0 | 0 | 0 | 0 | 0 | 0 | 0 | 0
PG&E GBA | PGE GBA | PGE | Monta Vista | 60 |  | Solar |  |  | 0 | 0 | 0 | 0 | 0 | 0 | 0 | 0 | 0 | 0 | 0 | 0 | 0 | 0 | 0 | 0 | 0 | 0 | 0 | 0 | 0 | 0 | 0 | 0 | 0 | 0 | 0 | 0
PG&E NGBA | PGE NGBA | PGE | Monticello | 115 | 55 | Solar |  |  | 0 | 0 | 0 | 0 | 0 | 0 | 0 | 0 | 0 | 0 | 0 | 0 | 0 | 0 | 0 | 0 | 0 | 0 | 0 | 0 | 0 | 0 | 0 | 0 | 0 | 0 | 0 | 0
SCE Northern | SCE Northern | SCE | Moorpark | 230 | 157 | Solar |  |  | 0 | 0 | 0 | 0 | 0 | 0 | 0 | 0 | 0 | 0 | 0 | 0 | 0 | 0 | 0 | 0 | 0 | 0 | 0 | 0 | 0 | 0 | 0 | 0 | 0 | 0 | 0 | 0
SCE Northern | SCE Northern | SCE | Moorpark | 66 |  | Solar |  |  | 0 | 0 | 0 | 0 | 0 | 0 | 0 | 0 | 0 | 0 | 0 | 0 | 0 | 0 | 0 | 0 | 0 | 0 | 0 | 0 | 0 | 0 | 0 | 0 | 0 | 0 | 0 | 0
PG&E GBA | PGE GBA | PGE | Moraga | 115 | 6 | Solar |  |  | 0 | 0 | 0 | 0 | 0 | 0 | 0 | 0 | 0 | 0 | 0 | 0 | 0 | 0 | 0 | 0 | 0 | 0 | 0 | 0 | 0 | 0 | 0 | 0 | 0 | 0 | 0 | 0
PG&E GBA | PGE GBA | PGE | Moraga | 230 | 53 | Solar |  |  | 0 | 0 | 0 | 0 | 0 | 0 | 0 | 0 | 0 | 0 | 0 | 0 | 0 | 0 | 0 | 0 | 0 | 0 | 0 | 0 | 0 | 0 | 0 | 0 | 0 | 0 | 0 | 0
PG&E GBA | PGE GBA | PGE | Morgan Hill | 115 | 40 | Solar |  |  | 0 | 0 | 0 | 0 | 0 | 0 | 0 | 0 | 0 | 0 | 0 | 0 | 0 | 0 | 0 | 0 | 0 | 0 | 0 | 0 | 0 | 0 | 0 | 0 | 0 | 0 | 0 | 0
PG&E KERN | PGE Kern | PGE | Morro Bay | 115 | 111 | Solar |  |  | 0 | 0 | 0 | 0 | 0 | 0 | 0 | 0 | 0 | 0 | 0 | 0 | 0 | 0 | 0 | 0 | 0 | 0 | 0 | 0 | 0 | 0 | 0 | 0 | 0 | 0 | 0 | 0
PG&E KERN | PGE Kern | PGE | Morro Bay | 230 | 122 | Solar |  |  | 0 | 0 | 0 | 0 | 0 | 0 | 0 | 0 | 0 | 0 | 0 | 0 | 0 | 0 | 0 | 0 | 0 | 0 | 0 | 0 | 0 | 0 | 0 | 0 | 0 | 0 | 0 | 0
PG&E KERN | PGE Kern | PGE | Morro Bay | 500 | 98 | Solar |  |  | 1 | 0 | 0 | 0 | 0 | 0 | 0 | 0 | 0 | 0 | 0 | 0 | 0 | 420 | 0 | 420 | 0 | 0 | 0 | 420 | 0 | 420 | 420 | 0 | 420 | 420 | 0 | 420
PG&E GBA | PGE GBA | PGE | Moss Landing | 115 | 85 | Solar |  |  | 0 | 0 | 0 | 0 | 0 | 0 | 0 | 0 | 0 | 0 | 0 | 0 | 0 | 0 | 0 | 0 | 0 | 0 | 0 | 0 | 0 | 0 | 0 | 0 | 0 | 0 | 0 | 0
PG&E GBA | PGE GBA | PGE | Moss Landing | 230 | 85 | Solar |  |  | 0 | 0 | 0 | 0 | 0 | 0 | 0 | 0 | 0 | 0 | 0 | 0 | 0 | 0 | 0 | 0 | 0 | 0 | 0 | 0 | 0 | 0 | 0 | 0 | 0 | 0 | 0 | 0
PG&E GBA | PGE GBA | PGE | Moss Landing | 500 | 82 | Solar |  |  | 0 | 0 | 0 | 0 | 0 | 0 | 0 | 0 | 0 | 0 | 0 | 0 | 0 | 0 | 0 | 0 | 0 | 0 | 0 | 0 | 0 | 0 | 0 | 0 | 0 | 0 | 0 | 0
EOP | SCE EOP | SCE | Mountain Pass | 115 | 161 | Solar |  |  | 0 | 0 | 0 | 0 | 0 | 0 | 0 | 0 | 0 | 0 | 0 | 0 | 0 | 0 | 0 | 0 | 0 | 0 | 0 | 0 | 0 | 0 | 0 | 0 | 0 | 0 | 0 | 0
PG&E GBA | PGE GBA | PGE | Mountain View | 115 | 78 | Solar |  |  | 0 | 0 | 0 | 0 | 0 | 0 | 0 | 0 | 0 | 0 | 0 | 0 | 0 | 0 | 0 | 0 | 0 | 0 | 0 | 0 | 0 | 0 | 0 | 0 | 0 | 0 | 0 | 0
PG&E GBA | PGE GBA | PGE | Mt Eden | 115 | 3 | Solar |  |  | 0 | 0 | 0 | 0 | 0 | 0 | 0 | 0 | 0 | 0 | 0 | 0 | 0 | 0 | 0 | 0 | 0 | 0 | 0 | 0 | 0 | 0 | 0 | 0 | 0 | 0 | 0 | 0
PG&E KERN | PGE Kern | PGE | Mt Poso | 115 | 74 | Solar |  |  | 0 | 0 | 0 | 0 | 0 | 0 | 0 | 0 | 0 | 0 | 0 | 0 | 0 | 0 | 0 | 0 | 0 | 0 | 0 | 0 | 0 | 0 | 0 | 0 | 0 | 0 | 0 | 0
SDGE | SDGE Imperial | SDGE | Murray | 69 |  | Solar |  |  | 0 | 0 | 0 | 0 | 0 | 0 | 0 | 0 | 0 | 0 | 0 | 0 | 0 | 0 | 0 | 0 | 0 | 0 | 0 | 0 | 0 | 0 | 0 | 0 | 0 | 0 | 0 | 0
PG&E FRESNO | PGE Fresno | PGE | Mustang | 230 | 145 | Solar |  |  | 0 | 0 | 0 | 0 | 0 | 0 | 0 | 0 | 0 | 0 | 0 | 0 | 0 | 0 | 0 | 0 | 0 | 0 | 0 | 0 | 0 | 0 | 0 | 0 | 0 | 0 | 0 | 0
SCE Northern | SCE Northern | SCE | Neenach | 66 |  | Solar |  |  | 0 | 0 | 0 | 0 | 0 | 0 | 0 | 0 | 0 | 0 | 0 | 0 | 0 | 0 | 0 | 0 | 0 | 0 | 0 | 0 | 0 | 0 | 0 | 0 | 0 | 0 | 0 | 0
PG&E KERN | PGE Kern | PGE | New Sub - Gates - Midway (Proposed) | 230 | 93 | Solar |  |  | 1 | 0 | 0 | 0 | 0 | 440 | 440 | 0 | 0 | 0 | 0 | 440 | 440 | 890 | 280 | 1170 | 0 | 0 | 0 | 890 | 280 | 1170 | 890 | 720 | 1610 | 890 | 720 | 1610
PG&E KERN | PGE Kern | PGE | New Sub - Gates - Templeton (Proposed) | 230 | 130 | Solar |  |  | 1 | 0 | 0 | 0 | 0 | 0 | 0 | 0 | 0 | 0 | 0 | 0 | 0 | 0 | 190 | 190 | 0 | 0 | 0 | 0 | 190 | 190 | 0 | 190 | 190 | 0 | 190 | 190
SCE NOL | SCE NOL | SCE | New Sub - Kramer - Lugo (Proposed) | 230 | 160 | Solar |  |  | 0 | 0 | 0 | 0 | 0 | 0 | 0 | 0 | 0 | 0 | 0 | 0 | 0 | 0 | 0 | 0 | 0 | 0 | 0 | 0 | 0 | 0 | 0 | 0 | 0 | 0 | 0 | 0
PG&E FRESNO | PGE Fresno | PGE | New Sub - Los Banos - Midway (Proposed) | 500 | 73 | Solar |  |  | 1 | 0 | 0 | 0 | 0 | 0 | 0 | 0 | 0 | 0 | 0 | 0 | 0 | 816 | 0 | 816 | 0 | 0 | 0 | 816 | 0 | 816 | 816 | 0 | 816 | 816 | 0 | 816
SCE NOL | SCE NOL | SCE | New Sub - Lugo - Pisgah (Proposed) | 230 | 141 | Solar |  |  | 0 | 0 | 0 | 0 | 0 | 0 | 0 | 0 | 0 | 0 | 0 | 0 | 0 | 0 | 0 | 0 | 0 | 0 | 0 | 0 | 0 | 0 | 0 | 0 | 0 | 0 | 0 | 0
PG&E KERN | PGE Kern | PGE | New Sub - Midway - Wheeler Ridge (Proposed) | 230 | 93 | Solar |  |  | 1 | 150 | 0 | 150 | 0 | 0 | 0 | 0 | 0 | 0 | 0 | 0 | 0 | 890 | 275 | 1165 | 0 | 0 | 0 | 890 | 275 | 1165 | 1040 | 275 | 1315 | 1040 | 275 | 1315
PG&E NGBA | PGE NGBA | PGE | New Sub - Near existing Leavitt (PSREC) | 345 |  | Solar |  |  | 0 | 0 | 0 | 0 | 0 | 0 | 0 | 0 | 0 | 0 | 0 | 0 | 0 | 0 | 0 | 0 | 0 | 0 | 0 | 0 | 0 | 0 | 0 | 0 | 0 | 0 | 0 | 0
PG&E NGBA | PGE NGBA | PGE | New Sub - Near existing Madeline (NVE) | 345 |  | Solar |  |  | 0 | 0 | 0 | 0 | 0 | 0 | 0 | 0 | 0 | 0 | 0 | 0 | 0 | 0 | 0 | 0 | 0 | 0 | 0 | 0 | 0 | 0 | 0 | 0 | 0 | 0 | 0 | 0
SDGE | SDGE Imperial | SDGE | New Sub - North Gila - IV (Proposed) | 500 | 185 | Solar |  |  | 1 | 0 | 0 | 0 | 0 | 0 | 0 | 0 | 0 | 0 | 0 | 0 | 0 | 650 | 500 | 1150 | 0 | 0 | 0 | 650 | 500 | 1150 | 650 | 500 | 1150 | 650 | 500 | 1150
PG&E NGBA | PGE NGBA | PGE | New Sub - Pit 1 - Cottonwood (Proposed) | 230 | 2 | Solar |  |  | 0 | 0 | 0 | 0 | 0 | 0 | 0 | 0 | 0 | 0 | 0 | 0 | 0 | 0 | 0 | 0 | 0 | 0 | 0 | 0 | 0 | 0 | 0 | 0 | 0 | 0 | 0 | 0
PG&E GBA | PGE GBA | PGE | New Sub - Rancho Seco - Bellota (Proposed) | 230 | 15 | Solar |  |  | 0 | 0 | 0 | 0 | 0 | 0 | 0 | 0 | 0 | 0 | 0 | 0 | 0 | 0 | 0 | 0 | 0 | 0 | 0 | 0 | 0 | 0 | 0 | 0 | 0 | 0 | 0 | 0
SDGE | SDGE Imperial | SDGE | New Sub - Suncrest - Ocotillo (Proposed) | 500 | 183 | Solar |  |  | 0 | 0 | 0 | 0 | 0 | 0 | 0 | 0 | 0 | 0 | 0 | 0 | 0 | 0 | 0 | 0 | 0 | 0 | 0 | 0 | 0 | 0 | 0 | 0 | 0 | 0 | 0 | 0
PG&E FRESNO | PGE Fresno | PGE | New Sub - Westley - Quinto (Proposed) | 230 | 64 | Solar |  |  | 1 | 0 | 0 | 0 | 0 | 0 | 0 | 0 | 0 | 0 | 0 | 0 | 0 | 0 | 0 | 0 | 175 | 0 | 175 | 175 | 0 | 175 | 0 | 0 | 0 | 175 | 0 | 175
PG&E GBA | PGE GBA | PGE | Newark | 115 | 38 | Solar |  |  | 0 | 0 | 0 | 0 | 0 | 0 | 0 | 0 | 0 | 0 | 0 | 0 | 0 | 0 | 0 | 0 | 0 | 0 | 0 | 0 | 0 | 0 | 0 | 0 | 0 | 0 | 0 | 0
PG&E GBA | PGE GBA | PGE | Newark | 230 | 45 | Solar |  |  | 0 | 0 | 0 | 0 | 0 | 0 | 0 | 0 | 0 | 0 | 0 | 0 | 0 | 0 | 0 | 0 | 0 | 0 | 0 | 0 | 0 | 0 | 0 | 0 | 0 | 0 | 0 | 0
PG&E GBA | PGE GBA | PGE | Newark | 60 |  | Solar |  |  | 0 | 0 | 0 | 0 | 0 | 0 | 0 | 0 | 0 | 0 | 0 | 0 | 0 | 0 | 0 | 0 | 0 | 0 | 0 | 0 | 0 | 0 | 0 | 0 | 0 | 0 | 0 | 0
PG&E FRESNO | PGE Fresno | PGE | Newhall | 115 | 137 | Solar |  |  | 0 | 0 | 0 | 0 | 0 | 0 | 0 | 0 | 0 | 0 | 0 | 0 | 0 | 0 | 0 | 0 | 0 | 0 | 0 | 0 | 0 | 0 | 0 | 0 | 0 | 0 | 0 | 0
PG&E KERN | PGE Kern | PGE | Norco | 115 | 95 | Solar |  |  | 0 | 0 | 0 | 0 | 0 | 0 | 0 | 0 | 0 | 0 | 0 | 0 | 0 | 0 | 0 | 0 | 0 | 0 | 0 | 0 | 0 | 0 | 0 | 0 | 0 | 0 | 0 | 0
PG&E GBA | PGE GBA | PGE | Nortech | 115 | 13 | Solar |  |  | 0 | 0 | 0 | 0 | 0 | 0 | 0 | 0 | 0 | 0 | 0 | 0 | 0 | 0 | 0 | 0 | 0 | 0 | 0 | 0 | 0 | 0 | 0 | 0 | 0 | 0 | 0 | 0
SDGE | SDGE Imperial | SDGE | North City Metering | 138 | 186 | Solar |  |  | 0 | 0 | 0 | 0 | 0 | 0 | 0 | 0 | 0 | 0 | 0 | 0 | 0 | 0 | 0 | 0 | 0 | 0 | 0 | 0 | 0 | 0 | 0 | 0 | 0 | 0 | 0 | 0
PG&E GBA | PGE GBA | PGE | North Dublin | 230 | 42 | Solar |  |  | 0 | 0 | 0 | 0 | 0 | 0 | 0 | 0 | 0 | 0 | 0 | 0 | 0 | 0 | 0 | 0 | 0 | 0 | 0 | 0 | 0 | 0 | 0 | 0 | 0 | 0 | 0 | 0
SDGE | SDGE Arizona | SDGE | North Gila | 500 | 188 | Solar |  |  | 1 | 0 | 0 | 0 | 0 | 0 | 0 | 0 | 0 | 0 | 0 | 0 | 0 | 200 | 200 | 400 | 0 | 230 | 230 | 200 | 430 | 630 | 200 | 200 | 400 | 200 | 430 | 630
SCE Metro | SCE Metro | SCE | North of SONGS | 230 | 97 | Solar |  |  | 0 | 0 | 0 | 0 | 0 | 0 | 0 | 0 | 0 | 0 | 0 | 0 | 0 | 0 | 0 | 0 | 0 | 0 | 0 | 0 | 0 | 0 | 0 | 0 | 0 | 0 | 0 | 0
SCE Metro | SCE Metro | SCE | North of SONGS | 500 | 97 | Solar |  |  | 0 | 0 | 0 | 0 | 0 | 0 | 0 | 0 | 0 | 0 | 0 | 0 | 0 | 0 | 0 | 0 | 0 | 0 | 0 | 0 | 0 | 0 | 0 | 0 | 0 | 0 | 0 | 0
PG&E NGBA | PGE NGBA | PGE | Notre Dame | 115 | 1 | Solar |  |  | 0 | 0 | 0 | 0 | 0 | 0 | 0 | 0 | 0 | 0 | 0 | 0 | 0 | 0 | 0 | 0 | 0 | 0 | 0 | 0 | 0 | 0 | 0 | 0 | 0 | 0 | 0 | 0
PG&E GBA | PGE GBA | PGE | Oakland C | 115 | 56 | Solar |  |  | 0 | 0 | 0 | 0 | 0 | 0 | 0 | 0 | 0 | 0 | 0 | 0 | 0 | 0 | 0 | 0 | 0 | 0 | 0 | 0 | 0 | 0 | 0 | 0 | 0 | 0 | 0 | 0
PG&E GBA | PGE GBA | PGE | Oakland J | 115 | 6 | Solar |  |  | 0 | 0 | 0 | 0 | 0 | 0 | 0 | 0 | 0 | 0 | 0 | 0 | 0 | 0 | 0 | 0 | 0 | 0 | 0 | 0 | 0 | 0 | 0 | 0 | 0 | 0 | 0 | 0
PG&E GBA | PGE GBA | PGE | Oakland L | 115 | 6 | Solar |  |  | 0 | 0 | 0 | 0 | 0 | 0 | 0 | 0 | 0 | 0 | 0 | 0 | 0 | 0 | 0 | 0 | 0 | 0 | 0 | 0 | 0 | 0 | 0 | 0 | 0 | 0 | 0 | 0
PG&E GBA | PGE GBA | PGE | Oakland X | 115 | 6 | Solar |  |  | 1 | 0 | 0 | 0 | 0 | 0 | 0 | 0 | 0 | 0 | 0 | 0 | 0 | 0 | 70 | 70 | 0 | 0 | 0 | 0 | 70 | 70 | 0 | 70 | 70 | 0 | 70 | 70
SDGE | SDGE Imperial | SDGE | Ocean Ranch | 69 |  | Solar |  |  | 0 | 0 | 0 | 0 | 0 | 0 | 0 | 0 | 0 | 0 | 0 | 0 | 0 | 0 | 0 | 0 | 0 | 0 | 0 | 0 | 0 | 0 | 0 | 0 | 0 | 0 | 0 | 0
PG&E KERN | PGE Kern | PGE | Oceano | 115 | 111 | Solar |  |  | 0 | 0 | 0 | 0 | 0 | 0 | 0 | 0 | 0 | 0 | 0 | 0 | 0 | 0 | 0 | 0 | 0 | 0 | 0 | 0 | 0 | 0 | 0 | 0 | 0 | 0 | 0 | 0
SDGE | SDGE Imperial | SDGE | Ocotillo Express | 500 | 194 | Solar |  |  | 0 | 0 | 0 | 0 | 0 | 0 | 0 | 0 | 0 | 0 | 0 | 0 | 0 | 0 | 0 | 0 | 0 | 0 | 0 | 0 | 0 | 0 | 0 | 0 | 0 | 0 | 0 | 0
PG&E KERN | PGE Kern | PGE | Old River | 70 |  | Solar |  |  | 0 | 0 | 0 | 0 | 0 | 0 | 0 | 0 | 0 | 0 | 0 | 0 | 0 | 0 | 0 | 0 | 0 | 0 | 0 | 0 | 0 | 0 | 0 | 0 | 0 | 0 | 0 | 0
SDGE | SDGE Imperial | SDGE | Old Town | 230 | 171 | Solar |  |  | 0 | 0 | 0 | 0 | 0 | 0 | 0 | 0 | 0 | 0 | 0 | 0 | 0 | 0 | 0 | 0 | 0 | 0 | 0 | 0 | 0 | 0 | 0 | 0 | 0 | 0 | 0 | 0
SCE Metro | SCE Metro | SCE | Olinda | 230 | 97 | Solar |  |  | 0 | 0 | 0 | 0 | 0 | 0 | 0 | 0 | 0 | 0 | 0 | 0 | 0 | 0 | 0 | 0 | 0 | 0 | 0 | 0 | 0 | 0 | 0 | 0 | 0 | 0 | 0 | 0
PG&E FRESNO | PGE Fresno | PGE | Olive | 115 | 119 | Solar |  |  | 1 | 40 | 0 | 40 | 0 | 0 | 0 | 0 | 0 | 0 | 0 | 0 | 0 | 0 | 0 | 0 | 0 | 0 | 0 | 0 | 0 | 0 | 40 | 0 | 40 | 40 | 0 | 40
PG&E NGBA | PGE NGBA | PGE | Olivehurst | 115 | 22 | Solar |  |  | 0 | 0 | 0 | 0 | 0 | 0 | 0 | 0 | 0 | 0 | 0 | 0 | 0 | 0 | 0 | 0 | 0 | 0 | 0 | 0 | 0 | 0 | 0 | 0 | 0 | 0 | 0 | 0
PG&E NGBA | PGE NGBA | PGE | Oregon Trail | 60 |  | Solar |  |  | 0 | 0 | 0 | 0 | 0 | 0 | 0 | 0 | 0 | 0 | 0 | 0 | 0 | 0 | 0 | 0 | 0 | 0 | 0 | 0 | 0 | 0 | 0 | 0 | 0 | 0 | 0 | 0
SCE Northern | SCE Northern | SCE | Ormond Beach | 230 | 157 | Solar |  |  | 1 | 0 | 0 | 0 | 0 | 0 | 0 | 0 | 0 | 0 | 0 | 0 | 0 | 332 | 0 | 332 | 0 | 0 | 0 | 332 | 0 | 332 | 332 | 0 | 332 | 332 | 0 | 332
PG&E FRESNO | PGE Fresno | PGE | Oro Loma | 115 | 123 | Solar |  |  | 1 | 0 | 0 | 0 | 0 | 0 | 0 | 0 | 0 | 0 | 0 | 0 | 0 | 110 | 0 | 110 | 0 | 0 | 0 | 110 | 0 | 110 | 110 | 0 | 110 | 110 | 0 | 110
PG&E FRESNO | PGE Fresno | PGE | Oro Loma | 70 |  | Solar |  |  | 0 | 0 | 0 | 0 | 0 | 0 | 0 | 0 | 0 | 0 | 0 | 0 | 0 | 0 | 0 | 0 | 0 | 0 | 0 | 0 | 0 | 0 | 0 | 0 | 0 | 0 | 0 | 0
PG&E FRESNO | PGE Fresno | PGE | Orosi | 70 |  | Solar |  |  | 0 | 0 | 0 | 0 | 0 | 0 | 0 | 0 | 0 | 0 | 0 | 0 | 0 | 0 | 0 | 0 | 0 | 0 | 0 | 0 | 0 | 0 | 0 | 0 | 0 | 0 | 0 | 0
SDGE | SDGE Imperial | SDGE | Otay | 69 |  | Solar |  |  | 0 | 0 | 0 | 0 | 0 | 0 | 0 | 0 | 0 | 0 | 0 | 0 | 0 | 0 | 0 | 0 | 0 | 0 | 0 | 0 | 0 | 0 | 0 | 0 | 0 | 0 | 0 | 0
SDGE | SDGE Imperial | SDGE | Otay Mesa | 230 | 197 | Solar |  |  | 0 | 0 | 0 | 0 | 0 | 0 | 0 | 0 | 0 | 0 | 0 | 0 | 0 | 0 | 0 | 0 | 0 | 0 | 0 | 0 | 0 | 0 | 0 | 0 | 0 | 0 | 0 | 0
PG&E FRESNO | PGE Fresno | PGE | Padre Flats SW STA | 230 | 71 | Solar |  |  | 1 | 0 | 0 | 0 | 0 | 0 | 0 | 0 | 0 | 0 | 0 | 0 | 0 | 370 | 0 | 370 | 0 | 0 | 0 | 370 | 0 | 370 | 370 | 0 | 370 | 370 | 0 | 370
EOP | SCE EOP | SCE | Pahrump | 138 | 177 | Solar |  |  | 0 | 0 | 0 | 0 | 0 | 0 | 0 | 0 | 0 | 0 | 0 | 0 | 0 | 0 | 0 | 0 | 0 | 0 | 0 | 0 | 0 | 0 | 0 | 0 | 0 | 0 | 0 | 0
EOP | SCE EOP | SCE | Pahrump | 230 | 177 | Solar |  |  | 0 | 0 | 0 | 0 | 0 | 0 | 0 | 0 | 0 | 0 | 0 | 0 | 0 | 0 | 0 | 0 | 0 | 0 | 0 | 0 | 0 | 0 | 0 | 0 | 0 | 0 | 0 | 0
SDGE | SDGE Imperial | SDGE | Pala | 69 |  | Solar |  |  | 0 | 0 | 0 | 0 | 0 | 0 | 0 | 0 | 0 | 0 | 0 | 0 | 0 | 0 | 0 | 0 | 0 | 0 | 0 | 0 | 0 | 0 | 0 | 0 | 0 | 0 | 0 | 0
PG&E NGBA | PGE NGBA | PGE | Palermo | 115 | 22 | Solar |  |  | 0 | 0 | 0 | 0 | 0 | 0 | 0 | 0 | 0 | 0 | 0 | 0 | 0 | 0 | 0 | 0 | 0 | 0 | 0 | 0 | 0 | 0 | 0 | 0 | 0 | 0 | 0 | 0
PG&E NGBA | PGE NGBA | PGE | Palermo | 230 | 19 | Solar |  |  | 0 | 0 | 0 | 0 | 0 | 0 | 0 | 0 | 0 | 0 | 0 | 0 | 0 | 0 | 0 | 0 | 0 | 0 | 0 | 0 | 0 | 0 | 0 | 0 | 0 | 0 | 0 | 0
SCE Eastern | SCE Arizona | SCE | Palo Verde | 500 | 176 | Solar |  |  | 0 | 0 | 0 | 0 | 0 | 0 | 0 | 0 | 0 | 0 | 0 | 0 | 0 | 0 | 0 | 0 | 0 | 0 | 0 | 0 | 0 | 0 | 0 | 0 | 0 | 0 | 0 | 0
SDGE | SDGE Imperial | SDGE | Palomar Energy | 230 | 195 | Solar |  |  | 0 | 0 | 0 | 0 | 0 | 0 | 0 | 0 | 0 | 0 | 0 | 0 | 0 | 0 | 0 | 0 | 0 | 0 | 0 | 0 | 0 | 0 | 0 | 0 | 0 | 0 | 0 | 0
PG&E KERN | PGE Kern | PGE | Panama | 70 |  | Solar |  |  | 0 | 0 | 0 | 0 | 0 | 0 | 0 | 0 | 0 | 0 | 0 | 0 | 0 | 0 | 0 | 0 | 0 | 0 | 0 | 0 | 0 | 0 | 0 | 0 | 0 | 0 | 0 | 0
PG&E FRESNO | PGE Fresno | PGE | Panoche | 115 | 128 | Solar |  |  | 1 | 0 | 0 | 0 | 0 | 0 | 0 | 0 | 0 | 0 | 0 | 0 | 0 | 0 | 0 | 0 | 90 | 0 | 90 | 90 | 0 | 90 | 0 | 0 | 0 | 90 | 0 | 90
PG&E FRESNO | PGE Fresno | PGE | Panoche | 230 | 94 | Solar |  |  | 1 | 0 | 0 | 0 | 0 | 0 | 0 | 0 | 0 | 0 | 0 | 0 | 0 | 0 | 280 | 280 | 0 | 0 | 0 | 0 | 280 | 280 | 0 | 280 | 280 | 0 | 280 | 280
SCE Northern | SCE Northern | SCE | Pardee | 230 | 151 | Solar |  |  | 0 | 0 | 0 | 0 | 0 | 0 | 0 | 0 | 0 | 0 | 0 | 0 | 0 | 0 | 0 | 0 | 0 | 0 | 0 | 0 | 0 | 0 | 0 | 0 | 0 | 0 | 0 | 0
PG&E NGBA | PGE NGBA | PGE | Parkway | 230 | 30 | Solar |  |  | 0 | 0 | 0 | 0 | 0 | 0 | 0 | 0 | 0 | 0 | 0 | 0 | 0 | 0 | 0 | 0 | 0 | 0 | 0 | 0 | 0 | 0 | 0 | 0 | 0 | 0 | 0 | 0
SCE Northern | SCE Northern | SCE | Pastoria | 230 | 159 | Solar |  |  | 1 | 0 | 0 | 0 | 0 | 105 | 105 | 0 | 0 | 0 | 0 | 105 | 105 | 0 | 0 | 0 | 0 | 0 | 0 | 0 | 0 | 0 | 0 | 105 | 105 | 0 | 105 | 105
SCE Metro | SCE Metro | SCE | Pauda | 230 |  | Solar |  |  | 0 | 0 | 0 | 0 | 0 | 0 | 0 | 0 | 0 | 0 | 0 | 0 | 0 | 0 | 0 | 0 | 0 | 0 | 0 | 0 | 0 | 0 | 0 | 0 | 0 | 0 | 0 | 0
PG&E GBA | PGE GBA | PGE | Paul Sweet | 115 | 14 | Solar |  |  | 0 | 0 | 0 | 0 | 0 | 0 | 0 | 0 | 0 | 0 | 0 | 0 | 0 | 0 | 0 | 0 | 0 | 0 | 0 | 0 | 0 | 0 | 0 | 0 | 0 | 0 | 0 | 0
PG&E NGBA | PGE NGBA | PGE | Peabody | 230 | 52 | Solar |  |  | 0 | 0 | 0 | 0 | 0 | 0 | 0 | 0 | 0 | 0 | 0 | 0 | 0 | 0 | 0 | 0 | 0 | 0 | 0 | 0 | 0 | 0 | 0 | 0 | 0 | 0 | 0 | 0
PG&E NGBA | PGE NGBA | PGE | Pease | 115 | 22 | Solar |  |  | 0 | 0 | 0 | 0 | 0 | 0 | 0 | 0 | 0 | 0 | 0 | 0 | 0 | 0 | 0 | 0 | 0 | 0 | 0 | 0 | 0 | 0 | 0 | 0 | 0 | 0 | 0 | 0
PG&E NGBA | PGE NGBA | PGE | Pease | 60 |  | Solar |  |  | 0 | 0 | 0 | 0 | 0 | 0 | 0 | 0 | 0 | 0 | 0 | 0 | 0 | 0 | 0 | 0 | 0 | 0 | 0 | 0 | 0 | 0 | 0 | 0 | 0 | 0 | 0 | 0
SDGE | SDGE Imperial | SDGE | Penasquitos | 138 | 171 | Solar |  |  | 0 | 0 | 0 | 0 | 0 | 0 | 0 | 0 | 0 | 0 | 0 | 0 | 0 | 0 | 0 | 0 | 0 | 0 | 0 | 0 | 0 | 0 | 0 | 0 | 0 | 0 | 0 | 0
SDGE | SDGE Imperial | SDGE | Penasquitos | 230 | 171 | Solar |  |  | 0 | 0 | 0 | 0 | 0 | 0 | 0 | 0 | 0 | 0 | 0 | 0 | 0 | 0 | 0 | 0 | 0 | 0 | 0 | 0 | 0 | 0 | 0 | 0 | 0 | 0 | 0 | 0
SDGE | SDGE Imperial | SDGE | Penasquitos | 69 |  | Solar |  |  | 0 | 0 | 0 | 0 | 0 | 0 | 0 | 0 | 0 | 0 | 0 | 0 | 0 | 0 | 0 | 0 | 0 | 0 | 0 | 0 | 0 | 0 | 0 | 0 | 0 | 0 | 0 | 0
SDGE | SDGE Imperial | SDGE | Pendleton | 69 |  | Solar |  |  | 0 | 0 | 0 | 0 | 0 | 0 | 0 | 0 | 0 | 0 | 0 | 0 | 0 | 0 | 0 | 0 | 0 | 0 | 0 | 0 | 0 | 0 | 0 | 0 | 0 | 0 | 0 | 0
PG&E NGBA | PGE NGBA | PGE | Penngrove | 115 | 27 | Solar |  |  | 0 | 0 | 0 | 0 | 0 | 0 | 0 | 0 | 0 | 0 | 0 | 0 | 0 | 0 | 0 | 0 | 0 | 0 | 0 | 0 | 0 | 0 | 0 | 0 | 0 | 0 | 0 | 0
PG&E GBA | PGE GBA | PGE | Peoria | 115 | 44 | Solar |  |  | 0 | 0 | 0 | 0 | 0 | 0 | 0 | 0 | 0 | 0 | 0 | 0 | 0 | 0 | 0 | 0 | 0 | 0 | 0 | 0 | 0 | 0 | 0 | 0 | 0 | 0 | 0 | 0
PG&E GBA | PGE GBA | PGE | Piercy | 115 | 11 | Solar |  |  | 0 | 0 | 0 | 0 | 0 | 0 | 0 | 0 | 0 | 0 | 0 | 0 | 0 | 0 | 0 | 0 | 0 | 0 | 0 | 0 | 0 | 0 | 0 | 0 | 0 | 0 | 0 | 0
PG&E FRESNO | PGE Fresno | PGE | Pine Flat | 230 | 117 | Solar |  |  | 1 | 0 | 0 | 0 | 0 | 0 | 0 | 0 | 0 | 0 | 0 | 0 | 0 | 0 | 0 | 0 | 225 | 0 | 225 | 225 | 0 | 225 | 0 | 0 | 0 | 225 | 0 | 225
SCE NOL | SCE NOL | SCE | Pisgah | 230 | 141 | Solar |  |  | 0 | 0 | 0 | 0 | 0 | 0 | 0 | 0 | 0 | 0 | 0 | 0 | 0 | 0 | 0 | 0 | 0 | 0 | 0 | 0 | 0 | 0 | 0 | 0 | 0 | 0 | 0 | 0
PG&E NGBA | PGE NGBA | PGE | Pit 1 | 230 | 2 | Solar |  |  | 0 | 0 | 0 | 0 | 0 | 0 | 0 | 0 | 0 | 0 | 0 | 0 | 0 | 0 | 0 | 0 | 0 | 0 | 0 | 0 | 0 | 0 | 0 | 0 | 0 | 0 | 0 | 0
PG&E NGBA | PGE NGBA | PGE | Pit 1 | 60 |  | Solar |  |  | 0 | 0 | 0 | 0 | 0 | 0 | 0 | 0 | 0 | 0 | 0 | 0 | 0 | 0 | 0 | 0 | 0 | 0 | 0 | 0 | 0 | 0 | 0 | 0 | 0 | 0 | 0 | 0
PG&E NGBA | PGE NGBA | PGE | Pit 3 | 230 | 2 | Solar |  |  | 0 | 0 | 0 | 0 | 0 | 0 | 0 | 0 | 0 | 0 | 0 | 0 | 0 | 0 | 0 | 0 | 0 | 0 | 0 | 0 | 0 | 0 | 0 | 0 | 0 | 0 | 0 | 0
PG&E NGBA | PGE NGBA | PGE | Pit 4 | 230 | 1 | Solar |  |  | 0 | 0 | 0 | 0 | 0 | 0 | 0 | 0 | 0 | 0 | 0 | 0 | 0 | 0 | 0 | 0 | 0 | 0 | 0 | 0 | 0 | 0 | 0 | 0 | 0 | 0 | 0 | 0
PG&E GBA | PGE GBA | PGE | Pittsburg | 115 | 49 | Solar |  |  | 0 | 0 | 0 | 0 | 0 | 0 | 0 | 0 | 0 | 0 | 0 | 0 | 0 | 0 | 0 | 0 | 0 | 0 | 0 | 0 | 0 | 0 | 0 | 0 | 0 | 0 | 0 | 0
PG&E GBA | PGE GBA | PGE | Pittsburg | 230 | 51 | Solar |  |  | 0 | 0 | 0 | 0 | 0 | 0 | 0 | 0 | 0 | 0 | 0 | 0 | 0 | 0 | 0 | 0 | 0 | 0 | 0 | 0 | 0 | 0 | 0 | 0 | 0 | 0 | 0 | 0
PG&E NGBA | PGE NGBA | PGE | Pleasant Grove | 115 | 23 | Solar |  |  | 0 | 0 | 0 | 0 | 0 | 0 | 0 | 0 | 0 | 0 | 0 | 0 | 0 | 0 | 0 | 0 | 0 | 0 | 0 | 0 | 0 | 0 | 0 | 0 | 0 | 0 | 0 | 0
PG&E NGBA | PGE NGBA | PGE | POE | 230 | 24 | Solar |  |  | 0 | 0 | 0 | 0 | 0 | 0 | 0 | 0 | 0 | 0 | 0 | 0 | 0 | 0 | 0 | 0 | 0 | 0 | 0 | 0 | 0 | 0 | 0 | 0 | 0 | 0 | 0 | 0
SDGE | SDGE Imperial | SDGE | Point Loma | 69 |  | Solar |  |  | 0 | 0 | 0 | 0 | 0 | 0 | 0 | 0 | 0 | 0 | 0 | 0 | 0 | 0 | 0 | 0 | 0 | 0 | 0 | 0 | 0 | 0 | 0 | 0 | 0 | 0 | 0 | 0
SDGE | SDGE Imperial | SDGE | Pomerado | 69 |  | Solar |  |  | 0 | 0 | 0 | 0 | 0 | 0 | 0 | 0 | 0 | 0 | 0 | 0 | 0 | 0 | 0 | 0 | 0 | 0 | 0 | 0 | 0 | 0 | 0 | 0 | 0 | 0 | 0 | 0
PG&E KERN | PGE Kern | PGE | Poso Mountain | 115 | 101 | Solar |  |  | 1 | 0 | 0 | 0 | 0 | 0 | 0 | 0 | 0 | 0 | 0 | 0 | 0 | 100 | 150 | 250 | 0 | 0 | 0 | 100 | 150 | 250 | 100 | 150 | 250 | 100 | 150 | 250
EOP | SCE EOP | SCE | Primm | 230 | 161 | Solar |  |  | 0 | 0 | 0 | 0 | 0 | 0 | 0 | 0 | 0 | 0 | 0 | 0 | 0 | 0 | 0 | 0 | 0 | 0 | 0 | 0 | 0 | 0 | 0 | 0 | 0 | 0 | 0 | 0
PG&E NGBA | PGE NGBA | PGE | Putah Creek | 115 | 39 | Solar |  |  | 0 | 0 | 0 | 0 | 0 | 0 | 0 | 0 | 0 | 0 | 0 | 0 | 0 | 0 | 0 | 0 | 0 | 0 | 0 | 0 | 0 | 0 | 0 | 0 | 0 | 0 | 0 | 0
SDGE | SDGE Imperial | SDGE | Q1806 | 138 | 178 | Solar |  |  | 0 | 0 | 0 | 0 | 0 | 0 | 0 | 0 | 0 | 0 | 0 | 0 | 0 | 0 | 0 | 0 | 0 | 0 | 0 | 0 | 0 | 0 | 0 | 0 | 0 | 0 | 0 | 0
PG&E FRESNO | PGE Fresno | PGE | Quinto | 230 | 71 | Solar |  |  | 1 | 0 | 0 | 0 | 0 | 0 | 0 | 0 | 0 | 0 | 0 | 0 | 0 | 370 | 0 | 370 | 0 | 0 | 0 | 370 | 0 | 370 | 370 | 0 | 370 | 370 | 0 | 370
PG&E GBA | PGE GBA | PGE | Race Track | 115 | 44 | Solar |  |  | 0 | 0 | 0 | 0 | 0 | 0 | 0 | 0 | 0 | 0 | 0 | 0 | 0 | 0 | 0 | 0 | 0 | 0 | 0 | 0 | 0 | 0 | 0 | 0 | 0 | 0 | 0 | 0
SDGE | SDGE Imperial | SDGE | Rancho Mission Viejo | 138 | 187 | Solar |  |  | 0 | 0 | 0 | 0 | 0 | 0 | 0 | 0 | 0 | 0 | 0 | 0 | 0 | 0 | 0 | 0 | 0 | 0 | 0 | 0 | 0 | 0 | 0 | 0 | 0 | 0 | 0 | 0
PG&E GBA | PGE GBA | PGE | Rancho Seco | 230 | 15 | Solar |  |  | 1 | 0 | 0 | 0 | 0 | 0 | 0 | 0 | 0 | 0 | 0 | 0 | 0 | 0 | 100 | 100 | 0 | 0 | 0 | 0 | 100 | 100 | 0 | 100 | 100 | 0 | 100 | 100
SCE Metro | SCE Metro | SCE | Rancho Vista | 230 | 97 | Solar |  |  | 0 | 0 | 0 | 0 | 0 | 0 | 0 | 0 | 0 | 0 | 0 | 0 | 0 | 0 | 0 | 0 | 0 | 0 | 0 | 0 | 0 | 0 | 0 | 0 | 0 | 0 | 0 | 0
SCE Metro | SCE Metro | SCE | Rancho Vista | 500 | 97 | Solar |  |  | 0 | 0 | 0 | 0 | 0 | 0 | 0 | 0 | 0 | 0 | 0 | 0 | 0 | 0 | 0 | 0 | 0 | 0 | 0 | 0 | 0 | 0 | 0 | 0 | 0 | 0 | 0 | 0
SCE NOL | SCE NOL | SCE | Ransburg | 115 |  | Solar |  |  | 0 | 0 | 0 | 0 | 0 | 0 | 0 | 0 | 0 | 0 | 0 | 0 | 0 | 0 | 0 | 0 | 0 | 0 | 0 | 0 | 0 | 0 | 0 | 0 | 0 | 0 | 0 | 0
PG&E GBA | PGE GBA | PGE | Ravenswood | 115 | 6 | Solar |  |  | 0 | 0 | 0 | 0 | 0 | 0 | 0 | 0 | 0 | 0 | 0 | 0 | 0 | 0 | 0 | 0 | 0 | 0 | 0 | 0 | 0 | 0 | 0 | 0 | 0 | 0 | 0 | 0
PG&E GBA | PGE GBA | PGE | Ravenswood | 230 | 6 | Solar |  |  | 0 | 0 | 0 | 0 | 0 | 0 | 0 | 0 | 0 | 0 | 0 | 0 | 0 | 0 | 0 | 0 | 0 | 0 | 0 | 0 | 0 | 0 | 0 | 0 | 0 | 0 | 0 | 0
SCE Northern | SCE Northern | SCE | Rector | 230 | 153 | Solar |  |  | 1 | 0 | 0 | 0 | 0 | 0 | 0 | 0 | 0 | 0 | 0 | 0 | 0 | 170 | 0 | 170 | 0 | 0 | 0 | 170 | 0 | 170 | 170 | 0 | 170 | 170 | 0 | 170
SCE Eastern | SCE Eastern | SCE | Red Bluff | 230 | 179 | Solar |  |  | 1 | 0 | 463 | 463 | 0 | 0 | 0 | 0 | 0 | 0 | 0 | 0 | 0 | 0 | 500 | 500 | 0 | 0 | 0 | 0 | 500 | 500 | 0 | 963 | 963 | 0 | 963 | 963
SCE Eastern | SCE Eastern | SCE | Red Bluff | 500 | 172 | Solar |  |  | 1 | 0 | 0 | 0 | 175 | 0 | 175 | 0 | 0 | 0 | 175 | 0 | 175 | 0 | 0 | 0 | 0 | 0 | 0 | 0 | 0 | 0 | 175 | 0 | 175 | 175 | 0 | 175
PG&E NGBA | PGE NGBA | PGE | Redbud | 115 | 27 | Solar |  |  | 0 | 0 | 0 | 0 | 0 | 0 | 0 | 0 | 0 | 0 | 0 | 0 | 0 | 0 | 0 | 0 | 0 | 0 | 0 | 0 | 0 | 0 | 0 | 0 | 0 | 0 | 0 | 0
SCE Metro | SCE Metro | SCE | Redondo | 230 | 97 | Solar |  |  | 0 | 0 | 0 | 0 | 0 | 0 | 0 | 0 | 0 | 0 | 0 | 0 | 0 | 0 | 0 | 0 | 0 | 0 | 0 | 0 | 0 | 0 | 0 | 0 | 0 | 0 | 0 | 0
PG&E FRESNO | PGE Fresno | PGE | Reedley | 115 | 142 | Solar |  |  | 0 | 0 | 0 | 0 | 0 | 0 | 0 | 0 | 0 | 0 | 0 | 0 | 0 | 0 | 0 | 0 | 0 | 0 | 0 | 0 | 0 | 0 | 0 | 0 | 0 | 0 | 0 | 0
PG&E KERN | PGE Kern | PGE | Renfro | 115 | 83 | Solar |  |  | 0 | 0 | 0 | 0 | 0 | 0 | 0 | 0 | 0 | 0 | 0 | 0 | 0 | 0 | 0 | 0 | 0 | 0 | 0 | 0 | 0 | 0 | 0 | 0 | 0 | 0 | 0 | 0
PG&E GBA | PGE GBA | PGE | Richmond R | 115 | 56 | Solar |  |  | 0 | 0 | 0 | 0 | 0 | 0 | 0 | 0 | 0 | 0 | 0 | 0 | 0 | 0 | 0 | 0 | 0 | 0 | 0 | 0 | 0 | 0 | 0 | 0 | 0 | 0 | 0 | 0
PG&E NGBA | PGE NGBA | PGE | Rincon | 115 | 55 | Solar |  |  | 0 | 0 | 0 | 0 | 0 | 0 | 0 | 0 | 0 | 0 | 0 | 0 | 0 | 0 | 0 | 0 | 0 | 0 | 0 | 0 | 0 | 0 | 0 | 0 | 0 | 0 | 0 | 0
PG&E KERN | PGE Kern | PGE | Rio Bravo | 115 | 83 | Solar |  |  | 0 | 0 | 0 | 0 | 0 | 0 | 0 | 0 | 0 | 0 | 0 | 0 | 0 | 0 | 0 | 0 | 0 | 0 | 0 | 0 | 0 | 0 | 0 | 0 | 0 | 0 | 0 | 0
SCE Metro | SCE Metro | SCE | Rio Hondo | 230 | 97 | Solar |  |  | 0 | 0 | 0 | 0 | 0 | 0 | 0 | 0 | 0 | 0 | 0 | 0 | 0 | 0 | 0 | 0 | 0 | 0 | 0 | 0 | 0 | 0 | 0 | 0 | 0 | 0 | 0 | 0
PG&E NGBA | PGE NGBA | PGE | Rio Oso | 115 | 24 | Solar |  |  | 0 | 0 | 0 | 0 | 0 | 0 | 0 | 0 | 0 | 0 | 0 | 0 | 0 | 0 | 0 | 0 | 0 | 0 | 0 | 0 | 0 | 0 | 0 | 0 | 0 | 0 | 0 | 0
PG&E NGBA | PGE NGBA | PGE | Rio Oso | 230 | 24 | Solar |  |  | 0 | 0 | 0 | 0 | 0 | 0 | 0 | 0 | 0 | 0 | 0 | 0 | 0 | 0 | 0 | 0 | 0 | 0 | 0 | 0 | 0 | 0 | 0 | 0 | 0 | 0 | 0 | 0
PG&E GBA | PGE GBA | PGE | Ripon | 115 | 54 | Solar |  |  | 0 | 0 | 0 | 0 | 0 | 0 | 0 | 0 | 0 | 0 | 0 | 0 | 0 | 0 | 0 | 0 | 0 | 0 | 0 | 0 | 0 | 0 | 0 | 0 | 0 | 0 | 0 | 0
PG&E GBA | PGE GBA | PGE | Riverbank | 115 | 44 | Solar |  |  | 0 | 0 | 0 | 0 | 0 | 0 | 0 | 0 | 0 | 0 | 0 | 0 | 0 | 0 | 0 | 0 | 0 | 0 | 0 | 0 | 0 | 0 | 0 | 0 | 0 | 0 | 0 | 0
SCE NOL | SCE NOL | SCE | Roadway | 115 | 146 | Solar |  |  | 1 | 150 | 0 | 150 | 0 | 0 | 0 | 0 | 0 | 0 | 0 | 0 | 0 | 0 | 0 | 0 | 0 | 0 | 0 | 0 | 0 | 0 | 150 | 0 | 150 | 150 | 0 | 150
PG&E NGBA | PGE NGBA | PGE | Rock Creek 1 | 230 | 16 | Solar |  |  | 0 | 0 | 0 | 0 | 0 | 0 | 0 | 0 | 0 | 0 | 0 | 0 | 0 | 0 | 0 | 0 | 0 | 0 | 0 | 0 | 0 | 0 | 0 | 0 | 0 | 0 | 0 | 0
SCE Northern | SCE Northern | SCE | Rosamond | 66 |  | Solar |  |  | 0 | 0 | 0 | 0 | 0 | 0 | 0 | 0 | 0 | 0 | 0 | 0 | 0 | 0 | 0 | 0 | 0 | 0 | 0 | 0 | 0 | 0 | 0 | 0 | 0 | 0 | 0 | 0
PG&E GBA | PGE GBA | PGE | Rossmoor | 230 | 30 | Solar |  |  | 0 | 0 | 0 | 0 | 0 | 0 | 0 | 0 | 0 | 0 | 0 | 0 | 0 | 0 | 0 | 0 | 0 | 0 | 0 | 0 | 0 | 0 | 0 | 0 | 0 | 0 | 0 | 0
PG&E NGBA | PGE NGBA | PGE | Round Mountain | 230 | 1 | Solar |  |  | 0 | 0 | 0 | 0 | 0 | 0 | 0 | 0 | 0 | 0 | 0 | 0 | 0 | 0 | 0 | 0 | 0 | 0 | 0 | 0 | 0 | 0 | 0 | 0 | 0 | 0 | 0 | 0
PG&E NGBA | PGE NGBA | PGE | Round Mountain | 500 | 1 | Solar |  |  | 0 | 0 | 0 | 0 | 0 | 0 | 0 | 0 | 0 | 0 | 0 | 0 | 0 | 0 | 0 | 0 | 0 | 0 | 0 | 0 | 0 | 0 | 0 | 0 | 0 | 0 | 0 | 0
PG&E GBA | PGE GBA | PGE | Salado | 115 | 34 | Solar |  |  | 0 | 0 | 0 | 0 | 0 | 0 | 0 | 0 | 0 | 0 | 0 | 0 | 0 | 0 | 0 | 0 | 0 | 0 | 0 | 0 | 0 | 0 | 0 | 0 | 0 | 0 | 0 | 0
PG&E GBA | PGE GBA | PGE | Salado | 60 |  | Solar |  |  | 0 | 0 | 0 | 0 | 0 | 0 | 0 | 0 | 0 | 0 | 0 | 0 | 0 | 0 | 0 | 0 | 0 | 0 | 0 | 0 | 0 | 0 | 0 | 0 | 0 | 0 | 0 | 0
PG&E GBA | PGE GBA | PGE | Salinas | 115 | 84 | Solar |  |  | 0 | 0 | 0 | 0 | 0 | 0 | 0 | 0 | 0 | 0 | 0 | 0 | 0 | 0 | 0 | 0 | 0 | 0 | 0 | 0 | 0 | 0 | 0 | 0 | 0 | 0 | 0 | 0
SDGE | SDGE Imperial | SDGE | Salt Creek | 69 |  | Solar |  |  | 0 | 0 | 0 | 0 | 0 | 0 | 0 | 0 | 0 | 0 | 0 | 0 | 0 | 0 | 0 | 0 | 0 | 0 | 0 | 0 | 0 | 0 | 0 | 0 | 0 | 0 | 0 | 0
SCE Eastern | SCE Eastern | SCE | San Bernardino | 230 | 156 | Solar |  |  | 0 | 0 | 0 | 0 | 0 | 0 | 0 | 0 | 0 | 0 | 0 | 0 | 0 | 0 | 0 | 0 | 0 | 0 | 0 | 0 | 0 | 0 | 0 | 0 | 0 | 0 | 0 | 0
PG&E GBA | PGE GBA | PGE | SAN FRAN A (POTRERO PP) | 115 | 3 | Solar |  |  | 0 | 0 | 0 | 0 | 0 | 0 | 0 | 0 | 0 | 0 | 0 | 0 | 0 | 0 | 0 | 0 | 0 | 0 | 0 | 0 | 0 | 0 | 0 | 0 | 0 | 0 | 0 | 0
PG&E GBA | PGE GBA | PGE | SAN FRAN A (POTRERO PP) | 230 | 3 | Solar |  |  | 1 | 0 | 0 | 0 | 0 | 0 | 0 | 0 | 0 | 0 | 0 | 0 | 0 | 0 | 0 | 0 | 60 | 0 | 60 | 60 | 0 | 60 | 0 | 0 | 0 | 60 | 0 | 60
PG&E GBA | PGE GBA | PGE | San Jose A | 115 | 81 | Solar |  |  | 0 | 0 | 0 | 0 | 0 | 0 | 0 | 0 | 0 | 0 | 0 | 0 | 0 | 0 | 0 | 0 | 0 | 0 | 0 | 0 | 0 | 0 | 0 | 0 | 0 | 0 | 0 | 0
PG&E GBA | PGE GBA | PGE | San Jose B | 115 | 11 | Solar |  |  | 0 | 0 | 0 | 0 | 0 | 0 | 0 | 0 | 0 | 0 | 0 | 0 | 0 | 0 | 0 | 0 | 0 | 0 | 0 | 0 | 0 | 0 | 0 | 0 | 0 | 0 | 0 | 0
PG&E GBA | PGE GBA | PGE | San Leandro U | 115 | 6 | Solar |  |  | 0 | 0 | 0 | 0 | 0 | 0 | 0 | 0 | 0 | 0 | 0 | 0 | 0 | 0 | 0 | 0 | 0 | 0 | 0 | 0 | 0 | 0 | 0 | 0 | 0 | 0 | 0 | 0
PG&E KERN | PGE Kern | PGE | San Luis Obispo | 115 | 111 | Solar |  |  | 0 | 0 | 0 | 0 | 0 | 0 | 0 | 0 | 0 | 0 | 0 | 0 | 0 | 0 | 0 | 0 | 0 | 0 | 0 | 0 | 0 | 0 | 0 | 0 | 0 | 0 | 0 | 0
PG&E KERN | PGE Kern | PGE | San Luis Obispo | 70 |  | Solar |  |  | 0 | 0 | 0 | 0 | 0 | 0 | 0 | 0 | 0 | 0 | 0 | 0 | 0 | 0 | 0 | 0 | 0 | 0 | 0 | 0 | 0 | 0 | 0 | 0 | 0 | 0 | 0 | 0
SDGE | SDGE Imperial | SDGE | San Luis Rey | 230 | 143 | Solar |  |  | 0 | 0 | 0 | 0 | 0 | 0 | 0 | 0 | 0 | 0 | 0 | 0 | 0 | 0 | 0 | 0 | 0 | 0 | 0 | 0 | 0 | 0 | 0 | 0 | 0 | 0 | 0 | 0
SDGE | SDGE Imperial | SDGE | San Luis Rey | 69 |  | Solar |  |  | 0 | 0 | 0 | 0 | 0 | 0 | 0 | 0 | 0 | 0 | 0 | 0 | 0 | 0 | 0 | 0 | 0 | 0 | 0 | 0 | 0 | 0 | 0 | 0 | 0 | 0 | 0 | 0
SDGE | SDGE Imperial | SDGE | San Marcos | 69 |  | Solar |  |  | 0 | 0 | 0 | 0 | 0 | 0 | 0 | 0 | 0 | 0 | 0 | 0 | 0 | 0 | 0 | 0 | 0 | 0 | 0 | 0 | 0 | 0 | 0 | 0 | 0 | 0 | 0 | 0
SCE Metro | SCE Metro | SCE | San Onofre | 230 | 97 | Solar |  |  | 0 | 0 | 0 | 0 | 0 | 0 | 0 | 0 | 0 | 0 | 0 | 0 | 0 | 0 | 0 | 0 | 0 | 0 | 0 | 0 | 0 | 0 | 0 | 0 | 0 | 0 | 0 | 0
PG&E GBA | PGE GBA | PGE | San Pablo | 115 | 56 | Solar |  |  | 1 | 0 | 0 | 0 | 0 | 0 | 0 | 0 | 0 | 0 | 0 | 0 | 0 | 0 | 40 | 40 | 0 | 0 | 0 | 0 | 40 | 40 | 0 | 40 | 40 | 0 | 40 | 40
PG&E GBA | PGE GBA | PGE | San Ramon | 230 | 4 | Solar |  |  | 0 | 0 | 0 | 0 | 0 | 0 | 0 | 0 | 0 | 0 | 0 | 0 | 0 | 0 | 0 | 0 | 0 | 0 | 0 | 0 | 0 | 0 | 0 | 0 | 0 | 0 | 0 | 0
SDGE | SDGE Imperial | SDGE | San Ysidro | 69 |  | Solar |  |  | 0 | 0 | 0 | 0 | 0 | 0 | 0 | 0 | 0 | 0 | 0 | 0 | 0 | 0 | 0 | 0 | 0 | 0 | 0 | 0 | 0 | 0 | 0 | 0 | 0 | 0 | 0 | 0
SCE NOL | SCE NOL | SCE | Sandlot | 230 | 160 | Solar |  |  | 0 | 0 | 0 | 0 | 0 | 0 | 0 | 0 | 0 | 0 | 0 | 0 | 0 | 0 | 0 | 0 | 0 | 0 | 0 | 0 | 0 | 0 | 0 | 0 | 0 | 0 | 0 | 0
EOP | SCE EOP | SCE | Sandy | 138 | 177 | Solar |  |  | 0 | 0 | 0 | 0 | 0 | 0 | 0 | 0 | 0 | 0 | 0 | 0 | 0 | 0 | 0 | 0 | 0 | 0 | 0 | 0 | 0 | 0 | 0 | 0 | 0 | 0 | 0 | 0
PG&E FRESNO | PGE Fresno | PGE | Sanger | 115 | 152 | Solar |  |  | 0 | 0 | 0 | 0 | 0 | 0 | 0 | 0 | 0 | 0 | 0 | 0 | 0 | 0 | 0 | 0 | 0 | 0 | 0 | 0 | 0 | 0 | 0 | 0 | 0 | 0 | 0 | 0
SCE Northern | SCE Northern | SCE | Santa Clara | 230 | 157 | Solar |  |  | 0 | 0 | 0 | 0 | 0 | 0 | 0 | 0 | 0 | 0 | 0 | 0 | 0 | 0 | 0 | 0 | 0 | 0 | 0 | 0 | 0 | 0 | 0 | 0 | 0 | 0 | 0 | 0
PG&E NGBA | PGE NGBA | PGE | Santa Rosa A | 115 | 27 | Solar |  |  | 0 | 0 | 0 | 0 | 0 | 0 | 0 | 0 | 0 | 0 | 0 | 0 | 0 | 0 | 0 | 0 | 0 | 0 | 0 | 0 | 0 | 0 | 0 | 0 | 0 | 0 | 0 | 0
PG&E GBA | PGE GBA | PGE | Santa Teresa | 115 | 81 | Solar |  |  | 0 | 0 | 0 | 0 | 0 | 0 | 0 | 0 | 0 | 0 | 0 | 0 | 0 | 0 | 0 | 0 | 0 | 0 | 0 | 0 | 0 | 0 | 0 | 0 | 0 | 0 | 0 | 0
SDGE | SDGE Imperial | SDGE | Santee | 138 | 191 | Solar |  |  | 0 | 0 | 0 | 0 | 0 | 0 | 0 | 0 | 0 | 0 | 0 | 0 | 0 | 0 | 0 | 0 | 0 | 0 | 0 | 0 | 0 | 0 | 0 | 0 | 0 | 0 | 0 | 0
SCE Metro | SCE Metro | SCE | Santiago | 230 | 97 | Solar |  |  | 0 | 0 | 0 | 0 | 0 | 0 | 0 | 0 | 0 | 0 | 0 | 0 | 0 | 0 | 0 | 0 | 0 | 0 | 0 | 0 | 0 | 0 | 0 | 0 | 0 | 0 | 0 | 0
PG&E GBA | PGE GBA | PGE | Saratoga | 230 | 13 | Solar |  |  | 0 | 0 | 0 | 0 | 0 | 0 | 0 | 0 | 0 | 0 | 0 | 0 | 0 | 0 | 0 | 0 | 0 | 0 | 0 | 0 | 0 | 0 | 0 | 0 | 0 | 0 | 0 | 0
SCE Northern | SCE Northern | SCE | Saugus | 230 | 131 | Solar |  |  | 0 | 0 | 0 | 0 | 0 | 0 | 0 | 0 | 0 | 0 | 0 | 0 | 0 | 0 | 0 | 0 | 0 | 0 | 0 | 0 | 0 | 0 | 0 | 0 | 0 | 0 | 0 | 0
PG&E FRESNO | PGE Fresno | PGE | Schindler | 115 | 76 | Solar |  |  | 1 | 0 | 0 | 0 | 0 | 0 | 0 | 0 | 0 | 0 | 0 | 0 | 0 | 210 | 0 | 210 | 0 | 0 | 0 | 210 | 0 | 210 | 210 | 0 | 210 | 210 | 0 | 210
PG&E FRESNO | PGE Fresno | PGE | Schindler | 70 |  | Solar |  |  | 0 | 0 | 0 | 0 | 0 | 0 | 0 | 0 | 0 | 0 | 0 | 0 | 0 | 0 | 0 | 0 | 0 | 0 | 0 | 0 | 0 | 0 | 0 | 0 | 0 | 0 | 0 | 0
PG&E GBA | PGE GBA | PGE | Schulte | 115 | 41 | Solar |  |  | 0 | 0 | 0 | 0 | 0 | 0 | 0 | 0 | 0 | 0 | 0 | 0 | 0 | 0 | 0 | 0 | 0 | 0 | 0 | 0 | 0 | 0 | 0 | 0 | 0 | 0 | 0 | 0
SDGE | SDGE Imperial | SDGE | Scripps | 69 |  | Solar |  |  | 0 | 0 | 0 | 0 | 0 | 0 | 0 | 0 | 0 | 0 | 0 | 0 | 0 | 0 | 0 | 0 | 0 | 0 | 0 | 0 | 0 | 0 | 0 | 0 | 0 | 0 | 0 | 0
PG&E KERN | PGE Kern | PGE | Semitropic | 115 | 74 | Solar |  |  | 0 | 0 | 0 | 0 | 0 | 0 | 0 | 0 | 0 | 0 | 0 | 0 | 0 | 0 | 0 | 0 | 0 | 0 | 0 | 0 | 0 | 0 | 0 | 0 | 0 | 0 | 0 | 0
SCE Metro | SCE Metro | SCE | Serrano | 230 | 97 | Solar |  |  | 0 | 0 | 0 | 0 | 0 | 0 | 0 | 0 | 0 | 0 | 0 | 0 | 0 | 0 | 0 | 0 | 0 | 0 | 0 | 0 | 0 | 0 | 0 | 0 | 0 | 0 | 0 | 0
SCE Metro | SCE Metro | SCE | Serrano | 500 | 97 | Solar |  |  | 0 | 0 | 0 | 0 | 0 | 0 | 0 | 0 | 0 | 0 | 0 | 0 | 0 | 0 | 0 | 0 | 0 | 0 | 0 | 0 | 0 | 0 | 0 | 0 | 0 | 0 | 0 | 0
SDGE | SDGE Imperial | SDGE | Shadowridge | 138 | 186 | Solar |  |  | 0 | 0 | 0 | 0 | 0 | 0 | 0 | 0 | 0 | 0 | 0 | 0 | 0 | 0 | 0 | 0 | 0 | 0 | 0 | 0 | 0 | 0 | 0 | 0 | 0 | 0 | 0 | 0
PG&E KERN | PGE Kern | PGE | Shafter | 115 | 107 | Solar |  |  | 1 | 0 | 0 | 0 | 0 | 0 | 0 | 0 | 0 | 0 | 0 | 0 | 0 | 75 | 45 | 120 | 0 | 0 | 0 | 75 | 45 | 120 | 75 | 45 | 120 | 75 | 45 | 120
PG&E NGBA | PGE NGBA | PGE | Silverado | 115 | 55 | Solar |  |  | 0 | 0 | 0 | 0 | 0 | 0 | 0 | 0 | 0 | 0 | 0 | 0 | 0 | 0 | 0 | 0 | 0 | 0 | 0 | 0 | 0 | 0 | 0 | 0 | 0 | 0 | 0 | 0
SDGE | SDGE Imperial | SDGE | Silvergate | 230 | 193 | Solar |  |  | 1 | 0 | 0 | 0 | 0 | 0 | 0 | 0 | 0 | 0 | 0 | 0 | 0 | 60 | 0 | 60 | 0 | 0 | 0 | 60 | 0 | 60 | 60 | 0 | 60 | 60 | 0 | 60
SDGE | SDGE Imperial | SDGE | Silvergate | 69 |  | Solar |  |  | 0 | 0 | 0 | 0 | 0 | 0 | 0 | 0 | 0 | 0 | 0 | 0 | 0 | 0 | 0 | 0 | 0 | 0 | 0 | 0 | 0 | 0 | 0 | 0 | 0 | 0 | 0 | 0
PG&E KERN | PGE Kern | PGE | Sisquoc | 115 | 111 | Solar |  |  | 1 | 0 | 0 | 0 | 0 | 0 | 0 | 0 | 0 | 0 | 0 | 0 | 0 | 0 | 100 | 100 | 0 | 0 | 0 | 0 | 100 | 100 | 0 | 100 | 100 | 0 | 100 | 100
EOP | SCE EOP | SCE | Sloan Canyon | 230 | 161 | Solar |  |  | 0 | 0 | 0 | 0 | 0 | 0 | 0 | 0 | 0 | 0 | 0 | 0 | 0 | 0 | 0 | 0 | 0 | 0 | 0 | 0 | 0 | 0 | 0 | 0 | 0 | 0 | 0 | 0
EOP | SCE EOP | SCE | Sloan Canyon | 500 | 161 | Solar |  |  | 0 | 0 | 0 | 0 | 0 | 0 | 0 | 0 | 0 | 0 | 0 | 0 | 0 | 0 | 0 | 0 | 0 | 0 | 0 | 0 | 0 | 0 | 0 | 0 | 0 | 0 | 0 | 0
PG&E KERN | PGE Kern | PGE | Smyrna | 115 | 113 | Solar |  |  | 0 | 0 | 0 | 0 | 0 | 0 | 0 | 0 | 0 | 0 | 0 | 0 | 0 | 0 | 0 | 0 | 0 | 0 | 0 | 0 | 0 | 0 | 0 | 0 | 0 | 0 | 0 | 0
PG&E GBA | PGE GBA | PGE | Sobrante | 115 | 56 | Solar |  |  | 1 | 0 | 0 | 0 | 0 | 0 | 0 | 0 | 0 | 0 | 0 | 0 | 0 | 0 | 40 | 40 | 0 | 0 | 0 | 0 | 40 | 40 | 0 | 40 | 40 | 0 | 40 | 40
PG&E GBA | PGE GBA | PGE | Sobrante | 230 | 51 | Solar |  |  | 0 | 0 | 0 | 0 | 0 | 0 | 0 | 0 | 0 | 0 | 0 | 0 | 0 | 0 | 0 | 0 | 0 | 0 | 0 | 0 | 0 | 0 | 0 | 0 | 0 | 0 | 0 | 0
PG&E KERN | PGE Kern | PGE | Solar | 230 | 122 | Solar |  |  | 0 | 0 | 0 | 0 | 0 | 0 | 0 | 0 | 0 | 0 | 0 | 0 | 0 | 0 | 0 | 0 | 0 | 0 | 0 | 0 | 0 | 0 | 0 | 0 | 0 | 0 | 0 | 0
PG&E GBA | PGE GBA | PGE | Soledad | 115 | 84 | Solar |  |  | 0 | 0 | 0 | 0 | 0 | 0 | 0 | 0 | 0 | 0 | 0 | 0 | 0 | 0 | 0 | 0 | 0 | 0 | 0 | 0 | 0 | 0 | 0 | 0 | 0 | 0 | 0 | 0
PG&E GBA | PGE GBA | PGE | Soledad | 60 |  | Solar |  |  | 0 | 0 | 0 | 0 | 0 | 0 | 0 | 0 | 0 | 0 | 0 | 0 | 0 | 0 | 0 | 0 | 0 | 0 | 0 | 0 | 0 | 0 | 0 | 0 | 0 | 0 | 0 | 0
SDGE | SDGE Imperial | SDGE | Spring Valley | 69 |  | Solar |  |  | 0 | 0 | 0 | 0 | 0 | 0 | 0 | 0 | 0 | 0 | 0 | 0 | 0 | 0 | 0 | 0 | 0 | 0 | 0 | 0 | 0 | 0 | 0 | 0 | 0 | 0 | 0 | 0
SCE Northern | SCE Northern | SCE | Springville | 230 | 153 | Solar |  |  | 0 | 0 | 0 | 0 | 0 | 0 | 0 | 0 | 0 | 0 | 0 | 0 | 0 | 0 | 0 | 0 | 0 | 0 | 0 | 0 | 0 | 0 | 0 | 0 | 0 | 0 | 0 | 0
PG&E GBA | PGE GBA | PGE | Stagg | 230 | 43 | Solar |  |  | 0 | 0 | 0 | 0 | 0 | 0 | 0 | 0 | 0 | 0 | 0 | 0 | 0 | 0 | 0 | 0 | 0 | 0 | 0 | 0 | 0 | 0 | 0 | 0 | 0 | 0 | 0 | 0
PG&E GBA | PGE GBA | PGE | Standard Oil | 115 | 56 | Solar |  |  | 1 | 0 | 0 | 0 | 0 | 0 | 0 | 0 | 0 | 0 | 0 | 0 | 0 | 0 | 40 | 40 | 0 | 0 | 0 | 0 | 40 | 40 | 0 | 40 | 40 | 0 | 40 | 40
PG&E GBA | PGE GBA | PGE | Stanislaus | 115 | 44 | Solar |  |  | 0 | 0 | 0 | 0 | 0 | 0 | 0 | 0 | 0 | 0 | 0 | 0 | 0 | 0 | 0 | 0 | 0 | 0 | 0 | 0 | 0 | 0 | 0 | 0 | 0 | 0 | 0 | 0
PG&E KERN | PGE Kern | PGE | Stockdale | 115 | 72 | Solar |  |  | 0 | 0 | 0 | 0 | 0 | 0 | 0 | 0 | 0 | 0 | 0 | 0 | 0 | 0 | 0 | 0 | 0 | 0 | 0 | 0 | 0 | 0 | 0 | 0 | 0 | 0 | 0 | 0
PG&E KERN | PGE Kern | PGE | Stockdale | 230 | 68 | Solar |  |  | 0 | 0 | 0 | 0 | 0 | 0 | 0 | 0 | 0 | 0 | 0 | 0 | 0 | 0 | 0 | 0 | 0 | 0 | 0 | 0 | 0 | 0 | 0 | 0 | 0 | 0 | 0 | 0
PG&E GBA | PGE GBA | PGE | Stockton A | 115 | 65 | Solar |  |  | 0 | 0 | 0 | 0 | 0 | 0 | 0 | 0 | 0 | 0 | 0 | 0 | 0 | 0 | 0 | 0 | 0 | 0 | 0 | 0 | 0 | 0 | 0 | 0 | 0 | 0 | 0 | 0
PG&E GBA | PGE GBA | PGE | Stone | 115 | 79 | Solar |  |  | 0 | 0 | 0 | 0 | 0 | 0 | 0 | 0 | 0 | 0 | 0 | 0 | 0 | 0 | 0 | 0 | 0 | 0 | 0 | 0 | 0 | 0 | 0 | 0 | 0 | 0 | 0 | 0
PG&E FRESNO | PGE Fresno | PGE | Storey | 230 | 168 | Solar |  |  | 0 | 0 | 0 | 0 | 0 | 0 | 0 | 0 | 0 | 0 | 0 | 0 | 0 | 0 | 0 | 0 | 0 | 0 | 0 | 0 | 0 | 0 | 0 | 0 | 0 | 0 | 0 | 0
PG&E NGBA | PGE NGBA | PGE | Summit | 115 | 21 | Solar |  |  | 0 | 0 | 0 | 0 | 0 | 0 | 0 | 0 | 0 | 0 | 0 | 0 | 0 | 0 | 0 | 0 | 0 | 0 | 0 | 0 | 0 | 0 | 0 | 0 | 0 | 0 | 0 | 0
SDGE | SDGE Imperial | SDGE | Suncrest | 230 | 183 | Solar |  |  | 0 | 0 | 0 | 0 | 0 | 0 | 0 | 0 | 0 | 0 | 0 | 0 | 0 | 0 | 0 | 0 | 0 | 0 | 0 | 0 | 0 | 0 | 0 | 0 | 0 | 0 | 0 | 0
SDGE | SDGE Imperial | SDGE | Suncrest | 500 | 183 | Solar |  |  | 0 | 0 | 0 | 0 | 0 | 0 | 0 | 0 | 0 | 0 | 0 | 0 | 0 | 0 | 0 | 0 | 0 | 0 | 0 | 0 | 0 | 0 | 0 | 0 | 0 | 0 | 0 | 0
PG&E KERN | PGE Kern | PGE | Sunrise | 230 | 100 | Solar |  |  | 0 | 0 | 0 | 0 | 0 | 0 | 0 | 0 | 0 | 0 | 0 | 0 | 0 | 0 | 0 | 0 | 0 | 0 | 0 | 0 | 0 | 0 | 0 | 0 | 0 | 0 | 0 | 0
PG&E KERN | PGE Kern | PGE | Sunset | 230 | 106 | Solar |  |  | 0 | 0 | 0 | 0 | 0 | 0 | 0 | 0 | 0 | 0 | 0 | 0 | 0 | 0 | 0 | 0 | 0 | 0 | 0 | 0 | 0 | 0 | 0 | 0 | 0 | 0 | 0 | 0
PG&E GBA | PGE GBA | PGE | Swift | 115 | 11 | Solar |  |  | 0 | 0 | 0 | 0 | 0 | 0 | 0 | 0 | 0 | 0 | 0 | 0 | 0 | 0 | 0 | 0 | 0 | 0 | 0 | 0 | 0 | 0 | 0 | 0 | 0 | 0 | 0 | 0
SDGE | SDGE Imperial | SDGE | Sycamore Canyon | 138 | 191 | Solar |  |  | 0 | 0 | 0 | 0 | 0 | 0 | 0 | 0 | 0 | 0 | 0 | 0 | 0 | 0 | 0 | 0 | 0 | 0 | 0 | 0 | 0 | 0 | 0 | 0 | 0 | 0 | 0 | 0
SDGE | SDGE Imperial | SDGE | Sycamore Canyon | 230 | 190 | Solar |  |  | 0 | 0 | 0 | 0 | 0 | 0 | 0 | 0 | 0 | 0 | 0 | 0 | 0 | 0 | 0 | 0 | 0 | 0 | 0 | 0 | 0 | 0 | 0 | 0 | 0 | 0 | 0 | 0
SDGE | SDGE Imperial | SDGE | Sycamore Canyon | 69 |  | Solar |  |  | 0 | 0 | 0 | 0 | 0 | 0 | 0 | 0 | 0 | 0 | 0 | 0 | 0 | 0 | 0 | 0 | 0 | 0 | 0 | 0 | 0 | 0 | 0 | 0 | 0 | 0 | 0 | 0
SCE Northern | SCE Northern | SCE | Sylmar | 230 | 131 | Solar |  |  | 0 | 0 | 0 | 0 | 0 | 0 | 0 | 0 | 0 | 0 | 0 | 0 | 0 | 0 | 0 | 0 | 0 | 0 | 0 | 0 | 0 | 0 | 0 | 0 | 0 | 0 | 0 | 0
PG&E NGBA | PGE NGBA | PGE | Table Mountain | 115 | 1 | Solar |  |  | 0 | 0 | 0 | 0 | 0 | 0 | 0 | 0 | 0 | 0 | 0 | 0 | 0 | 0 | 0 | 0 | 0 | 0 | 0 | 0 | 0 | 0 | 0 | 0 | 0 | 0 | 0 | 0
PG&E NGBA | PGE NGBA | PGE | Table Mountain | 230 | 8 | Solar |  |  | 0 | 0 | 0 | 0 | 0 | 0 | 0 | 0 | 0 | 0 | 0 | 0 | 0 | 0 | 0 | 0 | 0 | 0 | 0 | 0 | 0 | 0 | 0 | 0 | 0 | 0 | 0 | 0
PG&E NGBA | PGE NGBA | PGE | Table Mountain | 500 | 1 | Solar |  |  | 0 | 0 | 0 | 0 | 0 | 0 | 0 | 0 | 0 | 0 | 0 | 0 | 0 | 0 | 0 | 0 | 0 | 0 | 0 | 0 | 0 | 0 | 0 | 0 | 0 | 0 | 0 | 0
PG&E NGBA | PGE NGBA | PGE | Table Mountain | 60 |  | Solar |  |  | 0 | 0 | 0 | 0 | 0 | 0 | 0 | 0 | 0 | 0 | 0 | 0 | 0 | 0 | 0 | 0 | 0 | 0 | 0 | 0 | 0 | 0 | 0 | 0 | 0 | 0 | 0 | 0
PG&E KERN | PGE Kern | PGE | Taft | 115 | 106 | Solar |  |  | 1 | 3 | 0 | 3 | 0 | 0 | 0 | 0 | 0 | 0 | 0 | 0 | 0 | 0 | 0 | 0 | 0 | 0 | 0 | 0 | 0 | 0 | 3 | 0 | 3 | 3 | 0 | 3
SDGE | SDGE Imperial | SDGE | Talega | 138 | 187 | Solar |  |  | 0 | 0 | 0 | 0 | 0 | 0 | 0 | 0 | 0 | 0 | 0 | 0 | 0 | 0 | 0 | 0 | 0 | 0 | 0 | 0 | 0 | 0 | 0 | 0 | 0 | 0 | 0 | 0
SDGE | SDGE Imperial | SDGE | Talega | 230 | 173 | Solar |  |  | 0 | 0 | 0 | 0 | 0 | 0 | 0 | 0 | 0 | 0 | 0 | 0 | 0 | 0 | 0 | 0 | 0 | 0 | 0 | 0 | 0 | 0 | 0 | 0 | 0 | 0 | 0 | 0
PG&E GBA | PGE GBA | PGE | Tassajara | 230 | 1 | Solar |  |  | 0 | 0 | 0 | 0 | 0 | 0 | 0 | 0 | 0 | 0 | 0 | 0 | 0 | 0 | 0 | 0 | 0 | 0 | 0 | 0 | 0 | 0 | 0 | 0 | 0 | 0 | 0 | 0
PG&E KERN | PGE Kern | PGE | Tejon | 70 |  | Solar |  |  | 0 | 0 | 0 | 0 | 0 | 0 | 0 | 0 | 0 | 0 | 0 | 0 | 0 | 0 | 0 | 0 | 0 | 0 | 0 | 0 | 0 | 0 | 0 | 0 | 0 | 0 | 0 | 0
SDGE | SDGE Imperial | SDGE | Telegraph Canyon | 138 | 192 | Solar |  |  | 0 | 0 | 0 | 0 | 0 | 0 | 0 | 0 | 0 | 0 | 0 | 0 | 0 | 0 | 0 | 0 | 0 | 0 | 0 | 0 | 0 | 0 | 0 | 0 | 0 | 0 | 0 | 0
PG&E KERN | PGE Kern | PGE | Temblor | 115 | 100 | Solar |  |  | 0 | 0 | 0 | 0 | 0 | 0 | 0 | 0 | 0 | 0 | 0 | 0 | 0 | 0 | 0 | 0 | 0 | 0 | 0 | 0 | 0 | 0 | 0 | 0 | 0 | 0 | 0 | 0
PG&E KERN | PGE Kern | PGE | Templeton | 230 | 122 | Solar |  |  | 0 | 0 | 0 | 0 | 0 | 0 | 0 | 0 | 0 | 0 | 0 | 0 | 0 | 0 | 0 | 0 | 0 | 0 | 0 | 0 | 0 | 0 | 0 | 0 | 0 | 0 | 0 | 0
PG&E KERN | PGE Kern | PGE | Templeton | 70 |  | Solar |  |  | 0 | 0 | 0 | 0 | 0 | 0 | 0 | 0 | 0 | 0 | 0 | 0 | 0 | 0 | 0 | 0 | 0 | 0 | 0 | 0 | 0 | 0 | 0 | 0 | 0 | 0 | 0 | 0
PG&E GBA | PGE GBA | PGE | Tesla | 115 | 38 | Solar |  |  | 0 | 0 | 0 | 0 | 0 | 0 | 0 | 0 | 0 | 0 | 0 | 0 | 0 | 0 | 0 | 0 | 0 | 0 | 0 | 0 | 0 | 0 | 0 | 0 | 0 | 0 | 0 | 0
PG&E GBA | PGE GBA | PGE | Tesla | 230 | 48 | Solar |  |  | 0 | 0 | 0 | 0 | 0 | 0 | 0 | 0 | 0 | 0 | 0 | 0 | 0 | 0 | 0 | 0 | 0 | 0 | 0 | 0 | 0 | 0 | 0 | 0 | 0 | 0 | 0 | 0
PG&E GBA | PGE GBA | PGE | Tesla | 500 | 45 | Solar |  |  | 1 | 0 | 0 | 0 | 0 | 0 | 0 | 0 | 0 | 0 | 0 | 0 | 0 | 0 | 300 | 300 | 0 | 0 | 0 | 0 | 300 | 300 | 0 | 300 | 300 | 0 | 300 | 300
PG&E KERN | PGE Kern | PGE | Tevis | 115 | 99 | Solar |  |  | 0 | 0 | 0 | 0 | 0 | 0 | 0 | 0 | 0 | 0 | 0 | 0 | 0 | 0 | 0 | 0 | 0 | 0 | 0 | 0 | 0 | 0 | 0 | 0 | 0 | 0 | 0 | 0
EOP | SCE EOP | SCE | Thousandaire | 138 | 177 | Solar |  |  | 0 | 0 | 0 | 0 | 0 | 0 | 0 | 0 | 0 | 0 | 0 | 0 | 0 | 0 | 0 | 0 | 0 | 0 | 0 | 0 | 0 | 0 | 0 | 0 | 0 | 0 | 0 | 0
PG&E KERN | PGE Kern | PGE | Topaz | 230 | 122 | Solar |  |  | 0 | 0 | 0 | 0 | 0 | 0 | 0 | 0 | 0 | 0 | 0 | 0 | 0 | 0 | 0 | 0 | 0 | 0 | 0 | 0 | 0 | 0 | 0 | 0 | 0 | 0 | 0 | 0
SCE NOL | SCE NOL | SCE | Tortilla | 115 | 160 | Solar |  |  | 0 | 0 | 0 | 0 | 0 | 0 | 0 | 0 | 0 | 0 | 0 | 0 | 0 | 0 | 0 | 0 | 0 | 0 | 0 | 0 | 0 | 0 | 0 | 0 | 0 | 0 | 0 | 0
SDGE | SDGE Imperial | SDGE | Trabuco | 138 | 187 | Solar |  |  | 0 | 0 | 0 | 0 | 0 | 0 | 0 | 0 | 0 | 0 | 0 | 0 | 0 | 0 | 0 | 0 | 0 | 0 | 0 | 0 | 0 | 0 | 0 | 0 | 0 | 0 | 0 | 0
PG&E GBA | PGE GBA | PGE | Tracy | 115 | 12 | Solar |  |  | 0 | 0 | 0 | 0 | 0 | 0 | 0 | 0 | 0 | 0 | 0 | 0 | 0 | 0 | 0 | 0 | 0 | 0 | 0 | 0 | 0 | 0 | 0 | 0 | 0 | 0 | 0 | 0
PG&E FRESNO | PGE Fresno | PGE | Tranquility | 230 | 117 | Solar |  |  | 1 | 0 | 400 | 400 | 0 | 400 | 400 | 0 | 0 | 0 | 0 | 400 | 400 | 100 | 360 | 460 | 110 | 0 | 110 | 210 | 360 | 570 | 100 | 1160 | 1260 | 210 | 1160 | 1370
PG&E GBA | PGE GBA | PGE | Trimble | 115 | 81 | Solar |  |  | 0 | 0 | 0 | 0 | 0 | 0 | 0 | 0 | 0 | 0 | 0 | 0 | 0 | 0 | 0 | 0 | 0 | 0 | 0 | 0 | 0 | 0 | 0 | 0 | 0 | 0 | 0 | 0
EOP | SCE EOP | SCE | Trout Canyon | 230 | 177 | Solar |  |  | 1 | 60 | 0 | 60 | 65 | 650 | 715 | 0 | 0 | 0 | 65 | 650 | 715 | 835 | 216 | 1051 | 0 | 0 | 0 | 835 | 216 | 1051 | 960 | 866 | 1826 | 960 | 866 | 1826
EOP | SCE EOP | SCE | Trout Canyon | 500 | 177 | Solar |  |  | 0 | 0 | 0 | 0 | 0 | 0 | 0 | 0 | 0 | 0 | 0 | 0 | 0 | 0 | 0 | 0 | 0 | 0 | 0 | 0 | 0 | 0 | 0 | 0 | 0 | 0 | 0 | 0
PG&E NGBA | PGE NGBA | PGE | Tulucay | 230 | 27 | Solar |  |  | 0 | 0 | 0 | 0 | 0 | 0 | 0 | 0 | 0 | 0 | 0 | 0 | 0 | 0 | 0 | 0 | 0 | 0 | 0 | 0 | 0 | 0 | 0 | 0 | 0 | 0 | 0 | 0
PG&E NGBA | PGE NGBA | PGE | Tulucay | 60 |  | Solar |  |  | 0 | 0 | 0 | 0 | 0 | 0 | 0 | 0 | 0 | 0 | 0 | 0 | 0 | 0 | 0 | 0 | 0 | 0 | 0 | 0 | 0 | 0 | 0 | 0 | 0 | 0 | 0 | 0
PG&E KERN | PGE Kern | PGE | Tupman | 115 | 95 | Solar |  |  | 0 | 0 | 0 | 0 | 0 | 0 | 0 | 0 | 0 | 0 | 0 | 0 | 0 | 0 | 0 | 0 | 0 | 0 | 0 | 0 | 0 | 0 | 0 | 0 | 0 | 0 | 0 | 0
PG&E NGBA | PGE NGBA | PGE | Ukiah | 115 | 37 | Solar |  |  | 0 | 0 | 0 | 0 | 0 | 0 | 0 | 0 | 0 | 0 | 0 | 0 | 0 | 0 | 0 | 0 | 0 | 0 | 0 | 0 | 0 | 0 | 0 | 0 | 0 | 0 | 0 | 0
PG&E KERN | PGE Kern | PGE | Union (Estrella) | 70 |  | Solar |  |  | 0 | 0 | 0 | 0 | 0 | 0 | 0 | 0 | 0 | 0 | 0 | 0 | 0 | 0 | 0 | 0 | 0 | 0 | 0 | 0 | 0 | 0 | 0 | 0 | 0 | 0 | 0 | 0
PG&E NGBA | PGE NGBA | PGE | Vaca Dixon | 115 | 39 | Solar |  |  | 0 | 0 | 0 | 0 | 0 | 0 | 0 | 0 | 0 | 0 | 0 | 0 | 0 | 0 | 0 | 0 | 0 | 0 | 0 | 0 | 0 | 0 | 0 | 0 | 0 | 0 | 0 | 0
PG&E NGBA | PGE NGBA | PGE | Vaca Dixon | 230 | 33 | Solar |  |  | 0 | 0 | 0 | 0 | 0 | 0 | 0 | 0 | 0 | 0 | 0 | 0 | 0 | 0 | 0 | 0 | 0 | 0 | 0 | 0 | 0 | 0 | 0 | 0 | 0 | 0 | 0 | 0
PG&E NGBA | PGE NGBA | PGE | Vaca Dixon | 500 | 28 | Solar |  |  | 0 | 0 | 0 | 0 | 0 | 0 | 0 | 0 | 0 | 0 | 0 | 0 | 0 | 0 | 0 | 0 | 0 | 0 | 0 | 0 | 0 | 0 | 0 | 0 | 0 | 0 | 0 | 0
PG&E NGBA | PGE NGBA | PGE | Vaca Dixon | 60 |  | Solar |  |  | 0 | 0 | 0 | 0 | 0 | 0 | 0 | 0 | 0 | 0 | 0 | 0 | 0 | 0 | 0 | 0 | 0 | 0 | 0 | 0 | 0 | 0 | 0 | 0 | 0 | 0 | 0 | 0
SCE Eastern | SCE Eastern | SCE | Valley (SCE) | 500 | 156 | Solar |  |  | 0 | 0 | 0 | 0 | 0 | 0 | 0 | 0 | 0 | 0 | 0 | 0 | 0 | 0 | 0 | 0 | 0 | 0 | 0 | 0 | 0 | 0 | 0 | 0 | 0 | 0 | 0 | 0
EOP | SCE EOP | SCE | Valley (VEA) | 138 | 177 | Solar |  |  | 0 | 0 | 0 | 0 | 0 | 0 | 0 | 0 | 0 | 0 | 0 | 0 | 0 | 0 | 0 | 0 | 0 | 0 | 0 | 0 | 0 | 0 | 0 | 0 | 0 | 0 | 0 | 0
SDGE | SDGE Imperial | SDGE | Valley Center | 69 |  | Solar |  |  | 0 | 0 | 0 | 0 | 0 | 0 | 0 | 0 | 0 | 0 | 0 | 0 | 0 | 0 | 0 | 0 | 0 | 0 | 0 | 0 | 0 | 0 | 0 | 0 | 0 | 0 | 0 | 0
PG&E GBA | PGE GBA | PGE | Valley Home | 115 | 36 | Solar |  |  | 0 | 0 | 0 | 0 | 0 | 0 | 0 | 0 | 0 | 0 | 0 | 0 | 0 | 0 | 0 | 0 | 0 | 0 | 0 | 0 | 0 | 0 | 0 | 0 | 0 | 0 | 0 | 0
PG&E GBA | PGE GBA | PGE | Valley Springs | 230 | 65 | Solar |  |  | 0 | 0 | 0 | 0 | 0 | 0 | 0 | 0 | 0 | 0 | 0 | 0 | 0 | 0 | 0 | 0 | 0 | 0 | 0 | 0 | 0 | 0 | 0 | 0 | 0 | 0 | 0 | 0
PG&E GBA | PGE GBA | PGE | Valley Springs | 60 |  | Solar |  |  | 0 | 0 | 0 | 0 | 0 | 0 | 0 | 0 | 0 | 0 | 0 | 0 | 0 | 0 | 0 | 0 | 0 | 0 | 0 | 0 | 0 | 0 | 0 | 0 | 0 | 0 | 0 | 0
EOP | SCE EOP | SCE | Valley Switch | 138 | 177 | Solar |  |  | 0 | 0 | 0 | 0 | 0 | 0 | 0 | 0 | 0 | 0 | 0 | 0 | 0 | 0 | 0 | 0 | 0 | 0 | 0 | 0 | 0 | 0 | 0 | 0 | 0 | 0 | 0 | 0
EOP | SCE EOP | SCE | Valley Switch | 230 | 177 | Solar |  |  | 0 | 0 | 0 | 0 | 0 | 0 | 0 | 0 | 0 | 0 | 0 | 0 | 0 | 0 | 0 | 0 | 0 | 0 | 0 | 0 | 0 | 0 | 0 | 0 | 0 | 0 | 0 | 0
PG&E GBA | PGE GBA | PGE | Vasco | 230 | 42 | Solar |  |  | 0 | 0 | 0 | 0 | 0 | 0 | 0 | 0 | 0 | 0 | 0 | 0 | 0 | 0 | 0 | 0 | 0 | 0 | 0 | 0 | 0 | 0 | 0 | 0 | 0 | 0 | 0 | 0
PG&E GBA | PGE GBA | PGE | Vasona | 230 | 80 | Solar |  |  | 0 | 0 | 0 | 0 | 0 | 0 | 0 | 0 | 0 | 0 | 0 | 0 | 0 | 0 | 0 | 0 | 0 | 0 | 0 | 0 | 0 | 0 | 0 | 0 | 0 | 0 | 0 | 0
SCE Northern | SCE Northern | SCE | Vestal | 230 | 153 | Solar |  |  | 1 | 300 | 0 | 300 | 0 | 50 | 50 | 0 | 0 | 0 | 0 | 50 | 50 | 92 | 0 | 92 | 0 | 0 | 0 | 92 | 0 | 92 | 392 | 50 | 442 | 392 | 50 | 442
SCE Northern | SCE Northern | SCE | Vestal | 66 |  | Solar |  |  | 0 | 0 | 0 | 0 | 0 | 0 | 0 | 0 | 0 | 0 | 0 | 0 | 0 | 0 | 0 | 0 | 0 | 0 | 0 | 0 | 0 | 0 | 0 | 0 | 0 | 0 | 0 | 0
SCE NOL | SCE NOL | SCE | Victor | 115 | 146 | Solar |  |  | 0 | 0 | 0 | 0 | 0 | 0 | 0 | 0 | 0 | 0 | 0 | 0 | 0 | 0 | 0 | 0 | 0 | 0 | 0 | 0 | 0 | 0 | 0 | 0 | 0 | 0 | 0 | 0
SCE NOL | SCE NOL | SCE | Victor | 230 | 146 | Solar |  |  | 1 | 0 | 0 | 0 | 0 | 0 | 0 | 0 | 0 | 0 | 0 | 0 | 0 | 150 | 50 | 200 | 0 | 0 | 0 | 150 | 50 | 200 | 150 | 50 | 200 | 150 | 50 | 200
SCE Metro | SCE Metro | SCE | Viejo | 230 | 97 | Solar |  |  | 0 | 0 | 0 | 0 | 0 | 0 | 0 | 0 | 0 | 0 | 0 | 0 | 0 | 0 | 0 | 0 | 0 | 0 | 0 | 0 | 0 | 0 | 0 | 0 | 0 | 0 | 0 | 0
PG&E GBA | PGE GBA | PGE | Vierra | 115 | 44 | Solar |  |  | 0 | 0 | 0 | 0 | 0 | 0 | 0 | 0 | 0 | 0 | 0 | 0 | 0 | 0 | 0 | 0 | 0 | 0 | 0 | 0 | 0 | 0 | 0 | 0 | 0 | 0 | 0 | 0
SCE Metro | SCE Metro | SCE | Villa Park | 230 | 97 | Solar |  |  | 0 | 0 | 0 | 0 | 0 | 0 | 0 | 0 | 0 | 0 | 0 | 0 | 0 | 0 | 0 | 0 | 0 | 0 | 0 | 0 | 0 | 0 | 0 | 0 | 0 | 0 | 0 | 0
SCE Northern | SCE Northern | SCE | Vincent | 230 | 91 | Solar |  |  | 1 | 0 | 0 | 0 | 0 | 0 | 0 | 0 | 0 | 0 | 0 | 0 | 0 | 1200 | 0 | 1200 | 600 | 0 | 600 | 1800 | 0 | 1800 | 1200 | 0 | 1200 | 1800 | 0 | 1800
SCE Northern | SCE Northern | SCE | Vincent | 500 | 91 | Solar |  |  | 0 | 0 | 0 | 0 | 0 | 0 | 0 | 0 | 0 | 0 | 0 | 0 | 0 | 0 | 0 | 0 | 0 | 0 | 0 | 0 | 0 | 0 | 0 | 0 | 0 | 0 | 0 | 0
PG&E GBA | PGE GBA | PGE | Vineyard | 230 | 42 | Solar |  |  | 0 | 0 | 0 | 0 | 0 | 0 | 0 | 0 | 0 | 0 | 0 | 0 | 0 | 0 | 0 | 0 | 0 | 0 | 0 | 0 | 0 | 0 | 0 | 0 | 0 | 0 | 0 | 0
SDGE | PGE GBA | PGE | Vineyard | 69 |  | Solar |  |  | 0 | 0 | 0 | 0 | 0 | 0 | 0 | 0 | 0 | 0 | 0 | 0 | 0 | 0 | 0 | 0 | 0 | 0 | 0 | 0 | 0 | 0 | 0 | 0 | 0 | 0 | 0 | 0
SCE Eastern | SCE Eastern | SCE | Vista (SCE) | 230 | 156 | Solar |  |  | 0 | 0 | 0 | 0 | 0 | 0 | 0 | 0 | 0 | 0 | 0 | 0 | 0 | 0 | 0 | 0 | 0 | 0 | 0 | 0 | 0 | 0 | 0 | 0 | 0 | 0 | 0 | 0
EOP | SCE EOP | SCE | Vista (VEA) | 138 | 177 | Solar |  |  | 0 | 0 | 0 | 0 | 0 | 0 | 0 | 0 | 0 | 0 | 0 | 0 | 0 | 0 | 0 | 0 | 0 | 0 | 0 | 0 | 0 | 0 | 0 | 0 | 0 | 0 | 0 | 0
EOP | SCE EOP | SCE | Vista (VEA) | 230 | 177 | Solar |  |  | 0 | 0 | 0 | 0 | 0 | 0 | 0 | 0 | 0 | 0 | 0 | 0 | 0 | 0 | 0 | 0 | 0 | 0 | 0 | 0 | 0 | 0 | 0 | 0 | 0 | 0 | 0 | 0
PG&E FRESNO | PGE Fresno | PGE | Wahtoke | 115 | 105 | Solar |  |  | 0 | 0 | 0 | 0 | 0 | 0 | 0 | 0 | 0 | 0 | 0 | 0 | 0 | 0 | 0 | 0 | 0 | 0 | 0 | 0 | 0 | 0 | 0 | 0 | 0 | 0 | 0 | 0
SCE Northern | SCE Northern | SCE | Wakefield | 66 |  | Solar |  |  | 0 | 0 | 0 | 0 | 0 | 0 | 0 | 0 | 0 | 0 | 0 | 0 | 0 | 0 | 0 | 0 | 0 | 0 | 0 | 0 | 0 | 0 | 0 | 0 | 0 | 0 | 0 | 0
SCE Metro | SCE Metro | SCE | Walnut | 230 | 97 | Solar |  |  | 0 | 0 | 0 | 0 | 0 | 0 | 0 | 0 | 0 | 0 | 0 | 0 | 0 | 0 | 0 | 0 | 0 | 0 | 0 | 0 | 0 | 0 | 0 | 0 | 0 | 0 | 0 | 0
SCE Northern | SCE Northern | SCE | Warne | 230 | 159 | Solar |  |  | 0 | 0 | 0 | 0 | 0 | 0 | 0 | 0 | 0 | 0 | 0 | 0 | 0 | 0 | 0 | 0 | 0 | 0 | 0 | 0 | 0 | 0 | 0 | 0 | 0 | 0 | 0 | 0
PG&E GBA | PGE GBA | PGE | Warnerville | 230 | 155 | Solar |  |  | 0 | 0 | 0 | 0 | 0 | 0 | 0 | 0 | 0 | 0 | 0 | 0 | 0 | 0 | 0 | 0 | 0 | 0 | 0 | 0 | 0 | 0 | 0 | 0 | 0 | 0 | 0 | 0
PG&E FRESNO | PGE Fresno | PGE | Waukena | 115 | 105 | Solar |  |  | 0 | 0 | 0 | 0 | 0 | 0 | 0 | 0 | 0 | 0 | 0 | 0 | 0 | 0 | 0 | 0 | 0 | 0 | 0 | 0 | 0 | 0 | 0 | 0 | 0 | 0 | 0 | 0
PG&E GBA | PGE GBA | PGE | Weber | 230 | 15 | Solar |  |  | 0 | 0 | 0 | 0 | 0 | 0 | 0 | 0 | 0 | 0 | 0 | 0 | 0 | 0 | 0 | 0 | 0 | 0 | 0 | 0 | 0 | 0 | 0 | 0 | 0 | 0 | 0 | 0
PG&E GBA | PGE GBA | PGE | Weber | 60 |  | Solar |  |  | 0 | 0 | 0 | 0 | 0 | 0 | 0 | 0 | 0 | 0 | 0 | 0 | 0 | 0 | 0 | 0 | 0 | 0 | 0 | 0 | 0 | 0 | 0 | 0 | 0 | 0 | 0 | 0
PG&E FRESNO | PGE Fresno | PGE | West Fresno | 115 | 117 | Solar |  |  | 1 | 0 | 0 | 0 | 0 | 0 | 0 | 0 | 0 | 0 | 0 | 0 | 0 | 0 | 0 | 0 | 67 | 0 | 67 | 67 | 0 | 67 | 0 | 0 | 0 | 67 | 0 | 67
PG&E FRESNO | PGE Fresno | PGE | Westley | 230 | 64 | Solar |  |  | 1 | 0 | 0 | 0 | 0 | 0 | 0 | 0 | 0 | 0 | 0 | 0 | 0 | 0 | 0 | 0 | 155 | 0 | 155 | 155 | 0 | 155 | 0 | 0 | 0 | 155 | 0 | 155
PG&E KERN | PGE Kern | PGE | Westpark | 115 | 68 | Solar |  |  | 0 | 0 | 0 | 0 | 0 | 0 | 0 | 0 | 0 | 0 | 0 | 0 | 0 | 0 | 0 | 0 | 0 | 0 | 0 | 0 | 0 | 0 | 0 | 0 | 0 | 0 | 0 | 0
PG&E KERN | PGE Kern | PGE | Wheeler Ridge | 230 | 103 | Solar |  |  | 1 | 100 | 0 | 100 | 0 | 0 | 0 | 0 | 0 | 0 | 0 | 0 | 0 | 0 | 90 | 90 | 0 | 0 | 0 | 0 | 90 | 90 | 100 | 90 | 190 | 100 | 90 | 190
PG&E KERN | PGE Kern | PGE | Wheeler Ridge | 115 | 68 | Solar |  |  | 1 | 0 | 0 | 0 | 0 | 0 | 0 | 0 | 0 | 0 | 0 | 0 | 0 | 95 | 0 | 95 | 0 | 0 | 0 | 95 | 0 | 95 | 95 | 0 | 95 | 95 | 0 | 95
PG&E KERN | PGE Kern | PGE | Wheeler Ridge | 70 |  | Solar |  |  | 1 | 100 | 0 | 100 | 0 | 0 | 0 | 0 | 0 | 0 | 0 | 0 | 0 | 0 | 0 | 0 | 0 | 0 | 0 | 0 | 0 | 0 | 100 | 0 | 100 | 100 | 0 | 100
SCE Northern | SCE Northern | SCE | Whirlwind | 230 | 124 | Solar |  |  | 1 | 174 | 0 | 174 | 44 | 188 | 232 | 0 | 0 | 0 | 44 | 188 | 232 | 1441 | 0 | 1441 | 0 | 0 | 0 | 1441 | 0 | 1441 | 1659 | 188 | 1847 | 1659 | 188 | 1847
SCE Northern | SCE Northern | SCE | Whirlwind | 500 | 124 | Solar |  |  | 1 | 0 | 0 | 0 | 0 | 0 | 0 | 0 | 0 | 0 | 0 | 0 | 0 | 1032 | 0 | 1032 | 0 | 0 | 0 | 1032 | 0 | 1032 | 1032 | 0 | 1032 | 1032 | 0 | 1032
PG&E GBA | PGE GBA | PGE | Whisman | 115 | 78 | Solar |  |  | 0 | 0 | 0 | 0 | 0 | 0 | 0 | 0 | 0 | 0 | 0 | 0 | 0 | 0 | 0 | 0 | 0 | 0 | 0 | 0 | 0 | 0 | 0 | 0 | 0 | 0 | 0 | 0
SCE Eastern | SCE Eastern | SCE | Wildlife | 230 | 156 | Solar |  |  | 0 | 0 | 0 | 0 | 0 | 0 | 0 | 0 | 0 | 0 | 0 | 0 | 0 | 0 | 0 | 0 | 0 | 0 | 0 | 0 | 0 | 0 | 0 | 0 | 0 | 0 | 0 | 0
PG&E FRESNO | PGE Fresno | PGE | Wilson | 115 | 158 | Solar |  |  | 0 | 0 | 0 | 0 | 0 | 0 | 0 | 0 | 0 | 0 | 0 | 0 | 0 | 0 | 0 | 0 | 0 | 0 | 0 | 0 | 0 | 0 | 0 | 0 | 0 | 0 | 0 | 0
PG&E FRESNO | PGE Fresno | PGE | Wilson | 230 | 169 | Solar |  |  | 0 | 0 | 0 | 0 | 0 | 0 | 0 | 0 | 0 | 0 | 0 | 0 | 0 | 0 | 0 | 0 | 0 | 0 | 0 | 0 | 0 | 0 | 0 | 0 | 0 | 0 | 0 | 0
SCE Northern | SCE Northern | SCE | Windhub | 230 | 147 | Solar |  |  | 1 | 68 | 0 | 68 | 0 | 1020 | 1020 | 0 | 0 | 0 | 0 | 1020 | 1020 | 0 | 0 | 0 | 0 | 0 | 0 | 0 | 0 | 0 | 68 | 1020 | 1088 | 68 | 1020 | 1088
SCE Northern | SCE Northern | SCE | Windhub | 500 | 147 | Solar |  |  | 1 | 0 | 0 | 0 | 153 | 0 | 153 | 0 | 0 | 0 | 153 | 0 | 153 | 0 | 0 | 0 | 0 | 0 | 0 | 0 | 0 | 0 | 153 | 0 | 153 | 153 | 0 | 153
PG&E GBA | PGE GBA | PGE | Windmaster | 230 | 32 | Solar |  |  | 1 | 0 | 0 | 0 | 0 | 0 | 0 | 0 | 0 | 0 | 0 | 0 | 0 | 260 | 0 | 260 | 0 | 0 | 0 | 260 | 0 | 260 | 260 | 0 | 260 | 260 | 0 | 260
PG&E NGBA | PGE NGBA | PGE | Windsor | 60 |  | Solar |  |  | 0 | 0 | 0 | 0 | 0 | 0 | 0 | 0 | 0 | 0 | 0 | 0 | 0 | 0 | 0 | 0 | 0 | 0 | 0 | 0 | 0 | 0 | 0 | 0 | 0 | 0 | 0 | 0
PG&E NGBA | PGE NGBA | PGE | Woodland | 115 | 18 | Solar |  |  | 1 | 0 | 0 | 0 | 0 | 12 | 12 | 0 | 0 | 0 | 0 | 12 | 12 | 0 | 0 | 0 | 0 | 0 | 0 | 0 | 0 | 0 | 0 | 12 | 12 | 0 | 12 | 12
PG&E FRESNO | PGE Fresno | PGE | Woodward | 115 | 136 | Solar |  |  | 0 | 0 | 0 | 0 | 0 | 0 | 0 | 0 | 0 | 0 | 0 | 0 | 0 | 0 | 0 | 0 | 0 | 0 | 0 | 0 | 0 | 0 | 0 | 0 | 0 | 0 | 0 | 0
PG&E NGBA | PGE NGBA | PGE | Wyandotte | 115 | 22 | Solar |  |  | 0 | 0 | 0 | 0 | 0 | 0 | 0 | 0 | 0 | 0 | 0 | 0 | 0 | 0 | 0 | 0 | 0 | 0 | 0 | 0 | 0 | 0 | 0 | 0 | 0 | 0 | 0 | 0
PG&E KERN | PGE Kern | PGE | 7th Standard | 115 | 109 | Battery |  |  | 0 | 0 | 0 | 0 | 0 | 0 | 0 | 0 | 0 | 0 | 0 | 0 | 0 | 0 | 0 | 0 | 0 | 0 | 0 | 0 | 0 | 0 | 0 | 0 | 0 | 0 | 0 | 0
SCE Metro | SCE Metro | SCE | Alamitos | 230 | 132 | Battery |  |  | 1 | 0 | 0 | 0 | 82 | 0 | 82 | 82 | 0 | 82 | 0 | 0 | 0 | 0 | 188 | 188 | 0 | 0 | 0 | 0 | 188 | 188 | 0 | 188 | 188 | 0 | 188 | 188
SCE Eastern | SCE Eastern | SCE | Alberhill | 115 | 156 | Battery |  |  | 0 | 0 | 0 | 0 | 0 | 0 | 0 | 0 | 0 | 0 | 0 | 0 | 0 | 0 | 0 | 0 | 0 | 0 | 0 | 0 | 0 | 0 | 0 | 0 | 0 | 0 | 0 | 0
SCE Eastern | SCE Eastern | SCE | Alberhill | 500 | 156 | Battery |  |  | 0 | 0 | 0 | 0 | 0 | 0 | 0 | 0 | 0 | 0 | 0 | 0 | 0 | 0 | 0 | 0 | 0 | 0 | 0 | 0 | 0 | 0 | 0 | 0 | 0 | 0 | 0 | 0
PG&E GBA | PGE GBA | PGE | Alhambra | 115 | 6 | Battery |  |  | 0 | 0 | 0 | 0 | 0 | 0 | 0 | 0 | 0 | 0 | 0 | 0 | 0 | 0 | 0 | 0 | 0 | 0 | 0 | 0 | 0 | 0 | 0 | 0 | 0 | 0 | 0 | 0
PG&E FRESNO | PGE Fresno | PGE | Alpaugh | 115 | 119 | Battery |  |  | 0 | 0 | 0 | 0 | 0 | 0 | 0 | 0 | 0 | 0 | 0 | 0 | 0 | 0 | 0 | 0 | 0 | 0 | 0 | 0 | 0 | 0 | 0 | 0 | 0 | 0 | 0 | 0
SDGE | SDGE Imperial | SDGE | Alpine | 69 |  | Battery |  |  | 1 | 0 | 0 | 0 | 6 | 0 | 6 | 0 | 0 | 0 | 6 | 0 | 6 | 0 | 0 | 0 | 0 | 0 | 0 | 0 | 0 | 0 | 6 | 0 | 6 | 6 | 0 | 6
PG&E GBA | PGE GBA | PGE | Altamont Midway (Sandhill) | 230 | 26 | Battery |  |  | 0 | 0 | 0 | 0 | 0 | 0 | 0 | 0 | 0 | 0 | 0 | 0 | 0 | 0 | 0 | 0 | 0 | 0 | 0 | 0 | 0 | 0 | 0 | 0 | 0 | 0 | 0 | 0
SCE Northern | SCE Northern | SCE | Antelope | 66 |  | Battery |  |  | 0 | 0 | 0 | 0 | 0 | 0 | 0 | 0 | 0 | 0 | 0 | 0 | 0 | 0 | 0 | 0 | 0 | 0 | 0 | 0 | 0 | 0 | 0 | 0 | 0 | 0 | 0 | 0
SCE Northern | SCE Northern | SCE | Antelope | 230 | 86 | Battery |  |  | 1 | 80 | 0 | 80 | 0 | 0 | 0 | 0 | 0 | 0 | 0 | 0 | 0 | 0 | 157 | 157 | 0 | 0 | 0 | 0 | 157 | 157 | 80 | 157 | 237 | 80 | 157 | 237
SCE Northern | SCE Northern | SCE | Antelope | 500 | 124 | Battery |  |  | 0 | 0 | 0 | 0 | 0 | 0 | 0 | 0 | 0 | 0 | 0 | 0 | 0 | 0 | 0 | 0 | 0 | 0 | 0 | 0 | 0 | 0 | 0 | 0 | 0 | 0 | 0 | 0
PG&E NGBA | PGE NGBA | PGE | Arcata | 60 |  | Battery |  |  | 1 | 0 | 0 | 0 | 2.5 | 0 | 2.5 | 0 | 0 | 0 | 2.5 | 0 | 2.5 | 0 | 0 | 0 | 0 | 0 | 0 | 0 | 0 | 0 | 2.5 | 0 | 2.5 | 2.5 | 0 | 2.5
PG&E KERN | PGE Kern | PGE | Arco | 230 | 93 | Battery |  |  | 1 | 25 | 0 | 25 | 0 | 0 | 0 | 0 | 0 | 0 | 0 | 0 | 0 | 0 | 0 | 0 | 0 | 0 | 0 | 0 | 0 | 0 | 25 | 0 | 25 | 25 | 0 | 25
PG&E KERN | PGE Kern | PGE | Arco | 70 |  | Battery |  |  | 1 | 55 | 0 | 55 | 2 | 0 | 2 | 0 | 0 | 0 | 2 | 0 | 2 | 0 | 0 | 0 | 0 | 0 | 0 | 0 | 0 | 0 | 57 | 0 | 57 | 57 | 0 | 57
SCE Metro | SCE Metro | SCE | ArcoGen | 230 | 97 | Battery |  |  | 0 | 0 | 0 | 0 | 0 | 0 | 0 | 0 | 0 | 0 | 0 | 0 | 0 | 0 | 0 | 0 | 0 | 0 | 0 | 0 | 0 | 0 | 0 | 0 | 0 | 0 | 0 | 0
SDGE | SDGE Imperial | SDGE | Artesian | 230 | 195 | Battery |  |  | 0 | 0 | 0 | 0 | 0 | 0 | 0 | 0 | 0 | 0 | 0 | 0 | 0 | 0 | 0 | 0 | 0 | 0 | 0 | 0 | 0 | 0 | 0 | 0 | 0 | 0 | 0 | 0
SDGE | SDGE Imperial | SDGE | Artesian | 69 |  | Battery |  |  | 0 | 0 | 0 | 0 | 0 | 0 | 0 | 0 | 0 | 0 | 0 | 0 | 0 | 0 | 0 | 0 | 0 | 0 | 0 | 0 | 0 | 0 | 0 | 0 | 0 | 0 | 0 | 0
PG&E FRESNO | PGE Fresno | PGE | Ashlan | 230 | 138 | Battery |  |  | 0 | 0 | 0 | 0 | 0 | 0 | 0 | 0 | 0 | 0 | 0 | 0 | 0 | 0 | 0 | 0 | 0 | 0 | 0 | 0 | 0 | 0 | 0 | 0 | 0 | 0 | 0 | 0
PG&E NGBA | PGE NGBA | PGE | Atlantic | 115 | 16 | Battery |  |  | 0 | 0 | 0 | 0 | 0 | 0 | 0 | 0 | 0 | 0 | 0 | 0 | 0 | 0 | 0 | 0 | 0 | 0 | 0 | 0 | 0 | 0 | 0 | 0 | 0 | 0 | 0 | 0
PG&E NGBA | PGE NGBA | PGE | Atlantic | 230 | 20 | Battery |  |  | 0 | 0 | 0 | 0 | 0 | 0 | 0 | 0 | 0 | 0 | 0 | 0 | 0 | 0 | 0 | 0 | 0 | 0 | 0 | 0 | 0 | 0 | 0 | 0 | 0 | 0 | 0 | 0
PG&E NGBA | PGE NGBA | PGE | Atlantic | 60 |  | Battery |  |  | 0 | 0 | 0 | 0 | 0 | 0 | 0 | 0 | 0 | 0 | 0 | 0 | 0 | 0 | 0 | 0 | 0 | 0 | 0 | 0 | 0 | 0 | 0 | 0 | 0 | 0 | 0 | 0
PG&E FRESNO | PGE Fresno | PGE | Atwater | 115 | 139 | Battery |  |  | 0 | 0 | 0 | 0 | 0 | 0 | 0 | 0 | 0 | 0 | 0 | 0 | 0 | 0 | 0 | 0 | 0 | 0 | 0 | 0 | 0 | 0 | 0 | 0 | 0 | 0 | 0 | 0
PG&E GBA | PGE GBA | PGE | Avena | 115 | 36 | Battery |  |  | 0 | 0 | 0 | 0 | 0 | 0 | 0 | 0 | 0 | 0 | 0 | 0 | 0 | 0 | 0 | 0 | 0 | 0 | 0 | 0 | 0 | 0 | 0 | 0 | 0 | 0 | 0 | 0
SDGE | SDGE Imperial | SDGE | Avocado | 69 |  | Battery |  |  | 0 | 0 | 0 | 0 | 0 | 0 | 0 | 0 | 0 | 0 | 0 | 0 | 0 | 0 | 0 | 0 | 0 | 0 | 0 | 0 | 0 | 0 | 0 | 0 | 0 | 0 | 0 | 0
PG&E NGBA | PGE NGBA | PGE | Bahia | 230 | 60 | Battery |  |  | 0 | 0 | 0 | 0 | 0 | 0 | 0 | 0 | 0 | 0 | 0 | 0 | 0 | 0 | 0 | 0 | 0 | 0 | 0 | 0 | 0 | 0 | 0 | 0 | 0 | 0 | 0 | 0
SCE Northern | SCE Northern | SCE | Bailey | 230 | 167 | Battery |  |  | 0 | 0 | 0 | 0 | 0 | 0 | 0 | 0 | 0 | 0 | 0 | 0 | 0 | 0 | 0 | 0 | 0 | 0 | 0 | 0 | 0 | 0 | 0 | 0 | 0 | 0 | 0 | 0
SCE NOL | SCE NOL | SCE | Baker | 115 | 160 | Battery |  |  | 0 | 0 | 0 | 0 | 0 | 0 | 0 | 0 | 0 | 0 | 0 | 0 | 0 | 0 | 0 | 0 | 0 | 0 | 0 | 0 | 0 | 0 | 0 | 0 | 0 | 0 | 0 | 0
PG&E KERN | PGE Kern | PGE | Bakersfield | 230 | 89 | Battery |  |  | 0 | 0 | 0 | 0 | 0 | 0 | 0 | 0 | 0 | 0 | 0 | 0 | 0 | 0 | 0 | 0 | 0 | 0 | 0 | 0 | 0 | 0 | 0 | 0 | 0 | 0 | 0 | 0
PG&E FRESNO | PGE Fresno | PGE | Balch | 230 | 117 | Battery |  |  | 0 | 0 | 0 | 0 | 0 | 0 | 0 | 0 | 0 | 0 | 0 | 0 | 0 | 0 | 0 | 0 | 0 | 0 | 0 | 0 | 0 | 0 | 0 | 0 | 0 | 0 | 0 | 0
SCE Eastern | SCE Eastern | SCE | Bannister | 230 | 174 | Battery |  |  | 0 | 0 | 0 | 0 | 0 | 0 | 0 | 0 | 0 | 0 | 0 | 0 | 0 | 0 | 0 | 0 | 0 | 0 | 0 | 0 | 0 | 0 | 0 | 0 | 0 | 0 | 0 | 0
SCE Metro | SCE Metro | SCE | Barre | 230 | 97 | Battery |  |  | 1 | 0 | 0 | 0 | 0 | 0 | 0 | 0 | 0 | 0 | 0 | 0 | 0 | 0 | 72 | 72 | 0 | 0 | 0 | 0 | 72 | 72 | 0 | 72 | 72 | 0 | 72 | 72
SDGE | SDGE Imperial | SDGE | Bay Boulevard | 69 |  | Battery |  |  | 0 | 0 | 0 | 0 | 0 | 0 | 0 | 0 | 0 | 0 | 0 | 0 | 0 | 0 | 0 | 0 | 0 | 0 | 0 | 0 | 0 | 0 | 0 | 0 | 0 | 0 | 0 | 0
SDGE | SDGE Imperial | SDGE | Bay Boulevard | 230 | 196 | Battery |  |  | 0 | 0 | 0 | 0 | 0 | 0 | 0 | 0 | 0 | 0 | 0 | 0 | 0 | 0 | 0 | 0 | 0 | 0 | 0 | 0 | 0 | 0 | 0 | 0 | 0 | 0 | 0 | 0
EOP | SCE EOP | SCE | Beatty | 138 | 177 | Battery |  |  | 0 | 0 | 0 | 0 | 0 | 0 | 0 | 0 | 0 | 0 | 0 | 0 | 0 | 0 | 0 | 0 | 0 | 0 | 0 | 0 | 0 | 0 | 0 | 0 | 0 | 0 | 0 | 0
EOP | SCE EOP | SCE | Beatty | 230 | 177 | Battery |  |  | 1 | 0 | 0 | 0 | 0 | 0 | 0 | 0 | 0 | 0 | 0 | 0 | 0 | 0 | 170 | 170 | 0 | 0 | 0 | 0 | 170 | 170 | 0 | 170 | 170 | 0 | 170 | 170
PG&E NGBA | PGE NGBA | PGE | Belden | 230 | 24 | Battery |  |  | 0 | 0 | 0 | 0 | 0 | 0 | 0 | 0 | 0 | 0 | 0 | 0 | 0 | 0 | 0 | 0 | 0 | 0 | 0 | 0 | 0 | 0 | 0 | 0 | 0 | 0 | 0 | 0
PG&E NGBA | PGE NGBA | PGE | Bell | 115 | 16 | Battery |  |  | 0 | 0 | 0 | 0 | 0 | 0 | 0 | 0 | 0 | 0 | 0 | 0 | 0 | 0 | 0 | 0 | 0 | 0 | 0 | 0 | 0 | 0 | 0 | 0 | 0 | 0 | 0 | 0
PG&E NGBA | PGE NGBA | PGE | Bellevue | 115 | 27 | Battery |  |  | 0 | 0 | 0 | 0 | 0 | 0 | 0 | 0 | 0 | 0 | 0 | 0 | 0 | 0 | 0 | 0 | 0 | 0 | 0 | 0 | 0 | 0 | 0 | 0 | 0 | 0 | 0 | 0
PG&E GBA | PGE GBA | PGE | Bellota | 115 | 29 | Battery |  |  | 0 | 0 | 0 | 0 | 0 | 0 | 0 | 0 | 0 | 0 | 0 | 0 | 0 | 0 | 0 | 0 | 0 | 0 | 0 | 0 | 0 | 0 | 0 | 0 | 0 | 0 | 0 | 0
PG&E GBA | PGE GBA | PGE | Bellota | 230 | 15 | Battery |  |  | 0 | 0 | 0 | 0 | 0 | 0 | 0 | 0 | 0 | 0 | 0 | 0 | 0 | 0 | 0 | 0 | 0 | 0 | 0 | 0 | 0 | 0 | 0 | 0 | 0 | 0 | 0 | 0
SCE Northern | SCE Northern | SCE | Big Creek | 230 | 153 | Battery |  |  | 0 | 0 | 0 | 0 | 0 | 0 | 0 | 0 | 0 | 0 | 0 | 0 | 0 | 0 | 0 | 0 | 0 | 0 | 0 | 0 | 0 | 0 | 0 | 0 | 0 | 0 | 0 | 0
PG&E FRESNO | PGE Fresno | PGE | Biola | 70 |  | Battery |  |  | 0 | 0 | 0 | 0 | 0 | 0 | 0 | 0 | 0 | 0 | 0 | 0 | 0 | 0 | 0 | 0 | 0 | 0 | 0 | 0 | 0 | 0 | 0 | 0 | 0 | 0 | 0 | 0
PG&E GBA | PGE GBA | PGE | Birds Landing | 230 | 59 | Battery |  |  | 0 | 0 | 0 | 0 | 0 | 0 | 0 | 0 | 0 | 0 | 0 | 0 | 0 | 0 | 0 | 0 | 0 | 0 | 0 | 0 | 0 | 0 | 0 | 0 | 0 | 0 | 0 | 0
SCE Northern | SCE Northern | SCE | Bliss | 66 |  | Battery |  |  | 0 | 0 | 0 | 0 | 0 | 0 | 0 | 0 | 0 | 0 | 0 | 0 | 0 | 0 | 0 | 0 | 0 | 0 | 0 | 0 | 0 | 0 | 0 | 0 | 0 | 0 | 0 | 0
SCE Eastern | SCE Eastern | SCE | Blythe | 161 | 182 | Battery |  |  | 1 | 150 | 0 | 150 | 160 | 0 | 160 | 0 | 0 | 0 | 160 | 0 | 160 | 0 | 0 | 0 | 0 | 0 | 0 | 0 | 0 | 0 | 310 | 0 | 310 | 310 | 0 | 310
PG&E NGBA | PGE NGBA | PGE | Bogue | 115 | 22 | Battery |  |  | 0 | 0 | 0 | 0 | 0 | 0 | 0 | 0 | 0 | 0 | 0 | 0 | 0 | 0 | 0 | 0 | 0 | 0 | 0 | 0 | 0 | 0 | 0 | 0 | 0 | 0 | 0 | 0
PG&E FRESNO | PGE Fresno | PGE | Borden | 230 | 168 | Battery |  |  | 0 | 0 | 0 | 0 | 0 | 0 | 0 | 0 | 0 | 0 | 0 | 0 | 0 | 0 | 0 | 0 | 0 | 0 | 0 | 0 | 0 | 0 | 0 | 0 | 0 | 0 | 0 | 0
PG&E FRESNO | PGE Fresno | PGE | Borden | 70 |  | Battery |  |  | 0 | 0 | 0 | 0 | 0 | 0 | 0 | 0 | 0 | 0 | 0 | 0 | 0 | 0 | 0 | 0 | 0 | 0 | 0 | 0 | 0 | 0 | 0 | 0 | 0 | 0 | 0 | 0
SDGE | SDGE Imperial | SDGE | Boulevard East | 138 | 192 | Battery |  |  | 0 | 0 | 0 | 0 | 0 | 0 | 0 | 0 | 0 | 0 | 0 | 0 | 0 | 0 | 0 | 0 | 0 | 0 | 0 | 0 | 0 | 0 | 0 | 0 | 0 | 0 | 0 | 0
SDGE | SDGE Imperial | SDGE | Boulevard East | 69 |  | Battery |  |  | 1 | 9.75 | 0 | 9.75 | 17.4 | 0 | 17.4 | 0 | 0 | 0 | 17.4 | 0 | 17.4 | 0 | 0 | 0 | 0 | 0 | 0 | 0 | 0 | 0 | 27.15 | 0 | 27.15 | 27.15 | 0 | 27.15
PG&E GBA | PGE GBA | PGE | Brentwood | 230 | 50 | Battery |  |  | 0 | 0 | 0 | 0 | 0 | 0 | 0 | 0 | 0 | 0 | 0 | 0 | 0 | 0 | 0 | 0 | 0 | 0 | 0 | 0 | 0 | 0 | 0 | 0 | 0 | 0 | 0 | 0
PG&E NGBA | PGE NGBA | PGE | Bridgeville | 115 | 1 | Battery |  |  | 0 | 0 | 0 | 0 | 0 | 0 | 0 | 0 | 0 | 0 | 0 | 0 | 0 | 0 | 0 | 0 | 0 | 0 | 0 | 0 | 0 | 0 | 0 | 0 | 0 | 0 | 0 | 0
PG&E NGBA | PGE NGBA | PGE | Brighton | 115 | 67 | Battery |  |  | 0 | 0 | 0 | 0 | 0 | 0 | 0 | 0 | 0 | 0 | 0 | 0 | 0 | 0 | 0 | 0 | 0 | 0 | 0 | 0 | 0 | 0 | 0 | 0 | 0 | 0 | 0 | 0
PG&E NGBA | PGE NGBA | PGE | Brighton | 230 | 67 | Battery |  |  | 0 | 0 | 0 | 0 | 0 | 0 | 0 | 0 | 0 | 0 | 0 | 0 | 0 | 0 | 0 | 0 | 0 | 0 | 0 | 0 | 0 | 0 | 0 | 0 | 0 | 0 | 0 | 0
PG&E NGBA | PGE NGBA | PGE | Brunswick | 115 | 20 | Battery |  |  | 0 | 0 | 0 | 0 | 0 | 0 | 0 | 0 | 0 | 0 | 0 | 0 | 0 | 0 | 0 | 0 | 0 | 0 | 0 | 0 | 0 | 0 | 0 | 0 | 0 | 0 | 0 | 0
PG&E NGBA | PGE NGBA | PGE | Bucks Creek | 230 | 35 | Battery |  |  | 0 | 0 | 0 | 0 | 0 | 0 | 0 | 0 | 0 | 0 | 0 | 0 | 0 | 0 | 0 | 0 | 0 | 0 | 0 | 0 | 0 | 0 | 0 | 0 | 0 | 0 | 0 | 0
PG&E KERN | PGE Kern | PGE | Buena Vista | 230 |  | Battery |  |  | 0 | 0 | 0 | 0 | 0 | 0 | 0 | 0 | 0 | 0 | 0 | 0 | 0 | 0 | 0 | 0 | 0 | 0 | 0 | 0 | 0 | 0 | 0 | 0 | 0 | 0 | 0 | 0
PG&E FRESNO | PGE Fresno | PGE | Bullard | 115 | 165 | Battery |  |  | 0 | 0 | 0 | 0 | 0 | 0 | 0 | 0 | 0 | 0 | 0 | 0 | 0 | 0 | 0 | 0 | 0 | 0 | 0 | 0 | 0 | 0 | 0 | 0 | 0 | 0 | 0 | 0
PG&E GBA | PGE GBA | PGE | Burlingame | 115 | 3 | Battery |  |  | 0 | 0 | 0 | 0 | 0 | 0 | 0 | 0 | 0 | 0 | 0 | 0 | 0 | 0 | 0 | 0 | 0 | 0 | 0 | 0 | 0 | 0 | 0 | 0 | 0 | 0 | 0 | 0
PG&E NGBA | PGE NGBA | PGE | Burney Forest | 230 | 2 | Battery |  |  | 0 | 0 | 0 | 0 | 0 | 0 | 0 | 0 | 0 | 0 | 0 | 0 | 0 | 0 | 0 | 0 | 0 | 0 | 0 | 0 | 0 | 0 | 0 | 0 | 0 | 0 | 0 | 0
PG&E NGBA | PGE NGBA | PGE | Butte | 115 | 1 | Battery |  |  | 0 | 0 | 0 | 0 | 0 | 0 | 0 | 0 | 0 | 0 | 0 | 0 | 0 | 0 | 0 | 0 | 0 | 0 | 0 | 0 | 0 | 0 | 0 | 0 | 0 | 0 | 0 | 0
PG&E KERN | PGE Kern | PGE | Cabrillo | 115 | 111 | Battery |  |  | 0 | 0 | 0 | 0 | 0 | 0 | 0 | 0 | 0 | 0 | 0 | 0 | 0 | 0 | 0 | 0 | 0 | 0 | 0 | 0 | 0 | 0 | 0 | 0 | 0 | 0 | 0 | 0
PG&E FRESNO | PGE Fresno | PGE | Cal Flats | 230 | 129 | Battery |  |  | 0 | 0 | 0 | 0 | 0 | 0 | 0 | 0 | 0 | 0 | 0 | 0 | 0 | 0 | 0 | 0 | 0 | 0 | 0 | 0 | 0 | 0 | 0 | 0 | 0 | 0 | 0 | 0
SCE NOL | SCE NOL | SCE | Calcite | 230 | 141 | Battery |  |  | 0 | 0 | 0 | 0 | 0 | 0 | 0 | 0 | 0 | 0 | 0 | 0 | 0 | 0 | 0 | 0 | 0 | 0 | 0 | 0 | 0 | 0 | 0 | 0 | 0 | 0 | 0 | 0
PG&E KERN | PGE Kern | PGE | Caliente | 230 | 122 | Battery |  |  | 0 | 0 | 0 | 0 | 0 | 0 | 0 | 0 | 0 | 0 | 0 | 0 | 0 | 0 | 0 | 0 | 0 | 0 | 0 | 0 | 0 | 0 | 0 | 0 | 0 | 0 | 0 | 0
PG&E FRESNO | PGE Fresno | PGE | California Ave | 115 | 105 | Battery |  |  | 0 | 0 | 0 | 0 | 0 | 0 | 0 | 0 | 0 | 0 | 0 | 0 | 0 | 0 | 0 | 0 | 0 | 0 | 0 | 0 | 0 | 0 | 0 | 0 | 0 | 0 | 0 | 0
PG&E KERN | PGE Kern | PGE | Callender | 115 | 126 | Battery |  |  | 0 | 0 | 0 | 0 | 0 | 0 | 0 | 0 | 0 | 0 | 0 | 0 | 0 | 0 | 0 | 0 | 0 | 0 | 0 | 0 | 0 | 0 | 0 | 0 | 0 | 0 | 0 | 0
PG&E NGBA | PGE NGBA | PGE | Calpella | 115 | 37 | Battery |  |  | 0 | 0 | 0 | 0 | 0 | 0 | 0 | 0 | 0 | 0 | 0 | 0 | 0 | 0 | 0 | 0 | 0 | 0 | 0 | 0 | 0 | 0 | 0 | 0 | 0 | 0 | 0 | 0
PG&E GBA | PGE GBA | PGE | Camanche | 230 | 15 | Battery |  |  | 0 | 0 | 0 | 0 | 0 | 0 | 0 | 0 | 0 | 0 | 0 | 0 | 0 | 0 | 0 | 0 | 0 | 0 | 0 | 0 | 0 | 0 | 0 | 0 | 0 | 0 | 0 | 0
SDGE | SDGE Imperial | SDGE | Cameron | 69 |  | Battery |  |  | 0 | 0 | 0 | 0 | 0 | 0 | 0 | 0 | 0 | 0 | 0 | 0 | 0 | 0 | 0 | 0 | 0 | 0 | 0 | 0 | 0 | 0 | 0 | 0 | 0 | 0 | 0 | 0
SDGE | SDGE Imperial | SDGE | Cannon | 69 |  | Battery |  |  | 0 | 0 | 0 | 0 | 0 | 0 | 0 | 0 | 0 | 0 | 0 | 0 | 0 | 0 | 0 | 0 | 0 | 0 | 0 | 0 | 0 | 0 | 0 | 0 | 0 | 0 | 0 | 0
PG&E FRESNO | PGE Fresno | PGE | Cantua | 115 | 115 | Battery |  |  | 0 | 0 | 0 | 0 | 0 | 0 | 0 | 0 | 0 | 0 | 0 | 0 | 0 | 0 | 0 | 0 | 0 | 0 | 0 | 0 | 0 | 0 | 0 | 0 | 0 | 0 | 0 | 0
SDGE | SDGE Imperial | SDGE | Capistrano | 138 | 173 | Battery |  |  | 0 | 0 | 0 | 0 | 0 | 0 | 0 | 0 | 0 | 0 | 0 | 0 | 0 | 0 | 0 | 0 | 0 | 0 | 0 | 0 | 0 | 0 | 0 | 0 | 0 | 0 | 0 | 0
SDGE | SDGE Imperial | SDGE | Capistrano | 230 | 173 | Battery |  |  | 0 | 0 | 0 | 0 | 0 | 0 | 0 | 0 | 0 | 0 | 0 | 0 | 0 | 0 | 0 | 0 | 0 | 0 | 0 | 0 | 0 | 0 | 0 | 0 | 0 | 0 | 0 | 0
PG&E NGBA | PGE NGBA | PGE | Carberry | 230 | 2 | Battery |  |  | 0 | 0 | 0 | 0 | 0 | 0 | 0 | 0 | 0 | 0 | 0 | 0 | 0 | 0 | 0 | 0 | 0 | 0 | 0 | 0 | 0 | 0 | 0 | 0 | 0 | 0 | 0 | 0
SCE Eastern | SCE Eastern | SCE | Cardiff | 66 |  | Battery |  |  | 0 | 0 | 0 | 0 | 0 | 0 | 0 | 0 | 0 | 0 | 0 | 0 | 0 | 0 | 0 | 0 | 0 | 0 | 0 | 0 | 0 | 0 | 0 | 0 | 0 | 0 | 0 | 0
PG&E NGBA | PGE NGBA | PGE | Caribou | 60 |  | Battery |  |  | 0 | 0 | 0 | 0 | 0 | 0 | 0 | 0 | 0 | 0 | 0 | 0 | 0 | 0 | 0 | 0 | 0 | 0 | 0 | 0 | 0 | 0 | 0 | 0 | 0 | 0 | 0 | 0
PG&E NGBA | PGE NGBA | PGE | Caribou | 115 | 7 | Battery |  |  | 0 | 0 | 0 | 0 | 0 | 0 | 0 | 0 | 0 | 0 | 0 | 0 | 0 | 0 | 0 | 0 | 0 | 0 | 0 | 0 | 0 | 0 | 0 | 0 | 0 | 0 | 0 | 0
PG&E NGBA | PGE NGBA | PGE | Caribou | 230 | 7 | Battery |  |  | 0 | 0 | 0 | 0 | 0 | 0 | 0 | 0 | 0 | 0 | 0 | 0 | 0 | 0 | 0 | 0 | 0 | 0 | 0 | 0 | 0 | 0 | 0 | 0 | 0 | 0 | 0 | 0
EOP | SCE EOP | SCE | Carpenter Canyon (fka Gamebird) | 138 | 177 | Battery |  |  | 0 | 0 | 0 | 0 | 0 | 0 | 0 | 0 | 0 | 0 | 0 | 0 | 0 | 0 | 0 | 0 | 0 | 0 | 0 | 0 | 0 | 0 | 0 | 0 | 0 | 0 | 0 | 0
EOP | SCE EOP | SCE | Carpenter Canyon (fka Gamebird) | 230 | 177 | Battery |  |  | 1 | 0 | 0 | 0 | 0 | 0 | 0 | 0 | 0 | 0 | 0 | 0 | 0 | 0 | 36.5 | 36.5 | 0 | 0 | 0 | 0 | 36.5 | 36.5 | 0 | 36.5 | 36.5 | 0 | 36.5 | 36.5
PG&E NGBA | PGE NGBA | PGE | Carquinez | 115 | 27 | Battery |  |  | 0 | 0 | 0 | 0 | 0 | 0 | 0 | 0 | 0 | 0 | 0 | 0 | 0 | 0 | 0 | 0 | 0 | 0 | 0 | 0 | 0 | 0 | 0 | 0 | 0 | 0 | 0 | 0
SDGE | SDGE Imperial | SDGE | Carrizo Gorge | 138 | 192 | Battery |  |  | 1 | 0 | 0 | 0 | 70 | 0 | 70 | 0 | 0 | 0 | 70 | 0 | 70 | 0 | 0 | 0 | 0 | 0 | 0 | 0 | 0 | 0 | 70 | 0 | 70 | 70 | 0 | 70
PG&E KERN | PGE Kern | PGE | Carrizo Plains | 115 | 122 | Battery |  |  | 0 | 0 | 0 | 0 | 0 | 0 | 0 | 0 | 0 | 0 | 0 | 0 | 0 | 0 | 0 | 0 | 0 | 0 | 0 | 0 | 0 | 0 | 0 | 0 | 0 | 0 | 0 | 0
PG&E KERN | PGE Kern | PGE | Casaloma | 230 | 68 | Battery |  |  | 0 | 0 | 0 | 0 | 0 | 0 | 0 | 0 | 0 | 0 | 0 | 0 | 0 | 0 | 0 | 0 | 0 | 0 | 0 | 0 | 0 | 0 | 0 | 0 | 0 | 0 | 0 | 0
PG&E GBA | PGE GBA | PGE | Castro Valley | 230 | 42 | Battery |  |  | 0 | 0 | 0 | 0 | 0 | 0 | 0 | 0 | 0 | 0 | 0 | 0 | 0 | 0 | 0 | 0 | 0 | 0 | 0 | 0 | 0 | 0 | 0 | 0 | 0 | 0 | 0 | 0
PG&E GBA | PGE GBA | PGE | Cayetano | 230 | 50 | Battery |  |  | 0 | 0 | 0 | 0 | 0 | 0 | 0 | 0 | 0 | 0 | 0 | 0 | 0 | 0 | 0 | 0 | 0 | 0 | 0 | 0 | 0 | 0 | 0 | 0 | 0 | 0 | 0 | 0
SCE Metro | SCE Metro | SCE | Center | 230 | 97 | Battery |  |  | 1 | 90 | 0 | 90 | 0 | 0 | 0 | 0 | 0 | 0 | 0 | 0 | 0 | 0 | 0 | 0 | 0 | 0 | 0 | 0 | 0 | 0 | 90 | 0 | 90 | 90 | 0 | 90
PG&E KERN | PGE Kern | PGE | Charca | 115 | 74 | Battery |  |  | 0 | 0 | 0 | 0 | 0 | 0 | 0 | 0 | 0 | 0 | 0 | 0 | 0 | 0 | 0 | 0 | 0 | 0 | 0 | 0 | 0 | 0 | 0 | 0 | 0 | 0 | 0 | 0
EOP | SCE EOP | SCE | Charleston | 138 | 177 | Battery |  |  | 0 | 0 | 0 | 0 | 0 | 0 | 0 | 0 | 0 | 0 | 0 | 0 | 0 | 0 | 0 | 0 | 0 | 0 | 0 | 0 | 0 | 0 | 0 | 0 | 0 | 0 | 0 | 0
SCE Metro | SCE Metro | SCE | Chevmain | 230 | 97 | Battery |  |  | 0 | 0 | 0 | 0 | 0 | 0 | 0 | 0 | 0 | 0 | 0 | 0 | 0 | 0 | 0 | 0 | 0 | 0 | 0 | 0 | 0 | 0 | 0 | 0 | 0 | 0 | 0 | 0
SDGE | SDGE Imperial | SDGE | Chicarita | 138 | 186 | Battery |  |  | 0 | 0 | 0 | 0 | 0 | 0 | 0 | 0 | 0 | 0 | 0 | 0 | 0 | 0 | 0 | 0 | 0 | 0 | 0 | 0 | 0 | 0 | 0 | 0 | 0 | 0 | 0 | 0
SCE Metro | SCE Metro | SCE | Chino | 230 | 97 | Battery |  |  | 1 | 0 | 0 | 0 | 225 | 0 | 225 | 0 | 0 | 0 | 225 | 0 | 225 | 0 | 358 | 358 | 0 | 0 | 0 | 0 | 358 | 358 | 225 | 358 | 583 | 225 | 358 | 583
PG&E FRESNO | PGE Fresno | PGE | Chowchilla | 115 | 166 | Battery |  |  | 0 | 0 | 0 | 0 | 0 | 0 | 0 | 0 | 0 | 0 | 0 | 0 | 0 | 0 | 0 | 0 | 0 | 0 | 0 | 0 | 0 | 0 | 0 | 0 | 0 | 0 | 0 | 0
PG&E GBA | PGE GBA | PGE | Christie | 60 |  | Battery |  |  | 0 | 0 | 0 | 0 | 0 | 0 | 0 | 0 | 0 | 0 | 0 | 0 | 0 | 0 | 0 | 0 | 0 | 0 | 0 | 0 | 0 | 0 | 0 | 0 | 0 | 0 | 0 | 0
PG&E GBA | PGE GBA | PGE | Christie | 115 | 6 | Battery |  |  | 0 | 0 | 0 | 0 | 0 | 0 | 0 | 0 | 0 | 0 | 0 | 0 | 0 | 0 | 0 | 0 | 0 | 0 | 0 | 0 | 0 | 0 | 0 | 0 | 0 | 0 | 0 | 0
SCE Eastern | SCE Arizona | SCE | Cielo Azul | 500 | 181 | Battery |  |  | 1 | 900 | 0 | 900 | 471.516 | 0 | 471.516 | 0 | 0 | 0 | 471.516 | 0 | 471.516 | 0 | 0 | 0 | 0 | 0 | 0 | 0 | 0 | 0 | 1371.516 | 0 | 1371.516 | 1371.516 | 0 | 1371.516
PG&E GBA | PGE GBA | PGE | Clay | 60 |  | Battery |  |  | 0 | 0 | 0 | 0 | 0 | 0 | 0 | 0 | 0 | 0 | 0 | 0 | 0 | 0 | 0 | 0 | 0 | 0 | 0 | 0 | 0 | 0 | 0 | 0 | 0 | 0 | 0 | 0
PG&E GBA | PGE GBA | PGE | Clayton | 115 | 1 | Battery |  |  | 0 | 0 | 0 | 0 | 0 | 0 | 0 | 0 | 0 | 0 | 0 | 0 | 0 | 0 | 0 | 0 | 0 | 0 | 0 | 0 | 0 | 0 | 0 | 0 | 0 | 0 | 0 | 0
PG&E NGBA | PGE NGBA | PGE | Cloverdale | 115 | 37 | Battery |  |  | 0 | 0 | 0 | 0 | 0 | 0 | 0 | 0 | 0 | 0 | 0 | 0 | 0 | 0 | 0 | 0 | 0 | 0 | 0 | 0 | 0 | 0 | 0 | 0 | 0 | 0 | 0 | 0
PG&E FRESNO | PGE Fresno | PGE | Clovis | 115 | 136 | Battery |  |  | 0 | 0 | 0 | 0 | 0 | 0 | 0 | 0 | 0 | 0 | 0 | 0 | 0 | 0 | 0 | 0 | 0 | 0 | 0 | 0 | 0 | 0 | 0 | 0 | 0 | 0 | 0 | 0
PG&E GBA | PGE GBA | PGE | Coburn | 230 | 116 | Battery |  |  | 0 | 0 | 0 | 0 | 0 | 0 | 0 | 0 | 0 | 0 | 0 | 0 | 0 | 0 | 0 | 0 | 0 | 0 | 0 | 0 | 0 | 0 | 0 | 0 | 0 | 0 | 0 | 0
PG&E GBA | PGE GBA | PGE | Coburn | 60 |  | Battery |  |  | 1 | 0 | 1.5 | 1.5 | 0 | 0 | 0 | 0 | 0 | 0 | 0 | 0 | 0 | 0 | 0 | 0 | 0 | 0 | 0 | 0 | 0 | 0 | 0 | 1.5 | 1.5 | 0 | 1.5 | 1.5
PG&E NGBA | PGE NGBA | PGE | Colgate | 230 | 22 | Battery |  |  | 0 | 0 | 0 | 0 | 0 | 0 | 0 | 0 | 0 | 0 | 0 | 0 | 0 | 0 | 0 | 0 | 0 | 0 | 0 | 0 | 0 | 0 | 0 | 0 | 0 | 0 | 0 | 0
PG&E GBA | PGE GBA | PGE | Collierville | 230 | 44 | Battery |  |  | 0 | 0 | 0 | 0 | 0 | 0 | 0 | 0 | 0 | 0 | 0 | 0 | 0 | 0 | 0 | 0 | 0 | 0 | 0 | 0 | 0 | 0 | 0 | 0 | 0 | 0 | 0 | 0
PG&E GBA | PGE GBA | PGE | Collinsville | 230 | 1 | Battery |  |  | 0 | 0 | 0 | 0 | 0 | 0 | 0 | 0 | 0 | 0 | 0 | 0 | 0 | 0 | 0 | 0 | 0 | 0 | 0 | 0 | 0 | 0 | 0 | 0 | 0 | 0 | 0 | 0
PG&E GBA | PGE GBA | PGE | Collinsville | 500 | 1 | Battery |  |  | 0 | 0 | 0 | 0 | 0 | 0 | 0 | 0 | 0 | 0 | 0 | 0 | 0 | 0 | 0 | 0 | 0 | 0 | 0 | 0 | 0 | 0 | 0 | 0 | 0 | 0 | 0 | 0
SCE Eastern | SCE Eastern | SCE | Colorado River | 230 | 170 | Battery |  |  | 1 | 0 | 0 | 0 | 30 | 0 | 30 | 0 | 0 | 0 | 30 | 0 | 30 | 0 | 0 | 0 | 0 | 0 | 0 | 0 | 0 | 0 | 30 | 0 | 30 | 30 | 0 | 30
SCE Eastern | SCE Eastern | SCE | Colorado River | 500 | 154 | Battery |  |  | 0 | 0 | 0 | 0 | 0 | 0 | 0 | 0 | 0 | 0 | 0 | 0 | 0 | 0 | 0 | 0 | 0 | 0 | 0 | 0 | 0 | 0 | 0 | 0 | 0 | 0 | 0 | 0
PG&E KERN | PGE Kern | PGE | Columbus | 115 | 99 | Battery |  |  | 0 | 0 | 0 | 0 | 0 | 0 | 0 | 0 | 0 | 0 | 0 | 0 | 0 | 0 | 0 | 0 | 0 | 0 | 0 | 0 | 0 | 0 | 0 | 0 | 0 | 0 | 0 | 0
PG&E GBA | PGE GBA | PGE | Contra Costa | 115 | 63 | Battery |  |  | 0 | 0 | 0 | 0 | 0 | 0 | 0 | 0 | 0 | 0 | 0 | 0 | 0 | 0 | 0 | 0 | 0 | 0 | 0 | 0 | 0 | 0 | 0 | 0 | 0 | 0 | 0 | 0
PG&E GBA | PGE GBA | PGE | Contra Costa | 230 | 50 | Battery |  |  | 0 | 0 | 0 | 0 | 0 | 0 | 0 | 0 | 0 | 0 | 0 | 0 | 0 | 0 | 0 | 0 | 0 | 0 | 0 | 0 | 0 | 0 | 0 | 0 | 0 | 0 | 0 | 0
PG&E GBA | PGE GBA | PGE | Contra Costa PP | 230 | 59 | Battery |  |  | 0 | 0 | 0 | 0 | 0 | 0 | 0 | 0 | 0 | 0 | 0 | 0 | 0 | 0 | 0 | 0 | 0 | 0 | 0 | 0 | 0 | 0 | 0 | 0 | 0 | 0 | 0 | 0
SCE NOL | SCE NOL | SCE | Control | 115 | 175 | Battery |  |  | 0 | 0 | 0 | 0 | 0 | 0 | 0 | 0 | 0 | 0 | 0 | 0 | 0 | 0 | 0 | 0 | 0 | 0 | 0 | 0 | 0 | 0 | 0 | 0 | 0 | 0 | 0 | 0
SCE NOL | SCE NOL | SCE | Control | 55 |  | Battery |  |  | 0 | 0 | 0 | 0 | 0 | 0 | 0 | 0 | 0 | 0 | 0 | 0 | 0 | 0 | 0 | 0 | 0 | 0 | 0 | 0 | 0 | 0 | 0 | 0 | 0 | 0 | 0 | 0
PG&E GBA | PGE GBA | PGE | Cooley Landing | 115 | 6 | Battery |  |  | 0 | 0 | 0 | 0 | 0 | 0 | 0 | 0 | 0 | 0 | 0 | 0 | 0 | 0 | 0 | 0 | 0 | 0 | 0 | 0 | 0 | 0 | 0 | 0 | 0 | 0 | 0 | 0
PG&E GBA | PGE GBA | PGE | Cooley Landing | 60 |  | Battery |  |  | 0 | 0 | 0 | 0 | 0 | 0 | 0 | 0 | 0 | 0 | 0 | 0 | 0 | 0 | 0 | 0 | 0 | 0 | 0 | 0 | 0 | 0 | 0 | 0 | 0 | 0 | 0 | 0
SCE NOL | SCE NOL | SCE | Coolwater | 230 | 160 | Battery |  |  | 0 | 0 | 0 | 0 | 0 | 0 | 0 | 0 | 0 | 0 | 0 | 0 | 0 | 0 | 0 | 0 | 0 | 0 | 0 | 0 | 0 | 0 | 0 | 0 | 0 | 0 | 0 | 0
SCE NOL | SCE NOL | SCE | Coolwater | 115 | 160 | Battery |  |  | 1 | 0 | 0 | 0 | 113.5 | 0 | 113.5 | 0 | 0 | 0 | 113.5 | 0 | 113.5 | 0 | 0 | 0 | 0 | 0 | 0 | 0 | 0 | 0 | 113.5 | 0 | 113.5 | 113.5 | 0 | 113.5
PG&E KERN | PGE Kern | PGE | Copus | 70 |  | Battery |  |  | 0 | 0 | 0 | 0 | 0 | 0 | 0 | 0 | 0 | 0 | 0 | 0 | 0 | 0 | 0 | 0 | 0 | 0 | 0 | 0 | 0 | 0 | 0 | 0 | 0 | 0 | 0 | 0
PG&E FRESNO | PGE Fresno | PGE | Corcoran | 70 |  | Battery |  |  | 0 | 0 | 0 | 0 | 0 | 0 | 0 | 0 | 0 | 0 | 0 | 0 | 0 | 0 | 0 | 0 | 0 | 0 | 0 | 0 | 0 | 0 | 0 | 0 | 0 | 0 | 0 | 0
PG&E FRESNO | PGE Fresno | PGE | Corcoran | 115 | 148 | Battery |  |  | 0 | 0 | 0 | 0 | 0 | 0 | 0 | 0 | 0 | 0 | 0 | 0 | 0 | 0 | 0 | 0 | 0 | 0 | 0 | 0 | 0 | 0 | 0 | 0 | 0 | 0 | 0 | 0
PG&E NGBA | PGE NGBA | PGE | Corona | 115 | 27 | Battery |  |  | 0 | 0 | 0 | 0 | 0 | 0 | 0 | 0 | 0 | 0 | 0 | 0 | 0 | 0 | 0 | 0 | 0 | 0 | 0 | 0 | 0 | 0 | 0 | 0 | 0 | 0 | 0 | 0
PG&E NGBA | PGE NGBA | PGE | Cortina | 230 | 27 | Battery |  |  | 0 | 0 | 0 | 0 | 0 | 0 | 0 | 0 | 0 | 0 | 0 | 0 | 0 | 0 | 0 | 0 | 0 | 0 | 0 | 0 | 0 | 0 | 0 | 0 | 0 | 0 | 0 | 0
PG&E NGBA | PGE NGBA | PGE | Cortina | 115 | 30 | Battery |  |  | 0 | 0 | 0 | 0 | 0 | 0 | 0 | 0 | 0 | 0 | 0 | 0 | 0 | 0 | 0 | 0 | 0 | 0 | 0 | 0 | 0 | 0 | 0 | 0 | 0 | 0 | 0 | 0
PG&E GBA | PGE GBA | PGE | Cottle | 230 | 155 | Battery |  |  | 0 | 0 | 0 | 0 | 0 | 0 | 0 | 0 | 0 | 0 | 0 | 0 | 0 | 0 | 0 | 0 | 0 | 0 | 0 | 0 | 0 | 0 | 0 | 0 | 0 | 0 | 0 | 0
PG&E NGBA | PGE NGBA | PGE | Cottonwood | 115 | 1 | Battery |  |  | 0 | 0 | 0 | 0 | 0 | 0 | 0 | 0 | 0 | 0 | 0 | 0 | 0 | 0 | 0 | 0 | 0 | 0 | 0 | 0 | 0 | 0 | 0 | 0 | 0 | 0 | 0 | 0
PG&E NGBA | PGE NGBA | PGE | Cottonwood | 230 | 1 | Battery |  |  | 0 | 0 | 0 | 0 | 0 | 0 | 0 | 0 | 0 | 0 | 0 | 0 | 0 | 0 | 0 | 0 | 0 | 0 | 0 | 0 | 0 | 0 | 0 | 0 | 0 | 0 | 0 | 0
PG&E NGBA | PGE NGBA | PGE | Cottonwood | 60 |  | Battery |  |  | 0 | 0 | 0 | 0 | 0 | 0 | 0 | 0 | 0 | 0 | 0 | 0 | 0 | 0 | 0 | 0 | 0 | 0 | 0 | 0 | 0 | 0 | 0 | 0 | 0 | 0 | 0 | 0
PG&E NGBA | PGE NGBA | PGE | Cove Road | 230 | 1 | Battery |  |  | 0 | 0 | 0 | 0 | 0 | 0 | 0 | 0 | 0 | 0 | 0 | 0 | 0 | 0 | 0 | 0 | 0 | 0 | 0 | 0 | 0 | 0 | 0 | 0 | 0 | 0 | 0 | 0
PG&E GBA | PGE GBA | PGE | Coyote | 230 | 11 | Battery |  |  | 0 | 0 | 0 | 0 | 0 | 0 | 0 | 0 | 0 | 0 | 0 | 0 | 0 | 0 | 0 | 0 | 0 | 0 | 0 | 0 | 0 | 0 | 0 | 0 | 0 | 0 | 0 | 0
PG&E GBA | PGE GBA | PGE | Crazy Horse Canyon | 115 | 84 | Battery |  |  | 0 | 0 | 0 | 0 | 0 | 0 | 0 | 0 | 0 | 0 | 0 | 0 | 0 | 0 | 0 | 0 | 0 | 0 | 0 | 0 | 0 | 0 | 0 | 0 | 0 | 0 | 0 | 0
SDGE | SDGE Imperial | SDGE | Creelman | 69 |  | Battery |  |  | 1 | 0 | 0 | 0 | 7.36 | 0 | 7.36 | 0 | 0 | 0 | 7.36 | 0 | 7.36 | 0 | 0 | 0 | 0 | 0 | 0 | 0 | 0 | 0 | 7.36 | 0 | 7.36 | 7.36 | 0 | 7.36
PG&E FRESNO | PGE Fresno | PGE | Crescent | 70 |  | Battery |  |  | 1 | 0 | 0 | 0 | 35 | 0 | 35 | 0 | 0 | 0 | 35 | 0 | 35 | 0 | 0 | 0 | 0 | 0 | 0 | 0 | 0 | 0 | 35 | 0 | 35 | 35 | 0 | 35
PG&E FRESNO | PGE Fresno | PGE | Cressey | 115 | 139 | Battery |  |  | 0 | 0 | 0 | 0 | 0 | 0 | 0 | 0 | 0 | 0 | 0 | 0 | 0 | 0 | 0 | 0 | 0 | 0 | 0 | 0 | 0 | 0 | 0 | 0 | 0 | 0 | 0 | 0
PG&E NGBA | PGE NGBA | PGE | Cresta | 230 | 24 | Battery |  |  | 0 | 0 | 0 | 0 | 0 | 0 | 0 | 0 | 0 | 0 | 0 | 0 | 0 | 0 | 0 | 0 | 0 | 0 | 0 | 0 | 0 | 0 | 0 | 0 | 0 | 0 | 0 | 0
SDGE | SDGE Imperial | SDGE | Crestwood | 69 |  | Battery |  |  | 0 | 0 | 0 | 0 | 0 | 0 | 0 | 0 | 0 | 0 | 0 | 0 | 0 | 0 | 0 | 0 | 0 | 0 | 0 | 0 | 0 | 0 | 0 | 0 | 0 | 0 | 0 | 0
PG&E GBA | PGE GBA | PGE | Crow Creek | 60 |  | Battery |  |  | 1 | 20 | 0 | 20 | 0 | 0 | 0 | 0 | 0 | 0 | 0 | 0 | 0 | 0 | 0 | 0 | 0 | 0 | 0 | 0 | 0 | 0 | 20 | 0 | 20 | 20 | 0 | 20
PG&E GBA | PGE GBA | PGE | Crows Landing | 60 |  | Battery |  |  | 0 | 0 | 0 | 0 | 0 | 0 | 0 | 0 | 0 | 0 | 0 | 0 | 0 | 0 | 0 | 0 | 0 | 0 | 0 | 0 | 0 | 0 | 0 | 0 | 0 | 0 | 0 | 0
PG&E GBA | PGE GBA | PGE | Curtis | 115 | 44 | Battery |  |  | 0 | 0 | 0 | 0 | 0 | 0 | 0 | 0 | 0 | 0 | 0 | 0 | 0 | 0 | 0 | 0 | 0 | 0 | 0 | 0 | 0 | 0 | 0 | 0 | 0 | 0 | 0 | 0
PG&E FRESNO | PGE Fresno | PGE | Dairyland | 115 | 137 | Battery |  |  | 0 | 0 | 0 | 0 | 0 | 0 | 0 | 0 | 0 | 0 | 0 | 0 | 0 | 0 | 0 | 0 | 0 | 0 | 0 | 0 | 0 | 0 | 0 | 0 | 0 | 0 | 0 | 0
PG&E NGBA | PGE NGBA | PGE | Davis | 115 | 39 | Battery |  |  | 0 | 0 | 0 | 0 | 0 | 0 | 0 | 0 | 0 | 0 | 0 | 0 | 0 | 0 | 0 | 0 | 0 | 0 | 0 | 0 | 0 | 0 | 0 | 0 | 0 | 0 | 0 | 0
SCE Metro | SCE Metro | SCE | Del Amo | 500 | 97 | Battery |  |  | 0 | 0 | 0 | 0 | 0 | 0 | 0 | 0 | 0 | 0 | 0 | 0 | 0 | 0 | 0 | 0 | 0 | 0 | 0 | 0 | 0 | 0 | 0 | 0 | 0 | 0 | 0 | 0
SCE Metro | SCE Metro | SCE | Del Amo | 230 | 97 | Battery |  |  | 0 | 0 | 0 | 0 | 0 | 0 | 0 | 0 | 0 | 0 | 0 | 0 | 0 | 0 | 0 | 0 | 0 | 0 | 0 | 0 | 0 | 0 | 0 | 0 | 0 | 0 | 0 | 0
SCE Eastern | SCE Arizona | SCE | Delaney | 500 | 181 | Battery |  |  | 0 | 0 | 0 | 0 | 0 | 0 | 0 | 0 | 0 | 0 | 0 | 0 | 0 | 0 | 0 | 0 | 0 | 0 | 0 | 0 | 0 | 0 | 0 | 0 | 0 | 0 | 0 | 0
PG&E NGBA | PGE NGBA | PGE | Delevan | 230 | 25 | Battery |  |  | 0 | 0 | 0 | 0 | 0 | 0 | 0 | 0 | 0 | 0 | 0 | 0 | 0 | 0 | 0 | 0 | 0 | 0 | 0 | 0 | 0 | 0 | 0 | 0 | 0 | 0 | 0 | 0
PG&E GBA | PGE GBA | PGE | Delta PP | 230 | 32 | Battery |  |  | 0 | 0 | 0 | 0 | 0 | 0 | 0 | 0 | 0 | 0 | 0 | 0 | 0 | 0 | 0 | 0 | 0 | 0 | 0 | 0 | 0 | 0 | 0 | 0 | 0 | 0 | 0 | 0
EOP | SCE EOP | SCE | Desert View | 230 | 177 | Battery |  |  | 0 | 0 | 0 | 0 | 0 | 0 | 0 | 0 | 0 | 0 | 0 | 0 | 0 | 0 | 0 | 0 | 0 | 0 | 0 | 0 | 0 | 0 | 0 | 0 | 0 | 0 | 0 | 0
SCE Eastern | SCE Eastern | SCE | Devers | 230 | 156 | Battery |  |  | 1 | 345 | 360 | 705 | 200 | 100 | 300 | 0 | 0 | 0 | 200 | 100 | 300 | 0 | 0 | 0 | 0 | 0 | 0 | 0 | 0 | 0 | 545 | 460 | 1005 | 545 | 460 | 1005
SCE Eastern | SCE Eastern | SCE | Devers | 500 | 156 | Battery |  |  | 0 | 0 | 0 | 0 | 0 | 0 | 0 | 0 | 0 | 0 | 0 | 0 | 0 | 0 | 0 | 0 | 0 | 0 | 0 | 0 | 0 | 0 | 0 | 0 | 0 | 0 | 0 | 0
PG&E KERN | PGE Kern | PGE | Diablo Canyon | 230 | 111 | Battery |  |  | 0 | 0 | 0 | 0 | 0 | 0 | 0 | 0 | 0 | 0 | 0 | 0 | 0 | 0 | 0 | 0 | 0 | 0 | 0 | 0 | 0 | 0 | 0 | 0 | 0 | 0 | 0 | 0
PG&E KERN | PGE Kern | PGE | Diablo Canyon | 500 | 98 | Battery |  |  | 0 | 0 | 0 | 0 | 0 | 0 | 0 | 0 | 0 | 0 | 0 | 0 | 0 | 0 | 0 | 0 | 0 | 0 | 0 | 0 | 0 | 0 | 0 | 0 | 0 | 0 | 0 | 0
PG&E KERN | PGE Kern | PGE | Divide | 115 | 111 | Battery |  |  | 0 | 0 | 0 | 0 | 0 | 0 | 0 | 0 | 0 | 0 | 0 | 0 | 0 | 0 | 0 | 0 | 0 | 0 | 0 | 0 | 0 | 0 | 0 | 0 | 0 | 0 | 0 | 0
PG&E GBA | PGE GBA | PGE | Dixon Landing | 115 | 11 | Battery |  |  | 0 | 0 | 0 | 0 | 0 | 0 | 0 | 0 | 0 | 0 | 0 | 0 | 0 | 0 | 0 | 0 | 0 | 0 | 0 | 0 | 0 | 0 | 0 | 0 | 0 | 0 | 0 | 0
PG&E FRESNO | PGE Fresno | PGE | Dos Amigos | 230 | 70 | Battery |  |  | 1 | 0 | 0 | 0 | 0 | 0 | 0 | 0 | 0 | 0 | 0 | 0 | 0 | 0 | 260 | 260 | 0 | 0 | 0 | 0 | 260 | 260 | 0 | 260 | 260 | 0 | 260 | 260
PG&E NGBA | PGE NGBA | PGE | Drum | 115 | 21 | Battery |  |  | 0 | 0 | 0 | 0 | 0 | 0 | 0 | 0 | 0 | 0 | 0 | 0 | 0 | 0 | 0 | 0 | 0 | 0 | 0 | 0 | 0 | 0 | 0 | 0 | 0 | 0 | 0 | 0
PG&E GBA | PGE GBA | PGE | Dumbarton | 115 | 3 | Battery |  |  | 0 | 0 | 0 | 0 | 0 | 0 | 0 | 0 | 0 | 0 | 0 | 0 | 0 | 0 | 0 | 0 | 0 | 0 | 0 | 0 | 0 | 0 | 0 | 0 | 0 | 0 | 0 | 0
SCE NOL | SCE NOL | SCE | Dunn Siding | 115 | 160 | Battery |  |  | 0 | 0 | 0 | 0 | 0 | 0 | 0 | 0 | 0 | 0 | 0 | 0 | 0 | 0 | 0 | 0 | 0 | 0 | 0 | 0 | 0 | 0 | 0 | 0 | 0 | 0 | 0 | 0
SCE Eastern | SCE Eastern | SCE | Eagle Mountain | 230 | 174 | Battery |  |  | 0 | 0 | 0 | 0 | 0 | 0 | 0 | 0 | 0 | 0 | 0 | 0 | 0 | 0 | 0 | 0 | 0 | 0 | 0 | 0 | 0 | 0 | 0 | 0 | 0 | 0 | 0 | 0
PG&E NGBA | PGE NGBA | PGE | Eagle Rock (PGE) | 60 |  | Battery |  |  | 0 | 0 | 0 | 0 | 0 | 0 | 0 | 0 | 0 | 0 | 0 | 0 | 0 | 0 | 0 | 0 | 0 | 0 | 0 | 0 | 0 | 0 | 0 | 0 | 0 | 0 | 0 | 0
PG&E NGBA | PGE NGBA | PGE | Eagle Rock (PGE) | 115 | 37 | Battery |  |  | 0 | 0 | 0 | 0 | 0 | 0 | 0 | 0 | 0 | 0 | 0 | 0 | 0 | 0 | 0 | 0 | 0 | 0 | 0 | 0 | 0 | 0 | 0 | 0 | 0 | 0 | 0 | 0
SCE Metro | SCE Metro | SCE | Eagle Rock (SCE) | 230 | 97 | Battery |  |  | 0 | 0 | 0 | 0 | 0 | 0 | 0 | 0 | 0 | 0 | 0 | 0 | 0 | 0 | 0 | 0 | 0 | 0 | 0 | 0 | 0 | 0 | 0 | 0 | 0 | 0 | 0 | 0
PG&E NGBA | PGE NGBA | PGE | East Marysville | 115 | 9 | Battery |  |  | 0 | 0 | 0 | 0 | 0 | 0 | 0 | 0 | 0 | 0 | 0 | 0 | 0 | 0 | 0 | 0 | 0 | 0 | 0 | 0 | 0 | 0 | 0 | 0 | 0 | 0 | 0 | 0
PG&E NGBA | PGE NGBA | PGE | East Nicolaus | 115 | 16 | Battery |  |  | 0 | 0 | 0 | 0 | 0 | 0 | 0 | 0 | 0 | 0 | 0 | 0 | 0 | 0 | 0 | 0 | 0 | 0 | 0 | 0 | 0 | 0 | 0 | 0 | 0 | 0 | 0 | 0
PG&E NGBA | PGE NGBA | PGE | East Nicolaus | 60 |  | Battery |  |  | 0 | 0 | 0 | 0 | 0 | 0 | 0 | 0 | 0 | 0 | 0 | 0 | 0 | 0 | 0 | 0 | 0 | 0 | 0 | 0 | 0 | 0 | 0 | 0 | 0 | 0 | 0 | 0
PG&E GBA | PGE GBA | PGE | Eastshore | 115 | 3 | Battery |  |  | 1 | 0 | 0 | 0 | 0 | 0 | 0 | 0 | 0 | 0 | 0 | 0 | 0 | 0 | 90.7 | 90.7 | 0 | 0 | 0 | 0 | 90.7 | 90.7 | 0 | 90.7 | 90.7 | 0 | 90.7 | 90.7
PG&E GBA | PGE GBA | PGE | Eastshore | 230 | 46 | Battery |  |  | 1 | 0 | 0 | 0 | 0 | 0 | 0 | 0 | 0 | 0 | 0 | 0 | 0 | 0 | 5 | 5 | 0 | 0 | 0 | 0 | 5 | 5 | 0 | 5 | 5 | 0 | 5 | 5
SDGE | SDGE Imperial | SDGE | ECO | 138 | 198 | Battery |  |  | 0 | 0 | 0 | 0 | 0 | 0 | 0 | 0 | 0 | 0 | 0 | 0 | 0 | 0 | 0 | 0 | 0 | 0 | 0 | 0 | 0 | 0 | 0 | 0 | 0 | 0 | 0 | 0
SDGE | SDGE Imperial | SDGE | ECO | 230 | 198 | Battery |  |  | 0 | 0 | 0 | 0 | 0 | 0 | 0 | 0 | 0 | 0 | 0 | 0 | 0 | 0 | 0 | 0 | 0 | 0 | 0 | 0 | 0 | 0 | 0 | 0 | 0 | 0 | 0 | 0
SDGE | SDGE Imperial | SDGE | ECO | 500 | 198 | Battery |  |  | 0 | 0 | 0 | 0 | 0 | 0 | 0 | 0 | 0 | 0 | 0 | 0 | 0 | 0 | 0 | 0 | 0 | 0 | 0 | 0 | 0 | 0 | 0 | 0 | 0 | 0 | 0 | 0
PG&E GBA | PGE GBA | PGE | Edenvale | 115 | 79 | Battery |  |  | 0 | 0 | 0 | 0 | 0 | 0 | 0 | 0 | 0 | 0 | 0 | 0 | 0 | 0 | 0 | 0 | 0 | 0 | 0 | 0 | 0 | 0 | 0 | 0 | 0 | 0 | 0 | 0
PG&E GBA | PGE GBA | PGE | Edes | 115 | 6 | Battery |  |  | 0 | 0 | 0 | 0 | 0 | 0 | 0 | 0 | 0 | 0 | 0 | 0 | 0 | 0 | 0 | 0 | 0 | 0 | 0 | 0 | 0 | 0 | 0 | 0 | 0 | 0 | 0 | 0
PG&E GBA | PGE GBA | PGE | Eight Mile | 230 | 16 | Battery |  |  | 0 | 0 | 0 | 0 | 0 | 0 | 0 | 0 | 0 | 0 | 0 | 0 | 0 | 0 | 0 | 0 | 0 | 0 | 0 | 0 | 0 | 0 | 0 | 0 | 0 | 0 | 0 | 0
SDGE | SDGE Imperial | SDGE | El Cajon | 69 |  | Battery |  |  | 1 | 50 | 0 | 50 | 0 | 0 | 0 | 0 | 0 | 0 | 0 | 0 | 0 | 0 | 0 | 0 | 0 | 0 | 0 | 0 | 0 | 0 | 50 | 0 | 50 | 50 | 0 | 50
SCE Eastern | SCE Eastern | SCE | El Casco | 230 | 156 | Battery |  |  | 1 | 165 | 0 | 165 | 0 | 0 | 0 | 0 | 0 | 0 | 0 | 0 | 0 | 0 | 0 | 0 | 0 | 0 | 0 | 0 | 0 | 0 | 165 | 0 | 165 | 165 | 0 | 165
PG&E GBA | PGE GBA | PGE | El Cerrito G | 115 | 6 | Battery |  |  | 0 | 0 | 0 | 0 | 0 | 0 | 0 | 0 | 0 | 0 | 0 | 0 | 0 | 0 | 0 | 0 | 0 | 0 | 0 | 0 | 0 | 0 | 0 | 0 | 0 | 0 | 0 | 0
PG&E NGBA | PGE NGBA | PGE | El Dorado PH | 115 | 19 | Battery |  |  | 0 | 0 | 0 | 0 | 0 | 0 | 0 | 0 | 0 | 0 | 0 | 0 | 0 | 0 | 0 | 0 | 0 | 0 | 0 | 0 | 0 | 0 | 0 | 0 | 0 | 0 | 0 | 0
PG&E FRESNO | PGE Fresno | PGE | El Nido (PGE) | 115 | 158 | Battery |  |  | 0 | 0 | 0 | 0 | 0 | 0 | 0 | 0 | 0 | 0 | 0 | 0 | 0 | 0 | 0 | 0 | 0 | 0 | 0 | 0 | 0 | 0 | 0 | 0 | 0 | 0 | 0 | 0
SCE Metro | SCE Metro | SCE | El Nido (SCE) | 230 | 132 | Battery |  |  | 1 | 0 | 0 | 0 | 0 | 0 | 0 | 0 | 0 | 0 | 0 | 0 | 0 | 0 | 400 | 400 | 0 | 0 | 0 | 0 | 400 | 400 | 0 | 400 | 400 | 0 | 400 | 400
PG&E GBA | PGE GBA | PGE | El Patio | 115 | 81 | Battery |  |  | 0 | 0 | 0 | 0 | 0 | 0 | 0 | 0 | 0 | 0 | 0 | 0 | 0 | 0 | 0 | 0 | 0 | 0 | 0 | 0 | 0 | 0 | 0 | 0 | 0 | 0 | 0 | 0
SCE Metro | SCE Metro | SCE | El Segundo | 230 | 97 | Battery |  |  | 0 | 0 | 0 | 0 | 0 | 0 | 0 | 0 | 0 | 0 | 0 | 0 | 0 | 0 | 0 | 0 | 0 | 0 | 0 | 0 | 0 | 0 | 0 | 0 | 0 | 0 | 0 | 0
EOP | SCE EOP | SCE | Eldorado | 230 | 161 | Battery |  |  | 1 | 279 | 0 | 279 | 0 | 0 | 0 | 0 | 0 | 0 | 0 | 0 | 0 | 0 | 150 | 150 | 0 | 0 | 0 | 0 | 150 | 150 | 279 | 150 | 429 | 279 | 150 | 429
EOP | SCE EOP | SCE | Eldorado | 500 | 131 | Battery |  |  | 0 | 0 | 0 | 0 | 0 | 0 | 0 | 0 | 0 | 0 | 0 | 0 | 0 | 0 | 0 | 0 | 0 | 0 | 0 | 0 | 0 | 0 | 0 | 0 | 0 | 0 | 0 | 0
SCE Northern | SCE Northern | SCE | Elizabeth Lake | 66 |  | Battery |  |  | 0 | 0 | 0 | 0 | 0 | 0 | 0 | 0 | 0 | 0 | 0 | 0 | 0 | 0 | 0 | 0 | 0 | 0 | 0 | 0 | 0 | 0 | 0 | 0 | 0 | 0 | 0 | 0
PG&E KERN | PGE Kern | PGE | Elk Hills | 230 | 106 | Battery |  |  | 0 | 0 | 0 | 0 | 0 | 0 | 0 | 0 | 0 | 0 | 0 | 0 | 0 | 0 | 0 | 0 | 0 | 0 | 0 | 0 | 0 | 0 | 0 | 0 | 0 | 0 | 0 | 0
SDGE | SDGE Imperial | SDGE | Elliot | 69 |  | Battery |  |  | 1 | 9.75 | 0 | 9.75 | 0 | 0 | 0 | 0 | 0 | 0 | 0 | 0 | 0 | 0 | 0 | 0 | 0 | 0 | 0 | 0 | 0 | 0 | 9.75 | 0 | 9.75 | 9.75 | 0 | 9.75
SCE Metro | SCE Metro | SCE | Ellis | 230 | 97 | Battery |  |  | 0 | 0 | 0 | 0 | 0 | 0 | 0 | 0 | 0 | 0 | 0 | 0 | 0 | 0 | 0 | 0 | 0 | 0 | 0 | 0 | 0 | 0 | 0 | 0 | 0 | 0 | 0 | 0
SDGE | SDGE Imperial | SDGE | Encina | 138 | 171 | Battery |  |  | 0 | 0 | 0 | 0 | 0 | 0 | 0 | 0 | 0 | 0 | 0 | 0 | 0 | 0 | 0 | 0 | 0 | 0 | 0 | 0 | 0 | 0 | 0 | 0 | 0 | 0 | 0 | 0
SDGE | SDGE Imperial | SDGE | Encina | 230 | 171 | Battery |  |  | 0 | 0 | 0 | 0 | 0 | 0 | 0 | 0 | 0 | 0 | 0 | 0 | 0 | 0 | 0 | 0 | 0 | 0 | 0 | 0 | 0 | 0 | 0 | 0 | 0 | 0 | 0 | 0
SDGE | SDGE Imperial | SDGE | Escondido | 230 | 195 | Battery |  |  | 0 | 0 | 0 | 0 | 0 | 0 | 0 | 0 | 0 | 0 | 0 | 0 | 0 | 0 | 0 | 0 | 0 | 0 | 0 | 0 | 0 | 0 | 0 | 0 | 0 | 0 | 0 | 0
SDGE | SDGE Imperial | SDGE | Escondido | 69 |  | Battery |  |  | 1 | 0 | 0 | 0 | 13 | 0 | 13 | 13 | 0 | 13 | 0 | 0 | 0 | 0 | 0 | 0 | 0 | 0 | 0 | 0 | 0 | 0 | 0 | 0 | 0 | 0 | 0 | 0
PG&E KERN | PGE Kern | PGE | Estrella | 230 | 111 | Battery |  |  | 0 | 0 | 0 | 0 | 0 | 0 | 0 | 0 | 0 | 0 | 0 | 0 | 0 | 0 | 0 | 0 | 0 | 0 | 0 | 0 | 0 | 0 | 0 | 0 | 0 | 0 | 0 | 0
SCE Eastern | SCE Eastern | SCE | Etiwanda | 230 | 121 | Battery |  |  | 1 | 100 | 0 | 100 | 70 | 0 | 70 | 0 | 0 | 0 | 70 | 0 | 70 | 0 | 0 | 0 | 0 | 0 | 0 | 0 | 0 | 0 | 170 | 0 | 170 | 170 | 0 | 170
PG&E GBA | PGE GBA | PGE | Evergreen | 115 | 11 | Battery |  |  | 0 | 0 | 0 | 0 | 0 | 0 | 0 | 0 | 0 | 0 | 0 | 0 | 0 | 0 | 0 | 0 | 0 | 0 | 0 | 0 | 0 | 0 | 0 | 0 | 0 | 0 | 0 | 0
PG&E GBA | PGE GBA | PGE | Evergreen | 60 |  | Battery |  |  | 0 | 0 | 0 | 0 | 0 | 0 | 0 | 0 | 0 | 0 | 0 | 0 | 0 | 0 | 0 | 0 | 0 | 0 | 0 | 0 | 0 | 0 | 0 | 0 | 0 | 0 | 0 | 0
PG&E FRESNO | PGE Fresno | PGE | Excelsior | 115 | 134 | Battery |  |  | 0 | 0 | 0 | 0 | 0 | 0 | 0 | 0 | 0 | 0 | 0 | 0 | 0 | 0 | 0 | 0 | 0 | 0 | 0 | 0 | 0 | 0 | 0 | 0 | 0 | 0 | 0 | 0
PG&E FRESNO | PGE Fresno | PGE | Exchequer | 115 | 163 | Battery |  |  | 0 | 0 | 0 | 0 | 0 | 0 | 0 | 0 | 0 | 0 | 0 | 0 | 0 | 0 | 0 | 0 | 0 | 0 | 0 | 0 | 0 | 0 | 0 | 0 | 0 | 0 | 0 | 0
PG&E KERN | PGE Kern | PGE | Fairway | 115 | 111 | Battery |  |  | 0 | 0 | 0 | 0 | 0 | 0 | 0 | 0 | 0 | 0 | 0 | 0 | 0 | 0 | 0 | 0 | 0 | 0 | 0 | 0 | 0 | 0 | 0 | 0 | 0 | 0 | 0 | 0
PG&E KERN | PGE Kern | PGE | Famoso | 115 | 74 | Battery |  |  | 0 | 0 | 0 | 0 | 0 | 0 | 0 | 0 | 0 | 0 | 0 | 0 | 0 | 0 | 0 | 0 | 0 | 0 | 0 | 0 | 0 | 0 | 0 | 0 | 0 | 0 | 0 | 0
PG&E NGBA | PGE NGBA | PGE | Fern Road | 500 | 1 | Battery |  |  | 0 | 0 | 0 | 0 | 0 | 0 | 0 | 0 | 0 | 0 | 0 | 0 | 0 | 0 | 0 | 0 | 0 | 0 | 0 | 0 | 0 | 0 | 0 | 0 | 0 | 0 | 0 | 0
PG&E GBA | PGE GBA | PGE | Fibreboard (SPI Sonora) | 115 | 44 | Battery |  |  | 0 | 0 | 0 | 0 | 0 | 0 | 0 | 0 | 0 | 0 | 0 | 0 | 0 | 0 | 0 | 0 | 0 | 0 | 0 | 0 | 0 | 0 | 0 | 0 | 0 | 0 | 0 | 0
PG&E FRESNO | PGE Fresno | PGE | Figarden | 230 | 138 | Battery |  |  | 0 | 0 | 0 | 0 | 0 | 0 | 0 | 0 | 0 | 0 | 0 | 0 | 0 | 0 | 0 | 0 | 0 | 0 | 0 | 0 | 0 | 0 | 0 | 0 | 0 | 0 | 0 | 0
PG&E FRESNO | PGE Fresno | PGE | Fink | 230 | 64 | Battery |  |  | 1 | 162 | 0 | 162 | 0 | 0 | 0 | 0 | 0 | 0 | 0 | 0 | 0 | 0 | 0 | 0 | 0 | 0 | 0 | 0 | 0 | 0 | 162 | 0 | 162 | 162 | 0 | 162
PG&E NGBA | PGE NGBA | PGE | Fitch Mountain | 60 |  | Battery |  |  | 0 | 0 | 0 | 0 | 0 | 0 | 0 | 0 | 0 | 0 | 0 | 0 | 0 | 0 | 0 | 0 | 0 | 0 | 0 | 0 | 0 | 0 | 0 | 0 | 0 | 0 | 0 | 0
PG&E GBA | PGE GBA | PGE | FMC | 115 | 11 | Battery |  |  | 0 | 0 | 0 | 0 | 0 | 0 | 0 | 0 | 0 | 0 | 0 | 0 | 0 | 0 | 0 | 0 | 0 | 0 | 0 | 0 | 0 | 0 | 0 | 0 | 0 | 0 | 0 | 0
PG&E GBA | PGE GBA | PGE | Fremont | 115 | 5 | Battery |  |  | 0 | 0 | 0 | 0 | 0 | 0 | 0 | 0 | 0 | 0 | 0 | 0 | 0 | 0 | 0 | 0 | 0 | 0 | 0 | 0 | 0 | 0 | 0 | 0 | 0 | 0 | 0 | 0
PG&E GBA | PGE GBA | PGE | French Camp | 60 |  | Battery |  |  | 0 | 0 | 0 | 0 | 0 | 0 | 0 | 0 | 0 | 0 | 0 | 0 | 0 | 0 | 0 | 0 | 0 | 0 | 0 | 0 | 0 | 0 | 0 | 0 | 0 | 0 | 0 | 0
PG&E GBA | PGE GBA | PGE | Frogtown | 115 | 12 | Battery |  |  | 0 | 0 | 0 | 0 | 0 | 0 | 0 | 0 | 0 | 0 | 0 | 0 | 0 | 0 | 0 | 0 | 0 | 0 | 0 | 0 | 0 | 0 | 0 | 0 | 0 | 0 | 0 | 0
PG&E NGBA | PGE NGBA | PGE | Fulton | 115 | 58 | Battery |  |  | 0 | 0 | 0 | 0 | 0 | 0 | 0 | 0 | 0 | 0 | 0 | 0 | 0 | 0 | 0 | 0 | 0 | 0 | 0 | 0 | 0 | 0 | 0 | 0 | 0 | 0 | 0 | 0
PG&E NGBA | PGE NGBA | PGE | Fulton | 230 | 61 | Battery |  |  | 1 | 38 | 0 | 38 | 0 | 0 | 0 | 0 | 0 | 0 | 0 | 0 | 0 | 0 | 0 | 0 | 0 | 0 | 0 | 0 | 0 | 0 | 38 | 0 | 38 | 38 | 0 | 38
PG&E NGBA | PGE NGBA | PGE | Fulton | 60 |  | Battery |  |  | 0 | 0 | 0 | 0 | 0 | 0 | 0 | 0 | 0 | 0 | 0 | 0 | 0 | 0 | 0 | 0 | 0 | 0 | 0 | 0 | 0 | 0 | 0 | 0 | 0 | 0 | 0 | 0
PG&E KERN | PGE Kern | PGE | Ganso | 115 | 83 | Battery |  |  | 0 | 0 | 0 | 0 | 0 | 0 | 0 | 0 | 0 | 0 | 0 | 0 | 0 | 0 | 0 | 0 | 0 | 0 | 0 | 0 | 0 | 0 | 0 | 0 | 0 | 0 | 0 | 0
PG&E FRESNO | PGE Fresno | PGE | Gates | 230 | 135 | Battery |  |  | 1 | 0 | 0 | 0 | 0 | 0 | 0 | 0 | 0 | 0 | 0 | 0 | 0 | 0 | 120 | 120 | 0 | 0 | 0 | 0 | 120 | 120 | 0 | 120 | 120 | 0 | 120 | 120
PG&E FRESNO | PGE Fresno | PGE | Gates | 500 | 133 | Battery |  |  | 1 | 0 | 0 | 0 | 190 | 35 | 225 | 0 | 0 | 0 | 190 | 35 | 225 | 0 | 0 | 0 | 0 | 0 | 0 | 0 | 0 | 0 | 190 | 35 | 225 | 190 | 35 | 225
PG&E NGBA | PGE NGBA | PGE | Geysers 12 | 230 | 61 | Battery |  |  | 0 | 0 | 0 | 0 | 0 | 0 | 0 | 0 | 0 | 0 | 0 | 0 | 0 | 0 | 0 | 0 | 0 | 0 | 0 | 0 | 0 | 0 | 0 | 0 | 0 | 0 | 0 | 0
PG&E NGBA | PGE NGBA | PGE | Geysers 17 | 230 | 61 | Battery |  |  | 0 | 0 | 0 | 0 | 0 | 0 | 0 | 0 | 0 | 0 | 0 | 0 | 0 | 0 | 0 | 0 | 0 | 0 | 0 | 0 | 0 | 0 | 0 | 0 | 0 | 0 | 0 | 0
PG&E NGBA | PGE NGBA | PGE | Geysers 3 | 115 | 37 | Battery |  |  | 0 | 0 | 0 | 0 | 0 | 0 | 0 | 0 | 0 | 0 | 0 | 0 | 0 | 0 | 0 | 0 | 0 | 0 | 0 | 0 | 0 | 0 | 0 | 0 | 0 | 0 | 0 | 0
PG&E NGBA | PGE NGBA | PGE | Glenn | 230 | 1 | Battery |  |  | 0 | 0 | 0 | 0 | 0 | 0 | 0 | 0 | 0 | 0 | 0 | 0 | 0 | 0 | 0 | 0 | 0 | 0 | 0 | 0 | 0 | 0 | 0 | 0 | 0 | 0 | 0 | 0
PG&E NGBA | PGE NGBA | PGE | Glenn | 60 |  | Battery |  |  | 0 | 0 | 0 | 0 | 0 | 0 | 0 | 0 | 0 | 0 | 0 | 0 | 0 | 0 | 0 | 0 | 0 | 0 | 0 | 0 | 0 | 0 | 0 | 0 | 0 | 0 | 0 | 0
PG&E NGBA | PGE NGBA | PGE | Gold Hill | 115 | 16 | Battery |  |  | 0 | 0 | 0 | 0 | 0 | 0 | 0 | 0 | 0 | 0 | 0 | 0 | 0 | 0 | 0 | 0 | 0 | 0 | 0 | 0 | 0 | 0 | 0 | 0 | 0 | 0 | 0 | 0
PG&E NGBA | PGE NGBA | PGE | Gold Hill | 230 | 19 | Battery |  |  | 0 | 0 | 0 | 0 | 0 | 0 | 0 | 0 | 0 | 0 | 0 | 0 | 0 | 0 | 0 | 0 | 0 | 0 | 0 | 0 | 0 | 0 | 0 | 0 | 0 | 0 | 0 | 0
SCE Northern | SCE Northern | SCE | Goleta | 230 | 157 | Battery |  |  | 1 | 60 | 0 | 60 | 10 | 0 | 10 | 0 | 0 | 0 | 10 | 0 | 10 | 0 | 0 | 0 | 0 | 0 | 0 | 0 | 0 | 0 | 70 | 0 | 70 | 70 | 0 | 70
SCE Metro | SCE Metro | SCE | Goodrich | 230 | 97 | Battery |  |  | 0 | 0 | 0 | 0 | 0 | 0 | 0 | 0 | 0 | 0 | 0 | 0 | 0 | 0 | 0 | 0 | 0 | 0 | 0 | 0 | 0 | 0 | 0 | 0 | 0 | 0 | 0 | 0
PG&E KERN | PGE Kern | PGE | Goose Lake | 115 | 74 | Battery |  |  | 0 | 0 | 0 | 0 | 0 | 0 | 0 | 0 | 0 | 0 | 0 | 0 | 0 | 0 | 0 | 0 | 0 | 0 | 0 | 0 | 0 | 0 | 0 | 0 | 0 | 0 | 0 | 0
SCE Metro | SCE Metro | SCE | Gould | 230 | 97 | Battery |  |  | 0 | 0 | 0 | 0 | 0 | 0 | 0 | 0 | 0 | 0 | 0 | 0 | 0 | 0 | 0 | 0 | 0 | 0 | 0 | 0 | 0 | 0 | 0 | 0 | 0 | 0 | 0 | 0
PG&E NGBA | PGE NGBA | PGE | Grand Island | 115 | 17 | Battery |  |  | 0 | 0 | 0 | 0 | 0 | 0 | 0 | 0 | 0 | 0 | 0 | 0 | 0 | 0 | 0 | 0 | 0 | 0 | 0 | 0 | 0 | 0 | 0 | 0 | 0 | 0 | 0 | 0
SDGE | SDGE Imperial | SDGE | Granite | 69 |  | Battery |  |  | 1 | 0 | 0 | 0 | 2.25 | 0 | 2.25 | 0 | 0 | 0 | 2.25 | 0 | 2.25 | 0 | 0 | 0 | 0 | 0 | 0 | 0 | 0 | 0 | 2.25 | 0 | 2.25 | 2.25 | 0 | 2.25
PG&E GBA | PGE GBA | PGE | Grant | 115 | 3 | Battery |  |  | 0 | 0 | 0 | 0 | 0 | 0 | 0 | 0 | 0 | 0 | 0 | 0 | 0 | 0 | 0 | 0 | 0 | 0 | 0 | 0 | 0 | 0 | 0 | 0 | 0 | 0 | 0 | 0
PG&E GBA | PGE GBA | PGE | Green Valley | 115 | 87 | Battery |  |  | 0 | 0 | 0 | 0 | 0 | 0 | 0 | 0 | 0 | 0 | 0 | 0 | 0 | 0 | 0 | 0 | 0 | 0 | 0 | 0 | 0 | 0 | 0 | 0 | 0 | 0 | 0 | 0
PG&E NGBA | PGE NGBA | PGE | Greenleaf 1 | 115 | 22 | Battery |  |  | 0 | 0 | 0 | 0 | 0 | 0 | 0 | 0 | 0 | 0 | 0 | 0 | 0 | 0 | 0 | 0 | 0 | 0 | 0 | 0 | 0 | 0 | 0 | 0 | 0 | 0 | 0 | 0
PG&E FRESNO | PGE Fresno | PGE | Gregg | 230 | 149 | Battery |  |  | 0 | 0 | 0 | 0 | 0 | 0 | 0 | 0 | 0 | 0 | 0 | 0 | 0 | 0 | 0 | 0 | 0 | 0 | 0 | 0 | 0 | 0 | 0 | 0 | 0 | 0 | 0 | 0
PG&E FRESNO | PGE Fresno | PGE | Grimmway-Malaga | 115 | 117 | Battery |  |  | 0 | 0 | 0 | 0 | 0 | 0 | 0 | 0 | 0 | 0 | 0 | 0 | 0 | 0 | 0 | 0 | 0 | 0 | 0 | 0 | 0 | 0 | 0 | 0 | 0 | 0 | 0 | 0
PG&E NGBA | PGE NGBA | PGE | Grizzly | 230 | 24 | Battery |  |  | 0 | 0 | 0 | 0 | 0 | 0 | 0 | 0 | 0 | 0 | 0 | 0 | 0 | 0 | 0 | 0 | 0 | 0 | 0 | 0 | 0 | 0 | 0 | 0 | 0 | 0 | 0 | 0
PG&E FRESNO | PGE Fresno | PGE | Guernsey | 70 |  | Battery |  |  | 0 | 0 | 0 | 0 | 0 | 0 | 0 | 0 | 0 | 0 | 0 | 0 | 0 | 0 | 0 | 0 | 0 | 0 | 0 | 0 | 0 | 0 | 0 | 0 | 0 | 0 | 0 | 0
PG&E FRESNO | PGE Fresno | PGE | GWF Hanford | 115 | 125 | Battery |  |  | 1 | 48 | 0 | 48 | 131.4 | 0 | 131.4 | 99.4 | 0 | 99.4 | 32 | 0 | 32 | 0 | 0 | 0 | 0 | 0 | 0 | 0 | 0 | 0 | 80 | 0 | 80 | 80 | 0 | 80
PG&E FRESNO | PGE Fresno | PGE | Haas | 230 | 117 | Battery |  |  | 0 | 0 | 0 | 0 | 0 | 0 | 0 | 0 | 0 | 0 | 0 | 0 | 0 | 0 | 0 | 0 | 0 | 0 | 0 | 0 | 0 | 0 | 0 | 0 | 0 | 0 | 0 | 0
PG&E FRESNO | PGE Fresno | PGE | Hammonds | 115 | 114 | Battery |  |  | 0 | 0 | 0 | 0 | 0 | 0 | 0 | 0 | 0 | 0 | 0 | 0 | 0 | 0 | 0 | 0 | 0 | 0 | 0 | 0 | 0 | 0 | 0 | 0 | 0 | 0 | 0 | 0
SCE Metro | SCE Metro | SCE | HarborGen | 230 | 97 | Battery |  |  | 0 | 0 | 0 | 0 | 0 | 0 | 0 | 0 | 0 | 0 | 0 | 0 | 0 | 0 | 0 | 0 | 0 | 0 | 0 | 0 | 0 | 0 | 0 | 0 | 0 | 0 | 0 | 0
PG&E NGBA | PGE NGBA | PGE | Harris | 60 |  | Battery |  |  | 0 | 0 | 0 | 0 | 0 | 0 | 0 | 0 | 0 | 0 | 0 | 0 | 0 | 0 | 0 | 0 | 0 | 0 | 0 | 0 | 0 | 0 | 0 | 0 | 0 | 0 | 0 | 0
EOP | SCE EOP | SCE | Harry Allen | 500 | 161 | Battery |  |  | 0 | 0 | 0 | 0 | 0 | 0 | 0 | 0 | 0 | 0 | 0 | 0 | 0 | 0 | 0 | 0 | 0 | 0 | 0 | 0 | 0 | 0 | 0 | 0 | 0 | 0 | 0 | 0
PG&E NGBA | PGE NGBA | PGE | Hartley | 60 |  | Battery |  |  | 0 | 0 | 0 | 0 | 0 | 0 | 0 | 0 | 0 | 0 | 0 | 0 | 0 | 0 | 0 | 0 | 0 | 0 | 0 | 0 | 0 | 0 | 0 | 0 | 0 | 0 | 0 | 0
SCE NOL | SCE NOL | SCE | Harvard | 115 | 160 | Battery |  |  | 0 | 0 | 0 | 0 | 0 | 0 | 0 | 0 | 0 | 0 | 0 | 0 | 0 | 0 | 0 | 0 | 0 | 0 | 0 | 0 | 0 | 0 | 0 | 0 | 0 | 0 | 0 | 0
SDGE | SDGE Arizona | SDGE | Hassayampa | 500 | 180 | Battery |  |  | 1 | 10 | 0 | 10 | 85 | 0 | 85 | 0 | 0 | 0 | 85 | 0 | 85 | 0 | 307 | 307 | 0 | 0 | 0 | 0 | 307 | 307 | 95 | 307 | 402 | 95 | 307 | 402
PG&E FRESNO | PGE Fresno | PGE | Helm | 230 | 117 | Battery |  |  | 0 | 0 | 0 | 0 | 0 | 0 | 0 | 0 | 0 | 0 | 0 | 0 | 0 | 0 | 0 | 0 | 0 | 0 | 0 | 0 | 0 | 0 | 0 | 0 | 0 | 0 | 0 | 0
PG&E FRESNO | PGE Fresno | PGE | Helm | 70 |  | Battery |  |  | 0 | 0 | 0 | 0 | 0 | 0 | 0 | 0 | 0 | 0 | 0 | 0 | 0 | 0 | 0 | 0 | 0 | 0 | 0 | 0 | 0 | 0 | 0 | 0 | 0 | 0 | 0 | 0
PG&E FRESNO | PGE Fresno | PGE | Henrietta | 115 | 90 | Battery |  |  | 0 | 0 | 0 | 0 | 0 | 0 | 0 | 0 | 0 | 0 | 0 | 0 | 0 | 0 | 0 | 0 | 0 | 0 | 0 | 0 | 0 | 0 | 0 | 0 | 0 | 0 | 0 | 0
PG&E FRESNO | PGE Fresno | PGE | Henrietta | 230 | 75 | Battery |  |  | 1 | 0 | 0 | 0 | 0 | 0 | 0 | 0 | 0 | 0 | 0 | 0 | 0 | 0 | 493 | 493 | 0 | 0 | 0 | 0 | 493 | 493 | 0 | 493 | 493 | 0 | 493 | 493
PG&E FRESNO | PGE Fresno | PGE | Henrietta | 70 |  | Battery |  |  | 1 | 0 | 0 | 0 | 173.2 | 0 | 173.2 | 99.4 | 0 | 99.4 | 73.8 | 0 | 73.8 | 0 | 0 | 0 | 0 | 0 | 0 | 0 | 0 | 0 | 73.8 | 0 | 73.8 | 73.8 | 0 | 73.8
PG&E FRESNO | PGE Fresno | PGE | Herndon | 115 | 136 | Battery |  |  | 0 | 0 | 0 | 0 | 0 | 0 | 0 | 0 | 0 | 0 | 0 | 0 | 0 | 0 | 0 | 0 | 0 | 0 | 0 | 0 | 0 | 0 | 0 | 0 | 0 | 0 | 0 | 0
PG&E FRESNO | PGE Fresno | PGE | Herndon | 230 | 138 | Battery |  |  | 0 | 0 | 0 | 0 | 0 | 0 | 0 | 0 | 0 | 0 | 0 | 0 | 0 | 0 | 0 | 0 | 0 | 0 | 0 | 0 | 0 | 0 | 0 | 0 | 0 | 0 | 0 | 0
PG&E GBA | PGE GBA | PGE | Hicks | 230 | 80 | Battery |  |  | 0 | 0 | 0 | 0 | 0 | 0 | 0 | 0 | 0 | 0 | 0 | 0 | 0 | 0 | 0 | 0 | 0 | 0 | 0 | 0 | 0 | 0 | 0 | 0 | 0 | 0 | 0 | 0
PG&E NGBA | PGE NGBA | PGE | Higgins | 115 | 20 | Battery |  |  | 0 | 0 | 0 | 0 | 0 | 0 | 0 | 0 | 0 | 0 | 0 | 0 | 0 | 0 | 0 | 0 | 0 | 0 | 0 | 0 | 0 | 0 | 0 | 0 | 0 | 0 | 0 | 0
PG&E NGBA | PGE NGBA | PGE | Hilltop | 345 | 1 | Battery |  |  | 0 | 0 | 0 | 0 | 0 | 0 | 0 | 0 | 0 | 0 | 0 | 0 | 0 | 0 | 0 | 0 | 0 | 0 | 0 | 0 | 0 | 0 | 0 | 0 | 0 | 0 | 0 | 0
SCE Metro | SCE Metro | SCE | Hinson | 230 | 132 | Battery |  |  | 1 | 200 | 0 | 200 | 325 | 0 | 325 | 0 | 0 | 0 | 325 | 0 | 325 | 0 | 600 | 600 | 0 | 0 | 0 | 0 | 600 | 600 | 525 | 600 | 1125 | 525 | 600 | 1125
PG&E GBA | PGE GBA | PGE | Hollister | 115 | 85 | Battery |  |  | 0 | 0 | 0 | 0 | 0 | 0 | 0 | 0 | 0 | 0 | 0 | 0 | 0 | 0 | 0 | 0 | 0 | 0 | 0 | 0 | 0 | 0 | 0 | 0 | 0 | 0 | 0 | 0
PG&E NGBA | PGE NGBA | PGE | Homestake | 115 | 37 | Battery |  |  | 0 | 0 | 0 | 0 | 0 | 0 | 0 | 0 | 0 | 0 | 0 | 0 | 0 | 0 | 0 | 0 | 0 | 0 | 0 | 0 | 0 | 0 | 0 | 0 | 0 | 0 | 0 | 0
PG&E NGBA | PGE NGBA | PGE | Honcut | 115 | 22 | Battery |  |  | 0 | 0 | 0 | 0 | 0 | 0 | 0 | 0 | 0 | 0 | 0 | 0 | 0 | 0 | 0 | 0 | 0 | 0 | 0 | 0 | 0 | 0 | 0 | 0 | 0 | 0 | 0 | 0
SDGE | SDGE Arizona | SDGE | Hoodoo Wash | 500 | 184 | Battery |  |  | 1 | 0 | 0 | 0 | 297.5 | 0 | 297.5 | 0 | 0 | 0 | 297.5 | 0 | 297.5 | 0 | 0 | 0 | 0 | 0 | 0 | 0 | 0 | 0 | 297.5 | 0 | 297.5 | 297.5 | 0 | 297.5
PG&E NGBA | PGE NGBA | PGE | Hopland | 115 | 27 | Battery |  |  | 0 | 0 | 0 | 0 | 0 | 0 | 0 | 0 | 0 | 0 | 0 | 0 | 0 | 0 | 0 | 0 | 0 | 0 | 0 | 0 | 0 | 0 | 0 | 0 | 0 | 0 | 0 | 0
PG&E NGBA | PGE NGBA | PGE | Hopland | 60 |  | Battery |  |  | 0 | 0 | 0 | 0 | 0 | 0 | 0 | 0 | 0 | 0 | 0 | 0 | 0 | 0 | 0 | 0 | 0 | 0 | 0 | 0 | 0 | 0 | 0 | 0 | 0 | 0 | 0 | 0
PG&E NGBA | PGE NGBA | PGE | Humboldt | 115 | 1 | Battery |  |  | 0 | 0 | 0 | 0 | 0 | 0 | 0 | 0 | 0 | 0 | 0 | 0 | 0 | 0 | 0 | 0 | 0 | 0 | 0 | 0 | 0 | 0 | 0 | 0 | 0 | 0 | 0 | 0
PG&E NGBA | PGE NGBA | PGE | Humboldt | 60 |  | Battery |  |  | 1 | 17.25 | 0 | 17.25 | 0 | 0 | 0 | 0 | 0 | 0 | 0 | 0 | 0 | 0 | 0 | 0 | 0 | 0 | 0 | 0 | 0 | 0 | 17.25 | 0 | 17.25 | 17.25 | 0 | 17.25
PG&E NGBA | PGE NGBA | PGE | Humboldt | 500 | 1 | Battery |  |  | 0 | 0 | 0 | 0 | 0 | 0 | 0 | 0 | 0 | 0 | 0 | 0 | 0 | 0 | 0 | 0 | 0 | 0 | 0 | 0 | 0 | 0 | 0 | 0 | 0 | 0 | 0 | 0
SCE Metro | SCE Metro | SCE | Huntington Beach | 230 | 97 | Battery |  |  | 0 | 0 | 0 | 0 | 0 | 0 | 0 | 0 | 0 | 0 | 0 | 0 | 0 | 0 | 0 | 0 | 0 | 0 | 0 | 0 | 0 | 0 | 0 | 0 | 0 | 0 | 0 | 0
PG&E NGBA | PGE NGBA | PGE | Ignacio | 115 | 47 | Battery |  |  | 0 | 0 | 0 | 0 | 0 | 0 | 0 | 0 | 0 | 0 | 0 | 0 | 0 | 0 | 0 | 0 | 0 | 0 | 0 | 0 | 0 | 0 | 0 | 0 | 0 | 0 | 0 | 0
PG&E NGBA | PGE NGBA | PGE | Ignacio | 230 | 27 | Battery |  |  | 0 | 0 | 0 | 0 | 0 | 0 | 0 | 0 | 0 | 0 | 0 | 0 | 0 | 0 | 0 | 0 | 0 | 0 | 0 | 0 | 0 | 0 | 0 | 0 | 0 | 0 | 0 | 0
PG&E NGBA | PGE NGBA | PGE | Ignacio | 60 |  | Battery |  |  | 0 | 0 | 0 | 0 | 0 | 0 | 0 | 0 | 0 | 0 | 0 | 0 | 0 | 0 | 0 | 0 | 0 | 0 | 0 | 0 | 0 | 0 | 0 | 0 | 0 | 0 | 0 | 0
SDGE | SDGE Imperial | SDGE | Imperial Beach | 69 |  | Battery |  |  | 1 | 3 | 0 | 3 | 0 | 0 | 0 | 0 | 0 | 0 | 0 | 0 | 0 | 0 | 0 | 0 | 0 | 0 | 0 | 0 | 0 | 0 | 3 | 0 | 3 | 3 | 0 | 3
SDGE | SDGE Imperial | SDGE | Imperial Valley | 230 | 196 | Battery |  |  | 1 | 0 | 0 | 0 | 528 | 0 | 528 | 0 | 0 | 0 | 528 | 0 | 528 | 0 | 0 | 0 | 0 | 0 | 0 | 0 | 0 | 0 | 528 | 0 | 528 | 528 | 0 | 528
SDGE | SDGE Imperial | SDGE | Imperial Valley | 500 | 196 | Battery |  |  | 0 | 0 | 0 | 0 | 0 | 0 | 0 | 0 | 0 | 0 | 0 | 0 | 0 | 0 | 0 | 0 | 0 | 0 | 0 | 0 | 0 | 0 | 0 | 0 | 0 | 0 | 0 | 0
EOP | SCE EOP | SCE | Innovation | 138 | 177 | Battery |  |  | 0 | 0 | 0 | 0 | 0 | 0 | 0 | 0 | 0 | 0 | 0 | 0 | 0 | 0 | 0 | 0 | 0 | 0 | 0 | 0 | 0 | 0 | 0 | 0 | 0 | 0 | 0 | 0
EOP | SCE EOP | SCE | Innovation | 230 | 177 | Battery |  |  | 1 | 0 | 0 | 0 | 0 | 0 | 0 | 0 | 0 | 0 | 0 | 0 | 0 | 0 | 250 | 250 | 0 | 0 | 0 | 0 | 250 | 250 | 0 | 250 | 250 | 0 | 250 | 250
SCE NOL | SCE NOL | SCE | Inyokern | 115 | 160 | Battery |  |  | 1 | 25 | 0 | 25 | 0 | 0 | 0 | 0 | 0 | 0 | 0 | 0 | 0 | 0 | 0 | 0 | 0 | 0 | 0 | 0 | 0 | 0 | 25 | 0 | 25 | 25 | 0 | 25
EOP | SCE EOP | SCE | IS Tap | 138 | 177 | Battery |  |  | 0 | 0 | 0 | 0 | 0 | 0 | 0 | 0 | 0 | 0 | 0 | 0 | 0 | 0 | 0 | 0 | 0 | 0 | 0 | 0 | 0 | 0 | 0 | 0 | 0 | 0 | 0 | 0
EOP | SCE EOP | SCE | Ivanpah | 115 | 161 | Battery |  |  | 0 | 0 | 0 | 0 | 0 | 0 | 0 | 0 | 0 | 0 | 0 | 0 | 0 | 0 | 0 | 0 | 0 | 0 | 0 | 0 | 0 | 0 | 0 | 0 | 0 | 0 | 0 | 0
EOP | SCE EOP | SCE | Ivanpah | 230 | 161 | Battery |  |  | 0 | 0 | 0 | 0 | 0 | 0 | 0 | 0 | 0 | 0 | 0 | 0 | 0 | 0 | 0 | 0 | 0 | 0 | 0 | 0 | 0 | 0 | 0 | 0 | 0 | 0 | 0 | 0
EOP | SCE EOP | SCE | Jackass (DOE) | 138 | 177 | Battery |  |  | 0 | 0 | 0 | 0 | 0 | 0 | 0 | 0 | 0 | 0 | 0 | 0 | 0 | 0 | 0 | 0 | 0 | 0 | 0 | 0 | 0 | 0 | 0 | 0 | 0 | 0 | 0 | 0
PG&E NGBA | PGE NGBA | PGE | James B Black | 230 | 1 | Battery |  |  | 0 | 0 | 0 | 0 | 0 | 0 | 0 | 0 | 0 | 0 | 0 | 0 | 0 | 0 | 0 | 0 | 0 | 0 | 0 | 0 | 0 | 0 | 0 | 0 | 0 | 0 | 0 | 0
PG&E GBA | PGE GBA | PGE | Jefferson | 230 | 80 | Battery |  |  | 0 | 0 | 0 | 0 | 0 | 0 | 0 | 0 | 0 | 0 | 0 | 0 | 0 | 0 | 0 | 0 | 0 | 0 | 0 | 0 | 0 | 0 | 0 | 0 | 0 | 0 | 0 | 0
PG&E NGBA | PGE NGBA | PGE | Jessup | 115 | 1 | Battery |  |  | 0 | 0 | 0 | 0 | 0 | 0 | 0 | 0 | 0 | 0 | 0 | 0 | 0 | 0 | 0 | 0 | 0 | 0 | 0 | 0 | 0 | 0 | 0 | 0 | 0 | 0 | 0 | 0
SCE Metro | SCE Metro | SCE | Johanna | 230 | 97 | Battery |  |  | 1 | 1.4 | 0 | 1.4 | 0 | 0 | 0 | 0 | 0 | 0 | 0 | 0 | 0 | 0 | 155 | 155 | 0 | 0 | 0 | 0 | 155 | 155 | 1.4 | 155 | 156.4 | 1.4 | 155 | 156.4
SCE Eastern | SCE Eastern | SCE | Julian Hinds | 230 | 174 | Battery |  |  | 0 | 0 | 0 | 0 | 0 | 0 | 0 | 0 | 0 | 0 | 0 | 0 | 0 | 0 | 0 | 0 | 0 | 0 | 0 | 0 | 0 | 0 | 0 | 0 | 0 | 0 | 0 | 0
PG&E GBA | PGE GBA | PGE | Kasson | 115 | 12 | Battery |  |  | 0 | 0 | 0 | 0 | 0 | 0 | 0 | 0 | 0 | 0 | 0 | 0 | 0 | 0 | 0 | 0 | 0 | 0 | 0 | 0 | 0 | 0 | 0 | 0 | 0 | 0 | 0 | 0
PG&E GBA | PGE GBA | PGE | Kasson | 60 |  | Battery |  |  | 0 | 0 | 0 | 0 | 0 | 0 | 0 | 0 | 0 | 0 | 0 | 0 | 0 | 0 | 0 | 0 | 0 | 0 | 0 | 0 | 0 | 0 | 0 | 0 | 0 | 0 | 0 | 0
PG&E FRESNO | PGE Fresno | PGE | Kearney | 230 | 140 | Battery |  |  | 0 | 0 | 0 | 0 | 0 | 0 | 0 | 0 | 0 | 0 | 0 | 0 | 0 | 0 | 0 | 0 | 0 | 0 | 0 | 0 | 0 | 0 | 0 | 0 | 0 | 0 | 0 | 0
PG&E FRESNO | PGE Fresno | PGE | Kearney | 70 |  | Battery |  |  | 0 | 0 | 0 | 0 | 0 | 0 | 0 | 0 | 0 | 0 | 0 | 0 | 0 | 0 | 0 | 0 | 0 | 0 | 0 | 0 | 0 | 0 | 0 | 0 | 0 | 0 | 0 | 0
PG&E GBA | PGE GBA | PGE | Kelso | 230 | 32 | Battery |  |  | 1 | 0 | 0 | 0 | 90.7 | 0 | 90.7 | 0 | 0 | 0 | 90.7 | 0 | 90.7 | 0 | 0 | 0 | 0 | 0 | 0 | 0 | 0 | 0 | 90.7 | 0 | 90.7 | 90.7 | 0 | 90.7
PG&E FRESNO | PGE Fresno | PGE | Kerchoff 1 | 115 | 150 | Battery |  |  | 0 | 0 | 0 | 0 | 0 | 0 | 0 | 0 | 0 | 0 | 0 | 0 | 0 | 0 | 0 | 0 | 0 | 0 | 0 | 0 | 0 | 0 | 0 | 0 | 0 | 0 | 0 | 0
PG&E KERN | PGE Kern | PGE | Kern Oil | 115 | 101 | Battery |  |  | 0 | 0 | 0 | 0 | 0 | 0 | 0 | 0 | 0 | 0 | 0 | 0 | 0 | 0 | 0 | 0 | 0 | 0 | 0 | 0 | 0 | 0 | 0 | 0 | 0 | 0 | 0 | 0
PG&E KERN | PGE Kern | PGE | Kern PP | 115 | 104 | Battery |  |  | 0 | 0 | 0 | 0 | 0 | 0 | 0 | 0 | 0 | 0 | 0 | 0 | 0 | 0 | 0 | 0 | 0 | 0 | 0 | 0 | 0 | 0 | 0 | 0 | 0 | 0 | 0 | 0
PG&E KERN | PGE Kern | PGE | Kern PP | 230 | 96 | Battery |  |  | 0 | 0 | 0 | 0 | 0 | 0 | 0 | 0 | 0 | 0 | 0 | 0 | 0 | 0 | 0 | 0 | 0 | 0 | 0 | 0 | 0 | 0 | 0 | 0 | 0 | 0 | 0 | 0
PG&E KERN | PGE Kern | PGE | Kern PP | 70 |  | Battery |  |  | 0 | 0 | 0 | 0 | 0 | 0 | 0 | 0 | 0 | 0 | 0 | 0 | 0 | 0 | 0 | 0 | 0 | 0 | 0 | 0 | 0 | 0 | 0 | 0 | 0 | 0 | 0 | 0
PG&E KERN | PGE Kern | PGE | Kernridge | 115 | 100 | Battery |  |  | 0 | 0 | 0 | 0 | 0 | 0 | 0 | 0 | 0 | 0 | 0 | 0 | 0 | 0 | 0 | 0 | 0 | 0 | 0 | 0 | 0 | 0 | 0 | 0 | 0 | 0 | 0 | 0
PG&E FRESNO | PGE Fresno | PGE | Kingsburg | 115 | 148 | Battery |  |  | 0 | 0 | 0 | 0 | 0 | 0 | 0 | 0 | 0 | 0 | 0 | 0 | 0 | 0 | 0 | 0 | 0 | 0 | 0 | 0 | 0 | 0 | 0 | 0 | 0 | 0 | 0 | 0
PG&E GBA | PGE GBA | PGE | Kirker | 115 | 1 | Battery |  |  | 0 | 0 | 0 | 0 | 0 | 0 | 0 | 0 | 0 | 0 | 0 | 0 | 0 | 0 | 0 | 0 | 0 | 0 | 0 | 0 | 0 | 0 | 0 | 0 | 0 | 0 | 0 | 0
PG&E NGBA | PGE NGBA | PGE | Knights Landing | 115 | 18 | Battery |  |  | 0 | 0 | 0 | 0 | 0 | 0 | 0 | 0 | 0 | 0 | 0 | 0 | 0 | 0 | 0 | 0 | 0 | 0 | 0 | 0 | 0 | 0 | 0 | 0 | 0 | 0 | 0 | 0
PG&E NGBA | PGE NGBA | PGE | Konocti | 60 |  | Battery |  |  | 0 | 0 | 0 | 0 | 0 | 0 | 0 | 0 | 0 | 0 | 0 | 0 | 0 | 0 | 0 | 0 | 0 | 0 | 0 | 0 | 0 | 0 | 0 | 0 | 0 | 0 | 0 | 0
SCE NOL | SCE NOL | SCE | Kramer | 115 | 160 | Battery |  |  | 1 | 0 | 0 | 0 | 0 | 6 | 6 | 0 | 0 | 0 | 0 | 6 | 6 | 0 | 0 | 0 | 0 | 0 | 0 | 0 | 0 | 0 | 0 | 6 | 6 | 0 | 6 | 6
SCE NOL | SCE NOL | SCE | Kramer | 230 | 160 | Battery |  |  | 1 | 65 | 0 | 65 | 225 | 0 | 225 | 0 | 0 | 0 | 225 | 0 | 225 | 0 | 0 | 0 | 0 | 0 | 0 | 0 | 0 | 0 | 290 | 0 | 290 | 290 | 0 | 290
SCE Metro | SCE Metro | SCE | La Cienega | 230 | 132 | Battery |  |  | 1 | 0 | 0 | 0 | 0 | 0 | 0 | 0 | 0 | 0 | 0 | 0 | 0 | 0 | 405 | 405 | 0 | 0 | 0 | 0 | 405 | 405 | 0 | 405 | 405 | 0 | 405 | 405
SCE Metro | SCE Metro | SCE | La Fresa | 230 | 132 | Battery |  |  | 0 | 0 | 0 | 0 | 0 | 0 | 0 | 0 | 0 | 0 | 0 | 0 | 0 | 0 | 0 | 0 | 0 | 0 | 0 | 0 | 0 | 0 | 0 | 0 | 0 | 0 | 0 | 0
SCE Metro | SCE Metro | SCE | Laguna Bell | 230 | 97 | Battery |  |  | 1 | 100 | 0 | 100 | 250 | 0 | 250 | 0 | 0 | 0 | 250 | 0 | 250 | 0 | 412 | 412 | 0 | 0 | 0 | 0 | 412 | 412 | 350 | 412 | 762 | 350 | 412 | 762
PG&E KERN | PGE Kern | PGE | Lakeview | 70 |  | Battery |  |  | 1 | 0 | 0 | 0 | 65.6 | 0 | 65.6 | 0 | 0 | 0 | 65.6 | 0 | 65.6 | 0 | 0 | 0 | 0 | 0 | 0 | 0 | 0 | 0 | 65.6 | 0 | 65.6 | 65.6 | 0 | 65.6
PG&E NGBA | PGE NGBA | PGE | Lakeville | 230 | 62 | Battery |  |  | 0 | 0 | 0 | 0 | 0 | 0 | 0 | 0 | 0 | 0 | 0 | 0 | 0 | 0 | 0 | 0 | 0 | 0 | 0 | 0 | 0 | 0 | 0 | 0 | 0 | 0 | 0 | 0
PG&E NGBA | PGE NGBA | PGE | Lakeville | 60 |  | Battery |  |  | 0 | 0 | 0 | 0 | 0 | 0 | 0 | 0 | 0 | 0 | 0 | 0 | 0 | 0 | 0 | 0 | 0 | 0 | 0 | 0 | 0 | 0 | 0 | 0 | 0 | 0 | 0 | 0
PG&E NGBA | PGE NGBA | PGE | Lakeville | 115 | 57 | Battery |  |  | 1 | 0 | 0 | 0 | 50 | 0 | 50 | 0 | 0 | 0 | 50 | 0 | 50 | 0 | 0 | 0 | 0 | 0 | 0 | 0 | 0 | 0 | 50 | 0 | 50 | 50 | 0 | 50
PG&E GBA | PGE GBA | PGE | Lakewood | 115 | 1 | Battery |  |  | 0 | 0 | 0 | 0 | 0 | 0 | 0 | 0 | 0 | 0 | 0 | 0 | 0 | 0 | 0 | 0 | 0 | 0 | 0 | 0 | 0 | 0 | 0 | 0 | 0 | 0 | 0 | 0
PG&E NGBA | PGE NGBA | PGE | Lambie | 230 | 59 | Battery |  |  | 0 | 0 | 0 | 0 | 0 | 0 | 0 | 0 | 0 | 0 | 0 | 0 | 0 | 0 | 0 | 0 | 0 | 0 | 0 | 0 | 0 | 0 | 0 | 0 | 0 | 0 | 0 | 0
PG&E GBA | PGE GBA | PGE | Lammers | 115 | 44 | Battery |  |  | 0 | 0 | 0 | 0 | 0 | 0 | 0 | 0 | 0 | 0 | 0 | 0 | 0 | 0 | 0 | 0 | 0 | 0 | 0 | 0 | 0 | 0 | 0 | 0 | 0 | 0 | 0 | 0
PG&E KERN | PGE Kern | PGE | Lamont | 115 | 108 | Battery |  |  | 0 | 0 | 0 | 0 | 0 | 0 | 0 | 0 | 0 | 0 | 0 | 0 | 0 | 0 | 0 | 0 | 0 | 0 | 0 | 0 | 0 | 0 | 0 | 0 | 0 | 0 | 0 | 0
PG&E FRESNO | PGE Fresno | PGE | Las Aguilas | 230 | 120 | Battery |  |  | 0 | 0 | 0 | 0 | 0 | 0 | 0 | 0 | 0 | 0 | 0 | 0 | 0 | 0 | 0 | 0 | 0 | 0 | 0 | 0 | 0 | 0 | 0 | 0 | 0 | 0 | 0 | 0
EOP | SCE EOP | SCE | Lathrop | 138 | 177 | Battery |  |  | 0 | 0 | 0 | 0 | 0 | 0 | 0 | 0 | 0 | 0 | 0 | 0 | 0 | 0 | 0 | 0 | 0 | 0 | 0 | 0 | 0 | 0 | 0 | 0 | 0 | 0 | 0 | 0
EOP | SCE EOP | SCE | Lathrop | 230 | 177 | Battery |  |  | 0 | 0 | 0 | 0 | 0 | 0 | 0 | 0 | 0 | 0 | 0 | 0 | 0 | 0 | 0 | 0 | 0 | 0 | 0 | 0 | 0 | 0 | 0 | 0 | 0 | 0 | 0 | 0
PG&E FRESNO | PGE Fresno | PGE | Le Grand | 115 | 166 | Battery |  |  | 0 | 0 | 0 | 0 | 0 | 0 | 0 | 0 | 0 | 0 | 0 | 0 | 0 | 0 | 0 | 0 | 0 | 0 | 0 | 0 | 0 | 0 | 0 | 0 | 0 | 0 | 0 | 0
PG&E FRESNO | PGE Fresno | PGE | Lemoore | 70 |  | Battery |  |  | 1 | 0 | 0 | 0 | 0 | 0 | 0 | 0 | 0 | 0 | 0 | 0 | 0 | 0 | 20 | 20 | 0 | 0 | 0 | 0 | 20 | 20 | 0 | 20 | 20 | 0 | 20 | 20
PG&E KERN | PGE Kern | PGE | Lerdo | 115 | 106 | Battery |  |  | 0 | 0 | 0 | 0 | 0 | 0 | 0 | 0 | 0 | 0 | 0 | 0 | 0 | 0 | 0 | 0 | 0 | 0 | 0 | 0 | 0 | 0 | 0 | 0 | 0 | 0 | 0 | 0
SCE Metro | SCE Metro | SCE | Lewis | 230 | 97 | Battery |  |  | 0 | 0 | 0 | 0 | 0 | 0 | 0 | 0 | 0 | 0 | 0 | 0 | 0 | 0 | 0 | 0 | 0 | 0 | 0 | 0 | 0 | 0 | 0 | 0 | 0 | 0 | 0 | 0
SCE Metro | SCE Metro | SCE | Lighthipe | 230 | 132 | Battery |  |  | 1 | 0 | 0 | 0 | 0 | 0 | 0 | 0 | 0 | 0 | 0 | 0 | 0 | 0 | 500 | 500 | 0 | 0 | 0 | 0 | 500 | 500 | 0 | 500 | 500 | 0 | 500 | 500
SDGE | SDGE Imperial | SDGE | Lilac | 69 |  | Battery |  |  | 0 | 0 | 0 | 0 | 0 | 0 | 0 | 0 | 0 | 0 | 0 | 0 | 0 | 0 | 0 | 0 | 0 | 0 | 0 | 0 | 0 | 0 | 0 | 0 | 0 | 0 | 0 | 0
PG&E NGBA | PGE NGBA | PGE | Lincoln | 115 | 24 | Battery |  |  | 0 | 0 | 0 | 0 | 0 | 0 | 0 | 0 | 0 | 0 | 0 | 0 | 0 | 0 | 0 | 0 | 0 | 0 | 0 | 0 | 0 | 0 | 0 | 0 | 0 | 0 | 0 | 0
PG&E KERN | PGE Kern | PGE | Live Oak | 115 | 92 | Battery |  |  | 0 | 0 | 0 | 0 | 0 | 0 | 0 | 0 | 0 | 0 | 0 | 0 | 0 | 0 | 0 | 0 | 0 | 0 | 0 | 0 | 0 | 0 | 0 | 0 | 0 | 0 | 0 | 0
PG&E GBA | PGE GBA | PGE | Llagas | 115 | 40 | Battery |  |  | 0 | 0 | 0 | 0 | 0 | 0 | 0 | 0 | 0 | 0 | 0 | 0 | 0 | 0 | 0 | 0 | 0 | 0 | 0 | 0 | 0 | 0 | 0 | 0 | 0 | 0 | 0 | 0
PG&E GBA | PGE GBA | PGE | Lockeford | 115 | 15 | Battery |  |  | 0 | 0 | 0 | 0 | 0 | 0 | 0 | 0 | 0 | 0 | 0 | 0 | 0 | 0 | 0 | 0 | 0 | 0 | 0 | 0 | 0 | 0 | 0 | 0 | 0 | 0 | 0 | 0
PG&E GBA | PGE GBA | PGE | Lockeford | 230 | 66 | Battery |  |  | 0 | 0 | 0 | 0 | 0 | 0 | 0 | 0 | 0 | 0 | 0 | 0 | 0 | 0 | 0 | 0 | 0 | 0 | 0 | 0 | 0 | 0 | 0 | 0 | 0 | 0 | 0 | 0
PG&E GBA | PGE GBA | PGE | Lockeford | 60 |  | Battery |  |  | 0 | 0 | 0 | 0 | 0 | 0 | 0 | 0 | 0 | 0 | 0 | 0 | 0 | 0 | 0 | 0 | 0 | 0 | 0 | 0 | 0 | 0 | 0 | 0 | 0 | 0 | 0 | 0
PG&E GBA | PGE GBA | PGE | Lodi | 230 | 16 | Battery |  |  | 0 | 0 | 0 | 0 | 0 | 0 | 0 | 0 | 0 | 0 | 0 | 0 | 0 | 0 | 0 | 0 | 0 | 0 | 0 | 0 | 0 | 0 | 0 | 0 | 0 | 0 | 0 | 0
PG&E NGBA | PGE NGBA | PGE | Logan Creek | 230 | 25 | Battery |  |  | 0 | 0 | 0 | 0 | 0 | 0 | 0 | 0 | 0 | 0 | 0 | 0 | 0 | 0 | 0 | 0 | 0 | 0 | 0 | 0 | 0 | 0 | 0 | 0 | 0 | 0 | 0 | 0
PG&E GBA | PGE GBA | PGE | Lone Tree | 230 | 30 | Battery |  |  | 0 | 0 | 0 | 0 | 0 | 0 | 0 | 0 | 0 | 0 | 0 | 0 | 0 | 0 | 0 | 0 | 0 | 0 | 0 | 0 | 0 | 0 | 0 | 0 | 0 | 0 | 0 | 0
PG&E FRESNO | PGE Fresno | PGE | Los Banos | 230 | 88 | Battery |  |  | 1 | 0 | 0 | 0 | 0 | 0 | 0 | 0 | 0 | 0 | 0 | 0 | 0 | 0 | 540 | 540 | 0 | 0 | 0 | 0 | 540 | 540 | 0 | 540 | 540 | 0 | 540 | 540
PG&E FRESNO | PGE Fresno | PGE | Los Banos | 500 | 77 | Battery |  |  | 0 | 0 | 0 | 0 | 0 | 0 | 0 | 0 | 0 | 0 | 0 | 0 | 0 | 0 | 0 | 0 | 0 | 0 | 0 | 0 | 0 | 0 | 0 | 0 | 0 | 0 | 0 | 0
SDGE | SDGE Imperial | SDGE | Los Coches | 138 | 189 | Battery |  |  | 0 | 0 | 0 | 0 | 0 | 0 | 0 | 0 | 0 | 0 | 0 | 0 | 0 | 0 | 0 | 0 | 0 | 0 | 0 | 0 | 0 | 0 | 0 | 0 | 0 | 0 | 0 | 0
SDGE | SDGE Imperial | SDGE | Los Coches | 69 |  | Battery |  |  | 1 | 1.5 | 0 | 1.5 | 0 | 0 | 0 | 0 | 0 | 0 | 0 | 0 | 0 | 0 | 0 | 0 | 0 | 0 | 0 | 0 | 0 | 0 | 1.5 | 0 | 1.5 | 1.5 | 0 | 1.5
PG&E GBA | PGE GBA | PGE | Los Esteros | 115 | 38 | Battery |  |  | 0 | 0 | 0 | 0 | 0 | 0 | 0 | 0 | 0 | 0 | 0 | 0 | 0 | 0 | 0 | 0 | 0 | 0 | 0 | 0 | 0 | 0 | 0 | 0 | 0 | 0 | 0 | 0
PG&E GBA | PGE GBA | PGE | Los Esteros | 230 | 38 | Battery |  |  | 0 | 0 | 0 | 0 | 0 | 0 | 0 | 0 | 0 | 0 | 0 | 0 | 0 | 0 | 0 | 0 | 0 | 0 | 0 | 0 | 0 | 0 | 0 | 0 | 0 | 0 | 0 | 0
PG&E GBA | PGE GBA | PGE | Los Positas | 230 |  | Battery |  |  | 0 | 0 | 0 | 0 | 0 | 0 | 0 | 0 | 0 | 0 | 0 | 0 | 0 | 0 | 0 | 0 | 0 | 0 | 0 | 0 | 0 | 0 | 0 | 0 | 0 | 0 | 0 | 0
PG&E GBA | PGE GBA | PGE | Los Positas | 60 |  | Battery |  |  | 0 | 0 | 0 | 0 | 0 | 0 | 0 | 0 | 0 | 0 | 0 | 0 | 0 | 0 | 0 | 0 | 0 | 0 | 0 | 0 | 0 | 0 | 0 | 0 | 0 | 0 | 0 | 0
SDGE | SDGE Imperial | SDGE | Loveland | 69 |  | Battery |  |  | 0 | 0 | 0 | 0 | 0 | 0 | 0 | 0 | 0 | 0 | 0 | 0 | 0 | 0 | 0 | 0 | 0 | 0 | 0 | 0 | 0 | 0 | 0 | 0 | 0 | 0 | 0 | 0
SCE NOL | SCE NOL | SCE | Lugo | 230 | 110 | Battery |  |  | 0 | 0 | 0 | 0 | 0 | 0 | 0 | 0 | 0 | 0 | 0 | 0 | 0 | 0 | 0 | 0 | 0 | 0 | 0 | 0 | 0 | 0 | 0 | 0 | 0 | 0 | 0 | 0
SCE Metro | SCE NOL | SCE | Lugo | 500 | 97 | Battery |  |  | 1 | 0 | 0 | 0 | 0 | 0 | 0 | 0 | 0 | 0 | 0 | 0 | 0 | 0 | 550 | 550 | 0 | 0 | 0 | 0 | 550 | 550 | 0 | 550 | 550 | 0 | 550 | 550
PG&E FRESNO | PGE Fresno | PGE | Madera | 70 |  | Battery |  |  | 0 | 0 | 0 | 0 | 0 | 0 | 0 | 0 | 0 | 0 | 0 | 0 | 0 | 0 | 0 | 0 | 0 | 0 | 0 | 0 | 0 | 0 | 0 | 0 | 0 | 0 | 0 | 0
PG&E NGBA | PGE NGBA | PGE | Madison | 115 | 39 | Battery |  |  | 1 | 0 | 0 | 0 | 10.2 | 0 | 10.2 | 0 | 0 | 0 | 10.2 | 0 | 10.2 | 0 | 0 | 0 | 0 | 0 | 0 | 0 | 0 | 0 | 10.2 | 0 | 10.2 | 10.2 | 0 | 10.2
PG&E KERN | PGE Kern | PGE | Magunden | 115 | 99 | Battery |  |  | 0 | 0 | 0 | 0 | 0 | 0 | 0 | 0 | 0 | 0 | 0 | 0 | 0 | 0 | 0 | 0 | 0 | 0 | 0 | 0 | 0 | 0 | 0 | 0 | 0 | 0 | 0 | 0
SCE Northern | PGE Kern | PGE | Magunden | 230 | 144 | Battery |  |  | 0 | 0 | 0 | 0 | 0 | 0 | 0 | 0 | 0 | 0 | 0 | 0 | 0 | 0 | 0 | 0 | 0 | 0 | 0 | 0 | 0 | 0 | 0 | 0 | 0 | 0 | 0 | 0
PG&E FRESNO | PGE Fresno | PGE | Malaga | 115 | 148 | Battery |  |  | 0 | 0 | 0 | 0 | 0 | 0 | 0 | 0 | 0 | 0 | 0 | 0 | 0 | 0 | 0 | 0 | 0 | 0 | 0 | 0 | 0 | 0 | 0 | 0 | 0 | 0 | 0 | 0
PG&E NGBA | PGE NGBA | PGE | Malin | 500 | 1 | Battery |  |  | 0 | 0 | 0 | 0 | 0 | 0 | 0 | 0 | 0 | 0 | 0 | 0 | 0 | 0 | 0 | 0 | 0 | 0 | 0 | 0 | 0 | 0 | 0 | 0 | 0 | 0 | 0 | 0
SCE Northern | SCE Northern | SCE | Mandalay | 230 | 157 | Battery |  |  | 0 | 0 | 0 | 0 | 0 | 0 | 0 | 0 | 0 | 0 | 0 | 0 | 0 | 0 | 0 | 0 | 0 | 0 | 0 | 0 | 0 | 0 | 0 | 0 | 0 | 0 | 0 | 0
PG&E FRESNO | PGE Fresno | PGE | Manning | 230 | 69 | Battery |  |  | 0 | 0 | 0 | 0 | 0 | 0 | 0 | 0 | 0 | 0 | 0 | 0 | 0 | 0 | 0 | 0 | 0 | 0 | 0 | 0 | 0 | 0 | 0 | 0 | 0 | 0 | 0 | 0
PG&E FRESNO | PGE Fresno | PGE | Manning | 500 |  | Battery |  |  | 1 | 0 | 0 | 0 | 0 | 0 | 0 | 0 | 0 | 0 | 0 | 0 | 0 | 0 | 280 | 280 | 0 | 0 | 0 | 0 | 280 | 280 | 0 | 280 | 280 | 0 | 280 | 280
PG&E GBA | PGE GBA | PGE | Manteca | 115 | 127 | Battery |  |  | 0 | 0 | 0 | 0 | 0 | 0 | 0 | 0 | 0 | 0 | 0 | 0 | 0 | 0 | 0 | 0 | 0 | 0 | 0 | 0 | 0 | 0 | 0 | 0 | 0 | 0 | 0 | 0
SDGE | SDGE Imperial | SDGE | Margarita | 138 | 187 | Battery |  |  | 0 | 0 | 0 | 0 | 0 | 0 | 0 | 0 | 0 | 0 | 0 | 0 | 0 | 0 | 0 | 0 | 0 | 0 | 0 | 0 | 0 | 0 | 0 | 0 | 0 | 0 | 0 | 0
PG&E GBA | PGE GBA | PGE | Martin | 230 | 3 | Battery |  |  | 0 | 0 | 0 | 0 | 0 | 0 | 0 | 0 | 0 | 0 | 0 | 0 | 0 | 0 | 0 | 0 | 0 | 0 | 0 | 0 | 0 | 0 | 0 | 0 | 0 | 0 | 0 | 0
PG&E GBA | PGE GBA | PGE | Martin | 115 | 31 | Battery |  |  | 1 | 0 | 0 | 0 | 188 | 0 | 188 | 0 | 0 | 0 | 188 | 0 | 188 | 0 | 0 | 0 | 0 | 0 | 0 | 0 | 0 | 0 | 188 | 0 | 188 | 188 | 0 | 188
PG&E GBA | PGE GBA | PGE | Martinez | 115 | 51 | Battery |  |  | 0 | 0 | 0 | 0 | 0 | 0 | 0 | 0 | 0 | 0 | 0 | 0 | 0 | 0 | 0 | 0 | 0 | 0 | 0 | 0 | 0 | 0 | 0 | 0 | 0 | 0 | 0 | 0
PG&E FRESNO | PGE Fresno | PGE | Mc Mullin | 230 | 117 | Battery |  |  | 0 | 0 | 0 | 0 | 0 | 0 | 0 | 0 | 0 | 0 | 0 | 0 | 0 | 0 | 0 | 0 | 0 | 0 | 0 | 0 | 0 | 0 | 0 | 0 | 0 | 0 | 0 | 0
PG&E FRESNO | PGE Fresno | PGE | McCall | 115 | 118 | Battery |  |  | 0 | 0 | 0 | 0 | 0 | 0 | 0 | 0 | 0 | 0 | 0 | 0 | 0 | 0 | 0 | 0 | 0 | 0 | 0 | 0 | 0 | 0 | 0 | 0 | 0 | 0 | 0 | 0
PG&E FRESNO | PGE Fresno | PGE | McCall | 230 | 117 | Battery |  |  | 0 | 0 | 0 | 0 | 0 | 0 | 0 | 0 | 0 | 0 | 0 | 0 | 0 | 0 | 0 | 0 | 0 | 0 | 0 | 0 | 0 | 0 | 0 | 0 | 0 | 0 | 0 | 0
PG&E GBA | PGE GBA | PGE | Meadow Lane | 115 | 1 | Battery |  |  | 0 | 0 | 0 | 0 | 0 | 0 | 0 | 0 | 0 | 0 | 0 | 0 | 0 | 0 | 0 | 0 | 0 | 0 | 0 | 0 | 0 | 0 | 0 | 0 | 0 | 0 | 0 | 0
PG&E GBA | PGE GBA | PGE | Melones | 115 | 44 | Battery |  |  | 0 | 0 | 0 | 0 | 0 | 0 | 0 | 0 | 0 | 0 | 0 | 0 | 0 | 0 | 0 | 0 | 0 | 0 | 0 | 0 | 0 | 0 | 0 | 0 | 0 | 0 | 0 | 0
PG&E GBA | PGE GBA | PGE | Melones | 230 | 44 | Battery |  |  | 0 | 0 | 0 | 0 | 0 | 0 | 0 | 0 | 0 | 0 | 0 | 0 | 0 | 0 | 0 | 0 | 0 | 0 | 0 | 0 | 0 | 0 | 0 | 0 | 0 | 0 | 0 | 0
SDGE | SDGE Imperial | SDGE | Melrose | 69 |  | Battery |  |  | 1 | 20 | 0 | 20 | 0 | 0 | 0 | 0 | 0 | 0 | 0 | 0 | 0 | 0 | 0 | 0 | 0 | 0 | 0 | 0 | 0 | 0 | 20 | 0 | 20 | 20 | 0 | 20
PG&E NGBA | PGE NGBA | PGE | Mendocino | 115 | 27 | Battery |  |  | 0 | 0 | 0 | 0 | 0 | 0 | 0 | 0 | 0 | 0 | 0 | 0 | 0 | 0 | 0 | 0 | 0 | 0 | 0 | 0 | 0 | 0 | 0 | 0 | 0 | 0 | 0 | 0
PG&E NGBA | PGE NGBA | PGE | Mendocino | 60 |  | Battery |  |  | 0 | 0 | 0 | 0 | 0 | 0 | 0 | 0 | 0 | 0 | 0 | 0 | 0 | 0 | 0 | 0 | 0 | 0 | 0 | 0 | 0 | 0 | 0 | 0 | 0 | 0 | 0 | 0
PG&E FRESNO | PGE Fresno | PGE | Mendota | 115 | 164 | Battery |  |  | 0 | 0 | 0 | 0 | 0 | 0 | 0 | 0 | 0 | 0 | 0 | 0 | 0 | 0 | 0 | 0 | 0 | 0 | 0 | 0 | 0 | 0 | 0 | 0 | 0 | 0 | 0 | 0
PG&E GBA | PGE GBA | PGE | Menlo | 60 |  | Battery |  |  | 0 | 0 | 0 | 0 | 0 | 0 | 0 | 0 | 0 | 0 | 0 | 0 | 0 | 0 | 0 | 0 | 0 | 0 | 0 | 0 | 0 | 0 | 0 | 0 | 0 | 0 | 0 | 0
PG&E FRESNO | PGE Fresno | PGE | Merced | 115 | 162 | Battery |  |  | 0 | 0 | 0 | 0 | 0 | 0 | 0 | 0 | 0 | 0 | 0 | 0 | 0 | 0 | 0 | 0 | 0 | 0 | 0 | 0 | 0 | 0 | 0 | 0 | 0 | 0 | 0 | 0
EOP | SCE EOP | SCE | Mercury | 138 | 177 | Battery |  |  | 0 | 0 | 0 | 0 | 0 | 0 | 0 | 0 | 0 | 0 | 0 | 0 | 0 | 0 | 0 | 0 | 0 | 0 | 0 | 0 | 0 | 0 | 0 | 0 | 0 | 0 | 0 | 0
PG&E FRESNO | PGE Fresno | PGE | Mercy Springs | 70 |  | Battery |  |  | 1 | 0 | 0 | 0 | 78 | 0 | 78 | 0 | 0 | 0 | 78 | 0 | 78 | 0 | 0 | 0 | 0 | 0 | 0 | 0 | 0 | 0 | 78 | 0 | 78 | 78 | 0 | 78
PG&E NGBA | PGE NGBA | PGE | Meridian | 60 |  | Battery |  |  | 0 | 0 | 0 | 0 | 0 | 0 | 0 | 0 | 0 | 0 | 0 | 0 | 0 | 0 | 0 | 0 | 0 | 0 | 0 | 0 | 0 | 0 | 0 | 0 | 0 | 0 | 0 | 0
PG&E KERN | PGE Kern | PGE | Mesa (PGE) | 115 | 111 | Battery |  |  | 0 | 0 | 0 | 0 | 0 | 0 | 0 | 0 | 0 | 0 | 0 | 0 | 0 | 0 | 0 | 0 | 0 | 0 | 0 | 0 | 0 | 0 | 0 | 0 | 0 | 0 | 0 | 0
PG&E KERN | PGE Kern | PGE | Mesa (PGE) | 230 | 122 | Battery |  |  | 0 | 0 | 0 | 0 | 0 | 0 | 0 | 0 | 0 | 0 | 0 | 0 | 0 | 0 | 0 | 0 | 0 | 0 | 0 | 0 | 0 | 0 | 0 | 0 | 0 | 0 | 0 | 0
SCE Metro | SCE Metro | SCE | Mesa (SCE) | 230 | 97 | Battery |  |  | 1 | 106.2 | 0 | 106.2 | 0 | 0 | 0 | 0 | 0 | 0 | 0 | 0 | 0 | 0 | 0 | 0 | 0 | 0 | 0 | 0 | 0 | 0 | 106.2 | 0 | 106.2 | 106.2 | 0 | 106.2
SCE Metro | SCE Metro | SCE | Mesa (SCE) | 500 | 97 | Battery |  |  | 0 | 0 | 0 | 0 | 0 | 0 | 0 | 0 | 0 | 0 | 0 | 0 | 0 | 0 | 0 | 0 | 0 | 0 | 0 | 0 | 0 | 0 | 0 | 0 | 0 | 0 | 0 | 0
SDGE | SDGE Imperial | SDGE | Mesa Heights | 69 |  | Battery |  |  | 1 | 9 | 0 | 9 | 0 | 0 | 0 | 0 | 0 | 0 | 0 | 0 | 0 | 0 | 0 | 0 | 0 | 0 | 0 | 0 | 0 | 0 | 9 | 0 | 9 | 9 | 0 | 9
PG&E GBA | PGE GBA | PGE | Metcalf | 115 | 11 | Battery |  |  | 0 | 0 | 0 | 0 | 0 | 0 | 0 | 0 | 0 | 0 | 0 | 0 | 0 | 0 | 0 | 0 | 0 | 0 | 0 | 0 | 0 | 0 | 0 | 0 | 0 | 0 | 0 | 0
PG&E GBA | PGE GBA | PGE | Metcalf | 230 | 11 | Battery |  |  | 0 | 0 | 0 | 0 | 0 | 0 | 0 | 0 | 0 | 0 | 0 | 0 | 0 | 0 | 0 | 0 | 0 | 0 | 0 | 0 | 0 | 0 | 0 | 0 | 0 | 0 | 0 | 0
PG&E GBA | PGE GBA | PGE | Metcalf | 500 | 77 | Battery |  |  | 0 | 0 | 0 | 0 | 0 | 0 | 0 | 0 | 0 | 0 | 0 | 0 | 0 | 0 | 0 | 0 | 0 | 0 | 0 | 0 | 0 | 0 | 0 | 0 | 0 | 0 | 0 | 0
PG&E KERN | PGE Kern | PGE | Midway | 115 | 112 | Battery |  |  | 0 | 0 | 0 | 0 | 0 | 0 | 0 | 0 | 0 | 0 | 0 | 0 | 0 | 0 | 0 | 0 | 0 | 0 | 0 | 0 | 0 | 0 | 0 | 0 | 0 | 0 | 0 | 0
PG&E KERN | PGE Kern | PGE | Midway | 230 | 102 | Battery |  |  | 0 | 0 | 0 | 0 | 0 | 0 | 0 | 0 | 0 | 0 | 0 | 0 | 0 | 0 | 0 | 0 | 0 | 0 | 0 | 0 | 0 | 0 | 0 | 0 | 0 | 0 | 0 | 0
PG&E KERN | PGE Kern | PGE | Midway | 500 | 73 | Battery |  |  | 1 | 0 | 0 | 0 | 0 | 0 | 0 | 0 | 0 | 0 | 0 | 0 | 0 | 0 | 375 | 375 | 0 | 0 | 0 | 0 | 375 | 375 | 0 | 375 | 375 | 0 | 375 | 375
SDGE | SDGE Imperial | SDGE | Miguel | 230 | 196 | Battery |  |  | 0 | 0 | 0 | 0 | 0 | 0 | 0 | 0 | 0 | 0 | 0 | 0 | 0 | 0 | 0 | 0 | 0 | 0 | 0 | 0 | 0 | 0 | 0 | 0 | 0 | 0 | 0 | 0
SDGE | SDGE Imperial | SDGE | Miguel | 500 | 196 | Battery |  |  | 0 | 0 | 0 | 0 | 0 | 0 | 0 | 0 | 0 | 0 | 0 | 0 | 0 | 0 | 0 | 0 | 0 | 0 | 0 | 0 | 0 | 0 | 0 | 0 | 0 | 0 | 0 | 0
SDGE | SDGE Imperial | SDGE | Miguel | 69 |  | Battery |  |  | 1 | 9.75 | 0 | 9.75 | 0 | 0 | 0 | 0 | 0 | 0 | 0 | 0 | 0 | 0 | 0 | 0 | 0 | 0 | 0 | 0 | 0 | 0 | 9.75 | 0 | 9.75 | 9.75 | 0 | 9.75
PG&E GBA | PGE GBA | PGE | Millbrae | 115 | 31 | Battery |  |  | 0 | 0 | 0 | 0 | 0 | 0 | 0 | 0 | 0 | 0 | 0 | 0 | 0 | 0 | 0 | 0 | 0 | 0 | 0 | 0 | 0 | 0 | 0 | 0 | 0 | 0 | 0 | 0
PG&E GBA | PGE GBA | PGE | Miller | 115 | 44 | Battery |  |  | 0 | 0 | 0 | 0 | 0 | 0 | 0 | 0 | 0 | 0 | 0 | 0 | 0 | 0 | 0 | 0 | 0 | 0 | 0 | 0 | 0 | 0 | 0 | 0 | 0 | 0 | 0 | 0
SCE Metro | SCE Metro | SCE | Mira Loma | 230 | 97 | Battery |  |  | 1 | 0 | 0 | 0 | 42 | 0 | 42 | 0 | 0 | 0 | 42 | 0 | 42 | 0 | 300 | 300 | 0 | 0 | 0 | 0 | 300 | 300 | 42 | 300 | 342 | 42 | 300 | 342
SCE Metro | SCE Metro | SCE | Mira Loma | 500 | 97 | Battery |  |  | 1 | 0 | 0 | 0 | 0 | 0 | 0 | 0 | 0 | 0 | 0 | 0 | 0 | 0 | 1050.5 | 1050.5 | 0 | 0 | 0 | 0 | 1050.5 | 1050.5 | 0 | 1050.5 | 1050.5 | 0 | 1050.5 | 1050.5
SCE Eastern | SCE Eastern | SCE | Mirage | 115 | 174 | Battery |  |  | 0 | 0 | 0 | 0 | 0 | 0 | 0 | 0 | 0 | 0 | 0 | 0 | 0 | 0 | 0 | 0 | 0 | 0 | 0 | 0 | 0 | 0 | 0 | 0 | 0 | 0 | 0 | 0
SCE Eastern | SCE Eastern | SCE | Mirage | 230 |  | Battery |  |  | 1 | 150 | 0 | 150 | 0 | 0 | 0 | 0 | 0 | 0 | 0 | 0 | 0 | 0 | 0 | 0 | 0 | 0 | 0 | 0 | 0 | 0 | 150 | 0 | 150 | 150 | 0 | 150
SDGE | SDGE Imperial | SDGE | Mission | 138 | 186 | Battery |  |  | 0 | 0 | 0 | 0 | 0 | 0 | 0 | 0 | 0 | 0 | 0 | 0 | 0 | 0 | 0 | 0 | 0 | 0 | 0 | 0 | 0 | 0 | 0 | 0 | 0 | 0 | 0 | 0
SDGE | SDGE Imperial | SDGE | Mission | 230 | 186 | Battery |  |  | 0 | 0 | 0 | 0 | 0 | 0 | 0 | 0 | 0 | 0 | 0 | 0 | 0 | 0 | 0 | 0 | 0 | 0 | 0 | 0 | 0 | 0 | 0 | 0 | 0 | 0 | 0 | 0
SDGE | SDGE Imperial | SDGE | Mission | 69 |  | Battery |  |  | 0 | 0 | 0 | 0 | 0 | 0 | 0 | 0 | 0 | 0 | 0 | 0 | 0 | 0 | 0 | 0 | 0 | 0 | 0 | 0 | 0 | 0 | 0 | 0 | 0 | 0 | 0 | 0
PG&E GBA | PGE GBA | PGE | Mi-Wuk | 115 | 44 | Battery |  |  | 0 | 0 | 0 | 0 | 0 | 0 | 0 | 0 | 0 | 0 | 0 | 0 | 0 | 0 | 0 | 0 | 0 | 0 | 0 | 0 | 0 | 0 | 0 | 0 | 0 | 0 | 0 | 0
EOP | SCE EOP | SCE | Mohave | 500 | 131 | Battery |  |  | 0 | 0 | 0 | 0 | 0 | 0 | 0 | 0 | 0 | 0 | 0 | 0 | 0 | 0 | 0 | 0 | 0 | 0 | 0 | 0 | 0 | 0 | 0 | 0 | 0 | 0 | 0 | 0
PG&E NGBA | PGE NGBA | PGE | Monroe | 115 | 27 | Battery |  |  | 0 | 0 | 0 | 0 | 0 | 0 | 0 | 0 | 0 | 0 | 0 | 0 | 0 | 0 | 0 | 0 | 0 | 0 | 0 | 0 | 0 | 0 | 0 | 0 | 0 | 0 | 0 | 0
SDGE | SDGE Imperial | SDGE | Monserate | 69 |  | Battery |  |  | 0 | 0 | 0 | 0 | 0 | 0 | 0 | 0 | 0 | 0 | 0 | 0 | 0 | 0 | 0 | 0 | 0 | 0 | 0 | 0 | 0 | 0 | 0 | 0 | 0 | 0 | 0 | 0
PG&E GBA | PGE GBA | PGE | Monta Vista | 115 | 80 | Battery |  |  | 0 | 0 | 0 | 0 | 0 | 0 | 0 | 0 | 0 | 0 | 0 | 0 | 0 | 0 | 0 | 0 | 0 | 0 | 0 | 0 | 0 | 0 | 0 | 0 | 0 | 0 | 0 | 0
PG&E GBA | PGE GBA | PGE | Monta Vista | 230 | 10 | Battery |  |  | 0 | 0 | 0 | 0 | 0 | 0 | 0 | 0 | 0 | 0 | 0 | 0 | 0 | 0 | 0 | 0 | 0 | 0 | 0 | 0 | 0 | 0 | 0 | 0 | 0 | 0 | 0 | 0
PG&E GBA | PGE GBA | PGE | Monta Vista | 60 |  | Battery |  |  | 0 | 0 | 0 | 0 | 0 | 0 | 0 | 0 | 0 | 0 | 0 | 0 | 0 | 0 | 0 | 0 | 0 | 0 | 0 | 0 | 0 | 0 | 0 | 0 | 0 | 0 | 0 | 0
PG&E NGBA | PGE NGBA | PGE | Monticello | 115 | 55 | Battery |  |  | 0 | 0 | 0 | 0 | 0 | 0 | 0 | 0 | 0 | 0 | 0 | 0 | 0 | 0 | 0 | 0 | 0 | 0 | 0 | 0 | 0 | 0 | 0 | 0 | 0 | 0 | 0 | 0
SCE Northern | SCE Northern | SCE | Moorpark | 230 | 157 | Battery |  |  | 1 | 0 | 0 | 0 | 350 | 0 | 350 | 0 | 0 | 0 | 350 | 0 | 350 | 0 | 0 | 0 | 0 | 0 | 0 | 0 | 0 | 0 | 350 | 0 | 350 | 350 | 0 | 350
SCE Northern | SCE Northern | SCE | Moorpark | 66 |  | Battery |  |  | 0 | 0 | 0 | 0 | 0 | 0 | 0 | 0 | 0 | 0 | 0 | 0 | 0 | 0 | 0 | 0 | 0 | 0 | 0 | 0 | 0 | 0 | 0 | 0 | 0 | 0 | 0 | 0
PG&E GBA | PGE GBA | PGE | Moraga | 115 | 6 | Battery |  |  | 0 | 0 | 0 | 0 | 0 | 0 | 0 | 0 | 0 | 0 | 0 | 0 | 0 | 0 | 0 | 0 | 0 | 0 | 0 | 0 | 0 | 0 | 0 | 0 | 0 | 0 | 0 | 0
PG&E GBA | PGE GBA | PGE | Moraga | 230 | 53 | Battery |  |  | 0 | 0 | 0 | 0 | 0 | 0 | 0 | 0 | 0 | 0 | 0 | 0 | 0 | 0 | 0 | 0 | 0 | 0 | 0 | 0 | 0 | 0 | 0 | 0 | 0 | 0 | 0 | 0
PG&E GBA | PGE GBA | PGE | Morgan Hill | 115 | 40 | Battery |  |  | 0 | 0 | 0 | 0 | 0 | 0 | 0 | 0 | 0 | 0 | 0 | 0 | 0 | 0 | 0 | 0 | 0 | 0 | 0 | 0 | 0 | 0 | 0 | 0 | 0 | 0 | 0 | 0
PG&E KERN | PGE Kern | PGE | Morro Bay | 115 | 111 | Battery |  |  | 0 | 0 | 0 | 0 | 0 | 0 | 0 | 0 | 0 | 0 | 0 | 0 | 0 | 0 | 0 | 0 | 0 | 0 | 0 | 0 | 0 | 0 | 0 | 0 | 0 | 0 | 0 | 0
PG&E KERN | PGE Kern | PGE | Morro Bay | 230 | 122 | Battery |  |  | 0 | 0 | 0 | 0 | 0 | 0 | 0 | 0 | 0 | 0 | 0 | 0 | 0 | 0 | 0 | 0 | 0 | 0 | 0 | 0 | 0 | 0 | 0 | 0 | 0 | 0 | 0 | 0
PG&E KERN | PGE Kern | PGE | Morro Bay | 500 | 98 | Battery |  |  | 0 | 0 | 0 | 0 | 0 | 0 | 0 | 0 | 0 | 0 | 0 | 0 | 0 | 0 | 0 | 0 | 0 | 0 | 0 | 0 | 0 | 0 | 0 | 0 | 0 | 0 | 0 | 0
PG&E GBA | PGE GBA | PGE | Moss Landing | 115 | 85 | Battery |  |  | 0 | 0 | 0 | 0 | 0 | 0 | 0 | 0 | 0 | 0 | 0 | 0 | 0 | 0 | 0 | 0 | 0 | 0 | 0 | 0 | 0 | 0 | 0 | 0 | 0 | 0 | 0 | 0
PG&E GBA | PGE GBA | PGE | Moss Landing | 230 | 85 | Battery |  |  | 0 | 0 | 0 | 0 | 0 | 0 | 0 | 0 | 0 | 0 | 0 | 0 | 0 | 0 | 0 | 0 | 0 | 0 | 0 | 0 | 0 | 0 | 0 | 0 | 0 | 0 | 0 | 0
PG&E GBA | PGE GBA | PGE | Moss Landing | 500 | 82 | Battery |  |  | 0 | 0 | 0 | 0 | 0 | 0 | 0 | 0 | 0 | 0 | 0 | 0 | 0 | 0 | 0 | 0 | 0 | 0 | 0 | 0 | 0 | 0 | 0 | 0 | 0 | 0 | 0 | 0
EOP | SCE EOP | SCE | Mountain Pass | 115 | 161 | Battery |  |  | 0 | 0 | 0 | 0 | 0 | 0 | 0 | 0 | 0 | 0 | 0 | 0 | 0 | 0 | 0 | 0 | 0 | 0 | 0 | 0 | 0 | 0 | 0 | 0 | 0 | 0 | 0 | 0
PG&E GBA | PGE GBA | PGE | Mountain View | 115 | 78 | Battery |  |  | 0 | 0 | 0 | 0 | 0 | 0 | 0 | 0 | 0 | 0 | 0 | 0 | 0 | 0 | 0 | 0 | 0 | 0 | 0 | 0 | 0 | 0 | 0 | 0 | 0 | 0 | 0 | 0
PG&E GBA | PGE GBA | PGE | Mt Eden | 115 | 3 | Battery |  |  | 0 | 0 | 0 | 0 | 0 | 0 | 0 | 0 | 0 | 0 | 0 | 0 | 0 | 0 | 0 | 0 | 0 | 0 | 0 | 0 | 0 | 0 | 0 | 0 | 0 | 0 | 0 | 0
PG&E KERN | PGE Kern | PGE | Mt Poso | 115 | 74 | Battery |  |  | 0 | 0 | 0 | 0 | 0 | 0 | 0 | 0 | 0 | 0 | 0 | 0 | 0 | 0 | 0 | 0 | 0 | 0 | 0 | 0 | 0 | 0 | 0 | 0 | 0 | 0 | 0 | 0
SDGE | SDGE Imperial | SDGE | Murray | 69 |  | Battery |  |  | 0 | 0 | 0 | 0 | 0 | 0 | 0 | 0 | 0 | 0 | 0 | 0 | 0 | 0 | 0 | 0 | 0 | 0 | 0 | 0 | 0 | 0 | 0 | 0 | 0 | 0 | 0 | 0
PG&E FRESNO | PGE Fresno | PGE | Mustang | 230 | 145 | Battery |  |  | 1 | 0 | 0 | 0 | 0 | 0 | 0 | 0 | 0 | 0 | 0 | 0 | 0 | 0 | 180 | 180 | 0 | 0 | 0 | 0 | 180 | 180 | 0 | 180 | 180 | 0 | 180 | 180
SCE Northern | SCE Northern | SCE | Neenach | 66 |  | Battery |  |  | 0 | 0 | 0 | 0 | 0 | 0 | 0 | 0 | 0 | 0 | 0 | 0 | 0 | 0 | 0 | 0 | 0 | 0 | 0 | 0 | 0 | 0 | 0 | 0 | 0 | 0 | 0 | 0
PG&E KERN | PGE Kern | PGE | New Sub - Gates - Midway (Proposed) | 230 | 93 | Battery |  |  | 1 | 0 | 0 | 0 | 238.5 | 0 | 238.5 | 0 | 0 | 0 | 238.5 | 0 | 238.5 | 0 | 200 | 200 | 0 | 0 | 0 | 0 | 200 | 200 | 238.5 | 200 | 438.5 | 238.5 | 200 | 438.5
PG&E KERN | PGE Kern | PGE | New Sub - Gates - Templeton (Proposed) | 230 | 130 | Battery |  |  | 0 | 0 | 0 | 0 | 0 | 0 | 0 | 0 | 0 | 0 | 0 | 0 | 0 | 0 | 0 | 0 | 0 | 0 | 0 | 0 | 0 | 0 | 0 | 0 | 0 | 0 | 0 | 0
SCE NOL | SCE NOL | SCE | New Sub - Kramer - Lugo (Proposed) | 230 | 160 | Battery |  |  | 0 | 0 | 0 | 0 | 0 | 0 | 0 | 0 | 0 | 0 | 0 | 0 | 0 | 0 | 0 | 0 | 0 | 0 | 0 | 0 | 0 | 0 | 0 | 0 | 0 | 0 | 0 | 0
PG&E FRESNO | PGE Fresno | PGE | New Sub - Los Banos - Midway (Proposed) | 500 | 73 | Battery |  |  | 1 | 0 | 0 | 0 | 0 | 0 | 0 | 0 | 0 | 0 | 0 | 0 | 0 | 0 | 246 | 246 | 0 | 0 | 0 | 0 | 246 | 246 | 0 | 246 | 246 | 0 | 246 | 246
SCE NOL | SCE NOL | SCE | New Sub - Lugo - Pisgah (Proposed) | 230 | 141 | Battery |  |  | 0 | 0 | 0 | 0 | 0 | 0 | 0 | 0 | 0 | 0 | 0 | 0 | 0 | 0 | 0 | 0 | 0 | 0 | 0 | 0 | 0 | 0 | 0 | 0 | 0 | 0 | 0 | 0
PG&E KERN | PGE Kern | PGE | New Sub - Midway - Wheeler Ridge (Proposed) | 230 | 93 | Battery |  |  | 1 | 150 | 0 | 150 | 0 | 0 | 0 | 0 | 0 | 0 | 0 | 0 | 0 | 0 | 50 | 50 | 0 | 0 | 0 | 0 | 50 | 50 | 150 | 50 | 200 | 150 | 50 | 200
PG&E NGBA | PGE NGBA | PGE | New Sub - Near existing Leavitt (PSREC) | 345 |  | Battery |  |  | 0 | 0 | 0 | 0 | 0 | 0 | 0 | 0 | 0 | 0 | 0 | 0 | 0 | 0 | 0 | 0 | 0 | 0 | 0 | 0 | 0 | 0 | 0 | 0 | 0 | 0 | 0 | 0
PG&E NGBA | PGE NGBA | PGE | New Sub - Near existing Madeline (NVE) | 345 |  | Battery |  |  | 0 | 0 | 0 | 0 | 0 | 0 | 0 | 0 | 0 | 0 | 0 | 0 | 0 | 0 | 0 | 0 | 0 | 0 | 0 | 0 | 0 | 0 | 0 | 0 | 0 | 0 | 0 | 0
SDGE | SDGE Imperial | SDGE | New Sub - North Gila - IV (Proposed) | 500 | 185 | Battery |  |  | 0 | 0 | 0 | 0 | 0 | 0 | 0 | 0 | 0 | 0 | 0 | 0 | 0 | 0 | 0 | 0 | 0 | 0 | 0 | 0 | 0 | 0 | 0 | 0 | 0 | 0 | 0 | 0
PG&E NGBA | PGE NGBA | PGE | New Sub - Pit 1 - Cottonwood (Proposed) | 230 | 2 | Battery |  |  | 0 | 0 | 0 | 0 | 0 | 0 | 0 | 0 | 0 | 0 | 0 | 0 | 0 | 0 | 0 | 0 | 0 | 0 | 0 | 0 | 0 | 0 | 0 | 0 | 0 | 0 | 0 | 0
PG&E GBA | PGE GBA | PGE | New Sub - Rancho Seco - Bellota (Proposed) | 230 | 15 | Battery |  |  | 0 | 0 | 0 | 0 | 0 | 0 | 0 | 0 | 0 | 0 | 0 | 0 | 0 | 0 | 0 | 0 | 0 | 0 | 0 | 0 | 0 | 0 | 0 | 0 | 0 | 0 | 0 | 0
SDGE | SDGE Imperial | SDGE | New Sub - Suncrest - Ocotillo (Proposed) | 500 | 183 | Battery |  |  | 0 | 0 | 0 | 0 | 0 | 0 | 0 | 0 | 0 | 0 | 0 | 0 | 0 | 0 | 0 | 0 | 0 | 0 | 0 | 0 | 0 | 0 | 0 | 0 | 0 | 0 | 0 | 0
PG&E FRESNO | PGE Fresno | PGE | New Sub - Westley - Quinto (Proposed) | 230 | 64 | Battery |  |  | 0 | 0 | 0 | 0 | 0 | 0 | 0 | 0 | 0 | 0 | 0 | 0 | 0 | 0 | 0 | 0 | 0 | 0 | 0 | 0 | 0 | 0 | 0 | 0 | 0 | 0 | 0 | 0
PG&E GBA | PGE GBA | PGE | Newark | 115 | 38 | Battery |  |  | 0 | 0 | 0 | 0 | 0 | 0 | 0 | 0 | 0 | 0 | 0 | 0 | 0 | 0 | 0 | 0 | 0 | 0 | 0 | 0 | 0 | 0 | 0 | 0 | 0 | 0 | 0 | 0
PG&E GBA | PGE GBA | PGE | Newark | 230 | 45 | Battery |  |  | 0 | 0 | 0 | 0 | 0 | 0 | 0 | 0 | 0 | 0 | 0 | 0 | 0 | 0 | 0 | 0 | 0 | 0 | 0 | 0 | 0 | 0 | 0 | 0 | 0 | 0 | 0 | 0
PG&E GBA | PGE GBA | PGE | Newark | 60 |  | Battery |  |  | 0 | 0 | 0 | 0 | 0 | 0 | 0 | 0 | 0 | 0 | 0 | 0 | 0 | 0 | 0 | 0 | 0 | 0 | 0 | 0 | 0 | 0 | 0 | 0 | 0 | 0 | 0 | 0
PG&E FRESNO | PGE Fresno | PGE | Newhall | 115 | 137 | Battery |  |  | 0 | 0 | 0 | 0 | 0 | 0 | 0 | 0 | 0 | 0 | 0 | 0 | 0 | 0 | 0 | 0 | 0 | 0 | 0 | 0 | 0 | 0 | 0 | 0 | 0 | 0 | 0 | 0
PG&E KERN | PGE Kern | PGE | Norco | 115 | 95 | Battery |  |  | 0 | 0 | 0 | 0 | 0 | 0 | 0 | 0 | 0 | 0 | 0 | 0 | 0 | 0 | 0 | 0 | 0 | 0 | 0 | 0 | 0 | 0 | 0 | 0 | 0 | 0 | 0 | 0
PG&E GBA | PGE GBA | PGE | Nortech | 115 | 13 | Battery |  |  | 0 | 0 | 0 | 0 | 0 | 0 | 0 | 0 | 0 | 0 | 0 | 0 | 0 | 0 | 0 | 0 | 0 | 0 | 0 | 0 | 0 | 0 | 0 | 0 | 0 | 0 | 0 | 0
SDGE | SDGE Imperial | SDGE | North City Metering | 138 | 186 | Battery |  |  | 0 | 0 | 0 | 0 | 0 | 0 | 0 | 0 | 0 | 0 | 0 | 0 | 0 | 0 | 0 | 0 | 0 | 0 | 0 | 0 | 0 | 0 | 0 | 0 | 0 | 0 | 0 | 0
PG&E GBA | PGE GBA | PGE | North Dublin | 230 | 42 | Battery |  |  | 0 | 0 | 0 | 0 | 0 | 0 | 0 | 0 | 0 | 0 | 0 | 0 | 0 | 0 | 0 | 0 | 0 | 0 | 0 | 0 | 0 | 0 | 0 | 0 | 0 | 0 | 0 | 0
SDGE | SDGE Arizona | SDGE | North Gila | 500 | 188 | Battery |  |  | 0 | 0 | 0 | 0 | 0 | 0 | 0 | 0 | 0 | 0 | 0 | 0 | 0 | 0 | 0 | 0 | 0 | 0 | 0 | 0 | 0 | 0 | 0 | 0 | 0 | 0 | 0 | 0
SCE Metro | SCE Metro | SCE | North of SONGS | 230 | 97 | Battery |  |  | 0 | 0 | 0 | 0 | 0 | 0 | 0 | 0 | 0 | 0 | 0 | 0 | 0 | 0 | 0 | 0 | 0 | 0 | 0 | 0 | 0 | 0 | 0 | 0 | 0 | 0 | 0 | 0
SCE Metro | SCE Metro | SCE | North of SONGS | 500 | 97 | Battery |  |  | 0 | 0 | 0 | 0 | 0 | 0 | 0 | 0 | 0 | 0 | 0 | 0 | 0 | 0 | 0 | 0 | 0 | 0 | 0 | 0 | 0 | 0 | 0 | 0 | 0 | 0 | 0 | 0
PG&E NGBA | PGE NGBA | PGE | Notre Dame | 115 | 1 | Battery |  |  | 0 | 0 | 0 | 0 | 0 | 0 | 0 | 0 | 0 | 0 | 0 | 0 | 0 | 0 | 0 | 0 | 0 | 0 | 0 | 0 | 0 | 0 | 0 | 0 | 0 | 0 | 0 | 0
PG&E GBA | PGE GBA | PGE | Oakland C | 115 | 56 | Battery |  |  | 0 | 0 | 0 | 0 | 0 | 0 | 0 | 0 | 0 | 0 | 0 | 0 | 0 | 0 | 0 | 0 | 0 | 0 | 0 | 0 | 0 | 0 | 0 | 0 | 0 | 0 | 0 | 0
PG&E GBA | PGE GBA | PGE | Oakland J | 115 | 6 | Battery |  |  | 0 | 0 | 0 | 0 | 0 | 0 | 0 | 0 | 0 | 0 | 0 | 0 | 0 | 0 | 0 | 0 | 0 | 0 | 0 | 0 | 0 | 0 | 0 | 0 | 0 | 0 | 0 | 0
PG&E GBA | PGE GBA | PGE | Oakland L | 115 | 6 | Battery |  |  | 0 | 0 | 0 | 0 | 0 | 0 | 0 | 0 | 0 | 0 | 0 | 0 | 0 | 0 | 0 | 0 | 0 | 0 | 0 | 0 | 0 | 0 | 0 | 0 | 0 | 0 | 0 | 0
PG&E GBA | PGE GBA | PGE | Oakland X | 115 | 6 | Battery |  |  | 0 | 0 | 0 | 0 | 0 | 0 | 0 | 0 | 0 | 0 | 0 | 0 | 0 | 0 | 0 | 0 | 0 | 0 | 0 | 0 | 0 | 0 | 0 | 0 | 0 | 0 | 0 | 0
SDGE | SDGE Imperial | SDGE | Ocean Ranch | 69 |  | Battery |  |  | 0 | 0 | 0 | 0 | 0 | 0 | 0 | 0 | 0 | 0 | 0 | 0 | 0 | 0 | 0 | 0 | 0 | 0 | 0 | 0 | 0 | 0 | 0 | 0 | 0 | 0 | 0 | 0
PG&E KERN | PGE Kern | PGE | Oceano | 115 | 111 | Battery |  |  | 0 | 0 | 0 | 0 | 0 | 0 | 0 | 0 | 0 | 0 | 0 | 0 | 0 | 0 | 0 | 0 | 0 | 0 | 0 | 0 | 0 | 0 | 0 | 0 | 0 | 0 | 0 | 0
SDGE | SDGE Imperial | SDGE | Ocotillo Express | 500 | 194 | Battery |  |  | 0 | 0 | 0 | 0 | 0 | 0 | 0 | 0 | 0 | 0 | 0 | 0 | 0 | 0 | 0 | 0 | 0 | 0 | 0 | 0 | 0 | 0 | 0 | 0 | 0 | 0 | 0 | 0
PG&E KERN | PGE Kern | PGE | Old River | 70 |  | Battery |  |  | 0 | 0 | 0 | 0 | 0 | 0 | 0 | 0 | 0 | 0 | 0 | 0 | 0 | 0 | 0 | 0 | 0 | 0 | 0 | 0 | 0 | 0 | 0 | 0 | 0 | 0 | 0 | 0
SDGE | SDGE Imperial | SDGE | Old Town | 230 | 171 | Battery |  |  | 0 | 0 | 0 | 0 | 0 | 0 | 0 | 0 | 0 | 0 | 0 | 0 | 0 | 0 | 0 | 0 | 0 | 0 | 0 | 0 | 0 | 0 | 0 | 0 | 0 | 0 | 0 | 0
SCE Metro | SCE Metro | SCE | Olinda | 230 | 97 | Battery |  |  | 0 | 0 | 0 | 0 | 0 | 0 | 0 | 0 | 0 | 0 | 0 | 0 | 0 | 0 | 0 | 0 | 0 | 0 | 0 | 0 | 0 | 0 | 0 | 0 | 0 | 0 | 0 | 0
PG&E FRESNO | PGE Fresno | PGE | Olive | 115 | 119 | Battery |  |  | 1 | 0 | 0 | 0 | 20 | 0 | 20 | 0 | 0 | 0 | 20 | 0 | 20 | 0 | 0 | 0 | 0 | 0 | 0 | 0 | 0 | 0 | 20 | 0 | 20 | 20 | 0 | 20
PG&E NGBA | PGE NGBA | PGE | Olivehurst | 115 | 22 | Battery |  |  | 0 | 0 | 0 | 0 | 0 | 0 | 0 | 0 | 0 | 0 | 0 | 0 | 0 | 0 | 0 | 0 | 0 | 0 | 0 | 0 | 0 | 0 | 0 | 0 | 0 | 0 | 0 | 0
PG&E NGBA | PGE NGBA | PGE | Oregon Trail | 60 |  | Battery |  |  | 0 | 0 | 0 | 0 | 0 | 0 | 0 | 0 | 0 | 0 | 0 | 0 | 0 | 0 | 0 | 0 | 0 | 0 | 0 | 0 | 0 | 0 | 0 | 0 | 0 | 0 | 0 | 0
SCE Northern | SCE Northern | SCE | Ormond Beach | 230 | 157 | Battery |  |  | 0 | 0 | 0 | 0 | 0 | 0 | 0 | 0 | 0 | 0 | 0 | 0 | 0 | 0 | 0 | 0 | 0 | 0 | 0 | 0 | 0 | 0 | 0 | 0 | 0 | 0 | 0 | 0
PG&E FRESNO | PGE Fresno | PGE | Oro Loma | 115 | 123 | Battery |  |  | 0 | 0 | 0 | 0 | 0 | 0 | 0 | 0 | 0 | 0 | 0 | 0 | 0 | 0 | 0 | 0 | 0 | 0 | 0 | 0 | 0 | 0 | 0 | 0 | 0 | 0 | 0 | 0
PG&E FRESNO | PGE Fresno | PGE | Oro Loma | 70 |  | Battery |  |  | 0 | 0 | 0 | 0 | 0 | 0 | 0 | 0 | 0 | 0 | 0 | 0 | 0 | 0 | 0 | 0 | 0 | 0 | 0 | 0 | 0 | 0 | 0 | 0 | 0 | 0 | 0 | 0
PG&E FRESNO | PGE Fresno | PGE | Orosi | 70 |  | Battery |  |  | 0 | 0 | 0 | 0 | 0 | 0 | 0 | 0 | 0 | 0 | 0 | 0 | 0 | 0 | 0 | 0 | 0 | 0 | 0 | 0 | 0 | 0 | 0 | 0 | 0 | 0 | 0 | 0
SDGE | SDGE Imperial | SDGE | Otay | 69 |  | Battery |  |  | 1 | 6 | 0 | 6 | 49.7 | 0 | 49.7 | 0 | 0 | 0 | 49.7 | 0 | 49.7 | 0 | 0 | 0 | 0 | 0 | 0 | 0 | 0 | 0 | 55.7 | 0 | 55.7 | 55.7 | 0 | 55.7
SDGE | SDGE Imperial | SDGE | Otay Mesa | 230 | 197 | Battery |  |  | 1 | 0 | 0 | 0 | 65 | 0 | 65 | 65 | 0 | 65 | 0 | 0 | 0 | 0 | 0 | 0 | 0 | 0 | 0 | 0 | 0 | 0 | 0 | 0 | 0 | 0 | 0 | 0
PG&E FRESNO | PGE Fresno | PGE | Padre Flats SW STA | 230 | 71 | Battery |  |  | 1 | 0 | 0 | 0 | 0 | 0 | 0 | 0 | 0 | 0 | 0 | 0 | 0 | 0 | 31 | 31 | 0 | 0 | 0 | 0 | 31 | 31 | 0 | 31 | 31 | 0 | 31 | 31
EOP | SCE EOP | SCE | Pahrump | 138 | 177 | Battery |  |  | 0 | 0 | 0 | 0 | 0 | 0 | 0 | 0 | 0 | 0 | 0 | 0 | 0 | 0 | 0 | 0 | 0 | 0 | 0 | 0 | 0 | 0 | 0 | 0 | 0 | 0 | 0 | 0
EOP | SCE EOP | SCE | Pahrump | 230 | 177 | Battery |  |  | 0 | 0 | 0 | 0 | 0 | 0 | 0 | 0 | 0 | 0 | 0 | 0 | 0 | 0 | 0 | 0 | 0 | 0 | 0 | 0 | 0 | 0 | 0 | 0 | 0 | 0 | 0 | 0
SDGE | SDGE Imperial | SDGE | Pala | 69 |  | Battery |  |  | 1 | 10 | 0 | 10 | 0 | 0 | 0 | 0 | 0 | 0 | 0 | 0 | 0 | 0 | 0 | 0 | 0 | 0 | 0 | 0 | 0 | 0 | 10 | 0 | 10 | 10 | 0 | 10
PG&E NGBA | PGE NGBA | PGE | Palermo | 115 | 22 | Battery |  |  | 0 | 0 | 0 | 0 | 0 | 0 | 0 | 0 | 0 | 0 | 0 | 0 | 0 | 0 | 0 | 0 | 0 | 0 | 0 | 0 | 0 | 0 | 0 | 0 | 0 | 0 | 0 | 0
PG&E NGBA | PGE NGBA | PGE | Palermo | 230 | 19 | Battery |  |  | 0 | 0 | 0 | 0 | 0 | 0 | 0 | 0 | 0 | 0 | 0 | 0 | 0 | 0 | 0 | 0 | 0 | 0 | 0 | 0 | 0 | 0 | 0 | 0 | 0 | 0 | 0 | 0
SCE Eastern | SCE Arizona | SCE | Palo Verde | 500 | 176 | Battery |  |  | 0 | 0 | 0 | 0 | 0 | 0 | 0 | 0 | 0 | 0 | 0 | 0 | 0 | 0 | 0 | 0 | 0 | 0 | 0 | 0 | 0 | 0 | 0 | 0 | 0 | 0 | 0 | 0
SDGE | SDGE Imperial | SDGE | Palomar Energy | 230 | 195 | Battery |  |  | 0 | 0 | 0 | 0 | 0 | 0 | 0 | 0 | 0 | 0 | 0 | 0 | 0 | 0 | 0 | 0 | 0 | 0 | 0 | 0 | 0 | 0 | 0 | 0 | 0 | 0 | 0 | 0
PG&E KERN | PGE Kern | PGE | Panama | 70 |  | Battery |  |  | 0 | 0 | 0 | 0 | 0 | 0 | 0 | 0 | 0 | 0 | 0 | 0 | 0 | 0 | 0 | 0 | 0 | 0 | 0 | 0 | 0 | 0 | 0 | 0 | 0 | 0 | 0 | 0
PG&E FRESNO | PGE Fresno | PGE | Panoche | 115 | 128 | Battery |  |  | 0 | 0 | 0 | 0 | 0 | 0 | 0 | 0 | 0 | 0 | 0 | 0 | 0 | 0 | 0 | 0 | 0 | 0 | 0 | 0 | 0 | 0 | 0 | 0 | 0 | 0 | 0 | 0
PG&E FRESNO | PGE Fresno | PGE | Panoche | 230 | 94 | Battery |  |  | 0 | 0 | 0 | 0 | 0 | 0 | 0 | 0 | 0 | 0 | 0 | 0 | 0 | 0 | 0 | 0 | 0 | 0 | 0 | 0 | 0 | 0 | 0 | 0 | 0 | 0 | 0 | 0
SCE Northern | SCE Northern | SCE | Pardee | 230 | 151 | Battery |  |  | 1 | 80 | 0 | 80 | 15 | 0 | 15 | 0 | 0 | 0 | 15 | 0 | 15 | 0 | 0 | 0 | 0 | 0 | 0 | 0 | 0 | 0 | 95 | 0 | 95 | 95 | 0 | 95
PG&E NGBA | PGE NGBA | PGE | Parkway | 230 | 30 | Battery |  |  | 0 | 0 | 0 | 0 | 0 | 0 | 0 | 0 | 0 | 0 | 0 | 0 | 0 | 0 | 0 | 0 | 0 | 0 | 0 | 0 | 0 | 0 | 0 | 0 | 0 | 0 | 0 | 0
SCE Northern | SCE Northern | SCE | Pastoria | 230 | 159 | Battery |  |  | 1 | 0 | 0 | 0 | 80 | 0 | 80 | 0 | 0 | 0 | 80 | 0 | 80 | 0 | 0 | 0 | 0 | 0 | 0 | 0 | 0 | 0 | 80 | 0 | 80 | 80 | 0 | 80
SCE Metro | SCE Metro | SCE | Pauda | 230 |  | Battery |  |  | 1 | 120 | 0 | 120 | 0 | 0 | 0 | 0 | 0 | 0 | 0 | 0 | 0 | 0 | 0 | 0 | 0 | 0 | 0 | 0 | 0 | 0 | 120 | 0 | 120 | 120 | 0 | 120
PG&E GBA | PGE GBA | PGE | Paul Sweet | 115 | 14 | Battery |  |  | 0 | 0 | 0 | 0 | 0 | 0 | 0 | 0 | 0 | 0 | 0 | 0 | 0 | 0 | 0 | 0 | 0 | 0 | 0 | 0 | 0 | 0 | 0 | 0 | 0 | 0 | 0 | 0
PG&E NGBA | PGE NGBA | PGE | Peabody | 230 | 52 | Battery |  |  | 0 | 0 | 0 | 0 | 0 | 0 | 0 | 0 | 0 | 0 | 0 | 0 | 0 | 0 | 0 | 0 | 0 | 0 | 0 | 0 | 0 | 0 | 0 | 0 | 0 | 0 | 0 | 0
PG&E NGBA | PGE NGBA | PGE | Pease | 115 | 22 | Battery |  |  | 0 | 0 | 0 | 0 | 0 | 0 | 0 | 0 | 0 | 0 | 0 | 0 | 0 | 0 | 0 | 0 | 0 | 0 | 0 | 0 | 0 | 0 | 0 | 0 | 0 | 0 | 0 | 0
PG&E NGBA | PGE NGBA | PGE | Pease | 60 |  | Battery |  |  | 0 | 0 | 0 | 0 | 0 | 0 | 0 | 0 | 0 | 0 | 0 | 0 | 0 | 0 | 0 | 0 | 0 | 0 | 0 | 0 | 0 | 0 | 0 | 0 | 0 | 0 | 0 | 0
SDGE | SDGE Imperial | SDGE | Penasquitos | 138 | 171 | Battery |  |  | 0 | 0 | 0 | 0 | 0 | 0 | 0 | 0 | 0 | 0 | 0 | 0 | 0 | 0 | 0 | 0 | 0 | 0 | 0 | 0 | 0 | 0 | 0 | 0 | 0 | 0 | 0 | 0
SDGE | SDGE Imperial | SDGE | Penasquitos | 230 | 171 | Battery |  |  | 0 | 0 | 0 | 0 | 0 | 0 | 0 | 0 | 0 | 0 | 0 | 0 | 0 | 0 | 0 | 0 | 0 | 0 | 0 | 0 | 0 | 0 | 0 | 0 | 0 | 0 | 0 | 0
SDGE | SDGE Imperial | SDGE | Penasquitos | 69 |  | Battery |  |  | 0 | 0 | 0 | 0 | 0 | 0 | 0 | 0 | 0 | 0 | 0 | 0 | 0 | 0 | 0 | 0 | 0 | 0 | 0 | 0 | 0 | 0 | 0 | 0 | 0 | 0 | 0 | 0
SDGE | SDGE Imperial | SDGE | Pendleton | 69 |  | Battery |  |  | 1 | 0 | 0 | 0 | 0 | 50 | 50 | 0 | 0 | 0 | 0 | 50 | 50 | 0 | 0 | 0 | 0 | 0 | 0 | 0 | 0 | 0 | 0 | 50 | 50 | 0 | 50 | 50
PG&E NGBA | PGE NGBA | PGE | Penngrove | 115 | 27 | Battery |  |  | 0 | 0 | 0 | 0 | 0 | 0 | 0 | 0 | 0 | 0 | 0 | 0 | 0 | 0 | 0 | 0 | 0 | 0 | 0 | 0 | 0 | 0 | 0 | 0 | 0 | 0 | 0 | 0
PG&E GBA | PGE GBA | PGE | Peoria | 115 | 44 | Battery |  |  | 1 | 10 | 0 | 10 | 0 | 0 | 0 | 0 | 0 | 0 | 0 | 0 | 0 | 0 | 0 | 0 | 0 | 0 | 0 | 0 | 0 | 0 | 10 | 0 | 10 | 10 | 0 | 10
PG&E GBA | PGE GBA | PGE | Piercy | 115 | 11 | Battery |  |  | 0 | 0 | 0 | 0 | 0 | 0 | 0 | 0 | 0 | 0 | 0 | 0 | 0 | 0 | 0 | 0 | 0 | 0 | 0 | 0 | 0 | 0 | 0 | 0 | 0 | 0 | 0 | 0
PG&E FRESNO | PGE Fresno | PGE | Pine Flat | 230 | 117 | Battery |  |  | 0 | 0 | 0 | 0 | 0 | 0 | 0 | 0 | 0 | 0 | 0 | 0 | 0 | 0 | 0 | 0 | 0 | 0 | 0 | 0 | 0 | 0 | 0 | 0 | 0 | 0 | 0 | 0
SCE NOL | SCE NOL | SCE | Pisgah | 230 | 141 | Battery |  |  | 1 | 0 | 0 | 0 | 0 | 0 | 0 | 0 | 0 | 0 | 0 | 0 | 0 | 20 | 0 | 20 | 0 | 0 | 0 | 20 | 0 | 20 | 20 | 0 | 20 | 20 | 0 | 20
PG&E NGBA | PGE NGBA | PGE | Pit 1 | 230 | 2 | Battery |  |  | 0 | 0 | 0 | 0 | 0 | 0 | 0 | 0 | 0 | 0 | 0 | 0 | 0 | 0 | 0 | 0 | 0 | 0 | 0 | 0 | 0 | 0 | 0 | 0 | 0 | 0 | 0 | 0
PG&E NGBA | PGE NGBA | PGE | Pit 1 | 60 |  | Battery |  |  | 0 | 0 | 0 | 0 | 0 | 0 | 0 | 0 | 0 | 0 | 0 | 0 | 0 | 0 | 0 | 0 | 0 | 0 | 0 | 0 | 0 | 0 | 0 | 0 | 0 | 0 | 0 | 0
PG&E NGBA | PGE NGBA | PGE | Pit 3 | 230 | 2 | Battery |  |  | 0 | 0 | 0 | 0 | 0 | 0 | 0 | 0 | 0 | 0 | 0 | 0 | 0 | 0 | 0 | 0 | 0 | 0 | 0 | 0 | 0 | 0 | 0 | 0 | 0 | 0 | 0 | 0
PG&E NGBA | PGE NGBA | PGE | Pit 4 | 230 | 1 | Battery |  |  | 0 | 0 | 0 | 0 | 0 | 0 | 0 | 0 | 0 | 0 | 0 | 0 | 0 | 0 | 0 | 0 | 0 | 0 | 0 | 0 | 0 | 0 | 0 | 0 | 0 | 0 | 0 | 0
PG&E GBA | PGE GBA | PGE | Pittsburg | 115 | 49 | Battery |  |  | 0 | 0 | 0 | 0 | 0 | 0 | 0 | 0 | 0 | 0 | 0 | 0 | 0 | 0 | 0 | 0 | 0 | 0 | 0 | 0 | 0 | 0 | 0 | 0 | 0 | 0 | 0 | 0
PG&E GBA | PGE GBA | PGE | Pittsburg | 230 | 51 | Battery |  |  | 0 | 0 | 0 | 0 | 0 | 0 | 0 | 0 | 0 | 0 | 0 | 0 | 0 | 0 | 0 | 0 | 0 | 0 | 0 | 0 | 0 | 0 | 0 | 0 | 0 | 0 | 0 | 0
PG&E NGBA | PGE NGBA | PGE | Pleasant Grove | 115 | 23 | Battery |  |  | 0 | 0 | 0 | 0 | 0 | 0 | 0 | 0 | 0 | 0 | 0 | 0 | 0 | 0 | 0 | 0 | 0 | 0 | 0 | 0 | 0 | 0 | 0 | 0 | 0 | 0 | 0 | 0
PG&E NGBA | PGE NGBA | PGE | POE | 230 | 24 | Battery |  |  | 0 | 0 | 0 | 0 | 0 | 0 | 0 | 0 | 0 | 0 | 0 | 0 | 0 | 0 | 0 | 0 | 0 | 0 | 0 | 0 | 0 | 0 | 0 | 0 | 0 | 0 | 0 | 0
SDGE | SDGE Imperial | SDGE | Point Loma | 69 |  | Battery |  |  | 0 | 0 | 0 | 0 | 0 | 0 | 0 | 0 | 0 | 0 | 0 | 0 | 0 | 0 | 0 | 0 | 0 | 0 | 0 | 0 | 0 | 0 | 0 | 0 | 0 | 0 | 0 | 0
SDGE | SDGE Imperial | SDGE | Pomerado | 69 |  | Battery |  |  | 1 | 0 | 0 | 0 | 100 | 0 | 100 | 0 | 0 | 0 | 100 | 0 | 100 | 0 | 0 | 0 | 0 | 0 | 0 | 0 | 0 | 0 | 100 | 0 | 100 | 100 | 0 | 100
PG&E KERN | PGE Kern | PGE | Poso Mountain | 115 | 101 | Battery |  |  | 0 | 0 | 0 | 0 | 0 | 0 | 0 | 0 | 0 | 0 | 0 | 0 | 0 | 0 | 0 | 0 | 0 | 0 | 0 | 0 | 0 | 0 | 0 | 0 | 0 | 0 | 0 | 0
EOP | SCE EOP | SCE | Primm | 230 | 161 | Battery |  |  | 1 | 0 | 0 | 0 | 200 | 0 | 200 | 0 | 0 | 0 | 200 | 0 | 200 | 0 | 0 | 0 | 0 | 0 | 0 | 0 | 0 | 0 | 200 | 0 | 200 | 200 | 0 | 200
PG&E NGBA | PGE NGBA | PGE | Putah Creek | 115 | 39 | Battery |  |  | 0 | 0 | 0 | 0 | 0 | 0 | 0 | 0 | 0 | 0 | 0 | 0 | 0 | 0 | 0 | 0 | 0 | 0 | 0 | 0 | 0 | 0 | 0 | 0 | 0 | 0 | 0 | 0
SDGE | SDGE Imperial | SDGE | Q1806 | 138 | 178 | Battery |  |  | 0 | 0 | 0 | 0 | 0 | 0 | 0 | 0 | 0 | 0 | 0 | 0 | 0 | 0 | 0 | 0 | 0 | 0 | 0 | 0 | 0 | 0 | 0 | 0 | 0 | 0 | 0 | 0
PG&E FRESNO | PGE Fresno | PGE | Quinto | 230 | 71 | Battery |  |  | 0 | 0 | 0 | 0 | 0 | 0 | 0 | 0 | 0 | 0 | 0 | 0 | 0 | 0 | 0 | 0 | 0 | 0 | 0 | 0 | 0 | 0 | 0 | 0 | 0 | 0 | 0 | 0
PG&E GBA | PGE GBA | PGE | Race Track | 115 | 44 | Battery |  |  | 0 | 0 | 0 | 0 | 0 | 0 | 0 | 0 | 0 | 0 | 0 | 0 | 0 | 0 | 0 | 0 | 0 | 0 | 0 | 0 | 0 | 0 | 0 | 0 | 0 | 0 | 0 | 0
SDGE | SDGE Imperial | SDGE | Rancho Mission Viejo | 138 | 187 | Battery |  |  | 0 | 0 | 0 | 0 | 0 | 0 | 0 | 0 | 0 | 0 | 0 | 0 | 0 | 0 | 0 | 0 | 0 | 0 | 0 | 0 | 0 | 0 | 0 | 0 | 0 | 0 | 0 | 0
PG&E GBA | PGE GBA | PGE | Rancho Seco | 230 | 15 | Battery |  |  | 0 | 0 | 0 | 0 | 0 | 0 | 0 | 0 | 0 | 0 | 0 | 0 | 0 | 0 | 0 | 0 | 0 | 0 | 0 | 0 | 0 | 0 | 0 | 0 | 0 | 0 | 0 | 0
SCE Metro | SCE Metro | SCE | Rancho Vista | 230 | 97 | Battery |  |  | 0 | 0 | 0 | 0 | 0 | 0 | 0 | 0 | 0 | 0 | 0 | 0 | 0 | 0 | 0 | 0 | 0 | 0 | 0 | 0 | 0 | 0 | 0 | 0 | 0 | 0 | 0 | 0
SCE Metro | SCE Metro | SCE | Rancho Vista | 500 | 97 | Battery |  |  | 0 | 0 | 0 | 0 | 0 | 0 | 0 | 0 | 0 | 0 | 0 | 0 | 0 | 0 | 0 | 0 | 0 | 0 | 0 | 0 | 0 | 0 | 0 | 0 | 0 | 0 | 0 | 0
SCE NOL | SCE NOL | SCE | Ransburg | 115 |  | Battery |  |  | 0 | 0 | 0 | 0 | 0 | 0 | 0 | 0 | 0 | 0 | 0 | 0 | 0 | 0 | 0 | 0 | 0 | 0 | 0 | 0 | 0 | 0 | 0 | 0 | 0 | 0 | 0 | 0
PG&E GBA | PGE GBA | PGE | Ravenswood | 115 | 6 | Battery |  |  | 0 | 0 | 0 | 0 | 0 | 0 | 0 | 0 | 0 | 0 | 0 | 0 | 0 | 0 | 0 | 0 | 0 | 0 | 0 | 0 | 0 | 0 | 0 | 0 | 0 | 0 | 0 | 0
PG&E GBA | PGE GBA | PGE | Ravenswood | 230 | 6 | Battery |  |  | 0 | 0 | 0 | 0 | 0 | 0 | 0 | 0 | 0 | 0 | 0 | 0 | 0 | 0 | 0 | 0 | 0 | 0 | 0 | 0 | 0 | 0 | 0 | 0 | 0 | 0 | 0 | 0
SCE Northern | SCE Northern | SCE | Rector | 230 | 153 | Battery |  |  | 0 | 0 | 0 | 0 | 0 | 0 | 0 | 0 | 0 | 0 | 0 | 0 | 0 | 0 | 0 | 0 | 0 | 0 | 0 | 0 | 0 | 0 | 0 | 0 | 0 | 0 | 0 | 0
SCE Eastern | SCE Eastern | SCE | Red Bluff | 230 | 179 | Battery |  |  | 1 | 416 | 0 | 416 | 0 | 0 | 0 | 0 | 0 | 0 | 0 | 0 | 0 | 0 | 0 | 0 | 0 | 0 | 0 | 0 | 0 | 0 | 416 | 0 | 416 | 416 | 0 | 416
SCE Eastern | SCE Eastern | SCE | Red Bluff | 500 | 172 | Battery |  |  | 1 | 0 | 0 | 0 | 100 | 0 | 100 | 0 | 0 | 0 | 100 | 0 | 100 | 0 | 0 | 0 | 0 | 0 | 0 | 0 | 0 | 0 | 100 | 0 | 100 | 100 | 0 | 100
PG&E NGBA | PGE NGBA | PGE | Redbud | 115 | 27 | Battery |  |  | 0 | 0 | 0 | 0 | 0 | 0 | 0 | 0 | 0 | 0 | 0 | 0 | 0 | 0 | 0 | 0 | 0 | 0 | 0 | 0 | 0 | 0 | 0 | 0 | 0 | 0 | 0 | 0
SCE Metro | SCE Metro | SCE | Redondo | 230 | 97 | Battery |  |  | 0 | 0 | 0 | 0 | 0 | 0 | 0 | 0 | 0 | 0 | 0 | 0 | 0 | 0 | 0 | 0 | 0 | 0 | 0 | 0 | 0 | 0 | 0 | 0 | 0 | 0 | 0 | 0
PG&E FRESNO | PGE Fresno | PGE | Reedley | 115 | 142 | Battery |  |  | 0 | 0 | 0 | 0 | 0 | 0 | 0 | 0 | 0 | 0 | 0 | 0 | 0 | 0 | 0 | 0 | 0 | 0 | 0 | 0 | 0 | 0 | 0 | 0 | 0 | 0 | 0 | 0
PG&E KERN | PGE Kern | PGE | Renfro | 115 | 83 | Battery |  |  | 0 | 0 | 0 | 0 | 0 | 0 | 0 | 0 | 0 | 0 | 0 | 0 | 0 | 0 | 0 | 0 | 0 | 0 | 0 | 0 | 0 | 0 | 0 | 0 | 0 | 0 | 0 | 0
PG&E GBA | PGE GBA | PGE | Richmond R | 115 | 56 | Battery |  |  | 0 | 0 | 0 | 0 | 0 | 0 | 0 | 0 | 0 | 0 | 0 | 0 | 0 | 0 | 0 | 0 | 0 | 0 | 0 | 0 | 0 | 0 | 0 | 0 | 0 | 0 | 0 | 0
PG&E NGBA | PGE NGBA | PGE | Rincon | 115 | 55 | Battery |  |  | 0 | 0 | 0 | 0 | 0 | 0 | 0 | 0 | 0 | 0 | 0 | 0 | 0 | 0 | 0 | 0 | 0 | 0 | 0 | 0 | 0 | 0 | 0 | 0 | 0 | 0 | 0 | 0
PG&E KERN | PGE Kern | PGE | Rio Bravo | 115 | 83 | Battery |  |  | 0 | 0 | 0 | 0 | 0 | 0 | 0 | 0 | 0 | 0 | 0 | 0 | 0 | 0 | 0 | 0 | 0 | 0 | 0 | 0 | 0 | 0 | 0 | 0 | 0 | 0 | 0 | 0
SCE Metro | SCE Metro | SCE | Rio Hondo | 230 | 97 | Battery |  |  | 1 | 0 | 0 | 0 | 265 | 10 | 275 | 0 | 0 | 0 | 265 | 10 | 275 | 0 | 776 | 776 | 0 | 0 | 0 | 0 | 776 | 776 | 265 | 786 | 1051 | 265 | 786 | 1051
PG&E NGBA | PGE NGBA | PGE | Rio Oso | 115 | 24 | Battery |  |  | 0 | 0 | 0 | 0 | 0 | 0 | 0 | 0 | 0 | 0 | 0 | 0 | 0 | 0 | 0 | 0 | 0 | 0 | 0 | 0 | 0 | 0 | 0 | 0 | 0 | 0 | 0 | 0
PG&E NGBA | PGE NGBA | PGE | Rio Oso | 230 | 24 | Battery |  |  | 0 | 0 | 0 | 0 | 0 | 0 | 0 | 0 | 0 | 0 | 0 | 0 | 0 | 0 | 0 | 0 | 0 | 0 | 0 | 0 | 0 | 0 | 0 | 0 | 0 | 0 | 0 | 0
PG&E GBA | PGE GBA | PGE | Ripon | 115 | 54 | Battery |  |  | 1 | 0 | 0 | 0 | 99 | 0 | 99 | 0 | 0 | 0 | 99 | 0 | 99 | 0 | 0 | 0 | 0 | 0 | 0 | 0 | 0 | 0 | 99 | 0 | 99 | 99 | 0 | 99
PG&E GBA | PGE GBA | PGE | Riverbank | 115 | 44 | Battery |  |  | 0 | 0 | 0 | 0 | 0 | 0 | 0 | 0 | 0 | 0 | 0 | 0 | 0 | 0 | 0 | 0 | 0 | 0 | 0 | 0 | 0 | 0 | 0 | 0 | 0 | 0 | 0 | 0
SCE NOL | SCE NOL | SCE | Roadway | 115 | 146 | Battery |  |  | 1 | 75 | 0 | 75 | 0 | 0 | 0 | 0 | 0 | 0 | 0 | 0 | 0 | 0 | 0 | 0 | 0 | 0 | 0 | 0 | 0 | 0 | 75 | 0 | 75 | 75 | 0 | 75
PG&E NGBA | PGE NGBA | PGE | Rock Creek 1 | 230 | 16 | Battery |  |  | 0 | 0 | 0 | 0 | 0 | 0 | 0 | 0 | 0 | 0 | 0 | 0 | 0 | 0 | 0 | 0 | 0 | 0 | 0 | 0 | 0 | 0 | 0 | 0 | 0 | 0 | 0 | 0
SCE Northern | SCE Northern | SCE | Rosamond | 66 |  | Battery |  |  | 0 | 0 | 0 | 0 | 0 | 0 | 0 | 0 | 0 | 0 | 0 | 0 | 0 | 0 | 0 | 0 | 0 | 0 | 0 | 0 | 0 | 0 | 0 | 0 | 0 | 0 | 0 | 0
PG&E GBA | PGE GBA | PGE | Rossmoor | 230 | 30 | Battery |  |  | 0 | 0 | 0 | 0 | 0 | 0 | 0 | 0 | 0 | 0 | 0 | 0 | 0 | 0 | 0 | 0 | 0 | 0 | 0 | 0 | 0 | 0 | 0 | 0 | 0 | 0 | 0 | 0
PG&E NGBA | PGE NGBA | PGE | Round Mountain | 230 | 1 | Battery |  |  | 0 | 0 | 0 | 0 | 0 | 0 | 0 | 0 | 0 | 0 | 0 | 0 | 0 | 0 | 0 | 0 | 0 | 0 | 0 | 0 | 0 | 0 | 0 | 0 | 0 | 0 | 0 | 0
PG&E NGBA | PGE NGBA | PGE | Round Mountain | 500 | 1 | Battery |  |  | 0 | 0 | 0 | 0 | 0 | 0 | 0 | 0 | 0 | 0 | 0 | 0 | 0 | 0 | 0 | 0 | 0 | 0 | 0 | 0 | 0 | 0 | 0 | 0 | 0 | 0 | 0 | 0
PG&E GBA | PGE GBA | PGE | Salado | 115 | 34 | Battery |  |  | 0 | 0 | 0 | 0 | 0 | 0 | 0 | 0 | 0 | 0 | 0 | 0 | 0 | 0 | 0 | 0 | 0 | 0 | 0 | 0 | 0 | 0 | 0 | 0 | 0 | 0 | 0 | 0
PG&E GBA | PGE GBA | PGE | Salado | 60 |  | Battery |  |  | 0 | 0 | 0 | 0 | 0 | 0 | 0 | 0 | 0 | 0 | 0 | 0 | 0 | 0 | 0 | 0 | 0 | 0 | 0 | 0 | 0 | 0 | 0 | 0 | 0 | 0 | 0 | 0
PG&E GBA | PGE GBA | PGE | Salinas | 115 | 84 | Battery |  |  | 0 | 0 | 0 | 0 | 0 | 0 | 0 | 0 | 0 | 0 | 0 | 0 | 0 | 0 | 0 | 0 | 0 | 0 | 0 | 0 | 0 | 0 | 0 | 0 | 0 | 0 | 0 | 0
SDGE | SDGE Imperial | SDGE | Salt Creek | 69 |  | Battery |  |  | 0 | 0 | 0 | 0 | 0 | 0 | 0 | 0 | 0 | 0 | 0 | 0 | 0 | 0 | 0 | 0 | 0 | 0 | 0 | 0 | 0 | 0 | 0 | 0 | 0 | 0 | 0 | 0
SCE Eastern | SCE Eastern | SCE | San Bernardino | 230 | 156 | Battery |  |  | 0 | 0 | 0 | 0 | 0 | 0 | 0 | 0 | 0 | 0 | 0 | 0 | 0 | 0 | 0 | 0 | 0 | 0 | 0 | 0 | 0 | 0 | 0 | 0 | 0 | 0 | 0 | 0
PG&E GBA | PGE GBA | PGE | SAN FRAN A (POTRERO PP) | 115 | 3 | Battery |  |  | 0 | 0 | 0 | 0 | 0 | 0 | 0 | 0 | 0 | 0 | 0 | 0 | 0 | 0 | 0 | 0 | 0 | 0 | 0 | 0 | 0 | 0 | 0 | 0 | 0 | 0 | 0 | 0
PG&E GBA | PGE GBA | PGE | SAN FRAN A (POTRERO PP) | 230 | 3 | Battery |  |  | 0 | 0 | 0 | 0 | 0 | 0 | 0 | 0 | 0 | 0 | 0 | 0 | 0 | 0 | 0 | 0 | 0 | 0 | 0 | 0 | 0 | 0 | 0 | 0 | 0 | 0 | 0 | 0
PG&E GBA | PGE GBA | PGE | San Jose A | 115 | 81 | Battery |  |  | 0 | 0 | 0 | 0 | 0 | 0 | 0 | 0 | 0 | 0 | 0 | 0 | 0 | 0 | 0 | 0 | 0 | 0 | 0 | 0 | 0 | 0 | 0 | 0 | 0 | 0 | 0 | 0
PG&E GBA | PGE GBA | PGE | San Jose B | 115 | 11 | Battery |  |  | 0 | 0 | 0 | 0 | 0 | 0 | 0 | 0 | 0 | 0 | 0 | 0 | 0 | 0 | 0 | 0 | 0 | 0 | 0 | 0 | 0 | 0 | 0 | 0 | 0 | 0 | 0 | 0
PG&E GBA | PGE GBA | PGE | San Leandro U | 115 | 6 | Battery |  |  | 0 | 0 | 0 | 0 | 0 | 0 | 0 | 0 | 0 | 0 | 0 | 0 | 0 | 0 | 0 | 0 | 0 | 0 | 0 | 0 | 0 | 0 | 0 | 0 | 0 | 0 | 0 | 0
PG&E KERN | PGE Kern | PGE | San Luis Obispo | 115 | 111 | Battery |  |  | 0 | 0 | 0 | 0 | 0 | 0 | 0 | 0 | 0 | 0 | 0 | 0 | 0 | 0 | 0 | 0 | 0 | 0 | 0 | 0 | 0 | 0 | 0 | 0 | 0 | 0 | 0 | 0
PG&E KERN | PGE Kern | PGE | San Luis Obispo | 70 |  | Battery |  |  | 0 | 0 | 0 | 0 | 0 | 0 | 0 | 0 | 0 | 0 | 0 | 0 | 0 | 0 | 0 | 0 | 0 | 0 | 0 | 0 | 0 | 0 | 0 | 0 | 0 | 0 | 0 | 0
SDGE | SDGE Imperial | SDGE | San Luis Rey | 230 | 143 | Battery |  |  | 0 | 0 | 0 | 0 | 0 | 0 | 0 | 0 | 0 | 0 | 0 | 0 | 0 | 0 | 0 | 0 | 0 | 0 | 0 | 0 | 0 | 0 | 0 | 0 | 0 | 0 | 0 | 0
SDGE | SDGE Imperial | SDGE | San Luis Rey | 69 |  | Battery |  |  | 0 | 0 | 0 | 0 | 0 | 0 | 0 | 0 | 0 | 0 | 0 | 0 | 0 | 0 | 0 | 0 | 0 | 0 | 0 | 0 | 0 | 0 | 0 | 0 | 0 | 0 | 0 | 0
SDGE | SDGE Imperial | SDGE | San Marcos | 69 |  | Battery |  |  | 0 | 0 | 0 | 0 | 0 | 0 | 0 | 0 | 0 | 0 | 0 | 0 | 0 | 0 | 0 | 0 | 0 | 0 | 0 | 0 | 0 | 0 | 0 | 0 | 0 | 0 | 0 | 0
SCE Metro | SCE Metro | SCE | San Onofre | 230 | 97 | Battery |  |  | 0 | 0 | 0 | 0 | 0 | 0 | 0 | 0 | 0 | 0 | 0 | 0 | 0 | 0 | 0 | 0 | 0 | 0 | 0 | 0 | 0 | 0 | 0 | 0 | 0 | 0 | 0 | 0
PG&E GBA | PGE GBA | PGE | San Pablo | 115 | 56 | Battery |  |  | 0 | 0 | 0 | 0 | 0 | 0 | 0 | 0 | 0 | 0 | 0 | 0 | 0 | 0 | 0 | 0 | 0 | 0 | 0 | 0 | 0 | 0 | 0 | 0 | 0 | 0 | 0 | 0
PG&E GBA | PGE GBA | PGE | San Ramon | 230 | 4 | Battery |  |  | 0 | 0 | 0 | 0 | 0 | 0 | 0 | 0 | 0 | 0 | 0 | 0 | 0 | 0 | 0 | 0 | 0 | 0 | 0 | 0 | 0 | 0 | 0 | 0 | 0 | 0 | 0 | 0
SDGE | SDGE Imperial | SDGE | San Ysidro | 69 |  | Battery |  |  | 0 | 0 | 0 | 0 | 0 | 0 | 0 | 0 | 0 | 0 | 0 | 0 | 0 | 0 | 0 | 0 | 0 | 0 | 0 | 0 | 0 | 0 | 0 | 0 | 0 | 0 | 0 | 0
SCE NOL | SCE NOL | SCE | Sandlot | 230 | 160 | Battery |  |  | 0 | 0 | 0 | 0 | 0 | 0 | 0 | 0 | 0 | 0 | 0 | 0 | 0 | 0 | 0 | 0 | 0 | 0 | 0 | 0 | 0 | 0 | 0 | 0 | 0 | 0 | 0 | 0
EOP | SCE EOP | SCE | Sandy | 138 | 177 | Battery |  |  | 0 | 0 | 0 | 0 | 0 | 0 | 0 | 0 | 0 | 0 | 0 | 0 | 0 | 0 | 0 | 0 | 0 | 0 | 0 | 0 | 0 | 0 | 0 | 0 | 0 | 0 | 0 | 0
PG&E FRESNO | PGE Fresno | PGE | Sanger | 115 | 152 | Battery |  |  | 0 | 0 | 0 | 0 | 0 | 0 | 0 | 0 | 0 | 0 | 0 | 0 | 0 | 0 | 0 | 0 | 0 | 0 | 0 | 0 | 0 | 0 | 0 | 0 | 0 | 0 | 0 | 0
SCE Northern | SCE Northern | SCE | Santa Clara | 230 | 157 | Battery |  |  | 0 | 0 | 0 | 0 | 0 | 0 | 0 | 0 | 0 | 0 | 0 | 0 | 0 | 0 | 0 | 0 | 0 | 0 | 0 | 0 | 0 | 0 | 0 | 0 | 0 | 0 | 0 | 0
PG&E NGBA | PGE NGBA | PGE | Santa Rosa A | 115 | 27 | Battery |  |  | 0 | 0 | 0 | 0 | 0 | 0 | 0 | 0 | 0 | 0 | 0 | 0 | 0 | 0 | 0 | 0 | 0 | 0 | 0 | 0 | 0 | 0 | 0 | 0 | 0 | 0 | 0 | 0
PG&E GBA | PGE GBA | PGE | Santa Teresa | 115 | 81 | Battery |  |  | 0 | 0 | 0 | 0 | 0 | 0 | 0 | 0 | 0 | 0 | 0 | 0 | 0 | 0 | 0 | 0 | 0 | 0 | 0 | 0 | 0 | 0 | 0 | 0 | 0 | 0 | 0 | 0
SDGE | SDGE Imperial | SDGE | Santee | 138 | 191 | Battery |  |  | 1 | 0 | 0 | 0 | 10 | 0 | 10 | 0 | 0 | 0 | 10 | 0 | 10 | 0 | 0 | 0 | 0 | 0 | 0 | 0 | 0 | 0 | 10 | 0 | 10 | 10 | 0 | 10
SCE Metro | SCE Metro | SCE | Santiago | 230 | 97 | Battery |  |  | 0 | 0 | 0 | 0 | 0 | 0 | 0 | 0 | 0 | 0 | 0 | 0 | 0 | 0 | 0 | 0 | 0 | 0 | 0 | 0 | 0 | 0 | 0 | 0 | 0 | 0 | 0 | 0
PG&E GBA | PGE GBA | PGE | Saratoga | 230 | 13 | Battery |  |  | 0 | 0 | 0 | 0 | 0 | 0 | 0 | 0 | 0 | 0 | 0 | 0 | 0 | 0 | 0 | 0 | 0 | 0 | 0 | 0 | 0 | 0 | 0 | 0 | 0 | 0 | 0 | 0
SCE Northern | SCE Northern | SCE | Saugus | 230 | 131 | Battery |  |  | 0 | 0 | 0 | 0 | 0 | 0 | 0 | 0 | 0 | 0 | 0 | 0 | 0 | 0 | 0 | 0 | 0 | 0 | 0 | 0 | 0 | 0 | 0 | 0 | 0 | 0 | 0 | 0
PG&E FRESNO | PGE Fresno | PGE | Schindler | 115 | 76 | Battery |  |  | 0 | 0 | 0 | 0 | 0 | 0 | 0 | 0 | 0 | 0 | 0 | 0 | 0 | 0 | 0 | 0 | 0 | 0 | 0 | 0 | 0 | 0 | 0 | 0 | 0 | 0 | 0 | 0
PG&E FRESNO | PGE Fresno | PGE | Schindler | 70 |  | Battery |  |  | 0 | 0 | 0 | 0 | 0 | 0 | 0 | 0 | 0 | 0 | 0 | 0 | 0 | 0 | 0 | 0 | 0 | 0 | 0 | 0 | 0 | 0 | 0 | 0 | 0 | 0 | 0 | 0
PG&E GBA | PGE GBA | PGE | Schulte | 115 | 41 | Battery |  |  | 1 | 0 | 0 | 0 | 13.3 | 0 | 13.3 | 0 | 0 | 0 | 13.3 | 0 | 13.3 | 0 | 0 | 0 | 0 | 0 | 0 | 0 | 0 | 0 | 13.3 | 0 | 13.3 | 13.3 | 0 | 13.3
SDGE | SDGE Imperial | SDGE | Scripps | 69 |  | Battery |  |  | 0 | 0 | 0 | 0 | 0 | 0 | 0 | 0 | 0 | 0 | 0 | 0 | 0 | 0 | 0 | 0 | 0 | 0 | 0 | 0 | 0 | 0 | 0 | 0 | 0 | 0 | 0 | 0
PG&E KERN | PGE Kern | PGE | Semitropic | 115 | 74 | Battery |  |  | 0 | 0 | 0 | 0 | 0 | 0 | 0 | 0 | 0 | 0 | 0 | 0 | 0 | 0 | 0 | 0 | 0 | 0 | 0 | 0 | 0 | 0 | 0 | 0 | 0 | 0 | 0 | 0
SCE Metro | SCE Metro | SCE | Serrano | 230 | 97 | Battery |  |  | 0 | 0 | 0 | 0 | 0 | 0 | 0 | 0 | 0 | 0 | 0 | 0 | 0 | 0 | 0 | 0 | 0 | 0 | 0 | 0 | 0 | 0 | 0 | 0 | 0 | 0 | 0 | 0
SCE Metro | SCE Metro | SCE | Serrano | 500 | 97 | Battery |  |  | 0 | 0 | 0 | 0 | 0 | 0 | 0 | 0 | 0 | 0 | 0 | 0 | 0 | 0 | 0 | 0 | 0 | 0 | 0 | 0 | 0 | 0 | 0 | 0 | 0 | 0 | 0 | 0
SDGE | SDGE Imperial | SDGE | Shadowridge | 138 | 186 | Battery |  |  | 0 | 0 | 0 | 0 | 0 | 0 | 0 | 0 | 0 | 0 | 0 | 0 | 0 | 0 | 0 | 0 | 0 | 0 | 0 | 0 | 0 | 0 | 0 | 0 | 0 | 0 | 0 | 0
PG&E KERN | PGE Kern | PGE | Shafter | 115 | 107 | Battery |  |  | 0 | 0 | 0 | 0 | 0 | 0 | 0 | 0 | 0 | 0 | 0 | 0 | 0 | 0 | 0 | 0 | 0 | 0 | 0 | 0 | 0 | 0 | 0 | 0 | 0 | 0 | 0 | 0
PG&E NGBA | PGE NGBA | PGE | Silverado | 115 | 55 | Battery |  |  | 0 | 0 | 0 | 0 | 0 | 0 | 0 | 0 | 0 | 0 | 0 | 0 | 0 | 0 | 0 | 0 | 0 | 0 | 0 | 0 | 0 | 0 | 0 | 0 | 0 | 0 | 0 | 0
SDGE | SDGE Imperial | SDGE | Silvergate | 230 | 193 | Battery |  |  | 1 | 200 | 0 | 200 | 0 | 0 | 0 | 0 | 0 | 0 | 0 | 0 | 0 | 0 | 0 | 0 | 0 | 0 | 0 | 0 | 0 | 0 | 200 | 0 | 200 | 200 | 0 | 200
SDGE | SDGE Imperial | SDGE | Silvergate | 69 |  | Battery |  |  | 0 | 0 | 0 | 0 | 0 | 0 | 0 | 0 | 0 | 0 | 0 | 0 | 0 | 0 | 0 | 0 | 0 | 0 | 0 | 0 | 0 | 0 | 0 | 0 | 0 | 0 | 0 | 0
PG&E KERN | PGE Kern | PGE | Sisquoc | 115 | 111 | Battery |  |  | 0 | 0 | 0 | 0 | 0 | 0 | 0 | 0 | 0 | 0 | 0 | 0 | 0 | 0 | 0 | 0 | 0 | 0 | 0 | 0 | 0 | 0 | 0 | 0 | 0 | 0 | 0 | 0
EOP | SCE EOP | SCE | Sloan Canyon | 230 | 161 | Battery |  |  | 0 | 0 | 0 | 0 | 0 | 0 | 0 | 0 | 0 | 0 | 0 | 0 | 0 | 0 | 0 | 0 | 0 | 0 | 0 | 0 | 0 | 0 | 0 | 0 | 0 | 0 | 0 | 0
EOP | SCE EOP | SCE | Sloan Canyon | 500 | 161 | Battery |  |  | 0 | 0 | 0 | 0 | 0 | 0 | 0 | 0 | 0 | 0 | 0 | 0 | 0 | 0 | 0 | 0 | 0 | 0 | 0 | 0 | 0 | 0 | 0 | 0 | 0 | 0 | 0 | 0
PG&E KERN | PGE Kern | PGE | Smyrna | 115 | 113 | Battery |  |  | 0 | 0 | 0 | 0 | 0 | 0 | 0 | 0 | 0 | 0 | 0 | 0 | 0 | 0 | 0 | 0 | 0 | 0 | 0 | 0 | 0 | 0 | 0 | 0 | 0 | 0 | 0 | 0
PG&E GBA | PGE GBA | PGE | Sobrante | 115 | 56 | Battery |  |  | 0 | 0 | 0 | 0 | 0 | 0 | 0 | 0 | 0 | 0 | 0 | 0 | 0 | 0 | 0 | 0 | 0 | 0 | 0 | 0 | 0 | 0 | 0 | 0 | 0 | 0 | 0 | 0
PG&E GBA | PGE GBA | PGE | Sobrante | 230 | 51 | Battery |  |  | 0 | 0 | 0 | 0 | 0 | 0 | 0 | 0 | 0 | 0 | 0 | 0 | 0 | 0 | 0 | 0 | 0 | 0 | 0 | 0 | 0 | 0 | 0 | 0 | 0 | 0 | 0 | 0
PG&E KERN | PGE Kern | PGE | Solar | 230 | 122 | Battery |  |  | 0 | 0 | 0 | 0 | 0 | 0 | 0 | 0 | 0 | 0 | 0 | 0 | 0 | 0 | 0 | 0 | 0 | 0 | 0 | 0 | 0 | 0 | 0 | 0 | 0 | 0 | 0 | 0
PG&E GBA | PGE GBA | PGE | Soledad | 115 | 84 | Battery |  |  | 0 | 0 | 0 | 0 | 0 | 0 | 0 | 0 | 0 | 0 | 0 | 0 | 0 | 0 | 0 | 0 | 0 | 0 | 0 | 0 | 0 | 0 | 0 | 0 | 0 | 0 | 0 | 0
PG&E GBA | PGE GBA | PGE | Soledad | 60 |  | Battery |  |  | 0 | 0 | 0 | 0 | 0 | 0 | 0 | 0 | 0 | 0 | 0 | 0 | 0 | 0 | 0 | 0 | 0 | 0 | 0 | 0 | 0 | 0 | 0 | 0 | 0 | 0 | 0 | 0
SDGE | SDGE Imperial | SDGE | Spring Valley | 69 |  | Battery |  |  | 0 | 0 | 0 | 0 | 0 | 0 | 0 | 0 | 0 | 0 | 0 | 0 | 0 | 0 | 0 | 0 | 0 | 0 | 0 | 0 | 0 | 0 | 0 | 0 | 0 | 0 | 0 | 0
SCE Northern | SCE Northern | SCE | Springville | 230 | 153 | Battery |  |  | 1 | 0 | 0 | 0 | 225 | 0 | 225 | 0 | 0 | 0 | 225 | 0 | 225 | 0 | 0 | 0 | 0 | 0 | 0 | 0 | 0 | 0 | 225 | 0 | 225 | 225 | 0 | 225
PG&E GBA | PGE GBA | PGE | Stagg | 230 | 43 | Battery |  |  | 0 | 0 | 0 | 0 | 0 | 0 | 0 | 0 | 0 | 0 | 0 | 0 | 0 | 0 | 0 | 0 | 0 | 0 | 0 | 0 | 0 | 0 | 0 | 0 | 0 | 0 | 0 | 0
PG&E GBA | PGE GBA | PGE | Standard Oil | 115 | 56 | Battery |  |  | 0 | 0 | 0 | 0 | 0 | 0 | 0 | 0 | 0 | 0 | 0 | 0 | 0 | 0 | 0 | 0 | 0 | 0 | 0 | 0 | 0 | 0 | 0 | 0 | 0 | 0 | 0 | 0
PG&E GBA | PGE GBA | PGE | Stanislaus | 115 | 44 | Battery |  |  | 0 | 0 | 0 | 0 | 0 | 0 | 0 | 0 | 0 | 0 | 0 | 0 | 0 | 0 | 0 | 0 | 0 | 0 | 0 | 0 | 0 | 0 | 0 | 0 | 0 | 0 | 0 | 0
PG&E KERN | PGE Kern | PGE | Stockdale | 115 | 72 | Battery |  |  | 0 | 0 | 0 | 0 | 0 | 0 | 0 | 0 | 0 | 0 | 0 | 0 | 0 | 0 | 0 | 0 | 0 | 0 | 0 | 0 | 0 | 0 | 0 | 0 | 0 | 0 | 0 | 0
PG&E KERN | PGE Kern | PGE | Stockdale | 230 | 68 | Battery |  |  | 0 | 0 | 0 | 0 | 0 | 0 | 0 | 0 | 0 | 0 | 0 | 0 | 0 | 0 | 0 | 0 | 0 | 0 | 0 | 0 | 0 | 0 | 0 | 0 | 0 | 0 | 0 | 0
PG&E GBA | PGE GBA | PGE | Stockton A | 115 | 65 | Battery |  |  | 0 | 0 | 0 | 0 | 0 | 0 | 0 | 0 | 0 | 0 | 0 | 0 | 0 | 0 | 0 | 0 | 0 | 0 | 0 | 0 | 0 | 0 | 0 | 0 | 0 | 0 | 0 | 0
PG&E GBA | PGE GBA | PGE | Stone | 115 | 79 | Battery |  |  | 0 | 0 | 0 | 0 | 0 | 0 | 0 | 0 | 0 | 0 | 0 | 0 | 0 | 0 | 0 | 0 | 0 | 0 | 0 | 0 | 0 | 0 | 0 | 0 | 0 | 0 | 0 | 0
PG&E FRESNO | PGE Fresno | PGE | Storey | 230 | 168 | Battery |  |  | 0 | 0 | 0 | 0 | 0 | 0 | 0 | 0 | 0 | 0 | 0 | 0 | 0 | 0 | 0 | 0 | 0 | 0 | 0 | 0 | 0 | 0 | 0 | 0 | 0 | 0 | 0 | 0
PG&E NGBA | PGE NGBA | PGE | Summit | 115 | 21 | Battery |  |  | 0 | 0 | 0 | 0 | 0 | 0 | 0 | 0 | 0 | 0 | 0 | 0 | 0 | 0 | 0 | 0 | 0 | 0 | 0 | 0 | 0 | 0 | 0 | 0 | 0 | 0 | 0 | 0
SDGE | SDGE Imperial | SDGE | Suncrest | 230 | 183 | Battery |  |  | 0 | 0 | 0 | 0 | 0 | 0 | 0 | 0 | 0 | 0 | 0 | 0 | 0 | 0 | 0 | 0 | 0 | 0 | 0 | 0 | 0 | 0 | 0 | 0 | 0 | 0 | 0 | 0
SDGE | SDGE Imperial | SDGE | Suncrest | 500 | 183 | Battery |  |  | 0 | 0 | 0 | 0 | 0 | 0 | 0 | 0 | 0 | 0 | 0 | 0 | 0 | 0 | 0 | 0 | 0 | 0 | 0 | 0 | 0 | 0 | 0 | 0 | 0 | 0 | 0 | 0
PG&E KERN | PGE Kern | PGE | Sunrise | 230 | 100 | Battery |  |  | 0 | 0 | 0 | 0 | 0 | 0 | 0 | 0 | 0 | 0 | 0 | 0 | 0 | 0 | 0 | 0 | 0 | 0 | 0 | 0 | 0 | 0 | 0 | 0 | 0 | 0 | 0 | 0
PG&E KERN | PGE Kern | PGE | Sunset | 230 | 106 | Battery |  |  | 0 | 0 | 0 | 0 | 0 | 0 | 0 | 0 | 0 | 0 | 0 | 0 | 0 | 0 | 0 | 0 | 0 | 0 | 0 | 0 | 0 | 0 | 0 | 0 | 0 | 0 | 0 | 0
PG&E GBA | PGE GBA | PGE | Swift | 115 | 11 | Battery |  |  | 0 | 0 | 0 | 0 | 0 | 0 | 0 | 0 | 0 | 0 | 0 | 0 | 0 | 0 | 0 | 0 | 0 | 0 | 0 | 0 | 0 | 0 | 0 | 0 | 0 | 0 | 0 | 0
SDGE | SDGE Imperial | SDGE | Sycamore Canyon | 138 | 191 | Battery |  |  | 0 | 0 | 0 | 0 | 0 | 0 | 0 | 0 | 0 | 0 | 0 | 0 | 0 | 0 | 0 | 0 | 0 | 0 | 0 | 0 | 0 | 0 | 0 | 0 | 0 | 0 | 0 | 0
SDGE | SDGE Imperial | SDGE | Sycamore Canyon | 230 | 190 | Battery |  |  | 0 | 0 | 0 | 0 | 0 | 0 | 0 | 0 | 0 | 0 | 0 | 0 | 0 | 0 | 0 | 0 | 0 | 0 | 0 | 0 | 0 | 0 | 0 | 0 | 0 | 0 | 0 | 0
SDGE | SDGE Imperial | SDGE | Sycamore Canyon | 69 |  | Battery |  |  | 0 | 0 | 0 | 0 | 0 | 0 | 0 | 0 | 0 | 0 | 0 | 0 | 0 | 0 | 0 | 0 | 0 | 0 | 0 | 0 | 0 | 0 | 0 | 0 | 0 | 0 | 0 | 0
SCE Northern | SCE Northern | SCE | Sylmar | 230 | 131 | Battery |  |  | 0 | 0 | 0 | 0 | 0 | 0 | 0 | 0 | 0 | 0 | 0 | 0 | 0 | 0 | 0 | 0 | 0 | 0 | 0 | 0 | 0 | 0 | 0 | 0 | 0 | 0 | 0 | 0
PG&E NGBA | PGE NGBA | PGE | Table Mountain | 115 | 1 | Battery |  |  | 0 | 0 | 0 | 0 | 0 | 0 | 0 | 0 | 0 | 0 | 0 | 0 | 0 | 0 | 0 | 0 | 0 | 0 | 0 | 0 | 0 | 0 | 0 | 0 | 0 | 0 | 0 | 0
PG&E NGBA | PGE NGBA | PGE | Table Mountain | 230 | 8 | Battery |  |  | 0 | 0 | 0 | 0 | 0 | 0 | 0 | 0 | 0 | 0 | 0 | 0 | 0 | 0 | 0 | 0 | 0 | 0 | 0 | 0 | 0 | 0 | 0 | 0 | 0 | 0 | 0 | 0
PG&E NGBA | PGE NGBA | PGE | Table Mountain | 500 | 1 | Battery |  |  | 0 | 0 | 0 | 0 | 0 | 0 | 0 | 0 | 0 | 0 | 0 | 0 | 0 | 0 | 0 | 0 | 0 | 0 | 0 | 0 | 0 | 0 | 0 | 0 | 0 | 0 | 0 | 0
PG&E NGBA | PGE NGBA | PGE | Table Mountain | 60 |  | Battery |  |  | 0 | 0 | 0 | 0 | 0 | 0 | 0 | 0 | 0 | 0 | 0 | 0 | 0 | 0 | 0 | 0 | 0 | 0 | 0 | 0 | 0 | 0 | 0 | 0 | 0 | 0 | 0 | 0
PG&E KERN | PGE Kern | PGE | Taft | 115 | 106 | Battery |  |  | 1 | 0 | 3 | 3 | 0 | 0 | 0 | 0 | 0 | 0 | 0 | 0 | 0 | 0 | 0 | 0 | 0 | 0 | 0 | 0 | 0 | 0 | 0 | 3 | 3 | 0 | 3 | 3
SDGE | SDGE Imperial | SDGE | Talega | 138 | 187 | Battery |  |  | 0 | 0 | 0 | 0 | 0 | 0 | 0 | 0 | 0 | 0 | 0 | 0 | 0 | 0 | 0 | 0 | 0 | 0 | 0 | 0 | 0 | 0 | 0 | 0 | 0 | 0 | 0 | 0
SDGE | SDGE Imperial | SDGE | Talega | 230 | 173 | Battery |  |  | 0 | 0 | 0 | 0 | 0 | 0 | 0 | 0 | 0 | 0 | 0 | 0 | 0 | 0 | 0 | 0 | 0 | 0 | 0 | 0 | 0 | 0 | 0 | 0 | 0 | 0 | 0 | 0
PG&E GBA | PGE GBA | PGE | Tassajara | 230 | 1 | Battery |  |  | 0 | 0 | 0 | 0 | 0 | 0 | 0 | 0 | 0 | 0 | 0 | 0 | 0 | 0 | 0 | 0 | 0 | 0 | 0 | 0 | 0 | 0 | 0 | 0 | 0 | 0 | 0 | 0
PG&E KERN | PGE Kern | PGE | Tejon | 70 |  | Battery |  |  | 0 | 0 | 0 | 0 | 0 | 0 | 0 | 0 | 0 | 0 | 0 | 0 | 0 | 0 | 0 | 0 | 0 | 0 | 0 | 0 | 0 | 0 | 0 | 0 | 0 | 0 | 0 | 0
SDGE | SDGE Imperial | SDGE | Telegraph Canyon | 138 | 192 | Battery |  |  | 0 | 0 | 0 | 0 | 0 | 0 | 0 | 0 | 0 | 0 | 0 | 0 | 0 | 0 | 0 | 0 | 0 | 0 | 0 | 0 | 0 | 0 | 0 | 0 | 0 | 0 | 0 | 0
PG&E KERN | PGE Kern | PGE | Temblor | 115 | 100 | Battery |  |  | 0 | 0 | 0 | 0 | 0 | 0 | 0 | 0 | 0 | 0 | 0 | 0 | 0 | 0 | 0 | 0 | 0 | 0 | 0 | 0 | 0 | 0 | 0 | 0 | 0 | 0 | 0 | 0
PG&E KERN | PGE Kern | PGE | Templeton | 230 | 122 | Battery |  |  | 0 | 0 | 0 | 0 | 0 | 0 | 0 | 0 | 0 | 0 | 0 | 0 | 0 | 0 | 0 | 0 | 0 | 0 | 0 | 0 | 0 | 0 | 0 | 0 | 0 | 0 | 0 | 0
PG&E KERN | PGE Kern | PGE | Templeton | 70 |  | Battery |  |  | 0 | 0 | 0 | 0 | 0 | 0 | 0 | 0 | 0 | 0 | 0 | 0 | 0 | 0 | 0 | 0 | 0 | 0 | 0 | 0 | 0 | 0 | 0 | 0 | 0 | 0 | 0 | 0
PG&E GBA | PGE GBA | PGE | Tesla | 115 | 38 | Battery |  |  | 0 | 0 | 0 | 0 | 0 | 0 | 0 | 0 | 0 | 0 | 0 | 0 | 0 | 0 | 0 | 0 | 0 | 0 | 0 | 0 | 0 | 0 | 0 | 0 | 0 | 0 | 0 | 0
PG&E GBA | PGE GBA | PGE | Tesla | 230 | 48 | Battery |  |  | 1 | 0 | 0 | 0 | 125 | 0 | 125 | 0 | 0 | 0 | 125 | 0 | 125 | 0 | 0 | 0 | 0 | 0 | 0 | 0 | 0 | 0 | 125 | 0 | 125 | 125 | 0 | 125
PG&E GBA | PGE GBA | PGE | Tesla | 500 | 45 | Battery |  |  | 0 | 0 | 0 | 0 | 0 | 0 | 0 | 0 | 0 | 0 | 0 | 0 | 0 | 0 | 0 | 0 | 0 | 0 | 0 | 0 | 0 | 0 | 0 | 0 | 0 | 0 | 0 | 0
PG&E KERN | PGE Kern | PGE | Tevis | 115 | 99 | Battery |  |  | 0 | 0 | 0 | 0 | 0 | 0 | 0 | 0 | 0 | 0 | 0 | 0 | 0 | 0 | 0 | 0 | 0 | 0 | 0 | 0 | 0 | 0 | 0 | 0 | 0 | 0 | 0 | 0
EOP | SCE EOP | SCE | Thousandaire | 138 | 177 | Battery |  |  | 0 | 0 | 0 | 0 | 0 | 0 | 0 | 0 | 0 | 0 | 0 | 0 | 0 | 0 | 0 | 0 | 0 | 0 | 0 | 0 | 0 | 0 | 0 | 0 | 0 | 0 | 0 | 0
PG&E KERN | PGE Kern | PGE | Topaz | 230 | 122 | Battery |  |  | 0 | 0 | 0 | 0 | 0 | 0 | 0 | 0 | 0 | 0 | 0 | 0 | 0 | 0 | 0 | 0 | 0 | 0 | 0 | 0 | 0 | 0 | 0 | 0 | 0 | 0 | 0 | 0
SCE NOL | SCE NOL | SCE | Tortilla | 115 | 160 | Battery |  |  | 0 | 0 | 0 | 0 | 0 | 0 | 0 | 0 | 0 | 0 | 0 | 0 | 0 | 0 | 0 | 0 | 0 | 0 | 0 | 0 | 0 | 0 | 0 | 0 | 0 | 0 | 0 | 0
SDGE | SDGE Imperial | SDGE | Trabuco | 138 | 187 | Battery |  |  | 0 | 0 | 0 | 0 | 0 | 0 | 0 | 0 | 0 | 0 | 0 | 0 | 0 | 0 | 0 | 0 | 0 | 0 | 0 | 0 | 0 | 0 | 0 | 0 | 0 | 0 | 0 | 0
PG&E GBA | PGE GBA | PGE | Tracy | 115 | 12 | Battery |  |  | 0 | 0 | 0 | 0 | 0 | 0 | 0 | 0 | 0 | 0 | 0 | 0 | 0 | 0 | 0 | 0 | 0 | 0 | 0 | 0 | 0 | 0 | 0 | 0 | 0 | 0 | 0 | 0
PG&E FRESNO | PGE Fresno | PGE | Tranquility | 230 | 117 | Battery |  |  | 1 | 200 | 0 | 200 | 352 | 0 | 352 | 0 | 0 | 0 | 352 | 0 | 352 | 0 | 0 | 0 | 0 | 0 | 0 | 0 | 0 | 0 | 552 | 0 | 552 | 552 | 0 | 552
PG&E GBA | PGE GBA | PGE | Trimble | 115 | 81 | Battery |  |  | 0 | 0 | 0 | 0 | 0 | 0 | 0 | 0 | 0 | 0 | 0 | 0 | 0 | 0 | 0 | 0 | 0 | 0 | 0 | 0 | 0 | 0 | 0 | 0 | 0 | 0 | 0 | 0
EOP | SCE EOP | SCE | Trout Canyon | 230 | 177 | Battery |  |  | 1 | 25 | 0 | 25 | 485 | 0 | 485 | 0 | 0 | 0 | 485 | 0 | 485 | 0 | 0 | 0 | 0 | 0 | 0 | 0 | 0 | 0 | 510 | 0 | 510 | 510 | 0 | 510
EOP | SCE EOP | SCE | Trout Canyon | 500 | 177 | Battery |  |  | 0 | 0 | 0 | 0 | 0 | 0 | 0 | 0 | 0 | 0 | 0 | 0 | 0 | 0 | 0 | 0 | 0 | 0 | 0 | 0 | 0 | 0 | 0 | 0 | 0 | 0 | 0 | 0
PG&E NGBA | PGE NGBA | PGE | Tulucay | 230 | 27 | Battery |  |  | 0 | 0 | 0 | 0 | 0 | 0 | 0 | 0 | 0 | 0 | 0 | 0 | 0 | 0 | 0 | 0 | 0 | 0 | 0 | 0 | 0 | 0 | 0 | 0 | 0 | 0 | 0 | 0
PG&E NGBA | PGE NGBA | PGE | Tulucay | 60 |  | Battery |  |  | 0 | 0 | 0 | 0 | 0 | 0 | 0 | 0 | 0 | 0 | 0 | 0 | 0 | 0 | 0 | 0 | 0 | 0 | 0 | 0 | 0 | 0 | 0 | 0 | 0 | 0 | 0 | 0
PG&E KERN | PGE Kern | PGE | Tupman | 115 | 95 | Battery |  |  | 0 | 0 | 0 | 0 | 0 | 0 | 0 | 0 | 0 | 0 | 0 | 0 | 0 | 0 | 0 | 0 | 0 | 0 | 0 | 0 | 0 | 0 | 0 | 0 | 0 | 0 | 0 | 0
PG&E NGBA | PGE NGBA | PGE | Ukiah | 115 | 37 | Battery |  |  | 0 | 0 | 0 | 0 | 0 | 0 | 0 | 0 | 0 | 0 | 0 | 0 | 0 | 0 | 0 | 0 | 0 | 0 | 0 | 0 | 0 | 0 | 0 | 0 | 0 | 0 | 0 | 0
PG&E KERN | PGE Kern | PGE | Union (Estrella) | 70 |  | Battery |  |  | 0 | 0 | 0 | 0 | 0 | 0 | 0 | 0 | 0 | 0 | 0 | 0 | 0 | 0 | 0 | 0 | 0 | 0 | 0 | 0 | 0 | 0 | 0 | 0 | 0 | 0 | 0 | 0
PG&E NGBA | PGE NGBA | PGE | Vaca Dixon | 115 | 39 | Battery |  |  | 0 | 0 | 0 | 0 | 0 | 0 | 0 | 0 | 0 | 0 | 0 | 0 | 0 | 0 | 0 | 0 | 0 | 0 | 0 | 0 | 0 | 0 | 0 | 0 | 0 | 0 | 0 | 0
PG&E NGBA | PGE NGBA | PGE | Vaca Dixon | 230 | 33 | Battery |  |  | 1 | 0 | 0 | 0 | 300 | 0 | 300 | 0 | 0 | 0 | 300 | 0 | 300 | 0 | 0 | 0 | 0 | 0 | 0 | 0 | 0 | 0 | 300 | 0 | 300 | 300 | 0 | 300
PG&E NGBA | PGE NGBA | PGE | Vaca Dixon | 500 | 28 | Battery |  |  | 0 | 0 | 0 | 0 | 0 | 0 | 0 | 0 | 0 | 0 | 0 | 0 | 0 | 0 | 0 | 0 | 0 | 0 | 0 | 0 | 0 | 0 | 0 | 0 | 0 | 0 | 0 | 0
PG&E NGBA | PGE NGBA | PGE | Vaca Dixon | 60 |  | Battery |  |  | 0 | 0 | 0 | 0 | 0 | 0 | 0 | 0 | 0 | 0 | 0 | 0 | 0 | 0 | 0 | 0 | 0 | 0 | 0 | 0 | 0 | 0 | 0 | 0 | 0 | 0 | 0 | 0
SCE Eastern | SCE Eastern | SCE | Valley (SCE) | 500 | 156 | Battery |  |  | 1 | 640 | 0 | 640 | 310 | 0 | 310 | 0 | 0 | 0 | 310 | 0 | 310 | 0 | 0 | 0 | 0 | 0 | 0 | 0 | 0 | 0 | 950 | 0 | 950 | 950 | 0 | 950
EOP | SCE EOP | SCE | Valley (VEA) | 138 | 177 | Battery |  |  | 0 | 0 | 0 | 0 | 0 | 0 | 0 | 0 | 0 | 0 | 0 | 0 | 0 | 0 | 0 | 0 | 0 | 0 | 0 | 0 | 0 | 0 | 0 | 0 | 0 | 0 | 0 | 0
SDGE | SDGE Imperial | SDGE | Valley Center | 69 |  | Battery |  |  | 0 | 0 | 0 | 0 | 0 | 0 | 0 | 0 | 0 | 0 | 0 | 0 | 0 | 0 | 0 | 0 | 0 | 0 | 0 | 0 | 0 | 0 | 0 | 0 | 0 | 0 | 0 | 0
PG&E GBA | PGE GBA | PGE | Valley Home | 115 | 36 | Battery |  |  | 0 | 0 | 0 | 0 | 0 | 0 | 0 | 0 | 0 | 0 | 0 | 0 | 0 | 0 | 0 | 0 | 0 | 0 | 0 | 0 | 0 | 0 | 0 | 0 | 0 | 0 | 0 | 0
PG&E GBA | PGE GBA | PGE | Valley Springs | 230 | 65 | Battery |  |  | 0 | 0 | 0 | 0 | 0 | 0 | 0 | 0 | 0 | 0 | 0 | 0 | 0 | 0 | 0 | 0 | 0 | 0 | 0 | 0 | 0 | 0 | 0 | 0 | 0 | 0 | 0 | 0
PG&E GBA | PGE GBA | PGE | Valley Springs | 60 |  | Battery |  |  | 0 | 0 | 0 | 0 | 0 | 0 | 0 | 0 | 0 | 0 | 0 | 0 | 0 | 0 | 0 | 0 | 0 | 0 | 0 | 0 | 0 | 0 | 0 | 0 | 0 | 0 | 0 | 0
EOP | SCE EOP | SCE | Valley Switch | 138 | 177 | Battery |  |  | 0 | 0 | 0 | 0 | 0 | 0 | 0 | 0 | 0 | 0 | 0 | 0 | 0 | 0 | 0 | 0 | 0 | 0 | 0 | 0 | 0 | 0 | 0 | 0 | 0 | 0 | 0 | 0
EOP | SCE EOP | SCE | Valley Switch | 230 | 177 | Battery |  |  | 0 | 0 | 0 | 0 | 0 | 0 | 0 | 0 | 0 | 0 | 0 | 0 | 0 | 0 | 0 | 0 | 0 | 0 | 0 | 0 | 0 | 0 | 0 | 0 | 0 | 0 | 0 | 0
PG&E GBA | PGE GBA | PGE | Vasco | 230 | 42 | Battery |  |  | 0 | 0 | 0 | 0 | 0 | 0 | 0 | 0 | 0 | 0 | 0 | 0 | 0 | 0 | 0 | 0 | 0 | 0 | 0 | 0 | 0 | 0 | 0 | 0 | 0 | 0 | 0 | 0
PG&E GBA | PGE GBA | PGE | Vasona | 230 | 80 | Battery |  |  | 0 | 0 | 0 | 0 | 0 | 0 | 0 | 0 | 0 | 0 | 0 | 0 | 0 | 0 | 0 | 0 | 0 | 0 | 0 | 0 | 0 | 0 | 0 | 0 | 0 | 0 | 0 | 0
SCE Northern | SCE Northern | SCE | Vestal | 230 | 153 | Battery |  |  | 1 | 180 | 0 | 180 | 50 | 0 | 50 | 0 | 0 | 0 | 50 | 0 | 50 | 0 | 0 | 0 | 0 | 0 | 0 | 0 | 0 | 0 | 230 | 0 | 230 | 230 | 0 | 230
SCE Northern | SCE Northern | SCE | Vestal | 66 |  | Battery |  |  | 1 | 80 | 0 | 80 | 0 | 0 | 0 | 0 | 0 | 0 | 0 | 0 | 0 | 0 | 0 | 0 | 0 | 0 | 0 | 0 | 0 | 0 | 80 | 0 | 80 | 80 | 0 | 80
SCE NOL | SCE NOL | SCE | Victor | 115 | 146 | Battery |  |  | 0 | 0 | 0 | 0 | 0 | 0 | 0 | 0 | 0 | 0 | 0 | 0 | 0 | 0 | 0 | 0 | 0 | 0 | 0 | 0 | 0 | 0 | 0 | 0 | 0 | 0 | 0 | 0
SCE NOL | SCE NOL | SCE | Victor | 230 | 146 | Battery |  |  | 1 | 0 | 0 | 0 | 0 | 0 | 0 | 0 | 0 | 0 | 0 | 0 | 0 | 0 | 128.4 | 128.4 | 0 | 0 | 0 | 0 | 128.4 | 128.4 | 0 | 128.4 | 128.4 | 0 | 128.4 | 128.4
SCE Metro | SCE Metro | SCE | Viejo | 230 | 97 | Battery |  |  | 1 | 0 | 0 | 0 | 0 | 0 | 0 | 0 | 0 | 0 | 0 | 0 | 0 | 0 | 300 | 300 | 0 | 0 | 0 | 0 | 300 | 300 | 0 | 300 | 300 | 0 | 300 | 300
PG&E GBA | PGE GBA | PGE | Vierra | 115 | 44 | Battery |  |  | 1 | 0 | 0 | 0 | 92 | 0 | 92 | 0 | 0 | 0 | 92 | 0 | 92 | 0 | 0 | 0 | 0 | 0 | 0 | 0 | 0 | 0 | 92 | 0 | 92 | 92 | 0 | 92
SCE Metro | SCE Metro | SCE | Villa Park | 230 | 97 | Battery |  |  | 0 | 0 | 0 | 0 | 0 | 0 | 0 | 0 | 0 | 0 | 0 | 0 | 0 | 0 | 0 | 0 | 0 | 0 | 0 | 0 | 0 | 0 | 0 | 0 | 0 | 0 | 0 | 0
SCE Northern | SCE Northern | SCE | Vincent | 230 | 91 | Battery |  |  | 1 | 340 | 0 | 340 | 59 | 0 | 59 | 0 | 0 | 0 | 59 | 0 | 59 | 0 | 600 | 600 | 0 | 0 | 0 | 0 | 600 | 600 | 399 | 600 | 999 | 399 | 600 | 999
SCE Northern | SCE Northern | SCE | Vincent | 500 | 91 | Battery |  |  | 0 | 0 | 0 | 0 | 0 | 0 | 0 | 0 | 0 | 0 | 0 | 0 | 0 | 0 | 0 | 0 | 0 | 0 | 0 | 0 | 0 | 0 | 0 | 0 | 0 | 0 | 0 | 0
PG&E GBA | PGE GBA | PGE | Vineyard | 230 | 42 | Battery |  |  | 0 | 0 | 0 | 0 | 0 | 0 | 0 | 0 | 0 | 0 | 0 | 0 | 0 | 0 | 0 | 0 | 0 | 0 | 0 | 0 | 0 | 0 | 0 | 0 | 0 | 0 | 0 | 0
SDGE | PGE GBA | PGE | Vineyard | 69 |  | Battery |  |  | 0 | 0 | 0 | 0 | 0 | 0 | 0 | 0 | 0 | 0 | 0 | 0 | 0 | 0 | 0 | 0 | 0 | 0 | 0 | 0 | 0 | 0 | 0 | 0 | 0 | 0 | 0 | 0
SCE Eastern | SCE Eastern | SCE | Vista (SCE) | 230 | 156 | Battery |  |  | 0 | 0 | 0 | 0 | 0 | 0 | 0 | 0 | 0 | 0 | 0 | 0 | 0 | 0 | 0 | 0 | 0 | 0 | 0 | 0 | 0 | 0 | 0 | 0 | 0 | 0 | 0 | 0
EOP | SCE EOP | SCE | Vista (VEA) | 138 | 177 | Battery |  |  | 0 | 0 | 0 | 0 | 0 | 0 | 0 | 0 | 0 | 0 | 0 | 0 | 0 | 0 | 0 | 0 | 0 | 0 | 0 | 0 | 0 | 0 | 0 | 0 | 0 | 0 | 0 | 0
EOP | SCE EOP | SCE | Vista (VEA) | 230 | 177 | Battery |  |  | 0 | 0 | 0 | 0 | 0 | 0 | 0 | 0 | 0 | 0 | 0 | 0 | 0 | 0 | 0 | 0 | 0 | 0 | 0 | 0 | 0 | 0 | 0 | 0 | 0 | 0 | 0 | 0
PG&E FRESNO | PGE Fresno | PGE | Wahtoke | 115 | 105 | Battery |  |  | 0 | 0 | 0 | 0 | 0 | 0 | 0 | 0 | 0 | 0 | 0 | 0 | 0 | 0 | 0 | 0 | 0 | 0 | 0 | 0 | 0 | 0 | 0 | 0 | 0 | 0 | 0 | 0
SCE Northern | SCE Northern | SCE | Wakefield | 66 |  | Battery |  |  | 1 | 30 | 0 | 30 | 30 | 0 | 30 | 0 | 0 | 0 | 30 | 0 | 30 | 0 | 0 | 0 | 0 | 0 | 0 | 0 | 0 | 0 | 60 | 0 | 60 | 60 | 0 | 60
SCE Metro | SCE Metro | SCE | Walnut | 230 | 97 | Battery |  |  | 1 | 0 | 0 | 0 | 400 | 0 | 400 | 0 | 0 | 0 | 400 | 0 | 400 | 0 | 200 | 200 | 0 | 0 | 0 | 0 | 200 | 200 | 400 | 200 | 600 | 400 | 200 | 600
SCE Northern | SCE Northern | SCE | Warne | 230 | 159 | Battery |  |  | 0 | 0 | 0 | 0 | 0 | 0 | 0 | 0 | 0 | 0 | 0 | 0 | 0 | 0 | 0 | 0 | 0 | 0 | 0 | 0 | 0 | 0 | 0 | 0 | 0 | 0 | 0 | 0
PG&E GBA | PGE GBA | PGE | Warnerville | 230 | 155 | Battery |  |  | 0 | 0 | 0 | 0 | 0 | 0 | 0 | 0 | 0 | 0 | 0 | 0 | 0 | 0 | 0 | 0 | 0 | 0 | 0 | 0 | 0 | 0 | 0 | 0 | 0 | 0 | 0 | 0
PG&E FRESNO | PGE Fresno | PGE | Waukena | 115 | 105 | Battery |  |  | 0 | 0 | 0 | 0 | 0 | 0 | 0 | 0 | 0 | 0 | 0 | 0 | 0 | 0 | 0 | 0 | 0 | 0 | 0 | 0 | 0 | 0 | 0 | 0 | 0 | 0 | 0 | 0
PG&E GBA | PGE GBA | PGE | Weber | 230 | 15 | Battery |  |  | 0 | 0 | 0 | 0 | 0 | 0 | 0 | 0 | 0 | 0 | 0 | 0 | 0 | 0 | 0 | 0 | 0 | 0 | 0 | 0 | 0 | 0 | 0 | 0 | 0 | 0 | 0 | 0
PG&E GBA | PGE GBA | PGE | Weber | 60 |  | Battery |  |  | 1 | 0 | 0 | 0 | 20 | 0 | 20 | 0 | 0 | 0 | 20 | 0 | 20 | 0 | 0 | 0 | 0 | 0 | 0 | 0 | 0 | 0 | 20 | 0 | 20 | 20 | 0 | 20
PG&E FRESNO | PGE Fresno | PGE | West Fresno | 115 | 117 | Battery |  |  | 0 | 0 | 0 | 0 | 0 | 0 | 0 | 0 | 0 | 0 | 0 | 0 | 0 | 0 | 0 | 0 | 0 | 0 | 0 | 0 | 0 | 0 | 0 | 0 | 0 | 0 | 0 | 0
PG&E FRESNO | PGE Fresno | PGE | Westley | 230 | 64 | Battery |  |  | 0 | 0 | 0 | 0 | 0 | 0 | 0 | 0 | 0 | 0 | 0 | 0 | 0 | 0 | 0 | 0 | 0 | 0 | 0 | 0 | 0 | 0 | 0 | 0 | 0 | 0 | 0 | 0
PG&E KERN | PGE Kern | PGE | Westpark | 115 | 68 | Battery |  |  | 0 | 0 | 0 | 0 | 0 | 0 | 0 | 0 | 0 | 0 | 0 | 0 | 0 | 0 | 0 | 0 | 0 | 0 | 0 | 0 | 0 | 0 | 0 | 0 | 0 | 0 | 0 | 0
PG&E KERN | PGE Kern | PGE | Wheeler Ridge | 230 | 103 | Battery |  |  | 1 | 0 | 0 | 0 | 0 | 0 | 0 | 0 | 0 | 0 | 0 | 0 | 0 | 0 | 180 | 180 | 0 | 0 | 0 | 0 | 180 | 180 | 0 | 180 | 180 | 0 | 180 | 180
PG&E KERN | PGE Kern | PGE | Wheeler Ridge | 115 | 68 | Battery |  |  | 0 | 0 | 0 | 0 | 0 | 0 | 0 | 0 | 0 | 0 | 0 | 0 | 0 | 0 | 0 | 0 | 0 | 0 | 0 | 0 | 0 | 0 | 0 | 0 | 0 | 0 | 0 | 0
PG&E KERN | PGE Kern | PGE | Wheeler Ridge | 70 |  | Battery |  |  | 1 | 0 | 0 | 0 | 92 | 0 | 92 | 0 | 0 | 0 | 92 | 0 | 92 | 0 | 0 | 0 | 0 | 0 | 0 | 0 | 0 | 0 | 92 | 0 | 92 | 92 | 0 | 92
SCE Northern | SCE Northern | SCE | Whirlwind | 230 | 124 | Battery |  |  | 1 | 235 | 0 | 235 | 550 | 523 | 1073 | 0 | 0 | 0 | 550 | 523 | 1073 | 0 | 0 | 0 | 0 | 0 | 0 | 0 | 0 | 0 | 785 | 523 | 1308 | 785 | 523 | 1308
SCE Northern | SCE Northern | SCE | Whirlwind | 500 | 124 | Battery |  |  | 0 | 0 | 0 | 0 | 0 | 0 | 0 | 0 | 0 | 0 | 0 | 0 | 0 | 0 | 0 | 0 | 0 | 0 | 0 | 0 | 0 | 0 | 0 | 0 | 0 | 0 | 0 | 0
PG&E GBA | PGE GBA | PGE | Whisman | 115 | 78 | Battery |  |  | 0 | 0 | 0 | 0 | 0 | 0 | 0 | 0 | 0 | 0 | 0 | 0 | 0 | 0 | 0 | 0 | 0 | 0 | 0 | 0 | 0 | 0 | 0 | 0 | 0 | 0 | 0 | 0
SCE Eastern | SCE Eastern | SCE | Wildlife | 230 | 156 | Battery |  |  | 0 | 0 | 0 | 0 | 0 | 0 | 0 | 0 | 0 | 0 | 0 | 0 | 0 | 0 | 0 | 0 | 0 | 0 | 0 | 0 | 0 | 0 | 0 | 0 | 0 | 0 | 0 | 0
PG&E FRESNO | PGE Fresno | PGE | Wilson | 115 | 158 | Battery |  |  | 0 | 0 | 0 | 0 | 0 | 0 | 0 | 0 | 0 | 0 | 0 | 0 | 0 | 0 | 0 | 0 | 0 | 0 | 0 | 0 | 0 | 0 | 0 | 0 | 0 | 0 | 0 | 0
PG&E FRESNO | PGE Fresno | PGE | Wilson | 230 | 169 | Battery |  |  | 0 | 0 | 0 | 0 | 0 | 0 | 0 | 0 | 0 | 0 | 0 | 0 | 0 | 0 | 0 | 0 | 0 | 0 | 0 | 0 | 0 | 0 | 0 | 0 | 0 | 0 | 0 | 0
SCE Northern | SCE Northern | SCE | Windhub | 230 | 147 | Battery |  |  | 1 | 547 | 0 | 547 | 500 | 0 | 500 | 0 | 0 | 0 | 500 | 0 | 500 | 0 | 0 | 0 | 0 | 0 | 0 | 0 | 0 | 0 | 1047 | 0 | 1047 | 1047 | 0 | 1047
SCE Northern | SCE Northern | SCE | Windhub | 500 | 147 | Battery |  |  | 1 | 0 | 0 | 0 | 15 | 0 | 15 | 0 | 0 | 0 | 15 | 0 | 15 | 0 | 0 | 0 | 0 | 0 | 0 | 0 | 0 | 0 | 15 | 0 | 15 | 15 | 0 | 15
PG&E GBA | PGE GBA | PGE | Windmaster | 230 | 32 | Battery |  |  | 0 | 0 | 0 | 0 | 0 | 0 | 0 | 0 | 0 | 0 | 0 | 0 | 0 | 0 | 0 | 0 | 0 | 0 | 0 | 0 | 0 | 0 | 0 | 0 | 0 | 0 | 0 | 0
PG&E NGBA | PGE NGBA | PGE | Windsor | 60 |  | Battery |  |  | 0 | 0 | 0 | 0 | 0 | 0 | 0 | 0 | 0 | 0 | 0 | 0 | 0 | 0 | 0 | 0 | 0 | 0 | 0 | 0 | 0 | 0 | 0 | 0 | 0 | 0 | 0 | 0
PG&E NGBA | PGE NGBA | PGE | Woodland | 115 | 18 | Battery |  |  | 0 | 0 | 0 | 0 | 0 | 0 | 0 | 0 | 0 | 0 | 0 | 0 | 0 | 0 | 0 | 0 | 0 | 0 | 0 | 0 | 0 | 0 | 0 | 0 | 0 | 0 | 0 | 0
PG&E FRESNO | PGE Fresno | PGE | Woodward | 115 | 136 | Battery |  |  | 0 | 0 | 0 | 0 | 0 | 0 | 0 | 0 | 0 | 0 | 0 | 0 | 0 | 0 | 0 | 0 | 0 | 0 | 0 | 0 | 0 | 0 | 0 | 0 | 0 | 0 | 0 | 0
PG&E NGBA | PGE NGBA | PGE | Wyandotte | 115 | 22 | Battery |  |  | 0 | 0 | 0 | 0 | 0 | 0 | 0 | 0 | 0 | 0 | 0 | 0 | 0 | 0 | 0 | 0 | 0 | 0 | 0 | 0 | 0 | 0 | 0 | 0 | 0 | 0 | 0 | 0
PG&E KERN | PGE Kern | PGE | 7th Standard | 115 | 109 | LDES |  |  | 0 | 0 |  | 0 | 0 |  | 0 | 0 |  | 0 | 0 | 0 | 0 | 0 |  | 0 | 0 | 0 | 0 | 0 |  | 0 | 0 | 0 | 0 | 0 | 0 | 0
SCE Metro | SCE Metro | SCE | Alamitos | 230 | 132 | LDES |  |  | 0 | 0 |  | 0 | 0 |  | 0 | 0 |  | 0 | 0 | 0 | 0 | 0 |  | 0 | 0 | 0 | 0 | 0 |  | 0 | 0 | 0 | 0 | 0 | 0 | 0
SCE Eastern | SCE Eastern | SCE | Alberhill | 115 | 156 | LDES |  |  | 0 | 0 |  | 0 | 0 |  | 0 | 0 |  | 0 | 0 | 0 | 0 | 0 |  | 0 | 0 | 0 | 0 | 0 |  | 0 | 0 | 0 | 0 | 0 | 0 | 0
SCE Eastern | SCE Eastern | SCE | Alberhill | 500 | 156 | LDES |  |  | 1 | 0 |  | 0 | 0 |  | 0 | 0 |  | 0 | 0 | 0 | 0 | 200 |  | 200 | 0 | 0 | 0 | 200 |  | 200 | 200 | 0 | 200 | 200 | 0 | 200
PG&E GBA | PGE GBA | PGE | Alhambra | 115 | 6 | LDES |  |  | 0 | 0 |  | 0 | 0 |  | 0 | 0 |  | 0 | 0 | 0 | 0 | 0 |  | 0 | 0 | 0 | 0 | 0 |  | 0 | 0 | 0 | 0 | 0 | 0 | 0
PG&E FRESNO | PGE Fresno | PGE | Alpaugh | 115 | 119 | LDES |  |  | 0 | 0 |  | 0 | 0 |  | 0 | 0 |  | 0 | 0 | 0 | 0 | 0 |  | 0 | 0 | 0 | 0 | 0 |  | 0 | 0 | 0 | 0 | 0 | 0 | 0
SDGE | SDGE Imperial | SDGE | Alpine | 69 |  | LDES |  |  | 0 | 0 |  | 0 | 0 |  | 0 | 0 |  | 0 | 0 | 0 | 0 | 0 |  | 0 | 0 | 0 | 0 | 0 |  | 0 | 0 | 0 | 0 | 0 | 0 | 0
PG&E GBA | PGE GBA | PGE | Altamont Midway (Sandhill) | 230 | 26 | LDES |  |  | 0 | 0 |  | 0 | 0 |  | 0 | 0 |  | 0 | 0 | 0 | 0 | 0 |  | 0 | 0 | 0 | 0 | 0 |  | 0 | 0 | 0 | 0 | 0 | 0 | 0
SCE Northern | SCE Northern | SCE | Antelope | 66 |  | LDES |  |  | 0 | 0 |  | 0 | 0 |  | 0 | 0 |  | 0 | 0 | 0 | 0 | 0 |  | 0 | 0 | 0 | 0 | 0 |  | 0 | 0 | 0 | 0 | 0 | 0 | 0
SCE Northern | SCE Northern | SCE | Antelope | 230 | 86 | LDES |  |  | 0 | 0 |  | 0 | 0 |  | 0 | 0 |  | 0 | 0 | 0 | 0 | 0 |  | 0 | 0 | 0 | 0 | 0 |  | 0 | 0 | 0 | 0 | 0 | 0 | 0
SCE Northern | SCE Northern | SCE | Antelope | 500 | 124 | LDES |  |  | 0 | 0 |  | 0 | 0 |  | 0 | 0 |  | 0 | 0 | 0 | 0 | 0 |  | 0 | 0 | 0 | 0 | 0 |  | 0 | 0 | 0 | 0 | 0 | 0 | 0
PG&E NGBA | PGE NGBA | PGE | Arcata | 60 |  | LDES |  |  | 0 | 0 |  | 0 | 0 |  | 0 | 0 |  | 0 | 0 | 0 | 0 | 0 |  | 0 | 0 | 0 | 0 | 0 |  | 0 | 0 | 0 | 0 | 0 | 0 | 0
PG&E KERN | PGE Kern | PGE | Arco | 230 | 93 | LDES |  |  | 0 | 0 |  | 0 | 0 |  | 0 | 0 |  | 0 | 0 | 0 | 0 | 0 |  | 0 | 0 | 0 | 0 | 0 |  | 0 | 0 | 0 | 0 | 0 | 0 | 0
PG&E KERN | PGE Kern | PGE | Arco | 70 |  | LDES |  |  | 0 | 0 |  | 0 | 0 |  | 0 | 0 |  | 0 | 0 | 0 | 0 | 0 |  | 0 | 0 | 0 | 0 | 0 |  | 0 | 0 | 0 | 0 | 0 | 0 | 0
SCE Metro | SCE Metro | SCE | ArcoGen | 230 | 97 | LDES |  |  | 0 | 0 |  | 0 | 0 |  | 0 | 0 |  | 0 | 0 | 0 | 0 | 0 |  | 0 | 0 | 0 | 0 | 0 |  | 0 | 0 | 0 | 0 | 0 | 0 | 0
SDGE | SDGE Imperial | SDGE | Artesian | 230 | 195 | LDES |  |  | 0 | 0 |  | 0 | 0 |  | 0 | 0 |  | 0 | 0 | 0 | 0 | 0 |  | 0 | 0 | 0 | 0 | 0 |  | 0 | 0 | 0 | 0 | 0 | 0 | 0
SDGE | SDGE Imperial | SDGE | Artesian | 69 |  | LDES |  |  | 0 | 0 |  | 0 | 0 |  | 0 | 0 |  | 0 | 0 | 0 | 0 | 0 |  | 0 | 0 | 0 | 0 | 0 |  | 0 | 0 | 0 | 0 | 0 | 0 | 0
PG&E FRESNO | PGE Fresno | PGE | Ashlan | 230 | 138 | LDES |  |  | 0 | 0 |  | 0 | 0 |  | 0 | 0 |  | 0 | 0 | 0 | 0 | 0 |  | 0 | 0 | 0 | 0 | 0 |  | 0 | 0 | 0 | 0 | 0 | 0 | 0
PG&E NGBA | PGE NGBA | PGE | Atlantic | 115 | 16 | LDES |  |  | 0 | 0 |  | 0 | 0 |  | 0 | 0 |  | 0 | 0 | 0 | 0 | 0 |  | 0 | 0 | 0 | 0 | 0 |  | 0 | 0 | 0 | 0 | 0 | 0 | 0
PG&E NGBA | PGE NGBA | PGE | Atlantic | 230 | 20 | LDES |  |  | 0 | 0 |  | 0 | 0 |  | 0 | 0 |  | 0 | 0 | 0 | 0 | 0 |  | 0 | 0 | 0 | 0 | 0 |  | 0 | 0 | 0 | 0 | 0 | 0 | 0
PG&E NGBA | PGE NGBA | PGE | Atlantic | 60 |  | LDES |  |  | 0 | 0 |  | 0 | 0 |  | 0 | 0 |  | 0 | 0 | 0 | 0 | 0 |  | 0 | 0 | 0 | 0 | 0 |  | 0 | 0 | 0 | 0 | 0 | 0 | 0
PG&E FRESNO | PGE Fresno | PGE | Atwater | 115 | 139 | LDES |  |  | 0 | 0 |  | 0 | 0 |  | 0 | 0 |  | 0 | 0 | 0 | 0 | 0 |  | 0 | 0 | 0 | 0 | 0 |  | 0 | 0 | 0 | 0 | 0 | 0 | 0
PG&E GBA | PGE GBA | PGE | Avena | 115 | 36 | LDES |  |  | 0 | 0 |  | 0 | 0 |  | 0 | 0 |  | 0 | 0 | 0 | 0 | 0 |  | 0 | 0 | 0 | 0 | 0 |  | 0 | 0 | 0 | 0 | 0 | 0 | 0
SDGE | SDGE Imperial | SDGE | Avocado | 69 |  | LDES |  |  | 0 | 0 |  | 0 | 0 |  | 0 | 0 |  | 0 | 0 | 0 | 0 | 0 |  | 0 | 0 | 0 | 0 | 0 |  | 0 | 0 | 0 | 0 | 0 | 0 | 0
PG&E NGBA | PGE NGBA | PGE | Bahia | 230 | 60 | LDES |  |  | 0 | 0 |  | 0 | 0 |  | 0 | 0 |  | 0 | 0 | 0 | 0 | 0 |  | 0 | 0 | 0 | 0 | 0 |  | 0 | 0 | 0 | 0 | 0 | 0 | 0
SCE Northern | SCE Northern | SCE | Bailey | 230 | 167 | LDES |  |  | 0 | 0 |  | 0 | 0 |  | 0 | 0 |  | 0 | 0 | 0 | 0 | 0 |  | 0 | 0 | 0 | 0 | 0 |  | 0 | 0 | 0 | 0 | 0 | 0 | 0
SCE NOL | SCE NOL | SCE | Baker | 115 | 160 | LDES |  |  | 0 | 0 |  | 0 | 0 |  | 0 | 0 |  | 0 | 0 | 0 | 0 | 0 |  | 0 | 0 | 0 | 0 | 0 |  | 0 | 0 | 0 | 0 | 0 | 0 | 0
PG&E KERN | PGE Kern | PGE | Bakersfield | 230 | 89 | LDES |  |  | 0 | 0 |  | 0 | 0 |  | 0 | 0 |  | 0 | 0 | 0 | 0 | 0 |  | 0 | 0 | 0 | 0 | 0 |  | 0 | 0 | 0 | 0 | 0 | 0 | 0
PG&E FRESNO | PGE Fresno | PGE | Balch | 230 | 117 | LDES |  |  | 0 | 0 |  | 0 | 0 |  | 0 | 0 |  | 0 | 0 | 0 | 0 | 0 |  | 0 | 0 | 0 | 0 | 0 |  | 0 | 0 | 0 | 0 | 0 | 0 | 0
SCE Eastern | SCE Eastern | SCE | Bannister | 230 | 174 | LDES |  |  | 0 | 0 |  | 0 | 0 |  | 0 | 0 |  | 0 | 0 | 0 | 0 | 0 |  | 0 | 0 | 0 | 0 | 0 |  | 0 | 0 | 0 | 0 | 0 | 0 | 0
SCE Metro | SCE Metro | SCE | Barre | 230 | 97 | LDES |  |  | 0 | 0 |  | 0 | 0 |  | 0 | 0 |  | 0 | 0 | 0 | 0 | 0 |  | 0 | 0 | 0 | 0 | 0 |  | 0 | 0 | 0 | 0 | 0 | 0 | 0
SDGE | SDGE Imperial | SDGE | Bay Boulevard | 69 |  | LDES |  |  | 0 | 0 |  | 0 | 0 |  | 0 | 0 |  | 0 | 0 | 0 | 0 | 0 |  | 0 | 0 | 0 | 0 | 0 |  | 0 | 0 | 0 | 0 | 0 | 0 | 0
SDGE | SDGE Imperial | SDGE | Bay Boulevard | 230 | 196 | LDES |  |  | 0 | 0 |  | 0 | 0 |  | 0 | 0 |  | 0 | 0 | 0 | 0 | 0 |  | 0 | 0 | 0 | 0 | 0 |  | 0 | 0 | 0 | 0 | 0 | 0 | 0
EOP | SCE EOP | SCE | Beatty | 138 | 177 | LDES |  |  | 0 | 0 |  | 0 | 0 |  | 0 | 0 |  | 0 | 0 | 0 | 0 | 0 |  | 0 | 0 | 0 | 0 | 0 |  | 0 | 0 | 0 | 0 | 0 | 0 | 0
EOP | SCE EOP | SCE | Beatty | 230 | 177 | LDES |  |  | 0 | 0 |  | 0 | 0 |  | 0 | 0 |  | 0 | 0 | 0 | 0 | 0 |  | 0 | 0 | 0 | 0 | 0 |  | 0 | 0 | 0 | 0 | 0 | 0 | 0
PG&E NGBA | PGE NGBA | PGE | Belden | 230 | 24 | LDES |  |  | 0 | 0 |  | 0 | 0 |  | 0 | 0 |  | 0 | 0 | 0 | 0 | 0 |  | 0 | 0 | 0 | 0 | 0 |  | 0 | 0 | 0 | 0 | 0 | 0 | 0
PG&E NGBA | PGE NGBA | PGE | Bell | 115 | 16 | LDES |  |  | 0 | 0 |  | 0 | 0 |  | 0 | 0 |  | 0 | 0 | 0 | 0 | 0 |  | 0 | 0 | 0 | 0 | 0 |  | 0 | 0 | 0 | 0 | 0 | 0 | 0
PG&E NGBA | PGE NGBA | PGE | Bellevue | 115 | 27 | LDES |  |  | 0 | 0 |  | 0 | 0 |  | 0 | 0 |  | 0 | 0 | 0 | 0 | 0 |  | 0 | 0 | 0 | 0 | 0 |  | 0 | 0 | 0 | 0 | 0 | 0 | 0
PG&E GBA | PGE GBA | PGE | Bellota | 115 | 29 | LDES |  |  | 0 | 0 |  | 0 | 0 |  | 0 | 0 |  | 0 | 0 | 0 | 0 | 0 |  | 0 | 0 | 0 | 0 | 0 |  | 0 | 0 | 0 | 0 | 0 | 0 | 0
PG&E GBA | PGE GBA | PGE | Bellota | 230 | 15 | LDES |  | Mapped as PSH (Mokolumne) | 1 | 0 |  | 0 | 0 |  | 0 | 0 |  | 0 | 0 | 0 | 0 | 400 |  | 400 | 0 | 0 | 0 | 400 |  | 400 | 400 | 0 | 400 | 400 | 0 | 400
SCE Northern | SCE Northern | SCE | Big Creek | 230 | 153 | LDES |  |  | 1 | 0 |  | 0 | 0 |  | 0 | 0 |  | 0 | 0 | 0 | 0 | 100 |  | 100 | 0 | 0 | 0 | 100 |  | 100 | 100 | 0 | 100 | 100 | 0 | 100
PG&E FRESNO | PGE Fresno | PGE | Biola | 70 |  | LDES |  |  | 0 | 0 |  | 0 | 0 |  | 0 | 0 |  | 0 | 0 | 0 | 0 | 0 |  | 0 | 0 | 0 | 0 | 0 |  | 0 | 0 | 0 | 0 | 0 | 0 | 0
PG&E GBA | PGE GBA | PGE | Birds Landing | 230 | 59 | LDES |  |  | 0 | 0 |  | 0 | 0 |  | 0 | 0 |  | 0 | 0 | 0 | 0 | 0 |  | 0 | 0 | 0 | 0 | 0 |  | 0 | 0 | 0 | 0 | 0 | 0 | 0
SCE Northern | SCE Northern | SCE | Bliss | 66 |  | LDES |  |  | 0 | 0 |  | 0 | 0 |  | 0 | 0 |  | 0 | 0 | 0 | 0 | 0 |  | 0 | 0 | 0 | 0 | 0 |  | 0 | 0 | 0 | 0 | 0 | 0 | 0
SCE Eastern | SCE Eastern | SCE | Blythe | 161 | 182 | LDES |  |  | 0 | 0 |  | 0 | 0 |  | 0 | 0 |  | 0 | 0 | 0 | 0 | 0 |  | 0 | 0 | 0 | 0 | 0 |  | 0 | 0 | 0 | 0 | 0 | 0 | 0
PG&E NGBA | PGE NGBA | PGE | Bogue | 115 | 22 | LDES |  |  | 0 | 0 |  | 0 | 0 |  | 0 | 0 |  | 0 | 0 | 0 | 0 | 0 |  | 0 | 0 | 0 | 0 | 0 |  | 0 | 0 | 0 | 0 | 0 | 0 | 0
PG&E FRESNO | PGE Fresno | PGE | Borden | 230 | 168 | LDES |  |  | 0 | 0 |  | 0 | 0 |  | 0 | 0 |  | 0 | 0 | 0 | 0 | 0 |  | 0 | 0 | 0 | 0 | 0 |  | 0 | 0 | 0 | 0 | 0 | 0 | 0
PG&E FRESNO | PGE Fresno | PGE | Borden | 70 |  | LDES |  |  | 0 | 0 |  | 0 | 0 |  | 0 | 0 |  | 0 | 0 | 0 | 0 | 0 |  | 0 | 0 | 0 | 0 | 0 |  | 0 | 0 | 0 | 0 | 0 | 0 | 0
SDGE | SDGE Imperial | SDGE | Boulevard East | 138 | 192 | LDES |  |  | 0 | 0 |  | 0 | 0 |  | 0 | 0 |  | 0 | 0 | 0 | 0 | 0 |  | 0 | 0 | 0 | 0 | 0 |  | 0 | 0 | 0 | 0 | 0 | 0 | 0
SDGE | SDGE Imperial | SDGE | Boulevard East | 69 |  | LDES |  |  | 0 | 0 |  | 0 | 0 |  | 0 | 0 |  | 0 | 0 | 0 | 0 | 0 |  | 0 | 0 | 0 | 0 | 0 |  | 0 | 0 | 0 | 0 | 0 | 0 | 0
PG&E GBA | PGE GBA | PGE | Brentwood | 230 | 50 | LDES |  |  | 0 | 0 |  | 0 | 0 |  | 0 | 0 |  | 0 | 0 | 0 | 0 | 0 |  | 0 | 0 | 0 | 0 | 0 |  | 0 | 0 | 0 | 0 | 0 | 0 | 0
PG&E NGBA | PGE NGBA | PGE | Bridgeville | 115 | 1 | LDES |  |  | 0 | 0 |  | 0 | 0 |  | 0 | 0 |  | 0 | 0 | 0 | 0 | 0 |  | 0 | 0 | 0 | 0 | 0 |  | 0 | 0 | 0 | 0 | 0 | 0 | 0
PG&E NGBA | PGE NGBA | PGE | Brighton | 115 | 67 | LDES |  |  | 0 | 0 |  | 0 | 0 |  | 0 | 0 |  | 0 | 0 | 0 | 0 | 0 |  | 0 | 0 | 0 | 0 | 0 |  | 0 | 0 | 0 | 0 | 0 | 0 | 0
PG&E NGBA | PGE NGBA | PGE | Brighton | 230 | 67 | LDES |  |  | 0 | 0 |  | 0 | 0 |  | 0 | 0 |  | 0 | 0 | 0 | 0 | 0 |  | 0 | 0 | 0 | 0 | 0 |  | 0 | 0 | 0 | 0 | 0 | 0 | 0
PG&E NGBA | PGE NGBA | PGE | Brunswick | 115 | 20 | LDES |  |  | 0 | 0 |  | 0 | 0 |  | 0 | 0 |  | 0 | 0 | 0 | 0 | 0 |  | 0 | 0 | 0 | 0 | 0 |  | 0 | 0 | 0 | 0 | 0 | 0 | 0
PG&E NGBA | PGE NGBA | PGE | Bucks Creek | 230 | 35 | LDES |  |  | 0 | 0 |  | 0 | 0 |  | 0 | 0 |  | 0 | 0 | 0 | 0 | 0 |  | 0 | 0 | 0 | 0 | 0 |  | 0 | 0 | 0 | 0 | 0 | 0 | 0
PG&E KERN | PGE Kern | PGE | Buena Vista | 230 |  | LDES |  |  | 0 | 0 |  | 0 | 0 |  | 0 | 0 |  | 0 | 0 | 0 | 0 | 0 |  | 0 | 0 | 0 | 0 | 0 |  | 0 | 0 | 0 | 0 | 0 | 0 | 0
PG&E FRESNO | PGE Fresno | PGE | Bullard | 115 | 165 | LDES |  |  | 0 | 0 |  | 0 | 0 |  | 0 | 0 |  | 0 | 0 | 0 | 0 | 0 |  | 0 | 0 | 0 | 0 | 0 |  | 0 | 0 | 0 | 0 | 0 | 0 | 0
PG&E GBA | PGE GBA | PGE | Burlingame | 115 | 3 | LDES |  |  | 0 | 0 |  | 0 | 0 |  | 0 | 0 |  | 0 | 0 | 0 | 0 | 0 |  | 0 | 0 | 0 | 0 | 0 |  | 0 | 0 | 0 | 0 | 0 | 0 | 0
PG&E NGBA | PGE NGBA | PGE | Burney Forest | 230 | 2 | LDES |  |  | 0 | 0 |  | 0 | 0 |  | 0 | 0 |  | 0 | 0 | 0 | 0 | 0 |  | 0 | 0 | 0 | 0 | 0 |  | 0 | 0 | 0 | 0 | 0 | 0 | 0
PG&E NGBA | PGE NGBA | PGE | Butte | 115 | 1 | LDES |  |  | 0 | 0 |  | 0 | 0 |  | 0 | 0 |  | 0 | 0 | 0 | 0 | 0 |  | 0 | 0 | 0 | 0 | 0 |  | 0 | 0 | 0 | 0 | 0 | 0 | 0
PG&E KERN | PGE Kern | PGE | Cabrillo | 115 | 111 | LDES |  |  | 0 | 0 |  | 0 | 0 |  | 0 | 0 |  | 0 | 0 | 0 | 0 | 0 |  | 0 | 0 | 0 | 0 | 0 |  | 0 | 0 | 0 | 0 | 0 | 0 | 0
PG&E FRESNO | PGE Fresno | PGE | Cal Flats | 230 | 129 | LDES |  |  | 0 | 0 |  | 0 | 0 |  | 0 | 0 |  | 0 | 0 | 0 | 0 | 0 |  | 0 | 0 | 0 | 0 | 0 |  | 0 | 0 | 0 | 0 | 0 | 0 | 0
SCE NOL | SCE NOL | SCE | Calcite | 230 | 141 | LDES |  |  | 0 | 0 |  | 0 | 0 |  | 0 | 0 |  | 0 | 0 | 0 | 0 | 0 |  | 0 | 0 | 0 | 0 | 0 |  | 0 | 0 | 0 | 0 | 0 | 0 | 0
PG&E KERN | PGE Kern | PGE | Caliente | 230 | 122 | LDES |  |  | 0 | 0 |  | 0 | 0 |  | 0 | 0 |  | 0 | 0 | 0 | 0 | 0 |  | 0 | 0 | 0 | 0 | 0 |  | 0 | 0 | 0 | 0 | 0 | 0 | 0
PG&E FRESNO | PGE Fresno | PGE | California Ave | 115 | 105 | LDES |  |  | 0 | 0 |  | 0 | 0 |  | 0 | 0 |  | 0 | 0 | 0 | 0 | 0 |  | 0 | 0 | 0 | 0 | 0 |  | 0 | 0 | 0 | 0 | 0 | 0 | 0
PG&E KERN | PGE Kern | PGE | Callender | 115 | 126 | LDES |  |  | 0 | 0 |  | 0 | 0 |  | 0 | 0 |  | 0 | 0 | 0 | 0 | 0 |  | 0 | 0 | 0 | 0 | 0 |  | 0 | 0 | 0 | 0 | 0 | 0 | 0
PG&E NGBA | PGE NGBA | PGE | Calpella | 115 | 37 | LDES |  |  | 0 | 0 |  | 0 | 0 |  | 0 | 0 |  | 0 | 0 | 0 | 0 | 0 |  | 0 | 0 | 0 | 0 | 0 |  | 0 | 0 | 0 | 0 | 0 | 0 | 0
PG&E GBA | PGE GBA | PGE | Camanche | 230 | 15 | LDES |  |  | 0 | 0 |  | 0 | 0 |  | 0 | 0 |  | 0 | 0 | 0 | 0 | 0 |  | 0 | 0 | 0 | 0 | 0 |  | 0 | 0 | 0 | 0 | 0 | 0 | 0
SDGE | SDGE Imperial | SDGE | Cameron | 69 |  | LDES |  |  | 0 | 0 |  | 0 | 0 |  | 0 | 0 |  | 0 | 0 | 0 | 0 | 0 |  | 0 | 0 | 0 | 0 | 0 |  | 0 | 0 | 0 | 0 | 0 | 0 | 0
SDGE | SDGE Imperial | SDGE | Cannon | 69 |  | LDES |  |  | 0 | 0 |  | 0 | 0 |  | 0 | 0 |  | 0 | 0 | 0 | 0 | 0 |  | 0 | 0 | 0 | 0 | 0 |  | 0 | 0 | 0 | 0 | 0 | 0 | 0
PG&E FRESNO | PGE Fresno | PGE | Cantua | 115 | 115 | LDES |  |  | 0 | 0 |  | 0 | 0 |  | 0 | 0 |  | 0 | 0 | 0 | 0 | 0 |  | 0 | 0 | 0 | 0 | 0 |  | 0 | 0 | 0 | 0 | 0 | 0 | 0
SDGE | SDGE Imperial | SDGE | Capistrano | 138 | 173 | LDES |  |  | 0 | 0 |  | 0 | 0 |  | 0 | 0 |  | 0 | 0 | 0 | 0 | 0 |  | 0 | 0 | 0 | 0 | 0 |  | 0 | 0 | 0 | 0 | 0 | 0 | 0
SDGE | SDGE Imperial | SDGE | Capistrano | 230 | 173 | LDES |  |  | 0 | 0 |  | 0 | 0 |  | 0 | 0 |  | 0 | 0 | 0 | 0 | 0 |  | 0 | 0 | 0 | 0 | 0 |  | 0 | 0 | 0 | 0 | 0 | 0 | 0
PG&E NGBA | PGE NGBA | PGE | Carberry | 230 | 2 | LDES |  |  | 0 | 0 |  | 0 | 0 |  | 0 | 0 |  | 0 | 0 | 0 | 0 | 0 |  | 0 | 0 | 0 | 0 | 0 |  | 0 | 0 | 0 | 0 | 0 | 0 | 0
SCE Eastern | SCE Eastern | SCE | Cardiff | 66 |  | LDES |  |  | 0 | 0 |  | 0 | 0 |  | 0 | 0 |  | 0 | 0 | 0 | 0 | 0 |  | 0 | 0 | 0 | 0 | 0 |  | 0 | 0 | 0 | 0 | 0 | 0 | 0
PG&E NGBA | PGE NGBA | PGE | Caribou | 60 |  | LDES |  |  | 0 | 0 |  | 0 | 0 |  | 0 | 0 |  | 0 | 0 | 0 | 0 | 0 |  | 0 | 0 | 0 | 0 | 0 |  | 0 | 0 | 0 | 0 | 0 | 0 | 0
PG&E NGBA | PGE NGBA | PGE | Caribou | 115 | 7 | LDES |  |  | 0 | 0 |  | 0 | 0 |  | 0 | 0 |  | 0 | 0 | 0 | 0 | 0 |  | 0 | 0 | 0 | 0 | 0 |  | 0 | 0 | 0 | 0 | 0 | 0 | 0
PG&E NGBA | PGE NGBA | PGE | Caribou | 230 | 7 | LDES |  |  | 0 | 0 |  | 0 | 0 |  | 0 | 0 |  | 0 | 0 | 0 | 0 | 0 |  | 0 | 0 | 0 | 0 | 0 |  | 0 | 0 | 0 | 0 | 0 | 0 | 0
EOP | SCE EOP | SCE | Carpenter Canyon (fka Gamebird) | 138 | 177 | LDES |  |  | 0 | 0 |  | 0 | 0 |  | 0 | 0 |  | 0 | 0 | 0 | 0 | 0 |  | 0 | 0 | 0 | 0 | 0 |  | 0 | 0 | 0 | 0 | 0 | 0 | 0
EOP | SCE EOP | SCE | Carpenter Canyon (fka Gamebird) | 230 | 177 | LDES |  |  | 0 | 0 |  | 0 | 0 |  | 0 | 0 |  | 0 | 0 | 0 | 0 | 0 |  | 0 | 0 | 0 | 0 | 0 |  | 0 | 0 | 0 | 0 | 0 | 0 | 0
PG&E NGBA | PGE NGBA | PGE | Carquinez | 115 | 27 | LDES |  |  | 0 | 0 |  | 0 | 0 |  | 0 | 0 |  | 0 | 0 | 0 | 0 | 0 |  | 0 | 0 | 0 | 0 | 0 |  | 0 | 0 | 0 | 0 | 0 | 0 | 0
SDGE | SDGE Imperial | SDGE | Carrizo Gorge | 138 | 192 | LDES |  |  | 0 | 0 |  | 0 | 0 |  | 0 | 0 |  | 0 | 0 | 0 | 0 | 0 |  | 0 | 0 | 0 | 0 | 0 |  | 0 | 0 | 0 | 0 | 0 | 0 | 0
PG&E KERN | PGE Kern | PGE | Carrizo Plains | 115 | 122 | LDES |  |  | 0 | 0 |  | 0 | 0 |  | 0 | 0 |  | 0 | 0 | 0 | 0 | 0 |  | 0 | 0 | 0 | 0 | 0 |  | 0 | 0 | 0 | 0 | 0 | 0 | 0
PG&E KERN | PGE Kern | PGE | Casaloma | 230 | 68 | LDES |  |  | 0 | 0 |  | 0 | 0 |  | 0 | 0 |  | 0 | 0 | 0 | 0 | 0 |  | 0 | 0 | 0 | 0 | 0 |  | 0 | 0 | 0 | 0 | 0 | 0 | 0
PG&E GBA | PGE GBA | PGE | Castro Valley | 230 | 42 | LDES |  |  | 0 | 0 |  | 0 | 0 |  | 0 | 0 |  | 0 | 0 | 0 | 0 | 0 |  | 0 | 0 | 0 | 0 | 0 |  | 0 | 0 | 0 | 0 | 0 | 0 | 0
PG&E GBA | PGE GBA | PGE | Cayetano | 230 | 50 | LDES |  |  | 0 | 0 |  | 0 | 0 |  | 0 | 0 |  | 0 | 0 | 0 | 0 | 0 |  | 0 | 0 | 0 | 0 | 0 |  | 0 | 0 | 0 | 0 | 0 | 0 | 0
SCE Metro | SCE Metro | SCE | Center | 230 | 97 | LDES |  |  | 0 | 0 |  | 0 | 0 |  | 0 | 0 |  | 0 | 0 | 0 | 0 | 0 |  | 0 | 0 | 0 | 0 | 0 |  | 0 | 0 | 0 | 0 | 0 | 0 | 0
PG&E KERN | PGE Kern | PGE | Charca | 115 | 74 | LDES |  |  | 0 | 0 |  | 0 | 0 |  | 0 | 0 |  | 0 | 0 | 0 | 0 | 0 |  | 0 | 0 | 0 | 0 | 0 |  | 0 | 0 | 0 | 0 | 0 | 0 | 0
EOP | SCE EOP | SCE | Charleston | 138 | 177 | LDES |  |  | 0 | 0 |  | 0 | 0 |  | 0 | 0 |  | 0 | 0 | 0 | 0 | 0 |  | 0 | 0 | 0 | 0 | 0 |  | 0 | 0 | 0 | 0 | 0 | 0 | 0
SCE Metro | SCE Metro | SCE | Chevmain | 230 | 97 | LDES |  |  | 0 | 0 |  | 0 | 0 |  | 0 | 0 |  | 0 | 0 | 0 | 0 | 0 |  | 0 | 0 | 0 | 0 | 0 |  | 0 | 0 | 0 | 0 | 0 | 0 | 0
SDGE | SDGE Imperial | SDGE | Chicarita | 138 | 186 | LDES |  |  | 0 | 0 |  | 0 | 0 |  | 0 | 0 |  | 0 | 0 | 0 | 0 | 0 |  | 0 | 0 | 0 | 0 | 0 |  | 0 | 0 | 0 | 0 | 0 | 0 | 0
SCE Metro | SCE Metro | SCE | Chino | 230 | 97 | LDES |  |  | 0 | 0 |  | 0 | 0 |  | 0 | 0 |  | 0 | 0 | 0 | 0 | 0 |  | 0 | 0 | 0 | 0 | 0 |  | 0 | 0 | 0 | 0 | 0 | 0 | 0
PG&E FRESNO | PGE Fresno | PGE | Chowchilla | 115 | 166 | LDES |  |  | 0 | 0 |  | 0 | 0 |  | 0 | 0 |  | 0 | 0 | 0 | 0 | 0 |  | 0 | 0 | 0 | 0 | 0 |  | 0 | 0 | 0 | 0 | 0 | 0 | 0
PG&E GBA | PGE GBA | PGE | Christie | 60 |  | LDES |  |  | 0 | 0 |  | 0 | 0 |  | 0 | 0 |  | 0 | 0 | 0 | 0 | 0 |  | 0 | 0 | 0 | 0 | 0 |  | 0 | 0 | 0 | 0 | 0 | 0 | 0
PG&E GBA | PGE GBA | PGE | Christie | 115 | 6 | LDES |  |  | 0 | 0 |  | 0 | 0 |  | 0 | 0 |  | 0 | 0 | 0 | 0 | 0 |  | 0 | 0 | 0 | 0 | 0 |  | 0 | 0 | 0 | 0 | 0 | 0 | 0
SCE Eastern | SCE Arizona | SCE | Cielo Azul | 500 | 181 | LDES |  |  | 0 | 0 |  | 0 | 0 |  | 0 | 0 |  | 0 | 0 | 0 | 0 | 0 |  | 0 | 0 | 0 | 0 | 0 |  | 0 | 0 | 0 | 0 | 0 | 0 | 0
PG&E GBA | PGE GBA | PGE | Clay | 60 |  | LDES |  |  | 0 | 0 |  | 0 | 0 |  | 0 | 0 |  | 0 | 0 | 0 | 0 | 0 |  | 0 | 0 | 0 | 0 | 0 |  | 0 | 0 | 0 | 0 | 0 | 0 | 0
PG&E GBA | PGE GBA | PGE | Clayton | 115 | 1 | LDES |  |  | 0 | 0 |  | 0 | 0 |  | 0 | 0 |  | 0 | 0 | 0 | 0 | 0 |  | 0 | 0 | 0 | 0 | 0 |  | 0 | 0 | 0 | 0 | 0 | 0 | 0
PG&E NGBA | PGE NGBA | PGE | Cloverdale | 115 | 37 | LDES |  |  | 0 | 0 |  | 0 | 0 |  | 0 | 0 |  | 0 | 0 | 0 | 0 | 0 |  | 0 | 0 | 0 | 0 | 0 |  | 0 | 0 | 0 | 0 | 0 | 0 | 0
PG&E FRESNO | PGE Fresno | PGE | Clovis | 115 | 136 | LDES |  |  | 0 | 0 |  | 0 | 0 |  | 0 | 0 |  | 0 | 0 | 0 | 0 | 0 |  | 0 | 0 | 0 | 0 | 0 |  | 0 | 0 | 0 | 0 | 0 | 0 | 0
PG&E GBA | PGE GBA | PGE | Coburn | 230 | 116 | LDES |  |  | 0 | 0 |  | 0 | 0 |  | 0 | 0 |  | 0 | 0 | 0 | 0 | 0 |  | 0 | 0 | 0 | 0 | 0 |  | 0 | 0 | 0 | 0 | 0 | 0 | 0
PG&E GBA | PGE GBA | PGE | Coburn | 60 |  | LDES |  |  | 0 | 0 |  | 0 | 0 |  | 0 | 0 |  | 0 | 0 | 0 | 0 | 0 |  | 0 | 0 | 0 | 0 | 0 |  | 0 | 0 | 0 | 0 | 0 | 0 | 0
PG&E NGBA | PGE NGBA | PGE | Colgate | 230 | 22 | LDES |  |  | 0 | 0 |  | 0 | 0 |  | 0 | 0 |  | 0 | 0 | 0 | 0 | 0 |  | 0 | 0 | 0 | 0 | 0 |  | 0 | 0 | 0 | 0 | 0 | 0 | 0
PG&E GBA | PGE GBA | PGE | Collierville | 230 | 44 | LDES |  |  | 0 | 0 |  | 0 | 0 |  | 0 | 0 |  | 0 | 0 | 0 | 0 | 0 |  | 0 | 0 | 0 | 0 | 0 |  | 0 | 0 | 0 | 0 | 0 | 0 | 0
PG&E GBA | PGE GBA | PGE | Collinsville | 230 | 1 | LDES |  |  | 0 | 0 |  | 0 | 0 |  | 0 | 0 |  | 0 | 0 | 0 | 0 | 0 |  | 0 | 0 | 0 | 0 | 0 |  | 0 | 0 | 0 | 0 | 0 | 0 | 0
PG&E GBA | PGE GBA | PGE | Collinsville | 500 | 1 | LDES |  |  | 0 | 0 |  | 0 | 0 |  | 0 | 0 |  | 0 | 0 | 0 | 0 | 0 |  | 0 | 0 | 0 | 0 | 0 |  | 0 | 0 | 0 | 0 | 0 | 0 | 0
SCE Eastern | SCE Eastern | SCE | Colorado River | 230 | 170 | LDES |  |  | 0 | 0 |  | 0 | 0 |  | 0 | 0 |  | 0 | 0 | 0 | 0 | 0 |  | 0 | 0 | 0 | 0 | 0 |  | 0 | 0 | 0 | 0 | 0 | 0 | 0
SCE Eastern | SCE Eastern | SCE | Colorado River | 500 | 154 | LDES |  |  | 0 | 0 |  | 0 | 0 |  | 0 | 0 |  | 0 | 0 | 0 | 0 | 0 |  | 0 | 0 | 0 | 0 | 0 |  | 0 | 0 | 0 | 0 | 0 | 0 | 0
PG&E KERN | PGE Kern | PGE | Columbus | 115 | 99 | LDES |  |  | 1 | 0 |  | 0 | 0 |  | 0 | 0 |  | 0 | 0 | 0 | 0 | 150 |  | 150 | 0 | 0 | 0 | 150 |  | 150 | 150 | 0 | 150 | 150 | 0 | 150
PG&E GBA | PGE GBA | PGE | Contra Costa | 115 | 63 | LDES |  |  | 0 | 0 |  | 0 | 0 |  | 0 | 0 |  | 0 | 0 | 0 | 0 | 0 |  | 0 | 0 | 0 | 0 | 0 |  | 0 | 0 | 0 | 0 | 0 | 0 | 0
PG&E GBA | PGE GBA | PGE | Contra Costa | 230 | 50 | LDES |  |  | 0 | 0 |  | 0 | 0 |  | 0 | 0 |  | 0 | 0 | 0 | 0 | 0 |  | 0 | 0 | 0 | 0 | 0 |  | 0 | 0 | 0 | 0 | 0 | 0 | 0
PG&E GBA | PGE GBA | PGE | Contra Costa PP | 230 | 59 | LDES |  |  | 0 | 0 |  | 0 | 0 |  | 0 | 0 |  | 0 | 0 | 0 | 0 | 0 |  | 0 | 0 | 0 | 0 | 0 |  | 0 | 0 | 0 | 0 | 0 | 0 | 0
SCE NOL | SCE NOL | SCE | Control | 115 | 175 | LDES |  |  | 0 | 0 |  | 0 | 0 |  | 0 | 0 |  | 0 | 0 | 0 | 0 | 0 |  | 0 | 0 | 0 | 0 | 0 |  | 0 | 0 | 0 | 0 | 0 | 0 | 0
SCE NOL | SCE NOL | SCE | Control | 55 |  | LDES |  |  | 0 | 0 |  | 0 | 0 |  | 0 | 0 |  | 0 | 0 | 0 | 0 | 0 |  | 0 | 0 | 0 | 0 | 0 |  | 0 | 0 | 0 | 0 | 0 | 0 | 0
PG&E GBA | PGE GBA | PGE | Cooley Landing | 115 | 6 | LDES |  |  | 0 | 0 |  | 0 | 0 |  | 0 | 0 |  | 0 | 0 | 0 | 0 | 0 |  | 0 | 0 | 0 | 0 | 0 |  | 0 | 0 | 0 | 0 | 0 | 0 | 0
PG&E GBA | PGE GBA | PGE | Cooley Landing | 60 |  | LDES |  |  | 0 | 0 |  | 0 | 0 |  | 0 | 0 |  | 0 | 0 | 0 | 0 | 0 |  | 0 | 0 | 0 | 0 | 0 |  | 0 | 0 | 0 | 0 | 0 | 0 | 0
SCE NOL | SCE NOL | SCE | Coolwater | 230 | 160 | LDES |  |  | 0 | 0 |  | 0 | 0 |  | 0 | 0 |  | 0 | 0 | 0 | 0 | 0 |  | 0 | 0 | 0 | 0 | 0 |  | 0 | 0 | 0 | 0 | 0 | 0 | 0
SCE NOL | SCE NOL | SCE | Coolwater | 115 | 160 | LDES |  |  | 0 | 0 |  | 0 | 0 |  | 0 | 0 |  | 0 | 0 | 0 | 0 | 0 |  | 0 | 0 | 0 | 0 | 0 |  | 0 | 0 | 0 | 0 | 0 | 0 | 0
PG&E KERN | PGE Kern | PGE | Copus | 70 |  | LDES |  |  | 0 | 0 |  | 0 | 0 |  | 0 | 0 |  | 0 | 0 | 0 | 0 | 0 |  | 0 | 0 | 0 | 0 | 0 |  | 0 | 0 | 0 | 0 | 0 | 0 | 0
PG&E FRESNO | PGE Fresno | PGE | Corcoran | 70 |  | LDES |  |  | 0 | 0 |  | 0 | 0 |  | 0 | 0 |  | 0 | 0 | 0 | 0 | 0 |  | 0 | 0 | 0 | 0 | 0 |  | 0 | 0 | 0 | 0 | 0 | 0 | 0
PG&E FRESNO | PGE Fresno | PGE | Corcoran | 115 | 148 | LDES |  |  | 0 | 0 |  | 0 | 0 |  | 0 | 0 |  | 0 | 0 | 0 | 0 | 0 |  | 0 | 0 | 0 | 0 | 0 |  | 0 | 0 | 0 | 0 | 0 | 0 | 0
PG&E NGBA | PGE NGBA | PGE | Corona | 115 | 27 | LDES |  |  | 0 | 0 |  | 0 | 0 |  | 0 | 0 |  | 0 | 0 | 0 | 0 | 0 |  | 0 | 0 | 0 | 0 | 0 |  | 0 | 0 | 0 | 0 | 0 | 0 | 0
PG&E NGBA | PGE NGBA | PGE | Cortina | 230 | 27 | LDES |  |  | 0 | 0 |  | 0 | 0 |  | 0 | 0 |  | 0 | 0 | 0 | 0 | 0 |  | 0 | 0 | 0 | 0 | 0 |  | 0 | 0 | 0 | 0 | 0 | 0 | 0
PG&E NGBA | PGE NGBA | PGE | Cortina | 115 | 30 | LDES |  |  | 0 | 0 |  | 0 | 0 |  | 0 | 0 |  | 0 | 0 | 0 | 0 | 0 |  | 0 | 0 | 0 | 0 | 0 |  | 0 | 0 | 0 | 0 | 0 | 0 | 0
PG&E GBA | PGE GBA | PGE | Cottle | 230 | 155 | LDES |  |  | 0 | 0 |  | 0 | 0 |  | 0 | 0 |  | 0 | 0 | 0 | 0 | 0 |  | 0 | 0 | 0 | 0 | 0 |  | 0 | 0 | 0 | 0 | 0 | 0 | 0
PG&E NGBA | PGE NGBA | PGE | Cottonwood | 115 | 1 | LDES |  |  | 0 | 0 |  | 0 | 0 |  | 0 | 0 |  | 0 | 0 | 0 | 0 | 0 |  | 0 | 0 | 0 | 0 | 0 |  | 0 | 0 | 0 | 0 | 0 | 0 | 0
PG&E NGBA | PGE NGBA | PGE | Cottonwood | 230 | 1 | LDES |  |  | 0 | 0 |  | 0 | 0 |  | 0 | 0 |  | 0 | 0 | 0 | 0 | 0 |  | 0 | 0 | 0 | 0 | 0 |  | 0 | 0 | 0 | 0 | 0 | 0 | 0
PG&E NGBA | PGE NGBA | PGE | Cottonwood | 60 |  | LDES |  |  | 0 | 0 |  | 0 | 0 |  | 0 | 0 |  | 0 | 0 | 0 | 0 | 0 |  | 0 | 0 | 0 | 0 | 0 |  | 0 | 0 | 0 | 0 | 0 | 0 | 0
PG&E NGBA | PGE NGBA | PGE | Cove Road | 230 | 1 | LDES |  |  | 0 | 0 |  | 0 | 0 |  | 0 | 0 |  | 0 | 0 | 0 | 0 | 0 |  | 0 | 0 | 0 | 0 | 0 |  | 0 | 0 | 0 | 0 | 0 | 0 | 0
PG&E GBA | PGE GBA | PGE | Coyote | 230 | 11 | LDES |  |  | 0 | 0 |  | 0 | 0 |  | 0 | 0 |  | 0 | 0 | 0 | 0 | 0 |  | 0 | 0 | 0 | 0 | 0 |  | 0 | 0 | 0 | 0 | 0 | 0 | 0
PG&E GBA | PGE GBA | PGE | Crazy Horse Canyon | 115 | 84 | LDES |  |  | 0 | 0 |  | 0 | 0 |  | 0 | 0 |  | 0 | 0 | 0 | 0 | 0 |  | 0 | 0 | 0 | 0 | 0 |  | 0 | 0 | 0 | 0 | 0 | 0 | 0
SDGE | SDGE Imperial | SDGE | Creelman | 69 |  | LDES |  |  | 0 | 0 |  | 0 | 0 |  | 0 | 0 |  | 0 | 0 | 0 | 0 | 0 |  | 0 | 0 | 0 | 0 | 0 |  | 0 | 0 | 0 | 0 | 0 | 0 | 0
PG&E FRESNO | PGE Fresno | PGE | Crescent | 70 |  | LDES |  |  | 0 | 0 |  | 0 | 0 |  | 0 | 0 |  | 0 | 0 | 0 | 0 | 0 |  | 0 | 0 | 0 | 0 | 0 |  | 0 | 0 | 0 | 0 | 0 | 0 | 0
PG&E FRESNO | PGE Fresno | PGE | Cressey | 115 | 139 | LDES |  |  | 0 | 0 |  | 0 | 0 |  | 0 | 0 |  | 0 | 0 | 0 | 0 | 0 |  | 0 | 0 | 0 | 0 | 0 |  | 0 | 0 | 0 | 0 | 0 | 0 | 0
PG&E NGBA | PGE NGBA | PGE | Cresta | 230 | 24 | LDES |  |  | 0 | 0 |  | 0 | 0 |  | 0 | 0 |  | 0 | 0 | 0 | 0 | 0 |  | 0 | 0 | 0 | 0 | 0 |  | 0 | 0 | 0 | 0 | 0 | 0 | 0
SDGE | SDGE Imperial | SDGE | Crestwood | 69 |  | LDES |  |  | 0 | 0 |  | 0 | 0 |  | 0 | 0 |  | 0 | 0 | 0 | 0 | 0 |  | 0 | 0 | 0 | 0 | 0 |  | 0 | 0 | 0 | 0 | 0 | 0 | 0
PG&E GBA | PGE GBA | PGE | Crow Creek | 60 |  | LDES |  |  | 0 | 0 |  | 0 | 0 |  | 0 | 0 |  | 0 | 0 | 0 | 0 | 0 |  | 0 | 0 | 0 | 0 | 0 |  | 0 | 0 | 0 | 0 | 0 | 0 | 0
PG&E GBA | PGE GBA | PGE | Crows Landing | 60 |  | LDES |  |  | 0 | 0 |  | 0 | 0 |  | 0 | 0 |  | 0 | 0 | 0 | 0 | 0 |  | 0 | 0 | 0 | 0 | 0 |  | 0 | 0 | 0 | 0 | 0 | 0 | 0
PG&E GBA | PGE GBA | PGE | Curtis | 115 | 44 | LDES |  |  | 0 | 0 |  | 0 | 0 |  | 0 | 0 |  | 0 | 0 | 0 | 0 | 0 |  | 0 | 0 | 0 | 0 | 0 |  | 0 | 0 | 0 | 0 | 0 | 0 | 0
PG&E FRESNO | PGE Fresno | PGE | Dairyland | 115 | 137 | LDES |  |  | 0 | 0 |  | 0 | 0 |  | 0 | 0 |  | 0 | 0 | 0 | 0 | 0 |  | 0 | 0 | 0 | 0 | 0 |  | 0 | 0 | 0 | 0 | 0 | 0 | 0
PG&E NGBA | PGE NGBA | PGE | Davis | 115 | 39 | LDES |  |  | 0 | 0 |  | 0 | 0 |  | 0 | 0 |  | 0 | 0 | 0 | 0 | 0 |  | 0 | 0 | 0 | 0 | 0 |  | 0 | 0 | 0 | 0 | 0 | 0 | 0
SCE Metro | SCE Metro | SCE | Del Amo | 500 | 97 | LDES |  |  | 0 | 0 |  | 0 | 0 |  | 0 | 0 |  | 0 | 0 | 0 | 0 | 0 |  | 0 | 0 | 0 | 0 | 0 |  | 0 | 0 | 0 | 0 | 0 | 0 | 0
SCE Metro | SCE Metro | SCE | Del Amo | 230 | 97 | LDES |  |  | 0 | 0 |  | 0 | 0 |  | 0 | 0 |  | 0 | 0 | 0 | 0 | 0 |  | 0 | 0 | 0 | 0 | 0 |  | 0 | 0 | 0 | 0 | 0 | 0 | 0
SCE Eastern | SCE Arizona | SCE | Delaney | 500 | 181 | LDES |  |  | 0 | 0 |  | 0 | 0 |  | 0 | 0 |  | 0 | 0 | 0 | 0 | 0 |  | 0 | 0 | 0 | 0 | 0 |  | 0 | 0 | 0 | 0 | 0 | 0 | 0
PG&E NGBA | PGE NGBA | PGE | Delevan | 230 | 25 | LDES |  |  | 0 | 0 |  | 0 | 0 |  | 0 | 0 |  | 0 | 0 | 0 | 0 | 0 |  | 0 | 0 | 0 | 0 | 0 |  | 0 | 0 | 0 | 0 | 0 | 0 | 0
PG&E GBA | PGE GBA | PGE | Delta PP | 230 | 32 | LDES |  |  | 0 | 0 |  | 0 | 0 |  | 0 | 0 |  | 0 | 0 | 0 | 0 | 0 |  | 0 | 0 | 0 | 0 | 0 |  | 0 | 0 | 0 | 0 | 0 | 0 | 0
EOP | SCE EOP | SCE | Desert View | 230 | 177 | LDES |  |  | 0 | 0 |  | 0 | 0 |  | 0 | 0 |  | 0 | 0 | 0 | 0 | 0 |  | 0 | 0 | 0 | 0 | 0 |  | 0 | 0 | 0 | 0 | 0 | 0 | 0
SCE Eastern | SCE Eastern | SCE | Devers | 230 | 156 | LDES |  |  | 0 | 0 |  | 0 | 0 |  | 0 | 0 |  | 0 | 0 | 0 | 0 | 0 |  | 0 | 0 | 0 | 0 | 0 |  | 0 | 0 | 0 | 0 | 0 | 0 | 0
SCE Eastern | SCE Eastern | SCE | Devers | 500 | 156 | LDES |  |  | 0 | 0 |  | 0 | 0 |  | 0 | 0 |  | 0 | 0 | 0 | 0 | 0 |  | 0 | 0 | 0 | 0 | 0 |  | 0 | 0 | 0 | 0 | 0 | 0 | 0
PG&E KERN | PGE Kern | PGE | Diablo Canyon | 230 | 111 | LDES |  |  | 0 | 0 |  | 0 | 0 |  | 0 | 0 |  | 0 | 0 | 0 | 0 | 0 |  | 0 | 0 | 0 | 0 | 0 |  | 0 | 0 | 0 | 0 | 0 | 0 | 0
PG&E KERN | PGE Kern | PGE | Diablo Canyon | 500 | 98 | LDES |  |  | 0 | 0 |  | 0 | 0 |  | 0 | 0 |  | 0 | 0 | 0 | 0 | 0 |  | 0 | 0 | 0 | 0 | 0 |  | 0 | 0 | 0 | 0 | 0 | 0 | 0
PG&E KERN | PGE Kern | PGE | Divide | 115 | 111 | LDES |  |  | 0 | 0 |  | 0 | 0 |  | 0 | 0 |  | 0 | 0 | 0 | 0 | 0 |  | 0 | 0 | 0 | 0 | 0 |  | 0 | 0 | 0 | 0 | 0 | 0 | 0
PG&E GBA | PGE GBA | PGE | Dixon Landing | 115 | 11 | LDES |  |  | 0 | 0 |  | 0 | 0 |  | 0 | 0 |  | 0 | 0 | 0 | 0 | 0 |  | 0 | 0 | 0 | 0 | 0 |  | 0 | 0 | 0 | 0 | 0 | 0 | 0
PG&E FRESNO | PGE Fresno | PGE | Dos Amigos | 230 | 70 | LDES |  |  | 0 | 0 |  | 0 | 0 |  | 0 | 0 |  | 0 | 0 | 0 | 0 | 0 |  | 0 | 0 | 0 | 0 | 0 |  | 0 | 0 | 0 | 0 | 0 | 0 | 0
PG&E NGBA | PGE NGBA | PGE | Drum | 115 | 21 | LDES |  |  | 0 | 0 |  | 0 | 0 |  | 0 | 0 |  | 0 | 0 | 0 | 0 | 0 |  | 0 | 0 | 0 | 0 | 0 |  | 0 | 0 | 0 | 0 | 0 | 0 | 0
PG&E GBA | PGE GBA | PGE | Dumbarton | 115 | 3 | LDES |  |  | 0 | 0 |  | 0 | 0 |  | 0 | 0 |  | 0 | 0 | 0 | 0 | 0 |  | 0 | 0 | 0 | 0 | 0 |  | 0 | 0 | 0 | 0 | 0 | 0 | 0
SCE NOL | SCE NOL | SCE | Dunn Siding | 115 | 160 | LDES |  |  | 0 | 0 |  | 0 | 0 |  | 0 | 0 |  | 0 | 0 | 0 | 0 | 0 |  | 0 | 0 | 0 | 0 | 0 |  | 0 | 0 | 0 | 0 | 0 | 0 | 0
SCE Eastern | SCE Eastern | SCE | Eagle Mountain | 230 | 174 | LDES |  |  | 0 | 0 |  | 0 | 0 |  | 0 | 0 |  | 0 | 0 | 0 | 0 | 0 |  | 0 | 0 | 0 | 0 | 0 |  | 0 | 0 | 0 | 0 | 0 | 0 | 0
PG&E NGBA | PGE NGBA | PGE | Eagle Rock (PGE) | 60 |  | LDES |  |  | 0 | 0 |  | 0 | 0 |  | 0 | 0 |  | 0 | 0 | 0 | 0 | 0 |  | 0 | 0 | 0 | 0 | 0 |  | 0 | 0 | 0 | 0 | 0 | 0 | 0
PG&E NGBA | PGE NGBA | PGE | Eagle Rock (PGE) | 115 | 37 | LDES |  |  | 0 | 0 |  | 0 | 0 |  | 0 | 0 |  | 0 | 0 | 0 | 0 | 0 |  | 0 | 0 | 0 | 0 | 0 |  | 0 | 0 | 0 | 0 | 0 | 0 | 0
SCE Metro | SCE Metro | SCE | Eagle Rock (SCE) | 230 | 97 | LDES |  |  | 0 | 0 |  | 0 | 0 |  | 0 | 0 |  | 0 | 0 | 0 | 0 | 0 |  | 0 | 0 | 0 | 0 | 0 |  | 0 | 0 | 0 | 0 | 0 | 0 | 0
PG&E NGBA | PGE NGBA | PGE | East Marysville | 115 | 9 | LDES |  |  | 0 | 0 |  | 0 | 0 |  | 0 | 0 |  | 0 | 0 | 0 | 0 | 0 |  | 0 | 0 | 0 | 0 | 0 |  | 0 | 0 | 0 | 0 | 0 | 0 | 0
PG&E NGBA | PGE NGBA | PGE | East Nicolaus | 115 | 16 | LDES |  |  | 0 | 0 |  | 0 | 0 |  | 0 | 0 |  | 0 | 0 | 0 | 0 | 0 |  | 0 | 0 | 0 | 0 | 0 |  | 0 | 0 | 0 | 0 | 0 | 0 | 0
PG&E NGBA | PGE NGBA | PGE | East Nicolaus | 60 |  | LDES |  |  | 0 | 0 |  | 0 | 0 |  | 0 | 0 |  | 0 | 0 | 0 | 0 | 0 |  | 0 | 0 | 0 | 0 | 0 |  | 0 | 0 | 0 | 0 | 0 | 0 | 0
PG&E GBA | PGE GBA | PGE | Eastshore | 115 | 3 | LDES |  |  | 0 | 0 |  | 0 | 0 |  | 0 | 0 |  | 0 | 0 | 0 | 0 | 0 |  | 0 | 0 | 0 | 0 | 0 |  | 0 | 0 | 0 | 0 | 0 | 0 | 0
PG&E GBA | PGE GBA | PGE | Eastshore | 230 | 46 | LDES |  |  | 0 | 0 |  | 0 | 0 |  | 0 | 0 |  | 0 | 0 | 0 | 0 | 0 |  | 0 | 0 | 0 | 0 | 0 |  | 0 | 0 | 0 | 0 | 0 | 0 | 0
SDGE | SDGE Imperial | SDGE | ECO | 138 | 198 | LDES |  |  | 0 | 0 |  | 0 | 0 |  | 0 | 0 |  | 0 | 0 | 0 | 0 | 0 |  | 0 | 0 | 0 | 0 | 0 |  | 0 | 0 | 0 | 0 | 0 | 0 | 0
SDGE | SDGE Imperial | SDGE | ECO | 230 | 198 | LDES |  |  | 0 | 0 |  | 0 | 0 |  | 0 | 0 |  | 0 | 0 | 0 | 0 | 0 |  | 0 | 0 | 0 | 0 | 0 |  | 0 | 0 | 0 | 0 | 0 | 0 | 0
SDGE | SDGE Imperial | SDGE | ECO | 500 | 198 | LDES |  |  | 0 | 0 |  | 0 | 0 |  | 0 | 0 |  | 0 | 0 | 0 | 0 | 0 |  | 0 | 0 | 0 | 0 | 0 |  | 0 | 0 | 0 | 0 | 0 | 0 | 0
PG&E GBA | PGE GBA | PGE | Edenvale | 115 | 79 | LDES |  |  | 0 | 0 |  | 0 | 0 |  | 0 | 0 |  | 0 | 0 | 0 | 0 | 0 |  | 0 | 0 | 0 | 0 | 0 |  | 0 | 0 | 0 | 0 | 0 | 0 | 0
PG&E GBA | PGE GBA | PGE | Edes | 115 | 6 | LDES |  |  | 0 | 0 |  | 0 | 0 |  | 0 | 0 |  | 0 | 0 | 0 | 0 | 0 |  | 0 | 0 | 0 | 0 | 0 |  | 0 | 0 | 0 | 0 | 0 | 0 | 0
PG&E GBA | PGE GBA | PGE | Eight Mile | 230 | 16 | LDES |  |  | 0 | 0 |  | 0 | 0 |  | 0 | 0 |  | 0 | 0 | 0 | 0 | 0 |  | 0 | 0 | 0 | 0 | 0 |  | 0 | 0 | 0 | 0 | 0 | 0 | 0
SDGE | SDGE Imperial | SDGE | El Cajon | 69 |  | LDES |  |  | 0 | 0 |  | 0 | 0 |  | 0 | 0 |  | 0 | 0 | 0 | 0 | 0 |  | 0 | 0 | 0 | 0 | 0 |  | 0 | 0 | 0 | 0 | 0 | 0 | 0
SCE Eastern | SCE Eastern | SCE | El Casco | 230 | 156 | LDES |  |  | 0 | 0 |  | 0 | 0 |  | 0 | 0 |  | 0 | 0 | 0 | 0 | 0 |  | 0 | 0 | 0 | 0 | 0 |  | 0 | 0 | 0 | 0 | 0 | 0 | 0
PG&E GBA | PGE GBA | PGE | El Cerrito G | 115 | 6 | LDES |  |  | 0 | 0 |  | 0 | 0 |  | 0 | 0 |  | 0 | 0 | 0 | 0 | 0 |  | 0 | 0 | 0 | 0 | 0 |  | 0 | 0 | 0 | 0 | 0 | 0 | 0
PG&E NGBA | PGE NGBA | PGE | El Dorado PH | 115 | 19 | LDES |  |  | 0 | 0 |  | 0 | 0 |  | 0 | 0 |  | 0 | 0 | 0 | 0 | 0 |  | 0 | 0 | 0 | 0 | 0 |  | 0 | 0 | 0 | 0 | 0 | 0 | 0
PG&E FRESNO | PGE Fresno | PGE | El Nido (PGE) | 115 | 158 | LDES |  |  | 0 | 0 |  | 0 | 0 |  | 0 | 0 |  | 0 | 0 | 0 | 0 | 0 |  | 0 | 0 | 0 | 0 | 0 |  | 0 | 0 | 0 | 0 | 0 | 0 | 0
SCE Metro | SCE Metro | SCE | El Nido (SCE) | 230 | 132 | LDES |  |  | 0 | 0 |  | 0 | 0 |  | 0 | 0 |  | 0 | 0 | 0 | 0 | 0 |  | 0 | 0 | 0 | 0 | 0 |  | 0 | 0 | 0 | 0 | 0 | 0 | 0
PG&E GBA | PGE GBA | PGE | El Patio | 115 | 81 | LDES |  |  | 0 | 0 |  | 0 | 0 |  | 0 | 0 |  | 0 | 0 | 0 | 0 | 0 |  | 0 | 0 | 0 | 0 | 0 |  | 0 | 0 | 0 | 0 | 0 | 0 | 0
SCE Metro | SCE Metro | SCE | El Segundo | 230 | 97 | LDES |  |  | 0 | 0 |  | 0 | 0 |  | 0 | 0 |  | 0 | 0 | 0 | 0 | 0 |  | 0 | 0 | 0 | 0 | 0 |  | 0 | 0 | 0 | 0 | 0 | 0 | 0
EOP | SCE EOP | SCE | Eldorado | 230 | 161 | LDES |  |  | 0 | 0 |  | 0 | 0 |  | 0 | 0 |  | 0 | 0 | 0 | 0 | 0 |  | 0 | 0 | 0 | 0 | 0 |  | 0 | 0 | 0 | 0 | 0 | 0 | 0
EOP | SCE EOP | SCE | Eldorado | 500 | 131 | LDES |  |  | 1 | 0 |  | 0 | 0 |  | 0 | 0 |  | 0 | 0 | 0 | 0 | 560 |  | 560 | 0 | 0 | 0 | 560 |  | 560 | 560 | 0 | 560 | 560 | 0 | 560
SCE Northern | SCE Northern | SCE | Elizabeth Lake | 66 |  | LDES |  |  | 0 | 0 |  | 0 | 0 |  | 0 | 0 |  | 0 | 0 | 0 | 0 | 0 |  | 0 | 0 | 0 | 0 | 0 |  | 0 | 0 | 0 | 0 | 0 | 0 | 0
PG&E KERN | PGE Kern | PGE | Elk Hills | 230 | 106 | LDES |  |  | 0 | 0 |  | 0 | 0 |  | 0 | 0 |  | 0 | 0 | 0 | 0 | 0 |  | 0 | 0 | 0 | 0 | 0 |  | 0 | 0 | 0 | 0 | 0 | 0 | 0
SDGE | SDGE Imperial | SDGE | Elliot | 69 |  | LDES |  |  | 0 | 0 |  | 0 | 0 |  | 0 | 0 |  | 0 | 0 | 0 | 0 | 0 |  | 0 | 0 | 0 | 0 | 0 |  | 0 | 0 | 0 | 0 | 0 | 0 | 0
SCE Metro | SCE Metro | SCE | Ellis | 230 | 97 | LDES |  |  | 0 | 0 |  | 0 | 0 |  | 0 | 0 |  | 0 | 0 | 0 | 0 | 0 |  | 0 | 0 | 0 | 0 | 0 |  | 0 | 0 | 0 | 0 | 0 | 0 | 0
SDGE | SDGE Imperial | SDGE | Encina | 138 | 171 | LDES |  |  | 0 | 0 |  | 0 | 0 |  | 0 | 0 |  | 0 | 0 | 0 | 0 | 0 |  | 0 | 0 | 0 | 0 | 0 |  | 0 | 0 | 0 | 0 | 0 | 0 | 0
SDGE | SDGE Imperial | SDGE | Encina | 230 | 171 | LDES |  |  | 0 | 0 |  | 0 | 0 |  | 0 | 0 |  | 0 | 0 | 0 | 0 | 0 |  | 0 | 0 | 0 | 0 | 0 |  | 0 | 0 | 0 | 0 | 0 | 0 | 0
SDGE | SDGE Imperial | SDGE | Escondido | 230 | 195 | LDES |  |  | 0 | 0 |  | 0 | 0 |  | 0 | 0 |  | 0 | 0 | 0 | 0 | 0 |  | 0 | 0 | 0 | 0 | 0 |  | 0 | 0 | 0 | 0 | 0 | 0 | 0
SDGE | SDGE Imperial | SDGE | Escondido | 69 |  | LDES |  |  | 0 | 0 |  | 0 | 0 |  | 0 | 0 |  | 0 | 0 | 0 | 0 | 0 |  | 0 | 0 | 0 | 0 | 0 |  | 0 | 0 | 0 | 0 | 0 | 0 | 0
PG&E KERN | PGE Kern | PGE | Estrella | 230 | 111 | LDES |  |  | 0 | 0 |  | 0 | 0 |  | 0 | 0 |  | 0 | 0 | 0 | 0 | 0 |  | 0 | 0 | 0 | 0 | 0 |  | 0 | 0 | 0 | 0 | 0 | 0 | 0
SCE Eastern | SCE Eastern | SCE | Etiwanda | 230 | 121 | LDES |  |  | 1 | 0 |  | 0 | 0 |  | 0 | 0 |  | 0 | 0 | 0 | 0 | 660 |  | 660 | 0 | 0 | 0 | 660 |  | 660 | 660 | 0 | 660 | 660 | 0 | 660
PG&E GBA | PGE GBA | PGE | Evergreen | 115 | 11 | LDES |  |  | 0 | 0 |  | 0 | 0 |  | 0 | 0 |  | 0 | 0 | 0 | 0 | 0 |  | 0 | 0 | 0 | 0 | 0 |  | 0 | 0 | 0 | 0 | 0 | 0 | 0
PG&E GBA | PGE GBA | PGE | Evergreen | 60 |  | LDES |  |  | 0 | 0 |  | 0 | 0 |  | 0 | 0 |  | 0 | 0 | 0 | 0 | 0 |  | 0 | 0 | 0 | 0 | 0 |  | 0 | 0 | 0 | 0 | 0 | 0 | 0
PG&E FRESNO | PGE Fresno | PGE | Excelsior | 115 | 134 | LDES |  |  | 0 | 0 |  | 0 | 0 |  | 0 | 0 |  | 0 | 0 | 0 | 0 | 0 |  | 0 | 0 | 0 | 0 | 0 |  | 0 | 0 | 0 | 0 | 0 | 0 | 0
PG&E FRESNO | PGE Fresno | PGE | Exchequer | 115 | 163 | LDES |  |  | 0 | 0 |  | 0 | 0 |  | 0 | 0 |  | 0 | 0 | 0 | 0 | 0 |  | 0 | 0 | 0 | 0 | 0 |  | 0 | 0 | 0 | 0 | 0 | 0 | 0
PG&E KERN | PGE Kern | PGE | Fairway | 115 | 111 | LDES |  |  | 0 | 0 |  | 0 | 0 |  | 0 | 0 |  | 0 | 0 | 0 | 0 | 0 |  | 0 | 0 | 0 | 0 | 0 |  | 0 | 0 | 0 | 0 | 0 | 0 | 0
PG&E KERN | PGE Kern | PGE | Famoso | 115 | 74 | LDES |  |  | 0 | 0 |  | 0 | 0 |  | 0 | 0 |  | 0 | 0 | 0 | 0 | 0 |  | 0 | 0 | 0 | 0 | 0 |  | 0 | 0 | 0 | 0 | 0 | 0 | 0
PG&E NGBA | PGE NGBA | PGE | Fern Road | 500 | 1 | LDES |  |  | 0 | 0 |  | 0 | 0 |  | 0 | 0 |  | 0 | 0 | 0 | 0 | 0 |  | 0 | 0 | 0 | 0 | 0 |  | 0 | 0 | 0 | 0 | 0 | 0 | 0
PG&E GBA | PGE GBA | PGE | Fibreboard (SPI Sonora) | 115 | 44 | LDES |  |  | 0 | 0 |  | 0 | 0 |  | 0 | 0 |  | 0 | 0 | 0 | 0 | 0 |  | 0 | 0 | 0 | 0 | 0 |  | 0 | 0 | 0 | 0 | 0 | 0 | 0
PG&E FRESNO | PGE Fresno | PGE | Figarden | 230 | 138 | LDES |  |  | 0 | 0 |  | 0 | 0 |  | 0 | 0 |  | 0 | 0 | 0 | 0 | 0 |  | 0 | 0 | 0 | 0 | 0 |  | 0 | 0 | 0 | 0 | 0 | 0 | 0
PG&E FRESNO | PGE Fresno | PGE | Fink | 230 | 64 | LDES |  |  | 0 | 0 |  | 0 | 0 |  | 0 | 0 |  | 0 | 0 | 0 | 0 | 0 |  | 0 | 0 | 0 | 0 | 0 |  | 0 | 0 | 0 | 0 | 0 | 0 | 0
PG&E NGBA | PGE NGBA | PGE | Fitch Mountain | 60 |  | LDES |  |  | 0 | 0 |  | 0 | 0 |  | 0 | 0 |  | 0 | 0 | 0 | 0 | 0 |  | 0 | 0 | 0 | 0 | 0 |  | 0 | 0 | 0 | 0 | 0 | 0 | 0
PG&E GBA | PGE GBA | PGE | FMC | 115 | 11 | LDES |  |  | 0 | 0 |  | 0 | 0 |  | 0 | 0 |  | 0 | 0 | 0 | 0 | 0 |  | 0 | 0 | 0 | 0 | 0 |  | 0 | 0 | 0 | 0 | 0 | 0 | 0
PG&E GBA | PGE GBA | PGE | Fremont | 115 | 5 | LDES |  |  | 0 | 0 |  | 0 | 0 |  | 0 | 0 |  | 0 | 0 | 0 | 0 | 0 |  | 0 | 0 | 0 | 0 | 0 |  | 0 | 0 | 0 | 0 | 0 | 0 | 0
PG&E GBA | PGE GBA | PGE | French Camp | 60 |  | LDES |  |  | 0 | 0 |  | 0 | 0 |  | 0 | 0 |  | 0 | 0 | 0 | 0 | 0 |  | 0 | 0 | 0 | 0 | 0 |  | 0 | 0 | 0 | 0 | 0 | 0 | 0
PG&E GBA | PGE GBA | PGE | Frogtown | 115 | 12 | LDES |  |  | 0 | 0 |  | 0 | 0 |  | 0 | 0 |  | 0 | 0 | 0 | 0 | 0 |  | 0 | 0 | 0 | 0 | 0 |  | 0 | 0 | 0 | 0 | 0 | 0 | 0
PG&E NGBA | PGE NGBA | PGE | Fulton | 115 | 58 | LDES |  |  | 0 | 0 |  | 0 | 0 |  | 0 | 0 |  | 0 | 0 | 0 | 0 | 0 |  | 0 | 0 | 0 | 0 | 0 |  | 0 | 0 | 0 | 0 | 0 | 0 | 0
PG&E NGBA | PGE NGBA | PGE | Fulton | 230 | 61 | LDES |  |  | 0 | 0 |  | 0 | 0 |  | 0 | 0 |  | 0 | 0 | 0 | 0 | 0 |  | 0 | 0 | 0 | 0 | 0 |  | 0 | 0 | 0 | 0 | 0 | 0 | 0
PG&E NGBA | PGE NGBA | PGE | Fulton | 60 |  | LDES |  |  | 0 | 0 |  | 0 | 0 |  | 0 | 0 |  | 0 | 0 | 0 | 0 | 0 |  | 0 | 0 | 0 | 0 | 0 |  | 0 | 0 | 0 | 0 | 0 | 0 | 0
PG&E KERN | PGE Kern | PGE | Ganso | 115 | 83 | LDES |  |  | 0 | 0 |  | 0 | 0 |  | 0 | 0 |  | 0 | 0 | 0 | 0 | 0 |  | 0 | 0 | 0 | 0 | 0 |  | 0 | 0 | 0 | 0 | 0 | 0 | 0
PG&E FRESNO | PGE Fresno | PGE | Gates | 230 | 135 | LDES |  |  | 0 | 0 |  | 0 | 0 |  | 0 | 0 |  | 0 | 0 | 0 | 0 | 0 |  | 0 | 0 | 0 | 0 | 0 |  | 0 | 0 | 0 | 0 | 0 | 0 | 0
PG&E FRESNO | PGE Fresno | PGE | Gates | 500 | 133 | LDES |  |  | 0 | 0 |  | 0 | 0 |  | 0 | 0 |  | 0 | 0 | 0 | 0 | 0 |  | 0 | 0 | 0 | 0 | 0 |  | 0 | 0 | 0 | 0 | 0 | 0 | 0
PG&E NGBA | PGE NGBA | PGE | Geysers 12 | 230 | 61 | LDES |  |  | 0 | 0 |  | 0 | 0 |  | 0 | 0 |  | 0 | 0 | 0 | 0 | 0 |  | 0 | 0 | 0 | 0 | 0 |  | 0 | 0 | 0 | 0 | 0 | 0 | 0
PG&E NGBA | PGE NGBA | PGE | Geysers 17 | 230 | 61 | LDES |  |  | 0 | 0 |  | 0 | 0 |  | 0 | 0 |  | 0 | 0 | 0 | 0 | 0 |  | 0 | 0 | 0 | 0 | 0 |  | 0 | 0 | 0 | 0 | 0 | 0 | 0
PG&E NGBA | PGE NGBA | PGE | Geysers 3 | 115 | 37 | LDES |  |  | 0 | 0 |  | 0 | 0 |  | 0 | 0 |  | 0 | 0 | 0 | 0 | 0 |  | 0 | 0 | 0 | 0 | 0 |  | 0 | 0 | 0 | 0 | 0 | 0 | 0
PG&E NGBA | PGE NGBA | PGE | Glenn | 230 | 1 | LDES |  |  | 0 | 0 |  | 0 | 0 |  | 0 | 0 |  | 0 | 0 | 0 | 0 | 0 |  | 0 | 0 | 0 | 0 | 0 |  | 0 | 0 | 0 | 0 | 0 | 0 | 0
PG&E NGBA | PGE NGBA | PGE | Glenn | 60 |  | LDES |  |  | 0 | 0 |  | 0 | 0 |  | 0 | 0 |  | 0 | 0 | 0 | 0 | 0 |  | 0 | 0 | 0 | 0 | 0 |  | 0 | 0 | 0 | 0 | 0 | 0 | 0
PG&E NGBA | PGE NGBA | PGE | Gold Hill | 115 | 16 | LDES |  |  | 0 | 0 |  | 0 | 0 |  | 0 | 0 |  | 0 | 0 | 0 | 0 | 0 |  | 0 | 0 | 0 | 0 | 0 |  | 0 | 0 | 0 | 0 | 0 | 0 | 0
PG&E NGBA | PGE NGBA | PGE | Gold Hill | 230 | 19 | LDES |  |  | 0 | 0 |  | 0 | 0 |  | 0 | 0 |  | 0 | 0 | 0 | 0 | 0 |  | 0 | 0 | 0 | 0 | 0 |  | 0 | 0 | 0 | 0 | 0 | 0 | 0
SCE Northern | SCE Northern | SCE | Goleta | 230 | 157 | LDES |  |  | 0 | 0 |  | 0 | 0 |  | 0 | 0 |  | 0 | 0 | 0 | 0 | 0 |  | 0 | 0 | 0 | 0 | 0 |  | 0 | 0 | 0 | 0 | 0 | 0 | 0
SCE Metro | SCE Metro | SCE | Goodrich | 230 | 97 | LDES |  |  | 0 | 0 |  | 0 | 0 |  | 0 | 0 |  | 0 | 0 | 0 | 0 | 0 |  | 0 | 0 | 0 | 0 | 0 |  | 0 | 0 | 0 | 0 | 0 | 0 | 0
PG&E KERN | PGE Kern | PGE | Goose Lake | 115 | 74 | LDES |  |  | 0 | 0 |  | 0 | 0 |  | 0 | 0 |  | 0 | 0 | 0 | 0 | 0 |  | 0 | 0 | 0 | 0 | 0 |  | 0 | 0 | 0 | 0 | 0 | 0 | 0
SCE Metro | SCE Metro | SCE | Gould | 230 | 97 | LDES |  |  | 0 | 0 |  | 0 | 0 |  | 0 | 0 |  | 0 | 0 | 0 | 0 | 0 |  | 0 | 0 | 0 | 0 | 0 |  | 0 | 0 | 0 | 0 | 0 | 0 | 0
PG&E NGBA | PGE NGBA | PGE | Grand Island | 115 | 17 | LDES |  |  | 0 | 0 |  | 0 | 0 |  | 0 | 0 |  | 0 | 0 | 0 | 0 | 0 |  | 0 | 0 | 0 | 0 | 0 |  | 0 | 0 | 0 | 0 | 0 | 0 | 0
SDGE | SDGE Imperial | SDGE | Granite | 69 |  | LDES |  |  | 0 | 0 |  | 0 | 0 |  | 0 | 0 |  | 0 | 0 | 0 | 0 | 0 |  | 0 | 0 | 0 | 0 | 0 |  | 0 | 0 | 0 | 0 | 0 | 0 | 0
PG&E GBA | PGE GBA | PGE | Grant | 115 | 3 | LDES |  |  | 0 | 0 |  | 0 | 0 |  | 0 | 0 |  | 0 | 0 | 0 | 0 | 0 |  | 0 | 0 | 0 | 0 | 0 |  | 0 | 0 | 0 | 0 | 0 | 0 | 0
PG&E GBA | PGE GBA | PGE | Green Valley | 115 | 87 | LDES |  |  | 0 | 0 |  | 0 | 0 |  | 0 | 0 |  | 0 | 0 | 0 | 0 | 0 |  | 0 | 0 | 0 | 0 | 0 |  | 0 | 0 | 0 | 0 | 0 | 0 | 0
PG&E NGBA | PGE NGBA | PGE | Greenleaf 1 | 115 | 22 | LDES |  |  | 0 | 0 |  | 0 | 0 |  | 0 | 0 |  | 0 | 0 | 0 | 0 | 0 |  | 0 | 0 | 0 | 0 | 0 |  | 0 | 0 | 0 | 0 | 0 | 0 | 0
PG&E FRESNO | PGE Fresno | PGE | Gregg | 230 | 149 | LDES |  | Mapped as PSH (Helms Uprate) | 1 | 0 |  | 0 | 0 |  | 0 | 0 |  | 0 | 0 | 0 | 0 | 140 |  | 140 | 0 | 0 | 0 | 140 |  | 140 | 140 | 0 | 140 | 140 | 0 | 140
PG&E FRESNO | PGE Fresno | PGE | Grimmway-Malaga | 115 | 117 | LDES |  |  | 0 | 0 |  | 0 | 0 |  | 0 | 0 |  | 0 | 0 | 0 | 0 | 0 |  | 0 | 0 | 0 | 0 | 0 |  | 0 | 0 | 0 | 0 | 0 | 0 | 0
PG&E NGBA | PGE NGBA | PGE | Grizzly | 230 | 24 | LDES |  |  | 0 | 0 |  | 0 | 0 |  | 0 | 0 |  | 0 | 0 | 0 | 0 | 0 |  | 0 | 0 | 0 | 0 | 0 |  | 0 | 0 | 0 | 0 | 0 | 0 | 0
PG&E FRESNO | PGE Fresno | PGE | Guernsey | 70 |  | LDES |  |  | 0 | 0 |  | 0 | 0 |  | 0 | 0 |  | 0 | 0 | 0 | 0 | 0 |  | 0 | 0 | 0 | 0 | 0 |  | 0 | 0 | 0 | 0 | 0 | 0 | 0
PG&E FRESNO | PGE Fresno | PGE | GWF Hanford | 115 | 125 | LDES |  |  | 0 | 0 |  | 0 | 0 |  | 0 | 0 |  | 0 | 0 | 0 | 0 | 0 |  | 0 | 0 | 0 | 0 | 0 |  | 0 | 0 | 0 | 0 | 0 | 0 | 0
PG&E FRESNO | PGE Fresno | PGE | Haas | 230 | 117 | LDES |  |  | 0 | 0 |  | 0 | 0 |  | 0 | 0 |  | 0 | 0 | 0 | 0 | 0 |  | 0 | 0 | 0 | 0 | 0 |  | 0 | 0 | 0 | 0 | 0 | 0 | 0
PG&E FRESNO | PGE Fresno | PGE | Hammonds | 115 | 114 | LDES |  |  | 0 | 0 |  | 0 | 0 |  | 0 | 0 |  | 0 | 0 | 0 | 0 | 0 |  | 0 | 0 | 0 | 0 | 0 |  | 0 | 0 | 0 | 0 | 0 | 0 | 0
SCE Metro | SCE Metro | SCE | HarborGen | 230 | 97 | LDES |  |  | 0 | 0 |  | 0 | 0 |  | 0 | 0 |  | 0 | 0 | 0 | 0 | 0 |  | 0 | 0 | 0 | 0 | 0 |  | 0 | 0 | 0 | 0 | 0 | 0 | 0
PG&E NGBA | PGE NGBA | PGE | Harris | 60 |  | LDES |  |  | 0 | 0 |  | 0 | 0 |  | 0 | 0 |  | 0 | 0 | 0 | 0 | 0 |  | 0 | 0 | 0 | 0 | 0 |  | 0 | 0 | 0 | 0 | 0 | 0 | 0
EOP | SCE EOP | SCE | Harry Allen | 500 | 161 | LDES |  |  | 0 | 0 |  | 0 | 0 |  | 0 | 0 |  | 0 | 0 | 0 | 0 | 0 |  | 0 | 0 | 0 | 0 | 0 |  | 0 | 0 | 0 | 0 | 0 | 0 | 0
PG&E NGBA | PGE NGBA | PGE | Hartley | 60 |  | LDES |  |  | 0 | 0 |  | 0 | 0 |  | 0 | 0 |  | 0 | 0 | 0 | 0 | 0 |  | 0 | 0 | 0 | 0 | 0 |  | 0 | 0 | 0 | 0 | 0 | 0 | 0
SCE NOL | SCE NOL | SCE | Harvard | 115 | 160 | LDES |  |  | 0 | 0 |  | 0 | 0 |  | 0 | 0 |  | 0 | 0 | 0 | 0 | 0 |  | 0 | 0 | 0 | 0 | 0 |  | 0 | 0 | 0 | 0 | 0 | 0 | 0
SDGE | SDGE Arizona | SDGE | Hassayampa | 500 | 180 | LDES |  |  | 0 | 0 |  | 0 | 0 |  | 0 | 0 |  | 0 | 0 | 0 | 0 | 0 |  | 0 | 0 | 0 | 0 | 0 |  | 0 | 0 | 0 | 0 | 0 | 0 | 0
PG&E FRESNO | PGE Fresno | PGE | Helm | 230 | 117 | LDES |  |  | 0 | 0 |  | 0 | 0 |  | 0 | 0 |  | 0 | 0 | 0 | 0 | 0 |  | 0 | 0 | 0 | 0 | 0 |  | 0 | 0 | 0 | 0 | 0 | 0 | 0
PG&E FRESNO | PGE Fresno | PGE | Helm | 70 |  | LDES |  |  | 0 | 0 |  | 0 | 0 |  | 0 | 0 |  | 0 | 0 | 0 | 0 | 0 |  | 0 | 0 | 0 | 0 | 0 |  | 0 | 0 | 0 | 0 | 0 | 0 | 0
PG&E FRESNO | PGE Fresno | PGE | Henrietta | 115 | 90 | LDES |  |  | 0 | 0 |  | 0 | 0 |  | 0 | 0 |  | 0 | 0 | 0 | 0 | 0 |  | 0 | 0 | 0 | 0 | 0 |  | 0 | 0 | 0 | 0 | 0 | 0 | 0
PG&E FRESNO | PGE Fresno | PGE | Henrietta | 230 | 75 | LDES |  |  | 0 | 0 |  | 0 | 0 |  | 0 | 0 |  | 0 | 0 | 0 | 0 | 0 |  | 0 | 0 | 0 | 0 | 0 |  | 0 | 0 | 0 | 0 | 0 | 0 | 0
PG&E FRESNO | PGE Fresno | PGE | Henrietta | 70 |  | LDES |  |  | 0 | 0 |  | 0 | 0 |  | 0 | 0 |  | 0 | 0 | 0 | 0 | 0 |  | 0 | 0 | 0 | 0 | 0 |  | 0 | 0 | 0 | 0 | 0 | 0 | 0
PG&E FRESNO | PGE Fresno | PGE | Herndon | 115 | 136 | LDES |  |  | 0 | 0 |  | 0 | 0 |  | 0 | 0 |  | 0 | 0 | 0 | 0 | 0 |  | 0 | 0 | 0 | 0 | 0 |  | 0 | 0 | 0 | 0 | 0 | 0 | 0
PG&E FRESNO | PGE Fresno | PGE | Herndon | 230 | 138 | LDES |  |  | 0 | 0 |  | 0 | 0 |  | 0 | 0 |  | 0 | 0 | 0 | 0 | 0 |  | 0 | 0 | 0 | 0 | 0 |  | 0 | 0 | 0 | 0 | 0 | 0 | 0
PG&E GBA | PGE GBA | PGE | Hicks | 230 | 80 | LDES |  |  | 0 | 0 |  | 0 | 0 |  | 0 | 0 |  | 0 | 0 | 0 | 0 | 0 |  | 0 | 0 | 0 | 0 | 0 |  | 0 | 0 | 0 | 0 | 0 | 0 | 0
PG&E NGBA | PGE NGBA | PGE | Higgins | 115 | 20 | LDES |  |  | 0 | 0 |  | 0 | 0 |  | 0 | 0 |  | 0 | 0 | 0 | 0 | 0 |  | 0 | 0 | 0 | 0 | 0 |  | 0 | 0 | 0 | 0 | 0 | 0 | 0
PG&E NGBA | PGE NGBA | PGE | Hilltop | 345 | 1 | LDES |  |  | 0 | 0 |  | 0 | 0 |  | 0 | 0 |  | 0 | 0 | 0 | 0 | 0 |  | 0 | 0 | 0 | 0 | 0 |  | 0 | 0 | 0 | 0 | 0 | 0 | 0
SCE Metro | SCE Metro | SCE | Hinson | 230 | 132 | LDES |  |  | 0 | 0 |  | 0 | 0 |  | 0 | 0 |  | 0 | 0 | 0 | 0 | 0 |  | 0 | 0 | 0 | 0 | 0 |  | 0 | 0 | 0 | 0 | 0 | 0 | 0
PG&E GBA | PGE GBA | PGE | Hollister | 115 | 85 | LDES |  |  | 0 | 0 |  | 0 | 0 |  | 0 | 0 |  | 0 | 0 | 0 | 0 | 0 |  | 0 | 0 | 0 | 0 | 0 |  | 0 | 0 | 0 | 0 | 0 | 0 | 0
PG&E NGBA | PGE NGBA | PGE | Homestake | 115 | 37 | LDES |  |  | 0 | 0 |  | 0 | 0 |  | 0 | 0 |  | 0 | 0 | 0 | 0 | 0 |  | 0 | 0 | 0 | 0 | 0 |  | 0 | 0 | 0 | 0 | 0 | 0 | 0
PG&E NGBA | PGE NGBA | PGE | Honcut | 115 | 22 | LDES |  |  | 0 | 0 |  | 0 | 0 |  | 0 | 0 |  | 0 | 0 | 0 | 0 | 0 |  | 0 | 0 | 0 | 0 | 0 |  | 0 | 0 | 0 | 0 | 0 | 0 | 0
SDGE | SDGE Arizona | SDGE | Hoodoo Wash | 500 | 184 | LDES |  |  | 0 | 0 |  | 0 | 0 |  | 0 | 0 |  | 0 | 0 | 0 | 0 | 0 |  | 0 | 0 | 0 | 0 | 0 |  | 0 | 0 | 0 | 0 | 0 | 0 | 0
PG&E NGBA | PGE NGBA | PGE | Hopland | 115 | 27 | LDES |  |  | 0 | 0 |  | 0 | 0 |  | 0 | 0 |  | 0 | 0 | 0 | 0 | 0 |  | 0 | 0 | 0 | 0 | 0 |  | 0 | 0 | 0 | 0 | 0 | 0 | 0
PG&E NGBA | PGE NGBA | PGE | Hopland | 60 |  | LDES |  |  | 0 | 0 |  | 0 | 0 |  | 0 | 0 |  | 0 | 0 | 0 | 0 | 0 |  | 0 | 0 | 0 | 0 | 0 |  | 0 | 0 | 0 | 0 | 0 | 0 | 0
PG&E NGBA | PGE NGBA | PGE | Humboldt | 115 | 1 | LDES |  |  | 0 | 0 |  | 0 | 0 |  | 0 | 0 |  | 0 | 0 | 0 | 0 | 0 |  | 0 | 0 | 0 | 0 | 0 |  | 0 | 0 | 0 | 0 | 0 | 0 | 0
PG&E NGBA | PGE NGBA | PGE | Humboldt | 60 |  | LDES |  |  | 0 | 0 |  | 0 | 0 |  | 0 | 0 |  | 0 | 0 | 0 | 0 | 0 |  | 0 | 0 | 0 | 0 | 0 |  | 0 | 0 | 0 | 0 | 0 | 0 | 0
PG&E NGBA | PGE NGBA | PGE | Humboldt | 500 | 1 | LDES |  |  | 0 | 0 |  | 0 | 0 |  | 0 | 0 |  | 0 | 0 | 0 | 0 | 0 |  | 0 | 0 | 0 | 0 | 0 |  | 0 | 0 | 0 | 0 | 0 | 0 | 0
SCE Metro | SCE Metro | SCE | Huntington Beach | 230 | 97 | LDES |  |  | 0 | 0 |  | 0 | 0 |  | 0 | 0 |  | 0 | 0 | 0 | 0 | 0 |  | 0 | 0 | 0 | 0 | 0 |  | 0 | 0 | 0 | 0 | 0 | 0 | 0
PG&E NGBA | PGE NGBA | PGE | Ignacio | 115 | 47 | LDES |  |  | 0 | 0 |  | 0 | 0 |  | 0 | 0 |  | 0 | 0 | 0 | 0 | 0 |  | 0 | 0 | 0 | 0 | 0 |  | 0 | 0 | 0 | 0 | 0 | 0 | 0
PG&E NGBA | PGE NGBA | PGE | Ignacio | 230 | 27 | LDES |  |  | 0 | 0 |  | 0 | 0 |  | 0 | 0 |  | 0 | 0 | 0 | 0 | 0 |  | 0 | 0 | 0 | 0 | 0 |  | 0 | 0 | 0 | 0 | 0 | 0 | 0
PG&E NGBA | PGE NGBA | PGE | Ignacio | 60 |  | LDES |  |  | 0 | 0 |  | 0 | 0 |  | 0 | 0 |  | 0 | 0 | 0 | 0 | 0 |  | 0 | 0 | 0 | 0 | 0 |  | 0 | 0 | 0 | 0 | 0 | 0 | 0
SDGE | SDGE Imperial | SDGE | Imperial Beach | 69 |  | LDES |  |  | 0 | 0 |  | 0 | 0 |  | 0 | 0 |  | 0 | 0 | 0 | 0 | 0 |  | 0 | 0 | 0 | 0 | 0 |  | 0 | 0 | 0 | 0 | 0 | 0 | 0
SDGE | SDGE Imperial | SDGE | Imperial Valley | 230 | 196 | LDES |  |  | 0 | 0 |  | 0 | 0 |  | 0 | 0 |  | 0 | 0 | 0 | 0 | 0 |  | 0 | 0 | 0 | 0 | 0 |  | 0 | 0 | 0 | 0 | 0 | 0 | 0
SDGE | SDGE Imperial | SDGE | Imperial Valley | 500 | 196 | LDES |  |  | 0 | 0 |  | 0 | 0 |  | 0 | 0 |  | 0 | 0 | 0 | 0 | 0 |  | 0 | 0 | 0 | 0 | 0 |  | 0 | 0 | 0 | 0 | 0 | 0 | 0
EOP | SCE EOP | SCE | Innovation | 138 | 177 | LDES |  |  | 0 | 0 |  | 0 | 0 |  | 0 | 0 |  | 0 | 0 | 0 | 0 | 0 |  | 0 | 0 | 0 | 0 | 0 |  | 0 | 0 | 0 | 0 | 0 | 0 | 0
EOP | SCE EOP | SCE | Innovation | 230 | 177 | LDES |  |  | 0 | 0 |  | 0 | 0 |  | 0 | 0 |  | 0 | 0 | 0 | 0 | 0 |  | 0 | 0 | 0 | 0 | 0 |  | 0 | 0 | 0 | 0 | 0 | 0 | 0
SCE NOL | SCE NOL | SCE | Inyokern | 115 | 160 | LDES |  |  | 0 | 0 |  | 0 | 0 |  | 0 | 0 |  | 0 | 0 | 0 | 0 | 0 |  | 0 | 0 | 0 | 0 | 0 |  | 0 | 0 | 0 | 0 | 0 | 0 | 0
EOP | SCE EOP | SCE | IS Tap | 138 | 177 | LDES |  |  | 0 | 0 |  | 0 | 0 |  | 0 | 0 |  | 0 | 0 | 0 | 0 | 0 |  | 0 | 0 | 0 | 0 | 0 |  | 0 | 0 | 0 | 0 | 0 | 0 | 0
EOP | SCE EOP | SCE | Ivanpah | 115 | 161 | LDES |  |  | 0 | 0 |  | 0 | 0 |  | 0 | 0 |  | 0 | 0 | 0 | 0 | 0 |  | 0 | 0 | 0 | 0 | 0 |  | 0 | 0 | 0 | 0 | 0 | 0 | 0
EOP | SCE EOP | SCE | Ivanpah | 230 | 161 | LDES |  |  | 0 | 0 |  | 0 | 0 |  | 0 | 0 |  | 0 | 0 | 0 | 0 | 0 |  | 0 | 0 | 0 | 0 | 0 |  | 0 | 0 | 0 | 0 | 0 | 0 | 0
EOP | SCE EOP | SCE | Jackass (DOE) | 138 | 177 | LDES |  |  | 0 | 0 |  | 0 | 0 |  | 0 | 0 |  | 0 | 0 | 0 | 0 | 0 |  | 0 | 0 | 0 | 0 | 0 |  | 0 | 0 | 0 | 0 | 0 | 0 | 0
PG&E NGBA | PGE NGBA | PGE | James B Black | 230 | 1 | LDES |  |  | 0 | 0 |  | 0 | 0 |  | 0 | 0 |  | 0 | 0 | 0 | 0 | 0 |  | 0 | 0 | 0 | 0 | 0 |  | 0 | 0 | 0 | 0 | 0 | 0 | 0
PG&E GBA | PGE GBA | PGE | Jefferson | 230 | 80 | LDES |  |  | 0 | 0 |  | 0 | 0 |  | 0 | 0 |  | 0 | 0 | 0 | 0 | 0 |  | 0 | 0 | 0 | 0 | 0 |  | 0 | 0 | 0 | 0 | 0 | 0 | 0
PG&E NGBA | PGE NGBA | PGE | Jessup | 115 | 1 | LDES |  |  | 0 | 0 |  | 0 | 0 |  | 0 | 0 |  | 0 | 0 | 0 | 0 | 0 |  | 0 | 0 | 0 | 0 | 0 |  | 0 | 0 | 0 | 0 | 0 | 0 | 0
SCE Metro | SCE Metro | SCE | Johanna | 230 | 97 | LDES |  |  | 0 | 0 |  | 0 | 0 |  | 0 | 0 |  | 0 | 0 | 0 | 0 | 0 |  | 0 | 0 | 0 | 0 | 0 |  | 0 | 0 | 0 | 0 | 0 | 0 | 0
SCE Eastern | SCE Eastern | SCE | Julian Hinds | 230 | 174 | LDES |  |  | 0 | 0 |  | 0 | 0 |  | 0 | 0 |  | 0 | 0 | 0 | 0 | 0 |  | 0 | 0 | 0 | 0 | 0 |  | 0 | 0 | 0 | 0 | 0 | 0 | 0
PG&E GBA | PGE GBA | PGE | Kasson | 115 | 12 | LDES |  |  | 0 | 0 |  | 0 | 0 |  | 0 | 0 |  | 0 | 0 | 0 | 0 | 0 |  | 0 | 0 | 0 | 0 | 0 |  | 0 | 0 | 0 | 0 | 0 | 0 | 0
PG&E GBA | PGE GBA | PGE | Kasson | 60 |  | LDES |  |  | 0 | 0 |  | 0 | 0 |  | 0 | 0 |  | 0 | 0 | 0 | 0 | 0 |  | 0 | 0 | 0 | 0 | 0 |  | 0 | 0 | 0 | 0 | 0 | 0 | 0
PG&E FRESNO | PGE Fresno | PGE | Kearney | 230 | 140 | LDES |  |  | 0 | 0 |  | 0 | 0 |  | 0 | 0 |  | 0 | 0 | 0 | 0 | 0 |  | 0 | 0 | 0 | 0 | 0 |  | 0 | 0 | 0 | 0 | 0 | 0 | 0
PG&E FRESNO | PGE Fresno | PGE | Kearney | 70 |  | LDES |  |  | 0 | 0 |  | 0 | 0 |  | 0 | 0 |  | 0 | 0 | 0 | 0 | 0 |  | 0 | 0 | 0 | 0 | 0 |  | 0 | 0 | 0 | 0 | 0 | 0 | 0
PG&E GBA | PGE GBA | PGE | Kelso | 230 | 32 | LDES |  |  | 0 | 0 |  | 0 | 0 |  | 0 | 0 |  | 0 | 0 | 0 | 0 | 0 |  | 0 | 0 | 0 | 0 | 0 |  | 0 | 0 | 0 | 0 | 0 | 0 | 0
PG&E FRESNO | PGE Fresno | PGE | Kerchoff 1 | 115 | 150 | LDES |  |  | 0 | 0 |  | 0 | 0 |  | 0 | 0 |  | 0 | 0 | 0 | 0 | 0 |  | 0 | 0 | 0 | 0 | 0 |  | 0 | 0 | 0 | 0 | 0 | 0 | 0
PG&E KERN | PGE Kern | PGE | Kern Oil | 115 | 101 | LDES |  |  | 0 | 0 |  | 0 | 0 |  | 0 | 0 |  | 0 | 0 | 0 | 0 | 0 |  | 0 | 0 | 0 | 0 | 0 |  | 0 | 0 | 0 | 0 | 0 | 0 | 0
PG&E KERN | PGE Kern | PGE | Kern PP | 115 | 104 | LDES |  |  | 1 | 0 |  | 0 | 0 |  | 0 | 0 |  | 0 | 0 | 0 | 0 | 260 |  | 260 | 0 | 0 | 0 | 260 |  | 260 | 260 | 0 | 260 | 260 | 0 | 260
PG&E KERN | PGE Kern | PGE | Kern PP | 230 | 96 | LDES |  |  | 0 | 0 |  | 0 | 0 |  | 0 | 0 |  | 0 | 0 | 0 | 0 | 0 |  | 0 | 0 | 0 | 0 | 0 |  | 0 | 0 | 0 | 0 | 0 | 0 | 0
PG&E KERN | PGE Kern | PGE | Kern PP | 70 |  | LDES |  |  | 0 | 0 |  | 0 | 0 |  | 0 | 0 |  | 0 | 0 | 0 | 0 | 0 |  | 0 | 0 | 0 | 0 | 0 |  | 0 | 0 | 0 | 0 | 0 | 0 | 0
PG&E KERN | PGE Kern | PGE | Kernridge | 115 | 100 | LDES |  |  | 0 | 0 |  | 0 | 0 |  | 0 | 0 |  | 0 | 0 | 0 | 0 | 0 |  | 0 | 0 | 0 | 0 | 0 |  | 0 | 0 | 0 | 0 | 0 | 0 | 0
PG&E FRESNO | PGE Fresno | PGE | Kingsburg | 115 | 148 | LDES |  |  | 0 | 0 |  | 0 | 0 |  | 0 | 0 |  | 0 | 0 | 0 | 0 | 0 |  | 0 | 0 | 0 | 0 | 0 |  | 0 | 0 | 0 | 0 | 0 | 0 | 0
PG&E GBA | PGE GBA | PGE | Kirker | 115 | 1 | LDES |  |  | 0 | 0 |  | 0 | 0 |  | 0 | 0 |  | 0 | 0 | 0 | 0 | 0 |  | 0 | 0 | 0 | 0 | 0 |  | 0 | 0 | 0 | 0 | 0 | 0 | 0
PG&E NGBA | PGE NGBA | PGE | Knights Landing | 115 | 18 | LDES |  |  | 0 | 0 |  | 0 | 0 |  | 0 | 0 |  | 0 | 0 | 0 | 0 | 0 |  | 0 | 0 | 0 | 0 | 0 |  | 0 | 0 | 0 | 0 | 0 | 0 | 0
PG&E NGBA | PGE NGBA | PGE | Konocti | 60 |  | LDES |  |  | 0 | 0 |  | 0 | 0 |  | 0 | 0 |  | 0 | 0 | 0 | 0 | 0 |  | 0 | 0 | 0 | 0 | 0 |  | 0 | 0 | 0 | 0 | 0 | 0 | 0
SCE NOL | SCE NOL | SCE | Kramer | 115 | 160 | LDES |  |  | 0 | 0 |  | 0 | 0 |  | 0 | 0 |  | 0 | 0 | 0 | 0 | 0 |  | 0 | 0 | 0 | 0 | 0 |  | 0 | 0 | 0 | 0 | 0 | 0 | 0
SCE NOL | SCE NOL | SCE | Kramer | 230 | 160 | LDES |  |  | 0 | 0 |  | 0 | 0 |  | 0 | 0 |  | 0 | 0 | 0 | 0 | 0 |  | 0 | 0 | 0 | 0 | 0 |  | 0 | 0 | 0 | 0 | 0 | 0 | 0
SCE Metro | SCE Metro | SCE | La Cienega | 230 | 132 | LDES |  |  | 0 | 0 |  | 0 | 0 |  | 0 | 0 |  | 0 | 0 | 0 | 0 | 0 |  | 0 | 0 | 0 | 0 | 0 |  | 0 | 0 | 0 | 0 | 0 | 0 | 0
SCE Metro | SCE Metro | SCE | La Fresa | 230 | 132 | LDES |  |  | 0 | 0 |  | 0 | 0 |  | 0 | 0 |  | 0 | 0 | 0 | 0 | 0 |  | 0 | 0 | 0 | 0 | 0 |  | 0 | 0 | 0 | 0 | 0 | 0 | 0
SCE Metro | SCE Metro | SCE | Laguna Bell | 230 | 97 | LDES |  |  | 0 | 0 |  | 0 | 0 |  | 0 | 0 |  | 0 | 0 | 0 | 0 | 0 |  | 0 | 0 | 0 | 0 | 0 |  | 0 | 0 | 0 | 0 | 0 | 0 | 0
PG&E KERN | PGE Kern | PGE | Lakeview | 70 |  | LDES |  |  | 0 | 0 |  | 0 | 0 |  | 0 | 0 |  | 0 | 0 | 0 | 0 | 0 |  | 0 | 0 | 0 | 0 | 0 |  | 0 | 0 | 0 | 0 | 0 | 0 | 0
PG&E NGBA | PGE NGBA | PGE | Lakeville | 230 | 62 | LDES |  |  | 0 | 0 |  | 0 | 0 |  | 0 | 0 |  | 0 | 0 | 0 | 0 | 0 |  | 0 | 0 | 0 | 0 | 0 |  | 0 | 0 | 0 | 0 | 0 | 0 | 0
PG&E NGBA | PGE NGBA | PGE | Lakeville | 60 |  | LDES |  |  | 0 | 0 |  | 0 | 0 |  | 0 | 0 |  | 0 | 0 | 0 | 0 | 0 |  | 0 | 0 | 0 | 0 | 0 |  | 0 | 0 | 0 | 0 | 0 | 0 | 0
PG&E NGBA | PGE NGBA | PGE | Lakeville | 115 | 57 | LDES |  |  | 0 | 0 |  | 0 | 0 |  | 0 | 0 |  | 0 | 0 | 0 | 0 | 0 |  | 0 | 0 | 0 | 0 | 0 |  | 0 | 0 | 0 | 0 | 0 | 0 | 0
PG&E GBA | PGE GBA | PGE | Lakewood | 115 | 1 | LDES |  |  | 0 | 0 |  | 0 | 0 |  | 0 | 0 |  | 0 | 0 | 0 | 0 | 0 |  | 0 | 0 | 0 | 0 | 0 |  | 0 | 0 | 0 | 0 | 0 | 0 | 0
PG&E NGBA | PGE NGBA | PGE | Lambie | 230 | 59 | LDES |  |  | 0 | 0 |  | 0 | 0 |  | 0 | 0 |  | 0 | 0 | 0 | 0 | 0 |  | 0 | 0 | 0 | 0 | 0 |  | 0 | 0 | 0 | 0 | 0 | 0 | 0
PG&E GBA | PGE GBA | PGE | Lammers | 115 | 44 | LDES |  |  | 0 | 0 |  | 0 | 0 |  | 0 | 0 |  | 0 | 0 | 0 | 0 | 0 |  | 0 | 0 | 0 | 0 | 0 |  | 0 | 0 | 0 | 0 | 0 | 0 | 0
PG&E KERN | PGE Kern | PGE | Lamont | 115 | 108 | LDES |  |  | 0 | 0 |  | 0 | 0 |  | 0 | 0 |  | 0 | 0 | 0 | 0 | 0 |  | 0 | 0 | 0 | 0 | 0 |  | 0 | 0 | 0 | 0 | 0 | 0 | 0
PG&E FRESNO | PGE Fresno | PGE | Las Aguilas | 230 | 120 | LDES |  |  | 0 | 0 |  | 0 | 0 |  | 0 | 0 |  | 0 | 0 | 0 | 0 | 0 |  | 0 | 0 | 0 | 0 | 0 |  | 0 | 0 | 0 | 0 | 0 | 0 | 0
EOP | SCE EOP | SCE | Lathrop | 138 | 177 | LDES |  |  | 0 | 0 |  | 0 | 0 |  | 0 | 0 |  | 0 | 0 | 0 | 0 | 0 |  | 0 | 0 | 0 | 0 | 0 |  | 0 | 0 | 0 | 0 | 0 | 0 | 0
EOP | SCE EOP | SCE | Lathrop | 230 | 177 | LDES |  |  | 0 | 0 |  | 0 | 0 |  | 0 | 0 |  | 0 | 0 | 0 | 0 | 0 |  | 0 | 0 | 0 | 0 | 0 |  | 0 | 0 | 0 | 0 | 0 | 0 | 0
PG&E FRESNO | PGE Fresno | PGE | Le Grand | 115 | 166 | LDES |  |  | 0 | 0 |  | 0 | 0 |  | 0 | 0 |  | 0 | 0 | 0 | 0 | 0 |  | 0 | 0 | 0 | 0 | 0 |  | 0 | 0 | 0 | 0 | 0 | 0 | 0
PG&E FRESNO | PGE Fresno | PGE | Lemoore | 70 |  | LDES |  |  | 0 | 0 |  | 0 | 0 |  | 0 | 0 |  | 0 | 0 | 0 | 0 | 0 |  | 0 | 0 | 0 | 0 | 0 |  | 0 | 0 | 0 | 0 | 0 | 0 | 0
PG&E KERN | PGE Kern | PGE | Lerdo | 115 | 106 | LDES |  |  | 0 | 0 |  | 0 | 0 |  | 0 | 0 |  | 0 | 0 | 0 | 0 | 0 |  | 0 | 0 | 0 | 0 | 0 |  | 0 | 0 | 0 | 0 | 0 | 0 | 0
SCE Metro | SCE Metro | SCE | Lewis | 230 | 97 | LDES |  |  | 0 | 0 |  | 0 | 0 |  | 0 | 0 |  | 0 | 0 | 0 | 0 | 0 |  | 0 | 0 | 0 | 0 | 0 |  | 0 | 0 | 0 | 0 | 0 | 0 | 0
SCE Metro | SCE Metro | SCE | Lighthipe | 230 | 132 | LDES |  |  | 0 | 0 |  | 0 | 0 |  | 0 | 0 |  | 0 | 0 | 0 | 0 | 0 |  | 0 | 0 | 0 | 0 | 0 |  | 0 | 0 | 0 | 0 | 0 | 0 | 0
SDGE | SDGE Imperial | SDGE | Lilac | 69 |  | LDES |  |  | 0 | 0 |  | 0 | 0 |  | 0 | 0 |  | 0 | 0 | 0 | 0 | 0 |  | 0 | 0 | 0 | 0 | 0 |  | 0 | 0 | 0 | 0 | 0 | 0 | 0
PG&E NGBA | PGE NGBA | PGE | Lincoln | 115 | 24 | LDES |  |  | 0 | 0 |  | 0 | 0 |  | 0 | 0 |  | 0 | 0 | 0 | 0 | 0 |  | 0 | 0 | 0 | 0 | 0 |  | 0 | 0 | 0 | 0 | 0 | 0 | 0
PG&E KERN | PGE Kern | PGE | Live Oak | 115 | 92 | LDES |  |  | 0 | 0 |  | 0 | 0 |  | 0 | 0 |  | 0 | 0 | 0 | 0 | 0 |  | 0 | 0 | 0 | 0 | 0 |  | 0 | 0 | 0 | 0 | 0 | 0 | 0
PG&E GBA | PGE GBA | PGE | Llagas | 115 | 40 | LDES |  |  | 0 | 0 |  | 0 | 0 |  | 0 | 0 |  | 0 | 0 | 0 | 0 | 0 |  | 0 | 0 | 0 | 0 | 0 |  | 0 | 0 | 0 | 0 | 0 | 0 | 0
PG&E GBA | PGE GBA | PGE | Lockeford | 115 | 15 | LDES |  |  | 0 | 0 |  | 0 | 0 |  | 0 | 0 |  | 0 | 0 | 0 | 0 | 0 |  | 0 | 0 | 0 | 0 | 0 |  | 0 | 0 | 0 | 0 | 0 | 0 | 0
PG&E GBA | PGE GBA | PGE | Lockeford | 230 | 66 | LDES |  |  | 0 | 0 |  | 0 | 0 |  | 0 | 0 |  | 0 | 0 | 0 | 0 | 0 |  | 0 | 0 | 0 | 0 | 0 |  | 0 | 0 | 0 | 0 | 0 | 0 | 0
PG&E GBA | PGE GBA | PGE | Lockeford | 60 |  | LDES |  |  | 0 | 0 |  | 0 | 0 |  | 0 | 0 |  | 0 | 0 | 0 | 0 | 0 |  | 0 | 0 | 0 | 0 | 0 |  | 0 | 0 | 0 | 0 | 0 | 0 | 0
PG&E GBA | PGE GBA | PGE | Lodi | 230 | 16 | LDES |  |  | 0 | 0 |  | 0 | 0 |  | 0 | 0 |  | 0 | 0 | 0 | 0 | 0 |  | 0 | 0 | 0 | 0 | 0 |  | 0 | 0 | 0 | 0 | 0 | 0 | 0
PG&E NGBA | PGE NGBA | PGE | Logan Creek | 230 | 25 | LDES |  |  | 0 | 0 |  | 0 | 0 |  | 0 | 0 |  | 0 | 0 | 0 | 0 | 0 |  | 0 | 0 | 0 | 0 | 0 |  | 0 | 0 | 0 | 0 | 0 | 0 | 0
PG&E GBA | PGE GBA | PGE | Lone Tree | 230 | 30 | LDES |  |  | 0 | 0 |  | 0 | 0 |  | 0 | 0 |  | 0 | 0 | 0 | 0 | 0 |  | 0 | 0 | 0 | 0 | 0 |  | 0 | 0 | 0 | 0 | 0 | 0 | 0
PG&E FRESNO | PGE Fresno | PGE | Los Banos | 230 | 88 | LDES |  |  | 0 | 0 |  | 0 | 0 |  | 0 | 0 |  | 0 | 0 | 0 | 0 | 0 |  | 0 | 0 | 0 | 0 | 0 |  | 0 | 0 | 0 | 0 | 0 | 0 | 0
PG&E FRESNO | PGE Fresno | PGE | Los Banos | 500 | 77 | LDES |  |  | 0 | 0 |  | 0 | 0 |  | 0 | 0 |  | 0 | 0 | 0 | 0 | 0 |  | 0 | 0 | 0 | 0 | 0 |  | 0 | 0 | 0 | 0 | 0 | 0 | 0
SDGE | SDGE Imperial | SDGE | Los Coches | 138 | 189 | LDES |  |  | 0 | 0 |  | 0 | 0 |  | 0 | 0 |  | 0 | 0 | 0 | 0 | 0 |  | 0 | 0 | 0 | 0 | 0 |  | 0 | 0 | 0 | 0 | 0 | 0 | 0
SDGE | SDGE Imperial | SDGE | Los Coches | 69 |  | LDES |  |  | 0 | 0 |  | 0 | 0 |  | 0 | 0 |  | 0 | 0 | 0 | 0 | 0 |  | 0 | 0 | 0 | 0 | 0 |  | 0 | 0 | 0 | 0 | 0 | 0 | 0
PG&E GBA | PGE GBA | PGE | Los Esteros | 115 | 38 | LDES |  |  | 0 | 0 |  | 0 | 0 |  | 0 | 0 |  | 0 | 0 | 0 | 0 | 0 |  | 0 | 0 | 0 | 0 | 0 |  | 0 | 0 | 0 | 0 | 0 | 0 | 0
PG&E GBA | PGE GBA | PGE | Los Esteros | 230 | 38 | LDES |  |  | 0 | 0 |  | 0 | 0 |  | 0 | 0 |  | 0 | 0 | 0 | 0 | 0 |  | 0 | 0 | 0 | 0 | 0 |  | 0 | 0 | 0 | 0 | 0 | 0 | 0
PG&E GBA | PGE GBA | PGE | Los Positas | 230 |  | LDES |  |  | 0 | 0 |  | 0 | 0 |  | 0 | 0 |  | 0 | 0 | 0 | 0 | 0 |  | 0 | 0 | 0 | 0 | 0 |  | 0 | 0 | 0 | 0 | 0 | 0 | 0
PG&E GBA | PGE GBA | PGE | Los Positas | 60 |  | LDES |  |  | 0 | 0 |  | 0 | 0 |  | 0 | 0 |  | 0 | 0 | 0 | 0 | 0 |  | 0 | 0 | 0 | 0 | 0 |  | 0 | 0 | 0 | 0 | 0 | 0 | 0
SDGE | SDGE Imperial | SDGE | Loveland | 69 |  | LDES |  |  | 0 | 0 |  | 0 | 0 |  | 0 | 0 |  | 0 | 0 | 0 | 0 | 0 |  | 0 | 0 | 0 | 0 | 0 |  | 0 | 0 | 0 | 0 | 0 | 0 | 0
SCE NOL | SCE NOL | SCE | Lugo | 230 | 110 | LDES |  |  | 1 | 0 |  | 0 | 0 |  | 0 | 0 |  | 0 | 0 | 0 | 0 | 286 |  | 286 | 0 | 0 | 0 | 286 |  | 286 | 286 | 0 | 286 | 286 | 0 | 286
SCE Metro | SCE NOL | SCE | Lugo | 500 | 97 | LDES |  |  | 0 | 0 |  | 0 | 0 |  | 0 | 0 |  | 0 | 0 | 0 | 0 | 0 |  | 0 | 0 | 0 | 0 | 0 |  | 0 | 0 | 0 | 0 | 0 | 0 | 0
PG&E FRESNO | PGE Fresno | PGE | Madera | 70 |  | LDES |  |  | 0 | 0 |  | 0 | 0 |  | 0 | 0 |  | 0 | 0 | 0 | 0 | 0 |  | 0 | 0 | 0 | 0 | 0 |  | 0 | 0 | 0 | 0 | 0 | 0 | 0
PG&E NGBA | PGE NGBA | PGE | Madison | 115 | 39 | LDES |  |  | 0 | 0 |  | 0 | 0 |  | 0 | 0 |  | 0 | 0 | 0 | 0 | 0 |  | 0 | 0 | 0 | 0 | 0 |  | 0 | 0 | 0 | 0 | 0 | 0 | 0
PG&E KERN | PGE Kern | PGE | Magunden | 115 | 99 | LDES |  |  | 0 | 0 |  | 0 | 0 |  | 0 | 0 |  | 0 | 0 | 0 | 0 | 0 |  | 0 | 0 | 0 | 0 | 0 |  | 0 | 0 | 0 | 0 | 0 | 0 | 0
SCE Northern | PGE Kern | PGE | Magunden | 230 | 144 | LDES |  |  | 0 | 0 |  | 0 | 0 |  | 0 | 0 |  | 0 | 0 | 0 | 0 | 0 |  | 0 | 0 | 0 | 0 | 0 |  | 0 | 0 | 0 | 0 | 0 | 0 | 0
PG&E FRESNO | PGE Fresno | PGE | Malaga | 115 | 148 | LDES |  |  | 0 | 0 |  | 0 | 0 |  | 0 | 0 |  | 0 | 0 | 0 | 0 | 0 |  | 0 | 0 | 0 | 0 | 0 |  | 0 | 0 | 0 | 0 | 0 | 0 | 0
PG&E NGBA | PGE NGBA | PGE | Malin | 500 | 1 | LDES |  |  | 0 | 0 |  | 0 | 0 |  | 0 | 0 |  | 0 | 0 | 0 | 0 | 0 |  | 0 | 0 | 0 | 0 | 0 |  | 0 | 0 | 0 | 0 | 0 | 0 | 0
SCE Northern | SCE Northern | SCE | Mandalay | 230 | 157 | LDES |  |  | 0 | 0 |  | 0 | 0 |  | 0 | 0 |  | 0 | 0 | 0 | 0 | 0 |  | 0 | 0 | 0 | 0 | 0 |  | 0 | 0 | 0 | 0 | 0 | 0 | 0
PG&E FRESNO | PGE Fresno | PGE | Manning | 230 | 69 | LDES |  |  | 0 | 0 |  | 0 | 0 |  | 0 | 0 |  | 0 | 0 | 0 | 0 | 0 |  | 0 | 0 | 0 | 0 | 0 |  | 0 | 0 | 0 | 0 | 0 | 0 | 0
PG&E FRESNO | PGE Fresno | PGE | Manning | 500 |  | LDES |  |  | 0 | 0 |  | 0 | 0 |  | 0 | 0 |  | 0 | 0 | 0 | 0 | 0 |  | 0 | 0 | 0 | 0 | 0 |  | 0 | 0 | 0 | 0 | 0 | 0 | 0
PG&E GBA | PGE GBA | PGE | Manteca | 115 | 127 | LDES |  |  | 0 | 0 |  | 0 | 0 |  | 0 | 0 |  | 0 | 0 | 0 | 0 | 0 |  | 0 | 0 | 0 | 0 | 0 |  | 0 | 0 | 0 | 0 | 0 | 0 | 0
SDGE | SDGE Imperial | SDGE | Margarita | 138 | 187 | LDES |  |  | 0 | 0 |  | 0 | 0 |  | 0 | 0 |  | 0 | 0 | 0 | 0 | 0 |  | 0 | 0 | 0 | 0 | 0 |  | 0 | 0 | 0 | 0 | 0 | 0 | 0
PG&E GBA | PGE GBA | PGE | Martin | 230 | 3 | LDES |  |  | 0 | 0 |  | 0 | 0 |  | 0 | 0 |  | 0 | 0 | 0 | 0 | 0 |  | 0 | 0 | 0 | 0 | 0 |  | 0 | 0 | 0 | 0 | 0 | 0 | 0
PG&E GBA | PGE GBA | PGE | Martin | 115 | 31 | LDES |  |  | 0 | 0 |  | 0 | 0 |  | 0 | 0 |  | 0 | 0 | 0 | 0 | 0 |  | 0 | 0 | 0 | 0 | 0 |  | 0 | 0 | 0 | 0 | 0 | 0 | 0
PG&E GBA | PGE GBA | PGE | Martinez | 115 | 51 | LDES |  |  | 0 | 0 |  | 0 | 0 |  | 0 | 0 |  | 0 | 0 | 0 | 0 | 0 |  | 0 | 0 | 0 | 0 | 0 |  | 0 | 0 | 0 | 0 | 0 | 0 | 0
PG&E FRESNO | PGE Fresno | PGE | Mc Mullin | 230 | 117 | LDES |  |  | 0 | 0 |  | 0 | 0 |  | 0 | 0 |  | 0 | 0 | 0 | 0 | 0 |  | 0 | 0 | 0 | 0 | 0 |  | 0 | 0 | 0 | 0 | 0 | 0 | 0
PG&E FRESNO | PGE Fresno | PGE | McCall | 115 | 118 | LDES |  |  | 0 | 0 |  | 0 | 0 |  | 0 | 0 |  | 0 | 0 | 0 | 0 | 0 |  | 0 | 0 | 0 | 0 | 0 |  | 0 | 0 | 0 | 0 | 0 | 0 | 0
PG&E FRESNO | PGE Fresno | PGE | McCall | 230 | 117 | LDES |  |  | 0 | 0 |  | 0 | 0 |  | 0 | 0 |  | 0 | 0 | 0 | 0 | 0 |  | 0 | 0 | 0 | 0 | 0 |  | 0 | 0 | 0 | 0 | 0 | 0 | 0
PG&E GBA | PGE GBA | PGE | Meadow Lane | 115 | 1 | LDES |  |  | 0 | 0 |  | 0 | 0 |  | 0 | 0 |  | 0 | 0 | 0 | 0 | 0 |  | 0 | 0 | 0 | 0 | 0 |  | 0 | 0 | 0 | 0 | 0 | 0 | 0
PG&E GBA | PGE GBA | PGE | Melones | 115 | 44 | LDES |  |  | 0 | 0 |  | 0 | 0 |  | 0 | 0 |  | 0 | 0 | 0 | 0 | 0 |  | 0 | 0 | 0 | 0 | 0 |  | 0 | 0 | 0 | 0 | 0 | 0 | 0
PG&E GBA | PGE GBA | PGE | Melones | 230 | 44 | LDES |  |  | 0 | 0 |  | 0 | 0 |  | 0 | 0 |  | 0 | 0 | 0 | 0 | 0 |  | 0 | 0 | 0 | 0 | 0 |  | 0 | 0 | 0 | 0 | 0 | 0 | 0
SDGE | SDGE Imperial | SDGE | Melrose | 69 |  | LDES |  |  | 0 | 0 |  | 0 | 0 |  | 0 | 0 |  | 0 | 0 | 0 | 0 | 0 |  | 0 | 0 | 0 | 0 | 0 |  | 0 | 0 | 0 | 0 | 0 | 0 | 0
PG&E NGBA | PGE NGBA | PGE | Mendocino | 115 | 27 | LDES |  |  | 0 | 0 |  | 0 | 0 |  | 0 | 0 |  | 0 | 0 | 0 | 0 | 0 |  | 0 | 0 | 0 | 0 | 0 |  | 0 | 0 | 0 | 0 | 0 | 0 | 0
PG&E NGBA | PGE NGBA | PGE | Mendocino | 60 |  | LDES |  | Mapped as Flow-Battery | 0 | 0 |  | 0 | 0 |  | 0 | 0 |  | 0 | 0 | 0 | 0 | 0 |  | 0 | 0 | 0 | 0 | 0 |  | 0 | 0 | 0 | 0 | 0 | 0 | 0
PG&E FRESNO | PGE Fresno | PGE | Mendota | 115 | 164 | LDES |  |  | 0 | 0 |  | 0 | 0 |  | 0 | 0 |  | 0 | 0 | 0 | 0 | 0 |  | 0 | 0 | 0 | 0 | 0 |  | 0 | 0 | 0 | 0 | 0 | 0 | 0
PG&E GBA | PGE GBA | PGE | Menlo | 60 |  | LDES |  |  | 0 | 0 |  | 0 | 0 |  | 0 | 0 |  | 0 | 0 | 0 | 0 | 0 |  | 0 | 0 | 0 | 0 | 0 |  | 0 | 0 | 0 | 0 | 0 | 0 | 0
PG&E FRESNO | PGE Fresno | PGE | Merced | 115 | 162 | LDES |  |  | 0 | 0 |  | 0 | 0 |  | 0 | 0 |  | 0 | 0 | 0 | 0 | 0 |  | 0 | 0 | 0 | 0 | 0 |  | 0 | 0 | 0 | 0 | 0 | 0 | 0
EOP | SCE EOP | SCE | Mercury | 138 | 177 | LDES |  |  | 0 | 0 |  | 0 | 0 |  | 0 | 0 |  | 0 | 0 | 0 | 0 | 0 |  | 0 | 0 | 0 | 0 | 0 |  | 0 | 0 | 0 | 0 | 0 | 0 | 0
PG&E FRESNO | PGE Fresno | PGE | Mercy Springs | 70 |  | LDES |  |  | 0 | 0 |  | 0 | 0 |  | 0 | 0 |  | 0 | 0 | 0 | 0 | 0 |  | 0 | 0 | 0 | 0 | 0 |  | 0 | 0 | 0 | 0 | 0 | 0 | 0
PG&E NGBA | PGE NGBA | PGE | Meridian | 60 |  | LDES |  |  | 0 | 0 |  | 0 | 0 |  | 0 | 0 |  | 0 | 0 | 0 | 0 | 0 |  | 0 | 0 | 0 | 0 | 0 |  | 0 | 0 | 0 | 0 | 0 | 0 | 0
PG&E KERN | PGE Kern | PGE | Mesa (PGE) | 115 | 111 | LDES |  |  | 0 | 0 |  | 0 | 0 |  | 0 | 0 |  | 0 | 0 | 0 | 0 | 0 |  | 0 | 0 | 0 | 0 | 0 |  | 0 | 0 | 0 | 0 | 0 | 0 | 0
PG&E KERN | PGE Kern | PGE | Mesa (PGE) | 230 | 122 | LDES |  |  | 1 | 0 |  | 0 | 0 |  | 0 | 0 |  | 0 | 0 | 0 | 0 | 350 |  | 350 | 0 | 0 | 0 | 350 |  | 350 | 350 | 0 | 350 | 350 | 0 | 350
SCE Metro | SCE Metro | SCE | Mesa (SCE) | 230 | 97 | LDES |  |  | 0 | 0 |  | 0 | 0 |  | 0 | 0 |  | 0 | 0 | 0 | 0 | 0 |  | 0 | 0 | 0 | 0 | 0 |  | 0 | 0 | 0 | 0 | 0 | 0 | 0
SCE Metro | SCE Metro | SCE | Mesa (SCE) | 500 | 97 | LDES |  |  | 0 | 0 |  | 0 | 0 |  | 0 | 0 |  | 0 | 0 | 0 | 0 | 0 |  | 0 | 0 | 0 | 0 | 0 |  | 0 | 0 | 0 | 0 | 0 | 0 | 0
SDGE | SDGE Imperial | SDGE | Mesa Heights | 69 |  | LDES |  |  | 0 | 0 |  | 0 | 0 |  | 0 | 0 |  | 0 | 0 | 0 | 0 | 0 |  | 0 | 0 | 0 | 0 | 0 |  | 0 | 0 | 0 | 0 | 0 | 0 | 0
PG&E GBA | PGE GBA | PGE | Metcalf | 115 | 11 | LDES |  |  | 0 | 0 |  | 0 | 0 |  | 0 | 0 |  | 0 | 0 | 0 | 0 | 0 |  | 0 | 0 | 0 | 0 | 0 |  | 0 | 0 | 0 | 0 | 0 | 0 | 0
PG&E GBA | PGE GBA | PGE | Metcalf | 230 | 11 | LDES |  |  | 0 | 0 |  | 0 | 0 |  | 0 | 0 |  | 0 | 0 | 0 | 0 | 0 |  | 0 | 0 | 0 | 0 | 0 |  | 0 | 0 | 0 | 0 | 0 | 0 | 0
PG&E GBA | PGE GBA | PGE | Metcalf | 500 | 77 | LDES |  |  | 0 | 0 |  | 0 | 0 |  | 0 | 0 |  | 0 | 0 | 0 | 0 | 0 |  | 0 | 0 | 0 | 0 | 0 |  | 0 | 0 | 0 | 0 | 0 | 0 | 0
PG&E KERN | PGE Kern | PGE | Midway | 115 | 112 | LDES |  |  | 0 | 0 |  | 0 | 0 |  | 0 | 0 |  | 0 | 0 | 0 | 0 | 0 |  | 0 | 0 | 0 | 0 | 0 |  | 0 | 0 | 0 | 0 | 0 | 0 | 0
PG&E KERN | PGE Kern | PGE | Midway | 230 | 102 | LDES |  |  | 0 | 0 |  | 0 | 0 |  | 0 | 0 |  | 0 | 0 | 0 | 0 | 0 |  | 0 | 0 | 0 | 0 | 0 |  | 0 | 0 | 0 | 0 | 0 | 0 | 0
PG&E KERN | PGE Kern | PGE | Midway | 500 | 73 | LDES |  |  | 0 | 0 |  | 0 | 0 |  | 0 | 0 |  | 0 | 0 | 0 | 0 | 0 |  | 0 | 0 | 0 | 0 | 0 |  | 0 | 0 | 0 | 0 | 0 | 0 | 0
SDGE | SDGE Imperial | SDGE | Miguel | 230 | 196 | LDES |  |  | 0 | 0 |  | 0 | 0 |  | 0 | 0 |  | 0 | 0 | 0 | 0 | 0 |  | 0 | 0 | 0 | 0 | 0 |  | 0 | 0 | 0 | 0 | 0 | 0 | 0
SDGE | SDGE Imperial | SDGE | Miguel | 500 | 196 | LDES |  |  | 0 | 0 |  | 0 | 0 |  | 0 | 0 |  | 0 | 0 | 0 | 0 | 0 |  | 0 | 0 | 0 | 0 | 0 |  | 0 | 0 | 0 | 0 | 0 | 0 | 0
SDGE | SDGE Imperial | SDGE | Miguel | 69 |  | LDES |  |  | 0 | 0 |  | 0 | 0 |  | 0 | 0 |  | 0 | 0 | 0 | 0 | 0 |  | 0 | 0 | 0 | 0 | 0 |  | 0 | 0 | 0 | 0 | 0 | 0 | 0
PG&E GBA | PGE GBA | PGE | Millbrae | 115 | 31 | LDES |  |  | 0 | 0 |  | 0 | 0 |  | 0 | 0 |  | 0 | 0 | 0 | 0 | 0 |  | 0 | 0 | 0 | 0 | 0 |  | 0 | 0 | 0 | 0 | 0 | 0 | 0
PG&E GBA | PGE GBA | PGE | Miller | 115 | 44 | LDES |  |  | 0 | 0 |  | 0 | 0 |  | 0 | 0 |  | 0 | 0 | 0 | 0 | 0 |  | 0 | 0 | 0 | 0 | 0 |  | 0 | 0 | 0 | 0 | 0 | 0 | 0
SCE Metro | SCE Metro | SCE | Mira Loma | 230 | 97 | LDES |  |  | 0 | 0 |  | 0 | 0 |  | 0 | 0 |  | 0 | 0 | 0 | 0 | 0 |  | 0 | 0 | 0 | 0 | 0 |  | 0 | 0 | 0 | 0 | 0 | 0 | 0
SCE Metro | SCE Metro | SCE | Mira Loma | 500 | 97 | LDES |  |  | 0 | 0 |  | 0 | 0 |  | 0 | 0 |  | 0 | 0 | 0 | 0 | 0 |  | 0 | 0 | 0 | 0 | 0 |  | 0 | 0 | 0 | 0 | 0 | 0 | 0
SCE Eastern | SCE Eastern | SCE | Mirage | 115 | 174 | LDES |  |  | 0 | 0 |  | 0 | 0 |  | 0 | 0 |  | 0 | 0 | 0 | 0 | 0 |  | 0 | 0 | 0 | 0 | 0 |  | 0 | 0 | 0 | 0 | 0 | 0 | 0
SCE Eastern | SCE Eastern | SCE | Mirage | 230 |  | LDES |  |  | 0 | 0 |  | 0 | 0 |  | 0 | 0 |  | 0 | 0 | 0 | 0 | 0 |  | 0 | 0 | 0 | 0 | 0 |  | 0 | 0 | 0 | 0 | 0 | 0 | 0
SDGE | SDGE Imperial | SDGE | Mission | 138 | 186 | LDES |  |  | 0 | 0 |  | 0 | 0 |  | 0 | 0 |  | 0 | 0 | 0 | 0 | 0 |  | 0 | 0 | 0 | 0 | 0 |  | 0 | 0 | 0 | 0 | 0 | 0 | 0
SDGE | SDGE Imperial | SDGE | Mission | 230 | 186 | LDES |  |  | 0 | 0 |  | 0 | 0 |  | 0 | 0 |  | 0 | 0 | 0 | 0 | 0 |  | 0 | 0 | 0 | 0 | 0 |  | 0 | 0 | 0 | 0 | 0 | 0 | 0
SDGE | SDGE Imperial | SDGE | Mission | 69 |  | LDES |  |  | 0 | 0 |  | 0 | 0 |  | 0 | 0 |  | 0 | 0 | 0 | 0 | 0 |  | 0 | 0 | 0 | 0 | 0 |  | 0 | 0 | 0 | 0 | 0 | 0 | 0
PG&E GBA | PGE GBA | PGE | Mi-Wuk | 115 | 44 | LDES |  |  | 0 | 0 |  | 0 | 0 |  | 0 | 0 |  | 0 | 0 | 0 | 0 | 0 |  | 0 | 0 | 0 | 0 | 0 |  | 0 | 0 | 0 | 0 | 0 | 0 | 0
EOP | SCE EOP | SCE | Mohave | 500 | 131 | LDES |  |  | 1 | 0 |  | 0 | 0 |  | 0 | 0 |  | 0 | 0 | 0 | 0 | 400 |  | 400 | 0 | 0 | 0 | 400 |  | 400 | 400 | 0 | 400 | 400 | 0 | 400
PG&E NGBA | PGE NGBA | PGE | Monroe | 115 | 27 | LDES |  |  | 0 | 0 |  | 0 | 0 |  | 0 | 0 |  | 0 | 0 | 0 | 0 | 0 |  | 0 | 0 | 0 | 0 | 0 |  | 0 | 0 | 0 | 0 | 0 | 0 | 0
SDGE | SDGE Imperial | SDGE | Monserate | 69 |  | LDES |  |  | 0 | 0 |  | 0 | 0 |  | 0 | 0 |  | 0 | 0 | 0 | 0 | 0 |  | 0 | 0 | 0 | 0 | 0 |  | 0 | 0 | 0 | 0 | 0 | 0 | 0
PG&E GBA | PGE GBA | PGE | Monta Vista | 115 | 80 | LDES |  |  | 0 | 0 |  | 0 | 0 |  | 0 | 0 |  | 0 | 0 | 0 | 0 | 0 |  | 0 | 0 | 0 | 0 | 0 |  | 0 | 0 | 0 | 0 | 0 | 0 | 0
PG&E GBA | PGE GBA | PGE | Monta Vista | 230 | 10 | LDES |  |  | 0 | 0 |  | 0 | 0 |  | 0 | 0 |  | 0 | 0 | 0 | 0 | 0 |  | 0 | 0 | 0 | 0 | 0 |  | 0 | 0 | 0 | 0 | 0 | 0 | 0
PG&E GBA | PGE GBA | PGE | Monta Vista | 60 |  | LDES |  |  | 0 | 0 |  | 0 | 0 |  | 0 | 0 |  | 0 | 0 | 0 | 0 | 0 |  | 0 | 0 | 0 | 0 | 0 |  | 0 | 0 | 0 | 0 | 0 | 0 | 0
PG&E NGBA | PGE NGBA | PGE | Monticello | 115 | 55 | LDES |  |  | 0 | 0 |  | 0 | 0 |  | 0 | 0 |  | 0 | 0 | 0 | 0 | 0 |  | 0 | 0 | 0 | 0 | 0 |  | 0 | 0 | 0 | 0 | 0 | 0 | 0
SCE Northern | SCE Northern | SCE | Moorpark | 230 | 157 | LDES |  |  | 0 | 0 |  | 0 | 0 |  | 0 | 0 |  | 0 | 0 | 0 | 0 | 0 |  | 0 | 0 | 0 | 0 | 0 |  | 0 | 0 | 0 | 0 | 0 | 0 | 0
SCE Northern | SCE Northern | SCE | Moorpark | 66 |  | LDES |  |  | 0 | 0 |  | 0 | 0 |  | 0 | 0 |  | 0 | 0 | 0 | 0 | 0 |  | 0 | 0 | 0 | 0 | 0 |  | 0 | 0 | 0 | 0 | 0 | 0 | 0
PG&E GBA | PGE GBA | PGE | Moraga | 115 | 6 | LDES |  |  | 0 | 0 |  | 0 | 0 |  | 0 | 0 |  | 0 | 0 | 0 | 0 | 0 |  | 0 | 0 | 0 | 0 | 0 |  | 0 | 0 | 0 | 0 | 0 | 0 | 0
PG&E GBA | PGE GBA | PGE | Moraga | 230 | 53 | LDES |  |  | 0 | 0 |  | 0 | 0 |  | 0 | 0 |  | 0 | 0 | 0 | 0 | 0 |  | 0 | 0 | 0 | 0 | 0 |  | 0 | 0 | 0 | 0 | 0 | 0 | 0
PG&E GBA | PGE GBA | PGE | Morgan Hill | 115 | 40 | LDES |  |  | 0 | 0 |  | 0 | 0 |  | 0 | 0 |  | 0 | 0 | 0 | 0 | 0 |  | 0 | 0 | 0 | 0 | 0 |  | 0 | 0 | 0 | 0 | 0 | 0 | 0
PG&E KERN | PGE Kern | PGE | Morro Bay | 115 | 111 | LDES |  |  | 0 | 0 |  | 0 | 0 |  | 0 | 0 |  | 0 | 0 | 0 | 0 | 0 |  | 0 | 0 | 0 | 0 | 0 |  | 0 | 0 | 0 | 0 | 0 | 0 | 0
PG&E KERN | PGE Kern | PGE | Morro Bay | 230 | 122 | LDES |  |  | 0 | 0 |  | 0 | 0 |  | 0 | 0 |  | 0 | 0 | 0 | 0 | 0 |  | 0 | 0 | 0 | 0 | 0 |  | 0 | 0 | 0 | 0 | 0 | 0 | 0
PG&E KERN | PGE Kern | PGE | Morro Bay | 500 | 98 | LDES |  |  | 1 | 0 |  | 0 | 0 |  | 0 | 0 |  | 0 | 0 | 0 | 0 | 362 |  | 362 | 0 | 0 | 0 | 362 |  | 362 | 362 | 0 | 362 | 362 | 0 | 362
PG&E GBA | PGE GBA | PGE | Moss Landing | 115 | 85 | LDES |  |  | 0 | 0 |  | 0 | 0 |  | 0 | 0 |  | 0 | 0 | 0 | 0 | 0 |  | 0 | 0 | 0 | 0 | 0 |  | 0 | 0 | 0 | 0 | 0 | 0 | 0
PG&E GBA | PGE GBA | PGE | Moss Landing | 230 | 85 | LDES |  |  | 0 | 0 |  | 0 | 0 |  | 0 | 0 |  | 0 | 0 | 0 | 0 | 0 |  | 0 | 0 | 0 | 0 | 0 |  | 0 | 0 | 0 | 0 | 0 | 0 | 0
PG&E GBA | PGE GBA | PGE | Moss Landing | 500 | 82 | LDES |  |  | 0 | 0 |  | 0 | 0 |  | 0 | 0 |  | 0 | 0 | 0 | 0 | 0 |  | 0 | 0 | 0 | 0 | 0 |  | 0 | 0 | 0 | 0 | 0 | 0 | 0
EOP | SCE EOP | SCE | Mountain Pass | 115 | 161 | LDES |  |  | 0 | 0 |  | 0 | 0 |  | 0 | 0 |  | 0 | 0 | 0 | 0 | 0 |  | 0 | 0 | 0 | 0 | 0 |  | 0 | 0 | 0 | 0 | 0 | 0 | 0
PG&E GBA | PGE GBA | PGE | Mountain View | 115 | 78 | LDES |  |  | 0 | 0 |  | 0 | 0 |  | 0 | 0 |  | 0 | 0 | 0 | 0 | 0 |  | 0 | 0 | 0 | 0 | 0 |  | 0 | 0 | 0 | 0 | 0 | 0 | 0
PG&E GBA | PGE GBA | PGE | Mt Eden | 115 | 3 | LDES |  |  | 0 | 0 |  | 0 | 0 |  | 0 | 0 |  | 0 | 0 | 0 | 0 | 0 |  | 0 | 0 | 0 | 0 | 0 |  | 0 | 0 | 0 | 0 | 0 | 0 | 0
PG&E KERN | PGE Kern | PGE | Mt Poso | 115 | 74 | LDES |  |  | 0 | 0 |  | 0 | 0 |  | 0 | 0 |  | 0 | 0 | 0 | 0 | 0 |  | 0 | 0 | 0 | 0 | 0 |  | 0 | 0 | 0 | 0 | 0 | 0 | 0
SDGE | SDGE Imperial | SDGE | Murray | 69 |  | LDES |  |  | 0 | 0 |  | 0 | 0 |  | 0 | 0 |  | 0 | 0 | 0 | 0 | 0 |  | 0 | 0 | 0 | 0 | 0 |  | 0 | 0 | 0 | 0 | 0 | 0 | 0
PG&E FRESNO | PGE Fresno | PGE | Mustang | 230 | 145 | LDES |  |  | 0 | 0 |  | 0 | 0 |  | 0 | 0 |  | 0 | 0 | 0 | 0 | 0 |  | 0 | 0 | 0 | 0 | 0 |  | 0 | 0 | 0 | 0 | 0 | 0 | 0
SCE Northern | SCE Northern | SCE | Neenach | 66 |  | LDES |  |  | 0 | 0 |  | 0 | 0 |  | 0 | 0 |  | 0 | 0 | 0 | 0 | 0 |  | 0 | 0 | 0 | 0 | 0 |  | 0 | 0 | 0 | 0 | 0 | 0 | 0
PG&E KERN | PGE Kern | PGE | New Sub - Gates - Midway (Proposed) | 230 | 93 | LDES |  |  | 0 | 0 |  | 0 | 0 |  | 0 | 0 |  | 0 | 0 | 0 | 0 | 0 |  | 0 | 0 | 0 | 0 | 0 |  | 0 | 0 | 0 | 0 | 0 | 0 | 0
PG&E KERN | PGE Kern | PGE | New Sub - Gates - Templeton (Proposed) | 230 | 130 | LDES |  |  | 0 | 0 |  | 0 | 0 |  | 0 | 0 |  | 0 | 0 | 0 | 0 | 0 |  | 0 | 0 | 0 | 0 | 0 |  | 0 | 0 | 0 | 0 | 0 | 0 | 0
SCE NOL | SCE NOL | SCE | New Sub - Kramer - Lugo (Proposed) | 230 | 160 | LDES |  |  | 0 | 0 |  | 0 | 0 |  | 0 | 0 |  | 0 | 0 | 0 | 0 | 0 |  | 0 | 0 | 0 | 0 | 0 |  | 0 | 0 | 0 | 0 | 0 | 0 | 0
PG&E FRESNO | PGE Fresno | PGE | New Sub - Los Banos - Midway (Proposed) | 500 | 73 | LDES |  |  | 0 | 0 |  | 0 | 0 |  | 0 | 0 |  | 0 | 0 | 0 | 0 | 0 |  | 0 | 0 | 0 | 0 | 0 |  | 0 | 0 | 0 | 0 | 0 | 0 | 0
SCE NOL | SCE NOL | SCE | New Sub - Lugo - Pisgah (Proposed) | 230 | 141 | LDES |  |  | 0 | 0 |  | 0 | 0 |  | 0 | 0 |  | 0 | 0 | 0 | 0 | 0 |  | 0 | 0 | 0 | 0 | 0 |  | 0 | 0 | 0 | 0 | 0 | 0 | 0
PG&E KERN | PGE Kern | PGE | New Sub - Midway - Wheeler Ridge (Proposed) | 230 | 93 | LDES |  |  | 0 | 0 |  | 0 | 0 |  | 0 | 0 |  | 0 | 0 | 0 | 0 | 0 |  | 0 | 0 | 0 | 0 | 0 |  | 0 | 0 | 0 | 0 | 0 | 0 | 0
PG&E NGBA | PGE NGBA | PGE | New Sub - Near existing Leavitt (PSREC) | 345 |  | LDES |  |  | 0 | 0 |  | 0 | 0 |  | 0 | 0 |  | 0 | 0 | 0 | 0 | 0 |  | 0 | 0 | 0 | 0 | 0 |  | 0 | 0 | 0 | 0 | 0 | 0 | 0
PG&E NGBA | PGE NGBA | PGE | New Sub - Near existing Madeline (NVE) | 345 |  | LDES |  |  | 0 | 0 |  | 0 | 0 |  | 0 | 0 |  | 0 | 0 | 0 | 0 | 0 |  | 0 | 0 | 0 | 0 | 0 |  | 0 | 0 | 0 | 0 | 0 | 0 | 0
SDGE | SDGE Imperial | SDGE | New Sub - North Gila - IV (Proposed) | 500 | 185 | LDES |  |  | 0 | 0 |  | 0 | 0 |  | 0 | 0 |  | 0 | 0 | 0 | 0 | 0 |  | 0 | 0 | 0 | 0 | 0 |  | 0 | 0 | 0 | 0 | 0 | 0 | 0
PG&E NGBA | PGE NGBA | PGE | New Sub - Pit 1 - Cottonwood (Proposed) | 230 | 2 | LDES |  |  | 0 | 0 |  | 0 | 0 |  | 0 | 0 |  | 0 | 0 | 0 | 0 | 0 |  | 0 | 0 | 0 | 0 | 0 |  | 0 | 0 | 0 | 0 | 0 | 0 | 0
PG&E GBA | PGE GBA | PGE | New Sub - Rancho Seco - Bellota (Proposed) | 230 | 15 | LDES |  |  | 0 | 0 |  | 0 | 0 |  | 0 | 0 |  | 0 | 0 | 0 | 0 | 0 |  | 0 | 0 | 0 | 0 | 0 |  | 0 | 0 | 0 | 0 | 0 | 0 | 0
SDGE | SDGE Imperial | SDGE | New Sub - Suncrest - Ocotillo (Proposed) | 500 | 183 | LDES |  |  | 0 | 0 |  | 0 | 0 |  | 0 | 0 |  | 0 | 0 | 0 | 0 | 0 |  | 0 | 0 | 0 | 0 | 0 |  | 0 | 0 | 0 | 0 | 0 | 0 | 0
PG&E FRESNO | PGE Fresno | PGE | New Sub - Westley - Quinto (Proposed) | 230 | 64 | LDES |  |  | 0 | 0 |  | 0 | 0 |  | 0 | 0 |  | 0 | 0 | 0 | 0 | 0 |  | 0 | 0 | 0 | 0 | 0 |  | 0 | 0 | 0 | 0 | 0 | 0 | 0
PG&E GBA | PGE GBA | PGE | Newark | 115 | 38 | LDES |  |  | 0 | 0 |  | 0 | 0 |  | 0 | 0 |  | 0 | 0 | 0 | 0 | 0 |  | 0 | 0 | 0 | 0 | 0 |  | 0 | 0 | 0 | 0 | 0 | 0 | 0
PG&E GBA | PGE GBA | PGE | Newark | 230 | 45 | LDES |  |  | 0 | 0 |  | 0 | 0 |  | 0 | 0 |  | 0 | 0 | 0 | 0 | 0 |  | 0 | 0 | 0 | 0 | 0 |  | 0 | 0 | 0 | 0 | 0 | 0 | 0
PG&E GBA | PGE GBA | PGE | Newark | 60 |  | LDES |  |  | 0 | 0 |  | 0 | 0 |  | 0 | 0 |  | 0 | 0 | 0 | 0 | 0 |  | 0 | 0 | 0 | 0 | 0 |  | 0 | 0 | 0 | 0 | 0 | 0 | 0
PG&E FRESNO | PGE Fresno | PGE | Newhall | 115 | 137 | LDES |  |  | 0 | 0 |  | 0 | 0 |  | 0 | 0 |  | 0 | 0 | 0 | 0 | 0 |  | 0 | 0 | 0 | 0 | 0 |  | 0 | 0 | 0 | 0 | 0 | 0 | 0
PG&E KERN | PGE Kern | PGE | Norco | 115 | 95 | LDES |  |  | 0 | 0 |  | 0 | 0 |  | 0 | 0 |  | 0 | 0 | 0 | 0 | 0 |  | 0 | 0 | 0 | 0 | 0 |  | 0 | 0 | 0 | 0 | 0 | 0 | 0
PG&E GBA | PGE GBA | PGE | Nortech | 115 | 13 | LDES |  |  | 0 | 0 |  | 0 | 0 |  | 0 | 0 |  | 0 | 0 | 0 | 0 | 0 |  | 0 | 0 | 0 | 0 | 0 |  | 0 | 0 | 0 | 0 | 0 | 0 | 0
SDGE | SDGE Imperial | SDGE | North City Metering | 138 | 186 | LDES |  |  | 0 | 0 |  | 0 | 0 |  | 0 | 0 |  | 0 | 0 | 0 | 0 | 0 |  | 0 | 0 | 0 | 0 | 0 |  | 0 | 0 | 0 | 0 | 0 | 0 | 0
PG&E GBA | PGE GBA | PGE | North Dublin | 230 | 42 | LDES |  |  | 0 | 0 |  | 0 | 0 |  | 0 | 0 |  | 0 | 0 | 0 | 0 | 0 |  | 0 | 0 | 0 | 0 | 0 |  | 0 | 0 | 0 | 0 | 0 | 0 | 0
SDGE | SDGE Arizona | SDGE | North Gila | 500 | 188 | LDES |  |  | 0 | 0 |  | 0 | 0 |  | 0 | 0 |  | 0 | 0 | 0 | 0 | 0 |  | 0 | 0 | 0 | 0 | 0 |  | 0 | 0 | 0 | 0 | 0 | 0 | 0
SCE Metro | SCE Metro | SCE | North of SONGS | 230 | 97 | LDES |  |  | 0 | 0 |  | 0 | 0 |  | 0 | 0 |  | 0 | 0 | 0 | 0 | 0 |  | 0 | 0 | 0 | 0 | 0 |  | 0 | 0 | 0 | 0 | 0 | 0 | 0
SCE Metro | SCE Metro | SCE | North of SONGS | 500 | 97 | LDES |  |  | 0 | 0 |  | 0 | 0 |  | 0 | 0 |  | 0 | 0 | 0 | 0 | 0 |  | 0 | 0 | 0 | 0 | 0 |  | 0 | 0 | 0 | 0 | 0 | 0 | 0
PG&E NGBA | PGE NGBA | PGE | Notre Dame | 115 | 1 | LDES |  |  | 0 | 0 |  | 0 | 0 |  | 0 | 0 |  | 0 | 0 | 0 | 0 | 0 |  | 0 | 0 | 0 | 0 | 0 |  | 0 | 0 | 0 | 0 | 0 | 0 | 0
PG&E GBA | PGE GBA | PGE | Oakland C | 115 | 56 | LDES |  |  | 0 | 0 |  | 0 | 0 |  | 0 | 0 |  | 0 | 0 | 0 | 0 | 0 |  | 0 | 0 | 0 | 0 | 0 |  | 0 | 0 | 0 | 0 | 0 | 0 | 0
PG&E GBA | PGE GBA | PGE | Oakland J | 115 | 6 | LDES |  |  | 0 | 0 |  | 0 | 0 |  | 0 | 0 |  | 0 | 0 | 0 | 0 | 0 |  | 0 | 0 | 0 | 0 | 0 |  | 0 | 0 | 0 | 0 | 0 | 0 | 0
PG&E GBA | PGE GBA | PGE | Oakland L | 115 | 6 | LDES |  |  | 0 | 0 |  | 0 | 0 |  | 0 | 0 |  | 0 | 0 | 0 | 0 | 0 |  | 0 | 0 | 0 | 0 | 0 |  | 0 | 0 | 0 | 0 | 0 | 0 | 0
PG&E GBA | PGE GBA | PGE | Oakland X | 115 | 6 | LDES |  |  | 0 | 0 |  | 0 | 0 |  | 0 | 0 |  | 0 | 0 | 0 | 0 | 0 |  | 0 | 0 | 0 | 0 | 0 |  | 0 | 0 | 0 | 0 | 0 | 0 | 0
SDGE | SDGE Imperial | SDGE | Ocean Ranch | 69 |  | LDES |  |  | 0 | 0 |  | 0 | 0 |  | 0 | 0 |  | 0 | 0 | 0 | 0 | 0 |  | 0 | 0 | 0 | 0 | 0 |  | 0 | 0 | 0 | 0 | 0 | 0 | 0
PG&E KERN | PGE Kern | PGE | Oceano | 115 | 111 | LDES |  |  | 0 | 0 |  | 0 | 0 |  | 0 | 0 |  | 0 | 0 | 0 | 0 | 0 |  | 0 | 0 | 0 | 0 | 0 |  | 0 | 0 | 0 | 0 | 0 | 0 | 0
SDGE | SDGE Imperial | SDGE | Ocotillo Express | 500 | 194 | LDES |  |  | 0 | 0 |  | 0 | 0 |  | 0 | 0 |  | 0 | 0 | 0 | 0 | 0 |  | 0 | 0 | 0 | 0 | 0 |  | 0 | 0 | 0 | 0 | 0 | 0 | 0
PG&E KERN | PGE Kern | PGE | Old River | 70 |  | LDES |  |  | 0 | 0 |  | 0 | 0 |  | 0 | 0 |  | 0 | 0 | 0 | 0 | 0 |  | 0 | 0 | 0 | 0 | 0 |  | 0 | 0 | 0 | 0 | 0 | 0 | 0
SDGE | SDGE Imperial | SDGE | Old Town | 230 | 171 | LDES |  |  | 0 | 0 |  | 0 | 0 |  | 0 | 0 |  | 0 | 0 | 0 | 0 | 0 |  | 0 | 0 | 0 | 0 | 0 |  | 0 | 0 | 0 | 0 | 0 | 0 | 0
SCE Metro | SCE Metro | SCE | Olinda | 230 | 97 | LDES |  |  | 0 | 0 |  | 0 | 0 |  | 0 | 0 |  | 0 | 0 | 0 | 0 | 0 |  | 0 | 0 | 0 | 0 | 0 |  | 0 | 0 | 0 | 0 | 0 | 0 | 0
PG&E FRESNO | PGE Fresno | PGE | Olive | 115 | 119 | LDES |  |  | 0 | 0 |  | 0 | 0 |  | 0 | 0 |  | 0 | 0 | 0 | 0 | 0 |  | 0 | 0 | 0 | 0 | 0 |  | 0 | 0 | 0 | 0 | 0 | 0 | 0
PG&E NGBA | PGE NGBA | PGE | Olivehurst | 115 | 22 | LDES |  |  | 0 | 0 |  | 0 | 0 |  | 0 | 0 |  | 0 | 0 | 0 | 0 | 0 |  | 0 | 0 | 0 | 0 | 0 |  | 0 | 0 | 0 | 0 | 0 | 0 | 0
PG&E NGBA | PGE NGBA | PGE | Oregon Trail | 60 |  | LDES |  |  | 0 | 0 |  | 0 | 0 |  | 0 | 0 |  | 0 | 0 | 0 | 0 | 0 |  | 0 | 0 | 0 | 0 | 0 |  | 0 | 0 | 0 | 0 | 0 | 0 | 0
SCE Northern | SCE Northern | SCE | Ormond Beach | 230 | 157 | LDES |  |  | 0 | 0 |  | 0 | 0 |  | 0 | 0 |  | 0 | 0 | 0 | 0 | 0 |  | 0 | 0 | 0 | 0 | 0 |  | 0 | 0 | 0 | 0 | 0 | 0 | 0
PG&E FRESNO | PGE Fresno | PGE | Oro Loma | 115 | 123 | LDES |  |  | 0 | 0 |  | 0 | 0 |  | 0 | 0 |  | 0 | 0 | 0 | 0 | 0 |  | 0 | 0 | 0 | 0 | 0 |  | 0 | 0 | 0 | 0 | 0 | 0 | 0
PG&E FRESNO | PGE Fresno | PGE | Oro Loma | 70 |  | LDES |  |  | 0 | 0 |  | 0 | 0 |  | 0 | 0 |  | 0 | 0 | 0 | 0 | 0 |  | 0 | 0 | 0 | 0 | 0 |  | 0 | 0 | 0 | 0 | 0 | 0 | 0
PG&E FRESNO | PGE Fresno | PGE | Orosi | 70 |  | LDES |  |  | 0 | 0 |  | 0 | 0 |  | 0 | 0 |  | 0 | 0 | 0 | 0 | 0 |  | 0 | 0 | 0 | 0 | 0 |  | 0 | 0 | 0 | 0 | 0 | 0 | 0
SDGE | SDGE Imperial | SDGE | Otay | 69 |  | LDES |  |  | 0 | 0 |  | 0 | 0 |  | 0 | 0 |  | 0 | 0 | 0 | 0 | 0 |  | 0 | 0 | 0 | 0 | 0 |  | 0 | 0 | 0 | 0 | 0 | 0 | 0
SDGE | SDGE Imperial | SDGE | Otay Mesa | 230 | 197 | LDES |  |  | 0 | 0 |  | 0 | 0 |  | 0 | 0 |  | 0 | 0 | 0 | 0 | 0 |  | 0 | 0 | 0 | 0 | 0 |  | 0 | 0 | 0 | 0 | 0 | 0 | 0
PG&E FRESNO | PGE Fresno | PGE | Padre Flats SW STA | 230 | 71 | LDES |  |  | 0 | 0 |  | 0 | 0 |  | 0 | 0 |  | 0 | 0 | 0 | 0 | 0 |  | 0 | 0 | 0 | 0 | 0 |  | 0 | 0 | 0 | 0 | 0 | 0 | 0
EOP | SCE EOP | SCE | Pahrump | 138 | 177 | LDES |  |  | 0 | 0 |  | 0 | 0 |  | 0 | 0 |  | 0 | 0 | 0 | 0 | 0 |  | 0 | 0 | 0 | 0 | 0 |  | 0 | 0 | 0 | 0 | 0 | 0 | 0
EOP | SCE EOP | SCE | Pahrump | 230 | 177 | LDES |  |  | 0 | 0 |  | 0 | 0 |  | 0 | 0 |  | 0 | 0 | 0 | 0 | 0 |  | 0 | 0 | 0 | 0 | 0 |  | 0 | 0 | 0 | 0 | 0 | 0 | 0
SDGE | SDGE Imperial | SDGE | Pala | 69 |  | LDES |  |  | 0 | 0 |  | 0 | 0 |  | 0 | 0 |  | 0 | 0 | 0 | 0 | 0 |  | 0 | 0 | 0 | 0 | 0 |  | 0 | 0 | 0 | 0 | 0 | 0 | 0
PG&E NGBA | PGE NGBA | PGE | Palermo | 115 | 22 | LDES |  |  | 0 | 0 |  | 0 | 0 |  | 0 | 0 |  | 0 | 0 | 0 | 0 | 0 |  | 0 | 0 | 0 | 0 | 0 |  | 0 | 0 | 0 | 0 | 0 | 0 | 0
PG&E NGBA | PGE NGBA | PGE | Palermo | 230 | 19 | LDES |  |  | 0 | 0 |  | 0 | 0 |  | 0 | 0 |  | 0 | 0 | 0 | 0 | 0 |  | 0 | 0 | 0 | 0 | 0 |  | 0 | 0 | 0 | 0 | 0 | 0 | 0
SCE Eastern | SCE Arizona | SCE | Palo Verde | 500 | 176 | LDES |  |  | 0 | 0 |  | 0 | 0 |  | 0 | 0 |  | 0 | 0 | 0 | 0 | 0 |  | 0 | 0 | 0 | 0 | 0 |  | 0 | 0 | 0 | 0 | 0 | 0 | 0
SDGE | SDGE Imperial | SDGE | Palomar Energy | 230 | 195 | LDES |  |  | 0 | 0 |  | 0 | 0 |  | 0 | 0 |  | 0 | 0 | 0 | 0 | 0 |  | 0 | 0 | 0 | 0 | 0 |  | 0 | 0 | 0 | 0 | 0 | 0 | 0
PG&E KERN | PGE Kern | PGE | Panama | 70 |  | LDES |  |  | 0 | 0 |  | 0 | 0 |  | 0 | 0 |  | 0 | 0 | 0 | 0 | 0 |  | 0 | 0 | 0 | 0 | 0 |  | 0 | 0 | 0 | 0 | 0 | 0 | 0
PG&E FRESNO | PGE Fresno | PGE | Panoche | 115 | 128 | LDES |  |  | 0 | 0 |  | 0 | 0 |  | 0 | 0 |  | 0 | 0 | 0 | 0 | 0 |  | 0 | 0 | 0 | 0 | 0 |  | 0 | 0 | 0 | 0 | 0 | 0 | 0
PG&E FRESNO | PGE Fresno | PGE | Panoche | 230 | 94 | LDES |  |  | 0 | 0 |  | 0 | 0 |  | 0 | 0 |  | 0 | 0 | 0 | 0 | 0 |  | 0 | 0 | 0 | 0 | 0 |  | 0 | 0 | 0 | 0 | 0 | 0 | 0
SCE Northern | SCE Northern | SCE | Pardee | 230 | 151 | LDES |  |  | 0 | 0 |  | 0 | 0 |  | 0 | 0 |  | 0 | 0 | 0 | 0 | 0 |  | 0 | 0 | 0 | 0 | 0 |  | 0 | 0 | 0 | 0 | 0 | 0 | 0
PG&E NGBA | PGE NGBA | PGE | Parkway | 230 | 30 | LDES |  |  | 0 | 0 |  | 0 | 0 |  | 0 | 0 |  | 0 | 0 | 0 | 0 | 0 |  | 0 | 0 | 0 | 0 | 0 |  | 0 | 0 | 0 | 0 | 0 | 0 | 0
SCE Northern | SCE Northern | SCE | Pastoria | 230 | 159 | LDES |  |  | 0 | 0 |  | 0 | 0 |  | 0 | 0 |  | 0 | 0 | 0 | 0 | 0 |  | 0 | 0 | 0 | 0 | 0 |  | 0 | 0 | 0 | 0 | 0 | 0 | 0
SCE Metro | SCE Metro | SCE | Pauda | 230 |  | LDES |  |  | 0 | 0 |  | 0 | 0 |  | 0 | 0 |  | 0 | 0 | 0 | 0 | 0 |  | 0 | 0 | 0 | 0 | 0 |  | 0 | 0 | 0 | 0 | 0 | 0 | 0
PG&E GBA | PGE GBA | PGE | Paul Sweet | 115 | 14 | LDES |  |  | 0 | 0 |  | 0 | 0 |  | 0 | 0 |  | 0 | 0 | 0 | 0 | 0 |  | 0 | 0 | 0 | 0 | 0 |  | 0 | 0 | 0 | 0 | 0 | 0 | 0
PG&E NGBA | PGE NGBA | PGE | Peabody | 230 | 52 | LDES |  |  | 0 | 0 |  | 0 | 0 |  | 0 | 0 |  | 0 | 0 | 0 | 0 | 0 |  | 0 | 0 | 0 | 0 | 0 |  | 0 | 0 | 0 | 0 | 0 | 0 | 0
PG&E NGBA | PGE NGBA | PGE | Pease | 115 | 22 | LDES |  |  | 0 | 0 |  | 0 | 0 |  | 0 | 0 |  | 0 | 0 | 0 | 0 | 0 |  | 0 | 0 | 0 | 0 | 0 |  | 0 | 0 | 0 | 0 | 0 | 0 | 0
PG&E NGBA | PGE NGBA | PGE | Pease | 60 |  | LDES |  |  | 0 | 0 |  | 0 | 0 |  | 0 | 0 |  | 0 | 0 | 0 | 0 | 0 |  | 0 | 0 | 0 | 0 | 0 |  | 0 | 0 | 0 | 0 | 0 | 0 | 0
SDGE | SDGE Imperial | SDGE | Penasquitos | 138 | 171 | LDES |  |  | 0 | 0 |  | 0 | 0 |  | 0 | 0 |  | 0 | 0 | 0 | 0 | 0 |  | 0 | 0 | 0 | 0 | 0 |  | 0 | 0 | 0 | 0 | 0 | 0 | 0
SDGE | SDGE Imperial | SDGE | Penasquitos | 230 | 171 | LDES |  |  | 0 | 0 |  | 0 | 0 |  | 0 | 0 |  | 0 | 0 | 0 | 0 | 0 |  | 0 | 0 | 0 | 0 | 0 |  | 0 | 0 | 0 | 0 | 0 | 0 | 0
SDGE | SDGE Imperial | SDGE | Penasquitos | 69 |  | LDES |  |  | 0 | 0 |  | 0 | 0 |  | 0 | 0 |  | 0 | 0 | 0 | 0 | 0 |  | 0 | 0 | 0 | 0 | 0 |  | 0 | 0 | 0 | 0 | 0 | 0 | 0
SDGE | SDGE Imperial | SDGE | Pendleton | 69 |  | LDES |  |  | 0 | 0 |  | 0 | 0 |  | 0 | 0 |  | 0 | 0 | 0 | 0 | 0 |  | 0 | 0 | 0 | 0 | 0 |  | 0 | 0 | 0 | 0 | 0 | 0 | 0
PG&E NGBA | PGE NGBA | PGE | Penngrove | 115 | 27 | LDES |  |  | 0 | 0 |  | 0 | 0 |  | 0 | 0 |  | 0 | 0 | 0 | 0 | 0 |  | 0 | 0 | 0 | 0 | 0 |  | 0 | 0 | 0 | 0 | 0 | 0 | 0
PG&E GBA | PGE GBA | PGE | Peoria | 115 | 44 | LDES |  |  | 0 | 0 |  | 0 | 0 |  | 0 | 0 |  | 0 | 0 | 0 | 0 | 0 |  | 0 | 0 | 0 | 0 | 0 |  | 0 | 0 | 0 | 0 | 0 | 0 | 0
PG&E GBA | PGE GBA | PGE | Piercy | 115 | 11 | LDES |  |  | 0 | 0 |  | 0 | 0 |  | 0 | 0 |  | 0 | 0 | 0 | 0 | 0 |  | 0 | 0 | 0 | 0 | 0 |  | 0 | 0 | 0 | 0 | 0 | 0 | 0
PG&E FRESNO | PGE Fresno | PGE | Pine Flat | 230 | 117 | LDES |  |  | 0 | 0 |  | 0 | 0 |  | 0 | 0 |  | 0 | 0 | 0 | 0 | 0 |  | 0 | 0 | 0 | 0 | 0 |  | 0 | 0 | 0 | 0 | 0 | 0 | 0
SCE NOL | SCE NOL | SCE | Pisgah | 230 | 141 | LDES |  |  | 0 | 0 |  | 0 | 0 |  | 0 | 0 |  | 0 | 0 | 0 | 0 | 0 |  | 0 | 0 | 0 | 0 | 0 |  | 0 | 0 | 0 | 0 | 0 | 0 | 0
PG&E NGBA | PGE NGBA | PGE | Pit 1 | 230 | 2 | LDES |  |  | 0 | 0 |  | 0 | 0 |  | 0 | 0 |  | 0 | 0 | 0 | 0 | 0 |  | 0 | 0 | 0 | 0 | 0 |  | 0 | 0 | 0 | 0 | 0 | 0 | 0
PG&E NGBA | PGE NGBA | PGE | Pit 1 | 60 |  | LDES |  |  | 0 | 0 |  | 0 | 0 |  | 0 | 0 |  | 0 | 0 | 0 | 0 | 0 |  | 0 | 0 | 0 | 0 | 0 |  | 0 | 0 | 0 | 0 | 0 | 0 | 0
PG&E NGBA | PGE NGBA | PGE | Pit 3 | 230 | 2 | LDES |  |  | 0 | 0 |  | 0 | 0 |  | 0 | 0 |  | 0 | 0 | 0 | 0 | 0 |  | 0 | 0 | 0 | 0 | 0 |  | 0 | 0 | 0 | 0 | 0 | 0 | 0
PG&E NGBA | PGE NGBA | PGE | Pit 4 | 230 | 1 | LDES |  |  | 0 | 0 |  | 0 | 0 |  | 0 | 0 |  | 0 | 0 | 0 | 0 | 0 |  | 0 | 0 | 0 | 0 | 0 |  | 0 | 0 | 0 | 0 | 0 | 0 | 0
PG&E GBA | PGE GBA | PGE | Pittsburg | 115 | 49 | LDES |  |  | 0 | 0 |  | 0 | 0 |  | 0 | 0 |  | 0 | 0 | 0 | 0 | 0 |  | 0 | 0 | 0 | 0 | 0 |  | 0 | 0 | 0 | 0 | 0 | 0 | 0
PG&E GBA | PGE GBA | PGE | Pittsburg | 230 | 51 | LDES |  |  | 0 | 0 |  | 0 | 0 |  | 0 | 0 |  | 0 | 0 | 0 | 0 | 0 |  | 0 | 0 | 0 | 0 | 0 |  | 0 | 0 | 0 | 0 | 0 | 0 | 0
PG&E NGBA | PGE NGBA | PGE | Pleasant Grove | 115 | 23 | LDES |  |  | 0 | 0 |  | 0 | 0 |  | 0 | 0 |  | 0 | 0 | 0 | 0 | 0 |  | 0 | 0 | 0 | 0 | 0 |  | 0 | 0 | 0 | 0 | 0 | 0 | 0
PG&E NGBA | PGE NGBA | PGE | POE | 230 | 24 | LDES |  |  | 0 | 0 |  | 0 | 0 |  | 0 | 0 |  | 0 | 0 | 0 | 0 | 0 |  | 0 | 0 | 0 | 0 | 0 |  | 0 | 0 | 0 | 0 | 0 | 0 | 0
SDGE | SDGE Imperial | SDGE | Point Loma | 69 |  | LDES |  |  | 0 | 0 |  | 0 | 0 |  | 0 | 0 |  | 0 | 0 | 0 | 0 | 0 |  | 0 | 0 | 0 | 0 | 0 |  | 0 | 0 | 0 | 0 | 0 | 0 | 0
SDGE | SDGE Imperial | SDGE | Pomerado | 69 |  | LDES |  |  | 0 | 0 |  | 0 | 0 |  | 0 | 0 |  | 0 | 0 | 0 | 0 | 0 |  | 0 | 0 | 0 | 0 | 0 |  | 0 | 0 | 0 | 0 | 0 | 0 | 0
PG&E KERN | PGE Kern | PGE | Poso Mountain | 115 | 101 | LDES |  |  | 0 | 0 |  | 0 | 0 |  | 0 | 0 |  | 0 | 0 | 0 | 0 | 0 |  | 0 | 0 | 0 | 0 | 0 |  | 0 | 0 | 0 | 0 | 0 | 0 | 0
EOP | SCE EOP | SCE | Primm | 230 | 161 | LDES |  |  | 0 | 0 |  | 0 | 0 |  | 0 | 0 |  | 0 | 0 | 0 | 0 | 0 |  | 0 | 0 | 0 | 0 | 0 |  | 0 | 0 | 0 | 0 | 0 | 0 | 0
PG&E NGBA | PGE NGBA | PGE | Putah Creek | 115 | 39 | LDES |  |  | 0 | 0 |  | 0 | 0 |  | 0 | 0 |  | 0 | 0 | 0 | 0 | 0 |  | 0 | 0 | 0 | 0 | 0 |  | 0 | 0 | 0 | 0 | 0 | 0 | 0
SDGE | SDGE Imperial | SDGE | Q1806 | 138 | 178 | LDES |  |  | 0 | 0 |  | 0 | 0 |  | 0 | 0 |  | 0 | 0 | 0 | 0 | 0 |  | 0 | 0 | 0 | 0 | 0 |  | 0 | 0 | 0 | 0 | 0 | 0 | 0
PG&E FRESNO | PGE Fresno | PGE | Quinto | 230 | 71 | LDES |  |  | 0 | 0 |  | 0 | 0 |  | 0 | 0 |  | 0 | 0 | 0 | 0 | 0 |  | 0 | 0 | 0 | 0 | 0 |  | 0 | 0 | 0 | 0 | 0 | 0 | 0
PG&E GBA | PGE GBA | PGE | Race Track | 115 | 44 | LDES |  |  | 0 | 0 |  | 0 | 0 |  | 0 | 0 |  | 0 | 0 | 0 | 0 | 0 |  | 0 | 0 | 0 | 0 | 0 |  | 0 | 0 | 0 | 0 | 0 | 0 | 0
SDGE | SDGE Imperial | SDGE | Rancho Mission Viejo | 138 | 187 | LDES |  |  | 0 | 0 |  | 0 | 0 |  | 0 | 0 |  | 0 | 0 | 0 | 0 | 0 |  | 0 | 0 | 0 | 0 | 0 |  | 0 | 0 | 0 | 0 | 0 | 0 | 0
PG&E GBA | PGE GBA | PGE | Rancho Seco | 230 | 15 | LDES |  |  | 0 | 0 |  | 0 | 0 |  | 0 | 0 |  | 0 | 0 | 0 | 0 | 0 |  | 0 | 0 | 0 | 0 | 0 |  | 0 | 0 | 0 | 0 | 0 | 0 | 0
SCE Metro | SCE Metro | SCE | Rancho Vista | 230 | 97 | LDES |  |  | 0 | 0 |  | 0 | 0 |  | 0 | 0 |  | 0 | 0 | 0 | 0 | 0 |  | 0 | 0 | 0 | 0 | 0 |  | 0 | 0 | 0 | 0 | 0 | 0 | 0
SCE Metro | SCE Metro | SCE | Rancho Vista | 500 | 97 | LDES |  |  | 0 | 0 |  | 0 | 0 |  | 0 | 0 |  | 0 | 0 | 0 | 0 | 0 |  | 0 | 0 | 0 | 0 | 0 |  | 0 | 0 | 0 | 0 | 0 | 0 | 0
SCE NOL | SCE NOL | SCE | Ransburg | 115 |  | LDES |  |  | 0 | 0 |  | 0 | 0 |  | 0 | 0 |  | 0 | 0 | 0 | 0 | 0 |  | 0 | 0 | 0 | 0 | 0 |  | 0 | 0 | 0 | 0 | 0 | 0 | 0
PG&E GBA | PGE GBA | PGE | Ravenswood | 115 | 6 | LDES |  |  | 0 | 0 |  | 0 | 0 |  | 0 | 0 |  | 0 | 0 | 0 | 0 | 0 |  | 0 | 0 | 0 | 0 | 0 |  | 0 | 0 | 0 | 0 | 0 | 0 | 0
PG&E GBA | PGE GBA | PGE | Ravenswood | 230 | 6 | LDES |  |  | 0 | 0 |  | 0 | 0 |  | 0 | 0 |  | 0 | 0 | 0 | 0 | 0 |  | 0 | 0 | 0 | 0 | 0 |  | 0 | 0 | 0 | 0 | 0 | 0 | 0
SCE Northern | SCE Northern | SCE | Rector | 230 | 153 | LDES |  |  | 0 | 0 |  | 0 | 0 |  | 0 | 0 |  | 0 | 0 | 0 | 0 | 0 |  | 0 | 0 | 0 | 0 | 0 |  | 0 | 0 | 0 | 0 | 0 | 0 | 0
SCE Eastern | SCE Eastern | SCE | Red Bluff | 230 | 179 | LDES |  |  | 0 | 0 |  | 0 | 0 |  | 0 | 0 |  | 0 | 0 | 0 | 0 | 0 |  | 0 | 0 | 0 | 0 | 0 |  | 0 | 0 | 0 | 0 | 0 | 0 | 0
SCE Eastern | SCE Eastern | SCE | Red Bluff | 500 | 172 | LDES |  |  | 0 | 0 |  | 0 | 0 |  | 0 | 0 |  | 0 | 0 | 0 | 0 | 0 |  | 0 | 0 | 0 | 0 | 0 |  | 0 | 0 | 0 | 0 | 0 | 0 | 0
PG&E NGBA | PGE NGBA | PGE | Redbud | 115 | 27 | LDES |  |  | 0 | 0 |  | 0 | 0 |  | 0 | 0 |  | 0 | 0 | 0 | 0 | 0 |  | 0 | 0 | 0 | 0 | 0 |  | 0 | 0 | 0 | 0 | 0 | 0 | 0
SCE Metro | SCE Metro | SCE | Redondo | 230 | 97 | LDES |  |  | 0 | 0 |  | 0 | 0 |  | 0 | 0 |  | 0 | 0 | 0 | 0 | 0 |  | 0 | 0 | 0 | 0 | 0 |  | 0 | 0 | 0 | 0 | 0 | 0 | 0
PG&E FRESNO | PGE Fresno | PGE | Reedley | 115 | 142 | LDES |  |  | 0 | 0 |  | 0 | 0 |  | 0 | 0 |  | 0 | 0 | 0 | 0 | 0 |  | 0 | 0 | 0 | 0 | 0 |  | 0 | 0 | 0 | 0 | 0 | 0 | 0
PG&E KERN | PGE Kern | PGE | Renfro | 115 | 83 | LDES |  |  | 0 | 0 |  | 0 | 0 |  | 0 | 0 |  | 0 | 0 | 0 | 0 | 0 |  | 0 | 0 | 0 | 0 | 0 |  | 0 | 0 | 0 | 0 | 0 | 0 | 0
PG&E GBA | PGE GBA | PGE | Richmond R | 115 | 56 | LDES |  |  | 0 | 0 |  | 0 | 0 |  | 0 | 0 |  | 0 | 0 | 0 | 0 | 0 |  | 0 | 0 | 0 | 0 | 0 |  | 0 | 0 | 0 | 0 | 0 | 0 | 0
PG&E NGBA | PGE NGBA | PGE | Rincon | 115 | 55 | LDES |  |  | 0 | 0 |  | 0 | 0 |  | 0 | 0 |  | 0 | 0 | 0 | 0 | 0 |  | 0 | 0 | 0 | 0 | 0 |  | 0 | 0 | 0 | 0 | 0 | 0 | 0
PG&E KERN | PGE Kern | PGE | Rio Bravo | 115 | 83 | LDES |  |  | 0 | 0 |  | 0 | 0 |  | 0 | 0 |  | 0 | 0 | 0 | 0 | 0 |  | 0 | 0 | 0 | 0 | 0 |  | 0 | 0 | 0 | 0 | 0 | 0 | 0
SCE Metro | SCE Metro | SCE | Rio Hondo | 230 | 97 | LDES |  |  | 0 | 0 |  | 0 | 0 |  | 0 | 0 |  | 0 | 0 | 0 | 0 | 0 |  | 0 | 0 | 0 | 0 | 0 |  | 0 | 0 | 0 | 0 | 0 | 0 | 0
PG&E NGBA | PGE NGBA | PGE | Rio Oso | 115 | 24 | LDES |  |  | 0 | 0 |  | 0 | 0 |  | 0 | 0 |  | 0 | 0 | 0 | 0 | 0 |  | 0 | 0 | 0 | 0 | 0 |  | 0 | 0 | 0 | 0 | 0 | 0 | 0
PG&E NGBA | PGE NGBA | PGE | Rio Oso | 230 | 24 | LDES |  |  | 0 | 0 |  | 0 | 0 |  | 0 | 0 |  | 0 | 0 | 0 | 0 | 0 |  | 0 | 0 | 0 | 0 | 0 |  | 0 | 0 | 0 | 0 | 0 | 0 | 0
PG&E GBA | PGE GBA | PGE | Ripon | 115 | 54 | LDES |  |  | 0 | 0 |  | 0 | 0 |  | 0 | 0 |  | 0 | 0 | 0 | 0 | 0 |  | 0 | 0 | 0 | 0 | 0 |  | 0 | 0 | 0 | 0 | 0 | 0 | 0
PG&E GBA | PGE GBA | PGE | Riverbank | 115 | 44 | LDES |  |  | 0 | 0 |  | 0 | 0 |  | 0 | 0 |  | 0 | 0 | 0 | 0 | 0 |  | 0 | 0 | 0 | 0 | 0 |  | 0 | 0 | 0 | 0 | 0 | 0 | 0
SCE NOL | SCE NOL | SCE | Roadway | 115 | 146 | LDES |  |  | 0 | 0 |  | 0 | 0 |  | 0 | 0 |  | 0 | 0 | 0 | 0 | 0 |  | 0 | 0 | 0 | 0 | 0 |  | 0 | 0 | 0 | 0 | 0 | 0 | 0
PG&E NGBA | PGE NGBA | PGE | Rock Creek 1 | 230 | 16 | LDES |  |  | 0 | 0 |  | 0 | 0 |  | 0 | 0 |  | 0 | 0 | 0 | 0 | 0 |  | 0 | 0 | 0 | 0 | 0 |  | 0 | 0 | 0 | 0 | 0 | 0 | 0
SCE Northern | SCE Northern | SCE | Rosamond | 66 |  | LDES |  |  | 0 | 0 |  | 0 | 0 |  | 0 | 0 |  | 0 | 0 | 0 | 0 | 0 |  | 0 | 0 | 0 | 0 | 0 |  | 0 | 0 | 0 | 0 | 0 | 0 | 0
PG&E GBA | PGE GBA | PGE | Rossmoor | 230 | 30 | LDES |  |  | 0 | 0 |  | 0 | 0 |  | 0 | 0 |  | 0 | 0 | 0 | 0 | 0 |  | 0 | 0 | 0 | 0 | 0 |  | 0 | 0 | 0 | 0 | 0 | 0 | 0
PG&E NGBA | PGE NGBA | PGE | Round Mountain | 230 | 1 | LDES |  |  | 0 | 0 |  | 0 | 0 |  | 0 | 0 |  | 0 | 0 | 0 | 0 | 0 |  | 0 | 0 | 0 | 0 | 0 |  | 0 | 0 | 0 | 0 | 0 | 0 | 0
PG&E NGBA | PGE NGBA | PGE | Round Mountain | 500 | 1 | LDES |  |  | 0 | 0 |  | 0 | 0 |  | 0 | 0 |  | 0 | 0 | 0 | 0 | 0 |  | 0 | 0 | 0 | 0 | 0 |  | 0 | 0 | 0 | 0 | 0 | 0 | 0
PG&E GBA | PGE GBA | PGE | Salado | 115 | 34 | LDES |  |  | 0 | 0 |  | 0 | 0 |  | 0 | 0 |  | 0 | 0 | 0 | 0 | 0 |  | 0 | 0 | 0 | 0 | 0 |  | 0 | 0 | 0 | 0 | 0 | 0 | 0
PG&E GBA | PGE GBA | PGE | Salado | 60 |  | LDES |  |  | 0 | 0 |  | 0 | 0 |  | 0 | 0 |  | 0 | 0 | 0 | 0 | 0 |  | 0 | 0 | 0 | 0 | 0 |  | 0 | 0 | 0 | 0 | 0 | 0 | 0
PG&E GBA | PGE GBA | PGE | Salinas | 115 | 84 | LDES |  |  | 0 | 0 |  | 0 | 0 |  | 0 | 0 |  | 0 | 0 | 0 | 0 | 0 |  | 0 | 0 | 0 | 0 | 0 |  | 0 | 0 | 0 | 0 | 0 | 0 | 0
SDGE | SDGE Imperial | SDGE | Salt Creek | 69 |  | LDES |  |  | 0 | 0 |  | 0 | 0 |  | 0 | 0 |  | 0 | 0 | 0 | 0 | 0 |  | 0 | 0 | 0 | 0 | 0 |  | 0 | 0 | 0 | 0 | 0 | 0 | 0
SCE Eastern | SCE Eastern | SCE | San Bernardino | 230 | 156 | LDES |  |  | 0 | 0 |  | 0 | 0 |  | 0 | 0 |  | 0 | 0 | 0 | 0 | 0 |  | 0 | 0 | 0 | 0 | 0 |  | 0 | 0 | 0 | 0 | 0 | 0 | 0
PG&E GBA | PGE GBA | PGE | SAN FRAN A (POTRERO PP) | 115 | 3 | LDES |  |  | 0 | 0 |  | 0 | 0 |  | 0 | 0 |  | 0 | 0 | 0 | 0 | 0 |  | 0 | 0 | 0 | 0 | 0 |  | 0 | 0 | 0 | 0 | 0 | 0 | 0
PG&E GBA | PGE GBA | PGE | SAN FRAN A (POTRERO PP) | 230 | 3 | LDES |  |  | 0 | 0 |  | 0 | 0 |  | 0 | 0 |  | 0 | 0 | 0 | 0 | 0 |  | 0 | 0 | 0 | 0 | 0 |  | 0 | 0 | 0 | 0 | 0 | 0 | 0
PG&E GBA | PGE GBA | PGE | San Jose A | 115 | 81 | LDES |  |  | 0 | 0 |  | 0 | 0 |  | 0 | 0 |  | 0 | 0 | 0 | 0 | 0 |  | 0 | 0 | 0 | 0 | 0 |  | 0 | 0 | 0 | 0 | 0 | 0 | 0
PG&E GBA | PGE GBA | PGE | San Jose B | 115 | 11 | LDES |  |  | 0 | 0 |  | 0 | 0 |  | 0 | 0 |  | 0 | 0 | 0 | 0 | 0 |  | 0 | 0 | 0 | 0 | 0 |  | 0 | 0 | 0 | 0 | 0 | 0 | 0
PG&E GBA | PGE GBA | PGE | San Leandro U | 115 | 6 | LDES |  |  | 0 | 0 |  | 0 | 0 |  | 0 | 0 |  | 0 | 0 | 0 | 0 | 0 |  | 0 | 0 | 0 | 0 | 0 |  | 0 | 0 | 0 | 0 | 0 | 0 | 0
PG&E KERN | PGE Kern | PGE | San Luis Obispo | 115 | 111 | LDES |  |  | 0 | 0 |  | 0 | 0 |  | 0 | 0 |  | 0 | 0 | 0 | 0 | 0 |  | 0 | 0 | 0 | 0 | 0 |  | 0 | 0 | 0 | 0 | 0 | 0 | 0
PG&E KERN | PGE Kern | PGE | San Luis Obispo | 70 |  | LDES |  |  | 0 | 0 |  | 0 | 0 |  | 0 | 0 |  | 0 | 0 | 0 | 0 | 0 |  | 0 | 0 | 0 | 0 | 0 |  | 0 | 0 | 0 | 0 | 0 | 0 | 0
SDGE | SDGE Imperial | SDGE | San Luis Rey | 230 | 143 | LDES |  |  | 0 | 0 |  | 0 | 0 |  | 0 | 0 |  | 0 | 0 | 0 | 0 | 0 |  | 0 | 0 | 0 | 0 | 0 |  | 0 | 0 | 0 | 0 | 0 | 0 | 0
SDGE | SDGE Imperial | SDGE | San Luis Rey | 69 |  | LDES |  |  | 0 | 0 |  | 0 | 0 |  | 0 | 0 |  | 0 | 0 | 0 | 0 | 0 |  | 0 | 0 | 0 | 0 | 0 |  | 0 | 0 | 0 | 0 | 0 | 0 | 0
SDGE | SDGE Imperial | SDGE | San Marcos | 69 |  | LDES |  |  | 0 | 0 |  | 0 | 0 |  | 0 | 0 |  | 0 | 0 | 0 | 0 | 0 |  | 0 | 0 | 0 | 0 | 0 |  | 0 | 0 | 0 | 0 | 0 | 0 | 0
SCE Metro | SCE Metro | SCE | San Onofre | 230 | 97 | LDES |  |  | 0 | 0 |  | 0 | 0 |  | 0 | 0 |  | 0 | 0 | 0 | 0 | 0 |  | 0 | 0 | 0 | 0 | 0 |  | 0 | 0 | 0 | 0 | 0 | 0 | 0
PG&E GBA | PGE GBA | PGE | San Pablo | 115 | 56 | LDES |  |  | 0 | 0 |  | 0 | 0 |  | 0 | 0 |  | 0 | 0 | 0 | 0 | 0 |  | 0 | 0 | 0 | 0 | 0 |  | 0 | 0 | 0 | 0 | 0 | 0 | 0
PG&E GBA | PGE GBA | PGE | San Ramon | 230 | 4 | LDES |  |  | 0 | 0 |  | 0 | 0 |  | 0 | 0 |  | 0 | 0 | 0 | 0 | 0 |  | 0 | 0 | 0 | 0 | 0 |  | 0 | 0 | 0 | 0 | 0 | 0 | 0
SDGE | SDGE Imperial | SDGE | San Ysidro | 69 |  | LDES |  |  | 0 | 0 |  | 0 | 0 |  | 0 | 0 |  | 0 | 0 | 0 | 0 | 0 |  | 0 | 0 | 0 | 0 | 0 |  | 0 | 0 | 0 | 0 | 0 | 0 | 0
SCE NOL | SCE NOL | SCE | Sandlot | 230 | 160 | LDES |  |  | 0 | 0 |  | 0 | 0 |  | 0 | 0 |  | 0 | 0 | 0 | 0 | 0 |  | 0 | 0 | 0 | 0 | 0 |  | 0 | 0 | 0 | 0 | 0 | 0 | 0
EOP | SCE EOP | SCE | Sandy | 138 | 177 | LDES |  |  | 0 | 0 |  | 0 | 0 |  | 0 | 0 |  | 0 | 0 | 0 | 0 | 0 |  | 0 | 0 | 0 | 0 | 0 |  | 0 | 0 | 0 | 0 | 0 | 0 | 0
PG&E FRESNO | PGE Fresno | PGE | Sanger | 115 | 152 | LDES |  |  | 0 | 0 |  | 0 | 0 |  | 0 | 0 |  | 0 | 0 | 0 | 0 | 0 |  | 0 | 0 | 0 | 0 | 0 |  | 0 | 0 | 0 | 0 | 0 | 0 | 0
SCE Northern | SCE Northern | SCE | Santa Clara | 230 | 157 | LDES |  |  | 0 | 0 |  | 0 | 0 |  | 0 | 0 |  | 0 | 0 | 0 | 0 | 0 |  | 0 | 0 | 0 | 0 | 0 |  | 0 | 0 | 0 | 0 | 0 | 0 | 0
PG&E NGBA | PGE NGBA | PGE | Santa Rosa A | 115 | 27 | LDES |  |  | 0 | 0 |  | 0 | 0 |  | 0 | 0 |  | 0 | 0 | 0 | 0 | 0 |  | 0 | 0 | 0 | 0 | 0 |  | 0 | 0 | 0 | 0 | 0 | 0 | 0
PG&E GBA | PGE GBA | PGE | Santa Teresa | 115 | 81 | LDES |  |  | 0 | 0 |  | 0 | 0 |  | 0 | 0 |  | 0 | 0 | 0 | 0 | 0 |  | 0 | 0 | 0 | 0 | 0 |  | 0 | 0 | 0 | 0 | 0 | 0 | 0
SDGE | SDGE Imperial | SDGE | Santee | 138 | 191 | LDES |  |  | 0 | 0 |  | 0 | 0 |  | 0 | 0 |  | 0 | 0 | 0 | 0 | 0 |  | 0 | 0 | 0 | 0 | 0 |  | 0 | 0 | 0 | 0 | 0 | 0 | 0
SCE Metro | SCE Metro | SCE | Santiago | 230 | 97 | LDES |  |  | 0 | 0 |  | 0 | 0 |  | 0 | 0 |  | 0 | 0 | 0 | 0 | 0 |  | 0 | 0 | 0 | 0 | 0 |  | 0 | 0 | 0 | 0 | 0 | 0 | 0
PG&E GBA | PGE GBA | PGE | Saratoga | 230 | 13 | LDES |  |  | 0 | 0 |  | 0 | 0 |  | 0 | 0 |  | 0 | 0 | 0 | 0 | 0 |  | 0 | 0 | 0 | 0 | 0 |  | 0 | 0 | 0 | 0 | 0 | 0 | 0
SCE Northern | SCE Northern | SCE | Saugus | 230 | 131 | LDES |  |  | 0 | 0 |  | 0 | 0 |  | 0 | 0 |  | 0 | 0 | 0 | 0 | 0 |  | 0 | 0 | 0 | 0 | 0 |  | 0 | 0 | 0 | 0 | 0 | 0 | 0
PG&E FRESNO | PGE Fresno | PGE | Schindler | 115 | 76 | LDES |  |  | 0 | 0 |  | 0 | 0 |  | 0 | 0 |  | 0 | 0 | 0 | 0 | 0 |  | 0 | 0 | 0 | 0 | 0 |  | 0 | 0 | 0 | 0 | 0 | 0 | 0
PG&E FRESNO | PGE Fresno | PGE | Schindler | 70 |  | LDES |  |  | 0 | 0 |  | 0 | 0 |  | 0 | 0 |  | 0 | 0 | 0 | 0 | 0 |  | 0 | 0 | 0 | 0 | 0 |  | 0 | 0 | 0 | 0 | 0 | 0 | 0
PG&E GBA | PGE GBA | PGE | Schulte | 115 | 41 | LDES |  |  | 0 | 0 |  | 0 | 0 |  | 0 | 0 |  | 0 | 0 | 0 | 0 | 0 |  | 0 | 0 | 0 | 0 | 0 |  | 0 | 0 | 0 | 0 | 0 | 0 | 0
SDGE | SDGE Imperial | SDGE | Scripps | 69 |  | LDES |  |  | 0 | 0 |  | 0 | 0 |  | 0 | 0 |  | 0 | 0 | 0 | 0 | 0 |  | 0 | 0 | 0 | 0 | 0 |  | 0 | 0 | 0 | 0 | 0 | 0 | 0
PG&E KERN | PGE Kern | PGE | Semitropic | 115 | 74 | LDES |  |  | 0 | 0 |  | 0 | 0 |  | 0 | 0 |  | 0 | 0 | 0 | 0 | 0 |  | 0 | 0 | 0 | 0 | 0 |  | 0 | 0 | 0 | 0 | 0 | 0 | 0
SCE Metro | SCE Metro | SCE | Serrano | 230 | 97 | LDES |  |  | 0 | 0 |  | 0 | 0 |  | 0 | 0 |  | 0 | 0 | 0 | 0 | 0 |  | 0 | 0 | 0 | 0 | 0 |  | 0 | 0 | 0 | 0 | 0 | 0 | 0
SCE Metro | SCE Metro | SCE | Serrano | 500 | 97 | LDES |  |  | 0 | 0 |  | 0 | 0 |  | 0 | 0 |  | 0 | 0 | 0 | 0 | 0 |  | 0 | 0 | 0 | 0 | 0 |  | 0 | 0 | 0 | 0 | 0 | 0 | 0
SDGE | SDGE Imperial | SDGE | Shadowridge | 138 | 186 | LDES |  |  | 0 | 0 |  | 0 | 0 |  | 0 | 0 |  | 0 | 0 | 0 | 0 | 0 |  | 0 | 0 | 0 | 0 | 0 |  | 0 | 0 | 0 | 0 | 0 | 0 | 0
PG&E KERN | PGE Kern | PGE | Shafter | 115 | 107 | LDES |  |  | 0 | 0 |  | 0 | 0 |  | 0 | 0 |  | 0 | 0 | 0 | 0 | 0 |  | 0 | 0 | 0 | 0 | 0 |  | 0 | 0 | 0 | 0 | 0 | 0 | 0
PG&E NGBA | PGE NGBA | PGE | Silverado | 115 | 55 | LDES |  |  | 0 | 0 |  | 0 | 0 |  | 0 | 0 |  | 0 | 0 | 0 | 0 | 0 |  | 0 | 0 | 0 | 0 | 0 |  | 0 | 0 | 0 | 0 | 0 | 0 | 0
SDGE | SDGE Imperial | SDGE | Silvergate | 230 | 193 | LDES |  |  | 0 | 0 |  | 0 | 0 |  | 0 | 0 |  | 0 | 0 | 0 | 0 | 0 |  | 0 | 0 | 0 | 0 | 0 |  | 0 | 0 | 0 | 0 | 0 | 0 | 0
SDGE | SDGE Imperial | SDGE | Silvergate | 69 |  | LDES |  |  | 0 | 0 |  | 0 | 0 |  | 0 | 0 |  | 0 | 0 | 0 | 0 | 0 |  | 0 | 0 | 0 | 0 | 0 |  | 0 | 0 | 0 | 0 | 0 | 0 | 0
PG&E KERN | PGE Kern | PGE | Sisquoc | 115 | 111 | LDES |  |  | 0 | 0 |  | 0 | 0 |  | 0 | 0 |  | 0 | 0 | 0 | 0 | 0 |  | 0 | 0 | 0 | 0 | 0 |  | 0 | 0 | 0 | 0 | 0 | 0 | 0
EOP | SCE EOP | SCE | Sloan Canyon | 230 | 161 | LDES |  |  | 0 | 0 |  | 0 | 0 |  | 0 | 0 |  | 0 | 0 | 0 | 0 | 0 |  | 0 | 0 | 0 | 0 | 0 |  | 0 | 0 | 0 | 0 | 0 | 0 | 0
EOP | SCE EOP | SCE | Sloan Canyon | 500 | 161 | LDES |  |  | 0 | 0 |  | 0 | 0 |  | 0 | 0 |  | 0 | 0 | 0 | 0 | 0 |  | 0 | 0 | 0 | 0 | 0 |  | 0 | 0 | 0 | 0 | 0 | 0 | 0
PG&E KERN | PGE Kern | PGE | Smyrna | 115 | 113 | LDES |  |  | 0 | 0 |  | 0 | 0 |  | 0 | 0 |  | 0 | 0 | 0 | 0 | 0 |  | 0 | 0 | 0 | 0 | 0 |  | 0 | 0 | 0 | 0 | 0 | 0 | 0
PG&E GBA | PGE GBA | PGE | Sobrante | 115 | 56 | LDES |  |  | 0 | 0 |  | 0 | 0 |  | 0 | 0 |  | 0 | 0 | 0 | 0 | 0 |  | 0 | 0 | 0 | 0 | 0 |  | 0 | 0 | 0 | 0 | 0 | 0 | 0
PG&E GBA | PGE GBA | PGE | Sobrante | 230 | 51 | LDES |  |  | 0 | 0 |  | 0 | 0 |  | 0 | 0 |  | 0 | 0 | 0 | 0 | 0 |  | 0 | 0 | 0 | 0 | 0 |  | 0 | 0 | 0 | 0 | 0 | 0 | 0
PG&E KERN | PGE Kern | PGE | Solar | 230 | 122 | LDES |  |  | 0 | 0 |  | 0 | 0 |  | 0 | 0 |  | 0 | 0 | 0 | 0 | 0 |  | 0 | 0 | 0 | 0 | 0 |  | 0 | 0 | 0 | 0 | 0 | 0 | 0
PG&E GBA | PGE GBA | PGE | Soledad | 115 | 84 | LDES |  |  | 0 | 0 |  | 0 | 0 |  | 0 | 0 |  | 0 | 0 | 0 | 0 | 0 |  | 0 | 0 | 0 | 0 | 0 |  | 0 | 0 | 0 | 0 | 0 | 0 | 0
PG&E GBA | PGE GBA | PGE | Soledad | 60 |  | LDES |  |  | 0 | 0 |  | 0 | 0 |  | 0 | 0 |  | 0 | 0 | 0 | 0 | 0 |  | 0 | 0 | 0 | 0 | 0 |  | 0 | 0 | 0 | 0 | 0 | 0 | 0
SDGE | SDGE Imperial | SDGE | Spring Valley | 69 |  | LDES |  |  | 0 | 0 |  | 0 | 0 |  | 0 | 0 |  | 0 | 0 | 0 | 0 | 0 |  | 0 | 0 | 0 | 0 | 0 |  | 0 | 0 | 0 | 0 | 0 | 0 | 0
SCE Northern | SCE Northern | SCE | Springville | 230 | 153 | LDES |  |  | 0 | 0 |  | 0 | 0 |  | 0 | 0 |  | 0 | 0 | 0 | 0 | 0 |  | 0 | 0 | 0 | 0 | 0 |  | 0 | 0 | 0 | 0 | 0 | 0 | 0
PG&E GBA | PGE GBA | PGE | Stagg | 230 | 43 | LDES |  |  | 0 | 0 |  | 0 | 0 |  | 0 | 0 |  | 0 | 0 | 0 | 0 | 0 |  | 0 | 0 | 0 | 0 | 0 |  | 0 | 0 | 0 | 0 | 0 | 0 | 0
PG&E GBA | PGE GBA | PGE | Standard Oil | 115 | 56 | LDES |  |  | 0 | 0 |  | 0 | 0 |  | 0 | 0 |  | 0 | 0 | 0 | 0 | 0 |  | 0 | 0 | 0 | 0 | 0 |  | 0 | 0 | 0 | 0 | 0 | 0 | 0
PG&E GBA | PGE GBA | PGE | Stanislaus | 115 | 44 | LDES |  |  | 0 | 0 |  | 0 | 0 |  | 0 | 0 |  | 0 | 0 | 0 | 0 | 0 |  | 0 | 0 | 0 | 0 | 0 |  | 0 | 0 | 0 | 0 | 0 | 0 | 0
PG&E KERN | PGE Kern | PGE | Stockdale | 115 | 72 | LDES |  |  | 0 | 0 |  | 0 | 0 |  | 0 | 0 |  | 0 | 0 | 0 | 0 | 0 |  | 0 | 0 | 0 | 0 | 0 |  | 0 | 0 | 0 | 0 | 0 | 0 | 0
PG&E KERN | PGE Kern | PGE | Stockdale | 230 | 68 | LDES |  |  | 0 | 0 |  | 0 | 0 |  | 0 | 0 |  | 0 | 0 | 0 | 0 | 0 |  | 0 | 0 | 0 | 0 | 0 |  | 0 | 0 | 0 | 0 | 0 | 0 | 0
PG&E GBA | PGE GBA | PGE | Stockton A | 115 | 65 | LDES |  |  | 0 | 0 |  | 0 | 0 |  | 0 | 0 |  | 0 | 0 | 0 | 0 | 0 |  | 0 | 0 | 0 | 0 | 0 |  | 0 | 0 | 0 | 0 | 0 | 0 | 0
PG&E GBA | PGE GBA | PGE | Stone | 115 | 79 | LDES |  |  | 0 | 0 |  | 0 | 0 |  | 0 | 0 |  | 0 | 0 | 0 | 0 | 0 |  | 0 | 0 | 0 | 0 | 0 |  | 0 | 0 | 0 | 0 | 0 | 0 | 0
PG&E FRESNO | PGE Fresno | PGE | Storey | 230 | 168 | LDES |  |  | 0 | 0 |  | 0 | 0 |  | 0 | 0 |  | 0 | 0 | 0 | 0 | 0 |  | 0 | 0 | 0 | 0 | 0 |  | 0 | 0 | 0 | 0 | 0 | 0 | 0
PG&E NGBA | PGE NGBA | PGE | Summit | 115 | 21 | LDES |  |  | 0 | 0 |  | 0 | 0 |  | 0 | 0 |  | 0 | 0 | 0 | 0 | 0 |  | 0 | 0 | 0 | 0 | 0 |  | 0 | 0 | 0 | 0 | 0 | 0 | 0
SDGE | SDGE Imperial | SDGE | Suncrest | 230 | 183 | LDES |  |  | 0 | 0 |  | 0 | 0 |  | 0 | 0 |  | 0 | 0 | 0 | 0 | 0 |  | 0 | 0 | 0 | 0 | 0 |  | 0 | 0 | 0 | 0 | 0 | 0 | 0
SDGE | SDGE Imperial | SDGE | Suncrest | 500 | 183 | LDES |  |  | 0 | 0 |  | 0 | 0 |  | 0 | 0 |  | 0 | 0 | 0 | 0 | 0 |  | 0 | 0 | 0 | 0 | 0 |  | 0 | 0 | 0 | 0 | 0 | 0 | 0
PG&E KERN | PGE Kern | PGE | Sunrise | 230 | 100 | LDES |  |  | 0 | 0 |  | 0 | 0 |  | 0 | 0 |  | 0 | 0 | 0 | 0 | 0 |  | 0 | 0 | 0 | 0 | 0 |  | 0 | 0 | 0 | 0 | 0 | 0 | 0
PG&E KERN | PGE Kern | PGE | Sunset | 230 | 106 | LDES |  |  | 0 | 0 |  | 0 | 0 |  | 0 | 0 |  | 0 | 0 | 0 | 0 | 0 |  | 0 | 0 | 0 | 0 | 0 |  | 0 | 0 | 0 | 0 | 0 | 0 | 0
PG&E GBA | PGE GBA | PGE | Swift | 115 | 11 | LDES |  |  | 0 | 0 |  | 0 | 0 |  | 0 | 0 |  | 0 | 0 | 0 | 0 | 0 |  | 0 | 0 | 0 | 0 | 0 |  | 0 | 0 | 0 | 0 | 0 | 0 | 0
SDGE | SDGE Imperial | SDGE | Sycamore Canyon | 138 | 191 | LDES |  |  | 0 | 0 |  | 0 | 0 |  | 0 | 0 |  | 0 | 0 | 0 | 0 | 0 |  | 0 | 0 | 0 | 0 | 0 |  | 0 | 0 | 0 | 0 | 0 | 0 | 0
SDGE | SDGE Imperial | SDGE | Sycamore Canyon | 230 | 190 | LDES |  | Mapped as PSH (San Vicente) | 1 | 0 |  | 0 | 0 |  | 0 | 0 |  | 0 | 0 | 0 | 0 | 500 |  | 500 | 0 | 0 | 0 | 500 |  | 500 | 500 | 0 | 500 | 500 | 0 | 500
SDGE | SDGE Imperial | SDGE | Sycamore Canyon | 69 |  | LDES |  |  | 0 | 0 |  | 0 | 0 |  | 0 | 0 |  | 0 | 0 | 0 | 0 | 0 |  | 0 | 0 | 0 | 0 | 0 |  | 0 | 0 | 0 | 0 | 0 | 0 | 0
SCE Northern | SCE Northern | SCE | Sylmar | 230 | 131 | LDES |  |  | 0 | 0 |  | 0 | 0 |  | 0 | 0 |  | 0 | 0 | 0 | 0 | 0 |  | 0 | 0 | 0 | 0 | 0 |  | 0 | 0 | 0 | 0 | 0 | 0 | 0
PG&E NGBA | PGE NGBA | PGE | Table Mountain | 115 | 1 | LDES |  |  | 0 | 0 |  | 0 | 0 |  | 0 | 0 |  | 0 | 0 | 0 | 0 | 0 |  | 0 | 0 | 0 | 0 | 0 |  | 0 | 0 | 0 | 0 | 0 | 0 | 0
PG&E NGBA | PGE NGBA | PGE | Table Mountain | 230 | 8 | LDES |  |  | 0 | 0 |  | 0 | 0 |  | 0 | 0 |  | 0 | 0 | 0 | 0 | 0 |  | 0 | 0 | 0 | 0 | 0 |  | 0 | 0 | 0 | 0 | 0 | 0 | 0
PG&E NGBA | PGE NGBA | PGE | Table Mountain | 500 | 1 | LDES |  |  | 0 | 0 |  | 0 | 0 |  | 0 | 0 |  | 0 | 0 | 0 | 0 | 0 |  | 0 | 0 | 0 | 0 | 0 |  | 0 | 0 | 0 | 0 | 0 | 0 | 0
PG&E NGBA | PGE NGBA | PGE | Table Mountain | 60 |  | LDES |  |  | 0 | 0 |  | 0 | 0 |  | 0 | 0 |  | 0 | 0 | 0 | 0 | 0 |  | 0 | 0 | 0 | 0 | 0 |  | 0 | 0 | 0 | 0 | 0 | 0 | 0
PG&E KERN | PGE Kern | PGE | Taft | 115 | 106 | LDES |  |  | 0 | 0 |  | 0 | 0 |  | 0 | 0 |  | 0 | 0 | 0 | 0 | 0 |  | 0 | 0 | 0 | 0 | 0 |  | 0 | 0 | 0 | 0 | 0 | 0 | 0
SDGE | SDGE Imperial | SDGE | Talega | 138 | 187 | LDES |  |  | 0 | 0 |  | 0 | 0 |  | 0 | 0 |  | 0 | 0 | 0 | 0 | 0 |  | 0 | 0 | 0 | 0 | 0 |  | 0 | 0 | 0 | 0 | 0 | 0 | 0
SDGE | SDGE Imperial | SDGE | Talega | 230 | 173 | LDES |  |  | 0 | 0 |  | 0 | 0 |  | 0 | 0 |  | 0 | 0 | 0 | 0 | 0 |  | 0 | 0 | 0 | 0 | 0 |  | 0 | 0 | 0 | 0 | 0 | 0 | 0
PG&E GBA | PGE GBA | PGE | Tassajara | 230 | 1 | LDES |  |  | 0 | 0 |  | 0 | 0 |  | 0 | 0 |  | 0 | 0 | 0 | 0 | 0 |  | 0 | 0 | 0 | 0 | 0 |  | 0 | 0 | 0 | 0 | 0 | 0 | 0
PG&E KERN | PGE Kern | PGE | Tejon | 70 |  | LDES |  |  | 0 | 0 |  | 0 | 0 |  | 0 | 0 |  | 0 | 0 | 0 | 0 | 0 |  | 0 | 0 | 0 | 0 | 0 |  | 0 | 0 | 0 | 0 | 0 | 0 | 0
SDGE | SDGE Imperial | SDGE | Telegraph Canyon | 138 | 192 | LDES |  |  | 0 | 0 |  | 0 | 0 |  | 0 | 0 |  | 0 | 0 | 0 | 0 | 0 |  | 0 | 0 | 0 | 0 | 0 |  | 0 | 0 | 0 | 0 | 0 | 0 | 0
PG&E KERN | PGE Kern | PGE | Temblor | 115 | 100 | LDES |  |  | 0 | 0 |  | 0 | 0 |  | 0 | 0 |  | 0 | 0 | 0 | 0 | 0 |  | 0 | 0 | 0 | 0 | 0 |  | 0 | 0 | 0 | 0 | 0 | 0 | 0
PG&E KERN | PGE Kern | PGE | Templeton | 230 | 122 | LDES |  |  | 0 | 0 |  | 0 | 0 |  | 0 | 0 |  | 0 | 0 | 0 | 0 | 0 |  | 0 | 0 | 0 | 0 | 0 |  | 0 | 0 | 0 | 0 | 0 | 0 | 0
PG&E KERN | PGE Kern | PGE | Templeton | 70 |  | LDES |  |  | 0 | 0 |  | 0 | 0 |  | 0 | 0 |  | 0 | 0 | 0 | 0 | 0 |  | 0 | 0 | 0 | 0 | 0 |  | 0 | 0 | 0 | 0 | 0 | 0 | 0
PG&E GBA | PGE GBA | PGE | Tesla | 115 | 38 | LDES |  |  | 0 | 0 |  | 0 | 0 |  | 0 | 0 |  | 0 | 0 | 0 | 0 | 0 |  | 0 | 0 | 0 | 0 | 0 |  | 0 | 0 | 0 | 0 | 0 | 0 | 0
PG&E GBA | PGE GBA | PGE | Tesla | 230 | 48 | LDES |  |  | 0 | 0 |  | 0 | 0 |  | 0 | 0 |  | 0 | 0 | 0 | 0 | 0 |  | 0 | 0 | 0 | 0 | 0 |  | 0 | 0 | 0 | 0 | 0 | 0 | 0
PG&E GBA | PGE GBA | PGE | Tesla | 500 | 45 | LDES |  |  | 0 | 0 |  | 0 | 0 |  | 0 | 0 |  | 0 | 0 | 0 | 0 | 0 |  | 0 | 0 | 0 | 0 | 0 |  | 0 | 0 | 0 | 0 | 0 | 0 | 0
PG&E KERN | PGE Kern | PGE | Tevis | 115 | 99 | LDES |  |  | 0 | 0 |  | 0 | 0 |  | 0 | 0 |  | 0 | 0 | 0 | 0 | 0 |  | 0 | 0 | 0 | 0 | 0 |  | 0 | 0 | 0 | 0 | 0 | 0 | 0
EOP | SCE EOP | SCE | Thousandaire | 138 | 177 | LDES |  |  | 0 | 0 |  | 0 | 0 |  | 0 | 0 |  | 0 | 0 | 0 | 0 | 0 |  | 0 | 0 | 0 | 0 | 0 |  | 0 | 0 | 0 | 0 | 0 | 0 | 0
PG&E KERN | PGE Kern | PGE | Topaz | 230 | 122 | LDES |  |  | 0 | 0 |  | 0 | 0 |  | 0 | 0 |  | 0 | 0 | 0 | 0 | 0 |  | 0 | 0 | 0 | 0 | 0 |  | 0 | 0 | 0 | 0 | 0 | 0 | 0
SCE NOL | SCE NOL | SCE | Tortilla | 115 | 160 | LDES |  |  | 0 | 0 |  | 0 | 0 |  | 0 | 0 |  | 0 | 0 | 0 | 0 | 0 |  | 0 | 0 | 0 | 0 | 0 |  | 0 | 0 | 0 | 0 | 0 | 0 | 0
SDGE | SDGE Imperial | SDGE | Trabuco | 138 | 187 | LDES |  |  | 0 | 0 |  | 0 | 0 |  | 0 | 0 |  | 0 | 0 | 0 | 0 | 0 |  | 0 | 0 | 0 | 0 | 0 |  | 0 | 0 | 0 | 0 | 0 | 0 | 0
PG&E GBA | PGE GBA | PGE | Tracy | 115 | 12 | LDES |  |  | 0 | 0 |  | 0 | 0 |  | 0 | 0 |  | 0 | 0 | 0 | 0 | 0 |  | 0 | 0 | 0 | 0 | 0 |  | 0 | 0 | 0 | 0 | 0 | 0 | 0
PG&E FRESNO | PGE Fresno | PGE | Tranquility | 230 | 117 | LDES |  |  | 0 | 0 |  | 0 | 0 |  | 0 | 0 |  | 0 | 0 | 0 | 0 | 0 |  | 0 | 0 | 0 | 0 | 0 |  | 0 | 0 | 0 | 0 | 0 | 0 | 0
PG&E GBA | PGE GBA | PGE | Trimble | 115 | 81 | LDES |  |  | 0 | 0 |  | 0 | 0 |  | 0 | 0 |  | 0 | 0 | 0 | 0 | 0 |  | 0 | 0 | 0 | 0 | 0 |  | 0 | 0 | 0 | 0 | 0 | 0 | 0
EOP | SCE EOP | SCE | Trout Canyon | 230 | 177 | LDES |  |  | 0 | 0 |  | 0 | 0 |  | 0 | 0 |  | 0 | 0 | 0 | 0 | 0 |  | 0 | 0 | 0 | 0 | 0 |  | 0 | 0 | 0 | 0 | 0 | 0 | 0
EOP | SCE EOP | SCE | Trout Canyon | 500 | 177 | LDES |  |  | 0 | 0 |  | 0 | 0 |  | 0 | 0 |  | 0 | 0 | 0 | 0 | 0 |  | 0 | 0 | 0 | 0 | 0 |  | 0 | 0 | 0 | 0 | 0 | 0 | 0
PG&E NGBA | PGE NGBA | PGE | Tulucay | 230 | 27 | LDES |  |  | 0 | 0 |  | 0 | 0 |  | 0 | 0 |  | 0 | 0 | 0 | 0 | 0 |  | 0 | 0 | 0 | 0 | 0 |  | 0 | 0 | 0 | 0 | 0 | 0 | 0
PG&E NGBA | PGE NGBA | PGE | Tulucay | 60 |  | LDES |  |  | 0 | 0 |  | 0 | 0 |  | 0 | 0 |  | 0 | 0 | 0 | 0 | 0 |  | 0 | 0 | 0 | 0 | 0 |  | 0 | 0 | 0 | 0 | 0 | 0 | 0
PG&E KERN | PGE Kern | PGE | Tupman | 115 | 95 | LDES |  |  | 0 | 0 |  | 0 | 0 |  | 0 | 0 |  | 0 | 0 | 0 | 0 | 0 |  | 0 | 0 | 0 | 0 | 0 |  | 0 | 0 | 0 | 0 | 0 | 0 | 0
PG&E NGBA | PGE NGBA | PGE | Ukiah | 115 | 37 | LDES |  |  | 0 | 0 |  | 0 | 0 |  | 0 | 0 |  | 0 | 0 | 0 | 0 | 0 |  | 0 | 0 | 0 | 0 | 0 |  | 0 | 0 | 0 | 0 | 0 | 0 | 0
PG&E KERN | PGE Kern | PGE | Union (Estrella) | 70 |  | LDES |  |  | 0 | 0 |  | 0 | 0 |  | 0 | 0 |  | 0 | 0 | 0 | 0 | 0 |  | 0 | 0 | 0 | 0 | 0 |  | 0 | 0 | 0 | 0 | 0 | 0 | 0
PG&E NGBA | PGE NGBA | PGE | Vaca Dixon | 115 | 39 | LDES |  |  | 0 | 0 |  | 0 | 0 |  | 0 | 0 |  | 0 | 0 | 0 | 0 | 0 |  | 0 | 0 | 0 | 0 | 0 |  | 0 | 0 | 0 | 0 | 0 | 0 | 0
PG&E NGBA | PGE NGBA | PGE | Vaca Dixon | 230 | 33 | LDES |  |  | 0 | 0 |  | 0 | 0 |  | 0 | 0 |  | 0 | 0 | 0 | 0 | 0 |  | 0 | 0 | 0 | 0 | 0 |  | 0 | 0 | 0 | 0 | 0 | 0 | 0
PG&E NGBA | PGE NGBA | PGE | Vaca Dixon | 500 | 28 | LDES |  |  | 0 | 0 |  | 0 | 0 |  | 0 | 0 |  | 0 | 0 | 0 | 0 | 0 |  | 0 | 0 | 0 | 0 | 0 |  | 0 | 0 | 0 | 0 | 0 | 0 | 0
PG&E NGBA | PGE NGBA | PGE | Vaca Dixon | 60 |  | LDES |  |  | 0 | 0 |  | 0 | 0 |  | 0 | 0 |  | 0 | 0 | 0 | 0 | 0 |  | 0 | 0 | 0 | 0 | 0 |  | 0 | 0 | 0 | 0 | 0 | 0 | 0
SCE Eastern | SCE Eastern | SCE | Valley (SCE) | 500 | 156 | LDES |  |  | 0 | 0 |  | 0 | 0 |  | 0 | 0 |  | 0 | 0 | 0 | 0 | 0 |  | 0 | 0 | 0 | 0 | 0 |  | 0 | 0 | 0 | 0 | 0 | 0 | 0
EOP | SCE EOP | SCE | Valley (VEA) | 138 | 177 | LDES |  |  | 0 | 0 |  | 0 | 0 |  | 0 | 0 |  | 0 | 0 | 0 | 0 | 0 |  | 0 | 0 | 0 | 0 | 0 |  | 0 | 0 | 0 | 0 | 0 | 0 | 0
SDGE | SDGE Imperial | SDGE | Valley Center | 69 |  | LDES |  |  | 0 | 0 |  | 0 | 0 |  | 0 | 0 |  | 0 | 0 | 0 | 0 | 0 |  | 0 | 0 | 0 | 0 | 0 |  | 0 | 0 | 0 | 0 | 0 | 0 | 0
PG&E GBA | PGE GBA | PGE | Valley Home | 115 | 36 | LDES |  |  | 0 | 0 |  | 0 | 0 |  | 0 | 0 |  | 0 | 0 | 0 | 0 | 0 |  | 0 | 0 | 0 | 0 | 0 |  | 0 | 0 | 0 | 0 | 0 | 0 | 0
PG&E GBA | PGE GBA | PGE | Valley Springs | 230 | 65 | LDES |  |  | 0 | 0 |  | 0 | 0 |  | 0 | 0 |  | 0 | 0 | 0 | 0 | 0 |  | 0 | 0 | 0 | 0 | 0 |  | 0 | 0 | 0 | 0 | 0 | 0 | 0
PG&E GBA | PGE GBA | PGE | Valley Springs | 60 |  | LDES |  |  | 0 | 0 |  | 0 | 0 |  | 0 | 0 |  | 0 | 0 | 0 | 0 | 0 |  | 0 | 0 | 0 | 0 | 0 |  | 0 | 0 | 0 | 0 | 0 | 0 | 0
EOP | SCE EOP | SCE | Valley Switch | 138 | 177 | LDES |  |  | 0 | 0 |  | 0 | 0 |  | 0 | 0 |  | 0 | 0 | 0 | 0 | 0 |  | 0 | 0 | 0 | 0 | 0 |  | 0 | 0 | 0 | 0 | 0 | 0 | 0
EOP | SCE EOP | SCE | Valley Switch | 230 | 177 | LDES |  |  | 0 | 0 |  | 0 | 0 |  | 0 | 0 |  | 0 | 0 | 0 | 0 | 0 |  | 0 | 0 | 0 | 0 | 0 |  | 0 | 0 | 0 | 0 | 0 | 0 | 0
PG&E GBA | PGE GBA | PGE | Vasco | 230 | 42 | LDES |  |  | 0 | 0 |  | 0 | 0 |  | 0 | 0 |  | 0 | 0 | 0 | 0 | 0 |  | 0 | 0 | 0 | 0 | 0 |  | 0 | 0 | 0 | 0 | 0 | 0 | 0
PG&E GBA | PGE GBA | PGE | Vasona | 230 | 80 | LDES |  |  | 0 | 0 |  | 0 | 0 |  | 0 | 0 |  | 0 | 0 | 0 | 0 | 0 |  | 0 | 0 | 0 | 0 | 0 |  | 0 | 0 | 0 | 0 | 0 | 0 | 0
SCE Northern | SCE Northern | SCE | Vestal | 230 | 153 | LDES |  |  | 0 | 0 |  | 0 | 0 |  | 0 | 0 |  | 0 | 0 | 0 | 0 | 0 |  | 0 | 0 | 0 | 0 | 0 |  | 0 | 0 | 0 | 0 | 0 | 0 | 0
SCE Northern | SCE Northern | SCE | Vestal | 66 |  | LDES |  |  | 0 | 0 |  | 0 | 0 |  | 0 | 0 |  | 0 | 0 | 0 | 0 | 0 |  | 0 | 0 | 0 | 0 | 0 |  | 0 | 0 | 0 | 0 | 0 | 0 | 0
SCE NOL | SCE NOL | SCE | Victor | 115 | 146 | LDES |  |  | 0 | 0 |  | 0 | 0 |  | 0 | 0 |  | 0 | 0 | 0 | 0 | 0 |  | 0 | 0 | 0 | 0 | 0 |  | 0 | 0 | 0 | 0 | 0 | 0 | 0
SCE NOL | SCE NOL | SCE | Victor | 230 | 146 | LDES |  |  | 0 | 0 |  | 0 | 0 |  | 0 | 0 |  | 0 | 0 | 0 | 0 | 0 |  | 0 | 0 | 0 | 0 | 0 |  | 0 | 0 | 0 | 0 | 0 | 0 | 0
SCE Metro | SCE Metro | SCE | Viejo | 230 | 97 | LDES |  |  | 0 | 0 |  | 0 | 0 |  | 0 | 0 |  | 0 | 0 | 0 | 0 | 0 |  | 0 | 0 | 0 | 0 | 0 |  | 0 | 0 | 0 | 0 | 0 | 0 | 0
PG&E GBA | PGE GBA | PGE | Vierra | 115 | 44 | LDES |  |  | 0 | 0 |  | 0 | 0 |  | 0 | 0 |  | 0 | 0 | 0 | 0 | 0 |  | 0 | 0 | 0 | 0 | 0 |  | 0 | 0 | 0 | 0 | 0 | 0 | 0
SCE Metro | SCE Metro | SCE | Villa Park | 230 | 97 | LDES |  |  | 0 | 0 |  | 0 | 0 |  | 0 | 0 |  | 0 | 0 | 0 | 0 | 0 |  | 0 | 0 | 0 | 0 | 0 |  | 0 | 0 | 0 | 0 | 0 | 0 | 0
SCE Northern | SCE Northern | SCE | Vincent | 230 | 91 | LDES |  |  | 1 | 0 |  | 0 | 0 |  | 0 | 0 |  | 0 | 0 | 0 | 0 | 200 |  | 200 | 0 | 0 | 0 | 200 |  | 200 | 200 | 0 | 200 | 200 | 0 | 200
SCE Northern | SCE Northern | SCE | Vincent | 500 | 91 | LDES |  |  | 1 | 0 |  | 0 | 0 |  | 0 | 0 |  | 0 | 0 | 0 | 0 | 600 |  | 600 | 0 | 0 | 0 | 600 |  | 600 | 600 | 0 | 600 | 600 | 0 | 600
PG&E GBA | PGE GBA | PGE | Vineyard | 230 | 42 | LDES |  |  | 0 | 0 |  | 0 | 0 |  | 0 | 0 |  | 0 | 0 | 0 | 0 | 0 |  | 0 | 0 | 0 | 0 | 0 |  | 0 | 0 | 0 | 0 | 0 | 0 | 0
SDGE | PGE GBA | PGE | Vineyard | 69 |  | LDES |  |  | 0 | 0 |  | 0 | 0 |  | 0 | 0 |  | 0 | 0 | 0 | 0 | 0 |  | 0 | 0 | 0 | 0 | 0 |  | 0 | 0 | 0 | 0 | 0 | 0 | 0
SCE Eastern | SCE Eastern | SCE | Vista (SCE) | 230 | 156 | LDES |  |  | 0 | 0 |  | 0 | 0 |  | 0 | 0 |  | 0 | 0 | 0 | 0 | 0 |  | 0 | 0 | 0 | 0 | 0 |  | 0 | 0 | 0 | 0 | 0 | 0 | 0
EOP | SCE EOP | SCE | Vista (VEA) | 138 | 177 | LDES |  |  | 0 | 0 |  | 0 | 0 |  | 0 | 0 |  | 0 | 0 | 0 | 0 | 0 |  | 0 | 0 | 0 | 0 | 0 |  | 0 | 0 | 0 | 0 | 0 | 0 | 0
EOP | SCE EOP | SCE | Vista (VEA) | 230 | 177 | LDES |  |  | 0 | 0 |  | 0 | 0 |  | 0 | 0 |  | 0 | 0 | 0 | 0 | 0 |  | 0 | 0 | 0 | 0 | 0 |  | 0 | 0 | 0 | 0 | 0 | 0 | 0
PG&E FRESNO | PGE Fresno | PGE | Wahtoke | 115 | 105 | LDES |  |  | 0 | 0 |  | 0 | 0 |  | 0 | 0 |  | 0 | 0 | 0 | 0 | 0 |  | 0 | 0 | 0 | 0 | 0 |  | 0 | 0 | 0 | 0 | 0 | 0 | 0
SCE Northern | SCE Northern | SCE | Wakefield | 66 |  | LDES |  |  | 0 | 0 |  | 0 | 0 |  | 0 | 0 |  | 0 | 0 | 0 | 0 | 0 |  | 0 | 0 | 0 | 0 | 0 |  | 0 | 0 | 0 | 0 | 0 | 0 | 0
SCE Metro | SCE Metro | SCE | Walnut | 230 | 97 | LDES |  |  | 0 | 0 |  | 0 | 0 |  | 0 | 0 |  | 0 | 0 | 0 | 0 | 0 |  | 0 | 0 | 0 | 0 | 0 |  | 0 | 0 | 0 | 0 | 0 | 0 | 0
SCE Northern | SCE Northern | SCE | Warne | 230 | 159 | LDES |  |  | 0 | 0 |  | 0 | 0 |  | 0 | 0 |  | 0 | 0 | 0 | 0 | 0 |  | 0 | 0 | 0 | 0 | 0 |  | 0 | 0 | 0 | 0 | 0 | 0 | 0
PG&E GBA | PGE GBA | PGE | Warnerville | 230 | 155 | LDES |  |  | 0 | 0 |  | 0 | 0 |  | 0 | 0 |  | 0 | 0 | 0 | 0 | 0 |  | 0 | 0 | 0 | 0 | 0 |  | 0 | 0 | 0 | 0 | 0 | 0 | 0
PG&E FRESNO | PGE Fresno | PGE | Waukena | 115 | 105 | LDES |  |  | 0 | 0 |  | 0 | 0 |  | 0 | 0 |  | 0 | 0 | 0 | 0 | 0 |  | 0 | 0 | 0 | 0 | 0 |  | 0 | 0 | 0 | 0 | 0 | 0 | 0
PG&E GBA | PGE GBA | PGE | Weber | 230 | 15 | LDES |  |  | 0 | 0 |  | 0 | 0 |  | 0 | 0 |  | 0 | 0 | 0 | 0 | 0 |  | 0 | 0 | 0 | 0 | 0 |  | 0 | 0 | 0 | 0 | 0 | 0 | 0
PG&E GBA | PGE GBA | PGE | Weber | 60 |  | LDES |  |  | 0 | 0 |  | 0 | 0 |  | 0 | 0 |  | 0 | 0 | 0 | 0 | 0 |  | 0 | 0 | 0 | 0 | 0 |  | 0 | 0 | 0 | 0 | 0 | 0 | 0
PG&E FRESNO | PGE Fresno | PGE | West Fresno | 115 | 117 | LDES |  |  | 0 | 0 |  | 0 | 0 |  | 0 | 0 |  | 0 | 0 | 0 | 0 | 0 |  | 0 | 0 | 0 | 0 | 0 |  | 0 | 0 | 0 | 0 | 0 | 0 | 0
PG&E FRESNO | PGE Fresno | PGE | Westley | 230 | 64 | LDES |  |  | 0 | 0 |  | 0 | 0 |  | 0 | 0 |  | 0 | 0 | 0 | 0 | 0 |  | 0 | 0 | 0 | 0 | 0 |  | 0 | 0 | 0 | 0 | 0 | 0 | 0
PG&E KERN | PGE Kern | PGE | Westpark | 115 | 68 | LDES |  |  | 0 | 0 |  | 0 | 0 |  | 0 | 0 |  | 0 | 0 | 0 | 0 | 0 |  | 0 | 0 | 0 | 0 | 0 |  | 0 | 0 | 0 | 0 | 0 | 0 | 0
PG&E KERN | PGE Kern | PGE | Wheeler Ridge | 230 | 103 | LDES |  |  | 0 | 0 |  | 0 | 0 |  | 0 | 0 |  | 0 | 0 | 0 | 0 | 0 |  | 0 | 0 | 0 | 0 | 0 |  | 0 | 0 | 0 | 0 | 0 | 0 | 0
PG&E KERN | PGE Kern | PGE | Wheeler Ridge | 115 | 68 | LDES |  |  | 0 | 0 |  | 0 | 0 |  | 0 | 0 |  | 0 | 0 | 0 | 0 | 0 |  | 0 | 0 | 0 | 0 | 0 |  | 0 | 0 | 0 | 0 | 0 | 0 | 0
PG&E KERN | PGE Kern | PGE | Wheeler Ridge | 70 |  | LDES |  |  | 0 | 0 |  | 0 | 0 |  | 0 | 0 |  | 0 | 0 | 0 | 0 | 0 |  | 0 | 0 | 0 | 0 | 0 |  | 0 | 0 | 0 | 0 | 0 | 0 | 0
SCE Northern | SCE Northern | SCE | Whirlwind | 230 | 124 | LDES |  | Mapped as A-CAES | 1 | 200 |  | 200 | 0 |  | 0 | 0 |  | 0 | 0 | 0 | 0 | 300 |  | 300 | 0 | 0 | 0 | 300 |  | 300 | 500 | 0 | 500 | 500 | 0 | 500
SCE Northern | SCE Northern | SCE | Whirlwind | 500 | 124 | LDES |  |  | 1 | 0 |  | 0 | 0 |  | 0 | 0 |  | 0 | 0 | 0 | 0 | 480 |  | 480 | 0 | 0 | 0 | 480 |  | 480 | 480 | 0 | 480 | 480 | 0 | 480
PG&E GBA | PGE GBA | PGE | Whisman | 115 | 78 | LDES |  |  | 0 | 0 |  | 0 | 0 |  | 0 | 0 |  | 0 | 0 | 0 | 0 | 0 |  | 0 | 0 | 0 | 0 | 0 |  | 0 | 0 | 0 | 0 | 0 | 0 | 0
SCE Eastern | SCE Eastern | SCE | Wildlife | 230 | 156 | LDES |  |  | 0 | 0 |  | 0 | 0 |  | 0 | 0 |  | 0 | 0 | 0 | 0 | 0 |  | 0 | 0 | 0 | 0 | 0 |  | 0 | 0 | 0 | 0 | 0 | 0 | 0
PG&E FRESNO | PGE Fresno | PGE | Wilson | 115 | 158 | LDES |  |  | 0 | 0 |  | 0 | 0 |  | 0 | 0 |  | 0 | 0 | 0 | 0 | 0 |  | 0 | 0 | 0 | 0 | 0 |  | 0 | 0 | 0 | 0 | 0 | 0 | 0
PG&E FRESNO | PGE Fresno | PGE | Wilson | 230 | 169 | LDES |  |  | 0 | 0 |  | 0 | 0 |  | 0 | 0 |  | 0 | 0 | 0 | 0 | 0 |  | 0 | 0 | 0 | 0 | 0 |  | 0 | 0 | 0 | 0 | 0 | 0 | 0
SCE Northern | SCE Northern | SCE | Windhub | 230 | 147 | LDES |  |  | 0 | 0 |  | 0 | 0 |  | 0 | 0 |  | 0 | 0 | 0 | 0 | 0 |  | 0 | 0 | 0 | 0 | 0 |  | 0 | 0 | 0 | 0 | 0 | 0 | 0
SCE Northern | SCE Northern | SCE | Windhub | 500 | 147 | LDES |  |  | 0 | 0 |  | 0 | 0 |  | 0 | 0 |  | 0 | 0 | 0 | 0 | 0 |  | 0 | 0 | 0 | 0 | 0 |  | 0 | 0 | 0 | 0 | 0 | 0 | 0
PG&E GBA | PGE GBA | PGE | Windmaster | 230 | 32 | LDES |  |  | 0 | 0 |  | 0 | 0 |  | 0 | 0 |  | 0 | 0 | 0 | 0 | 0 |  | 0 | 0 | 0 | 0 | 0 |  | 0 | 0 | 0 | 0 | 0 | 0 | 0
PG&E NGBA | PGE NGBA | PGE | Windsor | 60 |  | LDES |  |  | 0 | 0 |  | 0 | 0 |  | 0 | 0 |  | 0 | 0 | 0 | 0 | 0 |  | 0 | 0 | 0 | 0 | 0 |  | 0 | 0 | 0 | 0 | 0 | 0 | 0
PG&E NGBA | PGE NGBA | PGE | Woodland | 115 | 18 | LDES |  |  | 0 | 0 |  | 0 | 0 |  | 0 | 0 |  | 0 | 0 | 0 | 0 | 0 |  | 0 | 0 | 0 | 0 | 0 |  | 0 | 0 | 0 | 0 | 0 | 0 | 0
PG&E FRESNO | PGE Fresno | PGE | Woodward | 115 | 136 | LDES |  |  | 0 | 0 |  | 0 | 0 |  | 0 | 0 |  | 0 | 0 | 0 | 0 | 0 |  | 0 | 0 | 0 | 0 | 0 |  | 0 | 0 | 0 | 0 | 0 | 0 | 0
PG&E NGBA | PGE NGBA | PGE | Wyandotte | 115 | 22 | LDES |  |  | 0 | 0 |  | 0 | 0 |  | 0 | 0 |  | 0 | 0 | 0 | 0 | 0 |  | 0 | 0 | 0 | 0 | 0 |  | 0 | 0 | 0 | 0 | 0 | 0 | 0
PG&E KERN | PGE Kern | PGE | 7th Standard | 115 | 109 | OOS_Wind |  |  | 0 | 0 | 0 | 0 | 0 | 0 | 0 | 0 | 0 | 0 | 0 | 0 | 0 | 0 | 0 | 0 | 0 | 0 | 0 | 0 | 0 | 0 | 0 | 0 | 0 | 0 | 0 | 0
SCE Metro | SCE Metro | SCE | Alamitos | 230 | 132 | OOS_Wind |  |  | 0 | 0 | 0 | 0 | 0 | 0 | 0 | 0 | 0 | 0 | 0 | 0 | 0 | 0 | 0 | 0 | 0 | 0 | 0 | 0 | 0 | 0 | 0 | 0 | 0 | 0 | 0 | 0
SCE Eastern | SCE Eastern | SCE | Alberhill | 115 | 156 | OOS_Wind |  |  | 0 | 0 | 0 | 0 | 0 | 0 | 0 | 0 | 0 | 0 | 0 | 0 | 0 | 0 | 0 | 0 | 0 | 0 | 0 | 0 | 0 | 0 | 0 | 0 | 0 | 0 | 0 | 0
SCE Eastern | SCE Eastern | SCE | Alberhill | 500 | 156 | OOS_Wind |  |  | 0 | 0 | 0 | 0 | 0 | 0 | 0 | 0 | 0 | 0 | 0 | 0 | 0 | 0 | 0 | 0 | 0 | 0 | 0 | 0 | 0 | 0 | 0 | 0 | 0 | 0 | 0 | 0
PG&E GBA | PGE GBA | PGE | Alhambra | 115 | 6 | OOS_Wind |  |  | 0 | 0 | 0 | 0 | 0 | 0 | 0 | 0 | 0 | 0 | 0 | 0 | 0 | 0 | 0 | 0 | 0 | 0 | 0 | 0 | 0 | 0 | 0 | 0 | 0 | 0 | 0 | 0
PG&E FRESNO | PGE Fresno | PGE | Alpaugh | 115 | 119 | OOS_Wind |  |  | 0 | 0 | 0 | 0 | 0 | 0 | 0 | 0 | 0 | 0 | 0 | 0 | 0 | 0 | 0 | 0 | 0 | 0 | 0 | 0 | 0 | 0 | 0 | 0 | 0 | 0 | 0 | 0
PG&E GBA | PGE GBA | PGE | Altamont Midway (Sandhill) | 230 | 26 | OOS_Wind |  |  | 0 | 0 | 0 | 0 | 0 | 0 | 0 | 0 | 0 | 0 | 0 | 0 | 0 | 0 | 0 | 0 | 0 | 0 | 0 | 0 | 0 | 0 | 0 | 0 | 0 | 0 | 0 | 0
SCE Northern | SCE Northern | SCE | Antelope | 230 | 86 | OOS_Wind |  |  | 0 | 0 | 0 | 0 | 0 | 0 | 0 | 0 | 0 | 0 | 0 | 0 | 0 | 0 | 0 | 0 | 0 | 0 | 0 | 0 | 0 | 0 | 0 | 0 | 0 | 0 | 0 | 0
SCE Northern | SCE Northern | SCE | Antelope | 500 | 124 | OOS_Wind |  |  | 0 | 0 | 0 | 0 | 0 | 0 | 0 | 0 | 0 | 0 | 0 | 0 | 0 | 0 | 0 | 0 | 0 | 0 | 0 | 0 | 0 | 0 | 0 | 0 | 0 | 0 | 0 | 0
PG&E KERN | PGE Kern | PGE | Arco | 230 | 93 | OOS_Wind |  |  | 0 | 0 | 0 | 0 | 0 | 0 | 0 | 0 | 0 | 0 | 0 | 0 | 0 | 0 | 0 | 0 | 0 | 0 | 0 | 0 | 0 | 0 | 0 | 0 | 0 | 0 | 0 | 0
SCE Metro | SCE Metro | SCE | ArcoGen | 230 | 97 | OOS_Wind |  |  | 0 | 0 | 0 | 0 | 0 | 0 | 0 | 0 | 0 | 0 | 0 | 0 | 0 | 0 | 0 | 0 | 0 | 0 | 0 | 0 | 0 | 0 | 0 | 0 | 0 | 0 | 0 | 0
SDGE | SDGE Imperial | SDGE | Artesian | 230 | 195 | OOS_Wind |  |  | 0 | 0 | 0 | 0 | 0 | 0 | 0 | 0 | 0 | 0 | 0 | 0 | 0 | 0 | 0 | 0 | 0 | 0 | 0 | 0 | 0 | 0 | 0 | 0 | 0 | 0 | 0 | 0
PG&E FRESNO | PGE Fresno | PGE | Ashlan | 230 | 138 | OOS_Wind |  |  | 0 | 0 | 0 | 0 | 0 | 0 | 0 | 0 | 0 | 0 | 0 | 0 | 0 | 0 | 0 | 0 | 0 | 0 | 0 | 0 | 0 | 0 | 0 | 0 | 0 | 0 | 0 | 0
PG&E NGBA | PGE NGBA | PGE | Atlantic | 115 | 16 | OOS_Wind |  |  | 0 | 0 | 0 | 0 | 0 | 0 | 0 | 0 | 0 | 0 | 0 | 0 | 0 | 0 | 0 | 0 | 0 | 0 | 0 | 0 | 0 | 0 | 0 | 0 | 0 | 0 | 0 | 0
PG&E NGBA | PGE NGBA | PGE | Atlantic | 230 | 20 | OOS_Wind |  |  | 0 | 0 | 0 | 0 | 0 | 0 | 0 | 0 | 0 | 0 | 0 | 0 | 0 | 0 | 0 | 0 | 0 | 0 | 0 | 0 | 0 | 0 | 0 | 0 | 0 | 0 | 0 | 0
PG&E FRESNO | PGE Fresno | PGE | Atwater | 115 | 139 | OOS_Wind |  |  | 0 | 0 | 0 | 0 | 0 | 0 | 0 | 0 | 0 | 0 | 0 | 0 | 0 | 0 | 0 | 0 | 0 | 0 | 0 | 0 | 0 | 0 | 0 | 0 | 0 | 0 | 0 | 0
PG&E GBA | PGE GBA | PGE | Avena | 115 | 36 | OOS_Wind |  |  | 0 | 0 | 0 | 0 | 0 | 0 | 0 | 0 | 0 | 0 | 0 | 0 | 0 | 0 | 0 | 0 | 0 | 0 | 0 | 0 | 0 | 0 | 0 | 0 | 0 | 0 | 0 | 0
PG&E NGBA | PGE NGBA | PGE | Bahia | 230 | 60 | OOS_Wind |  |  | 0 | 0 | 0 | 0 | 0 | 0 | 0 | 0 | 0 | 0 | 0 | 0 | 0 | 0 | 0 | 0 | 0 | 0 | 0 | 0 | 0 | 0 | 0 | 0 | 0 | 0 | 0 | 0
SCE Northern | SCE Northern | SCE | Bailey | 230 | 167 | OOS_Wind |  |  | 0 | 0 | 0 | 0 | 0 | 0 | 0 | 0 | 0 | 0 | 0 | 0 | 0 | 0 | 0 | 0 | 0 | 0 | 0 | 0 | 0 | 0 | 0 | 0 | 0 | 0 | 0 | 0
SCE NOL | SCE NOL | SCE | Baker | 115 | 160 | OOS_Wind |  |  | 0 | 0 | 0 | 0 | 0 | 0 | 0 | 0 | 0 | 0 | 0 | 0 | 0 | 0 | 0 | 0 | 0 | 0 | 0 | 0 | 0 | 0 | 0 | 0 | 0 | 0 | 0 | 0
PG&E KERN | PGE Kern | PGE | Bakersfield | 230 | 89 | OOS_Wind |  |  | 0 | 0 | 0 | 0 | 0 | 0 | 0 | 0 | 0 | 0 | 0 | 0 | 0 | 0 | 0 | 0 | 0 | 0 | 0 | 0 | 0 | 0 | 0 | 0 | 0 | 0 | 0 | 0
PG&E FRESNO | PGE Fresno | PGE | Balch | 230 | 117 | OOS_Wind |  |  | 0 | 0 | 0 | 0 | 0 | 0 | 0 | 0 | 0 | 0 | 0 | 0 | 0 | 0 | 0 | 0 | 0 | 0 | 0 | 0 | 0 | 0 | 0 | 0 | 0 | 0 | 0 | 0
SCE Eastern | SCE Eastern | SCE | Bannister | 230 | 174 | OOS_Wind |  |  | 0 | 0 | 0 | 0 | 0 | 0 | 0 | 0 | 0 | 0 | 0 | 0 | 0 | 0 | 0 | 0 | 0 | 0 | 0 | 0 | 0 | 0 | 0 | 0 | 0 | 0 | 0 | 0
SCE Metro | SCE Metro | SCE | Barre | 230 | 97 | OOS_Wind |  |  | 0 | 0 | 0 | 0 | 0 | 0 | 0 | 0 | 0 | 0 | 0 | 0 | 0 | 0 | 0 | 0 | 0 | 0 | 0 | 0 | 0 | 0 | 0 | 0 | 0 | 0 | 0 | 0
SDGE | SDGE Imperial | SDGE | Bay Boulevard | 230 | 196 | OOS_Wind |  |  | 0 | 0 | 0 | 0 | 0 | 0 | 0 | 0 | 0 | 0 | 0 | 0 | 0 | 0 | 0 | 0 | 0 | 0 | 0 | 0 | 0 | 0 | 0 | 0 | 0 | 0 | 0 | 0
EOP | SCE EOP | SCE | Beatty | 138 | 177 | OOS_Wind |  |  | 0 | 0 | 0 | 0 | 0 | 0 | 0 | 0 | 0 | 0 | 0 | 0 | 0 | 0 | 0 | 0 | 0 | 0 | 0 | 0 | 0 | 0 | 0 | 0 | 0 | 0 | 0 | 0
EOP | SCE EOP | SCE | Beatty | 230 | 177 | OOS_Wind |  |  | 0 | 0 | 0 | 0 | 0 | 0 | 0 | 0 | 0 | 0 | 0 | 0 | 0 | 0 | 0 | 0 | 0 | 0 | 0 | 0 | 0 | 0 | 0 | 0 | 0 | 0 | 0 | 0
PG&E NGBA | PGE NGBA | PGE | Belden | 230 | 24 | OOS_Wind |  |  | 0 | 0 | 0 | 0 | 0 | 0 | 0 | 0 | 0 | 0 | 0 | 0 | 0 | 0 | 0 | 0 | 0 | 0 | 0 | 0 | 0 | 0 | 0 | 0 | 0 | 0 | 0 | 0
PG&E NGBA | PGE NGBA | PGE | Bell | 115 | 16 | OOS_Wind |  |  | 0 | 0 | 0 | 0 | 0 | 0 | 0 | 0 | 0 | 0 | 0 | 0 | 0 | 0 | 0 | 0 | 0 | 0 | 0 | 0 | 0 | 0 | 0 | 0 | 0 | 0 | 0 | 0
PG&E NGBA | PGE NGBA | PGE | Bellevue | 115 | 27 | OOS_Wind |  |  | 0 | 0 | 0 | 0 | 0 | 0 | 0 | 0 | 0 | 0 | 0 | 0 | 0 | 0 | 0 | 0 | 0 | 0 | 0 | 0 | 0 | 0 | 0 | 0 | 0 | 0 | 0 | 0
PG&E GBA | PGE GBA | PGE | Bellota | 115 | 29 | OOS_Wind |  |  | 0 | 0 | 0 | 0 | 0 | 0 | 0 | 0 | 0 | 0 | 0 | 0 | 0 | 0 | 0 | 0 | 0 | 0 | 0 | 0 | 0 | 0 | 0 | 0 | 0 | 0 | 0 | 0
PG&E GBA | PGE GBA | PGE | Bellota | 230 | 15 | OOS_Wind |  |  | 0 | 0 | 0 | 0 | 0 | 0 | 0 | 0 | 0 | 0 | 0 | 0 | 0 | 0 | 0 | 0 | 0 | 0 | 0 | 0 | 0 | 0 | 0 | 0 | 0 | 0 | 0 | 0
SCE Northern | SCE Northern | SCE | Big Creek | 230 | 153 | OOS_Wind |  |  | 0 | 0 | 0 | 0 | 0 | 0 | 0 | 0 | 0 | 0 | 0 | 0 | 0 | 0 | 0 | 0 | 0 | 0 | 0 | 0 | 0 | 0 | 0 | 0 | 0 | 0 | 0 | 0
PG&E GBA | PGE GBA | PGE | Birds Landing | 230 | 59 | OOS_Wind |  |  | 0 | 0 | 0 | 0 | 0 | 0 | 0 | 0 | 0 | 0 | 0 | 0 | 0 | 0 | 0 | 0 | 0 | 0 | 0 | 0 | 0 | 0 | 0 | 0 | 0 | 0 | 0 | 0
SCE Eastern | SCE Eastern | SCE | Blythe | 161 | 182 | OOS_Wind |  |  | 0 | 0 | 0 | 0 | 0 | 0 | 0 | 0 | 0 | 0 | 0 | 0 | 0 | 0 | 0 | 0 | 0 | 0 | 0 | 0 | 0 | 0 | 0 | 0 | 0 | 0 | 0 | 0
PG&E NGBA | PGE NGBA | PGE | Bogue | 115 | 22 | OOS_Wind |  |  | 0 | 0 | 0 | 0 | 0 | 0 | 0 | 0 | 0 | 0 | 0 | 0 | 0 | 0 | 0 | 0 | 0 | 0 | 0 | 0 | 0 | 0 | 0 | 0 | 0 | 0 | 0 | 0
PG&E FRESNO | PGE Fresno | PGE | Borden | 230 | 168 | OOS_Wind |  |  | 0 | 0 | 0 | 0 | 0 | 0 | 0 | 0 | 0 | 0 | 0 | 0 | 0 | 0 | 0 | 0 | 0 | 0 | 0 | 0 | 0 | 0 | 0 | 0 | 0 | 0 | 0 | 0
SDGE | SDGE Imperial | SDGE | Boulevard East | 138 | 192 | OOS_Wind |  |  | 0 | 0 | 0 | 0 | 0 | 0 | 0 | 0 | 0 | 0 | 0 | 0 | 0 | 0 | 0 | 0 | 0 | 0 | 0 | 0 | 0 | 0 | 0 | 0 | 0 | 0 | 0 | 0
PG&E GBA | PGE GBA | PGE | Brentwood | 230 | 50 | OOS_Wind |  |  | 0 | 0 | 0 | 0 | 0 | 0 | 0 | 0 | 0 | 0 | 0 | 0 | 0 | 0 | 0 | 0 | 0 | 0 | 0 | 0 | 0 | 0 | 0 | 0 | 0 | 0 | 0 | 0
PG&E NGBA | PGE NGBA | PGE | Bridgeville | 115 | 1 | OOS_Wind |  |  | 0 | 0 | 0 | 0 | 0 | 0 | 0 | 0 | 0 | 0 | 0 | 0 | 0 | 0 | 0 | 0 | 0 | 0 | 0 | 0 | 0 | 0 | 0 | 0 | 0 | 0 | 0 | 0
PG&E NGBA | PGE NGBA | PGE | Brighton | 115 | 67 | OOS_Wind |  |  | 0 | 0 | 0 | 0 | 0 | 0 | 0 | 0 | 0 | 0 | 0 | 0 | 0 | 0 | 0 | 0 | 0 | 0 | 0 | 0 | 0 | 0 | 0 | 0 | 0 | 0 | 0 | 0
PG&E NGBA | PGE NGBA | PGE | Brighton | 230 | 67 | OOS_Wind |  |  | 0 | 0 | 0 | 0 | 0 | 0 | 0 | 0 | 0 | 0 | 0 | 0 | 0 | 0 | 0 | 0 | 0 | 0 | 0 | 0 | 0 | 0 | 0 | 0 | 0 | 0 | 0 | 0
PG&E NGBA | PGE NGBA | PGE | Brunswick | 115 | 20 | OOS_Wind |  |  | 0 | 0 | 0 | 0 | 0 | 0 | 0 | 0 | 0 | 0 | 0 | 0 | 0 | 0 | 0 | 0 | 0 | 0 | 0 | 0 | 0 | 0 | 0 | 0 | 0 | 0 | 0 | 0
PG&E NGBA | PGE NGBA | PGE | Bucks Creek | 230 | 35 | OOS_Wind |  |  | 0 | 0 | 0 | 0 | 0 | 0 | 0 | 0 | 0 | 0 | 0 | 0 | 0 | 0 | 0 | 0 | 0 | 0 | 0 | 0 | 0 | 0 | 0 | 0 | 0 | 0 | 0 | 0
PG&E KERN | PGE Kern | PGE | Buena Vista | 230 |  | OOS_Wind |  |  | 0 | 0 | 0 | 0 | 0 | 0 | 0 | 0 | 0 | 0 | 0 | 0 | 0 | 0 | 0 | 0 | 0 | 0 | 0 | 0 | 0 | 0 | 0 | 0 | 0 | 0 | 0 | 0
PG&E FRESNO | PGE Fresno | PGE | Bullard | 115 | 165 | OOS_Wind |  |  | 0 | 0 | 0 | 0 | 0 | 0 | 0 | 0 | 0 | 0 | 0 | 0 | 0 | 0 | 0 | 0 | 0 | 0 | 0 | 0 | 0 | 0 | 0 | 0 | 0 | 0 | 0 | 0
PG&E GBA | PGE GBA | PGE | Burlingame | 115 | 3 | OOS_Wind |  |  | 0 | 0 | 0 | 0 | 0 | 0 | 0 | 0 | 0 | 0 | 0 | 0 | 0 | 0 | 0 | 0 | 0 | 0 | 0 | 0 | 0 | 0 | 0 | 0 | 0 | 0 | 0 | 0
PG&E NGBA | PGE NGBA | PGE | Burney Forest | 230 | 2 | OOS_Wind |  |  | 0 | 0 | 0 | 0 | 0 | 0 | 0 | 0 | 0 | 0 | 0 | 0 | 0 | 0 | 0 | 0 | 0 | 0 | 0 | 0 | 0 | 0 | 0 | 0 | 0 | 0 | 0 | 0
PG&E NGBA | PGE NGBA | PGE | Butte | 115 | 1 | OOS_Wind |  |  | 0 | 0 | 0 | 0 | 0 | 0 | 0 | 0 | 0 | 0 | 0 | 0 | 0 | 0 | 0 | 0 | 0 | 0 | 0 | 0 | 0 | 0 | 0 | 0 | 0 | 0 | 0 | 0
PG&E KERN | PGE Kern | PGE | Cabrillo | 115 | 111 | OOS_Wind |  |  | 0 | 0 | 0 | 0 | 0 | 0 | 0 | 0 | 0 | 0 | 0 | 0 | 0 | 0 | 0 | 0 | 0 | 0 | 0 | 0 | 0 | 0 | 0 | 0 | 0 | 0 | 0 | 0
PG&E FRESNO | PGE Fresno | PGE | Cal Flats | 230 | 129 | OOS_Wind |  |  | 0 | 0 | 0 | 0 | 0 | 0 | 0 | 0 | 0 | 0 | 0 | 0 | 0 | 0 | 0 | 0 | 0 | 0 | 0 | 0 | 0 | 0 | 0 | 0 | 0 | 0 | 0 | 0
SCE NOL | SCE NOL | SCE | Calcite | 230 | 141 | OOS_Wind |  |  | 0 | 0 | 0 | 0 | 0 | 0 | 0 | 0 | 0 | 0 | 0 | 0 | 0 | 0 | 0 | 0 | 0 | 0 | 0 | 0 | 0 | 0 | 0 | 0 | 0 | 0 | 0 | 0
PG&E KERN | PGE Kern | PGE | Caliente | 230 | 122 | OOS_Wind |  |  | 0 | 0 | 0 | 0 | 0 | 0 | 0 | 0 | 0 | 0 | 0 | 0 | 0 | 0 | 0 | 0 | 0 | 0 | 0 | 0 | 0 | 0 | 0 | 0 | 0 | 0 | 0 | 0
PG&E FRESNO | PGE Fresno | PGE | California Ave | 115 | 105 | OOS_Wind |  |  | 0 | 0 | 0 | 0 | 0 | 0 | 0 | 0 | 0 | 0 | 0 | 0 | 0 | 0 | 0 | 0 | 0 | 0 | 0 | 0 | 0 | 0 | 0 | 0 | 0 | 0 | 0 | 0
PG&E KERN | PGE Kern | PGE | Callender | 115 | 126 | OOS_Wind |  |  | 0 | 0 | 0 | 0 | 0 | 0 | 0 | 0 | 0 | 0 | 0 | 0 | 0 | 0 | 0 | 0 | 0 | 0 | 0 | 0 | 0 | 0 | 0 | 0 | 0 | 0 | 0 | 0
PG&E NGBA | PGE NGBA | PGE | Calpella | 115 | 37 | OOS_Wind |  |  | 0 | 0 | 0 | 0 | 0 | 0 | 0 | 0 | 0 | 0 | 0 | 0 | 0 | 0 | 0 | 0 | 0 | 0 | 0 | 0 | 0 | 0 | 0 | 0 | 0 | 0 | 0 | 0
PG&E GBA | PGE GBA | PGE | Camanche | 230 | 15 | OOS_Wind |  |  | 0 | 0 | 0 | 0 | 0 | 0 | 0 | 0 | 0 | 0 | 0 | 0 | 0 | 0 | 0 | 0 | 0 | 0 | 0 | 0 | 0 | 0 | 0 | 0 | 0 | 0 | 0 | 0
PG&E FRESNO | PGE Fresno | PGE | Cantua | 115 | 115 | OOS_Wind |  |  | 0 | 0 | 0 | 0 | 0 | 0 | 0 | 0 | 0 | 0 | 0 | 0 | 0 | 0 | 0 | 0 | 0 | 0 | 0 | 0 | 0 | 0 | 0 | 0 | 0 | 0 | 0 | 0
SDGE | SDGE Imperial | SDGE | Capistrano | 138 | 173 | OOS_Wind |  |  | 0 | 0 | 0 | 0 | 0 | 0 | 0 | 0 | 0 | 0 | 0 | 0 | 0 | 0 | 0 | 0 | 0 | 0 | 0 | 0 | 0 | 0 | 0 | 0 | 0 | 0 | 0 | 0
SDGE | SDGE Imperial | SDGE | Capistrano | 230 | 173 | OOS_Wind |  |  | 0 | 0 | 0 | 0 | 0 | 0 | 0 | 0 | 0 | 0 | 0 | 0 | 0 | 0 | 0 | 0 | 0 | 0 | 0 | 0 | 0 | 0 | 0 | 0 | 0 | 0 | 0 | 0
PG&E NGBA | PGE NGBA | PGE | Carberry | 230 | 2 | OOS_Wind |  |  | 0 | 0 | 0 | 0 | 0 | 0 | 0 | 0 | 0 | 0 | 0 | 0 | 0 | 0 | 0 | 0 | 0 | 0 | 0 | 0 | 0 | 0 | 0 | 0 | 0 | 0 | 0 | 0
PG&E NGBA | PGE NGBA | PGE | Caribou | 115 | 7 | OOS_Wind |  |  | 0 | 0 | 0 | 0 | 0 | 0 | 0 | 0 | 0 | 0 | 0 | 0 | 0 | 0 | 0 | 0 | 0 | 0 | 0 | 0 | 0 | 0 | 0 | 0 | 0 | 0 | 0 | 0
PG&E NGBA | PGE NGBA | PGE | Caribou | 230 | 7 | OOS_Wind |  |  | 0 | 0 | 0 | 0 | 0 | 0 | 0 | 0 | 0 | 0 | 0 | 0 | 0 | 0 | 0 | 0 | 0 | 0 | 0 | 0 | 0 | 0 | 0 | 0 | 0 | 0 | 0 | 0
EOP | SCE EOP | SCE | Carpenter Canyon (fka Gamebird) | 138 | 177 | OOS_Wind |  |  | 0 | 0 | 0 | 0 | 0 | 0 | 0 | 0 | 0 | 0 | 0 | 0 | 0 | 0 | 0 | 0 | 0 | 0 | 0 | 0 | 0 | 0 | 0 | 0 | 0 | 0 | 0 | 0
EOP | SCE EOP | SCE | Carpenter Canyon (fka Gamebird) | 230 | 177 | OOS_Wind |  |  | 0 | 0 | 0 | 0 | 0 | 0 | 0 | 0 | 0 | 0 | 0 | 0 | 0 | 0 | 0 | 0 | 0 | 0 | 0 | 0 | 0 | 0 | 0 | 0 | 0 | 0 | 0 | 0
PG&E NGBA | PGE NGBA | PGE | Carquinez | 115 | 27 | OOS_Wind |  |  | 0 | 0 | 0 | 0 | 0 | 0 | 0 | 0 | 0 | 0 | 0 | 0 | 0 | 0 | 0 | 0 | 0 | 0 | 0 | 0 | 0 | 0 | 0 | 0 | 0 | 0 | 0 | 0
SDGE | SDGE Imperial | SDGE | Carrizo Gorge | 138 | 192 | OOS_Wind |  |  | 0 | 0 | 0 | 0 | 0 | 0 | 0 | 0 | 0 | 0 | 0 | 0 | 0 | 0 | 0 | 0 | 0 | 0 | 0 | 0 | 0 | 0 | 0 | 0 | 0 | 0 | 0 | 0
PG&E KERN | PGE Kern | PGE | Carrizo Plains | 115 | 122 | OOS_Wind |  |  | 0 | 0 | 0 | 0 | 0 | 0 | 0 | 0 | 0 | 0 | 0 | 0 | 0 | 0 | 0 | 0 | 0 | 0 | 0 | 0 | 0 | 0 | 0 | 0 | 0 | 0 | 0 | 0
PG&E KERN | PGE Kern | PGE | Casaloma | 230 | 68 | OOS_Wind |  |  | 0 | 0 | 0 | 0 | 0 | 0 | 0 | 0 | 0 | 0 | 0 | 0 | 0 | 0 | 0 | 0 | 0 | 0 | 0 | 0 | 0 | 0 | 0 | 0 | 0 | 0 | 0 | 0
PG&E GBA | PGE GBA | PGE | Castro Valley | 230 | 42 | OOS_Wind |  |  | 0 | 0 | 0 | 0 | 0 | 0 | 0 | 0 | 0 | 0 | 0 | 0 | 0 | 0 | 0 | 0 | 0 | 0 | 0 | 0 | 0 | 0 | 0 | 0 | 0 | 0 | 0 | 0
PG&E GBA | PGE GBA | PGE | Cayetano | 230 | 50 | OOS_Wind |  |  | 0 | 0 | 0 | 0 | 0 | 0 | 0 | 0 | 0 | 0 | 0 | 0 | 0 | 0 | 0 | 0 | 0 | 0 | 0 | 0 | 0 | 0 | 0 | 0 | 0 | 0 | 0 | 0
SCE Metro | SCE Metro | SCE | Center | 230 | 97 | OOS_Wind |  |  | 0 | 0 | 0 | 0 | 0 | 0 | 0 | 0 | 0 | 0 | 0 | 0 | 0 | 0 | 0 | 0 | 0 | 0 | 0 | 0 | 0 | 0 | 0 | 0 | 0 | 0 | 0 | 0
PG&E KERN | PGE Kern | PGE | Charca | 115 | 74 | OOS_Wind |  |  | 0 | 0 | 0 | 0 | 0 | 0 | 0 | 0 | 0 | 0 | 0 | 0 | 0 | 0 | 0 | 0 | 0 | 0 | 0 | 0 | 0 | 0 | 0 | 0 | 0 | 0 | 0 | 0
EOP | SCE EOP | SCE | Charleston | 138 | 177 | OOS_Wind |  |  | 0 | 0 | 0 | 0 | 0 | 0 | 0 | 0 | 0 | 0 | 0 | 0 | 0 | 0 | 0 | 0 | 0 | 0 | 0 | 0 | 0 | 0 | 0 | 0 | 0 | 0 | 0 | 0
SCE Metro | SCE Metro | SCE | Chevmain | 230 | 97 | OOS_Wind |  |  | 0 | 0 | 0 | 0 | 0 | 0 | 0 | 0 | 0 | 0 | 0 | 0 | 0 | 0 | 0 | 0 | 0 | 0 | 0 | 0 | 0 | 0 | 0 | 0 | 0 | 0 | 0 | 0
SDGE | SDGE Imperial | SDGE | Chicarita | 138 | 186 | OOS_Wind |  |  | 0 | 0 | 0 | 0 | 0 | 0 | 0 | 0 | 0 | 0 | 0 | 0 | 0 | 0 | 0 | 0 | 0 | 0 | 0 | 0 | 0 | 0 | 0 | 0 | 0 | 0 | 0 | 0
SCE Metro | SCE Metro | SCE | Chino | 230 | 97 | OOS_Wind |  |  | 0 | 0 | 0 | 0 | 0 | 0 | 0 | 0 | 0 | 0 | 0 | 0 | 0 | 0 | 0 | 0 | 0 | 0 | 0 | 0 | 0 | 0 | 0 | 0 | 0 | 0 | 0 | 0
PG&E FRESNO | PGE Fresno | PGE | Chowchilla | 115 | 166 | OOS_Wind |  |  | 0 | 0 | 0 | 0 | 0 | 0 | 0 | 0 | 0 | 0 | 0 | 0 | 0 | 0 | 0 | 0 | 0 | 0 | 0 | 0 | 0 | 0 | 0 | 0 | 0 | 0 | 0 | 0
PG&E GBA | PGE GBA | PGE | Christie | 115 | 6 | OOS_Wind |  |  | 0 | 0 | 0 | 0 | 0 | 0 | 0 | 0 | 0 | 0 | 0 | 0 | 0 | 0 | 0 | 0 | 0 | 0 | 0 | 0 | 0 | 0 | 0 | 0 | 0 | 0 | 0 | 0
SCE Eastern | SCE Arizona | SCE | Cielo Azul | 500 | 181 | OOS_Wind |  |  | 0 | 0 | 0 | 0 | 0 | 0 | 0 | 0 | 0 | 0 | 0 | 0 | 0 | 0 | 0 | 0 | 0 | 0 | 0 | 0 | 0 | 0 | 0 | 0 | 0 | 0 | 0 | 0
PG&E GBA | PGE GBA | PGE | Clayton | 115 | 1 | OOS_Wind |  |  | 0 | 0 | 0 | 0 | 0 | 0 | 0 | 0 | 0 | 0 | 0 | 0 | 0 | 0 | 0 | 0 | 0 | 0 | 0 | 0 | 0 | 0 | 0 | 0 | 0 | 0 | 0 | 0
PG&E NGBA | PGE NGBA | PGE | Cloverdale | 115 | 37 | OOS_Wind |  |  | 0 | 0 | 0 | 0 | 0 | 0 | 0 | 0 | 0 | 0 | 0 | 0 | 0 | 0 | 0 | 0 | 0 | 0 | 0 | 0 | 0 | 0 | 0 | 0 | 0 | 0 | 0 | 0
PG&E FRESNO | PGE Fresno | PGE | Clovis | 115 | 136 | OOS_Wind |  |  | 0 | 0 | 0 | 0 | 0 | 0 | 0 | 0 | 0 | 0 | 0 | 0 | 0 | 0 | 0 | 0 | 0 | 0 | 0 | 0 | 0 | 0 | 0 | 0 | 0 | 0 | 0 | 0
PG&E GBA | PGE GBA | PGE | Coburn | 230 | 116 | OOS_Wind |  |  | 0 | 0 | 0 | 0 | 0 | 0 | 0 | 0 | 0 | 0 | 0 | 0 | 0 | 0 | 0 | 0 | 0 | 0 | 0 | 0 | 0 | 0 | 0 | 0 | 0 | 0 | 0 | 0
PG&E NGBA | PGE NGBA | PGE | Colgate | 230 | 22 | OOS_Wind |  |  | 0 | 0 | 0 | 0 | 0 | 0 | 0 | 0 | 0 | 0 | 0 | 0 | 0 | 0 | 0 | 0 | 0 | 0 | 0 | 0 | 0 | 0 | 0 | 0 | 0 | 0 | 0 | 0
PG&E GBA | PGE GBA | PGE | Collierville | 230 | 44 | OOS_Wind |  |  | 0 | 0 | 0 | 0 | 0 | 0 | 0 | 0 | 0 | 0 | 0 | 0 | 0 | 0 | 0 | 0 | 0 | 0 | 0 | 0 | 0 | 0 | 0 | 0 | 0 | 0 | 0 | 0
PG&E GBA | PGE GBA | PGE | Collinsville | 230 | 1 | OOS_Wind |  |  | 0 | 0 | 0 | 0 | 0 | 0 | 0 | 0 | 0 | 0 | 0 | 0 | 0 | 0 | 0 | 0 | 0 | 0 | 0 | 0 | 0 | 0 | 0 | 0 | 0 | 0 | 0 | 0
PG&E GBA | PGE GBA | PGE | Collinsville | 500 | 1 | OOS_Wind |  |  | 0 | 0 | 0 | 0 | 0 | 0 | 0 | 0 | 0 | 0 | 0 | 0 | 0 | 0 | 0 | 0 | 0 | 0 | 0 | 0 | 0 | 0 | 0 | 0 | 0 | 0 | 0 | 0
SCE Eastern | SCE Eastern | SCE | Colorado River | 230 | 170 | OOS_Wind |  |  | 0 | 0 | 0 | 0 | 0 | 0 | 0 | 0 | 0 | 0 | 0 | 0 | 0 | 0 | 0 | 0 | 0 | 0 | 0 | 0 | 0 | 0 | 0 | 0 | 0 | 0 | 0 | 0
SCE Eastern | SCE Eastern | SCE | Colorado River | 500 | 154 | OOS_Wind |  |  | 0 | 0 | 0 | 0 | 0 | 0 | 0 | 0 | 0 | 0 | 0 | 0 | 0 | 0 | 0 | 0 | 0 | 0 | 0 | 0 | 0 | 0 | 0 | 0 | 0 | 0 | 0 | 0
PG&E KERN | PGE Kern | PGE | Columbus | 115 | 99 | OOS_Wind |  |  | 0 | 0 | 0 | 0 | 0 | 0 | 0 | 0 | 0 | 0 | 0 | 0 | 0 | 0 | 0 | 0 | 0 | 0 | 0 | 0 | 0 | 0 | 0 | 0 | 0 | 0 | 0 | 0
PG&E GBA | PGE GBA | PGE | Contra Costa | 115 | 63 | OOS_Wind |  |  | 0 | 0 | 0 | 0 | 0 | 0 | 0 | 0 | 0 | 0 | 0 | 0 | 0 | 0 | 0 | 0 | 0 | 0 | 0 | 0 | 0 | 0 | 0 | 0 | 0 | 0 | 0 | 0
PG&E GBA | PGE GBA | PGE | Contra Costa | 230 | 50 | OOS_Wind |  |  | 0 | 0 | 0 | 0 | 0 | 0 | 0 | 0 | 0 | 0 | 0 | 0 | 0 | 0 | 0 | 0 | 0 | 0 | 0 | 0 | 0 | 0 | 0 | 0 | 0 | 0 | 0 | 0
PG&E GBA | PGE GBA | PGE | Contra Costa PP | 230 | 59 | OOS_Wind |  |  | 0 | 0 | 0 | 0 | 0 | 0 | 0 | 0 | 0 | 0 | 0 | 0 | 0 | 0 | 0 | 0 | 0 | 0 | 0 | 0 | 0 | 0 | 0 | 0 | 0 | 0 | 0 | 0
SCE NOL | SCE NOL | SCE | Control | 115 | 175 | OOS_Wind |  |  | 0 | 0 | 0 | 0 | 0 | 0 | 0 | 0 | 0 | 0 | 0 | 0 | 0 | 0 | 0 | 0 | 0 | 0 | 0 | 0 | 0 | 0 | 0 | 0 | 0 | 0 | 0 | 0
PG&E GBA | PGE GBA | PGE | Cooley Landing | 115 | 6 | OOS_Wind |  |  | 0 | 0 | 0 | 0 | 0 | 0 | 0 | 0 | 0 | 0 | 0 | 0 | 0 | 0 | 0 | 0 | 0 | 0 | 0 | 0 | 0 | 0 | 0 | 0 | 0 | 0 | 0 | 0
SCE NOL | SCE NOL | SCE | Coolwater | 230 | 160 | OOS_Wind |  |  | 0 | 0 | 0 | 0 | 0 | 0 | 0 | 0 | 0 | 0 | 0 | 0 | 0 | 0 | 0 | 0 | 0 | 0 | 0 | 0 | 0 | 0 | 0 | 0 | 0 | 0 | 0 | 0
SCE NOL | SCE NOL | SCE | Coolwater | 115 | 160 | OOS_Wind |  |  | 0 | 0 | 0 | 0 | 0 | 0 | 0 | 0 | 0 | 0 | 0 | 0 | 0 | 0 | 0 | 0 | 0 | 0 | 0 | 0 | 0 | 0 | 0 | 0 | 0 | 0 | 0 | 0
PG&E FRESNO | PGE Fresno | PGE | Corcoran | 115 | 148 | OOS_Wind |  |  | 0 | 0 | 0 | 0 | 0 | 0 | 0 | 0 | 0 | 0 | 0 | 0 | 0 | 0 | 0 | 0 | 0 | 0 | 0 | 0 | 0 | 0 | 0 | 0 | 0 | 0 | 0 | 0
PG&E NGBA | PGE NGBA | PGE | Corona | 115 | 27 | OOS_Wind |  |  | 0 | 0 | 0 | 0 | 0 | 0 | 0 | 0 | 0 | 0 | 0 | 0 | 0 | 0 | 0 | 0 | 0 | 0 | 0 | 0 | 0 | 0 | 0 | 0 | 0 | 0 | 0 | 0
PG&E NGBA | PGE NGBA | PGE | Cortina | 230 | 27 | OOS_Wind |  |  | 0 | 0 | 0 | 0 | 0 | 0 | 0 | 0 | 0 | 0 | 0 | 0 | 0 | 0 | 0 | 0 | 0 | 0 | 0 | 0 | 0 | 0 | 0 | 0 | 0 | 0 | 0 | 0
PG&E NGBA | PGE NGBA | PGE | Cortina | 115 | 30 | OOS_Wind |  |  | 0 | 0 | 0 | 0 | 0 | 0 | 0 | 0 | 0 | 0 | 0 | 0 | 0 | 0 | 0 | 0 | 0 | 0 | 0 | 0 | 0 | 0 | 0 | 0 | 0 | 0 | 0 | 0
PG&E GBA | PGE GBA | PGE | Cottle | 230 | 155 | OOS_Wind |  |  | 0 | 0 | 0 | 0 | 0 | 0 | 0 | 0 | 0 | 0 | 0 | 0 | 0 | 0 | 0 | 0 | 0 | 0 | 0 | 0 | 0 | 0 | 0 | 0 | 0 | 0 | 0 | 0
PG&E NGBA | PGE NGBA | PGE | Cottonwood | 115 | 1 | OOS_Wind |  |  | 0 | 0 | 0 | 0 | 0 | 0 | 0 | 0 | 0 | 0 | 0 | 0 | 0 | 0 | 0 | 0 | 0 | 0 | 0 | 0 | 0 | 0 | 0 | 0 | 0 | 0 | 0 | 0
PG&E NGBA | PGE NGBA | PGE | Cottonwood | 230 | 1 | OOS_Wind |  |  | 0 | 0 | 0 | 0 | 0 | 0 | 0 | 0 | 0 | 0 | 0 | 0 | 0 | 0 | 0 | 0 | 0 | 0 | 0 | 0 | 0 | 0 | 0 | 0 | 0 | 0 | 0 | 0
PG&E NGBA | PGE NGBA | PGE | Cove Road | 230 | 1 | OOS_Wind |  |  | 0 | 0 | 0 | 0 | 0 | 0 | 0 | 0 | 0 | 0 | 0 | 0 | 0 | 0 | 0 | 0 | 0 | 0 | 0 | 0 | 0 | 0 | 0 | 0 | 0 | 0 | 0 | 0
PG&E GBA | PGE GBA | PGE | Coyote | 230 | 11 | OOS_Wind |  |  | 0 | 0 | 0 | 0 | 0 | 0 | 0 | 0 | 0 | 0 | 0 | 0 | 0 | 0 | 0 | 0 | 0 | 0 | 0 | 0 | 0 | 0 | 0 | 0 | 0 | 0 | 0 | 0
PG&E GBA | PGE GBA | PGE | Crazy Horse Canyon | 115 | 84 | OOS_Wind |  |  | 0 | 0 | 0 | 0 | 0 | 0 | 0 | 0 | 0 | 0 | 0 | 0 | 0 | 0 | 0 | 0 | 0 | 0 | 0 | 0 | 0 | 0 | 0 | 0 | 0 | 0 | 0 | 0
PG&E FRESNO | PGE Fresno | PGE | Cressey | 115 | 139 | OOS_Wind |  |  | 0 | 0 | 0 | 0 | 0 | 0 | 0 | 0 | 0 | 0 | 0 | 0 | 0 | 0 | 0 | 0 | 0 | 0 | 0 | 0 | 0 | 0 | 0 | 0 | 0 | 0 | 0 | 0
PG&E NGBA | PGE NGBA | PGE | Cresta | 230 | 24 | OOS_Wind |  |  | 0 | 0 | 0 | 0 | 0 | 0 | 0 | 0 | 0 | 0 | 0 | 0 | 0 | 0 | 0 | 0 | 0 | 0 | 0 | 0 | 0 | 0 | 0 | 0 | 0 | 0 | 0 | 0
PG&E GBA | PGE GBA | PGE | Curtis | 115 | 44 | OOS_Wind |  |  | 0 | 0 | 0 | 0 | 0 | 0 | 0 | 0 | 0 | 0 | 0 | 0 | 0 | 0 | 0 | 0 | 0 | 0 | 0 | 0 | 0 | 0 | 0 | 0 | 0 | 0 | 0 | 0
PG&E FRESNO | PGE Fresno | PGE | Dairyland | 115 | 137 | OOS_Wind |  |  | 0 | 0 | 0 | 0 | 0 | 0 | 0 | 0 | 0 | 0 | 0 | 0 | 0 | 0 | 0 | 0 | 0 | 0 | 0 | 0 | 0 | 0 | 0 | 0 | 0 | 0 | 0 | 0
PG&E NGBA | PGE NGBA | PGE | Davis | 115 | 39 | OOS_Wind |  |  | 0 | 0 | 0 | 0 | 0 | 0 | 0 | 0 | 0 | 0 | 0 | 0 | 0 | 0 | 0 | 0 | 0 | 0 | 0 | 0 | 0 | 0 | 0 | 0 | 0 | 0 | 0 | 0
SCE Metro | SCE Metro | SCE | Del Amo | 500 | 97 | OOS_Wind |  |  | 0 | 0 | 0 | 0 | 0 | 0 | 0 | 0 | 0 | 0 | 0 | 0 | 0 | 0 | 0 | 0 | 0 | 0 | 0 | 0 | 0 | 0 | 0 | 0 | 0 | 0 | 0 | 0
SCE Metro | SCE Metro | SCE | Del Amo | 230 | 97 | OOS_Wind |  |  | 0 | 0 | 0 | 0 | 0 | 0 | 0 | 0 | 0 | 0 | 0 | 0 | 0 | 0 | 0 | 0 | 0 | 0 | 0 | 0 | 0 | 0 | 0 | 0 | 0 | 0 | 0 | 0
SCE Eastern | SCE Arizona | SCE | Delaney | 500 | 181 | OOS_Wind |  |  | 0 | 0 | 0 | 0 | 0 | 0 | 0 | 0 | 0 | 0 | 0 | 0 | 0 | 0 | 0 | 0 | 0 | 0 | 0 | 0 | 0 | 0 | 0 | 0 | 0 | 0 | 0 | 0
PG&E NGBA | PGE NGBA | PGE | Delevan | 230 | 25 | OOS_Wind |  |  | 0 | 0 | 0 | 0 | 0 | 0 | 0 | 0 | 0 | 0 | 0 | 0 | 0 | 0 | 0 | 0 | 0 | 0 | 0 | 0 | 0 | 0 | 0 | 0 | 0 | 0 | 0 | 0
PG&E GBA | PGE GBA | PGE | Delta PP | 230 | 32 | OOS_Wind |  |  | 0 | 0 | 0 | 0 | 0 | 0 | 0 | 0 | 0 | 0 | 0 | 0 | 0 | 0 | 0 | 0 | 0 | 0 | 0 | 0 | 0 | 0 | 0 | 0 | 0 | 0 | 0 | 0
EOP | SCE EOP | SCE | Desert View | 230 | 177 | OOS_Wind |  |  | 0 | 0 | 0 | 0 | 0 | 0 | 0 | 0 | 0 | 0 | 0 | 0 | 0 | 0 | 0 | 0 | 0 | 0 | 0 | 0 | 0 | 0 | 0 | 0 | 0 | 0 | 0 | 0
SCE Eastern | SCE Eastern | SCE | Devers | 230 | 156 | OOS_Wind |  |  | 0 | 0 | 0 | 0 | 0 | 0 | 0 | 0 | 0 | 0 | 0 | 0 | 0 | 0 | 0 | 0 | 0 | 0 | 0 | 0 | 0 | 0 | 0 | 0 | 0 | 0 | 0 | 0
SCE Eastern | SCE Eastern | SCE | Devers | 500 | 156 | OOS_Wind |  |  | 0 | 0 | 0 | 0 | 0 | 0 | 0 | 0 | 0 | 0 | 0 | 0 | 0 | 0 | 0 | 0 | 0 | 0 | 0 | 0 | 0 | 0 | 0 | 0 | 0 | 0 | 0 | 0
PG&E KERN | PGE Kern | PGE | Diablo Canyon | 230 | 111 | OOS_Wind |  |  | 0 | 0 | 0 | 0 | 0 | 0 | 0 | 0 | 0 | 0 | 0 | 0 | 0 | 0 | 0 | 0 | 0 | 0 | 0 | 0 | 0 | 0 | 0 | 0 | 0 | 0 | 0 | 0
PG&E KERN | PGE Kern | PGE | Diablo Canyon | 500 | 98 | OOS_Wind |  |  | 0 | 0 | 0 | 0 | 0 | 0 | 0 | 0 | 0 | 0 | 0 | 0 | 0 | 0 | 0 | 0 | 0 | 0 | 0 | 0 | 0 | 0 | 0 | 0 | 0 | 0 | 0 | 0
PG&E KERN | PGE Kern | PGE | Divide | 115 | 111 | OOS_Wind |  |  | 0 | 0 | 0 | 0 | 0 | 0 | 0 | 0 | 0 | 0 | 0 | 0 | 0 | 0 | 0 | 0 | 0 | 0 | 0 | 0 | 0 | 0 | 0 | 0 | 0 | 0 | 0 | 0
PG&E GBA | PGE GBA | PGE | Dixon Landing | 115 | 11 | OOS_Wind |  |  | 0 | 0 | 0 | 0 | 0 | 0 | 0 | 0 | 0 | 0 | 0 | 0 | 0 | 0 | 0 | 0 | 0 | 0 | 0 | 0 | 0 | 0 | 0 | 0 | 0 | 0 | 0 | 0
PG&E FRESNO | PGE Fresno | PGE | Dos Amigos | 230 | 70 | OOS_Wind |  |  | 0 | 0 | 0 | 0 | 0 | 0 | 0 | 0 | 0 | 0 | 0 | 0 | 0 | 0 | 0 | 0 | 0 | 0 | 0 | 0 | 0 | 0 | 0 | 0 | 0 | 0 | 0 | 0
PG&E NGBA | PGE NGBA | PGE | Drum | 115 | 21 | OOS_Wind |  |  | 0 | 0 | 0 | 0 | 0 | 0 | 0 | 0 | 0 | 0 | 0 | 0 | 0 | 0 | 0 | 0 | 0 | 0 | 0 | 0 | 0 | 0 | 0 | 0 | 0 | 0 | 0 | 0
PG&E GBA | PGE GBA | PGE | Dumbarton | 115 | 3 | OOS_Wind |  |  | 0 | 0 | 0 | 0 | 0 | 0 | 0 | 0 | 0 | 0 | 0 | 0 | 0 | 0 | 0 | 0 | 0 | 0 | 0 | 0 | 0 | 0 | 0 | 0 | 0 | 0 | 0 | 0
SCE NOL | SCE NOL | SCE | Dunn Siding | 115 | 160 | OOS_Wind |  |  | 0 | 0 | 0 | 0 | 0 | 0 | 0 | 0 | 0 | 0 | 0 | 0 | 0 | 0 | 0 | 0 | 0 | 0 | 0 | 0 | 0 | 0 | 0 | 0 | 0 | 0 | 0 | 0
SCE Eastern | SCE Eastern | SCE | Eagle Mountain | 230 | 174 | OOS_Wind |  |  | 0 | 0 | 0 | 0 | 0 | 0 | 0 | 0 | 0 | 0 | 0 | 0 | 0 | 0 | 0 | 0 | 0 | 0 | 0 | 0 | 0 | 0 | 0 | 0 | 0 | 0 | 0 | 0
PG&E NGBA | PGE NGBA | PGE | Eagle Rock (PGE) | 115 | 37 | OOS_Wind |  |  | 0 | 0 | 0 | 0 | 0 | 0 | 0 | 0 | 0 | 0 | 0 | 0 | 0 | 0 | 0 | 0 | 0 | 0 | 0 | 0 | 0 | 0 | 0 | 0 | 0 | 0 | 0 | 0
SCE Metro | SCE Metro | SCE | Eagle Rock (SCE) | 230 | 97 | OOS_Wind |  |  | 0 | 0 | 0 | 0 | 0 | 0 | 0 | 0 | 0 | 0 | 0 | 0 | 0 | 0 | 0 | 0 | 0 | 0 | 0 | 0 | 0 | 0 | 0 | 0 | 0 | 0 | 0 | 0
PG&E NGBA | PGE NGBA | PGE | East Marysville | 115 | 9 | OOS_Wind |  |  | 0 | 0 | 0 | 0 | 0 | 0 | 0 | 0 | 0 | 0 | 0 | 0 | 0 | 0 | 0 | 0 | 0 | 0 | 0 | 0 | 0 | 0 | 0 | 0 | 0 | 0 | 0 | 0
PG&E NGBA | PGE NGBA | PGE | East Nicolaus | 115 | 16 | OOS_Wind |  |  | 0 | 0 | 0 | 0 | 0 | 0 | 0 | 0 | 0 | 0 | 0 | 0 | 0 | 0 | 0 | 0 | 0 | 0 | 0 | 0 | 0 | 0 | 0 | 0 | 0 | 0 | 0 | 0
PG&E GBA | PGE GBA | PGE | Eastshore | 115 | 3 | OOS_Wind |  |  | 0 | 0 | 0 | 0 | 0 | 0 | 0 | 0 | 0 | 0 | 0 | 0 | 0 | 0 | 0 | 0 | 0 | 0 | 0 | 0 | 0 | 0 | 0 | 0 | 0 | 0 | 0 | 0
PG&E GBA | PGE GBA | PGE | Eastshore | 230 | 46 | OOS_Wind |  |  | 0 | 0 | 0 | 0 | 0 | 0 | 0 | 0 | 0 | 0 | 0 | 0 | 0 | 0 | 0 | 0 | 0 | 0 | 0 | 0 | 0 | 0 | 0 | 0 | 0 | 0 | 0 | 0
SDGE | SDGE Imperial | SDGE | ECO | 138 | 198 | OOS_Wind |  |  | 0 | 0 | 0 | 0 | 0 | 0 | 0 | 0 | 0 | 0 | 0 | 0 | 0 | 0 | 0 | 0 | 0 | 0 | 0 | 0 | 0 | 0 | 0 | 0 | 0 | 0 | 0 | 0
SDGE | SDGE Imperial | SDGE | ECO | 230 | 198 | OOS_Wind |  |  | 0 | 0 | 0 | 0 | 0 | 0 | 0 | 0 | 0 | 0 | 0 | 0 | 0 | 0 | 0 | 0 | 0 | 0 | 0 | 0 | 0 | 0 | 0 | 0 | 0 | 0 | 0 | 0
SDGE | SDGE Imperial | SDGE | ECO | 500 | 198 | OOS_Wind |  |  | 0 | 0 | 0 | 0 | 0 | 0 | 0 | 0 | 0 | 0 | 0 | 0 | 0 | 0 | 0 | 0 | 0 | 0 | 0 | 0 | 0 | 0 | 0 | 0 | 0 | 0 | 0 | 0
PG&E GBA | PGE GBA | PGE | Edenvale | 115 | 79 | OOS_Wind |  |  | 0 | 0 | 0 | 0 | 0 | 0 | 0 | 0 | 0 | 0 | 0 | 0 | 0 | 0 | 0 | 0 | 0 | 0 | 0 | 0 | 0 | 0 | 0 | 0 | 0 | 0 | 0 | 0
PG&E GBA | PGE GBA | PGE | Edes | 115 | 6 | OOS_Wind |  |  | 0 | 0 | 0 | 0 | 0 | 0 | 0 | 0 | 0 | 0 | 0 | 0 | 0 | 0 | 0 | 0 | 0 | 0 | 0 | 0 | 0 | 0 | 0 | 0 | 0 | 0 | 0 | 0
PG&E GBA | PGE GBA | PGE | Eight Mile | 230 | 16 | OOS_Wind |  |  | 0 | 0 | 0 | 0 | 0 | 0 | 0 | 0 | 0 | 0 | 0 | 0 | 0 | 0 | 0 | 0 | 0 | 0 | 0 | 0 | 0 | 0 | 0 | 0 | 0 | 0 | 0 | 0
SCE Eastern | SCE Eastern | SCE | El Casco | 230 | 156 | OOS_Wind |  |  | 0 | 0 | 0 | 0 | 0 | 0 | 0 | 0 | 0 | 0 | 0 | 0 | 0 | 0 | 0 | 0 | 0 | 0 | 0 | 0 | 0 | 0 | 0 | 0 | 0 | 0 | 0 | 0
PG&E GBA | PGE GBA | PGE | El Cerrito G | 115 | 6 | OOS_Wind |  |  | 0 | 0 | 0 | 0 | 0 | 0 | 0 | 0 | 0 | 0 | 0 | 0 | 0 | 0 | 0 | 0 | 0 | 0 | 0 | 0 | 0 | 0 | 0 | 0 | 0 | 0 | 0 | 0
PG&E NGBA | PGE NGBA | PGE | El Dorado PH | 115 | 19 | OOS_Wind |  |  | 0 | 0 | 0 | 0 | 0 | 0 | 0 | 0 | 0 | 0 | 0 | 0 | 0 | 0 | 0 | 0 | 0 | 0 | 0 | 0 | 0 | 0 | 0 | 0 | 0 | 0 | 0 | 0
PG&E FRESNO | PGE Fresno | PGE | El Nido (PGE) | 115 | 158 | OOS_Wind |  |  | 0 | 0 | 0 | 0 | 0 | 0 | 0 | 0 | 0 | 0 | 0 | 0 | 0 | 0 | 0 | 0 | 0 | 0 | 0 | 0 | 0 | 0 | 0 | 0 | 0 | 0 | 0 | 0
SCE Metro | SCE Metro | SCE | El Nido (SCE) | 230 | 132 | OOS_Wind |  |  | 0 | 0 | 0 | 0 | 0 | 0 | 0 | 0 | 0 | 0 | 0 | 0 | 0 | 0 | 0 | 0 | 0 | 0 | 0 | 0 | 0 | 0 | 0 | 0 | 0 | 0 | 0 | 0
PG&E GBA | PGE GBA | PGE | El Patio | 115 | 81 | OOS_Wind |  |  | 0 | 0 | 0 | 0 | 0 | 0 | 0 | 0 | 0 | 0 | 0 | 0 | 0 | 0 | 0 | 0 | 0 | 0 | 0 | 0 | 0 | 0 | 0 | 0 | 0 | 0 | 0 | 0
SCE Metro | SCE Metro | SCE | El Segundo | 230 | 97 | OOS_Wind |  |  | 0 | 0 | 0 | 0 | 0 | 0 | 0 | 0 | 0 | 0 | 0 | 0 | 0 | 0 | 0 | 0 | 0 | 0 | 0 | 0 | 0 | 0 | 0 | 0 | 0 | 0 | 0 | 0
EOP | SCE EOP | SCE | Eldorado | 230 | 161 | OOS_Wind |  |  | 0 | 0 | 0 | 0 | 0 | 0 | 0 | 0 | 0 | 0 | 0 | 0 | 0 | 0 | 0 | 0 | 0 | 0 | 0 | 0 | 0 | 0 | 0 | 0 | 0 | 0 | 0 | 0
EOP | SCE EOP | SCE | Eldorado | 500 | 131 | OOS_Wind | YES | Wyoming Wind | 1 | 0 | 0 | 0 | 0 | 0 | 0 | 0 | 0 | 0 | 0 | 0 | 0 | 3000 | 0 | 3000 | 1500 | 0 | 1500 | 4500 | 0 | 4500 | 3000 | 0 | 3000 | 4500 | 0 | 4500
PG&E KERN | PGE Kern | PGE | Elk Hills | 230 | 106 | OOS_Wind |  |  | 0 | 0 | 0 | 0 | 0 | 0 | 0 | 0 | 0 | 0 | 0 | 0 | 0 | 0 | 0 | 0 | 0 | 0 | 0 | 0 | 0 | 0 | 0 | 0 | 0 | 0 | 0 | 0
SCE Metro | SCE Metro | SCE | Ellis | 230 | 97 | OOS_Wind |  |  | 0 | 0 | 0 | 0 | 0 | 0 | 0 | 0 | 0 | 0 | 0 | 0 | 0 | 0 | 0 | 0 | 0 | 0 | 0 | 0 | 0 | 0 | 0 | 0 | 0 | 0 | 0 | 0
SDGE | SDGE Imperial | SDGE | Encina | 138 | 171 | OOS_Wind |  |  | 0 | 0 | 0 | 0 | 0 | 0 | 0 | 0 | 0 | 0 | 0 | 0 | 0 | 0 | 0 | 0 | 0 | 0 | 0 | 0 | 0 | 0 | 0 | 0 | 0 | 0 | 0 | 0
SDGE | SDGE Imperial | SDGE | Encina | 230 | 171 | OOS_Wind |  |  | 0 | 0 | 0 | 0 | 0 | 0 | 0 | 0 | 0 | 0 | 0 | 0 | 0 | 0 | 0 | 0 | 0 | 0 | 0 | 0 | 0 | 0 | 0 | 0 | 0 | 0 | 0 | 0
SDGE | SDGE Imperial | SDGE | Escondido | 230 | 195 | OOS_Wind |  |  | 0 | 0 | 0 | 0 | 0 | 0 | 0 | 0 | 0 | 0 | 0 | 0 | 0 | 0 | 0 | 0 | 0 | 0 | 0 | 0 | 0 | 0 | 0 | 0 | 0 | 0 | 0 | 0
PG&E KERN | PGE Kern | PGE | Estrella | 230 | 111 | OOS_Wind |  |  | 0 | 0 | 0 | 0 | 0 | 0 | 0 | 0 | 0 | 0 | 0 | 0 | 0 | 0 | 0 | 0 | 0 | 0 | 0 | 0 | 0 | 0 | 0 | 0 | 0 | 0 | 0 | 0
SCE Eastern | SCE Eastern | SCE | Etiwanda | 230 | 121 | OOS_Wind |  |  | 0 | 0 | 0 | 0 | 0 | 0 | 0 | 0 | 0 | 0 | 0 | 0 | 0 | 0 | 0 | 0 | 0 | 0 | 0 | 0 | 0 | 0 | 0 | 0 | 0 | 0 | 0 | 0
PG&E GBA | PGE GBA | PGE | Evergreen | 115 | 11 | OOS_Wind |  |  | 0 | 0 | 0 | 0 | 0 | 0 | 0 | 0 | 0 | 0 | 0 | 0 | 0 | 0 | 0 | 0 | 0 | 0 | 0 | 0 | 0 | 0 | 0 | 0 | 0 | 0 | 0 | 0
PG&E FRESNO | PGE Fresno | PGE | Excelsior | 115 | 134 | OOS_Wind |  |  | 0 | 0 | 0 | 0 | 0 | 0 | 0 | 0 | 0 | 0 | 0 | 0 | 0 | 0 | 0 | 0 | 0 | 0 | 0 | 0 | 0 | 0 | 0 | 0 | 0 | 0 | 0 | 0
PG&E FRESNO | PGE Fresno | PGE | Exchequer | 115 | 163 | OOS_Wind |  |  | 0 | 0 | 0 | 0 | 0 | 0 | 0 | 0 | 0 | 0 | 0 | 0 | 0 | 0 | 0 | 0 | 0 | 0 | 0 | 0 | 0 | 0 | 0 | 0 | 0 | 0 | 0 | 0
PG&E KERN | PGE Kern | PGE | Fairway | 115 | 111 | OOS_Wind |  |  | 0 | 0 | 0 | 0 | 0 | 0 | 0 | 0 | 0 | 0 | 0 | 0 | 0 | 0 | 0 | 0 | 0 | 0 | 0 | 0 | 0 | 0 | 0 | 0 | 0 | 0 | 0 | 0
PG&E KERN | PGE Kern | PGE | Famoso | 115 | 74 | OOS_Wind |  |  | 0 | 0 | 0 | 0 | 0 | 0 | 0 | 0 | 0 | 0 | 0 | 0 | 0 | 0 | 0 | 0 | 0 | 0 | 0 | 0 | 0 | 0 | 0 | 0 | 0 | 0 | 0 | 0
PG&E NGBA | PGE NGBA | PGE | Fern Road | 500 | 1 | OOS_Wind |  |  | 0 | 0 | 0 | 0 | 0 | 0 | 0 | 0 | 0 | 0 | 0 | 0 | 0 | 0 | 0 | 0 | 0 | 0 | 0 | 0 | 0 | 0 | 0 | 0 | 0 | 0 | 0 | 0
PG&E GBA | PGE GBA | PGE | Fibreboard (SPI Sonora) | 115 | 44 | OOS_Wind |  |  | 0 | 0 | 0 | 0 | 0 | 0 | 0 | 0 | 0 | 0 | 0 | 0 | 0 | 0 | 0 | 0 | 0 | 0 | 0 | 0 | 0 | 0 | 0 | 0 | 0 | 0 | 0 | 0
PG&E FRESNO | PGE Fresno | PGE | Figarden | 230 | 138 | OOS_Wind |  |  | 0 | 0 | 0 | 0 | 0 | 0 | 0 | 0 | 0 | 0 | 0 | 0 | 0 | 0 | 0 | 0 | 0 | 0 | 0 | 0 | 0 | 0 | 0 | 0 | 0 | 0 | 0 | 0
PG&E FRESNO | PGE Fresno | PGE | Fink | 230 | 64 | OOS_Wind |  |  | 0 | 0 | 0 | 0 | 0 | 0 | 0 | 0 | 0 | 0 | 0 | 0 | 0 | 0 | 0 | 0 | 0 | 0 | 0 | 0 | 0 | 0 | 0 | 0 | 0 | 0 | 0 | 0
PG&E GBA | PGE GBA | PGE | FMC | 115 | 11 | OOS_Wind |  |  | 0 | 0 | 0 | 0 | 0 | 0 | 0 | 0 | 0 | 0 | 0 | 0 | 0 | 0 | 0 | 0 | 0 | 0 | 0 | 0 | 0 | 0 | 0 | 0 | 0 | 0 | 0 | 0
PG&E GBA | PGE GBA | PGE | Fremont | 115 | 5 | OOS_Wind |  |  | 0 | 0 | 0 | 0 | 0 | 0 | 0 | 0 | 0 | 0 | 0 | 0 | 0 | 0 | 0 | 0 | 0 | 0 | 0 | 0 | 0 | 0 | 0 | 0 | 0 | 0 | 0 | 0
PG&E GBA | PGE GBA | PGE | Frogtown | 115 | 12 | OOS_Wind |  |  | 0 | 0 | 0 | 0 | 0 | 0 | 0 | 0 | 0 | 0 | 0 | 0 | 0 | 0 | 0 | 0 | 0 | 0 | 0 | 0 | 0 | 0 | 0 | 0 | 0 | 0 | 0 | 0
PG&E NGBA | PGE NGBA | PGE | Fulton | 115 | 58 | OOS_Wind |  |  | 0 | 0 | 0 | 0 | 0 | 0 | 0 | 0 | 0 | 0 | 0 | 0 | 0 | 0 | 0 | 0 | 0 | 0 | 0 | 0 | 0 | 0 | 0 | 0 | 0 | 0 | 0 | 0
PG&E NGBA | PGE NGBA | PGE | Fulton | 230 | 61 | OOS_Wind |  |  | 0 | 0 | 0 | 0 | 0 | 0 | 0 | 0 | 0 | 0 | 0 | 0 | 0 | 0 | 0 | 0 | 0 | 0 | 0 | 0 | 0 | 0 | 0 | 0 | 0 | 0 | 0 | 0
PG&E KERN | PGE Kern | PGE | Ganso | 115 | 83 | OOS_Wind |  |  | 0 | 0 | 0 | 0 | 0 | 0 | 0 | 0 | 0 | 0 | 0 | 0 | 0 | 0 | 0 | 0 | 0 | 0 | 0 | 0 | 0 | 0 | 0 | 0 | 0 | 0 | 0 | 0
PG&E FRESNO | PGE Fresno | PGE | Gates | 230 | 135 | OOS_Wind |  |  | 0 | 0 | 0 | 0 | 0 | 0 | 0 | 0 | 0 | 0 | 0 | 0 | 0 | 0 | 0 | 0 | 0 | 0 | 0 | 0 | 0 | 0 | 0 | 0 | 0 | 0 | 0 | 0
PG&E FRESNO | PGE Fresno | PGE | Gates | 500 | 133 | OOS_Wind |  |  | 0 | 0 | 0 | 0 | 0 | 0 | 0 | 0 | 0 | 0 | 0 | 0 | 0 | 0 | 0 | 0 | 0 | 0 | 0 | 0 | 0 | 0 | 0 | 0 | 0 | 0 | 0 | 0
PG&E NGBA | PGE NGBA | PGE | Geysers 12 | 230 | 61 | OOS_Wind |  |  | 0 | 0 | 0 | 0 | 0 | 0 | 0 | 0 | 0 | 0 | 0 | 0 | 0 | 0 | 0 | 0 | 0 | 0 | 0 | 0 | 0 | 0 | 0 | 0 | 0 | 0 | 0 | 0
PG&E NGBA | PGE NGBA | PGE | Geysers 17 | 230 | 61 | OOS_Wind |  |  | 0 | 0 | 0 | 0 | 0 | 0 | 0 | 0 | 0 | 0 | 0 | 0 | 0 | 0 | 0 | 0 | 0 | 0 | 0 | 0 | 0 | 0 | 0 | 0 | 0 | 0 | 0 | 0
PG&E NGBA | PGE NGBA | PGE | Geysers 3 | 115 | 37 | OOS_Wind |  |  | 0 | 0 | 0 | 0 | 0 | 0 | 0 | 0 | 0 | 0 | 0 | 0 | 0 | 0 | 0 | 0 | 0 | 0 | 0 | 0 | 0 | 0 | 0 | 0 | 0 | 0 | 0 | 0
PG&E NGBA | PGE NGBA | PGE | Glenn | 230 | 1 | OOS_Wind |  |  | 0 | 0 | 0 | 0 | 0 | 0 | 0 | 0 | 0 | 0 | 0 | 0 | 0 | 0 | 0 | 0 | 0 | 0 | 0 | 0 | 0 | 0 | 0 | 0 | 0 | 0 | 0 | 0
PG&E NGBA | PGE NGBA | PGE | Gold Hill | 115 | 16 | OOS_Wind |  |  | 0 | 0 | 0 | 0 | 0 | 0 | 0 | 0 | 0 | 0 | 0 | 0 | 0 | 0 | 0 | 0 | 0 | 0 | 0 | 0 | 0 | 0 | 0 | 0 | 0 | 0 | 0 | 0
PG&E NGBA | PGE NGBA | PGE | Gold Hill | 230 | 19 | OOS_Wind |  |  | 0 | 0 | 0 | 0 | 0 | 0 | 0 | 0 | 0 | 0 | 0 | 0 | 0 | 0 | 0 | 0 | 0 | 0 | 0 | 0 | 0 | 0 | 0 | 0 | 0 | 0 | 0 | 0
SCE Northern | SCE Northern | SCE | Goleta | 230 | 157 | OOS_Wind |  |  | 0 | 0 | 0 | 0 | 0 | 0 | 0 | 0 | 0 | 0 | 0 | 0 | 0 | 0 | 0 | 0 | 0 | 0 | 0 | 0 | 0 | 0 | 0 | 0 | 0 | 0 | 0 | 0
SCE Metro | SCE Metro | SCE | Goodrich | 230 | 97 | OOS_Wind |  |  | 0 | 0 | 0 | 0 | 0 | 0 | 0 | 0 | 0 | 0 | 0 | 0 | 0 | 0 | 0 | 0 | 0 | 0 | 0 | 0 | 0 | 0 | 0 | 0 | 0 | 0 | 0 | 0
PG&E KERN | PGE Kern | PGE | Goose Lake | 115 | 74 | OOS_Wind |  |  | 0 | 0 | 0 | 0 | 0 | 0 | 0 | 0 | 0 | 0 | 0 | 0 | 0 | 0 | 0 | 0 | 0 | 0 | 0 | 0 | 0 | 0 | 0 | 0 | 0 | 0 | 0 | 0
SCE Metro | SCE Metro | SCE | Gould | 230 | 97 | OOS_Wind |  |  | 0 | 0 | 0 | 0 | 0 | 0 | 0 | 0 | 0 | 0 | 0 | 0 | 0 | 0 | 0 | 0 | 0 | 0 | 0 | 0 | 0 | 0 | 0 | 0 | 0 | 0 | 0 | 0
PG&E NGBA | PGE NGBA | PGE | Grand Island | 115 | 17 | OOS_Wind |  |  | 0 | 0 | 0 | 0 | 0 | 0 | 0 | 0 | 0 | 0 | 0 | 0 | 0 | 0 | 0 | 0 | 0 | 0 | 0 | 0 | 0 | 0 | 0 | 0 | 0 | 0 | 0 | 0
PG&E GBA | PGE GBA | PGE | Grant | 115 | 3 | OOS_Wind |  |  | 0 | 0 | 0 | 0 | 0 | 0 | 0 | 0 | 0 | 0 | 0 | 0 | 0 | 0 | 0 | 0 | 0 | 0 | 0 | 0 | 0 | 0 | 0 | 0 | 0 | 0 | 0 | 0
PG&E GBA | PGE GBA | PGE | Green Valley | 115 | 87 | OOS_Wind |  |  | 0 | 0 | 0 | 0 | 0 | 0 | 0 | 0 | 0 | 0 | 0 | 0 | 0 | 0 | 0 | 0 | 0 | 0 | 0 | 0 | 0 | 0 | 0 | 0 | 0 | 0 | 0 | 0
PG&E NGBA | PGE NGBA | PGE | Greenleaf 1 | 115 | 22 | OOS_Wind |  |  | 0 | 0 | 0 | 0 | 0 | 0 | 0 | 0 | 0 | 0 | 0 | 0 | 0 | 0 | 0 | 0 | 0 | 0 | 0 | 0 | 0 | 0 | 0 | 0 | 0 | 0 | 0 | 0
PG&E FRESNO | PGE Fresno | PGE | Gregg | 230 | 149 | OOS_Wind |  |  | 0 | 0 | 0 | 0 | 0 | 0 | 0 | 0 | 0 | 0 | 0 | 0 | 0 | 0 | 0 | 0 | 0 | 0 | 0 | 0 | 0 | 0 | 0 | 0 | 0 | 0 | 0 | 0
PG&E FRESNO | PGE Fresno | PGE | Grimmway-Malaga | 115 | 117 | OOS_Wind |  |  | 0 | 0 | 0 | 0 | 0 | 0 | 0 | 0 | 0 | 0 | 0 | 0 | 0 | 0 | 0 | 0 | 0 | 0 | 0 | 0 | 0 | 0 | 0 | 0 | 0 | 0 | 0 | 0
PG&E NGBA | PGE NGBA | PGE | Grizzly | 230 | 24 | OOS_Wind |  |  | 0 | 0 | 0 | 0 | 0 | 0 | 0 | 0 | 0 | 0 | 0 | 0 | 0 | 0 | 0 | 0 | 0 | 0 | 0 | 0 | 0 | 0 | 0 | 0 | 0 | 0 | 0 | 0
PG&E FRESNO | PGE Fresno | PGE | GWF Hanford | 115 | 125 | OOS_Wind |  |  | 0 | 0 | 0 | 0 | 0 | 0 | 0 | 0 | 0 | 0 | 0 | 0 | 0 | 0 | 0 | 0 | 0 | 0 | 0 | 0 | 0 | 0 | 0 | 0 | 0 | 0 | 0 | 0
PG&E FRESNO | PGE Fresno | PGE | Haas | 230 | 117 | OOS_Wind |  |  | 0 | 0 | 0 | 0 | 0 | 0 | 0 | 0 | 0 | 0 | 0 | 0 | 0 | 0 | 0 | 0 | 0 | 0 | 0 | 0 | 0 | 0 | 0 | 0 | 0 | 0 | 0 | 0
PG&E FRESNO | PGE Fresno | PGE | Hammonds | 115 | 114 | OOS_Wind |  |  | 0 | 0 | 0 | 0 | 0 | 0 | 0 | 0 | 0 | 0 | 0 | 0 | 0 | 0 | 0 | 0 | 0 | 0 | 0 | 0 | 0 | 0 | 0 | 0 | 0 | 0 | 0 | 0
SCE Metro | SCE Metro | SCE | HarborGen | 230 | 97 | OOS_Wind |  |  | 0 | 0 | 0 | 0 | 0 | 0 | 0 | 0 | 0 | 0 | 0 | 0 | 0 | 0 | 0 | 0 | 0 | 0 | 0 | 0 | 0 | 0 | 0 | 0 | 0 | 0 | 0 | 0
EOP | SCE EOP | SCE | Harry Allen | 500 | 161 | OOS_Wind | YES | Idaho Wind | 1 | 0 | 0 | 0 | 0 | 0 | 0 | 0 | 0 | 0 | 0 | 0 | 0 | 1100 | 0 | 1100 | 0 | 0 | 0 | 1100 | 0 | 1100 | 1100 | 0 | 1100 | 1100 | 0 | 1100
SCE NOL | SCE NOL | SCE | Harvard | 115 | 160 | OOS_Wind |  |  | 0 | 0 | 0 | 0 | 0 | 0 | 0 | 0 | 0 | 0 | 0 | 0 | 0 | 0 | 0 | 0 | 0 | 0 | 0 | 0 | 0 | 0 | 0 | 0 | 0 | 0 | 0 | 0
SDGE | SDGE Arizona | SDGE | Hassayampa | 500 | 180 | OOS_Wind |  |  | 0 | 0 | 0 | 0 | 0 | 0 | 0 | 0 | 0 | 0 | 0 | 0 | 0 | 0 | 0 | 0 | 0 | 0 | 0 | 0 | 0 | 0 | 0 | 0 | 0 | 0 | 0 | 0
PG&E FRESNO | PGE Fresno | PGE | Helm | 230 | 117 | OOS_Wind |  |  | 0 | 0 | 0 | 0 | 0 | 0 | 0 | 0 | 0 | 0 | 0 | 0 | 0 | 0 | 0 | 0 | 0 | 0 | 0 | 0 | 0 | 0 | 0 | 0 | 0 | 0 | 0 | 0
PG&E FRESNO | PGE Fresno | PGE | Henrietta | 115 | 90 | OOS_Wind |  |  | 0 | 0 | 0 | 0 | 0 | 0 | 0 | 0 | 0 | 0 | 0 | 0 | 0 | 0 | 0 | 0 | 0 | 0 | 0 | 0 | 0 | 0 | 0 | 0 | 0 | 0 | 0 | 0
PG&E FRESNO | PGE Fresno | PGE | Henrietta | 230 | 75 | OOS_Wind |  |  | 0 | 0 | 0 | 0 | 0 | 0 | 0 | 0 | 0 | 0 | 0 | 0 | 0 | 0 | 0 | 0 | 0 | 0 | 0 | 0 | 0 | 0 | 0 | 0 | 0 | 0 | 0 | 0
PG&E FRESNO | PGE Fresno | PGE | Herndon | 115 | 136 | OOS_Wind |  |  | 0 | 0 | 0 | 0 | 0 | 0 | 0 | 0 | 0 | 0 | 0 | 0 | 0 | 0 | 0 | 0 | 0 | 0 | 0 | 0 | 0 | 0 | 0 | 0 | 0 | 0 | 0 | 0
PG&E FRESNO | PGE Fresno | PGE | Herndon | 230 | 138 | OOS_Wind |  |  | 0 | 0 | 0 | 0 | 0 | 0 | 0 | 0 | 0 | 0 | 0 | 0 | 0 | 0 | 0 | 0 | 0 | 0 | 0 | 0 | 0 | 0 | 0 | 0 | 0 | 0 | 0 | 0
PG&E GBA | PGE GBA | PGE | Hicks | 230 | 80 | OOS_Wind |  |  | 0 | 0 | 0 | 0 | 0 | 0 | 0 | 0 | 0 | 0 | 0 | 0 | 0 | 0 | 0 | 0 | 0 | 0 | 0 | 0 | 0 | 0 | 0 | 0 | 0 | 0 | 0 | 0
PG&E NGBA | PGE NGBA | PGE | Higgins | 115 | 20 | OOS_Wind |  |  | 0 | 0 | 0 | 0 | 0 | 0 | 0 | 0 | 0 | 0 | 0 | 0 | 0 | 0 | 0 | 0 | 0 | 0 | 0 | 0 | 0 | 0 | 0 | 0 | 0 | 0 | 0 | 0
PG&E NGBA | PGE NGBA | PGE | Hilltop | 345 | 1 | OOS_Wind |  |  | 0 | 0 | 0 | 0 | 0 | 0 | 0 | 0 | 0 | 0 | 0 | 0 | 0 | 0 | 0 | 0 | 0 | 0 | 0 | 0 | 0 | 0 | 0 | 0 | 0 | 0 | 0 | 0
SCE Metro | SCE Metro | SCE | Hinson | 230 | 132 | OOS_Wind |  |  | 0 | 0 | 0 | 0 | 0 | 0 | 0 | 0 | 0 | 0 | 0 | 0 | 0 | 0 | 0 | 0 | 0 | 0 | 0 | 0 | 0 | 0 | 0 | 0 | 0 | 0 | 0 | 0
PG&E GBA | PGE GBA | PGE | Hollister | 115 | 85 | OOS_Wind |  |  | 0 | 0 | 0 | 0 | 0 | 0 | 0 | 0 | 0 | 0 | 0 | 0 | 0 | 0 | 0 | 0 | 0 | 0 | 0 | 0 | 0 | 0 | 0 | 0 | 0 | 0 | 0 | 0
PG&E NGBA | PGE NGBA | PGE | Homestake | 115 | 37 | OOS_Wind |  |  | 0 | 0 | 0 | 0 | 0 | 0 | 0 | 0 | 0 | 0 | 0 | 0 | 0 | 0 | 0 | 0 | 0 | 0 | 0 | 0 | 0 | 0 | 0 | 0 | 0 | 0 | 0 | 0
PG&E NGBA | PGE NGBA | PGE | Honcut | 115 | 22 | OOS_Wind |  |  | 0 | 0 | 0 | 0 | 0 | 0 | 0 | 0 | 0 | 0 | 0 | 0 | 0 | 0 | 0 | 0 | 0 | 0 | 0 | 0 | 0 | 0 | 0 | 0 | 0 | 0 | 0 | 0
SDGE | SDGE Arizona | SDGE | Hoodoo Wash | 500 | 184 | OOS_Wind |  |  | 0 | 0 | 0 | 0 | 0 | 0 | 0 | 0 | 0 | 0 | 0 | 0 | 0 | 0 | 0 | 0 | 0 | 0 | 0 | 0 | 0 | 0 | 0 | 0 | 0 | 0 | 0 | 0
PG&E NGBA | PGE NGBA | PGE | Hopland | 115 | 27 | OOS_Wind |  |  | 0 | 0 | 0 | 0 | 0 | 0 | 0 | 0 | 0 | 0 | 0 | 0 | 0 | 0 | 0 | 0 | 0 | 0 | 0 | 0 | 0 | 0 | 0 | 0 | 0 | 0 | 0 | 0
PG&E NGBA | PGE NGBA | PGE | Humboldt | 115 | 1 | OOS_Wind |  |  | 0 | 0 | 0 | 0 | 0 | 0 | 0 | 0 | 0 | 0 | 0 | 0 | 0 | 0 | 0 | 0 | 0 | 0 | 0 | 0 | 0 | 0 | 0 | 0 | 0 | 0 | 0 | 0
PG&E NGBA | PGE NGBA | PGE | Humboldt | 500 | 1 | OOS_Wind |  |  | 0 | 0 | 0 | 0 | 0 | 0 | 0 | 0 | 0 | 0 | 0 | 0 | 0 | 0 | 0 | 0 | 0 | 0 | 0 | 0 | 0 | 0 | 0 | 0 | 0 | 0 | 0 | 0
SCE Metro | SCE Metro | SCE | Huntington Beach | 230 | 97 | OOS_Wind |  |  | 0 | 0 | 0 | 0 | 0 | 0 | 0 | 0 | 0 | 0 | 0 | 0 | 0 | 0 | 0 | 0 | 0 | 0 | 0 | 0 | 0 | 0 | 0 | 0 | 0 | 0 | 0 | 0
PG&E NGBA | PGE NGBA | PGE | Ignacio | 115 | 47 | OOS_Wind |  |  | 0 | 0 | 0 | 0 | 0 | 0 | 0 | 0 | 0 | 0 | 0 | 0 | 0 | 0 | 0 | 0 | 0 | 0 | 0 | 0 | 0 | 0 | 0 | 0 | 0 | 0 | 0 | 0
PG&E NGBA | PGE NGBA | PGE | Ignacio | 230 | 27 | OOS_Wind |  |  | 0 | 0 | 0 | 0 | 0 | 0 | 0 | 0 | 0 | 0 | 0 | 0 | 0 | 0 | 0 | 0 | 0 | 0 | 0 | 0 | 0 | 0 | 0 | 0 | 0 | 0 | 0 | 0
SDGE | SDGE Imperial | SDGE | Imperial Valley | 230 | 196 | OOS_Wind |  |  | 0 | 0 | 0 | 0 | 0 | 0 | 0 | 0 | 0 | 0 | 0 | 0 | 0 | 0 | 0 | 0 | 0 | 0 | 0 | 0 | 0 | 0 | 0 | 0 | 0 | 0 | 0 | 0
SDGE | SDGE Imperial | SDGE | Imperial Valley | 500 | 196 | OOS_Wind |  |  | 0 | 0 | 0 | 0 | 0 | 0 | 0 | 0 | 0 | 0 | 0 | 0 | 0 | 0 | 0 | 0 | 0 | 0 | 0 | 0 | 0 | 0 | 0 | 0 | 0 | 0 | 0 | 0
EOP | SCE EOP | SCE | Innovation | 138 | 177 | OOS_Wind |  |  | 0 | 0 | 0 | 0 | 0 | 0 | 0 | 0 | 0 | 0 | 0 | 0 | 0 | 0 | 0 | 0 | 0 | 0 | 0 | 0 | 0 | 0 | 0 | 0 | 0 | 0 | 0 | 0
EOP | SCE EOP | SCE | Innovation | 230 | 177 | OOS_Wind |  |  | 0 | 0 | 0 | 0 | 0 | 0 | 0 | 0 | 0 | 0 | 0 | 0 | 0 | 0 | 0 | 0 | 0 | 0 | 0 | 0 | 0 | 0 | 0 | 0 | 0 | 0 | 0 | 0
SCE NOL | SCE NOL | SCE | Inyokern | 115 | 160 | OOS_Wind |  |  | 0 | 0 | 0 | 0 | 0 | 0 | 0 | 0 | 0 | 0 | 0 | 0 | 0 | 0 | 0 | 0 | 0 | 0 | 0 | 0 | 0 | 0 | 0 | 0 | 0 | 0 | 0 | 0
EOP | SCE EOP | SCE | IS Tap | 138 | 177 | OOS_Wind |  |  | 0 | 0 | 0 | 0 | 0 | 0 | 0 | 0 | 0 | 0 | 0 | 0 | 0 | 0 | 0 | 0 | 0 | 0 | 0 | 0 | 0 | 0 | 0 | 0 | 0 | 0 | 0 | 0
EOP | SCE EOP | SCE | Ivanpah | 115 | 161 | OOS_Wind |  |  | 0 | 0 | 0 | 0 | 0 | 0 | 0 | 0 | 0 | 0 | 0 | 0 | 0 | 0 | 0 | 0 | 0 | 0 | 0 | 0 | 0 | 0 | 0 | 0 | 0 | 0 | 0 | 0
EOP | SCE EOP | SCE | Ivanpah | 230 | 161 | OOS_Wind |  |  | 0 | 0 | 0 | 0 | 0 | 0 | 0 | 0 | 0 | 0 | 0 | 0 | 0 | 0 | 0 | 0 | 0 | 0 | 0 | 0 | 0 | 0 | 0 | 0 | 0 | 0 | 0 | 0
EOP | SCE EOP | SCE | Jackass (DOE) | 138 | 177 | OOS_Wind |  |  | 0 | 0 | 0 | 0 | 0 | 0 | 0 | 0 | 0 | 0 | 0 | 0 | 0 | 0 | 0 | 0 | 0 | 0 | 0 | 0 | 0 | 0 | 0 | 0 | 0 | 0 | 0 | 0
PG&E NGBA | PGE NGBA | PGE | James B Black | 230 | 1 | OOS_Wind |  |  | 0 | 0 | 0 | 0 | 0 | 0 | 0 | 0 | 0 | 0 | 0 | 0 | 0 | 0 | 0 | 0 | 0 | 0 | 0 | 0 | 0 | 0 | 0 | 0 | 0 | 0 | 0 | 0
PG&E GBA | PGE GBA | PGE | Jefferson | 230 | 80 | OOS_Wind |  |  | 0 | 0 | 0 | 0 | 0 | 0 | 0 | 0 | 0 | 0 | 0 | 0 | 0 | 0 | 0 | 0 | 0 | 0 | 0 | 0 | 0 | 0 | 0 | 0 | 0 | 0 | 0 | 0
PG&E NGBA | PGE NGBA | PGE | Jessup | 115 | 1 | OOS_Wind |  |  | 0 | 0 | 0 | 0 | 0 | 0 | 0 | 0 | 0 | 0 | 0 | 0 | 0 | 0 | 0 | 0 | 0 | 0 | 0 | 0 | 0 | 0 | 0 | 0 | 0 | 0 | 0 | 0
SCE Metro | SCE Metro | SCE | Johanna | 230 | 97 | OOS_Wind |  |  | 0 | 0 | 0 | 0 | 0 | 0 | 0 | 0 | 0 | 0 | 0 | 0 | 0 | 0 | 0 | 0 | 0 | 0 | 0 | 0 | 0 | 0 | 0 | 0 | 0 | 0 | 0 | 0
SCE Eastern | SCE Eastern | SCE | Julian Hinds | 230 | 174 | OOS_Wind |  |  | 0 | 0 | 0 | 0 | 0 | 0 | 0 | 0 | 0 | 0 | 0 | 0 | 0 | 0 | 0 | 0 | 0 | 0 | 0 | 0 | 0 | 0 | 0 | 0 | 0 | 0 | 0 | 0
PG&E GBA | PGE GBA | PGE | Kasson | 115 | 12 | OOS_Wind |  |  | 0 | 0 | 0 | 0 | 0 | 0 | 0 | 0 | 0 | 0 | 0 | 0 | 0 | 0 | 0 | 0 | 0 | 0 | 0 | 0 | 0 | 0 | 0 | 0 | 0 | 0 | 0 | 0
PG&E FRESNO | PGE Fresno | PGE | Kearney | 230 | 140 | OOS_Wind |  |  | 0 | 0 | 0 | 0 | 0 | 0 | 0 | 0 | 0 | 0 | 0 | 0 | 0 | 0 | 0 | 0 | 0 | 0 | 0 | 0 | 0 | 0 | 0 | 0 | 0 | 0 | 0 | 0
PG&E GBA | PGE GBA | PGE | Kelso | 230 | 32 | OOS_Wind |  |  | 0 | 0 | 0 | 0 | 0 | 0 | 0 | 0 | 0 | 0 | 0 | 0 | 0 | 0 | 0 | 0 | 0 | 0 | 0 | 0 | 0 | 0 | 0 | 0 | 0 | 0 | 0 | 0
PG&E FRESNO | PGE Fresno | PGE | Kerchoff 1 | 115 | 150 | OOS_Wind |  |  | 0 | 0 | 0 | 0 | 0 | 0 | 0 | 0 | 0 | 0 | 0 | 0 | 0 | 0 | 0 | 0 | 0 | 0 | 0 | 0 | 0 | 0 | 0 | 0 | 0 | 0 | 0 | 0
PG&E KERN | PGE Kern | PGE | Kern Oil | 115 | 101 | OOS_Wind |  |  | 0 | 0 | 0 | 0 | 0 | 0 | 0 | 0 | 0 | 0 | 0 | 0 | 0 | 0 | 0 | 0 | 0 | 0 | 0 | 0 | 0 | 0 | 0 | 0 | 0 | 0 | 0 | 0
PG&E KERN | PGE Kern | PGE | Kern PP | 115 | 104 | OOS_Wind |  |  | 0 | 0 | 0 | 0 | 0 | 0 | 0 | 0 | 0 | 0 | 0 | 0 | 0 | 0 | 0 | 0 | 0 | 0 | 0 | 0 | 0 | 0 | 0 | 0 | 0 | 0 | 0 | 0
PG&E KERN | PGE Kern | PGE | Kern PP | 230 | 96 | OOS_Wind |  |  | 0 | 0 | 0 | 0 | 0 | 0 | 0 | 0 | 0 | 0 | 0 | 0 | 0 | 0 | 0 | 0 | 0 | 0 | 0 | 0 | 0 | 0 | 0 | 0 | 0 | 0 | 0 | 0
PG&E KERN | PGE Kern | PGE | Kernridge | 115 | 100 | OOS_Wind |  |  | 0 | 0 | 0 | 0 | 0 | 0 | 0 | 0 | 0 | 0 | 0 | 0 | 0 | 0 | 0 | 0 | 0 | 0 | 0 | 0 | 0 | 0 | 0 | 0 | 0 | 0 | 0 | 0
PG&E FRESNO | PGE Fresno | PGE | Kingsburg | 115 | 148 | OOS_Wind |  |  | 0 | 0 | 0 | 0 | 0 | 0 | 0 | 0 | 0 | 0 | 0 | 0 | 0 | 0 | 0 | 0 | 0 | 0 | 0 | 0 | 0 | 0 | 0 | 0 | 0 | 0 | 0 | 0
PG&E GBA | PGE GBA | PGE | Kirker | 115 | 1 | OOS_Wind |  |  | 0 | 0 | 0 | 0 | 0 | 0 | 0 | 0 | 0 | 0 | 0 | 0 | 0 | 0 | 0 | 0 | 0 | 0 | 0 | 0 | 0 | 0 | 0 | 0 | 0 | 0 | 0 | 0
PG&E NGBA | PGE NGBA | PGE | Knights Landing | 115 | 18 | OOS_Wind |  |  | 0 | 0 | 0 | 0 | 0 | 0 | 0 | 0 | 0 | 0 | 0 | 0 | 0 | 0 | 0 | 0 | 0 | 0 | 0 | 0 | 0 | 0 | 0 | 0 | 0 | 0 | 0 | 0
SCE NOL | SCE NOL | SCE | Kramer | 115 | 160 | OOS_Wind |  |  | 0 | 0 | 0 | 0 | 0 | 0 | 0 | 0 | 0 | 0 | 0 | 0 | 0 | 0 | 0 | 0 | 0 | 0 | 0 | 0 | 0 | 0 | 0 | 0 | 0 | 0 | 0 | 0
SCE NOL | SCE NOL | SCE | Kramer | 230 | 160 | OOS_Wind |  |  | 0 | 0 | 0 | 0 | 0 | 0 | 0 | 0 | 0 | 0 | 0 | 0 | 0 | 0 | 0 | 0 | 0 | 0 | 0 | 0 | 0 | 0 | 0 | 0 | 0 | 0 | 0 | 0
SCE Metro | SCE Metro | SCE | La Cienega | 230 | 132 | OOS_Wind |  |  | 0 | 0 | 0 | 0 | 0 | 0 | 0 | 0 | 0 | 0 | 0 | 0 | 0 | 0 | 0 | 0 | 0 | 0 | 0 | 0 | 0 | 0 | 0 | 0 | 0 | 0 | 0 | 0
SCE Metro | SCE Metro | SCE | La Fresa | 230 | 132 | OOS_Wind |  |  | 0 | 0 | 0 | 0 | 0 | 0 | 0 | 0 | 0 | 0 | 0 | 0 | 0 | 0 | 0 | 0 | 0 | 0 | 0 | 0 | 0 | 0 | 0 | 0 | 0 | 0 | 0 | 0
SCE Metro | SCE Metro | SCE | Laguna Bell | 230 | 97 | OOS_Wind |  |  | 0 | 0 | 0 | 0 | 0 | 0 | 0 | 0 | 0 | 0 | 0 | 0 | 0 | 0 | 0 | 0 | 0 | 0 | 0 | 0 | 0 | 0 | 0 | 0 | 0 | 0 | 0 | 0
PG&E NGBA | PGE NGBA | PGE | Lakeville | 230 | 62 | OOS_Wind |  |  | 0 | 0 | 0 | 0 | 0 | 0 | 0 | 0 | 0 | 0 | 0 | 0 | 0 | 0 | 0 | 0 | 0 | 0 | 0 | 0 | 0 | 0 | 0 | 0 | 0 | 0 | 0 | 0
PG&E NGBA | PGE NGBA | PGE | Lakeville | 115 | 57 | OOS_Wind |  |  | 0 | 0 | 0 | 0 | 0 | 0 | 0 | 0 | 0 | 0 | 0 | 0 | 0 | 0 | 0 | 0 | 0 | 0 | 0 | 0 | 0 | 0 | 0 | 0 | 0 | 0 | 0 | 0
PG&E GBA | PGE GBA | PGE | Lakewood | 115 | 1 | OOS_Wind |  |  | 0 | 0 | 0 | 0 | 0 | 0 | 0 | 0 | 0 | 0 | 0 | 0 | 0 | 0 | 0 | 0 | 0 | 0 | 0 | 0 | 0 | 0 | 0 | 0 | 0 | 0 | 0 | 0
PG&E NGBA | PGE NGBA | PGE | Lambie | 230 | 59 | OOS_Wind |  |  | 0 | 0 | 0 | 0 | 0 | 0 | 0 | 0 | 0 | 0 | 0 | 0 | 0 | 0 | 0 | 0 | 0 | 0 | 0 | 0 | 0 | 0 | 0 | 0 | 0 | 0 | 0 | 0
PG&E GBA | PGE GBA | PGE | Lammers | 115 | 44 | OOS_Wind |  |  | 0 | 0 | 0 | 0 | 0 | 0 | 0 | 0 | 0 | 0 | 0 | 0 | 0 | 0 | 0 | 0 | 0 | 0 | 0 | 0 | 0 | 0 | 0 | 0 | 0 | 0 | 0 | 0
PG&E KERN | PGE Kern | PGE | Lamont | 115 | 108 | OOS_Wind |  |  | 0 | 0 | 0 | 0 | 0 | 0 | 0 | 0 | 0 | 0 | 0 | 0 | 0 | 0 | 0 | 0 | 0 | 0 | 0 | 0 | 0 | 0 | 0 | 0 | 0 | 0 | 0 | 0
PG&E FRESNO | PGE Fresno | PGE | Las Aguilas | 230 | 120 | OOS_Wind |  |  | 0 | 0 | 0 | 0 | 0 | 0 | 0 | 0 | 0 | 0 | 0 | 0 | 0 | 0 | 0 | 0 | 0 | 0 | 0 | 0 | 0 | 0 | 0 | 0 | 0 | 0 | 0 | 0
EOP | SCE EOP | SCE | Lathrop | 138 | 177 | OOS_Wind |  |  | 0 | 0 | 0 | 0 | 0 | 0 | 0 | 0 | 0 | 0 | 0 | 0 | 0 | 0 | 0 | 0 | 0 | 0 | 0 | 0 | 0 | 0 | 0 | 0 | 0 | 0 | 0 | 0
EOP | SCE EOP | SCE | Lathrop | 230 | 177 | OOS_Wind |  |  | 0 | 0 | 0 | 0 | 0 | 0 | 0 | 0 | 0 | 0 | 0 | 0 | 0 | 0 | 0 | 0 | 0 | 0 | 0 | 0 | 0 | 0 | 0 | 0 | 0 | 0 | 0 | 0
PG&E FRESNO | PGE Fresno | PGE | Le Grand | 115 | 166 | OOS_Wind |  |  | 0 | 0 | 0 | 0 | 0 | 0 | 0 | 0 | 0 | 0 | 0 | 0 | 0 | 0 | 0 | 0 | 0 | 0 | 0 | 0 | 0 | 0 | 0 | 0 | 0 | 0 | 0 | 0
PG&E KERN | PGE Kern | PGE | Lerdo | 115 | 106 | OOS_Wind |  |  | 0 | 0 | 0 | 0 | 0 | 0 | 0 | 0 | 0 | 0 | 0 | 0 | 0 | 0 | 0 | 0 | 0 | 0 | 0 | 0 | 0 | 0 | 0 | 0 | 0 | 0 | 0 | 0
SCE Metro | SCE Metro | SCE | Lewis | 230 | 97 | OOS_Wind |  |  | 0 | 0 | 0 | 0 | 0 | 0 | 0 | 0 | 0 | 0 | 0 | 0 | 0 | 0 | 0 | 0 | 0 | 0 | 0 | 0 | 0 | 0 | 0 | 0 | 0 | 0 | 0 | 0
SCE Metro | SCE Metro | SCE | Lighthipe | 230 | 132 | OOS_Wind |  |  | 0 | 0 | 0 | 0 | 0 | 0 | 0 | 0 | 0 | 0 | 0 | 0 | 0 | 0 | 0 | 0 | 0 | 0 | 0 | 0 | 0 | 0 | 0 | 0 | 0 | 0 | 0 | 0
PG&E NGBA | PGE NGBA | PGE | Lincoln | 115 | 24 | OOS_Wind |  |  | 0 | 0 | 0 | 0 | 0 | 0 | 0 | 0 | 0 | 0 | 0 | 0 | 0 | 0 | 0 | 0 | 0 | 0 | 0 | 0 | 0 | 0 | 0 | 0 | 0 | 0 | 0 | 0
PG&E KERN | PGE Kern | PGE | Live Oak | 115 | 92 | OOS_Wind |  |  | 0 | 0 | 0 | 0 | 0 | 0 | 0 | 0 | 0 | 0 | 0 | 0 | 0 | 0 | 0 | 0 | 0 | 0 | 0 | 0 | 0 | 0 | 0 | 0 | 0 | 0 | 0 | 0
PG&E GBA | PGE GBA | PGE | Llagas | 115 | 40 | OOS_Wind |  |  | 0 | 0 | 0 | 0 | 0 | 0 | 0 | 0 | 0 | 0 | 0 | 0 | 0 | 0 | 0 | 0 | 0 | 0 | 0 | 0 | 0 | 0 | 0 | 0 | 0 | 0 | 0 | 0
PG&E GBA | PGE GBA | PGE | Lockeford | 115 | 15 | OOS_Wind |  |  | 0 | 0 | 0 | 0 | 0 | 0 | 0 | 0 | 0 | 0 | 0 | 0 | 0 | 0 | 0 | 0 | 0 | 0 | 0 | 0 | 0 | 0 | 0 | 0 | 0 | 0 | 0 | 0
PG&E GBA | PGE GBA | PGE | Lockeford | 230 | 66 | OOS_Wind |  |  | 0 | 0 | 0 | 0 | 0 | 0 | 0 | 0 | 0 | 0 | 0 | 0 | 0 | 0 | 0 | 0 | 0 | 0 | 0 | 0 | 0 | 0 | 0 | 0 | 0 | 0 | 0 | 0
PG&E GBA | PGE GBA | PGE | Lodi | 230 | 16 | OOS_Wind |  |  | 0 | 0 | 0 | 0 | 0 | 0 | 0 | 0 | 0 | 0 | 0 | 0 | 0 | 0 | 0 | 0 | 0 | 0 | 0 | 0 | 0 | 0 | 0 | 0 | 0 | 0 | 0 | 0
PG&E NGBA | PGE NGBA | PGE | Logan Creek | 230 | 25 | OOS_Wind |  |  | 0 | 0 | 0 | 0 | 0 | 0 | 0 | 0 | 0 | 0 | 0 | 0 | 0 | 0 | 0 | 0 | 0 | 0 | 0 | 0 | 0 | 0 | 0 | 0 | 0 | 0 | 0 | 0
PG&E GBA | PGE GBA | PGE | Lone Tree | 230 | 30 | OOS_Wind |  |  | 0 | 0 | 0 | 0 | 0 | 0 | 0 | 0 | 0 | 0 | 0 | 0 | 0 | 0 | 0 | 0 | 0 | 0 | 0 | 0 | 0 | 0 | 0 | 0 | 0 | 0 | 0 | 0
PG&E FRESNO | PGE Fresno | PGE | Los Banos | 230 | 88 | OOS_Wind |  |  | 0 | 0 | 0 | 0 | 0 | 0 | 0 | 0 | 0 | 0 | 0 | 0 | 0 | 0 | 0 | 0 | 0 | 0 | 0 | 0 | 0 | 0 | 0 | 0 | 0 | 0 | 0 | 0
PG&E FRESNO | PGE Fresno | PGE | Los Banos | 500 | 77 | OOS_Wind |  |  | 0 | 0 | 0 | 0 | 0 | 0 | 0 | 0 | 0 | 0 | 0 | 0 | 0 | 0 | 0 | 0 | 0 | 0 | 0 | 0 | 0 | 0 | 0 | 0 | 0 | 0 | 0 | 0
SDGE | SDGE Imperial | SDGE | Los Coches | 138 | 189 | OOS_Wind |  |  | 0 | 0 | 0 | 0 | 0 | 0 | 0 | 0 | 0 | 0 | 0 | 0 | 0 | 0 | 0 | 0 | 0 | 0 | 0 | 0 | 0 | 0 | 0 | 0 | 0 | 0 | 0 | 0
PG&E GBA | PGE GBA | PGE | Los Esteros | 115 | 38 | OOS_Wind |  |  | 0 | 0 | 0 | 0 | 0 | 0 | 0 | 0 | 0 | 0 | 0 | 0 | 0 | 0 | 0 | 0 | 0 | 0 | 0 | 0 | 0 | 0 | 0 | 0 | 0 | 0 | 0 | 0
PG&E GBA | PGE GBA | PGE | Los Esteros | 230 | 38 | OOS_Wind |  |  | 0 | 0 | 0 | 0 | 0 | 0 | 0 | 0 | 0 | 0 | 0 | 0 | 0 | 0 | 0 | 0 | 0 | 0 | 0 | 0 | 0 | 0 | 0 | 0 | 0 | 0 | 0 | 0
PG&E GBA | PGE GBA | PGE | Los Positas | 230 |  | OOS_Wind |  |  | 0 | 0 | 0 | 0 | 0 | 0 | 0 | 0 | 0 | 0 | 0 | 0 | 0 | 0 | 0 | 0 | 0 | 0 | 0 | 0 | 0 | 0 | 0 | 0 | 0 | 0 | 0 | 0
SCE NOL | SCE NOL | SCE | Lugo | 230 | 110 | OOS_Wind |  |  | 0 | 0 | 0 | 0 | 0 | 0 | 0 | 0 | 0 | 0 | 0 | 0 | 0 | 0 | 0 | 0 | 0 | 0 | 0 | 0 | 0 | 0 | 0 | 0 | 0 | 0 | 0 | 0
SCE Metro | SCE NOL | SCE | Lugo | 500 | 97 | OOS_Wind | YES | New Mexico Wind | 1 | 0 | 0 | 0 | 0 | 0 | 0 | 0 | 0 | 0 | 0 | 0 | 0 | 0 | 0 | 0 | 3000 | 0 | 3000 | 3000 | 0 | 3000 | 0 | 0 | 0 | 3000 | 0 | 3000
PG&E NGBA | PGE NGBA | PGE | Madison | 115 | 39 | OOS_Wind |  |  | 0 | 0 | 0 | 0 | 0 | 0 | 0 | 0 | 0 | 0 | 0 | 0 | 0 | 0 | 0 | 0 | 0 | 0 | 0 | 0 | 0 | 0 | 0 | 0 | 0 | 0 | 0 | 0
PG&E KERN | PGE Kern | PGE | Magunden | 115 | 99 | OOS_Wind |  |  | 0 | 0 | 0 | 0 | 0 | 0 | 0 | 0 | 0 | 0 | 0 | 0 | 0 | 0 | 0 | 0 | 0 | 0 | 0 | 0 | 0 | 0 | 0 | 0 | 0 | 0 | 0 | 0
SCE Northern | PGE Kern | PGE | Magunden | 230 | 144 | OOS_Wind |  |  | 0 | 0 | 0 | 0 | 0 | 0 | 0 | 0 | 0 | 0 | 0 | 0 | 0 | 0 | 0 | 0 | 0 | 0 | 0 | 0 | 0 | 0 | 0 | 0 | 0 | 0 | 0 | 0
PG&E FRESNO | PGE Fresno | PGE | Malaga | 115 | 148 | OOS_Wind |  |  | 0 | 0 | 0 | 0 | 0 | 0 | 0 | 0 | 0 | 0 | 0 | 0 | 0 | 0 | 0 | 0 | 0 | 0 | 0 | 0 | 0 | 0 | 0 | 0 | 0 | 0 | 0 | 0
PG&E NGBA | PGE NGBA | PGE | Malin | 500 | 1 | OOS_Wind |  |  | 0 | 0 | 0 | 0 | 0 | 0 | 0 | 0 | 0 | 0 | 0 | 0 | 0 | 0 | 0 | 0 | 0 | 0 | 0 | 0 | 0 | 0 | 0 | 0 | 0 | 0 | 0 | 0
SCE Northern | SCE Northern | SCE | Mandalay | 230 | 157 | OOS_Wind |  |  | 0 | 0 | 0 | 0 | 0 | 0 | 0 | 0 | 0 | 0 | 0 | 0 | 0 | 0 | 0 | 0 | 0 | 0 | 0 | 0 | 0 | 0 | 0 | 0 | 0 | 0 | 0 | 0
PG&E FRESNO | PGE Fresno | PGE | Manning | 230 | 69 | OOS_Wind |  |  | 0 | 0 | 0 | 0 | 0 | 0 | 0 | 0 | 0 | 0 | 0 | 0 | 0 | 0 | 0 | 0 | 0 | 0 | 0 | 0 | 0 | 0 | 0 | 0 | 0 | 0 | 0 | 0
PG&E FRESNO | PGE Fresno | PGE | Manning | 500 |  | OOS_Wind |  |  | 0 | 0 | 0 | 0 | 0 | 0 | 0 | 0 | 0 | 0 | 0 | 0 | 0 | 0 | 0 | 0 | 0 | 0 | 0 | 0 | 0 | 0 | 0 | 0 | 0 | 0 | 0 | 0
PG&E GBA | PGE GBA | PGE | Manteca | 115 | 127 | OOS_Wind |  |  | 0 | 0 | 0 | 0 | 0 | 0 | 0 | 0 | 0 | 0 | 0 | 0 | 0 | 0 | 0 | 0 | 0 | 0 | 0 | 0 | 0 | 0 | 0 | 0 | 0 | 0 | 0 | 0
SDGE | SDGE Imperial | SDGE | Margarita | 138 | 187 | OOS_Wind |  |  | 0 | 0 | 0 | 0 | 0 | 0 | 0 | 0 | 0 | 0 | 0 | 0 | 0 | 0 | 0 | 0 | 0 | 0 | 0 | 0 | 0 | 0 | 0 | 0 | 0 | 0 | 0 | 0
PG&E GBA | PGE GBA | PGE | Martin | 230 | 3 | OOS_Wind |  |  | 0 | 0 | 0 | 0 | 0 | 0 | 0 | 0 | 0 | 0 | 0 | 0 | 0 | 0 | 0 | 0 | 0 | 0 | 0 | 0 | 0 | 0 | 0 | 0 | 0 | 0 | 0 | 0
PG&E GBA | PGE GBA | PGE | Martin | 115 | 31 | OOS_Wind |  |  | 0 | 0 | 0 | 0 | 0 | 0 | 0 | 0 | 0 | 0 | 0 | 0 | 0 | 0 | 0 | 0 | 0 | 0 | 0 | 0 | 0 | 0 | 0 | 0 | 0 | 0 | 0 | 0
PG&E GBA | PGE GBA | PGE | Martinez | 115 | 51 | OOS_Wind |  |  | 0 | 0 | 0 | 0 | 0 | 0 | 0 | 0 | 0 | 0 | 0 | 0 | 0 | 0 | 0 | 0 | 0 | 0 | 0 | 0 | 0 | 0 | 0 | 0 | 0 | 0 | 0 | 0
PG&E FRESNO | PGE Fresno | PGE | Mc Mullin | 230 | 117 | OOS_Wind |  |  | 0 | 0 | 0 | 0 | 0 | 0 | 0 | 0 | 0 | 0 | 0 | 0 | 0 | 0 | 0 | 0 | 0 | 0 | 0 | 0 | 0 | 0 | 0 | 0 | 0 | 0 | 0 | 0
PG&E FRESNO | PGE Fresno | PGE | McCall | 115 | 118 | OOS_Wind |  |  | 0 | 0 | 0 | 0 | 0 | 0 | 0 | 0 | 0 | 0 | 0 | 0 | 0 | 0 | 0 | 0 | 0 | 0 | 0 | 0 | 0 | 0 | 0 | 0 | 0 | 0 | 0 | 0
PG&E FRESNO | PGE Fresno | PGE | McCall | 230 | 117 | OOS_Wind |  |  | 0 | 0 | 0 | 0 | 0 | 0 | 0 | 0 | 0 | 0 | 0 | 0 | 0 | 0 | 0 | 0 | 0 | 0 | 0 | 0 | 0 | 0 | 0 | 0 | 0 | 0 | 0 | 0
PG&E GBA | PGE GBA | PGE | Meadow Lane | 115 | 1 | OOS_Wind |  |  | 0 | 0 | 0 | 0 | 0 | 0 | 0 | 0 | 0 | 0 | 0 | 0 | 0 | 0 | 0 | 0 | 0 | 0 | 0 | 0 | 0 | 0 | 0 | 0 | 0 | 0 | 0 | 0
PG&E GBA | PGE GBA | PGE | Melones | 115 | 44 | OOS_Wind |  |  | 0 | 0 | 0 | 0 | 0 | 0 | 0 | 0 | 0 | 0 | 0 | 0 | 0 | 0 | 0 | 0 | 0 | 0 | 0 | 0 | 0 | 0 | 0 | 0 | 0 | 0 | 0 | 0
PG&E GBA | PGE GBA | PGE | Melones | 230 | 44 | OOS_Wind |  |  | 0 | 0 | 0 | 0 | 0 | 0 | 0 | 0 | 0 | 0 | 0 | 0 | 0 | 0 | 0 | 0 | 0 | 0 | 0 | 0 | 0 | 0 | 0 | 0 | 0 | 0 | 0 | 0
PG&E NGBA | PGE NGBA | PGE | Mendocino | 115 | 27 | OOS_Wind |  |  | 0 | 0 | 0 | 0 | 0 | 0 | 0 | 0 | 0 | 0 | 0 | 0 | 0 | 0 | 0 | 0 | 0 | 0 | 0 | 0 | 0 | 0 | 0 | 0 | 0 | 0 | 0 | 0
PG&E FRESNO | PGE Fresno | PGE | Mendota | 115 | 164 | OOS_Wind |  |  | 0 | 0 | 0 | 0 | 0 | 0 | 0 | 0 | 0 | 0 | 0 | 0 | 0 | 0 | 0 | 0 | 0 | 0 | 0 | 0 | 0 | 0 | 0 | 0 | 0 | 0 | 0 | 0
PG&E FRESNO | PGE Fresno | PGE | Merced | 115 | 162 | OOS_Wind |  |  | 0 | 0 | 0 | 0 | 0 | 0 | 0 | 0 | 0 | 0 | 0 | 0 | 0 | 0 | 0 | 0 | 0 | 0 | 0 | 0 | 0 | 0 | 0 | 0 | 0 | 0 | 0 | 0
EOP | SCE EOP | SCE | Mercury | 138 | 177 | OOS_Wind |  |  | 0 | 0 | 0 | 0 | 0 | 0 | 0 | 0 | 0 | 0 | 0 | 0 | 0 | 0 | 0 | 0 | 0 | 0 | 0 | 0 | 0 | 0 | 0 | 0 | 0 | 0 | 0 | 0
PG&E KERN | PGE Kern | PGE | Mesa (PGE) | 115 | 111 | OOS_Wind |  |  | 0 | 0 | 0 | 0 | 0 | 0 | 0 | 0 | 0 | 0 | 0 | 0 | 0 | 0 | 0 | 0 | 0 | 0 | 0 | 0 | 0 | 0 | 0 | 0 | 0 | 0 | 0 | 0
PG&E KERN | PGE Kern | PGE | Mesa (PGE) | 230 | 122 | OOS_Wind |  |  | 0 | 0 | 0 | 0 | 0 | 0 | 0 | 0 | 0 | 0 | 0 | 0 | 0 | 0 | 0 | 0 | 0 | 0 | 0 | 0 | 0 | 0 | 0 | 0 | 0 | 0 | 0 | 0
SCE Metro | SCE Metro | SCE | Mesa (SCE) | 230 | 97 | OOS_Wind |  |  | 0 | 0 | 0 | 0 | 0 | 0 | 0 | 0 | 0 | 0 | 0 | 0 | 0 | 0 | 0 | 0 | 0 | 0 | 0 | 0 | 0 | 0 | 0 | 0 | 0 | 0 | 0 | 0
SCE Metro | SCE Metro | SCE | Mesa (SCE) | 500 | 97 | OOS_Wind |  |  | 0 | 0 | 0 | 0 | 0 | 0 | 0 | 0 | 0 | 0 | 0 | 0 | 0 | 0 | 0 | 0 | 0 | 0 | 0 | 0 | 0 | 0 | 0 | 0 | 0 | 0 | 0 | 0
PG&E GBA | PGE GBA | PGE | Metcalf | 115 | 11 | OOS_Wind |  |  | 0 | 0 | 0 | 0 | 0 | 0 | 0 | 0 | 0 | 0 | 0 | 0 | 0 | 0 | 0 | 0 | 0 | 0 | 0 | 0 | 0 | 0 | 0 | 0 | 0 | 0 | 0 | 0
PG&E GBA | PGE GBA | PGE | Metcalf | 230 | 11 | OOS_Wind |  |  | 0 | 0 | 0 | 0 | 0 | 0 | 0 | 0 | 0 | 0 | 0 | 0 | 0 | 0 | 0 | 0 | 0 | 0 | 0 | 0 | 0 | 0 | 0 | 0 | 0 | 0 | 0 | 0
PG&E GBA | PGE GBA | PGE | Metcalf | 500 | 77 | OOS_Wind |  |  | 0 | 0 | 0 | 0 | 0 | 0 | 0 | 0 | 0 | 0 | 0 | 0 | 0 | 0 | 0 | 0 | 0 | 0 | 0 | 0 | 0 | 0 | 0 | 0 | 0 | 0 | 0 | 0
PG&E KERN | PGE Kern | PGE | Midway | 115 | 112 | OOS_Wind |  |  | 0 | 0 | 0 | 0 | 0 | 0 | 0 | 0 | 0 | 0 | 0 | 0 | 0 | 0 | 0 | 0 | 0 | 0 | 0 | 0 | 0 | 0 | 0 | 0 | 0 | 0 | 0 | 0
PG&E KERN | PGE Kern | PGE | Midway | 230 | 102 | OOS_Wind |  |  | 0 | 0 | 0 | 0 | 0 | 0 | 0 | 0 | 0 | 0 | 0 | 0 | 0 | 0 | 0 | 0 | 0 | 0 | 0 | 0 | 0 | 0 | 0 | 0 | 0 | 0 | 0 | 0
PG&E KERN | PGE Kern | PGE | Midway | 500 | 73 | OOS_Wind |  |  | 0 | 0 | 0 | 0 | 0 | 0 | 0 | 0 | 0 | 0 | 0 | 0 | 0 | 0 | 0 | 0 | 0 | 0 | 0 | 0 | 0 | 0 | 0 | 0 | 0 | 0 | 0 | 0
SDGE | SDGE Imperial | SDGE | Miguel | 230 | 196 | OOS_Wind |  |  | 0 | 0 | 0 | 0 | 0 | 0 | 0 | 0 | 0 | 0 | 0 | 0 | 0 | 0 | 0 | 0 | 0 | 0 | 0 | 0 | 0 | 0 | 0 | 0 | 0 | 0 | 0 | 0
SDGE | SDGE Imperial | SDGE | Miguel | 500 | 196 | OOS_Wind |  |  | 0 | 0 | 0 | 0 | 0 | 0 | 0 | 0 | 0 | 0 | 0 | 0 | 0 | 0 | 0 | 0 | 0 | 0 | 0 | 0 | 0 | 0 | 0 | 0 | 0 | 0 | 0 | 0
PG&E GBA | PGE GBA | PGE | Millbrae | 115 | 31 | OOS_Wind |  |  | 0 | 0 | 0 | 0 | 0 | 0 | 0 | 0 | 0 | 0 | 0 | 0 | 0 | 0 | 0 | 0 | 0 | 0 | 0 | 0 | 0 | 0 | 0 | 0 | 0 | 0 | 0 | 0
PG&E GBA | PGE GBA | PGE | Miller | 115 | 44 | OOS_Wind |  |  | 0 | 0 | 0 | 0 | 0 | 0 | 0 | 0 | 0 | 0 | 0 | 0 | 0 | 0 | 0 | 0 | 0 | 0 | 0 | 0 | 0 | 0 | 0 | 0 | 0 | 0 | 0 | 0
SCE Metro | SCE Metro | SCE | Mira Loma | 230 | 97 | OOS_Wind |  |  | 0 | 0 | 0 | 0 | 0 | 0 | 0 | 0 | 0 | 0 | 0 | 0 | 0 | 0 | 0 | 0 | 0 | 0 | 0 | 0 | 0 | 0 | 0 | 0 | 0 | 0 | 0 | 0
SCE Metro | SCE Metro | SCE | Mira Loma | 500 | 97 | OOS_Wind |  |  | 0 | 0 | 0 | 0 | 0 | 0 | 0 | 0 | 0 | 0 | 0 | 0 | 0 | 0 | 0 | 0 | 0 | 0 | 0 | 0 | 0 | 0 | 0 | 0 | 0 | 0 | 0 | 0
SCE Eastern | SCE Eastern | SCE | Mirage | 115 | 174 | OOS_Wind |  |  | 0 | 0 | 0 | 0 | 0 | 0 | 0 | 0 | 0 | 0 | 0 | 0 | 0 | 0 | 0 | 0 | 0 | 0 | 0 | 0 | 0 | 0 | 0 | 0 | 0 | 0 | 0 | 0
SCE Eastern | SCE Eastern | SCE | Mirage | 230 |  | OOS_Wind |  |  | 0 | 0 | 0 | 0 | 0 | 0 | 0 | 0 | 0 | 0 | 0 | 0 | 0 | 0 | 0 | 0 | 0 | 0 | 0 | 0 | 0 | 0 | 0 | 0 | 0 | 0 | 0 | 0
SDGE | SDGE Imperial | SDGE | Mission | 138 | 186 | OOS_Wind |  |  | 0 | 0 | 0 | 0 | 0 | 0 | 0 | 0 | 0 | 0 | 0 | 0 | 0 | 0 | 0 | 0 | 0 | 0 | 0 | 0 | 0 | 0 | 0 | 0 | 0 | 0 | 0 | 0
SDGE | SDGE Imperial | SDGE | Mission | 230 | 186 | OOS_Wind |  |  | 0 | 0 | 0 | 0 | 0 | 0 | 0 | 0 | 0 | 0 | 0 | 0 | 0 | 0 | 0 | 0 | 0 | 0 | 0 | 0 | 0 | 0 | 0 | 0 | 0 | 0 | 0 | 0
PG&E GBA | PGE GBA | PGE | Mi-Wuk | 115 | 44 | OOS_Wind |  |  | 0 | 0 | 0 | 0 | 0 | 0 | 0 | 0 | 0 | 0 | 0 | 0 | 0 | 0 | 0 | 0 | 0 | 0 | 0 | 0 | 0 | 0 | 0 | 0 | 0 | 0 | 0 | 0
EOP | SCE EOP | SCE | Mohave | 500 | 131 | OOS_Wind |  |  | 0 | 0 | 0 | 0 | 0 | 0 | 0 | 0 | 0 | 0 | 0 | 0 | 0 | 0 | 0 | 0 | 0 | 0 | 0 | 0 | 0 | 0 | 0 | 0 | 0 | 0 | 0 | 0
PG&E NGBA | PGE NGBA | PGE | Monroe | 115 | 27 | OOS_Wind |  |  | 0 | 0 | 0 | 0 | 0 | 0 | 0 | 0 | 0 | 0 | 0 | 0 | 0 | 0 | 0 | 0 | 0 | 0 | 0 | 0 | 0 | 0 | 0 | 0 | 0 | 0 | 0 | 0
PG&E GBA | PGE GBA | PGE | Monta Vista | 115 | 80 | OOS_Wind |  |  | 0 | 0 | 0 | 0 | 0 | 0 | 0 | 0 | 0 | 0 | 0 | 0 | 0 | 0 | 0 | 0 | 0 | 0 | 0 | 0 | 0 | 0 | 0 | 0 | 0 | 0 | 0 | 0
PG&E GBA | PGE GBA | PGE | Monta Vista | 230 | 10 | OOS_Wind |  |  | 0 | 0 | 0 | 0 | 0 | 0 | 0 | 0 | 0 | 0 | 0 | 0 | 0 | 0 | 0 | 0 | 0 | 0 | 0 | 0 | 0 | 0 | 0 | 0 | 0 | 0 | 0 | 0
PG&E NGBA | PGE NGBA | PGE | Monticello | 115 | 55 | OOS_Wind |  |  | 0 | 0 | 0 | 0 | 0 | 0 | 0 | 0 | 0 | 0 | 0 | 0 | 0 | 0 | 0 | 0 | 0 | 0 | 0 | 0 | 0 | 0 | 0 | 0 | 0 | 0 | 0 | 0
SCE Northern | SCE Northern | SCE | Moorpark | 230 | 157 | OOS_Wind |  |  | 0 | 0 | 0 | 0 | 0 | 0 | 0 | 0 | 0 | 0 | 0 | 0 | 0 | 0 | 0 | 0 | 0 | 0 | 0 | 0 | 0 | 0 | 0 | 0 | 0 | 0 | 0 | 0
PG&E GBA | PGE GBA | PGE | Moraga | 115 | 6 | OOS_Wind |  |  | 0 | 0 | 0 | 0 | 0 | 0 | 0 | 0 | 0 | 0 | 0 | 0 | 0 | 0 | 0 | 0 | 0 | 0 | 0 | 0 | 0 | 0 | 0 | 0 | 0 | 0 | 0 | 0
PG&E GBA | PGE GBA | PGE | Moraga | 230 | 53 | OOS_Wind |  |  | 0 | 0 | 0 | 0 | 0 | 0 | 0 | 0 | 0 | 0 | 0 | 0 | 0 | 0 | 0 | 0 | 0 | 0 | 0 | 0 | 0 | 0 | 0 | 0 | 0 | 0 | 0 | 0
PG&E GBA | PGE GBA | PGE | Morgan Hill | 115 | 40 | OOS_Wind |  |  | 0 | 0 | 0 | 0 | 0 | 0 | 0 | 0 | 0 | 0 | 0 | 0 | 0 | 0 | 0 | 0 | 0 | 0 | 0 | 0 | 0 | 0 | 0 | 0 | 0 | 0 | 0 | 0
PG&E KERN | PGE Kern | PGE | Morro Bay | 115 | 111 | OOS_Wind |  |  | 0 | 0 | 0 | 0 | 0 | 0 | 0 | 0 | 0 | 0 | 0 | 0 | 0 | 0 | 0 | 0 | 0 | 0 | 0 | 0 | 0 | 0 | 0 | 0 | 0 | 0 | 0 | 0
PG&E KERN | PGE Kern | PGE | Morro Bay | 230 | 122 | OOS_Wind |  |  | 0 | 0 | 0 | 0 | 0 | 0 | 0 | 0 | 0 | 0 | 0 | 0 | 0 | 0 | 0 | 0 | 0 | 0 | 0 | 0 | 0 | 0 | 0 | 0 | 0 | 0 | 0 | 0
PG&E KERN | PGE Kern | PGE | Morro Bay | 500 | 98 | OOS_Wind |  |  | 0 | 0 | 0 | 0 | 0 | 0 | 0 | 0 | 0 | 0 | 0 | 0 | 0 | 0 | 0 | 0 | 0 | 0 | 0 | 0 | 0 | 0 | 0 | 0 | 0 | 0 | 0 | 0
PG&E GBA | PGE GBA | PGE | Moss Landing | 115 | 85 | OOS_Wind |  |  | 0 | 0 | 0 | 0 | 0 | 0 | 0 | 0 | 0 | 0 | 0 | 0 | 0 | 0 | 0 | 0 | 0 | 0 | 0 | 0 | 0 | 0 | 0 | 0 | 0 | 0 | 0 | 0
PG&E GBA | PGE GBA | PGE | Moss Landing | 230 | 85 | OOS_Wind |  |  | 0 | 0 | 0 | 0 | 0 | 0 | 0 | 0 | 0 | 0 | 0 | 0 | 0 | 0 | 0 | 0 | 0 | 0 | 0 | 0 | 0 | 0 | 0 | 0 | 0 | 0 | 0 | 0
PG&E GBA | PGE GBA | PGE | Moss Landing | 500 | 82 | OOS_Wind |  |  | 0 | 0 | 0 | 0 | 0 | 0 | 0 | 0 | 0 | 0 | 0 | 0 | 0 | 0 | 0 | 0 | 0 | 0 | 0 | 0 | 0 | 0 | 0 | 0 | 0 | 0 | 0 | 0
EOP | SCE EOP | SCE | Mountain Pass | 115 | 161 | OOS_Wind |  |  | 0 | 0 | 0 | 0 | 0 | 0 | 0 | 0 | 0 | 0 | 0 | 0 | 0 | 0 | 0 | 0 | 0 | 0 | 0 | 0 | 0 | 0 | 0 | 0 | 0 | 0 | 0 | 0
PG&E GBA | PGE GBA | PGE | Mountain View | 115 | 78 | OOS_Wind |  |  | 0 | 0 | 0 | 0 | 0 | 0 | 0 | 0 | 0 | 0 | 0 | 0 | 0 | 0 | 0 | 0 | 0 | 0 | 0 | 0 | 0 | 0 | 0 | 0 | 0 | 0 | 0 | 0
PG&E GBA | PGE GBA | PGE | Mt Eden | 115 | 3 | OOS_Wind |  |  | 0 | 0 | 0 | 0 | 0 | 0 | 0 | 0 | 0 | 0 | 0 | 0 | 0 | 0 | 0 | 0 | 0 | 0 | 0 | 0 | 0 | 0 | 0 | 0 | 0 | 0 | 0 | 0
PG&E KERN | PGE Kern | PGE | Mt Poso | 115 | 74 | OOS_Wind |  |  | 0 | 0 | 0 | 0 | 0 | 0 | 0 | 0 | 0 | 0 | 0 | 0 | 0 | 0 | 0 | 0 | 0 | 0 | 0 | 0 | 0 | 0 | 0 | 0 | 0 | 0 | 0 | 0
PG&E FRESNO | PGE Fresno | PGE | Mustang | 230 | 145 | OOS_Wind |  |  | 0 | 0 | 0 | 0 | 0 | 0 | 0 | 0 | 0 | 0 | 0 | 0 | 0 | 0 | 0 | 0 | 0 | 0 | 0 | 0 | 0 | 0 | 0 | 0 | 0 | 0 | 0 | 0
PG&E KERN | PGE Kern | PGE | New Sub - Gates - Midway (Proposed) | 230 | 93 | OOS_Wind |  |  | 0 | 0 | 0 | 0 | 0 | 0 | 0 | 0 | 0 | 0 | 0 | 0 | 0 | 0 | 0 | 0 | 0 | 0 | 0 | 0 | 0 | 0 | 0 | 0 | 0 | 0 | 0 | 0
PG&E KERN | PGE Kern | PGE | New Sub - Gates - Templeton (Proposed) | 230 | 130 | OOS_Wind |  |  | 0 | 0 | 0 | 0 | 0 | 0 | 0 | 0 | 0 | 0 | 0 | 0 | 0 | 0 | 0 | 0 | 0 | 0 | 0 | 0 | 0 | 0 | 0 | 0 | 0 | 0 | 0 | 0
SCE NOL | SCE NOL | SCE | New Sub - Kramer - Lugo (Proposed) | 230 | 160 | OOS_Wind |  |  | 0 | 0 | 0 | 0 | 0 | 0 | 0 | 0 | 0 | 0 | 0 | 0 | 0 | 0 | 0 | 0 | 0 | 0 | 0 | 0 | 0 | 0 | 0 | 0 | 0 | 0 | 0 | 0
PG&E FRESNO | PGE Fresno | PGE | New Sub - Los Banos - Midway (Proposed) | 500 | 73 | OOS_Wind |  |  | 0 | 0 | 0 | 0 | 0 | 0 | 0 | 0 | 0 | 0 | 0 | 0 | 0 | 0 | 0 | 0 | 0 | 0 | 0 | 0 | 0 | 0 | 0 | 0 | 0 | 0 | 0 | 0
SCE NOL | SCE NOL | SCE | New Sub - Lugo - Pisgah (Proposed) | 230 | 141 | OOS_Wind |  |  | 0 | 0 | 0 | 0 | 0 | 0 | 0 | 0 | 0 | 0 | 0 | 0 | 0 | 0 | 0 | 0 | 0 | 0 | 0 | 0 | 0 | 0 | 0 | 0 | 0 | 0 | 0 | 0
PG&E KERN | PGE Kern | PGE | New Sub - Midway - Wheeler Ridge (Proposed) | 230 | 93 | OOS_Wind |  |  | 0 | 0 | 0 | 0 | 0 | 0 | 0 | 0 | 0 | 0 | 0 | 0 | 0 | 0 | 0 | 0 | 0 | 0 | 0 | 0 | 0 | 0 | 0 | 0 | 0 | 0 | 0 | 0
PG&E NGBA | PGE NGBA | PGE | New Sub - Near existing Leavitt (PSREC) | 345 |  | OOS_Wind |  |  | 0 | 0 | 0 | 0 | 0 | 0 | 0 | 0 | 0 | 0 | 0 | 0 | 0 | 0 | 0 | 0 | 0 | 0 | 0 | 0 | 0 | 0 | 0 | 0 | 0 | 0 | 0 | 0
PG&E NGBA | PGE NGBA | PGE | New Sub - Near existing Madeline (NVE) | 345 |  | OOS_Wind |  |  | 0 | 0 | 0 | 0 | 0 | 0 | 0 | 0 | 0 | 0 | 0 | 0 | 0 | 0 | 0 | 0 | 0 | 0 | 0 | 0 | 0 | 0 | 0 | 0 | 0 | 0 | 0 | 0
SDGE | SDGE Imperial | SDGE | New Sub - North Gila - IV (Proposed) | 500 | 185 | OOS_Wind |  |  | 0 | 0 | 0 | 0 | 0 | 0 | 0 | 0 | 0 | 0 | 0 | 0 | 0 | 0 | 0 | 0 | 0 | 0 | 0 | 0 | 0 | 0 | 0 | 0 | 0 | 0 | 0 | 0
PG&E NGBA | PGE NGBA | PGE | New Sub - Pit 1 - Cottonwood (Proposed) | 230 | 2 | OOS_Wind |  |  | 0 | 0 | 0 | 0 | 0 | 0 | 0 | 0 | 0 | 0 | 0 | 0 | 0 | 0 | 0 | 0 | 0 | 0 | 0 | 0 | 0 | 0 | 0 | 0 | 0 | 0 | 0 | 0
PG&E GBA | PGE GBA | PGE | New Sub - Rancho Seco - Bellota (Proposed) | 230 | 15 | OOS_Wind |  |  | 0 | 0 | 0 | 0 | 0 | 0 | 0 | 0 | 0 | 0 | 0 | 0 | 0 | 0 | 0 | 0 | 0 | 0 | 0 | 0 | 0 | 0 | 0 | 0 | 0 | 0 | 0 | 0
SDGE | SDGE Imperial | SDGE | New Sub - Suncrest - Ocotillo (Proposed) | 500 | 183 | OOS_Wind |  |  | 0 | 0 | 0 | 0 | 0 | 0 | 0 | 0 | 0 | 0 | 0 | 0 | 0 | 0 | 0 | 0 | 0 | 0 | 0 | 0 | 0 | 0 | 0 | 0 | 0 | 0 | 0 | 0
PG&E FRESNO | PGE Fresno | PGE | New Sub - Westley - Quinto (Proposed) | 230 | 64 | OOS_Wind |  |  | 0 | 0 | 0 | 0 | 0 | 0 | 0 | 0 | 0 | 0 | 0 | 0 | 0 | 0 | 0 | 0 | 0 | 0 | 0 | 0 | 0 | 0 | 0 | 0 | 0 | 0 | 0 | 0
PG&E GBA | PGE GBA | PGE | Newark | 115 | 38 | OOS_Wind |  |  | 0 | 0 | 0 | 0 | 0 | 0 | 0 | 0 | 0 | 0 | 0 | 0 | 0 | 0 | 0 | 0 | 0 | 0 | 0 | 0 | 0 | 0 | 0 | 0 | 0 | 0 | 0 | 0
PG&E GBA | PGE GBA | PGE | Newark | 230 | 45 | OOS_Wind |  |  | 0 | 0 | 0 | 0 | 0 | 0 | 0 | 0 | 0 | 0 | 0 | 0 | 0 | 0 | 0 | 0 | 0 | 0 | 0 | 0 | 0 | 0 | 0 | 0 | 0 | 0 | 0 | 0
PG&E FRESNO | PGE Fresno | PGE | Newhall | 115 | 137 | OOS_Wind |  |  | 0 | 0 | 0 | 0 | 0 | 0 | 0 | 0 | 0 | 0 | 0 | 0 | 0 | 0 | 0 | 0 | 0 | 0 | 0 | 0 | 0 | 0 | 0 | 0 | 0 | 0 | 0 | 0
PG&E KERN | PGE Kern | PGE | Norco | 115 | 95 | OOS_Wind |  |  | 0 | 0 | 0 | 0 | 0 | 0 | 0 | 0 | 0 | 0 | 0 | 0 | 0 | 0 | 0 | 0 | 0 | 0 | 0 | 0 | 0 | 0 | 0 | 0 | 0 | 0 | 0 | 0
PG&E GBA | PGE GBA | PGE | Nortech | 115 | 13 | OOS_Wind |  |  | 0 | 0 | 0 | 0 | 0 | 0 | 0 | 0 | 0 | 0 | 0 | 0 | 0 | 0 | 0 | 0 | 0 | 0 | 0 | 0 | 0 | 0 | 0 | 0 | 0 | 0 | 0 | 0
SDGE | SDGE Imperial | SDGE | North City Metering | 138 | 186 | OOS_Wind |  |  | 0 | 0 | 0 | 0 | 0 | 0 | 0 | 0 | 0 | 0 | 0 | 0 | 0 | 0 | 0 | 0 | 0 | 0 | 0 | 0 | 0 | 0 | 0 | 0 | 0 | 0 | 0 | 0
PG&E GBA | PGE GBA | PGE | North Dublin | 230 | 42 | OOS_Wind |  |  | 0 | 0 | 0 | 0 | 0 | 0 | 0 | 0 | 0 | 0 | 0 | 0 | 0 | 0 | 0 | 0 | 0 | 0 | 0 | 0 | 0 | 0 | 0 | 0 | 0 | 0 | 0 | 0
SDGE | SDGE Arizona | SDGE | North Gila | 500 | 188 | OOS_Wind |  |  | 0 | 0 | 0 | 0 | 0 | 0 | 0 | 0 | 0 | 0 | 0 | 0 | 0 | 0 | 0 | 0 | 0 | 0 | 0 | 0 | 0 | 0 | 0 | 0 | 0 | 0 | 0 | 0
SCE Metro | SCE Metro | SCE | North of SONGS | 230 | 97 | OOS_Wind |  |  | 0 | 0 | 0 | 0 | 0 | 0 | 0 | 0 | 0 | 0 | 0 | 0 | 0 | 0 | 0 | 0 | 0 | 0 | 0 | 0 | 0 | 0 | 0 | 0 | 0 | 0 | 0 | 0
SCE Metro | SCE Metro | SCE | North of SONGS | 500 | 97 | OOS_Wind |  |  | 0 | 0 | 0 | 0 | 0 | 0 | 0 | 0 | 0 | 0 | 0 | 0 | 0 | 0 | 0 | 0 | 0 | 0 | 0 | 0 | 0 | 0 | 0 | 0 | 0 | 0 | 0 | 0
PG&E NGBA | PGE NGBA | PGE | Notre Dame | 115 | 1 | OOS_Wind |  |  | 0 | 0 | 0 | 0 | 0 | 0 | 0 | 0 | 0 | 0 | 0 | 0 | 0 | 0 | 0 | 0 | 0 | 0 | 0 | 0 | 0 | 0 | 0 | 0 | 0 | 0 | 0 | 0
PG&E GBA | PGE GBA | PGE | Oakland C | 115 | 56 | OOS_Wind |  |  | 0 | 0 | 0 | 0 | 0 | 0 | 0 | 0 | 0 | 0 | 0 | 0 | 0 | 0 | 0 | 0 | 0 | 0 | 0 | 0 | 0 | 0 | 0 | 0 | 0 | 0 | 0 | 0
PG&E GBA | PGE GBA | PGE | Oakland J | 115 | 6 | OOS_Wind |  |  | 0 | 0 | 0 | 0 | 0 | 0 | 0 | 0 | 0 | 0 | 0 | 0 | 0 | 0 | 0 | 0 | 0 | 0 | 0 | 0 | 0 | 0 | 0 | 0 | 0 | 0 | 0 | 0
PG&E GBA | PGE GBA | PGE | Oakland L | 115 | 6 | OOS_Wind |  |  | 0 | 0 | 0 | 0 | 0 | 0 | 0 | 0 | 0 | 0 | 0 | 0 | 0 | 0 | 0 | 0 | 0 | 0 | 0 | 0 | 0 | 0 | 0 | 0 | 0 | 0 | 0 | 0
PG&E GBA | PGE GBA | PGE | Oakland X | 115 | 6 | OOS_Wind |  |  | 0 | 0 | 0 | 0 | 0 | 0 | 0 | 0 | 0 | 0 | 0 | 0 | 0 | 0 | 0 | 0 | 0 | 0 | 0 | 0 | 0 | 0 | 0 | 0 | 0 | 0 | 0 | 0
PG&E KERN | PGE Kern | PGE | Oceano | 115 | 111 | OOS_Wind |  |  | 0 | 0 | 0 | 0 | 0 | 0 | 0 | 0 | 0 | 0 | 0 | 0 | 0 | 0 | 0 | 0 | 0 | 0 | 0 | 0 | 0 | 0 | 0 | 0 | 0 | 0 | 0 | 0
SDGE | SDGE Imperial | SDGE | Ocotillo Express | 500 | 194 | OOS_Wind |  |  | 0 | 0 | 0 | 0 | 0 | 0 | 0 | 0 | 0 | 0 | 0 | 0 | 0 | 0 | 0 | 0 | 0 | 0 | 0 | 0 | 0 | 0 | 0 | 0 | 0 | 0 | 0 | 0
SDGE | SDGE Imperial | SDGE | Old Town | 230 | 171 | OOS_Wind |  |  | 0 | 0 | 0 | 0 | 0 | 0 | 0 | 0 | 0 | 0 | 0 | 0 | 0 | 0 | 0 | 0 | 0 | 0 | 0 | 0 | 0 | 0 | 0 | 0 | 0 | 0 | 0 | 0
SCE Metro | SCE Metro | SCE | Olinda | 230 | 97 | OOS_Wind |  |  | 0 | 0 | 0 | 0 | 0 | 0 | 0 | 0 | 0 | 0 | 0 | 0 | 0 | 0 | 0 | 0 | 0 | 0 | 0 | 0 | 0 | 0 | 0 | 0 | 0 | 0 | 0 | 0
PG&E FRESNO | PGE Fresno | PGE | Olive | 115 | 119 | OOS_Wind |  |  | 0 | 0 | 0 | 0 | 0 | 0 | 0 | 0 | 0 | 0 | 0 | 0 | 0 | 0 | 0 | 0 | 0 | 0 | 0 | 0 | 0 | 0 | 0 | 0 | 0 | 0 | 0 | 0
PG&E NGBA | PGE NGBA | PGE | Olivehurst | 115 | 22 | OOS_Wind |  |  | 0 | 0 | 0 | 0 | 0 | 0 | 0 | 0 | 0 | 0 | 0 | 0 | 0 | 0 | 0 | 0 | 0 | 0 | 0 | 0 | 0 | 0 | 0 | 0 | 0 | 0 | 0 | 0
SCE Northern | SCE Northern | SCE | Ormond Beach | 230 | 157 | OOS_Wind |  |  | 0 | 0 | 0 | 0 | 0 | 0 | 0 | 0 | 0 | 0 | 0 | 0 | 0 | 0 | 0 | 0 | 0 | 0 | 0 | 0 | 0 | 0 | 0 | 0 | 0 | 0 | 0 | 0
PG&E FRESNO | PGE Fresno | PGE | Oro Loma | 115 | 123 | OOS_Wind |  |  | 0 | 0 | 0 | 0 | 0 | 0 | 0 | 0 | 0 | 0 | 0 | 0 | 0 | 0 | 0 | 0 | 0 | 0 | 0 | 0 | 0 | 0 | 0 | 0 | 0 | 0 | 0 | 0
SDGE | SDGE Imperial | SDGE | Otay Mesa | 230 | 197 | OOS_Wind |  |  | 0 | 0 | 0 | 0 | 0 | 0 | 0 | 0 | 0 | 0 | 0 | 0 | 0 | 0 | 0 | 0 | 0 | 0 | 0 | 0 | 0 | 0 | 0 | 0 | 0 | 0 | 0 | 0
PG&E FRESNO | PGE Fresno | PGE | Padre Flats SW STA | 230 | 71 | OOS_Wind |  |  | 0 | 0 | 0 | 0 | 0 | 0 | 0 | 0 | 0 | 0 | 0 | 0 | 0 | 0 | 0 | 0 | 0 | 0 | 0 | 0 | 0 | 0 | 0 | 0 | 0 | 0 | 0 | 0
EOP | SCE EOP | SCE | Pahrump | 138 | 177 | OOS_Wind |  |  | 0 | 0 | 0 | 0 | 0 | 0 | 0 | 0 | 0 | 0 | 0 | 0 | 0 | 0 | 0 | 0 | 0 | 0 | 0 | 0 | 0 | 0 | 0 | 0 | 0 | 0 | 0 | 0
EOP | SCE EOP | SCE | Pahrump | 230 | 177 | OOS_Wind |  |  | 0 | 0 | 0 | 0 | 0 | 0 | 0 | 0 | 0 | 0 | 0 | 0 | 0 | 0 | 0 | 0 | 0 | 0 | 0 | 0 | 0 | 0 | 0 | 0 | 0 | 0 | 0 | 0
PG&E NGBA | PGE NGBA | PGE | Palermo | 115 | 22 | OOS_Wind |  |  | 0 | 0 | 0 | 0 | 0 | 0 | 0 | 0 | 0 | 0 | 0 | 0 | 0 | 0 | 0 | 0 | 0 | 0 | 0 | 0 | 0 | 0 | 0 | 0 | 0 | 0 | 0 | 0
PG&E NGBA | PGE NGBA | PGE | Palermo | 230 | 19 | OOS_Wind |  |  | 0 | 0 | 0 | 0 | 0 | 0 | 0 | 0 | 0 | 0 | 0 | 0 | 0 | 0 | 0 | 0 | 0 | 0 | 0 | 0 | 0 | 0 | 0 | 0 | 0 | 0 | 0 | 0
SCE Eastern | SCE Arizona | SCE | Palo Verde | 500 | 176 | OOS_Wind | YES | New Mexico Wind | 1 | 1585 | 0 | 1585 | 285 | 0 | 285 | 0 | 0 | 0 | 285 | 0 | 285 | 2651 | 0 | 2651 | 1500 | 0 | 1500 | 4151 | 0 | 4151 | 4521 | 0 | 4521 | 6021 | 0 | 6021
SDGE | SDGE Imperial | SDGE | Palomar Energy | 230 | 195 | OOS_Wind |  |  | 0 | 0 | 0 | 0 | 0 | 0 | 0 | 0 | 0 | 0 | 0 | 0 | 0 | 0 | 0 | 0 | 0 | 0 | 0 | 0 | 0 | 0 | 0 | 0 | 0 | 0 | 0 | 0
PG&E FRESNO | PGE Fresno | PGE | Panoche | 115 | 128 | OOS_Wind |  |  | 0 | 0 | 0 | 0 | 0 | 0 | 0 | 0 | 0 | 0 | 0 | 0 | 0 | 0 | 0 | 0 | 0 | 0 | 0 | 0 | 0 | 0 | 0 | 0 | 0 | 0 | 0 | 0
PG&E FRESNO | PGE Fresno | PGE | Panoche | 230 | 94 | OOS_Wind |  |  | 0 | 0 | 0 | 0 | 0 | 0 | 0 | 0 | 0 | 0 | 0 | 0 | 0 | 0 | 0 | 0 | 0 | 0 | 0 | 0 | 0 | 0 | 0 | 0 | 0 | 0 | 0 | 0
SCE Northern | SCE Northern | SCE | Pardee | 230 | 151 | OOS_Wind |  |  | 0 | 0 | 0 | 0 | 0 | 0 | 0 | 0 | 0 | 0 | 0 | 0 | 0 | 0 | 0 | 0 | 0 | 0 | 0 | 0 | 0 | 0 | 0 | 0 | 0 | 0 | 0 | 0
PG&E NGBA | PGE NGBA | PGE | Parkway | 230 | 30 | OOS_Wind |  |  | 0 | 0 | 0 | 0 | 0 | 0 | 0 | 0 | 0 | 0 | 0 | 0 | 0 | 0 | 0 | 0 | 0 | 0 | 0 | 0 | 0 | 0 | 0 | 0 | 0 | 0 | 0 | 0
SCE Northern | SCE Northern | SCE | Pastoria | 230 | 159 | OOS_Wind |  |  | 0 | 0 | 0 | 0 | 0 | 0 | 0 | 0 | 0 | 0 | 0 | 0 | 0 | 0 | 0 | 0 | 0 | 0 | 0 | 0 | 0 | 0 | 0 | 0 | 0 | 0 | 0 | 0
SCE Metro | SCE Metro | SCE | Pauda | 230 |  | OOS_Wind |  |  | 0 | 0 | 0 | 0 | 0 | 0 | 0 | 0 | 0 | 0 | 0 | 0 | 0 | 0 | 0 | 0 | 0 | 0 | 0 | 0 | 0 | 0 | 0 | 0 | 0 | 0 | 0 | 0
PG&E GBA | PGE GBA | PGE | Paul Sweet | 115 | 14 | OOS_Wind |  |  | 0 | 0 | 0 | 0 | 0 | 0 | 0 | 0 | 0 | 0 | 0 | 0 | 0 | 0 | 0 | 0 | 0 | 0 | 0 | 0 | 0 | 0 | 0 | 0 | 0 | 0 | 0 | 0
PG&E NGBA | PGE NGBA | PGE | Peabody | 230 | 52 | OOS_Wind |  |  | 0 | 0 | 0 | 0 | 0 | 0 | 0 | 0 | 0 | 0 | 0 | 0 | 0 | 0 | 0 | 0 | 0 | 0 | 0 | 0 | 0 | 0 | 0 | 0 | 0 | 0 | 0 | 0
PG&E NGBA | PGE NGBA | PGE | Pease | 115 | 22 | OOS_Wind |  |  | 0 | 0 | 0 | 0 | 0 | 0 | 0 | 0 | 0 | 0 | 0 | 0 | 0 | 0 | 0 | 0 | 0 | 0 | 0 | 0 | 0 | 0 | 0 | 0 | 0 | 0 | 0 | 0
SDGE | SDGE Imperial | SDGE | Penasquitos | 138 | 171 | OOS_Wind |  |  | 0 | 0 | 0 | 0 | 0 | 0 | 0 | 0 | 0 | 0 | 0 | 0 | 0 | 0 | 0 | 0 | 0 | 0 | 0 | 0 | 0 | 0 | 0 | 0 | 0 | 0 | 0 | 0
SDGE | SDGE Imperial | SDGE | Penasquitos | 230 | 171 | OOS_Wind |  |  | 0 | 0 | 0 | 0 | 0 | 0 | 0 | 0 | 0 | 0 | 0 | 0 | 0 | 0 | 0 | 0 | 0 | 0 | 0 | 0 | 0 | 0 | 0 | 0 | 0 | 0 | 0 | 0
PG&E NGBA | PGE NGBA | PGE | Penngrove | 115 | 27 | OOS_Wind |  |  | 0 | 0 | 0 | 0 | 0 | 0 | 0 | 0 | 0 | 0 | 0 | 0 | 0 | 0 | 0 | 0 | 0 | 0 | 0 | 0 | 0 | 0 | 0 | 0 | 0 | 0 | 0 | 0
PG&E GBA | PGE GBA | PGE | Peoria | 115 | 44 | OOS_Wind |  |  | 0 | 0 | 0 | 0 | 0 | 0 | 0 | 0 | 0 | 0 | 0 | 0 | 0 | 0 | 0 | 0 | 0 | 0 | 0 | 0 | 0 | 0 | 0 | 0 | 0 | 0 | 0 | 0
PG&E GBA | PGE GBA | PGE | Piercy | 115 | 11 | OOS_Wind |  |  | 0 | 0 | 0 | 0 | 0 | 0 | 0 | 0 | 0 | 0 | 0 | 0 | 0 | 0 | 0 | 0 | 0 | 0 | 0 | 0 | 0 | 0 | 0 | 0 | 0 | 0 | 0 | 0
PG&E FRESNO | PGE Fresno | PGE | Pine Flat | 230 | 117 | OOS_Wind |  |  | 0 | 0 | 0 | 0 | 0 | 0 | 0 | 0 | 0 | 0 | 0 | 0 | 0 | 0 | 0 | 0 | 0 | 0 | 0 | 0 | 0 | 0 | 0 | 0 | 0 | 0 | 0 | 0
SCE NOL | SCE NOL | SCE | Pisgah | 230 | 141 | OOS_Wind |  |  | 0 | 0 | 0 | 0 | 0 | 0 | 0 | 0 | 0 | 0 | 0 | 0 | 0 | 0 | 0 | 0 | 0 | 0 | 0 | 0 | 0 | 0 | 0 | 0 | 0 | 0 | 0 | 0
PG&E NGBA | PGE NGBA | PGE | Pit 1 | 230 | 2 | OOS_Wind |  |  | 0 | 0 | 0 | 0 | 0 | 0 | 0 | 0 | 0 | 0 | 0 | 0 | 0 | 0 | 0 | 0 | 0 | 0 | 0 | 0 | 0 | 0 | 0 | 0 | 0 | 0 | 0 | 0
PG&E NGBA | PGE NGBA | PGE | Pit 3 | 230 | 2 | OOS_Wind |  |  | 0 | 0 | 0 | 0 | 0 | 0 | 0 | 0 | 0 | 0 | 0 | 0 | 0 | 0 | 0 | 0 | 0 | 0 | 0 | 0 | 0 | 0 | 0 | 0 | 0 | 0 | 0 | 0
PG&E NGBA | PGE NGBA | PGE | Pit 4 | 230 | 1 | OOS_Wind |  |  | 0 | 0 | 0 | 0 | 0 | 0 | 0 | 0 | 0 | 0 | 0 | 0 | 0 | 0 | 0 | 0 | 0 | 0 | 0 | 0 | 0 | 0 | 0 | 0 | 0 | 0 | 0 | 0
PG&E GBA | PGE GBA | PGE | Pittsburg | 115 | 49 | OOS_Wind |  |  | 0 | 0 | 0 | 0 | 0 | 0 | 0 | 0 | 0 | 0 | 0 | 0 | 0 | 0 | 0 | 0 | 0 | 0 | 0 | 0 | 0 | 0 | 0 | 0 | 0 | 0 | 0 | 0
PG&E GBA | PGE GBA | PGE | Pittsburg | 230 | 51 | OOS_Wind |  |  | 0 | 0 | 0 | 0 | 0 | 0 | 0 | 0 | 0 | 0 | 0 | 0 | 0 | 0 | 0 | 0 | 0 | 0 | 0 | 0 | 0 | 0 | 0 | 0 | 0 | 0 | 0 | 0
PG&E NGBA | PGE NGBA | PGE | Pleasant Grove | 115 | 23 | OOS_Wind |  |  | 0 | 0 | 0 | 0 | 0 | 0 | 0 | 0 | 0 | 0 | 0 | 0 | 0 | 0 | 0 | 0 | 0 | 0 | 0 | 0 | 0 | 0 | 0 | 0 | 0 | 0 | 0 | 0
PG&E NGBA | PGE NGBA | PGE | POE | 230 | 24 | OOS_Wind |  |  | 0 | 0 | 0 | 0 | 0 | 0 | 0 | 0 | 0 | 0 | 0 | 0 | 0 | 0 | 0 | 0 | 0 | 0 | 0 | 0 | 0 | 0 | 0 | 0 | 0 | 0 | 0 | 0
PG&E KERN | PGE Kern | PGE | Poso Mountain | 115 | 101 | OOS_Wind |  |  | 0 | 0 | 0 | 0 | 0 | 0 | 0 | 0 | 0 | 0 | 0 | 0 | 0 | 0 | 0 | 0 | 0 | 0 | 0 | 0 | 0 | 0 | 0 | 0 | 0 | 0 | 0 | 0
EOP | SCE EOP | SCE | Primm | 230 | 161 | OOS_Wind |  |  | 0 | 0 | 0 | 0 | 0 | 0 | 0 | 0 | 0 | 0 | 0 | 0 | 0 | 0 | 0 | 0 | 0 | 0 | 0 | 0 | 0 | 0 | 0 | 0 | 0 | 0 | 0 | 0
PG&E NGBA | PGE NGBA | PGE | Putah Creek | 115 | 39 | OOS_Wind |  |  | 0 | 0 | 0 | 0 | 0 | 0 | 0 | 0 | 0 | 0 | 0 | 0 | 0 | 0 | 0 | 0 | 0 | 0 | 0 | 0 | 0 | 0 | 0 | 0 | 0 | 0 | 0 | 0
SDGE | SDGE Imperial | SDGE | Q1806 | 138 | 178 | OOS_Wind |  |  | 0 | 0 | 0 | 0 | 0 | 0 | 0 | 0 | 0 | 0 | 0 | 0 | 0 | 0 | 0 | 0 | 0 | 0 | 0 | 0 | 0 | 0 | 0 | 0 | 0 | 0 | 0 | 0
PG&E FRESNO | PGE Fresno | PGE | Quinto | 230 | 71 | OOS_Wind |  |  | 0 | 0 | 0 | 0 | 0 | 0 | 0 | 0 | 0 | 0 | 0 | 0 | 0 | 0 | 0 | 0 | 0 | 0 | 0 | 0 | 0 | 0 | 0 | 0 | 0 | 0 | 0 | 0
PG&E GBA | PGE GBA | PGE | Race Track | 115 | 44 | OOS_Wind |  |  | 0 | 0 | 0 | 0 | 0 | 0 | 0 | 0 | 0 | 0 | 0 | 0 | 0 | 0 | 0 | 0 | 0 | 0 | 0 | 0 | 0 | 0 | 0 | 0 | 0 | 0 | 0 | 0
SDGE | SDGE Imperial | SDGE | Rancho Mission Viejo | 138 | 187 | OOS_Wind |  |  | 0 | 0 | 0 | 0 | 0 | 0 | 0 | 0 | 0 | 0 | 0 | 0 | 0 | 0 | 0 | 0 | 0 | 0 | 0 | 0 | 0 | 0 | 0 | 0 | 0 | 0 | 0 | 0
PG&E GBA | PGE GBA | PGE | Rancho Seco | 230 | 15 | OOS_Wind |  |  | 0 | 0 | 0 | 0 | 0 | 0 | 0 | 0 | 0 | 0 | 0 | 0 | 0 | 0 | 0 | 0 | 0 | 0 | 0 | 0 | 0 | 0 | 0 | 0 | 0 | 0 | 0 | 0
SCE Metro | SCE Metro | SCE | Rancho Vista | 230 | 97 | OOS_Wind |  |  | 0 | 0 | 0 | 0 | 0 | 0 | 0 | 0 | 0 | 0 | 0 | 0 | 0 | 0 | 0 | 0 | 0 | 0 | 0 | 0 | 0 | 0 | 0 | 0 | 0 | 0 | 0 | 0
SCE Metro | SCE Metro | SCE | Rancho Vista | 500 | 97 | OOS_Wind |  |  | 0 | 0 | 0 | 0 | 0 | 0 | 0 | 0 | 0 | 0 | 0 | 0 | 0 | 0 | 0 | 0 | 0 | 0 | 0 | 0 | 0 | 0 | 0 | 0 | 0 | 0 | 0 | 0
SCE NOL | SCE NOL | SCE | Ransburg | 115 |  | OOS_Wind |  |  | 0 | 0 | 0 | 0 | 0 | 0 | 0 | 0 | 0 | 0 | 0 | 0 | 0 | 0 | 0 | 0 | 0 | 0 | 0 | 0 | 0 | 0 | 0 | 0 | 0 | 0 | 0 | 0
PG&E GBA | PGE GBA | PGE | Ravenswood | 115 | 6 | OOS_Wind |  |  | 0 | 0 | 0 | 0 | 0 | 0 | 0 | 0 | 0 | 0 | 0 | 0 | 0 | 0 | 0 | 0 | 0 | 0 | 0 | 0 | 0 | 0 | 0 | 0 | 0 | 0 | 0 | 0
PG&E GBA | PGE GBA | PGE | Ravenswood | 230 | 6 | OOS_Wind |  |  | 0 | 0 | 0 | 0 | 0 | 0 | 0 | 0 | 0 | 0 | 0 | 0 | 0 | 0 | 0 | 0 | 0 | 0 | 0 | 0 | 0 | 0 | 0 | 0 | 0 | 0 | 0 | 0
SCE Northern | SCE Northern | SCE | Rector | 230 | 153 | OOS_Wind |  |  | 0 | 0 | 0 | 0 | 0 | 0 | 0 | 0 | 0 | 0 | 0 | 0 | 0 | 0 | 0 | 0 | 0 | 0 | 0 | 0 | 0 | 0 | 0 | 0 | 0 | 0 | 0 | 0
SCE Eastern | SCE Eastern | SCE | Red Bluff | 230 | 179 | OOS_Wind |  |  | 0 | 0 | 0 | 0 | 0 | 0 | 0 | 0 | 0 | 0 | 0 | 0 | 0 | 0 | 0 | 0 | 0 | 0 | 0 | 0 | 0 | 0 | 0 | 0 | 0 | 0 | 0 | 0
SCE Eastern | SCE Eastern | SCE | Red Bluff | 500 | 172 | OOS_Wind |  |  | 0 | 0 | 0 | 0 | 0 | 0 | 0 | 0 | 0 | 0 | 0 | 0 | 0 | 0 | 0 | 0 | 0 | 0 | 0 | 0 | 0 | 0 | 0 | 0 | 0 | 0 | 0 | 0
PG&E NGBA | PGE NGBA | PGE | Redbud | 115 | 27 | OOS_Wind |  |  | 0 | 0 | 0 | 0 | 0 | 0 | 0 | 0 | 0 | 0 | 0 | 0 | 0 | 0 | 0 | 0 | 0 | 0 | 0 | 0 | 0 | 0 | 0 | 0 | 0 | 0 | 0 | 0
SCE Metro | SCE Metro | SCE | Redondo | 230 | 97 | OOS_Wind |  |  | 0 | 0 | 0 | 0 | 0 | 0 | 0 | 0 | 0 | 0 | 0 | 0 | 0 | 0 | 0 | 0 | 0 | 0 | 0 | 0 | 0 | 0 | 0 | 0 | 0 | 0 | 0 | 0
PG&E FRESNO | PGE Fresno | PGE | Reedley | 115 | 142 | OOS_Wind |  |  | 0 | 0 | 0 | 0 | 0 | 0 | 0 | 0 | 0 | 0 | 0 | 0 | 0 | 0 | 0 | 0 | 0 | 0 | 0 | 0 | 0 | 0 | 0 | 0 | 0 | 0 | 0 | 0
PG&E KERN | PGE Kern | PGE | Renfro | 115 | 83 | OOS_Wind |  |  | 0 | 0 | 0 | 0 | 0 | 0 | 0 | 0 | 0 | 0 | 0 | 0 | 0 | 0 | 0 | 0 | 0 | 0 | 0 | 0 | 0 | 0 | 0 | 0 | 0 | 0 | 0 | 0
PG&E GBA | PGE GBA | PGE | Richmond R | 115 | 56 | OOS_Wind |  |  | 0 | 0 | 0 | 0 | 0 | 0 | 0 | 0 | 0 | 0 | 0 | 0 | 0 | 0 | 0 | 0 | 0 | 0 | 0 | 0 | 0 | 0 | 0 | 0 | 0 | 0 | 0 | 0
PG&E NGBA | PGE NGBA | PGE | Rincon | 115 | 55 | OOS_Wind |  |  | 0 | 0 | 0 | 0 | 0 | 0 | 0 | 0 | 0 | 0 | 0 | 0 | 0 | 0 | 0 | 0 | 0 | 0 | 0 | 0 | 0 | 0 | 0 | 0 | 0 | 0 | 0 | 0
PG&E KERN | PGE Kern | PGE | Rio Bravo | 115 | 83 | OOS_Wind |  |  | 0 | 0 | 0 | 0 | 0 | 0 | 0 | 0 | 0 | 0 | 0 | 0 | 0 | 0 | 0 | 0 | 0 | 0 | 0 | 0 | 0 | 0 | 0 | 0 | 0 | 0 | 0 | 0
SCE Metro | SCE Metro | SCE | Rio Hondo | 230 | 97 | OOS_Wind |  |  | 0 | 0 | 0 | 0 | 0 | 0 | 0 | 0 | 0 | 0 | 0 | 0 | 0 | 0 | 0 | 0 | 0 | 0 | 0 | 0 | 0 | 0 | 0 | 0 | 0 | 0 | 0 | 0
PG&E NGBA | PGE NGBA | PGE | Rio Oso | 115 | 24 | OOS_Wind |  |  | 0 | 0 | 0 | 0 | 0 | 0 | 0 | 0 | 0 | 0 | 0 | 0 | 0 | 0 | 0 | 0 | 0 | 0 | 0 | 0 | 0 | 0 | 0 | 0 | 0 | 0 | 0 | 0
PG&E NGBA | PGE NGBA | PGE | Rio Oso | 230 | 24 | OOS_Wind |  |  | 0 | 0 | 0 | 0 | 0 | 0 | 0 | 0 | 0 | 0 | 0 | 0 | 0 | 0 | 0 | 0 | 0 | 0 | 0 | 0 | 0 | 0 | 0 | 0 | 0 | 0 | 0 | 0
PG&E GBA | PGE GBA | PGE | Ripon | 115 | 54 | OOS_Wind |  |  | 0 | 0 | 0 | 0 | 0 | 0 | 0 | 0 | 0 | 0 | 0 | 0 | 0 | 0 | 0 | 0 | 0 | 0 | 0 | 0 | 0 | 0 | 0 | 0 | 0 | 0 | 0 | 0
PG&E GBA | PGE GBA | PGE | Riverbank | 115 | 44 | OOS_Wind |  |  | 0 | 0 | 0 | 0 | 0 | 0 | 0 | 0 | 0 | 0 | 0 | 0 | 0 | 0 | 0 | 0 | 0 | 0 | 0 | 0 | 0 | 0 | 0 | 0 | 0 | 0 | 0 | 0
SCE NOL | SCE NOL | SCE | Roadway | 115 | 146 | OOS_Wind |  |  | 0 | 0 | 0 | 0 | 0 | 0 | 0 | 0 | 0 | 0 | 0 | 0 | 0 | 0 | 0 | 0 | 0 | 0 | 0 | 0 | 0 | 0 | 0 | 0 | 0 | 0 | 0 | 0
PG&E NGBA | PGE NGBA | PGE | Rock Creek 1 | 230 | 16 | OOS_Wind |  |  | 0 | 0 | 0 | 0 | 0 | 0 | 0 | 0 | 0 | 0 | 0 | 0 | 0 | 0 | 0 | 0 | 0 | 0 | 0 | 0 | 0 | 0 | 0 | 0 | 0 | 0 | 0 | 0
PG&E GBA | PGE GBA | PGE | Rossmoor | 230 | 30 | OOS_Wind |  |  | 0 | 0 | 0 | 0 | 0 | 0 | 0 | 0 | 0 | 0 | 0 | 0 | 0 | 0 | 0 | 0 | 0 | 0 | 0 | 0 | 0 | 0 | 0 | 0 | 0 | 0 | 0 | 0
PG&E NGBA | PGE NGBA | PGE | Round Mountain | 230 | 1 | OOS_Wind |  |  | 0 | 0 | 0 | 0 | 0 | 0 | 0 | 0 | 0 | 0 | 0 | 0 | 0 | 0 | 0 | 0 | 0 | 0 | 0 | 0 | 0 | 0 | 0 | 0 | 0 | 0 | 0 | 0
PG&E NGBA | PGE NGBA | PGE | Round Mountain | 500 | 1 | OOS_Wind |  |  | 0 | 0 | 0 | 0 | 0 | 0 | 0 | 0 | 0 | 0 | 0 | 0 | 0 | 0 | 0 | 0 | 0 | 0 | 0 | 0 | 0 | 0 | 0 | 0 | 0 | 0 | 0 | 0
PG&E GBA | PGE GBA | PGE | Salado | 115 | 34 | OOS_Wind |  |  | 0 | 0 | 0 | 0 | 0 | 0 | 0 | 0 | 0 | 0 | 0 | 0 | 0 | 0 | 0 | 0 | 0 | 0 | 0 | 0 | 0 | 0 | 0 | 0 | 0 | 0 | 0 | 0
PG&E GBA | PGE GBA | PGE | Salinas | 115 | 84 | OOS_Wind |  |  | 0 | 0 | 0 | 0 | 0 | 0 | 0 | 0 | 0 | 0 | 0 | 0 | 0 | 0 | 0 | 0 | 0 | 0 | 0 | 0 | 0 | 0 | 0 | 0 | 0 | 0 | 0 | 0
SCE Eastern | SCE Eastern | SCE | San Bernardino | 230 | 156 | OOS_Wind |  |  | 0 | 0 | 0 | 0 | 0 | 0 | 0 | 0 | 0 | 0 | 0 | 0 | 0 | 0 | 0 | 0 | 0 | 0 | 0 | 0 | 0 | 0 | 0 | 0 | 0 | 0 | 0 | 0
PG&E GBA | PGE GBA | PGE | SAN FRAN A (POTRERO PP) | 115 | 3 | OOS_Wind |  |  | 0 | 0 | 0 | 0 | 0 | 0 | 0 | 0 | 0 | 0 | 0 | 0 | 0 | 0 | 0 | 0 | 0 | 0 | 0 | 0 | 0 | 0 | 0 | 0 | 0 | 0 | 0 | 0
PG&E GBA | PGE GBA | PGE | SAN FRAN A (POTRERO PP) | 230 | 3 | OOS_Wind |  |  | 0 | 0 | 0 | 0 | 0 | 0 | 0 | 0 | 0 | 0 | 0 | 0 | 0 | 0 | 0 | 0 | 0 | 0 | 0 | 0 | 0 | 0 | 0 | 0 | 0 | 0 | 0 | 0
PG&E GBA | PGE GBA | PGE | San Jose A | 115 | 81 | OOS_Wind |  |  | 0 | 0 | 0 | 0 | 0 | 0 | 0 | 0 | 0 | 0 | 0 | 0 | 0 | 0 | 0 | 0 | 0 | 0 | 0 | 0 | 0 | 0 | 0 | 0 | 0 | 0 | 0 | 0
PG&E GBA | PGE GBA | PGE | San Jose B | 115 | 11 | OOS_Wind |  |  | 0 | 0 | 0 | 0 | 0 | 0 | 0 | 0 | 0 | 0 | 0 | 0 | 0 | 0 | 0 | 0 | 0 | 0 | 0 | 0 | 0 | 0 | 0 | 0 | 0 | 0 | 0 | 0
PG&E GBA | PGE GBA | PGE | San Leandro U | 115 | 6 | OOS_Wind |  |  | 0 | 0 | 0 | 0 | 0 | 0 | 0 | 0 | 0 | 0 | 0 | 0 | 0 | 0 | 0 | 0 | 0 | 0 | 0 | 0 | 0 | 0 | 0 | 0 | 0 | 0 | 0 | 0
PG&E KERN | PGE Kern | PGE | San Luis Obispo | 115 | 111 | OOS_Wind |  |  | 0 | 0 | 0 | 0 | 0 | 0 | 0 | 0 | 0 | 0 | 0 | 0 | 0 | 0 | 0 | 0 | 0 | 0 | 0 | 0 | 0 | 0 | 0 | 0 | 0 | 0 | 0 | 0
SDGE | SDGE Imperial | SDGE | San Luis Rey | 230 | 143 | OOS_Wind |  |  | 0 | 0 | 0 | 0 | 0 | 0 | 0 | 0 | 0 | 0 | 0 | 0 | 0 | 0 | 0 | 0 | 0 | 0 | 0 | 0 | 0 | 0 | 0 | 0 | 0 | 0 | 0 | 0
SCE Metro | SCE Metro | SCE | San Onofre | 230 | 97 | OOS_Wind |  |  | 0 | 0 | 0 | 0 | 0 | 0 | 0 | 0 | 0 | 0 | 0 | 0 | 0 | 0 | 0 | 0 | 0 | 0 | 0 | 0 | 0 | 0 | 0 | 0 | 0 | 0 | 0 | 0
PG&E GBA | PGE GBA | PGE | San Pablo | 115 | 56 | OOS_Wind |  |  | 0 | 0 | 0 | 0 | 0 | 0 | 0 | 0 | 0 | 0 | 0 | 0 | 0 | 0 | 0 | 0 | 0 | 0 | 0 | 0 | 0 | 0 | 0 | 0 | 0 | 0 | 0 | 0
PG&E GBA | PGE GBA | PGE | San Ramon | 230 | 4 | OOS_Wind |  |  | 0 | 0 | 0 | 0 | 0 | 0 | 0 | 0 | 0 | 0 | 0 | 0 | 0 | 0 | 0 | 0 | 0 | 0 | 0 | 0 | 0 | 0 | 0 | 0 | 0 | 0 | 0 | 0
SCE NOL | SCE NOL | SCE | Sandlot | 230 | 160 | OOS_Wind |  |  | 0 | 0 | 0 | 0 | 0 | 0 | 0 | 0 | 0 | 0 | 0 | 0 | 0 | 0 | 0 | 0 | 0 | 0 | 0 | 0 | 0 | 0 | 0 | 0 | 0 | 0 | 0 | 0
EOP | SCE EOP | SCE | Sandy | 138 | 177 | OOS_Wind |  |  | 0 | 0 | 0 | 0 | 0 | 0 | 0 | 0 | 0 | 0 | 0 | 0 | 0 | 0 | 0 | 0 | 0 | 0 | 0 | 0 | 0 | 0 | 0 | 0 | 0 | 0 | 0 | 0
PG&E FRESNO | PGE Fresno | PGE | Sanger | 115 | 152 | OOS_Wind |  |  | 0 | 0 | 0 | 0 | 0 | 0 | 0 | 0 | 0 | 0 | 0 | 0 | 0 | 0 | 0 | 0 | 0 | 0 | 0 | 0 | 0 | 0 | 0 | 0 | 0 | 0 | 0 | 0
SCE Northern | SCE Northern | SCE | Santa Clara | 230 | 157 | OOS_Wind |  |  | 0 | 0 | 0 | 0 | 0 | 0 | 0 | 0 | 0 | 0 | 0 | 0 | 0 | 0 | 0 | 0 | 0 | 0 | 0 | 0 | 0 | 0 | 0 | 0 | 0 | 0 | 0 | 0
PG&E NGBA | PGE NGBA | PGE | Santa Rosa A | 115 | 27 | OOS_Wind |  |  | 0 | 0 | 0 | 0 | 0 | 0 | 0 | 0 | 0 | 0 | 0 | 0 | 0 | 0 | 0 | 0 | 0 | 0 | 0 | 0 | 0 | 0 | 0 | 0 | 0 | 0 | 0 | 0
PG&E GBA | PGE GBA | PGE | Santa Teresa | 115 | 81 | OOS_Wind |  |  | 0 | 0 | 0 | 0 | 0 | 0 | 0 | 0 | 0 | 0 | 0 | 0 | 0 | 0 | 0 | 0 | 0 | 0 | 0 | 0 | 0 | 0 | 0 | 0 | 0 | 0 | 0 | 0
SDGE | SDGE Imperial | SDGE | Santee | 138 | 191 | OOS_Wind |  |  | 0 | 0 | 0 | 0 | 0 | 0 | 0 | 0 | 0 | 0 | 0 | 0 | 0 | 0 | 0 | 0 | 0 | 0 | 0 | 0 | 0 | 0 | 0 | 0 | 0 | 0 | 0 | 0
SCE Metro | SCE Metro | SCE | Santiago | 230 | 97 | OOS_Wind |  |  | 0 | 0 | 0 | 0 | 0 | 0 | 0 | 0 | 0 | 0 | 0 | 0 | 0 | 0 | 0 | 0 | 0 | 0 | 0 | 0 | 0 | 0 | 0 | 0 | 0 | 0 | 0 | 0
PG&E GBA | PGE GBA | PGE | Saratoga | 230 | 13 | OOS_Wind |  |  | 0 | 0 | 0 | 0 | 0 | 0 | 0 | 0 | 0 | 0 | 0 | 0 | 0 | 0 | 0 | 0 | 0 | 0 | 0 | 0 | 0 | 0 | 0 | 0 | 0 | 0 | 0 | 0
SCE Northern | SCE Northern | SCE | Saugus | 230 | 131 | OOS_Wind |  |  | 0 | 0 | 0 | 0 | 0 | 0 | 0 | 0 | 0 | 0 | 0 | 0 | 0 | 0 | 0 | 0 | 0 | 0 | 0 | 0 | 0 | 0 | 0 | 0 | 0 | 0 | 0 | 0
PG&E FRESNO | PGE Fresno | PGE | Schindler | 115 | 76 | OOS_Wind |  |  | 0 | 0 | 0 | 0 | 0 | 0 | 0 | 0 | 0 | 0 | 0 | 0 | 0 | 0 | 0 | 0 | 0 | 0 | 0 | 0 | 0 | 0 | 0 | 0 | 0 | 0 | 0 | 0
PG&E GBA | PGE GBA | PGE | Schulte | 115 | 41 | OOS_Wind |  |  | 0 | 0 | 0 | 0 | 0 | 0 | 0 | 0 | 0 | 0 | 0 | 0 | 0 | 0 | 0 | 0 | 0 | 0 | 0 | 0 | 0 | 0 | 0 | 0 | 0 | 0 | 0 | 0
PG&E KERN | PGE Kern | PGE | Semitropic | 115 | 74 | OOS_Wind |  |  | 0 | 0 | 0 | 0 | 0 | 0 | 0 | 0 | 0 | 0 | 0 | 0 | 0 | 0 | 0 | 0 | 0 | 0 | 0 | 0 | 0 | 0 | 0 | 0 | 0 | 0 | 0 | 0
SCE Metro | SCE Metro | SCE | Serrano | 230 | 97 | OOS_Wind |  |  | 0 | 0 | 0 | 0 | 0 | 0 | 0 | 0 | 0 | 0 | 0 | 0 | 0 | 0 | 0 | 0 | 0 | 0 | 0 | 0 | 0 | 0 | 0 | 0 | 0 | 0 | 0 | 0
SCE Metro | SCE Metro | SCE | Serrano | 500 | 97 | OOS_Wind |  |  | 0 | 0 | 0 | 0 | 0 | 0 | 0 | 0 | 0 | 0 | 0 | 0 | 0 | 0 | 0 | 0 | 0 | 0 | 0 | 0 | 0 | 0 | 0 | 0 | 0 | 0 | 0 | 0
SDGE | SDGE Imperial | SDGE | Shadowridge | 138 | 186 | OOS_Wind |  |  | 0 | 0 | 0 | 0 | 0 | 0 | 0 | 0 | 0 | 0 | 0 | 0 | 0 | 0 | 0 | 0 | 0 | 0 | 0 | 0 | 0 | 0 | 0 | 0 | 0 | 0 | 0 | 0
PG&E KERN | PGE Kern | PGE | Shafter | 115 | 107 | OOS_Wind |  |  | 0 | 0 | 0 | 0 | 0 | 0 | 0 | 0 | 0 | 0 | 0 | 0 | 0 | 0 | 0 | 0 | 0 | 0 | 0 | 0 | 0 | 0 | 0 | 0 | 0 | 0 | 0 | 0
PG&E NGBA | PGE NGBA | PGE | Silverado | 115 | 55 | OOS_Wind |  |  | 0 | 0 | 0 | 0 | 0 | 0 | 0 | 0 | 0 | 0 | 0 | 0 | 0 | 0 | 0 | 0 | 0 | 0 | 0 | 0 | 0 | 0 | 0 | 0 | 0 | 0 | 0 | 0
SDGE | SDGE Imperial | SDGE | Silvergate | 230 | 193 | OOS_Wind |  |  | 0 | 0 | 0 | 0 | 0 | 0 | 0 | 0 | 0 | 0 | 0 | 0 | 0 | 0 | 0 | 0 | 0 | 0 | 0 | 0 | 0 | 0 | 0 | 0 | 0 | 0 | 0 | 0
PG&E KERN | PGE Kern | PGE | Sisquoc | 115 | 111 | OOS_Wind |  |  | 0 | 0 | 0 | 0 | 0 | 0 | 0 | 0 | 0 | 0 | 0 | 0 | 0 | 0 | 0 | 0 | 0 | 0 | 0 | 0 | 0 | 0 | 0 | 0 | 0 | 0 | 0 | 0
EOP | SCE EOP | SCE | Sloan Canyon | 230 | 161 | OOS_Wind |  |  | 0 | 0 | 0 | 0 | 0 | 0 | 0 | 0 | 0 | 0 | 0 | 0 | 0 | 0 | 0 | 0 | 0 | 0 | 0 | 0 | 0 | 0 | 0 | 0 | 0 | 0 | 0 | 0
EOP | SCE EOP | SCE | Sloan Canyon | 500 | 161 | OOS_Wind |  |  | 0 | 0 | 0 | 0 | 0 | 0 | 0 | 0 | 0 | 0 | 0 | 0 | 0 | 0 | 0 | 0 | 0 | 0 | 0 | 0 | 0 | 0 | 0 | 0 | 0 | 0 | 0 | 0
PG&E KERN | PGE Kern | PGE | Smyrna | 115 | 113 | OOS_Wind |  |  | 0 | 0 | 0 | 0 | 0 | 0 | 0 | 0 | 0 | 0 | 0 | 0 | 0 | 0 | 0 | 0 | 0 | 0 | 0 | 0 | 0 | 0 | 0 | 0 | 0 | 0 | 0 | 0
PG&E GBA | PGE GBA | PGE | Sobrante | 115 | 56 | OOS_Wind |  |  | 0 | 0 | 0 | 0 | 0 | 0 | 0 | 0 | 0 | 0 | 0 | 0 | 0 | 0 | 0 | 0 | 0 | 0 | 0 | 0 | 0 | 0 | 0 | 0 | 0 | 0 | 0 | 0
PG&E GBA | PGE GBA | PGE | Sobrante | 230 | 51 | OOS_Wind |  |  | 0 | 0 | 0 | 0 | 0 | 0 | 0 | 0 | 0 | 0 | 0 | 0 | 0 | 0 | 0 | 0 | 0 | 0 | 0 | 0 | 0 | 0 | 0 | 0 | 0 | 0 | 0 | 0
PG&E KERN | PGE Kern | PGE | Solar | 230 | 122 | OOS_Wind |  |  | 0 | 0 | 0 | 0 | 0 | 0 | 0 | 0 | 0 | 0 | 0 | 0 | 0 | 0 | 0 | 0 | 0 | 0 | 0 | 0 | 0 | 0 | 0 | 0 | 0 | 0 | 0 | 0
PG&E GBA | PGE GBA | PGE | Soledad | 115 | 84 | OOS_Wind |  |  | 0 | 0 | 0 | 0 | 0 | 0 | 0 | 0 | 0 | 0 | 0 | 0 | 0 | 0 | 0 | 0 | 0 | 0 | 0 | 0 | 0 | 0 | 0 | 0 | 0 | 0 | 0 | 0
SCE Northern | SCE Northern | SCE | Springville | 230 | 153 | OOS_Wind |  |  | 0 | 0 | 0 | 0 | 0 | 0 | 0 | 0 | 0 | 0 | 0 | 0 | 0 | 0 | 0 | 0 | 0 | 0 | 0 | 0 | 0 | 0 | 0 | 0 | 0 | 0 | 0 | 0
PG&E GBA | PGE GBA | PGE | Stagg | 230 | 43 | OOS_Wind |  |  | 0 | 0 | 0 | 0 | 0 | 0 | 0 | 0 | 0 | 0 | 0 | 0 | 0 | 0 | 0 | 0 | 0 | 0 | 0 | 0 | 0 | 0 | 0 | 0 | 0 | 0 | 0 | 0
PG&E GBA | PGE GBA | PGE | Standard Oil | 115 | 56 | OOS_Wind |  |  | 0 | 0 | 0 | 0 | 0 | 0 | 0 | 0 | 0 | 0 | 0 | 0 | 0 | 0 | 0 | 0 | 0 | 0 | 0 | 0 | 0 | 0 | 0 | 0 | 0 | 0 | 0 | 0
PG&E GBA | PGE GBA | PGE | Stanislaus | 115 | 44 | OOS_Wind |  |  | 0 | 0 | 0 | 0 | 0 | 0 | 0 | 0 | 0 | 0 | 0 | 0 | 0 | 0 | 0 | 0 | 0 | 0 | 0 | 0 | 0 | 0 | 0 | 0 | 0 | 0 | 0 | 0
PG&E KERN | PGE Kern | PGE | Stockdale | 115 | 72 | OOS_Wind |  |  | 0 | 0 | 0 | 0 | 0 | 0 | 0 | 0 | 0 | 0 | 0 | 0 | 0 | 0 | 0 | 0 | 0 | 0 | 0 | 0 | 0 | 0 | 0 | 0 | 0 | 0 | 0 | 0
PG&E KERN | PGE Kern | PGE | Stockdale | 230 | 68 | OOS_Wind |  |  | 0 | 0 | 0 | 0 | 0 | 0 | 0 | 0 | 0 | 0 | 0 | 0 | 0 | 0 | 0 | 0 | 0 | 0 | 0 | 0 | 0 | 0 | 0 | 0 | 0 | 0 | 0 | 0
PG&E GBA | PGE GBA | PGE | Stockton A | 115 | 65 | OOS_Wind |  |  | 0 | 0 | 0 | 0 | 0 | 0 | 0 | 0 | 0 | 0 | 0 | 0 | 0 | 0 | 0 | 0 | 0 | 0 | 0 | 0 | 0 | 0 | 0 | 0 | 0 | 0 | 0 | 0
PG&E GBA | PGE GBA | PGE | Stone | 115 | 79 | OOS_Wind |  |  | 0 | 0 | 0 | 0 | 0 | 0 | 0 | 0 | 0 | 0 | 0 | 0 | 0 | 0 | 0 | 0 | 0 | 0 | 0 | 0 | 0 | 0 | 0 | 0 | 0 | 0 | 0 | 0
PG&E FRESNO | PGE Fresno | PGE | Storey | 230 | 168 | OOS_Wind |  |  | 0 | 0 | 0 | 0 | 0 | 0 | 0 | 0 | 0 | 0 | 0 | 0 | 0 | 0 | 0 | 0 | 0 | 0 | 0 | 0 | 0 | 0 | 0 | 0 | 0 | 0 | 0 | 0
PG&E NGBA | PGE NGBA | PGE | Summit | 115 | 21 | OOS_Wind |  |  | 0 | 0 | 0 | 0 | 0 | 0 | 0 | 0 | 0 | 0 | 0 | 0 | 0 | 0 | 0 | 0 | 0 | 0 | 0 | 0 | 0 | 0 | 0 | 0 | 0 | 0 | 0 | 0
SDGE | SDGE Imperial | SDGE | Suncrest | 230 | 183 | OOS_Wind |  |  | 0 | 0 | 0 | 0 | 0 | 0 | 0 | 0 | 0 | 0 | 0 | 0 | 0 | 0 | 0 | 0 | 0 | 0 | 0 | 0 | 0 | 0 | 0 | 0 | 0 | 0 | 0 | 0
SDGE | SDGE Imperial | SDGE | Suncrest | 500 | 183 | OOS_Wind |  |  | 0 | 0 | 0 | 0 | 0 | 0 | 0 | 0 | 0 | 0 | 0 | 0 | 0 | 0 | 0 | 0 | 0 | 0 | 0 | 0 | 0 | 0 | 0 | 0 | 0 | 0 | 0 | 0
PG&E KERN | PGE Kern | PGE | Sunrise | 230 | 100 | OOS_Wind |  |  | 0 | 0 | 0 | 0 | 0 | 0 | 0 | 0 | 0 | 0 | 0 | 0 | 0 | 0 | 0 | 0 | 0 | 0 | 0 | 0 | 0 | 0 | 0 | 0 | 0 | 0 | 0 | 0
PG&E KERN | PGE Kern | PGE | Sunset | 230 | 106 | OOS_Wind |  |  | 0 | 0 | 0 | 0 | 0 | 0 | 0 | 0 | 0 | 0 | 0 | 0 | 0 | 0 | 0 | 0 | 0 | 0 | 0 | 0 | 0 | 0 | 0 | 0 | 0 | 0 | 0 | 0
PG&E GBA | PGE GBA | PGE | Swift | 115 | 11 | OOS_Wind |  |  | 0 | 0 | 0 | 0 | 0 | 0 | 0 | 0 | 0 | 0 | 0 | 0 | 0 | 0 | 0 | 0 | 0 | 0 | 0 | 0 | 0 | 0 | 0 | 0 | 0 | 0 | 0 | 0
SDGE | SDGE Imperial | SDGE | Sycamore Canyon | 138 | 191 | OOS_Wind |  |  | 0 | 0 | 0 | 0 | 0 | 0 | 0 | 0 | 0 | 0 | 0 | 0 | 0 | 0 | 0 | 0 | 0 | 0 | 0 | 0 | 0 | 0 | 0 | 0 | 0 | 0 | 0 | 0
SDGE | SDGE Imperial | SDGE | Sycamore Canyon | 230 | 190 | OOS_Wind |  |  | 0 | 0 | 0 | 0 | 0 | 0 | 0 | 0 | 0 | 0 | 0 | 0 | 0 | 0 | 0 | 0 | 0 | 0 | 0 | 0 | 0 | 0 | 0 | 0 | 0 | 0 | 0 | 0
SCE Northern | SCE Northern | SCE | Sylmar | 230 | 131 | OOS_Wind |  |  | 0 | 0 | 0 | 0 | 0 | 0 | 0 | 0 | 0 | 0 | 0 | 0 | 0 | 0 | 0 | 0 | 0 | 0 | 0 | 0 | 0 | 0 | 0 | 0 | 0 | 0 | 0 | 0
PG&E NGBA | PGE NGBA | PGE | Table Mountain | 115 | 1 | OOS_Wind |  |  | 0 | 0 | 0 | 0 | 0 | 0 | 0 | 0 | 0 | 0 | 0 | 0 | 0 | 0 | 0 | 0 | 0 | 0 | 0 | 0 | 0 | 0 | 0 | 0 | 0 | 0 | 0 | 0
PG&E NGBA | PGE NGBA | PGE | Table Mountain | 230 | 8 | OOS_Wind |  |  | 0 | 0 | 0 | 0 | 0 | 0 | 0 | 0 | 0 | 0 | 0 | 0 | 0 | 0 | 0 | 0 | 0 | 0 | 0 | 0 | 0 | 0 | 0 | 0 | 0 | 0 | 0 | 0
PG&E NGBA | PGE NGBA | PGE | Table Mountain | 500 | 1 | OOS_Wind |  |  | 0 | 0 | 0 | 0 | 0 | 0 | 0 | 0 | 0 | 0 | 0 | 0 | 0 | 0 | 0 | 0 | 0 | 0 | 0 | 0 | 0 | 0 | 0 | 0 | 0 | 0 | 0 | 0
PG&E KERN | PGE Kern | PGE | Taft | 115 | 106 | OOS_Wind |  |  | 0 | 0 | 0 | 0 | 0 | 0 | 0 | 0 | 0 | 0 | 0 | 0 | 0 | 0 | 0 | 0 | 0 | 0 | 0 | 0 | 0 | 0 | 0 | 0 | 0 | 0 | 0 | 0
SDGE | SDGE Imperial | SDGE | Talega | 138 | 187 | OOS_Wind |  |  | 0 | 0 | 0 | 0 | 0 | 0 | 0 | 0 | 0 | 0 | 0 | 0 | 0 | 0 | 0 | 0 | 0 | 0 | 0 | 0 | 0 | 0 | 0 | 0 | 0 | 0 | 0 | 0
SDGE | SDGE Imperial | SDGE | Talega | 230 | 173 | OOS_Wind |  |  | 0 | 0 | 0 | 0 | 0 | 0 | 0 | 0 | 0 | 0 | 0 | 0 | 0 | 0 | 0 | 0 | 0 | 0 | 0 | 0 | 0 | 0 | 0 | 0 | 0 | 0 | 0 | 0
PG&E GBA | PGE GBA | PGE | Tassajara | 230 | 1 | OOS_Wind |  |  | 0 | 0 | 0 | 0 | 0 | 0 | 0 | 0 | 0 | 0 | 0 | 0 | 0 | 0 | 0 | 0 | 0 | 0 | 0 | 0 | 0 | 0 | 0 | 0 | 0 | 0 | 0 | 0
SDGE | SDGE Imperial | SDGE | Telegraph Canyon | 138 | 192 | OOS_Wind |  |  | 0 | 0 | 0 | 0 | 0 | 0 | 0 | 0 | 0 | 0 | 0 | 0 | 0 | 0 | 0 | 0 | 0 | 0 | 0 | 0 | 0 | 0 | 0 | 0 | 0 | 0 | 0 | 0
PG&E KERN | PGE Kern | PGE | Temblor | 115 | 100 | OOS_Wind |  |  | 0 | 0 | 0 | 0 | 0 | 0 | 0 | 0 | 0 | 0 | 0 | 0 | 0 | 0 | 0 | 0 | 0 | 0 | 0 | 0 | 0 | 0 | 0 | 0 | 0 | 0 | 0 | 0
PG&E KERN | PGE Kern | PGE | Templeton | 230 | 122 | OOS_Wind |  |  | 0 | 0 | 0 | 0 | 0 | 0 | 0 | 0 | 0 | 0 | 0 | 0 | 0 | 0 | 0 | 0 | 0 | 0 | 0 | 0 | 0 | 0 | 0 | 0 | 0 | 0 | 0 | 0
PG&E GBA | PGE GBA | PGE | Tesla | 115 | 38 | OOS_Wind |  |  | 0 | 0 | 0 | 0 | 0 | 0 | 0 | 0 | 0 | 0 | 0 | 0 | 0 | 0 | 0 | 0 | 0 | 0 | 0 | 0 | 0 | 0 | 0 | 0 | 0 | 0 | 0 | 0
PG&E GBA | PGE GBA | PGE | Tesla | 230 | 48 | OOS_Wind |  |  | 0 | 0 | 0 | 0 | 0 | 0 | 0 | 0 | 0 | 0 | 0 | 0 | 0 | 0 | 0 | 0 | 0 | 0 | 0 | 0 | 0 | 0 | 0 | 0 | 0 | 0 | 0 | 0
PG&E GBA | PGE GBA | PGE | Tesla | 500 | 45 | OOS_Wind |  |  | 1 | 0 | 0 | 0 | 0 | 0 | 0 | 0 | 0 | 0 | 0 | 0 | 0 | 0 | 0 | 0 | 4000 | 0 | 4000 | 4000 | 0 | 4000 | 0 | 0 | 0 | 4000 | 0 | 4000
PG&E KERN | PGE Kern | PGE | Tevis | 115 | 99 | OOS_Wind |  |  | 0 | 0 | 0 | 0 | 0 | 0 | 0 | 0 | 0 | 0 | 0 | 0 | 0 | 0 | 0 | 0 | 0 | 0 | 0 | 0 | 0 | 0 | 0 | 0 | 0 | 0 | 0 | 0
EOP | SCE EOP | SCE | Thousandaire | 138 | 177 | OOS_Wind |  |  | 0 | 0 | 0 | 0 | 0 | 0 | 0 | 0 | 0 | 0 | 0 | 0 | 0 | 0 | 0 | 0 | 0 | 0 | 0 | 0 | 0 | 0 | 0 | 0 | 0 | 0 | 0 | 0
PG&E KERN | PGE Kern | PGE | Topaz | 230 | 122 | OOS_Wind |  |  | 0 | 0 | 0 | 0 | 0 | 0 | 0 | 0 | 0 | 0 | 0 | 0 | 0 | 0 | 0 | 0 | 0 | 0 | 0 | 0 | 0 | 0 | 0 | 0 | 0 | 0 | 0 | 0
SCE NOL | SCE NOL | SCE | Tortilla | 115 | 160 | OOS_Wind |  |  | 0 | 0 | 0 | 0 | 0 | 0 | 0 | 0 | 0 | 0 | 0 | 0 | 0 | 0 | 0 | 0 | 0 | 0 | 0 | 0 | 0 | 0 | 0 | 0 | 0 | 0 | 0 | 0
SDGE | SDGE Imperial | SDGE | Trabuco | 138 | 187 | OOS_Wind |  |  | 0 | 0 | 0 | 0 | 0 | 0 | 0 | 0 | 0 | 0 | 0 | 0 | 0 | 0 | 0 | 0 | 0 | 0 | 0 | 0 | 0 | 0 | 0 | 0 | 0 | 0 | 0 | 0
PG&E GBA | PGE GBA | PGE | Tracy | 115 | 12 | OOS_Wind |  |  | 0 | 0 | 0 | 0 | 0 | 0 | 0 | 0 | 0 | 0 | 0 | 0 | 0 | 0 | 0 | 0 | 0 | 0 | 0 | 0 | 0 | 0 | 0 | 0 | 0 | 0 | 0 | 0
PG&E FRESNO | PGE Fresno | PGE | Tranquility | 230 | 117 | OOS_Wind |  |  | 0 | 0 | 0 | 0 | 0 | 0 | 0 | 0 | 0 | 0 | 0 | 0 | 0 | 0 | 0 | 0 | 0 | 0 | 0 | 0 | 0 | 0 | 0 | 0 | 0 | 0 | 0 | 0
PG&E GBA | PGE GBA | PGE | Trimble | 115 | 81 | OOS_Wind |  |  | 0 | 0 | 0 | 0 | 0 | 0 | 0 | 0 | 0 | 0 | 0 | 0 | 0 | 0 | 0 | 0 | 0 | 0 | 0 | 0 | 0 | 0 | 0 | 0 | 0 | 0 | 0 | 0
EOP | SCE EOP | SCE | Trout Canyon | 230 | 177 | OOS_Wind |  |  | 0 | 0 | 0 | 0 | 0 | 0 | 0 | 0 | 0 | 0 | 0 | 0 | 0 | 0 | 0 | 0 | 0 | 0 | 0 | 0 | 0 | 0 | 0 | 0 | 0 | 0 | 0 | 0
EOP | SCE EOP | SCE | Trout Canyon | 500 | 177 | OOS_Wind |  |  | 0 | 0 | 0 | 0 | 0 | 0 | 0 | 0 | 0 | 0 | 0 | 0 | 0 | 0 | 0 | 0 | 0 | 0 | 0 | 0 | 0 | 0 | 0 | 0 | 0 | 0 | 0 | 0
PG&E NGBA | PGE NGBA | PGE | Tulucay | 230 | 27 | OOS_Wind |  |  | 0 | 0 | 0 | 0 | 0 | 0 | 0 | 0 | 0 | 0 | 0 | 0 | 0 | 0 | 0 | 0 | 0 | 0 | 0 | 0 | 0 | 0 | 0 | 0 | 0 | 0 | 0 | 0
PG&E KERN | PGE Kern | PGE | Tupman | 115 | 95 | OOS_Wind |  |  | 0 | 0 | 0 | 0 | 0 | 0 | 0 | 0 | 0 | 0 | 0 | 0 | 0 | 0 | 0 | 0 | 0 | 0 | 0 | 0 | 0 | 0 | 0 | 0 | 0 | 0 | 0 | 0
PG&E NGBA | PGE NGBA | PGE | Ukiah | 115 | 37 | OOS_Wind |  |  | 0 | 0 | 0 | 0 | 0 | 0 | 0 | 0 | 0 | 0 | 0 | 0 | 0 | 0 | 0 | 0 | 0 | 0 | 0 | 0 | 0 | 0 | 0 | 0 | 0 | 0 | 0 | 0
PG&E NGBA | PGE NGBA | PGE | Vaca Dixon | 115 | 39 | OOS_Wind |  |  | 0 | 0 | 0 | 0 | 0 | 0 | 0 | 0 | 0 | 0 | 0 | 0 | 0 | 0 | 0 | 0 | 0 | 0 | 0 | 0 | 0 | 0 | 0 | 0 | 0 | 0 | 0 | 0
PG&E NGBA | PGE NGBA | PGE | Vaca Dixon | 230 | 33 | OOS_Wind |  |  | 0 | 0 | 0 | 0 | 0 | 0 | 0 | 0 | 0 | 0 | 0 | 0 | 0 | 0 | 0 | 0 | 0 | 0 | 0 | 0 | 0 | 0 | 0 | 0 | 0 | 0 | 0 | 0
PG&E NGBA | PGE NGBA | PGE | Vaca Dixon | 500 | 28 | OOS_Wind |  |  | 0 | 0 | 0 | 0 | 0 | 0 | 0 | 0 | 0 | 0 | 0 | 0 | 0 | 0 | 0 | 0 | 0 | 0 | 0 | 0 | 0 | 0 | 0 | 0 | 0 | 0 | 0 | 0
SCE Eastern | SCE Eastern | SCE | Valley (SCE) | 500 | 156 | OOS_Wind |  |  | 0 | 0 | 0 | 0 | 0 | 0 | 0 | 0 | 0 | 0 | 0 | 0 | 0 | 0 | 0 | 0 | 0 | 0 | 0 | 0 | 0 | 0 | 0 | 0 | 0 | 0 | 0 | 0
EOP | SCE EOP | SCE | Valley (VEA) | 138 | 177 | OOS_Wind |  |  | 0 | 0 | 0 | 0 | 0 | 0 | 0 | 0 | 0 | 0 | 0 | 0 | 0 | 0 | 0 | 0 | 0 | 0 | 0 | 0 | 0 | 0 | 0 | 0 | 0 | 0 | 0 | 0
PG&E GBA | PGE GBA | PGE | Valley Home | 115 | 36 | OOS_Wind |  |  | 0 | 0 | 0 | 0 | 0 | 0 | 0 | 0 | 0 | 0 | 0 | 0 | 0 | 0 | 0 | 0 | 0 | 0 | 0 | 0 | 0 | 0 | 0 | 0 | 0 | 0 | 0 | 0
PG&E GBA | PGE GBA | PGE | Valley Springs | 230 | 65 | OOS_Wind |  |  | 0 | 0 | 0 | 0 | 0 | 0 | 0 | 0 | 0 | 0 | 0 | 0 | 0 | 0 | 0 | 0 | 0 | 0 | 0 | 0 | 0 | 0 | 0 | 0 | 0 | 0 | 0 | 0
EOP | SCE EOP | SCE | Valley Switch | 138 | 177 | OOS_Wind |  |  | 0 | 0 | 0 | 0 | 0 | 0 | 0 | 0 | 0 | 0 | 0 | 0 | 0 | 0 | 0 | 0 | 0 | 0 | 0 | 0 | 0 | 0 | 0 | 0 | 0 | 0 | 0 | 0
EOP | SCE EOP | SCE | Valley Switch | 230 | 177 | OOS_Wind |  |  | 0 | 0 | 0 | 0 | 0 | 0 | 0 | 0 | 0 | 0 | 0 | 0 | 0 | 0 | 0 | 0 | 0 | 0 | 0 | 0 | 0 | 0 | 0 | 0 | 0 | 0 | 0 | 0
PG&E GBA | PGE GBA | PGE | Vasco | 230 | 42 | OOS_Wind |  |  | 0 | 0 | 0 | 0 | 0 | 0 | 0 | 0 | 0 | 0 | 0 | 0 | 0 | 0 | 0 | 0 | 0 | 0 | 0 | 0 | 0 | 0 | 0 | 0 | 0 | 0 | 0 | 0
PG&E GBA | PGE GBA | PGE | Vasona | 230 | 80 | OOS_Wind |  |  | 0 | 0 | 0 | 0 | 0 | 0 | 0 | 0 | 0 | 0 | 0 | 0 | 0 | 0 | 0 | 0 | 0 | 0 | 0 | 0 | 0 | 0 | 0 | 0 | 0 | 0 | 0 | 0
SCE Northern | SCE Northern | SCE | Vestal | 230 | 153 | OOS_Wind |  |  | 0 | 0 | 0 | 0 | 0 | 0 | 0 | 0 | 0 | 0 | 0 | 0 | 0 | 0 | 0 | 0 | 0 | 0 | 0 | 0 | 0 | 0 | 0 | 0 | 0 | 0 | 0 | 0
SCE NOL | SCE NOL | SCE | Victor | 115 | 146 | OOS_Wind |  |  | 0 | 0 | 0 | 0 | 0 | 0 | 0 | 0 | 0 | 0 | 0 | 0 | 0 | 0 | 0 | 0 | 0 | 0 | 0 | 0 | 0 | 0 | 0 | 0 | 0 | 0 | 0 | 0
SCE NOL | SCE NOL | SCE | Victor | 230 | 146 | OOS_Wind |  |  | 0 | 0 | 0 | 0 | 0 | 0 | 0 | 0 | 0 | 0 | 0 | 0 | 0 | 0 | 0 | 0 | 0 | 0 | 0 | 0 | 0 | 0 | 0 | 0 | 0 | 0 | 0 | 0
SCE Metro | SCE Metro | SCE | Viejo | 230 | 97 | OOS_Wind |  |  | 0 | 0 | 0 | 0 | 0 | 0 | 0 | 0 | 0 | 0 | 0 | 0 | 0 | 0 | 0 | 0 | 0 | 0 | 0 | 0 | 0 | 0 | 0 | 0 | 0 | 0 | 0 | 0
PG&E GBA | PGE GBA | PGE | Vierra | 115 | 44 | OOS_Wind |  |  | 0 | 0 | 0 | 0 | 0 | 0 | 0 | 0 | 0 | 0 | 0 | 0 | 0 | 0 | 0 | 0 | 0 | 0 | 0 | 0 | 0 | 0 | 0 | 0 | 0 | 0 | 0 | 0
SCE Metro | SCE Metro | SCE | Villa Park | 230 | 97 | OOS_Wind |  |  | 0 | 0 | 0 | 0 | 0 | 0 | 0 | 0 | 0 | 0 | 0 | 0 | 0 | 0 | 0 | 0 | 0 | 0 | 0 | 0 | 0 | 0 | 0 | 0 | 0 | 0 | 0 | 0
SCE Northern | SCE Northern | SCE | Vincent | 230 | 91 | OOS_Wind |  |  | 0 | 0 | 0 | 0 | 0 | 0 | 0 | 0 | 0 | 0 | 0 | 0 | 0 | 0 | 0 | 0 | 0 | 0 | 0 | 0 | 0 | 0 | 0 | 0 | 0 | 0 | 0 | 0
SCE Northern | SCE Northern | SCE | Vincent | 500 | 91 | OOS_Wind |  |  | 0 | 0 | 0 | 0 | 0 | 0 | 0 | 0 | 0 | 0 | 0 | 0 | 0 | 0 | 0 | 0 | 0 | 0 | 0 | 0 | 0 | 0 | 0 | 0 | 0 | 0 | 0 | 0
PG&E GBA | PGE GBA | PGE | Vineyard | 230 | 42 | OOS_Wind |  |  | 0 | 0 | 0 | 0 | 0 | 0 | 0 | 0 | 0 | 0 | 0 | 0 | 0 | 0 | 0 | 0 | 0 | 0 | 0 | 0 | 0 | 0 | 0 | 0 | 0 | 0 | 0 | 0
SCE Eastern | SCE Eastern | SCE | Vista (SCE) | 230 | 156 | OOS_Wind |  |  | 0 | 0 | 0 | 0 | 0 | 0 | 0 | 0 | 0 | 0 | 0 | 0 | 0 | 0 | 0 | 0 | 0 | 0 | 0 | 0 | 0 | 0 | 0 | 0 | 0 | 0 | 0 | 0
EOP | SCE EOP | SCE | Vista (VEA) | 138 | 177 | OOS_Wind |  |  | 0 | 0 | 0 | 0 | 0 | 0 | 0 | 0 | 0 | 0 | 0 | 0 | 0 | 0 | 0 | 0 | 0 | 0 | 0 | 0 | 0 | 0 | 0 | 0 | 0 | 0 | 0 | 0
EOP | SCE EOP | SCE | Vista (VEA) | 230 | 177 | OOS_Wind |  |  | 0 | 0 | 0 | 0 | 0 | 0 | 0 | 0 | 0 | 0 | 0 | 0 | 0 | 0 | 0 | 0 | 0 | 0 | 0 | 0 | 0 | 0 | 0 | 0 | 0 | 0 | 0 | 0
PG&E FRESNO | PGE Fresno | PGE | Wahtoke | 115 | 105 | OOS_Wind |  |  | 0 | 0 | 0 | 0 | 0 | 0 | 0 | 0 | 0 | 0 | 0 | 0 | 0 | 0 | 0 | 0 | 0 | 0 | 0 | 0 | 0 | 0 | 0 | 0 | 0 | 0 | 0 | 0
SCE Metro | SCE Metro | SCE | Walnut | 230 | 97 | OOS_Wind |  |  | 0 | 0 | 0 | 0 | 0 | 0 | 0 | 0 | 0 | 0 | 0 | 0 | 0 | 0 | 0 | 0 | 0 | 0 | 0 | 0 | 0 | 0 | 0 | 0 | 0 | 0 | 0 | 0
SCE Northern | SCE Northern | SCE | Warne | 230 | 159 | OOS_Wind |  |  | 0 | 0 | 0 | 0 | 0 | 0 | 0 | 0 | 0 | 0 | 0 | 0 | 0 | 0 | 0 | 0 | 0 | 0 | 0 | 0 | 0 | 0 | 0 | 0 | 0 | 0 | 0 | 0
PG&E GBA | PGE GBA | PGE | Warnerville | 230 | 155 | OOS_Wind |  |  | 0 | 0 | 0 | 0 | 0 | 0 | 0 | 0 | 0 | 0 | 0 | 0 | 0 | 0 | 0 | 0 | 0 | 0 | 0 | 0 | 0 | 0 | 0 | 0 | 0 | 0 | 0 | 0
PG&E FRESNO | PGE Fresno | PGE | Waukena | 115 | 105 | OOS_Wind |  |  | 0 | 0 | 0 | 0 | 0 | 0 | 0 | 0 | 0 | 0 | 0 | 0 | 0 | 0 | 0 | 0 | 0 | 0 | 0 | 0 | 0 | 0 | 0 | 0 | 0 | 0 | 0 | 0
PG&E GBA | PGE GBA | PGE | Weber | 230 | 15 | OOS_Wind |  |  | 0 | 0 | 0 | 0 | 0 | 0 | 0 | 0 | 0 | 0 | 0 | 0 | 0 | 0 | 0 | 0 | 0 | 0 | 0 | 0 | 0 | 0 | 0 | 0 | 0 | 0 | 0 | 0
PG&E FRESNO | PGE Fresno | PGE | West Fresno | 115 | 117 | OOS_Wind |  |  | 0 | 0 | 0 | 0 | 0 | 0 | 0 | 0 | 0 | 0 | 0 | 0 | 0 | 0 | 0 | 0 | 0 | 0 | 0 | 0 | 0 | 0 | 0 | 0 | 0 | 0 | 0 | 0
PG&E FRESNO | PGE Fresno | PGE | Westley | 230 | 64 | OOS_Wind |  |  | 0 | 0 | 0 | 0 | 0 | 0 | 0 | 0 | 0 | 0 | 0 | 0 | 0 | 0 | 0 | 0 | 0 | 0 | 0 | 0 | 0 | 0 | 0 | 0 | 0 | 0 | 0 | 0
PG&E KERN | PGE Kern | PGE | Westpark | 115 | 68 | OOS_Wind |  |  | 0 | 0 | 0 | 0 | 0 | 0 | 0 | 0 | 0 | 0 | 0 | 0 | 0 | 0 | 0 | 0 | 0 | 0 | 0 | 0 | 0 | 0 | 0 | 0 | 0 | 0 | 0 | 0
PG&E KERN | PGE Kern | PGE | Wheeler Ridge | 230 | 103 | OOS_Wind |  |  | 0 | 0 | 0 | 0 | 0 | 0 | 0 | 0 | 0 | 0 | 0 | 0 | 0 | 0 | 0 | 0 | 0 | 0 | 0 | 0 | 0 | 0 | 0 | 0 | 0 | 0 | 0 | 0
PG&E KERN | PGE Kern | PGE | Wheeler Ridge | 115 | 68 | OOS_Wind |  |  | 0 | 0 | 0 | 0 | 0 | 0 | 0 | 0 | 0 | 0 | 0 | 0 | 0 | 0 | 0 | 0 | 0 | 0 | 0 | 0 | 0 | 0 | 0 | 0 | 0 | 0 | 0 | 0
SCE Northern | SCE Northern | SCE | Whirlwind | 230 | 124 | OOS_Wind |  |  | 0 | 0 | 0 | 0 | 0 | 0 | 0 | 0 | 0 | 0 | 0 | 0 | 0 | 0 | 0 | 0 | 0 | 0 | 0 | 0 | 0 | 0 | 0 | 0 | 0 | 0 | 0 | 0
SCE Northern | SCE Northern | SCE | Whirlwind | 500 | 124 | OOS_Wind |  |  | 0 | 0 | 0 | 0 | 0 | 0 | 0 | 0 | 0 | 0 | 0 | 0 | 0 | 0 | 0 | 0 | 0 | 0 | 0 | 0 | 0 | 0 | 0 | 0 | 0 | 0 | 0 | 0
PG&E GBA | PGE GBA | PGE | Whisman | 115 | 78 | OOS_Wind |  |  | 0 | 0 | 0 | 0 | 0 | 0 | 0 | 0 | 0 | 0 | 0 | 0 | 0 | 0 | 0 | 0 | 0 | 0 | 0 | 0 | 0 | 0 | 0 | 0 | 0 | 0 | 0 | 0
SCE Eastern | SCE Eastern | SCE | Wildlife | 230 | 156 | OOS_Wind |  |  | 0 | 0 | 0 | 0 | 0 | 0 | 0 | 0 | 0 | 0 | 0 | 0 | 0 | 0 | 0 | 0 | 0 | 0 | 0 | 0 | 0 | 0 | 0 | 0 | 0 | 0 | 0 | 0
PG&E FRESNO | PGE Fresno | PGE | Wilson | 115 | 158 | OOS_Wind |  |  | 0 | 0 | 0 | 0 | 0 | 0 | 0 | 0 | 0 | 0 | 0 | 0 | 0 | 0 | 0 | 0 | 0 | 0 | 0 | 0 | 0 | 0 | 0 | 0 | 0 | 0 | 0 | 0
PG&E FRESNO | PGE Fresno | PGE | Wilson | 230 | 169 | OOS_Wind |  |  | 0 | 0 | 0 | 0 | 0 | 0 | 0 | 0 | 0 | 0 | 0 | 0 | 0 | 0 | 0 | 0 | 0 | 0 | 0 | 0 | 0 | 0 | 0 | 0 | 0 | 0 | 0 | 0
SCE Northern | SCE Northern | SCE | Windhub | 230 | 147 | OOS_Wind |  |  | 0 | 0 | 0 | 0 | 0 | 0 | 0 | 0 | 0 | 0 | 0 | 0 | 0 | 0 | 0 | 0 | 0 | 0 | 0 | 0 | 0 | 0 | 0 | 0 | 0 | 0 | 0 | 0
SCE Northern | SCE Northern | SCE | Windhub | 500 | 147 | OOS_Wind |  |  | 0 | 0 | 0 | 0 | 0 | 0 | 0 | 0 | 0 | 0 | 0 | 0 | 0 | 0 | 0 | 0 | 0 | 0 | 0 | 0 | 0 | 0 | 0 | 0 | 0 | 0 | 0 | 0
PG&E GBA | PGE GBA | PGE | Windmaster | 230 | 32 | OOS_Wind |  |  | 0 | 0 | 0 | 0 | 0 | 0 | 0 | 0 | 0 | 0 | 0 | 0 | 0 | 0 | 0 | 0 | 0 | 0 | 0 | 0 | 0 | 0 | 0 | 0 | 0 | 0 | 0 | 0
PG&E NGBA | PGE NGBA | PGE | Woodland | 115 | 18 | OOS_Wind |  |  | 0 | 0 | 0 | 0 | 0 | 0 | 0 | 0 | 0 | 0 | 0 | 0 | 0 | 0 | 0 | 0 | 0 | 0 | 0 | 0 | 0 | 0 | 0 | 0 | 0 | 0 | 0 | 0
PG&E FRESNO | PGE Fresno | PGE | Woodward | 115 | 136 | OOS_Wind |  |  | 0 | 0 | 0 | 0 | 0 | 0 | 0 | 0 | 0 | 0 | 0 | 0 | 0 | 0 | 0 | 0 | 0 | 0 | 0 | 0 | 0 | 0 | 0 | 0 | 0 | 0 | 0 | 0
PG&E NGBA | PGE NGBA | PGE | Wyandotte | 115 | 22 | OOS_Wind |  |  | 0 | 0 | 0 | 0 | 0 | 0 | 0 | 0 | 0 | 0 | 0 | 0 | 0 | 0 | 0 | 0 | 0 | 0 | 0 | 0 | 0 | 0 | 0 | 0 | 0 | 0 | 0 | 0
PG&E KERN | PGE Kern | PGE | 7th Standard | 115 | 109 | Offshore_Wind |  |  | 0 | 0 | 0 | 0 | 0 | 0 | 0 | 0 | 0 | 0 | 0 | 0 | 0 | 0 | 0 | 0 | 0 | 0 | 0 | 0 | 0 | 0 | 0 | 0 | 0 | 0 | 0 | 0
SCE Metro | SCE Metro | SCE | Alamitos | 230 | 132 | Offshore_Wind |  |  | 0 | 0 | 0 | 0 | 0 | 0 | 0 | 0 | 0 | 0 | 0 | 0 | 0 | 0 | 0 | 0 | 0 | 0 | 0 | 0 | 0 | 0 | 0 | 0 | 0 | 0 | 0 | 0
SCE Eastern | SCE Eastern | SCE | Alberhill | 115 | 156 | Offshore_Wind |  |  | 0 | 0 | 0 | 0 | 0 | 0 | 0 | 0 | 0 | 0 | 0 | 0 | 0 | 0 | 0 | 0 | 0 | 0 | 0 | 0 | 0 | 0 | 0 | 0 | 0 | 0 | 0 | 0
SCE Eastern | SCE Eastern | SCE | Alberhill | 500 | 156 | Offshore_Wind |  |  | 0 | 0 | 0 | 0 | 0 | 0 | 0 | 0 | 0 | 0 | 0 | 0 | 0 | 0 | 0 | 0 | 0 | 0 | 0 | 0 | 0 | 0 | 0 | 0 | 0 | 0 | 0 | 0
PG&E GBA | PGE GBA | PGE | Alhambra | 115 | 6 | Offshore_Wind |  |  | 0 | 0 | 0 | 0 | 0 | 0 | 0 | 0 | 0 | 0 | 0 | 0 | 0 | 0 | 0 | 0 | 0 | 0 | 0 | 0 | 0 | 0 | 0 | 0 | 0 | 0 | 0 | 0
PG&E FRESNO | PGE Fresno | PGE | Alpaugh | 115 | 119 | Offshore_Wind |  |  | 0 | 0 | 0 | 0 | 0 | 0 | 0 | 0 | 0 | 0 | 0 | 0 | 0 | 0 | 0 | 0 | 0 | 0 | 0 | 0 | 0 | 0 | 0 | 0 | 0 | 0 | 0 | 0
PG&E GBA | PGE GBA | PGE | Altamont Midway (Sandhill) | 230 | 26 | Offshore_Wind |  |  | 0 | 0 | 0 | 0 | 0 | 0 | 0 | 0 | 0 | 0 | 0 | 0 | 0 | 0 | 0 | 0 | 0 | 0 | 0 | 0 | 0 | 0 | 0 | 0 | 0 | 0 | 0 | 0
SCE Northern | SCE Northern | SCE | Antelope | 230 | 86 | Offshore_Wind |  |  | 0 | 0 | 0 | 0 | 0 | 0 | 0 | 0 | 0 | 0 | 0 | 0 | 0 | 0 | 0 | 0 | 0 | 0 | 0 | 0 | 0 | 0 | 0 | 0 | 0 | 0 | 0 | 0
SCE Northern | SCE Northern | SCE | Antelope | 500 | 124 | Offshore_Wind |  |  | 0 | 0 | 0 | 0 | 0 | 0 | 0 | 0 | 0 | 0 | 0 | 0 | 0 | 0 | 0 | 0 | 0 | 0 | 0 | 0 | 0 | 0 | 0 | 0 | 0 | 0 | 0 | 0
PG&E KERN | PGE Kern | PGE | Arco | 230 | 93 | Offshore_Wind |  |  | 0 | 0 | 0 | 0 | 0 | 0 | 0 | 0 | 0 | 0 | 0 | 0 | 0 | 0 | 0 | 0 | 0 | 0 | 0 | 0 | 0 | 0 | 0 | 0 | 0 | 0 | 0 | 0
SCE Metro | SCE Metro | SCE | ArcoGen | 230 | 97 | Offshore_Wind |  |  | 0 | 0 | 0 | 0 | 0 | 0 | 0 | 0 | 0 | 0 | 0 | 0 | 0 | 0 | 0 | 0 | 0 | 0 | 0 | 0 | 0 | 0 | 0 | 0 | 0 | 0 | 0 | 0
SDGE | SDGE Imperial | SDGE | Artesian | 230 | 195 | Offshore_Wind |  |  | 0 | 0 | 0 | 0 | 0 | 0 | 0 | 0 | 0 | 0 | 0 | 0 | 0 | 0 | 0 | 0 | 0 | 0 | 0 | 0 | 0 | 0 | 0 | 0 | 0 | 0 | 0 | 0
PG&E FRESNO | PGE Fresno | PGE | Ashlan | 230 | 138 | Offshore_Wind |  |  | 0 | 0 | 0 | 0 | 0 | 0 | 0 | 0 | 0 | 0 | 0 | 0 | 0 | 0 | 0 | 0 | 0 | 0 | 0 | 0 | 0 | 0 | 0 | 0 | 0 | 0 | 0 | 0
PG&E NGBA | PGE NGBA | PGE | Atlantic | 115 | 16 | Offshore_Wind |  |  | 0 | 0 | 0 | 0 | 0 | 0 | 0 | 0 | 0 | 0 | 0 | 0 | 0 | 0 | 0 | 0 | 0 | 0 | 0 | 0 | 0 | 0 | 0 | 0 | 0 | 0 | 0 | 0
PG&E NGBA | PGE NGBA | PGE | Atlantic | 230 | 20 | Offshore_Wind |  |  | 0 | 0 | 0 | 0 | 0 | 0 | 0 | 0 | 0 | 0 | 0 | 0 | 0 | 0 | 0 | 0 | 0 | 0 | 0 | 0 | 0 | 0 | 0 | 0 | 0 | 0 | 0 | 0
PG&E FRESNO | PGE Fresno | PGE | Atwater | 115 | 139 | Offshore_Wind |  |  | 0 | 0 | 0 | 0 | 0 | 0 | 0 | 0 | 0 | 0 | 0 | 0 | 0 | 0 | 0 | 0 | 0 | 0 | 0 | 0 | 0 | 0 | 0 | 0 | 0 | 0 | 0 | 0
PG&E GBA | PGE GBA | PGE | Avena | 115 | 36 | Offshore_Wind |  |  | 0 | 0 | 0 | 0 | 0 | 0 | 0 | 0 | 0 | 0 | 0 | 0 | 0 | 0 | 0 | 0 | 0 | 0 | 0 | 0 | 0 | 0 | 0 | 0 | 0 | 0 | 0 | 0
PG&E NGBA | PGE NGBA | PGE | Bahia | 230 | 60 | Offshore_Wind |  |  | 0 | 0 | 0 | 0 | 0 | 0 | 0 | 0 | 0 | 0 | 0 | 0 | 0 | 0 | 0 | 0 | 0 | 0 | 0 | 0 | 0 | 0 | 0 | 0 | 0 | 0 | 0 | 0
SCE Northern | SCE Northern | SCE | Bailey | 230 | 167 | Offshore_Wind |  |  | 0 | 0 | 0 | 0 | 0 | 0 | 0 | 0 | 0 | 0 | 0 | 0 | 0 | 0 | 0 | 0 | 0 | 0 | 0 | 0 | 0 | 0 | 0 | 0 | 0 | 0 | 0 | 0
SCE NOL | SCE NOL | SCE | Baker | 115 | 160 | Offshore_Wind |  |  | 0 | 0 | 0 | 0 | 0 | 0 | 0 | 0 | 0 | 0 | 0 | 0 | 0 | 0 | 0 | 0 | 0 | 0 | 0 | 0 | 0 | 0 | 0 | 0 | 0 | 0 | 0 | 0
PG&E KERN | PGE Kern | PGE | Bakersfield | 230 | 89 | Offshore_Wind |  |  | 0 | 0 | 0 | 0 | 0 | 0 | 0 | 0 | 0 | 0 | 0 | 0 | 0 | 0 | 0 | 0 | 0 | 0 | 0 | 0 | 0 | 0 | 0 | 0 | 0 | 0 | 0 | 0
PG&E FRESNO | PGE Fresno | PGE | Balch | 230 | 117 | Offshore_Wind |  |  | 0 | 0 | 0 | 0 | 0 | 0 | 0 | 0 | 0 | 0 | 0 | 0 | 0 | 0 | 0 | 0 | 0 | 0 | 0 | 0 | 0 | 0 | 0 | 0 | 0 | 0 | 0 | 0
SCE Eastern | SCE Eastern | SCE | Bannister | 230 | 174 | Offshore_Wind |  |  | 0 | 0 | 0 | 0 | 0 | 0 | 0 | 0 | 0 | 0 | 0 | 0 | 0 | 0 | 0 | 0 | 0 | 0 | 0 | 0 | 0 | 0 | 0 | 0 | 0 | 0 | 0 | 0
SCE Metro | SCE Metro | SCE | Barre | 230 | 97 | Offshore_Wind |  |  | 0 | 0 | 0 | 0 | 0 | 0 | 0 | 0 | 0 | 0 | 0 | 0 | 0 | 0 | 0 | 0 | 0 | 0 | 0 | 0 | 0 | 0 | 0 | 0 | 0 | 0 | 0 | 0
SDGE | SDGE Imperial | SDGE | Bay Boulevard | 230 | 196 | Offshore_Wind |  |  | 0 | 0 | 0 | 0 | 0 | 0 | 0 | 0 | 0 | 0 | 0 | 0 | 0 | 0 | 0 | 0 | 0 | 0 | 0 | 0 | 0 | 0 | 0 | 0 | 0 | 0 | 0 | 0
EOP | SCE EOP | SCE | Beatty | 138 | 177 | Offshore_Wind |  |  | 0 | 0 | 0 | 0 | 0 | 0 | 0 | 0 | 0 | 0 | 0 | 0 | 0 | 0 | 0 | 0 | 0 | 0 | 0 | 0 | 0 | 0 | 0 | 0 | 0 | 0 | 0 | 0
EOP | SCE EOP | SCE | Beatty | 230 | 177 | Offshore_Wind |  |  | 0 | 0 | 0 | 0 | 0 | 0 | 0 | 0 | 0 | 0 | 0 | 0 | 0 | 0 | 0 | 0 | 0 | 0 | 0 | 0 | 0 | 0 | 0 | 0 | 0 | 0 | 0 | 0
PG&E NGBA | PGE NGBA | PGE | Belden | 230 | 24 | Offshore_Wind |  |  | 0 | 0 | 0 | 0 | 0 | 0 | 0 | 0 | 0 | 0 | 0 | 0 | 0 | 0 | 0 | 0 | 0 | 0 | 0 | 0 | 0 | 0 | 0 | 0 | 0 | 0 | 0 | 0
PG&E NGBA | PGE NGBA | PGE | Bell | 115 | 16 | Offshore_Wind |  |  | 0 | 0 | 0 | 0 | 0 | 0 | 0 | 0 | 0 | 0 | 0 | 0 | 0 | 0 | 0 | 0 | 0 | 0 | 0 | 0 | 0 | 0 | 0 | 0 | 0 | 0 | 0 | 0
PG&E NGBA | PGE NGBA | PGE | Bellevue | 115 | 27 | Offshore_Wind |  |  | 0 | 0 | 0 | 0 | 0 | 0 | 0 | 0 | 0 | 0 | 0 | 0 | 0 | 0 | 0 | 0 | 0 | 0 | 0 | 0 | 0 | 0 | 0 | 0 | 0 | 0 | 0 | 0
PG&E GBA | PGE GBA | PGE | Bellota | 115 | 29 | Offshore_Wind |  |  | 0 | 0 | 0 | 0 | 0 | 0 | 0 | 0 | 0 | 0 | 0 | 0 | 0 | 0 | 0 | 0 | 0 | 0 | 0 | 0 | 0 | 0 | 0 | 0 | 0 | 0 | 0 | 0
PG&E GBA | PGE GBA | PGE | Bellota | 230 | 15 | Offshore_Wind |  |  | 0 | 0 | 0 | 0 | 0 | 0 | 0 | 0 | 0 | 0 | 0 | 0 | 0 | 0 | 0 | 0 | 0 | 0 | 0 | 0 | 0 | 0 | 0 | 0 | 0 | 0 | 0 | 0
SCE Northern | SCE Northern | SCE | Big Creek | 230 | 153 | Offshore_Wind |  |  | 0 | 0 | 0 | 0 | 0 | 0 | 0 | 0 | 0 | 0 | 0 | 0 | 0 | 0 | 0 | 0 | 0 | 0 | 0 | 0 | 0 | 0 | 0 | 0 | 0 | 0 | 0 | 0
PG&E GBA | PGE GBA | PGE | Birds Landing | 230 | 59 | Offshore_Wind |  |  | 0 | 0 | 0 | 0 | 0 | 0 | 0 | 0 | 0 | 0 | 0 | 0 | 0 | 0 | 0 | 0 | 0 | 0 | 0 | 0 | 0 | 0 | 0 | 0 | 0 | 0 | 0 | 0
SCE Eastern | SCE Eastern | SCE | Blythe | 161 | 182 | Offshore_Wind |  |  | 0 | 0 | 0 | 0 | 0 | 0 | 0 | 0 | 0 | 0 | 0 | 0 | 0 | 0 | 0 | 0 | 0 | 0 | 0 | 0 | 0 | 0 | 0 | 0 | 0 | 0 | 0 | 0
PG&E NGBA | PGE NGBA | PGE | Bogue | 115 | 22 | Offshore_Wind |  |  | 0 | 0 | 0 | 0 | 0 | 0 | 0 | 0 | 0 | 0 | 0 | 0 | 0 | 0 | 0 | 0 | 0 | 0 | 0 | 0 | 0 | 0 | 0 | 0 | 0 | 0 | 0 | 0
PG&E FRESNO | PGE Fresno | PGE | Borden | 230 | 168 | Offshore_Wind |  |  | 0 | 0 | 0 | 0 | 0 | 0 | 0 | 0 | 0 | 0 | 0 | 0 | 0 | 0 | 0 | 0 | 0 | 0 | 0 | 0 | 0 | 0 | 0 | 0 | 0 | 0 | 0 | 0
SDGE | SDGE Imperial | SDGE | Boulevard East | 138 | 192 | Offshore_Wind |  |  | 0 | 0 | 0 | 0 | 0 | 0 | 0 | 0 | 0 | 0 | 0 | 0 | 0 | 0 | 0 | 0 | 0 | 0 | 0 | 0 | 0 | 0 | 0 | 0 | 0 | 0 | 0 | 0
PG&E GBA | PGE GBA | PGE | Brentwood | 230 | 50 | Offshore_Wind |  |  | 0 | 0 | 0 | 0 | 0 | 0 | 0 | 0 | 0 | 0 | 0 | 0 | 0 | 0 | 0 | 0 | 0 | 0 | 0 | 0 | 0 | 0 | 0 | 0 | 0 | 0 | 0 | 0
PG&E NGBA | PGE NGBA | PGE | Bridgeville | 115 | 1 | Offshore_Wind |  |  | 0 | 0 | 0 | 0 | 0 | 0 | 0 | 0 | 0 | 0 | 0 | 0 | 0 | 0 | 0 | 0 | 0 | 0 | 0 | 0 | 0 | 0 | 0 | 0 | 0 | 0 | 0 | 0
PG&E NGBA | PGE NGBA | PGE | Brighton | 115 | 67 | Offshore_Wind |  |  | 0 | 0 | 0 | 0 | 0 | 0 | 0 | 0 | 0 | 0 | 0 | 0 | 0 | 0 | 0 | 0 | 0 | 0 | 0 | 0 | 0 | 0 | 0 | 0 | 0 | 0 | 0 | 0
PG&E NGBA | PGE NGBA | PGE | Brighton | 230 | 67 | Offshore_Wind |  |  | 0 | 0 | 0 | 0 | 0 | 0 | 0 | 0 | 0 | 0 | 0 | 0 | 0 | 0 | 0 | 0 | 0 | 0 | 0 | 0 | 0 | 0 | 0 | 0 | 0 | 0 | 0 | 0
PG&E NGBA | PGE NGBA | PGE | Brunswick | 115 | 20 | Offshore_Wind |  |  | 0 | 0 | 0 | 0 | 0 | 0 | 0 | 0 | 0 | 0 | 0 | 0 | 0 | 0 | 0 | 0 | 0 | 0 | 0 | 0 | 0 | 0 | 0 | 0 | 0 | 0 | 0 | 0
PG&E NGBA | PGE NGBA | PGE | Bucks Creek | 230 | 35 | Offshore_Wind |  |  | 0 | 0 | 0 | 0 | 0 | 0 | 0 | 0 | 0 | 0 | 0 | 0 | 0 | 0 | 0 | 0 | 0 | 0 | 0 | 0 | 0 | 0 | 0 | 0 | 0 | 0 | 0 | 0
PG&E KERN | PGE Kern | PGE | Buena Vista | 230 |  | Offshore_Wind |  |  | 0 | 0 | 0 | 0 | 0 | 0 | 0 | 0 | 0 | 0 | 0 | 0 | 0 | 0 | 0 | 0 | 0 | 0 | 0 | 0 | 0 | 0 | 0 | 0 | 0 | 0 | 0 | 0
PG&E FRESNO | PGE Fresno | PGE | Bullard | 115 | 165 | Offshore_Wind |  |  | 0 | 0 | 0 | 0 | 0 | 0 | 0 | 0 | 0 | 0 | 0 | 0 | 0 | 0 | 0 | 0 | 0 | 0 | 0 | 0 | 0 | 0 | 0 | 0 | 0 | 0 | 0 | 0
PG&E GBA | PGE GBA | PGE | Burlingame | 115 | 3 | Offshore_Wind |  |  | 0 | 0 | 0 | 0 | 0 | 0 | 0 | 0 | 0 | 0 | 0 | 0 | 0 | 0 | 0 | 0 | 0 | 0 | 0 | 0 | 0 | 0 | 0 | 0 | 0 | 0 | 0 | 0
PG&E NGBA | PGE NGBA | PGE | Burney Forest | 230 | 2 | Offshore_Wind |  |  | 0 | 0 | 0 | 0 | 0 | 0 | 0 | 0 | 0 | 0 | 0 | 0 | 0 | 0 | 0 | 0 | 0 | 0 | 0 | 0 | 0 | 0 | 0 | 0 | 0 | 0 | 0 | 0
PG&E NGBA | PGE NGBA | PGE | Butte | 115 | 1 | Offshore_Wind |  |  | 0 | 0 | 0 | 0 | 0 | 0 | 0 | 0 | 0 | 0 | 0 | 0 | 0 | 0 | 0 | 0 | 0 | 0 | 0 | 0 | 0 | 0 | 0 | 0 | 0 | 0 | 0 | 0
PG&E KERN | PGE Kern | PGE | Cabrillo | 115 | 111 | Offshore_Wind |  |  | 0 | 0 | 0 | 0 | 0 | 0 | 0 | 0 | 0 | 0 | 0 | 0 | 0 | 0 | 0 | 0 | 0 | 0 | 0 | 0 | 0 | 0 | 0 | 0 | 0 | 0 | 0 | 0
PG&E FRESNO | PGE Fresno | PGE | Cal Flats | 230 | 129 | Offshore_Wind |  |  | 0 | 0 | 0 | 0 | 0 | 0 | 0 | 0 | 0 | 0 | 0 | 0 | 0 | 0 | 0 | 0 | 0 | 0 | 0 | 0 | 0 | 0 | 0 | 0 | 0 | 0 | 0 | 0
SCE NOL | SCE NOL | SCE | Calcite | 230 | 141 | Offshore_Wind |  |  | 0 | 0 | 0 | 0 | 0 | 0 | 0 | 0 | 0 | 0 | 0 | 0 | 0 | 0 | 0 | 0 | 0 | 0 | 0 | 0 | 0 | 0 | 0 | 0 | 0 | 0 | 0 | 0
PG&E KERN | PGE Kern | PGE | Caliente | 230 | 122 | Offshore_Wind |  |  | 0 | 0 | 0 | 0 | 0 | 0 | 0 | 0 | 0 | 0 | 0 | 0 | 0 | 0 | 0 | 0 | 0 | 0 | 0 | 0 | 0 | 0 | 0 | 0 | 0 | 0 | 0 | 0
PG&E FRESNO | PGE Fresno | PGE | California Ave | 115 | 105 | Offshore_Wind |  |  | 0 | 0 | 0 | 0 | 0 | 0 | 0 | 0 | 0 | 0 | 0 | 0 | 0 | 0 | 0 | 0 | 0 | 0 | 0 | 0 | 0 | 0 | 0 | 0 | 0 | 0 | 0 | 0
PG&E KERN | PGE Kern | PGE | Callender | 115 | 126 | Offshore_Wind |  |  | 0 | 0 | 0 | 0 | 0 | 0 | 0 | 0 | 0 | 0 | 0 | 0 | 0 | 0 | 0 | 0 | 0 | 0 | 0 | 0 | 0 | 0 | 0 | 0 | 0 | 0 | 0 | 0
PG&E NGBA | PGE NGBA | PGE | Calpella | 115 | 37 | Offshore_Wind |  |  | 0 | 0 | 0 | 0 | 0 | 0 | 0 | 0 | 0 | 0 | 0 | 0 | 0 | 0 | 0 | 0 | 0 | 0 | 0 | 0 | 0 | 0 | 0 | 0 | 0 | 0 | 0 | 0
PG&E GBA | PGE GBA | PGE | Camanche | 230 | 15 | Offshore_Wind |  |  | 0 | 0 | 0 | 0 | 0 | 0 | 0 | 0 | 0 | 0 | 0 | 0 | 0 | 0 | 0 | 0 | 0 | 0 | 0 | 0 | 0 | 0 | 0 | 0 | 0 | 0 | 0 | 0
PG&E FRESNO | PGE Fresno | PGE | Cantua | 115 | 115 | Offshore_Wind |  |  | 0 | 0 | 0 | 0 | 0 | 0 | 0 | 0 | 0 | 0 | 0 | 0 | 0 | 0 | 0 | 0 | 0 | 0 | 0 | 0 | 0 | 0 | 0 | 0 | 0 | 0 | 0 | 0
SDGE | SDGE Imperial | SDGE | Capistrano | 138 | 173 | Offshore_Wind |  |  | 0 | 0 | 0 | 0 | 0 | 0 | 0 | 0 | 0 | 0 | 0 | 0 | 0 | 0 | 0 | 0 | 0 | 0 | 0 | 0 | 0 | 0 | 0 | 0 | 0 | 0 | 0 | 0
SDGE | SDGE Imperial | SDGE | Capistrano | 230 | 173 | Offshore_Wind |  |  | 0 | 0 | 0 | 0 | 0 | 0 | 0 | 0 | 0 | 0 | 0 | 0 | 0 | 0 | 0 | 0 | 0 | 0 | 0 | 0 | 0 | 0 | 0 | 0 | 0 | 0 | 0 | 0
PG&E NGBA | PGE NGBA | PGE | Carberry | 230 | 2 | Offshore_Wind |  |  | 0 | 0 | 0 | 0 | 0 | 0 | 0 | 0 | 0 | 0 | 0 | 0 | 0 | 0 | 0 | 0 | 0 | 0 | 0 | 0 | 0 | 0 | 0 | 0 | 0 | 0 | 0 | 0
PG&E NGBA | PGE NGBA | PGE | Caribou | 115 | 7 | Offshore_Wind |  |  | 0 | 0 | 0 | 0 | 0 | 0 | 0 | 0 | 0 | 0 | 0 | 0 | 0 | 0 | 0 | 0 | 0 | 0 | 0 | 0 | 0 | 0 | 0 | 0 | 0 | 0 | 0 | 0
PG&E NGBA | PGE NGBA | PGE | Caribou | 230 | 7 | Offshore_Wind |  |  | 0 | 0 | 0 | 0 | 0 | 0 | 0 | 0 | 0 | 0 | 0 | 0 | 0 | 0 | 0 | 0 | 0 | 0 | 0 | 0 | 0 | 0 | 0 | 0 | 0 | 0 | 0 | 0
EOP | SCE EOP | SCE | Carpenter Canyon (fka Gamebird) | 138 | 177 | Offshore_Wind |  |  | 0 | 0 | 0 | 0 | 0 | 0 | 0 | 0 | 0 | 0 | 0 | 0 | 0 | 0 | 0 | 0 | 0 | 0 | 0 | 0 | 0 | 0 | 0 | 0 | 0 | 0 | 0 | 0
EOP | SCE EOP | SCE | Carpenter Canyon (fka Gamebird) | 230 | 177 | Offshore_Wind |  |  | 0 | 0 | 0 | 0 | 0 | 0 | 0 | 0 | 0 | 0 | 0 | 0 | 0 | 0 | 0 | 0 | 0 | 0 | 0 | 0 | 0 | 0 | 0 | 0 | 0 | 0 | 0 | 0
PG&E NGBA | PGE NGBA | PGE | Carquinez | 115 | 27 | Offshore_Wind |  |  | 0 | 0 | 0 | 0 | 0 | 0 | 0 | 0 | 0 | 0 | 0 | 0 | 0 | 0 | 0 | 0 | 0 | 0 | 0 | 0 | 0 | 0 | 0 | 0 | 0 | 0 | 0 | 0
SDGE | SDGE Imperial | SDGE | Carrizo Gorge | 138 | 192 | Offshore_Wind |  |  | 0 | 0 | 0 | 0 | 0 | 0 | 0 | 0 | 0 | 0 | 0 | 0 | 0 | 0 | 0 | 0 | 0 | 0 | 0 | 0 | 0 | 0 | 0 | 0 | 0 | 0 | 0 | 0
PG&E KERN | PGE Kern | PGE | Carrizo Plains | 115 | 122 | Offshore_Wind |  |  | 0 | 0 | 0 | 0 | 0 | 0 | 0 | 0 | 0 | 0 | 0 | 0 | 0 | 0 | 0 | 0 | 0 | 0 | 0 | 0 | 0 | 0 | 0 | 0 | 0 | 0 | 0 | 0
PG&E KERN | PGE Kern | PGE | Casaloma | 230 | 68 | Offshore_Wind |  |  | 0 | 0 | 0 | 0 | 0 | 0 | 0 | 0 | 0 | 0 | 0 | 0 | 0 | 0 | 0 | 0 | 0 | 0 | 0 | 0 | 0 | 0 | 0 | 0 | 0 | 0 | 0 | 0
PG&E GBA | PGE GBA | PGE | Castro Valley | 230 | 42 | Offshore_Wind |  |  | 0 | 0 | 0 | 0 | 0 | 0 | 0 | 0 | 0 | 0 | 0 | 0 | 0 | 0 | 0 | 0 | 0 | 0 | 0 | 0 | 0 | 0 | 0 | 0 | 0 | 0 | 0 | 0
PG&E GBA | PGE GBA | PGE | Cayetano | 230 | 50 | Offshore_Wind |  |  | 0 | 0 | 0 | 0 | 0 | 0 | 0 | 0 | 0 | 0 | 0 | 0 | 0 | 0 | 0 | 0 | 0 | 0 | 0 | 0 | 0 | 0 | 0 | 0 | 0 | 0 | 0 | 0
SCE Metro | SCE Metro | SCE | Center | 230 | 97 | Offshore_Wind |  |  | 0 | 0 | 0 | 0 | 0 | 0 | 0 | 0 | 0 | 0 | 0 | 0 | 0 | 0 | 0 | 0 | 0 | 0 | 0 | 0 | 0 | 0 | 0 | 0 | 0 | 0 | 0 | 0
PG&E KERN | PGE Kern | PGE | Charca | 115 | 74 | Offshore_Wind |  |  | 0 | 0 | 0 | 0 | 0 | 0 | 0 | 0 | 0 | 0 | 0 | 0 | 0 | 0 | 0 | 0 | 0 | 0 | 0 | 0 | 0 | 0 | 0 | 0 | 0 | 0 | 0 | 0
EOP | SCE EOP | SCE | Charleston | 138 | 177 | Offshore_Wind |  |  | 0 | 0 | 0 | 0 | 0 | 0 | 0 | 0 | 0 | 0 | 0 | 0 | 0 | 0 | 0 | 0 | 0 | 0 | 0 | 0 | 0 | 0 | 0 | 0 | 0 | 0 | 0 | 0
SCE Metro | SCE Metro | SCE | Chevmain | 230 | 97 | Offshore_Wind |  |  | 0 | 0 | 0 | 0 | 0 | 0 | 0 | 0 | 0 | 0 | 0 | 0 | 0 | 0 | 0 | 0 | 0 | 0 | 0 | 0 | 0 | 0 | 0 | 0 | 0 | 0 | 0 | 0
SDGE | SDGE Imperial | SDGE | Chicarita | 138 | 186 | Offshore_Wind |  |  | 0 | 0 | 0 | 0 | 0 | 0 | 0 | 0 | 0 | 0 | 0 | 0 | 0 | 0 | 0 | 0 | 0 | 0 | 0 | 0 | 0 | 0 | 0 | 0 | 0 | 0 | 0 | 0
SCE Metro | SCE Metro | SCE | Chino | 230 | 97 | Offshore_Wind |  |  | 0 | 0 | 0 | 0 | 0 | 0 | 0 | 0 | 0 | 0 | 0 | 0 | 0 | 0 | 0 | 0 | 0 | 0 | 0 | 0 | 0 | 0 | 0 | 0 | 0 | 0 | 0 | 0
PG&E FRESNO | PGE Fresno | PGE | Chowchilla | 115 | 166 | Offshore_Wind |  |  | 0 | 0 | 0 | 0 | 0 | 0 | 0 | 0 | 0 | 0 | 0 | 0 | 0 | 0 | 0 | 0 | 0 | 0 | 0 | 0 | 0 | 0 | 0 | 0 | 0 | 0 | 0 | 0
PG&E GBA | PGE GBA | PGE | Christie | 115 | 6 | Offshore_Wind |  |  | 0 | 0 | 0 | 0 | 0 | 0 | 0 | 0 | 0 | 0 | 0 | 0 | 0 | 0 | 0 | 0 | 0 | 0 | 0 | 0 | 0 | 0 | 0 | 0 | 0 | 0 | 0 | 0
SCE Eastern | SCE Arizona | SCE | Cielo Azul | 500 | 181 | Offshore_Wind |  |  | 0 | 0 | 0 | 0 | 0 | 0 | 0 | 0 | 0 | 0 | 0 | 0 | 0 | 0 | 0 | 0 | 0 | 0 | 0 | 0 | 0 | 0 | 0 | 0 | 0 | 0 | 0 | 0
PG&E GBA | PGE GBA | PGE | Clayton | 115 | 1 | Offshore_Wind |  |  | 0 | 0 | 0 | 0 | 0 | 0 | 0 | 0 | 0 | 0 | 0 | 0 | 0 | 0 | 0 | 0 | 0 | 0 | 0 | 0 | 0 | 0 | 0 | 0 | 0 | 0 | 0 | 0
PG&E NGBA | PGE NGBA | PGE | Cloverdale | 115 | 37 | Offshore_Wind |  |  | 0 | 0 | 0 | 0 | 0 | 0 | 0 | 0 | 0 | 0 | 0 | 0 | 0 | 0 | 0 | 0 | 0 | 0 | 0 | 0 | 0 | 0 | 0 | 0 | 0 | 0 | 0 | 0
PG&E FRESNO | PGE Fresno | PGE | Clovis | 115 | 136 | Offshore_Wind |  |  | 0 | 0 | 0 | 0 | 0 | 0 | 0 | 0 | 0 | 0 | 0 | 0 | 0 | 0 | 0 | 0 | 0 | 0 | 0 | 0 | 0 | 0 | 0 | 0 | 0 | 0 | 0 | 0
PG&E GBA | PGE GBA | PGE | Coburn | 230 | 116 | Offshore_Wind |  |  | 0 | 0 | 0 | 0 | 0 | 0 | 0 | 0 | 0 | 0 | 0 | 0 | 0 | 0 | 0 | 0 | 0 | 0 | 0 | 0 | 0 | 0 | 0 | 0 | 0 | 0 | 0 | 0
PG&E NGBA | PGE NGBA | PGE | Colgate | 230 | 22 | Offshore_Wind |  |  | 0 | 0 | 0 | 0 | 0 | 0 | 0 | 0 | 0 | 0 | 0 | 0 | 0 | 0 | 0 | 0 | 0 | 0 | 0 | 0 | 0 | 0 | 0 | 0 | 0 | 0 | 0 | 0
PG&E GBA | PGE GBA | PGE | Collierville | 230 | 44 | Offshore_Wind |  |  | 0 | 0 | 0 | 0 | 0 | 0 | 0 | 0 | 0 | 0 | 0 | 0 | 0 | 0 | 0 | 0 | 0 | 0 | 0 | 0 | 0 | 0 | 0 | 0 | 0 | 0 | 0 | 0
PG&E GBA | PGE GBA | PGE | Collinsville | 230 | 1 | Offshore_Wind |  |  | 0 | 0 | 0 | 0 | 0 | 0 | 0 | 0 | 0 | 0 | 0 | 0 | 0 | 0 | 0 | 0 | 0 | 0 | 0 | 0 | 0 | 0 | 0 | 0 | 0 | 0 | 0 | 0
PG&E GBA | PGE GBA | PGE | Collinsville | 500 | 1 | Offshore_Wind |  |  | 0 | 0 | 0 | 0 | 0 | 0 | 0 | 0 | 0 | 0 | 0 | 0 | 0 | 0 | 0 | 0 | 0 | 0 | 0 | 0 | 0 | 0 | 0 | 0 | 0 | 0 | 0 | 0
SCE Eastern | SCE Eastern | SCE | Colorado River | 230 | 170 | Offshore_Wind |  |  | 0 | 0 | 0 | 0 | 0 | 0 | 0 | 0 | 0 | 0 | 0 | 0 | 0 | 0 | 0 | 0 | 0 | 0 | 0 | 0 | 0 | 0 | 0 | 0 | 0 | 0 | 0 | 0
SCE Eastern | SCE Eastern | SCE | Colorado River | 500 | 154 | Offshore_Wind |  |  | 0 | 0 | 0 | 0 | 0 | 0 | 0 | 0 | 0 | 0 | 0 | 0 | 0 | 0 | 0 | 0 | 0 | 0 | 0 | 0 | 0 | 0 | 0 | 0 | 0 | 0 | 0 | 0
PG&E KERN | PGE Kern | PGE | Columbus | 115 | 99 | Offshore_Wind |  |  | 0 | 0 | 0 | 0 | 0 | 0 | 0 | 0 | 0 | 0 | 0 | 0 | 0 | 0 | 0 | 0 | 0 | 0 | 0 | 0 | 0 | 0 | 0 | 0 | 0 | 0 | 0 | 0
PG&E GBA | PGE GBA | PGE | Contra Costa | 115 | 63 | Offshore_Wind |  |  | 0 | 0 | 0 | 0 | 0 | 0 | 0 | 0 | 0 | 0 | 0 | 0 | 0 | 0 | 0 | 0 | 0 | 0 | 0 | 0 | 0 | 0 | 0 | 0 | 0 | 0 | 0 | 0
PG&E GBA | PGE GBA | PGE | Contra Costa | 230 | 50 | Offshore_Wind |  |  | 0 | 0 | 0 | 0 | 0 | 0 | 0 | 0 | 0 | 0 | 0 | 0 | 0 | 0 | 0 | 0 | 0 | 0 | 0 | 0 | 0 | 0 | 0 | 0 | 0 | 0 | 0 | 0
PG&E GBA | PGE GBA | PGE | Contra Costa PP | 230 | 59 | Offshore_Wind |  |  | 0 | 0 | 0 | 0 | 0 | 0 | 0 | 0 | 0 | 0 | 0 | 0 | 0 | 0 | 0 | 0 | 0 | 0 | 0 | 0 | 0 | 0 | 0 | 0 | 0 | 0 | 0 | 0
SCE NOL | SCE NOL | SCE | Control | 115 | 175 | Offshore_Wind |  |  | 0 | 0 | 0 | 0 | 0 | 0 | 0 | 0 | 0 | 0 | 0 | 0 | 0 | 0 | 0 | 0 | 0 | 0 | 0 | 0 | 0 | 0 | 0 | 0 | 0 | 0 | 0 | 0
PG&E GBA | PGE GBA | PGE | Cooley Landing | 115 | 6 | Offshore_Wind |  |  | 0 | 0 | 0 | 0 | 0 | 0 | 0 | 0 | 0 | 0 | 0 | 0 | 0 | 0 | 0 | 0 | 0 | 0 | 0 | 0 | 0 | 0 | 0 | 0 | 0 | 0 | 0 | 0
SCE NOL | SCE NOL | SCE | Coolwater | 230 | 160 | Offshore_Wind |  |  | 0 | 0 | 0 | 0 | 0 | 0 | 0 | 0 | 0 | 0 | 0 | 0 | 0 | 0 | 0 | 0 | 0 | 0 | 0 | 0 | 0 | 0 | 0 | 0 | 0 | 0 | 0 | 0
SCE NOL | SCE NOL | SCE | Coolwater | 115 | 160 | Offshore_Wind |  |  | 0 | 0 | 0 | 0 | 0 | 0 | 0 | 0 | 0 | 0 | 0 | 0 | 0 | 0 | 0 | 0 | 0 | 0 | 0 | 0 | 0 | 0 | 0 | 0 | 0 | 0 | 0 | 0
PG&E FRESNO | PGE Fresno | PGE | Corcoran | 115 | 148 | Offshore_Wind |  |  | 0 | 0 | 0 | 0 | 0 | 0 | 0 | 0 | 0 | 0 | 0 | 0 | 0 | 0 | 0 | 0 | 0 | 0 | 0 | 0 | 0 | 0 | 0 | 0 | 0 | 0 | 0 | 0
PG&E NGBA | PGE NGBA | PGE | Corona | 115 | 27 | Offshore_Wind |  |  | 0 | 0 | 0 | 0 | 0 | 0 | 0 | 0 | 0 | 0 | 0 | 0 | 0 | 0 | 0 | 0 | 0 | 0 | 0 | 0 | 0 | 0 | 0 | 0 | 0 | 0 | 0 | 0
PG&E NGBA | PGE NGBA | PGE | Cortina | 230 | 27 | Offshore_Wind |  |  | 0 | 0 | 0 | 0 | 0 | 0 | 0 | 0 | 0 | 0 | 0 | 0 | 0 | 0 | 0 | 0 | 0 | 0 | 0 | 0 | 0 | 0 | 0 | 0 | 0 | 0 | 0 | 0
PG&E NGBA | PGE NGBA | PGE | Cortina | 115 | 30 | Offshore_Wind |  |  | 0 | 0 | 0 | 0 | 0 | 0 | 0 | 0 | 0 | 0 | 0 | 0 | 0 | 0 | 0 | 0 | 0 | 0 | 0 | 0 | 0 | 0 | 0 | 0 | 0 | 0 | 0 | 0
PG&E GBA | PGE GBA | PGE | Cottle | 230 | 155 | Offshore_Wind |  |  | 0 | 0 | 0 | 0 | 0 | 0 | 0 | 0 | 0 | 0 | 0 | 0 | 0 | 0 | 0 | 0 | 0 | 0 | 0 | 0 | 0 | 0 | 0 | 0 | 0 | 0 | 0 | 0
PG&E NGBA | PGE NGBA | PGE | Cottonwood | 115 | 1 | Offshore_Wind |  |  | 0 | 0 | 0 | 0 | 0 | 0 | 0 | 0 | 0 | 0 | 0 | 0 | 0 | 0 | 0 | 0 | 0 | 0 | 0 | 0 | 0 | 0 | 0 | 0 | 0 | 0 | 0 | 0
PG&E NGBA | PGE NGBA | PGE | Cottonwood | 230 | 1 | Offshore_Wind |  |  | 0 | 0 | 0 | 0 | 0 | 0 | 0 | 0 | 0 | 0 | 0 | 0 | 0 | 0 | 0 | 0 | 0 | 0 | 0 | 0 | 0 | 0 | 0 | 0 | 0 | 0 | 0 | 0
PG&E NGBA | PGE NGBA | PGE | Cove Road | 230 | 1 | Offshore_Wind |  |  | 0 | 0 | 0 | 0 | 0 | 0 | 0 | 0 | 0 | 0 | 0 | 0 | 0 | 0 | 0 | 0 | 0 | 0 | 0 | 0 | 0 | 0 | 0 | 0 | 0 | 0 | 0 | 0
PG&E GBA | PGE GBA | PGE | Coyote | 230 | 11 | Offshore_Wind |  |  | 0 | 0 | 0 | 0 | 0 | 0 | 0 | 0 | 0 | 0 | 0 | 0 | 0 | 0 | 0 | 0 | 0 | 0 | 0 | 0 | 0 | 0 | 0 | 0 | 0 | 0 | 0 | 0
PG&E GBA | PGE GBA | PGE | Crazy Horse Canyon | 115 | 84 | Offshore_Wind |  |  | 0 | 0 | 0 | 0 | 0 | 0 | 0 | 0 | 0 | 0 | 0 | 0 | 0 | 0 | 0 | 0 | 0 | 0 | 0 | 0 | 0 | 0 | 0 | 0 | 0 | 0 | 0 | 0
PG&E FRESNO | PGE Fresno | PGE | Cressey | 115 | 139 | Offshore_Wind |  |  | 0 | 0 | 0 | 0 | 0 | 0 | 0 | 0 | 0 | 0 | 0 | 0 | 0 | 0 | 0 | 0 | 0 | 0 | 0 | 0 | 0 | 0 | 0 | 0 | 0 | 0 | 0 | 0
PG&E NGBA | PGE NGBA | PGE | Cresta | 230 | 24 | Offshore_Wind |  |  | 0 | 0 | 0 | 0 | 0 | 0 | 0 | 0 | 0 | 0 | 0 | 0 | 0 | 0 | 0 | 0 | 0 | 0 | 0 | 0 | 0 | 0 | 0 | 0 | 0 | 0 | 0 | 0
PG&E GBA | PGE GBA | PGE | Curtis | 115 | 44 | Offshore_Wind |  |  | 0 | 0 | 0 | 0 | 0 | 0 | 0 | 0 | 0 | 0 | 0 | 0 | 0 | 0 | 0 | 0 | 0 | 0 | 0 | 0 | 0 | 0 | 0 | 0 | 0 | 0 | 0 | 0
PG&E FRESNO | PGE Fresno | PGE | Dairyland | 115 | 137 | Offshore_Wind |  |  | 0 | 0 | 0 | 0 | 0 | 0 | 0 | 0 | 0 | 0 | 0 | 0 | 0 | 0 | 0 | 0 | 0 | 0 | 0 | 0 | 0 | 0 | 0 | 0 | 0 | 0 | 0 | 0
PG&E NGBA | PGE NGBA | PGE | Davis | 115 | 39 | Offshore_Wind |  |  | 0 | 0 | 0 | 0 | 0 | 0 | 0 | 0 | 0 | 0 | 0 | 0 | 0 | 0 | 0 | 0 | 0 | 0 | 0 | 0 | 0 | 0 | 0 | 0 | 0 | 0 | 0 | 0
SCE Metro | SCE Metro | SCE | Del Amo | 500 | 97 | Offshore_Wind |  |  | 0 | 0 | 0 | 0 | 0 | 0 | 0 | 0 | 0 | 0 | 0 | 0 | 0 | 0 | 0 | 0 | 0 | 0 | 0 | 0 | 0 | 0 | 0 | 0 | 0 | 0 | 0 | 0
SCE Metro | SCE Metro | SCE | Del Amo | 230 | 97 | Offshore_Wind |  |  | 0 | 0 | 0 | 0 | 0 | 0 | 0 | 0 | 0 | 0 | 0 | 0 | 0 | 0 | 0 | 0 | 0 | 0 | 0 | 0 | 0 | 0 | 0 | 0 | 0 | 0 | 0 | 0
SCE Eastern | SCE Arizona | SCE | Delaney | 500 | 181 | Offshore_Wind |  |  | 0 | 0 | 0 | 0 | 0 | 0 | 0 | 0 | 0 | 0 | 0 | 0 | 0 | 0 | 0 | 0 | 0 | 0 | 0 | 0 | 0 | 0 | 0 | 0 | 0 | 0 | 0 | 0
PG&E NGBA | PGE NGBA | PGE | Delevan | 230 | 25 | Offshore_Wind |  |  | 0 | 0 | 0 | 0 | 0 | 0 | 0 | 0 | 0 | 0 | 0 | 0 | 0 | 0 | 0 | 0 | 0 | 0 | 0 | 0 | 0 | 0 | 0 | 0 | 0 | 0 | 0 | 0
PG&E GBA | PGE GBA | PGE | Delta PP | 230 | 32 | Offshore_Wind |  |  | 0 | 0 | 0 | 0 | 0 | 0 | 0 | 0 | 0 | 0 | 0 | 0 | 0 | 0 | 0 | 0 | 0 | 0 | 0 | 0 | 0 | 0 | 0 | 0 | 0 | 0 | 0 | 0
EOP | SCE EOP | SCE | Desert View | 230 | 177 | Offshore_Wind |  |  | 0 | 0 | 0 | 0 | 0 | 0 | 0 | 0 | 0 | 0 | 0 | 0 | 0 | 0 | 0 | 0 | 0 | 0 | 0 | 0 | 0 | 0 | 0 | 0 | 0 | 0 | 0 | 0
SCE Eastern | SCE Eastern | SCE | Devers | 230 | 156 | Offshore_Wind |  |  | 0 | 0 | 0 | 0 | 0 | 0 | 0 | 0 | 0 | 0 | 0 | 0 | 0 | 0 | 0 | 0 | 0 | 0 | 0 | 0 | 0 | 0 | 0 | 0 | 0 | 0 | 0 | 0
SCE Eastern | SCE Eastern | SCE | Devers | 500 | 156 | Offshore_Wind |  |  | 0 | 0 | 0 | 0 | 0 | 0 | 0 | 0 | 0 | 0 | 0 | 0 | 0 | 0 | 0 | 0 | 0 | 0 | 0 | 0 | 0 | 0 | 0 | 0 | 0 | 0 | 0 | 0
PG&E KERN | PGE Kern | PGE | Diablo Canyon | 230 | 111 | Offshore_Wind |  |  | 0 | 0 | 0 | 0 | 0 | 0 | 0 | 0 | 0 | 0 | 0 | 0 | 0 | 0 | 0 | 0 | 0 | 0 | 0 | 0 | 0 | 0 | 0 | 0 | 0 | 0 | 0 | 0
PG&E KERN | PGE Kern | PGE | Diablo Canyon | 500 | 98 | Offshore_Wind |  |  | 1 | 0 | 0 | 0 | 0 | 0 | 0 | 0 | 0 | 0 | 0 | 0 | 0 | 2924 | 0 | 2924 | 0 | 0 | 0 | 2924 | 0 | 2924 | 2924 | 0 | 2924 | 2924 | 0 | 2924
PG&E KERN | PGE Kern | PGE | Divide | 115 | 111 | Offshore_Wind |  |  | 0 | 0 | 0 | 0 | 0 | 0 | 0 | 0 | 0 | 0 | 0 | 0 | 0 | 0 | 0 | 0 | 0 | 0 | 0 | 0 | 0 | 0 | 0 | 0 | 0 | 0 | 0 | 0
PG&E GBA | PGE GBA | PGE | Dixon Landing | 115 | 11 | Offshore_Wind |  |  | 0 | 0 | 0 | 0 | 0 | 0 | 0 | 0 | 0 | 0 | 0 | 0 | 0 | 0 | 0 | 0 | 0 | 0 | 0 | 0 | 0 | 0 | 0 | 0 | 0 | 0 | 0 | 0
PG&E FRESNO | PGE Fresno | PGE | Dos Amigos | 230 | 70 | Offshore_Wind |  |  | 0 | 0 | 0 | 0 | 0 | 0 | 0 | 0 | 0 | 0 | 0 | 0 | 0 | 0 | 0 | 0 | 0 | 0 | 0 | 0 | 0 | 0 | 0 | 0 | 0 | 0 | 0 | 0
PG&E NGBA | PGE NGBA | PGE | Drum | 115 | 21 | Offshore_Wind |  |  | 0 | 0 | 0 | 0 | 0 | 0 | 0 | 0 | 0 | 0 | 0 | 0 | 0 | 0 | 0 | 0 | 0 | 0 | 0 | 0 | 0 | 0 | 0 | 0 | 0 | 0 | 0 | 0
PG&E GBA | PGE GBA | PGE | Dumbarton | 115 | 3 | Offshore_Wind |  |  | 0 | 0 | 0 | 0 | 0 | 0 | 0 | 0 | 0 | 0 | 0 | 0 | 0 | 0 | 0 | 0 | 0 | 0 | 0 | 0 | 0 | 0 | 0 | 0 | 0 | 0 | 0 | 0
SCE NOL | SCE NOL | SCE | Dunn Siding | 115 | 160 | Offshore_Wind |  |  | 0 | 0 | 0 | 0 | 0 | 0 | 0 | 0 | 0 | 0 | 0 | 0 | 0 | 0 | 0 | 0 | 0 | 0 | 0 | 0 | 0 | 0 | 0 | 0 | 0 | 0 | 0 | 0
SCE Eastern | SCE Eastern | SCE | Eagle Mountain | 230 | 174 | Offshore_Wind |  |  | 0 | 0 | 0 | 0 | 0 | 0 | 0 | 0 | 0 | 0 | 0 | 0 | 0 | 0 | 0 | 0 | 0 | 0 | 0 | 0 | 0 | 0 | 0 | 0 | 0 | 0 | 0 | 0
PG&E NGBA | PGE NGBA | PGE | Eagle Rock (PGE) | 115 | 37 | Offshore_Wind |  |  | 0 | 0 | 0 | 0 | 0 | 0 | 0 | 0 | 0 | 0 | 0 | 0 | 0 | 0 | 0 | 0 | 0 | 0 | 0 | 0 | 0 | 0 | 0 | 0 | 0 | 0 | 0 | 0
SCE Metro | SCE Metro | SCE | Eagle Rock (SCE) | 230 | 97 | Offshore_Wind |  |  | 0 | 0 | 0 | 0 | 0 | 0 | 0 | 0 | 0 | 0 | 0 | 0 | 0 | 0 | 0 | 0 | 0 | 0 | 0 | 0 | 0 | 0 | 0 | 0 | 0 | 0 | 0 | 0
PG&E NGBA | PGE NGBA | PGE | East Marysville | 115 | 9 | Offshore_Wind |  |  | 0 | 0 | 0 | 0 | 0 | 0 | 0 | 0 | 0 | 0 | 0 | 0 | 0 | 0 | 0 | 0 | 0 | 0 | 0 | 0 | 0 | 0 | 0 | 0 | 0 | 0 | 0 | 0
PG&E NGBA | PGE NGBA | PGE | East Nicolaus | 115 | 16 | Offshore_Wind |  |  | 0 | 0 | 0 | 0 | 0 | 0 | 0 | 0 | 0 | 0 | 0 | 0 | 0 | 0 | 0 | 0 | 0 | 0 | 0 | 0 | 0 | 0 | 0 | 0 | 0 | 0 | 0 | 0
PG&E GBA | PGE GBA | PGE | Eastshore | 115 | 3 | Offshore_Wind |  |  | 0 | 0 | 0 | 0 | 0 | 0 | 0 | 0 | 0 | 0 | 0 | 0 | 0 | 0 | 0 | 0 | 0 | 0 | 0 | 0 | 0 | 0 | 0 | 0 | 0 | 0 | 0 | 0
PG&E GBA | PGE GBA | PGE | Eastshore | 230 | 46 | Offshore_Wind |  |  | 0 | 0 | 0 | 0 | 0 | 0 | 0 | 0 | 0 | 0 | 0 | 0 | 0 | 0 | 0 | 0 | 0 | 0 | 0 | 0 | 0 | 0 | 0 | 0 | 0 | 0 | 0 | 0
SDGE | SDGE Imperial | SDGE | ECO | 138 | 198 | Offshore_Wind |  |  | 0 | 0 | 0 | 0 | 0 | 0 | 0 | 0 | 0 | 0 | 0 | 0 | 0 | 0 | 0 | 0 | 0 | 0 | 0 | 0 | 0 | 0 | 0 | 0 | 0 | 0 | 0 | 0
SDGE | SDGE Imperial | SDGE | ECO | 230 | 198 | Offshore_Wind |  |  | 0 | 0 | 0 | 0 | 0 | 0 | 0 | 0 | 0 | 0 | 0 | 0 | 0 | 0 | 0 | 0 | 0 | 0 | 0 | 0 | 0 | 0 | 0 | 0 | 0 | 0 | 0 | 0
SDGE | SDGE Imperial | SDGE | ECO | 500 | 198 | Offshore_Wind |  |  | 0 | 0 | 0 | 0 | 0 | 0 | 0 | 0 | 0 | 0 | 0 | 0 | 0 | 0 | 0 | 0 | 0 | 0 | 0 | 0 | 0 | 0 | 0 | 0 | 0 | 0 | 0 | 0
PG&E GBA | PGE GBA | PGE | Edenvale | 115 | 79 | Offshore_Wind |  |  | 0 | 0 | 0 | 0 | 0 | 0 | 0 | 0 | 0 | 0 | 0 | 0 | 0 | 0 | 0 | 0 | 0 | 0 | 0 | 0 | 0 | 0 | 0 | 0 | 0 | 0 | 0 | 0
PG&E GBA | PGE GBA | PGE | Edes | 115 | 6 | Offshore_Wind |  |  | 0 | 0 | 0 | 0 | 0 | 0 | 0 | 0 | 0 | 0 | 0 | 0 | 0 | 0 | 0 | 0 | 0 | 0 | 0 | 0 | 0 | 0 | 0 | 0 | 0 | 0 | 0 | 0
PG&E GBA | PGE GBA | PGE | Eight Mile | 230 | 16 | Offshore_Wind |  |  | 0 | 0 | 0 | 0 | 0 | 0 | 0 | 0 | 0 | 0 | 0 | 0 | 0 | 0 | 0 | 0 | 0 | 0 | 0 | 0 | 0 | 0 | 0 | 0 | 0 | 0 | 0 | 0
SCE Eastern | SCE Eastern | SCE | El Casco | 230 | 156 | Offshore_Wind |  |  | 0 | 0 | 0 | 0 | 0 | 0 | 0 | 0 | 0 | 0 | 0 | 0 | 0 | 0 | 0 | 0 | 0 | 0 | 0 | 0 | 0 | 0 | 0 | 0 | 0 | 0 | 0 | 0
PG&E GBA | PGE GBA | PGE | El Cerrito G | 115 | 6 | Offshore_Wind |  |  | 0 | 0 | 0 | 0 | 0 | 0 | 0 | 0 | 0 | 0 | 0 | 0 | 0 | 0 | 0 | 0 | 0 | 0 | 0 | 0 | 0 | 0 | 0 | 0 | 0 | 0 | 0 | 0
PG&E NGBA | PGE NGBA | PGE | El Dorado PH | 115 | 19 | Offshore_Wind |  |  | 0 | 0 | 0 | 0 | 0 | 0 | 0 | 0 | 0 | 0 | 0 | 0 | 0 | 0 | 0 | 0 | 0 | 0 | 0 | 0 | 0 | 0 | 0 | 0 | 0 | 0 | 0 | 0
PG&E FRESNO | PGE Fresno | PGE | El Nido (PGE) | 115 | 158 | Offshore_Wind |  |  | 0 | 0 | 0 | 0 | 0 | 0 | 0 | 0 | 0 | 0 | 0 | 0 | 0 | 0 | 0 | 0 | 0 | 0 | 0 | 0 | 0 | 0 | 0 | 0 | 0 | 0 | 0 | 0
SCE Metro | SCE Metro | SCE | El Nido (SCE) | 230 | 132 | Offshore_Wind |  |  | 0 | 0 | 0 | 0 | 0 | 0 | 0 | 0 | 0 | 0 | 0 | 0 | 0 | 0 | 0 | 0 | 0 | 0 | 0 | 0 | 0 | 0 | 0 | 0 | 0 | 0 | 0 | 0
PG&E GBA | PGE GBA | PGE | El Patio | 115 | 81 | Offshore_Wind |  |  | 0 | 0 | 0 | 0 | 0 | 0 | 0 | 0 | 0 | 0 | 0 | 0 | 0 | 0 | 0 | 0 | 0 | 0 | 0 | 0 | 0 | 0 | 0 | 0 | 0 | 0 | 0 | 0
SCE Metro | SCE Metro | SCE | El Segundo | 230 | 97 | Offshore_Wind |  |  | 0 | 0 | 0 | 0 | 0 | 0 | 0 | 0 | 0 | 0 | 0 | 0 | 0 | 0 | 0 | 0 | 0 | 0 | 0 | 0 | 0 | 0 | 0 | 0 | 0 | 0 | 0 | 0
EOP | SCE EOP | SCE | Eldorado | 230 | 161 | Offshore_Wind |  |  | 0 | 0 | 0 | 0 | 0 | 0 | 0 | 0 | 0 | 0 | 0 | 0 | 0 | 0 | 0 | 0 | 0 | 0 | 0 | 0 | 0 | 0 | 0 | 0 | 0 | 0 | 0 | 0
EOP | SCE EOP | SCE | Eldorado | 500 | 131 | Offshore_Wind |  |  | 0 | 0 | 0 | 0 | 0 | 0 | 0 | 0 | 0 | 0 | 0 | 0 | 0 | 0 | 0 | 0 | 0 | 0 | 0 | 0 | 0 | 0 | 0 | 0 | 0 | 0 | 0 | 0
PG&E KERN | PGE Kern | PGE | Elk Hills | 230 | 106 | Offshore_Wind |  |  | 0 | 0 | 0 | 0 | 0 | 0 | 0 | 0 | 0 | 0 | 0 | 0 | 0 | 0 | 0 | 0 | 0 | 0 | 0 | 0 | 0 | 0 | 0 | 0 | 0 | 0 | 0 | 0
SCE Metro | SCE Metro | SCE | Ellis | 230 | 97 | Offshore_Wind |  |  | 0 | 0 | 0 | 0 | 0 | 0 | 0 | 0 | 0 | 0 | 0 | 0 | 0 | 0 | 0 | 0 | 0 | 0 | 0 | 0 | 0 | 0 | 0 | 0 | 0 | 0 | 0 | 0
SDGE | SDGE Imperial | SDGE | Encina | 138 | 171 | Offshore_Wind |  |  | 0 | 0 | 0 | 0 | 0 | 0 | 0 | 0 | 0 | 0 | 0 | 0 | 0 | 0 | 0 | 0 | 0 | 0 | 0 | 0 | 0 | 0 | 0 | 0 | 0 | 0 | 0 | 0
SDGE | SDGE Imperial | SDGE | Encina | 230 | 171 | Offshore_Wind |  |  | 0 | 0 | 0 | 0 | 0 | 0 | 0 | 0 | 0 | 0 | 0 | 0 | 0 | 0 | 0 | 0 | 0 | 0 | 0 | 0 | 0 | 0 | 0 | 0 | 0 | 0 | 0 | 0
SDGE | SDGE Imperial | SDGE | Escondido | 230 | 195 | Offshore_Wind |  |  | 0 | 0 | 0 | 0 | 0 | 0 | 0 | 0 | 0 | 0 | 0 | 0 | 0 | 0 | 0 | 0 | 0 | 0 | 0 | 0 | 0 | 0 | 0 | 0 | 0 | 0 | 0 | 0
PG&E KERN | PGE Kern | PGE | Estrella | 230 | 111 | Offshore_Wind |  |  | 0 | 0 | 0 | 0 | 0 | 0 | 0 | 0 | 0 | 0 | 0 | 0 | 0 | 0 | 0 | 0 | 0 | 0 | 0 | 0 | 0 | 0 | 0 | 0 | 0 | 0 | 0 | 0
SCE Eastern | SCE Eastern | SCE | Etiwanda | 230 | 121 | Offshore_Wind |  |  | 0 | 0 | 0 | 0 | 0 | 0 | 0 | 0 | 0 | 0 | 0 | 0 | 0 | 0 | 0 | 0 | 0 | 0 | 0 | 0 | 0 | 0 | 0 | 0 | 0 | 0 | 0 | 0
PG&E GBA | PGE GBA | PGE | Evergreen | 115 | 11 | Offshore_Wind |  |  | 0 | 0 | 0 | 0 | 0 | 0 | 0 | 0 | 0 | 0 | 0 | 0 | 0 | 0 | 0 | 0 | 0 | 0 | 0 | 0 | 0 | 0 | 0 | 0 | 0 | 0 | 0 | 0
PG&E FRESNO | PGE Fresno | PGE | Excelsior | 115 | 134 | Offshore_Wind |  |  | 0 | 0 | 0 | 0 | 0 | 0 | 0 | 0 | 0 | 0 | 0 | 0 | 0 | 0 | 0 | 0 | 0 | 0 | 0 | 0 | 0 | 0 | 0 | 0 | 0 | 0 | 0 | 0
PG&E FRESNO | PGE Fresno | PGE | Exchequer | 115 | 163 | Offshore_Wind |  |  | 0 | 0 | 0 | 0 | 0 | 0 | 0 | 0 | 0 | 0 | 0 | 0 | 0 | 0 | 0 | 0 | 0 | 0 | 0 | 0 | 0 | 0 | 0 | 0 | 0 | 0 | 0 | 0
PG&E KERN | PGE Kern | PGE | Fairway | 115 | 111 | Offshore_Wind |  |  | 0 | 0 | 0 | 0 | 0 | 0 | 0 | 0 | 0 | 0 | 0 | 0 | 0 | 0 | 0 | 0 | 0 | 0 | 0 | 0 | 0 | 0 | 0 | 0 | 0 | 0 | 0 | 0
PG&E KERN | PGE Kern | PGE | Famoso | 115 | 74 | Offshore_Wind |  |  | 0 | 0 | 0 | 0 | 0 | 0 | 0 | 0 | 0 | 0 | 0 | 0 | 0 | 0 | 0 | 0 | 0 | 0 | 0 | 0 | 0 | 0 | 0 | 0 | 0 | 0 | 0 | 0
PG&E NGBA | PGE NGBA | PGE | Fern Road | 500 | 1 | Offshore_Wind |  |  | 0 | 0 | 0 | 0 | 0 | 0 | 0 | 0 | 0 | 0 | 0 | 0 | 0 | 0 | 0 | 0 | 0 | 0 | 0 | 0 | 0 | 0 | 0 | 0 | 0 | 0 | 0 | 0
PG&E GBA | PGE GBA | PGE | Fibreboard (SPI Sonora) | 115 | 44 | Offshore_Wind |  |  | 0 | 0 | 0 | 0 | 0 | 0 | 0 | 0 | 0 | 0 | 0 | 0 | 0 | 0 | 0 | 0 | 0 | 0 | 0 | 0 | 0 | 0 | 0 | 0 | 0 | 0 | 0 | 0
PG&E FRESNO | PGE Fresno | PGE | Figarden | 230 | 138 | Offshore_Wind |  |  | 0 | 0 | 0 | 0 | 0 | 0 | 0 | 0 | 0 | 0 | 0 | 0 | 0 | 0 | 0 | 0 | 0 | 0 | 0 | 0 | 0 | 0 | 0 | 0 | 0 | 0 | 0 | 0
PG&E FRESNO | PGE Fresno | PGE | Fink | 230 | 64 | Offshore_Wind |  |  | 0 | 0 | 0 | 0 | 0 | 0 | 0 | 0 | 0 | 0 | 0 | 0 | 0 | 0 | 0 | 0 | 0 | 0 | 0 | 0 | 0 | 0 | 0 | 0 | 0 | 0 | 0 | 0
PG&E GBA | PGE GBA | PGE | FMC | 115 | 11 | Offshore_Wind |  |  | 0 | 0 | 0 | 0 | 0 | 0 | 0 | 0 | 0 | 0 | 0 | 0 | 0 | 0 | 0 | 0 | 0 | 0 | 0 | 0 | 0 | 0 | 0 | 0 | 0 | 0 | 0 | 0
PG&E GBA | PGE GBA | PGE | Fremont | 115 | 5 | Offshore_Wind |  |  | 0 | 0 | 0 | 0 | 0 | 0 | 0 | 0 | 0 | 0 | 0 | 0 | 0 | 0 | 0 | 0 | 0 | 0 | 0 | 0 | 0 | 0 | 0 | 0 | 0 | 0 | 0 | 0
PG&E GBA | PGE GBA | PGE | Frogtown | 115 | 12 | Offshore_Wind |  |  | 0 | 0 | 0 | 0 | 0 | 0 | 0 | 0 | 0 | 0 | 0 | 0 | 0 | 0 | 0 | 0 | 0 | 0 | 0 | 0 | 0 | 0 | 0 | 0 | 0 | 0 | 0 | 0
PG&E NGBA | PGE NGBA | PGE | Fulton | 115 | 58 | Offshore_Wind |  |  | 0 | 0 | 0 | 0 | 0 | 0 | 0 | 0 | 0 | 0 | 0 | 0 | 0 | 0 | 0 | 0 | 0 | 0 | 0 | 0 | 0 | 0 | 0 | 0 | 0 | 0 | 0 | 0
PG&E NGBA | PGE NGBA | PGE | Fulton | 230 | 61 | Offshore_Wind |  |  | 0 | 0 | 0 | 0 | 0 | 0 | 0 | 0 | 0 | 0 | 0 | 0 | 0 | 0 | 0 | 0 | 0 | 0 | 0 | 0 | 0 | 0 | 0 | 0 | 0 | 0 | 0 | 0
PG&E KERN | PGE Kern | PGE | Ganso | 115 | 83 | Offshore_Wind |  |  | 0 | 0 | 0 | 0 | 0 | 0 | 0 | 0 | 0 | 0 | 0 | 0 | 0 | 0 | 0 | 0 | 0 | 0 | 0 | 0 | 0 | 0 | 0 | 0 | 0 | 0 | 0 | 0
PG&E FRESNO | PGE Fresno | PGE | Gates | 230 | 135 | Offshore_Wind |  |  | 0 | 0 | 0 | 0 | 0 | 0 | 0 | 0 | 0 | 0 | 0 | 0 | 0 | 0 | 0 | 0 | 0 | 0 | 0 | 0 | 0 | 0 | 0 | 0 | 0 | 0 | 0 | 0
PG&E FRESNO | PGE Fresno | PGE | Gates | 500 | 133 | Offshore_Wind |  |  | 0 | 0 | 0 | 0 | 0 | 0 | 0 | 0 | 0 | 0 | 0 | 0 | 0 | 0 | 0 | 0 | 0 | 0 | 0 | 0 | 0 | 0 | 0 | 0 | 0 | 0 | 0 | 0
PG&E NGBA | PGE NGBA | PGE | Geysers 12 | 230 | 61 | Offshore_Wind |  |  | 0 | 0 | 0 | 0 | 0 | 0 | 0 | 0 | 0 | 0 | 0 | 0 | 0 | 0 | 0 | 0 | 0 | 0 | 0 | 0 | 0 | 0 | 0 | 0 | 0 | 0 | 0 | 0
PG&E NGBA | PGE NGBA | PGE | Geysers 17 | 230 | 61 | Offshore_Wind |  |  | 0 | 0 | 0 | 0 | 0 | 0 | 0 | 0 | 0 | 0 | 0 | 0 | 0 | 0 | 0 | 0 | 0 | 0 | 0 | 0 | 0 | 0 | 0 | 0 | 0 | 0 | 0 | 0
PG&E NGBA | PGE NGBA | PGE | Geysers 3 | 115 | 37 | Offshore_Wind |  |  | 0 | 0 | 0 | 0 | 0 | 0 | 0 | 0 | 0 | 0 | 0 | 0 | 0 | 0 | 0 | 0 | 0 | 0 | 0 | 0 | 0 | 0 | 0 | 0 | 0 | 0 | 0 | 0
PG&E NGBA | PGE NGBA | PGE | Glenn | 230 | 1 | Offshore_Wind |  |  | 0 | 0 | 0 | 0 | 0 | 0 | 0 | 0 | 0 | 0 | 0 | 0 | 0 | 0 | 0 | 0 | 0 | 0 | 0 | 0 | 0 | 0 | 0 | 0 | 0 | 0 | 0 | 0
PG&E NGBA | PGE NGBA | PGE | Gold Hill | 115 | 16 | Offshore_Wind |  |  | 0 | 0 | 0 | 0 | 0 | 0 | 0 | 0 | 0 | 0 | 0 | 0 | 0 | 0 | 0 | 0 | 0 | 0 | 0 | 0 | 0 | 0 | 0 | 0 | 0 | 0 | 0 | 0
PG&E NGBA | PGE NGBA | PGE | Gold Hill | 230 | 19 | Offshore_Wind |  |  | 0 | 0 | 0 | 0 | 0 | 0 | 0 | 0 | 0 | 0 | 0 | 0 | 0 | 0 | 0 | 0 | 0 | 0 | 0 | 0 | 0 | 0 | 0 | 0 | 0 | 0 | 0 | 0
SCE Northern | SCE Northern | SCE | Goleta | 230 | 157 | Offshore_Wind |  |  | 0 | 0 | 0 | 0 | 0 | 0 | 0 | 0 | 0 | 0 | 0 | 0 | 0 | 0 | 0 | 0 | 0 | 0 | 0 | 0 | 0 | 0 | 0 | 0 | 0 | 0 | 0 | 0
SCE Metro | SCE Metro | SCE | Goodrich | 230 | 97 | Offshore_Wind |  |  | 0 | 0 | 0 | 0 | 0 | 0 | 0 | 0 | 0 | 0 | 0 | 0 | 0 | 0 | 0 | 0 | 0 | 0 | 0 | 0 | 0 | 0 | 0 | 0 | 0 | 0 | 0 | 0
PG&E KERN | PGE Kern | PGE | Goose Lake | 115 | 74 | Offshore_Wind |  |  | 0 | 0 | 0 | 0 | 0 | 0 | 0 | 0 | 0 | 0 | 0 | 0 | 0 | 0 | 0 | 0 | 0 | 0 | 0 | 0 | 0 | 0 | 0 | 0 | 0 | 0 | 0 | 0
SCE Metro | SCE Metro | SCE | Gould | 230 | 97 | Offshore_Wind |  |  | 0 | 0 | 0 | 0 | 0 | 0 | 0 | 0 | 0 | 0 | 0 | 0 | 0 | 0 | 0 | 0 | 0 | 0 | 0 | 0 | 0 | 0 | 0 | 0 | 0 | 0 | 0 | 0
PG&E NGBA | PGE NGBA | PGE | Grand Island | 115 | 17 | Offshore_Wind |  |  | 0 | 0 | 0 | 0 | 0 | 0 | 0 | 0 | 0 | 0 | 0 | 0 | 0 | 0 | 0 | 0 | 0 | 0 | 0 | 0 | 0 | 0 | 0 | 0 | 0 | 0 | 0 | 0
PG&E GBA | PGE GBA | PGE | Grant | 115 | 3 | Offshore_Wind |  |  | 0 | 0 | 0 | 0 | 0 | 0 | 0 | 0 | 0 | 0 | 0 | 0 | 0 | 0 | 0 | 0 | 0 | 0 | 0 | 0 | 0 | 0 | 0 | 0 | 0 | 0 | 0 | 0
PG&E GBA | PGE GBA | PGE | Green Valley | 115 | 87 | Offshore_Wind |  |  | 0 | 0 | 0 | 0 | 0 | 0 | 0 | 0 | 0 | 0 | 0 | 0 | 0 | 0 | 0 | 0 | 0 | 0 | 0 | 0 | 0 | 0 | 0 | 0 | 0 | 0 | 0 | 0
PG&E NGBA | PGE NGBA | PGE | Greenleaf 1 | 115 | 22 | Offshore_Wind |  |  | 0 | 0 | 0 | 0 | 0 | 0 | 0 | 0 | 0 | 0 | 0 | 0 | 0 | 0 | 0 | 0 | 0 | 0 | 0 | 0 | 0 | 0 | 0 | 0 | 0 | 0 | 0 | 0
PG&E FRESNO | PGE Fresno | PGE | Gregg | 230 | 149 | Offshore_Wind |  |  | 0 | 0 | 0 | 0 | 0 | 0 | 0 | 0 | 0 | 0 | 0 | 0 | 0 | 0 | 0 | 0 | 0 | 0 | 0 | 0 | 0 | 0 | 0 | 0 | 0 | 0 | 0 | 0
PG&E FRESNO | PGE Fresno | PGE | Grimmway-Malaga | 115 | 117 | Offshore_Wind |  |  | 0 | 0 | 0 | 0 | 0 | 0 | 0 | 0 | 0 | 0 | 0 | 0 | 0 | 0 | 0 | 0 | 0 | 0 | 0 | 0 | 0 | 0 | 0 | 0 | 0 | 0 | 0 | 0
PG&E NGBA | PGE NGBA | PGE | Grizzly | 230 | 24 | Offshore_Wind |  |  | 0 | 0 | 0 | 0 | 0 | 0 | 0 | 0 | 0 | 0 | 0 | 0 | 0 | 0 | 0 | 0 | 0 | 0 | 0 | 0 | 0 | 0 | 0 | 0 | 0 | 0 | 0 | 0
PG&E FRESNO | PGE Fresno | PGE | GWF Hanford | 115 | 125 | Offshore_Wind |  |  | 0 | 0 | 0 | 0 | 0 | 0 | 0 | 0 | 0 | 0 | 0 | 0 | 0 | 0 | 0 | 0 | 0 | 0 | 0 | 0 | 0 | 0 | 0 | 0 | 0 | 0 | 0 | 0
PG&E FRESNO | PGE Fresno | PGE | Haas | 230 | 117 | Offshore_Wind |  |  | 0 | 0 | 0 | 0 | 0 | 0 | 0 | 0 | 0 | 0 | 0 | 0 | 0 | 0 | 0 | 0 | 0 | 0 | 0 | 0 | 0 | 0 | 0 | 0 | 0 | 0 | 0 | 0
PG&E FRESNO | PGE Fresno | PGE | Hammonds | 115 | 114 | Offshore_Wind |  |  | 0 | 0 | 0 | 0 | 0 | 0 | 0 | 0 | 0 | 0 | 0 | 0 | 0 | 0 | 0 | 0 | 0 | 0 | 0 | 0 | 0 | 0 | 0 | 0 | 0 | 0 | 0 | 0
SCE Metro | SCE Metro | SCE | HarborGen | 230 | 97 | Offshore_Wind |  |  | 0 | 0 | 0 | 0 | 0 | 0 | 0 | 0 | 0 | 0 | 0 | 0 | 0 | 0 | 0 | 0 | 0 | 0 | 0 | 0 | 0 | 0 | 0 | 0 | 0 | 0 | 0 | 0
EOP | SCE EOP | SCE | Harry Allen | 500 | 161 | Offshore_Wind |  |  | 0 | 0 | 0 | 0 | 0 | 0 | 0 | 0 | 0 | 0 | 0 | 0 | 0 | 0 | 0 | 0 | 0 | 0 | 0 | 0 | 0 | 0 | 0 | 0 | 0 | 0 | 0 | 0
SCE NOL | SCE NOL | SCE | Harvard | 115 | 160 | Offshore_Wind |  |  | 0 | 0 | 0 | 0 | 0 | 0 | 0 | 0 | 0 | 0 | 0 | 0 | 0 | 0 | 0 | 0 | 0 | 0 | 0 | 0 | 0 | 0 | 0 | 0 | 0 | 0 | 0 | 0
SDGE | SDGE Arizona | SDGE | Hassayampa | 500 | 180 | Offshore_Wind |  |  | 0 | 0 | 0 | 0 | 0 | 0 | 0 | 0 | 0 | 0 | 0 | 0 | 0 | 0 | 0 | 0 | 0 | 0 | 0 | 0 | 0 | 0 | 0 | 0 | 0 | 0 | 0 | 0
PG&E FRESNO | PGE Fresno | PGE | Helm | 230 | 117 | Offshore_Wind |  |  | 0 | 0 | 0 | 0 | 0 | 0 | 0 | 0 | 0 | 0 | 0 | 0 | 0 | 0 | 0 | 0 | 0 | 0 | 0 | 0 | 0 | 0 | 0 | 0 | 0 | 0 | 0 | 0
PG&E FRESNO | PGE Fresno | PGE | Henrietta | 115 | 90 | Offshore_Wind |  |  | 0 | 0 | 0 | 0 | 0 | 0 | 0 | 0 | 0 | 0 | 0 | 0 | 0 | 0 | 0 | 0 | 0 | 0 | 0 | 0 | 0 | 0 | 0 | 0 | 0 | 0 | 0 | 0
PG&E FRESNO | PGE Fresno | PGE | Henrietta | 230 | 75 | Offshore_Wind |  |  | 0 | 0 | 0 | 0 | 0 | 0 | 0 | 0 | 0 | 0 | 0 | 0 | 0 | 0 | 0 | 0 | 0 | 0 | 0 | 0 | 0 | 0 | 0 | 0 | 0 | 0 | 0 | 0
PG&E FRESNO | PGE Fresno | PGE | Herndon | 115 | 136 | Offshore_Wind |  |  | 0 | 0 | 0 | 0 | 0 | 0 | 0 | 0 | 0 | 0 | 0 | 0 | 0 | 0 | 0 | 0 | 0 | 0 | 0 | 0 | 0 | 0 | 0 | 0 | 0 | 0 | 0 | 0
PG&E FRESNO | PGE Fresno | PGE | Herndon | 230 | 138 | Offshore_Wind |  |  | 0 | 0 | 0 | 0 | 0 | 0 | 0 | 0 | 0 | 0 | 0 | 0 | 0 | 0 | 0 | 0 | 0 | 0 | 0 | 0 | 0 | 0 | 0 | 0 | 0 | 0 | 0 | 0
PG&E GBA | PGE GBA | PGE | Hicks | 230 | 80 | Offshore_Wind |  |  | 0 | 0 | 0 | 0 | 0 | 0 | 0 | 0 | 0 | 0 | 0 | 0 | 0 | 0 | 0 | 0 | 0 | 0 | 0 | 0 | 0 | 0 | 0 | 0 | 0 | 0 | 0 | 0
PG&E NGBA | PGE NGBA | PGE | Higgins | 115 | 20 | Offshore_Wind |  |  | 0 | 0 | 0 | 0 | 0 | 0 | 0 | 0 | 0 | 0 | 0 | 0 | 0 | 0 | 0 | 0 | 0 | 0 | 0 | 0 | 0 | 0 | 0 | 0 | 0 | 0 | 0 | 0
PG&E NGBA | PGE NGBA | PGE | Hilltop | 345 | 1 | Offshore_Wind |  |  | 0 | 0 | 0 | 0 | 0 | 0 | 0 | 0 | 0 | 0 | 0 | 0 | 0 | 0 | 0 | 0 | 0 | 0 | 0 | 0 | 0 | 0 | 0 | 0 | 0 | 0 | 0 | 0
SCE Metro | SCE Metro | SCE | Hinson | 230 | 132 | Offshore_Wind |  |  | 0 | 0 | 0 | 0 | 0 | 0 | 0 | 0 | 0 | 0 | 0 | 0 | 0 | 0 | 0 | 0 | 0 | 0 | 0 | 0 | 0 | 0 | 0 | 0 | 0 | 0 | 0 | 0
PG&E GBA | PGE GBA | PGE | Hollister | 115 | 85 | Offshore_Wind |  |  | 0 | 0 | 0 | 0 | 0 | 0 | 0 | 0 | 0 | 0 | 0 | 0 | 0 | 0 | 0 | 0 | 0 | 0 | 0 | 0 | 0 | 0 | 0 | 0 | 0 | 0 | 0 | 0
PG&E NGBA | PGE NGBA | PGE | Homestake | 115 | 37 | Offshore_Wind |  |  | 0 | 0 | 0 | 0 | 0 | 0 | 0 | 0 | 0 | 0 | 0 | 0 | 0 | 0 | 0 | 0 | 0 | 0 | 0 | 0 | 0 | 0 | 0 | 0 | 0 | 0 | 0 | 0
PG&E NGBA | PGE NGBA | PGE | Honcut | 115 | 22 | Offshore_Wind |  |  | 0 | 0 | 0 | 0 | 0 | 0 | 0 | 0 | 0 | 0 | 0 | 0 | 0 | 0 | 0 | 0 | 0 | 0 | 0 | 0 | 0 | 0 | 0 | 0 | 0 | 0 | 0 | 0
SDGE | SDGE Arizona | SDGE | Hoodoo Wash | 500 | 184 | Offshore_Wind |  |  | 0 | 0 | 0 | 0 | 0 | 0 | 0 | 0 | 0 | 0 | 0 | 0 | 0 | 0 | 0 | 0 | 0 | 0 | 0 | 0 | 0 | 0 | 0 | 0 | 0 | 0 | 0 | 0
PG&E NGBA | PGE NGBA | PGE | Hopland | 115 | 27 | Offshore_Wind |  |  | 0 | 0 | 0 | 0 | 0 | 0 | 0 | 0 | 0 | 0 | 0 | 0 | 0 | 0 | 0 | 0 | 0 | 0 | 0 | 0 | 0 | 0 | 0 | 0 | 0 | 0 | 0 | 0
PG&E NGBA | PGE NGBA | PGE | Humboldt | 115 | 1 | Offshore_Wind |  |  | 0 | 0 | 0 | 0 | 0 | 0 | 0 | 0 | 0 | 0 | 0 | 0 | 0 | 0 | 0 | 0 | 0 | 0 | 0 | 0 | 0 | 0 | 0 | 0 | 0 | 0 | 0 | 0
PG&E NGBA | PGE NGBA | PGE | Humboldt | 500 | 1 | Offshore_Wind |  |  | 1 | 0 | 0 | 0 | 0 | 0 | 0 | 0 | 0 | 0 | 0 | 0 | 0 | 0 | 0 | 0 | 1607 | 0 | 1607 | 1607 | 0 | 1607 | 0 | 0 | 0 | 1607 | 0 | 1607
SCE Metro | SCE Metro | SCE | Huntington Beach | 230 | 97 | Offshore_Wind |  |  | 0 | 0 | 0 | 0 | 0 | 0 | 0 | 0 | 0 | 0 | 0 | 0 | 0 | 0 | 0 | 0 | 0 | 0 | 0 | 0 | 0 | 0 | 0 | 0 | 0 | 0 | 0 | 0
PG&E NGBA | PGE NGBA | PGE | Ignacio | 115 | 47 | Offshore_Wind |  |  | 0 | 0 | 0 | 0 | 0 | 0 | 0 | 0 | 0 | 0 | 0 | 0 | 0 | 0 | 0 | 0 | 0 | 0 | 0 | 0 | 0 | 0 | 0 | 0 | 0 | 0 | 0 | 0
PG&E NGBA | PGE NGBA | PGE | Ignacio | 230 | 27 | Offshore_Wind |  |  | 0 | 0 | 0 | 0 | 0 | 0 | 0 | 0 | 0 | 0 | 0 | 0 | 0 | 0 | 0 | 0 | 0 | 0 | 0 | 0 | 0 | 0 | 0 | 0 | 0 | 0 | 0 | 0
SDGE | SDGE Imperial | SDGE | Imperial Valley | 230 | 196 | Offshore_Wind |  |  | 0 | 0 | 0 | 0 | 0 | 0 | 0 | 0 | 0 | 0 | 0 | 0 | 0 | 0 | 0 | 0 | 0 | 0 | 0 | 0 | 0 | 0 | 0 | 0 | 0 | 0 | 0 | 0
SDGE | SDGE Imperial | SDGE | Imperial Valley | 500 | 196 | Offshore_Wind |  |  | 0 | 0 | 0 | 0 | 0 | 0 | 0 | 0 | 0 | 0 | 0 | 0 | 0 | 0 | 0 | 0 | 0 | 0 | 0 | 0 | 0 | 0 | 0 | 0 | 0 | 0 | 0 | 0
EOP | SCE EOP | SCE | Innovation | 138 | 177 | Offshore_Wind |  |  | 0 | 0 | 0 | 0 | 0 | 0 | 0 | 0 | 0 | 0 | 0 | 0 | 0 | 0 | 0 | 0 | 0 | 0 | 0 | 0 | 0 | 0 | 0 | 0 | 0 | 0 | 0 | 0
EOP | SCE EOP | SCE | Innovation | 230 | 177 | Offshore_Wind |  |  | 0 | 0 | 0 | 0 | 0 | 0 | 0 | 0 | 0 | 0 | 0 | 0 | 0 | 0 | 0 | 0 | 0 | 0 | 0 | 0 | 0 | 0 | 0 | 0 | 0 | 0 | 0 | 0
SCE NOL | SCE NOL | SCE | Inyokern | 115 | 160 | Offshore_Wind |  |  | 0 | 0 | 0 | 0 | 0 | 0 | 0 | 0 | 0 | 0 | 0 | 0 | 0 | 0 | 0 | 0 | 0 | 0 | 0 | 0 | 0 | 0 | 0 | 0 | 0 | 0 | 0 | 0
EOP | SCE EOP | SCE | IS Tap | 138 | 177 | Offshore_Wind |  |  | 0 | 0 | 0 | 0 | 0 | 0 | 0 | 0 | 0 | 0 | 0 | 0 | 0 | 0 | 0 | 0 | 0 | 0 | 0 | 0 | 0 | 0 | 0 | 0 | 0 | 0 | 0 | 0
EOP | SCE EOP | SCE | Ivanpah | 115 | 161 | Offshore_Wind |  |  | 0 | 0 | 0 | 0 | 0 | 0 | 0 | 0 | 0 | 0 | 0 | 0 | 0 | 0 | 0 | 0 | 0 | 0 | 0 | 0 | 0 | 0 | 0 | 0 | 0 | 0 | 0 | 0
EOP | SCE EOP | SCE | Ivanpah | 230 | 161 | Offshore_Wind |  |  | 0 | 0 | 0 | 0 | 0 | 0 | 0 | 0 | 0 | 0 | 0 | 0 | 0 | 0 | 0 | 0 | 0 | 0 | 0 | 0 | 0 | 0 | 0 | 0 | 0 | 0 | 0 | 0
EOP | SCE EOP | SCE | Jackass (DOE) | 138 | 177 | Offshore_Wind |  |  | 0 | 0 | 0 | 0 | 0 | 0 | 0 | 0 | 0 | 0 | 0 | 0 | 0 | 0 | 0 | 0 | 0 | 0 | 0 | 0 | 0 | 0 | 0 | 0 | 0 | 0 | 0 | 0
PG&E NGBA | PGE NGBA | PGE | James B Black | 230 | 1 | Offshore_Wind |  |  | 0 | 0 | 0 | 0 | 0 | 0 | 0 | 0 | 0 | 0 | 0 | 0 | 0 | 0 | 0 | 0 | 0 | 0 | 0 | 0 | 0 | 0 | 0 | 0 | 0 | 0 | 0 | 0
PG&E GBA | PGE GBA | PGE | Jefferson | 230 | 80 | Offshore_Wind |  |  | 0 | 0 | 0 | 0 | 0 | 0 | 0 | 0 | 0 | 0 | 0 | 0 | 0 | 0 | 0 | 0 | 0 | 0 | 0 | 0 | 0 | 0 | 0 | 0 | 0 | 0 | 0 | 0
PG&E NGBA | PGE NGBA | PGE | Jessup | 115 | 1 | Offshore_Wind |  |  | 0 | 0 | 0 | 0 | 0 | 0 | 0 | 0 | 0 | 0 | 0 | 0 | 0 | 0 | 0 | 0 | 0 | 0 | 0 | 0 | 0 | 0 | 0 | 0 | 0 | 0 | 0 | 0
SCE Metro | SCE Metro | SCE | Johanna | 230 | 97 | Offshore_Wind |  |  | 0 | 0 | 0 | 0 | 0 | 0 | 0 | 0 | 0 | 0 | 0 | 0 | 0 | 0 | 0 | 0 | 0 | 0 | 0 | 0 | 0 | 0 | 0 | 0 | 0 | 0 | 0 | 0
SCE Eastern | SCE Eastern | SCE | Julian Hinds | 230 | 174 | Offshore_Wind |  |  | 0 | 0 | 0 | 0 | 0 | 0 | 0 | 0 | 0 | 0 | 0 | 0 | 0 | 0 | 0 | 0 | 0 | 0 | 0 | 0 | 0 | 0 | 0 | 0 | 0 | 0 | 0 | 0
PG&E GBA | PGE GBA | PGE | Kasson | 115 | 12 | Offshore_Wind |  |  | 0 | 0 | 0 | 0 | 0 | 0 | 0 | 0 | 0 | 0 | 0 | 0 | 0 | 0 | 0 | 0 | 0 | 0 | 0 | 0 | 0 | 0 | 0 | 0 | 0 | 0 | 0 | 0
PG&E FRESNO | PGE Fresno | PGE | Kearney | 230 | 140 | Offshore_Wind |  |  | 0 | 0 | 0 | 0 | 0 | 0 | 0 | 0 | 0 | 0 | 0 | 0 | 0 | 0 | 0 | 0 | 0 | 0 | 0 | 0 | 0 | 0 | 0 | 0 | 0 | 0 | 0 | 0
PG&E GBA | PGE GBA | PGE | Kelso | 230 | 32 | Offshore_Wind |  |  | 0 | 0 | 0 | 0 | 0 | 0 | 0 | 0 | 0 | 0 | 0 | 0 | 0 | 0 | 0 | 0 | 0 | 0 | 0 | 0 | 0 | 0 | 0 | 0 | 0 | 0 | 0 | 0
PG&E FRESNO | PGE Fresno | PGE | Kerchoff 1 | 115 | 150 | Offshore_Wind |  |  | 0 | 0 | 0 | 0 | 0 | 0 | 0 | 0 | 0 | 0 | 0 | 0 | 0 | 0 | 0 | 0 | 0 | 0 | 0 | 0 | 0 | 0 | 0 | 0 | 0 | 0 | 0 | 0
PG&E KERN | PGE Kern | PGE | Kern Oil | 115 | 101 | Offshore_Wind |  |  | 0 | 0 | 0 | 0 | 0 | 0 | 0 | 0 | 0 | 0 | 0 | 0 | 0 | 0 | 0 | 0 | 0 | 0 | 0 | 0 | 0 | 0 | 0 | 0 | 0 | 0 | 0 | 0
PG&E KERN | PGE Kern | PGE | Kern PP | 115 | 104 | Offshore_Wind |  |  | 0 | 0 | 0 | 0 | 0 | 0 | 0 | 0 | 0 | 0 | 0 | 0 | 0 | 0 | 0 | 0 | 0 | 0 | 0 | 0 | 0 | 0 | 0 | 0 | 0 | 0 | 0 | 0
PG&E KERN | PGE Kern | PGE | Kern PP | 230 | 96 | Offshore_Wind |  |  | 0 | 0 | 0 | 0 | 0 | 0 | 0 | 0 | 0 | 0 | 0 | 0 | 0 | 0 | 0 | 0 | 0 | 0 | 0 | 0 | 0 | 0 | 0 | 0 | 0 | 0 | 0 | 0
PG&E KERN | PGE Kern | PGE | Kernridge | 115 | 100 | Offshore_Wind |  |  | 0 | 0 | 0 | 0 | 0 | 0 | 0 | 0 | 0 | 0 | 0 | 0 | 0 | 0 | 0 | 0 | 0 | 0 | 0 | 0 | 0 | 0 | 0 | 0 | 0 | 0 | 0 | 0
PG&E FRESNO | PGE Fresno | PGE | Kingsburg | 115 | 148 | Offshore_Wind |  |  | 0 | 0 | 0 | 0 | 0 | 0 | 0 | 0 | 0 | 0 | 0 | 0 | 0 | 0 | 0 | 0 | 0 | 0 | 0 | 0 | 0 | 0 | 0 | 0 | 0 | 0 | 0 | 0
PG&E GBA | PGE GBA | PGE | Kirker | 115 | 1 | Offshore_Wind |  |  | 0 | 0 | 0 | 0 | 0 | 0 | 0 | 0 | 0 | 0 | 0 | 0 | 0 | 0 | 0 | 0 | 0 | 0 | 0 | 0 | 0 | 0 | 0 | 0 | 0 | 0 | 0 | 0
PG&E NGBA | PGE NGBA | PGE | Knights Landing | 115 | 18 | Offshore_Wind |  |  | 0 | 0 | 0 | 0 | 0 | 0 | 0 | 0 | 0 | 0 | 0 | 0 | 0 | 0 | 0 | 0 | 0 | 0 | 0 | 0 | 0 | 0 | 0 | 0 | 0 | 0 | 0 | 0
SCE NOL | SCE NOL | SCE | Kramer | 115 | 160 | Offshore_Wind |  |  | 0 | 0 | 0 | 0 | 0 | 0 | 0 | 0 | 0 | 0 | 0 | 0 | 0 | 0 | 0 | 0 | 0 | 0 | 0 | 0 | 0 | 0 | 0 | 0 | 0 | 0 | 0 | 0
SCE NOL | SCE NOL | SCE | Kramer | 230 | 160 | Offshore_Wind |  |  | 0 | 0 | 0 | 0 | 0 | 0 | 0 | 0 | 0 | 0 | 0 | 0 | 0 | 0 | 0 | 0 | 0 | 0 | 0 | 0 | 0 | 0 | 0 | 0 | 0 | 0 | 0 | 0
SCE Metro | SCE Metro | SCE | La Cienega | 230 | 132 | Offshore_Wind |  |  | 0 | 0 | 0 | 0 | 0 | 0 | 0 | 0 | 0 | 0 | 0 | 0 | 0 | 0 | 0 | 0 | 0 | 0 | 0 | 0 | 0 | 0 | 0 | 0 | 0 | 0 | 0 | 0
SCE Metro | SCE Metro | SCE | La Fresa | 230 | 132 | Offshore_Wind |  |  | 0 | 0 | 0 | 0 | 0 | 0 | 0 | 0 | 0 | 0 | 0 | 0 | 0 | 0 | 0 | 0 | 0 | 0 | 0 | 0 | 0 | 0 | 0 | 0 | 0 | 0 | 0 | 0
SCE Metro | SCE Metro | SCE | Laguna Bell | 230 | 97 | Offshore_Wind |  |  | 0 | 0 | 0 | 0 | 0 | 0 | 0 | 0 | 0 | 0 | 0 | 0 | 0 | 0 | 0 | 0 | 0 | 0 | 0 | 0 | 0 | 0 | 0 | 0 | 0 | 0 | 0 | 0
PG&E NGBA | PGE NGBA | PGE | Lakeville | 230 | 62 | Offshore_Wind |  |  | 0 | 0 | 0 | 0 | 0 | 0 | 0 | 0 | 0 | 0 | 0 | 0 | 0 | 0 | 0 | 0 | 0 | 0 | 0 | 0 | 0 | 0 | 0 | 0 | 0 | 0 | 0 | 0
PG&E NGBA | PGE NGBA | PGE | Lakeville | 115 | 57 | Offshore_Wind |  |  | 0 | 0 | 0 | 0 | 0 | 0 | 0 | 0 | 0 | 0 | 0 | 0 | 0 | 0 | 0 | 0 | 0 | 0 | 0 | 0 | 0 | 0 | 0 | 0 | 0 | 0 | 0 | 0
PG&E GBA | PGE GBA | PGE | Lakewood | 115 | 1 | Offshore_Wind |  |  | 0 | 0 | 0 | 0 | 0 | 0 | 0 | 0 | 0 | 0 | 0 | 0 | 0 | 0 | 0 | 0 | 0 | 0 | 0 | 0 | 0 | 0 | 0 | 0 | 0 | 0 | 0 | 0
PG&E NGBA | PGE NGBA | PGE | Lambie | 230 | 59 | Offshore_Wind |  |  | 0 | 0 | 0 | 0 | 0 | 0 | 0 | 0 | 0 | 0 | 0 | 0 | 0 | 0 | 0 | 0 | 0 | 0 | 0 | 0 | 0 | 0 | 0 | 0 | 0 | 0 | 0 | 0
PG&E GBA | PGE GBA | PGE | Lammers | 115 | 44 | Offshore_Wind |  |  | 0 | 0 | 0 | 0 | 0 | 0 | 0 | 0 | 0 | 0 | 0 | 0 | 0 | 0 | 0 | 0 | 0 | 0 | 0 | 0 | 0 | 0 | 0 | 0 | 0 | 0 | 0 | 0
PG&E KERN | PGE Kern | PGE | Lamont | 115 | 108 | Offshore_Wind |  |  | 0 | 0 | 0 | 0 | 0 | 0 | 0 | 0 | 0 | 0 | 0 | 0 | 0 | 0 | 0 | 0 | 0 | 0 | 0 | 0 | 0 | 0 | 0 | 0 | 0 | 0 | 0 | 0
PG&E FRESNO | PGE Fresno | PGE | Las Aguilas | 230 | 120 | Offshore_Wind |  |  | 0 | 0 | 0 | 0 | 0 | 0 | 0 | 0 | 0 | 0 | 0 | 0 | 0 | 0 | 0 | 0 | 0 | 0 | 0 | 0 | 0 | 0 | 0 | 0 | 0 | 0 | 0 | 0
EOP | SCE EOP | SCE | Lathrop | 138 | 177 | Offshore_Wind |  |  | 0 | 0 | 0 | 0 | 0 | 0 | 0 | 0 | 0 | 0 | 0 | 0 | 0 | 0 | 0 | 0 | 0 | 0 | 0 | 0 | 0 | 0 | 0 | 0 | 0 | 0 | 0 | 0
EOP | SCE EOP | SCE | Lathrop | 230 | 177 | Offshore_Wind |  |  | 0 | 0 | 0 | 0 | 0 | 0 | 0 | 0 | 0 | 0 | 0 | 0 | 0 | 0 | 0 | 0 | 0 | 0 | 0 | 0 | 0 | 0 | 0 | 0 | 0 | 0 | 0 | 0
PG&E FRESNO | PGE Fresno | PGE | Le Grand | 115 | 166 | Offshore_Wind |  |  | 0 | 0 | 0 | 0 | 0 | 0 | 0 | 0 | 0 | 0 | 0 | 0 | 0 | 0 | 0 | 0 | 0 | 0 | 0 | 0 | 0 | 0 | 0 | 0 | 0 | 0 | 0 | 0
PG&E KERN | PGE Kern | PGE | Lerdo | 115 | 106 | Offshore_Wind |  |  | 0 | 0 | 0 | 0 | 0 | 0 | 0 | 0 | 0 | 0 | 0 | 0 | 0 | 0 | 0 | 0 | 0 | 0 | 0 | 0 | 0 | 0 | 0 | 0 | 0 | 0 | 0 | 0
SCE Metro | SCE Metro | SCE | Lewis | 230 | 97 | Offshore_Wind |  |  | 0 | 0 | 0 | 0 | 0 | 0 | 0 | 0 | 0 | 0 | 0 | 0 | 0 | 0 | 0 | 0 | 0 | 0 | 0 | 0 | 0 | 0 | 0 | 0 | 0 | 0 | 0 | 0
SCE Metro | SCE Metro | SCE | Lighthipe | 230 | 132 | Offshore_Wind |  |  | 0 | 0 | 0 | 0 | 0 | 0 | 0 | 0 | 0 | 0 | 0 | 0 | 0 | 0 | 0 | 0 | 0 | 0 | 0 | 0 | 0 | 0 | 0 | 0 | 0 | 0 | 0 | 0
PG&E NGBA | PGE NGBA | PGE | Lincoln | 115 | 24 | Offshore_Wind |  |  | 0 | 0 | 0 | 0 | 0 | 0 | 0 | 0 | 0 | 0 | 0 | 0 | 0 | 0 | 0 | 0 | 0 | 0 | 0 | 0 | 0 | 0 | 0 | 0 | 0 | 0 | 0 | 0
PG&E KERN | PGE Kern | PGE | Live Oak | 115 | 92 | Offshore_Wind |  |  | 0 | 0 | 0 | 0 | 0 | 0 | 0 | 0 | 0 | 0 | 0 | 0 | 0 | 0 | 0 | 0 | 0 | 0 | 0 | 0 | 0 | 0 | 0 | 0 | 0 | 0 | 0 | 0
PG&E GBA | PGE GBA | PGE | Llagas | 115 | 40 | Offshore_Wind |  |  | 0 | 0 | 0 | 0 | 0 | 0 | 0 | 0 | 0 | 0 | 0 | 0 | 0 | 0 | 0 | 0 | 0 | 0 | 0 | 0 | 0 | 0 | 0 | 0 | 0 | 0 | 0 | 0
PG&E GBA | PGE GBA | PGE | Lockeford | 115 | 15 | Offshore_Wind |  |  | 0 | 0 | 0 | 0 | 0 | 0 | 0 | 0 | 0 | 0 | 0 | 0 | 0 | 0 | 0 | 0 | 0 | 0 | 0 | 0 | 0 | 0 | 0 | 0 | 0 | 0 | 0 | 0
PG&E GBA | PGE GBA | PGE | Lockeford | 230 | 66 | Offshore_Wind |  |  | 0 | 0 | 0 | 0 | 0 | 0 | 0 | 0 | 0 | 0 | 0 | 0 | 0 | 0 | 0 | 0 | 0 | 0 | 0 | 0 | 0 | 0 | 0 | 0 | 0 | 0 | 0 | 0
PG&E GBA | PGE GBA | PGE | Lodi | 230 | 16 | Offshore_Wind |  |  | 0 | 0 | 0 | 0 | 0 | 0 | 0 | 0 | 0 | 0 | 0 | 0 | 0 | 0 | 0 | 0 | 0 | 0 | 0 | 0 | 0 | 0 | 0 | 0 | 0 | 0 | 0 | 0
PG&E NGBA | PGE NGBA | PGE | Logan Creek | 230 | 25 | Offshore_Wind |  |  | 0 | 0 | 0 | 0 | 0 | 0 | 0 | 0 | 0 | 0 | 0 | 0 | 0 | 0 | 0 | 0 | 0 | 0 | 0 | 0 | 0 | 0 | 0 | 0 | 0 | 0 | 0 | 0
PG&E GBA | PGE GBA | PGE | Lone Tree | 230 | 30 | Offshore_Wind |  |  | 0 | 0 | 0 | 0 | 0 | 0 | 0 | 0 | 0 | 0 | 0 | 0 | 0 | 0 | 0 | 0 | 0 | 0 | 0 | 0 | 0 | 0 | 0 | 0 | 0 | 0 | 0 | 0
PG&E FRESNO | PGE Fresno | PGE | Los Banos | 230 | 88 | Offshore_Wind |  |  | 0 | 0 | 0 | 0 | 0 | 0 | 0 | 0 | 0 | 0 | 0 | 0 | 0 | 0 | 0 | 0 | 0 | 0 | 0 | 0 | 0 | 0 | 0 | 0 | 0 | 0 | 0 | 0
PG&E FRESNO | PGE Fresno | PGE | Los Banos | 500 | 77 | Offshore_Wind |  |  | 0 | 0 | 0 | 0 | 0 | 0 | 0 | 0 | 0 | 0 | 0 | 0 | 0 | 0 | 0 | 0 | 0 | 0 | 0 | 0 | 0 | 0 | 0 | 0 | 0 | 0 | 0 | 0
SDGE | SDGE Imperial | SDGE | Los Coches | 138 | 189 | Offshore_Wind |  |  | 0 | 0 | 0 | 0 | 0 | 0 | 0 | 0 | 0 | 0 | 0 | 0 | 0 | 0 | 0 | 0 | 0 | 0 | 0 | 0 | 0 | 0 | 0 | 0 | 0 | 0 | 0 | 0
PG&E GBA | PGE GBA | PGE | Los Esteros | 115 | 38 | Offshore_Wind |  |  | 0 | 0 | 0 | 0 | 0 | 0 | 0 | 0 | 0 | 0 | 0 | 0 | 0 | 0 | 0 | 0 | 0 | 0 | 0 | 0 | 0 | 0 | 0 | 0 | 0 | 0 | 0 | 0
PG&E GBA | PGE GBA | PGE | Los Esteros | 230 | 38 | Offshore_Wind |  |  | 0 | 0 | 0 | 0 | 0 | 0 | 0 | 0 | 0 | 0 | 0 | 0 | 0 | 0 | 0 | 0 | 0 | 0 | 0 | 0 | 0 | 0 | 0 | 0 | 0 | 0 | 0 | 0
PG&E GBA | PGE GBA | PGE | Los Positas | 230 |  | Offshore_Wind |  |  | 0 | 0 | 0 | 0 | 0 | 0 | 0 | 0 | 0 | 0 | 0 | 0 | 0 | 0 | 0 | 0 | 0 | 0 | 0 | 0 | 0 | 0 | 0 | 0 | 0 | 0 | 0 | 0
SCE NOL | SCE NOL | SCE | Lugo | 230 | 110 | Offshore_Wind |  |  | 0 | 0 | 0 | 0 | 0 | 0 | 0 | 0 | 0 | 0 | 0 | 0 | 0 | 0 | 0 | 0 | 0 | 0 | 0 | 0 | 0 | 0 | 0 | 0 | 0 | 0 | 0 | 0
SCE Metro | SCE NOL | SCE | Lugo | 500 | 97 | Offshore_Wind |  |  | 0 | 0 | 0 | 0 | 0 | 0 | 0 | 0 | 0 | 0 | 0 | 0 | 0 | 0 | 0 | 0 | 0 | 0 | 0 | 0 | 0 | 0 | 0 | 0 | 0 | 0 | 0 | 0
PG&E NGBA | PGE NGBA | PGE | Madison | 115 | 39 | Offshore_Wind |  |  | 0 | 0 | 0 | 0 | 0 | 0 | 0 | 0 | 0 | 0 | 0 | 0 | 0 | 0 | 0 | 0 | 0 | 0 | 0 | 0 | 0 | 0 | 0 | 0 | 0 | 0 | 0 | 0
PG&E KERN | PGE Kern | PGE | Magunden | 115 | 99 | Offshore_Wind |  |  | 0 | 0 | 0 | 0 | 0 | 0 | 0 | 0 | 0 | 0 | 0 | 0 | 0 | 0 | 0 | 0 | 0 | 0 | 0 | 0 | 0 | 0 | 0 | 0 | 0 | 0 | 0 | 0
SCE Northern | PGE Kern | PGE | Magunden | 230 | 144 | Offshore_Wind |  |  | 0 | 0 | 0 | 0 | 0 | 0 | 0 | 0 | 0 | 0 | 0 | 0 | 0 | 0 | 0 | 0 | 0 | 0 | 0 | 0 | 0 | 0 | 0 | 0 | 0 | 0 | 0 | 0
PG&E FRESNO | PGE Fresno | PGE | Malaga | 115 | 148 | Offshore_Wind |  |  | 0 | 0 | 0 | 0 | 0 | 0 | 0 | 0 | 0 | 0 | 0 | 0 | 0 | 0 | 0 | 0 | 0 | 0 | 0 | 0 | 0 | 0 | 0 | 0 | 0 | 0 | 0 | 0
PG&E NGBA | PGE NGBA | PGE | Malin | 500 | 1 | Offshore_Wind |  |  | 0 | 0 | 0 | 0 | 0 | 0 | 0 | 0 | 0 | 0 | 0 | 0 | 0 | 0 | 0 | 0 | 0 | 0 | 0 | 0 | 0 | 0 | 0 | 0 | 0 | 0 | 0 | 0
SCE Northern | SCE Northern | SCE | Mandalay | 230 | 157 | Offshore_Wind |  |  | 0 | 0 | 0 | 0 | 0 | 0 | 0 | 0 | 0 | 0 | 0 | 0 | 0 | 0 | 0 | 0 | 0 | 0 | 0 | 0 | 0 | 0 | 0 | 0 | 0 | 0 | 0 | 0
PG&E FRESNO | PGE Fresno | PGE | Manning | 230 | 69 | Offshore_Wind |  |  | 0 | 0 | 0 | 0 | 0 | 0 | 0 | 0 | 0 | 0 | 0 | 0 | 0 | 0 | 0 | 0 | 0 | 0 | 0 | 0 | 0 | 0 | 0 | 0 | 0 | 0 | 0 | 0
PG&E FRESNO | PGE Fresno | PGE | Manning | 500 |  | Offshore_Wind |  |  | 0 | 0 | 0 | 0 | 0 | 0 | 0 | 0 | 0 | 0 | 0 | 0 | 0 | 0 | 0 | 0 | 0 | 0 | 0 | 0 | 0 | 0 | 0 | 0 | 0 | 0 | 0 | 0
PG&E GBA | PGE GBA | PGE | Manteca | 115 | 127 | Offshore_Wind |  |  | 0 | 0 | 0 | 0 | 0 | 0 | 0 | 0 | 0 | 0 | 0 | 0 | 0 | 0 | 0 | 0 | 0 | 0 | 0 | 0 | 0 | 0 | 0 | 0 | 0 | 0 | 0 | 0
SDGE | SDGE Imperial | SDGE | Margarita | 138 | 187 | Offshore_Wind |  |  | 0 | 0 | 0 | 0 | 0 | 0 | 0 | 0 | 0 | 0 | 0 | 0 | 0 | 0 | 0 | 0 | 0 | 0 | 0 | 0 | 0 | 0 | 0 | 0 | 0 | 0 | 0 | 0
PG&E GBA | PGE GBA | PGE | Martin | 230 | 3 | Offshore_Wind |  |  | 0 | 0 | 0 | 0 | 0 | 0 | 0 | 0 | 0 | 0 | 0 | 0 | 0 | 0 | 0 | 0 | 0 | 0 | 0 | 0 | 0 | 0 | 0 | 0 | 0 | 0 | 0 | 0
PG&E GBA | PGE GBA | PGE | Martin | 115 | 31 | Offshore_Wind |  |  | 0 | 0 | 0 | 0 | 0 | 0 | 0 | 0 | 0 | 0 | 0 | 0 | 0 | 0 | 0 | 0 | 0 | 0 | 0 | 0 | 0 | 0 | 0 | 0 | 0 | 0 | 0 | 0
PG&E GBA | PGE GBA | PGE | Martinez | 115 | 51 | Offshore_Wind |  |  | 0 | 0 | 0 | 0 | 0 | 0 | 0 | 0 | 0 | 0 | 0 | 0 | 0 | 0 | 0 | 0 | 0 | 0 | 0 | 0 | 0 | 0 | 0 | 0 | 0 | 0 | 0 | 0
PG&E FRESNO | PGE Fresno | PGE | Mc Mullin | 230 | 117 | Offshore_Wind |  |  | 0 | 0 | 0 | 0 | 0 | 0 | 0 | 0 | 0 | 0 | 0 | 0 | 0 | 0 | 0 | 0 | 0 | 0 | 0 | 0 | 0 | 0 | 0 | 0 | 0 | 0 | 0 | 0
PG&E FRESNO | PGE Fresno | PGE | McCall | 115 | 118 | Offshore_Wind |  |  | 0 | 0 | 0 | 0 | 0 | 0 | 0 | 0 | 0 | 0 | 0 | 0 | 0 | 0 | 0 | 0 | 0 | 0 | 0 | 0 | 0 | 0 | 0 | 0 | 0 | 0 | 0 | 0
PG&E FRESNO | PGE Fresno | PGE | McCall | 230 | 117 | Offshore_Wind |  |  | 0 | 0 | 0 | 0 | 0 | 0 | 0 | 0 | 0 | 0 | 0 | 0 | 0 | 0 | 0 | 0 | 0 | 0 | 0 | 0 | 0 | 0 | 0 | 0 | 0 | 0 | 0 | 0
PG&E GBA | PGE GBA | PGE | Meadow Lane | 115 | 1 | Offshore_Wind |  |  | 0 | 0 | 0 | 0 | 0 | 0 | 0 | 0 | 0 | 0 | 0 | 0 | 0 | 0 | 0 | 0 | 0 | 0 | 0 | 0 | 0 | 0 | 0 | 0 | 0 | 0 | 0 | 0
PG&E GBA | PGE GBA | PGE | Melones | 115 | 44 | Offshore_Wind |  |  | 0 | 0 | 0 | 0 | 0 | 0 | 0 | 0 | 0 | 0 | 0 | 0 | 0 | 0 | 0 | 0 | 0 | 0 | 0 | 0 | 0 | 0 | 0 | 0 | 0 | 0 | 0 | 0
PG&E GBA | PGE GBA | PGE | Melones | 230 | 44 | Offshore_Wind |  |  | 0 | 0 | 0 | 0 | 0 | 0 | 0 | 0 | 0 | 0 | 0 | 0 | 0 | 0 | 0 | 0 | 0 | 0 | 0 | 0 | 0 | 0 | 0 | 0 | 0 | 0 | 0 | 0
PG&E NGBA | PGE NGBA | PGE | Mendocino | 115 | 27 | Offshore_Wind |  |  | 0 | 0 | 0 | 0 | 0 | 0 | 0 | 0 | 0 | 0 | 0 | 0 | 0 | 0 | 0 | 0 | 0 | 0 | 0 | 0 | 0 | 0 | 0 | 0 | 0 | 0 | 0 | 0
PG&E FRESNO | PGE Fresno | PGE | Mendota | 115 | 164 | Offshore_Wind |  |  | 0 | 0 | 0 | 0 | 0 | 0 | 0 | 0 | 0 | 0 | 0 | 0 | 0 | 0 | 0 | 0 | 0 | 0 | 0 | 0 | 0 | 0 | 0 | 0 | 0 | 0 | 0 | 0
PG&E FRESNO | PGE Fresno | PGE | Merced | 115 | 162 | Offshore_Wind |  |  | 0 | 0 | 0 | 0 | 0 | 0 | 0 | 0 | 0 | 0 | 0 | 0 | 0 | 0 | 0 | 0 | 0 | 0 | 0 | 0 | 0 | 0 | 0 | 0 | 0 | 0 | 0 | 0
EOP | SCE EOP | SCE | Mercury | 138 | 177 | Offshore_Wind |  |  | 0 | 0 | 0 | 0 | 0 | 0 | 0 | 0 | 0 | 0 | 0 | 0 | 0 | 0 | 0 | 0 | 0 | 0 | 0 | 0 | 0 | 0 | 0 | 0 | 0 | 0 | 0 | 0
PG&E KERN | PGE Kern | PGE | Mesa (PGE) | 115 | 111 | Offshore_Wind |  |  | 0 | 0 | 0 | 0 | 0 | 0 | 0 | 0 | 0 | 0 | 0 | 0 | 0 | 0 | 0 | 0 | 0 | 0 | 0 | 0 | 0 | 0 | 0 | 0 | 0 | 0 | 0 | 0
PG&E KERN | PGE Kern | PGE | Mesa (PGE) | 230 | 122 | Offshore_Wind |  |  | 0 | 0 | 0 | 0 | 0 | 0 | 0 | 0 | 0 | 0 | 0 | 0 | 0 | 0 | 0 | 0 | 0 | 0 | 0 | 0 | 0 | 0 | 0 | 0 | 0 | 0 | 0 | 0
SCE Metro | SCE Metro | SCE | Mesa (SCE) | 230 | 97 | Offshore_Wind |  |  | 0 | 0 | 0 | 0 | 0 | 0 | 0 | 0 | 0 | 0 | 0 | 0 | 0 | 0 | 0 | 0 | 0 | 0 | 0 | 0 | 0 | 0 | 0 | 0 | 0 | 0 | 0 | 0
SCE Metro | SCE Metro | SCE | Mesa (SCE) | 500 | 97 | Offshore_Wind |  |  | 0 | 0 | 0 | 0 | 0 | 0 | 0 | 0 | 0 | 0 | 0 | 0 | 0 | 0 | 0 | 0 | 0 | 0 | 0 | 0 | 0 | 0 | 0 | 0 | 0 | 0 | 0 | 0
PG&E GBA | PGE GBA | PGE | Metcalf | 115 | 11 | Offshore_Wind |  |  | 0 | 0 | 0 | 0 | 0 | 0 | 0 | 0 | 0 | 0 | 0 | 0 | 0 | 0 | 0 | 0 | 0 | 0 | 0 | 0 | 0 | 0 | 0 | 0 | 0 | 0 | 0 | 0
PG&E GBA | PGE GBA | PGE | Metcalf | 230 | 11 | Offshore_Wind |  |  | 0 | 0 | 0 | 0 | 0 | 0 | 0 | 0 | 0 | 0 | 0 | 0 | 0 | 0 | 0 | 0 | 0 | 0 | 0 | 0 | 0 | 0 | 0 | 0 | 0 | 0 | 0 | 0
PG&E GBA | PGE GBA | PGE | Metcalf | 500 | 77 | Offshore_Wind |  |  | 0 | 0 | 0 | 0 | 0 | 0 | 0 | 0 | 0 | 0 | 0 | 0 | 0 | 0 | 0 | 0 | 0 | 0 | 0 | 0 | 0 | 0 | 0 | 0 | 0 | 0 | 0 | 0
PG&E KERN | PGE Kern | PGE | Midway | 115 | 112 | Offshore_Wind |  |  | 0 | 0 | 0 | 0 | 0 | 0 | 0 | 0 | 0 | 0 | 0 | 0 | 0 | 0 | 0 | 0 | 0 | 0 | 0 | 0 | 0 | 0 | 0 | 0 | 0 | 0 | 0 | 0
PG&E KERN | PGE Kern | PGE | Midway | 230 | 102 | Offshore_Wind |  |  | 0 | 0 | 0 | 0 | 0 | 0 | 0 | 0 | 0 | 0 | 0 | 0 | 0 | 0 | 0 | 0 | 0 | 0 | 0 | 0 | 0 | 0 | 0 | 0 | 0 | 0 | 0 | 0
PG&E KERN | PGE Kern | PGE | Midway | 500 | 73 | Offshore_Wind |  |  | 0 | 0 | 0 | 0 | 0 | 0 | 0 | 0 | 0 | 0 | 0 | 0 | 0 | 0 | 0 | 0 | 0 | 0 | 0 | 0 | 0 | 0 | 0 | 0 | 0 | 0 | 0 | 0
SDGE | SDGE Imperial | SDGE | Miguel | 230 | 196 | Offshore_Wind |  |  | 0 | 0 | 0 | 0 | 0 | 0 | 0 | 0 | 0 | 0 | 0 | 0 | 0 | 0 | 0 | 0 | 0 | 0 | 0 | 0 | 0 | 0 | 0 | 0 | 0 | 0 | 0 | 0
SDGE | SDGE Imperial | SDGE | Miguel | 500 | 196 | Offshore_Wind |  |  | 0 | 0 | 0 | 0 | 0 | 0 | 0 | 0 | 0 | 0 | 0 | 0 | 0 | 0 | 0 | 0 | 0 | 0 | 0 | 0 | 0 | 0 | 0 | 0 | 0 | 0 | 0 | 0
PG&E GBA | PGE GBA | PGE | Millbrae | 115 | 31 | Offshore_Wind |  |  | 0 | 0 | 0 | 0 | 0 | 0 | 0 | 0 | 0 | 0 | 0 | 0 | 0 | 0 | 0 | 0 | 0 | 0 | 0 | 0 | 0 | 0 | 0 | 0 | 0 | 0 | 0 | 0
PG&E GBA | PGE GBA | PGE | Miller | 115 | 44 | Offshore_Wind |  |  | 0 | 0 | 0 | 0 | 0 | 0 | 0 | 0 | 0 | 0 | 0 | 0 | 0 | 0 | 0 | 0 | 0 | 0 | 0 | 0 | 0 | 0 | 0 | 0 | 0 | 0 | 0 | 0
SCE Metro | SCE Metro | SCE | Mira Loma | 230 | 97 | Offshore_Wind |  |  | 0 | 0 | 0 | 0 | 0 | 0 | 0 | 0 | 0 | 0 | 0 | 0 | 0 | 0 | 0 | 0 | 0 | 0 | 0 | 0 | 0 | 0 | 0 | 0 | 0 | 0 | 0 | 0
SCE Metro | SCE Metro | SCE | Mira Loma | 500 | 97 | Offshore_Wind |  |  | 0 | 0 | 0 | 0 | 0 | 0 | 0 | 0 | 0 | 0 | 0 | 0 | 0 | 0 | 0 | 0 | 0 | 0 | 0 | 0 | 0 | 0 | 0 | 0 | 0 | 0 | 0 | 0
SCE Eastern | SCE Eastern | SCE | Mirage | 115 | 174 | Offshore_Wind |  |  | 0 | 0 | 0 | 0 | 0 | 0 | 0 | 0 | 0 | 0 | 0 | 0 | 0 | 0 | 0 | 0 | 0 | 0 | 0 | 0 | 0 | 0 | 0 | 0 | 0 | 0 | 0 | 0
SCE Eastern | SCE Eastern | SCE | Mirage | 230 |  | Offshore_Wind |  |  | 0 | 0 | 0 | 0 | 0 | 0 | 0 | 0 | 0 | 0 | 0 | 0 | 0 | 0 | 0 | 0 | 0 | 0 | 0 | 0 | 0 | 0 | 0 | 0 | 0 | 0 | 0 | 0
SDGE | SDGE Imperial | SDGE | Mission | 138 | 186 | Offshore_Wind |  |  | 0 | 0 | 0 | 0 | 0 | 0 | 0 | 0 | 0 | 0 | 0 | 0 | 0 | 0 | 0 | 0 | 0 | 0 | 0 | 0 | 0 | 0 | 0 | 0 | 0 | 0 | 0 | 0
SDGE | SDGE Imperial | SDGE | Mission | 230 | 186 | Offshore_Wind |  |  | 0 | 0 | 0 | 0 | 0 | 0 | 0 | 0 | 0 | 0 | 0 | 0 | 0 | 0 | 0 | 0 | 0 | 0 | 0 | 0 | 0 | 0 | 0 | 0 | 0 | 0 | 0 | 0
PG&E GBA | PGE GBA | PGE | Mi-Wuk | 115 | 44 | Offshore_Wind |  |  | 0 | 0 | 0 | 0 | 0 | 0 | 0 | 0 | 0 | 0 | 0 | 0 | 0 | 0 | 0 | 0 | 0 | 0 | 0 | 0 | 0 | 0 | 0 | 0 | 0 | 0 | 0 | 0
EOP | SCE EOP | SCE | Mohave | 500 | 131 | Offshore_Wind |  |  | 0 | 0 | 0 | 0 | 0 | 0 | 0 | 0 | 0 | 0 | 0 | 0 | 0 | 0 | 0 | 0 | 0 | 0 | 0 | 0 | 0 | 0 | 0 | 0 | 0 | 0 | 0 | 0
PG&E NGBA | PGE NGBA | PGE | Monroe | 115 | 27 | Offshore_Wind |  |  | 0 | 0 | 0 | 0 | 0 | 0 | 0 | 0 | 0 | 0 | 0 | 0 | 0 | 0 | 0 | 0 | 0 | 0 | 0 | 0 | 0 | 0 | 0 | 0 | 0 | 0 | 0 | 0
PG&E GBA | PGE GBA | PGE | Monta Vista | 115 | 80 | Offshore_Wind |  |  | 0 | 0 | 0 | 0 | 0 | 0 | 0 | 0 | 0 | 0 | 0 | 0 | 0 | 0 | 0 | 0 | 0 | 0 | 0 | 0 | 0 | 0 | 0 | 0 | 0 | 0 | 0 | 0
PG&E GBA | PGE GBA | PGE | Monta Vista | 230 | 10 | Offshore_Wind |  |  | 0 | 0 | 0 | 0 | 0 | 0 | 0 | 0 | 0 | 0 | 0 | 0 | 0 | 0 | 0 | 0 | 0 | 0 | 0 | 0 | 0 | 0 | 0 | 0 | 0 | 0 | 0 | 0
PG&E NGBA | PGE NGBA | PGE | Monticello | 115 | 55 | Offshore_Wind |  |  | 0 | 0 | 0 | 0 | 0 | 0 | 0 | 0 | 0 | 0 | 0 | 0 | 0 | 0 | 0 | 0 | 0 | 0 | 0 | 0 | 0 | 0 | 0 | 0 | 0 | 0 | 0 | 0
SCE Northern | SCE Northern | SCE | Moorpark | 230 | 157 | Offshore_Wind |  |  | 0 | 0 | 0 | 0 | 0 | 0 | 0 | 0 | 0 | 0 | 0 | 0 | 0 | 0 | 0 | 0 | 0 | 0 | 0 | 0 | 0 | 0 | 0 | 0 | 0 | 0 | 0 | 0
PG&E GBA | PGE GBA | PGE | Moraga | 115 | 6 | Offshore_Wind |  |  | 0 | 0 | 0 | 0 | 0 | 0 | 0 | 0 | 0 | 0 | 0 | 0 | 0 | 0 | 0 | 0 | 0 | 0 | 0 | 0 | 0 | 0 | 0 | 0 | 0 | 0 | 0 | 0
PG&E GBA | PGE GBA | PGE | Moraga | 230 | 53 | Offshore_Wind |  |  | 0 | 0 | 0 | 0 | 0 | 0 | 0 | 0 | 0 | 0 | 0 | 0 | 0 | 0 | 0 | 0 | 0 | 0 | 0 | 0 | 0 | 0 | 0 | 0 | 0 | 0 | 0 | 0
PG&E GBA | PGE GBA | PGE | Morgan Hill | 115 | 40 | Offshore_Wind |  |  | 0 | 0 | 0 | 0 | 0 | 0 | 0 | 0 | 0 | 0 | 0 | 0 | 0 | 0 | 0 | 0 | 0 | 0 | 0 | 0 | 0 | 0 | 0 | 0 | 0 | 0 | 0 | 0
PG&E KERN | PGE Kern | PGE | Morro Bay | 115 | 111 | Offshore_Wind |  |  | 0 | 0 | 0 | 0 | 0 | 0 | 0 | 0 | 0 | 0 | 0 | 0 | 0 | 0 | 0 | 0 | 0 | 0 | 0 | 0 | 0 | 0 | 0 | 0 | 0 | 0 | 0 | 0
PG&E KERN | PGE Kern | PGE | Morro Bay | 230 | 122 | Offshore_Wind |  |  | 0 | 0 | 0 | 0 | 0 | 0 | 0 | 0 | 0 | 0 | 0 | 0 | 0 | 0 | 0 | 0 | 0 | 0 | 0 | 0 | 0 | 0 | 0 | 0 | 0 | 0 | 0 | 0
PG&E KERN | PGE Kern | PGE | Morro Bay | 500 | 98 | Offshore_Wind |  |  | 0 | 0 | 0 | 0 | 0 | 0 | 0 | 0 | 0 | 0 | 0 | 0 | 0 | 0 | 0 | 0 | 0 | 0 | 0 | 0 | 0 | 0 | 0 | 0 | 0 | 0 | 0 | 0
PG&E GBA | PGE GBA | PGE | Moss Landing | 115 | 85 | Offshore_Wind |  |  | 0 | 0 | 0 | 0 | 0 | 0 | 0 | 0 | 0 | 0 | 0 | 0 | 0 | 0 | 0 | 0 | 0 | 0 | 0 | 0 | 0 | 0 | 0 | 0 | 0 | 0 | 0 | 0
PG&E GBA | PGE GBA | PGE | Moss Landing | 230 | 85 | Offshore_Wind |  |  | 0 | 0 | 0 | 0 | 0 | 0 | 0 | 0 | 0 | 0 | 0 | 0 | 0 | 0 | 0 | 0 | 0 | 0 | 0 | 0 | 0 | 0 | 0 | 0 | 0 | 0 | 0 | 0
PG&E GBA | PGE GBA | PGE | Moss Landing | 500 | 82 | Offshore_Wind |  |  | 0 | 0 | 0 | 0 | 0 | 0 | 0 | 0 | 0 | 0 | 0 | 0 | 0 | 0 | 0 | 0 | 0 | 0 | 0 | 0 | 0 | 0 | 0 | 0 | 0 | 0 | 0 | 0
EOP | SCE EOP | SCE | Mountain Pass | 115 | 161 | Offshore_Wind |  |  | 0 | 0 | 0 | 0 | 0 | 0 | 0 | 0 | 0 | 0 | 0 | 0 | 0 | 0 | 0 | 0 | 0 | 0 | 0 | 0 | 0 | 0 | 0 | 0 | 0 | 0 | 0 | 0
PG&E GBA | PGE GBA | PGE | Mountain View | 115 | 78 | Offshore_Wind |  |  | 0 | 0 | 0 | 0 | 0 | 0 | 0 | 0 | 0 | 0 | 0 | 0 | 0 | 0 | 0 | 0 | 0 | 0 | 0 | 0 | 0 | 0 | 0 | 0 | 0 | 0 | 0 | 0
PG&E GBA | PGE GBA | PGE | Mt Eden | 115 | 3 | Offshore_Wind |  |  | 0 | 0 | 0 | 0 | 0 | 0 | 0 | 0 | 0 | 0 | 0 | 0 | 0 | 0 | 0 | 0 | 0 | 0 | 0 | 0 | 0 | 0 | 0 | 0 | 0 | 0 | 0 | 0
PG&E KERN | PGE Kern | PGE | Mt Poso | 115 | 74 | Offshore_Wind |  |  | 0 | 0 | 0 | 0 | 0 | 0 | 0 | 0 | 0 | 0 | 0 | 0 | 0 | 0 | 0 | 0 | 0 | 0 | 0 | 0 | 0 | 0 | 0 | 0 | 0 | 0 | 0 | 0
PG&E FRESNO | PGE Fresno | PGE | Mustang | 230 | 145 | Offshore_Wind |  |  | 0 | 0 | 0 | 0 | 0 | 0 | 0 | 0 | 0 | 0 | 0 | 0 | 0 | 0 | 0 | 0 | 0 | 0 | 0 | 0 | 0 | 0 | 0 | 0 | 0 | 0 | 0 | 0
PG&E KERN | PGE Kern | PGE | New Sub - Gates - Midway (Proposed) | 230 | 93 | Offshore_Wind |  |  | 0 | 0 | 0 | 0 | 0 | 0 | 0 | 0 | 0 | 0 | 0 | 0 | 0 | 0 | 0 | 0 | 0 | 0 | 0 | 0 | 0 | 0 | 0 | 0 | 0 | 0 | 0 | 0
PG&E KERN | PGE Kern | PGE | New Sub - Gates - Templeton (Proposed) | 230 | 130 | Offshore_Wind |  |  | 0 | 0 | 0 | 0 | 0 | 0 | 0 | 0 | 0 | 0 | 0 | 0 | 0 | 0 | 0 | 0 | 0 | 0 | 0 | 0 | 0 | 0 | 0 | 0 | 0 | 0 | 0 | 0
SCE NOL | SCE NOL | SCE | New Sub - Kramer - Lugo (Proposed) | 230 | 160 | Offshore_Wind |  |  | 0 | 0 | 0 | 0 | 0 | 0 | 0 | 0 | 0 | 0 | 0 | 0 | 0 | 0 | 0 | 0 | 0 | 0 | 0 | 0 | 0 | 0 | 0 | 0 | 0 | 0 | 0 | 0
PG&E FRESNO | PGE Fresno | PGE | New Sub - Los Banos - Midway (Proposed) | 500 | 73 | Offshore_Wind |  |  | 0 | 0 | 0 | 0 | 0 | 0 | 0 | 0 | 0 | 0 | 0 | 0 | 0 | 0 | 0 | 0 | 0 | 0 | 0 | 0 | 0 | 0 | 0 | 0 | 0 | 0 | 0 | 0
SCE NOL | SCE NOL | SCE | New Sub - Lugo - Pisgah (Proposed) | 230 | 141 | Offshore_Wind |  |  | 0 | 0 | 0 | 0 | 0 | 0 | 0 | 0 | 0 | 0 | 0 | 0 | 0 | 0 | 0 | 0 | 0 | 0 | 0 | 0 | 0 | 0 | 0 | 0 | 0 | 0 | 0 | 0
PG&E KERN | PGE Kern | PGE | New Sub - Midway - Wheeler Ridge (Proposed) | 230 | 93 | Offshore_Wind |  |  | 0 | 0 | 0 | 0 | 0 | 0 | 0 | 0 | 0 | 0 | 0 | 0 | 0 | 0 | 0 | 0 | 0 | 0 | 0 | 0 | 0 | 0 | 0 | 0 | 0 | 0 | 0 | 0
PG&E NGBA | PGE NGBA | PGE | New Sub - Near existing Leavitt (PSREC) | 345 |  | Offshore_Wind |  |  | 0 | 0 | 0 | 0 | 0 | 0 | 0 | 0 | 0 | 0 | 0 | 0 | 0 | 0 | 0 | 0 | 0 | 0 | 0 | 0 | 0 | 0 | 0 | 0 | 0 | 0 | 0 | 0
PG&E NGBA | PGE NGBA | PGE | New Sub - Near existing Madeline (NVE) | 345 |  | Offshore_Wind |  |  | 0 | 0 | 0 | 0 | 0 | 0 | 0 | 0 | 0 | 0 | 0 | 0 | 0 | 0 | 0 | 0 | 0 | 0 | 0 | 0 | 0 | 0 | 0 | 0 | 0 | 0 | 0 | 0
SDGE | SDGE Imperial | SDGE | New Sub - North Gila - IV (Proposed) | 500 | 185 | Offshore_Wind |  |  | 0 | 0 | 0 | 0 | 0 | 0 | 0 | 0 | 0 | 0 | 0 | 0 | 0 | 0 | 0 | 0 | 0 | 0 | 0 | 0 | 0 | 0 | 0 | 0 | 0 | 0 | 0 | 0
PG&E NGBA | PGE NGBA | PGE | New Sub - Pit 1 - Cottonwood (Proposed) | 230 | 2 | Offshore_Wind |  |  | 0 | 0 | 0 | 0 | 0 | 0 | 0 | 0 | 0 | 0 | 0 | 0 | 0 | 0 | 0 | 0 | 0 | 0 | 0 | 0 | 0 | 0 | 0 | 0 | 0 | 0 | 0 | 0
PG&E GBA | PGE GBA | PGE | New Sub - Rancho Seco - Bellota (Proposed) | 230 | 15 | Offshore_Wind |  |  | 0 | 0 | 0 | 0 | 0 | 0 | 0 | 0 | 0 | 0 | 0 | 0 | 0 | 0 | 0 | 0 | 0 | 0 | 0 | 0 | 0 | 0 | 0 | 0 | 0 | 0 | 0 | 0
SDGE | SDGE Imperial | SDGE | New Sub - Suncrest - Ocotillo (Proposed) | 500 | 183 | Offshore_Wind |  |  | 0 | 0 | 0 | 0 | 0 | 0 | 0 | 0 | 0 | 0 | 0 | 0 | 0 | 0 | 0 | 0 | 0 | 0 | 0 | 0 | 0 | 0 | 0 | 0 | 0 | 0 | 0 | 0
PG&E FRESNO | PGE Fresno | PGE | New Sub - Westley - Quinto (Proposed) | 230 | 64 | Offshore_Wind |  |  | 0 | 0 | 0 | 0 | 0 | 0 | 0 | 0 | 0 | 0 | 0 | 0 | 0 | 0 | 0 | 0 | 0 | 0 | 0 | 0 | 0 | 0 | 0 | 0 | 0 | 0 | 0 | 0
PG&E GBA | PGE GBA | PGE | Newark | 115 | 38 | Offshore_Wind |  |  | 0 | 0 | 0 | 0 | 0 | 0 | 0 | 0 | 0 | 0 | 0 | 0 | 0 | 0 | 0 | 0 | 0 | 0 | 0 | 0 | 0 | 0 | 0 | 0 | 0 | 0 | 0 | 0
PG&E GBA | PGE GBA | PGE | Newark | 230 | 45 | Offshore_Wind |  |  | 0 | 0 | 0 | 0 | 0 | 0 | 0 | 0 | 0 | 0 | 0 | 0 | 0 | 0 | 0 | 0 | 0 | 0 | 0 | 0 | 0 | 0 | 0 | 0 | 0 | 0 | 0 | 0
PG&E FRESNO | PGE Fresno | PGE | Newhall | 115 | 137 | Offshore_Wind |  |  | 0 | 0 | 0 | 0 | 0 | 0 | 0 | 0 | 0 | 0 | 0 | 0 | 0 | 0 | 0 | 0 | 0 | 0 | 0 | 0 | 0 | 0 | 0 | 0 | 0 | 0 | 0 | 0
PG&E KERN | PGE Kern | PGE | Norco | 115 | 95 | Offshore_Wind |  |  | 0 | 0 | 0 | 0 | 0 | 0 | 0 | 0 | 0 | 0 | 0 | 0 | 0 | 0 | 0 | 0 | 0 | 0 | 0 | 0 | 0 | 0 | 0 | 0 | 0 | 0 | 0 | 0
PG&E GBA | PGE GBA | PGE | Nortech | 115 | 13 | Offshore_Wind |  |  | 0 | 0 | 0 | 0 | 0 | 0 | 0 | 0 | 0 | 0 | 0 | 0 | 0 | 0 | 0 | 0 | 0 | 0 | 0 | 0 | 0 | 0 | 0 | 0 | 0 | 0 | 0 | 0
SDGE | SDGE Imperial | SDGE | North City Metering | 138 | 186 | Offshore_Wind |  |  | 0 | 0 | 0 | 0 | 0 | 0 | 0 | 0 | 0 | 0 | 0 | 0 | 0 | 0 | 0 | 0 | 0 | 0 | 0 | 0 | 0 | 0 | 0 | 0 | 0 | 0 | 0 | 0
PG&E GBA | PGE GBA | PGE | North Dublin | 230 | 42 | Offshore_Wind |  |  | 0 | 0 | 0 | 0 | 0 | 0 | 0 | 0 | 0 | 0 | 0 | 0 | 0 | 0 | 0 | 0 | 0 | 0 | 0 | 0 | 0 | 0 | 0 | 0 | 0 | 0 | 0 | 0
SDGE | SDGE Arizona | SDGE | North Gila | 500 | 188 | Offshore_Wind |  |  | 0 | 0 | 0 | 0 | 0 | 0 | 0 | 0 | 0 | 0 | 0 | 0 | 0 | 0 | 0 | 0 | 0 | 0 | 0 | 0 | 0 | 0 | 0 | 0 | 0 | 0 | 0 | 0
SCE Metro | SCE Metro | SCE | North of SONGS | 230 | 97 | Offshore_Wind |  |  | 0 | 0 | 0 | 0 | 0 | 0 | 0 | 0 | 0 | 0 | 0 | 0 | 0 | 0 | 0 | 0 | 0 | 0 | 0 | 0 | 0 | 0 | 0 | 0 | 0 | 0 | 0 | 0
SCE Metro | SCE Metro | SCE | North of SONGS | 500 | 97 | Offshore_Wind |  |  | 0 | 0 | 0 | 0 | 0 | 0 | 0 | 0 | 0 | 0 | 0 | 0 | 0 | 0 | 0 | 0 | 0 | 0 | 0 | 0 | 0 | 0 | 0 | 0 | 0 | 0 | 0 | 0
PG&E NGBA | PGE NGBA | PGE | Notre Dame | 115 | 1 | Offshore_Wind |  |  | 0 | 0 | 0 | 0 | 0 | 0 | 0 | 0 | 0 | 0 | 0 | 0 | 0 | 0 | 0 | 0 | 0 | 0 | 0 | 0 | 0 | 0 | 0 | 0 | 0 | 0 | 0 | 0
PG&E GBA | PGE GBA | PGE | Oakland C | 115 | 56 | Offshore_Wind |  |  | 0 | 0 | 0 | 0 | 0 | 0 | 0 | 0 | 0 | 0 | 0 | 0 | 0 | 0 | 0 | 0 | 0 | 0 | 0 | 0 | 0 | 0 | 0 | 0 | 0 | 0 | 0 | 0
PG&E GBA | PGE GBA | PGE | Oakland J | 115 | 6 | Offshore_Wind |  |  | 0 | 0 | 0 | 0 | 0 | 0 | 0 | 0 | 0 | 0 | 0 | 0 | 0 | 0 | 0 | 0 | 0 | 0 | 0 | 0 | 0 | 0 | 0 | 0 | 0 | 0 | 0 | 0
PG&E GBA | PGE GBA | PGE | Oakland L | 115 | 6 | Offshore_Wind |  |  | 0 | 0 | 0 | 0 | 0 | 0 | 0 | 0 | 0 | 0 | 0 | 0 | 0 | 0 | 0 | 0 | 0 | 0 | 0 | 0 | 0 | 0 | 0 | 0 | 0 | 0 | 0 | 0
PG&E GBA | PGE GBA | PGE | Oakland X | 115 | 6 | Offshore_Wind |  |  | 0 | 0 | 0 | 0 | 0 | 0 | 0 | 0 | 0 | 0 | 0 | 0 | 0 | 0 | 0 | 0 | 0 | 0 | 0 | 0 | 0 | 0 | 0 | 0 | 0 | 0 | 0 | 0
PG&E KERN | PGE Kern | PGE | Oceano | 115 | 111 | Offshore_Wind |  |  | 0 | 0 | 0 | 0 | 0 | 0 | 0 | 0 | 0 | 0 | 0 | 0 | 0 | 0 | 0 | 0 | 0 | 0 | 0 | 0 | 0 | 0 | 0 | 0 | 0 | 0 | 0 | 0
SDGE | SDGE Imperial | SDGE | Ocotillo Express | 500 | 194 | Offshore_Wind |  |  | 0 | 0 | 0 | 0 | 0 | 0 | 0 | 0 | 0 | 0 | 0 | 0 | 0 | 0 | 0 | 0 | 0 | 0 | 0 | 0 | 0 | 0 | 0 | 0 | 0 | 0 | 0 | 0
SDGE | SDGE Imperial | SDGE | Old Town | 230 | 171 | Offshore_Wind |  |  | 0 | 0 | 0 | 0 | 0 | 0 | 0 | 0 | 0 | 0 | 0 | 0 | 0 | 0 | 0 | 0 | 0 | 0 | 0 | 0 | 0 | 0 | 0 | 0 | 0 | 0 | 0 | 0
SCE Metro | SCE Metro | SCE | Olinda | 230 | 97 | Offshore_Wind |  |  | 0 | 0 | 0 | 0 | 0 | 0 | 0 | 0 | 0 | 0 | 0 | 0 | 0 | 0 | 0 | 0 | 0 | 0 | 0 | 0 | 0 | 0 | 0 | 0 | 0 | 0 | 0 | 0
PG&E FRESNO | PGE Fresno | PGE | Olive | 115 | 119 | Offshore_Wind |  |  | 0 | 0 | 0 | 0 | 0 | 0 | 0 | 0 | 0 | 0 | 0 | 0 | 0 | 0 | 0 | 0 | 0 | 0 | 0 | 0 | 0 | 0 | 0 | 0 | 0 | 0 | 0 | 0
PG&E NGBA | PGE NGBA | PGE | Olivehurst | 115 | 22 | Offshore_Wind |  |  | 0 | 0 | 0 | 0 | 0 | 0 | 0 | 0 | 0 | 0 | 0 | 0 | 0 | 0 | 0 | 0 | 0 | 0 | 0 | 0 | 0 | 0 | 0 | 0 | 0 | 0 | 0 | 0
SCE Northern | SCE Northern | SCE | Ormond Beach | 230 | 157 | Offshore_Wind |  |  | 0 | 0 | 0 | 0 | 0 | 0 | 0 | 0 | 0 | 0 | 0 | 0 | 0 | 0 | 0 | 0 | 0 | 0 | 0 | 0 | 0 | 0 | 0 | 0 | 0 | 0 | 0 | 0
PG&E FRESNO | PGE Fresno | PGE | Oro Loma | 115 | 123 | Offshore_Wind |  |  | 0 | 0 | 0 | 0 | 0 | 0 | 0 | 0 | 0 | 0 | 0 | 0 | 0 | 0 | 0 | 0 | 0 | 0 | 0 | 0 | 0 | 0 | 0 | 0 | 0 | 0 | 0 | 0
SDGE | SDGE Imperial | SDGE | Otay Mesa | 230 | 197 | Offshore_Wind |  |  | 0 | 0 | 0 | 0 | 0 | 0 | 0 | 0 | 0 | 0 | 0 | 0 | 0 | 0 | 0 | 0 | 0 | 0 | 0 | 0 | 0 | 0 | 0 | 0 | 0 | 0 | 0 | 0
PG&E FRESNO | PGE Fresno | PGE | Padre Flats SW STA | 230 | 71 | Offshore_Wind |  |  | 0 | 0 | 0 | 0 | 0 | 0 | 0 | 0 | 0 | 0 | 0 | 0 | 0 | 0 | 0 | 0 | 0 | 0 | 0 | 0 | 0 | 0 | 0 | 0 | 0 | 0 | 0 | 0
EOP | SCE EOP | SCE | Pahrump | 138 | 177 | Offshore_Wind |  |  | 0 | 0 | 0 | 0 | 0 | 0 | 0 | 0 | 0 | 0 | 0 | 0 | 0 | 0 | 0 | 0 | 0 | 0 | 0 | 0 | 0 | 0 | 0 | 0 | 0 | 0 | 0 | 0
EOP | SCE EOP | SCE | Pahrump | 230 | 177 | Offshore_Wind |  |  | 0 | 0 | 0 | 0 | 0 | 0 | 0 | 0 | 0 | 0 | 0 | 0 | 0 | 0 | 0 | 0 | 0 | 0 | 0 | 0 | 0 | 0 | 0 | 0 | 0 | 0 | 0 | 0
PG&E NGBA | PGE NGBA | PGE | Palermo | 115 | 22 | Offshore_Wind |  |  | 0 | 0 | 0 | 0 | 0 | 0 | 0 | 0 | 0 | 0 | 0 | 0 | 0 | 0 | 0 | 0 | 0 | 0 | 0 | 0 | 0 | 0 | 0 | 0 | 0 | 0 | 0 | 0
PG&E NGBA | PGE NGBA | PGE | Palermo | 230 | 19 | Offshore_Wind |  |  | 0 | 0 | 0 | 0 | 0 | 0 | 0 | 0 | 0 | 0 | 0 | 0 | 0 | 0 | 0 | 0 | 0 | 0 | 0 | 0 | 0 | 0 | 0 | 0 | 0 | 0 | 0 | 0
SCE Eastern | SCE Arizona | SCE | Palo Verde | 500 | 176 | Offshore_Wind |  |  | 0 | 0 | 0 | 0 | 0 | 0 | 0 | 0 | 0 | 0 | 0 | 0 | 0 | 0 | 0 | 0 | 0 | 0 | 0 | 0 | 0 | 0 | 0 | 0 | 0 | 0 | 0 | 0
SDGE | SDGE Imperial | SDGE | Palomar Energy | 230 | 195 | Offshore_Wind |  |  | 0 | 0 | 0 | 0 | 0 | 0 | 0 | 0 | 0 | 0 | 0 | 0 | 0 | 0 | 0 | 0 | 0 | 0 | 0 | 0 | 0 | 0 | 0 | 0 | 0 | 0 | 0 | 0
PG&E FRESNO | PGE Fresno | PGE | Panoche | 115 | 128 | Offshore_Wind |  |  | 0 | 0 | 0 | 0 | 0 | 0 | 0 | 0 | 0 | 0 | 0 | 0 | 0 | 0 | 0 | 0 | 0 | 0 | 0 | 0 | 0 | 0 | 0 | 0 | 0 | 0 | 0 | 0
PG&E FRESNO | PGE Fresno | PGE | Panoche | 230 | 94 | Offshore_Wind |  |  | 0 | 0 | 0 | 0 | 0 | 0 | 0 | 0 | 0 | 0 | 0 | 0 | 0 | 0 | 0 | 0 | 0 | 0 | 0 | 0 | 0 | 0 | 0 | 0 | 0 | 0 | 0 | 0
SCE Northern | SCE Northern | SCE | Pardee | 230 | 151 | Offshore_Wind |  |  | 0 | 0 | 0 | 0 | 0 | 0 | 0 | 0 | 0 | 0 | 0 | 0 | 0 | 0 | 0 | 0 | 0 | 0 | 0 | 0 | 0 | 0 | 0 | 0 | 0 | 0 | 0 | 0
PG&E NGBA | PGE NGBA | PGE | Parkway | 230 | 30 | Offshore_Wind |  |  | 0 | 0 | 0 | 0 | 0 | 0 | 0 | 0 | 0 | 0 | 0 | 0 | 0 | 0 | 0 | 0 | 0 | 0 | 0 | 0 | 0 | 0 | 0 | 0 | 0 | 0 | 0 | 0
SCE Northern | SCE Northern | SCE | Pastoria | 230 | 159 | Offshore_Wind |  |  | 0 | 0 | 0 | 0 | 0 | 0 | 0 | 0 | 0 | 0 | 0 | 0 | 0 | 0 | 0 | 0 | 0 | 0 | 0 | 0 | 0 | 0 | 0 | 0 | 0 | 0 | 0 | 0
SCE Metro | SCE Metro | SCE | Pauda | 230 |  | Offshore_Wind |  |  | 0 | 0 | 0 | 0 | 0 | 0 | 0 | 0 | 0 | 0 | 0 | 0 | 0 | 0 | 0 | 0 | 0 | 0 | 0 | 0 | 0 | 0 | 0 | 0 | 0 | 0 | 0 | 0
PG&E GBA | PGE GBA | PGE | Paul Sweet | 115 | 14 | Offshore_Wind |  |  | 0 | 0 | 0 | 0 | 0 | 0 | 0 | 0 | 0 | 0 | 0 | 0 | 0 | 0 | 0 | 0 | 0 | 0 | 0 | 0 | 0 | 0 | 0 | 0 | 0 | 0 | 0 | 0
PG&E NGBA | PGE NGBA | PGE | Peabody | 230 | 52 | Offshore_Wind |  |  | 0 | 0 | 0 | 0 | 0 | 0 | 0 | 0 | 0 | 0 | 0 | 0 | 0 | 0 | 0 | 0 | 0 | 0 | 0 | 0 | 0 | 0 | 0 | 0 | 0 | 0 | 0 | 0
PG&E NGBA | PGE NGBA | PGE | Pease | 115 | 22 | Offshore_Wind |  |  | 0 | 0 | 0 | 0 | 0 | 0 | 0 | 0 | 0 | 0 | 0 | 0 | 0 | 0 | 0 | 0 | 0 | 0 | 0 | 0 | 0 | 0 | 0 | 0 | 0 | 0 | 0 | 0
SDGE | SDGE Imperial | SDGE | Penasquitos | 138 | 171 | Offshore_Wind |  |  | 0 | 0 | 0 | 0 | 0 | 0 | 0 | 0 | 0 | 0 | 0 | 0 | 0 | 0 | 0 | 0 | 0 | 0 | 0 | 0 | 0 | 0 | 0 | 0 | 0 | 0 | 0 | 0
SDGE | SDGE Imperial | SDGE | Penasquitos | 230 | 171 | Offshore_Wind |  |  | 0 | 0 | 0 | 0 | 0 | 0 | 0 | 0 | 0 | 0 | 0 | 0 | 0 | 0 | 0 | 0 | 0 | 0 | 0 | 0 | 0 | 0 | 0 | 0 | 0 | 0 | 0 | 0
PG&E NGBA | PGE NGBA | PGE | Penngrove | 115 | 27 | Offshore_Wind |  |  | 0 | 0 | 0 | 0 | 0 | 0 | 0 | 0 | 0 | 0 | 0 | 0 | 0 | 0 | 0 | 0 | 0 | 0 | 0 | 0 | 0 | 0 | 0 | 0 | 0 | 0 | 0 | 0
PG&E GBA | PGE GBA | PGE | Peoria | 115 | 44 | Offshore_Wind |  |  | 0 | 0 | 0 | 0 | 0 | 0 | 0 | 0 | 0 | 0 | 0 | 0 | 0 | 0 | 0 | 0 | 0 | 0 | 0 | 0 | 0 | 0 | 0 | 0 | 0 | 0 | 0 | 0
PG&E GBA | PGE GBA | PGE | Piercy | 115 | 11 | Offshore_Wind |  |  | 0 | 0 | 0 | 0 | 0 | 0 | 0 | 0 | 0 | 0 | 0 | 0 | 0 | 0 | 0 | 0 | 0 | 0 | 0 | 0 | 0 | 0 | 0 | 0 | 0 | 0 | 0 | 0
PG&E FRESNO | PGE Fresno | PGE | Pine Flat | 230 | 117 | Offshore_Wind |  |  | 0 | 0 | 0 | 0 | 0 | 0 | 0 | 0 | 0 | 0 | 0 | 0 | 0 | 0 | 0 | 0 | 0 | 0 | 0 | 0 | 0 | 0 | 0 | 0 | 0 | 0 | 0 | 0
SCE NOL | SCE NOL | SCE | Pisgah | 230 | 141 | Offshore_Wind |  |  | 0 | 0 | 0 | 0 | 0 | 0 | 0 | 0 | 0 | 0 | 0 | 0 | 0 | 0 | 0 | 0 | 0 | 0 | 0 | 0 | 0 | 0 | 0 | 0 | 0 | 0 | 0 | 0
PG&E NGBA | PGE NGBA | PGE | Pit 1 | 230 | 2 | Offshore_Wind |  |  | 0 | 0 | 0 | 0 | 0 | 0 | 0 | 0 | 0 | 0 | 0 | 0 | 0 | 0 | 0 | 0 | 0 | 0 | 0 | 0 | 0 | 0 | 0 | 0 | 0 | 0 | 0 | 0
PG&E NGBA | PGE NGBA | PGE | Pit 3 | 230 | 2 | Offshore_Wind |  |  | 0 | 0 | 0 | 0 | 0 | 0 | 0 | 0 | 0 | 0 | 0 | 0 | 0 | 0 | 0 | 0 | 0 | 0 | 0 | 0 | 0 | 0 | 0 | 0 | 0 | 0 | 0 | 0
PG&E NGBA | PGE NGBA | PGE | Pit 4 | 230 | 1 | Offshore_Wind |  |  | 0 | 0 | 0 | 0 | 0 | 0 | 0 | 0 | 0 | 0 | 0 | 0 | 0 | 0 | 0 | 0 | 0 | 0 | 0 | 0 | 0 | 0 | 0 | 0 | 0 | 0 | 0 | 0
PG&E GBA | PGE GBA | PGE | Pittsburg | 115 | 49 | Offshore_Wind |  |  | 0 | 0 | 0 | 0 | 0 | 0 | 0 | 0 | 0 | 0 | 0 | 0 | 0 | 0 | 0 | 0 | 0 | 0 | 0 | 0 | 0 | 0 | 0 | 0 | 0 | 0 | 0 | 0
PG&E GBA | PGE GBA | PGE | Pittsburg | 230 | 51 | Offshore_Wind |  |  | 0 | 0 | 0 | 0 | 0 | 0 | 0 | 0 | 0 | 0 | 0 | 0 | 0 | 0 | 0 | 0 | 0 | 0 | 0 | 0 | 0 | 0 | 0 | 0 | 0 | 0 | 0 | 0
PG&E NGBA | PGE NGBA | PGE | Pleasant Grove | 115 | 23 | Offshore_Wind |  |  | 0 | 0 | 0 | 0 | 0 | 0 | 0 | 0 | 0 | 0 | 0 | 0 | 0 | 0 | 0 | 0 | 0 | 0 | 0 | 0 | 0 | 0 | 0 | 0 | 0 | 0 | 0 | 0
PG&E NGBA | PGE NGBA | PGE | POE | 230 | 24 | Offshore_Wind |  |  | 0 | 0 | 0 | 0 | 0 | 0 | 0 | 0 | 0 | 0 | 0 | 0 | 0 | 0 | 0 | 0 | 0 | 0 | 0 | 0 | 0 | 0 | 0 | 0 | 0 | 0 | 0 | 0
PG&E KERN | PGE Kern | PGE | Poso Mountain | 115 | 101 | Offshore_Wind |  |  | 0 | 0 | 0 | 0 | 0 | 0 | 0 | 0 | 0 | 0 | 0 | 0 | 0 | 0 | 0 | 0 | 0 | 0 | 0 | 0 | 0 | 0 | 0 | 0 | 0 | 0 | 0 | 0
EOP | SCE EOP | SCE | Primm | 230 | 161 | Offshore_Wind |  |  | 0 | 0 | 0 | 0 | 0 | 0 | 0 | 0 | 0 | 0 | 0 | 0 | 0 | 0 | 0 | 0 | 0 | 0 | 0 | 0 | 0 | 0 | 0 | 0 | 0 | 0 | 0 | 0
PG&E NGBA | PGE NGBA | PGE | Putah Creek | 115 | 39 | Offshore_Wind |  |  | 0 | 0 | 0 | 0 | 0 | 0 | 0 | 0 | 0 | 0 | 0 | 0 | 0 | 0 | 0 | 0 | 0 | 0 | 0 | 0 | 0 | 0 | 0 | 0 | 0 | 0 | 0 | 0
SDGE | SDGE Imperial | SDGE | Q1806 | 138 | 178 | Offshore_Wind |  |  | 0 | 0 | 0 | 0 | 0 | 0 | 0 | 0 | 0 | 0 | 0 | 0 | 0 | 0 | 0 | 0 | 0 | 0 | 0 | 0 | 0 | 0 | 0 | 0 | 0 | 0 | 0 | 0
PG&E FRESNO | PGE Fresno | PGE | Quinto | 230 | 71 | Offshore_Wind |  |  | 0 | 0 | 0 | 0 | 0 | 0 | 0 | 0 | 0 | 0 | 0 | 0 | 0 | 0 | 0 | 0 | 0 | 0 | 0 | 0 | 0 | 0 | 0 | 0 | 0 | 0 | 0 | 0
PG&E GBA | PGE GBA | PGE | Race Track | 115 | 44 | Offshore_Wind |  |  | 0 | 0 | 0 | 0 | 0 | 0 | 0 | 0 | 0 | 0 | 0 | 0 | 0 | 0 | 0 | 0 | 0 | 0 | 0 | 0 | 0 | 0 | 0 | 0 | 0 | 0 | 0 | 0
SDGE | SDGE Imperial | SDGE | Rancho Mission Viejo | 138 | 187 | Offshore_Wind |  |  | 0 | 0 | 0 | 0 | 0 | 0 | 0 | 0 | 0 | 0 | 0 | 0 | 0 | 0 | 0 | 0 | 0 | 0 | 0 | 0 | 0 | 0 | 0 | 0 | 0 | 0 | 0 | 0
PG&E GBA | PGE GBA | PGE | Rancho Seco | 230 | 15 | Offshore_Wind |  |  | 0 | 0 | 0 | 0 | 0 | 0 | 0 | 0 | 0 | 0 | 0 | 0 | 0 | 0 | 0 | 0 | 0 | 0 | 0 | 0 | 0 | 0 | 0 | 0 | 0 | 0 | 0 | 0
SCE Metro | SCE Metro | SCE | Rancho Vista | 230 | 97 | Offshore_Wind |  |  | 0 | 0 | 0 | 0 | 0 | 0 | 0 | 0 | 0 | 0 | 0 | 0 | 0 | 0 | 0 | 0 | 0 | 0 | 0 | 0 | 0 | 0 | 0 | 0 | 0 | 0 | 0 | 0
SCE Metro | SCE Metro | SCE | Rancho Vista | 500 | 97 | Offshore_Wind |  |  | 0 | 0 | 0 | 0 | 0 | 0 | 0 | 0 | 0 | 0 | 0 | 0 | 0 | 0 | 0 | 0 | 0 | 0 | 0 | 0 | 0 | 0 | 0 | 0 | 0 | 0 | 0 | 0
SCE NOL | SCE NOL | SCE | Ransburg | 115 |  | Offshore_Wind |  |  | 0 | 0 | 0 | 0 | 0 | 0 | 0 | 0 | 0 | 0 | 0 | 0 | 0 | 0 | 0 | 0 | 0 | 0 | 0 | 0 | 0 | 0 | 0 | 0 | 0 | 0 | 0 | 0
PG&E GBA | PGE GBA | PGE | Ravenswood | 115 | 6 | Offshore_Wind |  |  | 0 | 0 | 0 | 0 | 0 | 0 | 0 | 0 | 0 | 0 | 0 | 0 | 0 | 0 | 0 | 0 | 0 | 0 | 0 | 0 | 0 | 0 | 0 | 0 | 0 | 0 | 0 | 0
PG&E GBA | PGE GBA | PGE | Ravenswood | 230 | 6 | Offshore_Wind |  |  | 0 | 0 | 0 | 0 | 0 | 0 | 0 | 0 | 0 | 0 | 0 | 0 | 0 | 0 | 0 | 0 | 0 | 0 | 0 | 0 | 0 | 0 | 0 | 0 | 0 | 0 | 0 | 0
SCE Northern | SCE Northern | SCE | Rector | 230 | 153 | Offshore_Wind |  |  | 0 | 0 | 0 | 0 | 0 | 0 | 0 | 0 | 0 | 0 | 0 | 0 | 0 | 0 | 0 | 0 | 0 | 0 | 0 | 0 | 0 | 0 | 0 | 0 | 0 | 0 | 0 | 0
SCE Eastern | SCE Eastern | SCE | Red Bluff | 230 | 179 | Offshore_Wind |  |  | 0 | 0 | 0 | 0 | 0 | 0 | 0 | 0 | 0 | 0 | 0 | 0 | 0 | 0 | 0 | 0 | 0 | 0 | 0 | 0 | 0 | 0 | 0 | 0 | 0 | 0 | 0 | 0
SCE Eastern | SCE Eastern | SCE | Red Bluff | 500 | 172 | Offshore_Wind |  |  | 0 | 0 | 0 | 0 | 0 | 0 | 0 | 0 | 0 | 0 | 0 | 0 | 0 | 0 | 0 | 0 | 0 | 0 | 0 | 0 | 0 | 0 | 0 | 0 | 0 | 0 | 0 | 0
PG&E NGBA | PGE NGBA | PGE | Redbud | 115 | 27 | Offshore_Wind |  |  | 0 | 0 | 0 | 0 | 0 | 0 | 0 | 0 | 0 | 0 | 0 | 0 | 0 | 0 | 0 | 0 | 0 | 0 | 0 | 0 | 0 | 0 | 0 | 0 | 0 | 0 | 0 | 0
SCE Metro | SCE Metro | SCE | Redondo | 230 | 97 | Offshore_Wind |  |  | 0 | 0 | 0 | 0 | 0 | 0 | 0 | 0 | 0 | 0 | 0 | 0 | 0 | 0 | 0 | 0 | 0 | 0 | 0 | 0 | 0 | 0 | 0 | 0 | 0 | 0 | 0 | 0
PG&E FRESNO | PGE Fresno | PGE | Reedley | 115 | 142 | Offshore_Wind |  |  | 0 | 0 | 0 | 0 | 0 | 0 | 0 | 0 | 0 | 0 | 0 | 0 | 0 | 0 | 0 | 0 | 0 | 0 | 0 | 0 | 0 | 0 | 0 | 0 | 0 | 0 | 0 | 0
PG&E KERN | PGE Kern | PGE | Renfro | 115 | 83 | Offshore_Wind |  |  | 0 | 0 | 0 | 0 | 0 | 0 | 0 | 0 | 0 | 0 | 0 | 0 | 0 | 0 | 0 | 0 | 0 | 0 | 0 | 0 | 0 | 0 | 0 | 0 | 0 | 0 | 0 | 0
PG&E GBA | PGE GBA | PGE | Richmond R | 115 | 56 | Offshore_Wind |  |  | 0 | 0 | 0 | 0 | 0 | 0 | 0 | 0 | 0 | 0 | 0 | 0 | 0 | 0 | 0 | 0 | 0 | 0 | 0 | 0 | 0 | 0 | 0 | 0 | 0 | 0 | 0 | 0
PG&E NGBA | PGE NGBA | PGE | Rincon | 115 | 55 | Offshore_Wind |  |  | 0 | 0 | 0 | 0 | 0 | 0 | 0 | 0 | 0 | 0 | 0 | 0 | 0 | 0 | 0 | 0 | 0 | 0 | 0 | 0 | 0 | 0 | 0 | 0 | 0 | 0 | 0 | 0
PG&E KERN | PGE Kern | PGE | Rio Bravo | 115 | 83 | Offshore_Wind |  |  | 0 | 0 | 0 | 0 | 0 | 0 | 0 | 0 | 0 | 0 | 0 | 0 | 0 | 0 | 0 | 0 | 0 | 0 | 0 | 0 | 0 | 0 | 0 | 0 | 0 | 0 | 0 | 0
SCE Metro | SCE Metro | SCE | Rio Hondo | 230 | 97 | Offshore_Wind |  |  | 0 | 0 | 0 | 0 | 0 | 0 | 0 | 0 | 0 | 0 | 0 | 0 | 0 | 0 | 0 | 0 | 0 | 0 | 0 | 0 | 0 | 0 | 0 | 0 | 0 | 0 | 0 | 0
PG&E NGBA | PGE NGBA | PGE | Rio Oso | 115 | 24 | Offshore_Wind |  |  | 0 | 0 | 0 | 0 | 0 | 0 | 0 | 0 | 0 | 0 | 0 | 0 | 0 | 0 | 0 | 0 | 0 | 0 | 0 | 0 | 0 | 0 | 0 | 0 | 0 | 0 | 0 | 0
PG&E NGBA | PGE NGBA | PGE | Rio Oso | 230 | 24 | Offshore_Wind |  |  | 0 | 0 | 0 | 0 | 0 | 0 | 0 | 0 | 0 | 0 | 0 | 0 | 0 | 0 | 0 | 0 | 0 | 0 | 0 | 0 | 0 | 0 | 0 | 0 | 0 | 0 | 0 | 0
PG&E GBA | PGE GBA | PGE | Ripon | 115 | 54 | Offshore_Wind |  |  | 0 | 0 | 0 | 0 | 0 | 0 | 0 | 0 | 0 | 0 | 0 | 0 | 0 | 0 | 0 | 0 | 0 | 0 | 0 | 0 | 0 | 0 | 0 | 0 | 0 | 0 | 0 | 0
PG&E GBA | PGE GBA | PGE | Riverbank | 115 | 44 | Offshore_Wind |  |  | 0 | 0 | 0 | 0 | 0 | 0 | 0 | 0 | 0 | 0 | 0 | 0 | 0 | 0 | 0 | 0 | 0 | 0 | 0 | 0 | 0 | 0 | 0 | 0 | 0 | 0 | 0 | 0
SCE NOL | SCE NOL | SCE | Roadway | 115 | 146 | Offshore_Wind |  |  | 0 | 0 | 0 | 0 | 0 | 0 | 0 | 0 | 0 | 0 | 0 | 0 | 0 | 0 | 0 | 0 | 0 | 0 | 0 | 0 | 0 | 0 | 0 | 0 | 0 | 0 | 0 | 0
PG&E NGBA | PGE NGBA | PGE | Rock Creek 1 | 230 | 16 | Offshore_Wind |  |  | 0 | 0 | 0 | 0 | 0 | 0 | 0 | 0 | 0 | 0 | 0 | 0 | 0 | 0 | 0 | 0 | 0 | 0 | 0 | 0 | 0 | 0 | 0 | 0 | 0 | 0 | 0 | 0
PG&E GBA | PGE GBA | PGE | Rossmoor | 230 | 30 | Offshore_Wind |  |  | 0 | 0 | 0 | 0 | 0 | 0 | 0 | 0 | 0 | 0 | 0 | 0 | 0 | 0 | 0 | 0 | 0 | 0 | 0 | 0 | 0 | 0 | 0 | 0 | 0 | 0 | 0 | 0
PG&E NGBA | PGE NGBA | PGE | Round Mountain | 230 | 1 | Offshore_Wind |  |  | 0 | 0 | 0 | 0 | 0 | 0 | 0 | 0 | 0 | 0 | 0 | 0 | 0 | 0 | 0 | 0 | 0 | 0 | 0 | 0 | 0 | 0 | 0 | 0 | 0 | 0 | 0 | 0
PG&E NGBA | PGE NGBA | PGE | Round Mountain | 500 | 1 | Offshore_Wind |  |  | 0 | 0 | 0 | 0 | 0 | 0 | 0 | 0 | 0 | 0 | 0 | 0 | 0 | 0 | 0 | 0 | 0 | 0 | 0 | 0 | 0 | 0 | 0 | 0 | 0 | 0 | 0 | 0
PG&E GBA | PGE GBA | PGE | Salado | 115 | 34 | Offshore_Wind |  |  | 0 | 0 | 0 | 0 | 0 | 0 | 0 | 0 | 0 | 0 | 0 | 0 | 0 | 0 | 0 | 0 | 0 | 0 | 0 | 0 | 0 | 0 | 0 | 0 | 0 | 0 | 0 | 0
PG&E GBA | PGE GBA | PGE | Salinas | 115 | 84 | Offshore_Wind |  |  | 0 | 0 | 0 | 0 | 0 | 0 | 0 | 0 | 0 | 0 | 0 | 0 | 0 | 0 | 0 | 0 | 0 | 0 | 0 | 0 | 0 | 0 | 0 | 0 | 0 | 0 | 0 | 0
SCE Eastern | SCE Eastern | SCE | San Bernardino | 230 | 156 | Offshore_Wind |  |  | 0 | 0 | 0 | 0 | 0 | 0 | 0 | 0 | 0 | 0 | 0 | 0 | 0 | 0 | 0 | 0 | 0 | 0 | 0 | 0 | 0 | 0 | 0 | 0 | 0 | 0 | 0 | 0
PG&E GBA | PGE GBA | PGE | SAN FRAN A (POTRERO PP) | 115 | 3 | Offshore_Wind |  |  | 0 | 0 | 0 | 0 | 0 | 0 | 0 | 0 | 0 | 0 | 0 | 0 | 0 | 0 | 0 | 0 | 0 | 0 | 0 | 0 | 0 | 0 | 0 | 0 | 0 | 0 | 0 | 0
PG&E GBA | PGE GBA | PGE | SAN FRAN A (POTRERO PP) | 230 | 3 | Offshore_Wind |  |  | 0 | 0 | 0 | 0 | 0 | 0 | 0 | 0 | 0 | 0 | 0 | 0 | 0 | 0 | 0 | 0 | 0 | 0 | 0 | 0 | 0 | 0 | 0 | 0 | 0 | 0 | 0 | 0
PG&E GBA | PGE GBA | PGE | San Jose A | 115 | 81 | Offshore_Wind |  |  | 0 | 0 | 0 | 0 | 0 | 0 | 0 | 0 | 0 | 0 | 0 | 0 | 0 | 0 | 0 | 0 | 0 | 0 | 0 | 0 | 0 | 0 | 0 | 0 | 0 | 0 | 0 | 0
PG&E GBA | PGE GBA | PGE | San Jose B | 115 | 11 | Offshore_Wind |  |  | 0 | 0 | 0 | 0 | 0 | 0 | 0 | 0 | 0 | 0 | 0 | 0 | 0 | 0 | 0 | 0 | 0 | 0 | 0 | 0 | 0 | 0 | 0 | 0 | 0 | 0 | 0 | 0
PG&E GBA | PGE GBA | PGE | San Leandro U | 115 | 6 | Offshore_Wind |  |  | 0 | 0 | 0 | 0 | 0 | 0 | 0 | 0 | 0 | 0 | 0 | 0 | 0 | 0 | 0 | 0 | 0 | 0 | 0 | 0 | 0 | 0 | 0 | 0 | 0 | 0 | 0 | 0
PG&E KERN | PGE Kern | PGE | San Luis Obispo | 115 | 111 | Offshore_Wind |  |  | 0 | 0 | 0 | 0 | 0 | 0 | 0 | 0 | 0 | 0 | 0 | 0 | 0 | 0 | 0 | 0 | 0 | 0 | 0 | 0 | 0 | 0 | 0 | 0 | 0 | 0 | 0 | 0
SDGE | SDGE Imperial | SDGE | San Luis Rey | 230 | 143 | Offshore_Wind |  |  | 0 | 0 | 0 | 0 | 0 | 0 | 0 | 0 | 0 | 0 | 0 | 0 | 0 | 0 | 0 | 0 | 0 | 0 | 0 | 0 | 0 | 0 | 0 | 0 | 0 | 0 | 0 | 0
SCE Metro | SCE Metro | SCE | San Onofre | 230 | 97 | Offshore_Wind |  |  | 0 | 0 | 0 | 0 | 0 | 0 | 0 | 0 | 0 | 0 | 0 | 0 | 0 | 0 | 0 | 0 | 0 | 0 | 0 | 0 | 0 | 0 | 0 | 0 | 0 | 0 | 0 | 0
PG&E GBA | PGE GBA | PGE | San Pablo | 115 | 56 | Offshore_Wind |  |  | 0 | 0 | 0 | 0 | 0 | 0 | 0 | 0 | 0 | 0 | 0 | 0 | 0 | 0 | 0 | 0 | 0 | 0 | 0 | 0 | 0 | 0 | 0 | 0 | 0 | 0 | 0 | 0
PG&E GBA | PGE GBA | PGE | San Ramon | 230 | 4 | Offshore_Wind |  |  | 0 | 0 | 0 | 0 | 0 | 0 | 0 | 0 | 0 | 0 | 0 | 0 | 0 | 0 | 0 | 0 | 0 | 0 | 0 | 0 | 0 | 0 | 0 | 0 | 0 | 0 | 0 | 0
SCE NOL | SCE NOL | SCE | Sandlot | 230 | 160 | Offshore_Wind |  |  | 0 | 0 | 0 | 0 | 0 | 0 | 0 | 0 | 0 | 0 | 0 | 0 | 0 | 0 | 0 | 0 | 0 | 0 | 0 | 0 | 0 | 0 | 0 | 0 | 0 | 0 | 0 | 0
EOP | SCE EOP | SCE | Sandy | 138 | 177 | Offshore_Wind |  |  | 0 | 0 | 0 | 0 | 0 | 0 | 0 | 0 | 0 | 0 | 0 | 0 | 0 | 0 | 0 | 0 | 0 | 0 | 0 | 0 | 0 | 0 | 0 | 0 | 0 | 0 | 0 | 0
PG&E FRESNO | PGE Fresno | PGE | Sanger | 115 | 152 | Offshore_Wind |  |  | 0 | 0 | 0 | 0 | 0 | 0 | 0 | 0 | 0 | 0 | 0 | 0 | 0 | 0 | 0 | 0 | 0 | 0 | 0 | 0 | 0 | 0 | 0 | 0 | 0 | 0 | 0 | 0
SCE Northern | SCE Northern | SCE | Santa Clara | 230 | 157 | Offshore_Wind |  |  | 0 | 0 | 0 | 0 | 0 | 0 | 0 | 0 | 0 | 0 | 0 | 0 | 0 | 0 | 0 | 0 | 0 | 0 | 0 | 0 | 0 | 0 | 0 | 0 | 0 | 0 | 0 | 0
PG&E NGBA | PGE NGBA | PGE | Santa Rosa A | 115 | 27 | Offshore_Wind |  |  | 0 | 0 | 0 | 0 | 0 | 0 | 0 | 0 | 0 | 0 | 0 | 0 | 0 | 0 | 0 | 0 | 0 | 0 | 0 | 0 | 0 | 0 | 0 | 0 | 0 | 0 | 0 | 0
PG&E GBA | PGE GBA | PGE | Santa Teresa | 115 | 81 | Offshore_Wind |  |  | 0 | 0 | 0 | 0 | 0 | 0 | 0 | 0 | 0 | 0 | 0 | 0 | 0 | 0 | 0 | 0 | 0 | 0 | 0 | 0 | 0 | 0 | 0 | 0 | 0 | 0 | 0 | 0
SDGE | SDGE Imperial | SDGE | Santee | 138 | 191 | Offshore_Wind |  |  | 0 | 0 | 0 | 0 | 0 | 0 | 0 | 0 | 0 | 0 | 0 | 0 | 0 | 0 | 0 | 0 | 0 | 0 | 0 | 0 | 0 | 0 | 0 | 0 | 0 | 0 | 0 | 0
SCE Metro | SCE Metro | SCE | Santiago | 230 | 97 | Offshore_Wind |  |  | 0 | 0 | 0 | 0 | 0 | 0 | 0 | 0 | 0 | 0 | 0 | 0 | 0 | 0 | 0 | 0 | 0 | 0 | 0 | 0 | 0 | 0 | 0 | 0 | 0 | 0 | 0 | 0
PG&E GBA | PGE GBA | PGE | Saratoga | 230 | 13 | Offshore_Wind |  |  | 0 | 0 | 0 | 0 | 0 | 0 | 0 | 0 | 0 | 0 | 0 | 0 | 0 | 0 | 0 | 0 | 0 | 0 | 0 | 0 | 0 | 0 | 0 | 0 | 0 | 0 | 0 | 0
SCE Northern | SCE Northern | SCE | Saugus | 230 | 131 | Offshore_Wind |  |  | 0 | 0 | 0 | 0 | 0 | 0 | 0 | 0 | 0 | 0 | 0 | 0 | 0 | 0 | 0 | 0 | 0 | 0 | 0 | 0 | 0 | 0 | 0 | 0 | 0 | 0 | 0 | 0
PG&E FRESNO | PGE Fresno | PGE | Schindler | 115 | 76 | Offshore_Wind |  |  | 0 | 0 | 0 | 0 | 0 | 0 | 0 | 0 | 0 | 0 | 0 | 0 | 0 | 0 | 0 | 0 | 0 | 0 | 0 | 0 | 0 | 0 | 0 | 0 | 0 | 0 | 0 | 0
PG&E GBA | PGE GBA | PGE | Schulte | 115 | 41 | Offshore_Wind |  |  | 0 | 0 | 0 | 0 | 0 | 0 | 0 | 0 | 0 | 0 | 0 | 0 | 0 | 0 | 0 | 0 | 0 | 0 | 0 | 0 | 0 | 0 | 0 | 0 | 0 | 0 | 0 | 0
PG&E KERN | PGE Kern | PGE | Semitropic | 115 | 74 | Offshore_Wind |  |  | 0 | 0 | 0 | 0 | 0 | 0 | 0 | 0 | 0 | 0 | 0 | 0 | 0 | 0 | 0 | 0 | 0 | 0 | 0 | 0 | 0 | 0 | 0 | 0 | 0 | 0 | 0 | 0
SCE Metro | SCE Metro | SCE | Serrano | 230 | 97 | Offshore_Wind |  |  | 0 | 0 | 0 | 0 | 0 | 0 | 0 | 0 | 0 | 0 | 0 | 0 | 0 | 0 | 0 | 0 | 0 | 0 | 0 | 0 | 0 | 0 | 0 | 0 | 0 | 0 | 0 | 0
SCE Metro | SCE Metro | SCE | Serrano | 500 | 97 | Offshore_Wind |  |  | 0 | 0 | 0 | 0 | 0 | 0 | 0 | 0 | 0 | 0 | 0 | 0 | 0 | 0 | 0 | 0 | 0 | 0 | 0 | 0 | 0 | 0 | 0 | 0 | 0 | 0 | 0 | 0
SDGE | SDGE Imperial | SDGE | Shadowridge | 138 | 186 | Offshore_Wind |  |  | 0 | 0 | 0 | 0 | 0 | 0 | 0 | 0 | 0 | 0 | 0 | 0 | 0 | 0 | 0 | 0 | 0 | 0 | 0 | 0 | 0 | 0 | 0 | 0 | 0 | 0 | 0 | 0
PG&E KERN | PGE Kern | PGE | Shafter | 115 | 107 | Offshore_Wind |  |  | 0 | 0 | 0 | 0 | 0 | 0 | 0 | 0 | 0 | 0 | 0 | 0 | 0 | 0 | 0 | 0 | 0 | 0 | 0 | 0 | 0 | 0 | 0 | 0 | 0 | 0 | 0 | 0
PG&E NGBA | PGE NGBA | PGE | Silverado | 115 | 55 | Offshore_Wind |  |  | 0 | 0 | 0 | 0 | 0 | 0 | 0 | 0 | 0 | 0 | 0 | 0 | 0 | 0 | 0 | 0 | 0 | 0 | 0 | 0 | 0 | 0 | 0 | 0 | 0 | 0 | 0 | 0
SDGE | SDGE Imperial | SDGE | Silvergate | 230 | 193 | Offshore_Wind |  |  | 0 | 0 | 0 | 0 | 0 | 0 | 0 | 0 | 0 | 0 | 0 | 0 | 0 | 0 | 0 | 0 | 0 | 0 | 0 | 0 | 0 | 0 | 0 | 0 | 0 | 0 | 0 | 0
PG&E KERN | PGE Kern | PGE | Sisquoc | 115 | 111 | Offshore_Wind |  |  | 0 | 0 | 0 | 0 | 0 | 0 | 0 | 0 | 0 | 0 | 0 | 0 | 0 | 0 | 0 | 0 | 0 | 0 | 0 | 0 | 0 | 0 | 0 | 0 | 0 | 0 | 0 | 0
EOP | SCE EOP | SCE | Sloan Canyon | 230 | 161 | Offshore_Wind |  |  | 0 | 0 | 0 | 0 | 0 | 0 | 0 | 0 | 0 | 0 | 0 | 0 | 0 | 0 | 0 | 0 | 0 | 0 | 0 | 0 | 0 | 0 | 0 | 0 | 0 | 0 | 0 | 0
EOP | SCE EOP | SCE | Sloan Canyon | 500 | 161 | Offshore_Wind |  |  | 0 | 0 | 0 | 0 | 0 | 0 | 0 | 0 | 0 | 0 | 0 | 0 | 0 | 0 | 0 | 0 | 0 | 0 | 0 | 0 | 0 | 0 | 0 | 0 | 0 | 0 | 0 | 0
PG&E KERN | PGE Kern | PGE | Smyrna | 115 | 113 | Offshore_Wind |  |  | 0 | 0 | 0 | 0 | 0 | 0 | 0 | 0 | 0 | 0 | 0 | 0 | 0 | 0 | 0 | 0 | 0 | 0 | 0 | 0 | 0 | 0 | 0 | 0 | 0 | 0 | 0 | 0
PG&E GBA | PGE GBA | PGE | Sobrante | 115 | 56 | Offshore_Wind |  |  | 0 | 0 | 0 | 0 | 0 | 0 | 0 | 0 | 0 | 0 | 0 | 0 | 0 | 0 | 0 | 0 | 0 | 0 | 0 | 0 | 0 | 0 | 0 | 0 | 0 | 0 | 0 | 0
PG&E GBA | PGE GBA | PGE | Sobrante | 230 | 51 | Offshore_Wind |  |  | 0 | 0 | 0 | 0 | 0 | 0 | 0 | 0 | 0 | 0 | 0 | 0 | 0 | 0 | 0 | 0 | 0 | 0 | 0 | 0 | 0 | 0 | 0 | 0 | 0 | 0 | 0 | 0
PG&E KERN | PGE Kern | PGE | Solar | 230 | 122 | Offshore_Wind |  |  | 0 | 0 | 0 | 0 | 0 | 0 | 0 | 0 | 0 | 0 | 0 | 0 | 0 | 0 | 0 | 0 | 0 | 0 | 0 | 0 | 0 | 0 | 0 | 0 | 0 | 0 | 0 | 0
PG&E GBA | PGE GBA | PGE | Soledad | 115 | 84 | Offshore_Wind |  |  | 0 | 0 | 0 | 0 | 0 | 0 | 0 | 0 | 0 | 0 | 0 | 0 | 0 | 0 | 0 | 0 | 0 | 0 | 0 | 0 | 0 | 0 | 0 | 0 | 0 | 0 | 0 | 0
SCE Northern | SCE Northern | SCE | Springville | 230 | 153 | Offshore_Wind |  |  | 0 | 0 | 0 | 0 | 0 | 0 | 0 | 0 | 0 | 0 | 0 | 0 | 0 | 0 | 0 | 0 | 0 | 0 | 0 | 0 | 0 | 0 | 0 | 0 | 0 | 0 | 0 | 0
PG&E GBA | PGE GBA | PGE | Stagg | 230 | 43 | Offshore_Wind |  |  | 0 | 0 | 0 | 0 | 0 | 0 | 0 | 0 | 0 | 0 | 0 | 0 | 0 | 0 | 0 | 0 | 0 | 0 | 0 | 0 | 0 | 0 | 0 | 0 | 0 | 0 | 0 | 0
PG&E GBA | PGE GBA | PGE | Standard Oil | 115 | 56 | Offshore_Wind |  |  | 0 | 0 | 0 | 0 | 0 | 0 | 0 | 0 | 0 | 0 | 0 | 0 | 0 | 0 | 0 | 0 | 0 | 0 | 0 | 0 | 0 | 0 | 0 | 0 | 0 | 0 | 0 | 0
PG&E GBA | PGE GBA | PGE | Stanislaus | 115 | 44 | Offshore_Wind |  |  | 0 | 0 | 0 | 0 | 0 | 0 | 0 | 0 | 0 | 0 | 0 | 0 | 0 | 0 | 0 | 0 | 0 | 0 | 0 | 0 | 0 | 0 | 0 | 0 | 0 | 0 | 0 | 0
PG&E KERN | PGE Kern | PGE | Stockdale | 115 | 72 | Offshore_Wind |  |  | 0 | 0 | 0 | 0 | 0 | 0 | 0 | 0 | 0 | 0 | 0 | 0 | 0 | 0 | 0 | 0 | 0 | 0 | 0 | 0 | 0 | 0 | 0 | 0 | 0 | 0 | 0 | 0
PG&E KERN | PGE Kern | PGE | Stockdale | 230 | 68 | Offshore_Wind |  |  | 0 | 0 | 0 | 0 | 0 | 0 | 0 | 0 | 0 | 0 | 0 | 0 | 0 | 0 | 0 | 0 | 0 | 0 | 0 | 0 | 0 | 0 | 0 | 0 | 0 | 0 | 0 | 0
PG&E GBA | PGE GBA | PGE | Stockton A | 115 | 65 | Offshore_Wind |  |  | 0 | 0 | 0 | 0 | 0 | 0 | 0 | 0 | 0 | 0 | 0 | 0 | 0 | 0 | 0 | 0 | 0 | 0 | 0 | 0 | 0 | 0 | 0 | 0 | 0 | 0 | 0 | 0
PG&E GBA | PGE GBA | PGE | Stone | 115 | 79 | Offshore_Wind |  |  | 0 | 0 | 0 | 0 | 0 | 0 | 0 | 0 | 0 | 0 | 0 | 0 | 0 | 0 | 0 | 0 | 0 | 0 | 0 | 0 | 0 | 0 | 0 | 0 | 0 | 0 | 0 | 0
PG&E FRESNO | PGE Fresno | PGE | Storey | 230 | 168 | Offshore_Wind |  |  | 0 | 0 | 0 | 0 | 0 | 0 | 0 | 0 | 0 | 0 | 0 | 0 | 0 | 0 | 0 | 0 | 0 | 0 | 0 | 0 | 0 | 0 | 0 | 0 | 0 | 0 | 0 | 0
PG&E NGBA | PGE NGBA | PGE | Summit | 115 | 21 | Offshore_Wind |  |  | 0 | 0 | 0 | 0 | 0 | 0 | 0 | 0 | 0 | 0 | 0 | 0 | 0 | 0 | 0 | 0 | 0 | 0 | 0 | 0 | 0 | 0 | 0 | 0 | 0 | 0 | 0 | 0
SDGE | SDGE Imperial | SDGE | Suncrest | 230 | 183 | Offshore_Wind |  |  | 0 | 0 | 0 | 0 | 0 | 0 | 0 | 0 | 0 | 0 | 0 | 0 | 0 | 0 | 0 | 0 | 0 | 0 | 0 | 0 | 0 | 0 | 0 | 0 | 0 | 0 | 0 | 0
SDGE | SDGE Imperial | SDGE | Suncrest | 500 | 183 | Offshore_Wind |  |  | 0 | 0 | 0 | 0 | 0 | 0 | 0 | 0 | 0 | 0 | 0 | 0 | 0 | 0 | 0 | 0 | 0 | 0 | 0 | 0 | 0 | 0 | 0 | 0 | 0 | 0 | 0 | 0
PG&E KERN | PGE Kern | PGE | Sunrise | 230 | 100 | Offshore_Wind |  |  | 0 | 0 | 0 | 0 | 0 | 0 | 0 | 0 | 0 | 0 | 0 | 0 | 0 | 0 | 0 | 0 | 0 | 0 | 0 | 0 | 0 | 0 | 0 | 0 | 0 | 0 | 0 | 0
PG&E KERN | PGE Kern | PGE | Sunset | 230 | 106 | Offshore_Wind |  |  | 0 | 0 | 0 | 0 | 0 | 0 | 0 | 0 | 0 | 0 | 0 | 0 | 0 | 0 | 0 | 0 | 0 | 0 | 0 | 0 | 0 | 0 | 0 | 0 | 0 | 0 | 0 | 0
PG&E GBA | PGE GBA | PGE | Swift | 115 | 11 | Offshore_Wind |  |  | 0 | 0 | 0 | 0 | 0 | 0 | 0 | 0 | 0 | 0 | 0 | 0 | 0 | 0 | 0 | 0 | 0 | 0 | 0 | 0 | 0 | 0 | 0 | 0 | 0 | 0 | 0 | 0
SDGE | SDGE Imperial | SDGE | Sycamore Canyon | 138 | 191 | Offshore_Wind |  |  | 0 | 0 | 0 | 0 | 0 | 0 | 0 | 0 | 0 | 0 | 0 | 0 | 0 | 0 | 0 | 0 | 0 | 0 | 0 | 0 | 0 | 0 | 0 | 0 | 0 | 0 | 0 | 0
SDGE | SDGE Imperial | SDGE | Sycamore Canyon | 230 | 190 | Offshore_Wind |  |  | 0 | 0 | 0 | 0 | 0 | 0 | 0 | 0 | 0 | 0 | 0 | 0 | 0 | 0 | 0 | 0 | 0 | 0 | 0 | 0 | 0 | 0 | 0 | 0 | 0 | 0 | 0 | 0
SCE Northern | SCE Northern | SCE | Sylmar | 230 | 131 | Offshore_Wind |  |  | 0 | 0 | 0 | 0 | 0 | 0 | 0 | 0 | 0 | 0 | 0 | 0 | 0 | 0 | 0 | 0 | 0 | 0 | 0 | 0 | 0 | 0 | 0 | 0 | 0 | 0 | 0 | 0
PG&E NGBA | PGE NGBA | PGE | Table Mountain | 115 | 1 | Offshore_Wind |  |  | 0 | 0 | 0 | 0 | 0 | 0 | 0 | 0 | 0 | 0 | 0 | 0 | 0 | 0 | 0 | 0 | 0 | 0 | 0 | 0 | 0 | 0 | 0 | 0 | 0 | 0 | 0 | 0
PG&E NGBA | PGE NGBA | PGE | Table Mountain | 230 | 8 | Offshore_Wind |  |  | 0 | 0 | 0 | 0 | 0 | 0 | 0 | 0 | 0 | 0 | 0 | 0 | 0 | 0 | 0 | 0 | 0 | 0 | 0 | 0 | 0 | 0 | 0 | 0 | 0 | 0 | 0 | 0
PG&E NGBA | PGE NGBA | PGE | Table Mountain | 500 | 1 | Offshore_Wind |  |  | 0 | 0 | 0 | 0 | 0 | 0 | 0 | 0 | 0 | 0 | 0 | 0 | 0 | 0 | 0 | 0 | 0 | 0 | 0 | 0 | 0 | 0 | 0 | 0 | 0 | 0 | 0 | 0
PG&E KERN | PGE Kern | PGE | Taft | 115 | 106 | Offshore_Wind |  |  | 0 | 0 | 0 | 0 | 0 | 0 | 0 | 0 | 0 | 0 | 0 | 0 | 0 | 0 | 0 | 0 | 0 | 0 | 0 | 0 | 0 | 0 | 0 | 0 | 0 | 0 | 0 | 0
SDGE | SDGE Imperial | SDGE | Talega | 138 | 187 | Offshore_Wind |  |  | 0 | 0 | 0 | 0 | 0 | 0 | 0 | 0 | 0 | 0 | 0 | 0 | 0 | 0 | 0 | 0 | 0 | 0 | 0 | 0 | 0 | 0 | 0 | 0 | 0 | 0 | 0 | 0
SDGE | SDGE Imperial | SDGE | Talega | 230 | 173 | Offshore_Wind |  |  | 0 | 0 | 0 | 0 | 0 | 0 | 0 | 0 | 0 | 0 | 0 | 0 | 0 | 0 | 0 | 0 | 0 | 0 | 0 | 0 | 0 | 0 | 0 | 0 | 0 | 0 | 0 | 0
PG&E GBA | PGE GBA | PGE | Tassajara | 230 | 1 | Offshore_Wind |  |  | 0 | 0 | 0 | 0 | 0 | 0 | 0 | 0 | 0 | 0 | 0 | 0 | 0 | 0 | 0 | 0 | 0 | 0 | 0 | 0 | 0 | 0 | 0 | 0 | 0 | 0 | 0 | 0
SDGE | SDGE Imperial | SDGE | Telegraph Canyon | 138 | 192 | Offshore_Wind |  |  | 0 | 0 | 0 | 0 | 0 | 0 | 0 | 0 | 0 | 0 | 0 | 0 | 0 | 0 | 0 | 0 | 0 | 0 | 0 | 0 | 0 | 0 | 0 | 0 | 0 | 0 | 0 | 0
PG&E KERN | PGE Kern | PGE | Temblor | 115 | 100 | Offshore_Wind |  |  | 0 | 0 | 0 | 0 | 0 | 0 | 0 | 0 | 0 | 0 | 0 | 0 | 0 | 0 | 0 | 0 | 0 | 0 | 0 | 0 | 0 | 0 | 0 | 0 | 0 | 0 | 0 | 0
PG&E KERN | PGE Kern | PGE | Templeton | 230 | 122 | Offshore_Wind |  |  | 0 | 0 | 0 | 0 | 0 | 0 | 0 | 0 | 0 | 0 | 0 | 0 | 0 | 0 | 0 | 0 | 0 | 0 | 0 | 0 | 0 | 0 | 0 | 0 | 0 | 0 | 0 | 0
PG&E GBA | PGE GBA | PGE | Tesla | 115 | 38 | Offshore_Wind |  |  | 0 | 0 | 0 | 0 | 0 | 0 | 0 | 0 | 0 | 0 | 0 | 0 | 0 | 0 | 0 | 0 | 0 | 0 | 0 | 0 | 0 | 0 | 0 | 0 | 0 | 0 | 0 | 0
PG&E GBA | PGE GBA | PGE | Tesla | 230 | 48 | Offshore_Wind |  |  | 0 | 0 | 0 | 0 | 0 | 0 | 0 | 0 | 0 | 0 | 0 | 0 | 0 | 0 | 0 | 0 | 0 | 0 | 0 | 0 | 0 | 0 | 0 | 0 | 0 | 0 | 0 | 0
PG&E GBA | PGE GBA | PGE | Tesla | 500 | 45 | Offshore_Wind |  |  | 0 | 0 | 0 | 0 | 0 | 0 | 0 | 0 | 0 | 0 | 0 | 0 | 0 | 0 | 0 | 0 | 0 | 0 | 0 | 0 | 0 | 0 | 0 | 0 | 0 | 0 | 0 | 0
PG&E KERN | PGE Kern | PGE | Tevis | 115 | 99 | Offshore_Wind |  |  | 0 | 0 | 0 | 0 | 0 | 0 | 0 | 0 | 0 | 0 | 0 | 0 | 0 | 0 | 0 | 0 | 0 | 0 | 0 | 0 | 0 | 0 | 0 | 0 | 0 | 0 | 0 | 0
EOP | SCE EOP | SCE | Thousandaire | 138 | 177 | Offshore_Wind |  |  | 0 | 0 | 0 | 0 | 0 | 0 | 0 | 0 | 0 | 0 | 0 | 0 | 0 | 0 | 0 | 0 | 0 | 0 | 0 | 0 | 0 | 0 | 0 | 0 | 0 | 0 | 0 | 0
PG&E KERN | PGE Kern | PGE | Topaz | 230 | 122 | Offshore_Wind |  |  | 0 | 0 | 0 | 0 | 0 | 0 | 0 | 0 | 0 | 0 | 0 | 0 | 0 | 0 | 0 | 0 | 0 | 0 | 0 | 0 | 0 | 0 | 0 | 0 | 0 | 0 | 0 | 0
SCE NOL | SCE NOL | SCE | Tortilla | 115 | 160 | Offshore_Wind |  |  | 0 | 0 | 0 | 0 | 0 | 0 | 0 | 0 | 0 | 0 | 0 | 0 | 0 | 0 | 0 | 0 | 0 | 0 | 0 | 0 | 0 | 0 | 0 | 0 | 0 | 0 | 0 | 0
SDGE | SDGE Imperial | SDGE | Trabuco | 138 | 187 | Offshore_Wind |  |  | 0 | 0 | 0 | 0 | 0 | 0 | 0 | 0 | 0 | 0 | 0 | 0 | 0 | 0 | 0 | 0 | 0 | 0 | 0 | 0 | 0 | 0 | 0 | 0 | 0 | 0 | 0 | 0
PG&E GBA | PGE GBA | PGE | Tracy | 115 | 12 | Offshore_Wind |  |  | 0 | 0 | 0 | 0 | 0 | 0 | 0 | 0 | 0 | 0 | 0 | 0 | 0 | 0 | 0 | 0 | 0 | 0 | 0 | 0 | 0 | 0 | 0 | 0 | 0 | 0 | 0 | 0
PG&E FRESNO | PGE Fresno | PGE | Tranquility | 230 | 117 | Offshore_Wind |  |  | 0 | 0 | 0 | 0 | 0 | 0 | 0 | 0 | 0 | 0 | 0 | 0 | 0 | 0 | 0 | 0 | 0 | 0 | 0 | 0 | 0 | 0 | 0 | 0 | 0 | 0 | 0 | 0
PG&E GBA | PGE GBA | PGE | Trimble | 115 | 81 | Offshore_Wind |  |  | 0 | 0 | 0 | 0 | 0 | 0 | 0 | 0 | 0 | 0 | 0 | 0 | 0 | 0 | 0 | 0 | 0 | 0 | 0 | 0 | 0 | 0 | 0 | 0 | 0 | 0 | 0 | 0
EOP | SCE EOP | SCE | Trout Canyon | 230 | 177 | Offshore_Wind |  |  | 0 | 0 | 0 | 0 | 0 | 0 | 0 | 0 | 0 | 0 | 0 | 0 | 0 | 0 | 0 | 0 | 0 | 0 | 0 | 0 | 0 | 0 | 0 | 0 | 0 | 0 | 0 | 0
EOP | SCE EOP | SCE | Trout Canyon | 500 | 177 | Offshore_Wind |  |  | 0 | 0 | 0 | 0 | 0 | 0 | 0 | 0 | 0 | 0 | 0 | 0 | 0 | 0 | 0 | 0 | 0 | 0 | 0 | 0 | 0 | 0 | 0 | 0 | 0 | 0 | 0 | 0
PG&E NGBA | PGE NGBA | PGE | Tulucay | 230 | 27 | Offshore_Wind |  |  | 0 | 0 | 0 | 0 | 0 | 0 | 0 | 0 | 0 | 0 | 0 | 0 | 0 | 0 | 0 | 0 | 0 | 0 | 0 | 0 | 0 | 0 | 0 | 0 | 0 | 0 | 0 | 0
PG&E KERN | PGE Kern | PGE | Tupman | 115 | 95 | Offshore_Wind |  |  | 0 | 0 | 0 | 0 | 0 | 0 | 0 | 0 | 0 | 0 | 0 | 0 | 0 | 0 | 0 | 0 | 0 | 0 | 0 | 0 | 0 | 0 | 0 | 0 | 0 | 0 | 0 | 0
PG&E NGBA | PGE NGBA | PGE | Ukiah | 115 | 37 | Offshore_Wind |  |  | 0 | 0 | 0 | 0 | 0 | 0 | 0 | 0 | 0 | 0 | 0 | 0 | 0 | 0 | 0 | 0 | 0 | 0 | 0 | 0 | 0 | 0 | 0 | 0 | 0 | 0 | 0 | 0
PG&E NGBA | PGE NGBA | PGE | Vaca Dixon | 115 | 39 | Offshore_Wind |  |  | 0 | 0 | 0 | 0 | 0 | 0 | 0 | 0 | 0 | 0 | 0 | 0 | 0 | 0 | 0 | 0 | 0 | 0 | 0 | 0 | 0 | 0 | 0 | 0 | 0 | 0 | 0 | 0
PG&E NGBA | PGE NGBA | PGE | Vaca Dixon | 230 | 33 | Offshore_Wind |  |  | 0 | 0 | 0 | 0 | 0 | 0 | 0 | 0 | 0 | 0 | 0 | 0 | 0 | 0 | 0 | 0 | 0 | 0 | 0 | 0 | 0 | 0 | 0 | 0 | 0 | 0 | 0 | 0
PG&E NGBA | PGE NGBA | PGE | Vaca Dixon | 500 | 28 | Offshore_Wind |  |  | 0 | 0 | 0 | 0 | 0 | 0 | 0 | 0 | 0 | 0 | 0 | 0 | 0 | 0 | 0 | 0 | 0 | 0 | 0 | 0 | 0 | 0 | 0 | 0 | 0 | 0 | 0 | 0
SCE Eastern | SCE Eastern | SCE | Valley (SCE) | 500 | 156 | Offshore_Wind |  |  | 0 | 0 | 0 | 0 | 0 | 0 | 0 | 0 | 0 | 0 | 0 | 0 | 0 | 0 | 0 | 0 | 0 | 0 | 0 | 0 | 0 | 0 | 0 | 0 | 0 | 0 | 0 | 0
EOP | SCE EOP | SCE | Valley (VEA) | 138 | 177 | Offshore_Wind |  |  | 0 | 0 | 0 | 0 | 0 | 0 | 0 | 0 | 0 | 0 | 0 | 0 | 0 | 0 | 0 | 0 | 0 | 0 | 0 | 0 | 0 | 0 | 0 | 0 | 0 | 0 | 0 | 0
PG&E GBA | PGE GBA | PGE | Valley Home | 115 | 36 | Offshore_Wind |  |  | 0 | 0 | 0 | 0 | 0 | 0 | 0 | 0 | 0 | 0 | 0 | 0 | 0 | 0 | 0 | 0 | 0 | 0 | 0 | 0 | 0 | 0 | 0 | 0 | 0 | 0 | 0 | 0
PG&E GBA | PGE GBA | PGE | Valley Springs | 230 | 65 | Offshore_Wind |  |  | 0 | 0 | 0 | 0 | 0 | 0 | 0 | 0 | 0 | 0 | 0 | 0 | 0 | 0 | 0 | 0 | 0 | 0 | 0 | 0 | 0 | 0 | 0 | 0 | 0 | 0 | 0 | 0
EOP | SCE EOP | SCE | Valley Switch | 138 | 177 | Offshore_Wind |  |  | 0 | 0 | 0 | 0 | 0 | 0 | 0 | 0 | 0 | 0 | 0 | 0 | 0 | 0 | 0 | 0 | 0 | 0 | 0 | 0 | 0 | 0 | 0 | 0 | 0 | 0 | 0 | 0
EOP | SCE EOP | SCE | Valley Switch | 230 | 177 | Offshore_Wind |  |  | 0 | 0 | 0 | 0 | 0 | 0 | 0 | 0 | 0 | 0 | 0 | 0 | 0 | 0 | 0 | 0 | 0 | 0 | 0 | 0 | 0 | 0 | 0 | 0 | 0 | 0 | 0 | 0
PG&E GBA | PGE GBA | PGE | Vasco | 230 | 42 | Offshore_Wind |  |  | 0 | 0 | 0 | 0 | 0 | 0 | 0 | 0 | 0 | 0 | 0 | 0 | 0 | 0 | 0 | 0 | 0 | 0 | 0 | 0 | 0 | 0 | 0 | 0 | 0 | 0 | 0 | 0
PG&E GBA | PGE GBA | PGE | Vasona | 230 | 80 | Offshore_Wind |  |  | 0 | 0 | 0 | 0 | 0 | 0 | 0 | 0 | 0 | 0 | 0 | 0 | 0 | 0 | 0 | 0 | 0 | 0 | 0 | 0 | 0 | 0 | 0 | 0 | 0 | 0 | 0 | 0
SCE Northern | SCE Northern | SCE | Vestal | 230 | 153 | Offshore_Wind |  |  | 0 | 0 | 0 | 0 | 0 | 0 | 0 | 0 | 0 | 0 | 0 | 0 | 0 | 0 | 0 | 0 | 0 | 0 | 0 | 0 | 0 | 0 | 0 | 0 | 0 | 0 | 0 | 0
SCE NOL | SCE NOL | SCE | Victor | 115 | 146 | Offshore_Wind |  |  | 0 | 0 | 0 | 0 | 0 | 0 | 0 | 0 | 0 | 0 | 0 | 0 | 0 | 0 | 0 | 0 | 0 | 0 | 0 | 0 | 0 | 0 | 0 | 0 | 0 | 0 | 0 | 0
SCE NOL | SCE NOL | SCE | Victor | 230 | 146 | Offshore_Wind |  |  | 0 | 0 | 0 | 0 | 0 | 0 | 0 | 0 | 0 | 0 | 0 | 0 | 0 | 0 | 0 | 0 | 0 | 0 | 0 | 0 | 0 | 0 | 0 | 0 | 0 | 0 | 0 | 0
SCE Metro | SCE Metro | SCE | Viejo | 230 | 97 | Offshore_Wind |  |  | 0 | 0 | 0 | 0 | 0 | 0 | 0 | 0 | 0 | 0 | 0 | 0 | 0 | 0 | 0 | 0 | 0 | 0 | 0 | 0 | 0 | 0 | 0 | 0 | 0 | 0 | 0 | 0
PG&E GBA | PGE GBA | PGE | Vierra | 115 | 44 | Offshore_Wind |  |  | 0 | 0 | 0 | 0 | 0 | 0 | 0 | 0 | 0 | 0 | 0 | 0 | 0 | 0 | 0 | 0 | 0 | 0 | 0 | 0 | 0 | 0 | 0 | 0 | 0 | 0 | 0 | 0
SCE Metro | SCE Metro | SCE | Villa Park | 230 | 97 | Offshore_Wind |  |  | 0 | 0 | 0 | 0 | 0 | 0 | 0 | 0 | 0 | 0 | 0 | 0 | 0 | 0 | 0 | 0 | 0 | 0 | 0 | 0 | 0 | 0 | 0 | 0 | 0 | 0 | 0 | 0
SCE Northern | SCE Northern | SCE | Vincent | 230 | 91 | Offshore_Wind |  |  | 0 | 0 | 0 | 0 | 0 | 0 | 0 | 0 | 0 | 0 | 0 | 0 | 0 | 0 | 0 | 0 | 0 | 0 | 0 | 0 | 0 | 0 | 0 | 0 | 0 | 0 | 0 | 0
SCE Northern | SCE Northern | SCE | Vincent | 500 | 91 | Offshore_Wind |  |  | 0 | 0 | 0 | 0 | 0 | 0 | 0 | 0 | 0 | 0 | 0 | 0 | 0 | 0 | 0 | 0 | 0 | 0 | 0 | 0 | 0 | 0 | 0 | 0 | 0 | 0 | 0 | 0
PG&E GBA | PGE GBA | PGE | Vineyard | 230 | 42 | Offshore_Wind |  |  | 0 | 0 | 0 | 0 | 0 | 0 | 0 | 0 | 0 | 0 | 0 | 0 | 0 | 0 | 0 | 0 | 0 | 0 | 0 | 0 | 0 | 0 | 0 | 0 | 0 | 0 | 0 | 0
SCE Eastern | SCE Eastern | SCE | Vista (SCE) | 230 | 156 | Offshore_Wind |  |  | 0 | 0 | 0 | 0 | 0 | 0 | 0 | 0 | 0 | 0 | 0 | 0 | 0 | 0 | 0 | 0 | 0 | 0 | 0 | 0 | 0 | 0 | 0 | 0 | 0 | 0 | 0 | 0
EOP | SCE EOP | SCE | Vista (VEA) | 138 | 177 | Offshore_Wind |  |  | 0 | 0 | 0 | 0 | 0 | 0 | 0 | 0 | 0 | 0 | 0 | 0 | 0 | 0 | 0 | 0 | 0 | 0 | 0 | 0 | 0 | 0 | 0 | 0 | 0 | 0 | 0 | 0
EOP | SCE EOP | SCE | Vista (VEA) | 230 | 177 | Offshore_Wind |  |  | 0 | 0 | 0 | 0 | 0 | 0 | 0 | 0 | 0 | 0 | 0 | 0 | 0 | 0 | 0 | 0 | 0 | 0 | 0 | 0 | 0 | 0 | 0 | 0 | 0 | 0 | 0 | 0
PG&E FRESNO | PGE Fresno | PGE | Wahtoke | 115 | 105 | Offshore_Wind |  |  | 0 | 0 | 0 | 0 | 0 | 0 | 0 | 0 | 0 | 0 | 0 | 0 | 0 | 0 | 0 | 0 | 0 | 0 | 0 | 0 | 0 | 0 | 0 | 0 | 0 | 0 | 0 | 0
SCE Metro | SCE Metro | SCE | Walnut | 230 | 97 | Offshore_Wind |  |  | 0 | 0 | 0 | 0 | 0 | 0 | 0 | 0 | 0 | 0 | 0 | 0 | 0 | 0 | 0 | 0 | 0 | 0 | 0 | 0 | 0 | 0 | 0 | 0 | 0 | 0 | 0 | 0
SCE Northern | SCE Northern | SCE | Warne | 230 | 159 | Offshore_Wind |  |  | 0 | 0 | 0 | 0 | 0 | 0 | 0 | 0 | 0 | 0 | 0 | 0 | 0 | 0 | 0 | 0 | 0 | 0 | 0 | 0 | 0 | 0 | 0 | 0 | 0 | 0 | 0 | 0
PG&E GBA | PGE GBA | PGE | Warnerville | 230 | 155 | Offshore_Wind |  |  | 0 | 0 | 0 | 0 | 0 | 0 | 0 | 0 | 0 | 0 | 0 | 0 | 0 | 0 | 0 | 0 | 0 | 0 | 0 | 0 | 0 | 0 | 0 | 0 | 0 | 0 | 0 | 0
PG&E FRESNO | PGE Fresno | PGE | Waukena | 115 | 105 | Offshore_Wind |  |  | 0 | 0 | 0 | 0 | 0 | 0 | 0 | 0 | 0 | 0 | 0 | 0 | 0 | 0 | 0 | 0 | 0 | 0 | 0 | 0 | 0 | 0 | 0 | 0 | 0 | 0 | 0 | 0
PG&E GBA | PGE GBA | PGE | Weber | 230 | 15 | Offshore_Wind |  |  | 0 | 0 | 0 | 0 | 0 | 0 | 0 | 0 | 0 | 0 | 0 | 0 | 0 | 0 | 0 | 0 | 0 | 0 | 0 | 0 | 0 | 0 | 0 | 0 | 0 | 0 | 0 | 0
PG&E FRESNO | PGE Fresno | PGE | West Fresno | 115 | 117 | Offshore_Wind |  |  | 0 | 0 | 0 | 0 | 0 | 0 | 0 | 0 | 0 | 0 | 0 | 0 | 0 | 0 | 0 | 0 | 0 | 0 | 0 | 0 | 0 | 0 | 0 | 0 | 0 | 0 | 0 | 0
PG&E FRESNO | PGE Fresno | PGE | Westley | 230 | 64 | Offshore_Wind |  |  | 0 | 0 | 0 | 0 | 0 | 0 | 0 | 0 | 0 | 0 | 0 | 0 | 0 | 0 | 0 | 0 | 0 | 0 | 0 | 0 | 0 | 0 | 0 | 0 | 0 | 0 | 0 | 0
PG&E KERN | PGE Kern | PGE | Westpark | 115 | 68 | Offshore_Wind |  |  | 0 | 0 | 0 | 0 | 0 | 0 | 0 | 0 | 0 | 0 | 0 | 0 | 0 | 0 | 0 | 0 | 0 | 0 | 0 | 0 | 0 | 0 | 0 | 0 | 0 | 0 | 0 | 0
PG&E KERN | PGE Kern | PGE | Wheeler Ridge | 230 | 103 | Offshore_Wind |  |  | 0 | 0 | 0 | 0 | 0 | 0 | 0 | 0 | 0 | 0 | 0 | 0 | 0 | 0 | 0 | 0 | 0 | 0 | 0 | 0 | 0 | 0 | 0 | 0 | 0 | 0 | 0 | 0
PG&E KERN | PGE Kern | PGE | Wheeler Ridge | 115 | 68 | Offshore_Wind |  |  | 0 | 0 | 0 | 0 | 0 | 0 | 0 | 0 | 0 | 0 | 0 | 0 | 0 | 0 | 0 | 0 | 0 | 0 | 0 | 0 | 0 | 0 | 0 | 0 | 0 | 0 | 0 | 0
SCE Northern | SCE Northern | SCE | Whirlwind | 230 | 124 | Offshore_Wind |  |  | 0 | 0 | 0 | 0 | 0 | 0 | 0 | 0 | 0 | 0 | 0 | 0 | 0 | 0 | 0 | 0 | 0 | 0 | 0 | 0 | 0 | 0 | 0 | 0 | 0 | 0 | 0 | 0
SCE Northern | SCE Northern | SCE | Whirlwind | 500 | 124 | Offshore_Wind |  |  | 0 | 0 | 0 | 0 | 0 | 0 | 0 | 0 | 0 | 0 | 0 | 0 | 0 | 0 | 0 | 0 | 0 | 0 | 0 | 0 | 0 | 0 | 0 | 0 | 0 | 0 | 0 | 0
PG&E GBA | PGE GBA | PGE | Whisman | 115 | 78 | Offshore_Wind |  |  | 0 | 0 | 0 | 0 | 0 | 0 | 0 | 0 | 0 | 0 | 0 | 0 | 0 | 0 | 0 | 0 | 0 | 0 | 0 | 0 | 0 | 0 | 0 | 0 | 0 | 0 | 0 | 0
SCE Eastern | SCE Eastern | SCE | Wildlife | 230 | 156 | Offshore_Wind |  |  | 0 | 0 | 0 | 0 | 0 | 0 | 0 | 0 | 0 | 0 | 0 | 0 | 0 | 0 | 0 | 0 | 0 | 0 | 0 | 0 | 0 | 0 | 0 | 0 | 0 | 0 | 0 | 0
PG&E FRESNO | PGE Fresno | PGE | Wilson | 115 | 158 | Offshore_Wind |  |  | 0 | 0 | 0 | 0 | 0 | 0 | 0 | 0 | 0 | 0 | 0 | 0 | 0 | 0 | 0 | 0 | 0 | 0 | 0 | 0 | 0 | 0 | 0 | 0 | 0 | 0 | 0 | 0
PG&E FRESNO | PGE Fresno | PGE | Wilson | 230 | 169 | Offshore_Wind |  |  | 0 | 0 | 0 | 0 | 0 | 0 | 0 | 0 | 0 | 0 | 0 | 0 | 0 | 0 | 0 | 0 | 0 | 0 | 0 | 0 | 0 | 0 | 0 | 0 | 0 | 0 | 0 | 0
SCE Northern | SCE Northern | SCE | Windhub | 230 | 147 | Offshore_Wind |  |  | 0 | 0 | 0 | 0 | 0 | 0 | 0 | 0 | 0 | 0 | 0 | 0 | 0 | 0 | 0 | 0 | 0 | 0 | 0 | 0 | 0 | 0 | 0 | 0 | 0 | 0 | 0 | 0
SCE Northern | SCE Northern | SCE | Windhub | 500 | 147 | Offshore_Wind |  |  | 0 | 0 | 0 | 0 | 0 | 0 | 0 | 0 | 0 | 0 | 0 | 0 | 0 | 0 | 0 | 0 | 0 | 0 | 0 | 0 | 0 | 0 | 0 | 0 | 0 | 0 | 0 | 0
PG&E GBA | PGE GBA | PGE | Windmaster | 230 | 32 | Offshore_Wind |  |  | 0 | 0 | 0 | 0 | 0 | 0 | 0 | 0 | 0 | 0 | 0 | 0 | 0 | 0 | 0 | 0 | 0 | 0 | 0 | 0 | 0 | 0 | 0 | 0 | 0 | 0 | 0 | 0
PG&E NGBA | PGE NGBA | PGE | Woodland | 115 | 18 | Offshore_Wind |  |  | 0 | 0 | 0 | 0 | 0 | 0 | 0 | 0 | 0 | 0 | 0 | 0 | 0 | 0 | 0 | 0 | 0 | 0 | 0 | 0 | 0 | 0 | 0 | 0 | 0 | 0 | 0 | 0
PG&E FRESNO | PGE Fresno | PGE | Woodward | 115 | 136 | Offshore_Wind |  |  | 0 | 0 | 0 | 0 | 0 | 0 | 0 | 0 | 0 | 0 | 0 | 0 | 0 | 0 | 0 | 0 | 0 | 0 | 0 | 0 | 0 | 0 | 0 | 0 | 0 | 0 | 0 | 0
PG&E NGBA | PGE NGBA | PGE | Wyandotte | 115 | 22 | Offshore_Wind |  |  | 0 | 0 | 0 | 0 | 0 | 0 | 0 | 0 | 0 | 0 | 0 | 0 | 0 | 0 | 0 | 0 | 0 | 0 | 0 | 0 | 0 | 0 | 0 | 0 | 0 | 0 | 0 | 0

## Summary_Remapping_PD (hidden)
Summary of the changes in level of resources between the initial and Proposed Decision (PD) mapping for the 2036 and 2041 portfolios. Staff provided an overall summary table broken down by study area as well as tables grouping changes into four categories 1) substations with any increase in resources mapped 2) substations with at least a 50 MW increase in resources mapped 3) substations with any decrease in resources mapped and 4) substations with at least a 50 MW decrease in resources mapped. | [17 empty] | CALCULATION TAB
Summary of Mapping Changes between Initial and PD Mapping for the 2035 Portfolio | [16 empty] | Summary of Mapping Changes between Initial and PD Mapping for the 2040 Portfolio
2035 Portfolio: Net Change (MW) In Resources Mapped (PD - Initial) | Geothermal | Biomass | Wind | Wind | OOS Wind | OOS Wind | Offshore Wind | Offshore Wind | Distributed Solar | Solar | Solar | Battery_4hr | Battery_8hr | LDES | All Res |  | 2040 Portfolio: Net Change (MW) In Resources Mapped (PD - Initial) | Geothermal | Biomass | Wind | Wind | OOS Wind | OOS Wind | Offshore Wind | Offshore Wind | Distributed Solar | Solar | Solar | Battery_4hr | Battery_8hr | LDES | All Res
| FCDS | FCDS | FCDS | EODS | FCDS | EODS | FCDS | EODS | FCDS | FCDS | EODS | FCDS | FCDS | FCDS | Total |  |  | FCDS | FCDS | FCDS | EODS | FCDS | EODS | FCDS | EODS | FCDS | FCDS | EODS | FCDS | FCDS | FCDS | Total
PG&E North of Greater Bay Study Area | #REF! | #REF! | #REF! | #REF! | #REF! | #REF! | #REF! | #REF! | #REF! | #REF! | #REF! | #REF! | #REF! | #REF! | #REF! | PG&E NGBA | PG&E North of Greater Bay Study Area | #REF! | #REF! | #REF! | #REF! | #REF! | #REF! | #REF! | #REF! | #REF! | #REF! | #REF! | #REF! | #REF! | #REF! | #REF! | PG&E NGBA
PG&E Greater Bay Study Area | #REF! | #REF! | #REF! | #REF! | #REF! | #REF! | #REF! | #REF! | #REF! | #REF! | #REF! | #REF! | #REF! | #REF! | #REF! | PG&E GBA | PG&E Greater Bay Study Area | #REF! | #REF! | #REF! | #REF! | #REF! | #REF! | #REF! | #REF! | #REF! | #REF! | #REF! | #REF! | #REF! | #REF! | #REF! | PG&E GBA
PG&E Fresno Study Area | #REF! | #REF! | #REF! | #REF! | #REF! | #REF! | #REF! | #REF! | #REF! | #REF! | #REF! | #REF! | #REF! | #REF! | #REF! | PG&E FRESNO | PG&E Fresno Study Area | #REF! | #REF! | #REF! | #REF! | #REF! | #REF! | #REF! | #REF! | #REF! | #REF! | #REF! | #REF! | #REF! | #REF! | #REF! | PG&E FRESNO
PG&E Kern Study Area | #REF! | #REF! | #REF! | #REF! | #REF! | #REF! | #REF! | #REF! | #REF! | #REF! | #REF! | #REF! | #REF! | #REF! | #REF! | PG&E KERN | PG&E Kern Study Area | #REF! | #REF! | #REF! | #REF! | #REF! | #REF! | #REF! | #REF! | #REF! | #REF! | #REF! | #REF! | #REF! | #REF! | #REF! | PG&E KERN
SCE Northern Area | #REF! | #REF! | #REF! | #REF! | #REF! | #REF! | #REF! | #REF! | #REF! | #REF! | #REF! | #REF! | #REF! | #REF! | #REF! | SCE Northern | SCE Northern Area | #REF! | #REF! | #REF! | #REF! | #REF! | #REF! | #REF! | #REF! | #REF! | #REF! | #REF! | #REF! | #REF! | #REF! | #REF! | SCE Northern
SCE Metro Study Area | #REF! | #REF! | #REF! | #REF! | #REF! | #REF! | #REF! | #REF! | #REF! | #REF! | #REF! | #REF! | #REF! | #REF! | #REF! | SCE Metro | SCE Metro Study Area | #REF! | #REF! | #REF! | #REF! | #REF! | #REF! | #REF! | #REF! | #REF! | #REF! | #REF! | #REF! | #REF! | #REF! | #REF! | SCE Metro
SCE North of Lugo Study Area | #REF! | #REF! | #REF! | #REF! | #REF! | #REF! | #REF! | #REF! | #REF! | #REF! | #REF! | #REF! | #REF! | #REF! | #REF! | SCE NOL | SCE North of Lugo Study Area | #REF! | #REF! | #REF! | #REF! | #REF! | #REF! | #REF! | #REF! | #REF! | #REF! | #REF! | #REF! | #REF! | #REF! | #REF! | SCE NOL
East of Pisgah Study Area | #REF! | #REF! | #REF! | #REF! | #REF! | #REF! | #REF! | #REF! | #REF! | #REF! | #REF! | #REF! | #REF! | #REF! | #REF! | EOP | East of Pisgah Study Area | #REF! | #REF! | #REF! | #REF! | #REF! | #REF! | #REF! | #REF! | #REF! | #REF! | #REF! | #REF! | #REF! | #REF! | #REF! | EOP
SCE Eastern Study Area | #REF! | #REF! | #REF! | #REF! | #REF! | #REF! | #REF! | #REF! | #REF! | #REF! | #REF! | #REF! | #REF! | #REF! | #REF! | SCE Eastern | SCE Eastern Study Area | #REF! | #REF! | #REF! | #REF! | #REF! | #REF! | #REF! | #REF! | #REF! | #REF! | #REF! | #REF! | #REF! | #REF! | #REF! | SCE Eastern
SDG&E Study Area | #REF! | #REF! | #REF! | #REF! | #REF! | #REF! | #REF! | #REF! | #REF! | #REF! | #REF! | #REF! | #REF! | #REF! | #REF! | SDGE | SDG&E Study Area | #REF! | #REF! | #REF! | #REF! | #REF! | #REF! | #REF! | #REF! | #REF! | #REF! | #REF! | #REF! | #REF! | #REF! | #REF! | SDGE
All Areas | #REF! | #REF! | #REF! | #REF! | #REF! | #REF! | #REF! | #REF! | #REF! | #REF! | #REF! | #REF! | #REF! | #REF! | #REF! |  | All Areas | #REF! | #REF! | #REF! | #REF! | #REF! | #REF! | #REF! | #REF! | #REF! | #REF! | #REF! | #REF! | #REF! | #REF! | #REF!
2035 Mapping: No. of Subs w/ Increase in Res. Mapped (PD - Initial) | Geothermal | Biomass | Wind | Wind | OOS Wind | OOS Wind | Offshore Wind | Offshore Wind | Distributed Solar | Solar | Solar | Battery_4hr | Battery_8hr | LDES | All Res |  | 2040 Mapping: No. of Subs w/ Increase in Res. Mapped (PD - Initial) | Geothermal | Biomass | Wind | Wind | OOS Wind | OOS Wind | Offshore Wind | Offshore Wind | Distributed Solar | Solar | Solar | Battery_4hr | Battery_8hr | LDES | All Res
| FCDS | FCDS | FCDS | EODS | FCDS | EODS | FCDS | EODS | FCDS | FCDS | EODS | FCDS | FCDS | FCDS | Total |  |  | FCDS | FCDS | FCDS | EODS | FCDS | EODS | FCDS | EODS | FCDS | FCDS | EODS | FCDS | FCDS | FCDS | Total
PG&E North of Greater Bay Study Area | 0 | 0 | 0 | 0 | 0 | 0 | 0 | 0 | 0 | 0 | 0 | 0 | 0 | 0 | 0 | PG&E NGBA | PG&E North of Greater Bay Study Area | #REF! | #REF! | #REF! | #REF! | #REF! | #REF! | #REF! | #REF! | #REF! | #REF! | #REF! | #REF! | #REF! | #REF! | #REF! | PG&E NGBA
PG&E Greater Bay Study Area | 0 | 0 | 0 | 0 | 0 | 0 | 0 | 0 | 0 | 0 | 0 | 0 | 0 | 0 | 0 | PG&E GBA | PG&E Greater Bay Study Area | #REF! | #REF! | #REF! | #REF! | #REF! | #REF! | #REF! | #REF! | #REF! | #REF! | #REF! | #REF! | #REF! | #REF! | #REF! | PG&E GBA
PG&E Fresno Study Area | 0 | 0 | 0 | 0 | 0 | 0 | 0 | 0 | 0 | 0 | 0 | 0 | 0 | 0 | 0 | PG&E FRESNO | PG&E Fresno Study Area | #REF! | #REF! | #REF! | #REF! | #REF! | #REF! | #REF! | #REF! | #REF! | #REF! | #REF! | #REF! | #REF! | #REF! | #REF! | PG&E FRESNO
PG&E Kern Study Area | 0 | 0 | 0 | 0 | 0 | 0 | 0 | 0 | 0 | 0 | 0 | 0 | 0 | 0 | 0 | PG&E KERN | PG&E Kern Study Area | #REF! | #REF! | #REF! | #REF! | #REF! | #REF! | #REF! | #REF! | #REF! | #REF! | #REF! | #REF! | #REF! | #REF! | #REF! | PG&E KERN
SCE Northern Area | 0 | 0 | 0 | 0 | 0 | 0 | 0 | 0 | 0 | 0 | 0 | 0 | 0 | 0 | 0 | SCE Northern | SCE Northern Area | #REF! | #REF! | #REF! | #REF! | #REF! | #REF! | #REF! | #REF! | #REF! | #REF! | #REF! | #REF! | #REF! | #REF! | #REF! | SCE Northern
SCE Metro Study Area | 0 | 0 | 0 | 0 | 0 | 0 | 0 | 0 | 0 | 0 | 0 | 0 | 0 | 0 | 0 | SCE Metro | SCE Metro Study Area | #REF! | #REF! | #REF! | #REF! | #REF! | #REF! | #REF! | #REF! | #REF! | #REF! | #REF! | #REF! | #REF! | #REF! | #REF! | SCE Metro
SCE North of Lugo Study Area | 0 | 0 | 0 | 0 | 0 | 0 | 0 | 0 | 0 | 0 | 0 | 0 | 0 | 0 | 0 | SCE NOL | SCE North of Lugo Study Area | #REF! | #REF! | #REF! | #REF! | #REF! | #REF! | #REF! | #REF! | #REF! | #REF! | #REF! | #REF! | #REF! | #REF! | #REF! | SCE NOL
East of Pisgah Study Area | 0 | 0 | 0 | 0 | 0 | 0 | 0 | 0 | 0 | 0 | 0 | 0 | 0 | 0 | 0 | EOP | East of Pisgah Study Area | #REF! | #REF! | #REF! | #REF! | #REF! | #REF! | #REF! | #REF! | #REF! | #REF! | #REF! | #REF! | #REF! | #REF! | #REF! | EOP
SCE Eastern Study Area | 0 | 0 | 0 | 0 | 0 | 0 | 0 | 0 | 0 | 0 | 0 | 0 | 0 | 0 | 0 | SCE Eastern | SCE Eastern Study Area | #REF! | #REF! | #REF! | #REF! | #REF! | #REF! | #REF! | #REF! | #REF! | #REF! | #REF! | #REF! | #REF! | #REF! | #REF! | SCE Eastern
SDG&E Study Area | 0 | 0 | 0 | 0 | 0 | 0 | 0 | 0 | 0 | 0 | 0 | 0 | 0 | 0 | 0 | SDGE | SDG&E Study Area | #REF! | #REF! | #REF! | #REF! | #REF! | #REF! | #REF! | #REF! | #REF! | #REF! | #REF! | #REF! | #REF! | #REF! | #REF! | SDGE
All Areas | 0 | 0 | 0 | 0 | 0 | 0 | 0 | 0 | 0 | 0 | 0 | 0 | 0 | 0 | 0 |  | All Areas | #REF! | #REF! | #REF! | #REF! | #REF! | #REF! | #REF! | #REF! | #REF! | #REF! | #REF! | #REF! | #REF! | #REF! | #REF!
2035 Mapping: No. of Subs w/ >50 MW Increase (PD - Initial) | Geothermal | Biomass | Wind | Wind | OOS Wind | OOS Wind | Offshore Wind | Offshore Wind | Distributed Solar | Solar | Solar | Battery_4hr | Battery_8hr | LDES | All Res |  | 2040 Mapping: No. of Subs w/ >50 MW Increase (PD - Initial) | Geothermal | Biomass | Wind | Wind | OOS Wind | OOS Wind | Offshore Wind | Offshore Wind | Distributed Solar | Solar | Solar | Battery_4hr | Battery_8hr | LDES | All Res
| FCDS | FCDS | FCDS | EODS | FCDS | EODS | FCDS | EODS | FCDS | FCDS | EODS | FCDS | FCDS | FCDS | Total |  |  | FCDS | FCDS | FCDS | EODS | FCDS | EODS | FCDS | EODS | FCDS | FCDS | EODS | FCDS | FCDS | FCDS | Total
PG&E North of Greater Bay Study Area | 0 | 0 | 0 | 0 | 0 | 0 | 0 | 0 | 0 | 0 | 0 | 0 | 0 | 0 | 0 | PG&E NGBA | PG&E North of Greater Bay Study Area | #REF! | #REF! | #REF! | #REF! | #REF! | #REF! | #REF! | #REF! | #REF! | #REF! | #REF! | #REF! | #REF! | #REF! | #REF! | PG&E NGBA
PG&E Greater Bay Study Area | 0 | 0 | 0 | 0 | 0 | 0 | 0 | 0 | 0 | 0 | 0 | 0 | 0 | 0 | 0 | PG&E GBA | PG&E Greater Bay Study Area | #REF! | #REF! | #REF! | #REF! | #REF! | #REF! | #REF! | #REF! | #REF! | #REF! | #REF! | #REF! | #REF! | #REF! | #REF! | PG&E GBA
PG&E Fresno Study Area | 0 | 0 | 0 | 0 | 0 | 0 | 0 | 0 | 0 | 0 | 0 | 0 | 0 | 0 | 0 | PG&E FRESNO | PG&E Fresno Study Area | #REF! | #REF! | #REF! | #REF! | #REF! | #REF! | #REF! | #REF! | #REF! | #REF! | #REF! | #REF! | #REF! | #REF! | #REF! | PG&E FRESNO
PG&E Kern Study Area | 0 | 0 | 0 | 0 | 0 | 0 | 0 | 0 | 0 | 0 | 0 | 0 | 0 | 0 | 0 | PG&E KERN | PG&E Kern Study Area | #REF! | #REF! | #REF! | #REF! | #REF! | #REF! | #REF! | #REF! | #REF! | #REF! | #REF! | #REF! | #REF! | #REF! | #REF! | PG&E KERN
SCE Northern Area | 0 | 0 | 0 | 0 | 0 | 0 | 0 | 0 | 0 | 0 | 0 | 0 | 0 | 0 | 0 | SCE Northern | SCE Northern Area | #REF! | #REF! | #REF! | #REF! | #REF! | #REF! | #REF! | #REF! | #REF! | #REF! | #REF! | #REF! | #REF! | #REF! | #REF! | SCE Northern
SCE Metro Study Area | 0 | 0 | 0 | 0 | 0 | 0 | 0 | 0 | 0 | 0 | 0 | 0 | 0 | 0 | 0 | SCE Metro | SCE Metro Study Area | #REF! | #REF! | #REF! | #REF! | #REF! | #REF! | #REF! | #REF! | #REF! | #REF! | #REF! | #REF! | #REF! | #REF! | #REF! | SCE Metro
SCE North of Lugo Study Area | 0 | 0 | 0 | 0 | 0 | 0 | 0 | 0 | 0 | 0 | 0 | 0 | 0 | 0 | 0 | SCE NOL | SCE North of Lugo Study Area | #REF! | #REF! | #REF! | #REF! | #REF! | #REF! | #REF! | #REF! | #REF! | #REF! | #REF! | #REF! | #REF! | #REF! | #REF! | SCE NOL
East of Pisgah Study Area | 0 | 0 | 0 | 0 | 0 | 0 | 0 | 0 | 0 | 0 | 0 | 0 | 0 | 0 | 0 | EOP | East of Pisgah Study Area | #REF! | #REF! | #REF! | #REF! | #REF! | #REF! | #REF! | #REF! | #REF! | #REF! | #REF! | #REF! | #REF! | #REF! | #REF! | EOP
SCE Eastern Study Area | 0 | 0 | 0 | 0 | 0 | 0 | 0 | 0 | 0 | 0 | 0 | 0 | 0 | 0 | 0 | SCE Eastern | SCE Eastern Study Area | #REF! | #REF! | #REF! | #REF! | #REF! | #REF! | #REF! | #REF! | #REF! | #REF! | #REF! | #REF! | #REF! | #REF! | #REF! | SCE Eastern
SDG&E Study Area | 0 | 0 | 0 | 0 | 0 | 0 | 0 | 0 | 0 | 0 | 0 | 0 | 0 | 0 | 0 | SDGE | SDG&E Study Area | #REF! | #REF! | #REF! | #REF! | #REF! | #REF! | #REF! | #REF! | #REF! | #REF! | #REF! | #REF! | #REF! | #REF! | #REF! | SDGE
All Areas | 0 | 0 | 0 | 0 | 0 | 0 | 0 | 0 | 0 | 0 | 0 | 0 | 0 | 0 | 0 |  | All Areas | #REF! | #REF! | #REF! | #REF! | #REF! | #REF! | #REF! | #REF! | #REF! | #REF! | #REF! | #REF! | #REF! | #REF! | #REF!
2035 Mapping: No. of Subs w/ Decrease in Res. (PD - Initial) | Geothermal | Biomass | Wind | Wind | OOS Wind | OOS Wind | Offshore Wind | Offshore Wind | Distributed Solar | Solar | Solar | Battery_4hr | Battery_8hr | LDES | All Res |  | 2040 Mapping: No. of Subs w/ Decrease in Res. (PD - Initial) | Geothermal | Biomass | Wind | Wind | OOS Wind | OOS Wind | Offshore Wind | Offshore Wind | Distributed Solar | Solar | Solar | Battery_4hr | Battery_8hr | LDES | All Res
| FCDS | FCDS | FCDS | EODS | FCDS | EODS | FCDS | EODS | FCDS | FCDS | EODS | FCDS | FCDS | FCDS | Total |  |  | FCDS | FCDS | FCDS | EODS | FCDS | EODS | FCDS | EODS | FCDS | FCDS | EODS | FCDS | FCDS | FCDS | Total
PG&E North of Greater Bay Study Area | 0 | 0 | 0 | 0 | 0 | 0 | 0 | 0 | 0 | 0 | 0 | 0 | 0 | 0 | 0 | PG&E NGBA | PG&E North of Greater Bay Study Area | #REF! | #REF! | #REF! | #REF! | #REF! | #REF! | #REF! | #REF! | #REF! | #REF! | #REF! | #REF! | #REF! | #REF! | #REF! | PG&E NGBA
PG&E Greater Bay Study Area | 0 | 0 | 0 | 0 | 0 | 0 | 0 | 0 | 0 | 0 | 0 | 0 | 0 | 0 | 0 | PG&E GBA | PG&E Greater Bay Study Area | #REF! | #REF! | #REF! | #REF! | #REF! | #REF! | #REF! | #REF! | #REF! | #REF! | #REF! | #REF! | #REF! | #REF! | #REF! | PG&E GBA
PG&E Fresno Study Area | 0 | 0 | 0 | 0 | 0 | 0 | 0 | 0 | 0 | 0 | 0 | 0 | 0 | 0 | 0 | PG&E FRESNO | PG&E Fresno Study Area | #REF! | #REF! | #REF! | #REF! | #REF! | #REF! | #REF! | #REF! | #REF! | #REF! | #REF! | #REF! | #REF! | #REF! | #REF! | PG&E FRESNO
PG&E Kern Study Area | 0 | 0 | 0 | 0 | 0 | 0 | 0 | 0 | 0 | 0 | 0 | 0 | 0 | 0 | 0 | PG&E KERN | PG&E Kern Study Area | #REF! | #REF! | #REF! | #REF! | #REF! | #REF! | #REF! | #REF! | #REF! | #REF! | #REF! | #REF! | #REF! | #REF! | #REF! | PG&E KERN
SCE Northern Area | 0 | 0 | 0 | 0 | 0 | 0 | 0 | 0 | 0 | 0 | 0 | 0 | 0 | 0 | 0 | SCE Northern | SCE Northern Area | #REF! | #REF! | #REF! | #REF! | #REF! | #REF! | #REF! | #REF! | #REF! | #REF! | #REF! | #REF! | #REF! | #REF! | #REF! | SCE Northern
SCE Metro Study Area | 0 | 0 | 0 | 0 | 0 | 0 | 0 | 0 | 0 | 0 | 0 | 0 | 0 | 0 | 0 | SCE Metro | SCE Metro Study Area | #REF! | #REF! | #REF! | #REF! | #REF! | #REF! | #REF! | #REF! | #REF! | #REF! | #REF! | #REF! | #REF! | #REF! | #REF! | SCE Metro
SCE North of Lugo Study Area | 0 | 0 | 0 | 0 | 0 | 0 | 0 | 0 | 0 | 0 | 0 | 0 | 0 | 0 | 0 | SCE NOL | SCE North of Lugo Study Area | #REF! | #REF! | #REF! | #REF! | #REF! | #REF! | #REF! | #REF! | #REF! | #REF! | #REF! | #REF! | #REF! | #REF! | #REF! | SCE NOL
East of Pisgah Study Area | 0 | 0 | 0 | 0 | 0 | 0 | 0 | 0 | 0 | 0 | 0 | 0 | 0 | 0 | 0 | EOP | East of Pisgah Study Area | #REF! | #REF! | #REF! | #REF! | #REF! | #REF! | #REF! | #REF! | #REF! | #REF! | #REF! | #REF! | #REF! | #REF! | #REF! | EOP
SCE Eastern Study Area | 0 | 0 | 0 | 0 | 0 | 0 | 0 | 0 | 0 | 0 | 0 | 0 | 0 | 0 | 0 | SCE Eastern | SCE Eastern Study Area | #REF! | #REF! | #REF! | #REF! | #REF! | #REF! | #REF! | #REF! | #REF! | #REF! | #REF! | #REF! | #REF! | #REF! | #REF! | SCE Eastern
SDG&E Study Area | 0 | 0 | 0 | 0 | 0 | 0 | 0 | 0 | 0 | 0 | 0 | 0 | 0 | 0 | 0 | SDGE | SDG&E Study Area | #REF! | #REF! | #REF! | #REF! | #REF! | #REF! | #REF! | #REF! | #REF! | #REF! | #REF! | #REF! | #REF! | #REF! | #REF! | SDGE
All Areas | 0 | 0 | 0 | 0 | 0 | 0 | 0 | 0 | 0 | 0 | 0 | 0 | 0 | 0 | 0 |  | All Areas | #REF! | #REF! | #REF! | #REF! | #REF! | #REF! | #REF! | #REF! | #REF! | #REF! | #REF! | #REF! | #REF! | #REF! | #REF!
2035 Mapping: No. of Subs w/ >50 MW Decrease in Res. (PD - Initial) | Geothermal | Biomass | Wind | Wind | OOS Wind | OOS Wind | Offshore Wind | Offshore Wind | Distributed Solar | Solar | Solar | Battery_4hr | Battery_8hr | LDES | All Res |  | 2040 Mapping: No. of Subs w/ >50 MW Decrease in Res. (PD - Initial) | Geothermal | Biomass | Wind | Wind | OOS Wind | OOS Wind | Offshore Wind | Offshore Wind | Distributed Solar | Solar | Solar | Battery_4hr | Battery_8hr | LDES | All Res
| FCDS | FCDS | FCDS | EODS | FCDS | EODS | FCDS | EODS | FCDS | FCDS | EODS | FCDS | FCDS | FCDS | Total |  |  | FCDS | FCDS | FCDS | EODS | FCDS | EODS | FCDS | EODS | FCDS | FCDS | EODS | FCDS | FCDS | FCDS | Total
PG&E North of Greater Bay Study Area | 0 | 0 | 0 | 0 | 0 | 0 | 0 | 0 | 0 | 0 | 0 | 0 | 0 | 0 | 0 | PG&E NGBA | PG&E North of Greater Bay Study Area | #REF! | #REF! | #REF! | #REF! | #REF! | #REF! | #REF! | #REF! | #REF! | #REF! | #REF! | #REF! | #REF! | #REF! | #REF! | PG&E NGBA
PG&E Greater Bay Study Area | 0 | 0 | 0 | 0 | 0 | 0 | 0 | 0 | 0 | 0 | 0 | 0 | 0 | 0 | 0 | PG&E GBA | PG&E Greater Bay Study Area | #REF! | #REF! | #REF! | #REF! | #REF! | #REF! | #REF! | #REF! | #REF! | #REF! | #REF! | #REF! | #REF! | #REF! | #REF! | PG&E GBA
PG&E Fresno Study Area | 0 | 0 | 0 | 0 | 0 | 0 | 0 | 0 | 0 | 0 | 0 | 0 | 0 | 0 | 0 | PG&E FRESNO | PG&E Fresno Study Area | #REF! | #REF! | #REF! | #REF! | #REF! | #REF! | #REF! | #REF! | #REF! | #REF! | #REF! | #REF! | #REF! | #REF! | #REF! | PG&E FRESNO
PG&E Kern Study Area | 0 | 0 | 0 | 0 | 0 | 0 | 0 | 0 | 0 | 0 | 0 | 0 | 0 | 0 | 0 | PG&E KERN | PG&E Kern Study Area | #REF! | #REF! | #REF! | #REF! | #REF! | #REF! | #REF! | #REF! | #REF! | #REF! | #REF! | #REF! | #REF! | #REF! | #REF! | PG&E KERN
SCE Northern Area | 0 | 0 | 0 | 0 | 0 | 0 | 0 | 0 | 0 | 0 | 0 | 0 | 0 | 0 | 0 | SCE Northern | SCE Northern Area | #REF! | #REF! | #REF! | #REF! | #REF! | #REF! | #REF! | #REF! | #REF! | #REF! | #REF! | #REF! | #REF! | #REF! | #REF! | SCE Northern
SCE Metro Study Area | 0 | 0 | 0 | 0 | 0 | 0 | 0 | 0 | 0 | 0 | 0 | 0 | 0 | 0 | 0 | SCE Metro | SCE Metro Study Area | #REF! | #REF! | #REF! | #REF! | #REF! | #REF! | #REF! | #REF! | #REF! | #REF! | #REF! | #REF! | #REF! | #REF! | #REF! | SCE Metro
SCE North of Lugo Study Area | 0 | 0 | 0 | 0 | 0 | 0 | 0 | 0 | 0 | 0 | 0 | 0 | 0 | 0 | 0 | SCE NOL | SCE North of Lugo Study Area | #REF! | #REF! | #REF! | #REF! | #REF! | #REF! | #REF! | #REF! | #REF! | #REF! | #REF! | #REF! | #REF! | #REF! | #REF! | SCE NOL
East of Pisgah Study Area | 0 | 0 | 0 | 0 | 0 | 0 | 0 | 0 | 0 | 0 | 0 | 0 | 0 | 0 | 0 | EOP | East of Pisgah Study Area | #REF! | #REF! | #REF! | #REF! | #REF! | #REF! | #REF! | #REF! | #REF! | #REF! | #REF! | #REF! | #REF! | #REF! | #REF! | EOP
SCE Eastern Study Area | 0 | 0 | 0 | 0 | 0 | 0 | 0 | 0 | 0 | 0 | 0 | 0 | 0 | 0 | 0 | SCE Eastern | SCE Eastern Study Area | #REF! | #REF! | #REF! | #REF! | #REF! | #REF! | #REF! | #REF! | #REF! | #REF! | #REF! | #REF! | #REF! | #REF! | #REF! | SCE Eastern
SDG&E Study Area | 0 | 0 | 0 | 0 | 0 | 0 | 0 | 0 | 0 | 0 | 0 | 0 | 0 | 0 | 0 | SDGE | SDG&E Study Area | #REF! | #REF! | #REF! | #REF! | #REF! | #REF! | #REF! | #REF! | #REF! | #REF! | #REF! | #REF! | #REF! | #REF! | #REF! | SDGE
All Areas | 0 | 0 | 0 | 0 | 0 | 0 | 0 | 0 | 0 | 0 | 0 | 0 | 0 | 0 | 0 |  | All Areas | #REF! | #REF! | #REF! | #REF! | #REF! | #REF! | #REF! | #REF! | #REF! | #REF! | #REF! | #REF! | #REF! | #REF! | #REF!

## 2036_Criteria_Alignment
Summary of mapped resources alignment with all the applied busbar mapping criteria for the 2036 model year. Results are shown by substation and resource type.
[6 empty] | Total Portfolio |  |  | In-Development |  |  | Generic |  |  | 1. System level transmission capability |  |  |  | 2. Substation level interconnection |  |  | 3. Land-use implications and feasibility |  |  |  |  | 4. Environmental (conservation and biological) impact factors | [5 empty] | 5. Community and environmental (societal) impact factors |  |  |  |  | 6 | 7. Alignment with Previous TPP Portfolios | Any Flag or Res Mapped
CAISO Study Area | Substation | Voltage | Resource Type | Out-of-CAISO | Mapped Res. Note | FCDS (or 4-hr for Battery) | EODS (or 8-hr for Battery) | Total | FCDS (or 4-hr for Battery) | EODS (or 8-hr for Battery) | Total | FCDS (or 4-hr for Battery) | EODS (or 8-hr for Battery) | Total | FCDS Alignment pre-upgrades | Final FCDS Alignment w/ Upgrade | EODS Alignment pre-upgrades | Final EODS Alignment w/ Upgrade | Interconnection Upgrades | Distance to interconnection | Voltage Interconnection | Core Screen Criteria Alignment Level | Parcelization Criteria Alignment Level | Cropland Index Criteria Alignment Level | Overdrafted Basin Criteria Alignment Level | Fire Threat Criteria Alignment Level | ACE Connectivity Criteria Alignment | ACE Biodiversity Criteria Alignment | ACE Irreplaceability Criteria Alignment | All ACE Criteria Alignment | Intactness Criteria Alignment | Wetlands Criteria Alignment | Non-Attainment Zone PM2.5 | Non-Attainment Zone O3 | Gas Plant Proximity | IRA Energy Communities | DAC Proximity | Commercial Development Interest | Alignment with Previous TPP |  | Notes
PG&E KERN | 7th Standard | 115 | Geothermal | 0 | 0 | 0 | 0 | 0 | 0 | 0 | 0 | 0 | 0 | 0 | 5 | 2 | 5 | 2 | [14 empty] | 1 | 1 | 3 | 1 | 2 | 1 | 1 | 0
SCE Metro | Alamitos | 230 | Geothermal | 0 | 0 | 0 | 0 | 0 | 0 | 0 | 0 | 0 | 0 | 0 | 1 | 1 | 1 | 1 | [14 empty] | 1 | 1 | 1 | 1 | 1 | 1 | 1 | 0
SCE Eastern | Alberhill | 115 | Geothermal | 0 | 0 | 0 | 0 | 0 | 0 | 0 | 0 | 0 | 0 | 0 | 1 | 1 | 1 | 1 | [14 empty] | 1 | 1 | 4 | 1 | 1 | 1 | 1 | 0
SCE Eastern | Alberhill | 500 | Geothermal | 0 | 0 | 0 | 0 | 0 | 0 | 0 | 0 | 0 | 0 | 0 | 1 | 1 | 1 | 1 | [14 empty] | 1 | 1 | 4 | 1 | 1 | 1 | 1 | 0
PG&E GBA | Alhambra | 115 | Geothermal | 0 | 0 | 0 | 0 | 0 | 0 | 0 | 0 | 0 | 0 | 0 | 5 | 2 | 1 | 1 | [14 empty] | 2 | 1 | 2 | 1 | 2 | 1 | 1 | 0
PG&E FRESNO | Alpaugh | 115 | Geothermal | 0 | 0 | 0 | 0 | 0 | 0 | 0 | 0 | 0 | 0 | 0 | 5 | 2 | 5 | 2 | 3 | [13 empty] | 1 | 1 | 3 | 1 | 1 | 1 | 1 | 0
SDGE | Alpine | 69 | Geothermal | 0 | 0 | 0 | 0 | 0 | 0 | 0 | 0 | 0 | 0 | 0 | 1 | 1 | 1 | 1 | [14 empty] | 2 | 1 | 4 | 1 | 3 | 1 | 1 | 0
PG&E GBA | Altamont Midway (Sandhill) | 230 | Geothermal | 0 | 0 | 0 | 0 | 0 | 0 | 0 | 0 | 0 | 0 | 0 | 5 | 2 | 1 | 1 | [14 empty] | 2 | 1 | 2 | 1 | 3 | 1 | 1 | 0
SCE Northern | Antelope | 66 | Geothermal | 0 | 0 | 0 | 0 | 0 | 0 | 0 | 0 | 0 | 0 | 0 | 1 | 1 | 1 | 1 | [14 empty] | 2 | 1 | 4 | 1 | 3 | 1 | 1 | 0
SCE Northern | Antelope | 230 | Geothermal | 0 | 0 | 0 | 0 | 0 | 0 | 0 | 0 | 0 | 0 | 0 | 1 | 1 | 1 | 1 | 4 | [13 empty] | 2 | 1 | 4 | 1 | 3 | 1 | 1 | 0
SCE Northern | Antelope | 500 | Geothermal | 0 | 0 | 0 | 0 | 0 | 0 | 0 | 0 | 0 | 0 | 0 | 1 | 1 | 1 | 1 | [14 empty] | 2 | 1 | 4 | 1 | 3 | 1 | 1 | 0
PG&E NGBA | Arcata | 60 | Geothermal | 0 | 0 | 0 | 0 | 0 | 0 | 0 | 0 | 0 | 0 | 0 | 5 | 2 | 1 | 1 | [14 empty] | 2 | 2 | 4 | 2 | 3 | 1 | 1 | 0
PG&E KERN | Arco | 230 | Geothermal | 0 | 0 | 0 | 0 | 0 | 0 | 0 | 0 | 0 | 0 | 0 | 5 | 2 | 5 | 2 | 3 | [13 empty] | 1 | 1 | 4 | 1 | 1 | 1 | 1 | 0
PG&E KERN | Arco | 70 | Geothermal | 0 | 0 | 0 | 0 | 0 | 0 | 0 | 0 | 0 | 0 | 0 | 5 | 2 | 5 | 2 | [14 empty] | 1 | 1 | 4 | 1 | 1 | 1 | 1 | 0
SCE Metro | ArcoGen | 230 | Geothermal | 0 | 0 | 0 | 0 | 0 | 0 | 0 | 0 | 0 | 0 | 0 | 1 | 1 | 1 | 1 | [14 empty] | 1 | 1 | 1 | 1 | 1 | 1 | 1 | 0
SDGE | Artesian | 230 | Geothermal | 0 | 0 | 0 | 0 | 0 | 0 | 0 | 0 | 0 | 0 | 0 | 1 | 1 | 1 | 1 | [14 empty] | 2 | 1 | 2 | 1 | 3 | 1 | 1 | 0
SDGE | Artesian | 69 | Geothermal | 0 | 0 | 0 | 0 | 0 | 0 | 0 | 0 | 0 | 0 | 0 | 1 | 1 | 1 | 1 | [14 empty] | 2 | 1 | 2 | 1 | 3 | 1 | 1 | 0
PG&E FRESNO | Ashlan | 230 | Geothermal | 0 | 0 | 0 | 0 | 0 | 0 | 0 | 0 | 0 | 0 | 0 | 5 | 2 | 1 | 1 | [14 empty] | 1 | 1 | 2 | 2 | 1 | 1 | 1 | 0
PG&E NGBA | Atlantic | 115 | Geothermal | 0 | 0 | 0 | 0 | 0 | 0 | 0 | 0 | 0 | 0 | 0 | 5 | 2 | 1 | 1 | [14 empty] | 2 | 1 | 2 | 2 | 3 | 1 | 1 | 0
PG&E NGBA | Atlantic | 230 | Geothermal | 0 | 0 | 0 | 0 | 0 | 0 | 0 | 0 | 0 | 0 | 0 | 5 | 2 | 1 | 1 | [14 empty] | 2 | 1 | 2 | 2 | 3 | 1 | 1 | 0
PG&E NGBA | Atlantic | 60 | Geothermal | 0 | 0 | 0 | 0 | 0 | 0 | 0 | 0 | 0 | 0 | 0 | 5 | 2 | 1 | 1 | [14 empty] | 2 | 1 | 2 | 2 | 3 | 1 | 1 | 0
PG&E FRESNO | Atwater | 115 | Geothermal | 0 | 0 | 0 | 0 | 0 | 0 | 0 | 0 | 0 | 0 | 0 | 5 | 2 | 1 | 1 | [14 empty] | 1 | 1 | 2 | 2 | 1 | 1 | 1 | 0
PG&E GBA | Avena | 115 | Geothermal | 0 | 0 | 0 | 0 | 0 | 0 | 0 | 0 | 0 | 0 | 0 | 1 | 1 | 1 | 1 | [14 empty] | 1 | 1 | 3 | 2 | 1 | 1 | 1 | 0
SDGE | Avocado | 69 | Geothermal | 0 | 0 | 0 | 0 | 0 | 0 | 0 | 0 | 0 | 0 | 0 | 1 | 1 | 1 | 1 | [14 empty] | 2 | 1 | 3 | 1 | 3 | 1 | 1 | 0
PG&E NGBA | Bahia | 230 | Geothermal | 0 | 0 | 0 | 0 | 0 | 0 | 0 | 0 | 0 | 0 | 0 | 5 | 2 | 1 | 1 | [14 empty] | 2 | 1 | 1 | 1 | 2 | 1 | 1 | 0
SCE Northern | Bailey | 230 | Geothermal | 0 | 0 | 0 | 0 | 0 | 0 | 0 | 0 | 0 | 0 | 0 | 5 | 2 | 4 | 2 | [14 empty] | 1 | 1 | 4 | 1 | 3 | 1 | 1 | 0
SCE NOL | Baker | 115 | Geothermal | 0 | 0 | 0 | 0 | 0 | 0 | 0 | 0 | 0 | 0 | 0 | 3 | 3 | 1 | 1 | [14 empty] | 2 | 2 | 4 | 1 | 1 | 1 | 1 | 0
PG&E KERN | Bakersfield | 230 | Geothermal | 0 | 0 | 0 | 0 | 0 | 0 | 0 | 0 | 0 | 0 | 0 | 5 | 2 | 5 | 2 | [14 empty] | 1 | 1 | 3 | 1 | 1 | 1 | 1 | 0
PG&E FRESNO | Balch | 230 | Geothermal | 0 | 0 | 0 | 0 | 0 | 0 | 0 | 0 | 0 | 0 | 0 | 5 | 2 | 5 | 2 | [14 empty] | 1 | 1 | 4 | 2 | 3 | 1 | 1 | 0
SCE Eastern | Bannister | 230 | Geothermal | 0 | 0 | 0 | 0 | 0 | 0 | 0 | 0 | 0 | 0 | 0 | 5 | 2 | 1 | 1 |  |  |  | 1 |  |  |  | 1 | 1 | 1 | 1 | 1 | 1 | 2 | 2 | 1 | 2 | 2 | 1 | 1 | 1 | 0
SCE Metro | Barre | 230 | Geothermal | 0 | 0 | 0 | 0 | 0 | 0 | 0 | 0 | 0 | 0 | 0 | 1 | 1 | 1 | 1 | [14 empty] | 1 | 1 | 1 | 1 | 1 | 1 | 1 | 0
SDGE | Bay Boulevard | 69 | Geothermal | 0 | 0 | 0 | 0 | 0 | 0 | 0 | 0 | 0 | 0 | 0 | 1 | 1 | 1 | 1 | [14 empty] | 2 | 1 | 2 | 1 | 1 | 1 | 1 | 0
SDGE | Bay Boulevard | 230 | Geothermal | 0 | 0 | 0 | 0 | 0 | 0 | 0 | 0 | 0 | 0 | 0 | 1 | 1 | 1 | 1 | [14 empty] | 2 | 1 | 2 | 1 | 1 | 1 | 1 | 0
EOP | Beatty | 138 | Geothermal | 0 | 0 | 0 | 0 | 0 | 0 | 0 | 0 | 0 | 0 | 0 | 5 | 2 | 4 | 2 | [14 empty] | 2 | 2 | 4 | 1 | 3 | 1 | 1 | 0
EOP | Beatty | 230 | Geothermal | Yes | Central Nevada (EGS ) | 436 | 0 | 436 | 0 | 0 | 0 | 436 | 0 | 436 | 5 | 2 | 4 | 2 |  | 4 |  | N/A |  |  |  | N/A | N/A | N/A | N/A | N/A | N/A | N/A | 2 | 2 | 4 | 1 | 3 | 5- | 1 | 1 | OOS intertie
PG&E NGBA | Belden | 230 | Geothermal | 0 | 0 | 0 | 0 | 0 | 0 | 0 | 0 | 0 | 0 | 0 | 5 | 2 | 1 | 1 | [14 empty] | 2 | 2 | 4 | 1 | 3 | 1 | 1 | 0
PG&E NGBA | Bell | 115 | Geothermal | 0 | 0 | 0 | 0 | 0 | 0 | 0 | 0 | 0 | 0 | 0 | 5 | 2 | 1 | 1 | [14 empty] | 2 | 1 | 4 | 2 | 3 | 1 | 1 | 0
PG&E NGBA | Bellevue | 115 | Geothermal | 0 | 0 | 0 | 0 | 0 | 0 | 0 | 0 | 0 | 0 | 0 | 5 | 2 | 1 | 1 | [14 empty] | 2 | 1 | 2 | 2 | 2 | 1 | 1 | 0
PG&E GBA | Bellota | 115 | Geothermal | 0 | 0 | 0 | 0 | 0 | 0 | 0 | 0 | 0 | 0 | 0 | 1 | 1 | 1 | 1 | 3 | [13 empty] | 1 | 1 | 4 | 2 | 3 | 1 | 1 | 0
PG&E GBA | Bellota | 230 | Geothermal | 0 | 0 | 0 | 0 | 0 | 0 | 0 | 0 | 0 | 0 | 0 | 1 | 1 | 1 | 1 | 3 | [13 empty] | 1 | 1 | 4 | 2 | 3 | 1 | 1 | 0
SCE Northern | Big Creek | 230 | Geothermal | 0 | 0 | 0 | 0 | 0 | 0 | 0 | 0 | 0 | 0 | 0 | 1 | 1 | 1 | 1 | [14 empty] | 1 | 1 | 4 | 2 | 3 | 1 | 1 | 0
PG&E FRESNO | Biola | 70 | Geothermal | 0 | 0 | 0 | 0 | 0 | 0 | 0 | 0 | 0 | 0 | 0 | 5 | 2 | 1 | 1 | [14 empty] | 1 | 1 | 4 | 2 | 1 | 1 | 1 | 0
PG&E GBA | Birds Landing | 230 | Geothermal | 0 | 0 | 0 | 0 | 0 | 0 | 0 | 0 | 0 | 0 | 0 | 5 | 2 | 1 | 1 | 3 | [13 empty] | 2 | 1 | 4 | 1 | 1 | 1 | 1 | 0
SCE Northern | Bliss | 66 | Geothermal | 0 | 0 | 0 | 0 | 0 | 0 | 0 | 0 | 0 | 0 | 0 | 1 | 1 | 1 | 1 | [14 empty] | 1 | 1 | 4 | 1 | 1 | 1 | 1 | 0
SCE Eastern | Blythe | 161 | Geothermal | 0 | 0 | 0 | 0 | 0 | 0 | 0 | 0 | 0 | 0 | 0 | 5 | 2 | 1 | 1 | 3 | [13 empty] | 2 | 2 | 2 | 1 | 1 | 1 | 1 | 0
PG&E NGBA | Bogue | 115 | Geothermal | 0 | 0 | 0 | 0 | 0 | 0 | 0 | 0 | 0 | 0 | 0 | 5 | 2 | 1 | 1 | [14 empty] | 2 | 2 | 2 | 1 | 2 | 1 | 1 | 0
PG&E FRESNO | Borden | 230 | Geothermal | 0 | 0 | 0 | 0 | 0 | 0 | 0 | 0 | 0 | 0 | 0 | 5 | 2 | 5 | 2 | 1 | [13 empty] | 1 | 1 | 4 | 2 | 1 | 1 | 1 | 0
PG&E FRESNO | Borden | 70 | Geothermal | 0 | 0 | 0 | 0 | 0 | 0 | 0 | 0 | 0 | 0 | 0 | 5 | 2 | 5 | 2 | [14 empty] | 1 | 1 | 4 | 2 | 1 | 1 | 1 | 0
SDGE | Boulevard East | 138 | Geothermal | 0 | 0 | 0 | 0 | 0 | 0 | 0 | 0 | 0 | 0 | 0 | 1 | 1 | 1 | 1 | 1 | [13 empty] | 2 | 1 | 4 | 1 | 3 | 1 | 1 | 0
SDGE | Boulevard East | 69 | Geothermal | 0 | 0 | 0 | 0 | 0 | 0 | 0 | 0 | 0 | 0 | 0 | 1 | 1 | 1 | 1 | [14 empty] | 2 | 1 | 4 | 1 | 3 | 1 | 1 | 0
PG&E GBA | Brentwood | 230 | Geothermal | 0 | 0 | 0 | 0 | 0 | 0 | 0 | 0 | 0 | 0 | 0 | 5 | 2 | 1 | 1 | [14 empty] | 2 | 1 | 4 | 1 | 3 | 1 | 1 | 0
PG&E NGBA | Bridgeville | 115 | Geothermal | 0 | EGS | 185 | 0 | 185 | 0 | 0 | 0 | 185 | 0 | 185 | 5 | 2 | 1 | 1 | [14 empty] | 2 | 2 | 4 | 2 | 3 | 5- | 1 | 1 | in-state geothermal, CI from stakeholder input, location specific resource potential, QA/QCd
PG&E NGBA | Brighton | 115 | Geothermal | 0 | 0 | 0 | 0 | 0 | 0 | 0 | 0 | 0 | 0 | 0 | 5 | 2 | 1 | 1 | [14 empty] | 2 | 1 | 2 | 2 | 1 | 1 | 1 | 0
PG&E NGBA | Brighton | 230 | Geothermal | 0 | 0 | 0 | 0 | 0 | 0 | 0 | 0 | 0 | 0 | 0 | 5 | 2 | 1 | 1 | [14 empty] | 2 | 1 | 2 | 2 | 1 | 1 | 1 | 0
PG&E NGBA | Brunswick | 115 | Geothermal | 0 | 0 | 0 | 0 | 0 | 0 | 0 | 0 | 0 | 0 | 0 | 5 | 2 | 1 | 1 | [14 empty] | 2 | 1 | 4 | 1 | 3 | 1 | 1 | 0
PG&E NGBA | Bucks Creek | 230 | Geothermal | 0 | 0 | 0 | 0 | 0 | 0 | 0 | 0 | 0 | 0 | 0 | 5 | 2 | 1 | 1 | [14 empty] | 2 | 2 | 4 | 1 | 3 | 1 | 1 | 0
PG&E KERN | Buena Vista | 230 | Geothermal | 0 | 0 | 0 | 0 | 0 | 0 | 0 | 0 | 0 | 0 | 0 | 5 | 2 | 5 | 2 | [14 empty] | 2 | 2 | 4 | 2 | 1 | 1 | 1 | 0
PG&E FRESNO | Bullard | 115 | Geothermal | 0 | 0 | 0 | 0 | 0 | 0 | 0 | 0 | 0 | 0 | 0 | 5 | 2 | 5 | 2 | [14 empty] | 1 | 1 | 1 | 2 | 2 | 1 | 1 | 0
PG&E GBA | Burlingame | 115 | Geothermal | 0 | 0 | 0 | 0 | 0 | 0 | 0 | 0 | 0 | 0 | 0 | 5 | 2 | 1 | 1 | [14 empty] | 2 | 1 | 3 | 1 | 2 | 1 | 1 | 0
PG&E NGBA | Burney Forest | 230 | Geothermal | 0 | 0 | 0 | 0 | 0 | 0 | 0 | 0 | 0 | 0 | 0 | 5 | 2 | 1 | 1 | [14 empty] | 2 | 2 | 4 | 2 | 3 | 1 | 1 | 0
PG&E NGBA | Butte | 115 | Geothermal | 0 | 0 | 0 | 0 | 0 | 0 | 0 | 0 | 0 | 0 | 0 | 5 | 2 | 1 | 1 | [14 empty] | 2 | 1 | 4 | 2 | 2 | 1 | 1 | 0
PG&E KERN | Cabrillo | 115 | Geothermal | 0 | 0 | 0 | 0 | 0 | 0 | 0 | 0 | 0 | 0 | 0 | 5 | 2 | 1 | 1 | [14 empty] | 2 | 2 | 4 | 1 | 3 | 1 | 1 | 0
PG&E FRESNO | Cal Flats | 230 | Geothermal | 0 | 0 | 0 | 0 | 0 | 0 | 0 | 0 | 0 | 0 | 0 | 5 | 2 | 5 | 2 | [14 empty] | 2 | 2 | 4 | 2 | 2 | 1 | 1 | 0
SCE NOL | Calcite | 230 | Geothermal | 0 | 0 | 0 | 0 | 0 | 0 | 0 | 0 | 0 | 0 | 0 | 1 | 1 | 1 | 1 | 3 | [13 empty] | 2 | 1 | 4 | 1 | 3 | 1 | 1 | 0
PG&E KERN | Caliente | 230 | Geothermal | 0 | 0 | 0 | 0 | 0 | 0 | 0 | 0 | 0 | 0 | 0 | 5 | 2 | 5 | 2 | 1 | [13 empty] | 2 | 1 | 4 | 2 | 2 | 1 | 1 | 0
PG&E FRESNO | California Ave | 115 | Geothermal | 0 | 0 | 0 | 0 | 0 | 0 | 0 | 0 | 0 | 0 | 0 | 5 | 2 | 1 | 1 | [14 empty] | 1 | 1 | 2 | 2 | 1 | 1 | 1 | 0
PG&E KERN | Callender | 115 | Geothermal | 0 | 0 | 0 | 0 | 0 | 0 | 0 | 0 | 0 | 0 | 0 | 5 | 2 | 5 | 2 | [14 empty] | 2 | 2 | 4 | 2 | 2 | 1 | 1 | 0
PG&E NGBA | Calpella | 115 | Geothermal | 0 | 0 | 0 | 0 | 0 | 0 | 0 | 0 | 0 | 0 | 0 | 5 | 2 | 1 | 1 | [14 empty] | 2 | 2 | 4 | 2 | 3 | 1 | 1 | 0
PG&E GBA | Camanche | 230 | Geothermal | 0 | 0 | 0 | 0 | 0 | 0 | 0 | 0 | 0 | 0 | 0 | 1 | 1 | 1 | 1 | [14 empty] | 1 | 1 | 4 | 2 | 3 | 1 | 1 | 0
SDGE | Cameron | 69 | Geothermal | 0 | 0 | 0 | 0 | 0 | 0 | 0 | 0 | 0 | 0 | 0 | 1 | 1 | 1 | 1 | [14 empty] | 1 | 1 | 2 | 1 | 1 | 1 | 1 | 0
SDGE | Cannon | 69 | Geothermal | 0 | 0 | 0 | 0 | 0 | 0 | 0 | 0 | 0 | 0 | 0 | 1 | 1 | 1 | 1 | [14 empty] | 2 | 1 | 1 | 1 | 3 | 1 | 1 | 0
PG&E FRESNO | Cantua | 115 | Geothermal | 0 | 0 | 0 | 0 | 0 | 0 | 0 | 0 | 0 | 0 | 0 | 5 | 2 | 5 | 2 | [14 empty] | 1 | 1 | 4 | 2 | 1 | 1 | 1 | 0
SDGE | Capistrano | 138 | Geothermal | 0 | 0 | 0 | 0 | 0 | 0 | 0 | 0 | 0 | 0 | 0 | 1 | 1 | 1 | 1 | [14 empty] | 1 | 1 | 2 | 1 | 3 | 1 | 1 | 0
SDGE | Capistrano | 230 | Geothermal | 0 | 0 | 0 | 0 | 0 | 0 | 0 | 0 | 0 | 0 | 0 | 1 | 1 | 1 | 1 | [14 empty] | 1 | 1 | 2 | 1 | 3 | 1 | 1 | 0
PG&E NGBA | Carberry | 230 | Geothermal | 0 | 0 | 0 | 0 | 0 | 0 | 0 | 0 | 0 | 0 | 0 | 5 | 2 | 1 | 1 | [14 empty] | 2 | 2 | 4 | 2 | 3 | 1 | 1 | 0
SCE Eastern | Cardiff | 66 | Geothermal | 0 | 0 | 0 | 0 | 0 | 0 | 0 | 0 | 0 | 0 | 0 | 1 | 1 | 1 | 1 | [14 empty] | 1 | 1 | 2 | 1 | 1 | 1 | 1 | 0
PG&E NGBA | Caribou | 60 | Geothermal | 0 | 0 | 0 | 0 | 0 | 0 | 0 | 0 | 0 | 0 | 0 | 5 | 2 | 1 | 1 | [14 empty] | 2 | 2 | 4 | 1 | 3 | 1 | 1 | 0
PG&E NGBA | Caribou | 115 | Geothermal | 0 | 0 | 0 | 0 | 0 | 0 | 0 | 0 | 0 | 0 | 0 | 5 | 2 | 1 | 1 | [14 empty] | 2 | 2 | 4 | 1 | 3 | 1 | 1 | 0
PG&E NGBA | Caribou | 230 | Geothermal | 0 | 0 | 0 | 0 | 0 | 0 | 0 | 0 | 0 | 0 | 0 | 5 | 2 | 1 | 1 | [14 empty] | 2 | 2 | 4 | 1 | 3 | 1 | 1 | 0
EOP | Carpenter Canyon (fka Gamebird) | 138 | Geothermal | 0 | 0 | 0 | 0 | 0 | 0 | 0 | 0 | 0 | 0 | 0 | 5 | 2 | 4 | 2 | [14 empty] | 2 | 2 | 4 | 1 | 3 | 1 | 1 | 0
EOP | Carpenter Canyon (fka Gamebird) | 230 | Geothermal | 0 | 0 | 0 | 0 | 0 | 0 | 0 | 0 | 0 | 0 | 0 | 5 | 2 | 4 | 2 | [14 empty] | 2 | 2 | 4 | 1 | 3 | 1 | 1 | 0
PG&E NGBA | Carquinez | 115 | Geothermal | 0 | 0 | 0 | 0 | 0 | 0 | 0 | 0 | 0 | 0 | 0 | 5 | 2 | 1 | 1 | [14 empty] | 2 | 1 | 2 | 1 | 1 | 1 | 1 | 0
SDGE | Carrizo Gorge | 138 | Geothermal | 0 | 0 | 0 | 0 | 0 | 0 | 0 | 0 | 0 | 0 | 0 | 1 | 1 | 1 | 1 | [14 empty] | 2 | 1 | 4 | 1 | 3 | 1 | 1 | 0
PG&E KERN | Carrizo Plains | 115 | Geothermal | 0 | 0 | 0 | 0 | 0 | 0 | 0 | 0 | 0 | 0 | 0 | 5 | 2 | 5 | 2 | [14 empty] | 2 | 1 | 4 | 2 | 2 | 1 | 1 | 0
PG&E KERN | Casaloma | 230 | Geothermal | 0 | 0 | 0 | 0 | 0 | 0 | 0 | 0 | 0 | 0 | 0 | 5 | 2 | 1 | 1 | [14 empty] | 1 | 1 | 3 | 1 | 1 | 1 | 1 | 0
PG&E GBA | Castro Valley | 230 | Geothermal | 0 | 0 | 0 | 0 | 0 | 0 | 0 | 0 | 0 | 0 | 0 | 5 | 2 | 1 | 1 | [14 empty] | 2 | 1 | 2 | 1 | 2 | 1 | 1 | 0
PG&E GBA | Cayetano | 230 | Geothermal | 0 | 0 | 0 | 0 | 0 | 0 | 0 | 0 | 0 | 0 | 0 | 5 | 2 | 1 | 1 | [14 empty] | 2 | 1 | 3 | 1 | 3 | 1 | 1 | 0
SCE Metro | Center | 230 | Geothermal | 0 | 0 | 0 | 0 | 0 | 0 | 0 | 0 | 0 | 0 | 0 | 1 | 1 | 1 | 1 | [14 empty] | 1 | 1 | 1 | 1 | 1 | 1 | 1 | 0
PG&E KERN | Charca | 115 | Geothermal | 0 | 0 | 0 | 0 | 0 | 0 | 0 | 0 | 0 | 0 | 0 | 5 | 2 | 1 | 1 | [14 empty] | 1 | 1 | 4 | 1 | 1 | 1 | 1 | 0
EOP | Charleston | 138 | Geothermal | 0 | 0 | 0 | 0 | 0 | 0 | 0 | 0 | 0 | 0 | 0 | 5 | 2 | 4 | 2 | [14 empty] | 2 | 2 | 4 | 1 | 3 | 1 | 1 | 0
SCE Metro | Chevmain | 230 | Geothermal | 0 | 0 | 0 | 0 | 0 | 0 | 0 | 0 | 0 | 0 | 0 | 1 | 1 | 1 | 1 | [14 empty] | 1 | 1 | 1 | 1 | 1 | 1 | 1 | 0
SDGE | Chicarita | 138 | Geothermal | 0 | 0 | 0 | 0 | 0 | 0 | 0 | 0 | 0 | 0 | 0 | 1 | 1 | 1 | 1 | [14 empty] | 2 | 1 | 3 | 1 | 3 | 1 | 1 | 0
SCE Metro | Chino | 230 | Geothermal | 0 | 0 | 0 | 0 | 0 | 0 | 0 | 0 | 0 | 0 | 0 | 1 | 1 | 1 | 1 | [14 empty] | 1 | 1 | 1 | 1 | 2 | 1 | 1 | 0
PG&E FRESNO | Chowchilla | 115 | Geothermal | 0 | 0 | 0 | 0 | 0 | 0 | 0 | 0 | 0 | 0 | 0 | 5 | 2 | 5 | 2 | [14 empty] | 1 | 1 | 1 | 2 | 2 | 1 | 1 | 0
PG&E GBA | Christie | 60 | Geothermal | 0 | 0 | 0 | 0 | 0 | 0 | 0 | 0 | 0 | 0 | 0 | 5 | 2 | 1 | 1 | [14 empty] | 2 | 1 | 2 | 1 | 2 | 1 | 1 | 0
PG&E GBA | Christie | 115 | Geothermal | 0 | 0 | 0 | 0 | 0 | 0 | 0 | 0 | 0 | 0 | 0 | 5 | 2 | 1 | 1 | [14 empty] | 2 | 1 | 2 | 1 | 2 | 1 | 1 | 0
SCE Eastern | Cielo Azul | 500 | Geothermal | 0 | 0 | 0 | 0 | 0 | 0 | 0 | 0 | 0 | 0 | 0 | 5 | 2 | 4 | 2 | [14 empty] | 2 | 2 | 4 | 1 | 3 | 1 | 1 | 0
PG&E GBA | Clay | 60 | Geothermal | 0 | 0 | 0 | 0 | 0 | 0 | 0 | 0 | 0 | 0 | 0 | 1 | 1 | 1 | 1 | [14 empty] | 2 | 1 | 3 | 1 | 3 | 1 | 1 | 0
PG&E GBA | Clayton | 115 | Geothermal | 0 | 0 | 0 | 0 | 0 | 0 | 0 | 0 | 0 | 0 | 0 | 5 | 2 | 1 | 1 | [14 empty] | 2 | 1 | 4 | 1 | 2 | 1 | 1 | 0
PG&E NGBA | Cloverdale | 115 | Geothermal | 0 | EGS | 112.2 | 0 | 112.2 | 4.2 | 0 | 4.2 | 108 | 0 | 108 | 5 | 2 | 1 | 1 |  | 2 |  | 1 |  |  |  | 1 | 5 | 2 | 1 | 2 | 3 | 1 | 2 | 2 | 4 | 2 | 3 | 5- | 1 | 1 | in-state geothermal, CI from stakeholder input, location specific resource potential, QA/QCd
PG&E FRESNO | Clovis | 115 | Geothermal | 0 | 0 | 0 | 0 | 0 | 0 | 0 | 0 | 0 | 0 | 0 | 5 | 2 | 1 | 1 | [14 empty] | 1 | 1 | 2 | 2 | 2 | 1 | 1 | 0
PG&E GBA | Coburn | 230 | Geothermal | 0 | 0 | 0 | 0 | 0 | 0 | 0 | 0 | 0 | 0 | 0 | 5 | 2 | 5 | 2 | [14 empty] | 2 | 2 | 2 | 2 | 3 | 1 | 1 | 0
PG&E GBA | Coburn | 60 | Geothermal | 0 | 0 | 0 | 0 | 0 | 0 | 0 | 0 | 0 | 0 | 0 | 5 | 2 | 5 | 2 | [14 empty] | 2 | 2 | 2 | 2 | 3 | 1 | 1 | 0
PG&E NGBA | Colgate | 230 | Geothermal | 0 | 0 | 0 | 0 | 0 | 0 | 0 | 0 | 0 | 0 | 0 | 5 | 2 | 1 | 1 | [14 empty] | 2 | 1 | 4 | 1 | 3 | 1 | 1 | 0
PG&E GBA | Collierville | 230 | Geothermal | 0 | 0 | 0 | 0 | 0 | 0 | 0 | 0 | 0 | 0 | 0 | 1 | 1 | 1 | 1 | [14 empty] | 2 | 1 | 4 | 1 | 3 | 1 | 1 | 0
PG&E GBA | Collinsville | 230 | Geothermal | 0 | 0 | 0 | 0 | 0 | 0 | 0 | 0 | 0 | 0 | 0 | 5 | 2 | 1 | 1 | [14 empty] | 2 | 1 | 3 | 1 | 1 | 1 | 1 | 0
PG&E GBA | Collinsville | 500 | Geothermal | 0 | 0 | 0 | 0 | 0 | 0 | 0 | 0 | 0 | 0 | 0 | 5 | 2 | 1 | 1 | [14 empty] | 2 | 1 | 3 | 1 | 1 | 1 | 1 | 0
SCE Eastern | Colorado River | 230 | Geothermal | 0 | 0 | 0 | 0 | 0 | 0 | 0 | 0 | 0 | 0 | 0 | 1 | 1 | 1 | 1 | 4 | [13 empty] | 2 | 2 | 3 | 1 | 3 | 1 | 1 | 0
SCE Eastern | Colorado River | 500 | Geothermal | 0 | 0 | 0 | 0 | 0 | 0 | 0 | 0 | 0 | 0 | 0 | 1 | 1 | 1 | 1 | 2 | [13 empty] | 2 | 2 | 3 | 1 | 3 | 1 | 1 | 0
PG&E KERN | Columbus | 115 | Geothermal | 0 | 0 | 0 | 0 | 0 | 0 | 0 | 0 | 0 | 0 | 0 | 5 | 2 | 5 | 2 | [14 empty] | 1 | 1 | 2 | 1 | 2 | 1 | 1 | 0
PG&E GBA | Contra Costa | 115 | Geothermal | 0 | 0 | 0 | 0 | 0 | 0 | 0 | 0 | 0 | 0 | 0 | 5 | 2 | 1 | 1 | [14 empty] | 2 | 1 | 2 | 1 | 2 | 1 | 1 | 0
PG&E GBA | Contra Costa | 230 | Geothermal | 0 | 0 | 0 | 0 | 0 | 0 | 0 | 0 | 0 | 0 | 0 | 5 | 2 | 1 | 1 | [14 empty] | 2 | 1 | 2 | 1 | 2 | 1 | 1 | 0
PG&E GBA | Contra Costa PP | 230 | Geothermal | 0 | 0 | 0 | 0 | 0 | 0 | 0 | 0 | 0 | 0 | 0 | 5 | 2 | 1 | 1 | [14 empty] | 2 | 1 | 1 | 1 | 2 | 1 | 1 | 0
SCE NOL | Control | 115 | Geothermal | 0 | 0 | 0 | 0 | 0 | 0 | 0 | 0 | 0 | 0 | 0 | 3 | 3 | 1 | 1 |  |  |  | 1 |  |  |  | 1 | 3 | 1 | 1 | 1 | 1 | 1 | 2 | 2 | 4 | 1 | 3 | 1+ | 5 | 1
SCE NOL | Control | 55 | Geothermal | 0 | 0 | 0 | 0 | 0 | 0 | 0 | 0 | 0 | 0 | 0 | 3 | 3 | 1 | 1 | [14 empty] | 2 | 2 | 4 | 1 | 3 | 1 | 1 | 0
PG&E GBA | Cooley Landing | 115 | Geothermal | 0 | 0 | 0 | 0 | 0 | 0 | 0 | 0 | 0 | 0 | 0 | 5 | 2 | 1 | 1 | [14 empty] | 2 | 1 | 2 | 1 | 1 | 1 | 1 | 0
PG&E GBA | Cooley Landing | 60 | Geothermal | 0 | 0 | 0 | 0 | 0 | 0 | 0 | 0 | 0 | 0 | 0 | 1 | 1 | 1 | 1 | [14 empty] | 2 | 1 | 2 | 1 | 1 | 1 | 1 | 0
SCE NOL | Coolwater | 230 | Geothermal | 0 | 0 | 0 | 0 | 0 | 0 | 0 | 0 | 0 | 0 | 0 | 3 | 3 | 1 | 1 | [14 empty] | 2 | 1 | 2 | 1 | 1 | 1 | 1 | 0
SCE NOL | Coolwater | 115 | Geothermal | 0 | 0 | 0 | 0 | 0 | 0 | 0 | 0 | 0 | 0 | 0 | 3 | 3 | 1 | 1 | 3 | [13 empty] | 2 | 1 | 2 | 1 | 1 | 1 | 1 | 0
PG&E KERN | Copus | 70 | Geothermal | 0 | 0 | 0 | 0 | 0 | 0 | 0 | 0 | 0 | 0 | 0 | 5 | 2 | 5 | 2 | [14 empty] | 1 | 1 | 3 | 1 | 1 | 1 | 1 | 0
PG&E FRESNO | Corcoran | 70 | Geothermal | 0 | 0 | 0 | 0 | 0 | 0 | 0 | 0 | 0 | 0 | 0 | 5 | 2 | 5 | 2 | [14 empty] | 1 | 1 | 4 | 2 | 1 | 1 | 1 | 0
PG&E FRESNO | Corcoran | 115 | Geothermal | 0 | 0 | 0 | 0 | 0 | 0 | 0 | 0 | 0 | 0 | 0 | 5 | 2 | 5 | 2 | [14 empty] | 1 | 1 | 4 | 2 | 1 | 1 | 1 | 0
PG&E NGBA | Corona | 115 | Geothermal | 0 | 0 | 0 | 0 | 0 | 0 | 0 | 0 | 0 | 0 | 0 | 5 | 2 | 1 | 1 | [14 empty] | 2 | 1 | 3 | 2 | 3 | 1 | 1 | 0
PG&E NGBA | Cortina | 230 | Geothermal | 0 | 0 | 0 | 0 | 0 | 0 | 0 | 0 | 0 | 0 | 0 | 5 | 2 | 1 | 1 | 3 | [13 empty] | 2 | 2 | 4 | 1 | 3 | 1 | 1 | 0
PG&E NGBA | Cortina | 115 | Geothermal | 0 | 0 | 0 | 0 | 0 | 0 | 0 | 0 | 0 | 0 | 0 | 5 | 2 | 1 | 1 | 1 | [13 empty] | 2 | 2 | 4 | 1 | 3 | 1 | 1 | 0
PG&E GBA | Cottle | 230 | Geothermal | 0 | 0 | 0 | 0 | 0 | 0 | 0 | 0 | 0 | 0 | 0 | 5 | 2 | 5 | 2 | 3 | [13 empty] | 1 | 1 | 3 | 2 | 1 | 1 | 1 | 0
PG&E NGBA | Cottonwood | 115 | Geothermal | 0 | 0 | 0 | 0 | 0 | 0 | 0 | 0 | 0 | 0 | 0 | 5 | 2 | 1 | 1 | [14 empty] | 2 | 2 | 3 | 2 | 3 | 1 | 1 | 0
PG&E NGBA | Cottonwood | 230 | Geothermal | 0 | 0 | 0 | 0 | 0 | 0 | 0 | 0 | 0 | 0 | 0 | 5 | 2 | 1 | 1 | [14 empty] | 2 | 2 | 3 | 2 | 3 | 1 | 1 | 0
PG&E NGBA | Cottonwood | 60 | Geothermal | 0 | 0 | 0 | 0 | 0 | 0 | 0 | 0 | 0 | 0 | 0 | 5 | 2 | 1 | 1 | [14 empty] | 2 | 2 | 3 | 2 | 3 | 1 | 1 | 0
PG&E NGBA | Cove Road | 230 | Geothermal | 0 | 0 | 0 | 0 | 0 | 0 | 0 | 0 | 0 | 0 | 0 | 5 | 2 | 1 | 1 | [14 empty] | 2 | 2 | 4 | 2 | 3 | 1 | 1 | 0
PG&E GBA | Coyote | 230 | Geothermal | 0 | 0 | 0 | 0 | 0 | 0 | 0 | 0 | 0 | 0 | 0 | 1 | 1 | 1 | 1 | [14 empty] | 2 | 1 | 3 | 2 | 2 | 1 | 1 | 0
PG&E GBA | Crazy Horse Canyon | 115 | Geothermal | 0 | 0 | 0 | 0 | 0 | 0 | 0 | 0 | 0 | 0 | 0 | 1 | 1 | 1 | 1 | [14 empty] | 2 | 2 | 4 | 2 | 3 | 1 | 1 | 0
SDGE | Creelman | 69 | Geothermal | 0 | 0 | 0 | 0 | 0 | 0 | 0 | 0 | 0 | 0 | 0 | 1 | 1 | 1 | 1 | [14 empty] | 2 | 1 | 4 | 1 | 3 | 1 | 1 | 0
PG&E FRESNO | Crescent | 70 | Geothermal | 0 | 0 | 0 | 0 | 0 | 0 | 0 | 0 | 0 | 0 | 0 | 5 | 2 | 5 | 2 | [14 empty] | 1 | 1 | 3 | 2 | 1 | 1 | 1 | 0
PG&E FRESNO | Cressey | 115 | Geothermal | 0 | 0 | 0 | 0 | 0 | 0 | 0 | 0 | 0 | 0 | 0 | 5 | 2 | 1 | 1 | [14 empty] | 1 | 1 | 3 | 2 | 1 | 1 | 1 | 0
PG&E NGBA | Cresta | 230 | Geothermal | 0 | 0 | 0 | 0 | 0 | 0 | 0 | 0 | 0 | 0 | 0 | 5 | 2 | 1 | 1 | [14 empty] | 2 | 1 | 4 | 2 | 3 | 1 | 1 | 0
SDGE | Crestwood | 69 | Geothermal | 0 | 0 | 0 | 0 | 0 | 0 | 0 | 0 | 0 | 0 | 0 | 1 | 1 | 1 | 1 | [14 empty] | 2 | 1 | 4 | 1 | 3 | 1 | 1 | 0
PG&E GBA | Crow Creek | 60 | Geothermal | 0 | 0 | 0 | 0 | 0 | 0 | 0 | 0 | 0 | 0 | 0 | 1 | 1 | 1 | 1 | [14 empty] | 1 | 1 | 4 | 2 | 1 | 1 | 1 | 0
PG&E GBA | Crows Landing | 60 | Geothermal | 0 | 0 | 0 | 0 | 0 | 0 | 0 | 0 | 0 | 0 | 0 | 1 | 1 | 1 | 1 | [14 empty] | 1 | 1 | 4 | 2 | 1 | 1 | 1 | 0
PG&E GBA | Curtis | 115 | Geothermal | 0 | 0 | 0 | 0 | 0 | 0 | 0 | 0 | 0 | 0 | 0 | 1 | 1 | 1 | 1 | [14 empty] | 2 | 1 | 4 | 1 | 3 | 1 | 1 | 0
PG&E FRESNO | Dairyland | 115 | Geothermal | 0 | 0 | 0 | 0 | 0 | 0 | 0 | 0 | 0 | 0 | 0 | 5 | 2 | 1 | 1 | [14 empty] | 1 | 1 | 3 | 2 | 1 | 1 | 1 | 0
PG&E NGBA | Davis | 115 | Geothermal | 0 | 0 | 0 | 0 | 0 | 0 | 0 | 0 | 0 | 0 | 0 | 5 | 2 | 1 | 1 | 3 | [13 empty] | 2 | 1 | 4 | 2 | 3 | 1 | 1 | 0
SCE Metro | Del Amo | 500 | Geothermal | 0 | 0 | 0 | 0 | 0 | 0 | 0 | 0 | 0 | 0 | 0 | 1 | 1 | 1 | 1 | [14 empty] | 1 | 1 | 3 | 1 | 2 | 1 | 1 | 0
SCE Metro | Del Amo | 230 | Geothermal | 0 | 0 | 0 | 0 | 0 | 0 | 0 | 0 | 0 | 0 | 0 | 1 | 1 | 1 | 1 | [14 empty] | 1 | 1 | 3 | 1 | 2 | 1 | 1 | 0
SCE Eastern | Delaney | 500 | Geothermal | 0 | 0 | 0 | 0 | 0 | 0 | 0 | 0 | 0 | 0 | 0 | 5 | 2 | 4 | 2 | [14 empty] | 2 | 1 | 4 | 2 | 3 | 1 | 1 | 0
PG&E NGBA | Delevan | 230 | Geothermal | 0 | 0 | 0 | 0 | 0 | 0 | 0 | 0 | 0 | 0 | 0 | 5 | 2 | 1 | 1 | 3 | [13 empty] | 2 | 2 | 1 | 1 | 3 | 1 | 1 | 0
PG&E GBA | Delta PP | 230 | Geothermal | 0 | 0 | 0 | 0 | 0 | 0 | 0 | 0 | 0 | 0 | 0 | 5 | 2 | 1 | 1 | [14 empty] | 2 | 1 | 3 | 1 | 2 | 1 | 1 | 0
EOP | Desert View | 230 | Geothermal | 0 | 0 | 0 | 0 | 0 | 0 | 0 | 0 | 0 | 0 | 0 | 5 | 2 | 4 | 2 | [14 empty] | 2 | 1 | 4 | 1 | 3 | 1 | 1 | 0
SCE Eastern | Devers | 230 | Geothermal | 0 | 0 | 0 | 0 | 0 | 0 | 0 | 0 | 0 | 0 | 0 | 1 | 1 | 1 | 1 | 5 | [13 empty] | 2 | 1 | 1 | 1 | 3 | 1 | 1 | 0
SCE Eastern | Devers | 500 | Geothermal | 0 | 0 | 0 | 0 | 0 | 0 | 0 | 0 | 0 | 0 | 0 | 1 | 1 | 1 | 1 | [14 empty] | 2 | 1 | 1 | 1 | 3 | 1 | 1 | 0
PG&E KERN | Diablo Canyon | 230 | Geothermal | 0 | 0 | 0 | 0 | 0 | 0 | 0 | 0 | 0 | 0 | 0 | 5 | 2 | 1 | 1 | 3 | [13 empty] | 2 | 2 | 4 | 2 | 3 | 1 | 1 | 0
PG&E KERN | Diablo Canyon | 500 | Geothermal | 0 | 0 | 0 | 0 | 0 | 0 | 0 | 0 | 0 | 0 | 0 | 5 | 2 | 4 | 2 | 5 | [13 empty] | 2 | 2 | 4 | 2 | 3 | 1 | 1 | 0
PG&E KERN | Divide | 115 | Geothermal | 0 | 0 | 0 | 0 | 0 | 0 | 0 | 0 | 0 | 0 | 0 | 5 | 2 | 1 | 1 | [14 empty] | 2 | 2 | 4 | 1 | 2 | 1 | 1 | 0
PG&E GBA | Dixon Landing | 115 | Geothermal | 0 | 0 | 0 | 0 | 0 | 0 | 0 | 0 | 0 | 0 | 0 | 1 | 1 | 1 | 1 | [14 empty] | 2 | 1 | 2 | 1 | 2 | 1 | 1 | 0
PG&E FRESNO | Dos Amigos | 230 | Geothermal | 0 | EGS | 10 | 0 | 10 | 0 | 0 | 0 | 10 | 0 | 10 | 5 | 2 | 5 | 2 | [14 empty] | 1 | 1 | 4 | 2 | 1 | 5- | 1 | 1 | in-state geothermal, CI from stakeholder input, location specific resource potential, QA/QCd
PG&E NGBA | Drum | 115 | Geothermal | 0 | 0 | 0 | 0 | 0 | 0 | 0 | 0 | 0 | 0 | 0 | 5 | 2 | 1 | 1 | [14 empty] | 2 | 1 | 4 | 2 | 3 | 1 | 1 | 0
PG&E GBA | Dumbarton | 115 | Geothermal | 0 | 0 | 0 | 0 | 0 | 0 | 0 | 0 | 0 | 0 | 0 | 5 | 2 | 1 | 1 | [14 empty] | 2 | 1 | 3 | 1 | 2 | 1 | 1 | 0
SCE NOL | Dunn Siding | 115 | Geothermal | 0 | 0 | 0 | 0 | 0 | 0 | 0 | 0 | 0 | 0 | 0 | 3 | 3 | 1 | 1 | [14 empty] | 2 | 1 | 4 | 1 | 1 | 1 | 1 | 0
SCE Eastern | Eagle Mountain | 230 | Geothermal | 0 | 0 | 0 | 0 | 0 | 0 | 0 | 0 | 0 | 0 | 0 | 5 | 2 | 1 | 1 | [14 empty] | 2 | 2 | 4 | 1 | 3 | 1 | 1 | 0
PG&E NGBA | Eagle Rock (PGE) | 60 | Geothermal | 0 | 0 | 0 | 0 | 0 | 0 | 0 | 0 | 0 | 0 | 0 | 5 | 2 | 1 | 1 | [14 empty] | 2 | 2 | 4 | 2 | 3 | 1 | 1 | 0
PG&E NGBA | Eagle Rock (PGE) | 115 | Geothermal | 0 | Hydrothermal | 7 | 0 | 7 | 7 | 0 | 7 | 0 | 0 | 0 | 5 | 2 | 1 | 1 | 3 | 2 |  | 1 |  |  |  | 1 | 5 | 2 | 1 | 2 | 3 | 1 | 2 | 2 | 4 | 2 | 3 | 1 | 5 | 1 | Flags are due to in-development resources
SCE Metro | Eagle Rock (SCE) | 230 | Geothermal | 0 | 0 | 0 | 0 | 0 | 0 | 0 | 0 | 0 | 0 | 0 | 1 | 1 | 1 | 1 | [14 empty] | 1 | 1 | 2 | 1 | 2 | 1 | 1 | 0
PG&E NGBA | East Marysville | 115 | Geothermal | 0 | 0 | 0 | 0 | 0 | 0 | 0 | 0 | 0 | 0 | 0 | 5 | 2 | 1 | 1 | [14 empty] | 2 | 2 | 2 | 1 | 2 | 1 | 1 | 0
PG&E NGBA | East Nicolaus | 115 | Geothermal | 0 | 0 | 0 | 0 | 0 | 0 | 0 | 0 | 0 | 0 | 0 | 5 | 2 | 1 | 1 | [14 empty] | 2 | 1 | 4 | 1 | 3 | 1 | 1 | 0
PG&E NGBA | East Nicolaus | 60 | Geothermal | 0 | 0 | 0 | 0 | 0 | 0 | 0 | 0 | 0 | 0 | 0 | 5 | 2 | 1 | 1 | [14 empty] | 2 | 1 | 4 | 1 | 3 | 1 | 1 | 0
PG&E GBA | Eastshore | 115 | Geothermal | 0 | 0 | 0 | 0 | 0 | 0 | 0 | 0 | 0 | 0 | 0 | 5 | 2 | 1 | 1 | 4 | [13 empty] | 2 | 1 | 2 | 1 | 1 | 1 | 1 | 0
PG&E GBA | Eastshore | 230 | Geothermal | 0 | 0 | 0 | 0 | 0 | 0 | 0 | 0 | 0 | 0 | 0 | 5 | 2 | 1 | 1 | [14 empty] | 2 | 1 | 2 | 1 | 1 | 1 | 1 | 0
SDGE | ECO | 138 | Geothermal | 0 | 0 | 0 | 0 | 0 | 0 | 0 | 0 | 0 | 0 | 0 | 1 | 1 | 1 | 1 | 3 | [13 empty] | 2 | 1 | 4 | 1 | 3 | 1 | 1 | 0
SDGE | ECO | 230 | Geothermal | 0 | 0 | 0 | 0 | 0 | 0 | 0 | 0 | 0 | 0 | 0 | 1 | 1 | 1 | 1 | [14 empty] | 2 | 1 | 4 | 1 | 3 | 1 | 1 | 0
SDGE | ECO | 500 | Geothermal | 0 | 0 | 0 | 0 | 0 | 0 | 0 | 0 | 0 | 0 | 0 | 1 | 1 | 1 | 1 | [14 empty] | 2 | 1 | 4 | 1 | 3 | 1 | 1 | 0
PG&E GBA | Edenvale | 115 | Geothermal | 0 | 0 | 0 | 0 | 0 | 0 | 0 | 0 | 0 | 0 | 0 | 1 | 1 | 1 | 1 | [14 empty] | 2 | 1 | 2 | 2 | 2 | 1 | 1 | 0
PG&E GBA | Edes | 115 | Geothermal | 0 | 0 | 0 | 0 | 0 | 0 | 0 | 0 | 0 | 0 | 0 | 5 | 2 | 1 | 1 | [14 empty] | 2 | 1 | 3 | 1 | 1 | 1 | 1 | 0
PG&E GBA | Eight Mile | 230 | Geothermal | 0 | 0 | 0 | 0 | 0 | 0 | 0 | 0 | 0 | 0 | 0 | 5 | 2 | 1 | 1 | [14 empty] | 1 | 1 | 2 | 2 | 1 | 1 | 1 | 0
SDGE | El Cajon | 69 | Geothermal | 0 | 0 | 0 | 0 | 0 | 0 | 0 | 0 | 0 | 0 | 0 | 1 | 1 | 1 | 1 | [14 empty] | 2 | 1 | 2 | 1 | 1 | 1 | 1 | 0
SCE Eastern | El Casco | 230 | Geothermal | 0 | 0 | 0 | 0 | 0 | 0 | 0 | 0 | 0 | 0 | 0 | 1 | 1 | 1 | 1 | [14 empty] | 1 | 1 | 4 | 1 | 2 | 1 | 1 | 0
PG&E GBA | El Cerrito G | 115 | Geothermal | 0 | 0 | 0 | 0 | 0 | 0 | 0 | 0 | 0 | 0 | 0 | 5 | 2 | 1 | 1 | [14 empty] | 2 | 1 | 2 | 1 | 2 | 1 | 1 | 0
PG&E NGBA | El Dorado PH | 115 | Geothermal | 0 | 0 | 0 | 0 | 0 | 0 | 0 | 0 | 0 | 0 | 0 | 5 | 2 | 1 | 1 | [14 empty] | 2 | 1 | 4 | 2 | 3 | 1 | 1 | 0
PG&E FRESNO | El Nido (PGE) | 115 | Geothermal | 0 | 0 | 0 | 0 | 0 | 0 | 0 | 0 | 0 | 0 | 0 | 5 | 2 | 5 | 2 | [14 empty] | 1 | 1 | 4 | 2 | 1 | 1 | 1 | 0
SCE Metro | El Nido (SCE) | 230 | Geothermal | 0 | 0 | 0 | 0 | 0 | 0 | 0 | 0 | 0 | 0 | 0 | 1 | 1 | 1 | 1 | [14 empty] | 1 | 1 | 2 | 1 | 2 | 1 | 1 | 0
PG&E GBA | El Patio | 115 | Geothermal | 0 | 0 | 0 | 0 | 0 | 0 | 0 | 0 | 0 | 0 | 0 | 1 | 1 | 1 | 1 | [14 empty] | 2 | 1 | 3 | 2 | 2 | 1 | 1 | 0
SCE Metro | El Segundo | 230 | Geothermal | 0 | 0 | 0 | 0 | 0 | 0 | 0 | 0 | 0 | 0 | 0 | 1 | 1 | 1 | 1 | [14 empty] | 1 | 1 | 1 | 1 | 1 | 1 | 1 | 0
EOP | Eldorado | 230 | Geothermal | YES | Central Nevada (Hydrothermal) | 230.8 | 0 | 230.8 | 45 | 0 | 45 | 185.8 | 0 | 185.8 | 5 | 2 | 4 | 2 | 4 | N/A |  | N/A |  |  |  | N/A | N/A | N/A | N/A | N/A | N/A | N/A | 2 | 2 | 2 | 1 | 3 | 5- | 1 | 1 | OOS intertie
EOP | Eldorado | 500 | Geothermal | YES | Utah (Hydrothermal) | 148 | 0 | 148 | 0 | 0 | 0 | 148 | 0 | 148 | 5 | 2 | 4 | 2 | 5 |  |  | N/A |  |  |  | N/A | N/A | N/A | N/A | N/A | N/A | N/A | 2 | 2 | 2 | 1 | 3 | 5- | 1 | 1 | OOS intertie
SCE Northern | Elizabeth Lake | 66 | Geothermal | 0 | 0 | 0 | 0 | 0 | 0 | 0 | 0 | 0 | 0 | 0 | 5 | 2 | 4 | 2 | [14 empty] | 1 | 1 | 3 | 1 | 3 | 1 | 1 | 0
PG&E KERN | Elk Hills | 230 | Geothermal | 0 | 0 | 0 | 0 | 0 | 0 | 0 | 0 | 0 | 0 | 0 | 5 | 2 | 5 | 2 | [14 empty] | 1 | 1 | 3 | 1 | 1 | 1 | 1 | 0
SDGE | Elliot | 69 | Geothermal | 0 | 0 | 0 | 0 | 0 | 0 | 0 | 0 | 0 | 0 | 0 | 1 | 1 | 1 | 1 | [14 empty] | 2 | 1 | 2 | 1 | 2 | 1 | 1 | 0
SCE Metro | Ellis | 230 | Geothermal | 0 | 0 | 0 | 0 | 0 | 0 | 0 | 0 | 0 | 0 | 0 | 1 | 1 | 1 | 1 | [14 empty] | 1 | 1 | 2 | 1 | 2 | 1 | 1 | 0
SDGE | Encina | 138 | Geothermal | 0 | 0 | 0 | 0 | 0 | 0 | 0 | 0 | 0 | 0 | 0 | 1 | 1 | 1 | 1 | 3 | [13 empty] | 2 | 1 | 1 | 1 | 3 | 1 | 1 | 0
SDGE | Encina | 230 | Geothermal | 0 | 0 | 0 | 0 | 0 | 0 | 0 | 0 | 0 | 0 | 0 | 1 | 1 | 1 | 1 | [14 empty] | 2 | 1 | 1 | 1 | 3 | 1 | 1 | 0
SDGE | Escondido | 230 | Geothermal | 0 | 0 | 0 | 0 | 0 | 0 | 0 | 0 | 0 | 0 | 0 | 1 | 1 | 1 | 1 | [14 empty] | 2 | 1 | 1 | 1 | 3 | 1 | 1 | 0
SDGE | Escondido | 69 | Geothermal | 0 | 0 | 0 | 0 | 0 | 0 | 0 | 0 | 0 | 0 | 0 | 1 | 1 | 1 | 1 | [14 empty] | 2 | 1 | 1 | 1 | 3 | 1 | 1 | 0
PG&E KERN | Estrella | 230 | Geothermal | 0 | 0 | 0 | 0 | 0 | 0 | 0 | 0 | 0 | 0 | 0 | 5 | 2 | 1 | 1 | [14 empty] | 2 | 2 | 4 | 2 | 3 | 1 | 1 | 0
SCE Eastern | Etiwanda | 230 | Geothermal | 0 | 0 | 0 | 0 | 0 | 0 | 0 | 0 | 0 | 0 | 0 | 1 | 1 | 1 | 1 | 5 | [13 empty] | 1 | 1 | 2 | 1 | 1 | 1 | 1 | 0
PG&E GBA | Evergreen | 115 | Geothermal | 0 | 0 | 0 | 0 | 0 | 0 | 0 | 0 | 0 | 0 | 0 | 1 | 1 | 1 | 1 | [14 empty] | 2 | 1 | 2 | 2 | 2 | 1 | 1 | 0
PG&E GBA | Evergreen | 60 | Geothermal | 0 | 0 | 0 | 0 | 0 | 0 | 0 | 0 | 0 | 0 | 0 | 1 | 1 | 1 | 1 | [14 empty] | 2 | 1 | 2 | 2 | 2 | 1 | 1 | 0
PG&E FRESNO | Excelsior | 115 | Geothermal | 0 | 0 | 0 | 0 | 0 | 0 | 0 | 0 | 0 | 0 | 0 | 5 | 2 | 5 | 2 | 1 | [13 empty] | 1 | 1 | 4 | 2 | 1 | 1 | 1 | 0
PG&E FRESNO | Exchequer | 115 | Geothermal | 0 | 0 | 0 | 0 | 0 | 0 | 0 | 0 | 0 | 0 | 0 | 5 | 2 | 5 | 2 | [14 empty] | 2 | 1 | 4 | 1 | 2 | 1 | 1 | 0
PG&E KERN | Fairway | 115 | Geothermal | 0 | 0 | 0 | 0 | 0 | 0 | 0 | 0 | 0 | 0 | 0 | 5 | 2 | 1 | 1 | [14 empty] | 2 | 2 | 3 | 1 | 2 | 1 | 1 | 0
PG&E KERN | Famoso | 115 | Geothermal | 0 | 0 | 0 | 0 | 0 | 0 | 0 | 0 | 0 | 0 | 0 | 5 | 2 | 1 | 1 | [14 empty] | 1 | 1 | 4 | 1 | 1 | 1 | 1 | 0
PG&E NGBA | Fern Road | 500 | Geothermal | 0 | 0 | 0 | 0 | 0 | 0 | 0 | 0 | 0 | 0 | 0 | 5 | 2 | 1 | 1 | [14 empty] | 2 | 2 | 4 | 2 | 3 | 1 | 1 | 0
PG&E GBA | Fibreboard (SPI Sonora) | 115 | Geothermal | 0 | 0 | 0 | 0 | 0 | 0 | 0 | 0 | 0 | 0 | 0 | 1 | 1 | 1 | 1 | [14 empty] | 2 | 1 | 2 | 1 | 2 | 1 | 1 | 0
PG&E FRESNO | Figarden | 230 | Geothermal | 0 | 0 | 0 | 0 | 0 | 0 | 0 | 0 | 0 | 0 | 0 | 5 | 2 | 1 | 1 | [14 empty] | 1 | 1 | 3 | 2 | 2 | 1 | 1 | 0
PG&E FRESNO | Fink | 230 | Geothermal | 0 | Hydrothermal | 70 | 0 | 70 | 0 | 0 | 0 | 70 | 0 | 70 | 1 | 1 | 1 | 1 | [14 empty] | 1 | 1 | 4 | 2 | 1 | 5- | 1 | 1 | in-state geothermal, CI from stakeholder input, location specific resource potential, QA/QCd
PG&E NGBA | Fitch Mountain | 60 | Geothermal | 0 | 0 | 0 | 0 | 0 | 0 | 0 | 0 | 0 | 0 | 0 | 5 | 2 | 1 | 1 | [14 empty] | 2 | 2 | 4 | 2 | 3 | 1 | 1 | 0
PG&E GBA | FMC | 115 | Geothermal | 0 | 0 | 0 | 0 | 0 | 0 | 0 | 0 | 0 | 0 | 0 | 1 | 1 | 1 | 1 | [14 empty] | 2 | 1 | 2 | 2 | 2 | 1 | 1 | 0
PG&E GBA | Fremont | 115 | Geothermal | 0 | 0 | 0 | 0 | 0 | 0 | 0 | 0 | 0 | 0 | 0 | 1 | 1 | 1 | 1 | [14 empty] | 2 | 1 | 3 | 1 | 2 | 1 | 1 | 0
PG&E GBA | French Camp | 60 | Geothermal | 0 | 0 | 0 | 0 | 0 | 0 | 0 | 0 | 0 | 0 | 0 | 1 | 1 | 1 | 1 | [14 empty] | 1 | 1 | 3 | 2 | 1 | 1 | 1 | 0
PG&E GBA | Frogtown | 115 | Geothermal | 0 | 0 | 0 | 0 | 0 | 0 | 0 | 0 | 0 | 0 | 0 | 1 | 1 | 1 | 1 | [14 empty] | 2 | 1 | 4 | 1 | 3 | 1 | 1 | 0
PG&E NGBA | Fulton | 115 | Geothermal | 0 | 0 | 0 | 0 | 0 | 0 | 0 | 0 | 0 | 0 | 0 | 5 | 2 | 1 | 1 | 1 | [13 empty] | 2 | 1 | 3 | 2 | 2 | 1 | 1 | 0
PG&E NGBA | Fulton | 230 | Geothermal | 0 | Hydrothermal | 0 | 0 | 0 | 0 | 0 | 0 | 0 | 0 | 0 | 5 | 2 | 1 | 1 |  | 2 |  | 1 |  |  |  | 1 | 5 | 2 | 1 | 2 | 3 | 1 | 2 | 1 | 3 | 2 | 2 | 1 | 5 | 1
PG&E NGBA | Fulton | 60 | Geothermal | 0 | 0 | 0 | 0 | 0 | 0 | 0 | 0 | 0 | 0 | 0 | 5 | 2 | 1 | 1 | [14 empty] | 2 | 1 | 3 | 2 | 2 | 1 | 1 | 0
PG&E KERN | Ganso | 115 | Geothermal | 0 | 0 | 0 | 0 | 0 | 0 | 0 | 0 | 0 | 0 | 0 | 5 | 2 | 5 | 2 | [14 empty] | 1 | 1 | 3 | 1 | 1 | 1 | 1 | 0
PG&E FRESNO | Gates | 230 | Geothermal | 0 | 0 | 0 | 0 | 0 | 0 | 0 | 0 | 0 | 0 | 0 | 5 | 2 | 5 | 2 | 4 | [13 empty] | 1 | 1 | 3 | 2 | 1 | 1 | 1 | 0
PG&E FRESNO | Gates | 500 | Geothermal | 0 | 0 | 0 | 0 | 0 | 0 | 0 | 0 | 0 | 0 | 0 | 5 | 2 | 5 | 2 | 5 | [13 empty] | 1 | 1 | 3 | 2 | 1 | 1 | 1 | 0
PG&E NGBA | Geysers 12 | 230 | Geothermal | 0 | 0 | 0 | 0 | 0 | 0 | 0 | 0 | 0 | 0 | 0 | 5 | 2 | 1 | 1 | [14 empty] | 2 | 2 | 4 | 2 | 3 | 1 | 1 | 0
PG&E NGBA | Geysers 17 | 230 | Geothermal | 0 | 0 | 0 | 0 | 0 | 0 | 0 | 0 | 0 | 0 | 0 | 5 | 2 | 1 | 1 |  | 2 |  | 1 |  |  |  | 1 | 5 | 2 | 1 | 2 | 3 | 1 | 2 | 2 | 4 | 2 | 3 | 4+ | 5 | 1
PG&E NGBA | Geysers 3 | 115 | Geothermal | 0 | 0 | 0 | 0 | 0 | 0 | 0 | 0 | 0 | 0 | 0 | 5 | 2 | 1 | 1 | [14 empty] | 2 | 2 | 4 | 2 | 3 | 1 | 1 | 0
PG&E NGBA | Glenn | 230 | Geothermal | 0 | 0 | 0 | 0 | 0 | 0 | 0 | 0 | 0 | 0 | 0 | 5 | 2 | 1 | 1 | 3 | [13 empty] | 2 | 2 | 4 | 1 | 3 | 1 | 1 | 0
PG&E NGBA | Glenn | 60 | Geothermal | 0 | 0 | 0 | 0 | 0 | 0 | 0 | 0 | 0 | 0 | 0 | 5 | 2 | 1 | 1 | [14 empty] | 2 | 2 | 4 | 1 | 3 | 1 | 1 | 0
PG&E NGBA | Gold Hill | 115 | Geothermal | 0 | 0 | 0 | 0 | 0 | 0 | 0 | 0 | 0 | 0 | 0 | 5 | 2 | 1 | 1 | [14 empty] | 2 | 1 | 4 | 2 | 3 | 1 | 1 | 0
PG&E NGBA | Gold Hill | 230 | Geothermal | 0 | 0 | 0 | 0 | 0 | 0 | 0 | 0 | 0 | 0 | 0 | 5 | 2 | 1 | 1 | [14 empty] | 2 | 1 | 4 | 2 | 3 | 1 | 1 | 0
SCE Northern | Goleta | 230 | Geothermal | 0 | 0 | 0 | 0 | 0 | 0 | 0 | 0 | 0 | 0 | 0 | 5 | 2 | 4 | 2 | [14 empty] | 2 | 2 | 2 | 1 | 2 | 1 | 1 | 0
SCE Metro | Goodrich | 230 | Geothermal | 0 | 0 | 0 | 0 | 0 | 0 | 0 | 0 | 0 | 0 | 0 | 1 | 1 | 1 | 1 | [14 empty] | 1 | 1 | 3 | 1 | 2 | 1 | 1 | 0
PG&E KERN | Goose Lake | 115 | Geothermal | 0 | 0 | 0 | 0 | 0 | 0 | 0 | 0 | 0 | 0 | 0 | 5 | 2 | 1 | 1 | [14 empty] | 1 | 1 | 2 | 1 | 1 | 1 | 1 | 0
SCE Metro | Gould | 230 | Geothermal | 0 | 0 | 0 | 0 | 0 | 0 | 0 | 0 | 0 | 0 | 0 | 1 | 1 | 1 | 1 | [14 empty] | 1 | 1 | 4 | 1 | 2 | 1 | 1 | 0
PG&E NGBA | Grand Island | 115 | Geothermal | 0 | 0 | 0 | 0 | 0 | 0 | 0 | 0 | 0 | 0 | 0 | 5 | 2 | 1 | 1 | [14 empty] | 2 | 1 | 4 | 2 | 2 | 1 | 1 | 0
SDGE | Granite | 69 | Geothermal | 0 | 0 | 0 | 0 | 0 | 0 | 0 | 0 | 0 | 0 | 0 | 1 | 1 | 1 | 1 | [14 empty] | 2 | 1 | 2 | 2 | 2 | 1 | 1 | 0
PG&E GBA | Grant | 115 | Geothermal | 0 | 0 | 0 | 0 | 0 | 0 | 0 | 0 | 0 | 0 | 0 | 5 | 2 | 1 | 1 | [14 empty] | 2 | 1 | 2 | 1 | 2 | 1 | 1 | 0
PG&E GBA | Green Valley | 115 | Geothermal | 0 | 0 | 0 | 0 | 0 | 0 | 0 | 0 | 0 | 0 | 0 | 1 | 1 | 1 | 1 | 1 | [13 empty] | 2 | 2 | 3 | 2 | 2 | 1 | 1 | 0
PG&E NGBA | Greenleaf 1 | 115 | Geothermal | 0 | 0 | 0 | 0 | 0 | 0 | 0 | 0 | 0 | 0 | 0 | 5 | 2 | 1 | 1 | [14 empty] | 2 | 2 | 1 | 1 | 3 | 1 | 1 | 0
PG&E FRESNO | Gregg | 230 | Geothermal | 0 | 0 | 0 | 0 | 0 | 0 | 0 | 0 | 0 | 0 | 0 | 5 | 2 | 5 | 2 | [14 empty] | 1 | 1 | 3 | 2 | 1 | 1 | 1 | 0
PG&E FRESNO | Grimmway-Malaga | 115 | Geothermal | 0 | 0 | 0 | 0 | 0 | 0 | 0 | 0 | 0 | 0 | 0 | 5 | 2 | 5 | 2 | [14 empty] | 1 | 1 | 2 | 1 | 1 | 1 | 1 | 0
PG&E NGBA | Grizzly | 230 | Geothermal | 0 | 0 | 0 | 0 | 0 | 0 | 0 | 0 | 0 | 0 | 0 | 5 | 2 | 1 | 1 | [14 empty] | 2 | 2 | 4 | 1 | 3 | 1 | 1 | 0
PG&E FRESNO | Guernsey | 70 | Geothermal | 0 | 0 | 0 | 0 | 0 | 0 | 0 | 0 | 0 | 0 | 0 | 5 | 2 | 5 | 2 | [14 empty] | 1 | 1 | 3 | 2 | 1 | 1 | 1 | 0
PG&E FRESNO | GWF Hanford | 115 | Geothermal | 0 | 0 | 0 | 0 | 0 | 0 | 0 | 0 | 0 | 0 | 0 | 5 | 2 | 5 | 2 | [14 empty] | 2 | 1 | 2 | 1 | 1 | 1 | 1 | 0
PG&E FRESNO | Haas | 230 | Geothermal | 0 | 0 | 0 | 0 | 0 | 0 | 0 | 0 | 0 | 0 | 0 | 5 | 2 | 5 | 2 | [14 empty] | 1 | 1 | 4 | 2 | 3 | 1 | 1 | 0
PG&E FRESNO | Hammonds | 115 | Geothermal | 0 | 0 | 0 | 0 | 0 | 0 | 0 | 0 | 0 | 0 | 0 | 5 | 2 | 1 | 1 | [14 empty] | 1 | 1 | 2 | 2 | 1 | 1 | 1 | 0
SCE Metro | HarborGen | 230 | Geothermal | 0 | 0 | 0 | 0 | 0 | 0 | 0 | 0 | 0 | 0 | 0 | 1 | 1 | 1 | 1 | [14 empty] | 1 | 1 | 2 | 1 | 1 | 1 | 1 | 0
PG&E NGBA | Harris | 60 | Geothermal | 0 | 0 | 0 | 0 | 0 | 0 | 0 | 0 | 0 | 0 | 0 | 5 | 2 | 1 | 1 | [14 empty] | 2 | 2 | 2 | 2 | 3 | 1 | 1 | 0
EOP | Harry Allen | 500 | Geothermal | 0 | 0 | 0 | 0 | 0 | 0 | 0 | 0 | 0 | 0 | 0 | 5 | 2 | 4 | 2 | [14 empty] | 2 | 2 | 4 | 1 | 3 | 1 | 1 | 0
PG&E NGBA | Hartley | 60 | Geothermal | 0 | 0 | 0 | 0 | 0 | 0 | 0 | 0 | 0 | 0 | 0 | 5 | 2 | 1 | 1 | [14 empty] | 2 | 2 | 4 | 2 | 3 | 1 | 1 | 0
SCE NOL | Harvard | 115 | Geothermal | 0 | 0 | 0 | 0 | 0 | 0 | 0 | 0 | 0 | 0 | 0 | 3 | 3 | 1 | 1 | [14 empty] | 2 | 1 | 4 | 1 | 1 | 1 | 1 | 0
SDGE | Hassayampa | 500 | Geothermal | 0 | 0 | 0 | 0 | 0 | 0 | 0 | 0 | 0 | 0 | 0 | 5 | 2 | 4 | 2 | [14 empty] | 2 | 1 | 4 | 2 | 3 | 1 | 1 | 0
PG&E FRESNO | Helm | 230 | Geothermal | 0 | 0 | 0 | 0 | 0 | 0 | 0 | 0 | 0 | 0 | 0 | 5 | 2 | 5 | 2 | 3 | [13 empty] | 1 | 1 | 2 | 2 | 1 | 1 | 1 | 0
PG&E FRESNO | Helm | 70 | Geothermal | 0 | 0 | 0 | 0 | 0 | 0 | 0 | 0 | 0 | 0 | 0 | 5 | 2 | 1 | 1 | [14 empty] | 1 | 1 | 2 | 2 | 1 | 1 | 1 | 0
PG&E FRESNO | Henrietta | 115 | Geothermal | 0 | 0 | 0 | 0 | 0 | 0 | 0 | 0 | 0 | 0 | 0 | 5 | 2 | 1 | 1 | 3 | [13 empty] | 1 | 1 | 1 | 2 | 1 | 1 | 1 | 0
PG&E FRESNO | Henrietta | 230 | Geothermal | 0 | 0 | 0 | 0 | 0 | 0 | 0 | 0 | 0 | 0 | 0 | 5 | 2 | 1 | 1 | 3 | [13 empty] | 1 | 1 | 1 | 2 | 1 | 1 | 1 | 0
PG&E FRESNO | Henrietta | 70 | Geothermal | 0 | 0 | 0 | 0 | 0 | 0 | 0 | 0 | 0 | 0 | 0 | 5 | 2 | 5 | 2 | [14 empty] | 1 | 1 | 1 | 2 | 1 | 1 | 1 | 0
PG&E FRESNO | Herndon | 115 | Geothermal | 0 | 0 | 0 | 0 | 0 | 0 | 0 | 0 | 0 | 0 | 0 | 5 | 2 | 1 | 1 | [14 empty] | 1 | 1 | 3 | 2 | 1 | 1 | 1 | 0
PG&E FRESNO | Herndon | 230 | Geothermal | 0 | 0 | 0 | 0 | 0 | 0 | 0 | 0 | 0 | 0 | 0 | 5 | 2 | 1 | 1 | [14 empty] | 1 | 1 | 3 | 2 | 1 | 1 | 1 | 0
PG&E GBA | Hicks | 230 | Geothermal | 0 | 0 | 0 | 0 | 0 | 0 | 0 | 0 | 0 | 0 | 0 | 1 | 1 | 1 | 1 | [14 empty] | 2 | 1 | 4 | 2 | 2 | 1 | 1 | 0
PG&E NGBA | Higgins | 115 | Geothermal | 0 | 0 | 0 | 0 | 0 | 0 | 0 | 0 | 0 | 0 | 0 | 5 | 2 | 1 | 1 | [14 empty] | 2 | 1 | 4 | 1 | 3 | 1 | 1 | 0
PG&E NGBA | Hilltop | 345 | Geothermal | YES | Northeast CA (Hydrothermal) | 909 | 0 | 909 | 0 | 0 | 0 | 909 | 0 | 909 | 5 | 2 | 1 | 1 |  |  |  | 1 |  |  |  | 1 | 2 | 1 | 1 | 1 | 3 | 1 | 2 | 2 | 4 | 1 | 3 | 5- | 1 | 1 | OOS intertie
SCE Metro | Hinson | 230 | Geothermal | 0 | 0 | 0 | 0 | 0 | 0 | 0 | 0 | 0 | 0 | 0 | 1 | 1 | 1 | 1 | [14 empty] | 1 | 1 | 2 | 1 | 1 | 1 | 1 | 0
PG&E GBA | Hollister | 115 | Geothermal | 0 | 0 | 0 | 0 | 0 | 0 | 0 | 0 | 0 | 0 | 0 | 1 | 1 | 1 | 1 | 3 | [13 empty] | 2 | 2 | 4 | 2 | 3 | 1 | 1 | 0
PG&E NGBA | Homestake | 115 | Geothermal | 0 | 0 | 0 | 0 | 0 | 0 | 0 | 0 | 0 | 0 | 0 | 5 | 2 | 1 | 1 | [14 empty] | 2 | 1 | 4 | 2 | 3 | 1 | 1 | 0
PG&E NGBA | Honcut | 115 | Geothermal | 0 | 0 | 0 | 0 | 0 | 0 | 0 | 0 | 0 | 0 | 0 | 5 | 2 | 1 | 1 | [14 empty] | 2 | 1 | 4 | 2 | 3 | 1 | 1 | 0
SDGE | Hoodoo Wash | 500 | Geothermal | 0 | 0 | 0 | 0 | 0 | 0 | 0 | 0 | 0 | 0 | 0 | 5 | 2 | 4 | 2 | [14 empty] | 2 | 2 | 4 | 2 | 3 | 1 | 1 | 0
PG&E NGBA | Hopland | 115 | Geothermal | 0 | 0 | 0 | 0 | 0 | 0 | 0 | 0 | 0 | 0 | 0 | 5 | 2 | 1 | 1 | [14 empty] | 2 | 2 | 4 | 2 | 3 | 1 | 1 | 0
PG&E NGBA | Hopland | 60 | Geothermal | 0 | 0 | 0 | 0 | 0 | 0 | 0 | 0 | 0 | 0 | 0 | 5 | 2 | 1 | 1 | [14 empty] | 2 | 2 | 4 | 2 | 3 | 1 | 1 | 0
PG&E NGBA | Humboldt | 115 | Geothermal | 0 | 0 | 0 | 0 | 0 | 0 | 0 | 0 | 0 | 0 | 0 | 5 | 2 | 1 | 1 | 3 | [13 empty] | 2 | 2 | 3 | 2 | 3 | 1 | 1 | 0
PG&E NGBA | Humboldt | 60 | Geothermal | 0 | 0 | 0 | 0 | 0 | 0 | 0 | 0 | 0 | 0 | 0 | 5 | 2 | 1 | 1 | [14 empty] | 2 | 2 | 3 | 2 | 3 | 1 | 1 | 0
PG&E NGBA | Humboldt | 500 | Geothermal | 0 | 0 | 0 | 0 | 0 | 0 | 0 | 0 | 0 | 0 | 0 | 5 | 2 | 1 | 1 | [14 empty] | 2 | 2 | 3 | 2 | 3 | 1 | 1 | 0
SCE Metro | Huntington Beach | 230 | Geothermal | 0 | 0 | 0 | 0 | 0 | 0 | 0 | 0 | 0 | 0 | 0 | 1 | 1 | 1 | 1 | [14 empty] | 1 | 1 | 1 | 1 | 2 | 1 | 1 | 0
PG&E NGBA | Ignacio | 115 | Geothermal | 0 | 0 | 0 | 0 | 0 | 0 | 0 | 0 | 0 | 0 | 0 | 5 | 2 | 1 | 1 | 3 | [13 empty] | 2 | 1 | 4 | 1 | 3 | 1 | 1 | 0
PG&E NGBA | Ignacio | 230 | Geothermal | 0 | 0 | 0 | 0 | 0 | 0 | 0 | 0 | 0 | 0 | 0 | 5 | 2 | 1 | 1 | 3 | [13 empty] | 2 | 1 | 4 | 1 | 3 | 1 | 1 | 0
PG&E NGBA | Ignacio | 60 | Geothermal | 0 | 0 | 0 | 0 | 0 | 0 | 0 | 0 | 0 | 0 | 0 | 5 | 2 | 1 | 1 | 3 | [13 empty] | 2 | 1 | 4 | 1 | 3 | 1 | 1 | 0
SDGE | Imperial Beach | 69 | Geothermal | 0 | 0 | 0 | 0 | 0 | 0 | 0 | 0 | 0 | 0 | 0 | 1 | 1 | 1 | 1 | [14 empty] | 2 | 1 | 3 | 1 | 2 | 1 | 1 | 0
SDGE | Imperial Valley | 230 | Geothermal | YES | Imperial-IID (Hydrothermal) | 530 | 0 | 530 | 25 | 0 | 25 | 505 | 0 | 505 | 1 | 1 | 1 | 1 | 4 | 1 |  | 1 |  |  |  | 1 | 1 | 1 | 1 | 1 | 1 | 1 | 1 | 1 | 2 | 2 | 1 | 5- | 1 | 1 | OOS intertie
SDGE | Imperial Valley | 500 | Geothermal | 0 | 0 | 0 | 0 | 0 | 0 | 0 | 0 | 0 | 0 | 0 | 1 | 1 | 1 | 1 | 5 | [13 empty] | 1 | 1 | 2 | 2 | 1 | 1 | 1 | 0
EOP | Innovation | 138 | Geothermal | 0 | 0 | 0 | 0 | 0 | 0 | 0 | 0 | 0 | 0 | 0 | 5 | 2 | 4 | 2 | [14 empty] | 2 | 2 | 4 | 1 | 3 | 1 | 1 | 0
EOP | Innovation | 230 | Geothermal | 0 | 0 | 0 | 0 | 0 | 0 | 0 | 0 | 0 | 0 | 0 | 5 | 2 | 4 | 2 | [14 empty] | 2 | 2 | 4 | 1 | 3 | 1 | 1 | 0
SCE NOL | Inyokern | 115 | Geothermal | 0 | 0 | 100 | 0 | 100 | 0 | 0 | 0 | 100 | 0 | 100 | 3 | 3 | 1 | 1 | [14 empty] | 2 | 2 | 4 | 1 | 3 | 5- | 1 | 1 | OOS intertie
EOP | IS Tap | 138 | Geothermal | 0 | 0 | 0 | 0 | 0 | 0 | 0 | 0 | 0 | 0 | 0 | 5 | 2 | 4 | 2 | [14 empty] | 2 | 2 | 4 | 1 | 3 | 1 | 1 | 0
EOP | Ivanpah | 115 | Geothermal | 0 | 0 | 0 | 0 | 0 | 0 | 0 | 0 | 0 | 0 | 0 | 5 | 2 | 4 | 2 | [14 empty] | 2 | 2 | 4 | 1 | 1 | 1 | 1 | 0
EOP | Ivanpah | 230 | Geothermal | 0 | 0 | 0 | 0 | 0 | 0 | 0 | 0 | 0 | 0 | 0 | 5 | 2 | 4 | 2 | [14 empty] | 2 | 2 | 4 | 1 | 1 | 1 | 1 | 0
EOP | Jackass (DOE) | 138 | Geothermal | 0 | 0 | 0 | 0 | 0 | 0 | 0 | 0 | 0 | 0 | 0 | 5 | 2 | 4 | 2 | [14 empty] | 2 | 2 | 4 | 1 | 3 | 1 | 1 | 0
PG&E NGBA | James B Black | 230 | Geothermal | 0 | EGS | 130.5 | 0 | 130.5 | 0 | 0 | 0 | 130.5 | 0 | 130.5 | 5 | 2 | 1 | 1 | [14 empty] | 2 | 2 | 4 | 2 | 3 | 5- | 1 | 1 | in-state geothermal, CI from stakeholder input, location specific resource potential, QA/QCd
PG&E GBA | Jefferson | 230 | Geothermal | 0 | 0 | 0 | 0 | 0 | 0 | 0 | 0 | 0 | 0 | 0 | 1 | 1 | 1 | 1 | [14 empty] | 2 | 1 | 3 | 1 | 2 | 1 | 1 | 0
PG&E NGBA | Jessup | 115 | Geothermal | 0 | EGS | 100 | 0 | 100 | 0 | 0 | 0 | 100 | 0 | 100 | 5 | 2 | 1 | 1 | [14 empty] | 2 | 2 | 3 | 2 | 3 | 5- | 1 | 1 | in-state geothermal, CI from stakeholder input, location specific resource potential, QA/QCd
SCE Metro | Johanna | 230 | Geothermal | 0 | 0 | 0 | 0 | 0 | 0 | 0 | 0 | 0 | 0 | 0 | 1 | 1 | 1 | 1 | [14 empty] | 1 | 1 | 2 | 1 | 1 | 1 | 1 | 0
SCE Eastern | Julian Hinds | 230 | Geothermal | 0 | 0 | 0 | 0 | 0 | 0 | 0 | 0 | 0 | 0 | 0 | 5 | 2 | 1 | 1 | [14 empty] | 2 | 1 | 4 | 1 | 3 | 1 | 1 | 0
PG&E GBA | Kasson | 115 | Geothermal | 0 | 0 | 0 | 0 | 0 | 0 | 0 | 0 | 0 | 0 | 0 | 1 | 1 | 1 | 1 | [14 empty] | 1 | 1 | 4 | 2 | 1 | 1 | 1 | 0
PG&E GBA | Kasson | 60 | Geothermal | 0 | 0 | 0 | 0 | 0 | 0 | 0 | 0 | 0 | 0 | 0 | 1 | 1 | 1 | 1 | [14 empty] | 1 | 1 | 4 | 2 | 1 | 1 | 1 | 0
PG&E FRESNO | Kearney | 230 | Geothermal | 0 | 0 | 0 | 0 | 0 | 0 | 0 | 0 | 0 | 0 | 0 | 5 | 2 | 5 | 2 | [14 empty] | 1 | 1 | 3 | 2 | 1 | 1 | 1 | 0
PG&E FRESNO | Kearney | 70 | Geothermal | 0 | 0 | 0 | 0 | 0 | 0 | 0 | 0 | 0 | 0 | 0 | 5 | 2 | 5 | 2 | [14 empty] | 1 | 1 | 3 | 2 | 1 | 1 | 1 | 0
PG&E GBA | Kelso | 230 | Geothermal | 0 | 0 | 0 | 0 | 0 | 0 | 0 | 0 | 0 | 0 | 0 | 5 | 2 | 1 | 1 | [14 empty] | 2 | 1 | 2 | 1 | 2 | 1 | 1 | 0
PG&E FRESNO | Kerchoff 1 | 115 | Geothermal | 0 | 0 | 0 | 0 | 0 | 0 | 0 | 0 | 0 | 0 | 0 | 5 | 2 | 5 | 2 | [14 empty] | 1 | 1 | 4 | 2 | 3 | 1 | 1 | 0
PG&E KERN | Kern Oil | 115 | Geothermal | 0 | 0 | 0 | 0 | 0 | 0 | 0 | 0 | 0 | 0 | 0 | 5 | 2 | 5 | 2 | [14 empty] | 1 | 1 | 1 | 1 | 1 | 1 | 1 | 0
PG&E KERN | Kern PP | 115 | Geothermal | 0 | 0 | 0 | 0 | 0 | 0 | 0 | 0 | 0 | 0 | 0 | 5 | 2 | 5 | 2 | [14 empty] | 1 | 1 | 2 | 1 | 2 | 1 | 1 | 0
PG&E KERN | Kern PP | 230 | Geothermal | 0 | 0 | 0 | 0 | 0 | 0 | 0 | 0 | 0 | 0 | 0 | 5 | 2 | 5 | 2 | [14 empty] | 1 | 1 | 2 | 1 | 2 | 1 | 1 | 0
PG&E KERN | Kern PP | 70 | Geothermal | 0 | 0 | 0 | 0 | 0 | 0 | 0 | 0 | 0 | 0 | 0 | 5 | 2 | 1 | 1 | [14 empty] | 1 | 1 | 2 | 1 | 2 | 1 | 1 | 0
PG&E KERN | Kernridge | 115 | Geothermal | 0 | 0 | 0 | 0 | 0 | 0 | 0 | 0 | 0 | 0 | 0 | 5 | 2 | 5 | 2 | [14 empty] | 1 | 1 | 1 | 1 | 1 | 1 | 1 | 0
PG&E FRESNO | Kingsburg | 115 | Geothermal | 0 | 0 | 0 | 0 | 0 | 0 | 0 | 0 | 0 | 0 | 0 | 5 | 2 | 5 | 2 | [14 empty] | 1 | 1 | 2 | 2 | 1 | 1 | 1 | 0
PG&E GBA | Kirker | 115 | Geothermal | 0 | 0 | 0 | 0 | 0 | 0 | 0 | 0 | 0 | 0 | 0 | 5 | 2 | 1 | 1 | [14 empty] | 2 | 1 | 3 | 1 | 1 | 1 | 1 | 0
PG&E NGBA | Knights Landing | 115 | Geothermal | 0 | 0 | 0 | 0 | 0 | 0 | 0 | 0 | 0 | 0 | 0 | 5 | 2 | 1 | 1 | [14 empty] | 2 | 1 | 4 | 2 | 3 | 1 | 1 | 0
PG&E NGBA | Konocti | 60 | Geothermal | 0 | 0 | 0 | 0 | 0 | 0 | 0 | 0 | 0 | 0 | 0 | 5 | 2 | 1 | 1 | [14 empty] | 2 | 2 | 4 | 2 | 3 | 1 | 1 | 0
SCE NOL | Kramer | 115 | Geothermal | 0 | 0 | 0 | 0 | 0 | 0 | 0 | 0 | 0 | 0 | 0 | 3 | 3 | 1 | 1 | 3 | [13 empty] | 2 | 1 | 4 | 1 | 3 | 1 | 1 | 0
SCE NOL | Kramer | 230 | Geothermal | 0 | 0 | 0 | 0 | 0 | 0 | 0 | 0 | 0 | 0 | 0 | 3 | 3 | 1 | 1 | 4 | [13 empty] | 2 | 1 | 4 | 1 | 3 | 1 | 1 | 0
SCE Metro | La Cienega | 230 | Geothermal | 0 | 0 | 0 | 0 | 0 | 0 | 0 | 0 | 0 | 0 | 0 | 1 | 1 | 1 | 1 | [14 empty] | 1 | 1 | 2 | 1 | 2 | 1 | 1 | 0
SCE Metro | La Fresa | 230 | Geothermal | 0 | 0 | 0 | 0 | 0 | 0 | 0 | 0 | 0 | 0 | 0 | 1 | 1 | 1 | 1 | [14 empty] | 1 | 1 | 2 | 1 | 2 | 1 | 1 | 0
SCE Metro | Laguna Bell | 230 | Geothermal | 0 | 0 | 0 | 0 | 0 | 0 | 0 | 0 | 0 | 0 | 0 | 1 | 1 | 1 | 1 | 5 | [13 empty] | 1 | 1 | 2 | 1 | 1 | 1 | 1 | 0
PG&E KERN | Lakeview | 70 | Geothermal | 0 | 0 | 0 | 0 | 0 | 0 | 0 | 0 | 0 | 0 | 0 | 5 | 2 | 5 | 2 | [14 empty] | 1 | 1 | 4 | 1 | 1 | 1 | 1 | 0
PG&E NGBA | Lakeville | 230 | Geothermal | 0 | 0 | 0 | 0 | 0 | 0 | 0 | 0 | 0 | 0 | 0 | 5 | 2 | 1 | 1 | 3 | [13 empty] | 2 | 1 | 4 | 2 | 3 | 1 | 1 | 0
PG&E NGBA | Lakeville | 60 | Geothermal | 0 | 0 | 0 | 0 | 0 | 0 | 0 | 0 | 0 | 0 | 0 | 5 | 2 | 1 | 1 | [14 empty] | 2 | 1 | 4 | 2 | 3 | 1 | 1 | 0
PG&E NGBA | Lakeville | 115 | Geothermal | 0 | Hydrothermal, EGS | 8 | 0 | 8 | 0 | 0 | 0 | 8 | 0 | 8 | 5 | 2 | 1 | 1 | 3 |  |  | 1 |  |  |  | 1 | 1 | 1 | 2 | 5 | 5 | 1 | 2 | 1 | 4 | 2 | 3 | 5- | 1 | 1 | in-state geothermal, CI from stakeholder input, location specific resource potential, QA/QCd
PG&E GBA | Lakewood | 115 | Geothermal | 0 | 0 | 0 | 0 | 0 | 0 | 0 | 0 | 0 | 0 | 0 | 5 | 2 | 1 | 1 | [14 empty] | 2 | 1 | 3 | 1 | 2 | 1 | 1 | 0
PG&E NGBA | Lambie | 230 | Geothermal | 0 | 0 | 0 | 0 | 0 | 0 | 0 | 0 | 0 | 0 | 0 | 5 | 2 | 1 | 1 | [14 empty] | 2 | 1 | 1 | 1 | 1 | 1 | 1 | 0
PG&E GBA | Lammers | 115 | Geothermal | 0 | 0 | 0 | 0 | 0 | 0 | 0 | 0 | 0 | 0 | 0 | 1 | 1 | 1 | 1 | 3 | [13 empty] | 1 | 1 | 1 | 2 | 2 | 1 | 1 | 0
PG&E KERN | Lamont | 115 | Geothermal | 0 | 0 | 0 | 0 | 0 | 0 | 0 | 0 | 0 | 0 | 0 | 5 | 2 | 5 | 2 | 3 | [13 empty] | 1 | 1 | 2 | 1 | 1 | 1 | 1 | 0
PG&E FRESNO | Las Aguilas | 230 | Geothermal | 0 | 0 | 0 | 0 | 0 | 0 | 0 | 0 | 0 | 0 | 0 | 5 | 2 | 5 | 2 | [14 empty] | 2 | 2 | 4 | 2 | 2 | 1 | 1 | 0
EOP | Lathrop | 138 | Geothermal | 0 | 0 | 0 | 0 | 0 | 0 | 0 | 0 | 0 | 0 | 0 | 5 | 2 | 4 | 2 | [14 empty] | 2 | 2 | 4 | 1 | 3 | 1 | 1 | 0
EOP | Lathrop | 230 | Geothermal | 0 | 0 | 0 | 0 | 0 | 0 | 0 | 0 | 0 | 0 | 0 | 5 | 2 | 4 | 2 | [14 empty] | 2 | 2 | 4 | 1 | 3 | 1 | 1 | 0
PG&E FRESNO | Le Grand | 115 | Geothermal | 0 | 0 | 0 | 0 | 0 | 0 | 0 | 0 | 0 | 0 | 0 | 5 | 2 | 5 | 2 | 3 | [13 empty] | 1 | 1 | 3 | 2 | 1 | 1 | 1 | 0
PG&E FRESNO | Lemoore | 70 | Geothermal | 0 | 0 | 0 | 0 | 0 | 0 | 0 | 0 | 0 | 0 | 0 | 5 | 2 | 1 | 1 | [14 empty] | 1 | 1 | 3 | 2 | 2 | 1 | 1 | 0
PG&E KERN | Lerdo | 115 | Geothermal | 0 | 0 | 0 | 0 | 0 | 0 | 0 | 0 | 0 | 0 | 0 | 5 | 2 | 5 | 2 | [14 empty] | 1 | 1 | 4 | 1 | 1 | 1 | 1 | 0
SCE Metro | Lewis | 230 | Geothermal | 0 | 0 | 0 | 0 | 0 | 0 | 0 | 0 | 0 | 0 | 0 | 1 | 1 | 1 | 1 | [14 empty] | 1 | 1 | 3 | 1 | 2 | 1 | 1 | 0
SCE Metro | Lighthipe | 230 | Geothermal | 0 | 0 | 0 | 0 | 0 | 0 | 0 | 0 | 0 | 0 | 0 | 1 | 1 | 1 | 1 | [14 empty] | 1 | 1 | 2 | 1 | 1 | 1 | 1 | 0
SDGE | Lilac | 69 | Geothermal | 0 | 0 | 0 | 0 | 0 | 0 | 0 | 0 | 0 | 0 | 0 | 1 | 1 | 1 | 1 | [14 empty] | 2 | 1 | 3 | 1 | 3 | 1 | 1 | 0
PG&E NGBA | Lincoln | 115 | Geothermal | 0 | 0 | 0 | 0 | 0 | 0 | 0 | 0 | 0 | 0 | 0 | 5 | 2 | 1 | 1 | [14 empty] | 2 | 1 | 3 | 2 | 3 | 1 | 1 | 0
PG&E KERN | Live Oak | 115 | Geothermal | 0 | 0 | 0 | 0 | 0 | 0 | 0 | 0 | 0 | 0 | 0 | 5 | 2 | 5 | 2 | [14 empty] | 1 | 1 | 1 | 1 | 1 | 1 | 1 | 0
PG&E GBA | Llagas | 115 | Geothermal | 0 | 0 | 0 | 0 | 0 | 0 | 0 | 0 | 0 | 0 | 0 | 1 | 1 | 1 | 1 | [14 empty] | 2 | 1 | 2 | 2 | 1 | 1 | 1 | 0
PG&E GBA | Lockeford | 115 | Geothermal | 0 | 0 | 0 | 0 | 0 | 0 | 0 | 0 | 0 | 0 | 0 | 1 | 1 | 1 | 1 | [14 empty] | 1 | 1 | 4 | 2 | 2 | 1 | 1 | 0
PG&E GBA | Lockeford | 230 | Geothermal | 0 | 0 | 0 | 0 | 0 | 0 | 0 | 0 | 0 | 0 | 0 | 5 | 2 | 1 | 1 | [14 empty] | 1 | 1 | 4 | 2 | 2 | 1 | 1 | 0
PG&E GBA | Lockeford | 60 | Geothermal | 0 | 0 | 0 | 0 | 0 | 0 | 0 | 0 | 0 | 0 | 0 | 5 | 2 | 1 | 1 | [14 empty] | 1 | 1 | 4 | 2 | 2 | 1 | 1 | 0
PG&E GBA | Lodi | 230 | Geothermal | 0 | 0 | 0 | 0 | 0 | 0 | 0 | 0 | 0 | 0 | 0 | 5 | 2 | 1 | 1 | [14 empty] | 1 | 1 | 1 | 2 | 1 | 1 | 1 | 0
PG&E NGBA | Logan Creek | 230 | Geothermal | 0 | 0 | 0 | 0 | 0 | 0 | 0 | 0 | 0 | 0 | 0 | 5 | 2 | 1 | 1 | [14 empty] | 2 | 2 | 4 | 1 | 2 | 1 | 1 | 0
PG&E GBA | Lone Tree | 230 | Geothermal | 0 | 0 | 0 | 0 | 0 | 0 | 0 | 0 | 0 | 0 | 0 | 5 | 2 | 1 | 1 | [14 empty] | 2 | 1 | 3 | 1 | 2 | 1 | 1 | 0
PG&E FRESNO | Los Banos | 230 | Geothermal | 0 | EGS | 10 | 0 | 10 | 0 | 0 | 0 | 10 | 0 | 10 | 5 | 2 | 5 | 2 | 3 | [13 empty] | 1 | 1 | 4 | 2 | 1 | 5- | 1 | 1 | in-state geothermal, CI from stakeholder input, location specific resource potential, QA/QCd
PG&E FRESNO | Los Banos | 500 | Geothermal | 0 | 0 | 0 | 0 | 0 | 0 | 0 | 0 | 0 | 0 | 0 | 1 | 1 | 1 | 1 | 2 | [13 empty] | 1 | 1 | 4 | 2 | 1 | 1 | 1 | 0
SDGE | Los Coches | 138 | Geothermal | 0 | 0 | 0 | 0 | 0 | 0 | 0 | 0 | 0 | 0 | 0 | 1 | 1 | 1 | 1 | [14 empty] | 2 | 2 | 4 | 2 | 3 | 1 | 1 | 0
SDGE | Los Coches | 69 | Geothermal | 0 | 0 | 0 | 0 | 0 | 0 | 0 | 0 | 0 | 0 | 0 | 1 | 1 | 1 | 1 | [14 empty] | 2 | 2 | 4 | 2 | 3 | 1 | 1 | 0
PG&E GBA | Los Esteros | 115 | Geothermal | 0 | 0 | 0 | 0 | 0 | 0 | 0 | 0 | 0 | 0 | 0 | 1 | 1 | 1 | 1 | 4 | [13 empty] | 2 | 1 | 1 | 2 | 1 | 1 | 1 | 0
PG&E GBA | Los Esteros | 230 | Geothermal | 0 | 0 | 0 | 0 | 0 | 0 | 0 | 0 | 0 | 0 | 0 | 1 | 1 | 1 | 1 | [14 empty] | 2 | 1 | 1 | 2 | 1 | 1 | 1 | 0
PG&E GBA | Los Positas | 230 | Geothermal | 0 | 0 | 0 | 0 | 0 | 0 | 0 | 0 | 0 | 0 | 0 | 5 | 2 | 1 | 1 | 3 | [13 empty] | 2 | 1 | 3 | 1 | 3 | 1 | 1 | 0
PG&E GBA | Los Positas | 60 | Geothermal | 0 | 0 | 0 | 0 | 0 | 0 | 0 | 0 | 0 | 0 | 0 | 5 | 2 | 1 | 1 | 3 | [13 empty] | 2 | 1 | 3 | 1 | 3 | 1 | 1 | 0
SDGE | Loveland | 69 | Geothermal | 0 | 0 | 0 | 0 | 0 | 0 | 0 | 0 | 0 | 0 | 0 | 1 | 1 | 1 | 1 | [14 empty] | 2 | 1 | 3 | 1 | 3 | 1 | 1 | 0
SCE NOL | Lugo | 230 | Geothermal | 0 | 0 | 0 | 0 | 0 | 0 | 0 | 0 | 0 | 0 | 0 | 1 | 1 | 1 | 1 | [14 empty] | 2 | 1 | 4 | 1 | 2 | 1 | 1 | 0
SCE Metro | Lugo | 500 | Geothermal | YES | Utah (Hydrothermal) | 203 | 0 | 203 | 203 | 0 | 203 | 0 | 0 | 0 | 1 | 1 | 1 | 1 | 5 | N/A |  | N/A |  |  |  | N/A | N/A | N/A | N/A | N/A | N/A | N/A | 2 | 1 | 4 | 1 | 2 | 1 | 4 | 1 | Flags are due to in-development resources
PG&E FRESNO | Madera | 70 | Geothermal | 0 | 0 | 0 | 0 | 0 | 0 | 0 | 0 | 0 | 0 | 0 | 5 | 2 | 1 | 1 | [14 empty] | 1 | 1 | 4 | 2 | 1 | 1 | 1 | 0
PG&E NGBA | Madison | 115 | Geothermal | 0 | 0 | 0 | 0 | 0 | 0 | 0 | 0 | 0 | 0 | 0 | 5 | 2 | 1 | 1 | [14 empty] | 2 | 1 | 4 | 2 | 3 | 1 | 1 | 0
PG&E KERN | Magunden | 115 | Geothermal | 0 | 0 | 0 | 0 | 0 | 0 | 0 | 0 | 0 | 0 | 0 | 5 | 2 | 5 | 2 | [14 empty] | 1 | 1 | 2 | 1 | 1 | 1 | 1 | 0
SCE Northern | Magunden | 230 | Geothermal | 0 | 0 | 0 | 0 | 0 | 0 | 0 | 0 | 0 | 0 | 0 | 1 | 1 | 1 | 1 | [14 empty] | 1 | 1 | 2 | 1 | 1 | 1 | 1 | 0
PG&E FRESNO | Malaga | 115 | Geothermal | 0 | 0 | 0 | 0 | 0 | 0 | 0 | 0 | 0 | 0 | 0 | 5 | 2 | 5 | 2 | [14 empty] | 1 | 1 | 1 | 2 | 1 | 1 | 1 | 0
PG&E NGBA | Malin | 500 | Geothermal | YES | Northern Nevada, Oregon, In-state (Hydrothermal and/or EGS) | 1383.5 | 0 | 1383.5 | 0 | 0 | 0 | 1383.5 | 0 | 1383.5 | 5 | 2 | 1 | 1 |  |  |  | 1 |  |  |  | 1 | 1 | 3 | 1 | 1 | 3 | 5 | 2 | 2 | 4 | 2 | 3 | 3- | 1 | 1 | OOS intertie
SCE Northern | Mandalay | 230 | Geothermal | 0 | 0 | 0 | 0 | 0 | 0 | 0 | 0 | 0 | 0 | 0 | 5 | 2 | 4 | 2 | [14 empty] | 2 | 1 | 2 | 1 | 1 | 1 | 1 | 0
PG&E FRESNO | Manning | 230 | Geothermal | 0 | 0 | 0 | 0 | 0 | 0 | 0 | 0 | 0 | 0 | 0 | 5 | 2 | 1 | 1 | 1 | [13 empty] | 1 | 1 | 2 | 2 | 1 | 1 | 1 | 0
PG&E FRESNO | Manning | 500 | Geothermal | 0 | 0 | 0 | 0 | 0 | 0 | 0 | 0 | 0 | 0 | 0 | 1 | 1 | 1 | 1 | 2 | [13 empty] | 1 | 1 | 2 | 2 | 1 | 1 | 1 | 0
PG&E GBA | Manteca | 115 | Geothermal | 0 | 0 | 0 | 0 | 0 | 0 | 0 | 0 | 0 | 0 | 0 | 5 | 2 | 5 | 2 | [14 empty] | 1 | 1 | 2 | 2 | 2 | 1 | 1 | 0
SDGE | Margarita | 138 | Geothermal | 0 | 0 | 0 | 0 | 0 | 0 | 0 | 0 | 0 | 0 | 0 | 1 | 1 | 1 | 1 | [14 empty] | 1 | 1 | 2 | 1 | 3 | 1 | 1 | 0
PG&E GBA | Martin | 230 | Geothermal | 0 | 0 | 0 | 0 | 0 | 0 | 0 | 0 | 0 | 0 | 0 | 5 | 2 | 1 | 1 | 3 | [13 empty] | 2 | 1 | 3 | 1 | 2 | 1 | 1 | 0
PG&E GBA | Martin | 115 | Geothermal | 0 | 0 | 0 | 0 | 0 | 0 | 0 | 0 | 0 | 0 | 0 | 1 | 1 | 1 | 1 | 4 | [13 empty] | 2 | 1 | 3 | 1 | 2 | 1 | 1 | 0
PG&E GBA | Martinez | 115 | Geothermal | 0 | 0 | 0 | 0 | 0 | 0 | 0 | 0 | 0 | 0 | 0 | 5 | 2 | 1 | 1 | [14 empty] | 2 | 1 | 1 | 1 | 1 | 1 | 1 | 0
PG&E FRESNO | Mc Mullin | 230 | Geothermal | 0 | 0 | 0 | 0 | 0 | 0 | 0 | 0 | 0 | 0 | 0 | 5 | 2 | 5 | 2 | [14 empty] | 1 | 1 | 3 | 2 | 1 | 1 | 1 | 0
PG&E FRESNO | McCall | 115 | Geothermal | 0 | 0 | 0 | 0 | 0 | 0 | 0 | 0 | 0 | 0 | 0 | 5 | 2 | 5 | 2 | [14 empty] | 1 | 1 | 3 | 2 | 1 | 1 | 1 | 0
PG&E FRESNO | McCall | 230 | Geothermal | 0 | 0 | 0 | 0 | 0 | 0 | 0 | 0 | 0 | 0 | 0 | 5 | 2 | 5 | 2 | [14 empty] | 1 | 1 | 3 | 2 | 1 | 1 | 1 | 0
PG&E GBA | Meadow Lane | 115 | Geothermal | 0 | 0 | 0 | 0 | 0 | 0 | 0 | 0 | 0 | 0 | 0 | 5 | 2 | 1 | 1 | [14 empty] | 2 | 1 | 2 | 1 | 1 | 1 | 1 | 0
PG&E GBA | Melones | 115 | Geothermal | 0 | 0 | 0 | 0 | 0 | 0 | 0 | 0 | 0 | 0 | 0 | 1 | 1 | 1 | 1 | [14 empty] | 2 | 1 | 4 | 1 | 3 | 1 | 1 | 0
PG&E GBA | Melones | 230 | Geothermal | 0 | 0 | 0 | 0 | 0 | 0 | 0 | 0 | 0 | 0 | 0 | 1 | 1 | 1 | 1 | [14 empty] | 2 | 1 | 4 | 1 | 3 | 1 | 1 | 0
SDGE | Melrose | 69 | Geothermal | 0 | 0 | 0 | 0 | 0 | 0 | 0 | 0 | 0 | 0 | 0 | 1 | 1 | 1 | 1 | [14 empty] | 2 | 1 | 3 | 1 | 3 | 1 | 1 | 0
PG&E NGBA | Mendocino | 115 | Geothermal | 0 | 0 | 0 | 0 | 0 | 0 | 0 | 0 | 0 | 0 | 0 | 5 | 2 | 1 | 1 | [14 empty] | 2 | 2 | 4 | 2 | 3 | 1 | 1 | 0
PG&E NGBA | Mendocino | 60 | Geothermal | 0 | 0 | 0 | 0 | 0 | 0 | 0 | 0 | 0 | 0 | 0 | 5 | 2 | 1 | 1 | [14 empty] | 2 | 2 | 4 | 2 | 3 | 1 | 1 | 0
PG&E FRESNO | Mendota | 115 | Geothermal | 0 | 0 | 0 | 0 | 0 | 0 | 0 | 0 | 0 | 0 | 0 | 5 | 2 | 5 | 2 | 1 | [13 empty] | 1 | 1 | 3 | 2 | 1 | 1 | 1 | 0
PG&E GBA | Menlo | 60 | Geothermal | 0 | 0 | 0 | 0 | 0 | 0 | 0 | 0 | 0 | 0 | 0 | 5 | 2 | 1 | 1 | [14 empty] | 2 | 1 | 3 | 1 | 2 | 1 | 1 | 0
PG&E FRESNO | Merced | 115 | Geothermal | 0 | 0 | 0 | 0 | 0 | 0 | 0 | 0 | 0 | 0 | 0 | 5 | 2 | 5 | 2 | [14 empty] | 1 | 1 | 4 | 2 | 1 | 1 | 1 | 0
EOP | Mercury | 138 | Geothermal | 0 | 0 | 0 | 0 | 0 | 0 | 0 | 0 | 0 | 0 | 0 | 5 | 2 | 4 | 2 | [14 empty] | 2 | 2 | 4 | 1 | 3 | 1 | 1 | 0
PG&E FRESNO | Mercy Springs | 70 | Geothermal | 0 | 0 | 0 | 0 | 0 | 0 | 0 | 0 | 0 | 0 | 0 | 5 | 2 | 5 | 2 | [14 empty] | 1 | 1 | 4 | 2 | 1 | 1 | 1 | 0
PG&E NGBA | Meridian | 60 | Geothermal | 0 | 0 | 0 | 0 | 0 | 0 | 0 | 0 | 0 | 0 | 0 | 5 | 2 | 1 | 1 | [14 empty] | 2 | 2 | 4 | 1 | 3 | 1 | 1 | 0
PG&E KERN | Mesa (PGE) | 115 | Geothermal | 0 | 0 | 0 | 0 | 0 | 0 | 0 | 0 | 0 | 0 | 0 | 5 | 2 | 1 | 1 | [14 empty] | 2 | 2 | 3 | 2 | 2 | 1 | 1 | 0
PG&E KERN | Mesa (PGE) | 230 | Geothermal | 0 | 0 | 0 | 0 | 0 | 0 | 0 | 0 | 0 | 0 | 0 | 5 | 2 | 5 | 2 | [14 empty] | 2 | 2 | 3 | 2 | 2 | 1 | 1 | 0
SCE Metro | Mesa (SCE) | 230 | Geothermal | 0 | 0 | 0 | 0 | 0 | 0 | 0 | 0 | 0 | 0 | 0 | 1 | 1 | 1 | 1 | [14 empty] | 1 | 1 | 3 | 1 | 2 | 1 | 1 | 0
SCE Metro | Mesa (SCE) | 500 | Geothermal | 0 | 0 | 0 | 0 | 0 | 0 | 0 | 0 | 0 | 0 | 0 | 1 | 1 | 1 | 1 | [14 empty] | 1 | 1 | 3 | 1 | 2 | 1 | 1 | 0
SDGE | Mesa Heights | 69 | Geothermal | 0 | 0 | 0 | 0 | 0 | 0 | 0 | 0 | 0 | 0 | 0 | 1 | 1 | 1 | 1 | [14 empty] | 2 | 1 | 2 | 1 | 3 | 1 | 1 | 0
PG&E GBA | Metcalf | 115 | Geothermal | 0 | 0 | 0 | 0 | 0 | 0 | 0 | 0 | 0 | 0 | 0 | 1 | 1 | 1 | 1 | 4 | [13 empty] | 2 | 1 | 1 | 2 | 3 | 1 | 1 | 0
PG&E GBA | Metcalf | 230 | Geothermal | 0 | 0 | 0 | 0 | 0 | 0 | 0 | 0 | 0 | 0 | 0 | 1 | 1 | 1 | 1 | 4 | [13 empty] | 2 | 1 | 1 | 2 | 3 | 1 | 1 | 0
PG&E GBA | Metcalf | 500 | Geothermal | 0 | 0 | 0 | 0 | 0 | 0 | 0 | 0 | 0 | 0 | 0 | 1 | 1 | 1 | 1 | 5 | [13 empty] | 2 | 1 | 1 | 2 | 3 | 1 | 1 | 0
PG&E KERN | Midway | 115 | Geothermal | 0 | 0 | 0 | 0 | 0 | 0 | 0 | 0 | 0 | 0 | 0 | 5 | 2 | 5 | 2 | 4 | [13 empty] | 1 | 1 | 3 | 1 | 1 | 1 | 1 | 0
PG&E KERN | Midway | 230 | Geothermal | 0 | 0 | 0 | 0 | 0 | 0 | 0 | 0 | 0 | 0 | 0 | 5 | 2 | 5 | 2 | 4 | [13 empty] | 1 | 1 | 3 | 1 | 1 | 1 | 1 | 0
PG&E KERN | Midway | 500 | Geothermal | 0 | 0 | 0 | 0 | 0 | 0 | 0 | 0 | 0 | 0 | 0 | 5 | 2 | 4 | 2 | 5 | [13 empty] | 1 | 1 | 3 | 1 | 1 | 1 | 1 | 0
SDGE | Miguel | 230 | Geothermal | 0 | 0 | 0 | 0 | 0 | 0 | 0 | 0 | 0 | 0 | 0 | 1 | 1 | 1 | 1 | [14 empty] | 2 | 1 | 3 | 1 | 2 | 1 | 1 | 0
SDGE | Miguel | 500 | Geothermal | 0 | 0 | 0 | 0 | 0 | 0 | 0 | 0 | 0 | 0 | 0 | 1 | 1 | 1 | 1 | [14 empty] | 2 | 1 | 3 | 1 | 2 | 1 | 1 | 0
SDGE | Miguel | 69 | Geothermal | 0 | 0 | 0 | 0 | 0 | 0 | 0 | 0 | 0 | 0 | 0 | 1 | 1 | 1 | 1 | [14 empty] | 2 | 1 | 3 | 1 | 2 | 1 | 1 | 0
PG&E GBA | Millbrae | 115 | Geothermal | 0 | 0 | 0 | 0 | 0 | 0 | 0 | 0 | 0 | 0 | 0 | 1 | 1 | 1 | 1 | [14 empty] | 2 | 1 | 3 | 1 | 2 | 1 | 1 | 0
PG&E GBA | Miller | 115 | Geothermal | 0 | 0 | 0 | 0 | 0 | 0 | 0 | 0 | 0 | 0 | 0 | 1 | 1 | 1 | 1 | [14 empty] | 1 | 1 | 4 | 2 | 1 | 1 | 1 | 0
SCE Metro | Mira Loma | 230 | Geothermal | 0 | 0 | 0 | 0 | 0 | 0 | 0 | 0 | 0 | 0 | 0 | 1 | 1 | 1 | 1 | 5 | [13 empty] | 1 | 1 | 1 | 1 | 1 | 1 | 1 | 0
SCE Metro | Mira Loma | 500 | Geothermal | 0 | 0 | 0 | 0 | 0 | 0 | 0 | 0 | 0 | 0 | 0 | 1 | 1 | 1 | 1 | 5 | [13 empty] | 1 | 1 | 1 | 1 | 1 | 1 | 1 | 0
SCE Eastern | Mirage | 115 | Geothermal | 0 | 0 | 0 | 0 | 0 | 0 | 0 | 0 | 0 | 0 | 0 | 5 | 2 | 1 | 1 | [14 empty] | 2 | 1 | 3 | 1 | 3 | 1 | 1 | 0
SCE Eastern | Mirage | 230 | Geothermal | YES | Imperial-IID (Hydrothermal) | 100 | 0 | 100 | 30 | 0 | 30 | 70 | 0 | 70 | 5 | 2 | 1 | 1 |  | 1 |  | 1 |  |  |  | 1 | 1 | 1 | 2 | 2 | 2 | 1 | 2 | 1 | 3 | 1 | 3 | 5- | 5 | 1 | OOS intertie
SDGE | Mission | 138 | Geothermal | 0 | 0 | 0 | 0 | 0 | 0 | 0 | 0 | 0 | 0 | 0 | 1 | 1 | 1 | 1 | [14 empty] | 2 | 1 | 2 | 1 | 2 | 1 | 1 | 0
SDGE | Mission | 230 | Geothermal | 0 | 0 | 0 | 0 | 0 | 0 | 0 | 0 | 0 | 0 | 0 | 1 | 1 | 1 | 1 | [14 empty] | 2 | 1 | 2 | 1 | 2 | 1 | 1 | 0
SDGE | Mission | 69 | Geothermal | 0 | 0 | 0 | 0 | 0 | 0 | 0 | 0 | 0 | 0 | 0 | 1 | 1 | 1 | 1 | [14 empty] | 2 | 1 | 2 | 1 | 2 | 1 | 1 | 0
PG&E GBA | Mi-Wuk | 115 | Geothermal | 0 | 0 | 0 | 0 | 0 | 0 | 0 | 0 | 0 | 0 | 0 | 1 | 1 | 1 | 1 | [14 empty] | 2 | 1 | 4 | 1 | 3 | 1 | 1 | 0
EOP | Mohave | 500 | Geothermal | 0 | 0 | 0 | 0 | 0 | 0 | 0 | 0 | 0 | 0 | 0 | 5 | 2 | 4 | 2 | 5 | [13 empty] | 2 | 2 | 3 | 1 | 3 | 1 | 1 | 0
PG&E NGBA | Monroe | 115 | Geothermal | 0 | 0 | 0 | 0 | 0 | 0 | 0 | 0 | 0 | 0 | 0 | 5 | 2 | 1 | 1 | [14 empty] | 2 | 1 | 3 | 2 | 2 | 1 | 1 | 0
SDGE | Monserate | 69 | Geothermal | 0 | 0 | 0 | 0 | 0 | 0 | 0 | 0 | 0 | 0 | 0 | 1 | 1 | 1 | 1 | [14 empty] | 2 | 1 | 3 | 1 | 3 | 1 | 1 | 0
PG&E GBA | Monta Vista | 115 | Geothermal | 0 | 0 | 0 | 0 | 0 | 0 | 0 | 0 | 0 | 0 | 0 | 1 | 1 | 1 | 1 | [14 empty] | 2 | 1 | 3 | 2 | 3 | 1 | 1 | 0
PG&E GBA | Monta Vista | 230 | Geothermal | 0 | 0 | 0 | 0 | 0 | 0 | 0 | 0 | 0 | 0 | 0 | 1 | 1 | 1 | 1 | [14 empty] | 2 | 1 | 3 | 2 | 3 | 1 | 1 | 0
PG&E GBA | Monta Vista | 60 | Geothermal | 0 | 0 | 0 | 0 | 0 | 0 | 0 | 0 | 0 | 0 | 0 | 1 | 1 | 1 | 1 | [14 empty] | 2 | 1 | 3 | 2 | 3 | 1 | 1 | 0
PG&E NGBA | Monticello | 115 | Geothermal | 0 | 0 | 0 | 0 | 0 | 0 | 0 | 0 | 0 | 0 | 0 | 5 | 2 | 1 | 1 | [14 empty] | 2 | 1 | 4 | 2 | 3 | 1 | 1 | 0
SCE Northern | Moorpark | 230 | Geothermal | 0 | 0 | 0 | 0 | 0 | 0 | 0 | 0 | 0 | 0 | 0 | 5 | 2 | 4 | 2 | 4 | [13 empty] | 2 | 1 | 4 | 1 | 3 | 1 | 1 | 0
SCE Northern | Moorpark | 66 | Geothermal | 0 | 0 | 0 | 0 | 0 | 0 | 0 | 0 | 0 | 0 | 0 | 5 | 2 | 4 | 2 | [14 empty] | 2 | 1 | 4 | 1 | 3 | 1 | 1 | 0
PG&E GBA | Moraga | 115 | Geothermal | 0 | 0 | 0 | 0 | 0 | 0 | 0 | 0 | 0 | 0 | 0 | 5 | 2 | 1 | 1 | [14 empty] | 2 | 1 | 3 | 1 | 3 | 1 | 1 | 0
PG&E GBA | Moraga | 230 | Geothermal | 0 | 0 | 0 | 0 | 0 | 0 | 0 | 0 | 0 | 0 | 0 | 5 | 2 | 1 | 1 | [14 empty] | 2 | 1 | 3 | 1 | 3 | 1 | 1 | 0
PG&E GBA | Morgan Hill | 115 | Geothermal | 0 | 0 | 0 | 0 | 0 | 0 | 0 | 0 | 0 | 0 | 0 | 1 | 1 | 1 | 1 | [14 empty] | 2 | 1 | 3 | 2 | 2 | 1 | 1 | 0
PG&E KERN | Morro Bay | 115 | Geothermal | 0 | 0 | 0 | 0 | 0 | 0 | 0 | 0 | 0 | 0 | 0 | 5 | 2 | 1 | 1 | [14 empty] | 2 | 2 | 2 | 2 | 3 | 1 | 1 | 0
PG&E KERN | Morro Bay | 230 | Geothermal | 0 | 0 | 0 | 0 | 0 | 0 | 0 | 0 | 0 | 0 | 0 | 5 | 2 | 5 | 2 | [14 empty] | 2 | 2 | 2 | 2 | 3 | 1 | 1 | 0
PG&E KERN | Morro Bay | 500 | Geothermal | 0 | 0 | 0 | 0 | 0 | 0 | 0 | 0 | 0 | 0 | 0 | 5 | 2 | 4 | 2 | [14 empty] | 2 | 2 | 2 | 2 | 3 | 1 | 1 | 0
PG&E GBA | Moss Landing | 115 | Geothermal | 0 | 0 | 0 | 0 | 0 | 0 | 0 | 0 | 0 | 0 | 0 | 1 | 1 | 1 | 1 | [14 empty] | 2 | 2 | 1 | 2 | 2 | 1 | 1 | 0
PG&E GBA | Moss Landing | 230 | Geothermal | 0 | 0 | 0 | 0 | 0 | 0 | 0 | 0 | 0 | 0 | 0 | 1 | 1 | 1 | 1 | [14 empty] | 2 | 2 | 1 | 2 | 2 | 1 | 1 | 0
PG&E GBA | Moss Landing | 500 | Geothermal | 0 | 0 | 0 | 0 | 0 | 0 | 0 | 0 | 0 | 0 | 0 | 5 | 2 | 1 | 1 | 5 | [13 empty] | 2 | 2 | 1 | 2 | 2 | 1 | 1 | 0
EOP | Mountain Pass | 115 | Geothermal | 0 | 0 | 0 | 0 | 0 | 0 | 0 | 0 | 0 | 0 | 0 | 5 | 2 | 4 | 2 | [14 empty] | 2 | 2 | 4 | 1 | 1 | 1 | 1 | 0
PG&E GBA | Mountain View | 115 | Geothermal | 0 | 0 | 0 | 0 | 0 | 0 | 0 | 0 | 0 | 0 | 0 | 1 | 1 | 1 | 1 | [14 empty] | 2 | 1 | 2 | 2 | 2 | 1 | 1 | 0
PG&E GBA | Mt Eden | 115 | Geothermal | 0 | 0 | 0 | 0 | 0 | 0 | 0 | 0 | 0 | 0 | 0 | 5 | 2 | 1 | 1 | [14 empty] | 2 | 1 | 2 | 1 | 2 | 1 | 1 | 0
PG&E KERN | Mt Poso | 115 | Geothermal | 0 | 0 | 0 | 0 | 0 | 0 | 0 | 0 | 0 | 0 | 0 | 5 | 2 | 1 | 1 | [14 empty] | 1 | 1 | 2 | 1 | 1 | 1 | 1 | 0
SDGE | Murray | 69 | Geothermal | 0 | 0 | 0 | 0 | 0 | 0 | 0 | 0 | 0 | 0 | 0 | 1 | 1 | 1 | 1 | [14 empty] | 2 | 1 | 2 | 1 | 2 | 1 | 1 | 0
PG&E FRESNO | Mustang | 230 | Geothermal | 0 | 0 | 0 | 0 | 0 | 0 | 0 | 0 | 0 | 0 | 0 | 5 | 2 | 5 | 2 | [14 empty] | 1 | 1 | 1 | 2 | 1 | 1 | 1 | 0
SCE Northern | Neenach | 66 | Geothermal | 0 | 0 | 0 | 0 | 0 | 0 | 0 | 0 | 0 | 0 | 0 | 1 | 1 | 1 | 1 | [14 empty] | 2 | 1 | 4 | 1 | 3 | 1 | 1 | 0
PG&E KERN | New Sub - Gates - Midway (Proposed) | 230 | Geothermal | 0 | 0 | 0 | 0 | 0 | 0 | 0 | 0 | 0 | 0 | 0 | 5 | 2 | 5 | 2 | 3 | [13 empty] | 1 | 1 | 4 | 2 | 1 | 1 | 1 | 0
PG&E KERN | New Sub - Gates - Templeton (Proposed) | 230 | Geothermal | 0 | 0 | 0 | 0 | 0 | 0 | 0 | 0 | 0 | 0 | 0 | 5 | 2 | 5 | 2 | [14 empty] | 1 | 1 | 4 | 2 | 1 | 1 | 1 | 0
SCE NOL | New Sub - Kramer - Lugo (Proposed) | 230 | Geothermal | 0 | 0 | 0 | 0 | 0 | 0 | 0 | 0 | 0 | 0 | 0 | 3 | 3 | 1 | 1 | [14 empty] | 2 | 1 | 2 | 1 | 1 | 1 | 1 | 0
PG&E FRESNO | New Sub - Los Banos - Midway (Proposed) | 500 | Geothermal | 0 | 0 | 0 | 0 | 0 | 0 | 0 | 0 | 0 | 0 | 0 | 5 | 2 | 4 | 2 | 5 | [13 empty] | 1 | 1 | 4 | 2 | 1 | 1 | 1 | 0
SCE NOL | New Sub - Lugo - Pisgah (Proposed) | 230 | Geothermal | 0 | 0 | 0 | 0 | 0 | 0 | 0 | 0 | 0 | 0 | 0 | 1 | 1 | 1 | 1 | [14 empty] | 2 | 1 | 3 | 1 | 3 | 1 | 1 | 0
PG&E KERN | New Sub - Midway - Wheeler Ridge (Proposed) | 230 | Geothermal | 0 | 0 | 0 | 0 | 0 | 0 | 0 | 0 | 0 | 0 | 0 | 5 | 2 | 5 | 2 | [14 empty] | 1 | 1 | 3 | 1 | 1 | 1 | 1 | 0
PG&E NGBA | New Sub - Near existing Leavitt (PSREC) | 345 | Geothermal | 0 | 0 | 0 | 0 | 0 | 0 | 0 | 0 | 0 | 0 | 0 | 5 | 2 | 1 | 1 |  |  |  | 1 |  |  |  | 1 | 3 | 1 | 2 | 2 | 3 | 1 | 2 | 2 | 1 | 1 | 3 | 1 | 1 | 0
PG&E NGBA | New Sub - Near existing Madeline (NVE) | 345 | Geothermal | 0 | 0 | 0 | 0 | 0 | 0 | 0 | 0 | 0 | 0 | 0 | 5 | 2 | 1 | 1 | [14 empty] | 2 | 2 | 4 | 1 | 3 | 1 | 1 | 0
SDGE | New Sub - North Gila - IV (Proposed) | 500 | Geothermal | 0 | 0 | 0 | 0 | 0 | 0 | 0 | 0 | 0 | 0 | 0 | 1 | 1 | 1 | 1 | [14 empty] | 2 | 1 | 4 | 2 | 2 | 1 | 1 | 0
PG&E NGBA | New Sub - Pit 1 - Cottonwood (Proposed) | 230 | Geothermal | 0 | 0 | 0 | 0 | 0 | 0 | 0 | 0 | 0 | 0 | 0 | 5 | 2 | 1 | 1 | [14 empty] | 2 | 2 | 4 | 2 | 3 | 1 | 1 | 0
PG&E GBA | New Sub - Rancho Seco - Bellota (Proposed) | 230 | Geothermal | 0 | 0 | 0 | 0 | 0 | 0 | 0 | 0 | 0 | 0 | 0 | 1 | 1 | 1 | 1 | [14 empty] | 1 | 1 | 4 | 2 | 3 | 1 | 1 | 0
SDGE | New Sub - Suncrest - Ocotillo (Proposed) | 500 | Geothermal | 0 | 0 | 0 | 0 | 0 | 0 | 0 | 0 | 0 | 0 | 0 | 1 | 1 | 1 | 1 | [14 empty] | 2 | 1 | 4 | 1 | 3 | 1 | 1 | 0
PG&E FRESNO | New Sub - Westley - Quinto (Proposed) | 230 | Geothermal | 0 | EGS | 80 | 0 | 80 | 0 | 0 | 0 | 80 | 0 | 80 | 1 | 1 | 1 | 1 | [14 empty] | 1 | 1 | 4 | 2 | 1 | 5- | 1 | 1 | in-state geothermal, CI from stakeholder input, location specific resource potential, QA/QCd
PG&E GBA | Newark | 115 | Geothermal | 0 | 0 | 0 | 0 | 0 | 0 | 0 | 0 | 0 | 0 | 0 | 1 | 1 | 1 | 1 | [14 empty] | 2 | 1 | 3 | 1 | 2 | 1 | 1 | 0
PG&E GBA | Newark | 230 | Geothermal | 0 | 0 | 0 | 0 | 0 | 0 | 0 | 0 | 0 | 0 | 0 | 1 | 1 | 1 | 1 | 4 | [13 empty] | 2 | 1 | 3 | 1 | 2 | 1 | 1 | 0
PG&E GBA | Newark | 60 | Geothermal | 0 | 0 | 0 | 0 | 0 | 0 | 0 | 0 | 0 | 0 | 0 | 5 | 2 | 1 | 1 | 3 | [13 empty] | 2 | 1 | 3 | 1 | 2 | 1 | 1 | 0
PG&E FRESNO | Newhall | 115 | Geothermal | 0 | 0 | 0 | 0 | 0 | 0 | 0 | 0 | 0 | 0 | 0 | 5 | 2 | 1 | 1 | [14 empty] | 1 | 1 | 4 | 2 | 1 | 1 | 1 | 0
PG&E KERN | Norco | 115 | Geothermal | 0 | 0 | 0 | 0 | 0 | 0 | 0 | 0 | 0 | 0 | 0 | 5 | 2 | 5 | 2 | [14 empty] | 1 | 1 | 3 | 1 | 1 | 1 | 1 | 0
PG&E GBA | Nortech | 115 | Geothermal | 0 | 0 | 0 | 0 | 0 | 0 | 0 | 0 | 0 | 0 | 0 | 1 | 1 | 1 | 1 | [14 empty] | 2 | 1 | 2 | 2 | 1 | 1 | 1 | 0
SDGE | North City Metering | 138 | Geothermal | 0 | 0 | 0 | 0 | 0 | 0 | 0 | 0 | 0 | 0 | 0 | 1 | 1 | 1 | 1 | [14 empty] | 2 | 1 | 2 | 1 | 3 | 1 | 1 | 0
PG&E GBA | North Dublin | 230 | Geothermal | 0 | 0 | 0 | 0 | 0 | 0 | 0 | 0 | 0 | 0 | 0 | 5 | 2 | 1 | 1 | [14 empty] | 2 | 1 | 2 | 1 | 3 | 1 | 1 | 0
SDGE | North Gila | 500 | Geothermal | 0 | 0 | 0 | 0 | 0 | 0 | 0 | 0 | 0 | 0 | 0 | 1 | 1 | 1 | 1 | [14 empty] | 2 | 2 | 4 | 2 | 3 | 1 | 1 | 0
SCE Metro | North of SONGS | 230 | Geothermal | 0 | 0 | 0 | 0 | 0 | 0 | 0 | 0 | 0 | 0 | 0 | 1 | 1 | 1 | 1 | [14 empty] | 2 | 1 | 3 | 1 | 3 | 1 | 1 | 0
SCE Metro | North of SONGS | 500 | Geothermal | 0 | 0 | 0 | 0 | 0 | 0 | 0 | 0 | 0 | 0 | 0 | 1 | 1 | 1 | 1 | [14 empty] | 2 | 1 | 3 | 1 | 3 | 1 | 1 | 0
PG&E NGBA | Notre Dame | 115 | Geothermal | 0 | 0 | 0 | 0 | 0 | 0 | 0 | 0 | 0 | 0 | 0 | 5 | 2 | 1 | 1 | [14 empty] | 2 | 1 | 4 | 2 | 2 | 1 | 1 | 0
PG&E GBA | Oakland C | 115 | Geothermal | 0 | 0 | 0 | 0 | 0 | 0 | 0 | 0 | 0 | 0 | 0 | 5 | 2 | 1 | 1 | 3 | [13 empty] | 2 | 1 | 1 | 1 | 2 | 1 | 1 | 0
PG&E GBA | Oakland J | 115 | Geothermal | 0 | 0 | 0 | 0 | 0 | 0 | 0 | 0 | 0 | 0 | 0 | 5 | 2 | 1 | 1 | [14 empty] | 2 | 1 | 2 | 1 | 1 | 1 | 1 | 0
PG&E GBA | Oakland L | 115 | Geothermal | 0 | 0 | 0 | 0 | 0 | 0 | 0 | 0 | 0 | 0 | 0 | 5 | 2 | 1 | 1 | [14 empty] | 2 | 1 | 2 | 1 | 1 | 1 | 1 | 0
PG&E GBA | Oakland X | 115 | Geothermal | 0 | 0 | 0 | 0 | 0 | 0 | 0 | 0 | 0 | 0 | 0 | 5 | 2 | 1 | 1 | [14 empty] | 2 | 1 | 2 | 1 | 2 | 1 | 1 | 0
SDGE | Ocean Ranch | 69 | Geothermal | 0 | 0 | 0 | 0 | 0 | 0 | 0 | 0 | 0 | 0 | 0 | 1 | 1 | 1 | 1 | [14 empty] | 2 | 1 | 4 | 1 | 3 | 1 | 1 | 0
PG&E KERN | Oceano | 115 | Geothermal | 0 | 0 | 0 | 0 | 0 | 0 | 0 | 0 | 0 | 0 | 0 | 5 | 2 | 1 | 1 | [14 empty] | 2 | 2 | 4 | 2 | 3 | 1 | 1 | 0
SDGE | Ocotillo Express | 500 | Geothermal | 0 | 0 | 0 | 0 | 0 | 0 | 0 | 0 | 0 | 0 | 0 | 1 | 1 | 1 | 1 | [14 empty] | 2 | 1 | 4 | 2 | 3 | 1 | 1 | 0
PG&E KERN | Old River | 70 | Geothermal | 0 | 0 | 0 | 0 | 0 | 0 | 0 | 0 | 0 | 0 | 0 | 5 | 2 | 5 | 2 | [14 empty] | 1 | 1 | 4 | 1 | 2 | 1 | 1 | 0
SDGE | Old Town | 230 | Geothermal | 0 | 0 | 0 | 0 | 0 | 0 | 0 | 0 | 0 | 0 | 0 | 1 | 1 | 1 | 1 | [14 empty] | 2 | 1 | 3 | 1 | 2 | 1 | 1 | 0
SCE Metro | Olinda | 230 | Geothermal | 0 | 0 | 0 | 0 | 0 | 0 | 0 | 0 | 0 | 0 | 0 | 1 | 1 | 1 | 1 | [14 empty] | 1 | 1 | 2 | 1 | 2 | 1 | 1 | 0
PG&E FRESNO | Olive | 115 | Geothermal | 0 | 0 | 0 | 0 | 0 | 0 | 0 | 0 | 0 | 0 | 0 | 5 | 2 | 5 | 2 | 3 | [13 empty] | 1 | 1 | 4 | 1 | 1 | 1 | 1 | 0
PG&E NGBA | Olivehurst | 115 | Geothermal | 0 | 0 | 0 | 0 | 0 | 0 | 0 | 0 | 0 | 0 | 0 | 5 | 2 | 1 | 1 | [14 empty] | 2 | 2 | 2 | 1 | 2 | 1 | 1 | 0
PG&E NGBA | Oregon Trail | 60 | Geothermal | 0 | 0 | 0 | 0 | 0 | 0 | 0 | 0 | 0 | 0 | 0 | 5 | 2 | 1 | 1 | [14 empty] | 2 | 2 | 3 | 2 | 3 | 1 | 1 | 0
SCE Northern | Ormond Beach | 230 | Geothermal | 0 | 0 | 0 | 0 | 0 | 0 | 0 | 0 | 0 | 0 | 0 | 5 | 2 | 4 | 2 | [14 empty] | 2 | 1 | 1 | 1 | 1 | 1 | 1 | 0
PG&E FRESNO | Oro Loma | 115 | Geothermal | 0 | 0 | 0 | 0 | 0 | 0 | 0 | 0 | 0 | 0 | 0 | 5 | 2 | 1 | 1 | [14 empty] | 1 | 1 | 4 | 2 | 1 | 1 | 1 | 0
PG&E FRESNO | Oro Loma | 70 | Geothermal | 0 | 0 | 0 | 0 | 0 | 0 | 0 | 0 | 0 | 0 | 0 | 5 | 2 | 1 | 1 | [14 empty] | 1 | 1 | 4 | 2 | 1 | 1 | 1 | 0
PG&E FRESNO | Orosi | 70 | Geothermal | 0 | 0 | 0 | 0 | 0 | 0 | 0 | 0 | 0 | 0 | 0 | 5 | 2 | 1 | 1 | [14 empty] | 1 | 1 | 4 | 1 | 1 | 1 | 1 | 0
SDGE | Otay | 69 | Geothermal | 0 | 0 | 0 | 0 | 0 | 0 | 0 | 0 | 0 | 0 | 0 | 1 | 1 | 1 | 1 | [14 empty] | 2 | 1 | 1 | 1 | 1 | 1 | 1 | 0
SDGE | Otay Mesa | 230 | Geothermal | 0 | 0 | 0 | 0 | 0 | 0 | 0 | 0 | 0 | 0 | 0 | 1 | 1 | 1 | 1 | [14 empty] | 2 | 1 | 1 | 1 | 3 | 1 | 1 | 0
PG&E FRESNO | Padre Flats SW STA | 230 | Geothermal | 0 | 0 | 0 | 0 | 0 | 0 | 0 | 0 | 0 | 0 | 0 | 5 | 2 | 1 | 1 | [14 empty] | 1 | 1 | 4 | 2 | 1 | 1 | 1 | 0
EOP | Pahrump | 138 | Geothermal | 0 | 0 | 0 | 0 | 0 | 0 | 0 | 0 | 0 | 0 | 0 | 5 | 2 | 4 | 2 | [14 empty] | 2 | 2 | 4 | 1 | 3 | 1 | 1 | 0
EOP | Pahrump | 230 | Geothermal | 0 | 0 | 0 | 0 | 0 | 0 | 0 | 0 | 0 | 0 | 0 | 5 | 2 | 4 | 2 | [14 empty] | 2 | 2 | 4 | 1 | 3 | 1 | 1 | 0
SDGE | Pala | 69 | Geothermal | 0 | 0 | 0 | 0 | 0 | 0 | 0 | 0 | 0 | 0 | 0 | 1 | 1 | 1 | 1 | [14 empty] | 2 | 1 | 1 | 1 | 3 | 1 | 1 | 0
PG&E NGBA | Palermo | 115 | Geothermal | 0 | 0 | 0 | 0 | 0 | 0 | 0 | 0 | 0 | 0 | 0 | 5 | 2 | 1 | 1 | 4 | [13 empty] | 2 | 1 | 2 | 2 | 2 | 1 | 1 | 0
PG&E NGBA | Palermo | 230 | Geothermal | 0 | Hydrothermal | 20 | 0 | 20 | 0 | 0 | 0 | 20 | 0 | 20 | 5 | 2 | 1 | 1 |  |  |  | 2 |  |  |  | 2 | 5 | 5 | 2 | 2 | 5 | 5 | 2 | 1 | 2 | 2 | 2 | 5- | 1 | 1 | in-state geothermal, CI from stakeholder input, location specific resource potential, QA/QCd
SCE Eastern | Palo Verde | 500 | Geothermal | 0 | 0 | 0 | 0 | 0 | 0 | 0 | 0 | 0 | 0 | 0 | 5 | 2 | 4 | 2 | [14 empty] | 2 | 1 | 4 | 2 | 3 | 1 | 1 | 0
SDGE | Palomar Energy | 230 | Geothermal | 0 | 0 | 0 | 0 | 0 | 0 | 0 | 0 | 0 | 0 | 0 | 1 | 1 | 1 | 1 | [14 empty] | 2 | 1 | 2 | 1 | 3 | 1 | 1 | 0
PG&E KERN | Panama | 70 | Geothermal | 0 | 0 | 0 | 0 | 0 | 0 | 0 | 0 | 0 | 0 | 0 | 5 | 2 | 1 | 1 | [14 empty] | 1 | 1 | 4 | 1 | 1 | 1 | 1 | 0
PG&E FRESNO | Panoche | 115 | Geothermal | 0 | 0 | 0 | 0 | 0 | 0 | 0 | 0 | 0 | 0 | 0 | 5 | 2 | 5 | 2 | [14 empty] | 1 | 1 | 1 | 2 | 1 | 1 | 1 | 0
PG&E FRESNO | Panoche | 230 | Geothermal | 0 | 0 | 0 | 0 | 0 | 0 | 0 | 0 | 0 | 0 | 0 | 5 | 2 | 5 | 2 | 3 | [13 empty] | 1 | 1 | 1 | 2 | 1 | 1 | 1 | 0
SCE Northern | Pardee | 230 | Geothermal | 0 | 0 | 0 | 0 | 0 | 0 | 0 | 0 | 0 | 0 | 0 | 5 | 2 | 4 | 2 | [14 empty] | 1 | 1 | 3 | 1 | 3 | 1 | 1 | 0
PG&E NGBA | Parkway | 230 | Geothermal | 0 | 0 | 0 | 0 | 0 | 0 | 0 | 0 | 0 | 0 | 0 | 5 | 2 | 1 | 1 | [14 empty] | 2 | 1 | 4 | 1 | 2 | 1 | 1 | 0
SCE Northern | Pastoria | 230 | Geothermal | 0 | 0 | 0 | 0 | 0 | 0 | 0 | 0 | 0 | 0 | 0 | 5 | 2 | 4 | 2 | [14 empty] | 1 | 1 | 2 | 1 | 3 | 1 | 1 | 0
SCE Metro | Pauda | 230 | Geothermal | 0 | 0 | 0 | 0 | 0 | 0 | 0 | 0 | 0 | 0 | 0 | 1 | 1 | 1 | 1 | [14 empty] | 1 | 1 | 2 | 1 | 2 | 1 | 1 | 0
PG&E GBA | Paul Sweet | 115 | Geothermal | 0 | 0 | 0 | 0 | 0 | 0 | 0 | 0 | 0 | 0 | 0 | 1 | 1 | 1 | 1 | [14 empty] | 2 | 2 | 2 | 2 | 3 | 1 | 1 | 0
PG&E NGBA | Peabody | 230 | Geothermal | 0 | 0 | 0 | 0 | 0 | 0 | 0 | 0 | 0 | 0 | 0 | 5 | 2 | 1 | 1 | [14 empty] | 2 | 1 | 2 | 1 | 2 | 1 | 1 | 0
PG&E NGBA | Pease | 115 | Geothermal | 0 | 0 | 0 | 0 | 0 | 0 | 0 | 0 | 0 | 0 | 0 | 5 | 2 | 1 | 1 | [14 empty] | 2 | 2 | 2 | 1 | 2 | 1 | 1 | 0
PG&E NGBA | Pease | 60 | Geothermal | 0 | 0 | 0 | 0 | 0 | 0 | 0 | 0 | 0 | 0 | 0 | 5 | 2 | 1 | 1 | [14 empty] | 2 | 2 | 2 | 1 | 2 | 1 | 1 | 0
SDGE | Penasquitos | 138 | Geothermal | 0 | 0 | 0 | 0 | 0 | 0 | 0 | 0 | 0 | 0 | 0 | 1 | 1 | 1 | 1 | [14 empty] | 2 | 1 | 2 | 1 | 3 | 1 | 1 | 0
SDGE | Penasquitos | 230 | Geothermal | 0 | 0 | 0 | 0 | 0 | 0 | 0 | 0 | 0 | 0 | 0 | 1 | 1 | 1 | 1 | [14 empty] | 2 | 1 | 2 | 1 | 3 | 1 | 1 | 0
SDGE | Penasquitos | 69 | Geothermal | 0 | 0 | 0 | 0 | 0 | 0 | 0 | 0 | 0 | 0 | 0 | 1 | 1 | 1 | 1 | [14 empty] | 2 | 1 | 2 | 1 | 3 | 1 | 1 | 0
SDGE | Pendleton | 69 | Geothermal | 0 | 0 | 0 | 0 | 0 | 0 | 0 | 0 | 0 | 0 | 0 | 1 | 1 | 1 | 1 | [14 empty] | 2 | 1 | 4 | 1 | 3 | 1 | 1 | 0
PG&E NGBA | Penngrove | 115 | Geothermal | 0 | 0 | 0 | 0 | 0 | 0 | 0 | 0 | 0 | 0 | 0 | 5 | 2 | 1 | 1 | [14 empty] | 2 | 1 | 3 | 2 | 2 | 1 | 1 | 0
PG&E GBA | Peoria | 115 | Geothermal | 0 | 0 | 0 | 0 | 0 | 0 | 0 | 0 | 0 | 0 | 0 | 1 | 1 | 1 | 1 | [14 empty] | 2 | 1 | 4 | 1 | 3 | 1 | 1 | 0
PG&E GBA | Piercy | 115 | Geothermal | 0 | 0 | 0 | 0 | 0 | 0 | 0 | 0 | 0 | 0 | 0 | 1 | 1 | 1 | 1 | [14 empty] | 2 | 1 | 2 | 2 | 2 | 1 | 1 | 0
PG&E FRESNO | Pine Flat | 230 | Geothermal | 0 | 0 | 0 | 0 | 0 | 0 | 0 | 0 | 0 | 0 | 0 | 5 | 2 | 5 | 2 | [14 empty] | 1 | 1 | 4 | 2 | 3 | 1 | 1 | 0
SCE NOL | Pisgah | 230 | Geothermal | 0 | 0 | 0 | 0 | 0 | 0 | 0 | 0 | 0 | 0 | 0 | 1 | 1 | 1 | 1 | 4 | [13 empty] | 2 | 1 | 4 | 1 | 1 | 1 | 1 | 0
PG&E NGBA | Pit 1 | 230 | Geothermal | 0 | 0 | 0 | 0 | 0 | 0 | 0 | 0 | 0 | 0 | 0 | 5 | 2 | 1 | 1 | [14 empty] | 2 | 2 | 4 | 2 | 3 | 1 | 1 | 0
PG&E NGBA | Pit 1 | 60 | Geothermal | 0 | 0 | 0 | 0 | 0 | 0 | 0 | 0 | 0 | 0 | 0 | 5 | 2 | 1 | 1 | [14 empty] | 2 | 2 | 4 | 2 | 3 | 1 | 1 | 0
PG&E NGBA | Pit 3 | 230 | Geothermal | 0 | 0 | 0 | 0 | 0 | 0 | 0 | 0 | 0 | 0 | 0 | 5 | 2 | 1 | 1 | [14 empty] | 2 | 2 | 4 | 2 | 3 | 1 | 1 | 0
PG&E NGBA | Pit 4 | 230 | Geothermal | 0 | 0 | 0 | 0 | 0 | 0 | 0 | 0 | 0 | 0 | 0 | 5 | 2 | 1 | 1 | [14 empty] | 2 | 2 | 4 | 2 | 3 | 1 | 1 | 0
PG&E GBA | Pittsburg | 115 | Geothermal | 0 | 0 | 0 | 0 | 0 | 0 | 0 | 0 | 0 | 0 | 0 | 5 | 2 | 1 | 1 | 4 | [13 empty] | 2 | 1 | 2 | 1 | 1 | 1 | 1 | 0
PG&E GBA | Pittsburg | 230 | Geothermal | 0 | 0 | 0 | 0 | 0 | 0 | 0 | 0 | 0 | 0 | 0 | 5 | 2 | 1 | 1 | 4 | [13 empty] | 2 | 1 | 2 | 1 | 1 | 1 | 1 | 0
PG&E NGBA | Pleasant Grove | 115 | Geothermal | 0 | 0 | 0 | 0 | 0 | 0 | 0 | 0 | 0 | 0 | 0 | 5 | 2 | 1 | 1 | [14 empty] | 2 | 1 | 2 | 2 | 3 | 1 | 1 | 0
PG&E NGBA | POE | 230 | Geothermal | 0 | 0 | 0 | 0 | 0 | 0 | 0 | 0 | 0 | 0 | 0 | 5 | 2 | 1 | 1 | [14 empty] | 2 | 1 | 4 | 2 | 3 | 1 | 1 | 0
SDGE | Point Loma | 69 | Geothermal | 0 | 0 | 0 | 0 | 0 | 0 | 0 | 0 | 0 | 0 | 0 | 1 | 1 | 1 | 1 | [14 empty] | 2 | 1 | 3 | 1 | 2 | 1 | 1 | 0
SDGE | Pomerado | 69 | Geothermal | 0 | 0 | 0 | 0 | 0 | 0 | 0 | 0 | 0 | 0 | 0 | 1 | 1 | 1 | 1 | [14 empty] | 2 | 1 | 3 | 1 | 3 | 1 | 1 | 0
PG&E KERN | Poso Mountain | 115 | Geothermal | 0 | 0 | 0 | 0 | 0 | 0 | 0 | 0 | 0 | 0 | 0 | 5 | 2 | 5 | 2 | [14 empty] | 1 | 1 | 3 | 1 | 2 | 1 | 1 | 0
EOP | Primm | 230 | Geothermal | 0 | 0 | 0 | 0 | 0 | 0 | 0 | 0 | 0 | 0 | 0 | 5 | 2 | 4 | 2 | [14 empty] | 2 | 2 | 4 | 1 | 2 | 1 | 1 | 0
PG&E NGBA | Putah Creek | 115 | Geothermal | 0 | 0 | 0 | 0 | 0 | 0 | 0 | 0 | 0 | 0 | 0 | 5 | 2 | 1 | 1 | [14 empty] | 2 | 1 | 3 | 2 | 3 | 1 | 1 | 0
SDGE | Q1806 | 138 | Geothermal | 0 | 0 | 0 | 0 | 0 | 0 | 0 | 0 | 0 | 0 | 0 | 1 | 1 | 1 | 1 | [14 empty] | 1 | 1 | 2 | 1 | 3 | 1 | 1 | 0
PG&E FRESNO | Quinto | 230 | Geothermal | 0 | 0 | 0 | 0 | 0 | 0 | 0 | 0 | 0 | 0 | 0 | 5 | 2 | 1 | 1 | [14 empty] | 1 | 1 | 4 | 2 | 1 | 1 | 1 | 0
PG&E GBA | Race Track | 115 | Geothermal | 0 | 0 | 0 | 0 | 0 | 0 | 0 | 0 | 0 | 0 | 0 | 1 | 1 | 1 | 1 | [14 empty] | 2 | 1 | 4 | 1 | 3 | 1 | 1 | 0
SDGE | Rancho Mission Viejo | 138 | Geothermal | 0 | 0 | 0 | 0 | 0 | 0 | 0 | 0 | 0 | 0 | 0 | 1 | 1 | 1 | 1 | [14 empty] | 1 | 1 | 2 | 1 | 3 | 1 | 1 | 0
PG&E GBA | Rancho Seco | 230 | Geothermal | 0 | 0 | 0 | 0 | 0 | 0 | 0 | 0 | 0 | 0 | 0 | 1 | 1 | 1 | 1 | [14 empty] | 2 | 1 | 1 | 2 | 3 | 1 | 1 | 0
SCE Metro | Rancho Vista | 230 | Geothermal | 0 | 0 | 0 | 0 | 0 | 0 | 0 | 0 | 0 | 0 | 0 | 1 | 1 | 1 | 1 | [14 empty] | 1 | 1 | 1 | 1 | 1 | 1 | 1 | 0
SCE Metro | Rancho Vista | 500 | Geothermal | 0 | 0 | 0 | 0 | 0 | 0 | 0 | 0 | 0 | 0 | 0 | 1 | 1 | 1 | 1 | [14 empty] | 1 | 1 | 1 | 1 | 1 | 1 | 1 | 0
SCE NOL | Ransburg | 115 | Geothermal | 0 | 0 | 0 | 0 | 0 | 0 | 0 | 0 | 0 | 0 | 0 | 3 | 3 | 1 | 1 | [14 empty] | 2 | 1 | 4 | 1 | 1 | 1 | 1 | 0
PG&E GBA | Ravenswood | 115 | Geothermal | 0 | 0 | 0 | 0 | 0 | 0 | 0 | 0 | 0 | 0 | 0 | 5 | 2 | 1 | 1 | [14 empty] | 2 | 1 | 2 | 1 | 2 | 1 | 1 | 0
PG&E GBA | Ravenswood | 230 | Geothermal | 0 | 0 | 0 | 0 | 0 | 0 | 0 | 0 | 0 | 0 | 0 | 5 | 2 | 1 | 1 | [14 empty] | 2 | 1 | 2 | 1 | 2 | 1 | 1 | 0
SCE Northern | Rector | 230 | Geothermal | 0 | 0 | 0 | 0 | 0 | 0 | 0 | 0 | 0 | 0 | 0 | 1 | 1 | 1 | 1 | [14 empty] | 1 | 1 | 2 | 1 | 2 | 1 | 1 | 0
SCE Eastern | Red Bluff | 230 | Geothermal | 0 | 0 | 0 | 0 | 0 | 0 | 0 | 0 | 0 | 0 | 0 | 1 | 1 | 1 | 1 | 1 | [13 empty] | 2 | 2 | 4 | 1 | 3 | 1 | 1 | 0
SCE Eastern | Red Bluff | 500 | Geothermal | 0 | 0 | 0 | 0 | 0 | 0 | 0 | 0 | 0 | 0 | 0 | 1 | 1 | 1 | 1 | 5 | [13 empty] | 2 | 2 | 4 | 1 | 3 | 1 | 1 | 0
PG&E NGBA | Redbud | 115 | Geothermal | 0 | Hydrothermal,EGS | 241 | 0 | 241 | 0 | 0 | 0 | 241 | 0 | 241 | 5 | 2 | 1 | 1 |  |  |  | 1 |  |  |  | 1 | 5 | 2 | 1 | 2 | 3 | 1 | 2 | 2 | 4 | 2 | 3 | 5- | 1 | 1 | in-state geothermal, CI from stakeholder input, location specific resource potential, QA/QCd
SCE Metro | Redondo | 230 | Geothermal | 0 | 0 | 0 | 0 | 0 | 0 | 0 | 0 | 0 | 0 | 0 | 1 | 1 | 1 | 1 | [14 empty] | 1 | 1 | 2 | 1 | 2 | 1 | 1 | 0
PG&E FRESNO | Reedley | 115 | Geothermal | 0 | 0 | 0 | 0 | 0 | 0 | 0 | 0 | 0 | 0 | 0 | 5 | 2 | 5 | 2 | [14 empty] | 1 | 1 | 4 | 2 | 1 | 1 | 1 | 0
PG&E KERN | Renfro | 115 | Geothermal | 0 | 0 | 0 | 0 | 0 | 0 | 0 | 0 | 0 | 0 | 0 | 5 | 2 | 5 | 2 | [14 empty] | 1 | 1 | 2 | 1 | 2 | 1 | 1 | 0
PG&E GBA | Richmond R | 115 | Geothermal | 0 | 0 | 0 | 0 | 0 | 0 | 0 | 0 | 0 | 0 | 0 | 5 | 2 | 1 | 1 | [14 empty] | 2 | 1 | 2 | 1 | 2 | 1 | 1 | 0
PG&E NGBA | Rincon | 115 | Geothermal | 0 | Hydrothermal, EGS | 50 | 0 | 50 | 0 | 0 | 0 | 50 | 0 | 50 | 5 | 2 | 1 | 1 |  |  |  | 1 |  |  |  | 1 | 1 | 2 | 3 | 4 | 5 | 1 | 2 | 1 | 3 | 2 | 2 | 5- | 1 | 1 | in-state geothermal, CI from stakeholder input, location specific resource potential, QA/QCd
PG&E KERN | Rio Bravo | 115 | Geothermal | 0 | 0 | 0 | 0 | 0 | 0 | 0 | 0 | 0 | 0 | 0 | 5 | 2 | 5 | 2 | 4 | [13 empty] | 1 | 1 | 2 | 1 | 1 | 1 | 1 | 0
SCE Metro | Rio Hondo | 230 | Geothermal | 0 | 0 | 0 | 0 | 0 | 0 | 0 | 0 | 0 | 0 | 0 | 1 | 1 | 1 | 1 | 1 | [13 empty] | 1 | 1 | 4 | 1 | 1 | 1 | 1 | 0
PG&E NGBA | Rio Oso | 115 | Geothermal | 0 | 0 | 0 | 0 | 0 | 0 | 0 | 0 | 0 | 0 | 0 | 5 | 2 | 1 | 1 | [14 empty] | 2 | 1 | 4 | 1 | 3 | 1 | 1 | 0
PG&E NGBA | Rio Oso | 230 | Geothermal | 0 | 0 | 0 | 0 | 0 | 0 | 0 | 0 | 0 | 0 | 0 | 5 | 2 | 1 | 1 | [14 empty] | 2 | 1 | 4 | 1 | 3 | 1 | 1 | 0
PG&E GBA | Ripon | 115 | Geothermal | 0 | 0 | 0 | 0 | 0 | 0 | 0 | 0 | 0 | 0 | 0 | 1 | 1 | 1 | 1 | 3 | [13 empty] | 1 | 1 | 2 | 2 | 2 | 1 | 1 | 0
PG&E GBA | Riverbank | 115 | Geothermal | 0 | 0 | 0 | 0 | 0 | 0 | 0 | 0 | 0 | 0 | 0 | 1 | 1 | 1 | 1 | [14 empty] | 1 | 1 | 3 | 2 | 2 | 1 | 1 | 0
SCE NOL | Roadway | 115 | Geothermal | 0 | 0 | 0 | 0 | 0 | 0 | 0 | 0 | 0 | 0 | 0 | 1 | 1 | 1 | 1 | 3 | [13 empty] | 2 | 1 | 2 | 1 | 1 | 1 | 1 | 0
PG&E NGBA | Rock Creek 1 | 230 | Geothermal | 0 | 0 | 0 | 0 | 0 | 0 | 0 | 0 | 0 | 0 | 0 | 5 | 2 | 1 | 1 | [14 empty] | 2 | 2 | 4 | 1 | 3 | 1 | 1 | 0
SCE Northern | Rosamond | 66 | Geothermal | 0 | 0 | 0 | 0 | 0 | 0 | 0 | 0 | 0 | 0 | 0 | 1 | 1 | 1 | 1 | [14 empty] | 2 | 1 | 4 | 1 | 3 | 1 | 1 | 0
PG&E GBA | Rossmoor | 230 | Geothermal | 0 | 0 | 0 | 0 | 0 | 0 | 0 | 0 | 0 | 0 | 0 | 5 | 2 | 1 | 1 | [14 empty] | 2 | 1 | 4 | 1 | 3 | 1 | 1 | 0
PG&E NGBA | Round Mountain | 230 | Geothermal | 0 | 0 | 0 | 0 | 0 | 0 | 0 | 0 | 0 | 0 | 0 | 5 | 2 | 1 | 1 | [14 empty] | 2 | 2 | 4 | 2 | 3 | 1 | 1 | 0
PG&E NGBA | Round Mountain | 500 | Geothermal | 0 | 0 | 0 | 0 | 0 | 0 | 0 | 0 | 0 | 0 | 0 | 5 | 2 | 1 | 1 | [14 empty] | 2 | 2 | 4 | 2 | 3 | 1 | 1 | 0
PG&E GBA | Salado | 115 | Geothermal | 0 | 0 | 0 | 0 | 0 | 0 | 0 | 0 | 0 | 0 | 0 | 1 | 1 | 1 | 1 | [14 empty] | 1 | 1 | 4 | 2 | 1 | 1 | 1 | 0
PG&E GBA | Salado | 60 | Geothermal | 0 | 0 | 0 | 0 | 0 | 0 | 0 | 0 | 0 | 0 | 0 | 1 | 1 | 1 | 1 | [14 empty] | 1 | 1 | 4 | 2 | 1 | 1 | 1 | 0
PG&E GBA | Salinas | 115 | Geothermal | 0 | 0 | 0 | 0 | 0 | 0 | 0 | 0 | 0 | 0 | 0 | 1 | 1 | 1 | 1 | [14 empty] | 2 | 2 | 3 | 2 | 2 | 1 | 1 | 0
SDGE | Salt Creek | 69 | Geothermal | 0 | 0 | 0 | 0 | 0 | 0 | 0 | 0 | 0 | 0 | 0 | 1 | 1 | 1 | 1 | [14 empty] | 2 | 1 | 3 | 1 | 2 | 1 | 1 | 0
SCE Eastern | San Bernardino | 230 | Geothermal | 0 | 0 | 0 | 0 | 0 | 0 | 0 | 0 | 0 | 0 | 0 | 1 | 1 | 1 | 1 | [14 empty] | 1 | 1 | 2 | 1 | 2 | 1 | 1 | 0
PG&E GBA | SAN FRAN A (POTRERO PP) | 115 | Geothermal | 0 | 0 | 0 | 0 | 0 | 0 | 0 | 0 | 0 | 0 | 0 | 5 | 2 | 1 | 1 | [14 empty] | 2 | 1 | 2 | 1 | 2 | 1 | 1 | 0
PG&E GBA | SAN FRAN A (POTRERO PP) | 230 | Geothermal | 0 | 0 | 0 | 0 | 0 | 0 | 0 | 0 | 0 | 0 | 0 | 5 | 2 | 1 | 1 | [14 empty] | 2 | 1 | 2 | 1 | 2 | 1 | 1 | 0
PG&E GBA | San Jose A | 115 | Geothermal | 0 | 0 | 0 | 0 | 0 | 0 | 0 | 0 | 0 | 0 | 0 | 1 | 1 | 1 | 1 | [14 empty] | 2 | 1 | 2 | 2 | 2 | 1 | 1 | 0
PG&E GBA | San Jose B | 115 | Geothermal | 0 | 0 | 0 | 0 | 0 | 0 | 0 | 0 | 0 | 0 | 0 | 1 | 1 | 1 | 1 | [14 empty] | 2 | 1 | 3 | 2 | 2 | 1 | 1 | 0
PG&E GBA | San Leandro U | 115 | Geothermal | 0 | 0 | 0 | 0 | 0 | 0 | 0 | 0 | 0 | 0 | 0 | 5 | 2 | 1 | 1 | [14 empty] | 2 | 1 | 3 | 1 | 2 | 1 | 1 | 0
PG&E KERN | San Luis Obispo | 115 | Geothermal | 0 | 0 | 0 | 0 | 0 | 0 | 0 | 0 | 0 | 0 | 0 | 5 | 2 | 1 | 1 | [14 empty] | 2 | 2 | 4 | 2 | 3 | 1 | 1 | 0
PG&E KERN | San Luis Obispo | 70 | Geothermal | 0 | 0 | 0 | 0 | 0 | 0 | 0 | 0 | 0 | 0 | 0 | 5 | 2 | 1 | 1 | [14 empty] | 2 | 2 | 4 | 2 | 3 | 1 | 1 | 0
SDGE | San Luis Rey | 230 | Geothermal | 0 | 0 | 0 | 0 | 0 | 0 | 0 | 0 | 0 | 0 | 0 | 1 | 1 | 1 | 1 | [14 empty] | 2 | 1 | 4 | 1 | 3 | 1 | 1 | 0
SDGE | San Luis Rey | 69 | Geothermal | 0 | 0 | 0 | 0 | 0 | 0 | 0 | 0 | 0 | 0 | 0 | 1 | 1 | 1 | 1 | [14 empty] | 2 | 1 | 4 | 1 | 3 | 1 | 1 | 0
SDGE | San Marcos | 69 | Geothermal | 0 | 0 | 0 | 0 | 0 | 0 | 0 | 0 | 0 | 0 | 0 | 1 | 1 | 1 | 1 | [14 empty] | 2 | 1 | 2 | 1 | 3 | 1 | 1 | 0
SCE Metro | San Onofre | 230 | Geothermal | 0 | 0 | 0 | 0 | 0 | 0 | 0 | 0 | 0 | 0 | 0 | 1 | 1 | 1 | 1 | [14 empty] | 2 | 1 | 4 | 1 | 3 | 1 | 1 | 0
PG&E GBA | San Pablo | 115 | Geothermal | 0 | 0 | 0 | 0 | 0 | 0 | 0 | 0 | 0 | 0 | 0 | 5 | 2 | 1 | 1 | [14 empty] | 2 | 1 | 2 | 1 | 1 | 1 | 1 | 0
PG&E GBA | San Ramon | 230 | Geothermal | 0 | 0 | 0 | 0 | 0 | 0 | 0 | 0 | 0 | 0 | 0 | 5 | 2 | 1 | 1 | [14 empty] | 2 | 1 | 2 | 1 | 3 | 1 | 1 | 0
SDGE | San Ysidro | 69 | Geothermal | 0 | 0 | 0 | 0 | 0 | 0 | 0 | 0 | 0 | 0 | 0 | 1 | 1 | 1 | 1 | [14 empty] | 2 | 1 | 2 | 1 | 2 | 1 | 1 | 0
SCE NOL | Sandlot | 230 | Geothermal | 0 | 0 | 0 | 0 | 0 | 0 | 0 | 0 | 0 | 0 | 0 | 3 | 3 | 1 | 1 | [14 empty] | 2 | 1 | 4 | 1 | 2 | 1 | 1 | 0
EOP | Sandy | 138 | Geothermal | 0 | 0 | 0 | 0 | 0 | 0 | 0 | 0 | 0 | 0 | 0 | 5 | 2 | 4 | 2 | [14 empty] | 2 | 2 | 4 | 1 | 3 | 1 | 1 | 0
PG&E FRESNO | Sanger | 115 | Geothermal | 0 | 0 | 0 | 0 | 0 | 0 | 0 | 0 | 0 | 0 | 0 | 5 | 2 | 5 | 2 | 3 | [13 empty] | 1 | 1 | 2 | 2 | 2 | 1 | 1 | 0
SCE Northern | Santa Clara | 230 | Geothermal | 0 | 0 | 0 | 0 | 0 | 0 | 0 | 0 | 0 | 0 | 0 | 5 | 2 | 4 | 2 | [14 empty] | 2 | 1 | 3 | 1 | 2 | 1 | 1 | 0
PG&E NGBA | Santa Rosa A | 115 | Geothermal | 0 | 0 | 0 | 0 | 0 | 0 | 0 | 0 | 0 | 0 | 0 | 5 | 2 | 1 | 1 | [14 empty] | 2 | 1 | 3 | 2 | 2 | 1 | 1 | 0
PG&E GBA | Santa Teresa | 115 | Geothermal | 0 | 0 | 0 | 0 | 0 | 0 | 0 | 0 | 0 | 0 | 0 | 1 | 1 | 1 | 1 | 3 | [13 empty] | 2 | 1 | 2 | 2 | 2 | 1 | 1 | 0
SDGE | Santee | 138 | Geothermal | 0 | 0 | 0 | 0 | 0 | 0 | 0 | 0 | 0 | 0 | 0 | 1 | 1 | 1 | 1 | [14 empty] | 2 | 1 | 2 | 1 | 2 | 1 | 1 | 0
SCE Metro | Santiago | 230 | Geothermal | 0 | 0 | 0 | 0 | 0 | 0 | 0 | 0 | 0 | 0 | 0 | 1 | 1 | 1 | 1 | [14 empty] | 1 | 1 | 2 | 1 | 2 | 1 | 1 | 0
PG&E GBA | Saratoga | 230 | Geothermal | 0 | 0 | 0 | 0 | 0 | 0 | 0 | 0 | 0 | 0 | 0 | 1 | 1 | 1 | 1 | [14 empty] | 2 | 1 | 4 | 2 | 3 | 1 | 1 | 0
SCE Northern | Saugus | 230 | Geothermal | 0 | 0 | 0 | 0 | 0 | 0 | 0 | 0 | 0 | 0 | 0 | 5 | 2 | 4 | 2 | [14 empty] | 1 | 1 | 3 | 1 | 3 | 1 | 1 | 0
PG&E FRESNO | Schindler | 115 | Geothermal | 0 | 0 | 0 | 0 | 0 | 0 | 0 | 0 | 0 | 0 | 0 | 5 | 2 | 1 | 1 | 3 | [13 empty] | 1 | 1 | 4 | 2 | 1 | 1 | 1 | 0
PG&E FRESNO | Schindler | 70 | Geothermal | 0 | 0 | 0 | 0 | 0 | 0 | 0 | 0 | 0 | 0 | 0 | 5 | 2 | 5 | 2 | [14 empty] | 1 | 1 | 4 | 2 | 1 | 1 | 1 | 0
PG&E GBA | Schulte | 115 | Geothermal | 0 | 0 | 0 | 0 | 0 | 0 | 0 | 0 | 0 | 0 | 0 | 1 | 1 | 1 | 1 | 3 | [13 empty] | 1 | 1 | 1 | 2 | 2 | 1 | 1 | 0
SDGE | Scripps | 69 | Geothermal | 0 | 0 | 0 | 0 | 0 | 0 | 0 | 0 | 0 | 0 | 0 | 1 | 1 | 1 | 1 | [14 empty] | 2 | 1 | 2 | 1 | 3 | 1 | 1 | 0
PG&E KERN | Semitropic | 115 | Geothermal | 0 | 0 | 0 | 0 | 0 | 0 | 0 | 0 | 0 | 0 | 0 | 5 | 2 | 1 | 1 | [14 empty] | 1 | 1 | 3 | 1 | 1 | 1 | 1 | 0
SCE Metro | Serrano | 230 | Geothermal | 0 | 0 | 0 | 0 | 0 | 0 | 0 | 0 | 0 | 0 | 0 | 1 | 1 | 1 | 1 | 5 | [13 empty] | 1 | 1 | 2 | 1 | 2 | 1 | 1 | 0
SCE Metro | Serrano | 500 | Geothermal | 0 | 0 | 0 | 0 | 0 | 0 | 0 | 0 | 0 | 0 | 0 | 1 | 1 | 1 | 1 | 5 | [13 empty] | 1 | 1 | 2 | 1 | 2 | 1 | 1 | 0
SDGE | Shadowridge | 138 | Geothermal | 0 | 0 | 0 | 0 | 0 | 0 | 0 | 0 | 0 | 0 | 0 | 1 | 1 | 1 | 1 | [14 empty] | 2 | 1 | 3 | 1 | 3 | 1 | 1 | 0
PG&E KERN | Shafter | 115 | Geothermal | 0 | 0 | 0 | 0 | 0 | 0 | 0 | 0 | 0 | 0 | 0 | 5 | 2 | 5 | 2 | [14 empty] | 1 | 1 | 3 | 1 | 1 | 1 | 1 | 0
PG&E NGBA | Silverado | 115 | Geothermal | 0 | 0 | 0 | 0 | 0 | 0 | 0 | 0 | 0 | 0 | 0 | 5 | 2 | 1 | 1 | [14 empty] | 2 | 1 | 4 | 2 | 3 | 1 | 1 | 0
SDGE | Silvergate | 230 | Geothermal | 0 | 0 | 0 | 0 | 0 | 0 | 0 | 0 | 0 | 0 | 0 | 1 | 1 | 1 | 1 | [14 empty] | 2 | 1 | 1 | 1 | 1 | 1 | 1 | 0
SDGE | Silvergate | 69 | Geothermal | 0 | 0 | 0 | 0 | 0 | 0 | 0 | 0 | 0 | 0 | 0 | 1 | 1 | 1 | 1 | [14 empty] | 2 | 1 | 1 | 1 | 1 | 1 | 1 | 0
PG&E KERN | Sisquoc | 115 | Geothermal | 0 | 0 | 0 | 0 | 0 | 0 | 0 | 0 | 0 | 0 | 0 | 5 | 2 | 1 | 1 | [14 empty] | 2 | 2 | 4 | 1 | 3 | 1 | 1 | 0
EOP | Sloan Canyon | 230 | Geothermal | 0 | 0 | 0 | 0 | 0 | 0 | 0 | 0 | 0 | 0 | 0 | 5 | 2 | 4 | 2 | [14 empty] | 2 | 2 | 3 | 1 | 3 | 1 | 1 | 0
EOP | Sloan Canyon | 500 | Geothermal | 0 | 0 | 0 | 0 | 0 | 0 | 0 | 0 | 0 | 0 | 0 | 5 | 2 | 4 | 2 | [14 empty] | 2 | 2 | 3 | 1 | 3 | 1 | 1 | 0
PG&E KERN | Smyrna | 115 | Geothermal | 0 | 0 | 0 | 0 | 0 | 0 | 0 | 0 | 0 | 0 | 0 | 5 | 2 | 5 | 2 | [14 empty] | 1 | 1 | 4 | 1 | 1 | 1 | 1 | 0
PG&E GBA | Sobrante | 115 | Geothermal | 0 | 0 | 0 | 0 | 0 | 0 | 0 | 0 | 0 | 0 | 0 | 5 | 2 | 1 | 1 | [14 empty] | 2 | 1 | 2 | 1 | 3 | 1 | 1 | 0
PG&E GBA | Sobrante | 230 | Geothermal | 0 | 0 | 0 | 0 | 0 | 0 | 0 | 0 | 0 | 0 | 0 | 5 | 2 | 1 | 1 | [14 empty] | 2 | 1 | 2 | 1 | 3 | 1 | 1 | 0
PG&E KERN | Solar | 230 | Geothermal | 0 | 0 | 0 | 0 | 0 | 0 | 0 | 0 | 0 | 0 | 0 | 5 | 2 | 5 | 2 | [14 empty] | 2 | 1 | 4 | 2 | 3 | 1 | 1 | 0
PG&E GBA | Soledad | 115 | Geothermal | 0 | 0 | 0 | 0 | 0 | 0 | 0 | 0 | 0 | 0 | 0 | 1 | 1 | 1 | 1 | [14 empty] | 2 | 2 | 4 | 2 | 3 | 1 | 1 | 0
PG&E GBA | Soledad | 60 | Geothermal | 0 | 0 | 0 | 0 | 0 | 0 | 0 | 0 | 0 | 0 | 0 | 1 | 1 | 1 | 1 | [14 empty] | 2 | 2 | 4 | 2 | 3 | 1 | 1 | 0
SDGE | Spring Valley | 69 | Geothermal | 0 | 0 | 0 | 0 | 0 | 0 | 0 | 0 | 0 | 0 | 0 | 1 | 1 | 1 | 1 | [14 empty] | 2 | 1 | 2 | 1 | 2 | 1 | 1 | 0
SCE Northern | Springville | 230 | Geothermal | 0 | 0 | 0 | 0 | 0 | 0 | 0 | 0 | 0 | 0 | 0 | 1 | 1 | 1 | 1 | 4 | [13 empty] | 1 | 1 | 4 | 1 | 1 | 1 | 1 | 0
PG&E GBA | Stagg | 230 | Geothermal | 0 | 0 | 0 | 0 | 0 | 0 | 0 | 0 | 0 | 0 | 0 | 5 | 2 | 1 | 1 | [14 empty] | 1 | 1 | 3 | 2 | 2 | 1 | 1 | 0
PG&E GBA | Standard Oil | 115 | Geothermal | 0 | 0 | 0 | 0 | 0 | 0 | 0 | 0 | 0 | 0 | 0 | 5 | 2 | 1 | 1 | [14 empty] | 2 | 1 | 1 | 1 | 2 | 1 | 1 | 0
PG&E GBA | Stanislaus | 115 | Geothermal | 0 | 0 | 0 | 0 | 0 | 0 | 0 | 0 | 0 | 0 | 0 | 1 | 1 | 1 | 1 | [14 empty] | 2 | 1 | 4 | 1 | 3 | 1 | 1 | 0
PG&E KERN | Stockdale | 115 | Geothermal | 0 | 0 | 0 | 0 | 0 | 0 | 0 | 0 | 0 | 0 | 0 | 5 | 2 | 1 | 1 | [14 empty] | 1 | 1 | 2 | 1 | 2 | 1 | 1 | 0
PG&E KERN | Stockdale | 230 | Geothermal | 0 | 0 | 0 | 0 | 0 | 0 | 0 | 0 | 0 | 0 | 0 | 5 | 2 | 1 | 1 | [14 empty] | 1 | 1 | 2 | 1 | 2 | 1 | 1 | 0
PG&E GBA | Stockton A | 115 | Geothermal | 0 | 0 | 0 | 0 | 0 | 0 | 0 | 0 | 0 | 0 | 0 | 1 | 1 | 1 | 1 | [14 empty] | 1 | 1 | 3 | 2 | 1 | 1 | 1 | 0
PG&E GBA | Stone | 115 | Geothermal | 0 | 0 | 0 | 0 | 0 | 0 | 0 | 0 | 0 | 0 | 0 | 1 | 1 | 1 | 1 | [14 empty] | 2 | 1 | 3 | 2 | 2 | 1 | 1 | 0
PG&E FRESNO | Storey | 230 | Geothermal | 0 | 0 | 0 | 0 | 0 | 0 | 0 | 0 | 0 | 0 | 0 | 5 | 2 | 5 | 2 | [14 empty] | 1 | 1 | 4 | 2 | 1 | 1 | 1 | 0
PG&E NGBA | Summit | 115 | Geothermal | YES | Corsac Geo, Utah (Conventional) | 40 | 0 | 40 | 40 | 0 | 40 | 0 | 0 | 0 | 5 | 2 | 1 | 1 |  |  |  | 5 |  |  |  | 5 | 2 | 5 | 5 | 5 | 5 | 5 | 2 | 1 | 4 | 2 | 3 | 1 | 1 | 1 | Flags are due to in-development resources
SDGE | Suncrest | 230 | Geothermal | 0 | 0 | 0 | 0 | 0 | 0 | 0 | 0 | 0 | 0 | 0 | 1 | 1 | 1 | 1 | [14 empty] | 2 | 1 | 4 | 1 | 3 | 1 | 1 | 0
SDGE | Suncrest | 500 | Geothermal | 0 | 0 | 0 | 0 | 0 | 0 | 0 | 0 | 0 | 0 | 0 | 1 | 1 | 1 | 1 | [14 empty] | 2 | 1 | 4 | 1 | 3 | 1 | 1 | 0
PG&E KERN | Sunrise | 230 | Geothermal | 0 | 0 | 0 | 0 | 0 | 0 | 0 | 0 | 0 | 0 | 0 | 5 | 2 | 5 | 2 | [14 empty] | 1 | 1 | 1 | 1 | 1 | 1 | 1 | 0
PG&E KERN | Sunset | 230 | Geothermal | 0 | 0 | 0 | 0 | 0 | 0 | 0 | 0 | 0 | 0 | 0 | 5 | 2 | 5 | 2 | [14 empty] | 1 | 1 | 1 | 1 | 1 | 1 | 1 | 0
PG&E GBA | Swift | 115 | Geothermal | 0 | 0 | 0 | 0 | 0 | 0 | 0 | 0 | 0 | 0 | 0 | 1 | 1 | 1 | 1 | [14 empty] | 2 | 1 | 2 | 2 | 2 | 1 | 1 | 0
SDGE | Sycamore Canyon | 138 | Geothermal | 0 | 0 | 0 | 0 | 0 | 0 | 0 | 0 | 0 | 0 | 0 | 1 | 1 | 1 | 1 | 3 | [13 empty] | 2 | 1 | 4 | 1 | 3 | 1 | 1 | 0
SDGE | Sycamore Canyon | 230 | Geothermal | 0 | 0 | 0 | 0 | 0 | 0 | 0 | 0 | 0 | 0 | 0 | 1 | 1 | 1 | 1 | [14 empty] | 2 | 1 | 4 | 1 | 3 | 1 | 1 | 0
SDGE | Sycamore Canyon | 69 | Geothermal | 0 | 0 | 0 | 0 | 0 | 0 | 0 | 0 | 0 | 0 | 0 | 1 | 1 | 1 | 1 | [14 empty] | 2 | 1 | 4 | 1 | 3 | 1 | 1 | 0
SCE Northern | Sylmar | 230 | Geothermal | 0 | 0 | 0 | 0 | 0 | 0 | 0 | 0 | 0 | 0 | 0 | 5 | 2 | 4 | 2 | [14 empty] | 1 | 1 | 2 | 1 | 1 | 1 | 1 | 0
PG&E NGBA | Table Mountain | 115 | Geothermal | 0 | 0 | 0 | 0 | 0 | 0 | 0 | 0 | 0 | 0 | 0 | 5 | 2 | 1 | 1 | [14 empty] | 2 | 1 | 3 | 2 | 1 | 1 | 1 | 0
PG&E NGBA | Table Mountain | 230 | Geothermal | 0 | 0 | 0 | 0 | 0 | 0 | 0 | 0 | 0 | 0 | 0 | 5 | 2 | 1 | 1 | [14 empty] | 2 | 1 | 3 | 2 | 1 | 1 | 1 | 0
PG&E NGBA | Table Mountain | 500 | Geothermal | 0 | 0 | 0 | 0 | 0 | 0 | 0 | 0 | 0 | 0 | 0 | 5 | 2 | 1 | 1 | [14 empty] | 2 | 1 | 3 | 2 | 1 | 1 | 1 | 0
PG&E NGBA | Table Mountain | 60 | Geothermal | 0 | 0 | 0 | 0 | 0 | 0 | 0 | 0 | 0 | 0 | 0 | 5 | 2 | 1 | 1 | [14 empty] | 2 | 1 | 3 | 2 | 1 | 1 | 1 | 0
PG&E KERN | Taft | 115 | Geothermal | 0 | 0 | 0 | 0 | 0 | 0 | 0 | 0 | 0 | 0 | 0 | 5 | 2 | 5 | 2 | [14 empty] | 1 | 1 | 2 | 1 | 2 | 1 | 1 | 0
SDGE | Talega | 138 | Geothermal | 0 | 0 | 0 | 0 | 0 | 0 | 0 | 0 | 0 | 0 | 0 | 1 | 1 | 1 | 1 | 3 | [13 empty] | 2 | 1 | 3 | 1 | 3 | 1 | 1 | 0
SDGE | Talega | 230 | Geothermal | 0 | 0 | 0 | 0 | 0 | 0 | 0 | 0 | 0 | 0 | 0 | 1 | 1 | 1 | 1 | [14 empty] | 2 | 1 | 3 | 1 | 3 | 1 | 1 | 0
PG&E GBA | Tassajara | 230 | Geothermal | 0 | 0 | 0 | 0 | 0 | 0 | 0 | 0 | 0 | 0 | 0 | 5 | 2 | 1 | 1 | [14 empty] | 2 | 1 | 3 | 1 | 3 | 1 | 1 | 0
PG&E KERN | Tejon | 70 | Geothermal | 0 | 0 | 0 | 0 | 0 | 0 | 0 | 0 | 0 | 0 | 0 | 5 | 2 | 1 | 1 | [14 empty] | 1 | 1 | 3 | 1 | 1 | 1 | 1 | 0
SDGE | Telegraph Canyon | 138 | Geothermal | 0 | 0 | 0 | 0 | 0 | 0 | 0 | 0 | 0 | 0 | 0 | 1 | 1 | 1 | 1 | [14 empty] | 2 | 1 | 2 | 1 | 2 | 1 | 1 | 0
PG&E KERN | Temblor | 115 | Geothermal | 0 | 0 | 0 | 0 | 0 | 0 | 0 | 0 | 0 | 0 | 0 | 5 | 2 | 5 | 2 | [14 empty] | 1 | 1 | 2 | 1 | 1 | 1 | 1 | 0
PG&E KERN | Templeton | 230 | Geothermal | 0 | 0 | 0 | 0 | 0 | 0 | 0 | 0 | 0 | 0 | 0 | 5 | 2 | 5 | 2 | [14 empty] | 2 | 2 | 4 | 2 | 3 | 1 | 1 | 0
PG&E KERN | Templeton | 70 | Geothermal | 0 | 0 | 0 | 0 | 0 | 0 | 0 | 0 | 0 | 0 | 0 | 5 | 2 | 1 | 1 | [14 empty] | 2 | 2 | 4 | 2 | 3 | 1 | 1 | 0
PG&E GBA | Tesla | 115 | Geothermal | 0 | 0 | 0 | 0 | 0 | 0 | 0 | 0 | 0 | 0 | 0 | 1 | 1 | 1 | 1 | [14 empty] | 2 | 1 | 2 | 1 | 2 | 1 | 1 | 0
PG&E GBA | Tesla | 230 | Geothermal | 0 | 0 | 0 | 0 | 0 | 0 | 0 | 0 | 0 | 0 | 0 | 5 | 2 | 1 | 1 | 4 | [13 empty] | 2 | 1 | 2 | 1 | 2 | 1 | 1 | 0
PG&E GBA | Tesla | 500 | Geothermal | 0 | 0 | 0 | 0 | 0 | 0 | 0 | 0 | 0 | 0 | 0 | 1 | 1 | 1 | 1 | 5 | [13 empty] | 2 | 1 | 2 | 1 | 2 | 1 | 1 | 0
PG&E KERN | Tevis | 115 | Geothermal | 0 | 0 | 0 | 0 | 0 | 0 | 0 | 0 | 0 | 0 | 0 | 5 | 2 | 5 | 2 | 4 | [13 empty] | 1 | 1 | 2 | 1 | 2 | 1 | 1 | 0
EOP | Thousandaire | 138 | Geothermal | 0 | 0 | 0 | 0 | 0 | 0 | 0 | 0 | 0 | 0 | 0 | 5 | 2 | 4 | 2 | [14 empty] | 2 | 2 | 4 | 1 | 3 | 1 | 1 | 0
PG&E KERN | Topaz | 230 | Geothermal | 0 | 0 | 0 | 0 | 0 | 0 | 0 | 0 | 0 | 0 | 0 | 5 | 2 | 5 | 2 | [14 empty] | 1 | 1 | 3 | 1 | 2 | 1 | 1 | 0
SCE NOL | Tortilla | 115 | Geothermal | 0 | 0 | 0 | 0 | 0 | 0 | 0 | 0 | 0 | 0 | 0 | 3 | 3 | 1 | 1 | [14 empty] | 2 | 1 | 4 | 1 | 2 | 1 | 1 | 0
SDGE | Trabuco | 138 | Geothermal | 0 | 0 | 0 | 0 | 0 | 0 | 0 | 0 | 0 | 0 | 0 | 1 | 1 | 1 | 1 | [14 empty] | 1 | 1 | 1 | 1 | 2 | 1 | 1 | 0
PG&E GBA | Tracy | 115 | Geothermal | 0 | 0 | 0 | 0 | 0 | 0 | 0 | 0 | 0 | 0 | 0 | 1 | 1 | 1 | 1 | [14 empty] | 2 | 1 | 3 | 1 | 2 | 1 | 1 | 0
PG&E FRESNO | Tranquility | 230 | Geothermal | 0 | 0 | 0 | 0 | 0 | 0 | 0 | 0 | 0 | 0 | 0 | 5 | 2 | 5 | 2 | 3 | [13 empty] | 1 | 1 | 4 | 2 | 1 | 1 | 1 | 0
PG&E GBA | Trimble | 115 | Geothermal | 0 | 0 | 0 | 0 | 0 | 0 | 0 | 0 | 0 | 0 | 0 | 1 | 1 | 1 | 1 | [14 empty] | 2 | 1 | 3 | 2 | 2 | 1 | 1 | 0
EOP | Trout Canyon | 230 | Geothermal | 0 | 0 | 0 | 0 | 0 | 0 | 0 | 0 | 0 | 0 | 0 | 5 | 2 | 4 | 2 | [14 empty] | 2 | 2 | 4 | 1 | 3 | 1 | 1 | 0
EOP | Trout Canyon | 500 | Geothermal | 0 | 0 | 0 | 0 | 0 | 0 | 0 | 0 | 0 | 0 | 0 | 5 | 2 | 4 | 2 | [14 empty] | 2 | 2 | 4 | 1 | 3 | 1 | 1 | 0
PG&E NGBA | Tulucay | 230 | Geothermal | 0 | 0 | 0 | 0 | 0 | 0 | 0 | 0 | 0 | 0 | 0 | 5 | 2 | 1 | 1 | [14 empty] | 2 | 1 | 3 | 2 | 3 | 1 | 1 | 0
PG&E NGBA | Tulucay | 60 | Geothermal | 0 | 0 | 0 | 0 | 0 | 0 | 0 | 0 | 0 | 0 | 0 | 5 | 2 | 1 | 1 | [14 empty] | 2 | 1 | 3 | 2 | 3 | 1 | 1 | 0
PG&E KERN | Tupman | 115 | Geothermal | 0 | 0 | 0 | 0 | 0 | 0 | 0 | 0 | 0 | 0 | 0 | 5 | 2 | 5 | 2 | [14 empty] | 1 | 1 | 2 | 1 | 1 | 1 | 1 | 0
PG&E NGBA | Ukiah | 115 | Geothermal | 0 | 0 | 0 | 0 | 0 | 0 | 0 | 0 | 0 | 0 | 0 | 5 | 2 | 1 | 1 | [14 empty] | 2 | 2 | 4 | 2 | 3 | 1 | 1 | 0
PG&E KERN | Union (Estrella) | 70 | Geothermal | 0 | 0 | 0 | 0 | 0 | 0 | 0 | 0 | 0 | 0 | 0 | 5 | 2 | 1 | 1 | [14 empty] | 2 | 2 | 4 | 2 | 3 | 1 | 1 | 0
PG&E NGBA | Vaca Dixon | 115 | Geothermal | 0 | 0 | 0 | 0 | 0 | 0 | 0 | 0 | 0 | 0 | 0 | 5 | 2 | 1 | 1 | 4 | [13 empty] | 2 | 1 | 1 | 1 | 3 | 1 | 1 | 0
PG&E NGBA | Vaca Dixon | 230 | Geothermal | 0 | 0 | 0 | 0 | 0 | 0 | 0 | 0 | 0 | 0 | 0 | 5 | 2 | 1 | 1 | [14 empty] | 2 | 1 | 1 | 1 | 3 | 1 | 1 | 0
PG&E NGBA | Vaca Dixon | 500 | Geothermal | 0 | 0 | 0 | 0 | 0 | 0 | 0 | 0 | 0 | 0 | 0 | 5 | 2 | 1 | 1 | [14 empty] | 2 | 1 | 1 | 1 | 3 | 1 | 1 | 0
PG&E NGBA | Vaca Dixon | 60 | Geothermal | 0 | 0 | 0 | 0 | 0 | 0 | 0 | 0 | 0 | 0 | 0 | 5 | 2 | 1 | 1 | [14 empty] | 2 | 1 | 1 | 1 | 3 | 1 | 1 | 0
SCE Eastern | Valley (SCE) | 500 | Geothermal | 0 | 0 | 0 | 0 | 0 | 0 | 0 | 0 | 0 | 0 | 0 | 1 | 1 | 1 | 1 | [14 empty] | 1 | 1 | 2 | 1 | 2 | 1 | 1 | 0
EOP | Valley (VEA) | 138 | Geothermal | 0 | 0 | 0 | 0 | 0 | 0 | 0 | 0 | 0 | 0 | 0 | 5 | 2 | 4 | 2 | [14 empty] | 2 | 2 | 4 | 1 | 3 | 1 | 1 | 0
SDGE | Valley Center | 69 | Geothermal | 0 | 0 | 0 | 0 | 0 | 0 | 0 | 0 | 0 | 0 | 0 | 1 | 1 | 1 | 1 | [14 empty] | 2 | 1 | 4 | 1 | 3 | 1 | 1 | 0
PG&E GBA | Valley Home | 115 | Geothermal | 0 | 0 | 0 | 0 | 0 | 0 | 0 | 0 | 0 | 0 | 0 | 1 | 1 | 1 | 1 | [14 empty] | 1 | 1 | 4 | 2 | 1 | 1 | 1 | 0
PG&E GBA | Valley Springs | 230 | Geothermal | 0 | 0 | 0 | 0 | 0 | 0 | 0 | 0 | 0 | 0 | 0 | 1 | 1 | 1 | 1 | [14 empty] | 2 | 1 | 4 | 1 | 3 | 1 | 1 | 0
PG&E GBA | Valley Springs | 60 | Geothermal | 0 | 0 | 0 | 0 | 0 | 0 | 0 | 0 | 0 | 0 | 0 | 1 | 1 | 1 | 1 | [14 empty] | 2 | 1 | 4 | 1 | 3 | 1 | 1 | 0
EOP | Valley Switch | 138 | Geothermal | 0 | 0 | 0 | 0 | 0 | 0 | 0 | 0 | 0 | 0 | 0 | 5 | 2 | 4 | 2 | [14 empty] | 2 | 2 | 4 | 1 | 3 | 1 | 1 | 0
EOP | Valley Switch | 230 | Geothermal | 0 | 0 | 0 | 0 | 0 | 0 | 0 | 0 | 0 | 0 | 0 | 5 | 2 | 4 | 2 | [14 empty] | 2 | 2 | 4 | 1 | 3 | 1 | 1 | 0
PG&E GBA | Vasco | 230 | Geothermal | 0 | 0 | 0 | 0 | 0 | 0 | 0 | 0 | 0 | 0 | 0 | 5 | 2 | 1 | 1 | [14 empty] | 2 | 1 | 3 | 1 | 3 | 1 | 1 | 0
PG&E GBA | Vasona | 230 | Geothermal | 0 | 0 | 0 | 0 | 0 | 0 | 0 | 0 | 0 | 0 | 0 | 1 | 1 | 1 | 1 | [14 empty] | 2 | 1 | 4 | 2 | 3 | 1 | 1 | 0
SCE Northern | Vestal | 230 | Geothermal | 0 | 0 | 0 | 0 | 0 | 0 | 0 | 0 | 0 | 0 | 0 | 1 | 1 | 1 | 1 | [14 empty] | 1 | 1 | 4 | 1 | 1 | 1 | 1 | 0
SCE Northern | Vestal | 66 | Geothermal | 0 | 0 | 0 | 0 | 0 | 0 | 0 | 0 | 0 | 0 | 0 | 1 | 1 | 1 | 1 | [14 empty] | 1 | 1 | 4 | 1 | 1 | 1 | 1 | 0
SCE NOL | Victor | 115 | Geothermal | 0 | 0 | 0 | 0 | 0 | 0 | 0 | 0 | 0 | 0 | 0 | 1 | 1 | 1 | 1 | 3 | [13 empty] | 2 | 1 | 3 | 1 | 2 | 1 | 1 | 0
SCE NOL | Victor | 230 | Geothermal | 0 | 0 | 0 | 0 | 0 | 0 | 0 | 0 | 0 | 0 | 0 | 1 | 1 | 1 | 1 | 4 | [13 empty] | 2 | 1 | 3 | 1 | 2 | 1 | 1 | 0
SCE Metro | Viejo | 230 | Geothermal | 0 | 0 | 0 | 0 | 0 | 0 | 0 | 0 | 0 | 0 | 0 | 1 | 1 | 1 | 1 | [14 empty] | 1 | 1 | 3 | 1 | 2 | 1 | 1 | 0
PG&E GBA | Vierra | 115 | Geothermal | 0 | 0 | 0 | 0 | 0 | 0 | 0 | 0 | 0 | 0 | 0 | 1 | 1 | 1 | 1 | [14 empty] | 1 | 1 | 1 | 2 | 1 | 1 | 1 | 0
SCE Metro | Villa Park | 230 | Geothermal | 0 | 0 | 0 | 0 | 0 | 0 | 0 | 0 | 0 | 0 | 0 | 1 | 1 | 1 | 1 | [14 empty] | 1 | 1 | 2 | 1 | 2 | 1 | 1 | 0
SCE Northern | Vincent | 230 | Geothermal | 0 | 0 | 0 | 0 | 0 | 0 | 0 | 0 | 0 | 0 | 0 | 1 | 1 | 1 | 1 | 4 | [13 empty] | 2 | 1 | 4 | 1 | 3 | 1 | 1 | 0
SCE Northern | Vincent | 500 | Geothermal | 0 | 0 | 0 | 0 | 0 | 0 | 0 | 0 | 0 | 0 | 0 | 1 | 1 | 1 | 1 | 5 | [13 empty] | 2 | 1 | 4 | 1 | 3 | 1 | 1 | 0
PG&E GBA | Vineyard | 230 | Geothermal | 0 | 0 | 0 | 0 | 0 | 0 | 0 | 0 | 0 | 0 | 0 | 5 | 2 | 1 | 1 | [14 empty] | 2 | 1 | 2 | 1 | 3 | 1 | 1 | 0
SDGE | Vineyard | 69 | Geothermal | 0 | 0 | 0 | 0 | 0 | 0 | 0 | 0 | 0 | 0 | 0 | 1 | 1 | 1 | 1 | [14 empty] | 2 | 1 | 2 | 1 | 3 | 1 | 1 | 0
SCE Eastern | Vista (SCE) | 230 | Geothermal | 0 | 0 | 0 | 0 | 0 | 0 | 0 | 0 | 0 | 0 | 0 | 1 | 1 | 1 | 1 | [14 empty] | 1 | 1 | 2 | 1 | 1 | 1 | 1 | 0
EOP | Vista (VEA) | 138 | Geothermal | 0 | 0 | 0 | 0 | 0 | 0 | 0 | 0 | 0 | 0 | 0 | 5 | 2 | 4 | 2 | [14 empty] | 2 | 2 | 4 | 1 | 3 | 1 | 1 | 0
EOP | Vista (VEA) | 230 | Geothermal | 0 | 0 | 0 | 0 | 0 | 0 | 0 | 0 | 0 | 0 | 0 | 5 | 2 | 4 | 2 | [14 empty] | 2 | 2 | 4 | 1 | 3 | 1 | 1 | 0
PG&E FRESNO | Wahtoke | 115 | Geothermal | 0 | 0 | 0 | 0 | 0 | 0 | 0 | 0 | 0 | 0 | 0 | 5 | 2 | 1 | 1 | [14 empty] | 1 | 1 | 3 | 2 | 1 | 1 | 1 | 0
SCE Northern | Wakefield | 66 | Geothermal | 0 | 0 | 0 | 0 | 0 | 0 | 0 | 0 | 0 | 0 | 0 | 5 | 2 | 4 | 2 | [14 empty] | 2 | 1 | 4 | 1 | 3 | 1 | 1 | 0
SCE Metro | Walnut | 230 | Geothermal | 0 | 0 | 0 | 0 | 0 | 0 | 0 | 0 | 0 | 0 | 0 | 1 | 1 | 1 | 1 | [14 empty] | 1 | 1 | 1 | 1 | 1 | 1 | 1 | 0
SCE Northern | Warne | 230 | Geothermal | 0 | 0 | 0 | 0 | 0 | 0 | 0 | 0 | 0 | 0 | 0 | 5 | 2 | 4 | 2 | [14 empty] | 1 | 1 | 4 | 1 | 3 | 1 | 1 | 0
PG&E GBA | Warnerville | 230 | Geothermal | 0 | 0 | 0 | 0 | 0 | 0 | 0 | 0 | 0 | 0 | 0 | 5 | 2 | 5 | 2 | [14 empty] | 1 | 1 | 3 | 2 | 2 | 1 | 1 | 0
PG&E FRESNO | Waukena | 115 | Geothermal | 0 | 0 | 0 | 0 | 0 | 0 | 0 | 0 | 0 | 0 | 0 | 5 | 2 | 1 | 1 | [14 empty] | 1 | 1 | 4 | 2 | 1 | 1 | 1 | 0
PG&E GBA | Weber | 230 | Geothermal | 0 | 0 | 0 | 0 | 0 | 0 | 0 | 0 | 0 | 0 | 0 | 1 | 1 | 1 | 1 | [14 empty] | 1 | 1 | 3 | 2 | 1 | 1 | 1 | 0
PG&E GBA | Weber | 60 | Geothermal | 0 | 0 | 0 | 0 | 0 | 0 | 0 | 0 | 0 | 0 | 0 | 1 | 1 | 1 | 1 | 3 | [13 empty] | 1 | 1 | 3 | 2 | 1 | 1 | 1 | 0
PG&E FRESNO | West Fresno | 115 | Geothermal | 0 | 0 | 0 | 0 | 0 | 0 | 0 | 0 | 0 | 0 | 0 | 5 | 2 | 5 | 2 | [14 empty] | 1 | 1 | 2 | 2 | 1 | 1 | 1 | 0
PG&E FRESNO | Westley | 230 | Geothermal | 0 | 0 | 0 | 0 | 0 | 0 | 0 | 0 | 0 | 0 | 0 | 1 | 1 | 1 | 1 | [14 empty] | 1 | 1 | 4 | 2 | 1 | 1 | 1 | 0
PG&E KERN | Westpark | 115 | Geothermal | 0 | 0 | 0 | 0 | 0 | 0 | 0 | 0 | 0 | 0 | 0 | 5 | 2 | 1 | 1 | [14 empty] | 1 | 1 | 3 | 1 | 1 | 1 | 1 | 0
PG&E KERN | Wheeler Ridge | 230 | Geothermal | 0 | 0 | 0 | 0 | 0 | 0 | 0 | 0 | 0 | 0 | 0 | 5 | 2 | 5 | 2 | 1 | [13 empty] | 1 | 1 | 4 | 1 | 1 | 1 | 1 | 0
PG&E KERN | Wheeler Ridge | 115 | Geothermal | 0 | 0 | 0 | 0 | 0 | 0 | 0 | 0 | 0 | 0 | 0 | 5 | 2 | 1 | 1 | 3 | [13 empty] | 1 | 1 | 4 | 1 | 1 | 1 | 1 | 0
PG&E KERN | Wheeler Ridge | 70 | Geothermal | 0 | 0 | 0 | 0 | 0 | 0 | 0 | 0 | 0 | 0 | 0 | 5 | 2 | 5 | 2 | [14 empty] | 1 | 1 | 4 | 1 | 1 | 1 | 1 | 0
SCE Northern | Whirlwind | 230 | Geothermal | 0 | 0 | 0 | 0 | 0 | 0 | 0 | 0 | 0 | 0 | 0 | 1 | 1 | 1 | 1 | 5 | [13 empty] | 2 | 1 | 4 | 1 | 3 | 1 | 1 | 0
SCE Northern | Whirlwind | 500 | Geothermal | 0 | 0 | 0 | 0 | 0 | 0 | 0 | 0 | 0 | 0 | 0 | 1 | 1 | 1 | 1 | 5 | [13 empty] | 2 | 1 | 4 | 1 | 3 | 1 | 1 | 0
PG&E GBA | Whisman | 115 | Geothermal | 0 | 0 | 0 | 0 | 0 | 0 | 0 | 0 | 0 | 0 | 0 | 1 | 1 | 1 | 1 | [14 empty] | 2 | 1 | 2 | 2 | 2 | 1 | 1 | 0
SCE Eastern | Wildlife | 230 | Geothermal | 0 | 0 | 0 | 0 | 0 | 0 | 0 | 0 | 0 | 0 | 0 | 1 | 1 | 1 | 1 | [14 empty] | 1 | 1 | 1 | 1 | 1 | 1 | 1 | 0
PG&E FRESNO | Wilson | 115 | Geothermal | 0 | 0 | 0 | 0 | 0 | 0 | 0 | 0 | 0 | 0 | 0 | 5 | 2 | 5 | 2 | 4 | [13 empty] | 1 | 1 | 4 | 2 | 1 | 1 | 1 | 0
PG&E FRESNO | Wilson | 230 | Geothermal | 0 | 0 | 0 | 0 | 0 | 0 | 0 | 0 | 0 | 0 | 0 | 5 | 2 | 5 | 2 | [14 empty] | 1 | 1 | 4 | 2 | 1 | 1 | 1 | 0
SCE Northern | Windhub | 230 | Geothermal | 0 | 0 | 0 | 0 | 0 | 0 | 0 | 0 | 0 | 0 | 0 | 1 | 1 | 1 | 1 | 4 | [13 empty] | 2 | 1 | 4 | 1 | 2 | 1 | 1 | 0
SCE Northern | Windhub | 500 | Geothermal | 0 | 0 | 0 | 0 | 0 | 0 | 0 | 0 | 0 | 0 | 0 | 1 | 1 | 1 | 1 | 5 | [13 empty] | 2 | 1 | 4 | 1 | 2 | 1 | 1 | 0
PG&E GBA | Windmaster | 230 | Geothermal | 0 | 0 | 0 | 0 | 0 | 0 | 0 | 0 | 0 | 0 | 0 | 5 | 2 | 1 | 1 | [14 empty] | 2 | 1 | 2 | 1 | 2 | 1 | 1 | 0
PG&E NGBA | Windsor | 60 | Geothermal | 0 | 0 | 0 | 0 | 0 | 0 | 0 | 0 | 0 | 0 | 0 | 5 | 2 | 1 | 1 | [14 empty] | 1 | 1 | 2 | 1 | 2 | 1 | 1 | 0
PG&E NGBA | Woodland | 115 | Geothermal | 0 | 0 | 0 | 0 | 0 | 0 | 0 | 0 | 0 | 0 | 0 | 5 | 2 | 1 | 1 | [14 empty] | 2 | 1 | 4 | 2 | 3 | 1 | 1 | 0
PG&E FRESNO | Woodward | 115 | Geothermal | 0 | 0 | 0 | 0 | 0 | 0 | 0 | 0 | 0 | 0 | 0 | 5 | 2 | 1 | 1 | [14 empty] | 1 | 1 | 2 | 2 | 2 | 1 | 1 | 0
PG&E NGBA | Wyandotte | 115 | Geothermal | 0 | 0 | 0 | 0 | 0 | 0 | 0 | 0 | 0 | 0 | 0 | 5 | 2 | 1 | 1 | [14 empty] | 2 | 1 | 2 | 2 | 2 | 1 | 1 | 0
PG&E KERN | 7th Standard | 115 | Biomass | 0 | 0 | 0 | 0 | 0 | 0 | 0 | 0 | 0 | 0 | 0 | 5 | 2 | 5 | 2 | [14 empty] | 3 | 3 | 2 | 3 | 3 | 1 | 1 | 0
SCE Metro | Alamitos | 230 | Biomass | 0 | 0 | 0 | 0 | 0 | 0 | 0 | 0 | 0 | 0 | 0 | 1 | 1 | 1 | 1 | [14 empty] | 3 | 3 | 4 | 3 | 4 | 1 | 1 | 0
SCE Eastern | Alberhill | 115 | Biomass | 0 | 0 | 0 | 0 | 0 | 0 | 0 | 0 | 0 | 0 | 0 | 1 | 1 | 1 | 1 | [14 empty] | 3 | 3 | 1 | 3 | 4 | 1 | 1 | 0
SCE Eastern | Alberhill | 500 | Biomass | 0 | 0 | 0 | 0 | 0 | 0 | 0 | 0 | 0 | 0 | 0 | 1 | 1 | 1 | 1 | [14 empty] | 3 | 3 | 1 | 3 | 4 | 1 | 1 | 0
PG&E GBA | Alhambra | 115 | Biomass | 0 | 0 | 0 | 0 | 0 | 0 | 0 | 0 | 0 | 0 | 0 | 5 | 2 | 1 | 1 | [14 empty] | 1 | 3 | 3 | 3 | 3 | 1 | 1 | 0
PG&E FRESNO | Alpaugh | 115 | Biomass | 0 | 0 | 0 | 0 | 0 | 0 | 0 | 0 | 0 | 0 | 0 | 5 | 2 | 5 | 2 | 3 | [13 empty] | 3 | 3 | 2 | 3 | 4 | 1 | 1 | 0
SDGE | Alpine | 69 | Biomass | 0 | 0 | 0 | 0 | 0 | 0 | 0 | 0 | 0 | 0 | 0 | 1 | 1 | 1 | 1 | [14 empty] | 1 | 3 | 1 | 3 | 1 | 1 | 1 | 0
PG&E GBA | Altamont Midway (Sandhill) | 230 | Biomass | 0 | 0 | 0 | 0 | 0 | 0 | 0 | 0 | 0 | 0 | 0 | 5 | 2 | 1 | 1 | [14 empty] | 1 | 3 | 3 | 3 | 1 | 1 | 1 | 0
SCE Northern | Antelope | 66 | Biomass | 0 | 0 | 0 | 0 | 0 | 0 | 0 | 0 | 0 | 0 | 0 | 1 | 1 | 1 | 1 | [14 empty] | 1 | 3 | 1 | 3 | 1 | 1 | 1 | 0
SCE Northern | Antelope | 230 | Biomass | 0 | 0 | 0 | 0 | 0 | 0 | 0 | 0 | 0 | 0 | 0 | 1 | 1 | 1 | 1 | 4 | [13 empty] | 1 | 3 | 1 | 3 | 1 | 1 | 1 | 0
SCE Northern | Antelope | 500 | Biomass | 0 | 0 | 0 | 0 | 0 | 0 | 0 | 0 | 0 | 0 | 0 | 1 | 1 | 1 | 1 | [14 empty] | 1 | 3 | 1 | 3 | 1 | 1 | 1 | 0
PG&E NGBA | Arcata | 60 | Biomass | 0 | 0 | 0 | 0 | 0 | 0 | 0 | 0 | 0 | 0 | 0 | 5 | 2 | 1 | 1 | [14 empty] | 1 | 1 | 1 | 1 | 1 | 1 | 1 | 0
PG&E KERN | Arco | 230 | Biomass | 0 | 0 | 0 | 0 | 0 | 0 | 0 | 0 | 0 | 0 | 0 | 5 | 2 | 5 | 2 | 3 | [13 empty] | 3 | 3 | 1 | 3 | 4 | 1 | 1 | 0
PG&E KERN | Arco | 70 | Biomass | 0 | 0 | 0 | 0 | 0 | 0 | 0 | 0 | 0 | 0 | 0 | 5 | 2 | 5 | 2 | [14 empty] | 3 | 3 | 1 | 3 | 4 | 1 | 1 | 0
SCE Metro | ArcoGen | 230 | Biomass | 0 | 0 | 0 | 0 | 0 | 0 | 0 | 0 | 0 | 0 | 0 | 1 | 1 | 1 | 1 | [14 empty] | 3 | 3 | 4 | 3 | 4 | 1 | 1 | 0
SDGE | Artesian | 230 | Biomass | 0 | 0 | 0 | 0 | 0 | 0 | 0 | 0 | 0 | 0 | 0 | 1 | 1 | 1 | 1 | [14 empty] | 1 | 3 | 3 | 3 | 1 | 1 | 1 | 0
SDGE | Artesian | 69 | Biomass | 0 | 0 | 0 | 0 | 0 | 0 | 0 | 0 | 0 | 0 | 0 | 1 | 1 | 1 | 1 | [14 empty] | 1 | 3 | 3 | 3 | 1 | 1 | 1 | 0
PG&E FRESNO | Ashlan | 230 | Biomass | 0 | 0 | 0 | 0 | 0 | 0 | 0 | 0 | 0 | 0 | 0 | 5 | 2 | 1 | 1 | [14 empty] | 3 | 3 | 3 | 1 | 4 | 1 | 1 | 0
PG&E NGBA | Atlantic | 115 | Biomass | 0 | 0 | 0 | 0 | 0 | 0 | 0 | 0 | 0 | 0 | 0 | 5 | 2 | 1 | 1 | [14 empty] | 1 | 3 | 3 | 1 | 1 | 1 | 1 | 0
PG&E NGBA | Atlantic | 230 | Biomass | 0 | 0 | 0 | 0 | 0 | 0 | 0 | 0 | 0 | 0 | 0 | 5 | 2 | 1 | 1 | [14 empty] | 1 | 3 | 3 | 1 | 1 | 1 | 1 | 0
PG&E NGBA | Atlantic | 60 | Biomass | 0 | 0 | 0 | 0 | 0 | 0 | 0 | 0 | 0 | 0 | 0 | 5 | 2 | 1 | 1 | [14 empty] | 1 | 3 | 3 | 1 | 1 | 1 | 1 | 0
PG&E FRESNO | Atwater | 115 | Biomass | 0 | 0 | 0 | 0 | 0 | 0 | 0 | 0 | 0 | 0 | 0 | 5 | 2 | 1 | 1 | [14 empty] | 3 | 3 | 4 | 1 | 4 | 1 | 1 | 0
PG&E GBA | Avena | 115 | Biomass | 0 | 0 | 0 | 0 | 0 | 0 | 0 | 0 | 0 | 0 | 0 | 1 | 1 | 1 | 1 | [14 empty] | 3 | 3 | 2 | 1 | 4 | 1 | 1 | 0
SDGE | Avocado | 69 | Biomass | 0 | 0 | 0 | 0 | 0 | 0 | 0 | 0 | 0 | 0 | 0 | 1 | 1 | 1 | 1 | [14 empty] | 1 | 3 | 2 | 3 | 1 | 1 | 1 | 0
PG&E NGBA | Bahia | 230 | Biomass | 0 | 0 | 0 | 0 | 0 | 0 | 0 | 0 | 0 | 0 | 0 | 5 | 2 | 1 | 1 | [14 empty] | 1 | 3 | 4 | 3 | 3 | 1 | 1 | 0
SCE Northern | Bailey | 230 | Biomass | 0 | 0 | 0 | 0 | 0 | 0 | 0 | 0 | 0 | 0 | 0 | 5 | 2 | 4 | 2 | [14 empty] | 3 | 3 | 1 | 3 | 1 | 1 | 1 | 0
SCE NOL | Baker | 115 | Biomass | 0 | 0 | 0 | 0 | 0 | 0 | 0 | 0 | 0 | 0 | 0 | 3 | 3 | 1 | 1 | [14 empty] | 1 | 1 | 1 | 3 | 4 | 1 | 1 | 0
PG&E KERN | Bakersfield | 230 | Biomass | 0 | 0 | 0 | 0 | 0 | 0 | 0 | 0 | 0 | 0 | 0 | 5 | 2 | 5 | 2 | [14 empty] | 3 | 3 | 3 | 3 | 4 | 1 | 1 | 0
PG&E FRESNO | Balch | 230 | Biomass | 0 | 0 | 0 | 0 | 0 | 0 | 0 | 0 | 0 | 0 | 0 | 5 | 2 | 5 | 2 | [14 empty] | 3 | 3 | 1 | 1 | 1 | 1 | 1 | 0
SCE Eastern | Bannister | 230 | Biomass | 0 | 0 | 0 | 0 | 0 | 0 | 0 | 0 | 0 | 0 | 0 | 5 | 2 | 1 | 1 | [14 empty] | 1 | 3 | 3 | 1 | 4 | 1 | 1 | 0
SCE Metro | Barre | 230 | Biomass | 0 | 0 | 0 | 0 | 0 | 0 | 0 | 0 | 0 | 0 | 0 | 1 | 1 | 1 | 1 | [14 empty] | 3 | 3 | 4 | 3 | 4 | 1 | 1 | 0
SDGE | Bay Boulevard | 69 | Biomass | 0 | 0 | 0 | 0 | 0 | 0 | 0 | 0 | 0 | 0 | 0 | 1 | 1 | 1 | 1 | [14 empty] | 1 | 3 | 4 | 3 | 4 | 1 | 1 | 0
SDGE | Bay Boulevard | 230 | Biomass | 0 | 0 | 0 | 0 | 0 | 0 | 0 | 0 | 0 | 0 | 0 | 1 | 1 | 1 | 1 | [14 empty] | 1 | 3 | 4 | 3 | 4 | 1 | 1 | 0
EOP | Beatty | 138 | Biomass | 0 | 0 | 0 | 0 | 0 | 0 | 0 | 0 | 0 | 0 | 0 | 5 | 2 | 4 | 2 | [14 empty] | 1 | 1 | 1 | 3 | 1 | 1 | 1 | 0
EOP | Beatty | 230 | Biomass | 0 | 0 | 0 | 0 | 0 | 0 | 0 | 0 | 0 | 0 | 0 | 5 | 2 | 4 | 2 | [14 empty] | 1 | 1 | 1 | 3 | 1 | 1 | 1 | 0
PG&E NGBA | Belden | 230 | Biomass | 0 | 0 | 0 | 0 | 0 | 0 | 0 | 0 | 0 | 0 | 0 | 5 | 2 | 1 | 1 | [14 empty] | 1 | 1 | 1 | 3 | 1 | 1 | 1 | 0
PG&E NGBA | Bell | 115 | Biomass | 0 | 0 | 0 | 0 | 0 | 0 | 0 | 0 | 0 | 0 | 0 | 5 | 2 | 1 | 1 | [14 empty] | 1 | 3 | 1 | 1 | 1 | 1 | 1 | 0
PG&E NGBA | Bellevue | 115 | Biomass | 0 | 0 | 0 | 0 | 0 | 0 | 0 | 0 | 0 | 0 | 0 | 5 | 2 | 1 | 1 | [14 empty] | 1 | 3 | 3 | 1 | 3 | 1 | 1 | 0
PG&E GBA | Bellota | 115 | Biomass | 0 | 0 | 0 | 0 | 0 | 0 | 0 | 0 | 0 | 0 | 0 | 1 | 1 | 1 | 1 | 3 | [13 empty] | 3 | 3 | 1 | 1 | 1 | 1 | 1 | 0
PG&E GBA | Bellota | 230 | Biomass | 0 | 0 | 0 | 0 | 0 | 0 | 0 | 0 | 0 | 0 | 0 | 1 | 1 | 1 | 1 | 3 | [13 empty] | 3 | 3 | 1 | 1 | 1 | 1 | 1 | 0
SCE Northern | Big Creek | 230 | Biomass | 0 | 0 | 0 | 0 | 0 | 0 | 0 | 0 | 0 | 0 | 0 | 1 | 1 | 1 | 1 | [14 empty] | 3 | 3 | 1 | 1 | 1 | 1 | 1 | 0
PG&E FRESNO | Biola | 70 | Biomass | 0 | 0 | 0 | 0 | 0 | 0 | 0 | 0 | 0 | 0 | 0 | 5 | 2 | 1 | 1 | [14 empty] | 3 | 3 | 1 | 1 | 4 | 1 | 1 | 0
PG&E GBA | Birds Landing | 230 | Biomass | 0 | 0 | 0 | 0 | 0 | 0 | 0 | 0 | 0 | 0 | 0 | 5 | 2 | 1 | 1 | 3 | [13 empty] | 1 | 3 | 2 | 3 | 4 | 1 | 1 | 0
SCE Northern | Bliss | 66 | Biomass | 0 | 0 | 0 | 0 | 0 | 0 | 0 | 0 | 0 | 0 | 0 | 1 | 1 | 1 | 1 | [14 empty] | 3 | 3 | 1 | 3 | 4 | 1 | 1 | 0
SCE Eastern | Blythe | 161 | Biomass | 0 | 0 | 0 | 0 | 0 | 0 | 0 | 0 | 0 | 0 | 0 | 5 | 2 | 1 | 1 | 3 | [13 empty] | 1 | 1 | 3 | 3 | 4 | 1 | 1 | 0
PG&E NGBA | Bogue | 115 | Biomass | 0 | 0 | 0 | 0 | 0 | 0 | 0 | 0 | 0 | 0 | 0 | 5 | 2 | 1 | 1 | [14 empty] | 1 | 1 | 3 | 3 | 3 | 1 | 1 | 0
PG&E FRESNO | Borden | 230 | Biomass | 0 | 0 | 0 | 0 | 0 | 0 | 0 | 0 | 0 | 0 | 0 | 5 | 2 | 5 | 2 | 1 | [13 empty] | 3 | 3 | 1 | 1 | 4 | 1 | 1 | 0
PG&E FRESNO | Borden | 70 | Biomass | 0 | 0 | 0 | 0 | 0 | 0 | 0 | 0 | 0 | 0 | 0 | 5 | 2 | 5 | 2 | [14 empty] | 3 | 3 | 1 | 1 | 4 | 1 | 1 | 0
SDGE | Boulevard East | 138 | Biomass | 0 | 0 | 0 | 0 | 0 | 0 | 0 | 0 | 0 | 0 | 0 | 1 | 1 | 1 | 1 | 1 | [13 empty] | 1 | 3 | 1 | 3 | 1 | 1 | 1 | 0
SDGE | Boulevard East | 69 | Biomass | 0 | 0 | 0 | 0 | 0 | 0 | 0 | 0 | 0 | 0 | 0 | 1 | 1 | 1 | 1 | [14 empty] | 1 | 3 | 1 | 3 | 1 | 1 | 1 | 0
PG&E GBA | Brentwood | 230 | Biomass | 0 | 0 | 0 | 0 | 0 | 0 | 0 | 0 | 0 | 0 | 0 | 5 | 2 | 1 | 1 | [14 empty] | 1 | 3 | 2 | 3 | 1 | 1 | 1 | 0
PG&E NGBA | Bridgeville | 115 | Biomass | 0 | 0 | 0 | 0 | 0 | 0 | 0 | 0 | 0 | 0 | 0 | 5 | 2 | 1 | 1 | [14 empty] | 1 | 1 | 1 | 1 | 1 | 1 | 4 | 1
PG&E NGBA | Brighton | 115 | Biomass | 0 | 0 | 0 | 0 | 0 | 0 | 0 | 0 | 0 | 0 | 0 | 5 | 2 | 1 | 1 | [14 empty] | 1 | 3 | 3 | 1 | 4 | 1 | 1 | 0
PG&E NGBA | Brighton | 230 | Biomass | 0 | 0 | 0 | 0 | 0 | 0 | 0 | 0 | 0 | 0 | 0 | 5 | 2 | 1 | 1 | [14 empty] | 1 | 3 | 3 | 1 | 4 | 1 | 1 | 0
PG&E NGBA | Brunswick | 115 | Biomass | 0 | 0 | 0 | 0 | 0 | 0 | 0 | 0 | 0 | 0 | 0 | 5 | 2 | 1 | 1 | [14 empty] | 1 | 3 | 1 | 3 | 1 | 1 | 1 | 0
PG&E NGBA | Bucks Creek | 230 | Biomass | 0 | 0 | 0 | 0 | 0 | 0 | 0 | 0 | 0 | 0 | 0 | 5 | 2 | 1 | 1 | [14 empty] | 1 | 1 | 1 | 3 | 1 | 1 | 1 | 0
PG&E KERN | Buena Vista | 230 | Biomass | 0 | 0 | 0 | 0 | 0 | 0 | 0 | 0 | 0 | 0 | 0 | 5 | 2 | 5 | 2 | [14 empty] | 1 | 1 | 2 | 1 | 4 | 1 | 1 | 0
PG&E FRESNO | Bullard | 115 | Biomass | 0 | 0 | 0 | 0 | 0 | 0 | 0 | 0 | 0 | 0 | 0 | 5 | 2 | 5 | 2 | [14 empty] | 3 | 3 | 4 | 1 | 3 | 1 | 1 | 0
PG&E GBA | Burlingame | 115 | Biomass | 0 | 0 | 0 | 0 | 0 | 0 | 0 | 0 | 0 | 0 | 0 | 5 | 2 | 1 | 1 | [14 empty] | 1 | 3 | 3 | 3 | 3 | 1 | 1 | 0
PG&E NGBA | Burney Forest | 230 | Biomass | 0 | 0 | 0 | 0 | 0 | 0 | 0 | 0 | 0 | 0 | 0 | 5 | 2 | 1 | 1 | [14 empty] | 1 | 1 | 1 | 1 | 1 | 1 | 4 | 1
PG&E NGBA | Butte | 115 | Biomass | 0 | 0 | 0 | 0 | 0 | 0 | 0 | 0 | 0 | 0 | 0 | 5 | 2 | 1 | 1 | [14 empty] | 1 | 3 | 1 | 1 | 3 | 1 | 1 | 0
PG&E KERN | Cabrillo | 115 | Biomass | 0 | 0 | 0 | 0 | 0 | 0 | 0 | 0 | 0 | 0 | 0 | 5 | 2 | 1 | 1 | [14 empty] | 1 | 1 | 1 | 3 | 1 | 1 | 1 | 0
PG&E FRESNO | Cal Flats | 230 | Biomass | 0 | 0 | 0 | 0 | 0 | 0 | 0 | 0 | 0 | 0 | 0 | 5 | 2 | 5 | 2 | [14 empty] | 1 | 1 | 1 | 1 | 3 | 1 | 1 | 0
SCE NOL | Calcite | 230 | Biomass | 0 | 0 | 0 | 0 | 0 | 0 | 0 | 0 | 0 | 0 | 0 | 1 | 1 | 1 | 1 | 3 | [13 empty] | 1 | 3 | 1 | 3 | 1 | 1 | 1 | 0
PG&E KERN | Caliente | 230 | Biomass | 0 | 0 | 0 | 0 | 0 | 0 | 0 | 0 | 0 | 0 | 0 | 5 | 2 | 5 | 2 | 1 | [13 empty] | 1 | 3 | 1 | 1 | 3 | 1 | 1 | 0
PG&E FRESNO | California Ave | 115 | Biomass | 0 | 0 | 0 | 0 | 0 | 0 | 0 | 0 | 0 | 0 | 0 | 5 | 2 | 1 | 1 | [14 empty] | 3 | 3 | 3 | 1 | 4 | 1 | 1 | 0
PG&E KERN | Callender | 115 | Biomass | 0 | 0 | 0 | 0 | 0 | 0 | 0 | 0 | 0 | 0 | 0 | 5 | 2 | 5 | 2 | [14 empty] | 1 | 1 | 1 | 1 | 3 | 1 | 1 | 0
PG&E NGBA | Calpella | 115 | Biomass | 0 | 0 | 0 | 0 | 0 | 0 | 0 | 0 | 0 | 0 | 0 | 5 | 2 | 1 | 1 | [14 empty] | 1 | 1 | 1 | 1 | 1 | 1 | 5 | 1
PG&E GBA | Camanche | 230 | Biomass | 0 | 0 | 0 | 0 | 0 | 0 | 0 | 0 | 0 | 0 | 0 | 1 | 1 | 1 | 1 | [14 empty] | 3 | 3 | 2 | 1 | 1 | 1 | 1 | 0
SDGE | Cameron | 69 | Biomass | 0 | 0 | 0 | 0 | 0 | 0 | 0 | 0 | 0 | 0 | 0 | 1 | 1 | 1 | 1 | [14 empty] | 3 | 3 | 3 | 3 | 4 | 1 | 1 | 0
SDGE | Cannon | 69 | Biomass | 0 | 0 | 0 | 0 | 0 | 0 | 0 | 0 | 0 | 0 | 0 | 1 | 1 | 1 | 1 | [14 empty] | 1 | 3 | 4 | 3 | 1 | 1 | 1 | 0
PG&E FRESNO | Cantua | 115 | Biomass | 0 | 0 | 0 | 0 | 0 | 0 | 0 | 0 | 0 | 0 | 0 | 5 | 2 | 5 | 2 | [14 empty] | 3 | 3 | 1 | 1 | 4 | 1 | 1 | 0
SDGE | Capistrano | 138 | Biomass | 0 | 0 | 0 | 0 | 0 | 0 | 0 | 0 | 0 | 0 | 0 | 1 | 1 | 1 | 1 | [14 empty] | 3 | 3 | 3 | 3 | 1 | 1 | 1 | 0
SDGE | Capistrano | 230 | Biomass | 0 | 0 | 0 | 0 | 0 | 0 | 0 | 0 | 0 | 0 | 0 | 1 | 1 | 1 | 1 | [14 empty] | 3 | 3 | 3 | 3 | 1 | 1 | 1 | 0
PG&E NGBA | Carberry | 230 | Biomass | 0 | 0 | 0 | 0 | 0 | 0 | 0 | 0 | 0 | 0 | 0 | 5 | 2 | 1 | 1 | [14 empty] | 1 | 1 | 1 | 1 | 1 | 1 | 4 | 1
SCE Eastern | Cardiff | 66 | Biomass | 0 | 0 | 0 | 0 | 0 | 0 | 0 | 0 | 0 | 0 | 0 | 1 | 1 | 1 | 1 | [14 empty] | 3 | 3 | 3 | 3 | 4 | 1 | 1 | 0
PG&E NGBA | Caribou | 60 | Biomass | 0 | 0 | 0 | 0 | 0 | 0 | 0 | 0 | 0 | 0 | 0 | 5 | 2 | 1 | 1 | [14 empty] | 1 | 1 | 1 | 3 | 1 | 1 | 4 | 1
PG&E NGBA | Caribou | 115 | Biomass | 0 | 0 | 0 | 0 | 0 | 0 | 0 | 0 | 0 | 0 | 0 | 5 | 2 | 1 | 1 | [14 empty] | 1 | 1 | 1 | 3 | 1 | 1 | 4 | 1
PG&E NGBA | Caribou | 230 | Biomass | 0 | 0 | 0 | 0 | 0 | 0 | 0 | 0 | 0 | 0 | 0 | 5 | 2 | 1 | 1 | [14 empty] | 1 | 1 | 1 | 3 | 1 | 1 | 1 | 0
EOP | Carpenter Canyon (fka Gamebird) | 138 | Biomass | 0 | 0 | 0 | 0 | 0 | 0 | 0 | 0 | 0 | 0 | 0 | 5 | 2 | 4 | 2 | [14 empty] | 1 | 1 | 1 | 3 | 1 | 1 | 1 | 0
EOP | Carpenter Canyon (fka Gamebird) | 230 | Biomass | 0 | 0 | 0 | 0 | 0 | 0 | 0 | 0 | 0 | 0 | 0 | 5 | 2 | 4 | 2 | [14 empty] | 1 | 1 | 1 | 3 | 1 | 1 | 1 | 0
PG&E NGBA | Carquinez | 115 | Biomass | 0 | 0 | 0 | 0 | 0 | 0 | 0 | 0 | 0 | 0 | 0 | 5 | 2 | 1 | 1 | [14 empty] | 1 | 3 | 3 | 3 | 4 | 1 | 1 | 0
SDGE | Carrizo Gorge | 138 | Biomass | 0 | 0 | 0 | 0 | 0 | 0 | 0 | 0 | 0 | 0 | 0 | 1 | 1 | 1 | 1 | [14 empty] | 1 | 3 | 1 | 3 | 1 | 1 | 1 | 0
PG&E KERN | Carrizo Plains | 115 | Biomass | 0 | 0 | 0 | 0 | 0 | 0 | 0 | 0 | 0 | 0 | 0 | 5 | 2 | 5 | 2 | [14 empty] | 1 | 3 | 1 | 1 | 3 | 1 | 1 | 0
PG&E KERN | Casaloma | 230 | Biomass | 0 | 0 | 0 | 0 | 0 | 0 | 0 | 0 | 0 | 0 | 0 | 5 | 2 | 1 | 1 | [14 empty] | 3 | 3 | 3 | 3 | 4 | 1 | 1 | 0
PG&E GBA | Castro Valley | 230 | Biomass | 0 | 0 | 0 | 0 | 0 | 0 | 0 | 0 | 0 | 0 | 0 | 5 | 2 | 1 | 1 | [14 empty] | 1 | 3 | 3 | 3 | 3 | 1 | 1 | 0
PG&E GBA | Cayetano | 230 | Biomass | 0 | 0 | 0 | 0 | 0 | 0 | 0 | 0 | 0 | 0 | 0 | 5 | 2 | 1 | 1 | [14 empty] | 1 | 3 | 2 | 3 | 1 | 1 | 1 | 0
SCE Metro | Center | 230 | Biomass | 0 | 0 | 0 | 0 | 0 | 0 | 0 | 0 | 0 | 0 | 0 | 1 | 1 | 1 | 1 | [14 empty] | 3 | 3 | 4 | 3 | 4 | 1 | 1 | 0
PG&E KERN | Charca | 115 | Biomass | 0 | 0 | 0 | 0 | 0 | 0 | 0 | 0 | 0 | 0 | 0 | 5 | 2 | 1 | 1 | [14 empty] | 3 | 3 | 1 | 3 | 4 | 1 | 1 | 0
EOP | Charleston | 138 | Biomass | 0 | 0 | 0 | 0 | 0 | 0 | 0 | 0 | 0 | 0 | 0 | 5 | 2 | 4 | 2 | [14 empty] | 1 | 1 | 1 | 3 | 1 | 1 | 1 | 0
SCE Metro | Chevmain | 230 | Biomass | 0 | 0 | 0 | 0 | 0 | 0 | 0 | 0 | 0 | 0 | 0 | 1 | 1 | 1 | 1 | [14 empty] | 3 | 3 | 4 | 3 | 4 | 1 | 1 | 0
SDGE | Chicarita | 138 | Biomass | 0 | 0 | 0 | 0 | 0 | 0 | 0 | 0 | 0 | 0 | 0 | 1 | 1 | 1 | 1 | [14 empty] | 1 | 3 | 3 | 3 | 1 | 1 | 1 | 0
SCE Metro | Chino | 230 | Biomass | 0 | 0 | 0 | 0 | 0 | 0 | 0 | 0 | 0 | 0 | 0 | 1 | 1 | 1 | 1 | [14 empty] | 3 | 3 | 4 | 3 | 3 | 1 | 1 | 0
PG&E FRESNO | Chowchilla | 115 | Biomass | 0 | 0 | 0 | 0 | 0 | 0 | 0 | 0 | 0 | 0 | 0 | 5 | 2 | 5 | 2 | [14 empty] | 3 | 3 | 4 | 1 | 3 | 1 | 1 | 0
PG&E GBA | Christie | 60 | Biomass | 0 | 0 | 0 | 0 | 0 | 0 | 0 | 0 | 0 | 0 | 0 | 5 | 2 | 1 | 1 | [14 empty] | 1 | 3 | 3 | 3 | 3 | 1 | 1 | 0
PG&E GBA | Christie | 115 | Biomass | 0 | 0 | 0 | 0 | 0 | 0 | 0 | 0 | 0 | 0 | 0 | 5 | 2 | 1 | 1 | [14 empty] | 1 | 3 | 3 | 3 | 3 | 1 | 1 | 0
SCE Eastern | Cielo Azul | 500 | Biomass | 0 | 0 | 0 | 0 | 0 | 0 | 0 | 0 | 0 | 0 | 0 | 5 | 2 | 4 | 2 | [14 empty] | 1 | 1 | 1 | 3 | 1 | 1 | 1 | 0
PG&E GBA | Clay | 60 | Biomass | 0 | 0 | 0 | 0 | 0 | 0 | 0 | 0 | 0 | 0 | 0 | 1 | 1 | 1 | 1 | [14 empty] | 1 | 3 | 3 | 3 | 1 | 1 | 1 | 0
PG&E GBA | Clayton | 115 | Biomass | 0 | 0 | 0 | 0 | 0 | 0 | 0 | 0 | 0 | 0 | 0 | 5 | 2 | 1 | 1 | [14 empty] | 1 | 3 | 2 | 3 | 3 | 1 | 1 | 0
PG&E NGBA | Cloverdale | 115 | Biomass | 0 | 0 | 0 | 0 | 0 | 0 | 0 | 0 | 0 | 0 | 0 | 5 | 2 | 1 | 1 | [14 empty] | 1 | 1 | 1 | 1 | 1 | 1 | 5 | 1
PG&E FRESNO | Clovis | 115 | Biomass | 0 | 0 | 0 | 0 | 0 | 0 | 0 | 0 | 0 | 0 | 0 | 5 | 2 | 1 | 1 | [14 empty] | 3 | 3 | 3 | 1 | 3 | 1 | 1 | 0
PG&E GBA | Coburn | 230 | Biomass | 0 | 0 | 0 | 0 | 0 | 0 | 0 | 0 | 0 | 0 | 0 | 5 | 2 | 5 | 2 | [14 empty] | 1 | 1 | 3 | 1 | 1 | 1 | 1 | 0
PG&E GBA | Coburn | 60 | Biomass | 0 | 0 | 0 | 0 | 0 | 0 | 0 | 0 | 0 | 0 | 0 | 5 | 2 | 5 | 2 | [14 empty] | 1 | 1 | 3 | 1 | 1 | 1 | 1 | 0
PG&E NGBA | Colgate | 230 | Biomass | 0 | 0 | 0 | 0 | 0 | 0 | 0 | 0 | 0 | 0 | 0 | 5 | 2 | 1 | 1 | [14 empty] | 1 | 3 | 1 | 3 | 1 | 1 | 4 | 1
PG&E GBA | Collierville | 230 | Biomass | 0 | 0 | 0 | 0 | 0 | 0 | 0 | 0 | 0 | 0 | 0 | 1 | 1 | 1 | 1 | [14 empty] | 1 | 3 | 1 | 3 | 1 | 1 | 1 | 0
PG&E GBA | Collinsville | 230 | Biomass | 0 | 0 | 0 | 0 | 0 | 0 | 0 | 0 | 0 | 0 | 0 | 5 | 2 | 1 | 1 | [14 empty] | 1 | 3 | 3 | 3 | 4 | 1 | 1 | 0
PG&E GBA | Collinsville | 500 | Biomass | 0 | 0 | 0 | 0 | 0 | 0 | 0 | 0 | 0 | 0 | 0 | 5 | 2 | 1 | 1 | [14 empty] | 1 | 3 | 3 | 3 | 4 | 1 | 1 | 0
SCE Eastern | Colorado River | 230 | Biomass | 0 | 0 | 0 | 0 | 0 | 0 | 0 | 0 | 0 | 0 | 0 | 1 | 1 | 1 | 1 | 4 | [13 empty] | 1 | 1 | 2 | 3 | 1 | 1 | 1 | 0
SCE Eastern | Colorado River | 500 | Biomass | 0 | 0 | 0 | 0 | 0 | 0 | 0 | 0 | 0 | 0 | 0 | 1 | 1 | 1 | 1 | 2 | [13 empty] | 1 | 1 | 2 | 3 | 1 | 1 | 1 | 0
PG&E KERN | Columbus | 115 | Biomass | 0 | 0 | 0 | 0 | 0 | 0 | 0 | 0 | 0 | 0 | 0 | 5 | 2 | 5 | 2 | [14 empty] | 3 | 3 | 3 | 3 | 3 | 1 | 1 | 0
PG&E GBA | Contra Costa | 115 | Biomass | 0 | 0 | 0 | 0 | 0 | 0 | 0 | 0 | 0 | 0 | 0 | 5 | 2 | 1 | 1 | [14 empty] | 1 | 3 | 4 | 3 | 3 | 1 | 1 | 0
PG&E GBA | Contra Costa | 230 | Biomass | 0 | 0 | 0 | 0 | 0 | 0 | 0 | 0 | 0 | 0 | 0 | 5 | 2 | 1 | 1 | [14 empty] | 1 | 3 | 4 | 3 | 3 | 1 | 1 | 0
PG&E GBA | Contra Costa PP | 230 | Biomass | 0 | 0 | 0 | 0 | 0 | 0 | 0 | 0 | 0 | 0 | 0 | 5 | 2 | 1 | 1 | [14 empty] | 1 | 3 | 4 | 3 | 3 | 1 | 1 | 0
SCE NOL | Control | 115 | Biomass | 0 | 0 | 0 | 0 | 0 | 0 | 0 | 0 | 0 | 0 | 0 | 3 | 3 | 1 | 1 | [14 empty] | 1 | 1 | 1 | 3 | 1 | 1 | 1 | 0
SCE NOL | Control | 55 | Biomass | 0 | 0 | 0 | 0 | 0 | 0 | 0 | 0 | 0 | 0 | 0 | 3 | 3 | 1 | 1 | [14 empty] | 1 | 1 | 1 | 3 | 1 | 1 | 1 | 0
PG&E GBA | Cooley Landing | 115 | Biomass | 0 | 0 | 0 | 0 | 0 | 0 | 0 | 0 | 0 | 0 | 0 | 5 | 2 | 1 | 1 | [14 empty] | 1 | 3 | 3 | 3 | 4 | 1 | 1 | 0
PG&E GBA | Cooley Landing | 60 | Biomass | 0 | 0 | 0 | 0 | 0 | 0 | 0 | 0 | 0 | 0 | 0 | 1 | 1 | 1 | 1 | [14 empty] | 1 | 3 | 3 | 3 | 4 | 1 | 1 | 0
SCE NOL | Coolwater | 230 | Biomass | 0 | 0 | 0 | 0 | 0 | 0 | 0 | 0 | 0 | 0 | 0 | 3 | 3 | 1 | 1 | [14 empty] | 1 | 3 | 4 | 3 | 4 | 1 | 1 | 0
SCE NOL | Coolwater | 115 | Biomass | 0 | 0 | 0 | 0 | 0 | 0 | 0 | 0 | 0 | 0 | 0 | 3 | 3 | 1 | 1 | 3 | [13 empty] | 1 | 3 | 4 | 3 | 4 | 1 | 1 | 0
PG&E KERN | Copus | 70 | Biomass | 0 | 0 | 0 | 0 | 0 | 0 | 0 | 0 | 0 | 0 | 0 | 5 | 2 | 5 | 2 | [14 empty] | 3 | 3 | 2 | 3 | 4 | 1 | 1 | 0
PG&E FRESNO | Corcoran | 70 | Biomass | 0 | 0 | 0 | 0 | 0 | 0 | 0 | 0 | 0 | 0 | 0 | 5 | 2 | 5 | 2 | [14 empty] | 3 | 3 | 1 | 1 | 4 | 1 | 1 | 0
PG&E FRESNO | Corcoran | 115 | Biomass | 0 | 0 | 0 | 0 | 0 | 0 | 0 | 0 | 0 | 0 | 0 | 5 | 2 | 5 | 2 | [14 empty] | 3 | 3 | 1 | 1 | 4 | 1 | 1 | 0
PG&E NGBA | Corona | 115 | Biomass | 0 | 0 | 0 | 0 | 0 | 0 | 0 | 0 | 0 | 0 | 0 | 5 | 2 | 1 | 1 | [14 empty] | 1 | 3 | 2 | 1 | 1 | 1 | 1 | 0
PG&E NGBA | Cortina | 230 | Biomass | 0 | 0 | 0 | 0 | 0 | 0 | 0 | 0 | 0 | 0 | 0 | 5 | 2 | 1 | 1 | 3 | [13 empty] | 1 | 1 | 1 | 3 | 1 | 1 | 1 | 0
PG&E NGBA | Cortina | 115 | Biomass | 0 | 0 | 0 | 0 | 0 | 0 | 0 | 0 | 0 | 0 | 0 | 5 | 2 | 1 | 1 | 1 | [13 empty] | 1 | 1 | 1 | 3 | 1 | 1 | 4 | 1
PG&E GBA | Cottle | 230 | Biomass | 0 | 0 | 0 | 0 | 0 | 0 | 0 | 0 | 0 | 0 | 0 | 5 | 2 | 5 | 2 | 3 | [13 empty] | 3 | 3 | 3 | 1 | 4 | 1 | 1 | 0
PG&E NGBA | Cottonwood | 115 | Biomass | 0 | 0 | 0 | 0 | 0 | 0 | 0 | 0 | 0 | 0 | 0 | 5 | 2 | 1 | 1 | [14 empty] | 1 | 1 | 3 | 1 | 1 | 1 | 1 | 0
PG&E NGBA | Cottonwood | 230 | Biomass | 0 | 0 | 0 | 0 | 0 | 0 | 0 | 0 | 0 | 0 | 0 | 5 | 2 | 1 | 1 | [14 empty] | 1 | 1 | 3 | 1 | 1 | 1 | 1 | 0
PG&E NGBA | Cottonwood | 60 | Biomass | 0 | 0 | 0 | 0 | 0 | 0 | 0 | 0 | 0 | 0 | 0 | 5 | 2 | 1 | 1 | [14 empty] | 1 | 1 | 3 | 1 | 1 | 1 | 1 | 0
PG&E NGBA | Cove Road | 230 | Biomass | 0 | 0 | 0 | 0 | 0 | 0 | 0 | 0 | 0 | 0 | 0 | 5 | 2 | 1 | 1 | [14 empty] | 1 | 1 | 1 | 1 | 1 | 1 | 1 | 0
PG&E GBA | Coyote | 230 | Biomass | 0 | 0 | 0 | 0 | 0 | 0 | 0 | 0 | 0 | 0 | 0 | 1 | 1 | 1 | 1 | [14 empty] | 1 | 3 | 2 | 1 | 3 | 1 | 1 | 0
PG&E GBA | Crazy Horse Canyon | 115 | Biomass | 0 | 0 | 0 | 0 | 0 | 0 | 0 | 0 | 0 | 0 | 0 | 1 | 1 | 1 | 1 | [14 empty] | 1 | 1 | 2 | 1 | 1 | 1 | 1 | 0
SDGE | Creelman | 69 | Biomass | 0 | 0 | 0 | 0 | 0 | 0 | 0 | 0 | 0 | 0 | 0 | 1 | 1 | 1 | 1 | [14 empty] | 1 | 3 | 1 | 3 | 1 | 1 | 1 | 0
PG&E FRESNO | Crescent | 70 | Biomass | 0 | 0 | 0 | 0 | 0 | 0 | 0 | 0 | 0 | 0 | 0 | 5 | 2 | 5 | 2 | [14 empty] | 3 | 3 | 2 | 1 | 4 | 1 | 1 | 0
PG&E FRESNO | Cressey | 115 | Biomass | 0 | 0 | 0 | 0 | 0 | 0 | 0 | 0 | 0 | 0 | 0 | 5 | 2 | 1 | 1 | [14 empty] | 3 | 3 | 3 | 1 | 4 | 1 | 1 | 0
PG&E NGBA | Cresta | 230 | Biomass | 0 | 0 | 0 | 0 | 0 | 0 | 0 | 0 | 0 | 0 | 0 | 5 | 2 | 1 | 1 | [14 empty] | 1 | 3 | 1 | 1 | 1 | 1 | 1 | 0
SDGE | Crestwood | 69 | Biomass | 0 | 0 | 0 | 0 | 0 | 0 | 0 | 0 | 0 | 0 | 0 | 1 | 1 | 1 | 1 | [14 empty] | 1 | 3 | 1 | 3 | 1 | 1 | 1 | 0
PG&E GBA | Crow Creek | 60 | Biomass | 0 | 0 | 0 | 0 | 0 | 0 | 0 | 0 | 0 | 0 | 0 | 1 | 1 | 1 | 1 | [14 empty] | 3 | 3 | 1 | 1 | 4 | 1 | 1 | 0
PG&E GBA | Crows Landing | 60 | Biomass | 0 | 0 | 0 | 0 | 0 | 0 | 0 | 0 | 0 | 0 | 0 | 1 | 1 | 1 | 1 | [14 empty] | 3 | 3 | 1 | 1 | 4 | 1 | 1 | 0
PG&E GBA | Curtis | 115 | Biomass | 0 | 0 | 0 | 0 | 0 | 0 | 0 | 0 | 0 | 0 | 0 | 1 | 1 | 1 | 1 | [14 empty] | 1 | 3 | 1 | 3 | 1 | 1 | 1 | 0
PG&E FRESNO | Dairyland | 115 | Biomass | 0 | 0 | 0 | 0 | 0 | 0 | 0 | 0 | 0 | 0 | 0 | 5 | 2 | 1 | 1 | [14 empty] | 3 | 3 | 2 | 1 | 4 | 1 | 1 | 0
PG&E NGBA | Davis | 115 | Biomass | 0 | 0 | 0 | 0 | 0 | 0 | 0 | 0 | 0 | 0 | 0 | 5 | 2 | 1 | 1 | 3 | [13 empty] | 1 | 3 | 1 | 1 | 1 | 1 | 1 | 0
SCE Metro | Del Amo | 500 | Biomass | 0 | 0 | 0 | 0 | 0 | 0 | 0 | 0 | 0 | 0 | 0 | 1 | 1 | 1 | 1 | [14 empty] | 3 | 3 | 3 | 3 | 3 | 1 | 1 | 0
SCE Metro | Del Amo | 230 | Biomass | 0 | 0 | 0 | 0 | 0 | 0 | 0 | 0 | 0 | 0 | 0 | 1 | 1 | 1 | 1 | [14 empty] | 3 | 3 | 3 | 3 | 3 | 1 | 1 | 0
SCE Eastern | Delaney | 500 | Biomass | 0 | 0 | 0 | 0 | 0 | 0 | 0 | 0 | 0 | 0 | 0 | 5 | 2 | 4 | 2 | [14 empty] | 1 | 3 | 1 | 1 | 1 | 1 | 1 | 0
PG&E NGBA | Delevan | 230 | Biomass | 0 | 0 | 0 | 0 | 0 | 0 | 0 | 0 | 0 | 0 | 0 | 5 | 2 | 1 | 1 | 3 | [13 empty] | 1 | 1 | 4 | 3 | 1 | 1 | 1 | 0
PG&E GBA | Delta PP | 230 | Biomass | 0 | 0 | 0 | 0 | 0 | 0 | 0 | 0 | 0 | 0 | 0 | 5 | 2 | 1 | 1 | [14 empty] | 1 | 3 | 3 | 3 | 3 | 1 | 1 | 0
EOP | Desert View | 230 | Biomass | 0 | 0 | 0 | 0 | 0 | 0 | 0 | 0 | 0 | 0 | 0 | 5 | 2 | 4 | 2 | [14 empty] | 1 | 3 | 1 | 3 | 1 | 1 | 1 | 0
SCE Eastern | Devers | 230 | Biomass | 0 | 0 | 0 | 0 | 0 | 0 | 0 | 0 | 0 | 0 | 0 | 1 | 1 | 1 | 1 | 5 | [13 empty] | 1 | 3 | 4 | 3 | 1 | 1 | 1 | 0
SCE Eastern | Devers | 500 | Biomass | 0 | 0 | 0 | 0 | 0 | 0 | 0 | 0 | 0 | 0 | 0 | 1 | 1 | 1 | 1 | [14 empty] | 1 | 3 | 4 | 3 | 1 | 1 | 1 | 0
PG&E KERN | Diablo Canyon | 230 | Biomass | 0 | 0 | 0 | 0 | 0 | 0 | 0 | 0 | 0 | 0 | 0 | 5 | 2 | 1 | 1 | 3 | [13 empty] | 1 | 1 | 1 | 1 | 1 | 1 | 1 | 0
PG&E KERN | Diablo Canyon | 500 | Biomass | 0 | 0 | 0 | 0 | 0 | 0 | 0 | 0 | 0 | 0 | 0 | 5 | 2 | 4 | 2 | 5 | [13 empty] | 1 | 1 | 1 | 1 | 1 | 1 | 1 | 0
PG&E KERN | Divide | 115 | Biomass | 0 | 0 | 0 | 0 | 0 | 0 | 0 | 0 | 0 | 0 | 0 | 5 | 2 | 1 | 1 | [14 empty] | 1 | 1 | 2 | 3 | 3 | 1 | 1 | 0
PG&E GBA | Dixon Landing | 115 | Biomass | 0 | 0 | 0 | 0 | 0 | 0 | 0 | 0 | 0 | 0 | 0 | 1 | 1 | 1 | 1 | [14 empty] | 1 | 3 | 3 | 3 | 3 | 1 | 1 | 0
PG&E FRESNO | Dos Amigos | 230 | Biomass | 0 | 0 | 0 | 0 | 0 | 0 | 0 | 0 | 0 | 0 | 0 | 5 | 2 | 5 | 2 | [14 empty] | 3 | 3 | 1 | 1 | 4 | 1 | 1 | 0
PG&E NGBA | Drum | 115 | Biomass | 0 | 0 | 0 | 0 | 0 | 0 | 0 | 0 | 0 | 0 | 0 | 5 | 2 | 1 | 1 | [14 empty] | 1 | 3 | 1 | 1 | 1 | 1 | 1 | 0
PG&E GBA | Dumbarton | 115 | Biomass | 0 | 0 | 0 | 0 | 0 | 0 | 0 | 0 | 0 | 0 | 0 | 5 | 2 | 1 | 1 | [14 empty] | 1 | 3 | 2 | 3 | 3 | 1 | 1 | 0
SCE NOL | Dunn Siding | 115 | Biomass | 0 | 0 | 0 | 0 | 0 | 0 | 0 | 0 | 0 | 0 | 0 | 3 | 3 | 1 | 1 | [14 empty] | 1 | 3 | 1 | 3 | 4 | 1 | 1 | 0
SCE Eastern | Eagle Mountain | 230 | Biomass | 0 | 0 | 0 | 0 | 0 | 0 | 0 | 0 | 0 | 0 | 0 | 5 | 2 | 1 | 1 | [14 empty] | 1 | 1 | 1 | 3 | 1 | 1 | 1 | 0
PG&E NGBA | Eagle Rock (PGE) | 60 | Biomass | 0 | 0 | 0 | 0 | 0 | 0 | 0 | 0 | 0 | 0 | 0 | 5 | 2 | 1 | 1 | [14 empty] | 1 | 1 | 1 | 1 | 1 | 1 | 1 | 0
PG&E NGBA | Eagle Rock (PGE) | 115 | Biomass | 0 | 0 | 0 | 0 | 0 | 0 | 0 | 0 | 0 | 0 | 0 | 5 | 2 | 1 | 1 | 3 | [13 empty] | 1 | 1 | 1 | 1 | 1 | 1 | 1 | 0
SCE Metro | Eagle Rock (SCE) | 230 | Biomass | 0 | 0 | 0 | 0 | 0 | 0 | 0 | 0 | 0 | 0 | 0 | 1 | 1 | 1 | 1 | [14 empty] | 3 | 3 | 3 | 3 | 3 | 1 | 1 | 0
PG&E NGBA | East Marysville | 115 | Biomass | 0 | 0 | 0 | 0 | 0 | 0 | 0 | 0 | 0 | 0 | 0 | 5 | 2 | 1 | 1 | [14 empty] | 1 | 1 | 3 | 3 | 3 | 1 | 1 | 0
PG&E NGBA | East Nicolaus | 115 | Biomass | 0 | 0 | 0 | 0 | 0 | 0 | 0 | 0 | 0 | 0 | 0 | 5 | 2 | 1 | 1 | [14 empty] | 1 | 3 | 1 | 3 | 1 | 1 | 1 | 0
PG&E NGBA | East Nicolaus | 60 | Biomass | 0 | 0 | 0 | 0 | 0 | 0 | 0 | 0 | 0 | 0 | 0 | 5 | 2 | 1 | 1 | [14 empty] | 1 | 3 | 1 | 3 | 1 | 1 | 1 | 0
PG&E GBA | Eastshore | 115 | Biomass | 0 | 0 | 0 | 0 | 0 | 0 | 0 | 0 | 0 | 0 | 0 | 5 | 2 | 1 | 1 | 4 | [13 empty] | 1 | 3 | 3 | 3 | 4 | 1 | 1 | 0
PG&E GBA | Eastshore | 230 | Biomass | 0 | 0 | 0 | 0 | 0 | 0 | 0 | 0 | 0 | 0 | 0 | 5 | 2 | 1 | 1 | [14 empty] | 1 | 3 | 3 | 3 | 4 | 1 | 1 | 0
SDGE | ECO | 138 | Biomass | 0 | 0 | 0 | 0 | 0 | 0 | 0 | 0 | 0 | 0 | 0 | 1 | 1 | 1 | 1 | 3 | [13 empty] | 1 | 3 | 1 | 3 | 1 | 1 | 1 | 0
SDGE | ECO | 230 | Biomass | 0 | 0 | 0 | 0 | 0 | 0 | 0 | 0 | 0 | 0 | 0 | 1 | 1 | 1 | 1 | [14 empty] | 1 | 3 | 1 | 3 | 1 | 1 | 1 | 0
SDGE | ECO | 500 | Biomass | 0 | 0 | 0 | 0 | 0 | 0 | 0 | 0 | 0 | 0 | 0 | 1 | 1 | 1 | 1 | [14 empty] | 1 | 3 | 1 | 3 | 1 | 1 | 1 | 0
PG&E GBA | Edenvale | 115 | Biomass | 0 | 0 | 0 | 0 | 0 | 0 | 0 | 0 | 0 | 0 | 0 | 1 | 1 | 1 | 1 | [14 empty] | 1 | 3 | 3 | 1 | 3 | 1 | 1 | 0
PG&E GBA | Edes | 115 | Biomass | 0 | 0 | 0 | 0 | 0 | 0 | 0 | 0 | 0 | 0 | 0 | 5 | 2 | 1 | 1 | [14 empty] | 1 | 3 | 2 | 3 | 4 | 1 | 1 | 0
PG&E GBA | Eight Mile | 230 | Biomass | 0 | 0 | 0 | 0 | 0 | 0 | 0 | 0 | 0 | 0 | 0 | 5 | 2 | 1 | 1 | [14 empty] | 3 | 3 | 3 | 1 | 4 | 1 | 1 | 0
SDGE | El Cajon | 69 | Biomass | 0 | 0 | 0 | 0 | 0 | 0 | 0 | 0 | 0 | 0 | 0 | 1 | 1 | 1 | 1 | [14 empty] | 1 | 3 | 4 | 3 | 4 | 1 | 1 | 0
SCE Eastern | El Casco | 230 | Biomass | 0 | 0 | 0 | 0 | 0 | 0 | 0 | 0 | 0 | 0 | 0 | 1 | 1 | 1 | 1 | [14 empty] | 3 | 3 | 1 | 3 | 3 | 1 | 1 | 0
PG&E GBA | El Cerrito G | 115 | Biomass | 0 | 0 | 0 | 0 | 0 | 0 | 0 | 0 | 0 | 0 | 0 | 5 | 2 | 1 | 1 | [14 empty] | 1 | 3 | 3 | 3 | 3 | 1 | 1 | 0
PG&E NGBA | El Dorado PH | 115 | Biomass | 0 | 0 | 0 | 0 | 0 | 0 | 0 | 0 | 0 | 0 | 0 | 5 | 2 | 1 | 1 | [14 empty] | 1 | 3 | 1 | 1 | 1 | 1 | 1 | 0
PG&E FRESNO | El Nido (PGE) | 115 | Biomass | 0 | 0 | 0 | 0 | 0 | 0 | 0 | 0 | 0 | 0 | 0 | 5 | 2 | 5 | 2 | [14 empty] | 3 | 3 | 1 | 1 | 4 | 1 | 1 | 0
SCE Metro | El Nido (SCE) | 230 | Biomass | 0 | 0 | 0 | 0 | 0 | 0 | 0 | 0 | 0 | 0 | 0 | 1 | 1 | 1 | 1 | [14 empty] | 3 | 3 | 3 | 3 | 3 | 1 | 1 | 0
PG&E GBA | El Patio | 115 | Biomass | 0 | 0 | 0 | 0 | 0 | 0 | 0 | 0 | 0 | 0 | 0 | 1 | 1 | 1 | 1 | [14 empty] | 1 | 3 | 3 | 1 | 3 | 1 | 1 | 0
SCE Metro | El Segundo | 230 | Biomass | 0 | 0 | 0 | 0 | 0 | 0 | 0 | 0 | 0 | 0 | 0 | 1 | 1 | 1 | 1 | [14 empty] | 3 | 3 | 4 | 3 | 4 | 1 | 1 | 0
EOP | Eldorado | 230 | Biomass | 0 | 0 | 0 | 0 | 0 | 0 | 0 | 0 | 0 | 0 | 0 | 5 | 2 | 4 | 2 | 4 | [13 empty] | 1 | 1 | 3 | 3 | 1 | 1 | 1 | 0
EOP | Eldorado | 500 | Biomass | 0 | 0 | 0 | 0 | 0 | 0 | 0 | 0 | 0 | 0 | 0 | 5 | 2 | 4 | 2 | 5 | [13 empty] | 1 | 1 | 3 | 3 | 1 | 1 | 1 | 0
SCE Northern | Elizabeth Lake | 66 | Biomass | 0 | 0 | 0 | 0 | 0 | 0 | 0 | 0 | 0 | 0 | 0 | 5 | 2 | 4 | 2 | [14 empty] | 3 | 3 | 3 | 3 | 1 | 1 | 1 | 0
PG&E KERN | Elk Hills | 230 | Biomass | 0 | 0 | 0 | 0 | 0 | 0 | 0 | 0 | 0 | 0 | 0 | 5 | 2 | 5 | 2 | [14 empty] | 3 | 3 | 2 | 3 | 4 | 1 | 1 | 0
SDGE | Elliot | 69 | Biomass | 0 | 0 | 0 | 0 | 0 | 0 | 0 | 0 | 0 | 0 | 0 | 1 | 1 | 1 | 1 | [14 empty] | 1 | 3 | 3 | 3 | 3 | 1 | 1 | 0
SCE Metro | Ellis | 230 | Biomass | 0 | 0 | 0 | 0 | 0 | 0 | 0 | 0 | 0 | 0 | 0 | 1 | 1 | 1 | 1 | [14 empty] | 3 | 3 | 3 | 3 | 3 | 1 | 1 | 0
SDGE | Encina | 138 | Biomass | 0 | 0 | 0 | 0 | 0 | 0 | 0 | 0 | 0 | 0 | 0 | 1 | 1 | 1 | 1 | 3 | [13 empty] | 1 | 3 | 4 | 3 | 1 | 1 | 1 | 0
SDGE | Encina | 230 | Biomass | 0 | 0 | 0 | 0 | 0 | 0 | 0 | 0 | 0 | 0 | 0 | 1 | 1 | 1 | 1 | [14 empty] | 1 | 3 | 4 | 3 | 1 | 1 | 1 | 0
SDGE | Escondido | 230 | Biomass | 0 | 0 | 0 | 0 | 0 | 0 | 0 | 0 | 0 | 0 | 0 | 1 | 1 | 1 | 1 | [14 empty] | 1 | 3 | 4 | 3 | 1 | 1 | 1 | 0
SDGE | Escondido | 69 | Biomass | 0 | 0 | 0 | 0 | 0 | 0 | 0 | 0 | 0 | 0 | 0 | 1 | 1 | 1 | 1 | [14 empty] | 1 | 3 | 4 | 3 | 1 | 1 | 1 | 0
PG&E KERN | Estrella | 230 | Biomass | 0 | 0 | 0 | 0 | 0 | 0 | 0 | 0 | 0 | 0 | 0 | 5 | 2 | 1 | 1 | [14 empty] | 1 | 1 | 1 | 1 | 1 | 1 | 1 | 0
SCE Eastern | Etiwanda | 230 | Biomass | 0 | 0 | 0 | 0 | 0 | 0 | 0 | 0 | 0 | 0 | 0 | 1 | 1 | 1 | 1 | 5 | [13 empty] | 3 | 3 | 4 | 3 | 4 | 1 | 1 | 0
PG&E GBA | Evergreen | 115 | Biomass | 0 | 0 | 0 | 0 | 0 | 0 | 0 | 0 | 0 | 0 | 0 | 1 | 1 | 1 | 1 | [14 empty] | 1 | 3 | 3 | 1 | 3 | 1 | 1 | 0
PG&E GBA | Evergreen | 60 | Biomass | 0 | 0 | 0 | 0 | 0 | 0 | 0 | 0 | 0 | 0 | 0 | 1 | 1 | 1 | 1 | [14 empty] | 1 | 3 | 3 | 1 | 3 | 1 | 1 | 0
PG&E FRESNO | Excelsior | 115 | Biomass | 0 | 0 | 0 | 0 | 0 | 0 | 0 | 0 | 0 | 0 | 0 | 5 | 2 | 5 | 2 | 1 | [13 empty] | 3 | 3 | 1 | 1 | 4 | 1 | 1 | 0
PG&E FRESNO | Exchequer | 115 | Biomass | 0 | 0 | 0 | 0 | 0 | 0 | 0 | 0 | 0 | 0 | 0 | 5 | 2 | 5 | 2 | [14 empty] | 1 | 3 | 1 | 3 | 3 | 1 | 5 | 1
PG&E KERN | Fairway | 115 | Biomass | 0 | 0 | 0 | 0 | 0 | 0 | 0 | 0 | 0 | 0 | 0 | 5 | 2 | 1 | 1 | [14 empty] | 1 | 1 | 3 | 3 | 3 | 1 | 1 | 0
PG&E KERN | Famoso | 115 | Biomass | 0 | 0 | 0 | 0 | 0 | 0 | 0 | 0 | 0 | 0 | 0 | 5 | 2 | 1 | 1 | [14 empty] | 3 | 3 | 2 | 3 | 4 | 1 | 1 | 0
PG&E NGBA | Fern Road | 500 | Biomass | 0 | 0 | 0 | 0 | 0 | 0 | 0 | 0 | 0 | 0 | 0 | 5 | 2 | 1 | 1 | [14 empty] | 1 | 1 | 1 | 1 | 1 | 1 | 1 | 0
PG&E GBA | Fibreboard (SPI Sonora) | 115 | Biomass | 0 | 0 | 0 | 0 | 0 | 0 | 0 | 0 | 0 | 0 | 0 | 1 | 1 | 1 | 1 | [14 empty] | 1 | 3 | 4 | 3 | 3 | 1 | 1 | 0
PG&E FRESNO | Figarden | 230 | Biomass | 0 | 0 | 0 | 0 | 0 | 0 | 0 | 0 | 0 | 0 | 0 | 5 | 2 | 1 | 1 | [14 empty] | 3 | 3 | 2 | 1 | 3 | 1 | 1 | 0
PG&E FRESNO | Fink | 230 | Biomass | 0 | 0 | 0 | 0 | 0 | 0 | 0 | 0 | 0 | 0 | 0 | 1 | 1 | 1 | 1 | [14 empty] | 3 | 3 | 1 | 1 | 4 | 1 | 1 | 0
PG&E NGBA | Fitch Mountain | 60 | Biomass | 0 | 0 | 0 | 0 | 0 | 0 | 0 | 0 | 0 | 0 | 0 | 5 | 2 | 1 | 1 | [14 empty] | 1 | 1 | 1 | 1 | 1 | 1 | 1 | 0
PG&E GBA | FMC | 115 | Biomass | 0 | 0 | 0 | 0 | 0 | 0 | 0 | 0 | 0 | 0 | 0 | 1 | 1 | 1 | 1 | [14 empty] | 1 | 3 | 4 | 1 | 3 | 1 | 1 | 0
PG&E GBA | Fremont | 115 | Biomass | 0 | 0 | 0 | 0 | 0 | 0 | 0 | 0 | 0 | 0 | 0 | 1 | 1 | 1 | 1 | [14 empty] | 1 | 3 | 2 | 3 | 3 | 1 | 1 | 0
PG&E GBA | French Camp | 60 | Biomass | 0 | 0 | 0 | 0 | 0 | 0 | 0 | 0 | 0 | 0 | 0 | 1 | 1 | 1 | 1 | [14 empty] | 3 | 3 | 3 | 1 | 4 | 1 | 1 | 0
PG&E GBA | Frogtown | 115 | Biomass | 0 | 0 | 0 | 0 | 0 | 0 | 0 | 0 | 0 | 0 | 0 | 1 | 1 | 1 | 1 | [14 empty] | 1 | 3 | 1 | 3 | 1 | 1 | 1 | 0
PG&E NGBA | Fulton | 115 | Biomass | 0 | 0 | 0 | 0 | 0 | 0 | 0 | 0 | 0 | 0 | 0 | 5 | 2 | 1 | 1 | 1 | [13 empty] | 1 | 3 | 3 | 1 | 3 | 1 | 1 | 0
PG&E NGBA | Fulton | 230 | Biomass | 0 | 0 | 0 | 0 | 0 | 0 | 0 | 0 | 0 | 0 | 0 | 5 | 2 | 1 | 1 | [14 empty] | 1 | 3 | 3 | 1 | 3 | 1 | 1 | 0
PG&E NGBA | Fulton | 60 | Biomass | 0 | 0 | 0 | 0 | 0 | 0 | 0 | 0 | 0 | 0 | 0 | 5 | 2 | 1 | 1 | [14 empty] | 1 | 3 | 3 | 1 | 3 | 1 | 1 | 0
PG&E KERN | Ganso | 115 | Biomass | 0 | 0 | 0 | 0 | 0 | 0 | 0 | 0 | 0 | 0 | 0 | 5 | 2 | 5 | 2 | [14 empty] | 3 | 3 | 2 | 3 | 4 | 1 | 4 | 1
PG&E FRESNO | Gates | 230 | Biomass | 0 | 0 | 0 | 0 | 0 | 0 | 0 | 0 | 0 | 0 | 0 | 5 | 2 | 5 | 2 | 4 | [13 empty] | 3 | 3 | 3 | 1 | 4 | 1 | 1 | 0
PG&E FRESNO | Gates | 500 | Biomass | 0 | 0 | 0 | 0 | 0 | 0 | 0 | 0 | 0 | 0 | 0 | 5 | 2 | 5 | 2 | 5 | [13 empty] | 3 | 3 | 3 | 1 | 4 | 1 | 1 | 0
PG&E NGBA | Geysers 12 | 230 | Biomass | 0 | 0 | 0 | 0 | 0 | 0 | 0 | 0 | 0 | 0 | 0 | 5 | 2 | 1 | 1 | [14 empty] | 1 | 1 | 1 | 1 | 1 | 1 | 1 | 0
PG&E NGBA | Geysers 17 | 230 | Biomass | 0 | 0 | 0 | 0 | 0 | 0 | 0 | 0 | 0 | 0 | 0 | 5 | 2 | 1 | 1 | [14 empty] | 1 | 1 | 1 | 1 | 1 | 1 | 1 | 0
PG&E NGBA | Geysers 3 | 115 | Biomass | 0 | 0 | 0 | 0 | 0 | 0 | 0 | 0 | 0 | 0 | 0 | 5 | 2 | 1 | 1 | [14 empty] | 1 | 1 | 1 | 1 | 1 | 1 | 1 | 0
PG&E NGBA | Glenn | 230 | Biomass | 0 | 0 | 0 | 0 | 0 | 0 | 0 | 0 | 0 | 0 | 0 | 5 | 2 | 1 | 1 | 3 | [13 empty] | 1 | 1 | 1 | 3 | 1 | 1 | 1 | 0
PG&E NGBA | Glenn | 60 | Biomass | 0 | 0 | 0 | 0 | 0 | 0 | 0 | 0 | 0 | 0 | 0 | 5 | 2 | 1 | 1 | [14 empty] | 1 | 1 | 1 | 3 | 1 | 1 | 1 | 0
PG&E NGBA | Gold Hill | 115 | Biomass | 0 | 0 | 0 | 0 | 0 | 0 | 0 | 0 | 0 | 0 | 0 | 5 | 2 | 1 | 1 | [14 empty] | 1 | 3 | 1 | 1 | 1 | 1 | 1 | 0
PG&E NGBA | Gold Hill | 230 | Biomass | 0 | 0 | 0 | 0 | 0 | 0 | 0 | 0 | 0 | 0 | 0 | 5 | 2 | 1 | 1 | [14 empty] | 1 | 3 | 1 | 1 | 1 | 1 | 1 | 0
SCE Northern | Goleta | 230 | Biomass | 0 | 0 | 0 | 0 | 0 | 0 | 0 | 0 | 0 | 0 | 0 | 5 | 2 | 4 | 2 | [14 empty] | 1 | 1 | 3 | 3 | 3 | 1 | 1 | 0
SCE Metro | Goodrich | 230 | Biomass | 0 | 0 | 0 | 0 | 0 | 0 | 0 | 0 | 0 | 0 | 0 | 1 | 1 | 1 | 1 | [14 empty] | 3 | 3 | 3 | 3 | 3 | 1 | 1 | 0
PG&E KERN | Goose Lake | 115 | Biomass | 0 | 0 | 0 | 0 | 0 | 0 | 0 | 0 | 0 | 0 | 0 | 5 | 2 | 1 | 1 | [14 empty] | 3 | 3 | 3 | 3 | 4 | 1 | 4 | 1
SCE Metro | Gould | 230 | Biomass | 0 | 0 | 0 | 0 | 0 | 0 | 0 | 0 | 0 | 0 | 0 | 1 | 1 | 1 | 1 | [14 empty] | 3 | 3 | 2 | 3 | 3 | 1 | 1 | 0
PG&E NGBA | Grand Island | 115 | Biomass | 0 | 0 | 0 | 0 | 0 | 0 | 0 | 0 | 0 | 0 | 0 | 5 | 2 | 1 | 1 | [14 empty] | 1 | 3 | 1 | 1 | 3 | 1 | 1 | 0
SDGE | Granite | 69 | Biomass | 0 | 0 | 0 | 0 | 0 | 0 | 0 | 0 | 0 | 0 | 0 | 1 | 1 | 1 | 1 | [14 empty] | 1 | 3 | 3 | 1 | 3 | 1 | 1 | 0
PG&E GBA | Grant | 115 | Biomass | 0 | 0 | 0 | 0 | 0 | 0 | 0 | 0 | 0 | 0 | 0 | 5 | 2 | 1 | 1 | [14 empty] | 1 | 3 | 3 | 3 | 3 | 1 | 1 | 0
PG&E GBA | Green Valley | 115 | Biomass | 0 | 0 | 0 | 0 | 0 | 0 | 0 | 0 | 0 | 0 | 0 | 1 | 1 | 1 | 1 | 1 | [13 empty] | 1 | 1 | 3 | 1 | 3 | 1 | 5 | 1
PG&E NGBA | Greenleaf 1 | 115 | Biomass | 0 | 0 | 0 | 0 | 0 | 0 | 0 | 0 | 0 | 0 | 0 | 5 | 2 | 1 | 1 | [14 empty] | 1 | 1 | 4 | 3 | 1 | 1 | 1 | 0
PG&E FRESNO | Gregg | 230 | Biomass | 0 | 0 | 0 | 0 | 0 | 0 | 0 | 0 | 0 | 0 | 0 | 5 | 2 | 5 | 2 | [14 empty] | 3 | 3 | 2 | 1 | 4 | 1 | 1 | 0
PG&E FRESNO | Grimmway-Malaga | 115 | Biomass | 0 | 0 | 0 | 0 | 0 | 0 | 0 | 0 | 0 | 0 | 0 | 5 | 2 | 5 | 2 | [14 empty] | 3 | 3 | 3 | 3 | 4 | 1 | 1 | 0
PG&E NGBA | Grizzly | 230 | Biomass | 0 | 0 | 0 | 0 | 0 | 0 | 0 | 0 | 0 | 0 | 0 | 5 | 2 | 1 | 1 | [14 empty] | 1 | 1 | 1 | 3 | 1 | 1 | 1 | 0
PG&E FRESNO | Guernsey | 70 | Biomass | 0 | 0 | 0 | 0 | 0 | 0 | 0 | 0 | 0 | 0 | 0 | 5 | 2 | 5 | 2 | [14 empty] | 3 | 3 | 3 | 1 | 4 | 1 | 1 | 0
PG&E FRESNO | GWF Hanford | 115 | Biomass | 0 | 0 | 0 | 0 | 0 | 0 | 0 | 0 | 0 | 0 | 0 | 5 | 2 | 5 | 2 | [14 empty] | 1 | 3 | 4 | 3 | 4 | 1 | 1 | 0
PG&E FRESNO | Haas | 230 | Biomass | 0 | 0 | 0 | 0 | 0 | 0 | 0 | 0 | 0 | 0 | 0 | 5 | 2 | 5 | 2 | [14 empty] | 3 | 3 | 1 | 1 | 1 | 1 | 1 | 0
PG&E FRESNO | Hammonds | 115 | Biomass | 0 | 0 | 0 | 0 | 0 | 0 | 0 | 0 | 0 | 0 | 0 | 5 | 2 | 1 | 1 | [14 empty] | 3 | 3 | 3 | 1 | 4 | 1 | 1 | 0
SCE Metro | HarborGen | 230 | Biomass | 0 | 0 | 0 | 0 | 0 | 0 | 0 | 0 | 0 | 0 | 0 | 1 | 1 | 1 | 1 | [14 empty] | 3 | 3 | 4 | 3 | 4 | 1 | 1 | 0
PG&E NGBA | Harris | 60 | Biomass | 0 | 0 | 0 | 0 | 0 | 0 | 0 | 0 | 0 | 0 | 0 | 5 | 2 | 1 | 1 | [14 empty] | 1 | 1 | 3 | 1 | 1 | 1 | 1 | 0
EOP | Harry Allen | 500 | Biomass | 0 | 0 | 0 | 0 | 0 | 0 | 0 | 0 | 0 | 0 | 0 | 5 | 2 | 4 | 2 | [14 empty] | 1 | 1 | 1 | 3 | 1 | 1 | 1 | 0
PG&E NGBA | Hartley | 60 | Biomass | 0 | 0 | 0 | 0 | 0 | 0 | 0 | 0 | 0 | 0 | 0 | 5 | 2 | 1 | 1 | [14 empty] | 1 | 1 | 1 | 1 | 1 | 1 | 1 | 0
SCE NOL | Harvard | 115 | Biomass | 0 | 0 | 0 | 0 | 0 | 0 | 0 | 0 | 0 | 0 | 0 | 3 | 3 | 1 | 1 | [14 empty] | 1 | 3 | 1 | 3 | 4 | 1 | 1 | 0
SDGE | Hassayampa | 500 | Biomass | 0 | 0 | 0 | 0 | 0 | 0 | 0 | 0 | 0 | 0 | 0 | 5 | 2 | 4 | 2 | [14 empty] | 1 | 3 | 1 | 1 | 1 | 1 | 1 | 0
PG&E FRESNO | Helm | 230 | Biomass | 0 | 0 | 0 | 0 | 0 | 0 | 0 | 0 | 0 | 0 | 0 | 5 | 2 | 5 | 2 | 3 | [13 empty] | 3 | 3 | 3 | 1 | 4 | 1 | 1 | 0
PG&E FRESNO | Helm | 70 | Biomass | 0 | 0 | 0 | 0 | 0 | 0 | 0 | 0 | 0 | 0 | 0 | 5 | 2 | 1 | 1 | [14 empty] | 3 | 3 | 3 | 1 | 4 | 1 | 1 | 0
PG&E FRESNO | Henrietta | 115 | Biomass | 0 | 0 | 0 | 0 | 0 | 0 | 0 | 0 | 0 | 0 | 0 | 5 | 2 | 1 | 1 | 3 | [13 empty] | 3 | 3 | 4 | 1 | 4 | 1 | 1 | 0
PG&E FRESNO | Henrietta | 230 | Biomass | 0 | 0 | 0 | 0 | 0 | 0 | 0 | 0 | 0 | 0 | 0 | 5 | 2 | 1 | 1 | 3 | [13 empty] | 3 | 3 | 4 | 1 | 4 | 1 | 1 | 0
PG&E FRESNO | Henrietta | 70 | Biomass | 0 | 0 | 0 | 0 | 0 | 0 | 0 | 0 | 0 | 0 | 0 | 5 | 2 | 5 | 2 | [14 empty] | 3 | 3 | 4 | 1 | 4 | 1 | 1 | 0
PG&E FRESNO | Herndon | 115 | Biomass | 0 | 0 | 0 | 0 | 0 | 0 | 0 | 0 | 0 | 0 | 0 | 5 | 2 | 1 | 1 | [14 empty] | 3 | 3 | 2 | 1 | 4 | 1 | 1 | 0
PG&E FRESNO | Herndon | 230 | Biomass | 0 | 0 | 0 | 0 | 0 | 0 | 0 | 0 | 0 | 0 | 0 | 5 | 2 | 1 | 1 | [14 empty] | 3 | 3 | 2 | 1 | 4 | 1 | 1 | 0
PG&E GBA | Hicks | 230 | Biomass | 0 | 0 | 0 | 0 | 0 | 0 | 0 | 0 | 0 | 0 | 0 | 1 | 1 | 1 | 1 | [14 empty] | 1 | 3 | 2 | 1 | 3 | 1 | 1 | 0
PG&E NGBA | Higgins | 115 | Biomass | 0 | 0 | 0 | 0 | 0 | 0 | 0 | 0 | 0 | 0 | 0 | 5 | 2 | 1 | 1 | [14 empty] | 1 | 3 | 1 | 3 | 1 | 1 | 1 | 0
PG&E NGBA | Hilltop | 345 | Biomass | 0 | 0 | 0 | 0 | 0 | 0 | 0 | 0 | 0 | 0 | 0 | 5 | 2 | 1 | 1 | [14 empty] | 1 | 1 | 1 | 3 | 1 | 1 | 1 | 0
SCE Metro | Hinson | 230 | Biomass | 0 | 0 | 0 | 0 | 0 | 0 | 0 | 0 | 0 | 0 | 0 | 1 | 1 | 1 | 1 | [14 empty] | 3 | 3 | 3 | 3 | 4 | 1 | 4 | 1
PG&E GBA | Hollister | 115 | Biomass | 0 | 0 | 0 | 0 | 0 | 0 | 0 | 0 | 0 | 0 | 0 | 1 | 1 | 1 | 1 | 3 | [13 empty] | 1 | 1 | 1 | 1 | 1 | 1 | 1 | 0
PG&E NGBA | Homestake | 115 | Biomass | 0 | 0 | 0 | 0 | 0 | 0 | 0 | 0 | 0 | 0 | 0 | 5 | 2 | 1 | 1 | [14 empty] | 1 | 3 | 1 | 1 | 1 | 1 | 1 | 0
PG&E NGBA | Honcut | 115 | Biomass | 0 | 0 | 0 | 0 | 0 | 0 | 0 | 0 | 0 | 0 | 0 | 5 | 2 | 1 | 1 | [14 empty] | 1 | 3 | 1 | 1 | 1 | 1 | 1 | 0
SDGE | Hoodoo Wash | 500 | Biomass | 0 | 0 | 0 | 0 | 0 | 0 | 0 | 0 | 0 | 0 | 0 | 5 | 2 | 4 | 2 | [14 empty] | 1 | 1 | 1 | 1 | 1 | 1 | 1 | 0
PG&E NGBA | Hopland | 115 | Biomass | 0 | 0 | 0 | 0 | 0 | 0 | 0 | 0 | 0 | 0 | 0 | 5 | 2 | 1 | 1 | [14 empty] | 1 | 1 | 1 | 1 | 1 | 1 | 1 | 0
PG&E NGBA | Hopland | 60 | Biomass | 0 | 0 | 0 | 0 | 0 | 0 | 0 | 0 | 0 | 0 | 0 | 5 | 2 | 1 | 1 | [14 empty] | 1 | 1 | 1 | 1 | 1 | 1 | 1 | 0
PG&E NGBA | Humboldt | 115 | Biomass | 0 | 0 | 0 | 0 | 0 | 0 | 0 | 0 | 0 | 0 | 0 | 5 | 2 | 1 | 1 | 3 | [13 empty] | 1 | 1 | 2 | 1 | 1 | 1 | 4 | 1
PG&E NGBA | Humboldt | 60 | Biomass | 0 | 0 | 0 | 0 | 0 | 0 | 0 | 0 | 0 | 0 | 0 | 5 | 2 | 1 | 1 | [14 empty] | 1 | 1 | 2 | 1 | 1 | 1 | 1 | 0
PG&E NGBA | Humboldt | 500 | Biomass | 0 | 0 | 0 | 0 | 0 | 0 | 0 | 0 | 0 | 0 | 0 | 5 | 2 | 1 | 1 | [14 empty] | 1 | 1 | 2 | 1 | 1 | 1 | 1 | 0
SCE Metro | Huntington Beach | 230 | Biomass | 0 | 0 | 0 | 0 | 0 | 0 | 0 | 0 | 0 | 0 | 0 | 1 | 1 | 1 | 1 | [14 empty] | 3 | 3 | 4 | 3 | 3 | 1 | 1 | 0
PG&E NGBA | Ignacio | 115 | Biomass | 0 | 0 | 0 | 0 | 0 | 0 | 0 | 0 | 0 | 0 | 0 | 5 | 2 | 1 | 1 | 3 | [13 empty] | 1 | 3 | 1 | 3 | 1 | 1 | 5 | 1
PG&E NGBA | Ignacio | 230 | Biomass | 0 | 0 | 0 | 0 | 0 | 0 | 0 | 0 | 0 | 0 | 0 | 5 | 2 | 1 | 1 | 3 | [13 empty] | 1 | 3 | 1 | 3 | 1 | 1 | 1 | 0
PG&E NGBA | Ignacio | 60 | Biomass | 0 | 0 | 0 | 0 | 0 | 0 | 0 | 0 | 0 | 0 | 0 | 5 | 2 | 1 | 1 | 3 | [13 empty] | 1 | 3 | 1 | 3 | 1 | 1 | 1 | 0
SDGE | Imperial Beach | 69 | Biomass | 0 | 0 | 0 | 0 | 0 | 0 | 0 | 0 | 0 | 0 | 0 | 1 | 1 | 1 | 1 | [14 empty] | 1 | 3 | 3 | 3 | 3 | 1 | 1 | 0
SDGE | Imperial Valley | 230 | Biomass | 0 | 0 | 0 | 0 | 0 | 0 | 0 | 0 | 0 | 0 | 0 | 1 | 1 | 1 | 1 | 4 | [13 empty] | 3 | 3 | 3 | 1 | 4 | 1 | 1 | 0
SDGE | Imperial Valley | 500 | Biomass | 0 | 0 | 0 | 0 | 0 | 0 | 0 | 0 | 0 | 0 | 0 | 1 | 1 | 1 | 1 | 5 | [13 empty] | 3 | 3 | 3 | 1 | 4 | 1 | 1 | 0
EOP | Innovation | 138 | Biomass | 0 | 0 | 0 | 0 | 0 | 0 | 0 | 0 | 0 | 0 | 0 | 5 | 2 | 4 | 2 | [14 empty] | 1 | 1 | 1 | 3 | 1 | 1 | 1 | 0
EOP | Innovation | 230 | Biomass | 0 | 0 | 0 | 0 | 0 | 0 | 0 | 0 | 0 | 0 | 0 | 5 | 2 | 4 | 2 | [14 empty] | 1 | 1 | 1 | 3 | 1 | 1 | 1 | 0
SCE NOL | Inyokern | 115 | Biomass | 0 | 0 | 0 | 0 | 0 | 0 | 0 | 0 | 0 | 0 | 0 | 3 | 3 | 1 | 1 | [14 empty] | 1 | 1 | 1 | 3 | 1 | 1 | 5 | 1
EOP | IS Tap | 138 | Biomass | 0 | 0 | 0 | 0 | 0 | 0 | 0 | 0 | 0 | 0 | 0 | 5 | 2 | 4 | 2 | [14 empty] | 1 | 1 | 1 | 3 | 1 | 1 | 1 | 0
EOP | Ivanpah | 115 | Biomass | 0 | 0 | 0 | 0 | 0 | 0 | 0 | 0 | 0 | 0 | 0 | 5 | 2 | 4 | 2 | [14 empty] | 1 | 1 | 1 | 3 | 4 | 1 | 1 | 0
EOP | Ivanpah | 230 | Biomass | 0 | 0 | 0 | 0 | 0 | 0 | 0 | 0 | 0 | 0 | 0 | 5 | 2 | 4 | 2 | [14 empty] | 1 | 1 | 1 | 3 | 4 | 1 | 1 | 0
EOP | Jackass (DOE) | 138 | Biomass | 0 | 0 | 0 | 0 | 0 | 0 | 0 | 0 | 0 | 0 | 0 | 5 | 2 | 4 | 2 | [14 empty] | 1 | 1 | 1 | 3 | 1 | 1 | 1 | 0
PG&E NGBA | James B Black | 230 | Biomass | 0 | 0 | 0 | 0 | 0 | 0 | 0 | 0 | 0 | 0 | 0 | 5 | 2 | 1 | 1 | [14 empty] | 1 | 1 | 1 | 1 | 1 | 1 | 1 | 0
PG&E GBA | Jefferson | 230 | Biomass | 0 | 0 | 0 | 0 | 0 | 0 | 0 | 0 | 0 | 0 | 0 | 1 | 1 | 1 | 1 | [14 empty] | 1 | 3 | 2 | 3 | 3 | 1 | 1 | 0
PG&E NGBA | Jessup | 115 | Biomass | 0 | 0 | 0 | 0 | 0 | 0 | 0 | 0 | 0 | 0 | 0 | 5 | 2 | 1 | 1 | [14 empty] | 1 | 1 | 3 | 1 | 1 | 1 | 4 | 1
SCE Metro | Johanna | 230 | Biomass | 0 | 0 | 0 | 0 | 0 | 0 | 0 | 0 | 0 | 0 | 0 | 1 | 1 | 1 | 1 | [14 empty] | 3 | 3 | 3 | 3 | 4 | 1 | 1 | 0
SCE Eastern | Julian Hinds | 230 | Biomass | 0 | 0 | 0 | 0 | 0 | 0 | 0 | 0 | 0 | 0 | 0 | 5 | 2 | 1 | 1 | [14 empty] | 1 | 3 | 1 | 3 | 1 | 1 | 1 | 0
PG&E GBA | Kasson | 115 | Biomass | 0 | 0 | 0 | 0 | 0 | 0 | 0 | 0 | 0 | 0 | 0 | 1 | 1 | 1 | 1 | [14 empty] | 3 | 3 | 2 | 1 | 4 | 1 | 1 | 0
PG&E GBA | Kasson | 60 | Biomass | 0 | 0 | 0 | 0 | 0 | 0 | 0 | 0 | 0 | 0 | 0 | 1 | 1 | 1 | 1 | [14 empty] | 3 | 3 | 2 | 1 | 4 | 1 | 1 | 0
PG&E FRESNO | Kearney | 230 | Biomass | 0 | 0 | 0 | 0 | 0 | 0 | 0 | 0 | 0 | 0 | 0 | 5 | 2 | 5 | 2 | [14 empty] | 3 | 3 | 2 | 1 | 4 | 1 | 1 | 0
PG&E FRESNO | Kearney | 70 | Biomass | 0 | 0 | 0 | 0 | 0 | 0 | 0 | 0 | 0 | 0 | 0 | 5 | 2 | 5 | 2 | [14 empty] | 3 | 3 | 2 | 1 | 4 | 1 | 1 | 0
PG&E GBA | Kelso | 230 | Biomass | 0 | 0 | 0 | 0 | 0 | 0 | 0 | 0 | 0 | 0 | 0 | 5 | 2 | 1 | 1 | [14 empty] | 1 | 3 | 4 | 3 | 3 | 1 | 1 | 0
PG&E FRESNO | Kerchoff 1 | 115 | Biomass | 0 | 0 | 0 | 0 | 0 | 0 | 0 | 0 | 0 | 0 | 0 | 5 | 2 | 5 | 2 | [14 empty] | 3 | 3 | 1 | 1 | 1 | 1 | 5 | 1
PG&E KERN | Kern Oil | 115 | Biomass | 0 | 0 | 0 | 0 | 0 | 0 | 0 | 0 | 0 | 0 | 0 | 5 | 2 | 5 | 2 | [14 empty] | 3 | 3 | 4 | 3 | 4 | 1 | 1 | 0
PG&E KERN | Kern PP | 115 | Biomass | 0 | 0 | 0 | 0 | 0 | 0 | 0 | 0 | 0 | 0 | 0 | 5 | 2 | 5 | 2 | [14 empty] | 3 | 3 | 3 | 3 | 3 | 1 | 1 | 0
PG&E KERN | Kern PP | 230 | Biomass | 0 | 0 | 0 | 0 | 0 | 0 | 0 | 0 | 0 | 0 | 0 | 5 | 2 | 5 | 2 | [14 empty] | 3 | 3 | 3 | 3 | 3 | 1 | 1 | 0
PG&E KERN | Kern PP | 70 | Biomass | 0 | 0 | 0 | 0 | 0 | 0 | 0 | 0 | 0 | 0 | 0 | 5 | 2 | 1 | 1 | [14 empty] | 3 | 3 | 3 | 3 | 3 | 1 | 1 | 0
PG&E KERN | Kernridge | 115 | Biomass | 0 | 0 | 0 | 0 | 0 | 0 | 0 | 0 | 0 | 0 | 0 | 5 | 2 | 5 | 2 | [14 empty] | 3 | 3 | 4 | 3 | 4 | 1 | 1 | 0
PG&E FRESNO | Kingsburg | 115 | Biomass | 0 | 0 | 0 | 0 | 0 | 0 | 0 | 0 | 0 | 0 | 0 | 5 | 2 | 5 | 2 | [14 empty] | 3 | 3 | 3 | 1 | 4 | 1 | 1 | 0
PG&E GBA | Kirker | 115 | Biomass | 0 | 0 | 0 | 0 | 0 | 0 | 0 | 0 | 0 | 0 | 0 | 5 | 2 | 1 | 1 | [14 empty] | 1 | 3 | 3 | 3 | 4 | 1 | 1 | 0
PG&E NGBA | Knights Landing | 115 | Biomass | 0 | 0 | 0 | 0 | 0 | 0 | 0 | 0 | 0 | 0 | 0 | 5 | 2 | 1 | 1 | [14 empty] | 1 | 3 | 1 | 1 | 1 | 1 | 1 | 0
PG&E NGBA | Konocti | 60 | Biomass | 0 | 0 | 0 | 0 | 0 | 0 | 0 | 0 | 0 | 0 | 0 | 5 | 2 | 1 | 1 | [14 empty] | 1 | 1 | 1 | 1 | 1 | 1 | 5 | 1
SCE NOL | Kramer | 115 | Biomass | 0 | 0 | 0 | 0 | 0 | 0 | 0 | 0 | 0 | 0 | 0 | 3 | 3 | 1 | 1 | 3 | [13 empty] | 1 | 3 | 2 | 3 | 1 | 1 | 1 | 0
SCE NOL | Kramer | 230 | Biomass | 0 | 0 | 0 | 0 | 0 | 0 | 0 | 0 | 0 | 0 | 0 | 3 | 3 | 1 | 1 | 4 | [13 empty] | 1 | 3 | 2 | 3 | 1 | 1 | 1 | 0
SCE Metro | La Cienega | 230 | Biomass | 0 | 0 | 0 | 0 | 0 | 0 | 0 | 0 | 0 | 0 | 0 | 1 | 1 | 1 | 1 | [14 empty] | 3 | 3 | 3 | 3 | 3 | 1 | 1 | 0
SCE Metro | La Fresa | 230 | Biomass | 0 | 0 | 0 | 0 | 0 | 0 | 0 | 0 | 0 | 0 | 0 | 1 | 1 | 1 | 1 | [14 empty] | 3 | 3 | 3 | 3 | 3 | 1 | 1 | 0
SCE Metro | Laguna Bell | 230 | Biomass | 0 | 0 | 0 | 0 | 0 | 0 | 0 | 0 | 0 | 0 | 0 | 1 | 1 | 1 | 1 | 5 | [13 empty] | 3 | 3 | 4 | 3 | 4 | 1 | 1 | 0
PG&E KERN | Lakeview | 70 | Biomass | 0 | 0 | 0 | 0 | 0 | 0 | 0 | 0 | 0 | 0 | 0 | 5 | 2 | 5 | 2 | [14 empty] | 3 | 3 | 1 | 3 | 4 | 1 | 1 | 0
PG&E NGBA | Lakeville | 230 | Biomass | 0 | 0 | 0 | 0 | 0 | 0 | 0 | 0 | 0 | 0 | 0 | 5 | 2 | 1 | 1 | 3 | [13 empty] | 1 | 3 | 1 | 1 | 1 | 1 | 1 | 0
PG&E NGBA | Lakeville | 60 | Biomass | 0 | 0 | 0 | 0 | 0 | 0 | 0 | 0 | 0 | 0 | 0 | 5 | 2 | 1 | 1 | [14 empty] | 1 | 3 | 1 | 1 | 1 | 1 | 1 | 0
PG&E NGBA | Lakeville | 115 | Biomass | 0 | 0 | 0 | 0 | 0 | 0 | 0 | 0 | 0 | 0 | 0 | 5 | 2 | 1 | 1 | 3 | [13 empty] | 1 | 3 | 1 | 1 | 1 | 1 | 1 | 0
PG&E GBA | Lakewood | 115 | Biomass | 0 | 0 | 0 | 0 | 0 | 0 | 0 | 0 | 0 | 0 | 0 | 5 | 2 | 1 | 1 | [14 empty] | 1 | 3 | 3 | 3 | 3 | 1 | 1 | 0
PG&E NGBA | Lambie | 230 | Biomass | 0 | 0 | 0 | 0 | 0 | 0 | 0 | 0 | 0 | 0 | 0 | 5 | 2 | 1 | 1 | [14 empty] | 1 | 3 | 4 | 3 | 4 | 1 | 1 | 0
PG&E GBA | Lammers | 115 | Biomass | 0 | 0 | 0 | 0 | 0 | 0 | 0 | 0 | 0 | 0 | 0 | 1 | 1 | 1 | 1 | 3 | [13 empty] | 3 | 3 | 4 | 1 | 3 | 1 | 1 | 0
PG&E KERN | Lamont | 115 | Biomass | 0 | 0 | 0 | 0 | 0 | 0 | 0 | 0 | 0 | 0 | 0 | 5 | 2 | 5 | 2 | 3 | [13 empty] | 3 | 3 | 3 | 3 | 4 | 1 | 4 | 1
PG&E FRESNO | Las Aguilas | 230 | Biomass | 0 | 0 | 0 | 0 | 0 | 0 | 0 | 0 | 0 | 0 | 0 | 5 | 2 | 5 | 2 | [14 empty] | 1 | 1 | 1 | 1 | 3 | 1 | 1 | 0
EOP | Lathrop | 138 | Biomass | 0 | 0 | 0 | 0 | 0 | 0 | 0 | 0 | 0 | 0 | 0 | 5 | 2 | 4 | 2 | [14 empty] | 1 | 1 | 1 | 3 | 1 | 1 | 1 | 0
EOP | Lathrop | 230 | Biomass | 0 | 0 | 0 | 0 | 0 | 0 | 0 | 0 | 0 | 0 | 0 | 5 | 2 | 4 | 2 | [14 empty] | 1 | 1 | 1 | 3 | 1 | 1 | 1 | 0
PG&E FRESNO | Le Grand | 115 | Biomass | 0 | 0 | 0 | 0 | 0 | 0 | 0 | 0 | 0 | 0 | 0 | 5 | 2 | 5 | 2 | 3 | [13 empty] | 3 | 3 | 2 | 1 | 4 | 1 | 1 | 0
PG&E FRESNO | Lemoore | 70 | Biomass | 0 | 0 | 0 | 0 | 0 | 0 | 0 | 0 | 0 | 0 | 0 | 5 | 2 | 1 | 1 | [14 empty] | 3 | 3 | 2 | 1 | 3 | 1 | 1 | 0
PG&E KERN | Lerdo | 115 | Biomass | 0 | 0 | 0 | 0 | 0 | 0 | 0 | 0 | 0 | 0 | 0 | 5 | 2 | 5 | 2 | [14 empty] | 3 | 3 | 2 | 3 | 4 | 1 | 1 | 0
SCE Metro | Lewis | 230 | Biomass | 0 | 0 | 0 | 0 | 0 | 0 | 0 | 0 | 0 | 0 | 0 | 1 | 1 | 1 | 1 | [14 empty] | 3 | 3 | 3 | 3 | 3 | 1 | 1 | 0
SCE Metro | Lighthipe | 230 | Biomass | 0 | 0 | 0 | 0 | 0 | 0 | 0 | 0 | 0 | 0 | 0 | 1 | 1 | 1 | 1 | [14 empty] | 3 | 3 | 3 | 3 | 4 | 1 | 1 | 0
SDGE | Lilac | 69 | Biomass | 0 | 0 | 0 | 0 | 0 | 0 | 0 | 0 | 0 | 0 | 0 | 1 | 1 | 1 | 1 | [14 empty] | 1 | 3 | 2 | 3 | 1 | 1 | 1 | 0
PG&E NGBA | Lincoln | 115 | Biomass | 0 | 0 | 0 | 0 | 0 | 0 | 0 | 0 | 0 | 0 | 0 | 5 | 2 | 1 | 1 | [14 empty] | 1 | 3 | 2 | 1 | 1 | 1 | 1 | 0
PG&E KERN | Live Oak | 115 | Biomass | 0 | 0 | 0 | 0 | 0 | 0 | 0 | 0 | 0 | 0 | 0 | 5 | 2 | 5 | 2 | [14 empty] | 3 | 3 | 4 | 3 | 4 | 1 | 1 | 0
PG&E GBA | Llagas | 115 | Biomass | 0 | 0 | 0 | 0 | 0 | 0 | 0 | 0 | 0 | 0 | 0 | 1 | 1 | 1 | 1 | [14 empty] | 1 | 3 | 3 | 1 | 4 | 1 | 1 | 0
PG&E GBA | Lockeford | 115 | Biomass | 0 | 0 | 0 | 0 | 0 | 0 | 0 | 0 | 0 | 0 | 0 | 1 | 1 | 1 | 1 | [14 empty] | 3 | 3 | 2 | 1 | 3 | 1 | 1 | 0
PG&E GBA | Lockeford | 230 | Biomass | 0 | 0 | 0 | 0 | 0 | 0 | 0 | 0 | 0 | 0 | 0 | 5 | 2 | 1 | 1 | [14 empty] | 3 | 3 | 2 | 1 | 3 | 1 | 1 | 0
PG&E GBA | Lockeford | 60 | Biomass | 0 | 0 | 0 | 0 | 0 | 0 | 0 | 0 | 0 | 0 | 0 | 5 | 2 | 1 | 1 | [14 empty] | 3 | 3 | 2 | 1 | 3 | 1 | 1 | 0
PG&E GBA | Lodi | 230 | Biomass | 0 | 0 | 0 | 0 | 0 | 0 | 0 | 0 | 0 | 0 | 0 | 5 | 2 | 1 | 1 | [14 empty] | 3 | 3 | 4 | 1 | 4 | 1 | 1 | 0
PG&E NGBA | Logan Creek | 230 | Biomass | 0 | 0 | 0 | 0 | 0 | 0 | 0 | 0 | 0 | 0 | 0 | 5 | 2 | 1 | 1 | [14 empty] | 1 | 1 | 1 | 3 | 3 | 1 | 1 | 0
PG&E GBA | Lone Tree | 230 | Biomass | 0 | 0 | 0 | 0 | 0 | 0 | 0 | 0 | 0 | 0 | 0 | 5 | 2 | 1 | 1 | [14 empty] | 1 | 3 | 3 | 3 | 3 | 1 | 1 | 0
PG&E FRESNO | Los Banos | 230 | Biomass | 0 | 0 | 0 | 0 | 0 | 0 | 0 | 0 | 0 | 0 | 0 | 5 | 2 | 5 | 2 | 3 | [13 empty] | 3 | 3 | 1 | 1 | 4 | 1 | 5 | 1
PG&E FRESNO | Los Banos | 500 | Biomass | 0 | 0 | 0 | 0 | 0 | 0 | 0 | 0 | 0 | 0 | 0 | 1 | 1 | 1 | 1 | 2 | [13 empty] | 3 | 3 | 1 | 1 | 4 | 1 | 1 | 0
SDGE | Los Coches | 138 | Biomass | 0 | 0 | 0 | 0 | 0 | 0 | 0 | 0 | 0 | 0 | 0 | 1 | 1 | 1 | 1 | [14 empty] | 1 | 1 | 1 | 1 | 1 | 1 | 1 | 0
SDGE | Los Coches | 69 | Biomass | 0 | 0 | 0 | 0 | 0 | 0 | 0 | 0 | 0 | 0 | 0 | 1 | 1 | 1 | 1 | [14 empty] | 1 | 1 | 1 | 1 | 1 | 1 | 1 | 0
PG&E GBA | Los Esteros | 115 | Biomass | 0 | 0 | 0 | 0 | 0 | 0 | 0 | 0 | 0 | 0 | 0 | 1 | 1 | 1 | 1 | 4 | [13 empty] | 1 | 3 | 4 | 1 | 4 | 1 | 1 | 0
PG&E GBA | Los Esteros | 230 | Biomass | 0 | 0 | 0 | 0 | 0 | 0 | 0 | 0 | 0 | 0 | 0 | 1 | 1 | 1 | 1 | [14 empty] | 1 | 3 | 4 | 1 | 4 | 1 | 1 | 0
PG&E GBA | Los Positas | 230 | Biomass | 0 | 0 | 0 | 0 | 0 | 0 | 0 | 0 | 0 | 0 | 0 | 5 | 2 | 1 | 1 | 3 | [13 empty] | 1 | 3 | 2 | 3 | 1 | 1 | 1 | 0
PG&E GBA | Los Positas | 60 | Biomass | 0 | 0 | 0 | 0 | 0 | 0 | 0 | 0 | 0 | 0 | 0 | 5 | 2 | 1 | 1 | 3 | [13 empty] | 1 | 3 | 2 | 3 | 1 | 1 | 1 | 0
SDGE | Loveland | 69 | Biomass | 0 | 0 | 0 | 0 | 0 | 0 | 0 | 0 | 0 | 0 | 0 | 1 | 1 | 1 | 1 | [14 empty] | 1 | 3 | 2 | 3 | 1 | 1 | 1 | 0
SCE NOL | Lugo | 230 | Biomass | 0 | 0 | 0 | 0 | 0 | 0 | 0 | 0 | 0 | 0 | 0 | 1 | 1 | 1 | 1 | [14 empty] | 1 | 3 | 1 | 3 | 3 | 1 | 1 | 0
SCE Metro | Lugo | 500 | Biomass | 0 | 0 | 0 | 0 | 0 | 0 | 0 | 0 | 0 | 0 | 0 | 1 | 1 | 1 | 1 | 5 | [13 empty] | 1 | 3 | 1 | 3 | 3 | 1 | 1 | 0
PG&E FRESNO | Madera | 70 | Biomass | 0 | 0 | 0 | 0 | 0 | 0 | 0 | 0 | 0 | 0 | 0 | 5 | 2 | 1 | 1 | [14 empty] | 3 | 3 | 1 | 1 | 4 | 1 | 1 | 0
PG&E NGBA | Madison | 115 | Biomass | 0 | 0 | 0 | 0 | 0 | 0 | 0 | 0 | 0 | 0 | 0 | 5 | 2 | 1 | 1 | [14 empty] | 1 | 3 | 1 | 1 | 1 | 1 | 1 | 0
PG&E KERN | Magunden | 115 | Biomass | 0 | 0 | 0 | 0 | 0 | 0 | 0 | 0 | 0 | 0 | 0 | 5 | 2 | 5 | 2 | [14 empty] | 3 | 3 | 3 | 3 | 4 | 1 | 1 | 0
SCE Northern | Magunden | 230 | Biomass | 0 | 0 | 0 | 0 | 0 | 0 | 0 | 0 | 0 | 0 | 0 | 1 | 1 | 1 | 1 | [14 empty] | 3 | 3 | 3 | 3 | 4 | 1 | 1 | 0
PG&E FRESNO | Malaga | 115 | Biomass | 0 | 0 | 0 | 0 | 0 | 0 | 0 | 0 | 0 | 0 | 0 | 5 | 2 | 5 | 2 | [14 empty] | 3 | 3 | 4 | 1 | 4 | 1 | 1 | 0
PG&E NGBA | Malin | 500 | Biomass | 0 | 0 | 0 | 0 | 0 | 0 | 0 | 0 | 0 | 0 | 0 | 5 | 2 | 1 | 1 | [14 empty] | 1 | 1 | 1 | 1 | 1 | 1 | 1 | 0
SCE Northern | Mandalay | 230 | Biomass | 0 | 0 | 0 | 0 | 0 | 0 | 0 | 0 | 0 | 0 | 0 | 5 | 2 | 4 | 2 | [14 empty] | 1 | 3 | 4 | 3 | 4 | 1 | 1 | 0
PG&E FRESNO | Manning | 230 | Biomass | 0 | 0 | 0 | 0 | 0 | 0 | 0 | 0 | 0 | 0 | 0 | 5 | 2 | 1 | 1 | 1 | [13 empty] | 3 | 3 | 3 | 1 | 4 | 1 | 1 | 0
PG&E FRESNO | Manning | 500 | Biomass | 0 | 0 | 0 | 0 | 0 | 0 | 0 | 0 | 0 | 0 | 0 | 1 | 1 | 1 | 1 | 2 | [13 empty] | 3 | 3 | 3 | 1 | 4 | 1 | 1 | 0
PG&E GBA | Manteca | 115 | Biomass | 0 | 0 | 0 | 0 | 0 | 0 | 0 | 0 | 0 | 0 | 0 | 5 | 2 | 5 | 2 | [14 empty] | 3 | 3 | 3 | 1 | 3 | 1 | 1 | 0
SDGE | Margarita | 138 | Biomass | 0 | 0 | 0 | 0 | 0 | 0 | 0 | 0 | 0 | 0 | 0 | 1 | 1 | 1 | 1 | [14 empty] | 3 | 3 | 3 | 3 | 1 | 1 | 1 | 0
PG&E GBA | Martin | 230 | Biomass | 0 | 0 | 0 | 0 | 0 | 0 | 0 | 0 | 0 | 0 | 0 | 5 | 2 | 1 | 1 | 3 | [13 empty] | 1 | 3 | 3 | 3 | 3 | 1 | 1 | 0
PG&E GBA | Martin | 115 | Biomass | 0 | 0 | 0 | 0 | 0 | 0 | 0 | 0 | 0 | 0 | 0 | 1 | 1 | 1 | 1 | 4 | [13 empty] | 1 | 3 | 3 | 3 | 3 | 1 | 1 | 0
PG&E GBA | Martinez | 115 | Biomass | 0 | 0 | 0 | 0 | 0 | 0 | 0 | 0 | 0 | 0 | 0 | 5 | 2 | 1 | 1 | [14 empty] | 1 | 3 | 4 | 3 | 4 | 1 | 1 | 0
PG&E FRESNO | Mc Mullin | 230 | Biomass | 0 | 0 | 0 | 0 | 0 | 0 | 0 | 0 | 0 | 0 | 0 | 5 | 2 | 5 | 2 | [14 empty] | 3 | 3 | 2 | 1 | 4 | 1 | 1 | 0
PG&E FRESNO | McCall | 115 | Biomass | 0 | 0 | 0 | 0 | 0 | 0 | 0 | 0 | 0 | 0 | 0 | 5 | 2 | 5 | 2 | [14 empty] | 3 | 3 | 2 | 1 | 4 | 1 | 1 | 0
PG&E FRESNO | McCall | 230 | Biomass | 0 | 0 | 0 | 0 | 0 | 0 | 0 | 0 | 0 | 0 | 0 | 5 | 2 | 5 | 2 | [14 empty] | 3 | 3 | 2 | 1 | 4 | 1 | 1 | 0
PG&E GBA | Meadow Lane | 115 | Biomass | 0 | 0 | 0 | 0 | 0 | 0 | 0 | 0 | 0 | 0 | 0 | 5 | 2 | 1 | 1 | [14 empty] | 1 | 3 | 4 | 3 | 4 | 1 | 1 | 0
PG&E GBA | Melones | 115 | Biomass | 0 | 0 | 0 | 0 | 0 | 0 | 0 | 0 | 0 | 0 | 0 | 1 | 1 | 1 | 1 | [14 empty] | 1 | 3 | 1 | 3 | 1 | 1 | 1 | 0
PG&E GBA | Melones | 230 | Biomass | 0 | 0 | 0 | 0 | 0 | 0 | 0 | 0 | 0 | 0 | 0 | 1 | 1 | 1 | 1 | [14 empty] | 1 | 3 | 1 | 3 | 1 | 1 | 1 | 0
SDGE | Melrose | 69 | Biomass | 0 | 0 | 0 | 0 | 0 | 0 | 0 | 0 | 0 | 0 | 0 | 1 | 1 | 1 | 1 | [14 empty] | 1 | 3 | 2 | 3 | 1 | 1 | 1 | 0
PG&E NGBA | Mendocino | 115 | Biomass | 0 | 0 | 0 | 0 | 0 | 0 | 0 | 0 | 0 | 0 | 0 | 5 | 2 | 1 | 1 | [14 empty] | 1 | 1 | 1 | 1 | 1 | 1 | 1 | 0
PG&E NGBA | Mendocino | 60 | Biomass | 0 | 0 | 0 | 0 | 0 | 0 | 0 | 0 | 0 | 0 | 0 | 5 | 2 | 1 | 1 | [14 empty] | 1 | 1 | 1 | 1 | 1 | 1 | 5 | 1
PG&E FRESNO | Mendota | 115 | Biomass | 0 | 0 | 0 | 0 | 0 | 0 | 0 | 0 | 0 | 0 | 0 | 5 | 2 | 5 | 2 | 1 | [13 empty] | 3 | 3 | 2 | 1 | 4 | 1 | 1 | 0
PG&E GBA | Menlo | 60 | Biomass | 0 | 0 | 0 | 0 | 0 | 0 | 0 | 0 | 0 | 0 | 0 | 5 | 2 | 1 | 1 | [14 empty] | 1 | 3 | 3 | 3 | 3 | 1 | 1 | 0
PG&E FRESNO | Merced | 115 | Biomass | 0 | 0 | 0 | 0 | 0 | 0 | 0 | 0 | 0 | 0 | 0 | 5 | 2 | 5 | 2 | [14 empty] | 3 | 3 | 2 | 1 | 4 | 1 | 1 | 0
EOP | Mercury | 138 | Biomass | 0 | 0 | 0 | 0 | 0 | 0 | 0 | 0 | 0 | 0 | 0 | 5 | 2 | 4 | 2 | [14 empty] | 1 | 1 | 1 | 3 | 1 | 1 | 1 | 0
PG&E FRESNO | Mercy Springs | 70 | Biomass | 0 | 0 | 0 | 0 | 0 | 0 | 0 | 0 | 0 | 0 | 0 | 5 | 2 | 5 | 2 | [14 empty] | 3 | 3 | 1 | 1 | 4 | 1 | 5 | 1
PG&E NGBA | Meridian | 60 | Biomass | 0 | 0 | 0 | 0 | 0 | 0 | 0 | 0 | 0 | 0 | 0 | 5 | 2 | 1 | 1 | [14 empty] | 1 | 1 | 1 | 3 | 1 | 1 | 1 | 0
PG&E KERN | Mesa (PGE) | 115 | Biomass | 0 | 0 | 0 | 0 | 0 | 0 | 0 | 0 | 0 | 0 | 0 | 5 | 2 | 1 | 1 | [14 empty] | 1 | 1 | 3 | 1 | 3 | 1 | 1 | 0
PG&E KERN | Mesa (PGE) | 230 | Biomass | 0 | 0 | 0 | 0 | 0 | 0 | 0 | 0 | 0 | 0 | 0 | 5 | 2 | 5 | 2 | [14 empty] | 1 | 1 | 3 | 1 | 3 | 1 | 1 | 0
SCE Metro | Mesa (SCE) | 230 | Biomass | 0 | 0 | 0 | 0 | 0 | 0 | 0 | 0 | 0 | 0 | 0 | 1 | 1 | 1 | 1 | [14 empty] | 3 | 3 | 3 | 3 | 3 | 1 | 1 | 0
SCE Metro | Mesa (SCE) | 500 | Biomass | 0 | 0 | 0 | 0 | 0 | 0 | 0 | 0 | 0 | 0 | 0 | 1 | 1 | 1 | 1 | [14 empty] | 3 | 3 | 3 | 3 | 3 | 1 | 1 | 0
SDGE | Mesa Heights | 69 | Biomass | 0 | 0 | 0 | 0 | 0 | 0 | 0 | 0 | 0 | 0 | 0 | 1 | 1 | 1 | 1 | [14 empty] | 1 | 3 | 3 | 3 | 1 | 1 | 1 | 0
PG&E GBA | Metcalf | 115 | Biomass | 0 | 0 | 0 | 0 | 0 | 0 | 0 | 0 | 0 | 0 | 0 | 1 | 1 | 1 | 1 | 4 | [13 empty] | 1 | 3 | 4 | 1 | 1 | 1 | 1 | 0
PG&E GBA | Metcalf | 230 | Biomass | 0 | 0 | 0 | 0 | 0 | 0 | 0 | 0 | 0 | 0 | 0 | 1 | 1 | 1 | 1 | 4 | [13 empty] | 1 | 3 | 4 | 1 | 1 | 1 | 1 | 0
PG&E GBA | Metcalf | 500 | Biomass | 0 | 0 | 0 | 0 | 0 | 0 | 0 | 0 | 0 | 0 | 0 | 1 | 1 | 1 | 1 | 5 | [13 empty] | 1 | 3 | 4 | 1 | 1 | 1 | 1 | 0
PG&E KERN | Midway | 115 | Biomass | 0 | 0 | 0 | 0 | 0 | 0 | 0 | 0 | 0 | 0 | 0 | 5 | 2 | 5 | 2 | 4 | [13 empty] | 3 | 3 | 2 | 3 | 4 | 1 | 1 | 0
PG&E KERN | Midway | 230 | Biomass | 0 | 0 | 0 | 0 | 0 | 0 | 0 | 0 | 0 | 0 | 0 | 5 | 2 | 5 | 2 | 4 | [13 empty] | 3 | 3 | 2 | 3 | 4 | 1 | 1 | 0
PG&E KERN | Midway | 500 | Biomass | 0 | 0 | 0 | 0 | 0 | 0 | 0 | 0 | 0 | 0 | 0 | 5 | 2 | 4 | 2 | 5 | [13 empty] | 3 | 3 | 2 | 3 | 4 | 1 | 1 | 0
SDGE | Miguel | 230 | Biomass | 0 | 0 | 0 | 0 | 0 | 0 | 0 | 0 | 0 | 0 | 0 | 1 | 1 | 1 | 1 | [14 empty] | 1 | 3 | 2 | 3 | 3 | 1 | 1 | 0
SDGE | Miguel | 500 | Biomass | 0 | 0 | 0 | 0 | 0 | 0 | 0 | 0 | 0 | 0 | 0 | 1 | 1 | 1 | 1 | [14 empty] | 1 | 3 | 2 | 3 | 3 | 1 | 1 | 0
SDGE | Miguel | 69 | Biomass | 0 | 0 | 0 | 0 | 0 | 0 | 0 | 0 | 0 | 0 | 0 | 1 | 1 | 1 | 1 | [14 empty] | 1 | 3 | 2 | 3 | 3 | 1 | 1 | 0
PG&E GBA | Millbrae | 115 | Biomass | 0 | 0 | 0 | 0 | 0 | 0 | 0 | 0 | 0 | 0 | 0 | 1 | 1 | 1 | 1 | [14 empty] | 1 | 3 | 3 | 3 | 3 | 1 | 1 | 0
PG&E GBA | Miller | 115 | Biomass | 0 | 0 | 0 | 0 | 0 | 0 | 0 | 0 | 0 | 0 | 0 | 1 | 1 | 1 | 1 | [14 empty] | 3 | 3 | 1 | 1 | 4 | 1 | 1 | 0
SCE Metro | Mira Loma | 230 | Biomass | 0 | 0 | 0 | 0 | 0 | 0 | 0 | 0 | 0 | 0 | 0 | 1 | 1 | 1 | 1 | 5 | [13 empty] | 3 | 3 | 4 | 3 | 4 | 1 | 1 | 0
SCE Metro | Mira Loma | 500 | Biomass | 0 | 0 | 0 | 0 | 0 | 0 | 0 | 0 | 0 | 0 | 0 | 1 | 1 | 1 | 1 | 5 | [13 empty] | 3 | 3 | 4 | 3 | 4 | 1 | 1 | 0
SCE Eastern | Mirage | 115 | Biomass | 0 | 0 | 0 | 0 | 0 | 0 | 0 | 0 | 0 | 0 | 0 | 5 | 2 | 1 | 1 | [14 empty] | 1 | 3 | 2 | 3 | 1 | 1 | 1 | 0
SCE Eastern | Mirage | 230 | Biomass | 0 | 0 | 0 | 0 | 0 | 0 | 0 | 0 | 0 | 0 | 0 | 5 | 2 | 1 | 1 | [14 empty] | 1 | 3 | 2 | 3 | 1 | 1 | 1 | 0
SDGE | Mission | 138 | Biomass | 0 | 0 | 0 | 0 | 0 | 0 | 0 | 0 | 0 | 0 | 0 | 1 | 1 | 1 | 1 | [14 empty] | 1 | 3 | 3 | 3 | 3 | 1 | 1 | 0
SDGE | Mission | 230 | Biomass | 0 | 0 | 0 | 0 | 0 | 0 | 0 | 0 | 0 | 0 | 0 | 1 | 1 | 1 | 1 | [14 empty] | 1 | 3 | 3 | 3 | 3 | 1 | 1 | 0
SDGE | Mission | 69 | Biomass | 0 | 0 | 0 | 0 | 0 | 0 | 0 | 0 | 0 | 0 | 0 | 1 | 1 | 1 | 1 | [14 empty] | 1 | 3 | 3 | 3 | 3 | 1 | 1 | 0
PG&E GBA | Mi-Wuk | 115 | Biomass | 0 | 0 | 0 | 0 | 0 | 0 | 0 | 0 | 0 | 0 | 0 | 1 | 1 | 1 | 1 | [14 empty] | 1 | 3 | 1 | 3 | 1 | 1 | 1 | 0
EOP | Mohave | 500 | Biomass | 0 | 0 | 0 | 0 | 0 | 0 | 0 | 0 | 0 | 0 | 0 | 5 | 2 | 4 | 2 | 5 | [13 empty] | 1 | 1 | 3 | 3 | 1 | 1 | 1 | 0
PG&E NGBA | Monroe | 115 | Biomass | 0 | 0 | 0 | 0 | 0 | 0 | 0 | 0 | 0 | 0 | 0 | 5 | 2 | 1 | 1 | [14 empty] | 1 | 3 | 3 | 1 | 3 | 1 | 1 | 0
SDGE | Monserate | 69 | Biomass | 0 | 0 | 0 | 0 | 0 | 0 | 0 | 0 | 0 | 0 | 0 | 1 | 1 | 1 | 1 | [14 empty] | 1 | 3 | 2 | 3 | 1 | 1 | 1 | 0
PG&E GBA | Monta Vista | 115 | Biomass | 0 | 0 | 0 | 0 | 0 | 0 | 0 | 0 | 0 | 0 | 0 | 1 | 1 | 1 | 1 | [14 empty] | 1 | 3 | 2 | 1 | 1 | 1 | 1 | 0
PG&E GBA | Monta Vista | 230 | Biomass | 0 | 0 | 0 | 0 | 0 | 0 | 0 | 0 | 0 | 0 | 0 | 1 | 1 | 1 | 1 | [14 empty] | 1 | 3 | 2 | 1 | 1 | 1 | 1 | 0
PG&E GBA | Monta Vista | 60 | Biomass | 0 | 0 | 0 | 0 | 0 | 0 | 0 | 0 | 0 | 0 | 0 | 1 | 1 | 1 | 1 | [14 empty] | 1 | 3 | 2 | 1 | 1 | 1 | 1 | 0
PG&E NGBA | Monticello | 115 | Biomass | 0 | 0 | 0 | 0 | 0 | 0 | 0 | 0 | 0 | 0 | 0 | 5 | 2 | 1 | 1 | [14 empty] | 1 | 3 | 1 | 1 | 1 | 1 | 1 | 0
SCE Northern | Moorpark | 230 | Biomass | 0 | 0 | 0 | 0 | 0 | 0 | 0 | 0 | 0 | 0 | 0 | 5 | 2 | 4 | 2 | 4 | [13 empty] | 1 | 3 | 1 | 3 | 1 | 1 | 1 | 0
SCE Northern | Moorpark | 66 | Biomass | 0 | 0 | 0 | 0 | 0 | 0 | 0 | 0 | 0 | 0 | 0 | 5 | 2 | 4 | 2 | [14 empty] | 1 | 3 | 1 | 3 | 1 | 1 | 1 | 0
PG&E GBA | Moraga | 115 | Biomass | 0 | 0 | 0 | 0 | 0 | 0 | 0 | 0 | 0 | 0 | 0 | 5 | 2 | 1 | 1 | [14 empty] | 1 | 3 | 2 | 3 | 1 | 1 | 1 | 0
PG&E GBA | Moraga | 230 | Biomass | 0 | 0 | 0 | 0 | 0 | 0 | 0 | 0 | 0 | 0 | 0 | 5 | 2 | 1 | 1 | [14 empty] | 1 | 3 | 2 | 3 | 1 | 1 | 1 | 0
PG&E GBA | Morgan Hill | 115 | Biomass | 0 | 0 | 0 | 0 | 0 | 0 | 0 | 0 | 0 | 0 | 0 | 1 | 1 | 1 | 1 | [14 empty] | 1 | 3 | 2 | 1 | 3 | 1 | 1 | 0
PG&E KERN | Morro Bay | 115 | Biomass | 0 | 0 | 0 | 0 | 0 | 0 | 0 | 0 | 0 | 0 | 0 | 5 | 2 | 1 | 1 | [14 empty] | 1 | 1 | 4 | 1 | 1 | 1 | 1 | 0
PG&E KERN | Morro Bay | 230 | Biomass | 0 | 0 | 0 | 0 | 0 | 0 | 0 | 0 | 0 | 0 | 0 | 5 | 2 | 5 | 2 | [14 empty] | 1 | 1 | 4 | 1 | 1 | 1 | 1 | 0
PG&E KERN | Morro Bay | 500 | Biomass | 0 | 0 | 0 | 0 | 0 | 0 | 0 | 0 | 0 | 0 | 0 | 5 | 2 | 4 | 2 | [14 empty] | 1 | 1 | 4 | 1 | 1 | 1 | 1 | 0
PG&E GBA | Moss Landing | 115 | Biomass | 0 | 0 | 0 | 0 | 0 | 0 | 0 | 0 | 0 | 0 | 0 | 1 | 1 | 1 | 1 | [14 empty] | 1 | 1 | 4 | 1 | 3 | 1 | 1 | 0
PG&E GBA | Moss Landing | 230 | Biomass | 0 | 0 | 0 | 0 | 0 | 0 | 0 | 0 | 0 | 0 | 0 | 1 | 1 | 1 | 1 | [14 empty] | 1 | 1 | 4 | 1 | 3 | 1 | 1 | 0
PG&E GBA | Moss Landing | 500 | Biomass | 0 | 0 | 0 | 0 | 0 | 0 | 0 | 0 | 0 | 0 | 0 | 5 | 2 | 1 | 1 | 5 | [13 empty] | 1 | 1 | 4 | 1 | 3 | 1 | 1 | 0
EOP | Mountain Pass | 115 | Biomass | 0 | 0 | 0 | 0 | 0 | 0 | 0 | 0 | 0 | 0 | 0 | 5 | 2 | 4 | 2 | [14 empty] | 1 | 1 | 1 | 3 | 4 | 1 | 1 | 0
PG&E GBA | Mountain View | 115 | Biomass | 0 | 0 | 0 | 0 | 0 | 0 | 0 | 0 | 0 | 0 | 0 | 1 | 1 | 1 | 1 | [14 empty] | 1 | 3 | 3 | 1 | 3 | 1 | 1 | 0
PG&E GBA | Mt Eden | 115 | Biomass | 0 | 0 | 0 | 0 | 0 | 0 | 0 | 0 | 0 | 0 | 0 | 5 | 2 | 1 | 1 | [14 empty] | 1 | 3 | 3 | 3 | 3 | 1 | 1 | 0
PG&E KERN | Mt Poso | 115 | Biomass | 0 | 0 | 0 | 0 | 0 | 0 | 0 | 0 | 0 | 0 | 0 | 5 | 2 | 1 | 1 | [14 empty] | 3 | 3 | 4 | 3 | 4 | 1 | 1 | 0
SDGE | Murray | 69 | Biomass | 0 | 0 | 0 | 0 | 0 | 0 | 0 | 0 | 0 | 0 | 0 | 1 | 1 | 1 | 1 | [14 empty] | 1 | 3 | 3 | 3 | 3 | 1 | 1 | 0
PG&E FRESNO | Mustang | 230 | Biomass | 0 | 0 | 0 | 0 | 0 | 0 | 0 | 0 | 0 | 0 | 0 | 5 | 2 | 5 | 2 | [14 empty] | 3 | 3 | 4 | 1 | 4 | 1 | 1 | 0
SCE Northern | Neenach | 66 | Biomass | 0 | 0 | 0 | 0 | 0 | 0 | 0 | 0 | 0 | 0 | 0 | 1 | 1 | 1 | 1 | [14 empty] | 1 | 3 | 1 | 3 | 1 | 1 | 1 | 0
PG&E KERN | New Sub - Gates - Midway (Proposed) | 230 | Biomass | 0 | 0 | 0 | 0 | 0 | 0 | 0 | 0 | 0 | 0 | 0 | 5 | 2 | 5 | 2 | 3 | [13 empty] | 3 | 3 | 1 | 1 | 4 | 1 | 1 | 0
PG&E KERN | New Sub - Gates - Templeton (Proposed) | 230 | Biomass | 0 | 0 | 0 | 0 | 0 | 0 | 0 | 0 | 0 | 0 | 0 | 5 | 2 | 5 | 2 | [14 empty] | 3 | 3 | 1 | 1 | 4 | 1 | 1 | 0
SCE NOL | New Sub - Kramer - Lugo (Proposed) | 230 | Biomass | 0 | 0 | 0 | 0 | 0 | 0 | 0 | 0 | 0 | 0 | 0 | 3 | 3 | 1 | 1 | [14 empty] | 1 | 3 | 3 | 3 | 4 | 1 | 1 | 0
PG&E FRESNO | New Sub - Los Banos - Midway (Proposed) | 500 | Biomass | 0 | 0 | 0 | 0 | 0 | 0 | 0 | 0 | 0 | 0 | 0 | 5 | 2 | 4 | 2 | 5 | [13 empty] | 3 | 3 | 1 | 1 | 4 | 1 | 1 | 0
SCE NOL | New Sub - Lugo - Pisgah (Proposed) | 230 | Biomass | 0 | 0 | 0 | 0 | 0 | 0 | 0 | 0 | 0 | 0 | 0 | 1 | 1 | 1 | 1 | [14 empty] | 1 | 3 | 2 | 3 | 1 | 1 | 1 | 0
PG&E KERN | New Sub - Midway - Wheeler Ridge (Proposed) | 230 | Biomass | 0 | 0 | 0 | 0 | 0 | 0 | 0 | 0 | 0 | 0 | 0 | 5 | 2 | 5 | 2 | [14 empty] | 3 | 3 | 2 | 3 | 4 | 1 | 1 | 0
PG&E NGBA | New Sub - Near existing Leavitt (PSREC) | 345 | Biomass | 0 | 0 | 0 | 0 | 0 | 0 | 0 | 0 | 0 | 0 | 0 | 5 | 2 | 1 | 1 | [14 empty] | 1 | 1 | 4 | 3 | 1 | 1 | 1 | 0
PG&E NGBA | New Sub - Near existing Madeline (NVE) | 345 | Biomass | 0 | 0 | 0 | 0 | 0 | 0 | 0 | 0 | 0 | 0 | 0 | 5 | 2 | 1 | 1 | [14 empty] | 1 | 1 | 1 | 3 | 1 | 1 | 1 | 0
SDGE | New Sub - North Gila - IV (Proposed) | 500 | Biomass | 0 | 0 | 0 | 0 | 0 | 0 | 0 | 0 | 0 | 0 | 0 | 1 | 1 | 1 | 1 | [14 empty] | 1 | 3 | 1 | 1 | 3 | 1 | 1 | 0
PG&E NGBA | New Sub - Pit 1 - Cottonwood (Proposed) | 230 | Biomass | 0 | 0 | 0 | 0 | 0 | 0 | 0 | 0 | 0 | 0 | 0 | 5 | 2 | 1 | 1 | [14 empty] | 1 | 1 | 1 | 1 | 1 | 1 | 1 | 0
PG&E GBA | New Sub - Rancho Seco - Bellota (Proposed) | 230 | Biomass | 0 | 0 | 0 | 0 | 0 | 0 | 0 | 0 | 0 | 0 | 0 | 1 | 1 | 1 | 1 | [14 empty] | 3 | 3 | 2 | 1 | 1 | 1 | 1 | 0
SDGE | New Sub - Suncrest - Ocotillo (Proposed) | 500 | Biomass | 0 | 0 | 0 | 0 | 0 | 0 | 0 | 0 | 0 | 0 | 0 | 1 | 1 | 1 | 1 | [14 empty] | 1 | 3 | 1 | 3 | 1 | 1 | 1 | 0
PG&E FRESNO | New Sub - Westley - Quinto (Proposed) | 230 | Biomass | 0 | 0 | 0 | 0 | 0 | 0 | 0 | 0 | 0 | 0 | 0 | 1 | 1 | 1 | 1 | [14 empty] | 3 | 3 | 1 | 1 | 4 | 1 | 1 | 0
PG&E GBA | Newark | 115 | Biomass | 0 | 0 | 0 | 0 | 0 | 0 | 0 | 0 | 0 | 0 | 0 | 1 | 1 | 1 | 1 | [14 empty] | 1 | 3 | 2 | 3 | 3 | 1 | 1 | 0
PG&E GBA | Newark | 230 | Biomass | 0 | 0 | 0 | 0 | 0 | 0 | 0 | 0 | 0 | 0 | 0 | 1 | 1 | 1 | 1 | 4 | [13 empty] | 1 | 3 | 2 | 3 | 3 | 1 | 1 | 0
PG&E GBA | Newark | 60 | Biomass | 0 | 0 | 0 | 0 | 0 | 0 | 0 | 0 | 0 | 0 | 0 | 5 | 2 | 1 | 1 | 3 | [13 empty] | 1 | 3 | 2 | 3 | 3 | 1 | 1 | 0
PG&E FRESNO | Newhall | 115 | Biomass | 0 | 0 | 0 | 0 | 0 | 0 | 0 | 0 | 0 | 0 | 0 | 5 | 2 | 1 | 1 | [14 empty] | 3 | 3 | 1 | 1 | 4 | 1 | 1 | 0
PG&E KERN | Norco | 115 | Biomass | 0 | 0 | 0 | 0 | 0 | 0 | 0 | 0 | 0 | 0 | 0 | 5 | 2 | 5 | 2 | [14 empty] | 3 | 3 | 2 | 3 | 4 | 1 | 4 | 1
PG&E GBA | Nortech | 115 | Biomass | 0 | 0 | 0 | 0 | 0 | 0 | 0 | 0 | 0 | 0 | 0 | 1 | 1 | 1 | 1 | [14 empty] | 1 | 3 | 3 | 1 | 4 | 1 | 1 | 0
SDGE | North City Metering | 138 | Biomass | 0 | 0 | 0 | 0 | 0 | 0 | 0 | 0 | 0 | 0 | 0 | 1 | 1 | 1 | 1 | [14 empty] | 1 | 3 | 3 | 3 | 1 | 1 | 1 | 0
PG&E GBA | North Dublin | 230 | Biomass | 0 | 0 | 0 | 0 | 0 | 0 | 0 | 0 | 0 | 0 | 0 | 5 | 2 | 1 | 1 | [14 empty] | 1 | 3 | 3 | 3 | 1 | 1 | 1 | 0
SDGE | North Gila | 500 | Biomass | 0 | 0 | 0 | 0 | 0 | 0 | 0 | 0 | 0 | 0 | 0 | 1 | 1 | 1 | 1 | [14 empty] | 1 | 1 | 1 | 1 | 1 | 1 | 1 | 0
SCE Metro | North of SONGS | 230 | Biomass | 0 | 0 | 0 | 0 | 0 | 0 | 0 | 0 | 0 | 0 | 0 | 1 | 1 | 1 | 1 | [14 empty] | 1 | 3 | 2 | 3 | 1 | 1 | 1 | 0
SCE Metro | North of SONGS | 500 | Biomass | 0 | 0 | 0 | 0 | 0 | 0 | 0 | 0 | 0 | 0 | 0 | 1 | 1 | 1 | 1 | [14 empty] | 1 | 3 | 2 | 3 | 1 | 1 | 1 | 0
PG&E NGBA | Notre Dame | 115 | Biomass | 0 | 0 | 0 | 0 | 0 | 0 | 0 | 0 | 0 | 0 | 0 | 5 | 2 | 1 | 1 | [14 empty] | 1 | 3 | 1 | 1 | 3 | 1 | 1 | 0
PG&E GBA | Oakland C | 115 | Biomass | 0 | 0 | 0 | 0 | 0 | 0 | 0 | 0 | 0 | 0 | 0 | 5 | 2 | 1 | 1 | 3 | [13 empty] | 1 | 3 | 4 | 3 | 3 | 1 | 1 | 0
PG&E GBA | Oakland J | 115 | Biomass | 0 | 0 | 0 | 0 | 0 | 0 | 0 | 0 | 0 | 0 | 0 | 5 | 2 | 1 | 1 | [14 empty] | 1 | 3 | 3 | 3 | 4 | 1 | 1 | 0
PG&E GBA | Oakland L | 115 | Biomass | 0 | 0 | 0 | 0 | 0 | 0 | 0 | 0 | 0 | 0 | 0 | 5 | 2 | 1 | 1 | [14 empty] | 1 | 3 | 3 | 3 | 4 | 1 | 1 | 0
PG&E GBA | Oakland X | 115 | Biomass | 0 | 0 | 0 | 0 | 0 | 0 | 0 | 0 | 0 | 0 | 0 | 5 | 2 | 1 | 1 | [14 empty] | 1 | 3 | 3 | 3 | 3 | 1 | 1 | 0
SDGE | Ocean Ranch | 69 | Biomass | 0 | 0 | 0 | 0 | 0 | 0 | 0 | 0 | 0 | 0 | 0 | 1 | 1 | 1 | 1 | [14 empty] | 1 | 3 | 2 | 3 | 1 | 1 | 1 | 0
PG&E KERN | Oceano | 115 | Biomass | 0 | 0 | 0 | 0 | 0 | 0 | 0 | 0 | 0 | 0 | 0 | 5 | 2 | 1 | 1 | [14 empty] | 1 | 1 | 1 | 1 | 1 | 1 | 1 | 0
SDGE | Ocotillo Express | 500 | Biomass | 0 | 0 | 0 | 0 | 0 | 0 | 0 | 0 | 0 | 0 | 0 | 1 | 1 | 1 | 1 | [14 empty] | 1 | 3 | 1 | 1 | 1 | 1 | 1 | 0
PG&E KERN | Old River | 70 | Biomass | 0 | 0 | 0 | 0 | 0 | 0 | 0 | 0 | 0 | 0 | 0 | 5 | 2 | 5 | 2 | [14 empty] | 3 | 3 | 1 | 3 | 3 | 1 | 1 | 0
SDGE | Old Town | 230 | Biomass | 0 | 0 | 0 | 0 | 0 | 0 | 0 | 0 | 0 | 0 | 0 | 1 | 1 | 1 | 1 | [14 empty] | 1 | 3 | 3 | 3 | 3 | 1 | 1 | 0
SCE Metro | Olinda | 230 | Biomass | 0 | 0 | 0 | 0 | 0 | 0 | 0 | 0 | 0 | 0 | 0 | 1 | 1 | 1 | 1 | [14 empty] | 3 | 3 | 3 | 3 | 3 | 1 | 1 | 0
PG&E FRESNO | Olive | 115 | Biomass | 0 | 0 | 0 | 0 | 0 | 0 | 0 | 0 | 0 | 0 | 0 | 5 | 2 | 5 | 2 | 3 | [13 empty] | 3 | 3 | 1 | 3 | 4 | 1 | 1 | 0
PG&E NGBA | Olivehurst | 115 | Biomass | 0 | 0 | 0 | 0 | 0 | 0 | 0 | 0 | 0 | 0 | 0 | 5 | 2 | 1 | 1 | [14 empty] | 1 | 1 | 3 | 3 | 3 | 1 | 1 | 0
PG&E NGBA | Oregon Trail | 60 | Biomass | 0 | 0 | 0 | 0 | 0 | 0 | 0 | 0 | 0 | 0 | 0 | 5 | 2 | 1 | 1 | [14 empty] | 1 | 1 | 2 | 1 | 1 | 1 | 1 | 0
SCE Northern | Ormond Beach | 230 | Biomass | 0 | 0 | 0 | 0 | 0 | 0 | 0 | 0 | 0 | 0 | 0 | 5 | 2 | 4 | 2 | [14 empty] | 1 | 3 | 4 | 3 | 4 | 1 | 1 | 0
PG&E FRESNO | Oro Loma | 115 | Biomass | 0 | 0 | 0 | 0 | 0 | 0 | 0 | 0 | 0 | 0 | 0 | 5 | 2 | 1 | 1 | [14 empty] | 3 | 3 | 1 | 1 | 4 | 1 | 1 | 0
PG&E FRESNO | Oro Loma | 70 | Biomass | 0 | 0 | 0 | 0 | 0 | 0 | 0 | 0 | 0 | 0 | 0 | 5 | 2 | 1 | 1 | [14 empty] | 3 | 3 | 1 | 1 | 4 | 1 | 1 | 0
PG&E FRESNO | Orosi | 70 | Biomass | 0 | 0 | 0 | 0 | 0 | 0 | 0 | 0 | 0 | 0 | 0 | 5 | 2 | 1 | 1 | [14 empty] | 3 | 3 | 1 | 3 | 4 | 1 | 1 | 0
SDGE | Otay | 69 | Biomass | 0 | 0 | 0 | 0 | 0 | 0 | 0 | 0 | 0 | 0 | 0 | 1 | 1 | 1 | 1 | [14 empty] | 1 | 3 | 4 | 3 | 4 | 1 | 1 | 0
SDGE | Otay Mesa | 230 | Biomass | 0 | 0 | 0 | 0 | 0 | 0 | 0 | 0 | 0 | 0 | 0 | 1 | 1 | 1 | 1 | [14 empty] | 1 | 3 | 4 | 3 | 1 | 1 | 1 | 0
PG&E FRESNO | Padre Flats SW STA | 230 | Biomass | 0 | 0 | 0 | 0 | 0 | 0 | 0 | 0 | 0 | 0 | 0 | 5 | 2 | 1 | 1 | [14 empty] | 3 | 3 | 1 | 1 | 4 | 1 | 1 | 0
EOP | Pahrump | 138 | Biomass | 0 | 0 | 0 | 0 | 0 | 0 | 0 | 0 | 0 | 0 | 0 | 5 | 2 | 4 | 2 | [14 empty] | 1 | 1 | 1 | 3 | 1 | 1 | 1 | 0
EOP | Pahrump | 230 | Biomass | 0 | 0 | 0 | 0 | 0 | 0 | 0 | 0 | 0 | 0 | 0 | 5 | 2 | 4 | 2 | [14 empty] | 1 | 1 | 1 | 3 | 1 | 1 | 1 | 0
SDGE | Pala | 69 | Biomass | 0 | 0 | 0 | 0 | 0 | 0 | 0 | 0 | 0 | 0 | 0 | 1 | 1 | 1 | 1 | [14 empty] | 1 | 3 | 4 | 3 | 1 | 1 | 1 | 0
PG&E NGBA | Palermo | 115 | Biomass | 0 | 0 | 0 | 0 | 0 | 0 | 0 | 0 | 0 | 0 | 0 | 5 | 2 | 1 | 1 | 4 | [13 empty] | 1 | 3 | 3 | 1 | 3 | 1 | 1 | 0
PG&E NGBA | Palermo | 230 | Biomass | 0 | 0 | 0 | 0 | 0 | 0 | 0 | 0 | 0 | 0 | 0 | 5 | 2 | 1 | 1 | [14 empty] | 1 | 3 | 3 | 1 | 3 | 1 | 1 | 0
SCE Eastern | Palo Verde | 500 | Biomass | 0 | 0 | 0 | 0 | 0 | 0 | 0 | 0 | 0 | 0 | 0 | 5 | 2 | 4 | 2 | [14 empty] | 1 | 3 | 1 | 1 | 1 | 1 | 1 | 0
SDGE | Palomar Energy | 230 | Biomass | 0 | 0 | 0 | 0 | 0 | 0 | 0 | 0 | 0 | 0 | 0 | 1 | 1 | 1 | 1 | [14 empty] | 1 | 3 | 3 | 3 | 1 | 1 | 1 | 0
PG&E KERN | Panama | 70 | Biomass | 0 | 0 | 0 | 0 | 0 | 0 | 0 | 0 | 0 | 0 | 0 | 5 | 2 | 1 | 1 | [14 empty] | 3 | 3 | 2 | 3 | 4 | 1 | 1 | 0
PG&E FRESNO | Panoche | 115 | Biomass | 0 | 0 | 0 | 0 | 0 | 0 | 0 | 0 | 0 | 0 | 0 | 5 | 2 | 5 | 2 | [14 empty] | 3 | 3 | 4 | 1 | 4 | 1 | 1 | 0
PG&E FRESNO | Panoche | 230 | Biomass | 0 | 0 | 0 | 0 | 0 | 0 | 0 | 0 | 0 | 0 | 0 | 5 | 2 | 5 | 2 | 3 | [13 empty] | 3 | 3 | 4 | 1 | 4 | 1 | 1 | 0
SCE Northern | Pardee | 230 | Biomass | 0 | 0 | 0 | 0 | 0 | 0 | 0 | 0 | 0 | 0 | 0 | 5 | 2 | 4 | 2 | [14 empty] | 3 | 3 | 3 | 3 | 1 | 1 | 1 | 0
PG&E NGBA | Parkway | 230 | Biomass | 0 | 0 | 0 | 0 | 0 | 0 | 0 | 0 | 0 | 0 | 0 | 5 | 2 | 1 | 1 | [14 empty] | 1 | 3 | 2 | 3 | 3 | 1 | 4 | 1
SCE Northern | Pastoria | 230 | Biomass | 0 | 0 | 0 | 0 | 0 | 0 | 0 | 0 | 0 | 0 | 0 | 5 | 2 | 4 | 2 | [14 empty] | 3 | 3 | 3 | 3 | 1 | 1 | 1 | 0
SCE Metro | Pauda | 230 | Biomass | 0 | 0 | 0 | 0 | 0 | 0 | 0 | 0 | 0 | 0 | 0 | 1 | 1 | 1 | 1 | [14 empty] | 3 | 3 | 3 | 3 | 3 | 1 | 1 | 0
PG&E GBA | Paul Sweet | 115 | Biomass | 0 | 0 | 0 | 0 | 0 | 0 | 0 | 0 | 0 | 0 | 0 | 1 | 1 | 1 | 1 | [14 empty] | 1 | 1 | 3 | 1 | 1 | 1 | 1 | 0
PG&E NGBA | Peabody | 230 | Biomass | 0 | 0 | 0 | 0 | 0 | 0 | 0 | 0 | 0 | 0 | 0 | 5 | 2 | 1 | 1 | [14 empty] | 1 | 3 | 3 | 3 | 3 | 1 | 1 | 0
PG&E NGBA | Pease | 115 | Biomass | 0 | 0 | 0 | 0 | 0 | 0 | 0 | 0 | 0 | 0 | 0 | 5 | 2 | 1 | 1 | [14 empty] | 1 | 1 | 3 | 3 | 3 | 1 | 1 | 0
PG&E NGBA | Pease | 60 | Biomass | 0 | 0 | 0 | 0 | 0 | 0 | 0 | 0 | 0 | 0 | 0 | 5 | 2 | 1 | 1 | [14 empty] | 1 | 1 | 3 | 3 | 3 | 1 | 1 | 0
SDGE | Penasquitos | 138 | Biomass | 0 | 0 | 0 | 0 | 0 | 0 | 0 | 0 | 0 | 0 | 0 | 1 | 1 | 1 | 1 | [14 empty] | 1 | 3 | 3 | 3 | 1 | 1 | 1 | 0
SDGE | Penasquitos | 230 | Biomass | 0 | 0 | 0 | 0 | 0 | 0 | 0 | 0 | 0 | 0 | 0 | 1 | 1 | 1 | 1 | [14 empty] | 1 | 3 | 3 | 3 | 1 | 1 | 1 | 0
SDGE | Penasquitos | 69 | Biomass | 0 | 0 | 0 | 0 | 0 | 0 | 0 | 0 | 0 | 0 | 0 | 1 | 1 | 1 | 1 | [14 empty] | 1 | 3 | 3 | 3 | 1 | 1 | 1 | 0
SDGE | Pendleton | 69 | Biomass | 0 | 0 | 0 | 0 | 0 | 0 | 0 | 0 | 0 | 0 | 0 | 1 | 1 | 1 | 1 | [14 empty] | 1 | 3 | 1 | 3 | 1 | 1 | 1 | 0
PG&E NGBA | Penngrove | 115 | Biomass | 0 | 0 | 0 | 0 | 0 | 0 | 0 | 0 | 0 | 0 | 0 | 5 | 2 | 1 | 1 | [14 empty] | 1 | 3 | 2 | 1 | 3 | 1 | 1 | 0
PG&E GBA | Peoria | 115 | Biomass | 0 | 0 | 0 | 0 | 0 | 0 | 0 | 0 | 0 | 0 | 0 | 1 | 1 | 1 | 1 | [14 empty] | 1 | 3 | 1 | 3 | 1 | 1 | 4 | 1
PG&E GBA | Piercy | 115 | Biomass | 0 | 0 | 0 | 0 | 0 | 0 | 0 | 0 | 0 | 0 | 0 | 1 | 1 | 1 | 1 | [14 empty] | 1 | 3 | 3 | 1 | 3 | 1 | 1 | 0
PG&E FRESNO | Pine Flat | 230 | Biomass | 0 | 0 | 0 | 0 | 0 | 0 | 0 | 0 | 0 | 0 | 0 | 5 | 2 | 5 | 2 | [14 empty] | 3 | 3 | 1 | 1 | 1 | 1 | 1 | 0
SCE NOL | Pisgah | 230 | Biomass | 0 | 0 | 0 | 0 | 0 | 0 | 0 | 0 | 0 | 0 | 0 | 1 | 1 | 1 | 1 | 4 | [13 empty] | 1 | 3 | 1 | 3 | 4 | 1 | 1 | 0
PG&E NGBA | Pit 1 | 230 | Biomass | 0 | 0 | 0 | 0 | 0 | 0 | 0 | 0 | 0 | 0 | 0 | 5 | 2 | 1 | 1 | [14 empty] | 1 | 1 | 1 | 1 | 1 | 1 | 1 | 0
PG&E NGBA | Pit 1 | 60 | Biomass | 0 | 0 | 0 | 0 | 0 | 0 | 0 | 0 | 0 | 0 | 0 | 5 | 2 | 1 | 1 | [14 empty] | 1 | 1 | 1 | 1 | 1 | 1 | 1 | 0
PG&E NGBA | Pit 3 | 230 | Biomass | 0 | 0 | 0 | 0 | 0 | 0 | 0 | 0 | 0 | 0 | 0 | 5 | 2 | 1 | 1 | [14 empty] | 1 | 1 | 1 | 1 | 1 | 1 | 1 | 0
PG&E NGBA | Pit 4 | 230 | Biomass | 0 | 0 | 0 | 0 | 0 | 0 | 0 | 0 | 0 | 0 | 0 | 5 | 2 | 1 | 1 | [14 empty] | 1 | 1 | 1 | 1 | 1 | 1 | 1 | 0
PG&E GBA | Pittsburg | 115 | Biomass | 0 | 0 | 0 | 0 | 0 | 0 | 0 | 0 | 0 | 0 | 0 | 5 | 2 | 1 | 1 | 4 | [13 empty] | 1 | 3 | 4 | 3 | 4 | 1 | 1 | 0
PG&E GBA | Pittsburg | 230 | Biomass | 0 | 0 | 0 | 0 | 0 | 0 | 0 | 0 | 0 | 0 | 0 | 5 | 2 | 1 | 1 | 4 | [13 empty] | 1 | 3 | 4 | 3 | 4 | 1 | 1 | 0
PG&E NGBA | Pleasant Grove | 115 | Biomass | 0 | 0 | 0 | 0 | 0 | 0 | 0 | 0 | 0 | 0 | 0 | 5 | 2 | 1 | 1 | [14 empty] | 1 | 3 | 3 | 1 | 1 | 1 | 1 | 0
PG&E NGBA | POE | 230 | Biomass | 0 | 0 | 0 | 0 | 0 | 0 | 0 | 0 | 0 | 0 | 0 | 5 | 2 | 1 | 1 | [14 empty] | 1 | 3 | 1 | 1 | 1 | 1 | 1 | 0
SDGE | Point Loma | 69 | Biomass | 0 | 0 | 0 | 0 | 0 | 0 | 0 | 0 | 0 | 0 | 0 | 1 | 1 | 1 | 1 | [14 empty] | 1 | 3 | 3 | 3 | 3 | 1 | 1 | 0
SDGE | Pomerado | 69 | Biomass | 0 | 0 | 0 | 0 | 0 | 0 | 0 | 0 | 0 | 0 | 0 | 1 | 1 | 1 | 1 | [14 empty] | 1 | 3 | 3 | 3 | 1 | 1 | 1 | 0
PG&E KERN | Poso Mountain | 115 | Biomass | 0 | 0 | 0 | 0 | 0 | 0 | 0 | 0 | 0 | 0 | 0 | 5 | 2 | 5 | 2 | [14 empty] | 3 | 3 | 3 | 3 | 3 | 1 | 1 | 0
EOP | Primm | 230 | Biomass | 0 | 0 | 0 | 0 | 0 | 0 | 0 | 0 | 0 | 0 | 0 | 5 | 2 | 4 | 2 | [14 empty] | 1 | 1 | 1 | 3 | 3 | 1 | 1 | 0
PG&E NGBA | Putah Creek | 115 | Biomass | 0 | 0 | 0 | 0 | 0 | 0 | 0 | 0 | 0 | 0 | 0 | 5 | 2 | 1 | 1 | [14 empty] | 1 | 3 | 2 | 1 | 1 | 1 | 1 | 0
SDGE | Q1806 | 138 | Biomass | 0 | 0 | 0 | 0 | 0 | 0 | 0 | 0 | 0 | 0 | 0 | 1 | 1 | 1 | 1 | [14 empty] | 3 | 3 | 3 | 3 | 1 | 1 | 1 | 0
PG&E FRESNO | Quinto | 230 | Biomass | 0 | 0 | 0 | 0 | 0 | 0 | 0 | 0 | 0 | 0 | 0 | 5 | 2 | 1 | 1 | [14 empty] | 3 | 3 | 1 | 1 | 4 | 1 | 1 | 0
PG&E GBA | Race Track | 115 | Biomass | 0 | 0 | 0 | 0 | 0 | 0 | 0 | 0 | 0 | 0 | 0 | 1 | 1 | 1 | 1 | [14 empty] | 1 | 3 | 1 | 3 | 1 | 1 | 1 | 0
SDGE | Rancho Mission Viejo | 138 | Biomass | 0 | 0 | 0 | 0 | 0 | 0 | 0 | 0 | 0 | 0 | 0 | 1 | 1 | 1 | 1 | [14 empty] | 3 | 3 | 3 | 3 | 1 | 1 | 1 | 0
PG&E GBA | Rancho Seco | 230 | Biomass | 0 | 0 | 0 | 0 | 0 | 0 | 0 | 0 | 0 | 0 | 0 | 1 | 1 | 1 | 1 | [14 empty] | 1 | 3 | 4 | 1 | 1 | 1 | 1 | 0
SCE Metro | Rancho Vista | 230 | Biomass | 0 | 0 | 0 | 0 | 0 | 0 | 0 | 0 | 0 | 0 | 0 | 1 | 1 | 1 | 1 | [14 empty] | 3 | 3 | 4 | 3 | 4 | 1 | 1 | 0
SCE Metro | Rancho Vista | 500 | Biomass | 0 | 0 | 0 | 0 | 0 | 0 | 0 | 0 | 0 | 0 | 0 | 1 | 1 | 1 | 1 | [14 empty] | 3 | 3 | 4 | 3 | 4 | 1 | 1 | 0
SCE NOL | Ransburg | 115 | Biomass | 0 | 0 | 0 | 0 | 0 | 0 | 0 | 0 | 0 | 0 | 0 | 3 | 3 | 1 | 1 | [14 empty] | 1 | 3 | 1 | 3 | 4 | 1 | 1 | 0
PG&E GBA | Ravenswood | 115 | Biomass | 0 | 0 | 0 | 0 | 0 | 0 | 0 | 0 | 0 | 0 | 0 | 5 | 2 | 1 | 1 | [14 empty] | 1 | 3 | 3 | 3 | 3 | 1 | 1 | 0
PG&E GBA | Ravenswood | 230 | Biomass | 0 | 0 | 0 | 0 | 0 | 0 | 0 | 0 | 0 | 0 | 0 | 5 | 2 | 1 | 1 | [14 empty] | 1 | 3 | 3 | 3 | 3 | 1 | 1 | 0
SCE Northern | Rector | 230 | Biomass | 0 | 0 | 0 | 0 | 0 | 0 | 0 | 0 | 0 | 0 | 0 | 1 | 1 | 1 | 1 | [14 empty] | 3 | 3 | 3 | 3 | 3 | 1 | 1 | 0
SCE Eastern | Red Bluff | 230 | Biomass | 0 | 0 | 0 | 0 | 0 | 0 | 0 | 0 | 0 | 0 | 0 | 1 | 1 | 1 | 1 | 1 | [13 empty] | 1 | 1 | 1 | 3 | 1 | 1 | 1 | 0
SCE Eastern | Red Bluff | 500 | Biomass | 0 | 0 | 0 | 0 | 0 | 0 | 0 | 0 | 0 | 0 | 0 | 1 | 1 | 1 | 1 | 5 | [13 empty] | 1 | 1 | 1 | 3 | 1 | 1 | 1 | 0
PG&E NGBA | Redbud | 115 | Biomass | 0 | 0 | 0 | 0 | 0 | 0 | 0 | 0 | 0 | 0 | 0 | 5 | 2 | 1 | 1 | [14 empty] | 1 | 1 | 1 | 1 | 1 | 1 | 1 | 0
SCE Metro | Redondo | 230 | Biomass | 0 | 0 | 0 | 0 | 0 | 0 | 0 | 0 | 0 | 0 | 0 | 1 | 1 | 1 | 1 | [14 empty] | 3 | 3 | 4 | 3 | 3 | 1 | 1 | 0
PG&E FRESNO | Reedley | 115 | Biomass | 0 | 0 | 0 | 0 | 0 | 0 | 0 | 0 | 0 | 0 | 0 | 5 | 2 | 5 | 2 | [14 empty] | 3 | 3 | 1 | 1 | 4 | 1 | 1 | 0
PG&E KERN | Renfro | 115 | Biomass | 0 | 0 | 0 | 0 | 0 | 0 | 0 | 0 | 0 | 0 | 0 | 5 | 2 | 5 | 2 | [14 empty] | 3 | 3 | 3 | 3 | 3 | 1 | 1 | 0
PG&E GBA | Richmond R | 115 | Biomass | 0 | 0 | 0 | 0 | 0 | 0 | 0 | 0 | 0 | 0 | 0 | 5 | 2 | 1 | 1 | [14 empty] | 1 | 3 | 3 | 3 | 3 | 1 | 4 | 1
PG&E NGBA | Rincon | 115 | Biomass | 0 | 0 | 0 | 0 | 0 | 0 | 0 | 0 | 0 | 0 | 0 | 5 | 2 | 1 | 1 | [14 empty] | 1 | 3 | 3 | 1 | 3 | 1 | 1 | 0
PG&E KERN | Rio Bravo | 115 | Biomass | 0 | 0 | 0 | 0 | 0 | 0 | 0 | 0 | 0 | 0 | 0 | 5 | 2 | 5 | 2 | 4 | [13 empty] | 3 | 3 | 3 | 3 | 4 | 1 | 1 | 0
SCE Metro | Rio Hondo | 230 | Biomass | 0 | 0 | 0 | 0 | 0 | 0 | 0 | 0 | 0 | 0 | 0 | 1 | 1 | 1 | 1 | 1 | [13 empty] | 3 | 3 | 2 | 3 | 4 | 1 | 1 | 0
PG&E NGBA | Rio Oso | 115 | Biomass | 0 | 0 | 0 | 0 | 0 | 0 | 0 | 0 | 0 | 0 | 0 | 5 | 2 | 1 | 1 | [14 empty] | 1 | 3 | 1 | 3 | 1 | 1 | 1 | 0
PG&E NGBA | Rio Oso | 230 | Biomass | 0 | 0 | 0 | 0 | 0 | 0 | 0 | 0 | 0 | 0 | 0 | 5 | 2 | 1 | 1 | [14 empty] | 1 | 3 | 1 | 3 | 1 | 1 | 1 | 0
PG&E GBA | Ripon | 115 | Biomass | 0 | 0 | 0 | 0 | 0 | 0 | 0 | 0 | 0 | 0 | 0 | 1 | 1 | 1 | 1 | 3 | [13 empty] | 3 | 3 | 3 | 1 | 3 | 1 | 1 | 0
PG&E GBA | Riverbank | 115 | Biomass | 0 | 0 | 0 | 0 | 0 | 0 | 0 | 0 | 0 | 0 | 0 | 1 | 1 | 1 | 1 | [14 empty] | 3 | 3 | 3 | 1 | 3 | 1 | 1 | 0
SCE NOL | Roadway | 115 | Biomass | 0 | 0 | 0 | 0 | 0 | 0 | 0 | 0 | 0 | 0 | 0 | 1 | 1 | 1 | 1 | 3 | [13 empty] | 1 | 3 | 3 | 3 | 4 | 1 | 4 | 1
PG&E NGBA | Rock Creek 1 | 230 | Biomass | 0 | 0 | 0 | 0 | 0 | 0 | 0 | 0 | 0 | 0 | 0 | 5 | 2 | 1 | 1 | [14 empty] | 1 | 1 | 1 | 3 | 1 | 1 | 1 | 0
SCE Northern | Rosamond | 66 | Biomass | 0 | 0 | 0 | 0 | 0 | 0 | 0 | 0 | 0 | 0 | 0 | 1 | 1 | 1 | 1 | [14 empty] | 1 | 3 | 1 | 3 | 1 | 1 | 1 | 0
PG&E GBA | Rossmoor | 230 | Biomass | 0 | 0 | 0 | 0 | 0 | 0 | 0 | 0 | 0 | 0 | 0 | 5 | 2 | 1 | 1 | [14 empty] | 1 | 3 | 2 | 3 | 1 | 1 | 1 | 0
PG&E NGBA | Round Mountain | 230 | Biomass | 0 | 0 | 0 | 0 | 0 | 0 | 0 | 0 | 0 | 0 | 0 | 5 | 2 | 1 | 1 | [14 empty] | 1 | 1 | 1 | 1 | 1 | 1 | 1 | 0
PG&E NGBA | Round Mountain | 500 | Biomass | 0 | 0 | 0 | 0 | 0 | 0 | 0 | 0 | 0 | 0 | 0 | 5 | 2 | 1 | 1 | [14 empty] | 1 | 1 | 1 | 1 | 1 | 1 | 1 | 0
PG&E GBA | Salado | 115 | Biomass | 0 | 0 | 0 | 0 | 0 | 0 | 0 | 0 | 0 | 0 | 0 | 1 | 1 | 1 | 1 | [14 empty] | 3 | 3 | 1 | 1 | 4 | 1 | 1 | 0
PG&E GBA | Salado | 60 | Biomass | 0 | 0 | 0 | 0 | 0 | 0 | 0 | 0 | 0 | 0 | 0 | 1 | 1 | 1 | 1 | [14 empty] | 3 | 3 | 1 | 1 | 4 | 1 | 1 | 0
PG&E GBA | Salinas | 115 | Biomass | 0 | 0 | 0 | 0 | 0 | 0 | 0 | 0 | 0 | 0 | 0 | 1 | 1 | 1 | 1 | [14 empty] | 1 | 1 | 3 | 1 | 3 | 1 | 4 | 1
SDGE | Salt Creek | 69 | Biomass | 0 | 0 | 0 | 0 | 0 | 0 | 0 | 0 | 0 | 0 | 0 | 1 | 1 | 1 | 1 | [14 empty] | 1 | 3 | 2 | 3 | 3 | 1 | 1 | 0
SCE Eastern | San Bernardino | 230 | Biomass | 0 | 0 | 0 | 0 | 0 | 0 | 0 | 0 | 0 | 0 | 0 | 1 | 1 | 1 | 1 | [14 empty] | 3 | 3 | 4 | 3 | 3 | 1 | 4 | 1
PG&E GBA | SAN FRAN A (POTRERO PP) | 115 | Biomass | 0 | 0 | 0 | 0 | 0 | 0 | 0 | 0 | 0 | 0 | 0 | 5 | 2 | 1 | 1 | [14 empty] | 1 | 3 | 4 | 3 | 3 | 1 | 1 | 0
PG&E GBA | SAN FRAN A (POTRERO PP) | 230 | Biomass | 0 | 0 | 0 | 0 | 0 | 0 | 0 | 0 | 0 | 0 | 0 | 5 | 2 | 1 | 1 | [14 empty] | 1 | 3 | 4 | 3 | 3 | 1 | 1 | 0
PG&E GBA | San Jose A | 115 | Biomass | 0 | 0 | 0 | 0 | 0 | 0 | 0 | 0 | 0 | 0 | 0 | 1 | 1 | 1 | 1 | [14 empty] | 1 | 3 | 4 | 1 | 3 | 1 | 1 | 0
PG&E GBA | San Jose B | 115 | Biomass | 0 | 0 | 0 | 0 | 0 | 0 | 0 | 0 | 0 | 0 | 0 | 1 | 1 | 1 | 1 | [14 empty] | 1 | 3 | 3 | 1 | 3 | 1 | 1 | 0
PG&E GBA | San Leandro U | 115 | Biomass | 0 | 0 | 0 | 0 | 0 | 0 | 0 | 0 | 0 | 0 | 0 | 5 | 2 | 1 | 1 | [14 empty] | 1 | 3 | 2 | 3 | 3 | 1 | 1 | 0
PG&E KERN | San Luis Obispo | 115 | Biomass | 0 | 0 | 0 | 0 | 0 | 0 | 0 | 0 | 0 | 0 | 0 | 5 | 2 | 1 | 1 | [14 empty] | 1 | 1 | 1 | 1 | 1 | 1 | 1 | 0
PG&E KERN | San Luis Obispo | 70 | Biomass | 0 | 0 | 0 | 0 | 0 | 0 | 0 | 0 | 0 | 0 | 0 | 5 | 2 | 1 | 1 | [14 empty] | 1 | 1 | 1 | 1 | 1 | 1 | 4 | 1
SDGE | San Luis Rey | 230 | Biomass | 0 | 0 | 0 | 0 | 0 | 0 | 0 | 0 | 0 | 0 | 0 | 1 | 1 | 1 | 1 | [14 empty] | 1 | 3 | 2 | 3 | 1 | 1 | 1 | 0
SDGE | San Luis Rey | 69 | Biomass | 0 | 0 | 0 | 0 | 0 | 0 | 0 | 0 | 0 | 0 | 0 | 1 | 1 | 1 | 1 | [14 empty] | 1 | 3 | 2 | 3 | 1 | 1 | 1 | 0
SDGE | San Marcos | 69 | Biomass | 0 | 0 | 0 | 0 | 0 | 0 | 0 | 0 | 0 | 0 | 0 | 1 | 1 | 1 | 1 | [14 empty] | 1 | 3 | 3 | 3 | 1 | 1 | 1 | 0
SCE Metro | San Onofre | 230 | Biomass | 0 | 0 | 0 | 0 | 0 | 0 | 0 | 0 | 0 | 0 | 0 | 1 | 1 | 1 | 1 | [14 empty] | 1 | 3 | 1 | 3 | 1 | 1 | 1 | 0
PG&E GBA | San Pablo | 115 | Biomass | 0 | 0 | 0 | 0 | 0 | 0 | 0 | 0 | 0 | 0 | 0 | 5 | 2 | 1 | 1 | [14 empty] | 1 | 3 | 3 | 3 | 4 | 1 | 1 | 0
PG&E GBA | San Ramon | 230 | Biomass | 0 | 0 | 0 | 0 | 0 | 0 | 0 | 0 | 0 | 0 | 0 | 5 | 2 | 1 | 1 | [14 empty] | 1 | 3 | 3 | 3 | 1 | 1 | 1 | 0
SDGE | San Ysidro | 69 | Biomass | 0 | 0 | 0 | 0 | 0 | 0 | 0 | 0 | 0 | 0 | 0 | 1 | 1 | 1 | 1 | [14 empty] | 1 | 3 | 3 | 3 | 3 | 1 | 1 | 0
SCE NOL | Sandlot | 230 | Biomass | 0 | 0 | 0 | 0 | 0 | 0 | 0 | 0 | 0 | 0 | 0 | 3 | 3 | 1 | 1 | [14 empty] | 1 | 3 | 1 | 3 | 3 | 1 | 1 | 0
EOP | Sandy | 138 | Biomass | 0 | 0 | 0 | 0 | 0 | 0 | 0 | 0 | 0 | 0 | 0 | 5 | 2 | 4 | 2 | [14 empty] | 1 | 1 | 1 | 3 | 1 | 1 | 1 | 0
PG&E FRESNO | Sanger | 115 | Biomass | 0 | 0 | 0 | 0 | 0 | 0 | 0 | 0 | 0 | 0 | 0 | 5 | 2 | 5 | 2 | 3 | [13 empty] | 3 | 3 | 3 | 1 | 3 | 1 | 4 | 1
SCE Northern | Santa Clara | 230 | Biomass | 0 | 0 | 0 | 0 | 0 | 0 | 0 | 0 | 0 | 0 | 0 | 5 | 2 | 4 | 2 | [14 empty] | 1 | 3 | 2 | 3 | 3 | 1 | 1 | 0
PG&E NGBA | Santa Rosa A | 115 | Biomass | 0 | 0 | 0 | 0 | 0 | 0 | 0 | 0 | 0 | 0 | 0 | 5 | 2 | 1 | 1 | [14 empty] | 1 | 3 | 3 | 1 | 3 | 1 | 1 | 0
PG&E GBA | Santa Teresa | 115 | Biomass | 0 | 0 | 0 | 0 | 0 | 0 | 0 | 0 | 0 | 0 | 0 | 1 | 1 | 1 | 1 | 3 | [13 empty] | 1 | 3 | 3 | 1 | 3 | 1 | 1 | 0
SDGE | Santee | 138 | Biomass | 0 | 0 | 0 | 0 | 0 | 0 | 0 | 0 | 0 | 0 | 0 | 1 | 1 | 1 | 1 | [14 empty] | 1 | 3 | 3 | 3 | 3 | 1 | 1 | 0
SCE Metro | Santiago | 230 | Biomass | 0 | 0 | 0 | 0 | 0 | 0 | 0 | 0 | 0 | 0 | 0 | 1 | 1 | 1 | 1 | [14 empty] | 3 | 3 | 3 | 3 | 3 | 1 | 1 | 0
PG&E GBA | Saratoga | 230 | Biomass | 0 | 0 | 0 | 0 | 0 | 0 | 0 | 0 | 0 | 0 | 0 | 1 | 1 | 1 | 1 | [14 empty] | 1 | 3 | 2 | 1 | 1 | 1 | 1 | 0
SCE Northern | Saugus | 230 | Biomass | 0 | 0 | 0 | 0 | 0 | 0 | 0 | 0 | 0 | 0 | 0 | 5 | 2 | 4 | 2 | [14 empty] | 3 | 3 | 3 | 3 | 1 | 1 | 1 | 0
PG&E FRESNO | Schindler | 115 | Biomass | 0 | 0 | 0 | 0 | 0 | 0 | 0 | 0 | 0 | 0 | 0 | 5 | 2 | 1 | 1 | 3 | [13 empty] | 3 | 3 | 1 | 1 | 4 | 1 | 1 | 0
PG&E FRESNO | Schindler | 70 | Biomass | 0 | 0 | 0 | 0 | 0 | 0 | 0 | 0 | 0 | 0 | 0 | 5 | 2 | 5 | 2 | [14 empty] | 3 | 3 | 1 | 1 | 4 | 1 | 1 | 0
PG&E GBA | Schulte | 115 | Biomass | 0 | 0 | 0 | 0 | 0 | 0 | 0 | 0 | 0 | 0 | 0 | 1 | 1 | 1 | 1 | 3 | [13 empty] | 3 | 3 | 4 | 1 | 3 | 1 | 1 | 0
SDGE | Scripps | 69 | Biomass | 0 | 0 | 0 | 0 | 0 | 0 | 0 | 0 | 0 | 0 | 0 | 1 | 1 | 1 | 1 | [14 empty] | 1 | 3 | 3 | 3 | 1 | 1 | 1 | 0
PG&E KERN | Semitropic | 115 | Biomass | 0 | 0 | 0 | 0 | 0 | 0 | 0 | 0 | 0 | 0 | 0 | 5 | 2 | 1 | 1 | [14 empty] | 3 | 3 | 2 | 3 | 4 | 1 | 1 | 0
SCE Metro | Serrano | 230 | Biomass | 0 | 0 | 0 | 0 | 0 | 0 | 0 | 0 | 0 | 0 | 0 | 1 | 1 | 1 | 1 | 5 | [13 empty] | 3 | 3 | 3 | 3 | 3 | 1 | 1 | 0
SCE Metro | Serrano | 500 | Biomass | 0 | 0 | 0 | 0 | 0 | 0 | 0 | 0 | 0 | 0 | 0 | 1 | 1 | 1 | 1 | 5 | [13 empty] | 3 | 3 | 3 | 3 | 3 | 1 | 1 | 0
SDGE | Shadowridge | 138 | Biomass | 0 | 0 | 0 | 0 | 0 | 0 | 0 | 0 | 0 | 0 | 0 | 1 | 1 | 1 | 1 | [14 empty] | 1 | 3 | 2 | 3 | 1 | 1 | 1 | 0
PG&E KERN | Shafter | 115 | Biomass | 0 | 0 | 0 | 0 | 0 | 0 | 0 | 0 | 0 | 0 | 0 | 5 | 2 | 5 | 2 | [14 empty] | 3 | 3 | 2 | 3 | 4 | 1 | 1 | 0
PG&E NGBA | Silverado | 115 | Biomass | 0 | 0 | 0 | 0 | 0 | 0 | 0 | 0 | 0 | 0 | 0 | 5 | 2 | 1 | 1 | [14 empty] | 1 | 3 | 2 | 1 | 1 | 1 | 1 | 0
SDGE | Silvergate | 230 | Biomass | 0 | 0 | 0 | 0 | 0 | 0 | 0 | 0 | 0 | 0 | 0 | 1 | 1 | 1 | 1 | [14 empty] | 1 | 3 | 4 | 3 | 4 | 1 | 1 | 0
SDGE | Silvergate | 69 | Biomass | 0 | 0 | 0 | 0 | 0 | 0 | 0 | 0 | 0 | 0 | 0 | 1 | 1 | 1 | 1 | [14 empty] | 1 | 3 | 4 | 3 | 4 | 1 | 1 | 0
PG&E KERN | Sisquoc | 115 | Biomass | 0 | 0 | 0 | 0 | 0 | 0 | 0 | 0 | 0 | 0 | 0 | 5 | 2 | 1 | 1 | [14 empty] | 1 | 1 | 2 | 3 | 1 | 1 | 1 | 0
EOP | Sloan Canyon | 230 | Biomass | 0 | 0 | 0 | 0 | 0 | 0 | 0 | 0 | 0 | 0 | 0 | 5 | 2 | 4 | 2 | [14 empty] | 1 | 1 | 2 | 3 | 1 | 1 | 1 | 0
EOP | Sloan Canyon | 500 | Biomass | 0 | 0 | 0 | 0 | 0 | 0 | 0 | 0 | 0 | 0 | 0 | 5 | 2 | 4 | 2 | [14 empty] | 1 | 1 | 2 | 3 | 1 | 1 | 1 | 0
PG&E KERN | Smyrna | 115 | Biomass | 0 | 0 | 0 | 0 | 0 | 0 | 0 | 0 | 0 | 0 | 0 | 5 | 2 | 5 | 2 | [14 empty] | 3 | 3 | 1 | 3 | 4 | 1 | 1 | 0
PG&E GBA | Sobrante | 115 | Biomass | 0 | 0 | 0 | 0 | 0 | 0 | 0 | 0 | 0 | 0 | 0 | 5 | 2 | 1 | 1 | [14 empty] | 1 | 3 | 3 | 3 | 1 | 1 | 1 | 0
PG&E GBA | Sobrante | 230 | Biomass | 0 | 0 | 0 | 0 | 0 | 0 | 0 | 0 | 0 | 0 | 0 | 5 | 2 | 1 | 1 | [14 empty] | 1 | 3 | 3 | 3 | 1 | 1 | 1 | 0
PG&E KERN | Solar | 230 | Biomass | 0 | 0 | 0 | 0 | 0 | 0 | 0 | 0 | 0 | 0 | 0 | 5 | 2 | 5 | 2 | [14 empty] | 1 | 3 | 1 | 1 | 1 | 1 | 1 | 0
PG&E GBA | Soledad | 115 | Biomass | 0 | 0 | 0 | 0 | 0 | 0 | 0 | 0 | 0 | 0 | 0 | 1 | 1 | 1 | 1 | [14 empty] | 1 | 1 | 1 | 1 | 1 | 1 | 1 | 0
PG&E GBA | Soledad | 60 | Biomass | 0 | 0 | 0 | 0 | 0 | 0 | 0 | 0 | 0 | 0 | 0 | 1 | 1 | 1 | 1 | [14 empty] | 1 | 1 | 1 | 1 | 1 | 1 | 1 | 0
SDGE | Spring Valley | 69 | Biomass | 0 | 0 | 0 | 0 | 0 | 0 | 0 | 0 | 0 | 0 | 0 | 1 | 1 | 1 | 1 | [14 empty] | 1 | 3 | 3 | 3 | 3 | 1 | 1 | 0
SCE Northern | Springville | 230 | Biomass | 0 | 0 | 0 | 0 | 0 | 0 | 0 | 0 | 0 | 0 | 0 | 1 | 1 | 1 | 1 | 4 | [13 empty] | 3 | 3 | 1 | 3 | 4 | 1 | 1 | 0
PG&E GBA | Stagg | 230 | Biomass | 0 | 0 | 0 | 0 | 0 | 0 | 0 | 0 | 0 | 0 | 0 | 5 | 2 | 1 | 1 | [14 empty] | 3 | 3 | 3 | 1 | 3 | 1 | 1 | 0
PG&E GBA | Standard Oil | 115 | Biomass | 0 | 0 | 0 | 0 | 0 | 0 | 0 | 0 | 0 | 0 | 0 | 5 | 2 | 1 | 1 | [14 empty] | 1 | 3 | 4 | 3 | 3 | 1 | 1 | 0
PG&E GBA | Stanislaus | 115 | Biomass | 0 | 0 | 0 | 0 | 0 | 0 | 0 | 0 | 0 | 0 | 0 | 1 | 1 | 1 | 1 | [14 empty] | 1 | 3 | 1 | 3 | 1 | 1 | 1 | 0
PG&E KERN | Stockdale | 115 | Biomass | 0 | 0 | 0 | 0 | 0 | 0 | 0 | 0 | 0 | 0 | 0 | 5 | 2 | 1 | 1 | [14 empty] | 3 | 3 | 3 | 3 | 3 | 1 | 1 | 0
PG&E KERN | Stockdale | 230 | Biomass | 0 | 0 | 0 | 0 | 0 | 0 | 0 | 0 | 0 | 0 | 0 | 5 | 2 | 1 | 1 | [14 empty] | 3 | 3 | 3 | 3 | 3 | 1 | 1 | 0
PG&E GBA | Stockton A | 115 | Biomass | 0 | 0 | 0 | 0 | 0 | 0 | 0 | 0 | 0 | 0 | 0 | 1 | 1 | 1 | 1 | [14 empty] | 3 | 3 | 3 | 1 | 4 | 1 | 1 | 0
PG&E GBA | Stone | 115 | Biomass | 0 | 0 | 0 | 0 | 0 | 0 | 0 | 0 | 0 | 0 | 0 | 1 | 1 | 1 | 1 | [14 empty] | 1 | 3 | 3 | 1 | 3 | 1 | 1 | 0
PG&E FRESNO | Storey | 230 | Biomass | 0 | 0 | 0 | 0 | 0 | 0 | 0 | 0 | 0 | 0 | 0 | 5 | 2 | 5 | 2 | [14 empty] | 3 | 3 | 1 | 1 | 4 | 1 | 1 | 0
PG&E NGBA | Summit | 115 | Biomass | 0 | 0 | 0 | 0 | 0 | 0 | 0 | 0 | 0 | 0 | 0 | 5 | 2 | 1 | 1 | [14 empty] | 1 | 3 | 1 | 1 | 1 | 1 | 1 | 0
SDGE | Suncrest | 230 | Biomass | 0 | 0 | 0 | 0 | 0 | 0 | 0 | 0 | 0 | 0 | 0 | 1 | 1 | 1 | 1 | [14 empty] | 1 | 3 | 1 | 3 | 1 | 1 | 1 | 0
SDGE | Suncrest | 500 | Biomass | 0 | 0 | 0 | 0 | 0 | 0 | 0 | 0 | 0 | 0 | 0 | 1 | 1 | 1 | 1 | [14 empty] | 1 | 3 | 1 | 3 | 1 | 1 | 1 | 0
PG&E KERN | Sunrise | 230 | Biomass | 0 | 0 | 0 | 0 | 0 | 0 | 0 | 0 | 0 | 0 | 0 | 5 | 2 | 5 | 2 | [14 empty] | 3 | 3 | 4 | 3 | 4 | 1 | 1 | 0
PG&E KERN | Sunset | 230 | Biomass | 0 | 0 | 0 | 0 | 0 | 0 | 0 | 0 | 0 | 0 | 0 | 5 | 2 | 5 | 2 | [14 empty] | 3 | 3 | 4 | 3 | 4 | 1 | 1 | 0
PG&E GBA | Swift | 115 | Biomass | 0 | 0 | 0 | 0 | 0 | 0 | 0 | 0 | 0 | 0 | 0 | 1 | 1 | 1 | 1 | [14 empty] | 1 | 3 | 3 | 1 | 3 | 1 | 1 | 0
SDGE | Sycamore Canyon | 138 | Biomass | 0 | 0 | 0 | 0 | 0 | 0 | 0 | 0 | 0 | 0 | 0 | 1 | 1 | 1 | 1 | 3 | [13 empty] | 1 | 3 | 2 | 3 | 1 | 1 | 1 | 0
SDGE | Sycamore Canyon | 230 | Biomass | 0 | 0 | 0 | 0 | 0 | 0 | 0 | 0 | 0 | 0 | 0 | 1 | 1 | 1 | 1 | [14 empty] | 1 | 3 | 2 | 3 | 1 | 1 | 1 | 0
SDGE | Sycamore Canyon | 69 | Biomass | 0 | 0 | 0 | 0 | 0 | 0 | 0 | 0 | 0 | 0 | 0 | 1 | 1 | 1 | 1 | [14 empty] | 1 | 3 | 2 | 3 | 1 | 1 | 1 | 0
SCE Northern | Sylmar | 230 | Biomass | 0 | 0 | 0 | 0 | 0 | 0 | 0 | 0 | 0 | 0 | 0 | 5 | 2 | 4 | 2 | [14 empty] | 3 | 3 | 3 | 3 | 4 | 1 | 1 | 0
PG&E NGBA | Table Mountain | 115 | Biomass | 0 | 0 | 0 | 0 | 0 | 0 | 0 | 0 | 0 | 0 | 0 | 5 | 2 | 1 | 1 | [14 empty] | 1 | 3 | 2 | 1 | 4 | 1 | 1 | 0
PG&E NGBA | Table Mountain | 230 | Biomass | 0 | 0 | 0 | 0 | 0 | 0 | 0 | 0 | 0 | 0 | 0 | 5 | 2 | 1 | 1 | [14 empty] | 1 | 3 | 2 | 1 | 4 | 1 | 1 | 0
PG&E NGBA | Table Mountain | 500 | Biomass | 0 | 0 | 0 | 0 | 0 | 0 | 0 | 0 | 0 | 0 | 0 | 5 | 2 | 1 | 1 | [14 empty] | 1 | 3 | 2 | 1 | 4 | 1 | 1 | 0
PG&E NGBA | Table Mountain | 60 | Biomass | 0 | 0 | 0 | 0 | 0 | 0 | 0 | 0 | 0 | 0 | 0 | 5 | 2 | 1 | 1 | [14 empty] | 1 | 3 | 2 | 1 | 4 | 1 | 1 | 0
PG&E KERN | Taft | 115 | Biomass | 0 | 0 | 0 | 0 | 0 | 0 | 0 | 0 | 0 | 0 | 0 | 5 | 2 | 5 | 2 | [14 empty] | 3 | 3 | 3 | 3 | 3 | 1 | 1 | 0
SDGE | Talega | 138 | Biomass | 0 | 0 | 0 | 0 | 0 | 0 | 0 | 0 | 0 | 0 | 0 | 1 | 1 | 1 | 1 | 3 | [13 empty] | 1 | 3 | 2 | 3 | 1 | 1 | 1 | 0
SDGE | Talega | 230 | Biomass | 0 | 0 | 0 | 0 | 0 | 0 | 0 | 0 | 0 | 0 | 0 | 1 | 1 | 1 | 1 | [14 empty] | 1 | 3 | 2 | 3 | 1 | 1 | 1 | 0
PG&E GBA | Tassajara | 230 | Biomass | 0 | 0 | 0 | 0 | 0 | 0 | 0 | 0 | 0 | 0 | 0 | 5 | 2 | 1 | 1 | [14 empty] | 1 | 3 | 2 | 3 | 1 | 1 | 1 | 0
PG&E KERN | Tejon | 70 | Biomass | 0 | 0 | 0 | 0 | 0 | 0 | 0 | 0 | 0 | 0 | 0 | 5 | 2 | 1 | 1 | [14 empty] | 3 | 3 | 2 | 3 | 4 | 1 | 1 | 0
SDGE | Telegraph Canyon | 138 | Biomass | 0 | 0 | 0 | 0 | 0 | 0 | 0 | 0 | 0 | 0 | 0 | 1 | 1 | 1 | 1 | [14 empty] | 1 | 3 | 3 | 3 | 3 | 1 | 1 | 0
PG&E KERN | Temblor | 115 | Biomass | 0 | 0 | 0 | 0 | 0 | 0 | 0 | 0 | 0 | 0 | 0 | 5 | 2 | 5 | 2 | [14 empty] | 3 | 3 | 3 | 3 | 4 | 1 | 1 | 0
PG&E KERN | Templeton | 230 | Biomass | 0 | 0 | 0 | 0 | 0 | 0 | 0 | 0 | 0 | 0 | 0 | 5 | 2 | 5 | 2 | [14 empty] | 1 | 1 | 1 | 1 | 1 | 1 | 1 | 0
PG&E KERN | Templeton | 70 | Biomass | 0 | 0 | 0 | 0 | 0 | 0 | 0 | 0 | 0 | 0 | 0 | 5 | 2 | 1 | 1 | [14 empty] | 1 | 1 | 1 | 1 | 1 | 1 | 4 | 1
PG&E GBA | Tesla | 115 | Biomass | 0 | 0 | 0 | 0 | 0 | 0 | 0 | 0 | 0 | 0 | 0 | 1 | 1 | 1 | 1 | [14 empty] | 1 | 3 | 3 | 3 | 3 | 1 | 1 | 0
PG&E GBA | Tesla | 230 | Biomass | 0 | 0 | 0 | 0 | 0 | 0 | 0 | 0 | 0 | 0 | 0 | 5 | 2 | 1 | 1 | 4 | [13 empty] | 1 | 3 | 3 | 3 | 3 | 1 | 1 | 0
PG&E GBA | Tesla | 500 | Biomass | 0 | 0 | 0 | 0 | 0 | 0 | 0 | 0 | 0 | 0 | 0 | 1 | 1 | 1 | 1 | 5 | [13 empty] | 1 | 3 | 3 | 3 | 3 | 1 | 1 | 0
PG&E KERN | Tevis | 115 | Biomass | 0 | 0 | 0 | 0 | 0 | 0 | 0 | 0 | 0 | 0 | 0 | 5 | 2 | 5 | 2 | 4 | [13 empty] | 3 | 3 | 3 | 3 | 3 | 1 | 1 | 0
EOP | Thousandaire | 138 | Biomass | 0 | 0 | 0 | 0 | 0 | 0 | 0 | 0 | 0 | 0 | 0 | 5 | 2 | 4 | 2 | [14 empty] | 1 | 1 | 1 | 3 | 1 | 1 | 1 | 0
PG&E KERN | Topaz | 230 | Biomass | 0 | 0 | 0 | 0 | 0 | 0 | 0 | 0 | 0 | 0 | 0 | 5 | 2 | 5 | 2 | [14 empty] | 3 | 3 | 3 | 3 | 3 | 1 | 1 | 0
SCE NOL | Tortilla | 115 | Biomass | 0 | 0 | 0 | 0 | 0 | 0 | 0 | 0 | 0 | 0 | 0 | 3 | 3 | 1 | 1 | [14 empty] | 1 | 3 | 2 | 3 | 3 | 1 | 1 | 0
SDGE | Trabuco | 138 | Biomass | 0 | 0 | 0 | 0 | 0 | 0 | 0 | 0 | 0 | 0 | 0 | 1 | 1 | 1 | 1 | [14 empty] | 3 | 3 | 4 | 3 | 3 | 1 | 1 | 0
PG&E GBA | Tracy | 115 | Biomass | 0 | 0 | 0 | 0 | 0 | 0 | 0 | 0 | 0 | 0 | 0 | 1 | 1 | 1 | 1 | [14 empty] | 1 | 3 | 3 | 3 | 3 | 1 | 4 | 1
PG&E FRESNO | Tranquility | 230 | Biomass | 0 | 0 | 0 | 0 | 0 | 0 | 0 | 0 | 0 | 0 | 0 | 5 | 2 | 5 | 2 | 3 | [13 empty] | 3 | 3 | 1 | 1 | 4 | 1 | 1 | 0
PG&E GBA | Trimble | 115 | Biomass | 0 | 0 | 0 | 0 | 0 | 0 | 0 | 0 | 0 | 0 | 0 | 1 | 1 | 1 | 1 | [14 empty] | 1 | 3 | 3 | 1 | 3 | 1 | 1 | 0
EOP | Trout Canyon | 230 | Biomass | 0 | 0 | 0 | 0 | 0 | 0 | 0 | 0 | 0 | 0 | 0 | 5 | 2 | 4 | 2 | [14 empty] | 1 | 1 | 1 | 3 | 1 | 1 | 1 | 0
EOP | Trout Canyon | 500 | Biomass | 0 | 0 | 0 | 0 | 0 | 0 | 0 | 0 | 0 | 0 | 0 | 5 | 2 | 4 | 2 | [14 empty] | 1 | 1 | 1 | 3 | 1 | 1 | 1 | 0
PG&E NGBA | Tulucay | 230 | Biomass | 0 | 0 | 0 | 0 | 0 | 0 | 0 | 0 | 0 | 0 | 0 | 5 | 2 | 1 | 1 | [14 empty] | 1 | 3 | 3 | 1 | 1 | 1 | 1 | 0
PG&E NGBA | Tulucay | 60 | Biomass | 0 | 0 | 0 | 0 | 0 | 0 | 0 | 0 | 0 | 0 | 0 | 5 | 2 | 1 | 1 | [14 empty] | 1 | 3 | 3 | 1 | 1 | 1 | 1 | 0
PG&E KERN | Tupman | 115 | Biomass | 0 | 0 | 0 | 0 | 0 | 0 | 0 | 0 | 0 | 0 | 0 | 5 | 2 | 5 | 2 | [14 empty] | 3 | 3 | 3 | 3 | 4 | 1 | 1 | 0
PG&E NGBA | Ukiah | 115 | Biomass | 0 | 0 | 0 | 0 | 0 | 0 | 0 | 0 | 0 | 0 | 0 | 5 | 2 | 1 | 1 | [14 empty] | 1 | 1 | 1 | 1 | 1 | 1 | 1 | 0
PG&E KERN | Union (Estrella) | 70 | Biomass | 0 | 0 | 0 | 0 | 0 | 0 | 0 | 0 | 0 | 0 | 0 | 5 | 2 | 1 | 1 | [14 empty] | 1 | 1 | 1 | 1 | 1 | 1 | 1 | 0
PG&E NGBA | Vaca Dixon | 115 | Biomass | 0 | 0 | 0 | 0 | 0 | 0 | 0 | 0 | 0 | 0 | 0 | 5 | 2 | 1 | 1 | 4 | [13 empty] | 1 | 3 | 4 | 3 | 1 | 1 | 1 | 0
PG&E NGBA | Vaca Dixon | 230 | Biomass | 0 | 0 | 0 | 0 | 0 | 0 | 0 | 0 | 0 | 0 | 0 | 5 | 2 | 1 | 1 | [14 empty] | 1 | 3 | 4 | 3 | 1 | 1 | 1 | 0
PG&E NGBA | Vaca Dixon | 500 | Biomass | 0 | 0 | 0 | 0 | 0 | 0 | 0 | 0 | 0 | 0 | 0 | 5 | 2 | 1 | 1 | [14 empty] | 1 | 3 | 4 | 3 | 1 | 1 | 1 | 0
PG&E NGBA | Vaca Dixon | 60 | Biomass | 0 | 0 | 0 | 0 | 0 | 0 | 0 | 0 | 0 | 0 | 0 | 5 | 2 | 1 | 1 | [14 empty] | 1 | 3 | 4 | 3 | 1 | 1 | 1 | 0
SCE Eastern | Valley (SCE) | 500 | Biomass | 0 | 0 | 0 | 0 | 0 | 0 | 0 | 0 | 0 | 0 | 0 | 1 | 1 | 1 | 1 | [14 empty] | 3 | 3 | 4 | 3 | 3 | 1 | 1 | 0
EOP | Valley (VEA) | 138 | Biomass | 0 | 0 | 0 | 0 | 0 | 0 | 0 | 0 | 0 | 0 | 0 | 5 | 2 | 4 | 2 | [14 empty] | 1 | 1 | 1 | 3 | 1 | 1 | 1 | 0
SDGE | Valley Center | 69 | Biomass | 0 | 0 | 0 | 0 | 0 | 0 | 0 | 0 | 0 | 0 | 0 | 1 | 1 | 1 | 1 | [14 empty] | 1 | 3 | 2 | 3 | 1 | 1 | 1 | 0
PG&E GBA | Valley Home | 115 | Biomass | 0 | 0 | 0 | 0 | 0 | 0 | 0 | 0 | 0 | 0 | 0 | 1 | 1 | 1 | 1 | [14 empty] | 3 | 3 | 2 | 1 | 4 | 1 | 1 | 0
PG&E GBA | Valley Springs | 230 | Biomass | 0 | 0 | 0 | 0 | 0 | 0 | 0 | 0 | 0 | 0 | 0 | 1 | 1 | 1 | 1 | [14 empty] | 1 | 3 | 2 | 3 | 1 | 1 | 4 | 1
PG&E GBA | Valley Springs | 60 | Biomass | 0 | 0 | 0 | 0 | 0 | 0 | 0 | 0 | 0 | 0 | 0 | 1 | 1 | 1 | 1 | [14 empty] | 1 | 3 | 2 | 3 | 1 | 1 | 1 | 0
EOP | Valley Switch | 138 | Biomass | 0 | 0 | 0 | 0 | 0 | 0 | 0 | 0 | 0 | 0 | 0 | 5 | 2 | 4 | 2 | [14 empty] | 1 | 1 | 1 | 3 | 1 | 1 | 1 | 0
EOP | Valley Switch | 230 | Biomass | 0 | 0 | 0 | 0 | 0 | 0 | 0 | 0 | 0 | 0 | 0 | 5 | 2 | 4 | 2 | [14 empty] | 1 | 1 | 1 | 3 | 1 | 1 | 1 | 0
PG&E GBA | Vasco | 230 | Biomass | 0 | 0 | 0 | 0 | 0 | 0 | 0 | 0 | 0 | 0 | 0 | 5 | 2 | 1 | 1 | [14 empty] | 1 | 3 | 2 | 3 | 1 | 1 | 1 | 0
PG&E GBA | Vasona | 230 | Biomass | 0 | 0 | 0 | 0 | 0 | 0 | 0 | 0 | 0 | 0 | 0 | 1 | 1 | 1 | 1 | [14 empty] | 1 | 3 | 2 | 1 | 1 | 1 | 1 | 0
SCE Northern | Vestal | 230 | Biomass | 0 | 0 | 0 | 0 | 0 | 0 | 0 | 0 | 0 | 0 | 0 | 1 | 1 | 1 | 1 | [14 empty] | 3 | 3 | 2 | 3 | 4 | 1 | 1 | 0
SCE Northern | Vestal | 66 | Biomass | 0 | 0 | 0 | 0 | 0 | 0 | 0 | 0 | 0 | 0 | 0 | 1 | 1 | 1 | 1 | [14 empty] | 3 | 3 | 2 | 3 | 4 | 1 | 1 | 0
SCE NOL | Victor | 115 | Biomass | 0 | 0 | 0 | 0 | 0 | 0 | 0 | 0 | 0 | 0 | 0 | 1 | 1 | 1 | 1 | 3 | [13 empty] | 1 | 3 | 2 | 3 | 3 | 1 | 1 | 0
SCE NOL | Victor | 230 | Biomass | 0 | 0 | 0 | 0 | 0 | 0 | 0 | 0 | 0 | 0 | 0 | 1 | 1 | 1 | 1 | 4 | [13 empty] | 1 | 3 | 2 | 3 | 3 | 1 | 1 | 0
SCE Metro | Viejo | 230 | Biomass | 0 | 0 | 0 | 0 | 0 | 0 | 0 | 0 | 0 | 0 | 0 | 1 | 1 | 1 | 1 | [14 empty] | 3 | 3 | 2 | 3 | 3 | 1 | 1 | 0
PG&E GBA | Vierra | 115 | Biomass | 0 | 0 | 0 | 0 | 0 | 0 | 0 | 0 | 0 | 0 | 0 | 1 | 1 | 1 | 1 | [14 empty] | 3 | 3 | 4 | 1 | 4 | 1 | 1 | 0
SCE Metro | Villa Park | 230 | Biomass | 0 | 0 | 0 | 0 | 0 | 0 | 0 | 0 | 0 | 0 | 0 | 1 | 1 | 1 | 1 | [14 empty] | 3 | 3 | 3 | 3 | 3 | 1 | 1 | 0
SCE Northern | Vincent | 230 | Biomass | 0 | 0 | 0 | 0 | 0 | 0 | 0 | 0 | 0 | 0 | 0 | 1 | 1 | 1 | 1 | 4 | [13 empty] | 1 | 3 | 1 | 3 | 1 | 1 | 1 | 0
SCE Northern | Vincent | 500 | Biomass | 0 | 0 | 0 | 0 | 0 | 0 | 0 | 0 | 0 | 0 | 0 | 1 | 1 | 1 | 1 | 5 | [13 empty] | 1 | 3 | 1 | 3 | 1 | 1 | 1 | 0
PG&E GBA | Vineyard | 230 | Biomass | 0 | 0 | 0 | 0 | 0 | 0 | 0 | 0 | 0 | 0 | 0 | 5 | 2 | 1 | 1 | [14 empty] | 1 | 3 | 3 | 3 | 1 | 1 | 1 | 0
SDGE | Vineyard | 69 | Biomass | 0 | 0 | 0 | 0 | 0 | 0 | 0 | 0 | 0 | 0 | 0 | 1 | 1 | 1 | 1 | [14 empty] | 1 | 3 | 3 | 3 | 1 | 1 | 1 | 0
SCE Eastern | Vista (SCE) | 230 | Biomass | 0 | 0 | 0 | 0 | 0 | 0 | 0 | 0 | 0 | 0 | 0 | 1 | 1 | 1 | 1 | [14 empty] | 3 | 3 | 3 | 3 | 4 | 1 | 4 | 1
EOP | Vista (VEA) | 138 | Biomass | 0 | 0 | 0 | 0 | 0 | 0 | 0 | 0 | 0 | 0 | 0 | 5 | 2 | 4 | 2 | [14 empty] | 1 | 1 | 1 | 3 | 1 | 1 | 1 | 0
EOP | Vista (VEA) | 230 | Biomass | 0 | 0 | 0 | 0 | 0 | 0 | 0 | 0 | 0 | 0 | 0 | 5 | 2 | 4 | 2 | [14 empty] | 1 | 1 | 1 | 3 | 1 | 1 | 1 | 0
PG&E FRESNO | Wahtoke | 115 | Biomass | 0 | 0 | 0 | 0 | 0 | 0 | 0 | 0 | 0 | 0 | 0 | 5 | 2 | 1 | 1 | [14 empty] | 3 | 3 | 2 | 1 | 4 | 1 | 1 | 0
SCE Northern | Wakefield | 66 | Biomass | 0 | 0 | 0 | 0 | 0 | 0 | 0 | 0 | 0 | 0 | 0 | 5 | 2 | 4 | 2 | [14 empty] | 1 | 3 | 1 | 3 | 1 | 1 | 1 | 0
SCE Metro | Walnut | 230 | Biomass | 0 | 0 | 0 | 0 | 0 | 0 | 0 | 0 | 0 | 0 | 0 | 1 | 1 | 1 | 1 | [14 empty] | 3 | 3 | 4 | 3 | 4 | 1 | 1 | 0
SCE Northern | Warne | 230 | Biomass | 0 | 0 | 0 | 0 | 0 | 0 | 0 | 0 | 0 | 0 | 0 | 5 | 2 | 4 | 2 | [14 empty] | 3 | 3 | 1 | 3 | 1 | 1 | 1 | 0
PG&E GBA | Warnerville | 230 | Biomass | 0 | 0 | 0 | 0 | 0 | 0 | 0 | 0 | 0 | 0 | 0 | 5 | 2 | 5 | 2 | [14 empty] | 3 | 3 | 3 | 1 | 3 | 1 | 1 | 0
PG&E FRESNO | Waukena | 115 | Biomass | 0 | 0 | 0 | 0 | 0 | 0 | 0 | 0 | 0 | 0 | 0 | 5 | 2 | 1 | 1 | [14 empty] | 3 | 3 | 2 | 1 | 4 | 1 | 1 | 0
PG&E GBA | Weber | 230 | Biomass | 0 | 0 | 0 | 0 | 0 | 0 | 0 | 0 | 0 | 0 | 0 | 1 | 1 | 1 | 1 | [14 empty] | 3 | 3 | 3 | 1 | 4 | 1 | 1 | 0
PG&E GBA | Weber | 60 | Biomass | 0 | 0 | 0 | 0 | 0 | 0 | 0 | 0 | 0 | 0 | 0 | 1 | 1 | 1 | 1 | 3 | [13 empty] | 3 | 3 | 3 | 1 | 4 | 1 | 1 | 0
PG&E FRESNO | West Fresno | 115 | Biomass | 0 | 0 | 0 | 0 | 0 | 0 | 0 | 0 | 0 | 0 | 0 | 5 | 2 | 5 | 2 | [14 empty] | 3 | 3 | 3 | 1 | 4 | 1 | 1 | 0
PG&E FRESNO | Westley | 230 | Biomass | 0 | 0 | 0 | 0 | 0 | 0 | 0 | 0 | 0 | 0 | 0 | 1 | 1 | 1 | 1 | [14 empty] | 3 | 3 | 1 | 1 | 4 | 1 | 1 | 0
PG&E KERN | Westpark | 115 | Biomass | 0 | 0 | 0 | 0 | 0 | 0 | 0 | 0 | 0 | 0 | 0 | 5 | 2 | 1 | 1 | [14 empty] | 3 | 3 | 3 | 3 | 4 | 1 | 1 | 0
PG&E KERN | Wheeler Ridge | 230 | Biomass | 0 | 0 | 0 | 0 | 0 | 0 | 0 | 0 | 0 | 0 | 0 | 5 | 2 | 5 | 2 | 1 | [13 empty] | 3 | 3 | 1 | 3 | 4 | 1 | 1 | 0
PG&E KERN | Wheeler Ridge | 115 | Biomass | 0 | 0 | 0 | 0 | 0 | 0 | 0 | 0 | 0 | 0 | 0 | 5 | 2 | 1 | 1 | 3 | [13 empty] | 3 | 3 | 1 | 3 | 4 | 1 | 1 | 0
PG&E KERN | Wheeler Ridge | 70 | Biomass | 0 | 0 | 0 | 0 | 0 | 0 | 0 | 0 | 0 | 0 | 0 | 5 | 2 | 5 | 2 | [14 empty] | 3 | 3 | 1 | 3 | 4 | 1 | 1 | 0
SCE Northern | Whirlwind | 230 | Biomass | 0 | 0 | 0 | 0 | 0 | 0 | 0 | 0 | 0 | 0 | 0 | 1 | 1 | 1 | 1 | 5 | [13 empty] | 1 | 3 | 1 | 3 | 1 | 1 | 1 | 0
SCE Northern | Whirlwind | 500 | Biomass | 0 | 0 | 0 | 0 | 0 | 0 | 0 | 0 | 0 | 0 | 0 | 1 | 1 | 1 | 1 | 5 | [13 empty] | 1 | 3 | 1 | 3 | 1 | 1 | 1 | 0
PG&E GBA | Whisman | 115 | Biomass | 0 | 0 | 0 | 0 | 0 | 0 | 0 | 0 | 0 | 0 | 0 | 1 | 1 | 1 | 1 | [14 empty] | 1 | 3 | 3 | 1 | 3 | 1 | 1 | 0
SCE Eastern | Wildlife | 230 | Biomass | 0 | 0 | 0 | 0 | 0 | 0 | 0 | 0 | 0 | 0 | 0 | 1 | 1 | 1 | 1 | [14 empty] | 3 | 3 | 4 | 3 | 4 | 1 | 1 | 0
PG&E FRESNO | Wilson | 115 | Biomass | 0 | 0 | 0 | 0 | 0 | 0 | 0 | 0 | 0 | 0 | 0 | 5 | 2 | 5 | 2 | 4 | [13 empty] | 3 | 3 | 1 | 1 | 4 | 1 | 1 | 0
PG&E FRESNO | Wilson | 230 | Biomass | 0 | 0 | 0 | 0 | 0 | 0 | 0 | 0 | 0 | 0 | 0 | 5 | 2 | 5 | 2 | [14 empty] | 3 | 3 | 1 | 1 | 4 | 1 | 1 | 0
SCE Northern | Windhub | 230 | Biomass | 0 | 0 | 0 | 0 | 0 | 0 | 0 | 0 | 0 | 0 | 0 | 1 | 1 | 1 | 1 | 4 | [13 empty] | 1 | 3 | 1 | 3 | 3 | 1 | 1 | 0
SCE Northern | Windhub | 500 | Biomass | 0 | 0 | 0 | 0 | 0 | 0 | 0 | 0 | 0 | 0 | 0 | 1 | 1 | 1 | 1 | 5 | [13 empty] | 1 | 3 | 1 | 3 | 3 | 1 | 1 | 0
PG&E GBA | Windmaster | 230 | Biomass | 0 | 0 | 0 | 0 | 0 | 0 | 0 | 0 | 0 | 0 | 0 | 5 | 2 | 1 | 1 | [14 empty] | 1 | 3 | 3 | 3 | 3 | 1 | 1 | 0
PG&E NGBA | Windsor | 60 | Biomass | 0 | 0 | 0 | 0 | 0 | 0 | 0 | 0 | 0 | 0 | 0 | 5 | 2 | 1 | 1 | [14 empty] | 3 | 3 | 3 | 3 | 3 | 1 | 1 | 0
PG&E NGBA | Woodland | 115 | Biomass | 0 | 0 | 0 | 0 | 0 | 0 | 0 | 0 | 0 | 0 | 0 | 5 | 2 | 1 | 1 | [14 empty] | 1 | 3 | 1 | 1 | 1 | 1 | 1 | 0
PG&E FRESNO | Woodward | 115 | Biomass | 0 | 0 | 0 | 0 | 0 | 0 | 0 | 0 | 0 | 0 | 0 | 5 | 2 | 1 | 1 | [14 empty] | 3 | 3 | 3 | 1 | 3 | 1 | 1 | 0
PG&E NGBA | Wyandotte | 115 | Biomass | 0 | 0 | 0 | 0 | 0 | 0 | 0 | 0 | 0 | 0 | 0 | 5 | 2 | 1 | 1 | [14 empty] | 1 | 3 | 3 | 1 | 3 | 1 | 4 | 1
PG&E KERN | 7th Standard | 115 | Wind, Onshore | 0 | 0 | 0 | 0 | 0 | 0 | 0 | 0 | 0 | 0 | 0 | 5 | 2 | 5 | 2 |  | 1 | 1 | N/A |  |  |  | N/A | N/A | N/A | N/A | N/A | N/A | N/A | 1 | 1 | 3 | 1 | 2 | 1 | 1 | 0
SCE Metro | Alamitos | 230 | Wind, Onshore | 0 | 0 | 0 | 0 | 0 | 0 | 0 | 0 | 0 | 0 | 0 | 1 | 1 | 1 | 1 |  | 1 | 1 | N/A |  |  |  | N/A | N/A | N/A | N/A | N/A | N/A | N/A | 1 | 1 | 1 | 1 | 1 | 1 | 1 | 0
SCE Eastern | Alberhill | 115 | Wind, Onshore | 0 | 0 | 0 | 0 | 0 | 0 | 0 | 0 | 0 | 0 | 0 | 1 | 1 | 1 | 1 |  | 1 | 1 | N/A |  |  |  | N/A | N/A | N/A | N/A | N/A | N/A | N/A | 1 | 1 | 4 | 1 | 1 | 1 | 1 | 0
SCE Eastern | Alberhill | 500 | Wind, Onshore | 0 | 0 | 0 | 0 | 0 | 0 | 0 | 0 | 0 | 0 | 0 | 1 | 1 | 1 | 1 |  | 1 | 1 | N/A |  |  |  | N/A | N/A | N/A | N/A | N/A | N/A | N/A | 1 | 1 | 4 | 1 | 1 | 1 | 1 | 0
PG&E GBA | Alhambra | 115 | Wind, Onshore | 0 | 0 | 0 | 0 | 0 | 0 | 0 | 0 | 0 | 0 | 0 | 5 | 2 | 1 | 1 |  | 1 | 1 | N/A |  |  |  | N/A | N/A | N/A | N/A | N/A | N/A | N/A | 2 | 1 | 2 | 1 | 2 | 1 | 1 | 0
PG&E FRESNO | Alpaugh | 115 | Wind, Onshore | 0 | 0 | 0 | 0 | 0 | 0 | 0 | 0 | 0 | 0 | 0 | 5 | 2 | 5 | 2 | 3 | 1 | 1 | 1 |  |  |  | 1 | 1 | 1 | 1 | 1 | 1 | 1 | 1 | 1 | 3 | 1 | 1 | 1 | 1 | 0
SDGE | Alpine | 69 | Wind, Onshore | 0 | 0 | 0 | 0 | 0 | 0 | 0 | 0 | 0 | 0 | 0 | 1 | 1 | 1 | 1 |  | 1 | 1 | N/A |  |  |  | N/A | N/A | N/A | N/A | N/A | N/A | N/A | 2 | 1 | 4 | 1 | 3 | 1 | 1 | 0
PG&E GBA | Altamont Midway (Sandhill) | 230 | Wind, Onshore | 0 | 0 | 0 | 0 | 0 | 0 | 0 | 0 | 0 | 0 | 0 | 5 | 2 | 1 | 1 |  | 1 | 1 | 1 |  |  |  | 5 | 3 | 3 | 5 | 5 | 1 | 1 | 2 | 1 | 2 | 1 | 3 | 4+ | 4 | 1
SCE Northern | Antelope | 66 | Wind, Onshore | 0 | 0 | 0 | 0 | 0 | 0 | 0 | 0 | 0 | 0 | 0 | 1 | 1 | 1 | 1 |  | 1 | 1 | N/A |  |  |  | N/A | N/A | N/A | N/A | N/A | N/A | N/A | 2 | 1 | 4 | 1 | 3 | 1 | 1 | 0
SCE Northern | Antelope | 230 | Wind, Onshore | 0 | 0 | 0 | 0 | 0 | 0 | 0 | 0 | 0 | 0 | 0 | 1 | 1 | 1 | 1 | 4 | 1 | 1 | 1 |  |  |  | 3 | 1 | 1 | 1 | 1 | 1 | 1 | 2 | 1 | 4 | 1 | 3 | 1 | 4 | 1
SCE Northern | Antelope | 500 | Wind, Onshore | 0 | 0 | 0 | 0 | 0 | 0 | 0 | 0 | 0 | 0 | 0 | 1 | 1 | 1 | 1 |  | 1 | 1 | N/A |  |  |  | N/A | N/A | N/A | N/A | N/A | N/A | N/A | 2 | 1 | 4 | 1 | 3 | 1 | 1 | 0
PG&E NGBA | Arcata | 60 | Wind, Onshore | 0 | 0 | 0 | 0 | 0 | 0 | 0 | 0 | 0 | 0 | 0 | 5 | 2 | 1 | 1 |  | 1 | 1 | N/A |  |  |  | N/A | N/A | N/A | N/A | N/A | N/A | N/A | 2 | 2 | 4 | 2 | 3 | 1 | 1 | 0
PG&E KERN | Arco | 230 | Wind, Onshore | 0 | 0 | 0 | 0 | 0 | 0 | 0 | 0 | 0 | 0 | 0 | 5 | 2 | 5 | 2 | 3 | 1 | 1 | N/A |  |  |  | N/A | N/A | N/A | N/A | N/A | N/A | N/A | 1 | 1 | 4 | 1 | 1 | 1 | 1 | 0
PG&E KERN | Arco | 70 | Wind, Onshore | 0 | 0 | 0 | 0 | 0 | 0 | 0 | 0 | 0 | 0 | 0 | 5 | 2 | 5 | 2 |  | 1 | 1 | N/A |  |  |  | N/A | N/A | N/A | N/A | N/A | N/A | N/A | 1 | 1 | 4 | 1 | 1 | 1 | 1 | 0
SCE Metro | ArcoGen | 230 | Wind, Onshore | 0 | 0 | 0 | 0 | 0 | 0 | 0 | 0 | 0 | 0 | 0 | 1 | 1 | 1 | 1 |  | 1 | 1 | N/A |  |  |  | N/A | N/A | N/A | N/A | N/A | N/A | N/A | 1 | 1 | 1 | 1 | 1 | 1 | 1 | 0
SDGE | Artesian | 230 | Wind, Onshore | 0 | 0 | 0 | 0 | 0 | 0 | 0 | 0 | 0 | 0 | 0 | 1 | 1 | 1 | 1 |  | 1 | 1 | N/A |  |  |  | N/A | N/A | N/A | N/A | N/A | N/A | N/A | 2 | 1 | 2 | 1 | 3 | 1 | 1 | 0
SDGE | Artesian | 69 | Wind, Onshore | 0 | 0 | 0 | 0 | 0 | 0 | 0 | 0 | 0 | 0 | 0 | 1 | 1 | 1 | 1 |  | 1 | 1 | N/A |  |  |  | N/A | N/A | N/A | N/A | N/A | N/A | N/A | 2 | 1 | 2 | 1 | 3 | 1 | 1 | 0
PG&E FRESNO | Ashlan | 230 | Wind, Onshore | 0 | 0 | 0 | 0 | 0 | 0 | 0 | 0 | 0 | 0 | 0 | 5 | 2 | 1 | 1 |  | 1 | 1 | N/A |  |  |  | N/A | N/A | N/A | N/A | N/A | N/A | N/A | 1 | 1 | 2 | 2 | 1 | 1 | 1 | 0
PG&E NGBA | Atlantic | 115 | Wind, Onshore | 0 | 0 | 0 | 0 | 0 | 0 | 0 | 0 | 0 | 0 | 0 | 5 | 2 | 1 | 1 |  | 1 | 1 | N/A |  |  |  | N/A | N/A | N/A | N/A | N/A | N/A | N/A | 2 | 1 | 2 | 2 | 3 | 1 | 1 | 0
PG&E NGBA | Atlantic | 230 | Wind, Onshore | 0 | 0 | 0 | 0 | 0 | 0 | 0 | 0 | 0 | 0 | 0 | 5 | 2 | 1 | 1 |  | 1 | 1 | N/A |  |  |  | N/A | N/A | N/A | N/A | N/A | N/A | N/A | 2 | 1 | 2 | 2 | 3 | 1 | 1 | 0
PG&E NGBA | Atlantic | 60 | Wind, Onshore | 0 | 0 | 0 | 0 | 0 | 0 | 0 | 0 | 0 | 0 | 0 | 5 | 2 | 1 | 1 |  | 1 | 1 | N/A |  |  |  | N/A | N/A | N/A | N/A | N/A | N/A | N/A | 2 | 1 | 2 | 2 | 3 | 1 | 1 | 0
PG&E FRESNO | Atwater | 115 | Wind, Onshore | 0 | 0 | 0 | 0 | 0 | 0 | 0 | 0 | 0 | 0 | 0 | 5 | 2 | 1 | 1 |  | 1 | 1 | N/A |  |  |  | N/A | N/A | N/A | N/A | N/A | N/A | N/A | 1 | 1 | 2 | 2 | 1 | 1 | 1 | 0
PG&E GBA | Avena | 115 | Wind, Onshore | 0 | 0 | 0 | 0 | 0 | 0 | 0 | 0 | 0 | 0 | 0 | 1 | 1 | 1 | 1 |  | 1 | 1 | N/A |  |  |  | N/A | N/A | N/A | N/A | N/A | N/A | N/A | 1 | 1 | 3 | 2 | 1 | 1 | 1 | 0
SDGE | Avocado | 69 | Wind, Onshore | 0 | 0 | 0 | 0 | 0 | 0 | 0 | 0 | 0 | 0 | 0 | 1 | 1 | 1 | 1 |  | 1 | 1 | N/A |  |  |  | N/A | N/A | N/A | N/A | N/A | N/A | N/A | 2 | 1 | 3 | 1 | 3 | 1 | 1 | 0
PG&E NGBA | Bahia | 230 | Wind, Onshore | 0 | 0 | 0 | 0 | 0 | 0 | 0 | 0 | 0 | 0 | 0 | 5 | 2 | 1 | 1 |  | 1 | 1 | N/A |  |  |  | N/A | N/A | N/A | N/A | N/A | N/A | N/A | 2 | 1 | 1 | 1 | 2 | 1 | 1 | 0
SCE Northern | Bailey | 230 | Wind, Onshore | 0 | 0 | 0 | 0 | 0 | 0 | 0 | 0 | 0 | 0 | 0 | 5 | 2 | 4 | 2 |  | 1 | 1 | N/A |  |  |  | N/A | N/A | N/A | N/A | N/A | N/A | N/A | 1 | 1 | 4 | 1 | 3 | 4+ | 1 | 1
SCE NOL | Baker | 115 | Wind, Onshore | 0 | 0 | 0 | 0 | 0 | 0 | 0 | 0 | 0 | 0 | 0 | 3 | 3 | 1 | 1 |  | 1 | 1 | N/A |  |  |  | N/A | N/A | N/A | N/A | N/A | N/A | N/A | 2 | 2 | 4 | 1 | 1 | 1 | 1 | 0
PG&E KERN | Bakersfield | 230 | Wind, Onshore | 0 | 0 | 0 | 0 | 0 | 0 | 0 | 0 | 0 | 0 | 0 | 5 | 2 | 5 | 2 |  | 1 | 1 | N/A |  |  |  | N/A | N/A | N/A | N/A | N/A | N/A | N/A | 1 | 1 | 3 | 1 | 1 | 1 | 1 | 0
PG&E FRESNO | Balch | 230 | Wind, Onshore | 0 | 0 | 0 | 0 | 0 | 0 | 0 | 0 | 0 | 0 | 0 | 5 | 2 | 5 | 2 |  | 2 | 1 | 1 |  |  |  | 1 | 1 | 1 | 1 | 1 | 1 | 1 | 1 | 1 | 4 | 2 | 3 | 1 | 1 | 0
SCE Eastern | Bannister | 230 | Wind, Onshore | 0 | 0 | 0 | 0 | 0 | 0 | 0 | 0 | 0 | 0 | 0 | 5 | 2 | 1 | 1 |  | 1 | 1 | N/A |  |  |  | N/A | N/A | N/A | N/A | N/A | N/A | N/A | 2 | 1 | 2 | 2 | 1 | 1 | 1 | 0
SCE Metro | Barre | 230 | Wind, Onshore | 0 | 0 | 0 | 0 | 0 | 0 | 0 | 0 | 0 | 0 | 0 | 1 | 1 | 1 | 1 |  | 1 | 1 | N/A |  |  |  | N/A | N/A | N/A | N/A | N/A | N/A | N/A | 1 | 1 | 1 | 1 | 1 | 1 | 1 | 0
SDGE | Bay Boulevard | 69 | Wind, Onshore | 0 | 0 | 0 | 0 | 0 | 0 | 0 | 0 | 0 | 0 | 0 | 1 | 1 | 1 | 1 |  | 1 | 1 | N/A |  |  |  | N/A | N/A | N/A | N/A | N/A | N/A | N/A | 2 | 1 | 2 | 1 | 1 | 1 | 1 | 0
SDGE | Bay Boulevard | 230 | Wind, Onshore | 0 | 0 | 0 | 0 | 0 | 0 | 0 | 0 | 0 | 0 | 0 | 1 | 1 | 1 | 1 |  | 1 | 1 | N/A |  |  |  | N/A | N/A | N/A | N/A | N/A | N/A | N/A | 2 | 1 | 2 | 1 | 1 | 1 | 1 | 0
EOP | Beatty | 138 | Wind, Onshore | 0 | 0 | 0 | 0 | 0 | 0 | 0 | 0 | 0 | 0 | 0 | 5 | 2 | 4 | 2 |  | 1 | 1 | N/A |  |  |  | N/A | N/A | N/A | N/A | N/A | N/A | N/A | 2 | 2 | 4 | 1 | 3 | 1 | 1 | 0
EOP | Beatty | 230 | Wind, Onshore | 0 | 0 | 0 | 0 | 0 | 0 | 0 | 0 | 0 | 0 | 0 | 5 | 2 | 4 | 2 |  | 1 | 1 | N/A |  |  |  | N/A | N/A | N/A | N/A | N/A | N/A | N/A | 2 | 2 | 4 | 1 | 3 | 1 | 1 | 0
PG&E NGBA | Belden | 230 | Wind, Onshore | 0 | 0 | 0 | 0 | 0 | 0 | 0 | 0 | 0 | 0 | 0 | 5 | 2 | 1 | 1 |  | 1 | 1 | N/A |  |  |  | N/A | N/A | N/A | N/A | N/A | N/A | N/A | 2 | 2 | 4 | 1 | 3 | 1 | 1 | 0
PG&E NGBA | Bell | 115 | Wind, Onshore | 0 | 0 | 0 | 0 | 0 | 0 | 0 | 0 | 0 | 0 | 0 | 5 | 2 | 1 | 1 |  | 1 | 1 | N/A |  |  |  | N/A | N/A | N/A | N/A | N/A | N/A | N/A | 2 | 1 | 4 | 2 | 3 | 1 | 1 | 0
PG&E NGBA | Bellevue | 115 | Wind, Onshore | 0 | 0 | 0 | 0 | 0 | 0 | 0 | 0 | 0 | 0 | 0 | 5 | 2 | 1 | 1 |  | 1 | 1 | N/A |  |  |  | N/A | N/A | N/A | N/A | N/A | N/A | N/A | 2 | 1 | 2 | 2 | 2 | 1 | 1 | 0
PG&E GBA | Bellota | 115 | Wind, Onshore | 0 | 0 | 0 | 0 | 0 | 0 | 0 | 0 | 0 | 0 | 0 | 1 | 1 | 1 | 1 | 3 | 2 | 1 | 1 |  |  |  | 1 | 1 | 1 | 1 | 1 | 1 | 1 | 1 | 1 | 4 | 2 | 3 | 1 | 1 | 0
PG&E GBA | Bellota | 230 | Wind, Onshore | 0 | 0 | 0 | 0 | 0 | 0 | 0 | 0 | 0 | 0 | 0 | 1 | 1 | 1 | 1 | 3 | 1 | 1 | N/A |  |  |  | N/A | N/A | N/A | N/A | N/A | N/A | N/A | 1 | 1 | 4 | 2 | 3 | 1 | 1 | 0
SCE Northern | Big Creek | 230 | Wind, Onshore | 0 | 0 | 0 | 0 | 0 | 0 | 0 | 0 | 0 | 0 | 0 | 1 | 1 | 1 | 1 |  | 1 | 1 | N/A |  |  |  | N/A | N/A | N/A | N/A | N/A | N/A | N/A | 1 | 1 | 4 | 2 | 3 | 1 | 1 | 0
PG&E FRESNO | Biola | 70 | Wind, Onshore | 0 | 0 | 0 | 0 | 0 | 0 | 0 | 0 | 0 | 0 | 0 | 5 | 2 | 1 | 1 |  | 1 | 1 | N/A |  |  |  | N/A | N/A | N/A | N/A | N/A | N/A | N/A | 1 | 1 | 4 | 2 | 1 | 1 | 1 | 0
PG&E GBA | Birds Landing | 230 | Wind, Onshore | 0 | 0 | 0 | 0 | 0 | 0 | 0 | 0 | 0 | 0 | 0 | 5 | 2 | 1 | 1 | 3 | 2 | 1 | 1 |  |  |  | 2 | 1 | 1 | 1 | 2 | 1 | 1 | 2 | 1 | 4 | 1 | 1 | 1 | 4 | 1
SCE Northern | Bliss | 66 | Wind, Onshore | 0 | 0 | 0 | 0 | 0 | 0 | 0 | 0 | 0 | 0 | 0 | 1 | 1 | 1 | 1 |  | 1 | 1 | N/A |  |  |  | N/A | N/A | N/A | N/A | N/A | N/A | N/A | 1 | 1 | 4 | 1 | 1 | 1 | 1 | 0
SCE Eastern | Blythe | 161 | Wind, Onshore | 0 | 0 | 0 | 0 | 0 | 0 | 0 | 0 | 0 | 0 | 0 | 5 | 2 | 1 | 1 | 3 | 1 | 1 | N/A |  |  |  | N/A | N/A | N/A | N/A | N/A | N/A | N/A | 2 | 2 | 2 | 1 | 1 | 1 | 1 | 0
PG&E NGBA | Bogue | 115 | Wind, Onshore | 0 | 0 | 0 | 0 | 0 | 0 | 0 | 0 | 0 | 0 | 0 | 5 | 2 | 1 | 1 |  | 1 | 1 | N/A |  |  |  | N/A | N/A | N/A | N/A | N/A | N/A | N/A | 2 | 2 | 2 | 1 | 2 | 1 | 1 | 0
PG&E FRESNO | Borden | 230 | Wind, Onshore | 0 | 0 | 0 | 0 | 0 | 0 | 0 | 0 | 0 | 0 | 0 | 5 | 2 | 5 | 2 | 1 | 1 | 1 | N/A |  |  |  | N/A | N/A | N/A | N/A | N/A | N/A | N/A | 1 | 1 | 4 | 2 | 1 | 1 | 1 | 0
PG&E FRESNO | Borden | 70 | Wind, Onshore | 0 | 0 | 0 | 0 | 0 | 0 | 0 | 0 | 0 | 0 | 0 | 5 | 2 | 5 | 2 |  | 1 | 1 | N/A |  |  |  | N/A | N/A | N/A | N/A | N/A | N/A | N/A | 1 | 1 | 4 | 2 | 1 | 1 | 1 | 0
SDGE | Boulevard East | 138 | Wind, Onshore | 0 | 0 | 180 | 0 | 180 | 0 | 0 | 0 | 180 | 0 | 180 | 1 | 1 | 1 | 1 | 1 | 4 | 4 | 3 |  |  |  | 5 | 1 | 1 | 1 | 1 | 2 | 1 | 2 | 1 | 4 | 1 | 3 | 5- | 1 | 1 | Onshore wind, QA/QC, Alignment with previous TPP
SDGE | Boulevard East | 69 | Wind, Onshore | 0 | 0 | 0 | 0 | 0 | 0 | 0 | 0 | 0 | 0 | 0 | 1 | 1 | 1 | 1 |  | 1 | 1 | N/A |  |  |  | N/A | N/A | N/A | N/A | N/A | N/A | N/A | 2 | 1 | 4 | 1 | 3 | 1 | 1 | 0
PG&E GBA | Brentwood | 230 | Wind, Onshore | 0 | 0 | 0 | 0 | 0 | 0 | 0 | 0 | 0 | 0 | 0 | 5 | 2 | 1 | 1 |  | 1 | 1 | N/A |  |  |  | N/A | N/A | N/A | N/A | N/A | N/A | N/A | 2 | 1 | 4 | 1 | 3 | 1 | 1 | 0
PG&E NGBA | Bridgeville | 115 | Wind, Onshore | 0 | 0 | 0 | 0 | 0 | 0 | 0 | 0 | 0 | 0 | 0 | 5 | 2 | 1 | 1 |  | 1 | 1 | N/A |  |  |  | N/A | N/A | N/A | N/A | N/A | N/A | N/A | 2 | 2 | 4 | 2 | 3 | 1 | 1 | 0
PG&E NGBA | Brighton | 115 | Wind, Onshore | 0 | 0 | 0 | 0 | 0 | 0 | 0 | 0 | 0 | 0 | 0 | 5 | 2 | 1 | 1 |  | 1 | 1 | N/A |  |  |  | N/A | N/A | N/A | N/A | N/A | N/A | N/A | 2 | 1 | 2 | 2 | 1 | 1 | 1 | 0
PG&E NGBA | Brighton | 230 | Wind, Onshore | 0 | 0 | 0 | 0 | 0 | 0 | 0 | 0 | 0 | 0 | 0 | 5 | 2 | 1 | 1 |  | 1 | 1 | N/A |  |  |  | N/A | N/A | N/A | N/A | N/A | N/A | N/A | 2 | 1 | 2 | 2 | 1 | 1 | 1 | 0
PG&E NGBA | Brunswick | 115 | Wind, Onshore | 0 | 0 | 0 | 0 | 0 | 0 | 0 | 0 | 0 | 0 | 0 | 5 | 2 | 1 | 1 |  | 1 | 1 | N/A |  |  |  | N/A | N/A | N/A | N/A | N/A | N/A | N/A | 2 | 1 | 4 | 1 | 3 | 1 | 1 | 0
PG&E NGBA | Bucks Creek | 230 | Wind, Onshore | 0 | 0 | 0 | 0 | 0 | 0 | 0 | 0 | 0 | 0 | 0 | 5 | 2 | 1 | 1 |  | 1 | 1 | N/A |  |  |  | N/A | N/A | N/A | N/A | N/A | N/A | N/A | 2 | 2 | 4 | 1 | 3 | 1 | 1 | 0
PG&E KERN | Buena Vista | 230 | Wind, Onshore | 0 | 0 | 0 | 0 | 0 | 0 | 0 | 0 | 0 | 0 | 0 | 5 | 2 | 5 | 2 |  | 1 | 1 | N/A |  |  |  | N/A | N/A | N/A | N/A | N/A | N/A | N/A | 2 | 2 | 4 | 2 | 1 | 1 | 1 | 0
PG&E FRESNO | Bullard | 115 | Wind, Onshore | 0 | 0 | 0 | 0 | 0 | 0 | 0 | 0 | 0 | 0 | 0 | 5 | 2 | 5 | 2 |  | 1 | 1 | N/A |  |  |  | N/A | N/A | N/A | N/A | N/A | N/A | N/A | 1 | 1 | 1 | 2 | 2 | 1 | 1 | 0
PG&E GBA | Burlingame | 115 | Wind, Onshore | 0 | 0 | 0 | 0 | 0 | 0 | 0 | 0 | 0 | 0 | 0 | 5 | 2 | 1 | 1 |  | 1 | 1 | N/A |  |  |  | N/A | N/A | N/A | N/A | N/A | N/A | N/A | 2 | 1 | 3 | 1 | 2 | 1 | 1 | 0
PG&E NGBA | Burney Forest | 230 | Wind, Onshore | 0 | 0 | 0 | 0 | 0 | 0 | 0 | 0 | 0 | 0 | 0 | 5 | 2 | 1 | 1 |  | 1 | 1 | N/A |  |  |  | N/A | N/A | N/A | N/A | N/A | N/A | N/A | 2 | 2 | 4 | 2 | 3 | 1 | 1 | 0
PG&E NGBA | Butte | 115 | Wind, Onshore | 0 | 0 | 0 | 0 | 0 | 0 | 0 | 0 | 0 | 0 | 0 | 5 | 2 | 1 | 1 |  | 1 | 1 | N/A |  |  |  | N/A | N/A | N/A | N/A | N/A | N/A | N/A | 2 | 1 | 4 | 2 | 2 | 1 | 1 | 0
PG&E KERN | Cabrillo | 115 | Wind, Onshore | 0 | 0 | 0 | 0 | 0 | 0 | 0 | 0 | 0 | 0 | 0 | 5 | 2 | 1 | 1 |  | 4 | 1 | 5 |  |  |  | 5 | 3 | 1 | 1 | 4 | 2 | 1 | 2 | 2 | 4 | 1 | 3 | 1+ | 1 | 1
PG&E FRESNO | Cal Flats | 230 | Wind, Onshore | 0 | 0 | 0 | 0 | 0 | 0 | 0 | 0 | 0 | 0 | 0 | 5 | 2 | 5 | 2 |  | 1 | 1 | N/A |  |  |  | N/A | N/A | N/A | N/A | N/A | N/A | N/A | 2 | 2 | 4 | 2 | 2 | 1 | 1 | 0
SCE NOL | Calcite | 230 | Wind, Onshore | 0 | 0 | 0 | 0 | 0 | 0 | 0 | 0 | 0 | 0 | 0 | 1 | 1 | 1 | 1 | 3 | 1 | 1 | N/A |  |  |  | N/A | N/A | N/A | N/A | N/A | N/A | N/A | 2 | 1 | 4 | 1 | 3 | 1 | 1 | 0
PG&E KERN | Caliente | 230 | Wind, Onshore | 0 | 0 | 0 | 0 | 0 | 0 | 0 | 0 | 0 | 0 | 0 | 5 | 2 | 5 | 2 | 1 | 1 | 1 | 1 |  |  |  | 3 | 2 | 1 | 1 | 2 | 2 | 1 | 2 | 1 | 4 | 2 | 2 | 1 | 1 | 0
PG&E FRESNO | California Ave | 115 | Wind, Onshore | 0 | 0 | 0 | 0 | 0 | 0 | 0 | 0 | 0 | 0 | 0 | 5 | 2 | 1 | 1 |  | 1 | 1 | 1 |  |  |  | 1 | 1 | 1 | 1 | 1 | 1 | 1 | 1 | 1 | 2 | 2 | 1 | 1 | 1 | 0
PG&E KERN | Callender | 115 | Wind, Onshore | 0 | 0 | 0 | 0 | 0 | 0 | 0 | 0 | 0 | 0 | 0 | 5 | 2 | 5 | 2 |  | 1 | 1 | N/A |  |  |  | N/A | N/A | N/A | N/A | N/A | N/A | N/A | 2 | 2 | 4 | 2 | 2 | 1 | 1 | 0
PG&E NGBA | Calpella | 115 | Wind, Onshore | 0 | 0 | 0 | 0 | 0 | 0 | 0 | 0 | 0 | 0 | 0 | 5 | 2 | 1 | 1 |  | 1 | 1 | N/A |  |  |  | N/A | N/A | N/A | N/A | N/A | N/A | N/A | 2 | 2 | 4 | 2 | 3 | 1 | 1 | 0
PG&E GBA | Camanche | 230 | Wind, Onshore | 0 | 0 | 0 | 0 | 0 | 0 | 0 | 0 | 0 | 0 | 0 | 1 | 1 | 1 | 1 |  | 1 | 1 | N/A |  |  |  | N/A | N/A | N/A | N/A | N/A | N/A | N/A | 1 | 1 | 4 | 2 | 3 | 1 | 1 | 0
SDGE | Cameron | 69 | Wind, Onshore | 0 | 0 | 0 | 0 | 0 | 0 | 0 | 0 | 0 | 0 | 0 | 1 | 1 | 1 | 1 |  | 1 | 1 | N/A |  |  |  | N/A | N/A | N/A | N/A | N/A | N/A | N/A | 1 | 1 | 2 | 1 | 1 | 1 | 1 | 0
SDGE | Cannon | 69 | Wind, Onshore | 0 | 0 | 0 | 0 | 0 | 0 | 0 | 0 | 0 | 0 | 0 | 1 | 1 | 1 | 1 |  | 1 | 1 | N/A |  |  |  | N/A | N/A | N/A | N/A | N/A | N/A | N/A | 2 | 1 | 1 | 1 | 3 | 1 | 1 | 0
PG&E FRESNO | Cantua | 115 | Wind, Onshore | 0 | 0 | 0 | 0 | 0 | 0 | 0 | 0 | 0 | 0 | 0 | 5 | 2 | 5 | 2 |  | 1 | 1 | N/A |  |  |  | N/A | N/A | N/A | N/A | N/A | N/A | N/A | 1 | 1 | 4 | 2 | 1 | 1 | 1 | 0
SDGE | Capistrano | 138 | Wind, Onshore | 0 | 0 | 0 | 0 | 0 | 0 | 0 | 0 | 0 | 0 | 0 | 1 | 1 | 1 | 1 |  | 1 | 1 | N/A |  |  |  | N/A | N/A | N/A | N/A | N/A | N/A | N/A | 1 | 1 | 2 | 1 | 3 | 1 | 1 | 0
SDGE | Capistrano | 230 | Wind, Onshore | 0 | 0 | 0 | 0 | 0 | 0 | 0 | 0 | 0 | 0 | 0 | 1 | 1 | 1 | 1 |  | 1 | 1 | N/A |  |  |  | N/A | N/A | N/A | N/A | N/A | N/A | N/A | 1 | 1 | 2 | 1 | 3 | 1 | 1 | 0
PG&E NGBA | Carberry | 230 | Wind, Onshore | 0 | 0 | 0 | 0 | 0 | 0 | 0 | 0 | 0 | 0 | 0 | 5 | 2 | 1 | 1 |  | 1 | 1 | N/A |  |  |  | N/A | N/A | N/A | N/A | N/A | N/A | N/A | 2 | 2 | 4 | 2 | 3 | 1 | 1 | 0
SCE Eastern | Cardiff | 66 | Wind, Onshore | 0 | 0 | 0 | 0 | 0 | 0 | 0 | 0 | 0 | 0 | 0 | 1 | 1 | 1 | 1 |  | 1 | 1 | N/A |  |  |  | N/A | N/A | N/A | N/A | N/A | N/A | N/A | 1 | 1 | 2 | 1 | 1 | 1 | 1 | 0
PG&E NGBA | Caribou | 60 | Wind, Onshore | 0 | 0 | 0 | 0 | 0 | 0 | 0 | 0 | 0 | 0 | 0 | 5 | 2 | 1 | 1 |  | 2 | 1 | 1 |  |  |  | 3 | 1 | 3 | 2 | 3 | 3 | 1 | 2 | 2 | 4 | 1 | 3 | 1 | 1 | 0
PG&E NGBA | Caribou | 115 | Wind, Onshore | 0 | 0 | 0 | 0 | 0 | 0 | 0 | 0 | 0 | 0 | 0 | 5 | 2 | 1 | 1 |  | 1 | 1 | N/A |  |  |  | N/A | N/A | N/A | N/A | N/A | N/A | N/A | 2 | 2 | 4 | 1 | 3 | 1 | 1 | 0
PG&E NGBA | Caribou | 230 | Wind, Onshore | 0 | 0 | 0 | 0 | 0 | 0 | 0 | 0 | 0 | 0 | 0 | 5 | 2 | 1 | 1 |  | 1 | 1 | N/A |  |  |  | N/A | N/A | N/A | N/A | N/A | N/A | N/A | 2 | 2 | 4 | 1 | 3 | 1 | 1 | 0
EOP | Carpenter Canyon (fka Gamebird) | 138 | Wind, Onshore | 0 | 0 | 0 | 0 | 0 | 0 | 0 | 0 | 0 | 0 | 0 | 5 | 2 | 4 | 2 |  | 1 | 1 | N/A |  |  |  | N/A | N/A | N/A | N/A | N/A | N/A | N/A | 2 | 2 | 4 | 1 | 3 | 1 | 1 | 0
EOP | Carpenter Canyon (fka Gamebird) | 230 | Wind, Onshore | 0 | 0 | 0 | 0 | 0 | 0 | 0 | 0 | 0 | 0 | 0 | 5 | 2 | 4 | 2 |  | 1 | 1 | N/A |  |  |  | N/A | N/A | N/A | N/A | N/A | N/A | N/A | 2 | 2 | 4 | 1 | 3 | 1 | 1 | 0
PG&E NGBA | Carquinez | 115 | Wind, Onshore | 0 | 0 | 0 | 0 | 0 | 0 | 0 | 0 | 0 | 0 | 0 | 5 | 2 | 1 | 1 |  | 1 | 1 | N/A |  |  |  | N/A | N/A | N/A | N/A | N/A | N/A | N/A | 2 | 1 | 2 | 1 | 1 | 1 | 1 | 0
SDGE | Carrizo Gorge | 138 | Wind, Onshore | 0 | 0 | 0 | 0 | 0 | 0 | 0 | 0 | 0 | 0 | 0 | 1 | 1 | 1 | 1 |  | 1 | 1 | N/A |  |  |  | N/A | N/A | N/A | N/A | N/A | N/A | N/A | 2 | 1 | 4 | 1 | 3 | 1 | 1 | 0
PG&E KERN | Carrizo Plains | 115 | Wind, Onshore | 0 | 0 | 0 | 0 | 0 | 0 | 0 | 0 | 0 | 0 | 0 | 5 | 2 | 5 | 2 |  | 1 | 1 | N/A |  |  |  | N/A | N/A | N/A | N/A | N/A | N/A | N/A | 2 | 1 | 4 | 2 | 2 | 1 | 1 | 0
PG&E KERN | Casaloma | 230 | Wind, Onshore | 0 | 0 | 0 | 0 | 0 | 0 | 0 | 0 | 0 | 0 | 0 | 5 | 2 | 1 | 1 |  | 1 | 1 | N/A |  |  |  | N/A | N/A | N/A | N/A | N/A | N/A | N/A | 1 | 1 | 3 | 1 | 1 | 1 | 1 | 0
PG&E GBA | Castro Valley | 230 | Wind, Onshore | 0 | 0 | 0 | 0 | 0 | 0 | 0 | 0 | 0 | 0 | 0 | 5 | 2 | 1 | 1 |  | 1 | 1 | N/A |  |  |  | N/A | N/A | N/A | N/A | N/A | N/A | N/A | 2 | 1 | 2 | 1 | 2 | 1 | 1 | 0
PG&E GBA | Cayetano | 230 | Wind, Onshore | 0 | 0 | 0 | 0 | 0 | 0 | 0 | 0 | 0 | 0 | 0 | 5 | 2 | 1 | 1 |  | 1 | 1 | N/A |  |  |  | N/A | N/A | N/A | N/A | N/A | N/A | N/A | 2 | 1 | 3 | 1 | 3 | 1 | 1 | 0
SCE Metro | Center | 230 | Wind, Onshore | 0 | 0 | 0 | 0 | 0 | 0 | 0 | 0 | 0 | 0 | 0 | 1 | 1 | 1 | 1 |  | 1 | 1 | N/A |  |  |  | N/A | N/A | N/A | N/A | N/A | N/A | N/A | 1 | 1 | 1 | 1 | 1 | 1 | 1 | 0
PG&E KERN | Charca | 115 | Wind, Onshore | 0 | 0 | 0 | 0 | 0 | 0 | 0 | 0 | 0 | 0 | 0 | 5 | 2 | 1 | 1 |  | 1 | 1 | N/A |  |  |  | N/A | N/A | N/A | N/A | N/A | N/A | N/A | 1 | 1 | 4 | 1 | 1 | 1 | 1 | 0
EOP | Charleston | 138 | Wind, Onshore | 0 | 0 | 0 | 0 | 0 | 0 | 0 | 0 | 0 | 0 | 0 | 5 | 2 | 4 | 2 |  | 1 | 1 | N/A |  |  |  | N/A | N/A | N/A | N/A | N/A | N/A | N/A | 2 | 2 | 4 | 1 | 3 | 1 | 1 | 0
SCE Metro | Chevmain | 230 | Wind, Onshore | 0 | 0 | 0 | 0 | 0 | 0 | 0 | 0 | 0 | 0 | 0 | 1 | 1 | 1 | 1 |  | 1 | 1 | N/A |  |  |  | N/A | N/A | N/A | N/A | N/A | N/A | N/A | 1 | 1 | 1 | 1 | 1 | 1 | 1 | 0
SDGE | Chicarita | 138 | Wind, Onshore | 0 | 0 | 0 | 0 | 0 | 0 | 0 | 0 | 0 | 0 | 0 | 1 | 1 | 1 | 1 |  | 1 | 1 | N/A |  |  |  | N/A | N/A | N/A | N/A | N/A | N/A | N/A | 2 | 1 | 3 | 1 | 3 | 1 | 1 | 0
SCE Metro | Chino | 230 | Wind, Onshore | 0 | 0 | 0 | 0 | 0 | 0 | 0 | 0 | 0 | 0 | 0 | 1 | 1 | 1 | 1 |  | 1 | 1 | 1 |  |  |  | 1 | 1 | 1 | 1 | 1 | 1 | 1 | 1 | 1 | 1 | 1 | 2 | 1 | 1 | 0
PG&E FRESNO | Chowchilla | 115 | Wind, Onshore | 0 | 0 | 0 | 0 | 0 | 0 | 0 | 0 | 0 | 0 | 0 | 5 | 2 | 5 | 2 |  | 1 | 1 | N/A |  |  |  | N/A | N/A | N/A | N/A | N/A | N/A | N/A | 1 | 1 | 1 | 2 | 2 | 1 | 1 | 0
PG&E GBA | Christie | 60 | Wind, Onshore | 0 | 0 | 0 | 0 | 0 | 0 | 0 | 0 | 0 | 0 | 0 | 5 | 2 | 1 | 1 |  | 1 | 1 | N/A |  |  |  | N/A | N/A | N/A | N/A | N/A | N/A | N/A | 2 | 1 | 2 | 1 | 2 | 1 | 1 | 0
PG&E GBA | Christie | 115 | Wind, Onshore | 0 | 0 | 0 | 0 | 0 | 0 | 0 | 0 | 0 | 0 | 0 | 5 | 2 | 1 | 1 |  | 3 | 1 | 1 |  |  |  | 2 | 2 | 1 | 1 | 3 | 1 | 1 | 2 | 1 | 2 | 1 | 2 | 1 | 1 | 0
SCE Eastern | Cielo Azul | 500 | Wind, Onshore | 0 | 0 | 0 | 0 | 0 | 0 | 0 | 0 | 0 | 0 | 0 | 5 | 2 | 4 | 2 |  | 1 | 1 | N/A |  |  |  | N/A | N/A | N/A | N/A | N/A | N/A | N/A | 2 | 2 | 4 | 1 | 3 | 1 | 1 | 0
PG&E GBA | Clay | 60 | Wind, Onshore | 0 | 0 | 0 | 0 | 0 | 0 | 0 | 0 | 0 | 0 | 0 | 1 | 1 | 1 | 1 |  | 1 | 1 | N/A |  |  |  | N/A | N/A | N/A | N/A | N/A | N/A | N/A | 2 | 1 | 3 | 1 | 3 | 1 | 1 | 0
PG&E GBA | Clayton | 115 | Wind, Onshore | 0 | 0 | 0 | 0 | 0 | 0 | 0 | 0 | 0 | 0 | 0 | 5 | 2 | 1 | 1 |  | 1 | 1 | N/A |  |  |  | N/A | N/A | N/A | N/A | N/A | N/A | N/A | 2 | 1 | 4 | 1 | 2 | 1 | 1 | 0
PG&E NGBA | Cloverdale | 115 | Wind, Onshore | 0 | 0 | 0 | 0 | 0 | 0 | 0 | 0 | 0 | 0 | 0 | 5 | 2 | 1 | 1 |  | 1 | 1 | N/A |  |  |  | N/A | N/A | N/A | N/A | N/A | N/A | N/A | 2 | 2 | 4 | 2 | 3 | 1 | 1 | 0
PG&E FRESNO | Clovis | 115 | Wind, Onshore | 0 | 0 | 0 | 0 | 0 | 0 | 0 | 0 | 0 | 0 | 0 | 5 | 2 | 1 | 1 |  | 1 | 1 | N/A |  |  |  | N/A | N/A | N/A | N/A | N/A | N/A | N/A | 1 | 1 | 2 | 2 | 2 | 1 | 1 | 0
PG&E GBA | Coburn | 230 | Wind, Onshore | 0 | 0 | 0 | 0 | 0 | 0 | 0 | 0 | 0 | 0 | 0 | 5 | 2 | 5 | 2 |  | 1 | 1 | 1 |  |  |  | 5 | 2 | 1 | 1 | 2 | 1 | 1 | 2 | 2 | 2 | 2 | 3 | 1 | 5 | 1
PG&E GBA | Coburn | 60 | Wind, Onshore | 0 | 0 | 0 | 0 | 0 | 0 | 0 | 0 | 0 | 0 | 0 | 5 | 2 | 5 | 2 |  | 1 | 1 | N/A |  |  |  | N/A | N/A | N/A | N/A | N/A | N/A | N/A | 2 | 2 | 2 | 2 | 3 | 1 | 1 | 0
PG&E NGBA | Colgate | 230 | Wind, Onshore | 0 | 0 | 0 | 0 | 0 | 0 | 0 | 0 | 0 | 0 | 0 | 5 | 2 | 1 | 1 |  | 1 | 1 | N/A |  |  |  | N/A | N/A | N/A | N/A | N/A | N/A | N/A | 2 | 1 | 4 | 1 | 3 | 1 | 1 | 0
PG&E GBA | Collierville | 230 | Wind, Onshore | 0 | 0 | 0 | 0 | 0 | 0 | 0 | 0 | 0 | 0 | 0 | 1 | 1 | 1 | 1 |  | 2 | 1 | 1 |  |  |  | 5 | 1 | 1 | 1 | 1 | 1 | 1 | 2 | 1 | 4 | 1 | 3 | 1 | 1 | 0
PG&E GBA | Collinsville | 230 | Wind, Onshore | 0 | 0 | 0 | 0 | 0 | 0 | 0 | 0 | 0 | 0 | 0 | 5 | 2 | 1 | 1 |  | 1 | 1 | N/A |  |  |  | N/A | N/A | N/A | N/A | N/A | N/A | N/A | 2 | 1 | 3 | 1 | 1 | 1 | 1 | 0
PG&E GBA | Collinsville | 500 | Wind, Onshore | 0 | 0 | 0 | 0 | 0 | 0 | 0 | 0 | 0 | 0 | 0 | 5 | 2 | 1 | 1 |  | 1 | 1 | N/A |  |  |  | N/A | N/A | N/A | N/A | N/A | N/A | N/A | 2 | 1 | 3 | 1 | 1 | 1 | 1 | 0
SCE Eastern | Colorado River | 230 | Wind, Onshore | 0 | 0 | 0 | 0 | 0 | 0 | 0 | 0 | 0 | 0 | 0 | 1 | 1 | 1 | 1 | 4 | 1 | 1 | N/A |  |  |  | N/A | N/A | N/A | N/A | N/A | N/A | N/A | 2 | 2 | 3 | 1 | 3 | 1 | 1 | 0
SCE Eastern | Colorado River | 500 | Wind, Onshore | 0 | 0 | 0 | 0 | 0 | 0 | 0 | 0 | 0 | 0 | 0 | 1 | 1 | 1 | 1 | 2 | 1 | 1 | N/A |  |  |  | N/A | N/A | N/A | N/A | N/A | N/A | N/A | 2 | 2 | 3 | 1 | 3 | 1 | 1 | 0
PG&E KERN | Columbus | 115 | Wind, Onshore | 0 | 0 | 0 | 0 | 0 | 0 | 0 | 0 | 0 | 0 | 0 | 5 | 2 | 5 | 2 |  | 2 | 1 | 1 |  |  |  | 1 | 1 | 1 | 1 | 1 | 1 | 1 | 1 | 1 | 2 | 1 | 2 | 1 | 1 | 0
PG&E GBA | Contra Costa | 115 | Wind, Onshore | 0 | 0 | 0 | 0 | 0 | 0 | 0 | 0 | 0 | 0 | 0 | 5 | 2 | 1 | 1 |  | 2 | 1 | 1 |  |  |  | 2 | 1 | 2 | 1 | 2 | 1 | 1 | 2 | 1 | 2 | 1 | 2 | 1 | 1 | 0
PG&E GBA | Contra Costa | 230 | Wind, Onshore | 0 | 0 | 0 | 0 | 0 | 0 | 0 | 0 | 0 | 0 | 0 | 5 | 2 | 1 | 1 |  | 2 | 1 | 1 |  |  |  | 2 | 1 | 2 | 1 | 2 | 1 | 1 | 2 | 1 | 2 | 1 | 2 | 1 | 1 | 0
PG&E GBA | Contra Costa PP | 230 | Wind, Onshore | 0 | 0 | 0 | 0 | 0 | 0 | 0 | 0 | 0 | 0 | 0 | 5 | 2 | 1 | 1 |  | 1 | 1 | N/A |  |  |  | N/A | N/A | N/A | N/A | N/A | N/A | N/A | 2 | 1 | 1 | 1 | 2 | 1 | 1 | 0
SCE NOL | Control | 115 | Wind, Onshore | 0 | 0 | 0 | 0 | 0 | 0 | 0 | 0 | 0 | 0 | 0 | 3 | 3 | 1 | 1 |  | 1 | 1 | N/A |  |  |  | N/A | N/A | N/A | N/A | N/A | N/A | N/A | 2 | 2 | 4 | 1 | 3 | 1 | 1 | 0
SCE NOL | Control | 55 | Wind, Onshore | 0 | 0 | 0 | 0 | 0 | 0 | 0 | 0 | 0 | 0 | 0 | 3 | 3 | 1 | 1 |  | 1 | 1 | N/A |  |  |  | N/A | N/A | N/A | N/A | N/A | N/A | N/A | 2 | 2 | 4 | 1 | 3 | 1 | 1 | 0
PG&E GBA | Cooley Landing | 115 | Wind, Onshore | 0 | 0 | 0 | 0 | 0 | 0 | 0 | 0 | 0 | 0 | 0 | 5 | 2 | 1 | 1 |  | 3 | 1 | 1 |  |  |  | 1 | 1 | 1 | 1 | 1 | 1 | 1 | 2 | 1 | 2 | 1 | 1 | 1 | 1 | 0
PG&E GBA | Cooley Landing | 60 | Wind, Onshore | 0 | 0 | 0 | 0 | 0 | 0 | 0 | 0 | 0 | 0 | 0 | 1 | 1 | 1 | 1 |  | 1 | 1 | N/A |  |  |  | N/A | N/A | N/A | N/A | N/A | N/A | N/A | 2 | 1 | 2 | 1 | 1 | 1 | 1 | 0
SCE NOL | Coolwater | 230 | Wind, Onshore | 0 | 0 | 0 | 0 | 0 | 0 | 0 | 0 | 0 | 0 | 0 | 3 | 3 | 1 | 1 |  | 1 | 1 | N/A |  |  |  | N/A | N/A | N/A | N/A | N/A | N/A | N/A | 2 | 1 | 2 | 1 | 1 | 4+ | 1 | 1
SCE NOL | Coolwater | 115 | Wind, Onshore | 0 | 0 | 0 | 0 | 0 | 0 | 0 | 0 | 0 | 0 | 0 | 3 | 3 | 1 | 1 | 3 | 3 | 1 | 1 |  |  |  | 1 | 1 | 1 | 1 | 1 | 2 | 1 | 2 | 1 | 2 | 1 | 1 | 1 | 5 | 1
PG&E KERN | Copus | 70 | Wind, Onshore | 0 | 0 | 0 | 0 | 0 | 0 | 0 | 0 | 0 | 0 | 0 | 5 | 2 | 5 | 2 |  | 1 | 1 | N/A |  |  |  | N/A | N/A | N/A | N/A | N/A | N/A | N/A | 1 | 1 | 3 | 1 | 1 | 1 | 1 | 0
PG&E FRESNO | Corcoran | 70 | Wind, Onshore | 0 | 0 | 0 | 0 | 0 | 0 | 0 | 0 | 0 | 0 | 0 | 5 | 2 | 5 | 2 |  | 1 | 1 | N/A |  |  |  | N/A | N/A | N/A | N/A | N/A | N/A | N/A | 1 | 1 | 4 | 2 | 1 | 1 | 1 | 0
PG&E FRESNO | Corcoran | 115 | Wind, Onshore | 0 | 0 | 0 | 0 | 0 | 0 | 0 | 0 | 0 | 0 | 0 | 5 | 2 | 5 | 2 |  | 1 | 1 | N/A |  |  |  | N/A | N/A | N/A | N/A | N/A | N/A | N/A | 1 | 1 | 4 | 2 | 1 | 1 | 1 | 0
PG&E NGBA | Corona | 115 | Wind, Onshore | 0 | 0 | 0 | 0 | 0 | 0 | 0 | 0 | 0 | 0 | 0 | 5 | 2 | 1 | 1 |  | 1 | 1 | N/A |  |  |  | N/A | N/A | N/A | N/A | N/A | N/A | N/A | 2 | 1 | 3 | 2 | 3 | 1 | 1 | 0
PG&E NGBA | Cortina | 230 | Wind, Onshore | 0 | 0 | 0 | 0 | 0 | 0 | 0 | 0 | 0 | 0 | 0 | 5 | 2 | 1 | 1 | 3 | 1 | 1 | N/A |  |  |  | N/A | N/A | N/A | N/A | N/A | N/A | N/A | 2 | 2 | 4 | 1 | 3 | 1 | 1 | 0
PG&E NGBA | Cortina | 115 | Wind, Onshore | 0 | 0 | 0 | 0 | 0 | 0 | 0 | 0 | 0 | 0 | 0 | 5 | 2 | 1 | 1 | 1 | 1 | 1 | N/A |  |  |  | N/A | N/A | N/A | N/A | N/A | N/A | N/A | 2 | 2 | 4 | 1 | 3 | 1 | 1 | 0
PG&E GBA | Cottle | 230 | Wind, Onshore | 0 | 0 | 0 | 0 | 0 | 0 | 0 | 0 | 0 | 0 | 0 | 5 | 2 | 5 | 2 | 3 | 1 | 1 | N/A |  |  |  | N/A | N/A | N/A | N/A | N/A | N/A | N/A | 1 | 1 | 3 | 2 | 1 | 1 | 1 | 0
PG&E NGBA | Cottonwood | 115 | Wind, Onshore | 0 | 0 | 0 | 0 | 0 | 0 | 0 | 0 | 0 | 0 | 0 | 5 | 2 | 1 | 1 |  | 1 | 1 | N/A |  |  |  | N/A | N/A | N/A | N/A | N/A | N/A | N/A | 2 | 2 | 3 | 2 | 3 | 1 | 1 | 0
PG&E NGBA | Cottonwood | 230 | Wind, Onshore | 0 | 0 | 0 | 0 | 0 | 0 | 0 | 0 | 0 | 0 | 0 | 5 | 2 | 1 | 1 |  | 1 | 1 | N/A |  |  |  | N/A | N/A | N/A | N/A | N/A | N/A | N/A | 2 | 2 | 3 | 2 | 3 | 1 | 1 | 0
PG&E NGBA | Cottonwood | 60 | Wind, Onshore | 0 | 0 | 0 | 0 | 0 | 0 | 0 | 0 | 0 | 0 | 0 | 5 | 2 | 1 | 1 |  | 1 | 1 | N/A |  |  |  | N/A | N/A | N/A | N/A | N/A | N/A | N/A | 2 | 2 | 3 | 2 | 3 | 1 | 1 | 0
PG&E NGBA | Cove Road | 230 | Wind, Onshore | 0 | 0 | 0 | 0 | 0 | 0 | 0 | 0 | 0 | 0 | 0 | 5 | 2 | 1 | 1 |  | 1 | 1 | N/A |  |  |  | N/A | N/A | N/A | N/A | N/A | N/A | N/A | 2 | 2 | 4 | 2 | 3 | 1 | 1 | 0
PG&E GBA | Coyote | 230 | Wind, Onshore | 0 | 0 | 0 | 0 | 0 | 0 | 0 | 0 | 0 | 0 | 0 | 1 | 1 | 1 | 1 |  | 1 | 1 | N/A |  |  |  | N/A | N/A | N/A | N/A | N/A | N/A | N/A | 2 | 1 | 3 | 2 | 2 | 1 | 1 | 0
PG&E GBA | Crazy Horse Canyon | 115 | Wind, Onshore | 0 | 0 | 0 | 0 | 0 | 0 | 0 | 0 | 0 | 0 | 0 | 1 | 1 | 1 | 1 |  | 1 | 1 | N/A |  |  |  | N/A | N/A | N/A | N/A | N/A | N/A | N/A | 2 | 2 | 4 | 2 | 3 | 1 | 1 | 0
SDGE | Creelman | 69 | Wind, Onshore | 0 | 0 | 0 | 0 | 0 | 0 | 0 | 0 | 0 | 0 | 0 | 1 | 1 | 1 | 1 |  | 1 | 1 | N/A |  |  |  | N/A | N/A | N/A | N/A | N/A | N/A | N/A | 2 | 1 | 4 | 1 | 3 | 1 | 1 | 0
PG&E FRESNO | Crescent | 70 | Wind, Onshore | 0 | 0 | 0 | 0 | 0 | 0 | 0 | 0 | 0 | 0 | 0 | 5 | 2 | 5 | 2 |  | 1 | 1 | N/A |  |  |  | N/A | N/A | N/A | N/A | N/A | N/A | N/A | 1 | 1 | 3 | 2 | 1 | 1 | 1 | 0
PG&E FRESNO | Cressey | 115 | Wind, Onshore | 0 | 0 | 0 | 0 | 0 | 0 | 0 | 0 | 0 | 0 | 0 | 5 | 2 | 1 | 1 |  | 1 | 1 | N/A |  |  |  | N/A | N/A | N/A | N/A | N/A | N/A | N/A | 1 | 1 | 3 | 2 | 1 | 1 | 1 | 0
PG&E NGBA | Cresta | 230 | Wind, Onshore | 0 | 0 | 0 | 0 | 0 | 0 | 0 | 0 | 0 | 0 | 0 | 5 | 2 | 1 | 1 |  | 1 | 1 | N/A |  |  |  | N/A | N/A | N/A | N/A | N/A | N/A | N/A | 2 | 1 | 4 | 2 | 3 | 1 | 1 | 0
SDGE | Crestwood | 69 | Wind, Onshore | 0 | 0 | 0 | 0 | 0 | 0 | 0 | 0 | 0 | 0 | 0 | 1 | 1 | 1 | 1 |  | 1 | 1 | N/A |  |  |  | N/A | N/A | N/A | N/A | N/A | N/A | N/A | 2 | 1 | 4 | 1 | 3 | 1 | 1 | 0
PG&E GBA | Crow Creek | 60 | Wind, Onshore | 0 | 0 | 0 | 0 | 0 | 0 | 0 | 0 | 0 | 0 | 0 | 1 | 1 | 1 | 1 |  | 1 | 1 | N/A |  |  |  | N/A | N/A | N/A | N/A | N/A | N/A | N/A | 1 | 1 | 4 | 2 | 1 | 1 | 1 | 0
PG&E GBA | Crows Landing | 60 | Wind, Onshore | 0 | 0 | 0 | 0 | 0 | 0 | 0 | 0 | 0 | 0 | 0 | 1 | 1 | 1 | 1 |  | 1 | 1 | N/A |  |  |  | N/A | N/A | N/A | N/A | N/A | N/A | N/A | 1 | 1 | 4 | 2 | 1 | 1 | 1 | 0
PG&E GBA | Curtis | 115 | Wind, Onshore | 0 | 0 | 0 | 0 | 0 | 0 | 0 | 0 | 0 | 0 | 0 | 1 | 1 | 1 | 1 |  | 1 | 1 | N/A |  |  |  | N/A | N/A | N/A | N/A | N/A | N/A | N/A | 2 | 1 | 4 | 1 | 3 | 1 | 1 | 0
PG&E FRESNO | Dairyland | 115 | Wind, Onshore | 0 | 0 | 0 | 0 | 0 | 0 | 0 | 0 | 0 | 0 | 0 | 5 | 2 | 1 | 1 |  | 1 | 1 | N/A |  |  |  | N/A | N/A | N/A | N/A | N/A | N/A | N/A | 1 | 1 | 3 | 2 | 1 | 1 | 1 | 0
PG&E NGBA | Davis | 115 | Wind, Onshore | 0 | 0 | 0 | 0 | 0 | 0 | 0 | 0 | 0 | 0 | 0 | 5 | 2 | 1 | 1 | 3 | 1 | 1 | N/A |  |  |  | N/A | N/A | N/A | N/A | N/A | N/A | N/A | 2 | 1 | 4 | 2 | 3 | 1 | 1 | 0
SCE Metro | Del Amo | 500 | Wind, Onshore | 0 | 0 | 0 | 0 | 0 | 0 | 0 | 0 | 0 | 0 | 0 | 1 | 1 | 1 | 1 |  | 1 | 1 | N/A |  |  |  | N/A | N/A | N/A | N/A | N/A | N/A | N/A | 1 | 1 | 3 | 1 | 2 | 1 | 1 | 0
SCE Metro | Del Amo | 230 | Wind, Onshore | 0 | 0 | 0 | 0 | 0 | 0 | 0 | 0 | 0 | 0 | 0 | 1 | 1 | 1 | 1 |  | 1 | 1 | N/A |  |  |  | N/A | N/A | N/A | N/A | N/A | N/A | N/A | 1 | 1 | 3 | 1 | 2 | 1 | 1 | 0
SCE Eastern | Delaney | 500 | Wind, Onshore | 0 | 0 | 0 | 0 | 0 | 0 | 0 | 0 | 0 | 0 | 0 | 5 | 2 | 4 | 2 |  | 1 | 1 | N/A |  |  |  | N/A | N/A | N/A | N/A | N/A | N/A | N/A | 2 | 1 | 4 | 2 | 3 | 1 | 1 | 0
PG&E NGBA | Delevan | 230 | Wind, Onshore | 0 | 0 | 0 | 0 | 0 | 0 | 0 | 0 | 0 | 0 | 0 | 5 | 2 | 1 | 1 | 3 | 1 | 1 | N/A |  |  |  | N/A | N/A | N/A | N/A | N/A | N/A | N/A | 2 | 2 | 1 | 1 | 3 | 1 | 1 | 0
PG&E GBA | Delta PP | 230 | Wind, Onshore | 0 | 0 | 0 | 0 | 0 | 0 | 0 | 0 | 0 | 0 | 0 | 5 | 2 | 1 | 1 |  | 1 | 1 | N/A |  |  |  | N/A | N/A | N/A | N/A | N/A | N/A | N/A | 2 | 1 | 3 | 1 | 2 | 1 | 1 | 0
EOP | Desert View | 230 | Wind, Onshore | 0 | 0 | 0 | 0 | 0 | 0 | 0 | 0 | 0 | 0 | 0 | 5 | 2 | 4 | 2 |  | 1 | 1 | N/A |  |  |  | N/A | N/A | N/A | N/A | N/A | N/A | N/A | 2 | 1 | 4 | 1 | 3 | 1 | 1 | 0
SCE Eastern | Devers | 230 | Wind, Onshore | 0 | 0 | 263 | 0 | 263 | 0 | 0 | 0 | 263 | 0 | 263 | 1 | 1 | 1 | 1 | 5 | 3 | 2 | 2 |  |  |  | 3 | 1 | 1 | 1 | 1 | 2 | 1 | 2 | 1 | 1 | 1 | 3 | 2- | 3 | 1 | Onshore wind, QA/QC, Alignment with previous TPP
SCE Eastern | Devers | 500 | Wind, Onshore | 0 | 0 | 0 | 0 | 0 | 0 | 0 | 0 | 0 | 0 | 0 | 1 | 1 | 1 | 1 |  | 1 | 1 | N/A |  |  |  | N/A | N/A | N/A | N/A | N/A | N/A | N/A | 2 | 1 | 1 | 1 | 3 | 1+ | 1 | 1
PG&E KERN | Diablo Canyon | 230 | Wind, Onshore | 0 | 0 | 0 | 0 | 0 | 0 | 0 | 0 | 0 | 0 | 0 | 5 | 2 | 1 | 1 | 3 | 1 | 1 | N/A |  |  |  | N/A | N/A | N/A | N/A | N/A | N/A | N/A | 2 | 2 | 4 | 2 | 3 | 1 | 1 | 0
PG&E KERN | Diablo Canyon | 500 | Wind, Onshore | 0 | 0 | 0 | 0 | 0 | 0 | 0 | 0 | 0 | 0 | 0 | 5 | 2 | 4 | 2 | 5 | 1 | 1 | N/A |  |  |  | N/A | N/A | N/A | N/A | N/A | N/A | N/A | 2 | 2 | 4 | 2 | 3 | 4+ | 1 | 1
PG&E KERN | Divide | 115 | Wind, Onshore | 0 | 0 | 0 | 0 | 0 | 0 | 0 | 0 | 0 | 0 | 0 | 5 | 2 | 1 | 1 |  | 1 | 1 | 1 |  |  |  | 1 | 4 | 1 | 1 | 4 | 1 | 1 | 2 | 2 | 4 | 1 | 2 | 1 | 1 | 0
PG&E GBA | Dixon Landing | 115 | Wind, Onshore | 0 | 0 | 0 | 0 | 0 | 0 | 0 | 0 | 0 | 0 | 0 | 1 | 1 | 1 | 1 |  | 1 | 1 | N/A |  |  |  | N/A | N/A | N/A | N/A | N/A | N/A | N/A | 2 | 1 | 2 | 1 | 2 | 1 | 1 | 0
PG&E FRESNO | Dos Amigos | 230 | Wind, Onshore | 0 | 0 | 0 | 0 | 0 | 0 | 0 | 0 | 0 | 0 | 0 | 5 | 2 | 5 | 2 |  | 1 | 1 | N/A |  |  |  | N/A | N/A | N/A | N/A | N/A | N/A | N/A | 1 | 1 | 4 | 2 | 1 | 1 | 1 | 0
PG&E NGBA | Drum | 115 | Wind, Onshore | 0 | 0 | 0 | 0 | 0 | 0 | 0 | 0 | 0 | 0 | 0 | 5 | 2 | 1 | 1 |  | 1 | 1 | N/A |  |  |  | N/A | N/A | N/A | N/A | N/A | N/A | N/A | 2 | 1 | 4 | 2 | 3 | 1 | 1 | 0
PG&E GBA | Dumbarton | 115 | Wind, Onshore | 0 | 0 | 0 | 0 | 0 | 0 | 0 | 0 | 0 | 0 | 0 | 5 | 2 | 1 | 1 |  | 1 | 1 | N/A |  |  |  | N/A | N/A | N/A | N/A | N/A | N/A | N/A | 2 | 1 | 3 | 1 | 2 | 1 | 1 | 0
SCE NOL | Dunn Siding | 115 | Wind, Onshore | 0 | 0 | 0 | 0 | 0 | 0 | 0 | 0 | 0 | 0 | 0 | 3 | 3 | 1 | 1 |  | 1 | 1 | N/A |  |  |  | N/A | N/A | N/A | N/A | N/A | N/A | N/A | 2 | 1 | 4 | 1 | 1 | 1 | 1 | 0
SCE Eastern | Eagle Mountain | 230 | Wind, Onshore | 0 | 0 | 0 | 0 | 0 | 0 | 0 | 0 | 0 | 0 | 0 | 5 | 2 | 1 | 1 |  | 1 | 1 | N/A |  |  |  | N/A | N/A | N/A | N/A | N/A | N/A | N/A | 2 | 2 | 4 | 1 | 3 | 1 | 1 | 0
PG&E NGBA | Eagle Rock (PGE) | 60 | Wind, Onshore | 0 | 0 | 0 | 0 | 0 | 0 | 0 | 0 | 0 | 0 | 0 | 5 | 2 | 1 | 1 |  | 1 | 1 | N/A |  |  |  | N/A | N/A | N/A | N/A | N/A | N/A | N/A | 2 | 2 | 4 | 2 | 3 | 1 | 1 | 0
PG&E NGBA | Eagle Rock (PGE) | 115 | Wind, Onshore | 0 | 0 | 0 | 0 | 0 | 0 | 0 | 0 | 0 | 0 | 0 | 5 | 2 | 1 | 1 | 3 | 2 | 1 | 1 |  |  |  | 5 | 4 | 1 | 2 | 5 | 1 | 1 | 2 | 2 | 4 | 2 | 3 | 1 | 5 | 1
SCE Metro | Eagle Rock (SCE) | 230 | Wind, Onshore | 0 | 0 | 0 | 0 | 0 | 0 | 0 | 0 | 0 | 0 | 0 | 1 | 1 | 1 | 1 |  | 1 | 1 | 1 |  |  |  | 1 | 1 | 1 | 1 | 1 | 1 | 1 | 1 | 1 | 2 | 1 | 2 | 1 | 1 | 0
PG&E NGBA | East Marysville | 115 | Wind, Onshore | 0 | 0 | 0 | 0 | 0 | 0 | 0 | 0 | 0 | 0 | 0 | 5 | 2 | 1 | 1 |  | 1 | 1 | N/A |  |  |  | N/A | N/A | N/A | N/A | N/A | N/A | N/A | 2 | 2 | 2 | 1 | 2 | 1 | 1 | 0
PG&E NGBA | East Nicolaus | 115 | Wind, Onshore | 0 | 0 | 0 | 0 | 0 | 0 | 0 | 0 | 0 | 0 | 0 | 5 | 2 | 1 | 1 |  | 1 | 1 | N/A |  |  |  | N/A | N/A | N/A | N/A | N/A | N/A | N/A | 2 | 1 | 4 | 1 | 3 | 1 | 1 | 0
PG&E NGBA | East Nicolaus | 60 | Wind, Onshore | 0 | 0 | 0 | 0 | 0 | 0 | 0 | 0 | 0 | 0 | 0 | 5 | 2 | 1 | 1 |  | 1 | 1 | N/A |  |  |  | N/A | N/A | N/A | N/A | N/A | N/A | N/A | 2 | 1 | 4 | 1 | 3 | 1 | 1 | 0
PG&E GBA | Eastshore | 115 | Wind, Onshore | 0 | 0 | 0 | 0 | 0 | 0 | 0 | 0 | 0 | 0 | 0 | 5 | 2 | 1 | 1 | 4 | 1 | 1 | N/A |  |  |  | N/A | N/A | N/A | N/A | N/A | N/A | N/A | 2 | 1 | 2 | 1 | 1 | 1 | 1 | 0
PG&E GBA | Eastshore | 230 | Wind, Onshore | 0 | 0 | 0 | 0 | 0 | 0 | 0 | 0 | 0 | 0 | 0 | 5 | 2 | 1 | 1 |  | 1 | 1 | N/A |  |  |  | N/A | N/A | N/A | N/A | N/A | N/A | N/A | 2 | 1 | 2 | 1 | 1 | 1 | 1 | 0
SDGE | ECO | 138 | Wind, Onshore | 0 | 0 | 0 | 0 | 0 | 0 | 0 | 0 | 0 | 0 | 0 | 1 | 1 | 1 | 1 | 3 | 3 | 1 | 1 |  |  |  | 4 | 1 | 1 | 1 | 1 | 1 | 1 | 2 | 1 | 4 | 1 | 3 | 1 | 1 | 0
SDGE | ECO | 230 | Wind, Onshore | 0 | 0 | 350 | 0 | 350 | 0 | 0 | 0 | 350 | 0 | 350 | 1 | 1 | 1 | 1 |  | 2 | 1 | #N/A |  |  |  | N/A | N/A | N/A | N/A | N/A | N/A | N/A | 2 | 1 | 4 | 1 | 3 | 1 | 1 | 1 | Onshore wind, QA/QC, Alignment with previous TPP
SDGE | ECO | 500 | Wind, Onshore | 0 | 0 | 0 | 0 | 0 | 0 | 0 | 0 | 0 | 0 | 0 | 1 | 1 | 1 | 1 |  | 3 | 1 | #N/A |  |  |  | N/A | N/A | N/A | N/A | N/A | N/A | N/A | 2 | 1 | 4 | 1 | 3 | 2+ | 5 | 1
PG&E GBA | Edenvale | 115 | Wind, Onshore | 0 | 0 | 0 | 0 | 0 | 0 | 0 | 0 | 0 | 0 | 0 | 1 | 1 | 1 | 1 |  | 1 | 1 | N/A |  |  |  | N/A | N/A | N/A | N/A | N/A | N/A | N/A | 2 | 1 | 2 | 2 | 2 | 1 | 1 | 0
PG&E GBA | Edes | 115 | Wind, Onshore | 0 | 0 | 0 | 0 | 0 | 0 | 0 | 0 | 0 | 0 | 0 | 5 | 2 | 1 | 1 |  | 1 | 1 | N/A |  |  |  | N/A | N/A | N/A | N/A | N/A | N/A | N/A | 2 | 1 | 3 | 1 | 1 | 1 | 1 | 0
PG&E GBA | Eight Mile | 230 | Wind, Onshore | 0 | 0 | 0 | 0 | 0 | 0 | 0 | 0 | 0 | 0 | 0 | 5 | 2 | 1 | 1 |  | 1 | 1 | N/A |  |  |  | N/A | N/A | N/A | N/A | N/A | N/A | N/A | 1 | 1 | 2 | 2 | 1 | 1 | 1 | 0
SDGE | El Cajon | 69 | Wind, Onshore | 0 | 0 | 0 | 0 | 0 | 0 | 0 | 0 | 0 | 0 | 0 | 1 | 1 | 1 | 1 |  | 1 | 1 | N/A |  |  |  | N/A | N/A | N/A | N/A | N/A | N/A | N/A | 2 | 1 | 2 | 1 | 1 | 1 | 1 | 0
SCE Eastern | El Casco | 230 | Wind, Onshore | 0 | 0 | 0 | 0 | 0 | 0 | 0 | 0 | 0 | 0 | 0 | 1 | 1 | 1 | 1 |  | 1 | 1 | N/A |  |  |  | N/A | N/A | N/A | N/A | N/A | N/A | N/A | 1 | 1 | 4 | 1 | 2 | 1 | 1 | 0
PG&E GBA | El Cerrito G | 115 | Wind, Onshore | 0 | 0 | 0 | 0 | 0 | 0 | 0 | 0 | 0 | 0 | 0 | 5 | 2 | 1 | 1 |  | 1 | 1 | N/A |  |  |  | N/A | N/A | N/A | N/A | N/A | N/A | N/A | 2 | 1 | 2 | 1 | 2 | 1 | 1 | 0
PG&E NGBA | El Dorado PH | 115 | Wind, Onshore | 0 | 0 | 0 | 0 | 0 | 0 | 0 | 0 | 0 | 0 | 0 | 5 | 2 | 1 | 1 |  | 1 | 1 | N/A |  |  |  | N/A | N/A | N/A | N/A | N/A | N/A | N/A | 2 | 1 | 4 | 2 | 3 | 1 | 1 | 0
PG&E FRESNO | El Nido (PGE) | 115 | Wind, Onshore | 0 | 0 | 0 | 0 | 0 | 0 | 0 | 0 | 0 | 0 | 0 | 5 | 2 | 5 | 2 |  | 1 | 1 | N/A |  |  |  | N/A | N/A | N/A | N/A | N/A | N/A | N/A | 1 | 1 | 4 | 2 | 1 | 1 | 1 | 0
SCE Metro | El Nido (SCE) | 230 | Wind, Onshore | 0 | 0 | 0 | 0 | 0 | 0 | 0 | 0 | 0 | 0 | 0 | 1 | 1 | 1 | 1 |  | 1 | 1 | N/A |  |  |  | N/A | N/A | N/A | N/A | N/A | N/A | N/A | 1 | 1 | 2 | 1 | 2 | 1 | 1 | 0
PG&E GBA | El Patio | 115 | Wind, Onshore | 0 | 0 | 0 | 0 | 0 | 0 | 0 | 0 | 0 | 0 | 0 | 1 | 1 | 1 | 1 |  | 1 | 1 | N/A |  |  |  | N/A | N/A | N/A | N/A | N/A | N/A | N/A | 2 | 1 | 3 | 2 | 2 | 1 | 1 | 0
SCE Metro | El Segundo | 230 | Wind, Onshore | 0 | 0 | 0 | 0 | 0 | 0 | 0 | 0 | 0 | 0 | 0 | 1 | 1 | 1 | 1 |  | 1 | 1 | N/A |  |  |  | N/A | N/A | N/A | N/A | N/A | N/A | N/A | 1 | 1 | 1 | 1 | 1 | 1 | 1 | 0
EOP | Eldorado | 230 | Wind, Onshore | 0 | 0 | 0 | 0 | 0 | 0 | 0 | 0 | 0 | 0 | 0 | 5 | 2 | 4 | 2 | 4 | 1 | 1 | N/A |  |  |  | N/A | N/A | N/A | N/A | N/A | N/A | N/A | 2 | 2 | 2 | 1 | 3 | 1 | 1 | 0
EOP | Eldorado | 500 | Wind, Onshore | 0 | 0 | 0 | 0 | 0 | 0 | 0 | 0 | 0 | 0 | 0 | 5 | 2 | 4 | 2 | 5 | 1 | 1 | N/A |  |  |  | N/A | N/A | N/A | N/A | N/A | N/A | N/A | 2 | 2 | 2 | 1 | 3 | 1 | 1 | 0
SCE Northern | Elizabeth Lake | 66 | Wind, Onshore | 0 | 0 | 0 | 0 | 0 | 0 | 0 | 0 | 0 | 0 | 0 | 5 | 2 | 4 | 2 |  | 1 | 1 | N/A |  |  |  | N/A | N/A | N/A | N/A | N/A | N/A | N/A | 1 | 1 | 3 | 1 | 3 | 1 | 1 | 0
PG&E KERN | Elk Hills | 230 | Wind, Onshore | 0 | 0 | 0 | 0 | 0 | 0 | 0 | 0 | 0 | 0 | 0 | 5 | 2 | 5 | 2 |  | 1 | 1 | N/A |  |  |  | N/A | N/A | N/A | N/A | N/A | N/A | N/A | 1 | 1 | 3 | 1 | 1 | 1 | 1 | 0
SDGE | Elliot | 69 | Wind, Onshore | 0 | 0 | 0 | 0 | 0 | 0 | 0 | 0 | 0 | 0 | 0 | 1 | 1 | 1 | 1 |  | 1 | 1 | N/A |  |  |  | N/A | N/A | N/A | N/A | N/A | N/A | N/A | 2 | 1 | 2 | 1 | 2 | 1 | 1 | 0
SCE Metro | Ellis | 230 | Wind, Onshore | 0 | 0 | 0 | 0 | 0 | 0 | 0 | 0 | 0 | 0 | 0 | 1 | 1 | 1 | 1 |  | 1 | 1 | N/A |  |  |  | N/A | N/A | N/A | N/A | N/A | N/A | N/A | 1 | 1 | 2 | 1 | 2 | 1 | 1 | 0
SDGE | Encina | 138 | Wind, Onshore | 0 | 0 | 0 | 0 | 0 | 0 | 0 | 0 | 0 | 0 | 0 | 1 | 1 | 1 | 1 | 3 | 1 | 1 | N/A |  |  |  | N/A | N/A | N/A | N/A | N/A | N/A | N/A | 2 | 1 | 1 | 1 | 3 | 1 | 1 | 0
SDGE | Encina | 230 | Wind, Onshore | 0 | 0 | 0 | 0 | 0 | 0 | 0 | 0 | 0 | 0 | 0 | 1 | 1 | 1 | 1 |  | 1 | 1 | 1 |  |  |  | 1 | 1 | 3 | 3 | 3 | 1 | 1 | 2 | 1 | 1 | 1 | 3 | 1 | 1 | 0
SDGE | Escondido | 230 | Wind, Onshore | 0 | 0 | 0 | 0 | 0 | 0 | 0 | 0 | 0 | 0 | 0 | 1 | 1 | 1 | 1 |  | 1 | 1 | N/A |  |  |  | N/A | N/A | N/A | N/A | N/A | N/A | N/A | 2 | 1 | 1 | 1 | 3 | 1 | 1 | 0
SDGE | Escondido | 69 | Wind, Onshore | 0 | 0 | 0 | 0 | 0 | 0 | 0 | 0 | 0 | 0 | 0 | 1 | 1 | 1 | 1 |  | 1 | 1 | N/A |  |  |  | N/A | N/A | N/A | N/A | N/A | N/A | N/A | 2 | 1 | 1 | 1 | 3 | 1 | 1 | 0
PG&E KERN | Estrella | 230 | Wind, Onshore | 0 | 0 | 0 | 0 | 0 | 0 | 0 | 0 | 0 | 0 | 0 | 5 | 2 | 1 | 1 |  | 1 | 1 | N/A |  |  |  | N/A | N/A | N/A | N/A | N/A | N/A | N/A | 2 | 2 | 4 | 2 | 3 | 1 | 1 | 0
SCE Eastern | Etiwanda | 230 | Wind, Onshore | 0 | 0 | 0 | 0 | 0 | 0 | 0 | 0 | 0 | 0 | 0 | 1 | 1 | 1 | 1 | 5 | 1 | 1 | N/A |  |  |  | N/A | N/A | N/A | N/A | N/A | N/A | N/A | 1 | 1 | 2 | 1 | 1 | 1 | 1 | 0
PG&E GBA | Evergreen | 115 | Wind, Onshore | 0 | 0 | 0 | 0 | 0 | 0 | 0 | 0 | 0 | 0 | 0 | 1 | 1 | 1 | 1 |  | 1 | 1 | N/A |  |  |  | N/A | N/A | N/A | N/A | N/A | N/A | N/A | 2 | 1 | 2 | 2 | 2 | 1 | 1 | 0
PG&E GBA | Evergreen | 60 | Wind, Onshore | 0 | 0 | 0 | 0 | 0 | 0 | 0 | 0 | 0 | 0 | 0 | 1 | 1 | 1 | 1 |  | 1 | 1 | N/A |  |  |  | N/A | N/A | N/A | N/A | N/A | N/A | N/A | 2 | 1 | 2 | 2 | 2 | 1 | 1 | 0
PG&E FRESNO | Excelsior | 115 | Wind, Onshore | 0 | 0 | 0 | 0 | 0 | 0 | 0 | 0 | 0 | 0 | 0 | 5 | 2 | 5 | 2 | 1 | 1 | 1 | N/A |  |  |  | N/A | N/A | N/A | N/A | N/A | N/A | N/A | 1 | 1 | 4 | 2 | 1 | 1 | 1 | 0
PG&E FRESNO | Exchequer | 115 | Wind, Onshore | 0 | 0 | 0 | 0 | 0 | 0 | 0 | 0 | 0 | 0 | 0 | 5 | 2 | 5 | 2 |  | 1 | 1 | N/A |  |  |  | N/A | N/A | N/A | N/A | N/A | N/A | N/A | 2 | 1 | 4 | 1 | 2 | 1 | 1 | 0
PG&E KERN | Fairway | 115 | Wind, Onshore | 0 | 0 | 0 | 0 | 0 | 0 | 0 | 0 | 0 | 0 | 0 | 5 | 2 | 1 | 1 |  | 1 | 1 | N/A |  |  |  | N/A | N/A | N/A | N/A | N/A | N/A | N/A | 2 | 2 | 3 | 1 | 2 | 1 | 1 | 0
PG&E KERN | Famoso | 115 | Wind, Onshore | 0 | 0 | 0 | 0 | 0 | 0 | 0 | 0 | 0 | 0 | 0 | 5 | 2 | 1 | 1 |  | 1 | 1 | N/A |  |  |  | N/A | N/A | N/A | N/A | N/A | N/A | N/A | 1 | 1 | 4 | 1 | 1 | 1 | 1 | 0
PG&E NGBA | Fern Road | 500 | Wind, Onshore | 0 | 0 | 0 | 0 | 0 | 0 | 0 | 0 | 0 | 0 | 0 | 5 | 2 | 1 | 1 |  | 1 | 1 | N/A |  |  |  | N/A | N/A | N/A | N/A | N/A | N/A | N/A | 2 | 2 | 4 | 2 | 3 | 1 | 1 | 0
PG&E GBA | Fibreboard (SPI Sonora) | 115 | Wind, Onshore | 0 | 0 | 0 | 0 | 0 | 0 | 0 | 0 | 0 | 0 | 0 | 1 | 1 | 1 | 1 |  | 2 | 1 | N/A |  |  |  | N/A | N/A | N/A | N/A | N/A | N/A | N/A | 2 | 1 | 2 | 1 | 2 | 1 | 1 | 0
PG&E FRESNO | Figarden | 230 | Wind, Onshore | 0 | 0 | 0 | 0 | 0 | 0 | 0 | 0 | 0 | 0 | 0 | 5 | 2 | 1 | 1 |  | 1 | 1 | N/A |  |  |  | N/A | N/A | N/A | N/A | N/A | N/A | N/A | 1 | 1 | 3 | 2 | 2 | 1 | 1 | 0
PG&E FRESNO | Fink | 230 | Wind, Onshore | 0 | 0 | 0 | 0 | 0 | 0 | 0 | 0 | 0 | 0 | 0 | 1 | 1 | 1 | 1 |  | 1 | 1 | N/A |  |  |  | N/A | N/A | N/A | N/A | N/A | N/A | N/A | 1 | 1 | 4 | 2 | 1 | 1 | 1 | 0
PG&E NGBA | Fitch Mountain | 60 | Wind, Onshore | 0 | 0 | 0 | 0 | 0 | 0 | 0 | 0 | 0 | 0 | 0 | 5 | 2 | 1 | 1 |  | 1 | 1 | N/A |  |  |  | N/A | N/A | N/A | N/A | N/A | N/A | N/A | 2 | 2 | 4 | 2 | 3 | 1 | 1 | 0
PG&E GBA | FMC | 115 | Wind, Onshore | 0 | 0 | 0 | 0 | 0 | 0 | 0 | 0 | 0 | 0 | 0 | 1 | 1 | 1 | 1 |  | 1 | 1 | N/A |  |  |  | N/A | N/A | N/A | N/A | N/A | N/A | N/A | 2 | 1 | 2 | 2 | 2 | 1 | 1 | 0
PG&E GBA | Fremont | 115 | Wind, Onshore | 0 | 0 | 0 | 0 | 0 | 0 | 0 | 0 | 0 | 0 | 0 | 1 | 1 | 1 | 1 |  | 1 | 1 | N/A |  |  |  | N/A | N/A | N/A | N/A | N/A | N/A | N/A | 2 | 1 | 3 | 1 | 2 | 1 | 1 | 0
PG&E GBA | French Camp | 60 | Wind, Onshore | 0 | 0 | 0 | 0 | 0 | 0 | 0 | 0 | 0 | 0 | 0 | 1 | 1 | 1 | 1 |  | 1 | 1 | N/A |  |  |  | N/A | N/A | N/A | N/A | N/A | N/A | N/A | 1 | 1 | 3 | 2 | 1 | 1 | 1 | 0
PG&E GBA | Frogtown | 115 | Wind, Onshore | 0 | 0 | 0 | 0 | 0 | 0 | 0 | 0 | 0 | 0 | 0 | 1 | 1 | 1 | 1 |  | 1 | 1 | N/A |  |  |  | N/A | N/A | N/A | N/A | N/A | N/A | N/A | 2 | 1 | 4 | 1 | 3 | 1 | 1 | 0
PG&E NGBA | Fulton | 115 | Wind, Onshore | 0 | 0 | 0 | 0 | 0 | 0 | 0 | 0 | 0 | 0 | 0 | 5 | 2 | 1 | 1 | 1 | 1 | 1 | N/A |  |  |  | N/A | N/A | N/A | N/A | N/A | N/A | N/A | 2 | 1 | 3 | 2 | 2 | 1 | 1 | 0
PG&E NGBA | Fulton | 230 | Wind, Onshore | 0 | 0 | 0 | 0 | 0 | 0 | 0 | 0 | 0 | 0 | 0 | 5 | 2 | 1 | 1 |  | 1 | 1 | N/A |  |  |  | N/A | N/A | N/A | N/A | N/A | N/A | N/A | 2 | 1 | 3 | 2 | 2 | 1 | 1 | 0
PG&E NGBA | Fulton | 60 | Wind, Onshore | 0 | 0 | 0 | 0 | 0 | 0 | 0 | 0 | 0 | 0 | 0 | 5 | 2 | 1 | 1 |  | 1 | 1 | N/A |  |  |  | N/A | N/A | N/A | N/A | N/A | N/A | N/A | 2 | 1 | 3 | 2 | 2 | 1 | 1 | 0
PG&E KERN | Ganso | 115 | Wind, Onshore | 0 | 0 | 0 | 0 | 0 | 0 | 0 | 0 | 0 | 0 | 0 | 5 | 2 | 5 | 2 |  | 1 | 1 | N/A |  |  |  | N/A | N/A | N/A | N/A | N/A | N/A | N/A | 1 | 1 | 3 | 1 | 1 | 1 | 1 | 0
PG&E FRESNO | Gates | 230 | Wind, Onshore | 0 | 0 | 0 | 0 | 0 | 0 | 0 | 0 | 0 | 0 | 0 | 5 | 2 | 5 | 2 | 4 | 1 | 1 | N/A |  |  |  | N/A | N/A | N/A | N/A | N/A | N/A | N/A | 1 | 1 | 3 | 2 | 1 | 1 | 1 | 0
PG&E FRESNO | Gates | 500 | Wind, Onshore | 0 | 0 | 0 | 0 | 0 | 0 | 0 | 0 | 0 | 0 | 0 | 5 | 2 | 5 | 2 | 5 | 1 | 1 | N/A |  |  |  | N/A | N/A | N/A | N/A | N/A | N/A | N/A | 1 | 1 | 3 | 2 | 1 | 1 | 1 | 0
PG&E NGBA | Geysers 12 | 230 | Wind, Onshore | 0 | 0 | 0 | 0 | 0 | 0 | 0 | 0 | 0 | 0 | 0 | 5 | 2 | 1 | 1 |  | 1 | 1 | N/A |  |  |  | N/A | N/A | N/A | N/A | N/A | N/A | N/A | 2 | 2 | 4 | 2 | 3 | 1 | 1 | 0
PG&E NGBA | Geysers 17 | 230 | Wind, Onshore | 0 | 0 | 0 | 0 | 0 | 0 | 0 | 0 | 0 | 0 | 0 | 5 | 2 | 1 | 1 |  | 1 | 1 | N/A |  |  |  | N/A | N/A | N/A | N/A | N/A | N/A | N/A | 2 | 2 | 4 | 2 | 3 | 1 | 1 | 0
PG&E NGBA | Geysers 3 | 115 | Wind, Onshore | 0 | 0 | 0 | 0 | 0 | 0 | 0 | 0 | 0 | 0 | 0 | 5 | 2 | 1 | 1 |  | 1 | 1 | N/A |  |  |  | N/A | N/A | N/A | N/A | N/A | N/A | N/A | 2 | 2 | 4 | 2 | 3 | 1 | 1 | 0
PG&E NGBA | Glenn | 230 | Wind, Onshore | 0 | 0 | 0 | 0 | 0 | 0 | 0 | 0 | 0 | 0 | 0 | 5 | 2 | 1 | 1 | 3 | 1 | 1 | 1 |  |  |  | 5 | 5 | 1 | 1 | 5 | 5 | 1 | 2 | 2 | 4 | 1 | 3 | 1 | 4 | 1
PG&E NGBA | Glenn | 60 | Wind, Onshore | 0 | 0 | 0 | 0 | 0 | 0 | 0 | 0 | 0 | 0 | 0 | 5 | 2 | 1 | 1 |  | 1 | 1 | N/A |  |  |  | N/A | N/A | N/A | N/A | N/A | N/A | N/A | 2 | 2 | 4 | 1 | 3 | 1 | 1 | 0
PG&E NGBA | Gold Hill | 115 | Wind, Onshore | 0 | 0 | 0 | 0 | 0 | 0 | 0 | 0 | 0 | 0 | 0 | 5 | 2 | 1 | 1 |  | 1 | 1 | N/A |  |  |  | N/A | N/A | N/A | N/A | N/A | N/A | N/A | 2 | 1 | 4 | 2 | 3 | 1 | 1 | 0
PG&E NGBA | Gold Hill | 230 | Wind, Onshore | 0 | 0 | 0 | 0 | 0 | 0 | 0 | 0 | 0 | 0 | 0 | 5 | 2 | 1 | 1 |  | 1 | 1 | 1 |  |  |  | 1 | 1 | 1 | 1 | 1 | 1 | 1 | 2 | 1 | 4 | 2 | 3 | 1 | 1 | 0
SCE Northern | Goleta | 230 | Wind, Onshore | 0 | 0 | 0 | 0 | 0 | 0 | 0 | 0 | 0 | 0 | 0 | 5 | 2 | 4 | 2 |  | 1 | 1 | N/A |  |  |  | N/A | N/A | N/A | N/A | N/A | N/A | N/A | 2 | 2 | 2 | 1 | 2 | 1 | 1 | 0
SCE Metro | Goodrich | 230 | Wind, Onshore | 0 | 0 | 0 | 0 | 0 | 0 | 0 | 0 | 0 | 0 | 0 | 1 | 1 | 1 | 1 |  | 1 | 1 | N/A |  |  |  | N/A | N/A | N/A | N/A | N/A | N/A | N/A | 1 | 1 | 3 | 1 | 2 | 1 | 1 | 0
PG&E KERN | Goose Lake | 115 | Wind, Onshore | 0 | 0 | 0 | 0 | 0 | 0 | 0 | 0 | 0 | 0 | 0 | 5 | 2 | 1 | 1 |  | 1 | 1 | N/A |  |  |  | N/A | N/A | N/A | N/A | N/A | N/A | N/A | 1 | 1 | 2 | 1 | 1 | 1 | 1 | 0
SCE Metro | Gould | 230 | Wind, Onshore | 0 | 0 | 0 | 0 | 0 | 0 | 0 | 0 | 0 | 0 | 0 | 1 | 1 | 1 | 1 |  | 1 | 1 | N/A |  |  |  | N/A | N/A | N/A | N/A | N/A | N/A | N/A | 1 | 1 | 4 | 1 | 2 | 1 | 1 | 0
PG&E NGBA | Grand Island | 115 | Wind, Onshore | 0 | 0 | 0 | 0 | 0 | 0 | 0 | 0 | 0 | 0 | 0 | 5 | 2 | 1 | 1 |  | 1 | 1 | N/A |  |  |  | N/A | N/A | N/A | N/A | N/A | N/A | N/A | 2 | 1 | 4 | 2 | 2 | 1 | 1 | 0
SDGE | Granite | 69 | Wind, Onshore | 0 | 0 | 0 | 0 | 0 | 0 | 0 | 0 | 0 | 0 | 0 | 1 | 1 | 1 | 1 |  | 1 | 1 | N/A |  |  |  | N/A | N/A | N/A | N/A | N/A | N/A | N/A | 2 | 1 | 2 | 2 | 2 | 1 | 1 | 0
PG&E GBA | Grant | 115 | Wind, Onshore | 0 | 0 | 0 | 0 | 0 | 0 | 0 | 0 | 0 | 0 | 0 | 5 | 2 | 1 | 1 |  | 1 | 1 | N/A |  |  |  | N/A | N/A | N/A | N/A | N/A | N/A | N/A | 2 | 1 | 2 | 1 | 2 | 1 | 1 | 0
PG&E GBA | Green Valley | 115 | Wind, Onshore | 0 | 0 | 0 | 0 | 0 | 0 | 0 | 0 | 0 | 0 | 0 | 1 | 1 | 1 | 1 | 1 | 1 | 1 | N/A |  |  |  | N/A | N/A | N/A | N/A | N/A | N/A | N/A | 2 | 2 | 3 | 2 | 2 | 1 | 1 | 0
PG&E NGBA | Greenleaf 1 | 115 | Wind, Onshore | 0 | 0 | 0 | 0 | 0 | 0 | 0 | 0 | 0 | 0 | 0 | 5 | 2 | 1 | 1 |  | 1 | 1 | N/A |  |  |  | N/A | N/A | N/A | N/A | N/A | N/A | N/A | 2 | 2 | 1 | 1 | 3 | 1 | 1 | 0
PG&E FRESNO | Gregg | 230 | Wind, Onshore | 0 | 0 | 0 | 0 | 0 | 0 | 0 | 0 | 0 | 0 | 0 | 5 | 2 | 5 | 2 |  | 1 | 1 | 1 |  |  |  | 1 | 1 | 1 | 1 | 1 | 1 | 1 | 1 | 1 | 3 | 2 | 1 | 1 | 5 | 1
PG&E FRESNO | Grimmway-Malaga | 115 | Wind, Onshore | 0 | 0 | 0 | 0 | 0 | 0 | 0 | 0 | 0 | 0 | 0 | 5 | 2 | 5 | 2 |  | 1 | 1 | N/A |  |  |  | N/A | N/A | N/A | N/A | N/A | N/A | N/A | 1 | 1 | 2 | 1 | 1 | 1 | 1 | 0
PG&E NGBA | Grizzly | 230 | Wind, Onshore | 0 | 0 | 0 | 0 | 0 | 0 | 0 | 0 | 0 | 0 | 0 | 5 | 2 | 1 | 1 |  | 2 | 1 | 1 |  |  |  | 3 | 1 | 3 | 3 | 5 | 3 | 1 | 2 | 2 | 4 | 1 | 3 | 1 | 1 | 0
PG&E FRESNO | Guernsey | 70 | Wind, Onshore | 0 | 0 | 0 | 0 | 0 | 0 | 0 | 0 | 0 | 0 | 0 | 5 | 2 | 5 | 2 |  | 1 | 1 | N/A |  |  |  | N/A | N/A | N/A | N/A | N/A | N/A | N/A | 1 | 1 | 3 | 2 | 1 | 1 | 1 | 0
PG&E FRESNO | GWF Hanford | 115 | Wind, Onshore | 0 | 0 | 0 | 0 | 0 | 0 | 0 | 0 | 0 | 0 | 0 | 5 | 2 | 5 | 2 |  | 1 | 1 | N/A |  |  |  | N/A | N/A | N/A | N/A | N/A | N/A | N/A | 2 | 1 | 2 | 1 | 1 | 1 | 1 | 0
PG&E FRESNO | Haas | 230 | Wind, Onshore | 0 | 0 | 0 | 0 | 0 | 0 | 0 | 0 | 0 | 0 | 0 | 5 | 2 | 5 | 2 |  | 1 | 1 | N/A |  |  |  | N/A | N/A | N/A | N/A | N/A | N/A | N/A | 1 | 1 | 4 | 2 | 3 | 1 | 1 | 0
PG&E FRESNO | Hammonds | 115 | Wind, Onshore | 0 | 0 | 0 | 0 | 0 | 0 | 0 | 0 | 0 | 0 | 0 | 5 | 2 | 1 | 1 |  | 1 | 1 | N/A |  |  |  | N/A | N/A | N/A | N/A | N/A | N/A | N/A | 1 | 1 | 2 | 2 | 1 | 1 | 1 | 0
SCE Metro | HarborGen | 230 | Wind, Onshore | 0 | 0 | 0 | 0 | 0 | 0 | 0 | 0 | 0 | 0 | 0 | 1 | 1 | 1 | 1 |  | 1 | 1 | N/A |  |  |  | N/A | N/A | N/A | N/A | N/A | N/A | N/A | 1 | 1 | 2 | 1 | 1 | 1 | 1 | 0
PG&E NGBA | Harris | 60 | Wind, Onshore | 0 | 0 | 0 | 0 | 0 | 0 | 0 | 0 | 0 | 0 | 0 | 5 | 2 | 1 | 1 |  | 1 | 1 | N/A |  |  |  | N/A | N/A | N/A | N/A | N/A | N/A | N/A | 2 | 2 | 2 | 2 | 3 | 1 | 1 | 0
EOP | Harry Allen | 500 | Wind, Onshore | 0 | 0 | 0 | 0 | 0 | 0 | 0 | 0 | 0 | 0 | 0 | 5 | 2 | 4 | 2 |  | 1 | 1 | N/A |  |  |  | N/A | N/A | N/A | N/A | N/A | N/A | N/A | 2 | 2 | 4 | 1 | 3 | 1 | 1 | 0
PG&E NGBA | Hartley | 60 | Wind, Onshore | 0 | 0 | 0 | 0 | 0 | 0 | 0 | 0 | 0 | 0 | 0 | 5 | 2 | 1 | 1 |  | 1 | 1 | 1 |  |  |  | 5 | 3 | 1 | 1 | 3 | 1 | 1 | 2 | 2 | 4 | 2 | 3 | 1 | 1 | 0
SCE NOL | Harvard | 115 | Wind, Onshore | 0 | 0 | 0 | 0 | 0 | 0 | 0 | 0 | 0 | 0 | 0 | 3 | 3 | 1 | 1 |  | 1 | 1 | N/A |  |  |  | N/A | N/A | N/A | N/A | N/A | N/A | N/A | 2 | 1 | 4 | 1 | 1 | 1 | 1 | 0
SDGE | Hassayampa | 500 | Wind, Onshore | 0 | 0 | 0 | 0 | 0 | 0 | 0 | 0 | 0 | 0 | 0 | 5 | 2 | 4 | 2 |  | 1 | 1 | N/A |  |  |  | N/A | N/A | N/A | N/A | N/A | N/A | N/A | 2 | 1 | 4 | 2 | 3 | 1 | 1 | 0
PG&E FRESNO | Helm | 230 | Wind, Onshore | 0 | 0 | 0 | 0 | 0 | 0 | 0 | 0 | 0 | 0 | 0 | 5 | 2 | 5 | 2 | 3 | 1 | 1 | N/A |  |  |  | N/A | N/A | N/A | N/A | N/A | N/A | N/A | 1 | 1 | 2 | 2 | 1 | 1 | 1 | 0
PG&E FRESNO | Helm | 70 | Wind, Onshore | 0 | 0 | 0 | 0 | 0 | 0 | 0 | 0 | 0 | 0 | 0 | 5 | 2 | 1 | 1 |  | 1 | 1 | N/A |  |  |  | N/A | N/A | N/A | N/A | N/A | N/A | N/A | 1 | 1 | 2 | 2 | 1 | 1 | 1 | 0
PG&E FRESNO | Henrietta | 115 | Wind, Onshore | 0 | 0 | 0 | 0 | 0 | 0 | 0 | 0 | 0 | 0 | 0 | 5 | 2 | 1 | 1 | 3 | 1 | 1 | N/A |  |  |  | N/A | N/A | N/A | N/A | N/A | N/A | N/A | 1 | 1 | 1 | 2 | 1 | 1 | 1 | 0
PG&E FRESNO | Henrietta | 230 | Wind, Onshore | 0 | 0 | 0 | 0 | 0 | 0 | 0 | 0 | 0 | 0 | 0 | 5 | 2 | 1 | 1 | 3 | 1 | 1 | N/A |  |  |  | N/A | N/A | N/A | N/A | N/A | N/A | N/A | 1 | 1 | 1 | 2 | 1 | 1 | 1 | 0
PG&E FRESNO | Henrietta | 70 | Wind, Onshore | 0 | 0 | 0 | 0 | 0 | 0 | 0 | 0 | 0 | 0 | 0 | 5 | 2 | 5 | 2 |  | 1 | 1 | N/A |  |  |  | N/A | N/A | N/A | N/A | N/A | N/A | N/A | 1 | 1 | 1 | 2 | 1 | 1 | 1 | 0
PG&E FRESNO | Herndon | 115 | Wind, Onshore | 0 | 0 | 0 | 0 | 0 | 0 | 0 | 0 | 0 | 0 | 0 | 5 | 2 | 1 | 1 |  | 1 | 1 | N/A |  |  |  | N/A | N/A | N/A | N/A | N/A | N/A | N/A | 1 | 1 | 3 | 2 | 1 | 1 | 1 | 0
PG&E FRESNO | Herndon | 230 | Wind, Onshore | 0 | 0 | 0 | 0 | 0 | 0 | 0 | 0 | 0 | 0 | 0 | 5 | 2 | 1 | 1 |  | 1 | 1 | N/A |  |  |  | N/A | N/A | N/A | N/A | N/A | N/A | N/A | 1 | 1 | 3 | 2 | 1 | 1 | 1 | 0
PG&E GBA | Hicks | 230 | Wind, Onshore | 0 | 0 | 0 | 0 | 0 | 0 | 0 | 0 | 0 | 0 | 0 | 1 | 1 | 1 | 1 |  | 1 | 1 | N/A |  |  |  | N/A | N/A | N/A | N/A | N/A | N/A | N/A | 2 | 1 | 4 | 2 | 2 | 1 | 1 | 0
PG&E NGBA | Higgins | 115 | Wind, Onshore | 0 | 0 | 0 | 0 | 0 | 0 | 0 | 0 | 0 | 0 | 0 | 5 | 2 | 1 | 1 |  | 1 | 1 | N/A |  |  |  | N/A | N/A | N/A | N/A | N/A | N/A | N/A | 2 | 1 | 4 | 1 | 3 | 1 | 1 | 0
PG&E NGBA | Hilltop | 345 | Wind, Onshore | 0 | 0 | 0 | 0 | 0 | 0 | 0 | 0 | 0 | 0 | 0 | 5 | 2 | 1 | 1 |  | 3 | 1 | 1 |  |  |  | 2 | 2 | 1 | 1 | 3 | 2 | 1 | 2 | 2 | 4 | 1 | 3 | 1 | 4 | 1
SCE Metro | Hinson | 230 | Wind, Onshore | 0 | 0 | 0 | 0 | 0 | 0 | 0 | 0 | 0 | 0 | 0 | 1 | 1 | 1 | 1 |  | 1 | 1 | N/A |  |  |  | N/A | N/A | N/A | N/A | N/A | N/A | N/A | 1 | 1 | 2 | 1 | 1 | 1 | 1 | 0
PG&E GBA | Hollister | 115 | Wind, Onshore | 0 | 0 | 0 | 0 | 0 | 0 | 0 | 0 | 0 | 0 | 0 | 1 | 1 | 1 | 1 | 3 | 1 | 1 | N/A |  |  |  | N/A | N/A | N/A | N/A | N/A | N/A | N/A | 2 | 2 | 4 | 2 | 3 | 1 | 1 | 0
PG&E NGBA | Homestake | 115 | Wind, Onshore | 0 | 0 | 0 | 0 | 0 | 0 | 0 | 0 | 0 | 0 | 0 | 5 | 2 | 1 | 1 |  | 1 | 1 | N/A |  |  |  | N/A | N/A | N/A | N/A | N/A | N/A | N/A | 2 | 1 | 4 | 2 | 3 | 1 | 1 | 0
PG&E NGBA | Honcut | 115 | Wind, Onshore | 0 | 0 | 0 | 0 | 0 | 0 | 0 | 0 | 0 | 0 | 0 | 5 | 2 | 1 | 1 |  | 1 | 1 | N/A |  |  |  | N/A | N/A | N/A | N/A | N/A | N/A | N/A | 2 | 1 | 4 | 2 | 3 | 1 | 1 | 0
SDGE | Hoodoo Wash | 500 | Wind, Onshore | 0 | 0 | 0 | 0 | 0 | 0 | 0 | 0 | 0 | 0 | 0 | 5 | 2 | 4 | 2 |  | 1 | 1 | N/A |  |  |  | N/A | N/A | N/A | N/A | N/A | N/A | N/A | 2 | 2 | 4 | 2 | 3 | 1 | 1 | 0
PG&E NGBA | Hopland | 115 | Wind, Onshore | 0 | 0 | 0 | 0 | 0 | 0 | 0 | 0 | 0 | 0 | 0 | 5 | 2 | 1 | 1 |  | 1 | 1 | N/A |  |  |  | N/A | N/A | N/A | N/A | N/A | N/A | N/A | 2 | 2 | 4 | 2 | 3 | 1 | 1 | 0
PG&E NGBA | Hopland | 60 | Wind, Onshore | 0 | 0 | 0 | 0 | 0 | 0 | 0 | 0 | 0 | 0 | 0 | 5 | 2 | 1 | 1 |  | 1 | 1 | N/A |  |  |  | N/A | N/A | N/A | N/A | N/A | N/A | N/A | 2 | 2 | 4 | 2 | 3 | 1 | 1 | 0
PG&E NGBA | Humboldt | 115 | Wind, Onshore | 0 | 0 | 0 | 0 | 0 | 0 | 0 | 0 | 0 | 0 | 0 | 5 | 2 | 1 | 1 | 3 | 1 | 1 | N/A |  |  |  | N/A | N/A | N/A | N/A | N/A | N/A | N/A | 2 | 2 | 3 | 2 | 3 | 2+ | 1 | 1
PG&E NGBA | Humboldt | 60 | Wind, Onshore | 0 | 0 | 0 | 0 | 0 | 0 | 0 | 0 | 0 | 0 | 0 | 5 | 2 | 1 | 1 |  | 1 | 1 | N/A |  |  |  | N/A | N/A | N/A | N/A | N/A | N/A | N/A | 2 | 2 | 3 | 2 | 3 | 1 | 1 | 0
PG&E NGBA | Humboldt | 500 | Wind, Onshore | 0 | 0 | 0 | 0 | 0 | 0 | 0 | 0 | 0 | 0 | 0 | 5 | 2 | 1 | 1 |  | 1 | 1 | N/A |  |  |  | N/A | N/A | N/A | N/A | N/A | N/A | N/A | 2 | 2 | 3 | 2 | 3 | 1 | 1 | 0
SCE Metro | Huntington Beach | 230 | Wind, Onshore | 0 | 0 | 0 | 0 | 0 | 0 | 0 | 0 | 0 | 0 | 0 | 1 | 1 | 1 | 1 |  | 1 | 1 | N/A |  |  |  | N/A | N/A | N/A | N/A | N/A | N/A | N/A | 1 | 1 | 1 | 1 | 2 | 1 | 1 | 0
PG&E NGBA | Ignacio | 115 | Wind, Onshore | 0 | 0 | 0 | 0 | 0 | 0 | 0 | 0 | 0 | 0 | 0 | 5 | 2 | 1 | 1 | 3 | 1 | 1 | N/A |  |  |  | N/A | N/A | N/A | N/A | N/A | N/A | N/A | 2 | 1 | 4 | 1 | 3 | 1 | 1 | 0
PG&E NGBA | Ignacio | 230 | Wind, Onshore | 0 | 0 | 0 | 0 | 0 | 0 | 0 | 0 | 0 | 0 | 0 | 5 | 2 | 1 | 1 | 3 | 1 | 1 | N/A |  |  |  | N/A | N/A | N/A | N/A | N/A | N/A | N/A | 2 | 1 | 4 | 1 | 3 | 1 | 1 | 0
PG&E NGBA | Ignacio | 60 | Wind, Onshore | 0 | 0 | 0 | 0 | 0 | 0 | 0 | 0 | 0 | 0 | 0 | 5 | 2 | 1 | 1 | 3 | 1 | 1 | N/A |  |  |  | N/A | N/A | N/A | N/A | N/A | N/A | N/A | 2 | 1 | 4 | 1 | 3 | 1 | 1 | 0
SDGE | Imperial Beach | 69 | Wind, Onshore | 0 | 0 | 0 | 0 | 0 | 0 | 0 | 0 | 0 | 0 | 0 | 1 | 1 | 1 | 1 |  | 1 | 1 | N/A |  |  |  | N/A | N/A | N/A | N/A | N/A | N/A | N/A | 2 | 1 | 3 | 1 | 2 | 1 | 1 | 0
SDGE | Imperial Valley | 230 | Wind, Onshore | 0 | 0 | 0 | 0 | 0 | 0 | 0 | 0 | 0 | 0 | 0 | 1 | 1 | 1 | 1 | 4 | 3 | 1 | 3 |  |  |  | 1 | 1 | 1 | 1 | 1 | 3 | 1 | 1 | 1 | 2 | 2 | 1 | 1 | 1 | 0
SDGE | Imperial Valley | 500 | Wind, Onshore | 0 | 0 | 50 | 0 | 50 | 0 | 0 | 0 | 50 | 0 | 50 | 1 | 1 | 1 | 1 | 5 | 4 | 5 | 2 |  |  |  | 1 | 1 | 1 | 1 | 1 | 3 | 1 | 1 | 1 | 2 | 2 | 1 | 5- | 1 | 1 | Onshore wind, QA/QC, Alignment with previous TPP
EOP | Innovation | 138 | Wind, Onshore | 0 | 0 | 0 | 0 | 0 | 0 | 0 | 0 | 0 | 0 | 0 | 5 | 2 | 4 | 2 |  | 1 | 1 | N/A |  |  |  | N/A | N/A | N/A | N/A | N/A | N/A | N/A | 2 | 2 | 4 | 1 | 3 | 1 | 1 | 0
EOP | Innovation | 230 | Wind, Onshore | 0 | 0 | 0 | 0 | 0 | 0 | 0 | 0 | 0 | 0 | 0 | 5 | 2 | 4 | 2 |  | 1 | 1 | N/A |  |  |  | N/A | N/A | N/A | N/A | N/A | N/A | N/A | 2 | 2 | 4 | 1 | 3 | 1 | 1 | 0
SCE NOL | Inyokern | 115 | Wind, Onshore | 0 | 0 | 0 | 0 | 0 | 0 | 0 | 0 | 0 | 0 | 0 | 3 | 3 | 1 | 1 |  | 1 | 1 | N/A |  |  |  | N/A | N/A | N/A | N/A | N/A | N/A | N/A | 2 | 2 | 4 | 1 | 3 | 1 | 1 | 0
EOP | IS Tap | 138 | Wind, Onshore | 0 | 0 | 0 | 0 | 0 | 0 | 0 | 0 | 0 | 0 | 0 | 5 | 2 | 4 | 2 |  | 1 | 1 | N/A |  |  |  | N/A | N/A | N/A | N/A | N/A | N/A | N/A | 2 | 2 | 4 | 1 | 3 | 1 | 1 | 0
EOP | Ivanpah | 115 | Wind, Onshore | 0 | 0 | 0 | 0 | 0 | 0 | 0 | 0 | 0 | 0 | 0 | 5 | 2 | 4 | 2 |  | 1 | 1 | N/A |  |  |  | N/A | N/A | N/A | N/A | N/A | N/A | N/A | 2 | 2 | 4 | 1 | 1 | 1 | 1 | 0
EOP | Ivanpah | 230 | Wind, Onshore | 0 | 0 | 0 | 0 | 0 | 0 | 0 | 0 | 0 | 0 | 0 | 5 | 2 | 4 | 2 |  | 1 | 1 | N/A |  |  |  | N/A | N/A | N/A | N/A | N/A | N/A | N/A | 2 | 2 | 4 | 1 | 1 | 1 | 1 | 0
EOP | Jackass (DOE) | 138 | Wind, Onshore | 0 | 0 | 0 | 0 | 0 | 0 | 0 | 0 | 0 | 0 | 0 | 5 | 2 | 4 | 2 |  | 1 | 1 | N/A |  |  |  | N/A | N/A | N/A | N/A | N/A | N/A | N/A | 2 | 2 | 4 | 1 | 3 | 1 | 1 | 0
PG&E NGBA | James B Black | 230 | Wind, Onshore | 0 | 0 | 0 | 0 | 0 | 0 | 0 | 0 | 0 | 0 | 0 | 5 | 2 | 1 | 1 |  | 1 | 1 | N/A |  |  |  | N/A | N/A | N/A | N/A | N/A | N/A | N/A | 2 | 2 | 4 | 2 | 3 | 1 | 1 | 0
PG&E GBA | Jefferson | 230 | Wind, Onshore | 0 | 0 | 0 | 0 | 0 | 0 | 0 | 0 | 0 | 0 | 0 | 1 | 1 | 1 | 1 |  | 1 | 1 | N/A |  |  |  | N/A | N/A | N/A | N/A | N/A | N/A | N/A | 2 | 1 | 3 | 1 | 2 | 1 | 1 | 0
PG&E NGBA | Jessup | 115 | Wind, Onshore | 0 | 0 | 0 | 0 | 0 | 0 | 0 | 0 | 0 | 0 | 0 | 5 | 2 | 1 | 1 |  | 1 | 1 | N/A |  |  |  | N/A | N/A | N/A | N/A | N/A | N/A | N/A | 2 | 2 | 3 | 2 | 3 | 1 | 1 | 0
SCE Metro | Johanna | 230 | Wind, Onshore | 0 | 0 | 0 | 0 | 0 | 0 | 0 | 0 | 0 | 0 | 0 | 1 | 1 | 1 | 1 |  | 1 | 1 | N/A |  |  |  | N/A | N/A | N/A | N/A | N/A | N/A | N/A | 1 | 1 | 2 | 1 | 1 | 1 | 1 | 0
SCE Eastern | Julian Hinds | 230 | Wind, Onshore | 0 | 0 | 0 | 0 | 0 | 0 | 0 | 0 | 0 | 0 | 0 | 5 | 2 | 1 | 1 |  | 3 | 1 | 1 |  |  |  | 1 | 1 | 1 | 1 | 1 | 2 | 1 | 2 | 1 | 4 | 1 | 3 | 1 | 1 | 0
PG&E GBA | Kasson | 115 | Wind, Onshore | 0 | 0 | 0 | 0 | 0 | 0 | 0 | 0 | 0 | 0 | 0 | 1 | 1 | 1 | 1 |  | 1 | 1 | N/A |  |  |  | N/A | N/A | N/A | N/A | N/A | N/A | N/A | 1 | 1 | 4 | 2 | 1 | 1 | 1 | 0
PG&E GBA | Kasson | 60 | Wind, Onshore | 0 | 0 | 0 | 0 | 0 | 0 | 0 | 0 | 0 | 0 | 0 | 1 | 1 | 1 | 1 |  | 1 | 1 | N/A |  |  |  | N/A | N/A | N/A | N/A | N/A | N/A | N/A | 1 | 1 | 4 | 2 | 1 | 1 | 1 | 0
PG&E FRESNO | Kearney | 230 | Wind, Onshore | 0 | 0 | 0 | 0 | 0 | 0 | 0 | 0 | 0 | 0 | 0 | 5 | 2 | 5 | 2 |  | 1 | 1 | N/A |  |  |  | N/A | N/A | N/A | N/A | N/A | N/A | N/A | 1 | 1 | 3 | 2 | 1 | 1 | 1 | 0
PG&E FRESNO | Kearney | 70 | Wind, Onshore | 0 | 0 | 0 | 0 | 0 | 0 | 0 | 0 | 0 | 0 | 0 | 5 | 2 | 5 | 2 |  | 1 | 1 | N/A |  |  |  | N/A | N/A | N/A | N/A | N/A | N/A | N/A | 1 | 1 | 3 | 2 | 1 | 1 | 1 | 0
PG&E GBA | Kelso | 230 | Wind, Onshore | 0 | 0 | 0 | 0 | 0 | 0 | 0 | 0 | 0 | 0 | 0 | 5 | 2 | 1 | 1 |  | 1 | 1 | 1 |  |  |  | 5 | 3 | 3 | 5 | 5 | 1 | 1 | 2 | 1 | 2 | 1 | 2 | 1 | 4 | 1
PG&E FRESNO | Kerchoff 1 | 115 | Wind, Onshore | 0 | 0 | 0 | 0 | 0 | 0 | 0 | 0 | 0 | 0 | 0 | 5 | 2 | 5 | 2 |  | 1 | 1 | N/A |  |  |  | N/A | N/A | N/A | N/A | N/A | N/A | N/A | 1 | 1 | 4 | 2 | 3 | 1 | 1 | 0
PG&E KERN | Kern Oil | 115 | Wind, Onshore | 0 | 0 | 0 | 0 | 0 | 0 | 0 | 0 | 0 | 0 | 0 | 5 | 2 | 5 | 2 |  | 1 | 1 | N/A |  |  |  | N/A | N/A | N/A | N/A | N/A | N/A | N/A | 1 | 1 | 1 | 1 | 1 | 1 | 1 | 0
PG&E KERN | Kern PP | 115 | Wind, Onshore | 0 | 0 | 0 | 0 | 0 | 0 | 0 | 0 | 0 | 0 | 0 | 5 | 2 | 5 | 2 |  | 1 | 1 | N/A |  |  |  | N/A | N/A | N/A | N/A | N/A | N/A | N/A | 1 | 1 | 2 | 1 | 2 | 1 | 1 | 0
PG&E KERN | Kern PP | 230 | Wind, Onshore | 0 | 0 | 0 | 0 | 0 | 0 | 0 | 0 | 0 | 0 | 0 | 5 | 2 | 5 | 2 |  | 1 | 1 | N/A |  |  |  | N/A | N/A | N/A | N/A | N/A | N/A | N/A | 1 | 1 | 2 | 1 | 2 | 1 | 1 | 0
PG&E KERN | Kern PP | 70 | Wind, Onshore | 0 | 0 | 0 | 0 | 0 | 0 | 0 | 0 | 0 | 0 | 0 | 5 | 2 | 1 | 1 |  | 1 | 1 | N/A |  |  |  | N/A | N/A | N/A | N/A | N/A | N/A | N/A | 1 | 1 | 2 | 1 | 2 | 1 | 1 | 0
PG&E KERN | Kernridge | 115 | Wind, Onshore | 0 | 0 | 0 | 0 | 0 | 0 | 0 | 0 | 0 | 0 | 0 | 5 | 2 | 5 | 2 |  | 1 | 1 | N/A |  |  |  | N/A | N/A | N/A | N/A | N/A | N/A | N/A | 1 | 1 | 1 | 1 | 1 | 1 | 1 | 0
PG&E FRESNO | Kingsburg | 115 | Wind, Onshore | 0 | 0 | 0 | 0 | 0 | 0 | 0 | 0 | 0 | 0 | 0 | 5 | 2 | 5 | 2 |  | 1 | 1 | N/A |  |  |  | N/A | N/A | N/A | N/A | N/A | N/A | N/A | 1 | 1 | 2 | 2 | 1 | 1 | 1 | 0
PG&E GBA | Kirker | 115 | Wind, Onshore | 0 | 0 | 0 | 0 | 0 | 0 | 0 | 0 | 0 | 0 | 0 | 5 | 2 | 1 | 1 |  | 1 | 1 | N/A |  |  |  | N/A | N/A | N/A | N/A | N/A | N/A | N/A | 2 | 1 | 3 | 1 | 1 | 1 | 1 | 0
PG&E NGBA | Knights Landing | 115 | Wind, Onshore | 0 | 0 | 0 | 0 | 0 | 0 | 0 | 0 | 0 | 0 | 0 | 5 | 2 | 1 | 1 |  | 1 | 1 | N/A |  |  |  | N/A | N/A | N/A | N/A | N/A | N/A | N/A | 2 | 1 | 4 | 2 | 3 | 1 | 1 | 0
PG&E NGBA | Konocti | 60 | Wind, Onshore | 0 | 0 | 0 | 0 | 0 | 0 | 0 | 0 | 0 | 0 | 0 | 5 | 2 | 1 | 1 |  | 1 | 1 | N/A |  |  |  | N/A | N/A | N/A | N/A | N/A | N/A | N/A | 2 | 2 | 4 | 2 | 3 | 1 | 1 | 0
SCE NOL | Kramer | 115 | Wind, Onshore | 0 | 0 | 0 | 0 | 0 | 0 | 0 | 0 | 0 | 0 | 0 | 3 | 3 | 1 | 1 | 3 | 1 | 1 | N/A |  |  |  | N/A | N/A | N/A | N/A | N/A | N/A | N/A | 2 | 1 | 4 | 1 | 3 | 1 | 1 | 0
SCE NOL | Kramer | 230 | Wind, Onshore | 0 | 0 | 0 | 0 | 0 | 0 | 0 | 0 | 0 | 0 | 0 | 3 | 3 | 1 | 1 | 4 | 1 | 1 | N/A |  |  |  | N/A | N/A | N/A | N/A | N/A | N/A | N/A | 2 | 1 | 4 | 1 | 3 | 1 | 1 | 0
SCE Metro | La Cienega | 230 | Wind, Onshore | 0 | 0 | 0 | 0 | 0 | 0 | 0 | 0 | 0 | 0 | 0 | 1 | 1 | 1 | 1 |  | 1 | 1 | N/A |  |  |  | N/A | N/A | N/A | N/A | N/A | N/A | N/A | 1 | 1 | 2 | 1 | 2 | 1 | 1 | 0
SCE Metro | La Fresa | 230 | Wind, Onshore | 0 | 0 | 0 | 0 | 0 | 0 | 0 | 0 | 0 | 0 | 0 | 1 | 1 | 1 | 1 |  | 1 | 1 | N/A |  |  |  | N/A | N/A | N/A | N/A | N/A | N/A | N/A | 1 | 1 | 2 | 1 | 2 | 1 | 1 | 0
SCE Metro | Laguna Bell | 230 | Wind, Onshore | 0 | 0 | 0 | 0 | 0 | 0 | 0 | 0 | 0 | 0 | 0 | 1 | 1 | 1 | 1 | 5 | 1 | 1 | N/A |  |  |  | N/A | N/A | N/A | N/A | N/A | N/A | N/A | 1 | 1 | 2 | 1 | 1 | 1 | 1 | 0
PG&E KERN | Lakeview | 70 | Wind, Onshore | 0 | 0 | 0 | 0 | 0 | 0 | 0 | 0 | 0 | 0 | 0 | 5 | 2 | 5 | 2 |  | 1 | 1 | N/A |  |  |  | N/A | N/A | N/A | N/A | N/A | N/A | N/A | 1 | 1 | 4 | 1 | 1 | 1 | 1 | 0
PG&E NGBA | Lakeville | 230 | Wind, Onshore | 0 | 0 | 0 | 0 | 0 | 0 | 0 | 0 | 0 | 0 | 0 | 5 | 2 | 1 | 1 | 3 | 1 | 1 | N/A |  |  |  | N/A | N/A | N/A | N/A | N/A | N/A | N/A | 2 | 1 | 4 | 2 | 3 | 1 | 1 | 0
PG&E NGBA | Lakeville | 60 | Wind, Onshore | 0 | 0 | 0 | 0 | 0 | 0 | 0 | 0 | 0 | 0 | 0 | 5 | 2 | 1 | 1 |  | 1 | 1 | N/A |  |  |  | N/A | N/A | N/A | N/A | N/A | N/A | N/A | 2 | 1 | 4 | 2 | 3 | 1 | 1 | 0
PG&E NGBA | Lakeville | 115 | Wind, Onshore | 0 | 0 | 0 | 0 | 0 | 0 | 0 | 0 | 0 | 0 | 0 | 5 | 2 | 1 | 1 | 3 | 1 | 1 | N/A |  |  |  | N/A | N/A | N/A | N/A | N/A | N/A | N/A | 2 | 1 | 4 | 2 | 3 | 1 | 1 | 0
PG&E GBA | Lakewood | 115 | Wind, Onshore | 0 | 0 | 0 | 0 | 0 | 0 | 0 | 0 | 0 | 0 | 0 | 5 | 2 | 1 | 1 |  | 1 | 1 | N/A |  |  |  | N/A | N/A | N/A | N/A | N/A | N/A | N/A | 2 | 1 | 3 | 1 | 2 | 1 | 1 | 0
PG&E NGBA | Lambie | 230 | Wind, Onshore | 0 | 0 | 0 | 0 | 0 | 0 | 0 | 0 | 0 | 0 | 0 | 5 | 2 | 1 | 1 |  | 1 | 1 | N/A |  |  |  | N/A | N/A | N/A | N/A | N/A | N/A | N/A | 2 | 1 | 1 | 1 | 1 | 1 | 1 | 0
PG&E GBA | Lammers | 115 | Wind, Onshore | 0 | 0 | 0 | 0 | 0 | 0 | 0 | 0 | 0 | 0 | 0 | 1 | 1 | 1 | 1 | 3 | 1 | 1 | N/A |  |  |  | N/A | N/A | N/A | N/A | N/A | N/A | N/A | 1 | 1 | 1 | 2 | 2 | 1 | 1 | 0
PG&E KERN | Lamont | 115 | Wind, Onshore | 0 | 0 | 0 | 0 | 0 | 0 | 0 | 0 | 0 | 0 | 0 | 5 | 2 | 5 | 2 | 3 | 1 | 1 | N/A |  |  |  | N/A | N/A | N/A | N/A | N/A | N/A | N/A | 1 | 1 | 2 | 1 | 1 | 1 | 1 | 0
PG&E FRESNO | Las Aguilas | 230 | Wind, Onshore | 0 | 0 | 0 | 0 | 0 | 0 | 0 | 0 | 0 | 0 | 0 | 5 | 2 | 5 | 2 |  | 1 | 1 | N/A |  |  |  | N/A | N/A | N/A | N/A | N/A | N/A | N/A | 2 | 2 | 4 | 2 | 2 | 1 | 1 | 0
EOP | Lathrop | 138 | Wind, Onshore | 0 | 0 | 0 | 0 | 0 | 0 | 0 | 0 | 0 | 0 | 0 | 5 | 2 | 4 | 2 |  | 3 | 1 | 3 |  |  |  | N/A | N/A | N/A | N/A | N/A | N/A | N/A | 2 | 2 | 4 | 1 | 3 | 1 | 1 | 0
EOP | Lathrop | 230 | Wind, Onshore | 0 | 0 | 171 | 0 | 171 | 0 | 0 | 0 | 171 | 0 | 171 | 5 | 2 | 4 | 2 |  | 3 | 2 | 3 |  |  |  | N/A | N/A | N/A | N/A | N/A | N/A | N/A | 2 | 2 | 4 | 1 | 3 | 5- | 5 | 1 | due to mapping less than last year due to portfolio changes
PG&E FRESNO | Le Grand | 115 | Wind, Onshore | 0 | 0 | 0 | 0 | 0 | 0 | 0 | 0 | 0 | 0 | 0 | 5 | 2 | 5 | 2 | 3 | 1 | 1 | N/A |  |  |  | N/A | N/A | N/A | N/A | N/A | N/A | N/A | 1 | 1 | 3 | 2 | 1 | 1 | 1 | 0
PG&E FRESNO | Lemoore | 70 | Wind, Onshore | 0 | 0 | 0 | 0 | 0 | 0 | 0 | 0 | 0 | 0 | 0 | 5 | 2 | 1 | 1 |  | 1 | 1 | N/A |  |  |  | N/A | N/A | N/A | N/A | N/A | N/A | N/A | 1 | 1 | 3 | 2 | 2 | 1 | 1 | 0
PG&E KERN | Lerdo | 115 | Wind, Onshore | 0 | 0 | 0 | 0 | 0 | 0 | 0 | 0 | 0 | 0 | 0 | 5 | 2 | 5 | 2 |  | 1 | 1 | N/A |  |  |  | N/A | N/A | N/A | N/A | N/A | N/A | N/A | 1 | 1 | 4 | 1 | 1 | 1 | 1 | 0
SCE Metro | Lewis | 230 | Wind, Onshore | 0 | 0 | 0 | 0 | 0 | 0 | 0 | 0 | 0 | 0 | 0 | 1 | 1 | 1 | 1 |  | 1 | 1 | N/A |  |  |  | N/A | N/A | N/A | N/A | N/A | N/A | N/A | 1 | 1 | 3 | 1 | 2 | 1 | 1 | 0
SCE Metro | Lighthipe | 230 | Wind, Onshore | 0 | 0 | 0 | 0 | 0 | 0 | 0 | 0 | 0 | 0 | 0 | 1 | 1 | 1 | 1 |  | 1 | 1 | N/A |  |  |  | N/A | N/A | N/A | N/A | N/A | N/A | N/A | 1 | 1 | 2 | 1 | 1 | 1 | 1 | 0
SDGE | Lilac | 69 | Wind, Onshore | 0 | 0 | 0 | 0 | 0 | 0 | 0 | 0 | 0 | 0 | 0 | 1 | 1 | 1 | 1 |  | 1 | 1 | N/A |  |  |  | N/A | N/A | N/A | N/A | N/A | N/A | N/A | 2 | 1 | 3 | 1 | 3 | 1 | 1 | 0
PG&E NGBA | Lincoln | 115 | Wind, Onshore | 0 | 0 | 0 | 0 | 0 | 0 | 0 | 0 | 0 | 0 | 0 | 5 | 2 | 1 | 1 |  | 1 | 1 | N/A |  |  |  | N/A | N/A | N/A | N/A | N/A | N/A | N/A | 2 | 1 | 3 | 2 | 3 | 1 | 1 | 0
PG&E KERN | Live Oak | 115 | Wind, Onshore | 0 | 0 | 0 | 0 | 0 | 0 | 0 | 0 | 0 | 0 | 0 | 5 | 2 | 5 | 2 |  | 1 | 1 | N/A |  |  |  | N/A | N/A | N/A | N/A | N/A | N/A | N/A | 1 | 1 | 1 | 1 | 1 | 1 | 1 | 0
PG&E GBA | Llagas | 115 | Wind, Onshore | 0 | 0 | 0 | 0 | 0 | 0 | 0 | 0 | 0 | 0 | 0 | 1 | 1 | 1 | 1 |  | 1 | 1 | N/A |  |  |  | N/A | N/A | N/A | N/A | N/A | N/A | N/A | 2 | 1 | 2 | 2 | 1 | 1 | 1 | 0
PG&E GBA | Lockeford | 115 | Wind, Onshore | 0 | 0 | 0 | 0 | 0 | 0 | 0 | 0 | 0 | 0 | 0 | 1 | 1 | 1 | 1 |  | 1 | 1 | N/A |  |  |  | N/A | N/A | N/A | N/A | N/A | N/A | N/A | 1 | 1 | 4 | 2 | 2 | 1 | 1 | 0
PG&E GBA | Lockeford | 230 | Wind, Onshore | 0 | 0 | 0 | 0 | 0 | 0 | 0 | 0 | 0 | 0 | 0 | 5 | 2 | 1 | 1 |  | 1 | 1 | N/A |  |  |  | N/A | N/A | N/A | N/A | N/A | N/A | N/A | 1 | 1 | 4 | 2 | 2 | 1 | 1 | 0
PG&E GBA | Lockeford | 60 | Wind, Onshore | 0 | 0 | 0 | 0 | 0 | 0 | 0 | 0 | 0 | 0 | 0 | 5 | 2 | 1 | 1 |  | 1 | 1 | N/A |  |  |  | N/A | N/A | N/A | N/A | N/A | N/A | N/A | 1 | 1 | 4 | 2 | 2 | 1 | 1 | 0
PG&E GBA | Lodi | 230 | Wind, Onshore | 0 | 0 | 0 | 0 | 0 | 0 | 0 | 0 | 0 | 0 | 0 | 5 | 2 | 1 | 1 |  | 1 | 1 | N/A |  |  |  | N/A | N/A | N/A | N/A | N/A | N/A | N/A | 1 | 1 | 1 | 2 | 1 | 1 | 1 | 0
PG&E NGBA | Logan Creek | 230 | Wind, Onshore | 0 | 0 | 0 | 0 | 0 | 0 | 0 | 0 | 0 | 0 | 0 | 5 | 2 | 1 | 1 |  | 1 | 1 | N/A |  |  |  | N/A | N/A | N/A | N/A | N/A | N/A | N/A | 2 | 2 | 4 | 1 | 2 | 1 | 1 | 0
PG&E GBA | Lone Tree | 230 | Wind, Onshore | 0 | 0 | 0 | 0 | 0 | 0 | 0 | 0 | 0 | 0 | 0 | 5 | 2 | 1 | 1 |  | 1 | 1 | N/A |  |  |  | N/A | N/A | N/A | N/A | N/A | N/A | N/A | 2 | 1 | 3 | 1 | 2 | 1 | 1 | 0
PG&E FRESNO | Los Banos | 230 | Wind, Onshore | 0 | 0 | 0 | 69.3 | 69.3 | 0 | 69.3 | 69.3 | 0 | 0 | 0 | 5 | 2 | 5 | 2 | 3 | 4 | 2 | 5 |  |  |  | 5 | 5 | 2 | 2 | 5 | 5 | 2 | 1 | 1 | 4 | 2 | 1 | 1 | 5 | 1 | Flags are due to in-development resources
PG&E FRESNO | Los Banos | 500 | Wind, Onshore | 0 | 0 | 0 | 0 | 0 | 0 | 0 | 0 | 0 | 0 | 0 | 1 | 1 | 1 | 1 | 2 | 1 | 1 | N/A |  |  |  | N/A | N/A | N/A | N/A | N/A | N/A | N/A | 1 | 1 | 4 | 2 | 1 | 1 | 1 | 0
SDGE | Los Coches | 138 | Wind, Onshore | 0 | 0 | 0 | 0 | 0 | 0 | 0 | 0 | 0 | 0 | 0 | 1 | 1 | 1 | 1 |  | 1 | 1 | N/A |  |  |  | N/A | N/A | N/A | N/A | N/A | N/A | N/A | 2 | 2 | 4 | 2 | 3 | 1+ | 1 | 1
SDGE | Los Coches | 69 | Wind, Onshore | 0 | 0 | 0 | 0 | 0 | 0 | 0 | 0 | 0 | 0 | 0 | 1 | 1 | 1 | 1 |  | 1 | 1 | N/A |  |  |  | N/A | N/A | N/A | N/A | N/A | N/A | N/A | 2 | 2 | 4 | 2 | 3 | 1 | 1 | 0
PG&E GBA | Los Esteros | 115 | Wind, Onshore | 0 | 0 | 0 | 0 | 0 | 0 | 0 | 0 | 0 | 0 | 0 | 1 | 1 | 1 | 1 | 4 | 1 | 1 | N/A |  |  |  | N/A | N/A | N/A | N/A | N/A | N/A | N/A | 2 | 1 | 1 | 2 | 1 | 1 | 1 | 0
PG&E GBA | Los Esteros | 230 | Wind, Onshore | 0 | 0 | 0 | 0 | 0 | 0 | 0 | 0 | 0 | 0 | 0 | 1 | 1 | 1 | 1 |  | 1 | 1 | N/A |  |  |  | N/A | N/A | N/A | N/A | N/A | N/A | N/A | 2 | 1 | 1 | 2 | 1 | 1 | 1 | 0
PG&E GBA | Los Positas | 230 | Wind, Onshore | 0 | 0 | 0 | 0 | 0 | 0 | 0 | 0 | 0 | 0 | 0 | 5 | 2 | 1 | 1 | 3 | 1 | 1 | N/A |  |  |  | N/A | N/A | N/A | N/A | N/A | N/A | N/A | 2 | 1 | 3 | 1 | 3 | 1 | 1 | 0
PG&E GBA | Los Positas | 60 | Wind, Onshore | 0 | 0 | 0 | 0 | 0 | 0 | 0 | 0 | 0 | 0 | 0 | 5 | 2 | 1 | 1 | 3 | 1 | 1 | N/A |  |  |  | N/A | N/A | N/A | N/A | N/A | N/A | N/A | 2 | 1 | 3 | 1 | 3 | 1 | 1 | 0
SDGE | Loveland | 69 | Wind, Onshore | 0 | 0 | 0 | 0 | 0 | 0 | 0 | 0 | 0 | 0 | 0 | 1 | 1 | 1 | 1 |  | 1 | 1 | N/A |  |  |  | N/A | N/A | N/A | N/A | N/A | N/A | N/A | 2 | 1 | 3 | 1 | 3 | 1 | 1 | 0
SCE NOL | Lugo | 230 | Wind, Onshore | 0 | 0 | 0 | 0 | 0 | 0 | 0 | 0 | 0 | 0 | 0 | 1 | 1 | 1 | 1 |  | 1 | 1 | N/A |  |  |  | N/A | N/A | N/A | N/A | N/A | N/A | N/A | 2 | 1 | 4 | 1 | 2 | 1+ | 1 | 1
SCE Metro | Lugo | 500 | Wind, Onshore | 0 | 0 | 0 | 0 | 0 | 0 | 0 | 0 | 0 | 0 | 0 | 1 | 1 | 1 | 1 | 5 | 3 | 1 | 1 |  |  |  | 3 | 2 | 1 | 1 | 3 | 1 | 1 | 2 | 1 | 4 | 1 | 2 | 1 | 1 | 0
PG&E FRESNO | Madera | 70 | Wind, Onshore | 0 | 0 | 0 | 0 | 0 | 0 | 0 | 0 | 0 | 0 | 0 | 5 | 2 | 1 | 1 |  | 1 | 1 | N/A |  |  |  | N/A | N/A | N/A | N/A | N/A | N/A | N/A | 1 | 1 | 4 | 2 | 1 | 1 | 1 | 0
PG&E NGBA | Madison | 115 | Wind, Onshore | 0 | 0 | 0 | 0 | 0 | 0 | 0 | 0 | 0 | 0 | 0 | 5 | 2 | 1 | 1 |  | 3 | 1 | 1 |  |  |  | 5 | 3 | 1 | 1 | 3 | 3 | 1 | 2 | 1 | 4 | 2 | 3 | 1 | 1 | 0
PG&E KERN | Magunden | 115 | Wind, Onshore | 0 | 0 | 0 | 0 | 0 | 0 | 0 | 0 | 0 | 0 | 0 | 5 | 2 | 5 | 2 |  | 1 | 1 | N/A |  |  |  | N/A | N/A | N/A | N/A | N/A | N/A | N/A | 1 | 1 | 2 | 1 | 1 | 1 | 1 | 0
SCE Northern | Magunden | 230 | Wind, Onshore | 0 | 0 | 0 | 0 | 0 | 0 | 0 | 0 | 0 | 0 | 0 | 1 | 1 | 1 | 1 |  | 1 | 1 | N/A |  |  |  | N/A | N/A | N/A | N/A | N/A | N/A | N/A | 1 | 1 | 2 | 1 | 1 | 1 | 1 | 0
PG&E FRESNO | Malaga | 115 | Wind, Onshore | 0 | 0 | 0 | 0 | 0 | 0 | 0 | 0 | 0 | 0 | 0 | 5 | 2 | 5 | 2 |  | 1 | 1 | N/A |  |  |  | N/A | N/A | N/A | N/A | N/A | N/A | N/A | 1 | 1 | 1 | 2 | 1 | 1 | 1 | 0
PG&E NGBA | Malin | 500 | Wind, Onshore | 0 | 0 | 0 | 0 | 0 | 0 | 0 | 0 | 0 | 0 | 0 | 5 | 2 | 1 | 1 |  | 1 | 1 | N/A |  |  |  | N/A | N/A | N/A | N/A | N/A | N/A | N/A | 2 | 2 | 4 | 2 | 3 | 1 | 1 | 0
SCE Northern | Mandalay | 230 | Wind, Onshore | 0 | 0 | 0 | 0 | 0 | 0 | 0 | 0 | 0 | 0 | 0 | 5 | 2 | 4 | 2 |  | 1 | 1 | N/A |  |  |  | N/A | N/A | N/A | N/A | N/A | N/A | N/A | 2 | 1 | 2 | 1 | 1 | 1 | 1 | 0
PG&E FRESNO | Manning | 230 | Wind, Onshore | 0 | 0 | 0 | 0 | 0 | 0 | 0 | 0 | 0 | 0 | 0 | 5 | 2 | 1 | 1 | 1 | 1 | 1 | N/A |  |  |  | N/A | N/A | N/A | N/A | N/A | N/A | N/A | 1 | 1 | 2 | 2 | 1 | 1 | 1 | 0
PG&E FRESNO | Manning | 500 | Wind, Onshore | 0 | 0 | 0 | 0 | 0 | 0 | 0 | 0 | 0 | 0 | 0 | 1 | 1 | 1 | 1 | 2 | 1 | 1 | N/A |  |  |  | N/A | N/A | N/A | N/A | N/A | N/A | N/A | 1 | 1 | 2 | 2 | 1 | 1 | 1 | 0
PG&E GBA | Manteca | 115 | Wind, Onshore | 0 | 0 | 0 | 0 | 0 | 0 | 0 | 0 | 0 | 0 | 0 | 5 | 2 | 5 | 2 |  | 1 | 1 | N/A |  |  |  | N/A | N/A | N/A | N/A | N/A | N/A | N/A | 1 | 1 | 2 | 2 | 2 | 1 | 1 | 0
SDGE | Margarita | 138 | Wind, Onshore | 0 | 0 | 0 | 0 | 0 | 0 | 0 | 0 | 0 | 0 | 0 | 1 | 1 | 1 | 1 |  | 1 | 1 | N/A |  |  |  | N/A | N/A | N/A | N/A | N/A | N/A | N/A | 1 | 1 | 2 | 1 | 3 | 1 | 1 | 0
PG&E GBA | Martin | 230 | Wind, Onshore | 0 | 0 | 0 | 0 | 0 | 0 | 0 | 0 | 0 | 0 | 0 | 5 | 2 | 1 | 1 | 3 | 1 | 1 | N/A |  |  |  | N/A | N/A | N/A | N/A | N/A | N/A | N/A | 2 | 1 | 3 | 1 | 2 | 1 | 1 | 0
PG&E GBA | Martin | 115 | Wind, Onshore | 0 | 0 | 0 | 0 | 0 | 0 | 0 | 0 | 0 | 0 | 0 | 1 | 1 | 1 | 1 | 4 | 1 | 1 | N/A |  |  |  | N/A | N/A | N/A | N/A | N/A | N/A | N/A | 2 | 1 | 3 | 1 | 2 | 1 | 1 | 0
PG&E GBA | Martinez | 115 | Wind, Onshore | 0 | 0 | 0 | 0 | 0 | 0 | 0 | 0 | 0 | 0 | 0 | 5 | 2 | 1 | 1 |  | 1 | 1 | N/A |  |  |  | N/A | N/A | N/A | N/A | N/A | N/A | N/A | 2 | 1 | 1 | 1 | 1 | 1 | 1 | 0
PG&E FRESNO | Mc Mullin | 230 | Wind, Onshore | 0 | 0 | 0 | 0 | 0 | 0 | 0 | 0 | 0 | 0 | 0 | 5 | 2 | 5 | 2 |  | 1 | 1 | N/A |  |  |  | N/A | N/A | N/A | N/A | N/A | N/A | N/A | 1 | 1 | 3 | 2 | 1 | 1 | 1 | 0
PG&E FRESNO | McCall | 115 | Wind, Onshore | 0 | 0 | 0 | 0 | 0 | 0 | 0 | 0 | 0 | 0 | 0 | 5 | 2 | 5 | 2 |  | 1 | 1 | N/A |  |  |  | N/A | N/A | N/A | N/A | N/A | N/A | N/A | 1 | 1 | 3 | 2 | 1 | 1 | 1 | 0
PG&E FRESNO | McCall | 230 | Wind, Onshore | 0 | 0 | 0 | 0 | 0 | 0 | 0 | 0 | 0 | 0 | 0 | 5 | 2 | 5 | 2 |  | 1 | 1 | N/A |  |  |  | N/A | N/A | N/A | N/A | N/A | N/A | N/A | 1 | 1 | 3 | 2 | 1 | 1 | 1 | 0
PG&E GBA | Meadow Lane | 115 | Wind, Onshore | 0 | 0 | 0 | 0 | 0 | 0 | 0 | 0 | 0 | 0 | 0 | 5 | 2 | 1 | 1 |  | 1 | 1 | N/A |  |  |  | N/A | N/A | N/A | N/A | N/A | N/A | N/A | 2 | 1 | 2 | 1 | 1 | 1 | 1 | 0
PG&E GBA | Melones | 115 | Wind, Onshore | 0 | 0 | 0 | 0 | 0 | 0 | 0 | 0 | 0 | 0 | 0 | 1 | 1 | 1 | 1 |  | 1 | 1 | N/A |  |  |  | N/A | N/A | N/A | N/A | N/A | N/A | N/A | 2 | 1 | 4 | 1 | 3 | 1 | 1 | 0
PG&E GBA | Melones | 230 | Wind, Onshore | 0 | 0 | 0 | 0 | 0 | 0 | 0 | 0 | 0 | 0 | 0 | 1 | 1 | 1 | 1 |  | 1 | 1 | N/A |  |  |  | N/A | N/A | N/A | N/A | N/A | N/A | N/A | 2 | 1 | 4 | 1 | 3 | 1 | 1 | 0
SDGE | Melrose | 69 | Wind, Onshore | 0 | 0 | 0 | 0 | 0 | 0 | 0 | 0 | 0 | 0 | 0 | 1 | 1 | 1 | 1 |  | 1 | 1 | N/A |  |  |  | N/A | N/A | N/A | N/A | N/A | N/A | N/A | 2 | 1 | 3 | 1 | 3 | 1 | 1 | 0
PG&E NGBA | Mendocino | 115 | Wind, Onshore | 0 | 0 | 0 | 0 | 0 | 0 | 0 | 0 | 0 | 0 | 0 | 5 | 2 | 1 | 1 |  | 1 | 1 | N/A |  |  |  | N/A | N/A | N/A | N/A | N/A | N/A | N/A | 2 | 2 | 4 | 2 | 3 | 1 | 1 | 0
PG&E NGBA | Mendocino | 60 | Wind, Onshore | 0 | 0 | 0 | 0 | 0 | 0 | 0 | 0 | 0 | 0 | 0 | 5 | 2 | 1 | 1 |  | 1 | 1 | N/A |  |  |  | N/A | N/A | N/A | N/A | N/A | N/A | N/A | 2 | 2 | 4 | 2 | 3 | 1 | 1 | 0
PG&E FRESNO | Mendota | 115 | Wind, Onshore | 0 | 0 | 0 | 0 | 0 | 0 | 0 | 0 | 0 | 0 | 0 | 5 | 2 | 5 | 2 | 1 | 1 | 1 | N/A |  |  |  | N/A | N/A | N/A | N/A | N/A | N/A | N/A | 1 | 1 | 3 | 2 | 1 | 1 | 1 | 0
PG&E GBA | Menlo | 60 | Wind, Onshore | 0 | 0 | 0 | 0 | 0 | 0 | 0 | 0 | 0 | 0 | 0 | 5 | 2 | 1 | 1 |  | 1 | 1 | N/A |  |  |  | N/A | N/A | N/A | N/A | N/A | N/A | N/A | 2 | 1 | 3 | 1 | 2 | 1 | 1 | 0
PG&E FRESNO | Merced | 115 | Wind, Onshore | 0 | 0 | 0 | 0 | 0 | 0 | 0 | 0 | 0 | 0 | 0 | 5 | 2 | 5 | 2 |  | 1 | 1 | N/A |  |  |  | N/A | N/A | N/A | N/A | N/A | N/A | N/A | 1 | 1 | 4 | 2 | 1 | 1 | 1 | 0
EOP | Mercury | 138 | Wind, Onshore | 0 | 0 | 0 | 0 | 0 | 0 | 0 | 0 | 0 | 0 | 0 | 5 | 2 | 4 | 2 |  | 1 | 1 | N/A |  |  |  | N/A | N/A | N/A | N/A | N/A | N/A | N/A | 2 | 2 | 4 | 1 | 3 | 1 | 1 | 0
PG&E FRESNO | Mercy Springs | 70 | Wind, Onshore | 0 | 0 | 0 | 0 | 0 | 0 | 0 | 0 | 0 | 0 | 0 | 5 | 2 | 5 | 2 |  | 1 | 1 | N/A |  |  |  | N/A | N/A | N/A | N/A | N/A | N/A | N/A | 1 | 1 | 4 | 2 | 1 | 1 | 1 | 0
PG&E NGBA | Meridian | 60 | Wind, Onshore | 0 | 0 | 0 | 0 | 0 | 0 | 0 | 0 | 0 | 0 | 0 | 5 | 2 | 1 | 1 |  | 1 | 1 | N/A |  |  |  | N/A | N/A | N/A | N/A | N/A | N/A | N/A | 2 | 2 | 4 | 1 | 3 | 1 | 1 | 0
PG&E KERN | Mesa (PGE) | 115 | Wind, Onshore | 0 | 0 | 0 | 0 | 0 | 0 | 0 | 0 | 0 | 0 | 0 | 5 | 2 | 1 | 1 |  | 1 | 1 | N/A |  |  |  | N/A | N/A | N/A | N/A | N/A | N/A | N/A | 2 | 2 | 3 | 2 | 2 | 1 | 1 | 0
PG&E KERN | Mesa (PGE) | 230 | Wind, Onshore | 0 | 0 | 0 | 0 | 0 | 0 | 0 | 0 | 0 | 0 | 0 | 5 | 2 | 5 | 2 |  | 1 | 1 | N/A |  |  |  | N/A | N/A | N/A | N/A | N/A | N/A | N/A | 2 | 2 | 3 | 2 | 2 | 1 | 1 | 0
SCE Metro | Mesa (SCE) | 230 | Wind, Onshore | 0 | 0 | 0 | 0 | 0 | 0 | 0 | 0 | 0 | 0 | 0 | 1 | 1 | 1 | 1 |  | 1 | 1 | N/A |  |  |  | N/A | N/A | N/A | N/A | N/A | N/A | N/A | 1 | 1 | 3 | 1 | 2 | 1 | 1 | 0
SCE Metro | Mesa (SCE) | 500 | Wind, Onshore | 0 | 0 | 0 | 0 | 0 | 0 | 0 | 0 | 0 | 0 | 0 | 1 | 1 | 1 | 1 |  | 1 | 1 | N/A |  |  |  | N/A | N/A | N/A | N/A | N/A | N/A | N/A | 1 | 1 | 3 | 1 | 2 | 1 | 1 | 0
SDGE | Mesa Heights | 69 | Wind, Onshore | 0 | 0 | 0 | 0 | 0 | 0 | 0 | 0 | 0 | 0 | 0 | 1 | 1 | 1 | 1 |  | 1 | 1 | N/A |  |  |  | N/A | N/A | N/A | N/A | N/A | N/A | N/A | 2 | 1 | 2 | 1 | 3 | 1 | 1 | 0
PG&E GBA | Metcalf | 115 | Wind, Onshore | 0 | 0 | 0 | 0 | 0 | 0 | 0 | 0 | 0 | 0 | 0 | 1 | 1 | 1 | 1 | 4 | 1 | 1 | N/A |  |  |  | N/A | N/A | N/A | N/A | N/A | N/A | N/A | 2 | 1 | 1 | 2 | 3 | 1 | 1 | 0
PG&E GBA | Metcalf | 230 | Wind, Onshore | 0 | 0 | 0 | 0 | 0 | 0 | 0 | 0 | 0 | 0 | 0 | 1 | 1 | 1 | 1 | 4 | 1 | 1 | N/A |  |  |  | N/A | N/A | N/A | N/A | N/A | N/A | N/A | 2 | 1 | 1 | 2 | 3 | 1 | 1 | 0
PG&E GBA | Metcalf | 500 | Wind, Onshore | 0 | 0 | 0 | 0 | 0 | 0 | 0 | 0 | 0 | 0 | 0 | 1 | 1 | 1 | 1 | 5 | 1 | 1 | N/A |  |  |  | N/A | N/A | N/A | N/A | N/A | N/A | N/A | 2 | 1 | 1 | 2 | 3 | 1 | 1 | 0
PG&E KERN | Midway | 115 | Wind, Onshore | 0 | 0 | 0 | 0 | 0 | 0 | 0 | 0 | 0 | 0 | 0 | 5 | 2 | 5 | 2 | 4 | 3 | 1 | 1 |  |  |  | 1 | 1 | 1 | 1 | 1 | 1 | 1 | 1 | 1 | 3 | 1 | 1 | 1 | 1 | 0
PG&E KERN | Midway | 230 | Wind, Onshore | 0 | 0 | 0 | 0 | 0 | 0 | 0 | 0 | 0 | 0 | 0 | 5 | 2 | 5 | 2 | 4 | 1 | 1 | N/A |  |  |  | N/A | N/A | N/A | N/A | N/A | N/A | N/A | 1 | 1 | 3 | 1 | 1 | 1 | 1 | 0
PG&E KERN | Midway | 500 | Wind, Onshore | 0 | 0 | 0 | 0 | 0 | 0 | 0 | 0 | 0 | 0 | 0 | 5 | 2 | 4 | 2 | 5 | 1 | 1 | N/A |  |  |  | N/A | N/A | N/A | N/A | N/A | N/A | N/A | 1 | 1 | 3 | 1 | 1 | 1 | 1 | 0
SDGE | Miguel | 230 | Wind, Onshore | 0 | 0 | 0 | 0 | 0 | 0 | 0 | 0 | 0 | 0 | 0 | 1 | 1 | 1 | 1 |  | 1 | 1 | N/A |  |  |  | N/A | N/A | N/A | N/A | N/A | N/A | N/A | 2 | 1 | 3 | 1 | 2 | 1 | 1 | 0
SDGE | Miguel | 500 | Wind, Onshore | 0 | 0 | 0 | 0 | 0 | 0 | 0 | 0 | 0 | 0 | 0 | 1 | 1 | 1 | 1 |  | 1 | 1 | N/A |  |  |  | N/A | N/A | N/A | N/A | N/A | N/A | N/A | 2 | 1 | 3 | 1 | 2 | 1 | 1 | 0
SDGE | Miguel | 69 | Wind, Onshore | 0 | 0 | 0 | 0 | 0 | 0 | 0 | 0 | 0 | 0 | 0 | 1 | 1 | 1 | 1 |  | 1 | 1 | N/A |  |  |  | N/A | N/A | N/A | N/A | N/A | N/A | N/A | 2 | 1 | 3 | 1 | 2 | 1 | 1 | 0
PG&E GBA | Millbrae | 115 | Wind, Onshore | 0 | 0 | 0 | 0 | 0 | 0 | 0 | 0 | 0 | 0 | 0 | 1 | 1 | 1 | 1 |  | 1 | 1 | N/A |  |  |  | N/A | N/A | N/A | N/A | N/A | N/A | N/A | 2 | 1 | 3 | 1 | 2 | 1 | 1 | 0
PG&E GBA | Miller | 115 | Wind, Onshore | 0 | 0 | 0 | 0 | 0 | 0 | 0 | 0 | 0 | 0 | 0 | 1 | 1 | 1 | 1 |  | 1 | 1 | N/A |  |  |  | N/A | N/A | N/A | N/A | N/A | N/A | N/A | 1 | 1 | 4 | 2 | 1 | 1 | 1 | 0
SCE Metro | Mira Loma | 230 | Wind, Onshore | 0 | 0 | 0 | 0 | 0 | 0 | 0 | 0 | 0 | 0 | 0 | 1 | 1 | 1 | 1 | 5 | 1 | 1 | N/A |  |  |  | N/A | N/A | N/A | N/A | N/A | N/A | N/A | 1 | 1 | 1 | 1 | 1 | 1 | 1 | 0
SCE Metro | Mira Loma | 500 | Wind, Onshore | 0 | 0 | 0 | 0 | 0 | 0 | 0 | 0 | 0 | 0 | 0 | 1 | 1 | 1 | 1 | 5 | 1 | 1 | N/A |  |  |  | N/A | N/A | N/A | N/A | N/A | N/A | N/A | 1 | 1 | 1 | 1 | 1 | 1 | 1 | 0
SCE Eastern | Mirage | 115 | Wind, Onshore | 0 | 0 | 0 | 0 | 0 | 0 | 0 | 0 | 0 | 0 | 0 | 5 | 2 | 1 | 1 |  | 1 | 1 | N/A |  |  |  | N/A | N/A | N/A | N/A | N/A | N/A | N/A | 2 | 1 | 3 | 1 | 3 | 1 | 1 | 0
SCE Eastern | Mirage | 230 | Wind, Onshore | 0 | 0 | 0 | 60 | 60 | 0 | 0 | 0 | 0 | 60 | 60 | 5 | 2 | 1 | 1 |  | 1 | 2 | 2 |  |  |  | 1 | 1 | 1 | 1 | 1 | 2 | 1 | 2 | 1 | 3 | 1 | 3 | 5- | 1 | 1 | Onshore wind, QA/QC, Alignment with previous TPP
SDGE | Mission | 138 | Wind, Onshore | 0 | 0 | 0 | 0 | 0 | 0 | 0 | 0 | 0 | 0 | 0 | 1 | 1 | 1 | 1 |  | 1 | 1 | N/A |  |  |  | N/A | N/A | N/A | N/A | N/A | N/A | N/A | 2 | 1 | 2 | 1 | 2 | 1 | 1 | 0
SDGE | Mission | 230 | Wind, Onshore | 0 | 0 | 0 | 0 | 0 | 0 | 0 | 0 | 0 | 0 | 0 | 1 | 1 | 1 | 1 |  | 1 | 1 | N/A |  |  |  | N/A | N/A | N/A | N/A | N/A | N/A | N/A | 2 | 1 | 2 | 1 | 2 | 1 | 1 | 0
SDGE | Mission | 69 | Wind, Onshore | 0 | 0 | 0 | 0 | 0 | 0 | 0 | 0 | 0 | 0 | 0 | 1 | 1 | 1 | 1 |  | 1 | 1 | N/A |  |  |  | N/A | N/A | N/A | N/A | N/A | N/A | N/A | 2 | 1 | 2 | 1 | 2 | 1 | 1 | 0
PG&E GBA | Mi-Wuk | 115 | Wind, Onshore | 0 | 0 | 0 | 0 | 0 | 0 | 0 | 0 | 0 | 0 | 0 | 1 | 1 | 1 | 1 |  | 1 | 1 | N/A |  |  |  | N/A | N/A | N/A | N/A | N/A | N/A | N/A | 2 | 1 | 4 | 1 | 3 | 1 | 1 | 0
EOP | Mohave | 500 | Wind, Onshore | 0 | 0 | 150 | 0 | 150 | 0 | 0 | 0 | 150 | 0 | 150 | 5 | 2 | 4 | 2 | 5 | 3 | 4 | 4 |  |  |  | N/A | N/A | N/A | N/A | N/A | N/A | N/A | 2 | 2 | 3 | 1 | 3 | 5- | 4 | 1 | due to mapping less than last year due to portfolio changes
PG&E NGBA | Monroe | 115 | Wind, Onshore | 0 | 0 | 0 | 0 | 0 | 0 | 0 | 0 | 0 | 0 | 0 | 5 | 2 | 1 | 1 |  | 1 | 1 | N/A |  |  |  | N/A | N/A | N/A | N/A | N/A | N/A | N/A | 2 | 1 | 3 | 2 | 2 | 1 | 1 | 0
SDGE | Monserate | 69 | Wind, Onshore | 0 | 0 | 0 | 0 | 0 | 0 | 0 | 0 | 0 | 0 | 0 | 1 | 1 | 1 | 1 |  | 1 | 1 | N/A |  |  |  | N/A | N/A | N/A | N/A | N/A | N/A | N/A | 2 | 1 | 3 | 1 | 3 | 1 | 1 | 0
PG&E GBA | Monta Vista | 115 | Wind, Onshore | 0 | 0 | 0 | 0 | 0 | 0 | 0 | 0 | 0 | 0 | 0 | 1 | 1 | 1 | 1 |  | 1 | 1 | N/A |  |  |  | N/A | N/A | N/A | N/A | N/A | N/A | N/A | 2 | 1 | 3 | 2 | 3 | 1 | 1 | 0
PG&E GBA | Monta Vista | 230 | Wind, Onshore | 0 | 0 | 0 | 0 | 0 | 0 | 0 | 0 | 0 | 0 | 0 | 1 | 1 | 1 | 1 |  | 1 | 1 | N/A |  |  |  | N/A | N/A | N/A | N/A | N/A | N/A | N/A | 2 | 1 | 3 | 2 | 3 | 1 | 1 | 0
PG&E GBA | Monta Vista | 60 | Wind, Onshore | 0 | 0 | 0 | 0 | 0 | 0 | 0 | 0 | 0 | 0 | 0 | 1 | 1 | 1 | 1 |  | 1 | 1 | N/A |  |  |  | N/A | N/A | N/A | N/A | N/A | N/A | N/A | 2 | 1 | 3 | 2 | 3 | 1 | 1 | 0
PG&E NGBA | Monticello | 115 | Wind, Onshore | 0 | 0 | 0 | 0 | 0 | 0 | 0 | 0 | 0 | 0 | 0 | 5 | 2 | 1 | 1 |  | 1 | 1 | N/A |  |  |  | N/A | N/A | N/A | N/A | N/A | N/A | N/A | 2 | 1 | 4 | 2 | 3 | 1 | 1 | 0
SCE Northern | Moorpark | 230 | Wind, Onshore | 0 | 0 | 0 | 0 | 0 | 0 | 0 | 0 | 0 | 0 | 0 | 5 | 2 | 4 | 2 | 4 | 1 | 1 | N/A |  |  |  | N/A | N/A | N/A | N/A | N/A | N/A | N/A | 2 | 1 | 4 | 1 | 3 | 1 | 1 | 0
SCE Northern | Moorpark | 66 | Wind, Onshore | 0 | 0 | 0 | 0 | 0 | 0 | 0 | 0 | 0 | 0 | 0 | 5 | 2 | 4 | 2 |  | 1 | 1 | N/A |  |  |  | N/A | N/A | N/A | N/A | N/A | N/A | N/A | 2 | 1 | 4 | 1 | 3 | 1 | 1 | 0
PG&E GBA | Moraga | 115 | Wind, Onshore | 0 | 0 | 0 | 0 | 0 | 0 | 0 | 0 | 0 | 0 | 0 | 5 | 2 | 1 | 1 |  | 1 | 1 | N/A |  |  |  | N/A | N/A | N/A | N/A | N/A | N/A | N/A | 2 | 1 | 3 | 1 | 3 | 1 | 1 | 0
PG&E GBA | Moraga | 230 | Wind, Onshore | 0 | 0 | 0 | 0 | 0 | 0 | 0 | 0 | 0 | 0 | 0 | 5 | 2 | 1 | 1 |  | 1 | 1 | N/A |  |  |  | N/A | N/A | N/A | N/A | N/A | N/A | N/A | 2 | 1 | 3 | 1 | 3 | 1 | 1 | 0
PG&E GBA | Morgan Hill | 115 | Wind, Onshore | 0 | 0 | 0 | 0 | 0 | 0 | 0 | 0 | 0 | 0 | 0 | 1 | 1 | 1 | 1 |  | 1 | 1 | N/A |  |  |  | N/A | N/A | N/A | N/A | N/A | N/A | N/A | 2 | 1 | 3 | 2 | 2 | 1 | 1 | 0
PG&E KERN | Morro Bay | 115 | Wind, Onshore | 0 | 0 | 0 | 0 | 0 | 0 | 0 | 0 | 0 | 0 | 0 | 5 | 2 | 1 | 1 |  | 1 | 1 | N/A |  |  |  | N/A | N/A | N/A | N/A | N/A | N/A | N/A | 2 | 2 | 2 | 2 | 3 | 1 | 1 | 0
PG&E KERN | Morro Bay | 230 | Wind, Onshore | 0 | 0 | 0 | 0 | 0 | 0 | 0 | 0 | 0 | 0 | 0 | 5 | 2 | 5 | 2 |  | 1 | 1 | N/A |  |  |  | N/A | N/A | N/A | N/A | N/A | N/A | N/A | 2 | 2 | 2 | 2 | 3 | 1 | 1 | 0
PG&E KERN | Morro Bay | 500 | Wind, Onshore | 0 | 0 | 0 | 0 | 0 | 0 | 0 | 0 | 0 | 0 | 0 | 5 | 2 | 4 | 2 |  | 1 | 1 | N/A |  |  |  | N/A | N/A | N/A | N/A | N/A | N/A | N/A | 2 | 2 | 2 | 2 | 3 | 1 | 1 | 0
PG&E GBA | Moss Landing | 115 | Wind, Onshore | 0 | 0 | 0 | 0 | 0 | 0 | 0 | 0 | 0 | 0 | 0 | 1 | 1 | 1 | 1 |  | 1 | 1 | N/A |  |  |  | N/A | N/A | N/A | N/A | N/A | N/A | N/A | 2 | 2 | 1 | 2 | 2 | 1 | 1 | 0
PG&E GBA | Moss Landing | 230 | Wind, Onshore | 0 | 0 | 0 | 0 | 0 | 0 | 0 | 0 | 0 | 0 | 0 | 1 | 1 | 1 | 1 |  | 3 | 1 | 1 |  |  |  | 1 | 1 | 2 | 2 | 2 | 1 | 1 | 2 | 2 | 1 | 2 | 2 | 1 | 1 | 0
PG&E GBA | Moss Landing | 500 | Wind, Onshore | 0 | 0 | 0 | 0 | 0 | 0 | 0 | 0 | 0 | 0 | 0 | 5 | 2 | 1 | 1 | 5 | 1 | 1 | N/A |  |  |  | N/A | N/A | N/A | N/A | N/A | N/A | N/A | 2 | 2 | 1 | 2 | 2 | 2+ | 1 | 1
EOP | Mountain Pass | 115 | Wind, Onshore | 0 | 0 | 0 | 0 | 0 | 0 | 0 | 0 | 0 | 0 | 0 | 5 | 2 | 4 | 2 |  | 1 | 1 | N/A |  |  |  | N/A | N/A | N/A | N/A | N/A | N/A | N/A | 2 | 2 | 4 | 1 | 1 | 1 | 1 | 0
PG&E GBA | Mountain View | 115 | Wind, Onshore | 0 | 0 | 0 | 0 | 0 | 0 | 0 | 0 | 0 | 0 | 0 | 1 | 1 | 1 | 1 |  | 1 | 1 | N/A |  |  |  | N/A | N/A | N/A | N/A | N/A | N/A | N/A | 2 | 1 | 2 | 2 | 2 | 1 | 1 | 0
PG&E GBA | Mt Eden | 115 | Wind, Onshore | 0 | 0 | 0 | 0 | 0 | 0 | 0 | 0 | 0 | 0 | 0 | 5 | 2 | 1 | 1 |  | 1 | 1 | N/A |  |  |  | N/A | N/A | N/A | N/A | N/A | N/A | N/A | 2 | 1 | 2 | 1 | 2 | 1 | 1 | 0
PG&E KERN | Mt Poso | 115 | Wind, Onshore | 0 | 0 | 0 | 0 | 0 | 0 | 0 | 0 | 0 | 0 | 0 | 5 | 2 | 1 | 1 |  | 1 | 1 | N/A |  |  |  | N/A | N/A | N/A | N/A | N/A | N/A | N/A | 1 | 1 | 2 | 1 | 1 | 1 | 1 | 0
SDGE | Murray | 69 | Wind, Onshore | 0 | 0 | 0 | 0 | 0 | 0 | 0 | 0 | 0 | 0 | 0 | 1 | 1 | 1 | 1 |  | 1 | 1 | N/A |  |  |  | N/A | N/A | N/A | N/A | N/A | N/A | N/A | 2 | 1 | 2 | 1 | 2 | 1 | 1 | 0
PG&E FRESNO | Mustang | 230 | Wind, Onshore | 0 | 0 | 0 | 0 | 0 | 0 | 0 | 0 | 0 | 0 | 0 | 5 | 2 | 5 | 2 |  | 1 | 1 | N/A |  |  |  | N/A | N/A | N/A | N/A | N/A | N/A | N/A | 1 | 1 | 1 | 2 | 1 | 1 | 1 | 0
SCE Northern | Neenach | 66 | Wind, Onshore | 0 | 0 | 0 | 0 | 0 | 0 | 0 | 0 | 0 | 0 | 0 | 1 | 1 | 1 | 1 |  | 1 | 1 | N/A |  |  |  | N/A | N/A | N/A | N/A | N/A | N/A | N/A | 2 | 1 | 4 | 1 | 3 | 1 | 1 | 0
PG&E KERN | New Sub - Gates - Midway (Proposed) | 230 | Wind, Onshore | 0 | 0 | 0 | 0 | 0 | 0 | 0 | 0 | 0 | 0 | 0 | 5 | 2 | 5 | 2 | 3 | 1 | 1 | N/A |  |  |  | N/A | N/A | N/A | N/A | N/A | N/A | N/A | 1 | 1 | 4 | 2 | 1 | 1 | 1 | 0
PG&E KERN | New Sub - Gates - Templeton (Proposed) | 230 | Wind, Onshore | 0 | 0 | 0 | 0 | 0 | 0 | 0 | 0 | 0 | 0 | 0 | 5 | 2 | 5 | 2 |  | 1 | 1 | N/A |  |  |  | N/A | N/A | N/A | N/A | N/A | N/A | N/A | 1 | 1 | 4 | 2 | 1 | 1 | 1 | 0
SCE NOL | New Sub - Kramer - Lugo (Proposed) | 230 | Wind, Onshore | 0 | 0 | 0 | 0 | 0 | 0 | 0 | 0 | 0 | 0 | 0 | 3 | 3 | 1 | 1 |  | 1 | 1 | N/A |  |  |  | N/A | N/A | N/A | N/A | N/A | N/A | N/A | 2 | 1 | 2 | 1 | 1 | 1 | 1 | 0
PG&E FRESNO | New Sub - Los Banos - Midway (Proposed) | 500 | Wind, Onshore | 0 | 0 | 0 | 0 | 0 | 0 | 0 | 0 | 0 | 0 | 0 | 5 | 2 | 4 | 2 | 5 | 1 | 1 | N/A |  |  |  | N/A | N/A | N/A | N/A | N/A | N/A | N/A | 1 | 1 | 4 | 2 | 1 | 1 | 1 | 0
SCE NOL | New Sub - Lugo - Pisgah (Proposed) | 230 | Wind, Onshore | 0 | 0 | 0 | 0 | 0 | 0 | 0 | 0 | 0 | 0 | 0 | 1 | 1 | 1 | 1 |  | 2 | 1 | 1 |  |  |  | 1 | 1 | 1 | 1 | 1 | 3 | 1 | 2 | 1 | 3 | 1 | 3 | 1 | 5 | 1
PG&E KERN | New Sub - Midway - Wheeler Ridge (Proposed) | 230 | Wind, Onshore | 0 | 0 | 0 | 0 | 0 | 0 | 0 | 0 | 0 | 0 | 0 | 5 | 2 | 5 | 2 |  | 1 | 1 | N/A |  |  |  | N/A | N/A | N/A | N/A | N/A | N/A | N/A | 1 | 1 | 3 | 1 | 1 | 1 | 1 | 0
PG&E NGBA | New Sub - Near existing Leavitt (PSREC) | 345 | Wind, Onshore | YES | Northern CA Wind Mapped to NVE area | 172.5 | 0 | 172.5 | 0 | 0 | 0 | 172.5 | 0 | 172.5 | 5 | 2 | 1 | 1 |  | 4 | 2 | 3 |  |  |  | 5 | 1 | 1 | 1 | 2 | 3 | 1 | 2 | 2 | 1 | 1 | 3 | 5- | 4 | 1 | OOS intertie
PG&E NGBA | New Sub - Near existing Madeline (NVE) | 345 | Wind, Onshore | YES | Northern CA Wind Mapped to NVE area | 700 | 0 | 700 | 0 | 0 | 0 | 700 | 0 | 700 | 5 | 2 | 1 | 1 |  | 3 | 1 | 4 |  |  |  | 5 | 1 | 1 | 1 | 2 | 3 | 1 | 2 | 2 | 4 | 1 | 3 | 5- | 1 | 1 | OOS intertie
SDGE | New Sub - North Gila - IV (Proposed) | 500 | Wind, Onshore | 0 | 0 | 0 | 0 | 0 | 0 | 0 | 0 | 0 | 0 | 0 | 1 | 1 | 1 | 1 |  | 1 | 1 | N/A |  |  |  | N/A | N/A | N/A | N/A | N/A | N/A | N/A | 2 | 1 | 4 | 2 | 2 | 1 | 1 | 0
PG&E NGBA | New Sub - Pit 1 - Cottonwood (Proposed) | 230 | Wind, Onshore | 0 | 0 | 0 | 0 | 0 | 0 | 0 | 0 | 0 | 0 | 0 | 5 | 2 | 1 | 1 |  | 2 | 1 | 1 |  |  |  | 5 | 2 | 1 | 1 | 3 | 1 | 1 | 2 | 2 | 4 | 2 | 3 | 4+ | 4 | 1
PG&E GBA | New Sub - Rancho Seco - Bellota (Proposed) | 230 | Wind, Onshore | 0 | 0 | 0 | 0 | 0 | 0 | 0 | 0 | 0 | 0 | 0 | 1 | 1 | 1 | 1 |  | 1 | 1 | N/A |  |  |  | N/A | N/A | N/A | N/A | N/A | N/A | N/A | 1 | 1 | 4 | 2 | 3 | 1 | 1 | 0
SDGE | New Sub - Suncrest - Ocotillo (Proposed) | 500 | Wind, Onshore | 0 | 0 | 280 | 0 | 280 | 0 | 0 | 0 | 280 | 0 | 280 | 1 | 1 | 1 | 1 |  | 3 | 2 | 4 |  |  |  | 5 | 2 | 2 | 2 | 2 | 2 | 1 | 2 | 1 | 4 | 1 | 3 | 3+ | 3 | 1 | no concern
PG&E FRESNO | New Sub - Westley - Quinto (Proposed) | 230 | Wind, Onshore | 0 | 0 | 0 | 0 | 0 | 0 | 0 | 0 | 0 | 0 | 0 | 1 | 1 | 1 | 1 |  | 1 | 1 | N/A |  |  |  | N/A | N/A | N/A | N/A | N/A | N/A | N/A | 1 | 1 | 4 | 2 | 1 | 1 | 1 | 0
PG&E GBA | Newark | 115 | Wind, Onshore | 0 | 0 | 0 | 0 | 0 | 0 | 0 | 0 | 0 | 0 | 0 | 1 | 1 | 1 | 1 |  | 1 | 1 | N/A |  |  |  | N/A | N/A | N/A | N/A | N/A | N/A | N/A | 2 | 1 | 3 | 1 | 2 | 1 | 1 | 0
PG&E GBA | Newark | 230 | Wind, Onshore | 0 | 0 | 0 | 0 | 0 | 0 | 0 | 0 | 0 | 0 | 0 | 1 | 1 | 1 | 1 | 4 | 1 | 1 | N/A |  |  |  | N/A | N/A | N/A | N/A | N/A | N/A | N/A | 2 | 1 | 3 | 1 | 2 | 1 | 1 | 0
PG&E GBA | Newark | 60 | Wind, Onshore | 0 | 0 | 0 | 0 | 0 | 0 | 0 | 0 | 0 | 0 | 0 | 5 | 2 | 1 | 1 | 3 | 1 | 1 | N/A |  |  |  | N/A | N/A | N/A | N/A | N/A | N/A | N/A | 2 | 1 | 3 | 1 | 2 | 1 | 1 | 0
PG&E FRESNO | Newhall | 115 | Wind, Onshore | 0 | 0 | 0 | 0 | 0 | 0 | 0 | 0 | 0 | 0 | 0 | 5 | 2 | 1 | 1 |  | 1 | 1 | N/A |  |  |  | N/A | N/A | N/A | N/A | N/A | N/A | N/A | 1 | 1 | 4 | 2 | 1 | 1 | 1 | 0
PG&E KERN | Norco | 115 | Wind, Onshore | 0 | 0 | 0 | 0 | 0 | 0 | 0 | 0 | 0 | 0 | 0 | 5 | 2 | 5 | 2 |  | 2 | 1 | 1 |  |  |  | 1 | 1 | 1 | 1 | 1 | 1 | 1 | 1 | 1 | 3 | 1 | 1 | 1 | 1 | 0
PG&E GBA | Nortech | 115 | Wind, Onshore | 0 | 0 | 0 | 0 | 0 | 0 | 0 | 0 | 0 | 0 | 0 | 1 | 1 | 1 | 1 |  | 2 | 1 | 1 |  |  |  | 5 | 3 | 3 | 3 | 4 | 3 | 1 | 2 | 1 | 2 | 2 | 1 | 1 | 1 | 0
SDGE | North City Metering | 138 | Wind, Onshore | 0 | 0 | 0 | 0 | 0 | 0 | 0 | 0 | 0 | 0 | 0 | 1 | 1 | 1 | 1 |  | 2 | 1 | 1 |  |  |  | 1 | 1 | 1 | 2 | 2 | 1 | 1 | 2 | 1 | 2 | 1 | 3 | 1 | 1 | 0
PG&E GBA | North Dublin | 230 | Wind, Onshore | 0 | 0 | 0 | 0 | 0 | 0 | 0 | 0 | 0 | 0 | 0 | 5 | 2 | 1 | 1 |  | 1 | 1 | N/A |  |  |  | N/A | N/A | N/A | N/A | N/A | N/A | N/A | 2 | 1 | 2 | 1 | 3 | 1 | 1 | 0
SDGE | North Gila | 500 | Wind, Onshore | 0 | 0 | 0 | 0 | 0 | 0 | 0 | 0 | 0 | 0 | 0 | 1 | 1 | 1 | 1 |  | 1 | 1 | N/A |  |  |  | N/A | N/A | N/A | N/A | N/A | N/A | N/A | 2 | 2 | 4 | 2 | 3 | 1 | 1 | 0
SCE Metro | North of SONGS | 230 | Wind, Onshore | 0 | 0 | 0 | 0 | 0 | 0 | 0 | 0 | 0 | 0 | 0 | 1 | 1 | 1 | 1 |  | 1 | 1 | N/A |  |  |  | N/A | N/A | N/A | N/A | N/A | N/A | N/A | 2 | 1 | 3 | 1 | 3 | 1 | 1 | 0
SCE Metro | North of SONGS | 500 | Wind, Onshore | 0 | 0 | 0 | 0 | 0 | 0 | 0 | 0 | 0 | 0 | 0 | 1 | 1 | 1 | 1 |  | 1 | 1 | N/A |  |  |  | N/A | N/A | N/A | N/A | N/A | N/A | N/A | 2 | 1 | 3 | 1 | 3 | 1 | 1 | 0
PG&E NGBA | Notre Dame | 115 | Wind, Onshore | 0 | 0 | 0 | 0 | 0 | 0 | 0 | 0 | 0 | 0 | 0 | 5 | 2 | 1 | 1 |  | 1 | 1 | N/A |  |  |  | N/A | N/A | N/A | N/A | N/A | N/A | N/A | 2 | 1 | 4 | 2 | 2 | 1 | 1 | 0
PG&E GBA | Oakland C | 115 | Wind, Onshore | 0 | 0 | 0 | 0 | 0 | 0 | 0 | 0 | 0 | 0 | 0 | 5 | 2 | 1 | 1 | 3 | 1 | 1 | N/A |  |  |  | N/A | N/A | N/A | N/A | N/A | N/A | N/A | 2 | 1 | 1 | 1 | 2 | 1 | 1 | 0
PG&E GBA | Oakland J | 115 | Wind, Onshore | 0 | 0 | 0 | 0 | 0 | 0 | 0 | 0 | 0 | 0 | 0 | 5 | 2 | 1 | 1 |  | 1 | 1 | 1 |  |  |  | 1 | 1 | 1 | 1 | 1 | 1 | 1 | 2 | 1 | 2 | 1 | 1 | 1 | 1 | 0
PG&E GBA | Oakland L | 115 | Wind, Onshore | 0 | 0 | 0 | 0 | 0 | 0 | 0 | 0 | 0 | 0 | 0 | 5 | 2 | 1 | 1 |  | 1 | 1 | N/A |  |  |  | N/A | N/A | N/A | N/A | N/A | N/A | N/A | 2 | 1 | 2 | 1 | 1 | 1 | 1 | 0
PG&E GBA | Oakland X | 115 | Wind, Onshore | 0 | 0 | 0 | 0 | 0 | 0 | 0 | 0 | 0 | 0 | 0 | 5 | 2 | 1 | 1 |  | 1 | 1 | N/A |  |  |  | N/A | N/A | N/A | N/A | N/A | N/A | N/A | 2 | 1 | 2 | 1 | 2 | 1 | 1 | 0
SDGE | Ocean Ranch | 69 | Wind, Onshore | 0 | 0 | 0 | 0 | 0 | 0 | 0 | 0 | 0 | 0 | 0 | 1 | 1 | 1 | 1 |  | 1 | 1 | N/A |  |  |  | N/A | N/A | N/A | N/A | N/A | N/A | N/A | 2 | 1 | 4 | 1 | 3 | 1 | 1 | 0
PG&E KERN | Oceano | 115 | Wind, Onshore | 0 | 0 | 0 | 0 | 0 | 0 | 0 | 0 | 0 | 0 | 0 | 5 | 2 | 1 | 1 |  | 1 | 1 | N/A |  |  |  | N/A | N/A | N/A | N/A | N/A | N/A | N/A | 2 | 2 | 4 | 2 | 3 | 1 | 1 | 0
SDGE | Ocotillo Express | 500 | Wind, Onshore | 0 | 0 | 130 | 0 | 130 | 0 | 0 | 0 | 130 | 0 | 130 | 1 | 1 | 1 | 1 |  | 3 | 4 | 2 |  |  |  | 4 | 1 | 1 | 1 | 1 | 1 | 1 | 2 | 1 | 4 | 2 | 3 | 5- | 1 | 1 | Onshore wind, QA/QC, Alignment with previous TPP
PG&E KERN | Old River | 70 | Wind, Onshore | 0 | 0 | 0 | 0 | 0 | 0 | 0 | 0 | 0 | 0 | 0 | 5 | 2 | 5 | 2 |  | 1 | 1 | N/A |  |  |  | N/A | N/A | N/A | N/A | N/A | N/A | N/A | 1 | 1 | 4 | 1 | 2 | 1 | 1 | 0
SDGE | Old Town | 230 | Wind, Onshore | 0 | 0 | 0 | 0 | 0 | 0 | 0 | 0 | 0 | 0 | 0 | 1 | 1 | 1 | 1 |  | 1 | 1 | N/A |  |  |  | N/A | N/A | N/A | N/A | N/A | N/A | N/A | 2 | 1 | 3 | 1 | 2 | 1 | 1 | 0
SCE Metro | Olinda | 230 | Wind, Onshore | 0 | 0 | 0 | 0 | 0 | 0 | 0 | 0 | 0 | 0 | 0 | 1 | 1 | 1 | 1 |  | 1 | 1 | N/A |  |  |  | N/A | N/A | N/A | N/A | N/A | N/A | N/A | 1 | 1 | 2 | 1 | 2 | 1 | 1 | 0
PG&E FRESNO | Olive | 115 | Wind, Onshore | 0 | 0 | 0 | 0 | 0 | 0 | 0 | 0 | 0 | 0 | 0 | 5 | 2 | 5 | 2 | 3 | 1 | 1 | N/A |  |  |  | N/A | N/A | N/A | N/A | N/A | N/A | N/A | 1 | 1 | 4 | 1 | 1 | 1 | 1 | 0
PG&E NGBA | Olivehurst | 115 | Wind, Onshore | 0 | 0 | 0 | 0 | 0 | 0 | 0 | 0 | 0 | 0 | 0 | 5 | 2 | 1 | 1 |  | 1 | 1 | N/A |  |  |  | N/A | N/A | N/A | N/A | N/A | N/A | N/A | 2 | 2 | 2 | 1 | 2 | 1 | 1 | 0
PG&E NGBA | Oregon Trail | 60 | Wind, Onshore | 0 | 0 | 0 | 0 | 0 | 0 | 0 | 0 | 0 | 0 | 0 | 5 | 2 | 1 | 1 |  | 1 | 1 | N/A |  |  |  | N/A | N/A | N/A | N/A | N/A | N/A | N/A | 2 | 2 | 3 | 2 | 3 | 1 | 1 | 0
SCE Northern | Ormond Beach | 230 | Wind, Onshore | 0 | 0 | 0 | 0 | 0 | 0 | 0 | 0 | 0 | 0 | 0 | 5 | 2 | 4 | 2 |  | 1 | 1 | N/A |  |  |  | N/A | N/A | N/A | N/A | N/A | N/A | N/A | 2 | 1 | 1 | 1 | 1 | 1 | 1 | 0
PG&E FRESNO | Oro Loma | 115 | Wind, Onshore | 0 | 0 | 0 | 0 | 0 | 0 | 0 | 0 | 0 | 0 | 0 | 5 | 2 | 1 | 1 |  | 1 | 1 | N/A |  |  |  | N/A | N/A | N/A | N/A | N/A | N/A | N/A | 1 | 1 | 4 | 2 | 1 | 1 | 1 | 0
PG&E FRESNO | Oro Loma | 70 | Wind, Onshore | 0 | 0 | 0 | 0 | 0 | 0 | 0 | 0 | 0 | 0 | 0 | 5 | 2 | 1 | 1 |  | 1 | 1 | N/A |  |  |  | N/A | N/A | N/A | N/A | N/A | N/A | N/A | 1 | 1 | 4 | 2 | 1 | 1 | 1 | 0
PG&E FRESNO | Orosi | 70 | Wind, Onshore | 0 | 0 | 0 | 0 | 0 | 0 | 0 | 0 | 0 | 0 | 0 | 5 | 2 | 1 | 1 |  | 1 | 1 | N/A |  |  |  | N/A | N/A | N/A | N/A | N/A | N/A | N/A | 1 | 1 | 4 | 1 | 1 | 1 | 1 | 0
SDGE | Otay | 69 | Wind, Onshore | 0 | 0 | 0 | 0 | 0 | 0 | 0 | 0 | 0 | 0 | 0 | 1 | 1 | 1 | 1 |  | 1 | 1 | N/A |  |  |  | N/A | N/A | N/A | N/A | N/A | N/A | N/A | 2 | 1 | 1 | 1 | 1 | 1 | 1 | 0
SDGE | Otay Mesa | 230 | Wind, Onshore | 0 | 0 | 0 | 0 | 0 | 0 | 0 | 0 | 0 | 0 | 0 | 1 | 1 | 1 | 1 |  | 1 | 1 | N/A |  |  |  | N/A | N/A | N/A | N/A | N/A | N/A | N/A | 2 | 1 | 1 | 1 | 3 | 1 | 1 | 0
PG&E FRESNO | Padre Flats SW STA | 230 | Wind, Onshore | 0 | 0 | 0 | 0 | 0 | 0 | 0 | 0 | 0 | 0 | 0 | 5 | 2 | 1 | 1 |  | 1 | 1 | N/A |  |  |  | N/A | N/A | N/A | N/A | N/A | N/A | N/A | 1 | 1 | 4 | 2 | 1 | 1 | 1 | 0
EOP | Pahrump | 138 | Wind, Onshore | 0 | 0 | 0 | 0 | 0 | 0 | 0 | 0 | 0 | 0 | 0 | 5 | 2 | 4 | 2 |  | 1 | 1 | N/A |  |  |  | N/A | N/A | N/A | N/A | N/A | N/A | N/A | 2 | 2 | 4 | 1 | 3 | 1 | 1 | 0
EOP | Pahrump | 230 | Wind, Onshore | 0 | 0 | 0 | 0 | 0 | 0 | 0 | 0 | 0 | 0 | 0 | 5 | 2 | 4 | 2 |  | 1 | 1 | N/A |  |  |  | N/A | N/A | N/A | N/A | N/A | N/A | N/A | 2 | 2 | 4 | 1 | 3 | 1 | 1 | 0
SDGE | Pala | 69 | Wind, Onshore | 0 | 0 | 0 | 0 | 0 | 0 | 0 | 0 | 0 | 0 | 0 | 1 | 1 | 1 | 1 |  | 1 | 1 | N/A |  |  |  | N/A | N/A | N/A | N/A | N/A | N/A | N/A | 2 | 1 | 1 | 1 | 3 | 1 | 1 | 0
PG&E NGBA | Palermo | 115 | Wind, Onshore | 0 | 0 | 0 | 0 | 0 | 0 | 0 | 0 | 0 | 0 | 0 | 5 | 2 | 1 | 1 | 4 | 1 | 1 | N/A |  |  |  | N/A | N/A | N/A | N/A | N/A | N/A | N/A | 2 | 1 | 2 | 2 | 2 | 1 | 1 | 0
PG&E NGBA | Palermo | 230 | Wind, Onshore | 0 | 0 | 0 | 0 | 0 | 0 | 0 | 0 | 0 | 0 | 0 | 5 | 2 | 1 | 1 |  | 1 | 1 | N/A |  |  |  | N/A | N/A | N/A | N/A | N/A | N/A | N/A | 2 | 1 | 2 | 2 | 2 | 1 | 1 | 0
SCE Eastern | Palo Verde | 500 | Wind, Onshore | 0 | 0 | 0 | 0 | 0 | 0 | 0 | 0 | 0 | 0 | 0 | 5 | 2 | 4 | 2 |  | 1 | 1 | N/A |  |  |  | N/A | N/A | N/A | N/A | N/A | N/A | N/A | 2 | 1 | 4 | 2 | 3 | 1 | 1 | 0
SDGE | Palomar Energy | 230 | Wind, Onshore | 0 | 0 | 0 | 0 | 0 | 0 | 0 | 0 | 0 | 0 | 0 | 1 | 1 | 1 | 1 |  | 1 | 1 | N/A |  |  |  | N/A | N/A | N/A | N/A | N/A | N/A | N/A | 2 | 1 | 2 | 1 | 3 | 1 | 1 | 0
PG&E KERN | Panama | 70 | Wind, Onshore | 0 | 0 | 0 | 0 | 0 | 0 | 0 | 0 | 0 | 0 | 0 | 5 | 2 | 1 | 1 |  | 1 | 1 | N/A |  |  |  | N/A | N/A | N/A | N/A | N/A | N/A | N/A | 1 | 1 | 4 | 1 | 1 | 1 | 1 | 0
PG&E FRESNO | Panoche | 115 | Wind, Onshore | 0 | 0 | 0 | 0 | 0 | 0 | 0 | 0 | 0 | 0 | 0 | 5 | 2 | 5 | 2 |  | 1 | 1 | N/A |  |  |  | N/A | N/A | N/A | N/A | N/A | N/A | N/A | 1 | 1 | 1 | 2 | 1 | 1 | 1 | 0
PG&E FRESNO | Panoche | 230 | Wind, Onshore | 0 | 0 | 0 | 0 | 0 | 0 | 0 | 0 | 0 | 0 | 0 | 5 | 2 | 5 | 2 | 3 | 1 | 1 | N/A |  |  |  | N/A | N/A | N/A | N/A | N/A | N/A | N/A | 1 | 1 | 1 | 2 | 1 | 1 | 1 | 0
SCE Northern | Pardee | 230 | Wind, Onshore | 0 | 0 | 0 | 0 | 0 | 0 | 0 | 0 | 0 | 0 | 0 | 5 | 2 | 4 | 2 |  | 1 | 1 | N/A |  |  |  | N/A | N/A | N/A | N/A | N/A | N/A | N/A | 1 | 1 | 3 | 1 | 3 | 1 | 1 | 0
PG&E NGBA | Parkway | 230 | Wind, Onshore | 0 | 0 | 0 | 0 | 0 | 0 | 0 | 0 | 0 | 0 | 0 | 5 | 2 | 1 | 1 |  | 1 | 1 | N/A |  |  |  | N/A | N/A | N/A | N/A | N/A | N/A | N/A | 2 | 1 | 4 | 1 | 2 | 1 | 1 | 0
SCE Northern | Pastoria | 230 | Wind, Onshore | 0 | 0 | 0 | 0 | 0 | 0 | 0 | 0 | 0 | 0 | 0 | 5 | 2 | 4 | 2 |  | 1 | 1 | N/A |  |  |  | N/A | N/A | N/A | N/A | N/A | N/A | N/A | 1 | 1 | 2 | 1 | 3 | 1 | 1 | 0
SCE Metro | Pauda | 230 | Wind, Onshore | 0 | 0 | 0 | 0 | 0 | 0 | 0 | 0 | 0 | 0 | 0 | 1 | 1 | 1 | 1 |  | 1 | 1 | N/A |  |  |  | N/A | N/A | N/A | N/A | N/A | N/A | N/A | 1 | 1 | 2 | 1 | 2 | 1 | 1 | 0
PG&E GBA | Paul Sweet | 115 | Wind, Onshore | 0 | 0 | 0 | 0 | 0 | 0 | 0 | 0 | 0 | 0 | 0 | 1 | 1 | 1 | 1 |  | 1 | 1 | N/A |  |  |  | N/A | N/A | N/A | N/A | N/A | N/A | N/A | 2 | 2 | 2 | 2 | 3 | 1 | 1 | 0
PG&E NGBA | Peabody | 230 | Wind, Onshore | 0 | 0 | 0 | 0 | 0 | 0 | 0 | 0 | 0 | 0 | 0 | 5 | 2 | 1 | 1 |  | 1 | 1 | N/A |  |  |  | N/A | N/A | N/A | N/A | N/A | N/A | N/A | 2 | 1 | 2 | 1 | 2 | 1 | 1 | 0
PG&E NGBA | Pease | 115 | Wind, Onshore | 0 | 0 | 0 | 0 | 0 | 0 | 0 | 0 | 0 | 0 | 0 | 5 | 2 | 1 | 1 |  | 1 | 1 | N/A |  |  |  | N/A | N/A | N/A | N/A | N/A | N/A | N/A | 2 | 2 | 2 | 1 | 2 | 1 | 1 | 0
PG&E NGBA | Pease | 60 | Wind, Onshore | 0 | 0 | 0 | 0 | 0 | 0 | 0 | 0 | 0 | 0 | 0 | 5 | 2 | 1 | 1 |  | 1 | 1 | N/A |  |  |  | N/A | N/A | N/A | N/A | N/A | N/A | N/A | 2 | 2 | 2 | 1 | 2 | 1 | 1 | 0
SDGE | Penasquitos | 138 | Wind, Onshore | 0 | 0 | 0 | 0 | 0 | 0 | 0 | 0 | 0 | 0 | 0 | 1 | 1 | 1 | 1 |  | 1 | 1 | 1 |  |  |  | 1 | 1 | 1 | 2 | 2 | 1 | 1 | 2 | 1 | 2 | 1 | 3 | 1 | 1 | 0
SDGE | Penasquitos | 230 | Wind, Onshore | 0 | 0 | 0 | 0 | 0 | 0 | 0 | 0 | 0 | 0 | 0 | 1 | 1 | 1 | 1 |  | 1 | 1 | N/A |  |  |  | N/A | N/A | N/A | N/A | N/A | N/A | N/A | 2 | 1 | 2 | 1 | 3 | 1 | 1 | 0
SDGE | Penasquitos | 69 | Wind, Onshore | 0 | 0 | 0 | 0 | 0 | 0 | 0 | 0 | 0 | 0 | 0 | 1 | 1 | 1 | 1 |  | 4 | 1 | 1 |  |  |  | 1 | 1 | 1 | 2 | 2 | 1 | 1 | 2 | 1 | 2 | 1 | 3 | 1 | 1 | 0
SDGE | Pendleton | 69 | Wind, Onshore | 0 | 0 | 0 | 0 | 0 | 0 | 0 | 0 | 0 | 0 | 0 | 1 | 1 | 1 | 1 |  | 1 | 1 | N/A |  |  |  | N/A | N/A | N/A | N/A | N/A | N/A | N/A | 2 | 1 | 4 | 1 | 3 | 1 | 1 | 0
PG&E NGBA | Penngrove | 115 | Wind, Onshore | 0 | 0 | 0 | 0 | 0 | 0 | 0 | 0 | 0 | 0 | 0 | 5 | 2 | 1 | 1 |  | 1 | 1 | N/A |  |  |  | N/A | N/A | N/A | N/A | N/A | N/A | N/A | 2 | 1 | 3 | 2 | 2 | 1 | 1 | 0
PG&E GBA | Peoria | 115 | Wind, Onshore | 0 | 0 | 0 | 0 | 0 | 0 | 0 | 0 | 0 | 0 | 0 | 1 | 1 | 1 | 1 |  | 2 | 1 | 1 |  |  |  | 1 | 1 | 1 | 1 | 1 | 1 | 1 | 2 | 1 | 4 | 1 | 3 | 1 | 1 | 0
PG&E GBA | Piercy | 115 | Wind, Onshore | 0 | 0 | 0 | 0 | 0 | 0 | 0 | 0 | 0 | 0 | 0 | 1 | 1 | 1 | 1 |  | 1 | 1 | N/A |  |  |  | N/A | N/A | N/A | N/A | N/A | N/A | N/A | 2 | 1 | 2 | 2 | 2 | 1 | 1 | 0
PG&E FRESNO | Pine Flat | 230 | Wind, Onshore | 0 | 0 | 0 | 0 | 0 | 0 | 0 | 0 | 0 | 0 | 0 | 5 | 2 | 5 | 2 |  | 1 | 1 | N/A |  |  |  | N/A | N/A | N/A | N/A | N/A | N/A | N/A | 1 | 1 | 4 | 2 | 3 | 1 | 1 | 0
SCE NOL | Pisgah | 230 | Wind, Onshore | 0 | 0 | 0 | 0 | 0 | 0 | 0 | 0 | 0 | 0 | 0 | 1 | 1 | 1 | 1 | 4 | 1 | 1 | N/A |  |  |  | N/A | N/A | N/A | N/A | N/A | N/A | N/A | 2 | 1 | 4 | 1 | 1 | 1 | 1 | 0
PG&E NGBA | Pit 1 | 230 | Wind, Onshore | 0 | 0 | 0 | 0 | 0 | 0 | 0 | 0 | 0 | 0 | 0 | 5 | 2 | 1 | 1 |  | 1 | 1 | N/A |  |  |  | N/A | N/A | N/A | N/A | N/A | N/A | N/A | 2 | 2 | 4 | 2 | 3 | 1 | 1 | 0
PG&E NGBA | Pit 1 | 60 | Wind, Onshore | 0 | 0 | 0 | 0 | 0 | 0 | 0 | 0 | 0 | 0 | 0 | 5 | 2 | 1 | 1 |  | 1 | 1 | N/A |  |  |  | N/A | N/A | N/A | N/A | N/A | N/A | N/A | 2 | 2 | 4 | 2 | 3 | 1 | 1 | 0
PG&E NGBA | Pit 3 | 230 | Wind, Onshore | 0 | 0 | 0 | 0 | 0 | 0 | 0 | 0 | 0 | 0 | 0 | 5 | 2 | 1 | 1 |  | 1 | 1 | N/A |  |  |  | N/A | N/A | N/A | N/A | N/A | N/A | N/A | 2 | 2 | 4 | 2 | 3 | 1 | 1 | 0
PG&E NGBA | Pit 4 | 230 | Wind, Onshore | 0 | 0 | 0 | 0 | 0 | 0 | 0 | 0 | 0 | 0 | 0 | 5 | 2 | 1 | 1 |  | 1 | 1 | N/A |  |  |  | N/A | N/A | N/A | N/A | N/A | N/A | N/A | 2 | 2 | 4 | 2 | 3 | 1 | 1 | 0
PG&E GBA | Pittsburg | 115 | Wind, Onshore | 0 | 0 | 0 | 0 | 0 | 0 | 0 | 0 | 0 | 0 | 0 | 5 | 2 | 1 | 1 | 4 | 1 | 1 | N/A |  |  |  | N/A | N/A | N/A | N/A | N/A | N/A | N/A | 2 | 1 | 2 | 1 | 1 | 1 | 1 | 0
PG&E GBA | Pittsburg | 230 | Wind, Onshore | 0 | 0 | 0 | 0 | 0 | 0 | 0 | 0 | 0 | 0 | 0 | 5 | 2 | 1 | 1 | 4 | 1 | 1 | N/A |  |  |  | N/A | N/A | N/A | N/A | N/A | N/A | N/A | 2 | 1 | 2 | 1 | 1 | 1 | 1 | 0
PG&E NGBA | Pleasant Grove | 115 | Wind, Onshore | 0 | 0 | 0 | 0 | 0 | 0 | 0 | 0 | 0 | 0 | 0 | 5 | 2 | 1 | 1 |  | 1 | 1 | N/A |  |  |  | N/A | N/A | N/A | N/A | N/A | N/A | N/A | 2 | 1 | 2 | 2 | 3 | 1 | 1 | 0
PG&E NGBA | POE | 230 | Wind, Onshore | 0 | 0 | 0 | 0 | 0 | 0 | 0 | 0 | 0 | 0 | 0 | 5 | 2 | 1 | 1 |  | 1 | 1 | N/A |  |  |  | N/A | N/A | N/A | N/A | N/A | N/A | N/A | 2 | 1 | 4 | 2 | 3 | 1 | 1 | 0
SDGE | Point Loma | 69 | Wind, Onshore | 0 | 0 | 0 | 0 | 0 | 0 | 0 | 0 | 0 | 0 | 0 | 1 | 1 | 1 | 1 |  | 1 | 1 | N/A |  |  |  | N/A | N/A | N/A | N/A | N/A | N/A | N/A | 2 | 1 | 3 | 1 | 2 | 1 | 1 | 0
SDGE | Pomerado | 69 | Wind, Onshore | 0 | 0 | 0 | 0 | 0 | 0 | 0 | 0 | 0 | 0 | 0 | 1 | 1 | 1 | 1 |  | 1 | 1 | N/A |  |  |  | N/A | N/A | N/A | N/A | N/A | N/A | N/A | 2 | 1 | 3 | 1 | 3 | 1 | 1 | 0
PG&E KERN | Poso Mountain | 115 | Wind, Onshore | 0 | 0 | 0 | 0 | 0 | 0 | 0 | 0 | 0 | 0 | 0 | 5 | 2 | 5 | 2 |  | 1 | 1 | N/A |  |  |  | N/A | N/A | N/A | N/A | N/A | N/A | N/A | 1 | 1 | 3 | 1 | 2 | 1 | 1 | 0
EOP | Primm | 230 | Wind, Onshore | 0 | 0 | 0 | 0 | 0 | 0 | 0 | 0 | 0 | 0 | 0 | 5 | 2 | 4 | 2 |  | 1 | 1 | N/A |  |  |  | N/A | N/A | N/A | N/A | N/A | N/A | N/A | 2 | 2 | 4 | 1 | 2 | 1 | 1 | 0
PG&E NGBA | Putah Creek | 115 | Wind, Onshore | 0 | 0 | 0 | 0 | 0 | 0 | 0 | 0 | 0 | 0 | 0 | 5 | 2 | 1 | 1 |  | 1 | 1 | N/A |  |  |  | N/A | N/A | N/A | N/A | N/A | N/A | N/A | 2 | 1 | 3 | 2 | 3 | 1 | 1 | 0
SDGE | Q1806 | 138 | Wind, Onshore | 0 | 0 | 0 | 0 | 0 | 0 | 0 | 0 | 0 | 0 | 0 | 1 | 1 | 1 | 1 |  | 1 | 1 | N/A |  |  |  | N/A | N/A | N/A | N/A | N/A | N/A | N/A | 1 | 1 | 2 | 1 | 3 | 1 | 1 | 0
PG&E FRESNO | Quinto | 230 | Wind, Onshore | 0 | 0 | 0 | 0 | 0 | 0 | 0 | 0 | 0 | 0 | 0 | 5 | 2 | 1 | 1 |  | 1 | 1 | N/A |  |  |  | N/A | N/A | N/A | N/A | N/A | N/A | N/A | 1 | 1 | 4 | 2 | 1 | 1 | 1 | 0
PG&E GBA | Race Track | 115 | Wind, Onshore | 0 | 0 | 0 | 0 | 0 | 0 | 0 | 0 | 0 | 0 | 0 | 1 | 1 | 1 | 1 |  | 1 | 1 | N/A |  |  |  | N/A | N/A | N/A | N/A | N/A | N/A | N/A | 2 | 1 | 4 | 1 | 3 | 1 | 1 | 0
SDGE | Rancho Mission Viejo | 138 | Wind, Onshore | 0 | 0 | 0 | 0 | 0 | 0 | 0 | 0 | 0 | 0 | 0 | 1 | 1 | 1 | 1 |  | 1 | 1 | N/A |  |  |  | N/A | N/A | N/A | N/A | N/A | N/A | N/A | 1 | 1 | 2 | 1 | 3 | 1 | 1 | 0
PG&E GBA | Rancho Seco | 230 | Wind, Onshore | 0 | 0 | 0 | 0 | 0 | 0 | 0 | 0 | 0 | 0 | 0 | 1 | 1 | 1 | 1 |  | 1 | 1 | N/A |  |  |  | N/A | N/A | N/A | N/A | N/A | N/A | N/A | 2 | 1 | 1 | 2 | 3 | 1 | 1 | 0
SCE Metro | Rancho Vista | 230 | Wind, Onshore | 0 | 0 | 0 | 0 | 0 | 0 | 0 | 0 | 0 | 0 | 0 | 1 | 1 | 1 | 1 |  | 1 | 1 | N/A |  |  |  | N/A | N/A | N/A | N/A | N/A | N/A | N/A | 1 | 1 | 1 | 1 | 1 | 1 | 1 | 0
SCE Metro | Rancho Vista | 500 | Wind, Onshore | 0 | 0 | 0 | 0 | 0 | 0 | 0 | 0 | 0 | 0 | 0 | 1 | 1 | 1 | 1 |  | 1 | 1 | N/A |  |  |  | N/A | N/A | N/A | N/A | N/A | N/A | N/A | 1 | 1 | 1 | 1 | 1 | 1 | 1 | 0
SCE NOL | Ransburg | 115 | Wind, Onshore | 0 | 0 | 0 | 0 | 0 | 0 | 0 | 0 | 0 | 0 | 0 | 3 | 3 | 1 | 1 |  | 1 | 1 | N/A |  |  |  | N/A | N/A | N/A | N/A | N/A | N/A | N/A | 2 | 1 | 4 | 1 | 1 | 1 | 1 | 0
PG&E GBA | Ravenswood | 115 | Wind, Onshore | 0 | 0 | 0 | 0 | 0 | 0 | 0 | 0 | 0 | 0 | 0 | 5 | 2 | 1 | 1 |  | 1 | 1 | N/A |  |  |  | N/A | N/A | N/A | N/A | N/A | N/A | N/A | 2 | 1 | 2 | 1 | 2 | 1 | 1 | 0
PG&E GBA | Ravenswood | 230 | Wind, Onshore | 0 | 0 | 0 | 0 | 0 | 0 | 0 | 0 | 0 | 0 | 0 | 5 | 2 | 1 | 1 |  | 1 | 1 | N/A |  |  |  | N/A | N/A | N/A | N/A | N/A | N/A | N/A | 2 | 1 | 2 | 1 | 2 | 1 | 1 | 0
SCE Northern | Rector | 230 | Wind, Onshore | 0 | 0 | 0 | 0 | 0 | 0 | 0 | 0 | 0 | 0 | 0 | 1 | 1 | 1 | 1 |  | 1 | 1 | N/A |  |  |  | N/A | N/A | N/A | N/A | N/A | N/A | N/A | 1 | 1 | 2 | 1 | 2 | 1 | 1 | 0
SCE Eastern | Red Bluff | 230 | Wind, Onshore | 0 | 0 | 0 | 0 | 0 | 0 | 0 | 0 | 0 | 0 | 0 | 1 | 1 | 1 | 1 | 1 | 1 | 1 | N/A |  |  |  | N/A | N/A | N/A | N/A | N/A | N/A | N/A | 2 | 2 | 4 | 1 | 3 | 1 | 1 | 0
SCE Eastern | Red Bluff | 500 | Wind, Onshore | 0 | 0 | 0 | 0 | 0 | 0 | 0 | 0 | 0 | 0 | 0 | 1 | 1 | 1 | 1 | 5 | 1 | 1 | N/A |  |  |  | N/A | N/A | N/A | N/A | N/A | N/A | N/A | 2 | 2 | 4 | 1 | 3 | 1 | 1 | 0
PG&E NGBA | Redbud | 115 | Wind, Onshore | 0 | 0 | 0 | 0 | 0 | 0 | 0 | 0 | 0 | 0 | 0 | 5 | 2 | 1 | 1 |  | 1 | 1 | N/A |  |  |  | N/A | N/A | N/A | N/A | N/A | N/A | N/A | 2 | 2 | 4 | 2 | 3 | 1 | 1 | 0
SCE Metro | Redondo | 230 | Wind, Onshore | 0 | 0 | 0 | 0 | 0 | 0 | 0 | 0 | 0 | 0 | 0 | 1 | 1 | 1 | 1 |  | 1 | 1 | N/A |  |  |  | N/A | N/A | N/A | N/A | N/A | N/A | N/A | 1 | 1 | 2 | 1 | 2 | 1 | 1 | 0
PG&E FRESNO | Reedley | 115 | Wind, Onshore | 0 | 0 | 0 | 0 | 0 | 0 | 0 | 0 | 0 | 0 | 0 | 5 | 2 | 5 | 2 |  | 1 | 1 | N/A |  |  |  | N/A | N/A | N/A | N/A | N/A | N/A | N/A | 1 | 1 | 4 | 2 | 1 | 1 | 1 | 0
PG&E KERN | Renfro | 115 | Wind, Onshore | 0 | 0 | 0 | 0 | 0 | 0 | 0 | 0 | 0 | 0 | 0 | 5 | 2 | 5 | 2 |  | 1 | 1 | N/A |  |  |  | N/A | N/A | N/A | N/A | N/A | N/A | N/A | 1 | 1 | 2 | 1 | 2 | 1 | 1 | 0
PG&E GBA | Richmond R | 115 | Wind, Onshore | 0 | 0 | 0 | 0 | 0 | 0 | 0 | 0 | 0 | 0 | 0 | 5 | 2 | 1 | 1 |  | 1 | 1 | N/A |  |  |  | N/A | N/A | N/A | N/A | N/A | N/A | N/A | 2 | 1 | 2 | 1 | 2 | 1 | 1 | 0
PG&E NGBA | Rincon | 115 | Wind, Onshore | 0 | 0 | 0 | 0 | 0 | 0 | 0 | 0 | 0 | 0 | 0 | 5 | 2 | 1 | 1 |  | 1 | 1 | N/A |  |  |  | N/A | N/A | N/A | N/A | N/A | N/A | N/A | 2 | 1 | 3 | 2 | 2 | 1 | 1 | 0
PG&E KERN | Rio Bravo | 115 | Wind, Onshore | 0 | 0 | 0 | 0 | 0 | 0 | 0 | 0 | 0 | 0 | 0 | 5 | 2 | 5 | 2 | 4 | 1 | 1 | N/A |  |  |  | N/A | N/A | N/A | N/A | N/A | N/A | N/A | 1 | 1 | 2 | 1 | 1 | 1 | 1 | 0
SCE Metro | Rio Hondo | 230 | Wind, Onshore | 0 | 0 | 0 | 0 | 0 | 0 | 0 | 0 | 0 | 0 | 0 | 1 | 1 | 1 | 1 | 1 | 1 | 1 | N/A |  |  |  | N/A | N/A | N/A | N/A | N/A | N/A | N/A | 1 | 1 | 4 | 1 | 1 | 1 | 1 | 0
PG&E NGBA | Rio Oso | 115 | Wind, Onshore | 0 | 0 | 0 | 0 | 0 | 0 | 0 | 0 | 0 | 0 | 0 | 5 | 2 | 1 | 1 |  | 1 | 1 | N/A |  |  |  | N/A | N/A | N/A | N/A | N/A | N/A | N/A | 2 | 1 | 4 | 1 | 3 | 1 | 1 | 0
PG&E NGBA | Rio Oso | 230 | Wind, Onshore | 0 | 0 | 0 | 0 | 0 | 0 | 0 | 0 | 0 | 0 | 0 | 5 | 2 | 1 | 1 |  | 1 | 1 | N/A |  |  |  | N/A | N/A | N/A | N/A | N/A | N/A | N/A | 2 | 1 | 4 | 1 | 3 | 1 | 1 | 0
PG&E GBA | Ripon | 115 | Wind, Onshore | 0 | 0 | 0 | 0 | 0 | 0 | 0 | 0 | 0 | 0 | 0 | 1 | 1 | 1 | 1 | 3 | 1 | 1 | N/A |  |  |  | N/A | N/A | N/A | N/A | N/A | N/A | N/A | 1 | 1 | 2 | 2 | 2 | 1 | 1 | 0
PG&E GBA | Riverbank | 115 | Wind, Onshore | 0 | 0 | 0 | 0 | 0 | 0 | 0 | 0 | 0 | 0 | 0 | 1 | 1 | 1 | 1 |  | 1 | 1 | N/A |  |  |  | N/A | N/A | N/A | N/A | N/A | N/A | N/A | 1 | 1 | 3 | 2 | 2 | 1 | 1 | 0
SCE NOL | Roadway | 115 | Wind, Onshore | 0 | 0 | 0 | 0 | 0 | 0 | 0 | 0 | 0 | 0 | 0 | 1 | 1 | 1 | 1 | 3 | 1 | 1 | N/A |  |  |  | N/A | N/A | N/A | N/A | N/A | N/A | N/A | 2 | 1 | 2 | 1 | 1 | 1 | 1 | 0
PG&E NGBA | Rock Creek 1 | 230 | Wind, Onshore | 0 | 0 | 0 | 0 | 0 | 0 | 0 | 0 | 0 | 0 | 0 | 5 | 2 | 1 | 1 |  | 1 | 1 | N/A |  |  |  | N/A | N/A | N/A | N/A | N/A | N/A | N/A | 2 | 2 | 4 | 1 | 3 | 1 | 1 | 0
SCE Northern | Rosamond | 66 | Wind, Onshore | 0 | 0 | 0 | 0 | 0 | 0 | 0 | 0 | 0 | 0 | 0 | 1 | 1 | 1 | 1 |  | 1 | 1 | N/A |  |  |  | N/A | N/A | N/A | N/A | N/A | N/A | N/A | 2 | 1 | 4 | 1 | 3 | 1 | 1 | 0
PG&E GBA | Rossmoor | 230 | Wind, Onshore | 0 | 0 | 0 | 0 | 0 | 0 | 0 | 0 | 0 | 0 | 0 | 5 | 2 | 1 | 1 |  | 1 | 1 | N/A |  |  |  | N/A | N/A | N/A | N/A | N/A | N/A | N/A | 2 | 1 | 4 | 1 | 3 | 1 | 1 | 0
PG&E NGBA | Round Mountain | 230 | Wind, Onshore | 0 | 0 | 0 | 0 | 0 | 0 | 0 | 0 | 0 | 0 | 0 | 5 | 2 | 1 | 1 |  | 1 | 1 | 1 |  |  |  | 5 | 3 | 1 | 1 | 3 | 1 | 1 | 2 | 2 | 4 | 2 | 3 | 1 | 1 | 0
PG&E NGBA | Round Mountain | 500 | Wind, Onshore | 0 | 0 | 0 | 0 | 0 | 0 | 0 | 0 | 0 | 0 | 0 | 5 | 2 | 1 | 1 |  | 1 | 1 | N/A |  |  |  | N/A | N/A | N/A | N/A | N/A | N/A | N/A | 2 | 2 | 4 | 2 | 3 | 1 | 1 | 0
PG&E GBA | Salado | 115 | Wind, Onshore | 0 | 0 | 0 | 0 | 0 | 0 | 0 | 0 | 0 | 0 | 0 | 1 | 1 | 1 | 1 |  | 1 | 1 | N/A |  |  |  | N/A | N/A | N/A | N/A | N/A | N/A | N/A | 1 | 1 | 4 | 2 | 1 | 1 | 1 | 0
PG&E GBA | Salado | 60 | Wind, Onshore | 0 | 0 | 0 | 0 | 0 | 0 | 0 | 0 | 0 | 0 | 0 | 1 | 1 | 1 | 1 |  | 1 | 1 | N/A |  |  |  | N/A | N/A | N/A | N/A | N/A | N/A | N/A | 1 | 1 | 4 | 2 | 1 | 1 | 1 | 0
PG&E GBA | Salinas | 115 | Wind, Onshore | 0 | 0 | 0 | 0 | 0 | 0 | 0 | 0 | 0 | 0 | 0 | 1 | 1 | 1 | 1 |  | 1 | 1 | N/A |  |  |  | N/A | N/A | N/A | N/A | N/A | N/A | N/A | 2 | 2 | 3 | 2 | 2 | 1 | 1 | 0
SDGE | Salt Creek | 69 | Wind, Onshore | 0 | 0 | 0 | 0 | 0 | 0 | 0 | 0 | 0 | 0 | 0 | 1 | 1 | 1 | 1 |  | 1 | 1 | N/A |  |  |  | N/A | N/A | N/A | N/A | N/A | N/A | N/A | 2 | 1 | 3 | 1 | 2 | 1 | 1 | 0
SCE Eastern | San Bernardino | 230 | Wind, Onshore | 0 | 0 | 0 | 0 | 0 | 0 | 0 | 0 | 0 | 0 | 0 | 1 | 1 | 1 | 1 |  | 1 | 1 | N/A |  |  |  | N/A | N/A | N/A | N/A | N/A | N/A | N/A | 1 | 1 | 2 | 1 | 2 | 1 | 1 | 0
PG&E GBA | SAN FRAN A (POTRERO PP) | 115 | Wind, Onshore | 0 | 0 | 0 | 0 | 0 | 0 | 0 | 0 | 0 | 0 | 0 | 5 | 2 | 1 | 1 |  | 1 | 1 | N/A |  |  |  | N/A | N/A | N/A | N/A | N/A | N/A | N/A | 2 | 1 | 2 | 1 | 2 | 1 | 1 | 0
PG&E GBA | SAN FRAN A (POTRERO PP) | 230 | Wind, Onshore | 0 | 0 | 0 | 0 | 0 | 0 | 0 | 0 | 0 | 0 | 0 | 5 | 2 | 1 | 1 |  | 1 | 1 | N/A |  |  |  | N/A | N/A | N/A | N/A | N/A | N/A | N/A | 2 | 1 | 2 | 1 | 2 | 1 | 1 | 0
PG&E GBA | San Jose A | 115 | Wind, Onshore | 0 | 0 | 0 | 0 | 0 | 0 | 0 | 0 | 0 | 0 | 0 | 1 | 1 | 1 | 1 |  | 1 | 1 | N/A |  |  |  | N/A | N/A | N/A | N/A | N/A | N/A | N/A | 2 | 1 | 2 | 2 | 2 | 1 | 1 | 0
PG&E GBA | San Jose B | 115 | Wind, Onshore | 0 | 0 | 0 | 0 | 0 | 0 | 0 | 0 | 0 | 0 | 0 | 1 | 1 | 1 | 1 |  | 1 | 1 | N/A |  |  |  | N/A | N/A | N/A | N/A | N/A | N/A | N/A | 2 | 1 | 3 | 2 | 2 | 1 | 1 | 0
PG&E GBA | San Leandro U | 115 | Wind, Onshore | 0 | 0 | 0 | 0 | 0 | 0 | 0 | 0 | 0 | 0 | 0 | 5 | 2 | 1 | 1 |  | 1 | 1 | N/A |  |  |  | N/A | N/A | N/A | N/A | N/A | N/A | N/A | 2 | 1 | 3 | 1 | 2 | 1 | 1 | 0
PG&E KERN | San Luis Obispo | 115 | Wind, Onshore | 0 | 0 | 0 | 0 | 0 | 0 | 0 | 0 | 0 | 0 | 0 | 5 | 2 | 1 | 1 |  | 1 | 1 | N/A |  |  |  | N/A | N/A | N/A | N/A | N/A | N/A | N/A | 2 | 2 | 4 | 2 | 3 | 1 | 1 | 0
PG&E KERN | San Luis Obispo | 70 | Wind, Onshore | 0 | 0 | 0 | 0 | 0 | 0 | 0 | 0 | 0 | 0 | 0 | 5 | 2 | 1 | 1 |  | 1 | 1 | N/A |  |  |  | N/A | N/A | N/A | N/A | N/A | N/A | N/A | 2 | 2 | 4 | 2 | 3 | 1 | 1 | 0
SDGE | San Luis Rey | 230 | Wind, Onshore | 0 | 0 | 0 | 0 | 0 | 0 | 0 | 0 | 0 | 0 | 0 | 1 | 1 | 1 | 1 |  | 1 | 1 | N/A |  |  |  | N/A | N/A | N/A | N/A | N/A | N/A | N/A | 2 | 1 | 4 | 1 | 3 | 1 | 1 | 0
SDGE | San Luis Rey | 69 | Wind, Onshore | 0 | 0 | 0 | 0 | 0 | 0 | 0 | 0 | 0 | 0 | 0 | 1 | 1 | 1 | 1 |  | 1 | 1 | N/A |  |  |  | N/A | N/A | N/A | N/A | N/A | N/A | N/A | 2 | 1 | 4 | 1 | 3 | 1 | 1 | 0
SDGE | San Marcos | 69 | Wind, Onshore | 0 | 0 | 0 | 0 | 0 | 0 | 0 | 0 | 0 | 0 | 0 | 1 | 1 | 1 | 1 |  | 1 | 1 | N/A |  |  |  | N/A | N/A | N/A | N/A | N/A | N/A | N/A | 2 | 1 | 2 | 1 | 3 | 1 | 1 | 0
SCE Metro | San Onofre | 230 | Wind, Onshore | 0 | 0 | 0 | 0 | 0 | 0 | 0 | 0 | 0 | 0 | 0 | 1 | 1 | 1 | 1 |  | 1 | 1 | N/A |  |  |  | N/A | N/A | N/A | N/A | N/A | N/A | N/A | 2 | 1 | 4 | 1 | 3 | 1 | 1 | 0
PG&E GBA | San Pablo | 115 | Wind, Onshore | 0 | 0 | 0 | 0 | 0 | 0 | 0 | 0 | 0 | 0 | 0 | 5 | 2 | 1 | 1 |  | 1 | 1 | N/A |  |  |  | N/A | N/A | N/A | N/A | N/A | N/A | N/A | 2 | 1 | 2 | 1 | 1 | 1 | 1 | 0
PG&E GBA | San Ramon | 230 | Wind, Onshore | 0 | 0 | 0 | 0 | 0 | 0 | 0 | 0 | 0 | 0 | 0 | 5 | 2 | 1 | 1 |  | 1 | 1 | N/A |  |  |  | N/A | N/A | N/A | N/A | N/A | N/A | N/A | 2 | 1 | 2 | 1 | 3 | 1 | 1 | 0
SDGE | San Ysidro | 69 | Wind, Onshore | 0 | 0 | 0 | 0 | 0 | 0 | 0 | 0 | 0 | 0 | 0 | 1 | 1 | 1 | 1 |  | 1 | 1 | N/A |  |  |  | N/A | N/A | N/A | N/A | N/A | N/A | N/A | 2 | 1 | 2 | 1 | 2 | 1 | 1 | 0
SCE NOL | Sandlot | 230 | Wind, Onshore | 0 | 0 | 0 | 0 | 0 | 0 | 0 | 0 | 0 | 0 | 0 | 3 | 3 | 1 | 1 |  | 1 | 1 | N/A |  |  |  | N/A | N/A | N/A | N/A | N/A | N/A | N/A | 2 | 1 | 4 | 1 | 2 | 1 | 1 | 0
EOP | Sandy | 138 | Wind, Onshore | 0 | 0 | 0 | 0 | 0 | 0 | 0 | 0 | 0 | 0 | 0 | 5 | 2 | 4 | 2 |  | 1 | 1 | N/A |  |  |  | N/A | N/A | N/A | N/A | N/A | N/A | N/A | 2 | 2 | 4 | 1 | 3 | 1 | 1 | 0
PG&E FRESNO | Sanger | 115 | Wind, Onshore | 0 | 0 | 0 | 0 | 0 | 0 | 0 | 0 | 0 | 0 | 0 | 5 | 2 | 5 | 2 | 3 | 1 | 1 | N/A |  |  |  | N/A | N/A | N/A | N/A | N/A | N/A | N/A | 1 | 1 | 2 | 2 | 2 | 1 | 1 | 0
SCE Northern | Santa Clara | 230 | Wind, Onshore | 0 | 0 | 0 | 0 | 0 | 0 | 0 | 0 | 0 | 0 | 0 | 5 | 2 | 4 | 2 |  | 1 | 1 | N/A |  |  |  | N/A | N/A | N/A | N/A | N/A | N/A | N/A | 2 | 1 | 3 | 1 | 2 | 1 | 1 | 0
PG&E NGBA | Santa Rosa A | 115 | Wind, Onshore | 0 | 0 | 0 | 0 | 0 | 0 | 0 | 0 | 0 | 0 | 0 | 5 | 2 | 1 | 1 |  | 1 | 1 | N/A |  |  |  | N/A | N/A | N/A | N/A | N/A | N/A | N/A | 2 | 1 | 3 | 2 | 2 | 1 | 1 | 0
PG&E GBA | Santa Teresa | 115 | Wind, Onshore | 0 | 0 | 0 | 0 | 0 | 0 | 0 | 0 | 0 | 0 | 0 | 1 | 1 | 1 | 1 | 3 | 1 | 1 | N/A |  |  |  | N/A | N/A | N/A | N/A | N/A | N/A | N/A | 2 | 1 | 2 | 2 | 2 | 1 | 1 | 0
SDGE | Santee | 138 | Wind, Onshore | 0 | 0 | 0 | 0 | 0 | 0 | 0 | 0 | 0 | 0 | 0 | 1 | 1 | 1 | 1 |  | 1 | 1 | N/A |  |  |  | N/A | N/A | N/A | N/A | N/A | N/A | N/A | 2 | 1 | 2 | 1 | 2 | 1 | 1 | 0
SCE Metro | Santiago | 230 | Wind, Onshore | 0 | 0 | 0 | 0 | 0 | 0 | 0 | 0 | 0 | 0 | 0 | 1 | 1 | 1 | 1 |  | 1 | 1 | N/A |  |  |  | N/A | N/A | N/A | N/A | N/A | N/A | N/A | 1 | 1 | 2 | 1 | 2 | 1 | 1 | 0
PG&E GBA | Saratoga | 230 | Wind, Onshore | 0 | 0 | 0 | 0 | 0 | 0 | 0 | 0 | 0 | 0 | 0 | 1 | 1 | 1 | 1 |  | 1 | 1 | N/A |  |  |  | N/A | N/A | N/A | N/A | N/A | N/A | N/A | 2 | 1 | 4 | 2 | 3 | 1 | 1 | 0
SCE Northern | Saugus | 230 | Wind, Onshore | 0 | 0 | 0 | 0 | 0 | 0 | 0 | 0 | 0 | 0 | 0 | 5 | 2 | 4 | 2 |  | 1 | 1 | N/A |  |  |  | N/A | N/A | N/A | N/A | N/A | N/A | N/A | 1 | 1 | 3 | 1 | 3 | 1 | 1 | 0
PG&E FRESNO | Schindler | 115 | Wind, Onshore | 0 | 0 | 0 | 0 | 0 | 0 | 0 | 0 | 0 | 0 | 0 | 5 | 2 | 1 | 1 | 3 | 1 | 1 | N/A |  |  |  | N/A | N/A | N/A | N/A | N/A | N/A | N/A | 1 | 1 | 4 | 2 | 1 | 1 | 1 | 0
PG&E FRESNO | Schindler | 70 | Wind, Onshore | 0 | 0 | 0 | 0 | 0 | 0 | 0 | 0 | 0 | 0 | 0 | 5 | 2 | 5 | 2 |  | 1 | 1 | N/A |  |  |  | N/A | N/A | N/A | N/A | N/A | N/A | N/A | 1 | 1 | 4 | 2 | 1 | 1 | 1 | 0
PG&E GBA | Schulte | 115 | Wind, Onshore | 0 | 0 | 0 | 0 | 0 | 0 | 0 | 0 | 0 | 0 | 0 | 1 | 1 | 1 | 1 | 3 | 1 | 1 | N/A |  |  |  | N/A | N/A | N/A | N/A | N/A | N/A | N/A | 1 | 1 | 1 | 2 | 2 | 1 | 1 | 0
SDGE | Scripps | 69 | Wind, Onshore | 0 | 0 | 0 | 0 | 0 | 0 | 0 | 0 | 0 | 0 | 0 | 1 | 1 | 1 | 1 |  | 1 | 1 | N/A |  |  |  | N/A | N/A | N/A | N/A | N/A | N/A | N/A | 2 | 1 | 2 | 1 | 3 | 1 | 1 | 0
PG&E KERN | Semitropic | 115 | Wind, Onshore | 0 | 0 | 0 | 0 | 0 | 0 | 0 | 0 | 0 | 0 | 0 | 5 | 2 | 1 | 1 |  | 1 | 1 | N/A |  |  |  | N/A | N/A | N/A | N/A | N/A | N/A | N/A | 1 | 1 | 3 | 1 | 1 | 1 | 1 | 0
SCE Metro | Serrano | 230 | Wind, Onshore | 0 | 0 | 0 | 0 | 0 | 0 | 0 | 0 | 0 | 0 | 0 | 1 | 1 | 1 | 1 | 5 | 1 | 1 | N/A |  |  |  | N/A | N/A | N/A | N/A | N/A | N/A | N/A | 1 | 1 | 2 | 1 | 2 | 1 | 1 | 0
SCE Metro | Serrano | 500 | Wind, Onshore | 0 | 0 | 0 | 0 | 0 | 0 | 0 | 0 | 0 | 0 | 0 | 1 | 1 | 1 | 1 | 5 | 1 | 1 | N/A |  |  |  | N/A | N/A | N/A | N/A | N/A | N/A | N/A | 1 | 1 | 2 | 1 | 2 | 1 | 1 | 0
SDGE | Shadowridge | 138 | Wind, Onshore | 0 | 0 | 0 | 0 | 0 | 0 | 0 | 0 | 0 | 0 | 0 | 1 | 1 | 1 | 1 |  | 1 | 1 | N/A |  |  |  | N/A | N/A | N/A | N/A | N/A | N/A | N/A | 2 | 1 | 3 | 1 | 3 | 1 | 1 | 0
PG&E KERN | Shafter | 115 | Wind, Onshore | 0 | 0 | 0 | 0 | 0 | 0 | 0 | 0 | 0 | 0 | 0 | 5 | 2 | 5 | 2 |  | 1 | 1 | N/A |  |  |  | N/A | N/A | N/A | N/A | N/A | N/A | N/A | 1 | 1 | 3 | 1 | 1 | 1 | 1 | 0
PG&E NGBA | Silverado | 115 | Wind, Onshore | 0 | 0 | 0 | 0 | 0 | 0 | 0 | 0 | 0 | 0 | 0 | 5 | 2 | 1 | 1 |  | 1 | 1 | N/A |  |  |  | N/A | N/A | N/A | N/A | N/A | N/A | N/A | 2 | 1 | 4 | 2 | 3 | 1 | 1 | 0
SDGE | Silvergate | 230 | Wind, Onshore | 0 | 0 | 0 | 0 | 0 | 0 | 0 | 0 | 0 | 0 | 0 | 1 | 1 | 1 | 1 |  | 1 | 1 | N/A |  |  |  | N/A | N/A | N/A | N/A | N/A | N/A | N/A | 2 | 1 | 1 | 1 | 1 | 1 | 1 | 0
SDGE | Silvergate | 69 | Wind, Onshore | 0 | 0 | 0 | 0 | 0 | 0 | 0 | 0 | 0 | 0 | 0 | 1 | 1 | 1 | 1 |  | 1 | 1 | N/A |  |  |  | N/A | N/A | N/A | N/A | N/A | N/A | N/A | 2 | 1 | 1 | 1 | 1 | 1 | 1 | 0
PG&E KERN | Sisquoc | 115 | Wind, Onshore | 0 | 0 | 0 | 0 | 0 | 0 | 0 | 0 | 0 | 0 | 0 | 5 | 2 | 1 | 1 |  | 1 | 1 | N/A |  |  |  | N/A | N/A | N/A | N/A | N/A | N/A | N/A | 2 | 2 | 4 | 1 | 3 | 1 | 1 | 0
EOP | Sloan Canyon | 230 | Wind, Onshore | 0 | 0 | 0 | 0 | 0 | 0 | 0 | 0 | 0 | 0 | 0 | 5 | 2 | 4 | 2 |  | 3 | 1 | 1 |  |  |  | 1 | 1 | 1 | 1 | 1 | 1 | 1 | 2 | 2 | 3 | 1 | 3 | 4+ | 4 | 1
EOP | Sloan Canyon | 500 | Wind, Onshore | 0 | 0 | 0 | 0 | 0 | 0 | 0 | 0 | 0 | 0 | 0 | 5 | 2 | 4 | 2 |  | 1 | 1 | N/A |  |  |  | N/A | N/A | N/A | N/A | N/A | N/A | N/A | 2 | 2 | 3 | 1 | 3 | 1 | 1 | 0
PG&E KERN | Smyrna | 115 | Wind, Onshore | 0 | 0 | 0 | 0 | 0 | 0 | 0 | 0 | 0 | 0 | 0 | 5 | 2 | 5 | 2 |  | 1 | 1 | N/A |  |  |  | N/A | N/A | N/A | N/A | N/A | N/A | N/A | 1 | 1 | 4 | 1 | 1 | 1 | 1 | 0
PG&E GBA | Sobrante | 115 | Wind, Onshore | 0 | 0 | 0 | 0 | 0 | 0 | 0 | 0 | 0 | 0 | 0 | 5 | 2 | 1 | 1 |  | 1 | 1 | N/A |  |  |  | N/A | N/A | N/A | N/A | N/A | N/A | N/A | 2 | 1 | 2 | 1 | 3 | 1 | 1 | 0
PG&E GBA | Sobrante | 230 | Wind, Onshore | 0 | 0 | 0 | 0 | 0 | 0 | 0 | 0 | 0 | 0 | 0 | 5 | 2 | 1 | 1 |  | 1 | 1 | N/A |  |  |  | N/A | N/A | N/A | N/A | N/A | N/A | N/A | 2 | 1 | 2 | 1 | 3 | 1 | 1 | 0
PG&E KERN | Solar | 230 | Wind, Onshore | 0 | 0 | 0 | 0 | 0 | 0 | 0 | 0 | 0 | 0 | 0 | 5 | 2 | 5 | 2 |  | 1 | 1 | N/A |  |  |  | N/A | N/A | N/A | N/A | N/A | N/A | N/A | 2 | 1 | 4 | 2 | 3 | 1 | 1 | 0
PG&E GBA | Soledad | 115 | Wind, Onshore | 0 | 0 | 0 | 0 | 0 | 0 | 0 | 0 | 0 | 0 | 0 | 1 | 1 | 1 | 1 |  | 1 | 1 | N/A |  |  |  | N/A | N/A | N/A | N/A | N/A | N/A | N/A | 2 | 2 | 4 | 2 | 3 | 1 | 1 | 0
PG&E GBA | Soledad | 60 | Wind, Onshore | 0 | 0 | 0 | 0 | 0 | 0 | 0 | 0 | 0 | 0 | 0 | 1 | 1 | 1 | 1 |  | 1 | 1 | 1 |  |  |  | 2 | 1 | 1 | 1 | 1 | 1 | 1 | 2 | 2 | 4 | 2 | 3 | 1 | 4 | 1
SDGE | Spring Valley | 69 | Wind, Onshore | 0 | 0 | 0 | 0 | 0 | 0 | 0 | 0 | 0 | 0 | 0 | 1 | 1 | 1 | 1 |  | 1 | 1 | N/A |  |  |  | N/A | N/A | N/A | N/A | N/A | N/A | N/A | 2 | 1 | 2 | 1 | 2 | 1 | 1 | 0
SCE Northern | Springville | 230 | Wind, Onshore | 0 | 0 | 0 | 0 | 0 | 0 | 0 | 0 | 0 | 0 | 0 | 1 | 1 | 1 | 1 | 4 | 1 | 1 | N/A |  |  |  | N/A | N/A | N/A | N/A | N/A | N/A | N/A | 1 | 1 | 4 | 1 | 1 | 1 | 1 | 0
PG&E GBA | Stagg | 230 | Wind, Onshore | 0 | 0 | 0 | 0 | 0 | 0 | 0 | 0 | 0 | 0 | 0 | 5 | 2 | 1 | 1 |  | 1 | 1 | N/A |  |  |  | N/A | N/A | N/A | N/A | N/A | N/A | N/A | 1 | 1 | 3 | 2 | 2 | 1 | 1 | 0
PG&E GBA | Standard Oil | 115 | Wind, Onshore | 0 | 0 | 0 | 0 | 0 | 0 | 0 | 0 | 0 | 0 | 0 | 5 | 2 | 1 | 1 |  | 1 | 1 | N/A |  |  |  | N/A | N/A | N/A | N/A | N/A | N/A | N/A | 2 | 1 | 1 | 1 | 2 | 1 | 1 | 0
PG&E GBA | Stanislaus | 115 | Wind, Onshore | 0 | 0 | 0 | 0 | 0 | 0 | 0 | 0 | 0 | 0 | 0 | 1 | 1 | 1 | 1 |  | 1 | 1 | N/A |  |  |  | N/A | N/A | N/A | N/A | N/A | N/A | N/A | 2 | 1 | 4 | 1 | 3 | 1 | 1 | 0
PG&E KERN | Stockdale | 115 | Wind, Onshore | 0 | 0 | 0 | 0 | 0 | 0 | 0 | 0 | 0 | 0 | 0 | 5 | 2 | 1 | 1 |  | 1 | 1 | N/A |  |  |  | N/A | N/A | N/A | N/A | N/A | N/A | N/A | 1 | 1 | 2 | 1 | 2 | 1 | 1 | 0
PG&E KERN | Stockdale | 230 | Wind, Onshore | 0 | 0 | 0 | 0 | 0 | 0 | 0 | 0 | 0 | 0 | 0 | 5 | 2 | 1 | 1 |  | 1 | 1 | N/A |  |  |  | N/A | N/A | N/A | N/A | N/A | N/A | N/A | 1 | 1 | 2 | 1 | 2 | 1 | 1 | 0
PG&E GBA | Stockton A | 115 | Wind, Onshore | 0 | 0 | 0 | 0 | 0 | 0 | 0 | 0 | 0 | 0 | 0 | 1 | 1 | 1 | 1 |  | 1 | 1 | N/A |  |  |  | N/A | N/A | N/A | N/A | N/A | N/A | N/A | 1 | 1 | 3 | 2 | 1 | 1 | 1 | 0
PG&E GBA | Stone | 115 | Wind, Onshore | 0 | 0 | 0 | 0 | 0 | 0 | 0 | 0 | 0 | 0 | 0 | 1 | 1 | 1 | 1 |  | 1 | 1 | N/A |  |  |  | N/A | N/A | N/A | N/A | N/A | N/A | N/A | 2 | 1 | 3 | 2 | 2 | 1 | 1 | 0
PG&E FRESNO | Storey | 230 | Wind, Onshore | 0 | 0 | 0 | 0 | 0 | 0 | 0 | 0 | 0 | 0 | 0 | 5 | 2 | 5 | 2 |  | 1 | 1 | N/A |  |  |  | N/A | N/A | N/A | N/A | N/A | N/A | N/A | 1 | 1 | 4 | 2 | 1 | 1 | 1 | 0
PG&E NGBA | Summit | 115 | Wind, Onshore | 0 | 0 | 0 | 0 | 0 | 0 | 0 | 0 | 0 | 0 | 0 | 5 | 2 | 1 | 1 |  | 3 | 1 | 1 |  |  |  | 2 | 1 | 1 | 1 | 2 | 2 | 1 | 2 | 1 | 4 | 2 | 3 | 1 | 1 | 0
SDGE | Suncrest | 230 | Wind, Onshore | 0 | 0 | 0 | 0 | 0 | 0 | 0 | 0 | 0 | 0 | 0 | 1 | 1 | 1 | 1 |  | 1 | 1 | N/A |  |  |  | N/A | N/A | N/A | N/A | N/A | N/A | N/A | 2 | 1 | 4 | 1 | 3 | 1 | 1 | 0
SDGE | Suncrest | 500 | Wind, Onshore | 0 | 0 | 0 | 0 | 0 | 0 | 0 | 0 | 0 | 0 | 0 | 1 | 1 | 1 | 1 |  | 1 | 1 | N/A |  |  |  | N/A | N/A | N/A | N/A | N/A | N/A | N/A | 2 | 1 | 4 | 1 | 3 | 1 | 1 | 0
PG&E KERN | Sunrise | 230 | Wind, Onshore | 0 | 0 | 0 | 0 | 0 | 0 | 0 | 0 | 0 | 0 | 0 | 5 | 2 | 5 | 2 |  | 1 | 1 | N/A |  |  |  | N/A | N/A | N/A | N/A | N/A | N/A | N/A | 1 | 1 | 1 | 1 | 1 | 1 | 1 | 0
PG&E KERN | Sunset | 230 | Wind, Onshore | 0 | 0 | 0 | 0 | 0 | 0 | 0 | 0 | 0 | 0 | 0 | 5 | 2 | 5 | 2 |  | 1 | 1 | N/A |  |  |  | N/A | N/A | N/A | N/A | N/A | N/A | N/A | 1 | 1 | 1 | 1 | 1 | 1 | 1 | 0
PG&E GBA | Swift | 115 | Wind, Onshore | 0 | 0 | 0 | 0 | 0 | 0 | 0 | 0 | 0 | 0 | 0 | 1 | 1 | 1 | 1 |  | 1 | 1 | N/A |  |  |  | N/A | N/A | N/A | N/A | N/A | N/A | N/A | 2 | 1 | 2 | 2 | 2 | 1 | 1 | 0
SDGE | Sycamore Canyon | 138 | Wind, Onshore | 0 | 0 | 0 | 0 | 0 | 0 | 0 | 0 | 0 | 0 | 0 | 1 | 1 | 1 | 1 | 3 | 1 | 1 | N/A |  |  |  | N/A | N/A | N/A | N/A | N/A | N/A | N/A | 2 | 1 | 4 | 1 | 3 | 1 | 1 | 0
SDGE | Sycamore Canyon | 230 | Wind, Onshore | 0 | 0 | 0 | 0 | 0 | 0 | 0 | 0 | 0 | 0 | 0 | 1 | 1 | 1 | 1 |  | 1 | 1 | N/A |  |  |  | N/A | N/A | N/A | N/A | N/A | N/A | N/A | 2 | 1 | 4 | 1 | 3 | 1 | 1 | 0
SDGE | Sycamore Canyon | 69 | Wind, Onshore | 0 | 0 | 0 | 0 | 0 | 0 | 0 | 0 | 0 | 0 | 0 | 1 | 1 | 1 | 1 |  | 1 | 1 | N/A |  |  |  | N/A | N/A | N/A | N/A | N/A | N/A | N/A | 2 | 1 | 4 | 1 | 3 | 1 | 1 | 0
SCE Northern | Sylmar | 230 | Wind, Onshore | 0 | 0 | 0 | 0 | 0 | 0 | 0 | 0 | 0 | 0 | 0 | 5 | 2 | 4 | 2 |  | 1 | 1 | N/A |  |  |  | N/A | N/A | N/A | N/A | N/A | N/A | N/A | 1 | 1 | 2 | 1 | 1 | 1 | 1 | 0
PG&E NGBA | Table Mountain | 115 | Wind, Onshore | 0 | 0 | 0 | 0 | 0 | 0 | 0 | 0 | 0 | 0 | 0 | 5 | 2 | 1 | 1 |  | 1 | 1 | N/A |  |  |  | N/A | N/A | N/A | N/A | N/A | N/A | N/A | 2 | 1 | 3 | 2 | 1 | 1 | 1 | 0
PG&E NGBA | Table Mountain | 230 | Wind, Onshore | 0 | 0 | 0 | 0 | 0 | 0 | 0 | 0 | 0 | 0 | 0 | 5 | 2 | 1 | 1 |  | 1 | 1 | 1 |  |  |  | 1 | 1 | 1 | 1 | 1 | 1 | 1 | 2 | 1 | 3 | 2 | 1 | 1 | 4 | 1
PG&E NGBA | Table Mountain | 500 | Wind, Onshore | 0 | 0 | 0 | 0 | 0 | 0 | 0 | 0 | 0 | 0 | 0 | 5 | 2 | 1 | 1 |  | 1 | 1 | N/A |  |  |  | N/A | N/A | N/A | N/A | N/A | N/A | N/A | 2 | 1 | 3 | 2 | 1 | 1 | 1 | 0
PG&E NGBA | Table Mountain | 60 | Wind, Onshore | 0 | 0 | 0 | 0 | 0 | 0 | 0 | 0 | 0 | 0 | 0 | 5 | 2 | 1 | 1 |  | 1 | 1 | N/A |  |  |  | N/A | N/A | N/A | N/A | N/A | N/A | N/A | 2 | 1 | 3 | 2 | 1 | 1 | 1 | 0
PG&E KERN | Taft | 115 | Wind, Onshore | 0 | 0 | 0 | 0 | 0 | 0 | 0 | 0 | 0 | 0 | 0 | 5 | 2 | 5 | 2 |  | 1 | 1 | N/A |  |  |  | N/A | N/A | N/A | N/A | N/A | N/A | N/A | 1 | 1 | 2 | 1 | 2 | 1 | 1 | 0
SDGE | Talega | 138 | Wind, Onshore | 0 | 0 | 0 | 0 | 0 | 0 | 0 | 0 | 0 | 0 | 0 | 1 | 1 | 1 | 1 | 3 | 1 | 1 | N/A |  |  |  | N/A | N/A | N/A | N/A | N/A | N/A | N/A | 2 | 1 | 3 | 1 | 3 | 1 | 1 | 0
SDGE | Talega | 230 | Wind, Onshore | 0 | 0 | 0 | 0 | 0 | 0 | 0 | 0 | 0 | 0 | 0 | 1 | 1 | 1 | 1 |  | 1 | 1 | N/A |  |  |  | N/A | N/A | N/A | N/A | N/A | N/A | N/A | 2 | 1 | 3 | 1 | 3 | 1 | 1 | 0
PG&E GBA | Tassajara | 230 | Wind, Onshore | 0 | 0 | 0 | 0 | 0 | 0 | 0 | 0 | 0 | 0 | 0 | 5 | 2 | 1 | 1 |  | 1 | 1 | N/A |  |  |  | N/A | N/A | N/A | N/A | N/A | N/A | N/A | 2 | 1 | 3 | 1 | 3 | 1 | 1 | 0
PG&E KERN | Tejon | 70 | Wind, Onshore | 0 | 0 | 0 | 0 | 0 | 0 | 0 | 0 | 0 | 0 | 0 | 5 | 2 | 1 | 1 |  | 1 | 1 | N/A |  |  |  | N/A | N/A | N/A | N/A | N/A | N/A | N/A | 1 | 1 | 3 | 1 | 1 | 1 | 1 | 0
SDGE | Telegraph Canyon | 138 | Wind, Onshore | 0 | 0 | 0 | 0 | 0 | 0 | 0 | 0 | 0 | 0 | 0 | 1 | 1 | 1 | 1 |  | 1 | 1 | N/A |  |  |  | N/A | N/A | N/A | N/A | N/A | N/A | N/A | 2 | 1 | 2 | 1 | 2 | 1 | 1 | 0
PG&E KERN | Temblor | 115 | Wind, Onshore | 0 | 0 | 0 | 0 | 0 | 0 | 0 | 0 | 0 | 0 | 0 | 5 | 2 | 5 | 2 |  | 1 | 1 | N/A |  |  |  | N/A | N/A | N/A | N/A | N/A | N/A | N/A | 1 | 1 | 2 | 1 | 1 | 1 | 1 | 0
PG&E KERN | Templeton | 230 | Wind, Onshore | 0 | 0 | 0 | 0 | 0 | 0 | 0 | 0 | 0 | 0 | 0 | 5 | 2 | 5 | 2 |  | 1 | 1 | 1 |  |  |  | 5 | 3 | 1 | 1 | 3 | 2 | 1 | 2 | 2 | 4 | 2 | 3 | 1 | 4 | 1
PG&E KERN | Templeton | 70 | Wind, Onshore | 0 | 0 | 0 | 0 | 0 | 0 | 0 | 0 | 0 | 0 | 0 | 5 | 2 | 1 | 1 |  | 1 | 1 | N/A |  |  |  | N/A | N/A | N/A | N/A | N/A | N/A | N/A | 2 | 2 | 4 | 2 | 3 | 1 | 1 | 0
PG&E GBA | Tesla | 115 | Wind, Onshore | 0 | 0 | 0 | 0 | 0 | 0 | 0 | 0 | 0 | 0 | 0 | 1 | 1 | 1 | 1 |  | 1 | 1 | N/A |  |  |  | N/A | N/A | N/A | N/A | N/A | N/A | N/A | 2 | 1 | 2 | 1 | 2 | 1 | 1 | 0
PG&E GBA | Tesla | 230 | Wind, Onshore | 0 | 0 | 0 | 0 | 0 | 0 | 0 | 0 | 0 | 0 | 0 | 5 | 2 | 1 | 1 | 4 | 2 | 1 | 1 |  |  |  | 5 | 4 | 3 | 4 | 5 | 1 | 1 | 2 | 1 | 2 | 1 | 2 | 4+ | 4 | 1
PG&E GBA | Tesla | 500 | Wind, Onshore | 0 | 0 | 0 | 0 | 0 | 0 | 0 | 0 | 0 | 0 | 0 | 1 | 1 | 1 | 1 | 5 | 2 | 1 | 1 |  |  |  | 5 | 4 | 3 | 4 | 5 | 1 | 1 | 2 | 1 | 2 | 1 | 2 | 4+ | 4 | 1
PG&E KERN | Tevis | 115 | Wind, Onshore | 0 | 0 | 0 | 0 | 0 | 0 | 0 | 0 | 0 | 0 | 0 | 5 | 2 | 5 | 2 | 4 | 1 | 1 | N/A |  |  |  | N/A | N/A | N/A | N/A | N/A | N/A | N/A | 1 | 1 | 2 | 1 | 2 | 1 | 1 | 0
EOP | Thousandaire | 138 | Wind, Onshore | 0 | 0 | 0 | 0 | 0 | 0 | 0 | 0 | 0 | 0 | 0 | 5 | 2 | 4 | 2 |  | 1 | 1 | N/A |  |  |  | N/A | N/A | N/A | N/A | N/A | N/A | N/A | 2 | 2 | 4 | 1 | 3 | 1 | 1 | 0
PG&E KERN | Topaz | 230 | Wind, Onshore | 0 | 0 | 0 | 0 | 0 | 0 | 0 | 0 | 0 | 0 | 0 | 5 | 2 | 5 | 2 |  | 1 | 1 | N/A |  |  |  | N/A | N/A | N/A | N/A | N/A | N/A | N/A | 1 | 1 | 3 | 1 | 2 | 1 | 1 | 0
SCE NOL | Tortilla | 115 | Wind, Onshore | 0 | 0 | 0 | 0 | 0 | 0 | 0 | 0 | 0 | 0 | 0 | 3 | 3 | 1 | 1 |  | 1 | 1 | N/A |  |  |  | N/A | N/A | N/A | N/A | N/A | N/A | N/A | 2 | 1 | 4 | 1 | 2 | 1 | 1 | 0
SDGE | Trabuco | 138 | Wind, Onshore | 0 | 0 | 0 | 0 | 0 | 0 | 0 | 0 | 0 | 0 | 0 | 1 | 1 | 1 | 1 |  | 1 | 1 | N/A |  |  |  | N/A | N/A | N/A | N/A | N/A | N/A | N/A | 1 | 1 | 1 | 1 | 2 | 1 | 1 | 0
PG&E GBA | Tracy | 115 | Wind, Onshore | 0 | 0 | 0 | 0 | 0 | 0 | 0 | 0 | 0 | 0 | 0 | 1 | 1 | 1 | 1 |  | 1 | 1 | N/A |  |  |  | N/A | N/A | N/A | N/A | N/A | N/A | N/A | 2 | 1 | 3 | 1 | 2 | 1 | 1 | 0
PG&E FRESNO | Tranquility | 230 | Wind, Onshore | 0 | 0 | 0 | 0 | 0 | 0 | 0 | 0 | 0 | 0 | 0 | 5 | 2 | 5 | 2 | 3 | 1 | 1 | N/A |  |  |  | N/A | N/A | N/A | N/A | N/A | N/A | N/A | 1 | 1 | 4 | 2 | 1 | 1 | 1 | 0
PG&E GBA | Trimble | 115 | Wind, Onshore | 0 | 0 | 0 | 0 | 0 | 0 | 0 | 0 | 0 | 0 | 0 | 1 | 1 | 1 | 1 |  | 1 | 1 | N/A |  |  |  | N/A | N/A | N/A | N/A | N/A | N/A | N/A | 2 | 1 | 3 | 2 | 2 | 1 | 1 | 0
EOP | Trout Canyon | 230 | Wind, Onshore | 0 | 0 | 0 | 0 | 0 | 0 | 0 | 0 | 0 | 0 | 0 | 5 | 2 | 4 | 2 |  | 3 | 1 | 1 |  |  |  | 1 | 1 | 1 | 1 | 1 | 3 | 1 | 2 | 2 | 4 | 1 | 3 | 1 | 1 | 0
EOP | Trout Canyon | 500 | Wind, Onshore | 0 | 0 | 0 | 0 | 0 | 0 | 0 | 0 | 0 | 0 | 0 | 5 | 2 | 4 | 2 |  | 1 | 1 | N/A |  |  |  | N/A | N/A | N/A | N/A | N/A | N/A | N/A | 2 | 2 | 4 | 1 | 3 | 1 | 1 | 0
PG&E NGBA | Tulucay | 230 | Wind, Onshore | 0 | 0 | 0 | 0 | 0 | 0 | 0 | 0 | 0 | 0 | 0 | 5 | 2 | 1 | 1 |  | 1 | 1 | N/A |  |  |  | N/A | N/A | N/A | N/A | N/A | N/A | N/A | 2 | 1 | 3 | 2 | 3 | 1 | 1 | 0
PG&E NGBA | Tulucay | 60 | Wind, Onshore | 0 | 0 | 0 | 0 | 0 | 0 | 0 | 0 | 0 | 0 | 0 | 5 | 2 | 1 | 1 |  | 1 | 1 | N/A |  |  |  | N/A | N/A | N/A | N/A | N/A | N/A | N/A | 2 | 1 | 3 | 2 | 3 | 1 | 1 | 0
PG&E KERN | Tupman | 115 | Wind, Onshore | 0 | 0 | 0 | 0 | 0 | 0 | 0 | 0 | 0 | 0 | 0 | 5 | 2 | 5 | 2 |  | 1 | 1 | N/A |  |  |  | N/A | N/A | N/A | N/A | N/A | N/A | N/A | 1 | 1 | 2 | 1 | 1 | 1 | 1 | 0
PG&E NGBA | Ukiah | 115 | Wind, Onshore | 0 | 0 | 0 | 0 | 0 | 0 | 0 | 0 | 0 | 0 | 0 | 5 | 2 | 1 | 1 |  | 1 | 1 | N/A |  |  |  | N/A | N/A | N/A | N/A | N/A | N/A | N/A | 2 | 2 | 4 | 2 | 3 | 1 | 1 | 0
PG&E KERN | Union (Estrella) | 70 | Wind, Onshore | 0 | 0 | 0 | 0 | 0 | 0 | 0 | 0 | 0 | 0 | 0 | 5 | 2 | 1 | 1 |  | 1 | 1 | N/A |  |  |  | N/A | N/A | N/A | N/A | N/A | N/A | N/A | 2 | 2 | 4 | 2 | 3 | 1 | 1 | 0
PG&E NGBA | Vaca Dixon | 115 | Wind, Onshore | 0 | 0 | 0 | 0 | 0 | 0 | 0 | 0 | 0 | 0 | 0 | 5 | 2 | 1 | 1 | 4 | 1 | 1 | N/A |  |  |  | N/A | N/A | N/A | N/A | N/A | N/A | N/A | 2 | 1 | 1 | 1 | 3 | 1 | 1 | 0
PG&E NGBA | Vaca Dixon | 230 | Wind, Onshore | 0 | 0 | 0 | 0 | 0 | 0 | 0 | 0 | 0 | 0 | 0 | 5 | 2 | 1 | 1 |  | 1 | 1 | N/A |  |  |  | N/A | N/A | N/A | N/A | N/A | N/A | N/A | 2 | 1 | 1 | 1 | 3 | 1 | 1 | 0
PG&E NGBA | Vaca Dixon | 500 | Wind, Onshore | 0 | 0 | 0 | 0 | 0 | 0 | 0 | 0 | 0 | 0 | 0 | 5 | 2 | 1 | 1 |  | 1 | 1 | N/A |  |  |  | N/A | N/A | N/A | N/A | N/A | N/A | N/A | 2 | 1 | 1 | 1 | 3 | 1 | 1 | 0
PG&E NGBA | Vaca Dixon | 60 | Wind, Onshore | 0 | 0 | 0 | 0 | 0 | 0 | 0 | 0 | 0 | 0 | 0 | 5 | 2 | 1 | 1 |  | 1 | 1 | N/A |  |  |  | N/A | N/A | N/A | N/A | N/A | N/A | N/A | 2 | 1 | 1 | 1 | 3 | 1 | 1 | 0
SCE Eastern | Valley (SCE) | 500 | Wind, Onshore | 0 | 0 | 0 | 0 | 0 | 0 | 0 | 0 | 0 | 0 | 0 | 1 | 1 | 1 | 1 |  | 1 | 1 | N/A |  |  |  | N/A | N/A | N/A | N/A | N/A | N/A | N/A | 1 | 1 | 2 | 1 | 2 | 1 | 1 | 0
EOP | Valley (VEA) | 138 | Wind, Onshore | 0 | 0 | 0 | 0 | 0 | 0 | 0 | 0 | 0 | 0 | 0 | 5 | 2 | 4 | 2 |  | 1 | 1 | N/A |  |  |  | N/A | N/A | N/A | N/A | N/A | N/A | N/A | 2 | 2 | 4 | 1 | 3 | 1 | 1 | 0
SDGE | Valley Center | 69 | Wind, Onshore | 0 | 0 | 0 | 0 | 0 | 0 | 0 | 0 | 0 | 0 | 0 | 1 | 1 | 1 | 1 |  | 1 | 1 | N/A |  |  |  | N/A | N/A | N/A | N/A | N/A | N/A | N/A | 2 | 1 | 4 | 1 | 3 | 1 | 1 | 0
PG&E GBA | Valley Home | 115 | Wind, Onshore | 0 | 0 | 0 | 0 | 0 | 0 | 0 | 0 | 0 | 0 | 0 | 1 | 1 | 1 | 1 |  | 1 | 1 | N/A |  |  |  | N/A | N/A | N/A | N/A | N/A | N/A | N/A | 1 | 1 | 4 | 2 | 1 | 1 | 1 | 0
PG&E GBA | Valley Springs | 230 | Wind, Onshore | 0 | 0 | 0 | 0 | 0 | 0 | 0 | 0 | 0 | 0 | 0 | 1 | 1 | 1 | 1 |  | 1 | 1 | N/A |  |  |  | N/A | N/A | N/A | N/A | N/A | N/A | N/A | 2 | 1 | 4 | 1 | 3 | 1 | 1 | 0
PG&E GBA | Valley Springs | 60 | Wind, Onshore | 0 | 0 | 0 | 0 | 0 | 0 | 0 | 0 | 0 | 0 | 0 | 1 | 1 | 1 | 1 |  | 1 | 1 | N/A |  |  |  | N/A | N/A | N/A | N/A | N/A | N/A | N/A | 2 | 1 | 4 | 1 | 3 | 1 | 1 | 0
EOP | Valley Switch | 138 | Wind, Onshore | 0 | 0 | 0 | 0 | 0 | 0 | 0 | 0 | 0 | 0 | 0 | 5 | 2 | 4 | 2 |  | 1 | 1 | N/A |  |  |  | N/A | N/A | N/A | N/A | N/A | N/A | N/A | 2 | 2 | 4 | 1 | 3 | 1 | 1 | 0
EOP | Valley Switch | 230 | Wind, Onshore | 0 | 0 | 0 | 0 | 0 | 0 | 0 | 0 | 0 | 0 | 0 | 5 | 2 | 4 | 2 |  | 1 | 1 | N/A |  |  |  | N/A | N/A | N/A | N/A | N/A | N/A | N/A | 2 | 2 | 4 | 1 | 3 | 1 | 1 | 0
PG&E GBA | Vasco | 230 | Wind, Onshore | 0 | 0 | 0 | 0 | 0 | 0 | 0 | 0 | 0 | 0 | 0 | 5 | 2 | 1 | 1 |  | 1 | 1 | N/A |  |  |  | N/A | N/A | N/A | N/A | N/A | N/A | N/A | 2 | 1 | 3 | 1 | 3 | 1 | 1 | 0
PG&E GBA | Vasona | 230 | Wind, Onshore | 0 | 0 | 0 | 0 | 0 | 0 | 0 | 0 | 0 | 0 | 0 | 1 | 1 | 1 | 1 |  | 1 | 1 | N/A |  |  |  | N/A | N/A | N/A | N/A | N/A | N/A | N/A | 2 | 1 | 4 | 2 | 3 | 1 | 1 | 0
SCE Northern | Vestal | 230 | Wind, Onshore | 0 | 0 | 0 | 0 | 0 | 0 | 0 | 0 | 0 | 0 | 0 | 1 | 1 | 1 | 1 |  | 1 | 1 | N/A |  |  |  | N/A | N/A | N/A | N/A | N/A | N/A | N/A | 1 | 1 | 4 | 1 | 1 | 1 | 1 | 0
SCE Northern | Vestal | 66 | Wind, Onshore | 0 | 0 | 0 | 0 | 0 | 0 | 0 | 0 | 0 | 0 | 0 | 1 | 1 | 1 | 1 |  | 1 | 1 | N/A |  |  |  | N/A | N/A | N/A | N/A | N/A | N/A | N/A | 1 | 1 | 4 | 1 | 1 | 1 | 1 | 0
SCE NOL | Victor | 115 | Wind, Onshore | 0 | 0 | 0 | 0 | 0 | 0 | 0 | 0 | 0 | 0 | 0 | 1 | 1 | 1 | 1 | 3 | 1 | 1 | N/A |  |  |  | N/A | N/A | N/A | N/A | N/A | N/A | N/A | 2 | 1 | 3 | 1 | 2 | 1 | 1 | 0
SCE NOL | Victor | 230 | Wind, Onshore | 0 | 0 | 0 | 0 | 0 | 0 | 0 | 0 | 0 | 0 | 0 | 1 | 1 | 1 | 1 | 4 | 1 | 1 | N/A |  |  |  | N/A | N/A | N/A | N/A | N/A | N/A | N/A | 2 | 1 | 3 | 1 | 2 | 1 | 1 | 0
SCE Metro | Viejo | 230 | Wind, Onshore | 0 | 0 | 0 | 0 | 0 | 0 | 0 | 0 | 0 | 0 | 0 | 1 | 1 | 1 | 1 |  | 1 | 1 | N/A |  |  |  | N/A | N/A | N/A | N/A | N/A | N/A | N/A | 1 | 1 | 3 | 1 | 2 | 1 | 1 | 0
PG&E GBA | Vierra | 115 | Wind, Onshore | 0 | 0 | 0 | 0 | 0 | 0 | 0 | 0 | 0 | 0 | 0 | 1 | 1 | 1 | 1 |  | 1 | 1 | N/A |  |  |  | N/A | N/A | N/A | N/A | N/A | N/A | N/A | 1 | 1 | 1 | 2 | 1 | 1 | 1 | 0
SCE Metro | Villa Park | 230 | Wind, Onshore | 0 | 0 | 0 | 0 | 0 | 0 | 0 | 0 | 0 | 0 | 0 | 1 | 1 | 1 | 1 |  | 1 | 1 | N/A |  |  |  | N/A | N/A | N/A | N/A | N/A | N/A | N/A | 1 | 1 | 2 | 1 | 2 | 1 | 1 | 0
SCE Northern | Vincent | 230 | Wind, Onshore | 0 | 0 | 0 | 0 | 0 | 0 | 0 | 0 | 0 | 0 | 0 | 1 | 1 | 1 | 1 | 4 | 1 | 1 | N/A |  |  |  | N/A | N/A | N/A | N/A | N/A | N/A | N/A | 2 | 1 | 4 | 1 | 3 | 1 | 1 | 0
SCE Northern | Vincent | 500 | Wind, Onshore | 0 | 0 | 0 | 0 | 0 | 0 | 0 | 0 | 0 | 0 | 0 | 1 | 1 | 1 | 1 | 5 | 1 | 1 | N/A |  |  |  | N/A | N/A | N/A | N/A | N/A | N/A | N/A | 2 | 1 | 4 | 1 | 3 | 1 | 1 | 0
PG&E GBA | Vineyard | 230 | Wind, Onshore | 0 | 0 | 0 | 0 | 0 | 0 | 0 | 0 | 0 | 0 | 0 | 5 | 2 | 1 | 1 |  | 1 | 1 | N/A |  |  |  | N/A | N/A | N/A | N/A | N/A | N/A | N/A | 2 | 1 | 2 | 1 | 3 | 1 | 1 | 0
SDGE | Vineyard | 69 | Wind, Onshore | 0 | 0 | 0 | 0 | 0 | 0 | 0 | 0 | 0 | 0 | 0 | 1 | 1 | 1 | 1 |  | 1 | 1 | N/A |  |  |  | N/A | N/A | N/A | N/A | N/A | N/A | N/A | 2 | 1 | 2 | 1 | 3 | 1 | 1 | 0
SCE Eastern | Vista (SCE) | 230 | Wind, Onshore | 0 | 0 | 0 | 0 | 0 | 0 | 0 | 0 | 0 | 0 | 0 | 1 | 1 | 1 | 1 |  | 1 | 1 | N/A |  |  |  | N/A | N/A | N/A | N/A | N/A | N/A | N/A | 1 | 1 | 2 | 1 | 1 | 1 | 1 | 0
EOP | Vista (VEA) | 138 | Wind, Onshore | 0 | 0 | 0 | 0 | 0 | 0 | 0 | 0 | 0 | 0 | 0 | 5 | 2 | 4 | 2 |  | 1 | 1 | N/A |  |  |  | N/A | N/A | N/A | N/A | N/A | N/A | N/A | 2 | 2 | 4 | 1 | 3 | 1 | 1 | 0
EOP | Vista (VEA) | 230 | Wind, Onshore | 0 | 0 | 0 | 0 | 0 | 0 | 0 | 0 | 0 | 0 | 0 | 5 | 2 | 4 | 2 |  | 1 | 1 | N/A |  |  |  | N/A | N/A | N/A | N/A | N/A | N/A | N/A | 2 | 2 | 4 | 1 | 3 | 1 | 1 | 0
PG&E FRESNO | Wahtoke | 115 | Wind, Onshore | 0 | 0 | 0 | 0 | 0 | 0 | 0 | 0 | 0 | 0 | 0 | 5 | 2 | 1 | 1 |  | 1 | 1 | N/A |  |  |  | N/A | N/A | N/A | N/A | N/A | N/A | N/A | 1 | 1 | 3 | 2 | 1 | 1 | 1 | 0
SCE Northern | Wakefield | 66 | Wind, Onshore | 0 | 0 | 0 | 0 | 0 | 0 | 0 | 0 | 0 | 0 | 0 | 5 | 2 | 4 | 2 |  | 1 | 1 | N/A |  |  |  | N/A | N/A | N/A | N/A | N/A | N/A | N/A | 2 | 1 | 4 | 1 | 3 | 1 | 1 | 0
SCE Metro | Walnut | 230 | Wind, Onshore | 0 | 0 | 0 | 0 | 0 | 0 | 0 | 0 | 0 | 0 | 0 | 1 | 1 | 1 | 1 |  | 1 | 1 | N/A |  |  |  | N/A | N/A | N/A | N/A | N/A | N/A | N/A | 1 | 1 | 1 | 1 | 1 | 1 | 1 | 0
SCE Northern | Warne | 230 | Wind, Onshore | 0 | 0 | 0 | 0 | 0 | 0 | 0 | 0 | 0 | 0 | 0 | 5 | 2 | 4 | 2 |  | 1 | 1 | N/A |  |  |  | N/A | N/A | N/A | N/A | N/A | N/A | N/A | 1 | 1 | 4 | 1 | 3 | 1 | 1 | 0
PG&E GBA | Warnerville | 230 | Wind, Onshore | 0 | 0 | 0 | 0 | 0 | 0 | 0 | 0 | 0 | 0 | 0 | 5 | 2 | 5 | 2 |  | 1 | 1 | N/A |  |  |  | N/A | N/A | N/A | N/A | N/A | N/A | N/A | 1 | 1 | 3 | 2 | 2 | 1 | 1 | 0
PG&E FRESNO | Waukena | 115 | Wind, Onshore | 0 | 0 | 0 | 0 | 0 | 0 | 0 | 0 | 0 | 0 | 0 | 5 | 2 | 1 | 1 |  | 1 | 1 | N/A |  |  |  | N/A | N/A | N/A | N/A | N/A | N/A | N/A | 1 | 1 | 4 | 2 | 1 | 1 | 1 | 0
PG&E GBA | Weber | 230 | Wind, Onshore | 0 | 0 | 0 | 0 | 0 | 0 | 0 | 0 | 0 | 0 | 0 | 1 | 1 | 1 | 1 |  | 1 | 1 | N/A |  |  |  | N/A | N/A | N/A | N/A | N/A | N/A | N/A | 1 | 1 | 3 | 2 | 1 | 1 | 1 | 0
PG&E GBA | Weber | 60 | Wind, Onshore | 0 | 0 | 0 | 0 | 0 | 0 | 0 | 0 | 0 | 0 | 0 | 1 | 1 | 1 | 1 | 3 | 1 | 1 | N/A |  |  |  | N/A | N/A | N/A | N/A | N/A | N/A | N/A | 1 | 1 | 3 | 2 | 1 | 1 | 1 | 0
PG&E FRESNO | West Fresno | 115 | Wind, Onshore | 0 | 0 | 0 | 0 | 0 | 0 | 0 | 0 | 0 | 0 | 0 | 5 | 2 | 5 | 2 |  | 1 | 1 | N/A |  |  |  | N/A | N/A | N/A | N/A | N/A | N/A | N/A | 1 | 1 | 2 | 2 | 1 | 1 | 1 | 0
PG&E FRESNO | Westley | 230 | Wind, Onshore | 0 | 0 | 0 | 0 | 0 | 0 | 0 | 0 | 0 | 0 | 0 | 1 | 1 | 1 | 1 |  | 1 | 1 | N/A |  |  |  | N/A | N/A | N/A | N/A | N/A | N/A | N/A | 1 | 1 | 4 | 2 | 1 | 1 | 1 | 0
PG&E KERN | Westpark | 115 | Wind, Onshore | 0 | 0 | 0 | 0 | 0 | 0 | 0 | 0 | 0 | 0 | 0 | 5 | 2 | 1 | 1 |  | 1 | 1 | N/A |  |  |  | N/A | N/A | N/A | N/A | N/A | N/A | N/A | 1 | 1 | 3 | 1 | 1 | 1 | 1 | 0
PG&E KERN | Wheeler Ridge | 230 | Wind, Onshore | 0 | 0 | 0 | 0 | 0 | 0 | 0 | 0 | 0 | 0 | 0 | 5 | 2 | 5 | 2 | 1 | 1 | 1 | N/A |  |  |  | N/A | N/A | N/A | N/A | N/A | N/A | N/A | 1 | 1 | 4 | 1 | 1 | 1 | 1 | 0
PG&E KERN | Wheeler Ridge | 115 | Wind, Onshore | 0 | 0 | 0 | 0 | 0 | 0 | 0 | 0 | 0 | 0 | 0 | 5 | 2 | 1 | 1 | 3 | 1 | 1 | N/A |  |  |  | N/A | N/A | N/A | N/A | N/A | N/A | N/A | 1 | 1 | 4 | 1 | 1 | 1 | 1 | 0
PG&E KERN | Wheeler Ridge | 70 | Wind, Onshore | 0 | 0 | 0 | 0 | 0 | 0 | 0 | 0 | 0 | 0 | 0 | 5 | 2 | 5 | 2 |  | 1 | 1 | N/A |  |  |  | N/A | N/A | N/A | N/A | N/A | N/A | N/A | 1 | 1 | 4 | 1 | 1 | 1 | 1 | 0
SCE Northern | Whirlwind | 230 | Wind, Onshore | 0 | 0 | 0 | 0 | 0 | 0 | 0 | 0 | 0 | 0 | 0 | 1 | 1 | 1 | 1 | 5 | 1 | 1 | 1 |  |  |  | 1 | 1 | 1 | 1 | 2 | 1 | 1 | 2 | 1 | 4 | 1 | 3 | 4+ | 4 | 1
SCE Northern | Whirlwind | 500 | Wind, Onshore | 0 | 0 | 0 | 0 | 0 | 0 | 0 | 0 | 0 | 0 | 0 | 1 | 1 | 1 | 1 | 5 | 1 | 1 | N/A |  |  |  | N/A | N/A | N/A | N/A | N/A | N/A | N/A | 2 | 1 | 4 | 1 | 3 | 1 | 1 | 0
PG&E GBA | Whisman | 115 | Wind, Onshore | 0 | 0 | 0 | 0 | 0 | 0 | 0 | 0 | 0 | 0 | 0 | 1 | 1 | 1 | 1 |  | 1 | 1 | N/A |  |  |  | N/A | N/A | N/A | N/A | N/A | N/A | N/A | 2 | 1 | 2 | 2 | 2 | 1 | 1 | 0
SCE Eastern | Wildlife | 230 | Wind, Onshore | 0 | 0 | 0 | 0 | 0 | 0 | 0 | 0 | 0 | 0 | 0 | 1 | 1 | 1 | 1 |  | 1 | 1 | N/A |  |  |  | N/A | N/A | N/A | N/A | N/A | N/A | N/A | 1 | 1 | 1 | 1 | 1 | 1 | 1 | 0
PG&E FRESNO | Wilson | 115 | Wind, Onshore | 0 | 0 | 0 | 0 | 0 | 0 | 0 | 0 | 0 | 0 | 0 | 5 | 2 | 5 | 2 | 4 | 1 | 1 | N/A |  |  |  | N/A | N/A | N/A | N/A | N/A | N/A | N/A | 1 | 1 | 4 | 2 | 1 | 1 | 1 | 0
PG&E FRESNO | Wilson | 230 | Wind, Onshore | 0 | 0 | 0 | 0 | 0 | 0 | 0 | 0 | 0 | 0 | 0 | 5 | 2 | 5 | 2 |  | 3 | 1 | 1 |  |  |  | 1 | 1 | 1 | 1 | 1 | 1 | 1 | 1 | 1 | 4 | 2 | 1 | 1 | 4 | 1
SCE Northern | Windhub | 230 | Wind, Onshore | 0 | 0 | 0 | 0 | 0 | 0 | 0 | 0 | 0 | 0 | 0 | 1 | 1 | 1 | 1 | 4 | 1 | 1 | 2 |  |  |  | 2 | 1 | 1 | 1 | 3 | 1 | 1 | 2 | 1 | 4 | 1 | 2 | 1+ | 4 | 1
SCE Northern | Windhub | 500 | Wind, Onshore | 0 | 0 | 0 | 0 | 0 | 0 | 0 | 0 | 0 | 0 | 0 | 1 | 1 | 1 | 1 | 5 | 1 | 1 | N/A |  |  |  | N/A | N/A | N/A | N/A | N/A | N/A | N/A | 2 | 1 | 4 | 1 | 2 | 1 | 1 | 0
PG&E GBA | Windmaster | 230 | Wind, Onshore | 0 | 0 | 0 | 0 | 0 | 0 | 0 | 0 | 0 | 0 | 0 | 5 | 2 | 1 | 1 |  | 1 | 1 | N/A |  |  |  | N/A | N/A | N/A | N/A | N/A | N/A | N/A | 2 | 1 | 2 | 1 | 2 | 1 | 1 | 0
PG&E NGBA | Windsor | 60 | Wind, Onshore | 0 | 0 | 0 | 0 | 0 | 0 | 0 | 0 | 0 | 0 | 0 | 5 | 2 | 1 | 1 |  | 1 | 1 | N/A |  |  |  | N/A | N/A | N/A | N/A | N/A | N/A | N/A | 1 | 1 | 2 | 1 | 2 | 1 | 1 | 0
PG&E NGBA | Woodland | 115 | Wind, Onshore | 0 | 0 | 0 | 0 | 0 | 0 | 0 | 0 | 0 | 0 | 0 | 5 | 2 | 1 | 1 |  | 1 | 1 | N/A |  |  |  | N/A | N/A | N/A | N/A | N/A | N/A | N/A | 2 | 1 | 4 | 2 | 3 | 1 | 1 | 0
PG&E FRESNO | Woodward | 115 | Wind, Onshore | 0 | 0 | 0 | 0 | 0 | 0 | 0 | 0 | 0 | 0 | 0 | 5 | 2 | 1 | 1 |  | 1 | 1 | N/A |  |  |  | N/A | N/A | N/A | N/A | N/A | N/A | N/A | 1 | 1 | 2 | 2 | 2 | 1 | 1 | 0
PG&E NGBA | Wyandotte | 115 | Wind, Onshore | 0 | 0 | 0 | 0 | 0 | 0 | 0 | 0 | 0 | 0 | 0 | 5 | 2 | 1 | 1 |  | 1 | 1 | N/A |  |  |  | N/A | N/A | N/A | N/A | N/A | N/A | N/A | 2 | 1 | 2 | 2 | 2 | 1 | 1 | 0
PG&E KERN | 7th Standard | 115 | Distributed_Solar | 0 | 0 | 0 | 0 | 0 | 0 | 0 | 0 | 0 | 0 | 0 | 5 | 2 | 5 | 2 | [14 empty] | 1 | 1 | 3 | 1 | 2 | 1 | 1 | 0
SCE Metro | Alamitos | 230 | Distributed_Solar | 0 | 0 | 0 | 0 | 0 | 0 | 0 | 0 | 0 | 0 | 0 | 1 | 1 | 1 | 1 | [14 empty] | 1 | 1 | 1 | 1 | 1 | 1 | 1 | 0
SCE Eastern | Alberhill | 115 | Distributed_Solar | 0 | 0 | 0 | 0 | 0 | 0 | 0 | 0 | 0 | 0 | 0 | 1 | 1 | 1 | 1 | [14 empty] | 1 | 1 | 4 | 1 | 1 | 1 | 1 | 0
SCE Eastern | Alberhill | 500 | Distributed_Solar | 0 | 0 | 0 | 0 | 0 | 0 | 0 | 0 | 0 | 0 | 0 | 1 | 1 | 1 | 1 | [14 empty] | 1 | 1 | 4 | 1 | 1 | 1 | 1 | 0
PG&E GBA | Alhambra | 115 | Distributed_Solar | 0 | 0 | 0 | 0 | 0 | 0 | 0 | 0 | 0 | 0 | 0 | 5 | 2 | 1 | 1 | [14 empty] | 2 | 1 | 2 | 1 | 2 | 1 | 1 | 0
PG&E FRESNO | Alpaugh | 115 | Distributed_Solar | 0 | 0 | 0 | 0 | 0 | 0 | 0 | 0 | 0 | 0 | 0 | 5 | 2 | 5 | 2 | 3 | [13 empty] | 1 | 1 | 3 | 1 | 1 | 1 | 4 | 1
SDGE | Alpine | 69 | Distributed_Solar | 0 | 0 | 0 | 0 | 0 | 0 | 0 | 0 | 0 | 0 | 0 | 1 | 1 | 1 | 1 | [14 empty] | 2 | 1 | 4 | 1 | 3 | 1 | 1 | 0
PG&E GBA | Altamont Midway (Sandhill) | 230 | Distributed_Solar | 0 | 0 | 0 | 0 | 0 | 0 | 0 | 0 | 0 | 0 | 0 | 5 | 2 | 1 | 1 | [14 empty] | 2 | 1 | 2 | 1 | 3 | 1 | 1 | 0
SCE Northern | Antelope | 66 | Distributed_Solar | 0 | 0 | 0 | 6 | 6 | 0 | 6 | 6 | 0 | 0 | 0 | 1 | 1 | 1 | 1 | [14 empty] | 2 | 1 | 4 | 1 | 3 | 4+ | 1 | 1 | Flags are due to in-development resources
SCE Northern | Antelope | 230 | Distributed_Solar | 0 | 0 | 0 | 0 | 0 | 0 | 0 | 0 | 0 | 0 | 0 | 1 | 1 | 1 | 1 | 4 | [13 empty] | 2 | 1 | 4 | 1 | 3 | 4+ | 4 | 1
SCE Northern | Antelope | 500 | Distributed_Solar | 0 | 0 | 0 | 0 | 0 | 0 | 0 | 0 | 0 | 0 | 0 | 1 | 1 | 1 | 1 | [14 empty] | 2 | 1 | 4 | 1 | 3 | 1 | 1 | 0
PG&E NGBA | Arcata | 60 | Distributed_Solar | 0 | 0 | 0 | 4 | 4 | 0 | 4 | 4 | 0 | 0 | 0 | 5 | 2 | 1 | 1 | [14 empty] | 2 | 2 | 4 | 2 | 3 | 1 | 4 | 1 | Flags are due to in-development resources
PG&E KERN | Arco | 230 | Distributed_Solar | 0 | 0 | 0 | 4.79 | 4.79 | 0 | 4.79 | 4.79 | 0 | 0 | 0 | 5 | 2 | 5 | 2 | 3 | [13 empty] | 1 | 1 | 4 | 1 | 1 | 1 | 1 | 1 | Flags are due to in-development resources
PG&E KERN | Arco | 70 | Distributed_Solar | 0 | 0 | 0 | 0 | 0 | 0 | 0 | 0 | 0 | 0 | 0 | 5 | 2 | 5 | 2 | [14 empty] | 1 | 1 | 4 | 1 | 1 | 1 | 1 | 0
SCE Metro | ArcoGen | 230 | Distributed_Solar | 0 | 0 | 0 | 0 | 0 | 0 | 0 | 0 | 0 | 0 | 0 | 1 | 1 | 1 | 1 | [14 empty] | 1 | 1 | 1 | 1 | 1 | 1 | 1 | 0
SDGE | Artesian | 230 | Distributed_Solar | 0 | 0 | 0 | 0 | 0 | 0 | 0 | 0 | 0 | 0 | 0 | 1 | 1 | 1 | 1 | [14 empty] | 2 | 1 | 2 | 1 | 3 | 1 | 1 | 0
SDGE | Artesian | 69 | Distributed_Solar | 0 | 0 | 0 | 0 | 0 | 0 | 0 | 0 | 0 | 0 | 0 | 1 | 1 | 1 | 1 | [14 empty] | 2 | 1 | 2 | 1 | 3 | 1 | 1 | 0
PG&E FRESNO | Ashlan | 230 | Distributed_Solar | 0 | 0 | 0 | 0 | 0 | 0 | 0 | 0 | 0 | 0 | 0 | 5 | 2 | 1 | 1 | [14 empty] | 1 | 1 | 2 | 2 | 1 | 1 | 1 | 0
PG&E NGBA | Atlantic | 115 | Distributed_Solar | 0 | 0 | 0 | 0 | 0 | 0 | 0 | 0 | 0 | 0 | 0 | 5 | 2 | 1 | 1 | [14 empty] | 2 | 1 | 2 | 2 | 3 | 1 | 1 | 0
PG&E NGBA | Atlantic | 230 | Distributed_Solar | 0 | 0 | 0 | 0 | 0 | 0 | 0 | 0 | 0 | 0 | 0 | 5 | 2 | 1 | 1 | [14 empty] | 2 | 1 | 2 | 2 | 3 | 1 | 1 | 0
PG&E NGBA | Atlantic | 60 | Distributed_Solar | 0 | 0 | 0 | 0 | 0 | 0 | 0 | 0 | 0 | 0 | 0 | 5 | 2 | 1 | 1 | [14 empty] | 2 | 1 | 2 | 2 | 3 | 1 | 1 | 0
PG&E FRESNO | Atwater | 115 | Distributed_Solar | 0 | 0 | 0 | 2 | 2 | 0 | 2 | 2 | 0 | 0 | 0 | 5 | 2 | 1 | 1 | [14 empty] | 1 | 1 | 2 | 2 | 1 | 1 | 1 | 1 | Flags are due to in-development resources
PG&E GBA | Avena | 115 | Distributed_Solar | 0 | 0 | 0 | 0 | 0 | 0 | 0 | 0 | 0 | 0 | 0 | 1 | 1 | 1 | 1 | [14 empty] | 1 | 1 | 3 | 2 | 1 | 1 | 1 | 0
SDGE | Avocado | 69 | Distributed_Solar | 0 | 0 | 0 | 0 | 0 | 0 | 0 | 0 | 0 | 0 | 0 | 1 | 1 | 1 | 1 | [14 empty] | 2 | 1 | 3 | 1 | 3 | 1 | 1 | 0
PG&E NGBA | Bahia | 230 | Distributed_Solar | 0 | 0 | 0 | 0 | 0 | 0 | 0 | 0 | 0 | 0 | 0 | 5 | 2 | 1 | 1 | [14 empty] | 2 | 1 | 1 | 1 | 2 | 1 | 1 | 0
SCE Northern | Bailey | 230 | Distributed_Solar | 0 | 0 | 0 | 0 | 0 | 0 | 0 | 0 | 0 | 0 | 0 | 5 | 2 | 4 | 2 | [14 empty] | 1 | 1 | 4 | 1 | 3 | 1 | 1 | 0
SCE NOL | Baker | 115 | Distributed_Solar | 0 | 0 | 0 | 0 | 0 | 0 | 0 | 0 | 0 | 0 | 0 | 3 | 3 | 1 | 1 | [14 empty] | 2 | 2 | 4 | 1 | 1 | 1 | 1 | 0
PG&E KERN | Bakersfield | 230 | Distributed_Solar | 0 | 0 | 0 | 0 | 0 | 0 | 0 | 0 | 0 | 0 | 0 | 5 | 2 | 5 | 2 | [14 empty] | 1 | 1 | 3 | 1 | 1 | 1 | 1 | 0
PG&E FRESNO | Balch | 230 | Distributed_Solar | 0 | 0 | 0 | 0 | 0 | 0 | 0 | 0 | 0 | 0 | 0 | 5 | 2 | 5 | 2 | [14 empty] | 1 | 1 | 4 | 2 | 3 | 1 | 1 | 0
SCE Eastern | Bannister | 230 | Distributed_Solar | 0 | 0 | 0 | 0 | 0 | 0 | 0 | 0 | 0 | 0 | 0 | 5 | 2 | 1 | 1 | [14 empty] | 2 | 1 | 2 | 2 | 1 | 1 | 1 | 0
SCE Metro | Barre | 230 | Distributed_Solar | 0 | 0 | 0 | 0 | 0 | 0 | 0 | 0 | 0 | 0 | 0 | 1 | 1 | 1 | 1 | [14 empty] | 1 | 1 | 1 | 1 | 1 | 4+ | 1 | 1
SDGE | Bay Boulevard | 69 | Distributed_Solar | 0 | 0 | 0 | 0 | 0 | 0 | 0 | 0 | 0 | 0 | 0 | 1 | 1 | 1 | 1 | [14 empty] | 2 | 1 | 2 | 1 | 1 | 1 | 1 | 0
SDGE | Bay Boulevard | 230 | Distributed_Solar | 0 | 0 | 0 | 0 | 0 | 0 | 0 | 0 | 0 | 0 | 0 | 1 | 1 | 1 | 1 | [14 empty] | 2 | 1 | 2 | 1 | 1 | 1 | 1 | 0
EOP | Beatty | 138 | Distributed_Solar | 0 | 0 | 0 | 0 | 0 | 0 | 0 | 0 | 0 | 0 | 0 | 5 | 2 | 4 | 2 | [14 empty] | 2 | 2 | 4 | 1 | 3 | 1 | 1 | 0
EOP | Beatty | 230 | Distributed_Solar | 0 | 0 | 0 | 0 | 0 | 0 | 0 | 0 | 0 | 0 | 0 | 5 | 2 | 4 | 2 | [14 empty] | 2 | 2 | 4 | 1 | 3 | 1 | 1 | 0
PG&E NGBA | Belden | 230 | Distributed_Solar | 0 | 0 | 0 | 0 | 0 | 0 | 0 | 0 | 0 | 0 | 0 | 5 | 2 | 1 | 1 | [14 empty] | 2 | 2 | 4 | 1 | 3 | 1 | 1 | 0
PG&E NGBA | Bell | 115 | Distributed_Solar | 0 | 0 | 0 | 0 | 0 | 0 | 0 | 0 | 0 | 0 | 0 | 5 | 2 | 1 | 1 | [14 empty] | 2 | 1 | 4 | 2 | 3 | 1 | 1 | 0
PG&E NGBA | Bellevue | 115 | Distributed_Solar | 0 | 0 | 0 | 0 | 0 | 0 | 0 | 0 | 0 | 0 | 0 | 5 | 2 | 1 | 1 | [14 empty] | 2 | 1 | 2 | 2 | 2 | 1 | 1 | 0
PG&E GBA | Bellota | 115 | Distributed_Solar | 0 | 0 | 0 | 0 | 0 | 0 | 0 | 0 | 0 | 0 | 0 | 1 | 1 | 1 | 1 | 3 | [13 empty] | 1 | 1 | 4 | 2 | 3 | 1 | 1 | 0
PG&E GBA | Bellota | 230 | Distributed_Solar | 0 | 0 | 0 | 0 | 0 | 0 | 0 | 0 | 0 | 0 | 0 | 1 | 1 | 1 | 1 | 3 | [13 empty] | 1 | 1 | 4 | 2 | 3 | 1 | 1 | 0
SCE Northern | Big Creek | 230 | Distributed_Solar | 0 | 0 | 0 | 0 | 0 | 0 | 0 | 0 | 0 | 0 | 0 | 1 | 1 | 1 | 1 | [14 empty] | 1 | 1 | 4 | 2 | 3 | 1 | 1 | 0
PG&E FRESNO | Biola | 70 | Distributed_Solar | 0 | 0 | 0 | 0 | 0 | 0 | 0 | 0 | 0 | 0 | 0 | 5 | 2 | 1 | 1 | [14 empty] | 1 | 1 | 4 | 2 | 1 | 1 | 1 | 0
PG&E GBA | Birds Landing | 230 | Distributed_Solar | 0 | 0 | 0 | 0 | 0 | 0 | 0 | 0 | 0 | 0 | 0 | 5 | 2 | 1 | 1 | 3 | [13 empty] | 2 | 1 | 4 | 1 | 1 | 1 | 1 | 0
SCE Northern | Bliss | 66 | Distributed_Solar | 0 | 0 | 0 | 0 | 0 | 0 | 0 | 0 | 0 | 0 | 0 | 1 | 1 | 1 | 1 | [14 empty] | 1 | 1 | 4 | 1 | 1 | 1 | 1 | 0
SCE Eastern | Blythe | 161 | Distributed_Solar | 0 | 0 | 0 | 0 | 0 | 0 | 0 | 0 | 0 | 0 | 0 | 5 | 2 | 1 | 1 | 3 | [13 empty] | 2 | 2 | 2 | 1 | 1 | 4+ | 1 | 1
PG&E NGBA | Bogue | 115 | Distributed_Solar | 0 | 0 | 0 | 0 | 0 | 0 | 0 | 0 | 0 | 0 | 0 | 5 | 2 | 1 | 1 | [14 empty] | 2 | 2 | 2 | 1 | 2 | 1 | 1 | 0
PG&E FRESNO | Borden | 230 | Distributed_Solar | 0 | 0 | 0 | 0 | 0 | 0 | 0 | 0 | 0 | 0 | 0 | 5 | 2 | 5 | 2 | 1 | [13 empty] | 1 | 1 | 4 | 2 | 1 | 1 | 1 | 0
PG&E FRESNO | Borden | 70 | Distributed_Solar | 0 | 0 | 0 | 0 | 0 | 0 | 0 | 0 | 0 | 0 | 0 | 5 | 2 | 5 | 2 | [14 empty] | 1 | 1 | 4 | 2 | 1 | 1 | 5 | 1
SDGE | Boulevard East | 138 | Distributed_Solar | 0 | 0 | 0 | 0 | 0 | 0 | 0 | 0 | 0 | 0 | 0 | 1 | 1 | 1 | 1 | 1 | [13 empty] | 2 | 1 | 4 | 1 | 3 | 1+ | 1 | 1
SDGE | Boulevard East | 69 | Distributed_Solar | 0 | 0 | 0 | 0 | 0 | 0 | 0 | 0 | 0 | 0 | 0 | 1 | 1 | 1 | 1 | [14 empty] | 2 | 1 | 4 | 1 | 3 | 1 | 1 | 0
PG&E GBA | Brentwood | 230 | Distributed_Solar | 0 | 0 | 0 | 2 | 2 | 0 | 2 | 2 | 0 | 0 | 0 | 5 | 2 | 1 | 1 | [14 empty] | 2 | 1 | 4 | 1 | 3 | 1 | 1 | 1 | Flags are due to in-development resources
PG&E NGBA | Bridgeville | 115 | Distributed_Solar | 0 | 0 | 0 | 0 | 0 | 0 | 0 | 0 | 0 | 0 | 0 | 5 | 2 | 1 | 1 | [14 empty] | 2 | 2 | 4 | 2 | 3 | 1 | 1 | 0
PG&E NGBA | Brighton | 115 | Distributed_Solar | 0 | 0 | 0 | 0 | 0 | 0 | 0 | 0 | 0 | 0 | 0 | 5 | 2 | 1 | 1 | [14 empty] | 2 | 1 | 2 | 2 | 1 | 1 | 1 | 0
PG&E NGBA | Brighton | 230 | Distributed_Solar | 0 | 0 | 0 | 0 | 0 | 0 | 0 | 0 | 0 | 0 | 0 | 5 | 2 | 1 | 1 | [14 empty] | 2 | 1 | 2 | 2 | 1 | 1 | 1 | 0
PG&E NGBA | Brunswick | 115 | Distributed_Solar | 0 | 0 | 0 | 0 | 0 | 0 | 0 | 0 | 0 | 0 | 0 | 5 | 2 | 1 | 1 | [14 empty] | 2 | 1 | 4 | 1 | 3 | 1 | 4 | 1
PG&E NGBA | Bucks Creek | 230 | Distributed_Solar | 0 | 0 | 0 | 0 | 0 | 0 | 0 | 0 | 0 | 0 | 0 | 5 | 2 | 1 | 1 | [14 empty] | 2 | 2 | 4 | 1 | 3 | 1 | 1 | 0
PG&E KERN | Buena Vista | 230 | Distributed_Solar | 0 | 0 | 0 | 0 | 0 | 0 | 0 | 0 | 0 | 0 | 0 | 5 | 2 | 5 | 2 | [14 empty] | 2 | 2 | 4 | 2 | 1 | 1 | 1 | 0
PG&E FRESNO | Bullard | 115 | Distributed_Solar | 0 | 0 | 0 | 0 | 0 | 0 | 0 | 0 | 0 | 0 | 0 | 5 | 2 | 5 | 2 | [14 empty] | 1 | 1 | 1 | 2 | 2 | 1 | 1 | 0
PG&E GBA | Burlingame | 115 | Distributed_Solar | 0 | 0 | 0 | 0 | 0 | 0 | 0 | 0 | 0 | 0 | 0 | 5 | 2 | 1 | 1 | [14 empty] | 2 | 1 | 3 | 1 | 2 | 1 | 1 | 0
PG&E NGBA | Burney Forest | 230 | Distributed_Solar | 0 | 0 | 0 | 0 | 0 | 0 | 0 | 0 | 0 | 0 | 0 | 5 | 2 | 1 | 1 | [14 empty] | 2 | 2 | 4 | 2 | 3 | 1 | 1 | 0
PG&E NGBA | Butte | 115 | Distributed_Solar | 0 | 0 | 0 | 0 | 0 | 0 | 0 | 0 | 0 | 0 | 0 | 5 | 2 | 1 | 1 | [14 empty] | 2 | 1 | 4 | 2 | 2 | 1 | 1 | 0
PG&E KERN | Cabrillo | 115 | Distributed_Solar | 0 | 0 | 0 | 0 | 0 | 0 | 0 | 0 | 0 | 0 | 0 | 5 | 2 | 1 | 1 | [14 empty] | 2 | 2 | 4 | 1 | 3 | 1 | 1 | 0
PG&E FRESNO | Cal Flats | 230 | Distributed_Solar | 0 | 0 | 0 | 0 | 0 | 0 | 0 | 0 | 0 | 0 | 0 | 5 | 2 | 5 | 2 | [14 empty] | 2 | 2 | 4 | 2 | 2 | 1 | 1 | 0
SCE NOL | Calcite | 230 | Distributed_Solar | 0 | 0 | 0 | 0 | 0 | 0 | 0 | 0 | 0 | 0 | 0 | 1 | 1 | 1 | 1 | 3 | [13 empty] | 2 | 1 | 4 | 1 | 3 | 1 | 1 | 0
PG&E KERN | Caliente | 230 | Distributed_Solar | 0 | 0 | 0 | 0 | 0 | 0 | 0 | 0 | 0 | 0 | 0 | 5 | 2 | 5 | 2 | 1 | [13 empty] | 2 | 1 | 4 | 2 | 2 | 1 | 1 | 0
PG&E FRESNO | California Ave | 115 | Distributed_Solar | 0 | 0 | 0 | 0 | 0 | 0 | 0 | 0 | 0 | 0 | 0 | 5 | 2 | 1 | 1 | [14 empty] | 1 | 1 | 2 | 2 | 1 | 1 | 1 | 0
PG&E KERN | Callender | 115 | Distributed_Solar | 0 | 0 | 0 | 0 | 0 | 0 | 0 | 0 | 0 | 0 | 0 | 5 | 2 | 5 | 2 | [14 empty] | 2 | 2 | 4 | 2 | 2 | 1 | 1 | 0
PG&E NGBA | Calpella | 115 | Distributed_Solar | 0 | 0 | 0 | 4 | 4 | 0 | 4 | 4 | 0 | 0 | 0 | 5 | 2 | 1 | 1 | [14 empty] | 2 | 2 | 4 | 2 | 3 | 1 | 1 | 1 | Flags are due to in-development resources
PG&E GBA | Camanche | 230 | Distributed_Solar | 0 | 0 | 0 | 0 | 0 | 0 | 0 | 0 | 0 | 0 | 0 | 1 | 1 | 1 | 1 | [14 empty] | 1 | 1 | 4 | 2 | 3 | 1 | 1 | 0
SDGE | Cameron | 69 | Distributed_Solar | 0 | 0 | 0 | 0 | 0 | 0 | 0 | 0 | 0 | 0 | 0 | 1 | 1 | 1 | 1 | [14 empty] | 1 | 1 | 2 | 1 | 1 | 1 | 5 | 1
SDGE | Cannon | 69 | Distributed_Solar | 0 | 0 | 0 | 0 | 0 | 0 | 0 | 0 | 0 | 0 | 0 | 1 | 1 | 1 | 1 | [14 empty] | 2 | 1 | 1 | 1 | 3 | 1 | 1 | 0
PG&E FRESNO | Cantua | 115 | Distributed_Solar | 0 | 0 | 0 | 0 | 0 | 0 | 0 | 0 | 0 | 0 | 0 | 5 | 2 | 5 | 2 | [14 empty] | 1 | 1 | 4 | 2 | 1 | 1 | 1 | 0
SDGE | Capistrano | 138 | Distributed_Solar | 0 | 0 | 0 | 0 | 0 | 0 | 0 | 0 | 0 | 0 | 0 | 1 | 1 | 1 | 1 | [14 empty] | 1 | 1 | 2 | 1 | 3 | 1 | 1 | 0
SDGE | Capistrano | 230 | Distributed_Solar | 0 | 0 | 0 | 0 | 0 | 0 | 0 | 0 | 0 | 0 | 0 | 1 | 1 | 1 | 1 | [14 empty] | 1 | 1 | 2 | 1 | 3 | 1 | 1 | 0
PG&E NGBA | Carberry | 230 | Distributed_Solar | 0 | 0 | 0 | 0 | 0 | 0 | 0 | 0 | 0 | 0 | 0 | 5 | 2 | 1 | 1 | [14 empty] | 2 | 2 | 4 | 2 | 3 | 1 | 1 | 0
SCE Eastern | Cardiff | 66 | Distributed_Solar | 0 | 0 | 0 | 0 | 0 | 0 | 0 | 0 | 0 | 0 | 0 | 1 | 1 | 1 | 1 | [14 empty] | 1 | 1 | 2 | 1 | 1 | 1 | 1 | 0
PG&E NGBA | Caribou | 60 | Distributed_Solar | 0 | 0 | 0 | 0 | 0 | 0 | 0 | 0 | 0 | 0 | 0 | 5 | 2 | 1 | 1 | [14 empty] | 2 | 2 | 4 | 1 | 3 | 1 | 1 | 0
PG&E NGBA | Caribou | 115 | Distributed_Solar | 0 | 0 | 0 | 0 | 0 | 0 | 0 | 0 | 0 | 0 | 0 | 5 | 2 | 1 | 1 | [14 empty] | 2 | 2 | 4 | 1 | 3 | 1 | 1 | 0
PG&E NGBA | Caribou | 230 | Distributed_Solar | 0 | 0 | 0 | 0 | 0 | 0 | 0 | 0 | 0 | 0 | 0 | 5 | 2 | 1 | 1 | [14 empty] | 2 | 2 | 4 | 1 | 3 | 1 | 1 | 0
EOP | Carpenter Canyon (fka Gamebird) | 138 | Distributed_Solar | 0 | 0 | 0 | 0 | 0 | 0 | 0 | 0 | 0 | 0 | 0 | 5 | 2 | 4 | 2 | [14 empty] | 2 | 2 | 4 | 1 | 3 | 1 | 1 | 0
EOP | Carpenter Canyon (fka Gamebird) | 230 | Distributed_Solar | 0 | 0 | 0 | 0 | 0 | 0 | 0 | 0 | 0 | 0 | 0 | 5 | 2 | 4 | 2 | [14 empty] | 2 | 2 | 4 | 1 | 3 | 1 | 1 | 0
PG&E NGBA | Carquinez | 115 | Distributed_Solar | 0 | 0 | 0 | 0 | 0 | 0 | 0 | 0 | 0 | 0 | 0 | 5 | 2 | 1 | 1 | [14 empty] | 2 | 1 | 2 | 1 | 1 | 1 | 1 | 0
SDGE | Carrizo Gorge | 138 | Distributed_Solar | 0 | 0 | 0 | 0 | 0 | 0 | 0 | 0 | 0 | 0 | 0 | 1 | 1 | 1 | 1 | [14 empty] | 2 | 1 | 4 | 1 | 3 | 1 | 1 | 0
PG&E KERN | Carrizo Plains | 115 | Distributed_Solar | 0 | 0 | 0 | 0 | 0 | 0 | 0 | 0 | 0 | 0 | 0 | 5 | 2 | 5 | 2 | [14 empty] | 2 | 1 | 4 | 2 | 2 | 1 | 1 | 0
PG&E KERN | Casaloma | 230 | Distributed_Solar | 0 | 0 | 0 | 0 | 0 | 0 | 0 | 0 | 0 | 0 | 0 | 5 | 2 | 1 | 1 | [14 empty] | 1 | 1 | 3 | 1 | 1 | 1 | 1 | 0
PG&E GBA | Castro Valley | 230 | Distributed_Solar | 0 | 0 | 0 | 0 | 0 | 0 | 0 | 0 | 0 | 0 | 0 | 5 | 2 | 1 | 1 | [14 empty] | 2 | 1 | 2 | 1 | 2 | 1 | 1 | 0
PG&E GBA | Cayetano | 230 | Distributed_Solar | 0 | 0 | 0 | 0 | 0 | 0 | 0 | 0 | 0 | 0 | 0 | 5 | 2 | 1 | 1 | [14 empty] | 2 | 1 | 3 | 1 | 3 | 1 | 1 | 0
SCE Metro | Center | 230 | Distributed_Solar | 0 | 0 | 0 | 0 | 0 | 0 | 0 | 0 | 0 | 0 | 0 | 1 | 1 | 1 | 1 | [14 empty] | 1 | 1 | 1 | 1 | 1 | 1 | 1 | 0
PG&E KERN | Charca | 115 | Distributed_Solar | 0 | 0 | 0 | 4.62 | 4.62 | 0 | 4.62 | 4.62 | 0 | 0 | 0 | 5 | 2 | 1 | 1 | [14 empty] | 1 | 1 | 4 | 1 | 1 | 1 | 1 | 1 | Flags are due to in-development resources
EOP | Charleston | 138 | Distributed_Solar | 0 | 0 | 0 | 0 | 0 | 0 | 0 | 0 | 0 | 0 | 0 | 5 | 2 | 4 | 2 | [14 empty] | 2 | 2 | 4 | 1 | 3 | 1 | 1 | 0
SCE Metro | Chevmain | 230 | Distributed_Solar | 0 | 0 | 0 | 0 | 0 | 0 | 0 | 0 | 0 | 0 | 0 | 1 | 1 | 1 | 1 | [14 empty] | 1 | 1 | 1 | 1 | 1 | 1 | 1 | 0
SDGE | Chicarita | 138 | Distributed_Solar | 0 | 0 | 0 | 0 | 0 | 0 | 0 | 0 | 0 | 0 | 0 | 1 | 1 | 1 | 1 | [14 empty] | 2 | 1 | 3 | 1 | 3 | 1 | 1 | 0
SCE Metro | Chino | 230 | Distributed_Solar | 0 | 0 | 0 | 0 | 0 | 0 | 0 | 0 | 0 | 0 | 0 | 1 | 1 | 1 | 1 | [14 empty] | 1 | 1 | 1 | 1 | 2 | 1+ | 1 | 1
PG&E FRESNO | Chowchilla | 115 | Distributed_Solar | 0 | 0 | 0 | 7.56 | 7.56 | 0 | 7.56 | 7.56 | 0 | 0 | 0 | 5 | 2 | 5 | 2 | [14 empty] | 1 | 1 | 1 | 2 | 2 | 1 | 1 | 1 | Flags are due to in-development resources
PG&E GBA | Christie | 60 | Distributed_Solar | 0 | 0 | 0 | 0 | 0 | 0 | 0 | 0 | 0 | 0 | 0 | 5 | 2 | 1 | 1 | [14 empty] | 2 | 1 | 2 | 1 | 2 | 1 | 1 | 0
PG&E GBA | Christie | 115 | Distributed_Solar | 0 | 0 | 0 | 0 | 0 | 0 | 0 | 0 | 0 | 0 | 0 | 5 | 2 | 1 | 1 | [14 empty] | 2 | 1 | 2 | 1 | 2 | 1 | 1 | 0
SCE Eastern | Cielo Azul | 500 | Distributed_Solar | 0 | 0 | 0 | 0 | 0 | 0 | 0 | 0 | 0 | 0 | 0 | 5 | 2 | 4 | 2 | [14 empty] | 2 | 2 | 4 | 1 | 3 | 1 | 1 | 0
PG&E GBA | Clay | 60 | Distributed_Solar | 0 | 0 | 0 | 0 | 0 | 0 | 0 | 0 | 0 | 0 | 0 | 1 | 1 | 1 | 1 | [14 empty] | 2 | 1 | 3 | 1 | 3 | 1 | 1 | 0
PG&E GBA | Clayton | 115 | Distributed_Solar | 0 | 0 | 0 | 0 | 0 | 0 | 0 | 0 | 0 | 0 | 0 | 5 | 2 | 1 | 1 | [14 empty] | 2 | 1 | 4 | 1 | 2 | 1 | 1 | 0
PG&E NGBA | Cloverdale | 115 | Distributed_Solar | 0 | 0 | 0 | 0 | 0 | 0 | 0 | 0 | 0 | 0 | 0 | 5 | 2 | 1 | 1 | [14 empty] | 2 | 2 | 4 | 2 | 3 | 1 | 1 | 0
PG&E FRESNO | Clovis | 115 | Distributed_Solar | 0 | 0 | 0 | 0 | 0 | 0 | 0 | 0 | 0 | 0 | 0 | 5 | 2 | 1 | 1 | [14 empty] | 1 | 1 | 2 | 2 | 2 | 1 | 1 | 0
PG&E GBA | Coburn | 230 | Distributed_Solar | 0 | 0 | 0 | 0 | 0 | 0 | 0 | 0 | 0 | 0 | 0 | 5 | 2 | 5 | 2 | [14 empty] | 2 | 2 | 2 | 2 | 3 | 1 | 1 | 0
PG&E GBA | Coburn | 60 | Distributed_Solar | 0 | 0 | 0 | 0 | 0 | 0 | 0 | 0 | 0 | 0 | 0 | 5 | 2 | 5 | 2 | [14 empty] | 2 | 2 | 2 | 2 | 3 | 1 | 1 | 0
PG&E NGBA | Colgate | 230 | Distributed_Solar | 0 | 0 | 0 | 0 | 0 | 0 | 0 | 0 | 0 | 0 | 0 | 5 | 2 | 1 | 1 | [14 empty] | 2 | 1 | 4 | 1 | 3 | 1 | 1 | 0
PG&E GBA | Collierville | 230 | Distributed_Solar | 0 | 0 | 0 | 0 | 0 | 0 | 0 | 0 | 0 | 0 | 0 | 1 | 1 | 1 | 1 | [14 empty] | 2 | 1 | 4 | 1 | 3 | 1 | 1 | 0
PG&E GBA | Collinsville | 230 | Distributed_Solar | 0 | 0 | 0 | 0 | 0 | 0 | 0 | 0 | 0 | 0 | 0 | 5 | 2 | 1 | 1 | [14 empty] | 2 | 1 | 3 | 1 | 1 | 1 | 1 | 0
PG&E GBA | Collinsville | 500 | Distributed_Solar | 0 | 0 | 0 | 0 | 0 | 0 | 0 | 0 | 0 | 0 | 0 | 5 | 2 | 1 | 1 | [14 empty] | 2 | 1 | 3 | 1 | 1 | 1 | 1 | 0
SCE Eastern | Colorado River | 230 | Distributed_Solar | 0 | 0 | 0 | 0 | 0 | 0 | 0 | 0 | 0 | 0 | 0 | 1 | 1 | 1 | 1 | 4 | [13 empty] | 2 | 2 | 3 | 1 | 3 | 1 | 1 | 0
SCE Eastern | Colorado River | 500 | Distributed_Solar | 0 | 0 | 0 | 0 | 0 | 0 | 0 | 0 | 0 | 0 | 0 | 1 | 1 | 1 | 1 | 2 | [13 empty] | 2 | 2 | 3 | 1 | 3 | 1 | 1 | 0
PG&E KERN | Columbus | 115 | Distributed_Solar | 0 | 0 | 0 | 0 | 0 | 0 | 0 | 0 | 0 | 0 | 0 | 5 | 2 | 5 | 2 | [14 empty] | 1 | 1 | 2 | 1 | 2 | 1 | 1 | 0
PG&E GBA | Contra Costa | 115 | Distributed_Solar | 0 | 0 | 0 | 0 | 0 | 0 | 0 | 0 | 0 | 0 | 0 | 5 | 2 | 1 | 1 | [14 empty] | 2 | 1 | 2 | 1 | 2 | 1 | 1 | 0
PG&E GBA | Contra Costa | 230 | Distributed_Solar | 0 | 0 | 0 | 0 | 0 | 0 | 0 | 0 | 0 | 0 | 0 | 5 | 2 | 1 | 1 | [14 empty] | 2 | 1 | 2 | 1 | 2 | 1 | 1 | 0
PG&E GBA | Contra Costa PP | 230 | Distributed_Solar | 0 | 0 | 0 | 0 | 0 | 0 | 0 | 0 | 0 | 0 | 0 | 5 | 2 | 1 | 1 | [14 empty] | 2 | 1 | 1 | 1 | 2 | 1 | 1 | 0
SCE NOL | Control | 115 | Distributed_Solar | 0 | 0 | 0 | 0 | 0 | 0 | 0 | 0 | 0 | 0 | 0 | 3 | 3 | 1 | 1 | [14 empty] | 2 | 2 | 4 | 1 | 3 | 1 | 1 | 0
SCE NOL | Control | 55 | Distributed_Solar | 0 | 0 | 0 | 0 | 0 | 0 | 0 | 0 | 0 | 0 | 0 | 3 | 3 | 1 | 1 | [14 empty] | 2 | 2 | 4 | 1 | 3 | 1 | 1 | 0
PG&E GBA | Cooley Landing | 115 | Distributed_Solar | 0 | 0 | 0 | 0 | 0 | 0 | 0 | 0 | 0 | 0 | 0 | 5 | 2 | 1 | 1 | [14 empty] | 2 | 1 | 2 | 1 | 1 | 1 | 1 | 0
PG&E GBA | Cooley Landing | 60 | Distributed_Solar | 0 | 0 | 0 | 0 | 0 | 0 | 0 | 0 | 0 | 0 | 0 | 1 | 1 | 1 | 1 | [14 empty] | 2 | 1 | 2 | 1 | 1 | 1 | 1 | 0
SCE NOL | Coolwater | 230 | Distributed_Solar | 0 | 0 | 0 | 0 | 0 | 0 | 0 | 0 | 0 | 0 | 0 | 3 | 3 | 1 | 1 | [14 empty] | 2 | 1 | 2 | 1 | 1 | 1 | 1 | 0
SCE NOL | Coolwater | 115 | Distributed_Solar | 0 | 0 | 0 | 0 | 0 | 0 | 0 | 0 | 0 | 0 | 0 | 3 | 3 | 1 | 1 | 3 | [13 empty] | 2 | 1 | 2 | 1 | 1 | 4+ | 1 | 1
PG&E KERN | Copus | 70 | Distributed_Solar | 0 | 0 | 0 | 0 | 0 | 0 | 0 | 0 | 0 | 0 | 0 | 5 | 2 | 5 | 2 | [14 empty] | 1 | 1 | 3 | 1 | 1 | 1 | 1 | 0
PG&E FRESNO | Corcoran | 70 | Distributed_Solar | 0 | 0 | 0 | 0 | 0 | 0 | 0 | 0 | 0 | 0 | 0 | 5 | 2 | 5 | 2 | [14 empty] | 1 | 1 | 4 | 2 | 1 | 1 | 5 | 1
PG&E FRESNO | Corcoran | 115 | Distributed_Solar | 0 | 0 | 0 | 0 | 0 | 0 | 0 | 0 | 0 | 0 | 0 | 5 | 2 | 5 | 2 | [14 empty] | 1 | 1 | 4 | 2 | 1 | 1 | 1 | 0
PG&E NGBA | Corona | 115 | Distributed_Solar | 0 | 0 | 0 | 0 | 0 | 0 | 0 | 0 | 0 | 0 | 0 | 5 | 2 | 1 | 1 | [14 empty] | 2 | 1 | 3 | 2 | 3 | 1 | 1 | 0
PG&E NGBA | Cortina | 230 | Distributed_Solar | 0 | 0 | 0 | 0 | 0 | 0 | 0 | 0 | 0 | 0 | 0 | 5 | 2 | 1 | 1 | 3 | [13 empty] | 2 | 2 | 4 | 1 | 3 | 1 | 1 | 0
PG&E NGBA | Cortina | 115 | Distributed_Solar | 0 | 0 | 0 | 0 | 0 | 0 | 0 | 0 | 0 | 0 | 0 | 5 | 2 | 1 | 1 | 1 | [13 empty] | 2 | 2 | 4 | 1 | 3 | 1 | 1 | 0
PG&E GBA | Cottle | 230 | Distributed_Solar | 0 | 0 | 0 | 0 | 0 | 0 | 0 | 0 | 0 | 0 | 0 | 5 | 2 | 5 | 2 | 3 | [13 empty] | 1 | 1 | 3 | 2 | 1 | 1 | 1 | 0
PG&E NGBA | Cottonwood | 115 | Distributed_Solar | 0 | 0 | 0 | 0 | 0 | 0 | 0 | 0 | 0 | 0 | 0 | 5 | 2 | 1 | 1 | [14 empty] | 2 | 2 | 3 | 2 | 3 | 1 | 1 | 0
PG&E NGBA | Cottonwood | 230 | Distributed_Solar | 0 | 0 | 0 | 0 | 0 | 0 | 0 | 0 | 0 | 0 | 0 | 5 | 2 | 1 | 1 | [14 empty] | 2 | 2 | 3 | 2 | 3 | 1 | 1 | 0
PG&E NGBA | Cottonwood | 60 | Distributed_Solar | 0 | 0 | 0 | 0 | 0 | 0 | 0 | 0 | 0 | 0 | 0 | 5 | 2 | 1 | 1 | [14 empty] | 2 | 2 | 3 | 2 | 3 | 1 | 1 | 0
PG&E NGBA | Cove Road | 230 | Distributed_Solar | 0 | 0 | 0 | 0 | 0 | 0 | 0 | 0 | 0 | 0 | 0 | 5 | 2 | 1 | 1 | [14 empty] | 2 | 2 | 4 | 2 | 3 | 1 | 1 | 0
PG&E GBA | Coyote | 230 | Distributed_Solar | 0 | 0 | 0 | 0 | 0 | 0 | 0 | 0 | 0 | 0 | 0 | 1 | 1 | 1 | 1 | [14 empty] | 2 | 1 | 3 | 2 | 2 | 1 | 1 | 0
PG&E GBA | Crazy Horse Canyon | 115 | Distributed_Solar | 0 | 0 | 0 | 0 | 0 | 0 | 0 | 0 | 0 | 0 | 0 | 1 | 1 | 1 | 1 | [14 empty] | 2 | 2 | 4 | 2 | 3 | 1 | 1 | 0
SDGE | Creelman | 69 | Distributed_Solar | 0 | 0 | 0 | 0 | 0 | 0 | 0 | 0 | 0 | 0 | 0 | 1 | 1 | 1 | 1 | [14 empty] | 2 | 1 | 4 | 1 | 3 | 1+ | 1 | 1
PG&E FRESNO | Crescent | 70 | Distributed_Solar | 0 | 0 | 0 | 0 | 0 | 0 | 0 | 0 | 0 | 0 | 0 | 5 | 2 | 5 | 2 | [14 empty] | 1 | 1 | 3 | 2 | 1 | 1 | 1 | 0
PG&E FRESNO | Cressey | 115 | Distributed_Solar | 0 | 0 | 0 | 0 | 0 | 0 | 0 | 0 | 0 | 0 | 0 | 5 | 2 | 1 | 1 | [14 empty] | 1 | 1 | 3 | 2 | 1 | 1 | 1 | 0
PG&E NGBA | Cresta | 230 | Distributed_Solar | 0 | 0 | 0 | 0 | 0 | 0 | 0 | 0 | 0 | 0 | 0 | 5 | 2 | 1 | 1 | [14 empty] | 2 | 1 | 4 | 2 | 3 | 1 | 1 | 0
SDGE | Crestwood | 69 | Distributed_Solar | 0 | 0 | 0 | 0 | 0 | 0 | 0 | 0 | 0 | 0 | 0 | 1 | 1 | 1 | 1 | [14 empty] | 2 | 1 | 4 | 1 | 3 | 1 | 1 | 0
PG&E GBA | Crow Creek | 60 | Distributed_Solar | 0 | 0 | 0 | 0 | 0 | 0 | 0 | 0 | 0 | 0 | 0 | 1 | 1 | 1 | 1 | [14 empty] | 1 | 1 | 4 | 2 | 1 | 1 | 1 | 0
PG&E GBA | Crows Landing | 60 | Distributed_Solar | 0 | 0 | 0 | 0 | 0 | 0 | 0 | 0 | 0 | 0 | 0 | 1 | 1 | 1 | 1 | [14 empty] | 1 | 1 | 4 | 2 | 1 | 1 | 1 | 0
PG&E GBA | Curtis | 115 | Distributed_Solar | 0 | 0 | 0 | 0 | 0 | 0 | 0 | 0 | 0 | 0 | 0 | 1 | 1 | 1 | 1 | [14 empty] | 2 | 1 | 4 | 1 | 3 | 1 | 1 | 0
PG&E FRESNO | Dairyland | 115 | Distributed_Solar | 0 | 0 | 0 | 0 | 0 | 0 | 0 | 0 | 0 | 0 | 0 | 5 | 2 | 1 | 1 | [14 empty] | 1 | 1 | 3 | 2 | 1 | 1 | 5 | 1
PG&E NGBA | Davis | 115 | Distributed_Solar | 0 | 0 | 0 | 0 | 0 | 0 | 0 | 0 | 0 | 0 | 0 | 5 | 2 | 1 | 1 | 3 | [13 empty] | 2 | 1 | 4 | 2 | 3 | 1 | 1 | 0
SCE Metro | Del Amo | 500 | Distributed_Solar | 0 | 0 | 0 | 0 | 0 | 0 | 0 | 0 | 0 | 0 | 0 | 1 | 1 | 1 | 1 | [14 empty] | 1 | 1 | 3 | 1 | 2 | 1 | 1 | 0
SCE Metro | Del Amo | 230 | Distributed_Solar | 0 | 0 | 0 | 0 | 0 | 0 | 0 | 0 | 0 | 0 | 0 | 1 | 1 | 1 | 1 | [14 empty] | 1 | 1 | 3 | 1 | 2 | 1 | 1 | 0
SCE Eastern | Delaney | 500 | Distributed_Solar | 0 | 0 | 0 | 0 | 0 | 0 | 0 | 0 | 0 | 0 | 0 | 5 | 2 | 4 | 2 | [14 empty] | 2 | 1 | 4 | 2 | 3 | 1 | 1 | 0
PG&E NGBA | Delevan | 230 | Distributed_Solar | 0 | 0 | 0 | 0 | 0 | 0 | 0 | 0 | 0 | 0 | 0 | 5 | 2 | 1 | 1 | 3 | [13 empty] | 2 | 2 | 1 | 1 | 3 | 1 | 1 | 0
PG&E GBA | Delta PP | 230 | Distributed_Solar | 0 | 0 | 0 | 0 | 0 | 0 | 0 | 0 | 0 | 0 | 0 | 5 | 2 | 1 | 1 | [14 empty] | 2 | 1 | 3 | 1 | 2 | 1 | 1 | 0
EOP | Desert View | 230 | Distributed_Solar | 0 | 0 | 0 | 0 | 0 | 0 | 0 | 0 | 0 | 0 | 0 | 5 | 2 | 4 | 2 | [14 empty] | 2 | 1 | 4 | 1 | 3 | 1 | 1 | 0
SCE Eastern | Devers | 230 | Distributed_Solar | 0 | 0 | 0 | 0 | 0 | 0 | 0 | 0 | 0 | 0 | 0 | 1 | 1 | 1 | 1 | 5 | [13 empty] | 2 | 1 | 1 | 1 | 3 | 4+ | 1 | 1
SCE Eastern | Devers | 500 | Distributed_Solar | 0 | 0 | 0 | 0 | 0 | 0 | 0 | 0 | 0 | 0 | 0 | 1 | 1 | 1 | 1 | [14 empty] | 2 | 1 | 1 | 1 | 3 | 1 | 1 | 0
PG&E KERN | Diablo Canyon | 230 | Distributed_Solar | 0 | 0 | 0 | 0 | 0 | 0 | 0 | 0 | 0 | 0 | 0 | 5 | 2 | 1 | 1 | 3 | [13 empty] | 2 | 2 | 4 | 2 | 3 | 1 | 1 | 0
PG&E KERN | Diablo Canyon | 500 | Distributed_Solar | 0 | 0 | 0 | 0 | 0 | 0 | 0 | 0 | 0 | 0 | 0 | 5 | 2 | 4 | 2 | 5 | [13 empty] | 2 | 2 | 4 | 2 | 3 | 1 | 1 | 0
PG&E KERN | Divide | 115 | Distributed_Solar | 0 | 0 | 0 | 0 | 0 | 0 | 0 | 0 | 0 | 0 | 0 | 5 | 2 | 1 | 1 | [14 empty] | 2 | 2 | 4 | 1 | 2 | 1 | 1 | 0
PG&E GBA | Dixon Landing | 115 | Distributed_Solar | 0 | 0 | 0 | 0 | 0 | 0 | 0 | 0 | 0 | 0 | 0 | 1 | 1 | 1 | 1 | [14 empty] | 2 | 1 | 2 | 1 | 2 | 1 | 4 | 1
PG&E FRESNO | Dos Amigos | 230 | Distributed_Solar | 0 | 0 | 0 | 3 | 3 | 0 | 3 | 3 | 0 | 0 | 0 | 5 | 2 | 5 | 2 | [14 empty] | 1 | 1 | 4 | 2 | 1 | 1 | 1 | 1 | Flags are due to in-development resources
PG&E NGBA | Drum | 115 | Distributed_Solar | 0 | 0 | 0 | 0 | 0 | 0 | 0 | 0 | 0 | 0 | 0 | 5 | 2 | 1 | 1 | [14 empty] | 2 | 1 | 4 | 2 | 3 | 1 | 1 | 0
PG&E GBA | Dumbarton | 115 | Distributed_Solar | 0 | 0 | 0 | 0 | 0 | 0 | 0 | 0 | 0 | 0 | 0 | 5 | 2 | 1 | 1 | [14 empty] | 2 | 1 | 3 | 1 | 2 | 1 | 5 | 1
SCE NOL | Dunn Siding | 115 | Distributed_Solar | 0 | 0 | 0 | 0 | 0 | 0 | 0 | 0 | 0 | 0 | 0 | 3 | 3 | 1 | 1 | [14 empty] | 2 | 1 | 4 | 1 | 1 | 1 | 1 | 0
SCE Eastern | Eagle Mountain | 230 | Distributed_Solar | 0 | 0 | 0 | 0 | 0 | 0 | 0 | 0 | 0 | 0 | 0 | 5 | 2 | 1 | 1 | [14 empty] | 2 | 2 | 4 | 1 | 3 | 1 | 1 | 0
PG&E NGBA | Eagle Rock (PGE) | 60 | Distributed_Solar | 0 | 0 | 0 | 0 | 0 | 0 | 0 | 0 | 0 | 0 | 0 | 5 | 2 | 1 | 1 | [14 empty] | 2 | 2 | 4 | 2 | 3 | 1 | 1 | 0
PG&E NGBA | Eagle Rock (PGE) | 115 | Distributed_Solar | 0 | 0 | 0 | 0 | 0 | 0 | 0 | 0 | 0 | 0 | 0 | 5 | 2 | 1 | 1 | 3 | [13 empty] | 2 | 2 | 4 | 2 | 3 | 1 | 1 | 0
SCE Metro | Eagle Rock (SCE) | 230 | Distributed_Solar | 0 | 0 | 0 | 0 | 0 | 0 | 0 | 0 | 0 | 0 | 0 | 1 | 1 | 1 | 1 | [14 empty] | 1 | 1 | 2 | 1 | 2 | 1 | 1 | 0
PG&E NGBA | East Marysville | 115 | Distributed_Solar | 0 | 0 | 0 | 0 | 0 | 0 | 0 | 0 | 0 | 0 | 0 | 5 | 2 | 1 | 1 | [14 empty] | 2 | 2 | 2 | 1 | 2 | 1 | 1 | 0
PG&E NGBA | East Nicolaus | 115 | Distributed_Solar | 0 | 0 | 0 | 0 | 0 | 0 | 0 | 0 | 0 | 0 | 0 | 5 | 2 | 1 | 1 | [14 empty] | 2 | 1 | 4 | 1 | 3 | 1 | 1 | 0
PG&E NGBA | East Nicolaus | 60 | Distributed_Solar | 0 | 0 | 0 | 0 | 0 | 0 | 0 | 0 | 0 | 0 | 0 | 5 | 2 | 1 | 1 | [14 empty] | 2 | 1 | 4 | 1 | 3 | 1 | 1 | 0
PG&E GBA | Eastshore | 115 | Distributed_Solar | 0 | 0 | 0 | 0 | 0 | 0 | 0 | 0 | 0 | 0 | 0 | 5 | 2 | 1 | 1 | 4 | [13 empty] | 2 | 1 | 2 | 1 | 1 | 1 | 1 | 0
PG&E GBA | Eastshore | 230 | Distributed_Solar | 0 | 0 | 0 | 0 | 0 | 0 | 0 | 0 | 0 | 0 | 0 | 5 | 2 | 1 | 1 | [14 empty] | 2 | 1 | 2 | 1 | 1 | 1 | 1 | 0
SDGE | ECO | 138 | Distributed_Solar | 0 | 0 | 0 | 0 | 0 | 0 | 0 | 0 | 0 | 0 | 0 | 1 | 1 | 1 | 1 | 3 | [13 empty] | 2 | 1 | 4 | 1 | 3 | 1 | 1 | 0
SDGE | ECO | 230 | Distributed_Solar | 0 | 0 | 0 | 0 | 0 | 0 | 0 | 0 | 0 | 0 | 0 | 1 | 1 | 1 | 1 | [14 empty] | 2 | 1 | 4 | 1 | 3 | 1 | 1 | 0
SDGE | ECO | 500 | Distributed_Solar | 0 | 0 | 0 | 0 | 0 | 0 | 0 | 0 | 0 | 0 | 0 | 1 | 1 | 1 | 1 | [14 empty] | 2 | 1 | 4 | 1 | 3 | 1 | 1 | 0
PG&E GBA | Edenvale | 115 | Distributed_Solar | 0 | 0 | 0 | 0 | 0 | 0 | 0 | 0 | 0 | 0 | 0 | 1 | 1 | 1 | 1 | [14 empty] | 2 | 1 | 2 | 2 | 2 | 1 | 1 | 0
PG&E GBA | Edes | 115 | Distributed_Solar | 0 | 0 | 0 | 0 | 0 | 0 | 0 | 0 | 0 | 0 | 0 | 5 | 2 | 1 | 1 | [14 empty] | 2 | 1 | 3 | 1 | 1 | 1 | 5 | 1
PG&E GBA | Eight Mile | 230 | Distributed_Solar | 0 | 0 | 0 | 0 | 0 | 0 | 0 | 0 | 0 | 0 | 0 | 5 | 2 | 1 | 1 | [14 empty] | 1 | 1 | 2 | 2 | 1 | 1 | 1 | 0
SDGE | El Cajon | 69 | Distributed_Solar | 0 | 0 | 0 | 0 | 0 | 0 | 0 | 0 | 0 | 0 | 0 | 1 | 1 | 1 | 1 | [14 empty] | 2 | 1 | 2 | 1 | 1 | 1+ | 1 | 1
SCE Eastern | El Casco | 230 | Distributed_Solar | 0 | 0 | 0 | 0 | 0 | 0 | 0 | 0 | 0 | 0 | 0 | 1 | 1 | 1 | 1 | [14 empty] | 1 | 1 | 4 | 1 | 2 | 1 | 1 | 0
PG&E GBA | El Cerrito G | 115 | Distributed_Solar | 0 | 0 | 0 | 0 | 0 | 0 | 0 | 0 | 0 | 0 | 0 | 5 | 2 | 1 | 1 | [14 empty] | 2 | 1 | 2 | 1 | 2 | 1 | 1 | 0
PG&E NGBA | El Dorado PH | 115 | Distributed_Solar | 0 | 0 | 0 | 0 | 0 | 0 | 0 | 0 | 0 | 0 | 0 | 5 | 2 | 1 | 1 | [14 empty] | 2 | 1 | 4 | 2 | 3 | 1 | 1 | 0
PG&E FRESNO | El Nido (PGE) | 115 | Distributed_Solar | 0 | 0 | 0 | 3 | 3 | 0 | 3 | 3 | 0 | 0 | 0 | 5 | 2 | 5 | 2 | [14 empty] | 1 | 1 | 4 | 2 | 1 | 1 | 1 | 1 | Flags are due to in-development resources
SCE Metro | El Nido (SCE) | 230 | Distributed_Solar | 0 | 0 | 0 | 0 | 0 | 0 | 0 | 0 | 0 | 0 | 0 | 1 | 1 | 1 | 1 | [14 empty] | 1 | 1 | 2 | 1 | 2 | 1 | 1 | 0
PG&E GBA | El Patio | 115 | Distributed_Solar | 0 | 0 | 0 | 0 | 0 | 0 | 0 | 0 | 0 | 0 | 0 | 1 | 1 | 1 | 1 | [14 empty] | 2 | 1 | 3 | 2 | 2 | 1 | 1 | 0
SCE Metro | El Segundo | 230 | Distributed_Solar | 0 | 0 | 0 | 0 | 0 | 0 | 0 | 0 | 0 | 0 | 0 | 1 | 1 | 1 | 1 | [14 empty] | 1 | 1 | 1 | 1 | 1 | 1 | 1 | 0
EOP | Eldorado | 230 | Distributed_Solar | 0 | 0 | 0 | 0 | 0 | 0 | 0 | 0 | 0 | 0 | 0 | 5 | 2 | 4 | 2 | 4 | [13 empty] | 2 | 2 | 2 | 1 | 3 | 1 | 1 | 0
EOP | Eldorado | 500 | Distributed_Solar | 0 | 0 | 0 | 0 | 0 | 0 | 0 | 0 | 0 | 0 | 0 | 5 | 2 | 4 | 2 | 5 | [13 empty] | 2 | 2 | 2 | 1 | 3 | 1 | 1 | 0
SCE Northern | Elizabeth Lake | 66 | Distributed_Solar | 0 | 0 | 0 | 0 | 0 | 0 | 0 | 0 | 0 | 0 | 0 | 5 | 2 | 4 | 2 | [14 empty] | 1 | 1 | 3 | 1 | 3 | 1 | 1 | 0
PG&E KERN | Elk Hills | 230 | Distributed_Solar | 0 | 0 | 0 | 0 | 0 | 0 | 0 | 0 | 0 | 0 | 0 | 5 | 2 | 5 | 2 | [14 empty] | 1 | 1 | 3 | 1 | 1 | 1 | 4 | 1
SDGE | Elliot | 69 | Distributed_Solar | 0 | 0 | 0 | 0 | 0 | 0 | 0 | 0 | 0 | 0 | 0 | 1 | 1 | 1 | 1 | [14 empty] | 2 | 1 | 2 | 1 | 2 | 1 | 1 | 0
SCE Metro | Ellis | 230 | Distributed_Solar | 0 | 0 | 0 | 0 | 0 | 0 | 0 | 0 | 0 | 0 | 0 | 1 | 1 | 1 | 1 | [14 empty] | 1 | 1 | 2 | 1 | 2 | 1 | 1 | 0
SDGE | Encina | 138 | Distributed_Solar | 0 | 0 | 0 | 0 | 0 | 0 | 0 | 0 | 0 | 0 | 0 | 1 | 1 | 1 | 1 | 3 | [13 empty] | 2 | 1 | 1 | 1 | 3 | 1 | 1 | 0
SDGE | Encina | 230 | Distributed_Solar | 0 | 0 | 0 | 0 | 0 | 0 | 0 | 0 | 0 | 0 | 0 | 1 | 1 | 1 | 1 | [14 empty] | 2 | 1 | 1 | 1 | 3 | 1 | 1 | 0
SDGE | Escondido | 230 | Distributed_Solar | 0 | 0 | 0 | 0 | 0 | 0 | 0 | 0 | 0 | 0 | 0 | 1 | 1 | 1 | 1 | [14 empty] | 2 | 1 | 1 | 1 | 3 | 1 | 1 | 0
SDGE | Escondido | 69 | Distributed_Solar | 0 | 0 | 0 | 0 | 0 | 0 | 0 | 0 | 0 | 0 | 0 | 1 | 1 | 1 | 1 | [14 empty] | 2 | 1 | 1 | 1 | 3 | 1 | 1 | 0
PG&E KERN | Estrella | 230 | Distributed_Solar | 0 | 0 | 0 | 0 | 0 | 0 | 0 | 0 | 0 | 0 | 0 | 5 | 2 | 1 | 1 | [14 empty] | 2 | 2 | 4 | 2 | 3 | 1 | 1 | 0
SCE Eastern | Etiwanda | 230 | Distributed_Solar | 0 | 0 | 0 | 0 | 0 | 0 | 0 | 0 | 0 | 0 | 0 | 1 | 1 | 1 | 1 | 5 | [13 empty] | 1 | 1 | 2 | 1 | 1 | 1 | 1 | 0
PG&E GBA | Evergreen | 115 | Distributed_Solar | 0 | 0 | 0 | 0 | 0 | 0 | 0 | 0 | 0 | 0 | 0 | 1 | 1 | 1 | 1 | [14 empty] | 2 | 1 | 2 | 2 | 2 | 1 | 1 | 0
PG&E GBA | Evergreen | 60 | Distributed_Solar | 0 | 0 | 0 | 0 | 0 | 0 | 0 | 0 | 0 | 0 | 0 | 1 | 1 | 1 | 1 | [14 empty] | 2 | 1 | 2 | 2 | 2 | 1 | 1 | 0
PG&E FRESNO | Excelsior | 115 | Distributed_Solar | 0 | 0 | 0 | 0 | 0 | 0 | 0 | 0 | 0 | 0 | 0 | 5 | 2 | 5 | 2 | 1 | [13 empty] | 1 | 1 | 4 | 2 | 1 | 1 | 1 | 0
PG&E FRESNO | Exchequer | 115 | Distributed_Solar | 0 | 0 | 0 | 0 | 0 | 0 | 0 | 0 | 0 | 0 | 0 | 5 | 2 | 5 | 2 | [14 empty] | 2 | 1 | 4 | 1 | 2 | 1 | 1 | 0
PG&E KERN | Fairway | 115 | Distributed_Solar | 0 | 0 | 0 | 0 | 0 | 0 | 0 | 0 | 0 | 0 | 0 | 5 | 2 | 1 | 1 | [14 empty] | 2 | 2 | 3 | 1 | 2 | 1 | 1 | 0
PG&E KERN | Famoso | 115 | Distributed_Solar | 0 | 0 | 0 | 0 | 0 | 0 | 0 | 0 | 0 | 0 | 0 | 5 | 2 | 1 | 1 | [14 empty] | 1 | 1 | 4 | 1 | 1 | 1 | 4 | 1
PG&E NGBA | Fern Road | 500 | Distributed_Solar | 0 | 0 | 0 | 0 | 0 | 0 | 0 | 0 | 0 | 0 | 0 | 5 | 2 | 1 | 1 | [14 empty] | 2 | 2 | 4 | 2 | 3 | 1 | 1 | 0
PG&E GBA | Fibreboard (SPI Sonora) | 115 | Distributed_Solar | 0 | 0 | 0 | 0 | 0 | 0 | 0 | 0 | 0 | 0 | 0 | 1 | 1 | 1 | 1 | [14 empty] | 2 | 1 | 2 | 1 | 2 | 1 | 1 | 0
PG&E FRESNO | Figarden | 230 | Distributed_Solar | 0 | 0 | 0 | 0 | 0 | 0 | 0 | 0 | 0 | 0 | 0 | 5 | 2 | 1 | 1 | [14 empty] | 1 | 1 | 3 | 2 | 2 | 1 | 1 | 0
PG&E FRESNO | Fink | 230 | Distributed_Solar | 0 | 0 | 0 | 0 | 0 | 0 | 0 | 0 | 0 | 0 | 0 | 1 | 1 | 1 | 1 | [14 empty] | 1 | 1 | 4 | 2 | 1 | 1 | 1 | 0
PG&E NGBA | Fitch Mountain | 60 | Distributed_Solar | 0 | 0 | 0 | 0 | 0 | 0 | 0 | 0 | 0 | 0 | 0 | 5 | 2 | 1 | 1 | [14 empty] | 2 | 2 | 4 | 2 | 3 | 1 | 1 | 0
PG&E GBA | FMC | 115 | Distributed_Solar | 0 | 0 | 0 | 0 | 0 | 0 | 0 | 0 | 0 | 0 | 0 | 1 | 1 | 1 | 1 | [14 empty] | 2 | 1 | 2 | 2 | 2 | 1 | 1 | 0
PG&E GBA | Fremont | 115 | Distributed_Solar | 0 | 0 | 0 | 0 | 0 | 0 | 0 | 0 | 0 | 0 | 0 | 1 | 1 | 1 | 1 | [14 empty] | 2 | 1 | 3 | 1 | 2 | 1 | 1 | 0
PG&E GBA | French Camp | 60 | Distributed_Solar | 0 | 0 | 0 | 0 | 0 | 0 | 0 | 0 | 0 | 0 | 0 | 1 | 1 | 1 | 1 | [14 empty] | 1 | 1 | 3 | 2 | 1 | 1 | 1 | 0
PG&E GBA | Frogtown | 115 | Distributed_Solar | 0 | 0 | 0 | 0 | 0 | 0 | 0 | 0 | 0 | 0 | 0 | 1 | 1 | 1 | 1 | [14 empty] | 2 | 1 | 4 | 1 | 3 | 1 | 1 | 0
PG&E NGBA | Fulton | 115 | Distributed_Solar | 0 | 0 | 0 | 0 | 0 | 0 | 0 | 0 | 0 | 0 | 0 | 5 | 2 | 1 | 1 | 1 | [13 empty] | 2 | 1 | 3 | 2 | 2 | 1 | 1 | 0
PG&E NGBA | Fulton | 230 | Distributed_Solar | 0 | 0 | 0 | 0 | 0 | 0 | 0 | 0 | 0 | 0 | 0 | 5 | 2 | 1 | 1 | [14 empty] | 2 | 1 | 3 | 2 | 2 | 1 | 1 | 0
PG&E NGBA | Fulton | 60 | Distributed_Solar | 0 | 0 | 0 | 0 | 0 | 0 | 0 | 0 | 0 | 0 | 0 | 5 | 2 | 1 | 1 | [14 empty] | 2 | 1 | 3 | 2 | 2 | 1 | 1 | 0
PG&E KERN | Ganso | 115 | Distributed_Solar | 0 | 0 | 0 | 0 | 0 | 0 | 0 | 0 | 0 | 0 | 0 | 5 | 2 | 5 | 2 | [14 empty] | 1 | 1 | 3 | 1 | 1 | 1 | 4 | 1
PG&E FRESNO | Gates | 230 | Distributed_Solar | 0 | 0 | 0 | 3 | 3 | 0 | 3 | 3 | 0 | 0 | 0 | 5 | 2 | 5 | 2 | 4 | [13 empty] | 1 | 1 | 3 | 2 | 1 | 1 | 1 | 1 | Flags are due to in-development resources
PG&E FRESNO | Gates | 500 | Distributed_Solar | 0 | 0 | 0 | 0 | 0 | 0 | 0 | 0 | 0 | 0 | 0 | 5 | 2 | 5 | 2 | 5 | [13 empty] | 1 | 1 | 3 | 2 | 1 | 1 | 1 | 0
PG&E NGBA | Geysers 12 | 230 | Distributed_Solar | 0 | 0 | 0 | 0 | 0 | 0 | 0 | 0 | 0 | 0 | 0 | 5 | 2 | 1 | 1 | [14 empty] | 2 | 2 | 4 | 2 | 3 | 1 | 1 | 0
PG&E NGBA | Geysers 17 | 230 | Distributed_Solar | 0 | 0 | 0 | 0 | 0 | 0 | 0 | 0 | 0 | 0 | 0 | 5 | 2 | 1 | 1 | [14 empty] | 2 | 2 | 4 | 2 | 3 | 1 | 1 | 0
PG&E NGBA | Geysers 3 | 115 | Distributed_Solar | 0 | 0 | 0 | 0 | 0 | 0 | 0 | 0 | 0 | 0 | 0 | 5 | 2 | 1 | 1 | [14 empty] | 2 | 2 | 4 | 2 | 3 | 1 | 1 | 0
PG&E NGBA | Glenn | 230 | Distributed_Solar | 0 | 0 | 0 | 0 | 0 | 0 | 0 | 0 | 0 | 0 | 0 | 5 | 2 | 1 | 1 | 3 | [13 empty] | 2 | 2 | 4 | 1 | 3 | 1 | 1 | 0
PG&E NGBA | Glenn | 60 | Distributed_Solar | 0 | 0 | 0 | 0 | 0 | 0 | 0 | 0 | 0 | 0 | 0 | 5 | 2 | 1 | 1 | [14 empty] | 2 | 2 | 4 | 1 | 3 | 1 | 1 | 0
PG&E NGBA | Gold Hill | 115 | Distributed_Solar | 0 | 0 | 0 | 0 | 0 | 0 | 0 | 0 | 0 | 0 | 0 | 5 | 2 | 1 | 1 | [14 empty] | 2 | 1 | 4 | 2 | 3 | 1 | 1 | 0
PG&E NGBA | Gold Hill | 230 | Distributed_Solar | 0 | 0 | 0 | 0 | 0 | 0 | 0 | 0 | 0 | 0 | 0 | 5 | 2 | 1 | 1 | [14 empty] | 2 | 1 | 4 | 2 | 3 | 1 | 1 | 0
SCE Northern | Goleta | 230 | Distributed_Solar | 0 | 0 | 0 | 0 | 0 | 0 | 0 | 0 | 0 | 0 | 0 | 5 | 2 | 4 | 2 | [14 empty] | 2 | 2 | 2 | 1 | 2 | 1 | 1 | 0
SCE Metro | Goodrich | 230 | Distributed_Solar | 0 | 0 | 0 | 0 | 0 | 0 | 0 | 0 | 0 | 0 | 0 | 1 | 1 | 1 | 1 | [14 empty] | 1 | 1 | 3 | 1 | 2 | 1 | 1 | 0
PG&E KERN | Goose Lake | 115 | Distributed_Solar | 0 | 0 | 0 | 0 | 0 | 0 | 0 | 0 | 0 | 0 | 0 | 5 | 2 | 1 | 1 | [14 empty] | 1 | 1 | 2 | 1 | 1 | 1 | 1 | 0
SCE Metro | Gould | 230 | Distributed_Solar | 0 | 0 | 0 | 0 | 0 | 0 | 0 | 0 | 0 | 0 | 0 | 1 | 1 | 1 | 1 | [14 empty] | 1 | 1 | 4 | 1 | 2 | 1 | 1 | 0
PG&E NGBA | Grand Island | 115 | Distributed_Solar | 0 | 0 | 0 | 2.73 | 2.73 | 0 | 2.73 | 2.73 | 0 | 0 | 0 | 5 | 2 | 1 | 1 | [14 empty] | 2 | 1 | 4 | 2 | 2 | 1 | 1 | 1 | Flags are due to in-development resources
SDGE | Granite | 69 | Distributed_Solar | 0 | 0 | 0 | 0 | 0 | 0 | 0 | 0 | 0 | 0 | 0 | 1 | 1 | 1 | 1 | [14 empty] | 2 | 1 | 2 | 2 | 2 | 1 | 1 | 0
PG&E GBA | Grant | 115 | Distributed_Solar | 0 | 0 | 0 | 0 | 0 | 0 | 0 | 0 | 0 | 0 | 0 | 5 | 2 | 1 | 1 | [14 empty] | 2 | 1 | 2 | 1 | 2 | 1 | 1 | 0
PG&E GBA | Green Valley | 115 | Distributed_Solar | 0 | 0 | 0 | 0 | 0 | 0 | 0 | 0 | 0 | 0 | 0 | 1 | 1 | 1 | 1 | 1 | [13 empty] | 2 | 2 | 3 | 2 | 2 | 1 | 1 | 0
PG&E NGBA | Greenleaf 1 | 115 | Distributed_Solar | 0 | 0 | 0 | 0 | 0 | 0 | 0 | 0 | 0 | 0 | 0 | 5 | 2 | 1 | 1 | [14 empty] | 2 | 2 | 1 | 1 | 3 | 1 | 1 | 0
PG&E FRESNO | Gregg | 230 | Distributed_Solar | 0 | 0 | 0 | 0 | 0 | 0 | 0 | 0 | 0 | 0 | 0 | 5 | 2 | 5 | 2 | [14 empty] | 1 | 1 | 3 | 2 | 1 | 1 | 1 | 0
PG&E FRESNO | Grimmway-Malaga | 115 | Distributed_Solar | 0 | 0 | 0 | 0 | 0 | 0 | 0 | 0 | 0 | 0 | 0 | 5 | 2 | 5 | 2 | [14 empty] | 1 | 1 | 2 | 1 | 1 | 1 | 1 | 0
PG&E NGBA | Grizzly | 230 | Distributed_Solar | 0 | 0 | 0 | 0 | 0 | 0 | 0 | 0 | 0 | 0 | 0 | 5 | 2 | 1 | 1 | [14 empty] | 2 | 2 | 4 | 1 | 3 | 1 | 1 | 0
PG&E FRESNO | Guernsey | 70 | Distributed_Solar | 0 | 0 | 0 | 0 | 0 | 0 | 0 | 0 | 0 | 0 | 0 | 5 | 2 | 5 | 2 | [14 empty] | 1 | 1 | 3 | 2 | 1 | 1 | 5 | 1
PG&E FRESNO | GWF Hanford | 115 | Distributed_Solar | 0 | 0 | 0 | 0 | 0 | 0 | 0 | 0 | 0 | 0 | 0 | 5 | 2 | 5 | 2 | [14 empty] | 2 | 1 | 2 | 1 | 1 | 1 | 1 | 0
PG&E FRESNO | Haas | 230 | Distributed_Solar | 0 | 0 | 0 | 0 | 0 | 0 | 0 | 0 | 0 | 0 | 0 | 5 | 2 | 5 | 2 | [14 empty] | 1 | 1 | 4 | 2 | 3 | 1 | 1 | 0
PG&E FRESNO | Hammonds | 115 | Distributed_Solar | 0 | 0 | 0 | 0 | 0 | 0 | 0 | 0 | 0 | 0 | 0 | 5 | 2 | 1 | 1 | [14 empty] | 1 | 1 | 2 | 2 | 1 | 1 | 1 | 0
SCE Metro | HarborGen | 230 | Distributed_Solar | 0 | 0 | 0 | 0 | 0 | 0 | 0 | 0 | 0 | 0 | 0 | 1 | 1 | 1 | 1 | [14 empty] | 1 | 1 | 2 | 1 | 1 | 1 | 1 | 0
PG&E NGBA | Harris | 60 | Distributed_Solar | 0 | 0 | 0 | 0 | 0 | 0 | 0 | 0 | 0 | 0 | 0 | 5 | 2 | 1 | 1 | [14 empty] | 2 | 2 | 2 | 2 | 3 | 1 | 1 | 0
EOP | Harry Allen | 500 | Distributed_Solar | 0 | 0 | 0 | 0 | 0 | 0 | 0 | 0 | 0 | 0 | 0 | 5 | 2 | 4 | 2 | [14 empty] | 2 | 2 | 4 | 1 | 3 | 1 | 1 | 0
PG&E NGBA | Hartley | 60 | Distributed_Solar | 0 | 0 | 0 | 0 | 0 | 0 | 0 | 0 | 0 | 0 | 0 | 5 | 2 | 1 | 1 | [14 empty] | 2 | 2 | 4 | 2 | 3 | 1 | 1 | 0
SCE NOL | Harvard | 115 | Distributed_Solar | 0 | 0 | 0 | 0 | 0 | 0 | 0 | 0 | 0 | 0 | 0 | 3 | 3 | 1 | 1 | [14 empty] | 2 | 1 | 4 | 1 | 1 | 1 | 1 | 0
SDGE | Hassayampa | 500 | Distributed_Solar | 0 | 0 | 0 | 0 | 0 | 0 | 0 | 0 | 0 | 0 | 0 | 5 | 2 | 4 | 2 | [14 empty] | 2 | 1 | 4 | 2 | 3 | 1 | 1 | 0
PG&E FRESNO | Helm | 230 | Distributed_Solar | 0 | 0 | 0 | 0 | 0 | 0 | 0 | 0 | 0 | 0 | 0 | 5 | 2 | 5 | 2 | 3 | [13 empty] | 1 | 1 | 2 | 2 | 1 | 1 | 1 | 0
PG&E FRESNO | Helm | 70 | Distributed_Solar | 0 | 0 | 0 | 0 | 0 | 0 | 0 | 0 | 0 | 0 | 0 | 5 | 2 | 1 | 1 | [14 empty] | 1 | 1 | 2 | 2 | 1 | 1 | 1 | 0
PG&E FRESNO | Henrietta | 115 | Distributed_Solar | 0 | 0 | 0 | 0 | 0 | 0 | 0 | 0 | 0 | 0 | 0 | 5 | 2 | 1 | 1 | 3 | [13 empty] | 1 | 1 | 1 | 2 | 1 | 1 | 1 | 0
PG&E FRESNO | Henrietta | 230 | Distributed_Solar | 0 | 0 | 0 | 0 | 0 | 0 | 0 | 0 | 0 | 0 | 0 | 5 | 2 | 1 | 1 | 3 | [13 empty] | 1 | 1 | 1 | 2 | 1 | 1 | 1 | 0
PG&E FRESNO | Henrietta | 70 | Distributed_Solar | 0 | 0 | 0 | 0 | 0 | 0 | 0 | 0 | 0 | 0 | 0 | 5 | 2 | 5 | 2 | [14 empty] | 1 | 1 | 1 | 2 | 1 | 1 | 5 | 1
PG&E FRESNO | Herndon | 115 | Distributed_Solar | 0 | 0 | 0 | 0 | 0 | 0 | 0 | 0 | 0 | 0 | 0 | 5 | 2 | 1 | 1 | [14 empty] | 1 | 1 | 3 | 2 | 1 | 1 | 1 | 0
PG&E FRESNO | Herndon | 230 | Distributed_Solar | 0 | 0 | 0 | 0 | 0 | 0 | 0 | 0 | 0 | 0 | 0 | 5 | 2 | 1 | 1 | [14 empty] | 1 | 1 | 3 | 2 | 1 | 1 | 1 | 0
PG&E GBA | Hicks | 230 | Distributed_Solar | 0 | 0 | 0 | 0 | 0 | 0 | 0 | 0 | 0 | 0 | 0 | 1 | 1 | 1 | 1 | [14 empty] | 2 | 1 | 4 | 2 | 2 | 1 | 1 | 0
PG&E NGBA | Higgins | 115 | Distributed_Solar | 0 | 0 | 0 | 0 | 0 | 0 | 0 | 0 | 0 | 0 | 0 | 5 | 2 | 1 | 1 | [14 empty] | 2 | 1 | 4 | 1 | 3 | 1 | 1 | 0
PG&E NGBA | Hilltop | 345 | Distributed_Solar | 0 | 0 | 0 | 0 | 0 | 0 | 0 | 0 | 0 | 0 | 0 | 5 | 2 | 1 | 1 | [14 empty] | 2 | 2 | 4 | 1 | 3 | 1 | 1 | 0
SCE Metro | Hinson | 230 | Distributed_Solar | 0 | 0 | 0 | 0.68 | 0.68 | 0 | 0.68 | 0.68 | 0 | 0 | 0 | 1 | 1 | 1 | 1 | [14 empty] | 1 | 1 | 2 | 1 | 1 | 1 | 4 | 1 | Flags are due to in-development resources
PG&E GBA | Hollister | 115 | Distributed_Solar | 0 | 0 | 0 | 0 | 0 | 0 | 0 | 0 | 0 | 0 | 0 | 1 | 1 | 1 | 1 | 3 | [13 empty] | 2 | 2 | 4 | 2 | 3 | 1 | 1 | 0
PG&E NGBA | Homestake | 115 | Distributed_Solar | 0 | 0 | 0 | 0 | 0 | 0 | 0 | 0 | 0 | 0 | 0 | 5 | 2 | 1 | 1 | [14 empty] | 2 | 1 | 4 | 2 | 3 | 1 | 1 | 0
PG&E NGBA | Honcut | 115 | Distributed_Solar | 0 | 0 | 0 | 0 | 0 | 0 | 0 | 0 | 0 | 0 | 0 | 5 | 2 | 1 | 1 | [14 empty] | 2 | 1 | 4 | 2 | 3 | 1 | 1 | 0
SDGE | Hoodoo Wash | 500 | Distributed_Solar | 0 | 0 | 0 | 0 | 0 | 0 | 0 | 0 | 0 | 0 | 0 | 5 | 2 | 4 | 2 | [14 empty] | 2 | 2 | 4 | 2 | 3 | 1 | 1 | 0
PG&E NGBA | Hopland | 115 | Distributed_Solar | 0 | 0 | 0 | 0 | 0 | 0 | 0 | 0 | 0 | 0 | 0 | 5 | 2 | 1 | 1 | [14 empty] | 2 | 2 | 4 | 2 | 3 | 1 | 1 | 0
PG&E NGBA | Hopland | 60 | Distributed_Solar | 0 | 0 | 0 | 0 | 0 | 0 | 0 | 0 | 0 | 0 | 0 | 5 | 2 | 1 | 1 | [14 empty] | 2 | 2 | 4 | 2 | 3 | 1 | 1 | 0
PG&E NGBA | Humboldt | 115 | Distributed_Solar | 0 | 0 | 0 | 0 | 0 | 0 | 0 | 0 | 0 | 0 | 0 | 5 | 2 | 1 | 1 | 3 | [13 empty] | 2 | 2 | 3 | 2 | 3 | 1 | 1 | 0
PG&E NGBA | Humboldt | 60 | Distributed_Solar | 0 | 0 | 0 | 1.999 | 1.999 | 0 | 1.999 | 1.999 | 0 | 0 | 0 | 5 | 2 | 1 | 1 | [14 empty] | 2 | 2 | 3 | 2 | 3 | 1 | 1 | 1 | Flags are due to in-development resources
PG&E NGBA | Humboldt | 500 | Distributed_Solar | 0 | 0 | 0 | 0 | 0 | 0 | 0 | 0 | 0 | 0 | 0 | 5 | 2 | 1 | 1 | [14 empty] | 2 | 2 | 3 | 2 | 3 | 1 | 1 | 0
SCE Metro | Huntington Beach | 230 | Distributed_Solar | 0 | 0 | 0 | 0 | 0 | 0 | 0 | 0 | 0 | 0 | 0 | 1 | 1 | 1 | 1 | [14 empty] | 1 | 1 | 1 | 1 | 2 | 1 | 1 | 0
PG&E NGBA | Ignacio | 115 | Distributed_Solar | 0 | 0 | 0 | 0 | 0 | 0 | 0 | 0 | 0 | 0 | 0 | 5 | 2 | 1 | 1 | 3 | [13 empty] | 2 | 1 | 4 | 1 | 3 | 1 | 1 | 0
PG&E NGBA | Ignacio | 230 | Distributed_Solar | 0 | 0 | 0 | 0 | 0 | 0 | 0 | 0 | 0 | 0 | 0 | 5 | 2 | 1 | 1 | 3 | [13 empty] | 2 | 1 | 4 | 1 | 3 | 1 | 1 | 0
PG&E NGBA | Ignacio | 60 | Distributed_Solar | 0 | 0 | 0 | 0 | 0 | 0 | 0 | 0 | 0 | 0 | 0 | 5 | 2 | 1 | 1 | 3 | [13 empty] | 2 | 1 | 4 | 1 | 3 | 1 | 1 | 0
SDGE | Imperial Beach | 69 | Distributed_Solar | 0 | 0 | 0 | 0 | 0 | 0 | 0 | 0 | 0 | 0 | 0 | 1 | 1 | 1 | 1 | [14 empty] | 2 | 1 | 3 | 1 | 2 | 1+ | 1 | 1
SDGE | Imperial Valley | 230 | Distributed_Solar | 0 | 0 | 0 | 0 | 0 | 0 | 0 | 0 | 0 | 0 | 0 | 1 | 1 | 1 | 1 | 4 | [13 empty] | 1 | 1 | 2 | 2 | 1 | 1 | 1 | 0
SDGE | Imperial Valley | 500 | Distributed_Solar | 0 | 0 | 0 | 0 | 0 | 0 | 0 | 0 | 0 | 0 | 0 | 1 | 1 | 1 | 1 | 5 | [13 empty] | 1 | 1 | 2 | 2 | 1 | 1 | 1 | 0
EOP | Innovation | 138 | Distributed_Solar | 0 | 0 | 0 | 0 | 0 | 0 | 0 | 0 | 0 | 0 | 0 | 5 | 2 | 4 | 2 | [14 empty] | 2 | 2 | 4 | 1 | 3 | 1 | 1 | 0
EOP | Innovation | 230 | Distributed_Solar | 0 | 0 | 0 | 0 | 0 | 0 | 0 | 0 | 0 | 0 | 0 | 5 | 2 | 4 | 2 | [14 empty] | 2 | 2 | 4 | 1 | 3 | 1 | 1 | 0
SCE NOL | Inyokern | 115 | Distributed_Solar | 0 | 0 | 0 | 0 | 0 | 0 | 0 | 0 | 0 | 0 | 0 | 3 | 3 | 1 | 1 | [14 empty] | 2 | 2 | 4 | 1 | 3 | 4+ | 1 | 1
EOP | IS Tap | 138 | Distributed_Solar | 0 | 0 | 0 | 0 | 0 | 0 | 0 | 0 | 0 | 0 | 0 | 5 | 2 | 4 | 2 | [14 empty] | 2 | 2 | 4 | 1 | 3 | 1 | 1 | 0
EOP | Ivanpah | 115 | Distributed_Solar | 0 | 0 | 0 | 0 | 0 | 0 | 0 | 0 | 0 | 0 | 0 | 5 | 2 | 4 | 2 | [14 empty] | 2 | 2 | 4 | 1 | 1 | 1 | 1 | 0
EOP | Ivanpah | 230 | Distributed_Solar | 0 | 0 | 0 | 0 | 0 | 0 | 0 | 0 | 0 | 0 | 0 | 5 | 2 | 4 | 2 | [14 empty] | 2 | 2 | 4 | 1 | 1 | 1 | 1 | 0
EOP | Jackass (DOE) | 138 | Distributed_Solar | 0 | 0 | 0 | 0 | 0 | 0 | 0 | 0 | 0 | 0 | 0 | 5 | 2 | 4 | 2 | [14 empty] | 2 | 2 | 4 | 1 | 3 | 1 | 1 | 0
PG&E NGBA | James B Black | 230 | Distributed_Solar | 0 | 0 | 0 | 0 | 0 | 0 | 0 | 0 | 0 | 0 | 0 | 5 | 2 | 1 | 1 | [14 empty] | 2 | 2 | 4 | 2 | 3 | 1 | 1 | 0
PG&E GBA | Jefferson | 230 | Distributed_Solar | 0 | 0 | 0 | 0 | 0 | 0 | 0 | 0 | 0 | 0 | 0 | 1 | 1 | 1 | 1 | [14 empty] | 2 | 1 | 3 | 1 | 2 | 1 | 1 | 0
PG&E NGBA | Jessup | 115 | Distributed_Solar | 0 | 0 | 0 | 0 | 0 | 0 | 0 | 0 | 0 | 0 | 0 | 5 | 2 | 1 | 1 | [14 empty] | 2 | 2 | 3 | 2 | 3 | 1 | 1 | 0
SCE Metro | Johanna | 230 | Distributed_Solar | 0 | 0 | 0 | 0 | 0 | 0 | 0 | 0 | 0 | 0 | 0 | 1 | 1 | 1 | 1 | [14 empty] | 1 | 1 | 2 | 1 | 1 | 1 | 1 | 0
SCE Eastern | Julian Hinds | 230 | Distributed_Solar | 0 | 0 | 0 | 0 | 0 | 0 | 0 | 0 | 0 | 0 | 0 | 5 | 2 | 1 | 1 | [14 empty] | 2 | 1 | 4 | 1 | 3 | 1 | 1 | 0
PG&E GBA | Kasson | 115 | Distributed_Solar | 0 | 0 | 0 | 0 | 0 | 0 | 0 | 0 | 0 | 0 | 0 | 1 | 1 | 1 | 1 | [14 empty] | 1 | 1 | 4 | 2 | 1 | 1 | 1 | 0
PG&E GBA | Kasson | 60 | Distributed_Solar | 0 | 0 | 0 | 0 | 0 | 0 | 0 | 0 | 0 | 0 | 0 | 1 | 1 | 1 | 1 | [14 empty] | 1 | 1 | 4 | 2 | 1 | 1 | 1 | 0
PG&E FRESNO | Kearney | 230 | Distributed_Solar | 0 | 0 | 0 | 0 | 0 | 0 | 0 | 0 | 0 | 0 | 0 | 5 | 2 | 5 | 2 | [14 empty] | 1 | 1 | 3 | 2 | 1 | 1 | 5 | 1
PG&E FRESNO | Kearney | 70 | Distributed_Solar | 0 | 0 | 0 | 0 | 0 | 0 | 0 | 0 | 0 | 0 | 0 | 5 | 2 | 5 | 2 | [14 empty] | 1 | 1 | 3 | 2 | 1 | 1 | 1 | 0
PG&E GBA | Kelso | 230 | Distributed_Solar | 0 | 0 | 0 | 0 | 0 | 0 | 0 | 0 | 0 | 0 | 0 | 5 | 2 | 1 | 1 | [14 empty] | 2 | 1 | 2 | 1 | 2 | 1 | 1 | 0
PG&E FRESNO | Kerchoff 1 | 115 | Distributed_Solar | 0 | 0 | 0 | 0 | 0 | 0 | 0 | 0 | 0 | 0 | 0 | 5 | 2 | 5 | 2 | [14 empty] | 1 | 1 | 4 | 2 | 3 | 1 | 1 | 0
PG&E KERN | Kern Oil | 115 | Distributed_Solar | 0 | 0 | 0 | 0 | 0 | 0 | 0 | 0 | 0 | 0 | 0 | 5 | 2 | 5 | 2 | [14 empty] | 1 | 1 | 1 | 1 | 1 | 1 | 4 | 1
PG&E KERN | Kern PP | 115 | Distributed_Solar | 0 | 0 | 0 | 0 | 0 | 0 | 0 | 0 | 0 | 0 | 0 | 5 | 2 | 5 | 2 | [14 empty] | 1 | 1 | 2 | 1 | 2 | 1 | 1 | 0
PG&E KERN | Kern PP | 230 | Distributed_Solar | 0 | 0 | 0 | 0 | 0 | 0 | 0 | 0 | 0 | 0 | 0 | 5 | 2 | 5 | 2 | [14 empty] | 1 | 1 | 2 | 1 | 2 | 1 | 1 | 0
PG&E KERN | Kern PP | 70 | Distributed_Solar | 0 | 0 | 0 | 0 | 0 | 0 | 0 | 0 | 0 | 0 | 0 | 5 | 2 | 1 | 1 | [14 empty] | 1 | 1 | 2 | 1 | 2 | 1 | 1 | 0
PG&E KERN | Kernridge | 115 | Distributed_Solar | 0 | 0 | 0 | 0 | 0 | 0 | 0 | 0 | 0 | 0 | 0 | 5 | 2 | 5 | 2 | [14 empty] | 1 | 1 | 1 | 1 | 1 | 1 | 1 | 0
PG&E FRESNO | Kingsburg | 115 | Distributed_Solar | 0 | 0 | 0 | 0 | 0 | 0 | 0 | 0 | 0 | 0 | 0 | 5 | 2 | 5 | 2 | [14 empty] | 1 | 1 | 2 | 2 | 1 | 1 | 1 | 0
PG&E GBA | Kirker | 115 | Distributed_Solar | 0 | 0 | 0 | 2.9 | 2.9 | 0 | 2.9 | 2.9 | 0 | 0 | 0 | 5 | 2 | 1 | 1 | [14 empty] | 2 | 1 | 3 | 1 | 1 | 4+ | 1 | 1 | Flags are due to in-development resources
PG&E NGBA | Knights Landing | 115 | Distributed_Solar | 0 | 0 | 0 | 0 | 0 | 0 | 0 | 0 | 0 | 0 | 0 | 5 | 2 | 1 | 1 | [14 empty] | 2 | 1 | 4 | 2 | 3 | 1 | 1 | 0
PG&E NGBA | Konocti | 60 | Distributed_Solar | 0 | 0 | 0 | 0 | 0 | 0 | 0 | 0 | 0 | 0 | 0 | 5 | 2 | 1 | 1 | [14 empty] | 2 | 2 | 4 | 2 | 3 | 1 | 1 | 0
SCE NOL | Kramer | 115 | Distributed_Solar | 0 | 0 | 0 | 0 | 0 | 0 | 0 | 0 | 0 | 0 | 0 | 3 | 3 | 1 | 1 | 3 | [13 empty] | 2 | 1 | 4 | 1 | 3 | 4+ | 5 | 1
SCE NOL | Kramer | 230 | Distributed_Solar | 0 | 0 | 0 | 0 | 0 | 0 | 0 | 0 | 0 | 0 | 0 | 3 | 3 | 1 | 1 | 4 | [13 empty] | 2 | 1 | 4 | 1 | 3 | 4+ | 1 | 1
SCE Metro | La Cienega | 230 | Distributed_Solar | 0 | 0 | 0 | 0 | 0 | 0 | 0 | 0 | 0 | 0 | 0 | 1 | 1 | 1 | 1 | [14 empty] | 1 | 1 | 2 | 1 | 2 | 1 | 1 | 0
SCE Metro | La Fresa | 230 | Distributed_Solar | 0 | 0 | 0 | 0 | 0 | 0 | 0 | 0 | 0 | 0 | 0 | 1 | 1 | 1 | 1 | [14 empty] | 1 | 1 | 2 | 1 | 2 | 1 | 4 | 1
SCE Metro | Laguna Bell | 230 | Distributed_Solar | 0 | 0 | 0 | 0.68 | 0.68 | 0 | 0.68 | 0.68 | 0 | 0 | 0 | 1 | 1 | 1 | 1 | 5 | [13 empty] | 1 | 1 | 2 | 1 | 1 | 4+ | 4 | 1 | Flags are due to in-development resources
PG&E KERN | Lakeview | 70 | Distributed_Solar | 0 | 0 | 0 | 0 | 0 | 0 | 0 | 0 | 0 | 0 | 0 | 5 | 2 | 5 | 2 | [14 empty] | 1 | 1 | 4 | 1 | 1 | 1 | 1 | 0
PG&E NGBA | Lakeville | 230 | Distributed_Solar | 0 | 0 | 0 | 0 | 0 | 0 | 0 | 0 | 0 | 0 | 0 | 5 | 2 | 1 | 1 | 3 | [13 empty] | 2 | 1 | 4 | 2 | 3 | 1 | 1 | 0
PG&E NGBA | Lakeville | 60 | Distributed_Solar | 0 | 0 | 0 | 0 | 0 | 0 | 0 | 0 | 0 | 0 | 0 | 5 | 2 | 1 | 1 | [14 empty] | 2 | 1 | 4 | 2 | 3 | 1 | 5 | 1
PG&E NGBA | Lakeville | 115 | Distributed_Solar | 0 | 0 | 0 | 0 | 0 | 0 | 0 | 0 | 0 | 0 | 0 | 5 | 2 | 1 | 1 | 3 | [13 empty] | 2 | 1 | 4 | 2 | 3 | 1 | 1 | 0
PG&E GBA | Lakewood | 115 | Distributed_Solar | 0 | 0 | 0 | 0 | 0 | 0 | 0 | 0 | 0 | 0 | 0 | 5 | 2 | 1 | 1 | [14 empty] | 2 | 1 | 3 | 1 | 2 | 1 | 1 | 0
PG&E NGBA | Lambie | 230 | Distributed_Solar | 0 | 0 | 0 | 0 | 0 | 0 | 0 | 0 | 0 | 0 | 0 | 5 | 2 | 1 | 1 | [14 empty] | 2 | 1 | 1 | 1 | 1 | 1 | 1 | 0
PG&E GBA | Lammers | 115 | Distributed_Solar | 0 | 0 | 0 | 0 | 0 | 0 | 0 | 0 | 0 | 0 | 0 | 1 | 1 | 1 | 1 | 3 | [13 empty] | 1 | 1 | 1 | 2 | 2 | 1 | 1 | 0
PG&E KERN | Lamont | 115 | Distributed_Solar | 0 | 0 | 0 | 0 | 0 | 0 | 0 | 0 | 0 | 0 | 0 | 5 | 2 | 5 | 2 | 3 | [13 empty] | 1 | 1 | 2 | 1 | 1 | 1 | 4 | 1
PG&E FRESNO | Las Aguilas | 230 | Distributed_Solar | 0 | 0 | 0 | 0 | 0 | 0 | 0 | 0 | 0 | 0 | 0 | 5 | 2 | 5 | 2 | [14 empty] | 2 | 2 | 4 | 2 | 2 | 1 | 1 | 0
EOP | Lathrop | 138 | Distributed_Solar | 0 | 0 | 0 | 0 | 0 | 0 | 0 | 0 | 0 | 0 | 0 | 5 | 2 | 4 | 2 | [14 empty] | 2 | 2 | 4 | 1 | 3 | 1 | 1 | 0
EOP | Lathrop | 230 | Distributed_Solar | 0 | 0 | 0 | 0 | 0 | 0 | 0 | 0 | 0 | 0 | 0 | 5 | 2 | 4 | 2 | [14 empty] | 2 | 2 | 4 | 1 | 3 | 1 | 1 | 0
PG&E FRESNO | Le Grand | 115 | Distributed_Solar | 0 | 0 | 0 | 0 | 0 | 0 | 0 | 0 | 0 | 0 | 0 | 5 | 2 | 5 | 2 | 3 | [13 empty] | 1 | 1 | 3 | 2 | 1 | 1 | 1 | 0
PG&E FRESNO | Lemoore | 70 | Distributed_Solar | 0 | 0 | 0 | 0 | 0 | 0 | 0 | 0 | 0 | 0 | 0 | 5 | 2 | 1 | 1 | [14 empty] | 1 | 1 | 3 | 2 | 2 | 1 | 1 | 0
PG&E KERN | Lerdo | 115 | Distributed_Solar | 0 | 0 | 0 | 0 | 0 | 0 | 0 | 0 | 0 | 0 | 0 | 5 | 2 | 5 | 2 | [14 empty] | 1 | 1 | 4 | 1 | 1 | 1 | 1 | 0
SCE Metro | Lewis | 230 | Distributed_Solar | 0 | 0 | 0 | 0 | 0 | 0 | 0 | 0 | 0 | 0 | 0 | 1 | 1 | 1 | 1 | [14 empty] | 1 | 1 | 3 | 1 | 2 | 1 | 1 | 0
SCE Metro | Lighthipe | 230 | Distributed_Solar | 0 | 0 | 0 | 1.32 | 1.32 | 0 | 1.32 | 1.32 | 0 | 0 | 0 | 1 | 1 | 1 | 1 | [14 empty] | 1 | 1 | 2 | 1 | 1 | 4+ | 4 | 1 | Flags are due to in-development resources
SDGE | Lilac | 69 | Distributed_Solar | 0 | 0 | 0 | 0 | 0 | 0 | 0 | 0 | 0 | 0 | 0 | 1 | 1 | 1 | 1 | [14 empty] | 2 | 1 | 3 | 1 | 3 | 1 | 1 | 0
PG&E NGBA | Lincoln | 115 | Distributed_Solar | 0 | 0 | 0 | 0 | 0 | 0 | 0 | 0 | 0 | 0 | 0 | 5 | 2 | 1 | 1 | [14 empty] | 2 | 1 | 3 | 2 | 3 | 1 | 1 | 0
PG&E KERN | Live Oak | 115 | Distributed_Solar | 0 | 0 | 0 | 0 | 0 | 0 | 0 | 0 | 0 | 0 | 0 | 5 | 2 | 5 | 2 | [14 empty] | 1 | 1 | 1 | 1 | 1 | 1 | 1 | 0
PG&E GBA | Llagas | 115 | Distributed_Solar | 0 | 0 | 0 | 0 | 0 | 0 | 0 | 0 | 0 | 0 | 0 | 1 | 1 | 1 | 1 | [14 empty] | 2 | 1 | 2 | 2 | 1 | 1 | 1 | 0
PG&E GBA | Lockeford | 115 | Distributed_Solar | 0 | 0 | 0 | 0 | 0 | 0 | 0 | 0 | 0 | 0 | 0 | 1 | 1 | 1 | 1 | [14 empty] | 1 | 1 | 4 | 2 | 2 | 1 | 1 | 0
PG&E GBA | Lockeford | 230 | Distributed_Solar | 0 | 0 | 0 | 0 | 0 | 0 | 0 | 0 | 0 | 0 | 0 | 5 | 2 | 1 | 1 | [14 empty] | 1 | 1 | 4 | 2 | 2 | 1 | 1 | 0
PG&E GBA | Lockeford | 60 | Distributed_Solar | 0 | 0 | 0 | 0 | 0 | 0 | 0 | 0 | 0 | 0 | 0 | 5 | 2 | 1 | 1 | [14 empty] | 1 | 1 | 4 | 2 | 2 | 1 | 1 | 0
PG&E GBA | Lodi | 230 | Distributed_Solar | 0 | 0 | 0 | 0 | 0 | 0 | 0 | 0 | 0 | 0 | 0 | 5 | 2 | 1 | 1 | [14 empty] | 1 | 1 | 1 | 2 | 1 | 1 | 1 | 0
PG&E NGBA | Logan Creek | 230 | Distributed_Solar | 0 | 0 | 0 | 0 | 0 | 0 | 0 | 0 | 0 | 0 | 0 | 5 | 2 | 1 | 1 | [14 empty] | 2 | 2 | 4 | 1 | 2 | 1 | 1 | 0
PG&E GBA | Lone Tree | 230 | Distributed_Solar | 0 | 0 | 0 | 0 | 0 | 0 | 0 | 0 | 0 | 0 | 0 | 5 | 2 | 1 | 1 | [14 empty] | 2 | 1 | 3 | 1 | 2 | 1 | 4 | 1
PG&E FRESNO | Los Banos | 230 | Distributed_Solar | 0 | 0 | 0 | 5.9 | 5.9 | 0 | 5.9 | 5.9 | 0 | 0 | 0 | 5 | 2 | 5 | 2 | 3 | [13 empty] | 1 | 1 | 4 | 2 | 1 | 1 | 1 | 1 | Flags are due to in-development resources
PG&E FRESNO | Los Banos | 500 | Distributed_Solar | 0 | 0 | 0 | 0 | 0 | 0 | 0 | 0 | 0 | 0 | 0 | 1 | 1 | 1 | 1 | 2 | [13 empty] | 1 | 1 | 4 | 2 | 1 | 1 | 1 | 0
SDGE | Los Coches | 138 | Distributed_Solar | 0 | 0 | 0 | 0 | 0 | 0 | 0 | 0 | 0 | 0 | 0 | 1 | 1 | 1 | 1 | [14 empty] | 2 | 2 | 4 | 2 | 3 | 1 | 1 | 0
SDGE | Los Coches | 69 | Distributed_Solar | 0 | 0 | 0 | 0 | 0 | 0 | 0 | 0 | 0 | 0 | 0 | 1 | 1 | 1 | 1 | [14 empty] | 2 | 2 | 4 | 2 | 3 | 1 | 1 | 0
PG&E GBA | Los Esteros | 115 | Distributed_Solar | 0 | 0 | 0 | 0 | 0 | 0 | 0 | 0 | 0 | 0 | 0 | 1 | 1 | 1 | 1 | 4 | [13 empty] | 2 | 1 | 1 | 2 | 1 | 1 | 1 | 0
PG&E GBA | Los Esteros | 230 | Distributed_Solar | 0 | 0 | 0 | 0 | 0 | 0 | 0 | 0 | 0 | 0 | 0 | 1 | 1 | 1 | 1 | [14 empty] | 2 | 1 | 1 | 2 | 1 | 1 | 1 | 0
PG&E GBA | Los Positas | 230 | Distributed_Solar | 0 | 0 | 0 | 0 | 0 | 0 | 0 | 0 | 0 | 0 | 0 | 5 | 2 | 1 | 1 | 3 | [13 empty] | 2 | 1 | 3 | 1 | 3 | 1 | 1 | 0
PG&E GBA | Los Positas | 60 | Distributed_Solar | 0 | 0 | 0 | 0 | 0 | 0 | 0 | 0 | 0 | 0 | 0 | 5 | 2 | 1 | 1 | 3 | [13 empty] | 2 | 1 | 3 | 1 | 3 | 1 | 1 | 0
SDGE | Loveland | 69 | Distributed_Solar | 0 | 0 | 0 | 0 | 0 | 0 | 0 | 0 | 0 | 0 | 0 | 1 | 1 | 1 | 1 | [14 empty] | 2 | 1 | 3 | 1 | 3 | 1 | 5 | 1
SCE NOL | Lugo | 230 | Distributed_Solar | 0 | 0 | 0 | 0 | 0 | 0 | 0 | 0 | 0 | 0 | 0 | 1 | 1 | 1 | 1 | [14 empty] | 2 | 1 | 4 | 1 | 2 | 1 | 1 | 0
SCE Metro | Lugo | 500 | Distributed_Solar | 0 | 0 | 0 | 0 | 0 | 0 | 0 | 0 | 0 | 0 | 0 | 1 | 1 | 1 | 1 | 5 | [13 empty] | 2 | 1 | 4 | 1 | 2 | 1 | 1 | 0
PG&E FRESNO | Madera | 70 | Distributed_Solar | 0 | 0 | 0 | 0 | 0 | 0 | 0 | 0 | 0 | 0 | 0 | 5 | 2 | 1 | 1 | [14 empty] | 1 | 1 | 4 | 2 | 1 | 1 | 1 | 0
PG&E NGBA | Madison | 115 | Distributed_Solar | 0 | 0 | 0 | 0 | 0 | 0 | 0 | 0 | 0 | 0 | 0 | 5 | 2 | 1 | 1 | [14 empty] | 2 | 1 | 4 | 2 | 3 | 1 | 1 | 0
PG&E KERN | Magunden | 115 | Distributed_Solar | 0 | 0 | 0 | 0 | 0 | 0 | 0 | 0 | 0 | 0 | 0 | 5 | 2 | 5 | 2 | [14 empty] | 1 | 1 | 2 | 1 | 1 | 1 | 1 | 0
SCE Northern | Magunden | 230 | Distributed_Solar | 0 | 0 | 0 | 0 | 0 | 0 | 0 | 0 | 0 | 0 | 0 | 1 | 1 | 1 | 1 | [14 empty] | 1 | 1 | 2 | 1 | 1 | 1 | 1 | 0
PG&E FRESNO | Malaga | 115 | Distributed_Solar | 0 | 0 | 0 | 0 | 0 | 0 | 0 | 0 | 0 | 0 | 0 | 5 | 2 | 5 | 2 | [14 empty] | 1 | 1 | 1 | 2 | 1 | 1 | 1 | 0
PG&E NGBA | Malin | 500 | Distributed_Solar | 0 | 0 | 0 | 0 | 0 | 0 | 0 | 0 | 0 | 0 | 0 | 5 | 2 | 1 | 1 | [14 empty] | 2 | 2 | 4 | 2 | 3 | 1 | 1 | 0
SCE Northern | Mandalay | 230 | Distributed_Solar | 0 | 0 | 0 | 0 | 0 | 0 | 0 | 0 | 0 | 0 | 0 | 5 | 2 | 4 | 2 | [14 empty] | 2 | 1 | 2 | 1 | 1 | 1 | 1 | 0
PG&E FRESNO | Manning | 230 | Distributed_Solar | 0 | 0 | 0 | 0 | 0 | 0 | 0 | 0 | 0 | 0 | 0 | 5 | 2 | 1 | 1 | 1 | [13 empty] | 1 | 1 | 2 | 2 | 1 | 1 | 1 | 0
PG&E FRESNO | Manning | 500 | Distributed_Solar | 0 | 0 | 0 | 0 | 0 | 0 | 0 | 0 | 0 | 0 | 0 | 1 | 1 | 1 | 1 | 2 | [13 empty] | 1 | 1 | 2 | 2 | 1 | 1 | 1 | 0
PG&E GBA | Manteca | 115 | Distributed_Solar | 0 | 0 | 0 | 0 | 0 | 0 | 0 | 0 | 0 | 0 | 0 | 5 | 2 | 5 | 2 | [14 empty] | 1 | 1 | 2 | 2 | 2 | 1 | 4 | 1
SDGE | Margarita | 138 | Distributed_Solar | 0 | 0 | 0 | 0 | 0 | 0 | 0 | 0 | 0 | 0 | 0 | 1 | 1 | 1 | 1 | [14 empty] | 1 | 1 | 2 | 1 | 3 | 1 | 1 | 0
PG&E GBA | Martin | 230 | Distributed_Solar | 0 | 0 | 0 | 0 | 0 | 0 | 0 | 0 | 0 | 0 | 0 | 5 | 2 | 1 | 1 | 3 | [13 empty] | 2 | 1 | 3 | 1 | 2 | 1 | 1 | 0
PG&E GBA | Martin | 115 | Distributed_Solar | 0 | 0 | 0 | 0 | 0 | 0 | 0 | 0 | 0 | 0 | 0 | 1 | 1 | 1 | 1 | 4 | [13 empty] | 2 | 1 | 3 | 1 | 2 | 1 | 1 | 0
PG&E GBA | Martinez | 115 | Distributed_Solar | 0 | 0 | 0 | 0 | 0 | 0 | 0 | 0 | 0 | 0 | 0 | 5 | 2 | 1 | 1 | [14 empty] | 2 | 1 | 1 | 1 | 1 | 1 | 1 | 0
PG&E FRESNO | Mc Mullin | 230 | Distributed_Solar | 0 | 0 | 0 | 0 | 0 | 0 | 0 | 0 | 0 | 0 | 0 | 5 | 2 | 5 | 2 | [14 empty] | 1 | 1 | 3 | 2 | 1 | 1 | 1 | 0
PG&E FRESNO | McCall | 115 | Distributed_Solar | 0 | 0 | 0 | 0 | 0 | 0 | 0 | 0 | 0 | 0 | 0 | 5 | 2 | 5 | 2 | [14 empty] | 1 | 1 | 3 | 2 | 1 | 1 | 5 | 1
PG&E FRESNO | McCall | 230 | Distributed_Solar | 0 | 0 | 0 | 0 | 0 | 0 | 0 | 0 | 0 | 0 | 0 | 5 | 2 | 5 | 2 | [14 empty] | 1 | 1 | 3 | 2 | 1 | 1 | 1 | 0
PG&E GBA | Meadow Lane | 115 | Distributed_Solar | 0 | 0 | 0 | 0 | 0 | 0 | 0 | 0 | 0 | 0 | 0 | 5 | 2 | 1 | 1 | [14 empty] | 2 | 1 | 2 | 1 | 1 | 1 | 1 | 0
PG&E GBA | Melones | 115 | Distributed_Solar | 0 | 0 | 0 | 0 | 0 | 0 | 0 | 0 | 0 | 0 | 0 | 1 | 1 | 1 | 1 | [14 empty] | 2 | 1 | 4 | 1 | 3 | 1 | 1 | 0
PG&E GBA | Melones | 230 | Distributed_Solar | 0 | 0 | 0 | 0 | 0 | 0 | 0 | 0 | 0 | 0 | 0 | 1 | 1 | 1 | 1 | [14 empty] | 2 | 1 | 4 | 1 | 3 | 1 | 1 | 0
SDGE | Melrose | 69 | Distributed_Solar | 0 | 0 | 0 | 0 | 0 | 0 | 0 | 0 | 0 | 0 | 0 | 1 | 1 | 1 | 1 | [14 empty] | 2 | 1 | 3 | 1 | 3 | 1 | 1 | 0
PG&E NGBA | Mendocino | 115 | Distributed_Solar | 0 | 0 | 0 | 5 | 5 | 0 | 5 | 5 | 0 | 0 | 0 | 5 | 2 | 1 | 1 | [14 empty] | 2 | 2 | 4 | 2 | 3 | 1 | 1 | 1 | Flags are due to in-development resources
PG&E NGBA | Mendocino | 60 | Distributed_Solar | 0 | 0 | 0 | 0 | 0 | 0 | 0 | 0 | 0 | 0 | 0 | 5 | 2 | 1 | 1 | [14 empty] | 2 | 2 | 4 | 2 | 3 | 1 | 1 | 0
PG&E FRESNO | Mendota | 115 | Distributed_Solar | 0 | 0 | 0 | 0 | 0 | 0 | 0 | 0 | 0 | 0 | 0 | 5 | 2 | 5 | 2 | 1 | [13 empty] | 1 | 1 | 3 | 2 | 1 | 1 | 1 | 0
PG&E GBA | Menlo | 60 | Distributed_Solar | 0 | 0 | 0 | 0 | 0 | 0 | 0 | 0 | 0 | 0 | 0 | 5 | 2 | 1 | 1 | [14 empty] | 2 | 1 | 3 | 1 | 2 | 1 | 1 | 0
PG&E FRESNO | Merced | 115 | Distributed_Solar | 0 | 0 | 0 | 0 | 0 | 0 | 0 | 0 | 0 | 0 | 0 | 5 | 2 | 5 | 2 | [14 empty] | 1 | 1 | 4 | 2 | 1 | 1 | 5 | 1
EOP | Mercury | 138 | Distributed_Solar | 0 | 0 | 0 | 0 | 0 | 0 | 0 | 0 | 0 | 0 | 0 | 5 | 2 | 4 | 2 | [14 empty] | 2 | 2 | 4 | 1 | 3 | 1 | 1 | 0
PG&E FRESNO | Mercy Springs | 70 | Distributed_Solar | 0 | 0 | 0 | 0 | 0 | 0 | 0 | 0 | 0 | 0 | 0 | 5 | 2 | 5 | 2 | [14 empty] | 1 | 1 | 4 | 2 | 1 | 1 | 1 | 0
PG&E NGBA | Meridian | 60 | Distributed_Solar | 0 | 0 | 0 | 0 | 0 | 0 | 0 | 0 | 0 | 0 | 0 | 5 | 2 | 1 | 1 | [14 empty] | 2 | 2 | 4 | 1 | 3 | 1 | 1 | 0
PG&E KERN | Mesa (PGE) | 115 | Distributed_Solar | 0 | 0 | 0 | 0 | 0 | 0 | 0 | 0 | 0 | 0 | 0 | 5 | 2 | 1 | 1 | [14 empty] | 2 | 2 | 3 | 2 | 2 | 1 | 1 | 0
PG&E KERN | Mesa (PGE) | 230 | Distributed_Solar | 0 | 0 | 0 | 0 | 0 | 0 | 0 | 0 | 0 | 0 | 0 | 5 | 2 | 5 | 2 | [14 empty] | 2 | 2 | 3 | 2 | 2 | 1 | 1 | 0
SCE Metro | Mesa (SCE) | 230 | Distributed_Solar | 0 | 0 | 0 | 1.92 | 1.92 | 0 | 1.92 | 1.92 | 0 | 0 | 0 | 1 | 1 | 1 | 1 | [14 empty] | 1 | 1 | 3 | 1 | 2 | 1 | 3 | 1 | Flags are due to in-development resources
SCE Metro | Mesa (SCE) | 500 | Distributed_Solar | 0 | 0 | 0 | 0 | 0 | 0 | 0 | 0 | 0 | 0 | 0 | 1 | 1 | 1 | 1 | [14 empty] | 1 | 1 | 3 | 1 | 2 | 1 | 1 | 0
SDGE | Mesa Heights | 69 | Distributed_Solar | 0 | 0 | 0 | 0 | 0 | 0 | 0 | 0 | 0 | 0 | 0 | 1 | 1 | 1 | 1 | [14 empty] | 2 | 1 | 2 | 1 | 3 | 1 | 1 | 0
PG&E GBA | Metcalf | 115 | Distributed_Solar | 0 | 0 | 0 | 0 | 0 | 0 | 0 | 0 | 0 | 0 | 0 | 1 | 1 | 1 | 1 | 4 | [13 empty] | 2 | 1 | 1 | 2 | 3 | 1 | 1 | 0
PG&E GBA | Metcalf | 230 | Distributed_Solar | 0 | 0 | 0 | 0 | 0 | 0 | 0 | 0 | 0 | 0 | 0 | 1 | 1 | 1 | 1 | 4 | [13 empty] | 2 | 1 | 1 | 2 | 3 | 1 | 1 | 0
PG&E GBA | Metcalf | 500 | Distributed_Solar | 0 | 0 | 0 | 0 | 0 | 0 | 0 | 0 | 0 | 0 | 0 | 1 | 1 | 1 | 1 | 5 | [13 empty] | 2 | 1 | 1 | 2 | 3 | 1 | 1 | 0
PG&E KERN | Midway | 115 | Distributed_Solar | 0 | 0 | 0 | 0 | 0 | 0 | 0 | 0 | 0 | 0 | 0 | 5 | 2 | 5 | 2 | 4 | [13 empty] | 1 | 1 | 3 | 1 | 1 | 1 | 1 | 0
PG&E KERN | Midway | 230 | Distributed_Solar | 0 | 0 | 0 | 0 | 0 | 0 | 0 | 0 | 0 | 0 | 0 | 5 | 2 | 5 | 2 | 4 | [13 empty] | 1 | 1 | 3 | 1 | 1 | 1 | 1 | 0
PG&E KERN | Midway | 500 | Distributed_Solar | 0 | 0 | 0 | 0 | 0 | 0 | 0 | 0 | 0 | 0 | 0 | 5 | 2 | 4 | 2 | 5 | [13 empty] | 1 | 1 | 3 | 1 | 1 | 1 | 1 | 0
SDGE | Miguel | 230 | Distributed_Solar | 0 | 0 | 0 | 0 | 0 | 0 | 0 | 0 | 0 | 0 | 0 | 1 | 1 | 1 | 1 | [14 empty] | 2 | 1 | 3 | 1 | 2 | 1 | 1 | 0
SDGE | Miguel | 500 | Distributed_Solar | 0 | 0 | 0 | 0 | 0 | 0 | 0 | 0 | 0 | 0 | 0 | 1 | 1 | 1 | 1 | [14 empty] | 2 | 1 | 3 | 1 | 2 | 1 | 1 | 0
SDGE | Miguel | 69 | Distributed_Solar | 0 | 0 | 0 | 0 | 0 | 0 | 0 | 0 | 0 | 0 | 0 | 1 | 1 | 1 | 1 | [14 empty] | 2 | 1 | 3 | 1 | 2 | 1 | 1 | 0
PG&E GBA | Millbrae | 115 | Distributed_Solar | 0 | 0 | 0 | 0 | 0 | 0 | 0 | 0 | 0 | 0 | 0 | 1 | 1 | 1 | 1 | [14 empty] | 2 | 1 | 3 | 1 | 2 | 1 | 5 | 1
PG&E GBA | Miller | 115 | Distributed_Solar | 0 | 0 | 0 | 0 | 0 | 0 | 0 | 0 | 0 | 0 | 0 | 1 | 1 | 1 | 1 | [14 empty] | 1 | 1 | 4 | 2 | 1 | 1 | 1 | 0
SCE Metro | Mira Loma | 230 | Distributed_Solar | 0 | 0 | 0 | 0 | 0 | 0 | 0 | 0 | 0 | 0 | 0 | 1 | 1 | 1 | 1 | 5 | [13 empty] | 1 | 1 | 1 | 1 | 1 | 1 | 1 | 0
SCE Metro | Mira Loma | 500 | Distributed_Solar | 0 | 0 | 0 | 0 | 0 | 0 | 0 | 0 | 0 | 0 | 0 | 1 | 1 | 1 | 1 | 5 | [13 empty] | 1 | 1 | 1 | 1 | 1 | 1 | 1 | 0
SCE Eastern | Mirage | 115 | Distributed_Solar | 0 | 0 | 0 | 0 | 0 | 0 | 0 | 0 | 0 | 0 | 0 | 5 | 2 | 1 | 1 | [14 empty] | 2 | 1 | 3 | 1 | 3 | 1 | 1 | 0
SCE Eastern | Mirage | 230 | Distributed_Solar | 0 | 0 | 0 | 0 | 0 | 0 | 0 | 0 | 0 | 0 | 0 | 5 | 2 | 1 | 1 | [14 empty] | 2 | 1 | 3 | 1 | 3 | 1 | 1 | 0
SDGE | Mission | 138 | Distributed_Solar | 0 | 0 | 0 | 0 | 0 | 0 | 0 | 0 | 0 | 0 | 0 | 1 | 1 | 1 | 1 | [14 empty] | 2 | 1 | 2 | 1 | 2 | 1 | 1 | 0
SDGE | Mission | 230 | Distributed_Solar | 0 | 0 | 0 | 0 | 0 | 0 | 0 | 0 | 0 | 0 | 0 | 1 | 1 | 1 | 1 | [14 empty] | 2 | 1 | 2 | 1 | 2 | 1 | 1 | 0
SDGE | Mission | 69 | Distributed_Solar | 0 | 0 | 0 | 0 | 0 | 0 | 0 | 0 | 0 | 0 | 0 | 1 | 1 | 1 | 1 | [14 empty] | 2 | 1 | 2 | 1 | 2 | 1 | 1 | 0
PG&E GBA | Mi-Wuk | 115 | Distributed_Solar | 0 | 0 | 0 | 0 | 0 | 0 | 0 | 0 | 0 | 0 | 0 | 1 | 1 | 1 | 1 | [14 empty] | 2 | 1 | 4 | 1 | 3 | 1 | 1 | 0
EOP | Mohave | 500 | Distributed_Solar | 0 | 0 | 0 | 0 | 0 | 0 | 0 | 0 | 0 | 0 | 0 | 5 | 2 | 4 | 2 | 5 | [13 empty] | 2 | 2 | 3 | 1 | 3 | 1 | 1 | 0
PG&E NGBA | Monroe | 115 | Distributed_Solar | 0 | 0 | 0 | 0 | 0 | 0 | 0 | 0 | 0 | 0 | 0 | 5 | 2 | 1 | 1 | [14 empty] | 2 | 1 | 3 | 2 | 2 | 1 | 1 | 0
SDGE | Monserate | 69 | Distributed_Solar | 0 | 0 | 0 | 0 | 0 | 0 | 0 | 0 | 0 | 0 | 0 | 1 | 1 | 1 | 1 | [14 empty] | 2 | 1 | 3 | 1 | 3 | 1 | 1 | 0
PG&E GBA | Monta Vista | 115 | Distributed_Solar | 0 | 0 | 0 | 0 | 0 | 0 | 0 | 0 | 0 | 0 | 0 | 1 | 1 | 1 | 1 | [14 empty] | 2 | 1 | 3 | 2 | 3 | 1 | 1 | 0
PG&E GBA | Monta Vista | 230 | Distributed_Solar | 0 | 0 | 0 | 0 | 0 | 0 | 0 | 0 | 0 | 0 | 0 | 1 | 1 | 1 | 1 | [14 empty] | 2 | 1 | 3 | 2 | 3 | 1 | 1 | 0
PG&E GBA | Monta Vista | 60 | Distributed_Solar | 0 | 0 | 0 | 0 | 0 | 0 | 0 | 0 | 0 | 0 | 0 | 1 | 1 | 1 | 1 | [14 empty] | 2 | 1 | 3 | 2 | 3 | 1 | 1 | 0
PG&E NGBA | Monticello | 115 | Distributed_Solar | 0 | 0 | 0 | 0 | 0 | 0 | 0 | 0 | 0 | 0 | 0 | 5 | 2 | 1 | 1 | [14 empty] | 2 | 1 | 4 | 2 | 3 | 1 | 1 | 0
SCE Northern | Moorpark | 230 | Distributed_Solar | 0 | 0 | 0 | 0 | 0 | 0 | 0 | 0 | 0 | 0 | 0 | 5 | 2 | 4 | 2 | 4 | [13 empty] | 2 | 1 | 4 | 1 | 3 | 1 | 1 | 0
SCE Northern | Moorpark | 66 | Distributed_Solar | 0 | 0 | 0 | 0 | 0 | 0 | 0 | 0 | 0 | 0 | 0 | 5 | 2 | 4 | 2 | [14 empty] | 2 | 1 | 4 | 1 | 3 | 1 | 1 | 0
PG&E GBA | Moraga | 115 | Distributed_Solar | 0 | 0 | 0 | 0 | 0 | 0 | 0 | 0 | 0 | 0 | 0 | 5 | 2 | 1 | 1 | [14 empty] | 2 | 1 | 3 | 1 | 3 | 1 | 1 | 0
PG&E GBA | Moraga | 230 | Distributed_Solar | 0 | 0 | 0 | 0 | 0 | 0 | 0 | 0 | 0 | 0 | 0 | 5 | 2 | 1 | 1 | [14 empty] | 2 | 1 | 3 | 1 | 3 | 1 | 1 | 0
PG&E GBA | Morgan Hill | 115 | Distributed_Solar | 0 | 0 | 0 | 0 | 0 | 0 | 0 | 0 | 0 | 0 | 0 | 1 | 1 | 1 | 1 | [14 empty] | 2 | 1 | 3 | 2 | 2 | 1 | 1 | 0
PG&E KERN | Morro Bay | 115 | Distributed_Solar | 0 | 0 | 0 | 0 | 0 | 0 | 0 | 0 | 0 | 0 | 0 | 5 | 2 | 1 | 1 | [14 empty] | 2 | 2 | 2 | 2 | 3 | 1 | 1 | 0
PG&E KERN | Morro Bay | 230 | Distributed_Solar | 0 | 0 | 0 | 0 | 0 | 0 | 0 | 0 | 0 | 0 | 0 | 5 | 2 | 5 | 2 | [14 empty] | 2 | 2 | 2 | 2 | 3 | 1 | 1 | 0
PG&E KERN | Morro Bay | 500 | Distributed_Solar | 0 | 0 | 0 | 0 | 0 | 0 | 0 | 0 | 0 | 0 | 0 | 5 | 2 | 4 | 2 | [14 empty] | 2 | 2 | 2 | 2 | 3 | 1 | 1 | 0
PG&E GBA | Moss Landing | 115 | Distributed_Solar | 0 | 0 | 0 | 0 | 0 | 0 | 0 | 0 | 0 | 0 | 0 | 1 | 1 | 1 | 1 | [14 empty] | 2 | 2 | 1 | 2 | 2 | 1 | 1 | 0
PG&E GBA | Moss Landing | 230 | Distributed_Solar | 0 | 0 | 0 | 0 | 0 | 0 | 0 | 0 | 0 | 0 | 0 | 1 | 1 | 1 | 1 | [14 empty] | 2 | 2 | 1 | 2 | 2 | 1 | 1 | 0
PG&E GBA | Moss Landing | 500 | Distributed_Solar | 0 | 0 | 0 | 0 | 0 | 0 | 0 | 0 | 0 | 0 | 0 | 5 | 2 | 1 | 1 | 5 | [13 empty] | 2 | 2 | 1 | 2 | 2 | 1 | 1 | 0
EOP | Mountain Pass | 115 | Distributed_Solar | 0 | 0 | 0 | 0 | 0 | 0 | 0 | 0 | 0 | 0 | 0 | 5 | 2 | 4 | 2 | [14 empty] | 2 | 2 | 4 | 1 | 1 | 1 | 1 | 0
PG&E GBA | Mountain View | 115 | Distributed_Solar | 0 | 0 | 0 | 0 | 0 | 0 | 0 | 0 | 0 | 0 | 0 | 1 | 1 | 1 | 1 | [14 empty] | 2 | 1 | 2 | 2 | 2 | 1 | 1 | 0
PG&E GBA | Mt Eden | 115 | Distributed_Solar | 0 | 0 | 0 | 0 | 0 | 0 | 0 | 0 | 0 | 0 | 0 | 5 | 2 | 1 | 1 | [14 empty] | 2 | 1 | 2 | 1 | 2 | 1 | 1 | 0
PG&E KERN | Mt Poso | 115 | Distributed_Solar | 0 | 0 | 0 | 0 | 0 | 0 | 0 | 0 | 0 | 0 | 0 | 5 | 2 | 1 | 1 | [14 empty] | 1 | 1 | 2 | 1 | 1 | 1 | 1 | 0
SDGE | Murray | 69 | Distributed_Solar | 0 | 0 | 0 | 0 | 0 | 0 | 0 | 0 | 0 | 0 | 0 | 1 | 1 | 1 | 1 | [14 empty] | 2 | 1 | 2 | 1 | 2 | 1 | 1 | 0
PG&E FRESNO | Mustang | 230 | Distributed_Solar | 0 | 0 | 0 | 0 | 0 | 0 | 0 | 0 | 0 | 0 | 0 | 5 | 2 | 5 | 2 | [14 empty] | 1 | 1 | 1 | 2 | 1 | 1 | 1 | 0
SCE Northern | Neenach | 66 | Distributed_Solar | 0 | 0 | 0 | 0 | 0 | 0 | 0 | 0 | 0 | 0 | 0 | 1 | 1 | 1 | 1 | [14 empty] | 2 | 1 | 4 | 1 | 3 | 1 | 1 | 0
PG&E KERN | New Sub - Gates - Midway (Proposed) | 230 | Distributed_Solar | 0 | 0 | 0 | 0 | 0 | 0 | 0 | 0 | 0 | 0 | 0 | 5 | 2 | 5 | 2 | 3 | [13 empty] | 1 | 1 | 4 | 2 | 1 | 1 | 1 | 0
PG&E KERN | New Sub - Gates - Templeton (Proposed) | 230 | Distributed_Solar | 0 | 0 | 0 | 0 | 0 | 0 | 0 | 0 | 0 | 0 | 0 | 5 | 2 | 5 | 2 | [14 empty] | 1 | 1 | 4 | 2 | 1 | 1 | 1 | 0
SCE NOL | New Sub - Kramer - Lugo (Proposed) | 230 | Distributed_Solar | 0 | 0 | 0 | 0 | 0 | 0 | 0 | 0 | 0 | 0 | 0 | 3 | 3 | 1 | 1 | [14 empty] | 2 | 1 | 2 | 1 | 1 | 1 | 1 | 0
PG&E FRESNO | New Sub - Los Banos - Midway (Proposed) | 500 | Distributed_Solar | 0 | 0 | 0 | 0 | 0 | 0 | 0 | 0 | 0 | 0 | 0 | 5 | 2 | 4 | 2 | 5 | [13 empty] | 1 | 1 | 4 | 2 | 1 | 1 | 1 | 0
SCE NOL | New Sub - Lugo - Pisgah (Proposed) | 230 | Distributed_Solar | 0 | 0 | 0 | 0 | 0 | 0 | 0 | 0 | 0 | 0 | 0 | 1 | 1 | 1 | 1 | [14 empty] | 2 | 1 | 3 | 1 | 3 | 1 | 1 | 0
PG&E KERN | New Sub - Midway - Wheeler Ridge (Proposed) | 230 | Distributed_Solar | 0 | 0 | 0 | 0 | 0 | 0 | 0 | 0 | 0 | 0 | 0 | 5 | 2 | 5 | 2 | [14 empty] | 1 | 1 | 3 | 1 | 1 | 1 | 1 | 0
PG&E NGBA | New Sub - Near existing Leavitt (PSREC) | 345 | Distributed_Solar | 0 | 0 | 0 | 0 | 0 | 0 | 0 | 0 | 0 | 0 | 0 | 5 | 2 | 1 | 1 | [14 empty] | 2 | 2 | 1 | 1 | 3 | 1 | 1 | 0
PG&E NGBA | New Sub - Near existing Madeline (NVE) | 345 | Distributed_Solar | 0 | 0 | 0 | 0 | 0 | 0 | 0 | 0 | 0 | 0 | 0 | 5 | 2 | 1 | 1 | [14 empty] | 2 | 2 | 4 | 1 | 3 | 1 | 1 | 0
SDGE | New Sub - North Gila - IV (Proposed) | 500 | Distributed_Solar | 0 | 0 | 0 | 0 | 0 | 0 | 0 | 0 | 0 | 0 | 0 | 1 | 1 | 1 | 1 | [14 empty] | 2 | 1 | 4 | 2 | 2 | 1 | 1 | 0
PG&E NGBA | New Sub - Pit 1 - Cottonwood (Proposed) | 230 | Distributed_Solar | 0 | 0 | 0 | 0 | 0 | 0 | 0 | 0 | 0 | 0 | 0 | 5 | 2 | 1 | 1 | [14 empty] | 2 | 2 | 4 | 2 | 3 | 1 | 1 | 0
PG&E GBA | New Sub - Rancho Seco - Bellota (Proposed) | 230 | Distributed_Solar | 0 | 0 | 0 | 0 | 0 | 0 | 0 | 0 | 0 | 0 | 0 | 1 | 1 | 1 | 1 | [14 empty] | 1 | 1 | 4 | 2 | 3 | 1 | 1 | 0
SDGE | New Sub - Suncrest - Ocotillo (Proposed) | 500 | Distributed_Solar | 0 | 0 | 0 | 0 | 0 | 0 | 0 | 0 | 0 | 0 | 0 | 1 | 1 | 1 | 1 | [14 empty] | 2 | 1 | 4 | 1 | 3 | 1 | 1 | 0
PG&E FRESNO | New Sub - Westley - Quinto (Proposed) | 230 | Distributed_Solar | 0 | 0 | 0 | 0 | 0 | 0 | 0 | 0 | 0 | 0 | 0 | 1 | 1 | 1 | 1 | [14 empty] | 1 | 1 | 4 | 2 | 1 | 1 | 1 | 0
PG&E GBA | Newark | 115 | Distributed_Solar | 0 | 0 | 0 | 0 | 0 | 0 | 0 | 0 | 0 | 0 | 0 | 1 | 1 | 1 | 1 | [14 empty] | 2 | 1 | 3 | 1 | 2 | 1 | 1 | 0
PG&E GBA | Newark | 230 | Distributed_Solar | 0 | 0 | 0 | 0 | 0 | 0 | 0 | 0 | 0 | 0 | 0 | 1 | 1 | 1 | 1 | 4 | [13 empty] | 2 | 1 | 3 | 1 | 2 | 1 | 1 | 0
PG&E GBA | Newark | 60 | Distributed_Solar | 0 | 0 | 0 | 0 | 0 | 0 | 0 | 0 | 0 | 0 | 0 | 5 | 2 | 1 | 1 | 3 | [13 empty] | 2 | 1 | 3 | 1 | 2 | 1 | 4 | 1
PG&E FRESNO | Newhall | 115 | Distributed_Solar | 0 | 0 | 0 | 0 | 0 | 0 | 0 | 0 | 0 | 0 | 0 | 5 | 2 | 1 | 1 | [14 empty] | 1 | 1 | 4 | 2 | 1 | 1 | 1 | 0
PG&E KERN | Norco | 115 | Distributed_Solar | 0 | 0 | 0 | 0 | 0 | 0 | 0 | 0 | 0 | 0 | 0 | 5 | 2 | 5 | 2 | [14 empty] | 1 | 1 | 3 | 1 | 1 | 1 | 1 | 0
PG&E GBA | Nortech | 115 | Distributed_Solar | 0 | 0 | 0 | 0 | 0 | 0 | 0 | 0 | 0 | 0 | 0 | 1 | 1 | 1 | 1 | [14 empty] | 2 | 1 | 2 | 2 | 1 | 1 | 1 | 0
SDGE | North City Metering | 138 | Distributed_Solar | 0 | 0 | 0 | 0 | 0 | 0 | 0 | 0 | 0 | 0 | 0 | 1 | 1 | 1 | 1 | [14 empty] | 2 | 1 | 2 | 1 | 3 | 1 | 1 | 0
PG&E GBA | North Dublin | 230 | Distributed_Solar | 0 | 0 | 0 | 0 | 0 | 0 | 0 | 0 | 0 | 0 | 0 | 5 | 2 | 1 | 1 | [14 empty] | 2 | 1 | 2 | 1 | 3 | 1 | 1 | 0
SDGE | North Gila | 500 | Distributed_Solar | 0 | 0 | 0 | 0 | 0 | 0 | 0 | 0 | 0 | 0 | 0 | 1 | 1 | 1 | 1 | [14 empty] | 2 | 2 | 4 | 2 | 3 | 1 | 1 | 0
SCE Metro | North of SONGS | 230 | Distributed_Solar | 0 | 0 | 0 | 0 | 0 | 0 | 0 | 0 | 0 | 0 | 0 | 1 | 1 | 1 | 1 | [14 empty] | 2 | 1 | 3 | 1 | 3 | 1 | 1 | 0
SCE Metro | North of SONGS | 500 | Distributed_Solar | 0 | 0 | 0 | 0 | 0 | 0 | 0 | 0 | 0 | 0 | 0 | 1 | 1 | 1 | 1 | [14 empty] | 2 | 1 | 3 | 1 | 3 | 1 | 1 | 0
PG&E NGBA | Notre Dame | 115 | Distributed_Solar | 0 | 0 | 0 | 0 | 0 | 0 | 0 | 0 | 0 | 0 | 0 | 5 | 2 | 1 | 1 | [14 empty] | 2 | 1 | 4 | 2 | 2 | 1 | 1 | 0
PG&E GBA | Oakland C | 115 | Distributed_Solar | 0 | 0 | 0 | 0 | 0 | 0 | 0 | 0 | 0 | 0 | 0 | 5 | 2 | 1 | 1 | 3 | [13 empty] | 2 | 1 | 1 | 1 | 2 | 1 | 1 | 0
PG&E GBA | Oakland J | 115 | Distributed_Solar | 0 | 0 | 0 | 0 | 0 | 0 | 0 | 0 | 0 | 0 | 0 | 5 | 2 | 1 | 1 | [14 empty] | 2 | 1 | 2 | 1 | 1 | 1 | 1 | 0
PG&E GBA | Oakland L | 115 | Distributed_Solar | 0 | 0 | 0 | 0 | 0 | 0 | 0 | 0 | 0 | 0 | 0 | 5 | 2 | 1 | 1 | [14 empty] | 2 | 1 | 2 | 1 | 1 | 1 | 1 | 0
PG&E GBA | Oakland X | 115 | Distributed_Solar | 0 | 0 | 0 | 0 | 0 | 0 | 0 | 0 | 0 | 0 | 0 | 5 | 2 | 1 | 1 | [14 empty] | 2 | 1 | 2 | 1 | 2 | 1 | 1 | 0
SDGE | Ocean Ranch | 69 | Distributed_Solar | 0 | 0 | 0 | 0 | 0 | 0 | 0 | 0 | 0 | 0 | 0 | 1 | 1 | 1 | 1 | [14 empty] | 2 | 1 | 4 | 1 | 3 | 1 | 1 | 0
PG&E KERN | Oceano | 115 | Distributed_Solar | 0 | 0 | 0 | 0 | 0 | 0 | 0 | 0 | 0 | 0 | 0 | 5 | 2 | 1 | 1 | [14 empty] | 2 | 2 | 4 | 2 | 3 | 1 | 1 | 0
SDGE | Ocotillo Express | 500 | Distributed_Solar | 0 | 0 | 0 | 0 | 0 | 0 | 0 | 0 | 0 | 0 | 0 | 1 | 1 | 1 | 1 | [14 empty] | 2 | 1 | 4 | 2 | 3 | 1 | 1 | 0
PG&E KERN | Old River | 70 | Distributed_Solar | 0 | 0 | 0 | 2.4 | 2.4 | 0 | 2.4 | 2.4 | 0 | 0 | 0 | 5 | 2 | 5 | 2 | [14 empty] | 1 | 1 | 4 | 1 | 2 | 1 | 1 | 1 | Flags are due to in-development resources
SDGE | Old Town | 230 | Distributed_Solar | 0 | 0 | 0 | 0 | 0 | 0 | 0 | 0 | 0 | 0 | 0 | 1 | 1 | 1 | 1 | [14 empty] | 2 | 1 | 3 | 1 | 2 | 1 | 1 | 0
SCE Metro | Olinda | 230 | Distributed_Solar | 0 | 0 | 0 | 0 | 0 | 0 | 0 | 0 | 0 | 0 | 0 | 1 | 1 | 1 | 1 | [14 empty] | 1 | 1 | 2 | 1 | 2 | 1 | 1 | 0
PG&E FRESNO | Olive | 115 | Distributed_Solar | 0 | 0 | 0 | 0 | 0 | 0 | 0 | 0 | 0 | 0 | 0 | 5 | 2 | 5 | 2 | 3 | [13 empty] | 1 | 1 | 4 | 1 | 1 | 1 | 1 | 0
PG&E NGBA | Olivehurst | 115 | Distributed_Solar | 0 | 0 | 0 | 0 | 0 | 0 | 0 | 0 | 0 | 0 | 0 | 5 | 2 | 1 | 1 | [14 empty] | 2 | 2 | 2 | 1 | 2 | 1 | 1 | 0
PG&E NGBA | Oregon Trail | 60 | Distributed_Solar | 0 | 0 | 0 | 0 | 0 | 0 | 0 | 0 | 0 | 0 | 0 | 5 | 2 | 1 | 1 | [14 empty] | 2 | 2 | 3 | 2 | 3 | 1 | 1 | 0
SCE Northern | Ormond Beach | 230 | Distributed_Solar | 0 | 0 | 0 | 0 | 0 | 0 | 0 | 0 | 0 | 0 | 0 | 5 | 2 | 4 | 2 | [14 empty] | 2 | 1 | 1 | 1 | 1 | 1 | 1 | 0
PG&E FRESNO | Oro Loma | 115 | Distributed_Solar | 0 | 0 | 0 | 0 | 0 | 0 | 0 | 0 | 0 | 0 | 0 | 5 | 2 | 1 | 1 | [14 empty] | 1 | 1 | 4 | 2 | 1 | 1 | 1 | 0
PG&E FRESNO | Oro Loma | 70 | Distributed_Solar | 0 | 0 | 0 | 5 | 5 | 0 | 5 | 5 | 0 | 0 | 0 | 5 | 2 | 1 | 1 | [14 empty] | 1 | 1 | 4 | 2 | 1 | 1 | 1 | 1 | Flags are due to in-development resources
PG&E FRESNO | Orosi | 70 | Distributed_Solar | 0 | 0 | 0 | 0 | 0 | 0 | 0 | 0 | 0 | 0 | 0 | 5 | 2 | 1 | 1 | [14 empty] | 1 | 1 | 4 | 1 | 1 | 1 | 1 | 0
SDGE | Otay | 69 | Distributed_Solar | 0 | 0 | 0 | 0 | 0 | 0 | 0 | 0 | 0 | 0 | 0 | 1 | 1 | 1 | 1 | [14 empty] | 2 | 1 | 1 | 1 | 1 | 1 | 1 | 0
SDGE | Otay Mesa | 230 | Distributed_Solar | 0 | 0 | 0 | 0 | 0 | 0 | 0 | 0 | 0 | 0 | 0 | 1 | 1 | 1 | 1 | [14 empty] | 2 | 1 | 1 | 1 | 3 | 1 | 1 | 0
PG&E FRESNO | Padre Flats SW STA | 230 | Distributed_Solar | 0 | 0 | 0 | 0 | 0 | 0 | 0 | 0 | 0 | 0 | 0 | 5 | 2 | 1 | 1 | [14 empty] | 1 | 1 | 4 | 2 | 1 | 1 | 1 | 0
EOP | Pahrump | 138 | Distributed_Solar | 0 | 0 | 0 | 0 | 0 | 0 | 0 | 0 | 0 | 0 | 0 | 5 | 2 | 4 | 2 | [14 empty] | 2 | 2 | 4 | 1 | 3 | 1 | 1 | 0
EOP | Pahrump | 230 | Distributed_Solar | 0 | 0 | 0 | 0 | 0 | 0 | 0 | 0 | 0 | 0 | 0 | 5 | 2 | 4 | 2 | [14 empty] | 2 | 2 | 4 | 1 | 3 | 1 | 1 | 0
SDGE | Pala | 69 | Distributed_Solar | 0 | 0 | 0 | 0 | 0 | 0 | 0 | 0 | 0 | 0 | 0 | 1 | 1 | 1 | 1 | [14 empty] | 2 | 1 | 1 | 1 | 3 | 1 | 1 | 0
PG&E NGBA | Palermo | 115 | Distributed_Solar | 0 | 0 | 0 | 0 | 0 | 0 | 0 | 0 | 0 | 0 | 0 | 5 | 2 | 1 | 1 | 4 | [13 empty] | 2 | 1 | 2 | 2 | 2 | 1 | 1 | 0
PG&E NGBA | Palermo | 230 | Distributed_Solar | 0 | 0 | 0 | 0 | 0 | 0 | 0 | 0 | 0 | 0 | 0 | 5 | 2 | 1 | 1 | [14 empty] | 2 | 1 | 2 | 2 | 2 | 1 | 1 | 0
SCE Eastern | Palo Verde | 500 | Distributed_Solar | 0 | 0 | 0 | 0 | 0 | 0 | 0 | 0 | 0 | 0 | 0 | 5 | 2 | 4 | 2 | [14 empty] | 2 | 1 | 4 | 2 | 3 | 1 | 1 | 0
SDGE | Palomar Energy | 230 | Distributed_Solar | 0 | 0 | 0 | 0 | 0 | 0 | 0 | 0 | 0 | 0 | 0 | 1 | 1 | 1 | 1 | [14 empty] | 2 | 1 | 2 | 1 | 3 | 1 | 1 | 0
PG&E KERN | Panama | 70 | Distributed_Solar | 0 | 0 | 0 | 0 | 0 | 0 | 0 | 0 | 0 | 0 | 0 | 5 | 2 | 1 | 1 | [14 empty] | 1 | 1 | 4 | 1 | 1 | 1 | 1 | 0
PG&E FRESNO | Panoche | 115 | Distributed_Solar | 0 | 0 | 0 | 4.4 | 4.4 | 0 | 4.4 | 4.4 | 0 | 0 | 0 | 5 | 2 | 5 | 2 | [14 empty] | 1 | 1 | 1 | 2 | 1 | 1 | 3 | 1 | Flags are due to in-development resources
PG&E FRESNO | Panoche | 230 | Distributed_Solar | 0 | 0 | 0 | 0 | 0 | 0 | 0 | 0 | 0 | 0 | 0 | 5 | 2 | 5 | 2 | 3 | [13 empty] | 1 | 1 | 1 | 2 | 1 | 1 | 1 | 0
SCE Northern | Pardee | 230 | Distributed_Solar | 0 | 0 | 0 | 0 | 0 | 0 | 0 | 0 | 0 | 0 | 0 | 5 | 2 | 4 | 2 | [14 empty] | 1 | 1 | 3 | 1 | 3 | 1 | 1 | 0
PG&E NGBA | Parkway | 230 | Distributed_Solar | 0 | 0 | 0 | 0 | 0 | 0 | 0 | 0 | 0 | 0 | 0 | 5 | 2 | 1 | 1 | [14 empty] | 2 | 1 | 4 | 1 | 2 | 1 | 1 | 0
SCE Northern | Pastoria | 230 | Distributed_Solar | 0 | 0 | 0 | 0 | 0 | 0 | 0 | 0 | 0 | 0 | 0 | 5 | 2 | 4 | 2 | [14 empty] | 1 | 1 | 2 | 1 | 3 | 1 | 1 | 0
SCE Metro | Pauda | 230 | Distributed_Solar | 0 | 0 | 0 | 0 | 0 | 0 | 0 | 0 | 0 | 0 | 0 | 1 | 1 | 1 | 1 | [14 empty] | 1 | 1 | 2 | 1 | 2 | 1 | 1 | 0
PG&E GBA | Paul Sweet | 115 | Distributed_Solar | 0 | 0 | 0 | 0 | 0 | 0 | 0 | 0 | 0 | 0 | 0 | 1 | 1 | 1 | 1 | [14 empty] | 2 | 2 | 2 | 2 | 3 | 1 | 1 | 0
PG&E NGBA | Peabody | 230 | Distributed_Solar | 0 | 0 | 0 | 0 | 0 | 0 | 0 | 0 | 0 | 0 | 0 | 5 | 2 | 1 | 1 | [14 empty] | 2 | 1 | 2 | 1 | 2 | 1 | 4 | 1
PG&E NGBA | Pease | 115 | Distributed_Solar | 0 | 0 | 0 | 0 | 0 | 0 | 0 | 0 | 0 | 0 | 0 | 5 | 2 | 1 | 1 | [14 empty] | 2 | 2 | 2 | 1 | 2 | 1 | 1 | 0
PG&E NGBA | Pease | 60 | Distributed_Solar | 0 | 0 | 0 | 0 | 0 | 0 | 0 | 0 | 0 | 0 | 0 | 5 | 2 | 1 | 1 | [14 empty] | 2 | 2 | 2 | 1 | 2 | 1 | 4 | 1
SDGE | Penasquitos | 138 | Distributed_Solar | 0 | 0 | 0 | 0 | 0 | 0 | 0 | 0 | 0 | 0 | 0 | 1 | 1 | 1 | 1 | [14 empty] | 2 | 1 | 2 | 1 | 3 | 1 | 1 | 0
SDGE | Penasquitos | 230 | Distributed_Solar | 0 | 0 | 0 | 0 | 0 | 0 | 0 | 0 | 0 | 0 | 0 | 1 | 1 | 1 | 1 | [14 empty] | 2 | 1 | 2 | 1 | 3 | 1 | 1 | 0
SDGE | Penasquitos | 69 | Distributed_Solar | 0 | 0 | 0 | 0 | 0 | 0 | 0 | 0 | 0 | 0 | 0 | 1 | 1 | 1 | 1 | [14 empty] | 2 | 1 | 2 | 1 | 3 | 1 | 1 | 0
SDGE | Pendleton | 69 | Distributed_Solar | 0 | 0 | 0 | 0 | 0 | 0 | 0 | 0 | 0 | 0 | 0 | 1 | 1 | 1 | 1 | [14 empty] | 2 | 1 | 4 | 1 | 3 | 1 | 1 | 0
PG&E NGBA | Penngrove | 115 | Distributed_Solar | 0 | 0 | 0 | 0 | 0 | 0 | 0 | 0 | 0 | 0 | 0 | 5 | 2 | 1 | 1 | [14 empty] | 2 | 1 | 3 | 2 | 2 | 1 | 1 | 0
PG&E GBA | Peoria | 115 | Distributed_Solar | 0 | 0 | 0 | 0 | 0 | 0 | 0 | 0 | 0 | 0 | 0 | 1 | 1 | 1 | 1 | [14 empty] | 2 | 1 | 4 | 1 | 3 | 1 | 1 | 0
PG&E GBA | Piercy | 115 | Distributed_Solar | 0 | 0 | 0 | 0 | 0 | 0 | 0 | 0 | 0 | 0 | 0 | 1 | 1 | 1 | 1 | [14 empty] | 2 | 1 | 2 | 2 | 2 | 1 | 1 | 0
PG&E FRESNO | Pine Flat | 230 | Distributed_Solar | 0 | 0 | 0 | 0 | 0 | 0 | 0 | 0 | 0 | 0 | 0 | 5 | 2 | 5 | 2 | [14 empty] | 1 | 1 | 4 | 2 | 3 | 1 | 1 | 0
SCE NOL | Pisgah | 230 | Distributed_Solar | 0 | 0 | 0 | 0 | 0 | 0 | 0 | 0 | 0 | 0 | 0 | 1 | 1 | 1 | 1 | 4 | [13 empty] | 2 | 1 | 4 | 1 | 1 | 1 | 1 | 0
PG&E NGBA | Pit 1 | 230 | Distributed_Solar | 0 | 0 | 0 | 0 | 0 | 0 | 0 | 0 | 0 | 0 | 0 | 5 | 2 | 1 | 1 | [14 empty] | 2 | 2 | 4 | 2 | 3 | 1 | 1 | 0
PG&E NGBA | Pit 1 | 60 | Distributed_Solar | 0 | 0 | 0 | 0 | 0 | 0 | 0 | 0 | 0 | 0 | 0 | 5 | 2 | 1 | 1 | [14 empty] | 2 | 2 | 4 | 2 | 3 | 1 | 1 | 0
PG&E NGBA | Pit 3 | 230 | Distributed_Solar | 0 | 0 | 0 | 0 | 0 | 0 | 0 | 0 | 0 | 0 | 0 | 5 | 2 | 1 | 1 | [14 empty] | 2 | 2 | 4 | 2 | 3 | 1 | 1 | 0
PG&E NGBA | Pit 4 | 230 | Distributed_Solar | 0 | 0 | 0 | 0 | 0 | 0 | 0 | 0 | 0 | 0 | 0 | 5 | 2 | 1 | 1 | [14 empty] | 2 | 2 | 4 | 2 | 3 | 1 | 1 | 0
PG&E GBA | Pittsburg | 115 | Distributed_Solar | 0 | 0 | 0 | 0 | 0 | 0 | 0 | 0 | 0 | 0 | 0 | 5 | 2 | 1 | 1 | 4 | [13 empty] | 2 | 1 | 2 | 1 | 1 | 1 | 1 | 0
PG&E GBA | Pittsburg | 230 | Distributed_Solar | 0 | 0 | 0 | 0 | 0 | 0 | 0 | 0 | 0 | 0 | 0 | 5 | 2 | 1 | 1 | 4 | [13 empty] | 2 | 1 | 2 | 1 | 1 | 1 | 1 | 0
PG&E NGBA | Pleasant Grove | 115 | Distributed_Solar | 0 | 0 | 0 | 0 | 0 | 0 | 0 | 0 | 0 | 0 | 0 | 5 | 2 | 1 | 1 | [14 empty] | 2 | 1 | 2 | 2 | 3 | 1 | 1 | 0
PG&E NGBA | POE | 230 | Distributed_Solar | 0 | 0 | 0 | 0 | 0 | 0 | 0 | 0 | 0 | 0 | 0 | 5 | 2 | 1 | 1 | [14 empty] | 2 | 1 | 4 | 2 | 3 | 1 | 1 | 0
SDGE | Point Loma | 69 | Distributed_Solar | 0 | 0 | 0 | 0 | 0 | 0 | 0 | 0 | 0 | 0 | 0 | 1 | 1 | 1 | 1 | [14 empty] | 2 | 1 | 3 | 1 | 2 | 1 | 1 | 0
SDGE | Pomerado | 69 | Distributed_Solar | 0 | 0 | 0 | 0 | 0 | 0 | 0 | 0 | 0 | 0 | 0 | 1 | 1 | 1 | 1 | [14 empty] | 2 | 1 | 3 | 1 | 3 | 1 | 1 | 0
PG&E KERN | Poso Mountain | 115 | Distributed_Solar | 0 | 0 | 0 | 0 | 0 | 0 | 0 | 0 | 0 | 0 | 0 | 5 | 2 | 5 | 2 | [14 empty] | 1 | 1 | 3 | 1 | 2 | 1 | 1 | 0
EOP | Primm | 230 | Distributed_Solar | 0 | 0 | 0 | 0 | 0 | 0 | 0 | 0 | 0 | 0 | 0 | 5 | 2 | 4 | 2 | [14 empty] | 2 | 2 | 4 | 1 | 2 | 1 | 1 | 0
PG&E NGBA | Putah Creek | 115 | Distributed_Solar | 0 | 0 | 0 | 0 | 0 | 0 | 0 | 0 | 0 | 0 | 0 | 5 | 2 | 1 | 1 | [14 empty] | 2 | 1 | 3 | 2 | 3 | 1 | 4 | 1
SDGE | Q1806 | 138 | Distributed_Solar | 0 | 0 | 0 | 0 | 0 | 0 | 0 | 0 | 0 | 0 | 0 | 1 | 1 | 1 | 1 | [14 empty] | 1 | 1 | 2 | 1 | 3 | 1 | 1 | 0
PG&E FRESNO | Quinto | 230 | Distributed_Solar | 0 | 0 | 0 | 0 | 0 | 0 | 0 | 0 | 0 | 0 | 0 | 5 | 2 | 1 | 1 | [14 empty] | 1 | 1 | 4 | 2 | 1 | 1 | 1 | 0
PG&E GBA | Race Track | 115 | Distributed_Solar | 0 | 0 | 0 | 0 | 0 | 0 | 0 | 0 | 0 | 0 | 0 | 1 | 1 | 1 | 1 | [14 empty] | 2 | 1 | 4 | 1 | 3 | 1 | 1 | 0
SDGE | Rancho Mission Viejo | 138 | Distributed_Solar | 0 | 0 | 0 | 0 | 0 | 0 | 0 | 0 | 0 | 0 | 0 | 1 | 1 | 1 | 1 | [14 empty] | 1 | 1 | 2 | 1 | 3 | 1 | 1 | 0
PG&E GBA | Rancho Seco | 230 | Distributed_Solar | 0 | 0 | 0 | 0 | 0 | 0 | 0 | 0 | 0 | 0 | 0 | 1 | 1 | 1 | 1 | [14 empty] | 2 | 1 | 1 | 2 | 3 | 1 | 1 | 0
SCE Metro | Rancho Vista | 230 | Distributed_Solar | 0 | 0 | 0 | 0 | 0 | 0 | 0 | 0 | 0 | 0 | 0 | 1 | 1 | 1 | 1 | [14 empty] | 1 | 1 | 1 | 1 | 1 | 1 | 1 | 0
SCE Metro | Rancho Vista | 500 | Distributed_Solar | 0 | 0 | 0 | 0 | 0 | 0 | 0 | 0 | 0 | 0 | 0 | 1 | 1 | 1 | 1 | [14 empty] | 1 | 1 | 1 | 1 | 1 | 1 | 1 | 0
SCE NOL | Ransburg | 115 | Distributed_Solar | 0 | 0 | 0 | 0 | 0 | 0 | 0 | 0 | 0 | 0 | 0 | 3 | 3 | 1 | 1 | [14 empty] | 2 | 1 | 4 | 1 | 1 | 1 | 4 | 1
PG&E GBA | Ravenswood | 115 | Distributed_Solar | 0 | 0 | 0 | 0 | 0 | 0 | 0 | 0 | 0 | 0 | 0 | 5 | 2 | 1 | 1 | [14 empty] | 2 | 1 | 2 | 1 | 2 | 1 | 1 | 0
PG&E GBA | Ravenswood | 230 | Distributed_Solar | 0 | 0 | 0 | 0 | 0 | 0 | 0 | 0 | 0 | 0 | 0 | 5 | 2 | 1 | 1 | [14 empty] | 2 | 1 | 2 | 1 | 2 | 1 | 1 | 0
SCE Northern | Rector | 230 | Distributed_Solar | 0 | 0 | 0 | 12 | 12 | 0 | 12 | 12 | 0 | 0 | 0 | 1 | 1 | 1 | 1 | [14 empty] | 1 | 1 | 2 | 1 | 2 | 4+ | 3 | 1 | Flags are due to in-development resources
SCE Eastern | Red Bluff | 230 | Distributed_Solar | 0 | 0 | 0 | 0 | 0 | 0 | 0 | 0 | 0 | 0 | 0 | 1 | 1 | 1 | 1 | 1 | [13 empty] | 2 | 2 | 4 | 1 | 3 | 1 | 1 | 0
SCE Eastern | Red Bluff | 500 | Distributed_Solar | 0 | 0 | 0 | 0 | 0 | 0 | 0 | 0 | 0 | 0 | 0 | 1 | 1 | 1 | 1 | 5 | [13 empty] | 2 | 2 | 4 | 1 | 3 | 1 | 1 | 0
PG&E NGBA | Redbud | 115 | Distributed_Solar | 0 | 0 | 0 | 0 | 0 | 0 | 0 | 0 | 0 | 0 | 0 | 5 | 2 | 1 | 1 | [14 empty] | 2 | 2 | 4 | 2 | 3 | 1 | 1 | 0
SCE Metro | Redondo | 230 | Distributed_Solar | 0 | 0 | 0 | 0 | 0 | 0 | 0 | 0 | 0 | 0 | 0 | 1 | 1 | 1 | 1 | [14 empty] | 1 | 1 | 2 | 1 | 2 | 1 | 1 | 0
PG&E FRESNO | Reedley | 115 | Distributed_Solar | 0 | 0 | 0 | 0 | 0 | 0 | 0 | 0 | 0 | 0 | 0 | 5 | 2 | 5 | 2 | [14 empty] | 1 | 1 | 4 | 2 | 1 | 1 | 1 | 0
PG&E KERN | Renfro | 115 | Distributed_Solar | 0 | 0 | 0 | 0 | 0 | 0 | 0 | 0 | 0 | 0 | 0 | 5 | 2 | 5 | 2 | [14 empty] | 1 | 1 | 2 | 1 | 2 | 1 | 1 | 0
PG&E GBA | Richmond R | 115 | Distributed_Solar | 0 | 0 | 0 | 0 | 0 | 0 | 0 | 0 | 0 | 0 | 0 | 5 | 2 | 1 | 1 | [14 empty] | 2 | 1 | 2 | 1 | 2 | 1 | 4 | 1
PG&E NGBA | Rincon | 115 | Distributed_Solar | 0 | 0 | 0 | 0 | 0 | 0 | 0 | 0 | 0 | 0 | 0 | 5 | 2 | 1 | 1 | [14 empty] | 2 | 1 | 3 | 2 | 2 | 1 | 1 | 0
PG&E KERN | Rio Bravo | 115 | Distributed_Solar | 0 | 0 | 0 | 0 | 0 | 0 | 0 | 0 | 0 | 0 | 0 | 5 | 2 | 5 | 2 | 4 | [13 empty] | 1 | 1 | 2 | 1 | 1 | 1 | 1 | 0
SCE Metro | Rio Hondo | 230 | Distributed_Solar | 0 | 0 | 0 | 0 | 0 | 0 | 0 | 0 | 0 | 0 | 0 | 1 | 1 | 1 | 1 | 1 | [13 empty] | 1 | 1 | 4 | 1 | 1 | 1 | 1 | 0
PG&E NGBA | Rio Oso | 115 | Distributed_Solar | 0 | 0 | 0 | 0 | 0 | 0 | 0 | 0 | 0 | 0 | 0 | 5 | 2 | 1 | 1 | [14 empty] | 2 | 1 | 4 | 1 | 3 | 1 | 1 | 0
PG&E NGBA | Rio Oso | 230 | Distributed_Solar | 0 | 0 | 0 | 0 | 0 | 0 | 0 | 0 | 0 | 0 | 0 | 5 | 2 | 1 | 1 | [14 empty] | 2 | 1 | 4 | 1 | 3 | 1 | 1 | 0
PG&E GBA | Ripon | 115 | Distributed_Solar | 0 | 0 | 0 | 2.6 | 2.6 | 0 | 2.6 | 2.6 | 0 | 0 | 0 | 1 | 1 | 1 | 1 | 3 | [13 empty] | 1 | 1 | 2 | 2 | 2 | 1 | 1 | 1 | Flags are due to in-development resources
PG&E GBA | Riverbank | 115 | Distributed_Solar | 0 | 0 | 0 | 0 | 0 | 0 | 0 | 0 | 0 | 0 | 0 | 1 | 1 | 1 | 1 | [14 empty] | 1 | 1 | 3 | 2 | 2 | 1 | 1 | 0
SCE NOL | Roadway | 115 | Distributed_Solar | 0 | 0 | 0 | 0 | 0 | 0 | 0 | 0 | 0 | 0 | 0 | 1 | 1 | 1 | 1 | 3 | [13 empty] | 2 | 1 | 2 | 1 | 1 | 1 | 4 | 1
PG&E NGBA | Rock Creek 1 | 230 | Distributed_Solar | 0 | 0 | 0 | 0 | 0 | 0 | 0 | 0 | 0 | 0 | 0 | 5 | 2 | 1 | 1 | [14 empty] | 2 | 2 | 4 | 1 | 3 | 1 | 1 | 0
SCE Northern | Rosamond | 66 | Distributed_Solar | 0 | 0 | 0 | 0 | 0 | 0 | 0 | 0 | 0 | 0 | 0 | 1 | 1 | 1 | 1 | [14 empty] | 2 | 1 | 4 | 1 | 3 | 1 | 1 | 0
PG&E GBA | Rossmoor | 230 | Distributed_Solar | 0 | 0 | 0 | 0 | 0 | 0 | 0 | 0 | 0 | 0 | 0 | 5 | 2 | 1 | 1 | [14 empty] | 2 | 1 | 4 | 1 | 3 | 1 | 1 | 0
PG&E NGBA | Round Mountain | 230 | Distributed_Solar | 0 | 0 | 0 | 0 | 0 | 0 | 0 | 0 | 0 | 0 | 0 | 5 | 2 | 1 | 1 | [14 empty] | 2 | 2 | 4 | 2 | 3 | 1 | 1 | 0
PG&E NGBA | Round Mountain | 500 | Distributed_Solar | 0 | 0 | 0 | 0 | 0 | 0 | 0 | 0 | 0 | 0 | 0 | 5 | 2 | 1 | 1 | [14 empty] | 2 | 2 | 4 | 2 | 3 | 1 | 1 | 0
PG&E GBA | Salado | 115 | Distributed_Solar | 0 | 0 | 0 | 0 | 0 | 0 | 0 | 0 | 0 | 0 | 0 | 1 | 1 | 1 | 1 | [14 empty] | 1 | 1 | 4 | 2 | 1 | 1 | 1 | 0
PG&E GBA | Salado | 60 | Distributed_Solar | 0 | 0 | 0 | 0 | 0 | 0 | 0 | 0 | 0 | 0 | 0 | 1 | 1 | 1 | 1 | [14 empty] | 1 | 1 | 4 | 2 | 1 | 1 | 1 | 0
PG&E GBA | Salinas | 115 | Distributed_Solar | 0 | 0 | 0 | 0 | 0 | 0 | 0 | 0 | 0 | 0 | 0 | 1 | 1 | 1 | 1 | [14 empty] | 2 | 2 | 3 | 2 | 2 | 1 | 4 | 1
SDGE | Salt Creek | 69 | Distributed_Solar | 0 | 0 | 0 | 0 | 0 | 0 | 0 | 0 | 0 | 0 | 0 | 1 | 1 | 1 | 1 | [14 empty] | 2 | 1 | 3 | 1 | 2 | 1 | 1 | 0
SCE Eastern | San Bernardino | 230 | Distributed_Solar | 0 | 0 | 0 | 0 | 0 | 0 | 0 | 0 | 0 | 0 | 0 | 1 | 1 | 1 | 1 | [14 empty] | 1 | 1 | 2 | 1 | 2 | 4+ | 1 | 1
PG&E GBA | SAN FRAN A (POTRERO PP) | 115 | Distributed_Solar | 0 | 0 | 0 | 0 | 0 | 0 | 0 | 0 | 0 | 0 | 0 | 5 | 2 | 1 | 1 | [14 empty] | 2 | 1 | 2 | 1 | 2 | 1 | 1 | 0
PG&E GBA | SAN FRAN A (POTRERO PP) | 230 | Distributed_Solar | 0 | 0 | 0 | 0 | 0 | 0 | 0 | 0 | 0 | 0 | 0 | 5 | 2 | 1 | 1 | [14 empty] | 2 | 1 | 2 | 1 | 2 | 1 | 1 | 0
PG&E GBA | San Jose A | 115 | Distributed_Solar | 0 | 0 | 0 | 0 | 0 | 0 | 0 | 0 | 0 | 0 | 0 | 1 | 1 | 1 | 1 | [14 empty] | 2 | 1 | 2 | 2 | 2 | 1 | 1 | 0
PG&E GBA | San Jose B | 115 | Distributed_Solar | 0 | 0 | 0 | 0 | 0 | 0 | 0 | 0 | 0 | 0 | 0 | 1 | 1 | 1 | 1 | [14 empty] | 2 | 1 | 3 | 2 | 2 | 1 | 1 | 0
PG&E GBA | San Leandro U | 115 | Distributed_Solar | 0 | 0 | 0 | 0 | 0 | 0 | 0 | 0 | 0 | 0 | 0 | 5 | 2 | 1 | 1 | [14 empty] | 2 | 1 | 3 | 1 | 2 | 1 | 1 | 0
PG&E KERN | San Luis Obispo | 115 | Distributed_Solar | 0 | 0 | 0 | 0 | 0 | 0 | 0 | 0 | 0 | 0 | 0 | 5 | 2 | 1 | 1 | [14 empty] | 2 | 2 | 4 | 2 | 3 | 1 | 1 | 0
PG&E KERN | San Luis Obispo | 70 | Distributed_Solar | 0 | 0 | 0 | 0 | 0 | 0 | 0 | 0 | 0 | 0 | 0 | 5 | 2 | 1 | 1 | [14 empty] | 2 | 2 | 4 | 2 | 3 | 1 | 1 | 0
SDGE | San Luis Rey | 230 | Distributed_Solar | 0 | 0 | 0 | 0 | 0 | 0 | 0 | 0 | 0 | 0 | 0 | 1 | 1 | 1 | 1 | [14 empty] | 2 | 1 | 4 | 1 | 3 | 1 | 1 | 0
SDGE | San Luis Rey | 69 | Distributed_Solar | 0 | 0 | 0 | 0 | 0 | 0 | 0 | 0 | 0 | 0 | 0 | 1 | 1 | 1 | 1 | [14 empty] | 2 | 1 | 4 | 1 | 3 | 1 | 1 | 0
SDGE | San Marcos | 69 | Distributed_Solar | 0 | 0 | 0 | 0 | 0 | 0 | 0 | 0 | 0 | 0 | 0 | 1 | 1 | 1 | 1 | [14 empty] | 2 | 1 | 2 | 1 | 3 | 1 | 1 | 0
SCE Metro | San Onofre | 230 | Distributed_Solar | 0 | 0 | 0 | 0 | 0 | 0 | 0 | 0 | 0 | 0 | 0 | 1 | 1 | 1 | 1 | [14 empty] | 2 | 1 | 4 | 1 | 3 | 1 | 1 | 0
PG&E GBA | San Pablo | 115 | Distributed_Solar | 0 | 0 | 0 | 0 | 0 | 0 | 0 | 0 | 0 | 0 | 0 | 5 | 2 | 1 | 1 | [14 empty] | 2 | 1 | 2 | 1 | 1 | 1 | 1 | 0
PG&E GBA | San Ramon | 230 | Distributed_Solar | 0 | 0 | 0 | 0 | 0 | 0 | 0 | 0 | 0 | 0 | 0 | 5 | 2 | 1 | 1 | [14 empty] | 2 | 1 | 2 | 1 | 3 | 1 | 1 | 0
SDGE | San Ysidro | 69 | Distributed_Solar | 0 | 0 | 0 | 0 | 0 | 0 | 0 | 0 | 0 | 0 | 0 | 1 | 1 | 1 | 1 | [14 empty] | 2 | 1 | 2 | 1 | 2 | 1 | 1 | 0
SCE NOL | Sandlot | 230 | Distributed_Solar | 0 | 0 | 0 | 0 | 0 | 0 | 0 | 0 | 0 | 0 | 0 | 3 | 3 | 1 | 1 | [14 empty] | 2 | 1 | 4 | 1 | 2 | 1 | 1 | 0
EOP | Sandy | 138 | Distributed_Solar | 0 | 0 | 0 | 0 | 0 | 0 | 0 | 0 | 0 | 0 | 0 | 5 | 2 | 4 | 2 | [14 empty] | 2 | 2 | 4 | 1 | 3 | 1 | 1 | 0
PG&E FRESNO | Sanger | 115 | Distributed_Solar | 0 | 0 | 0 | 0 | 0 | 0 | 0 | 0 | 0 | 0 | 0 | 5 | 2 | 5 | 2 | 3 | [13 empty] | 1 | 1 | 2 | 2 | 2 | 1 | 1 | 0
SCE Northern | Santa Clara | 230 | Distributed_Solar | 0 | 0 | 0 | 0 | 0 | 0 | 0 | 0 | 0 | 0 | 0 | 5 | 2 | 4 | 2 | [14 empty] | 2 | 1 | 3 | 1 | 2 | 1 | 1 | 0
PG&E NGBA | Santa Rosa A | 115 | Distributed_Solar | 0 | 0 | 0 | 0 | 0 | 0 | 0 | 0 | 0 | 0 | 0 | 5 | 2 | 1 | 1 | [14 empty] | 2 | 1 | 3 | 2 | 2 | 1 | 1 | 0
PG&E GBA | Santa Teresa | 115 | Distributed_Solar | 0 | 0 | 0 | 0 | 0 | 0 | 0 | 0 | 0 | 0 | 0 | 1 | 1 | 1 | 1 | 3 | [13 empty] | 2 | 1 | 2 | 2 | 2 | 1 | 1 | 0
SDGE | Santee | 138 | Distributed_Solar | 0 | 0 | 0 | 0 | 0 | 0 | 0 | 0 | 0 | 0 | 0 | 1 | 1 | 1 | 1 | [14 empty] | 2 | 1 | 2 | 1 | 2 | 1 | 1 | 0
SCE Metro | Santiago | 230 | Distributed_Solar | 0 | 0 | 0 | 0 | 0 | 0 | 0 | 0 | 0 | 0 | 0 | 1 | 1 | 1 | 1 | [14 empty] | 1 | 1 | 2 | 1 | 2 | 1 | 1 | 0
PG&E GBA | Saratoga | 230 | Distributed_Solar | 0 | 0 | 0 | 0 | 0 | 0 | 0 | 0 | 0 | 0 | 0 | 1 | 1 | 1 | 1 | [14 empty] | 2 | 1 | 4 | 2 | 3 | 1 | 1 | 0
SCE Northern | Saugus | 230 | Distributed_Solar | 0 | 0 | 0 | 0 | 0 | 0 | 0 | 0 | 0 | 0 | 0 | 5 | 2 | 4 | 2 | [14 empty] | 1 | 1 | 3 | 1 | 3 | 1 | 1 | 0
PG&E FRESNO | Schindler | 115 | Distributed_Solar | 0 | 0 | 0 | 0 | 0 | 0 | 0 | 0 | 0 | 0 | 0 | 5 | 2 | 1 | 1 | 3 | [13 empty] | 1 | 1 | 4 | 2 | 1 | 1 | 1 | 0
PG&E FRESNO | Schindler | 70 | Distributed_Solar | 0 | 0 | 0 | 0 | 0 | 0 | 0 | 0 | 0 | 0 | 0 | 5 | 2 | 5 | 2 | [14 empty] | 1 | 1 | 4 | 2 | 1 | 1 | 1 | 0
PG&E GBA | Schulte | 115 | Distributed_Solar | 0 | 0 | 0 | 0 | 0 | 0 | 0 | 0 | 0 | 0 | 0 | 1 | 1 | 1 | 1 | 3 | [13 empty] | 1 | 1 | 1 | 2 | 2 | 1 | 1 | 0
SDGE | Scripps | 69 | Distributed_Solar | 0 | 0 | 0 | 0 | 0 | 0 | 0 | 0 | 0 | 0 | 0 | 1 | 1 | 1 | 1 | [14 empty] | 2 | 1 | 2 | 1 | 3 | 1 | 1 | 0
PG&E KERN | Semitropic | 115 | Distributed_Solar | 0 | 0 | 0 | 4.66 | 4.66 | 0 | 4.66 | 4.66 | 0 | 0 | 0 | 5 | 2 | 1 | 1 | [14 empty] | 1 | 1 | 3 | 1 | 1 | 1 | 1 | 1 | Flags are due to in-development resources
SCE Metro | Serrano | 230 | Distributed_Solar | 0 | 0 | 0 | 0 | 0 | 0 | 0 | 0 | 0 | 0 | 0 | 1 | 1 | 1 | 1 | 5 | [13 empty] | 1 | 1 | 2 | 1 | 2 | 1 | 1 | 0
SCE Metro | Serrano | 500 | Distributed_Solar | 0 | 0 | 0 | 0 | 0 | 0 | 0 | 0 | 0 | 0 | 0 | 1 | 1 | 1 | 1 | 5 | [13 empty] | 1 | 1 | 2 | 1 | 2 | 1 | 1 | 0
SDGE | Shadowridge | 138 | Distributed_Solar | 0 | 0 | 0 | 0 | 0 | 0 | 0 | 0 | 0 | 0 | 0 | 1 | 1 | 1 | 1 | [14 empty] | 2 | 1 | 3 | 1 | 3 | 1 | 1 | 0
PG&E KERN | Shafter | 115 | Distributed_Solar | 0 | 0 | 0 | 2.25 | 2.25 | 0 | 2.25 | 2.25 | 0 | 0 | 0 | 5 | 2 | 5 | 2 | [14 empty] | 1 | 1 | 3 | 1 | 1 | 1 | 1 | 1 | Flags are due to in-development resources
PG&E NGBA | Silverado | 115 | Distributed_Solar | 0 | 0 | 0 | 0 | 0 | 0 | 0 | 0 | 0 | 0 | 0 | 5 | 2 | 1 | 1 | [14 empty] | 2 | 1 | 4 | 2 | 3 | 1 | 1 | 0
SDGE | Silvergate | 230 | Distributed_Solar | 0 | 0 | 0 | 0 | 0 | 0 | 0 | 0 | 0 | 0 | 0 | 1 | 1 | 1 | 1 | [14 empty] | 2 | 1 | 1 | 1 | 1 | 1 | 1 | 0
SDGE | Silvergate | 69 | Distributed_Solar | 0 | 0 | 0 | 0 | 0 | 0 | 0 | 0 | 0 | 0 | 0 | 1 | 1 | 1 | 1 | [14 empty] | 2 | 1 | 1 | 1 | 1 | 1 | 1 | 0
PG&E KERN | Sisquoc | 115 | Distributed_Solar | 0 | 0 | 0 | 0 | 0 | 0 | 0 | 0 | 0 | 0 | 0 | 5 | 2 | 1 | 1 | [14 empty] | 2 | 2 | 4 | 1 | 3 | 1 | 1 | 0
EOP | Sloan Canyon | 230 | Distributed_Solar | 0 | 0 | 0 | 0 | 0 | 0 | 0 | 0 | 0 | 0 | 0 | 5 | 2 | 4 | 2 | [14 empty] | 2 | 2 | 3 | 1 | 3 | 1 | 1 | 0
EOP | Sloan Canyon | 500 | Distributed_Solar | 0 | 0 | 0 | 0 | 0 | 0 | 0 | 0 | 0 | 0 | 0 | 5 | 2 | 4 | 2 | [14 empty] | 2 | 2 | 3 | 1 | 3 | 1 | 1 | 0
PG&E KERN | Smyrna | 115 | Distributed_Solar | 0 | 0 | 0 | 0 | 0 | 0 | 0 | 0 | 0 | 0 | 0 | 5 | 2 | 5 | 2 | [14 empty] | 1 | 1 | 4 | 1 | 1 | 1 | 4 | 1
PG&E GBA | Sobrante | 115 | Distributed_Solar | 0 | 0 | 0 | 0 | 0 | 0 | 0 | 0 | 0 | 0 | 0 | 5 | 2 | 1 | 1 | [14 empty] | 2 | 1 | 2 | 1 | 3 | 1 | 1 | 0
PG&E GBA | Sobrante | 230 | Distributed_Solar | 0 | 0 | 0 | 0 | 0 | 0 | 0 | 0 | 0 | 0 | 0 | 5 | 2 | 1 | 1 | [14 empty] | 2 | 1 | 2 | 1 | 3 | 1 | 1 | 0
PG&E KERN | Solar | 230 | Distributed_Solar | 0 | 0 | 0 | 0 | 0 | 0 | 0 | 0 | 0 | 0 | 0 | 5 | 2 | 5 | 2 | [14 empty] | 2 | 1 | 4 | 2 | 3 | 1 | 1 | 0
PG&E GBA | Soledad | 115 | Distributed_Solar | 0 | 0 | 0 | 0 | 0 | 0 | 0 | 0 | 0 | 0 | 0 | 1 | 1 | 1 | 1 | [14 empty] | 2 | 2 | 4 | 2 | 3 | 1 | 1 | 0
PG&E GBA | Soledad | 60 | Distributed_Solar | 0 | 0 | 0 | 0 | 0 | 0 | 0 | 0 | 0 | 0 | 0 | 1 | 1 | 1 | 1 | [14 empty] | 2 | 2 | 4 | 2 | 3 | 1 | 1 | 0
SDGE | Spring Valley | 69 | Distributed_Solar | 0 | 0 | 0 | 0 | 0 | 0 | 0 | 0 | 0 | 0 | 0 | 1 | 1 | 1 | 1 | [14 empty] | 2 | 1 | 2 | 1 | 2 | 1 | 1 | 0
SCE Northern | Springville | 230 | Distributed_Solar | 0 | 0 | 0 | 3 | 3 | 0 | 3 | 3 | 0 | 0 | 0 | 1 | 1 | 1 | 1 | 4 | [13 empty] | 1 | 1 | 4 | 1 | 1 | 4+ | 1 | 1 | Flags are due to in-development resources
PG&E GBA | Stagg | 230 | Distributed_Solar | 0 | 0 | 0 | 0 | 0 | 0 | 0 | 0 | 0 | 0 | 0 | 5 | 2 | 1 | 1 | [14 empty] | 1 | 1 | 3 | 2 | 2 | 1 | 1 | 0
PG&E GBA | Standard Oil | 115 | Distributed_Solar | 0 | 0 | 0 | 0 | 0 | 0 | 0 | 0 | 0 | 0 | 0 | 5 | 2 | 1 | 1 | [14 empty] | 2 | 1 | 1 | 1 | 2 | 1 | 1 | 0
PG&E GBA | Stanislaus | 115 | Distributed_Solar | 0 | 0 | 0 | 0 | 0 | 0 | 0 | 0 | 0 | 0 | 0 | 1 | 1 | 1 | 1 | [14 empty] | 2 | 1 | 4 | 1 | 3 | 1 | 1 | 0
PG&E KERN | Stockdale | 115 | Distributed_Solar | 0 | 0 | 0 | 0 | 0 | 0 | 0 | 0 | 0 | 0 | 0 | 5 | 2 | 1 | 1 | [14 empty] | 1 | 1 | 2 | 1 | 2 | 1 | 4 | 1
PG&E KERN | Stockdale | 230 | Distributed_Solar | 0 | 0 | 0 | 0 | 0 | 0 | 0 | 0 | 0 | 0 | 0 | 5 | 2 | 1 | 1 | [14 empty] | 1 | 1 | 2 | 1 | 2 | 1 | 1 | 0
PG&E GBA | Stockton A | 115 | Distributed_Solar | 0 | 0 | 0 | 0 | 0 | 0 | 0 | 0 | 0 | 0 | 0 | 1 | 1 | 1 | 1 | [14 empty] | 1 | 1 | 3 | 2 | 1 | 1 | 1 | 0
PG&E GBA | Stone | 115 | Distributed_Solar | 0 | 0 | 0 | 0 | 0 | 0 | 0 | 0 | 0 | 0 | 0 | 1 | 1 | 1 | 1 | [14 empty] | 2 | 1 | 3 | 2 | 2 | 1 | 1 | 0
PG&E FRESNO | Storey | 230 | Distributed_Solar | 0 | 0 | 0 | 0 | 0 | 0 | 0 | 0 | 0 | 0 | 0 | 5 | 2 | 5 | 2 | [14 empty] | 1 | 1 | 4 | 2 | 1 | 1 | 1 | 0
PG&E NGBA | Summit | 115 | Distributed_Solar | 0 | 0 | 0 | 0 | 0 | 0 | 0 | 0 | 0 | 0 | 0 | 5 | 2 | 1 | 1 | [14 empty] | 2 | 1 | 4 | 2 | 3 | 1 | 1 | 0
SDGE | Suncrest | 230 | Distributed_Solar | 0 | 0 | 0 | 0 | 0 | 0 | 0 | 0 | 0 | 0 | 0 | 1 | 1 | 1 | 1 | [14 empty] | 2 | 1 | 4 | 1 | 3 | 1 | 1 | 0
SDGE | Suncrest | 500 | Distributed_Solar | 0 | 0 | 0 | 0 | 0 | 0 | 0 | 0 | 0 | 0 | 0 | 1 | 1 | 1 | 1 | [14 empty] | 2 | 1 | 4 | 1 | 3 | 1 | 1 | 0
PG&E KERN | Sunrise | 230 | Distributed_Solar | 0 | 0 | 0 | 0 | 0 | 0 | 0 | 0 | 0 | 0 | 0 | 5 | 2 | 5 | 2 | [14 empty] | 1 | 1 | 1 | 1 | 1 | 1 | 1 | 0
PG&E KERN | Sunset | 230 | Distributed_Solar | 0 | 0 | 0 | 0 | 0 | 0 | 0 | 0 | 0 | 0 | 0 | 5 | 2 | 5 | 2 | [14 empty] | 1 | 1 | 1 | 1 | 1 | 1 | 1 | 0
PG&E GBA | Swift | 115 | Distributed_Solar | 0 | 0 | 0 | 0 | 0 | 0 | 0 | 0 | 0 | 0 | 0 | 1 | 1 | 1 | 1 | [14 empty] | 2 | 1 | 2 | 2 | 2 | 1 | 1 | 0
SDGE | Sycamore Canyon | 138 | Distributed_Solar | 0 | 0 | 0 | 0 | 0 | 0 | 0 | 0 | 0 | 0 | 0 | 1 | 1 | 1 | 1 | 3 | [13 empty] | 2 | 1 | 4 | 1 | 3 | 1 | 1 | 0
SDGE | Sycamore Canyon | 230 | Distributed_Solar | 0 | 0 | 0 | 0 | 0 | 0 | 0 | 0 | 0 | 0 | 0 | 1 | 1 | 1 | 1 | [14 empty] | 2 | 1 | 4 | 1 | 3 | 1 | 1 | 0
SDGE | Sycamore Canyon | 69 | Distributed_Solar | 0 | 0 | 0 | 0 | 0 | 0 | 0 | 0 | 0 | 0 | 0 | 1 | 1 | 1 | 1 | [14 empty] | 2 | 1 | 4 | 1 | 3 | 1 | 1 | 0
SCE Northern | Sylmar | 230 | Distributed_Solar | 0 | 0 | 0 | 0 | 0 | 0 | 0 | 0 | 0 | 0 | 0 | 5 | 2 | 4 | 2 | [14 empty] | 1 | 1 | 2 | 1 | 1 | 1 | 1 | 0
PG&E NGBA | Table Mountain | 115 | Distributed_Solar | 0 | 0 | 0 | 0 | 0 | 0 | 0 | 0 | 0 | 0 | 0 | 5 | 2 | 1 | 1 | [14 empty] | 2 | 1 | 3 | 2 | 1 | 1 | 1 | 0
PG&E NGBA | Table Mountain | 230 | Distributed_Solar | 0 | 0 | 0 | 0 | 0 | 0 | 0 | 0 | 0 | 0 | 0 | 5 | 2 | 1 | 1 | [14 empty] | 2 | 1 | 3 | 2 | 1 | 1 | 1 | 0
PG&E NGBA | Table Mountain | 500 | Distributed_Solar | 0 | 0 | 0 | 0 | 0 | 0 | 0 | 0 | 0 | 0 | 0 | 5 | 2 | 1 | 1 | [14 empty] | 2 | 1 | 3 | 2 | 1 | 1 | 1 | 0
PG&E NGBA | Table Mountain | 60 | Distributed_Solar | 0 | 0 | 0 | 0 | 0 | 0 | 0 | 0 | 0 | 0 | 0 | 5 | 2 | 1 | 1 | [14 empty] | 2 | 1 | 3 | 2 | 1 | 1 | 1 | 0
PG&E KERN | Taft | 115 | Distributed_Solar | 0 | 0 | 0 | 0 | 0 | 0 | 0 | 0 | 0 | 0 | 0 | 5 | 2 | 5 | 2 | [14 empty] | 1 | 1 | 2 | 1 | 2 | 1 | 4 | 1
SDGE | Talega | 138 | Distributed_Solar | 0 | 0 | 0 | 0 | 0 | 0 | 0 | 0 | 0 | 0 | 0 | 1 | 1 | 1 | 1 | 3 | [13 empty] | 2 | 1 | 3 | 1 | 3 | 1 | 1 | 0
SDGE | Talega | 230 | Distributed_Solar | 0 | 0 | 0 | 0 | 0 | 0 | 0 | 0 | 0 | 0 | 0 | 1 | 1 | 1 | 1 | [14 empty] | 2 | 1 | 3 | 1 | 3 | 1 | 1 | 0
PG&E GBA | Tassajara | 230 | Distributed_Solar | 0 | 0 | 0 | 0 | 0 | 0 | 0 | 0 | 0 | 0 | 0 | 5 | 2 | 1 | 1 | [14 empty] | 2 | 1 | 3 | 1 | 3 | 1 | 1 | 0
PG&E KERN | Tejon | 70 | Distributed_Solar | 0 | 0 | 0 | 0 | 0 | 0 | 0 | 0 | 0 | 0 | 0 | 5 | 2 | 1 | 1 | [14 empty] | 1 | 1 | 3 | 1 | 1 | 1 | 1 | 0
SDGE | Telegraph Canyon | 138 | Distributed_Solar | 0 | 0 | 0 | 0 | 0 | 0 | 0 | 0 | 0 | 0 | 0 | 1 | 1 | 1 | 1 | [14 empty] | 2 | 1 | 2 | 1 | 2 | 1 | 1 | 0
PG&E KERN | Temblor | 115 | Distributed_Solar | 0 | 0 | 0 | 0 | 0 | 0 | 0 | 0 | 0 | 0 | 0 | 5 | 2 | 5 | 2 | [14 empty] | 1 | 1 | 2 | 1 | 1 | 1 | 1 | 0
PG&E KERN | Templeton | 230 | Distributed_Solar | 0 | 0 | 0 | 0 | 0 | 0 | 0 | 0 | 0 | 0 | 0 | 5 | 2 | 5 | 2 | [14 empty] | 2 | 2 | 4 | 2 | 3 | 1 | 1 | 0
PG&E KERN | Templeton | 70 | Distributed_Solar | 0 | 0 | 0 | 0 | 0 | 0 | 0 | 0 | 0 | 0 | 0 | 5 | 2 | 1 | 1 | [14 empty] | 2 | 2 | 4 | 2 | 3 | 1 | 1 | 0
PG&E GBA | Tesla | 115 | Distributed_Solar | 0 | 0 | 0 | 0 | 0 | 0 | 0 | 0 | 0 | 0 | 0 | 1 | 1 | 1 | 1 | [14 empty] | 2 | 1 | 2 | 1 | 2 | 1 | 1 | 0
PG&E GBA | Tesla | 230 | Distributed_Solar | 0 | 0 | 0 | 0 | 0 | 0 | 0 | 0 | 0 | 0 | 0 | 5 | 2 | 1 | 1 | 4 | [13 empty] | 2 | 1 | 2 | 1 | 2 | 1 | 1 | 0
PG&E GBA | Tesla | 500 | Distributed_Solar | 0 | 0 | 0 | 0 | 0 | 0 | 0 | 0 | 0 | 0 | 0 | 1 | 1 | 1 | 1 | 5 | [13 empty] | 2 | 1 | 2 | 1 | 2 | 1 | 1 | 0
PG&E KERN | Tevis | 115 | Distributed_Solar | 0 | 0 | 0 | 0 | 0 | 0 | 0 | 0 | 0 | 0 | 0 | 5 | 2 | 5 | 2 | 4 | [13 empty] | 1 | 1 | 2 | 1 | 2 | 1 | 1 | 0
EOP | Thousandaire | 138 | Distributed_Solar | 0 | 0 | 0 | 0 | 0 | 0 | 0 | 0 | 0 | 0 | 0 | 5 | 2 | 4 | 2 | [14 empty] | 2 | 2 | 4 | 1 | 3 | 1 | 1 | 0
PG&E KERN | Topaz | 230 | Distributed_Solar | 0 | 0 | 0 | 0 | 0 | 0 | 0 | 0 | 0 | 0 | 0 | 5 | 2 | 5 | 2 | [14 empty] | 1 | 1 | 3 | 1 | 2 | 1 | 1 | 0
SCE NOL | Tortilla | 115 | Distributed_Solar | 0 | 0 | 0 | 3 | 3 | 0 | 3 | 3 | 0 | 0 | 0 | 3 | 3 | 1 | 1 | [14 empty] | 2 | 1 | 4 | 1 | 2 | 1+ | 1 | 1 | Flags are due to in-development resources
SDGE | Trabuco | 138 | Distributed_Solar | 0 | 0 | 0 | 0 | 0 | 0 | 0 | 0 | 0 | 0 | 0 | 1 | 1 | 1 | 1 | [14 empty] | 1 | 1 | 1 | 1 | 2 | 1 | 1 | 0
PG&E GBA | Tracy | 115 | Distributed_Solar | 0 | 0 | 0 | 0 | 0 | 0 | 0 | 0 | 0 | 0 | 0 | 1 | 1 | 1 | 1 | [14 empty] | 2 | 1 | 3 | 1 | 2 | 1 | 1 | 0
PG&E FRESNO | Tranquility | 230 | Distributed_Solar | 0 | 0 | 0 | 0 | 0 | 0 | 0 | 0 | 0 | 0 | 0 | 5 | 2 | 5 | 2 | 3 | [13 empty] | 1 | 1 | 4 | 2 | 1 | 1 | 1 | 0
PG&E GBA | Trimble | 115 | Distributed_Solar | 0 | 0 | 0 | 0 | 0 | 0 | 0 | 0 | 0 | 0 | 0 | 1 | 1 | 1 | 1 | [14 empty] | 2 | 1 | 3 | 2 | 2 | 1 | 1 | 0
EOP | Trout Canyon | 230 | Distributed_Solar | 0 | 0 | 0 | 0 | 0 | 0 | 0 | 0 | 0 | 0 | 0 | 5 | 2 | 4 | 2 | [14 empty] | 2 | 2 | 4 | 1 | 3 | 1 | 1 | 0
EOP | Trout Canyon | 500 | Distributed_Solar | 0 | 0 | 0 | 0 | 0 | 0 | 0 | 0 | 0 | 0 | 0 | 5 | 2 | 4 | 2 | [14 empty] | 2 | 2 | 4 | 1 | 3 | 1 | 1 | 0
PG&E NGBA | Tulucay | 230 | Distributed_Solar | 0 | 0 | 0 | 0 | 0 | 0 | 0 | 0 | 0 | 0 | 0 | 5 | 2 | 1 | 1 | [14 empty] | 2 | 1 | 3 | 2 | 3 | 1 | 1 | 0
PG&E NGBA | Tulucay | 60 | Distributed_Solar | 0 | 0 | 0 | 0 | 0 | 0 | 0 | 0 | 0 | 0 | 0 | 5 | 2 | 1 | 1 | [14 empty] | 2 | 1 | 3 | 2 | 3 | 1 | 1 | 0
PG&E KERN | Tupman | 115 | Distributed_Solar | 0 | 0 | 0 | 0 | 0 | 0 | 0 | 0 | 0 | 0 | 0 | 5 | 2 | 5 | 2 | [14 empty] | 1 | 1 | 2 | 1 | 1 | 1 | 1 | 0
PG&E NGBA | Ukiah | 115 | Distributed_Solar | 0 | 0 | 0 | 0 | 0 | 0 | 0 | 0 | 0 | 0 | 0 | 5 | 2 | 1 | 1 | [14 empty] | 2 | 2 | 4 | 2 | 3 | 1 | 1 | 0
PG&E KERN | Union (Estrella) | 70 | Distributed_Solar | 0 | 0 | 0 | 0 | 0 | 0 | 0 | 0 | 0 | 0 | 0 | 5 | 2 | 1 | 1 | [14 empty] | 2 | 2 | 4 | 2 | 3 | 1 | 1 | 0
PG&E NGBA | Vaca Dixon | 115 | Distributed_Solar | 0 | 0 | 0 | 0 | 0 | 0 | 0 | 0 | 0 | 0 | 0 | 5 | 2 | 1 | 1 | 4 | [13 empty] | 2 | 1 | 1 | 1 | 3 | 1 | 1 | 0
PG&E NGBA | Vaca Dixon | 230 | Distributed_Solar | 0 | 0 | 0 | 0 | 0 | 0 | 0 | 0 | 0 | 0 | 0 | 5 | 2 | 1 | 1 | [14 empty] | 2 | 1 | 1 | 1 | 3 | 1 | 1 | 0
PG&E NGBA | Vaca Dixon | 500 | Distributed_Solar | 0 | 0 | 0 | 0 | 0 | 0 | 0 | 0 | 0 | 0 | 0 | 5 | 2 | 1 | 1 | [14 empty] | 2 | 1 | 1 | 1 | 3 | 1 | 1 | 0
PG&E NGBA | Vaca Dixon | 60 | Distributed_Solar | 0 | 0 | 0 | 0 | 0 | 0 | 0 | 0 | 0 | 0 | 0 | 5 | 2 | 1 | 1 | [14 empty] | 2 | 1 | 1 | 1 | 3 | 1 | 1 | 0
SCE Eastern | Valley (SCE) | 500 | Distributed_Solar | 0 | 0 | 0 | 0 | 0 | 0 | 0 | 0 | 0 | 0 | 0 | 1 | 1 | 1 | 1 | [14 empty] | 1 | 1 | 2 | 1 | 2 | 1 | 1 | 0
EOP | Valley (VEA) | 138 | Distributed_Solar | 0 | 0 | 0 | 0 | 0 | 0 | 0 | 0 | 0 | 0 | 0 | 5 | 2 | 4 | 2 | [14 empty] | 2 | 2 | 4 | 1 | 3 | 1 | 1 | 0
SDGE | Valley Center | 69 | Distributed_Solar | 0 | 0 | 0 | 0 | 0 | 0 | 0 | 0 | 0 | 0 | 0 | 1 | 1 | 1 | 1 | [14 empty] | 2 | 1 | 4 | 1 | 3 | 1+ | 4 | 1
PG&E GBA | Valley Home | 115 | Distributed_Solar | 0 | 0 | 0 | 0 | 0 | 0 | 0 | 0 | 0 | 0 | 0 | 1 | 1 | 1 | 1 | [14 empty] | 1 | 1 | 4 | 2 | 1 | 1 | 1 | 0
PG&E GBA | Valley Springs | 230 | Distributed_Solar | 0 | 0 | 0 | 0 | 0 | 0 | 0 | 0 | 0 | 0 | 0 | 1 | 1 | 1 | 1 | [14 empty] | 2 | 1 | 4 | 1 | 3 | 1 | 1 | 0
PG&E GBA | Valley Springs | 60 | Distributed_Solar | 0 | 0 | 0 | 0 | 0 | 0 | 0 | 0 | 0 | 0 | 0 | 1 | 1 | 1 | 1 | [14 empty] | 2 | 1 | 4 | 1 | 3 | 1 | 1 | 0
EOP | Valley Switch | 138 | Distributed_Solar | 0 | 0 | 0 | 0 | 0 | 0 | 0 | 0 | 0 | 0 | 0 | 5 | 2 | 4 | 2 | [14 empty] | 2 | 2 | 4 | 1 | 3 | 1 | 1 | 0
EOP | Valley Switch | 230 | Distributed_Solar | 0 | 0 | 0 | 0 | 0 | 0 | 0 | 0 | 0 | 0 | 0 | 5 | 2 | 4 | 2 | [14 empty] | 2 | 2 | 4 | 1 | 3 | 1 | 1 | 0
PG&E GBA | Vasco | 230 | Distributed_Solar | 0 | 0 | 0 | 0 | 0 | 0 | 0 | 0 | 0 | 0 | 0 | 5 | 2 | 1 | 1 | [14 empty] | 2 | 1 | 3 | 1 | 3 | 1 | 1 | 0
PG&E GBA | Vasona | 230 | Distributed_Solar | 0 | 0 | 0 | 0 | 0 | 0 | 0 | 0 | 0 | 0 | 0 | 1 | 1 | 1 | 1 | [14 empty] | 2 | 1 | 4 | 2 | 3 | 1 | 1 | 0
SCE Northern | Vestal | 230 | Distributed_Solar | 0 | 0 | 0 | 0 | 0 | 0 | 0 | 0 | 0 | 0 | 0 | 1 | 1 | 1 | 1 | [14 empty] | 1 | 1 | 4 | 1 | 1 | 4+ | 1 | 1
SCE Northern | Vestal | 66 | Distributed_Solar | 0 | 0 | 0 | 0 | 0 | 0 | 0 | 0 | 0 | 0 | 0 | 1 | 1 | 1 | 1 | [14 empty] | 1 | 1 | 4 | 1 | 1 | 1 | 1 | 0
SCE NOL | Victor | 115 | Distributed_Solar | 0 | 0 | 0 | 7 | 7 | 0 | 7 | 7 | 0 | 0 | 0 | 1 | 1 | 1 | 1 | 3 | [13 empty] | 2 | 1 | 3 | 1 | 2 | 1+ | 1 | 1 | Flags are due to in-development resources
SCE NOL | Victor | 230 | Distributed_Solar | 0 | 0 | 0 | 0 | 0 | 0 | 0 | 0 | 0 | 0 | 0 | 1 | 1 | 1 | 1 | 4 | [13 empty] | 2 | 1 | 3 | 1 | 2 | 4+ | 4 | 1
SCE Metro | Viejo | 230 | Distributed_Solar | 0 | 0 | 0 | 0 | 0 | 0 | 0 | 0 | 0 | 0 | 0 | 1 | 1 | 1 | 1 | [14 empty] | 1 | 1 | 3 | 1 | 2 | 1 | 1 | 0
PG&E GBA | Vierra | 115 | Distributed_Solar | 0 | 0 | 0 | 2.975 | 2.975 | 0 | 2.975 | 2.975 | 0 | 0 | 0 | 1 | 1 | 1 | 1 | [14 empty] | 1 | 1 | 1 | 2 | 1 | 1 | 1 | 1 | Flags are due to in-development resources
SCE Metro | Villa Park | 230 | Distributed_Solar | 0 | 0 | 0 | 0 | 0 | 0 | 0 | 0 | 0 | 0 | 0 | 1 | 1 | 1 | 1 | [14 empty] | 1 | 1 | 2 | 1 | 2 | 1 | 1 | 0
SCE Northern | Vincent | 230 | Distributed_Solar | 0 | 0 | 0 | 0 | 0 | 0 | 0 | 0 | 0 | 0 | 0 | 1 | 1 | 1 | 1 | 4 | [13 empty] | 2 | 1 | 4 | 1 | 3 | 1 | 1 | 0
SCE Northern | Vincent | 500 | Distributed_Solar | 0 | 0 | 0 | 0 | 0 | 0 | 0 | 0 | 0 | 0 | 0 | 1 | 1 | 1 | 1 | 5 | [13 empty] | 2 | 1 | 4 | 1 | 3 | 1 | 1 | 0
PG&E GBA | Vineyard | 230 | Distributed_Solar | 0 | 0 | 0 | 0 | 0 | 0 | 0 | 0 | 0 | 0 | 0 | 5 | 2 | 1 | 1 | [14 empty] | 2 | 1 | 2 | 1 | 3 | 1 | 1 | 0
SDGE | Vineyard | 69 | Distributed_Solar | 0 | 0 | 0 | 0 | 0 | 0 | 0 | 0 | 0 | 0 | 0 | 1 | 1 | 1 | 1 | [14 empty] | 2 | 1 | 2 | 1 | 3 | 1 | 1 | 0
SCE Eastern | Vista (SCE) | 230 | Distributed_Solar | 0 | 0 | 0 | 0 | 0 | 0 | 0 | 0 | 0 | 0 | 0 | 1 | 1 | 1 | 1 | [14 empty] | 1 | 1 | 2 | 1 | 1 | 1 | 1 | 0
EOP | Vista (VEA) | 138 | Distributed_Solar | 0 | 0 | 0 | 0 | 0 | 0 | 0 | 0 | 0 | 0 | 0 | 5 | 2 | 4 | 2 | [14 empty] | 2 | 2 | 4 | 1 | 3 | 1 | 1 | 0
EOP | Vista (VEA) | 230 | Distributed_Solar | 0 | 0 | 0 | 0 | 0 | 0 | 0 | 0 | 0 | 0 | 0 | 5 | 2 | 4 | 2 | [14 empty] | 2 | 2 | 4 | 1 | 3 | 1 | 1 | 0
PG&E FRESNO | Wahtoke | 115 | Distributed_Solar | 0 | 0 | 0 | 0 | 0 | 0 | 0 | 0 | 0 | 0 | 0 | 5 | 2 | 1 | 1 | [14 empty] | 1 | 1 | 3 | 2 | 1 | 1 | 1 | 0
SCE Northern | Wakefield | 66 | Distributed_Solar | 0 | 0 | 0 | 0 | 0 | 0 | 0 | 0 | 0 | 0 | 0 | 5 | 2 | 4 | 2 | [14 empty] | 2 | 1 | 4 | 1 | 3 | 1 | 1 | 0
SCE Metro | Walnut | 230 | Distributed_Solar | 0 | 0 | 0 | 0 | 0 | 0 | 0 | 0 | 0 | 0 | 0 | 1 | 1 | 1 | 1 | [14 empty] | 1 | 1 | 1 | 1 | 1 | 1 | 1 | 0
SCE Northern | Warne | 230 | Distributed_Solar | 0 | 0 | 0 | 0 | 0 | 0 | 0 | 0 | 0 | 0 | 0 | 5 | 2 | 4 | 2 | [14 empty] | 1 | 1 | 4 | 1 | 3 | 1 | 1 | 0
PG&E GBA | Warnerville | 230 | Distributed_Solar | 0 | 0 | 0 | 0 | 0 | 0 | 0 | 0 | 0 | 0 | 0 | 5 | 2 | 5 | 2 | [14 empty] | 1 | 1 | 3 | 2 | 2 | 1 | 1 | 0
PG&E FRESNO | Waukena | 115 | Distributed_Solar | 0 | 0 | 0 | 0 | 0 | 0 | 0 | 0 | 0 | 0 | 0 | 5 | 2 | 1 | 1 | [14 empty] | 1 | 1 | 4 | 2 | 1 | 1 | 1 | 0
PG&E GBA | Weber | 230 | Distributed_Solar | 0 | 0 | 0 | 0 | 0 | 0 | 0 | 0 | 0 | 0 | 0 | 1 | 1 | 1 | 1 | [14 empty] | 1 | 1 | 3 | 2 | 1 | 1 | 1 | 0
PG&E GBA | Weber | 60 | Distributed_Solar | 0 | 0 | 0 | 0 | 0 | 0 | 0 | 0 | 0 | 0 | 0 | 1 | 1 | 1 | 1 | 3 | [13 empty] | 1 | 1 | 3 | 2 | 1 | 1 | 4 | 1
PG&E FRESNO | West Fresno | 115 | Distributed_Solar | 0 | 0 | 0 | 0 | 0 | 0 | 0 | 0 | 0 | 0 | 0 | 5 | 2 | 5 | 2 | [14 empty] | 1 | 1 | 2 | 2 | 1 | 1 | 1 | 0
PG&E FRESNO | Westley | 230 | Distributed_Solar | 0 | 0 | 0 | 0 | 0 | 0 | 0 | 0 | 0 | 0 | 0 | 1 | 1 | 1 | 1 | [14 empty] | 1 | 1 | 4 | 2 | 1 | 1 | 1 | 0
PG&E KERN | Westpark | 115 | Distributed_Solar | 0 | 0 | 0 | 0 | 0 | 0 | 0 | 0 | 0 | 0 | 0 | 5 | 2 | 1 | 1 | [14 empty] | 1 | 1 | 3 | 1 | 1 | 1 | 1 | 0
PG&E KERN | Wheeler Ridge | 230 | Distributed_Solar | 0 | 0 | 0 | 0 | 0 | 0 | 0 | 0 | 0 | 0 | 0 | 5 | 2 | 5 | 2 | 1 | [13 empty] | 1 | 1 | 4 | 1 | 1 | 1 | 1 | 0
PG&E KERN | Wheeler Ridge | 115 | Distributed_Solar | 0 | 0 | 0 | 0 | 0 | 0 | 0 | 0 | 0 | 0 | 0 | 5 | 2 | 1 | 1 | 3 | [13 empty] | 1 | 1 | 4 | 1 | 1 | 1 | 1 | 0
PG&E KERN | Wheeler Ridge | 70 | Distributed_Solar | 0 | 0 | 0 | 0 | 0 | 0 | 0 | 0 | 0 | 0 | 0 | 5 | 2 | 5 | 2 | [14 empty] | 1 | 1 | 4 | 1 | 1 | 1 | 1 | 0
SCE Northern | Whirlwind | 230 | Distributed_Solar | 0 | 0 | 0 | 0 | 0 | 0 | 0 | 0 | 0 | 0 | 0 | 1 | 1 | 1 | 1 | 5 | [13 empty] | 2 | 1 | 4 | 1 | 3 | 1 | 1 | 0
SCE Northern | Whirlwind | 500 | Distributed_Solar | 0 | 0 | 0 | 0 | 0 | 0 | 0 | 0 | 0 | 0 | 0 | 1 | 1 | 1 | 1 | 5 | [13 empty] | 2 | 1 | 4 | 1 | 3 | 1 | 1 | 0
PG&E GBA | Whisman | 115 | Distributed_Solar | 0 | 0 | 0 | 0 | 0 | 0 | 0 | 0 | 0 | 0 | 0 | 1 | 1 | 1 | 1 | [14 empty] | 2 | 1 | 2 | 2 | 2 | 1 | 1 | 0
SCE Eastern | Wildlife | 230 | Distributed_Solar | 0 | 0 | 0 | 0 | 0 | 0 | 0 | 0 | 0 | 0 | 0 | 1 | 1 | 1 | 1 | [14 empty] | 1 | 1 | 1 | 1 | 1 | 1 | 1 | 0
PG&E FRESNO | Wilson | 115 | Distributed_Solar | 0 | 0 | 0 | 0 | 0 | 0 | 0 | 0 | 0 | 0 | 0 | 5 | 2 | 5 | 2 | 4 | [13 empty] | 1 | 1 | 4 | 2 | 1 | 1 | 1 | 0
PG&E FRESNO | Wilson | 230 | Distributed_Solar | 0 | 0 | 0 | 0 | 0 | 0 | 0 | 0 | 0 | 0 | 0 | 5 | 2 | 5 | 2 | [14 empty] | 1 | 1 | 4 | 2 | 1 | 1 | 1 | 0
SCE Northern | Windhub | 230 | Distributed_Solar | 0 | 0 | 0 | 0 | 0 | 0 | 0 | 0 | 0 | 0 | 0 | 1 | 1 | 1 | 1 | 4 | [13 empty] | 2 | 1 | 4 | 1 | 2 | 1+ | 1 | 1
SCE Northern | Windhub | 500 | Distributed_Solar | 0 | 0 | 0 | 0 | 0 | 0 | 0 | 0 | 0 | 0 | 0 | 1 | 1 | 1 | 1 | 5 | [13 empty] | 2 | 1 | 4 | 1 | 2 | 1 | 1 | 0
PG&E GBA | Windmaster | 230 | Distributed_Solar | 0 | 0 | 0 | 0 | 0 | 0 | 0 | 0 | 0 | 0 | 0 | 5 | 2 | 1 | 1 | [14 empty] | 2 | 1 | 2 | 1 | 2 | 1 | 1 | 0
PG&E NGBA | Windsor | 60 | Distributed_Solar | 0 | 0 | 0 | 0 | 0 | 0 | 0 | 0 | 0 | 0 | 0 | 5 | 2 | 1 | 1 | [14 empty] | 1 | 1 | 2 | 1 | 2 | 1 | 1 | 0
PG&E NGBA | Woodland | 115 | Distributed_Solar | 0 | 0 | 0 | 0 | 0 | 0 | 0 | 0 | 0 | 0 | 0 | 5 | 2 | 1 | 1 | [14 empty] | 2 | 1 | 4 | 2 | 3 | 1 | 1 | 0
PG&E FRESNO | Woodward | 115 | Distributed_Solar | 0 | 0 | 0 | 0 | 0 | 0 | 0 | 0 | 0 | 0 | 0 | 5 | 2 | 1 | 1 | [14 empty] | 1 | 1 | 2 | 2 | 2 | 1 | 1 | 0
PG&E NGBA | Wyandotte | 115 | Distributed_Solar | 0 | 0 | 0 | 0 | 0 | 0 | 0 | 0 | 0 | 0 | 0 | 5 | 2 | 1 | 1 | [14 empty] | 2 | 1 | 2 | 2 | 2 | 1 | 4 | 1
PG&E KERN | 7th Standard | 115 | Solar | 0 | 0 | 0 | 0 | 0 | 0 | 0 | 0 | 0 | 0 | 0 | 5 | 2 | 5 | 2 |  | 1 | 1 | 1 | 1 | 2 | 1 | 1 | 1 | 1 | 1 | 1 | 1 | 1 | 1 | 1 | 3 | 1 | 2 | 1 | 1 | 0
SCE Metro | Alamitos | 230 | Solar | 0 | 0 | 0 | 0 | 0 | 0 | 0 | 0 | 0 | 0 | 0 | 1 | 1 | 1 | 1 |  | 1 | 1 | 1 | 1 | 1 | 2 | 1 | 1 | 1 | 3 | 3 | 1 | 1 | 1 | 1 | 1 | 1 | 1 | 1 | 1 | 0
SCE Eastern | Alberhill | 115 | Solar | 0 | 0 | 0 | 0 | 0 | 0 | 0 | 0 | 0 | 0 | 0 | 1 | 1 | 1 | 1 |  | 1 | 1 | 1 | 1 | 1 | 2 | 5 | 1 | 1 | 1 | 3 | 1 | 1 | 1 | 1 | 4 | 1 | 1 | 1 | 1 | 0
SCE Eastern | Alberhill | 500 | Solar | 0 | 0 | 0 | 0 | 0 | 0 | 0 | 0 | 0 | 0 | 0 | 1 | 1 | 1 | 1 |  | 1 | 1 | 1 | 1 | 1 | 2 | 5 | 1 | 1 | 1 | 3 | 1 | 1 | 1 | 1 | 4 | 1 | 1 | 1 | 1 | 0
PG&E GBA | Alhambra | 115 | Solar | 0 | 0 | 0 | 0 | 0 | 0 | 0 | 0 | 0 | 0 | 0 | 5 | 2 | 1 | 1 |  | 1 | 1 | 1 | 1 | 1 | 2 | 2 | 1 | 2 | 2 | 3 | 1 | 1 | 2 | 1 | 2 | 1 | 2 | 1 | 1 | 0
PG&E FRESNO | Alpaugh | 115 | Solar | 0 | 0 | 0 | 0 | 0 | 0 | 0 | 0 | 0 | 0 | 0 | 5 | 2 | 5 | 2 | 3 | 1 | 1 | 1 | 1 | 1 | 1 | 1 | 1 | 1 | 1 | 1 | 1 | 1 | 1 | 1 | 3 | 1 | 1 | 2+ | 1 | 1
SDGE | Alpine | 69 | Solar | 0 | 0 | 0 | 0 | 0 | 0 | 0 | 0 | 0 | 0 | 0 | 1 | 1 | 1 | 1 |  | 1 | 3 | 1 | 1 | 1 | 2 | 5 | 1 | 1 | 2 | 3 | 2 | 1 | 2 | 1 | 4 | 1 | 3 | 1 | 1 | 0
PG&E GBA | Altamont Midway (Sandhill) | 230 | Solar | 0 | 0 | 0 | 0 | 0 | 0 | 0 | 0 | 0 | 0 | 0 | 5 | 2 | 1 | 1 |  | 1 | 1 | 1 | 1 | 1 | 2 | 5 | 2 | 2 | 2 | 3 | 1 | 1 | 2 | 1 | 2 | 1 | 3 | 1 | 1 | 0
SCE Northern | Antelope | 66 | Solar | 0 | 0 | 0 | 0 | 0 | 0 | 0 | 0 | 0 | 0 | 0 | 1 | 1 | 1 | 1 |  | 1 | 1 | 1 | 3 | 1 | 2 | 3 | 1 | 1 | 1 | 1 | 1 | 1 | 2 | 1 | 4 | 1 | 3 | 4+ | 4 | 1
SCE Northern | Antelope | 230 | Solar | 0 | 0 | 713 | 0 | 713 | 0 | 0 | 0 | 713 | 0 | 713 | 1 | 1 | 1 | 1 | 4 | 1 | 1 | 1 | 3 | 1 | 2 | 3 | 1 | 1 | 1 | 1 | 1 | 1 | 2 | 1 | 4 | 1 | 3 | 5- | 1 | 1 | solar: CI only flag, consistent with solar build in the portfolio
SCE Northern | Antelope | 500 | Solar | 0 | 0 | 0 | 0 | 0 | 0 | 0 | 0 | 0 | 0 | 0 | 1 | 1 | 1 | 1 |  | 1 | 1 | 1 | 3 | 1 | 2 | 3 | 1 | 1 | 1 | 1 | 1 | 1 | 2 | 1 | 4 | 1 | 3 | 4+ | 1 | 1
PG&E NGBA | Arcata | 60 | Solar | 0 | 0 | 0 | 0 | 0 | 0 | 0 | 0 | 0 | 0 | 0 | 5 | 2 | 1 | 1 |  | 1 | 3 | 1 | 1 | 1 | 2 | 1 | 1 | 1 | 2 | 2 | 1 | 1 | 2 | 2 | 4 | 2 | 3 | 1 | 1 | 0
PG&E KERN | Arco | 230 | Solar | 0 | 0 | 870 | 455 | 1325 | 0 | 0 | 0 | 870 | 455 | 1325 | 5 | 2 | 5 | 2 | 3 | 1 | 2 | 2 | 1 | 2 | 1 | 2 | 2 | 1 | 1 | 3 | 1 | 1 | 1 | 1 | 4 | 1 | 1 | 4- | 1 | 1 | solar: CI only flag, consistent with solar build in the portfolio
PG&E KERN | Arco | 70 | Solar | 0 | 0 | 60 | 0 | 60 | 60 | 0 | 60 | 0 | 0 | 0 | 5 | 2 | 5 | 2 |  | 1 | 4 | 2 | 1 | 2 | 1 | 2 | 2 | 1 | 1 | 3 | 1 | 1 | 1 | 1 | 4 | 1 | 1 | 1 | 1 | 1 | Flags are due to in-development resources
SCE Metro | ArcoGen | 230 | Solar | 0 | 0 | 0 | 0 | 0 | 0 | 0 | 0 | 0 | 0 | 0 | 1 | 1 | 1 | 1 |  | 1 | 1 | 1 | 1 | 1 | 2 | 1 | 1 | 1 | 2 | 2 | 1 | 1 | 1 | 1 | 1 | 1 | 1 | 1 | 1 | 0
SDGE | Artesian | 230 | Solar | 0 | 0 | 0 | 0 | 0 | 0 | 0 | 0 | 0 | 0 | 0 | 1 | 1 | 1 | 1 |  | 1 | 1 | 1 | 1 | 1 | 2 | 5 | 2 | 2 | 1 | 3 | 1 | 1 | 2 | 1 | 2 | 1 | 3 | 1 | 1 | 0
SDGE | Artesian | 69 | Solar | 0 | 0 | 0 | 0 | 0 | 0 | 0 | 0 | 0 | 0 | 0 | 1 | 1 | 1 | 1 |  | 1 | 1 | 1 | 1 | 1 | 2 | 5 | 2 | 2 | 1 | 3 | 1 | 1 | 2 | 1 | 2 | 1 | 3 | 1 | 1 | 0
PG&E FRESNO | Ashlan | 230 | Solar | 0 | 0 | 0 | 0 | 0 | 0 | 0 | 0 | 0 | 0 | 0 | 5 | 2 | 1 | 1 |  | 1 | 1 | 1 | 1 | 2 | 1 | 1 | 1 | 1 | 1 | 1 | 1 | 1 | 1 | 1 | 2 | 2 | 1 | 1 | 1 | 0
PG&E NGBA | Atlantic | 115 | Solar | 0 | 0 | 0 | 0 | 0 | 0 | 0 | 0 | 0 | 0 | 0 | 5 | 2 | 1 | 1 |  | 1 | 1 | 1 | 1 | 1 | 2 | 3 | 1 | 1 | 1 | 1 | 1 | 1 | 2 | 1 | 2 | 2 | 3 | 1 | 1 | 0
PG&E NGBA | Atlantic | 230 | Solar | 0 | 0 | 0 | 0 | 0 | 0 | 0 | 0 | 0 | 0 | 0 | 5 | 2 | 1 | 1 |  | 1 | 1 | 1 | 1 | 1 | 2 | 3 | 1 | 1 | 1 | 1 | 1 | 1 | 2 | 1 | 2 | 2 | 3 | 1 | 1 | 0
PG&E NGBA | Atlantic | 60 | Solar | 0 | 0 | 0 | 0 | 0 | 0 | 0 | 0 | 0 | 0 | 0 | 5 | 2 | 1 | 1 |  | 1 | 1 | 1 | 1 | 1 | 2 | 3 | 1 | 1 | 1 | 1 | 1 | 1 | 2 | 1 | 2 | 2 | 3 | 1 | 1 | 0
PG&E FRESNO | Atwater | 115 | Solar | 0 | 0 | 0 | 0 | 0 | 0 | 0 | 0 | 0 | 0 | 0 | 5 | 2 | 1 | 1 |  | 1 | 1 | 1 | 1 | 1 | 1 | 1 | 1 | 1 | 1 | 2 | 1 | 1 | 1 | 1 | 2 | 2 | 1 | 4+ | 1 | 1
PG&E GBA | Avena | 115 | Solar | 0 | 0 | 0 | 0 | 0 | 0 | 0 | 0 | 0 | 0 | 0 | 1 | 1 | 1 | 1 |  | 1 | 1 | 1 | 1 | 1 | 1 | 1 | 1 | 1 | 1 | 1 | 1 | 1 | 1 | 1 | 3 | 2 | 1 | 1 | 1 | 0
SDGE | Avocado | 69 | Solar | 0 | 0 | 0 | 0 | 0 | 0 | 0 | 0 | 0 | 0 | 0 | 1 | 1 | 1 | 1 |  | 1 | 1 | 1 | 1 | 1 | 2 | 5 | 3 | 1 | 1 | 3 | 1 | 1 | 2 | 1 | 3 | 1 | 3 | 1 | 1 | 0
PG&E NGBA | Bahia | 230 | Solar | 0 | 0 | 0 | 0 | 0 | 0 | 0 | 0 | 0 | 0 | 0 | 5 | 2 | 1 | 1 |  | 1 | 1 | 1 | 1 | 1 | 2 | 2 | 1 | 1 | 1 | 3 | 1 | 1 | 2 | 1 | 1 | 1 | 2 | 1 | 1 | 0
SCE Northern | Bailey | 230 | Solar | 0 | 0 | 0 | 0 | 0 | 0 | 0 | 0 | 0 | 0 | 0 | 5 | 2 | 4 | 2 |  | 1 | 1 | 1 | 1 | 1 | 2 | 5 | 2 | 2 | 2 | 5 | 2 | 1 | 1 | 1 | 4 | 1 | 3 | 1 | 1 | 0
SCE NOL | Baker | 115 | Solar | 0 | 0 | 0 | 0 | 0 | 0 | 0 | 0 | 0 | 0 | 0 | 3 | 3 | 1 | 1 |  | 1 | 1 | 1 | 1 | 1 | 2 | 1 | 1 | 1 | 1 | 1 | 2 | 1 | 2 | 2 | 4 | 1 | 1 | 1 | 1 | 0
PG&E KERN | Bakersfield | 230 | Solar | 0 | 0 | 440 | 0 | 440 | 0 | 0 | 0 | 440 | 0 | 440 | 5 | 2 | 5 | 2 |  | 1 | 1 | 2 | 3 | 1 | 1 | 2 | 1 | 1 | 1 | 2 | 1 | 1 | 1 | 1 | 3 | 1 | 1 | 5- | 1 | 1 | solar: CI only flag, consistent with solar build in the portfolio
PG&E FRESNO | Balch | 230 | Solar | 0 | 0 | 0 | 0 | 0 | 0 | 0 | 0 | 0 | 0 | 0 | 5 | 2 | 5 | 2 |  | 2 | 1 | 1 | 1 | 1 | 2 | 5 | 1 | 1 | 1 | 2 | 3 | 1 | 1 | 1 | 4 | 2 | 3 | 1 | 1 | 0
SCE Eastern | Bannister | 230 | Solar | 0 | 0 | 0 | 0 | 0 | 0 | 0 | 0 | 0 | 0 | 0 | 5 | 2 | 1 | 1 |  | 1 | 1 | 1 | 1 | 1 | 2 | 1 | 1 | 1 | 2 | 2 | 1 | 1 | 2 | 1 | 2 | 2 | 1 | 2+ | 1 | 1
SCE Metro | Barre | 230 | Solar | 0 | 0 | 0 | 0 | 0 | 0 | 0 | 0 | 0 | 0 | 0 | 1 | 1 | 1 | 1 |  | 1 | 2 | 1 | 1 | 1 | 2 | 1 | 1 | 1 | 5 | 5 | 1 | 1 | 1 | 1 | 1 | 1 | 1 | 4+ | 4 | 1
SDGE | Bay Boulevard | 69 | Solar | 0 | 0 | 0 | 0 | 0 | 0 | 0 | 0 | 0 | 0 | 0 | 1 | 1 | 1 | 1 |  | 1 | 1 | 1 | 1 | 1 | 2 | 2 | 1 | 2 | 4 | 4 | 1 | 1 | 2 | 1 | 2 | 1 | 1 | 1 | 1 | 0
SDGE | Bay Boulevard | 230 | Solar | 0 | 0 | 0 | 0 | 0 | 0 | 0 | 0 | 0 | 0 | 0 | 1 | 1 | 1 | 1 |  | 1 | 1 | 1 | 1 | 1 | 2 | 2 | 1 | 2 | 4 | 4 | 1 | 1 | 2 | 1 | 2 | 1 | 1 | 1 | 1 | 0
EOP | Beatty | 138 | Solar | 0 | 0 | 0 | 0 | 0 | 0 | 0 | 0 | 0 | 0 | 0 | 5 | 2 | 4 | 2 |  | 1 | 1 | 2 | N/A | N/A | 2 | N/A | N/A | N/A | N/A | N/A | N/A | N/A | 2 | 2 | 4 | 1 | 3 | 1 | 1 | 0
EOP | Beatty | 230 | Solar | 0 | 0 | 500 | 0 | 500 | 0 | 0 | 0 | 500 | 0 | 500 | 5 | 2 | 4 | 2 |  | 1 | 1 | 2 | N/A | N/A | 2 | N/A | N/A | N/A | N/A | N/A | N/A | N/A | 2 | 2 | 4 | 1 | 3 | 1 | 1 | 1 | solar: CI only flag, consistent with solar build in the portfolio
PG&E NGBA | Belden | 230 | Solar | 0 | 0 | 0 | 0 | 0 | 0 | 0 | 0 | 0 | 0 | 0 | 5 | 2 | 1 | 1 |  | 1 | 1 | 1 | 1 | 1 | 2 | 4 | 1 | 2 | 2 | 3 | 2 | 1 | 2 | 2 | 4 | 1 | 3 | 1 | 1 | 0
PG&E NGBA | Bell | 115 | Solar | 0 | 0 | 0 | 0 | 0 | 0 | 0 | 0 | 0 | 0 | 0 | 5 | 2 | 1 | 1 |  | 1 | 1 | 1 | 1 | 1 | 2 | 5 | 3 | 1 | 1 | 3 | 1 | 1 | 2 | 1 | 4 | 2 | 3 | 1 | 1 | 0
PG&E NGBA | Bellevue | 115 | Solar | 0 | 0 | 0 | 0 | 0 | 0 | 0 | 0 | 0 | 0 | 0 | 5 | 2 | 1 | 1 |  | 1 | 1 | 1 | 1 | 1 | 2 | 2 | 1 | 1 | 2 | 3 | 1 | 1 | 2 | 1 | 2 | 2 | 2 | 1+ | 1 | 1
PG&E GBA | Bellota | 115 | Solar | 0 | 0 | 0 | 0 | 0 | 0 | 0 | 0 | 0 | 0 | 0 | 1 | 1 | 1 | 1 | 3 | 2 | 1 | 1 | 1 | 1 | 1 | 2 | 1 | 1 | 1 | 2 | 1 | 1 | 1 | 1 | 4 | 2 | 3 | 1 | 1 | 0
PG&E GBA | Bellota | 230 | Solar | 0 | 0 | 0 | 0 | 0 | 0 | 0 | 0 | 0 | 0 | 0 | 1 | 1 | 1 | 1 | 3 | 1 | 1 | 1 | 1 | 1 | 1 | 2 | 1 | 1 | 1 | 2 | 1 | 1 | 1 | 1 | 4 | 2 | 3 | 1 | 1 | 0
SCE Northern | Big Creek | 230 | Solar | 0 | 0 | 0 | 0 | 0 | 0 | 0 | 0 | 0 | 0 | 0 | 1 | 1 | 1 | 1 |  | 1 | 1 | 1 | 1 | 1 | 2 | 2 | 1 | 2 | 1 | 3 | 2 | 1 | 1 | 1 | 4 | 2 | 3 | 1 | 1 | 0
PG&E FRESNO | Biola | 70 | Solar | 0 | 0 | 0 | 0 | 0 | 0 | 0 | 0 | 0 | 0 | 0 | 5 | 2 | 1 | 1 |  | 1 | 1 | 1 | 1 | 2 | 1 | 1 | 1 | 1 | 1 | 1 | 1 | 1 | 1 | 1 | 4 | 2 | 1 | 1 | 1 | 0
PG&E GBA | Birds Landing | 230 | Solar | 0 | 0 | 0 | 0 | 0 | 0 | 0 | 0 | 0 | 0 | 0 | 5 | 2 | 1 | 1 | 3 | 2 | 1 | 1 | 1 | 1 | 2 | 3 | 1 | 1 | 1 | 1 | 1 | 1 | 2 | 1 | 4 | 1 | 1 | 1+ | 4 | 1
SCE Northern | Bliss | 66 | Solar | 0 | 0 | 0 | 0 | 0 | 0 | 0 | 0 | 0 | 0 | 0 | 1 | 1 | 1 | 1 |  | 1 | 1 | 1 | 1 | 2 | 1 | 1 | 1 | 1 | 1 | 1 | 1 | 1 | 1 | 1 | 4 | 1 | 1 | 1 | 1 | 0
SCE Eastern | Blythe | 161 | Solar | 0 | 0 | 0 | 160 | 160 | 0 | 160 | 160 | 0 | 0 | 0 | 5 | 2 | 1 | 1 | 3 | 1 | 4 | 1 | 1 | 1 | 2 | 1 | 1 | 1 | 1 | 1 | 1 | 1 | 2 | 2 | 2 | 1 | 1 | 4+ | 1 | 1 | Flags are due to in-development resources
PG&E NGBA | Bogue | 115 | Solar | 0 | 0 | 0 | 0 | 0 | 0 | 0 | 0 | 0 | 0 | 0 | 5 | 2 | 1 | 1 |  | 1 | 1 | 1 | 1 | 2 | 2 | 1 | 1 | 1 | 1 | 2 | 1 | 1 | 2 | 2 | 2 | 1 | 2 | 1 | 1 | 0
PG&E FRESNO | Borden | 230 | Solar | 0 | 0 | 0 | 0 | 0 | 0 | 0 | 0 | 0 | 0 | 0 | 5 | 2 | 5 | 2 | 1 | 1 | 1 | 1 | 1 | 1 | 1 | 2 | 1 | 1 | 1 | 2 | 1 | 1 | 1 | 1 | 4 | 2 | 1 | 4+ | 5 | 1
PG&E FRESNO | Borden | 70 | Solar | 0 | 0 | 0 | 0 | 0 | 0 | 0 | 0 | 0 | 0 | 0 | 5 | 2 | 5 | 2 |  | 1 | 1 | 1 | 1 | 1 | 1 | 2 | 1 | 1 | 1 | 2 | 1 | 1 | 1 | 1 | 4 | 2 | 1 | 1 | 1 | 0
SDGE | Boulevard East | 138 | Solar | 0 | 0 | 20 | 10 | 30 | 0 | 0 | 0 | 20 | 10 | 30 | 1 | 1 | 1 | 1 | 1 | 4 | 4 | 1 | 1 | 1 | 2 | 5 | 1 | 1 | 1 | 1 | 1 | 1 | 2 | 1 | 4 | 1 | 3 | 5- | 1 | 1 | solar: CI only flag, consistent with solar build in the portfolio
SDGE | Boulevard East | 69 | Solar | 0 | 0 | 0 | 17.4 | 17.4 | 0 | 17.4 | 17.4 | 0 | 0 | 0 | 1 | 1 | 1 | 1 |  | 1 | 3 | 1 | 1 | 1 | 2 | 5 | 1 | 1 | 1 | 1 | 1 | 1 | 2 | 1 | 4 | 1 | 3 | 4+ | 4 | 1 | Flags are due to in-development resources
PG&E GBA | Brentwood | 230 | Solar | 0 | 0 | 0 | 0 | 0 | 0 | 0 | 0 | 0 | 0 | 0 | 5 | 2 | 1 | 1 |  | 1 | 1 | 1 | 1 | 1 | 2 | 2 | 1 | 1 | 1 | 2 | 1 | 1 | 2 | 1 | 4 | 1 | 3 | 4+ | 1 | 1
PG&E NGBA | Bridgeville | 115 | Solar | 0 | 0 | 0 | 0 | 0 | 0 | 0 | 0 | 0 | 0 | 0 | 5 | 2 | 1 | 1 |  | 1 | 1 | 1 | 1 | 1 | 2 | 1 | 1 | 1 | 1 | 1 | 2 | 1 | 2 | 2 | 4 | 2 | 3 | 1 | 1 | 0
PG&E NGBA | Brighton | 115 | Solar | 0 | 0 | 0 | 0 | 0 | 0 | 0 | 0 | 0 | 0 | 0 | 5 | 2 | 1 | 1 |  | 1 | 1 | 1 | 1 | 1 | 2 | 2 | 1 | 1 | 1 | 1 | 1 | 1 | 2 | 1 | 2 | 2 | 1 | 1 | 1 | 0
PG&E NGBA | Brighton | 230 | Solar | 0 | 0 | 0 | 0 | 0 | 0 | 0 | 0 | 0 | 0 | 0 | 5 | 2 | 1 | 1 |  | 1 | 1 | 1 | 1 | 1 | 2 | 2 | 1 | 1 | 1 | 1 | 1 | 1 | 2 | 1 | 2 | 2 | 1 | 1 | 1 | 0
PG&E NGBA | Brunswick | 115 | Solar | 0 | 0 | 0 | 0 | 0 | 0 | 0 | 0 | 0 | 0 | 0 | 5 | 2 | 1 | 1 |  | 1 | 1 | 1 | 1 | 1 | 2 | 5 | 3 | 1 | 1 | 3 | 1 | 1 | 2 | 1 | 4 | 1 | 3 | 4+ | 1 | 1
PG&E NGBA | Bucks Creek | 230 | Solar | 0 | 0 | 0 | 0 | 0 | 0 | 0 | 0 | 0 | 0 | 0 | 5 | 2 | 1 | 1 |  | 1 | 1 | 1 | 1 | 1 | 2 | 5 | 1 | 2 | 2 | 3 | 2 | 1 | 2 | 2 | 4 | 1 | 3 | 1 | 1 | 0
PG&E KERN | Buena Vista | 230 | Solar | 0 | 0 | 5 | 295 | 300 | 0 | 0 | 0 | 5 | 295 | 300 | 5 | 2 | 5 | 2 |  | 1 | 1 | 1 | 2 | 2 | 1 | 2 | 1 | 1 | 1 | 1 | 1 | 1 | 2 | 2 | 4 | 2 | 1 | 5- | 1 | 1 | solar: CI only flag, consistent with solar build in the portfolio
PG&E FRESNO | Bullard | 115 | Solar | 0 | 0 | 0 | 0 | 0 | 0 | 0 | 0 | 0 | 0 | 0 | 5 | 2 | 5 | 2 |  | 1 | 1 | 1 | 1 | 1 | 1 | 2 | 1 | 1 | 1 | 2 | 1 | 1 | 1 | 1 | 1 | 2 | 2 | 4+ | 1 | 1
PG&E GBA | Burlingame | 115 | Solar | 0 | 0 | 0 | 0 | 0 | 0 | 0 | 0 | 0 | 0 | 0 | 5 | 2 | 1 | 1 |  | 1 | 1 | 1 | 1 | 1 | 2 | 1 | 1 | 2 | 3 | 4 | 1 | 1 | 2 | 1 | 3 | 1 | 2 | 1 | 1 | 0
PG&E NGBA | Burney Forest | 230 | Solar | 0 | 0 | 0 | 0 | 0 | 0 | 0 | 0 | 0 | 0 | 0 | 5 | 2 | 1 | 1 |  | 1 | 1 | 1 | 1 | 1 | 2 | 3 | 1 | 1 | 1 | 1 | 1 | 1 | 2 | 2 | 4 | 2 | 3 | 1 | 1 | 0
PG&E NGBA | Butte | 115 | Solar | 0 | 0 | 0 | 0 | 0 | 0 | 0 | 0 | 0 | 0 | 0 | 5 | 2 | 1 | 1 |  | 1 | 1 | 1 | 1 | 1 | 2 | 2 | 2 | 1 | 1 | 2 | 1 | 1 | 2 | 1 | 4 | 2 | 2 | 1+ | 1 | 1
PG&E KERN | Cabrillo | 115 | Solar | 0 | 0 | 0 | 0 | 0 | 0 | 0 | 0 | 0 | 0 | 0 | 5 | 2 | 1 | 1 |  | 4 | 1 | 1 | 1 | 1 | 2 | 2 | 1 | 1 | 2 | 3 | 1 | 1 | 2 | 2 | 4 | 1 | 3 | 1+ | 1 | 1
PG&E FRESNO | Cal Flats | 230 | Solar | 0 | 0 | 0 | 0 | 0 | 0 | 0 | 0 | 0 | 0 | 0 | 5 | 2 | 5 | 2 |  | 1 | 1 | 1 | 1 | 1 | 2 | 5 | 1 | 1 | 1 | 2 | 3 | 1 | 2 | 2 | 4 | 2 | 2 | 1 | 1 | 0
SCE NOL | Calcite | 230 | Solar | 0 | 0 | 106 | 0 | 106 | 0 | 0 | 0 | 106 | 0 | 106 | 1 | 1 | 1 | 1 | 3 | 1 | 2 | 1 | 3 | 1 | 2 | 1 | 1 | 1 | 1 | 2 | 1 | 1 | 2 | 1 | 4 | 1 | 3 | 4+ | 5 | 1 | mapped more last year, did not map due to some exceedances
PG&E KERN | Caliente | 230 | Solar | 0 | 0 | 0 | 0 | 0 | 0 | 0 | 0 | 0 | 0 | 0 | 5 | 2 | 5 | 2 | 1 | 1 | 1 | 1 | 1 | 1 | 2 | 2 | 2 | 1 | 1 | 3 | 1 | 1 | 2 | 1 | 4 | 2 | 2 | 1 | 1 | 0
PG&E FRESNO | California Ave | 115 | Solar | 0 | 0 | 0 | 0 | 0 | 0 | 0 | 0 | 0 | 0 | 0 | 5 | 2 | 1 | 1 |  | 1 | 1 | 1 | 1 | 2 | 1 | 1 | 1 | 1 | 1 | 1 | 1 | 1 | 1 | 1 | 2 | 2 | 1 | 4+ | 1 | 1
PG&E KERN | Callender | 115 | Solar | 0 | 0 | 0 | 0 | 0 | 0 | 0 | 0 | 0 | 0 | 0 | 5 | 2 | 5 | 2 |  | 1 | 1 | 1 | 1 | 1 | 2 | 2 | 1 | 1 | 1 | 1 | 1 | 1 | 2 | 2 | 4 | 2 | 2 | 1 | 1 | 0
PG&E NGBA | Calpella | 115 | Solar | 0 | 0 | 0 | 0 | 0 | 0 | 0 | 0 | 0 | 0 | 0 | 5 | 2 | 1 | 1 |  | 1 | 1 | 1 | 1 | 1 | 2 | 3 | 1 | 1 | 1 | 2 | 2 | 1 | 2 | 2 | 4 | 2 | 3 | 4+ | 1 | 1
PG&E GBA | Camanche | 230 | Solar | 0 | 0 | 0 | 0 | 0 | 0 | 0 | 0 | 0 | 0 | 0 | 1 | 1 | 1 | 1 |  | 1 | 1 | 1 | 1 | 1 | 1 | 1 | 2 | 1 | 2 | 3 | 1 | 1 | 1 | 1 | 4 | 2 | 3 | 4+ | 1 | 1
SDGE | Cameron | 69 | Solar | 0 | 0 | 0 | 0 | 0 | 0 | 0 | 0 | 0 | 0 | 0 | 1 | 1 | 1 | 1 |  | 1 | 1 | 1 | 1 | 1 | 2 | 5 | 1 | 1 | 1 | 1 | 1 | 1 | 1 | 1 | 2 | 1 | 1 | 1 | 1 | 0
SDGE | Cannon | 69 | Solar | 0 | 0 | 0 | 0 | 0 | 0 | 0 | 0 | 0 | 0 | 0 | 1 | 1 | 1 | 1 |  | 1 | 1 | 1 | 1 | 1 | 2 | 1 | 1 | 1 | 1 | 2 | 1 | 1 | 2 | 1 | 1 | 1 | 3 | 1 | 1 | 0
PG&E FRESNO | Cantua | 115 | Solar | 0 | 0 | 0 | 0 | 0 | 0 | 0 | 0 | 0 | 0 | 0 | 5 | 2 | 5 | 2 |  | 1 | 1 | 1 | 1 | 1 | 1 | 2 | 1 | 1 | 1 | 1 | 1 | 1 | 1 | 1 | 4 | 2 | 1 | 4+ | 1 | 1
SDGE | Capistrano | 138 | Solar | 0 | 0 | 0 | 0 | 0 | 0 | 0 | 0 | 0 | 0 | 0 | 1 | 1 | 1 | 1 |  | 1 | 1 | 1 | 1 | 1 | 2 | 5 | 1 | 2 | 3 | 3 | 2 | 1 | 1 | 1 | 2 | 1 | 3 | 1 | 1 | 0
SDGE | Capistrano | 230 | Solar | 0 | 0 | 0 | 0 | 0 | 0 | 0 | 0 | 0 | 0 | 0 | 1 | 1 | 1 | 1 |  | 1 | 1 | 1 | 1 | 1 | 2 | 5 | 1 | 2 | 3 | 3 | 2 | 1 | 1 | 1 | 2 | 1 | 3 | 1 | 1 | 0
PG&E NGBA | Carberry | 230 | Solar | 0 | 0 | 0 | 0 | 0 | 0 | 0 | 0 | 0 | 0 | 0 | 5 | 2 | 1 | 1 |  | 1 | 1 | 1 | 1 | 1 | 2 | 3 | 2 | 1 | 1 | 2 | 1 | 1 | 2 | 2 | 4 | 2 | 3 | 1 | 1 | 0
SCE Eastern | Cardiff | 66 | Solar | 0 | 0 | 0 | 0 | 0 | 0 | 0 | 0 | 0 | 0 | 0 | 1 | 1 | 1 | 1 |  | 1 | 1 | 1 | 1 | 1 | 2 | 5 | 1 | 2 | 2 | 3 | 1 | 1 | 1 | 1 | 2 | 1 | 1 | 1 | 1 | 0
PG&E NGBA | Caribou | 60 | Solar | 0 | 0 | 0 | 0 | 0 | 0 | 0 | 0 | 0 | 0 | 0 | 5 | 2 | 1 | 1 |  | 2 | 1 | 1 | 1 | 1 | 2 | 5 | 1 | 1 | 1 | 2 | 1 | 1 | 2 | 2 | 4 | 1 | 3 | 1 | 1 | 0
PG&E NGBA | Caribou | 115 | Solar | 0 | 0 | 0 | 0 | 0 | 0 | 0 | 0 | 0 | 0 | 0 | 5 | 2 | 1 | 1 |  | 1 | 1 | 1 | 1 | 1 | 2 | 5 | 1 | 1 | 1 | 2 | 1 | 1 | 2 | 2 | 4 | 1 | 3 | 1 | 1 | 0
PG&E NGBA | Caribou | 230 | Solar | 0 | 0 | 0 | 0 | 0 | 0 | 0 | 0 | 0 | 0 | 0 | 5 | 2 | 1 | 1 |  | 1 | 1 | 1 | 1 | 1 | 2 | 5 | 1 | 1 | 1 | 2 | 1 | 1 | 2 | 2 | 4 | 1 | 3 | 1 | 1 | 0
EOP | Carpenter Canyon (fka Gamebird) | 138 | Solar | 0 | 0 | 0 | 0 | 0 | 0 | 0 | 0 | 0 | 0 | 0 | 5 | 2 | 4 | 2 |  | 1 | 1 | 2 | N/A | N/A | 2 | N/A | N/A | N/A | N/A | N/A | N/A | N/A | 2 | 2 | 4 | 1 | 3 | 1 | 1 | 0
EOP | Carpenter Canyon (fka Gamebird) | 230 | Solar | 0 | 0 | 550 | 180 | 730 | 0 | 0 | 0 | 550 | 180 | 730 | 5 | 2 | 4 | 2 |  | 1 | 1 | 2 | N/A | N/A | 2 | N/A | N/A | N/A | N/A | N/A | N/A | N/A | 2 | 2 | 4 | 1 | 3 | 2- | 1 | 1 | no concern
PG&E NGBA | Carquinez | 115 | Solar | 0 | 0 | 0 | 0 | 0 | 0 | 0 | 0 | 0 | 0 | 0 | 5 | 2 | 1 | 1 |  | 1 | 1 | 1 | 1 | 1 | 2 | 2 | 1 | 1 | 1 | 3 | 1 | 1 | 2 | 1 | 2 | 1 | 1 | 1 | 1 | 0
SDGE | Carrizo Gorge | 138 | Solar | 0 | 0 | 0 | 0 | 0 | 0 | 0 | 0 | 0 | 0 | 0 | 1 | 1 | 1 | 1 |  | 1 | 2 | 1 | 1 | 1 | 2 | 5 | 1 | 1 | 1 | 1 | 1 | 1 | 2 | 1 | 4 | 1 | 3 | 1 | 4 | 1
PG&E KERN | Carrizo Plains | 115 | Solar | 0 | 0 | 0 | 0 | 0 | 0 | 0 | 0 | 0 | 0 | 0 | 5 | 2 | 5 | 2 |  | 1 | 1 | 1 | 1 | 1 | 1 | 3 | 1 | 1 | 1 | 2 | 2 | 1 | 2 | 1 | 4 | 2 | 2 | 1 | 1 | 0
PG&E KERN | Casaloma | 230 | Solar | 0 | 0 | 0 | 220 | 220 | 0 | 0 | 0 | 0 | 220 | 220 | 5 | 2 | 1 | 1 |  | 1 | 1 | 1 | 3 | 2 | 1 | 1 | 1 | 1 | 1 | 1 | 1 | 1 | 1 | 1 | 3 | 1 | 1 | 5- | 1 | 1 | solar: CI only flag, consistent with solar build in the portfolio
PG&E GBA | Castro Valley | 230 | Solar | 0 | 0 | 0 | 0 | 0 | 0 | 0 | 0 | 0 | 0 | 0 | 5 | 2 | 1 | 1 |  | 1 | 1 | 1 | 1 | 1 | 2 | 5 | 3 | 1 | 2 | 4 | 1 | 1 | 2 | 1 | 2 | 1 | 2 | 1+ | 1 | 1
PG&E GBA | Cayetano | 230 | Solar | 0 | 0 | 0 | 0 | 0 | 0 | 0 | 0 | 0 | 0 | 0 | 5 | 2 | 1 | 1 |  | 1 | 1 | 1 | 1 | 1 | 2 | 5 | 2 | 2 | 3 | 3 | 1 | 1 | 2 | 1 | 3 | 1 | 3 | 1 | 4 | 1
SCE Metro | Center | 230 | Solar | 0 | 0 | 0 | 0 | 0 | 0 | 0 | 0 | 0 | 0 | 0 | 1 | 1 | 1 | 1 |  | 1 | 1 | 1 | 1 | 1 | 2 | 1 | 1 | 1 | 1 | 1 | 1 | 1 | 1 | 1 | 1 | 1 | 1 | 1 | 1 | 0
PG&E KERN | Charca | 115 | Solar | 0 | 0 | 0 | 0 | 0 | 0 | 0 | 0 | 0 | 0 | 0 | 5 | 2 | 1 | 1 |  | 1 | 1 | 1 | 1 | 3 | 1 | 1 | 1 | 1 | 1 | 1 | 1 | 1 | 1 | 1 | 4 | 1 | 1 | 4+ | 1 | 1
EOP | Charleston | 138 | Solar | 0 | 0 | 0 | 0 | 0 | 0 | 0 | 0 | 0 | 0 | 0 | 5 | 2 | 4 | 2 |  | 1 | 1 | 1 | N/A | N/A | 2 | N/A | N/A | N/A | N/A | N/A | N/A | N/A | 2 | 2 | 4 | 1 | 3 | 1 | 1 | 0
SCE Metro | Chevmain | 230 | Solar | 0 | 0 | 0 | 0 | 0 | 0 | 0 | 0 | 0 | 0 | 0 | 1 | 1 | 1 | 1 |  | 1 | 1 | 1 | 1 | 1 | 2 | 1 | 1 | 1 | 2 | 3 | 1 | 1 | 1 | 1 | 1 | 1 | 1 | 1 | 1 | 0
SDGE | Chicarita | 138 | Solar | 0 | 0 | 0 | 0 | 0 | 0 | 0 | 0 | 0 | 0 | 0 | 1 | 1 | 1 | 1 |  | 1 | 1 | 1 | 1 | 1 | 2 | 5 | 2 | 2 | 2 | 3 | 1 | 1 | 2 | 1 | 3 | 1 | 3 | 1 | 1 | 0
SCE Metro | Chino | 230 | Solar | 0 | 0 | 0 | 0 | 0 | 0 | 0 | 0 | 0 | 0 | 0 | 1 | 1 | 1 | 1 |  | 1 | 1 | 1 | 1 | 1 | 2 | 3 | 1 | 1 | 1 | 1 | 1 | 1 | 1 | 1 | 1 | 1 | 2 | 1+ | 1 | 1
PG&E FRESNO | Chowchilla | 115 | Solar | 0 | 0 | 0 | 0 | 0 | 0 | 0 | 0 | 0 | 0 | 0 | 5 | 2 | 5 | 2 |  | 1 | 1 | 1 | 1 | 1 | 1 | 2 | 1 | 1 | 1 | 2 | 1 | 1 | 1 | 1 | 1 | 2 | 2 | 4+ | 1 | 1
PG&E GBA | Christie | 60 | Solar | 0 | 0 | 0 | 0 | 0 | 0 | 0 | 0 | 0 | 0 | 0 | 5 | 2 | 1 | 1 |  | 1 | 1 | 1 | 1 | 1 | 2 | 2 | 1 | 1 | 2 | 3 | 1 | 1 | 2 | 1 | 2 | 1 | 2 | 1 | 1 | 0
PG&E GBA | Christie | 115 | Solar | 0 | 0 | 0 | 0 | 0 | 0 | 0 | 0 | 0 | 0 | 0 | 5 | 2 | 1 | 1 |  | 3 | 1 | 1 | 1 | 1 | 2 | 2 | 1 | 1 | 2 | 3 | 1 | 1 | 2 | 1 | 2 | 1 | 2 | 1 | 1 | 0
SCE Eastern | Cielo Azul | 500 | Solar | 0 | 0 | 150 | 2325 | 2475 | 0 | 2025 | 2025 | 150 | 300 | 450 | 5 | 2 | 4 | 2 |  | 1 | 2 | 2 | N/A | N/A | 2 | N/A | N/A | N/A | N/A | N/A | N/A | N/A | 2 | 2 | 4 | 1 | 3 | 4+ | 1 | 1 | CI is extremely high for this sub, we mapped as much as possible
PG&E GBA | Clay | 60 | Solar | 0 | 0 | 0 | 0 | 0 | 0 | 0 | 0 | 0 | 0 | 0 | 1 | 1 | 1 | 1 |  | 1 | 1 | 1 | 1 | 1 | 2 | 3 | 4 | 1 | 2 | 5 | 2 | 1 | 2 | 1 | 3 | 1 | 3 | 1+ | 1 | 1
PG&E GBA | Clayton | 115 | Solar | 0 | 0 | 0 | 0 | 0 | 0 | 0 | 0 | 0 | 0 | 0 | 5 | 2 | 1 | 1 |  | 1 | 1 | 1 | 1 | 1 | 2 | 5 | 2 | 3 | 2 | 3 | 1 | 1 | 2 | 1 | 4 | 1 | 2 | 1 | 1 | 0
PG&E NGBA | Cloverdale | 115 | Solar | 0 | 0 | 0 | 0 | 0 | 0 | 0 | 0 | 0 | 0 | 0 | 5 | 2 | 1 | 1 |  | 1 | 1 | 1 | 1 | 1 | 2 | 4 | 2 | 1 | 2 | 3 | 1 | 1 | 2 | 2 | 4 | 2 | 3 | 1 | 1 | 0
PG&E FRESNO | Clovis | 115 | Solar | 0 | 0 | 0 | 0 | 0 | 0 | 0 | 0 | 0 | 0 | 0 | 5 | 2 | 1 | 1 |  | 1 | 1 | 1 | 1 | 1 | 1 | 3 | 2 | 1 | 1 | 2 | 1 | 1 | 1 | 1 | 2 | 2 | 2 | 1 | 1 | 0
PG&E GBA | Coburn | 230 | Solar | 0 | 0 | 0 | 0 | 0 | 0 | 0 | 0 | 0 | 0 | 0 | 5 | 2 | 5 | 2 |  | 1 | 1 | 1 | 1 | 1 | 2 | 3 | 1 | 1 | 1 | 1 | 1 | 1 | 2 | 2 | 2 | 2 | 3 | 1 | 1 | 0
PG&E GBA | Coburn | 60 | Solar | 0 | 0 | 0 | 0 | 0 | 0 | 0 | 0 | 0 | 0 | 0 | 5 | 2 | 5 | 2 |  | 1 | 1 | 1 | 1 | 1 | 2 | 3 | 1 | 1 | 1 | 1 | 1 | 1 | 2 | 2 | 2 | 2 | 3 | 1 | 1 | 0
PG&E NGBA | Colgate | 230 | Solar | 0 | 0 | 0 | 0 | 0 | 0 | 0 | 0 | 0 | 0 | 0 | 5 | 2 | 1 | 1 |  | 1 | 1 | 1 | 1 | 1 | 2 | 5 | 3 | 1 | 1 | 4 | 1 | 1 | 2 | 1 | 4 | 1 | 3 | 1 | 1 | 0
PG&E GBA | Collierville | 230 | Solar | 0 | 0 | 0 | 0 | 0 | 0 | 0 | 0 | 0 | 0 | 0 | 1 | 1 | 1 | 1 |  | 2 | 1 | 1 | 1 | 1 | 2 | 5 | 1 | 1 | 1 | 2 | 1 | 1 | 2 | 1 | 4 | 1 | 3 | 1 | 1 | 0
PG&E GBA | Collinsville | 230 | Solar | 0 | 0 | 0 | 0 | 0 | 0 | 0 | 0 | 0 | 0 | 0 | 5 | 2 | 1 | 1 |  | 1 | 1 | 1 | 1 | 1 | 2 | 3 | 1 | 1 | 1 | 1 | 1 | 1 | 2 | 1 | 3 | 1 | 1 | 1 | 1 | 0
PG&E GBA | Collinsville | 500 | Solar | 0 | 0 | 0 | 0 | 0 | 0 | 0 | 0 | 0 | 0 | 0 | 5 | 2 | 1 | 1 |  | 1 | 1 | 1 | 1 | 1 | 2 | 3 | 1 | 1 | 1 | 1 | 1 | 1 | 2 | 1 | 3 | 1 | 1 | 1 | 1 | 0
SCE Eastern | Colorado River | 230 | Solar | 0 | 0 | 600 | 1200 | 1800 | 0 | 500 | 500 | 600 | 700 | 1300 | 1 | 1 | 1 | 1 | 4 | 1 | 2 | 3 | 2 | 5 | 2 | 1 | 1 | 1 | 1 | 2 | 1 | 1 | 2 | 2 | 3 | 1 | 3 | 2- | 1 | 1 | no concern
SCE Eastern | Colorado River | 500 | Solar | 0 | 0 | 0 | 0 | 0 | 0 | 0 | 0 | 0 | 0 | 0 | 1 | 1 | 1 | 1 | 2 | 1 | 1 | 3 | 2 | 5 | 2 | 1 | 1 | 1 | 1 | 2 | 1 | 1 | 2 | 2 | 3 | 1 | 3 | 1+ | 1 | 1
PG&E KERN | Columbus | 115 | Solar | 0 | 0 | 100 | 0 | 100 | 0 | 0 | 0 | 100 | 0 | 100 | 5 | 2 | 5 | 2 |  | 2 | 3 | 1 | 1 | 1 | 1 | 2 | 2 | 1 | 1 | 2 | 1 | 1 | 1 | 1 | 2 | 1 | 2 | 5- | 1 | 1 | solar: CI only flag, consistent with solar build in the portfolio
PG&E GBA | Contra Costa | 115 | Solar | 0 | 0 | 0 | 0 | 0 | 0 | 0 | 0 | 0 | 0 | 0 | 5 | 2 | 1 | 1 |  | 2 | 1 | 1 | 1 | 1 | 2 | 3 | 1 | 2 | 1 | 2 | 1 | 1 | 2 | 1 | 2 | 1 | 2 | 1 | 1 | 0
PG&E GBA | Contra Costa | 230 | Solar | 0 | 0 | 0 | 0 | 0 | 0 | 0 | 0 | 0 | 0 | 0 | 5 | 2 | 1 | 1 |  | 2 | 1 | 1 | 1 | 1 | 2 | 3 | 1 | 2 | 1 | 2 | 1 | 1 | 2 | 1 | 2 | 1 | 2 | 1+ | 1 | 1
PG&E GBA | Contra Costa PP | 230 | Solar | 0 | 0 | 0 | 0 | 0 | 0 | 0 | 0 | 0 | 0 | 0 | 5 | 2 | 1 | 1 |  | 1 | 1 | 1 | 1 | 1 | 2 | 2 | 1 | 1 | 1 | 1 | 1 | 1 | 2 | 1 | 1 | 1 | 2 | 1 | 1 | 0
SCE NOL | Control | 115 | Solar | 0 | 0 | 0 | 0 | 0 | 0 | 0 | 0 | 0 | 0 | 0 | 3 | 3 | 1 | 1 |  | 1 | 1 | 1 | 1 | 1 | 2 | 1 | 1 | 1 | 1 | 1 | 3 | 1 | 2 | 2 | 4 | 1 | 3 | 1 | 1 | 0
SCE NOL | Control | 55 | Solar | 0 | 0 | 0 | 0 | 0 | 0 | 0 | 0 | 0 | 0 | 0 | 3 | 3 | 1 | 1 |  | 1 | 1 | #N/A | N/A | N/A | 2 | N/A | N/A | N/A | N/A | N/A | N/A | N/A | 2 | 2 | 4 | 1 | 3 | 1 | 1 | 0
PG&E GBA | Cooley Landing | 115 | Solar | 0 | 0 | 0 | 0 | 0 | 0 | 0 | 0 | 0 | 0 | 0 | 5 | 2 | 1 | 1 |  | 3 | 1 | 1 | 1 | 1 | 2 | 1 | 1 | 3 | 3 | 3 | 1 | 1 | 2 | 1 | 2 | 1 | 1 | 1 | 1 | 0
PG&E GBA | Cooley Landing | 60 | Solar | 0 | 0 | 0 | 0 | 0 | 0 | 0 | 0 | 0 | 0 | 0 | 1 | 1 | 1 | 1 |  | 1 | 1 | 1 | 1 | 1 | 2 | 1 | 1 | 3 | 3 | 3 | 1 | 1 | 2 | 1 | 2 | 1 | 1 | 1 | 1 | 0
SCE NOL | Coolwater | 230 | Solar | 0 | 0 | 0 | 0 | 0 | 0 | 0 | 0 | 0 | 0 | 0 | 3 | 3 | 1 | 1 |  | 1 | 1 | 1 | 1 | 1 | 2 | 1 | 3 | 1 | 1 | 3 | 1 | 1 | 2 | 1 | 2 | 1 | 1 | 4+ | 1 | 1
SCE NOL | Coolwater | 115 | Solar | 0 | 0 | 0 | 0 | 0 | 0 | 0 | 0 | 0 | 0 | 0 | 3 | 3 | 1 | 1 | 3 | 3 | 3 | 1 | 1 | 1 | 2 | 1 | 3 | 1 | 1 | 3 | 1 | 1 | 2 | 1 | 2 | 1 | 1 | 4+ | 5 | 1
PG&E KERN | Copus | 70 | Solar | 0 | 0 | 0 | 0 | 0 | 0 | 0 | 0 | 0 | 0 | 0 | 5 | 2 | 5 | 2 |  | 1 | 1 | 1 | 1 | 1 | 1 | 1 | 1 | 1 | 1 | 2 | 1 | 1 | 1 | 1 | 3 | 1 | 1 | 4+ | 1 | 1
PG&E FRESNO | Corcoran | 70 | Solar | 0 | 0 | 0 | 0 | 0 | 0 | 0 | 0 | 0 | 0 | 0 | 5 | 2 | 5 | 2 |  | 1 | 1 | 1 | 1 | 1 | 1 | 1 | 1 | 1 | 1 | 1 | 1 | 1 | 1 | 1 | 4 | 2 | 1 | 1 | 1 | 0
PG&E FRESNO | Corcoran | 115 | Solar | 0 | 0 | 0 | 0 | 0 | 0 | 0 | 0 | 0 | 0 | 0 | 5 | 2 | 5 | 2 |  | 1 | 1 | 1 | 1 | 1 | 1 | 1 | 1 | 1 | 1 | 1 | 1 | 1 | 1 | 1 | 4 | 2 | 1 | 4+ | 1 | 1
PG&E NGBA | Corona | 115 | Solar | 0 | 0 | 0 | 0 | 0 | 0 | 0 | 0 | 0 | 0 | 0 | 5 | 2 | 1 | 1 |  | 1 | 1 | 1 | 1 | 1 | 2 | 3 | 2 | 1 | 2 | 3 | 1 | 1 | 2 | 1 | 3 | 2 | 3 | 4+ | 1 | 1
PG&E NGBA | Cortina | 230 | Solar | 0 | 0 | 0 | 0 | 0 | 0 | 0 | 0 | 0 | 0 | 0 | 5 | 2 | 1 | 1 | 3 | 1 | 1 | 1 | 1 | 1 | 2 | 5 | 1 | 1 | 1 | 3 | 1 | 1 | 2 | 2 | 4 | 1 | 3 | 1+ | 1 | 1
PG&E NGBA | Cortina | 115 | Solar | 0 | 0 | 0 | 0 | 0 | 0 | 0 | 0 | 0 | 0 | 0 | 5 | 2 | 1 | 1 | 1 | 1 | 1 | 1 | 1 | 1 | 2 | 4 | 1 | 1 | 1 | 3 | 1 | 1 | 2 | 2 | 4 | 1 | 3 | 1 | 4 | 1
PG&E GBA | Cottle | 230 | Solar | 0 | 0 | 0 | 0 | 0 | 0 | 0 | 0 | 0 | 0 | 0 | 5 | 2 | 5 | 2 | 3 | 1 | 1 | 1 | 1 | 1 | 1 | 2 | 2 | 1 | 1 | 3 | 1 | 1 | 1 | 1 | 3 | 2 | 1 | 4+ | 1 | 1
PG&E NGBA | Cottonwood | 115 | Solar | 0 | 0 | 0 | 0 | 0 | 0 | 0 | 0 | 0 | 0 | 0 | 5 | 2 | 1 | 1 |  | 1 | 1 | 1 | 1 | 1 | 2 | 5 | 1 | 1 | 1 | 2 | 1 | 1 | 2 | 2 | 3 | 2 | 3 | 1 | 1 | 0
PG&E NGBA | Cottonwood | 230 | Solar | 0 | 0 | 0 | 0 | 0 | 0 | 0 | 0 | 0 | 0 | 0 | 5 | 2 | 1 | 1 |  | 1 | 1 | 1 | 1 | 1 | 2 | 5 | 1 | 1 | 1 | 2 | 1 | 1 | 2 | 2 | 3 | 2 | 3 | 1+ | 1 | 1
PG&E NGBA | Cottonwood | 60 | Solar | 0 | 0 | 0 | 0 | 0 | 0 | 0 | 0 | 0 | 0 | 0 | 5 | 2 | 1 | 1 |  | 1 | 1 | 1 | 1 | 1 | 2 | 5 | 1 | 1 | 1 | 2 | 1 | 1 | 2 | 2 | 3 | 2 | 3 | 1 | 1 | 0
PG&E NGBA | Cove Road | 230 | Solar | 0 | 0 | 0 | 0 | 0 | 0 | 0 | 0 | 0 | 0 | 0 | 5 | 2 | 1 | 1 |  | 1 | 1 | 1 | 1 | 1 | 2 | 5 | 2 | 1 | 1 | 3 | 1 | 1 | 2 | 2 | 4 | 2 | 3 | 1 | 1 | 0
PG&E GBA | Coyote | 230 | Solar | 0 | 0 | 0 | 0 | 0 | 0 | 0 | 0 | 0 | 0 | 0 | 1 | 1 | 1 | 1 |  | 1 | 1 | 1 | 1 | 1 | 2 | 5 | 3 | 1 | 1 | 3 | 2 | 1 | 2 | 1 | 3 | 2 | 2 | 1 | 1 | 0
PG&E GBA | Crazy Horse Canyon | 115 | Solar | 0 | 0 | 0 | 0 | 0 | 0 | 0 | 0 | 0 | 0 | 0 | 1 | 1 | 1 | 1 |  | 1 | 1 | 1 | 1 | 1 | 1 | 2 | 1 | 1 | 1 | 1 | 1 | 1 | 2 | 2 | 4 | 2 | 3 | 1 | 1 | 0
SDGE | Creelman | 69 | Solar | 0 | 0 | 0 | 0 | 0 | 0 | 0 | 0 | 0 | 0 | 0 | 1 | 1 | 1 | 1 |  | 1 | 3 | 1 | 1 | 1 | 2 | 5 | 2 | 1 | 1 | 3 | 1 | 1 | 2 | 1 | 4 | 1 | 3 | 1 | 1 | 0
PG&E FRESNO | Crescent | 70 | Solar | 0 | 0 | 5 | 35 | 40 | 0 | 35 | 35 | 5 | 0 | 5 | 5 | 2 | 5 | 2 |  | 1 | 4 | 1 | 1 | 1 | 1 | 1 | 1 | 1 | 1 | 1 | 1 | 1 | 1 | 1 | 3 | 2 | 1 | 4+ | 4 | 1 | no concern
PG&E FRESNO | Cressey | 115 | Solar | 0 | 0 | 0 | 0 | 0 | 0 | 0 | 0 | 0 | 0 | 0 | 5 | 2 | 1 | 1 |  | 1 | 1 | 1 | 1 | 1 | 1 | 1 | 1 | 1 | 1 | 1 | 1 | 1 | 1 | 1 | 3 | 2 | 1 | 1+ | 1 | 1
PG&E NGBA | Cresta | 230 | Solar | 0 | 0 | 0 | 0 | 0 | 0 | 0 | 0 | 0 | 0 | 0 | 5 | 2 | 1 | 1 |  | 1 | 1 | 1 | 1 | 1 | 2 | 5 | 1 | 1 | 3 | 3 | 1 | 1 | 2 | 1 | 4 | 2 | 3 | 1 | 1 | 0
SDGE | Crestwood | 69 | Solar | 0 | 0 | 0 | 0 | 0 | 0 | 0 | 0 | 0 | 0 | 0 | 1 | 1 | 1 | 1 |  | 1 | 1 | 1 | 1 | 1 | 2 | 5 | 1 | 1 | 1 | 1 | 1 | 1 | 2 | 1 | 4 | 1 | 3 | 1 | 1 | 0
PG&E GBA | Crow Creek | 60 | Solar | 0 | 0 | 0 | 0 | 0 | 0 | 0 | 0 | 0 | 0 | 0 | 1 | 1 | 1 | 1 |  | 1 | 1 | 1 | 1 | 1 | 1 | 2 | 1 | 1 | 1 | 2 | 1 | 1 | 1 | 1 | 4 | 2 | 1 | 1 | 1 | 0
PG&E GBA | Crows Landing | 60 | Solar | 0 | 0 | 0 | 0 | 0 | 0 | 0 | 0 | 0 | 0 | 0 | 1 | 1 | 1 | 1 |  | 1 | 1 | 1 | 1 | 1 | 1 | 2 | 1 | 1 | 1 | 1 | 1 | 1 | 1 | 1 | 4 | 2 | 1 | 1 | 1 | 0
PG&E GBA | Curtis | 115 | Solar | 0 | 0 | 0 | 0 | 0 | 0 | 0 | 0 | 0 | 0 | 0 | 1 | 1 | 1 | 1 |  | 1 | 1 | 1 | 1 | 1 | 2 | 5 | 1 | 1 | 1 | 3 | 1 | 1 | 2 | 1 | 4 | 1 | 3 | 1 | 1 | 0
PG&E FRESNO | Dairyland | 115 | Solar | 0 | 0 | 5 | 0 | 5 | 0 | 0 | 0 | 5 | 0 | 5 | 5 | 2 | 1 | 1 |  | 1 | 1 | 1 | 1 | 1 | 1 | 1 | 1 | 1 | 1 | 1 | 1 | 1 | 1 | 1 | 3 | 2 | 1 | 1 | 1 | 1 | no concern
PG&E NGBA | Davis | 115 | Solar | 0 | 0 | 0 | 0 | 0 | 0 | 0 | 0 | 0 | 0 | 0 | 5 | 2 | 1 | 1 | 3 | 1 | 1 | 1 | 1 | 3 | 2 | 1 | 1 | 1 | 1 | 1 | 1 | 1 | 2 | 1 | 4 | 2 | 3 | 2+ | 1 | 1
SCE Metro | Del Amo | 500 | Solar | 0 | 0 | 0 | 0 | 0 | 0 | 0 | 0 | 0 | 0 | 0 | 1 | 1 | 1 | 1 |  | 1 | 1 | 1 | 1 | 1 | 2 | 1 | 1 | 1 | 1 | 1 | 1 | 1 | 1 | 1 | 3 | 1 | 2 | 1 | 1 | 0
SCE Metro | Del Amo | 230 | Solar | 0 | 0 | 0 | 0 | 0 | 0 | 0 | 0 | 0 | 0 | 0 | 1 | 1 | 1 | 1 |  | 1 | 1 | 1 | 1 | 1 | 2 | 1 | 1 | 1 | 1 | 1 | 1 | 1 | 1 | 1 | 3 | 1 | 2 | 4+ | 1 | 1
SCE Eastern | Delaney | 500 | Solar | 0 | 0 | 170 | 550 | 720 | 0 | 0 | 0 | 170 | 550 | 720 | 5 | 2 | 4 | 2 |  | 1 | 1 | 1 | N/A | N/A | 2 | N/A | N/A | N/A | N/A | N/A | N/A | N/A | 2 | 1 | 4 | 2 | 3 | 2- | 1 | 1 | no concern
PG&E NGBA | Delevan | 230 | Solar | 0 | 0 | 0 | 0 | 0 | 0 | 0 | 0 | 0 | 0 | 0 | 5 | 2 | 1 | 1 | 3 | 1 | 1 | 1 | 1 | 1 | 2 | 3 | 1 | 1 | 1 | 2 | 1 | 1 | 2 | 2 | 1 | 1 | 3 | 4+ | 4 | 1
PG&E GBA | Delta PP | 230 | Solar | 0 | 0 | 250 | 0 | 250 | 0 | 0 | 0 | 250 | 0 | 250 | 5 | 2 | 1 | 1 |  | 1 | 1 | 2 | 1 | 2 | 2 | 2 | 1 | 1 | 1 | 2 | 1 | 1 | 2 | 1 | 3 | 1 | 2 | 5- | 1 | 1 | solar: CI only flag, consistent with solar build in the portfolio
EOP | Desert View | 230 | Solar | 0 | 0 | 0 | 0 | 0 | 0 | 0 | 0 | 0 | 0 | 0 | 5 | 2 | 4 | 2 |  | 1 | 1 | 1 | N/A | N/A | 2 | N/A | N/A | N/A | N/A | N/A | N/A | N/A | 2 | 1 | 4 | 1 | 3 | 4+ | 1 | 1
SCE Eastern | Devers | 230 | Solar | 0 | 0 | 0 | 480 | 480 | 0 | 0 | 0 | 0 | 480 | 480 | 1 | 1 | 1 | 1 | 5 | 3 | 2 | 2 | 2 | 1 | 2 | 3 | 1 | 1 | 1 | 2 | 1 | 1 | 2 | 1 | 1 | 1 | 3 | 4- | 1 | 1 | no concern
SCE Eastern | Devers | 500 | Solar | 0 | 0 | 0 | 0 | 0 | 0 | 0 | 0 | 0 | 0 | 0 | 1 | 1 | 1 | 1 |  | 1 | 1 | 2 | 2 | 1 | 2 | 3 | 1 | 1 | 1 | 2 | 1 | 1 | 2 | 1 | 1 | 1 | 3 | 1+ | 1 | 1
PG&E KERN | Diablo Canyon | 230 | Solar | 0 | 0 | 0 | 0 | 0 | 0 | 0 | 0 | 0 | 0 | 0 | 5 | 2 | 1 | 1 | 3 | 1 | 1 | 1 | 1 | 1 | 2 | 5 | 1 | 1 | 3 | 3 | 2 | 1 | 2 | 2 | 4 | 2 | 3 | 1 | 1 | 0
PG&E KERN | Diablo Canyon | 500 | Solar | 0 | 0 | 0 | 0 | 0 | 0 | 0 | 0 | 0 | 0 | 0 | 5 | 2 | 4 | 2 | 5 | 1 | 1 | 1 | 1 | 1 | 2 | 5 | 1 | 1 | 3 | 3 | 2 | 1 | 2 | 2 | 4 | 2 | 3 | 1 | 1 | 0
PG&E KERN | Divide | 115 | Solar | 0 | 0 | 0 | 0 | 0 | 0 | 0 | 0 | 0 | 0 | 0 | 5 | 2 | 1 | 1 |  | 1 | 1 | 1 | 1 | 1 | 2 | 1 | 1 | 1 | 2 | 2 | 1 | 1 | 2 | 2 | 4 | 1 | 2 | 1+ | 1 | 1
PG&E GBA | Dixon Landing | 115 | Solar | 0 | 0 | 0 | 0 | 0 | 0 | 0 | 0 | 0 | 0 | 0 | 1 | 1 | 1 | 1 |  | 1 | 1 | 1 | 1 | 1 | 2 | 5 | 2 | 1 | 2 | 2 | 2 | 1 | 2 | 1 | 2 | 1 | 2 | 1+ | 1 | 1
PG&E FRESNO | Dos Amigos | 230 | Solar | 0 | 0 | 193.2 | 390 | 583.2 | 0 | 0 | 0 | 193.2 | 390 | 583.2 | 5 | 2 | 5 | 2 |  | 1 | 1 | 2 | 1 | 2 | 1 | 3 | 2 | 1 | 1 | 2 | 1 | 1 | 1 | 1 | 4 | 2 | 1 | 5- | 1 | 1 | solar: CI only flag, consistent with solar build in the portfolio
PG&E NGBA | Drum | 115 | Solar | 0 | 0 | 0 | 0 | 0 | 0 | 0 | 0 | 0 | 0 | 0 | 5 | 2 | 1 | 1 |  | 1 | 1 | 1 | 1 | 1 | 2 | 5 | 1 | 1 | 1 | 1 | 1 | 1 | 2 | 1 | 4 | 2 | 3 | 1 | 1 | 0
PG&E GBA | Dumbarton | 115 | Solar | 0 | 0 | 0 | 0 | 0 | 0 | 0 | 0 | 0 | 0 | 0 | 5 | 2 | 1 | 1 |  | 1 | 1 | 1 | 1 | 1 | 2 | 5 | 2 | 1 | 3 | 3 | 1 | 1 | 2 | 1 | 3 | 1 | 2 | 4+ | 1 | 1
SCE NOL | Dunn Siding | 115 | Solar | 0 | 0 | 0 | 0 | 0 | 0 | 0 | 0 | 0 | 0 | 0 | 3 | 3 | 1 | 1 |  | 1 | 1 | 1 | 1 | 1 | 2 | 1 | 1 | 1 | 1 | 2 | 2 | 1 | 2 | 1 | 4 | 1 | 1 | 1 | 1 | 0
SCE Eastern | Eagle Mountain | 230 | Solar | 0 | 0 | 0 | 0 | 0 | 0 | 0 | 0 | 0 | 0 | 0 | 5 | 2 | 1 | 1 |  | 1 | 1 | 1 | 1 | 1 | 2 | 1 | 1 | 1 | 1 | 1 | 2 | 1 | 2 | 2 | 4 | 1 | 3 | 1 | 1 | 0
PG&E NGBA | Eagle Rock (PGE) | 60 | Solar | 0 | 0 | 0 | 0 | 0 | 0 | 0 | 0 | 0 | 0 | 0 | 5 | 2 | 1 | 1 |  | 1 | 1 | 1 | 1 | 1 | 2 | 5 | 2 | 2 | 3 | 4 | 1 | 1 | 2 | 2 | 4 | 2 | 3 | 1 | 1 | 0
PG&E NGBA | Eagle Rock (PGE) | 115 | Solar | 0 | 0 | 0 | 0 | 0 | 0 | 0 | 0 | 0 | 0 | 0 | 5 | 2 | 1 | 1 | 3 | 2 | 1 | 1 | 1 | 1 | 2 | 5 | 2 | 2 | 3 | 4 | 1 | 1 | 2 | 2 | 4 | 2 | 3 | 1 | 1 | 0
SCE Metro | Eagle Rock (SCE) | 230 | Solar | 0 | 0 | 0 | 0 | 0 | 0 | 0 | 0 | 0 | 0 | 0 | 1 | 1 | 1 | 1 |  | 1 | 1 | 1 | 1 | 1 | 2 | 3 | 1 | 1 | 1 | 1 | 1 | 1 | 1 | 1 | 2 | 1 | 2 | 1 | 1 | 0
PG&E NGBA | East Marysville | 115 | Solar | 0 | 0 | 0 | 0 | 0 | 0 | 0 | 0 | 0 | 0 | 0 | 5 | 2 | 1 | 1 |  | 1 | 1 | 1 | 1 | 1 | 2 | 1 | 1 | 1 | 1 | 2 | 1 | 1 | 2 | 2 | 2 | 1 | 2 | 1+ | 1 | 1
PG&E NGBA | East Nicolaus | 115 | Solar | 0 | 0 | 0 | 0 | 0 | 0 | 0 | 0 | 0 | 0 | 0 | 5 | 2 | 1 | 1 |  | 1 | 1 | 1 | 1 | 2 | 2 | 1 | 1 | 1 | 1 | 2 | 1 | 1 | 2 | 1 | 4 | 1 | 3 | 1 | 1 | 0
PG&E NGBA | East Nicolaus | 60 | Solar | 0 | 0 | 0 | 0 | 0 | 0 | 0 | 0 | 0 | 0 | 0 | 5 | 2 | 1 | 1 |  | 1 | 1 | 1 | 1 | 2 | 2 | 1 | 1 | 1 | 1 | 2 | 1 | 1 | 2 | 1 | 4 | 1 | 3 | 1 | 1 | 0
PG&E GBA | Eastshore | 115 | Solar | 0 | 0 | 0 | 0 | 0 | 0 | 0 | 0 | 0 | 0 | 0 | 5 | 2 | 1 | 1 | 4 | 1 | 2 | 3 | 2 | 1 | 2 | 3 | 2 | 1 | 2 | 3 | 1 | 1 | 2 | 1 | 2 | 1 | 1 | 1 | 1 | 0
PG&E GBA | Eastshore | 230 | Solar | 0 | 0 | 245 | 200 | 445 | 0 | 0 | 0 | 245 | 200 | 445 | 5 | 2 | 1 | 1 |  | 1 | 1 | 3 | 2 | 1 | 2 | 3 | 2 | 1 | 2 | 3 | 1 | 1 | 2 | 1 | 2 | 1 | 1 | 5- | 1 | 1 | solar: CI only flag, consistent with solar build in the portfolio
SDGE | ECO | 138 | Solar | 0 | 0 | 0 | 0 | 0 | 0 | 0 | 0 | 0 | 0 | 0 | 1 | 1 | 1 | 1 | 3 | 3 | 1 | 1 | 1 | 1 | 2 | 2 | 1 | 1 | 1 | 2 | 1 | 1 | 2 | 1 | 4 | 1 | 3 | 1 | 1 | 0
SDGE | ECO | 230 | Solar | 0 | 0 | 0 | 0 | 0 | 0 | 0 | 0 | 0 | 0 | 0 | 1 | 1 | 1 | 1 |  | 2 | 1 | 1 | N/A | N/A | 2 | N/A | N/A | N/A | N/A | N/A | N/A | N/A | 2 | 1 | 4 | 1 | 3 | 1 | 1 | 0
SDGE | ECO | 500 | Solar | 0 | 0 | 0 | 0 | 0 | 0 | 0 | 0 | 0 | 0 | 0 | 1 | 1 | 1 | 1 |  | 3 | 1 | 1 | N/A | N/A | 2 | N/A | N/A | N/A | N/A | N/A | N/A | N/A | 2 | 1 | 4 | 1 | 3 | 1 | 1 | 0
PG&E GBA | Edenvale | 115 | Solar | 0 | 0 | 0 | 0 | 0 | 0 | 0 | 0 | 0 | 0 | 0 | 1 | 1 | 1 | 1 |  | 1 | 1 | 1 | 1 | 1 | 2 | 5 | 3 | 1 | 1 | 3 | 2 | 1 | 2 | 1 | 2 | 2 | 2 | 1 | 1 | 0
PG&E GBA | Edes | 115 | Solar | 0 | 0 | 0 | 0 | 0 | 0 | 0 | 0 | 0 | 0 | 0 | 5 | 2 | 1 | 1 |  | 1 | 1 | 1 | 1 | 1 | 2 | 3 | 2 | 1 | 2 | 3 | 1 | 1 | 2 | 1 | 3 | 1 | 1 | 1+ | 1 | 1
PG&E GBA | Eight Mile | 230 | Solar | 0 | 0 | 0 | 0 | 0 | 0 | 0 | 0 | 0 | 0 | 0 | 5 | 2 | 1 | 1 |  | 1 | 1 | 1 | 1 | 2 | 1 | 1 | 1 | 1 | 1 | 1 | 1 | 1 | 1 | 1 | 2 | 2 | 1 | 1 | 1 | 0
SDGE | El Cajon | 69 | Solar | 0 | 0 | 0 | 0 | 0 | 0 | 0 | 0 | 0 | 0 | 0 | 1 | 1 | 1 | 1 |  | 1 | 1 | 1 | 1 | 1 | 2 | 5 | 2 | 2 | 2 | 3 | 1 | 1 | 2 | 1 | 2 | 1 | 1 | 1 | 1 | 0
SCE Eastern | El Casco | 230 | Solar | 0 | 0 | 0 | 0 | 0 | 0 | 0 | 0 | 0 | 0 | 0 | 1 | 1 | 1 | 1 |  | 1 | 1 | 1 | 1 | 1 | 2 | 5 | 1 | 1 | 2 | 3 | 1 | 1 | 1 | 1 | 4 | 1 | 2 | 1 | 1 | 0
PG&E GBA | El Cerrito G | 115 | Solar | 0 | 0 | 0 | 0 | 0 | 0 | 0 | 0 | 0 | 0 | 0 | 5 | 2 | 1 | 1 |  | 1 | 1 | 1 | 1 | 1 | 2 | 2 | 1 | 2 | 3 | 3 | 1 | 1 | 2 | 1 | 2 | 1 | 2 | 4+ | 1 | 1
PG&E NGBA | El Dorado PH | 115 | Solar | 0 | 0 | 0 | 0 | 0 | 0 | 0 | 0 | 0 | 0 | 0 | 5 | 2 | 1 | 1 |  | 1 | 1 | 1 | 1 | 1 | 2 | 5 | 2 | 1 | 1 | 3 | 1 | 1 | 2 | 1 | 4 | 2 | 3 | 1 | 1 | 0
PG&E FRESNO | El Nido (PGE) | 115 | Solar | 0 | 0 | 0 | 0 | 0 | 0 | 0 | 0 | 0 | 0 | 0 | 5 | 2 | 5 | 2 |  | 1 | 1 | 1 | 1 | 1 | 1 | 1 | 1 | 1 | 1 | 2 | 1 | 1 | 1 | 1 | 4 | 2 | 1 | 1 | 1 | 0
SCE Metro | El Nido (SCE) | 230 | Solar | 0 | 0 | 0 | 0 | 0 | 0 | 0 | 0 | 0 | 0 | 0 | 1 | 1 | 1 | 1 |  | 1 | 1 | 1 | 1 | 1 | 2 | 1 | 1 | 1 | 2 | 3 | 1 | 1 | 1 | 1 | 2 | 1 | 2 | 1 | 1 | 0
PG&E GBA | El Patio | 115 | Solar | 0 | 0 | 0 | 0 | 0 | 0 | 0 | 0 | 0 | 0 | 0 | 1 | 1 | 1 | 1 |  | 1 | 1 | 1 | 1 | 1 | 2 | 2 | 3 | 1 | 3 | 3 | 1 | 1 | 2 | 1 | 3 | 2 | 2 | 1 | 1 | 0
SCE Metro | El Segundo | 230 | Solar | 0 | 0 | 0 | 0 | 0 | 0 | 0 | 0 | 0 | 0 | 0 | 1 | 1 | 1 | 1 |  | 1 | 1 | 1 | 1 | 1 | 2 | 1 | 1 | 1 | 2 | 3 | 1 | 1 | 1 | 1 | 1 | 1 | 1 | 1 | 1 | 0
EOP | Eldorado | 230 | Solar | 0 | 0 | 0 | 0 | 0 | 0 | 0 | 0 | 0 | 0 | 0 | 5 | 2 | 4 | 2 | 4 | 1 | 2 | 2 | N/A | N/A | 2 | N/A | N/A | N/A | N/A | N/A | N/A | N/A | 2 | 2 | 2 | 1 | 3 | 1 | 1 | 0
EOP | Eldorado | 500 | Solar | 0 | 0 | 600 | 0 | 600 | 0 | 0 | 0 | 600 | 0 | 600 | 5 | 2 | 4 | 2 | 5 | 1 | 1 | 2 | N/A | N/A | 2 | N/A | N/A | N/A | N/A | N/A | N/A | N/A | 2 | 2 | 2 | 1 | 3 | 5- | 1 | 1 | solar: CI only flag, consistent with solar build in the portfolio
SCE Northern | Elizabeth Lake | 66 | Solar | 0 | 0 | 0 | 0 | 0 | 0 | 0 | 0 | 0 | 0 | 0 | 5 | 2 | 4 | 2 |  | 1 | 1 | 1 | 1 | 1 | 2 | 5 | 1 | 1 | 1 | 2 | 1 | 1 | 1 | 1 | 3 | 1 | 3 | 1 | 1 | 0
PG&E KERN | Elk Hills | 230 | Solar | 0 | 0 | 0 | 0 | 0 | 0 | 0 | 0 | 0 | 0 | 0 | 5 | 2 | 5 | 2 |  | 1 | 1 | 1 | 1 | 1 | 1 | 1 | 1 | 2 | 4 | 4 | 1 | 1 | 1 | 1 | 3 | 1 | 1 | 4+ | 1 | 1
SDGE | Elliot | 69 | Solar | 0 | 0 | 0 | 0 | 0 | 0 | 0 | 0 | 0 | 0 | 0 | 1 | 1 | 1 | 1 |  | 1 | 1 | 1 | 1 | 1 | 2 | 2 | 1 | 1 | 1 | 3 | 1 | 1 | 2 | 1 | 2 | 1 | 2 | 1 | 1 | 0
SCE Metro | Ellis | 230 | Solar | 0 | 0 | 0 | 0 | 0 | 0 | 0 | 0 | 0 | 0 | 0 | 1 | 1 | 1 | 1 |  | 1 | 1 | 1 | 1 | 1 | 2 | 1 | 1 | 1 | 5 | 5 | 1 | 1 | 1 | 1 | 2 | 1 | 2 | 1 | 1 | 0
SDGE | Encina | 138 | Solar | 0 | 0 | 0 | 0 | 0 | 0 | 0 | 0 | 0 | 0 | 0 | 1 | 1 | 1 | 1 | 3 | 1 | 1 | 1 | 3 | 3 | 2 | 1 | 2 | 1 | 2 | 3 | 1 | 1 | 2 | 1 | 1 | 1 | 3 | 1 | 1 | 0
SDGE | Encina | 230 | Solar | 0 | 0 | 20 | 0 | 20 | 0 | 0 | 0 | 20 | 0 | 20 | 1 | 1 | 1 | 1 |  | 1 | 5 | 1 | 3 | 3 | 2 | 1 | 2 | 1 | 2 | 3 | 1 | 1 | 2 | 1 | 1 | 1 | 3 | 5- | 1 | 1 | solar: CI only flag, consistent with solar build in the portfolio
SDGE | Escondido | 230 | Solar | 0 | 0 | 0 | 0 | 0 | 0 | 0 | 0 | 0 | 0 | 0 | 1 | 1 | 1 | 1 |  | 1 | 1 | 1 | 1 | 1 | 2 | 4 | 1 | 1 | 1 | 2 | 1 | 1 | 2 | 1 | 1 | 1 | 3 | 1 | 1 | 0
SDGE | Escondido | 69 | Solar | 0 | 0 | 0 | 0 | 0 | 0 | 0 | 0 | 0 | 0 | 0 | 1 | 1 | 1 | 1 |  | 1 | 3 | 1 | 1 | 1 | 2 | 4 | 1 | 1 | 1 | 2 | 1 | 1 | 2 | 1 | 1 | 1 | 3 | 1 | 1 | 0
PG&E KERN | Estrella | 230 | Solar | 0 | 0 | 0 | 0 | 0 | 0 | 0 | 0 | 0 | 0 | 0 | 5 | 2 | 1 | 1 |  | 1 | 1 | 1 | 1 | 1 | 1 | 2 | 1 | 1 | 1 | 1 | 1 | 1 | 2 | 2 | 4 | 2 | 3 | 1 | 1 | 0
SCE Eastern | Etiwanda | 230 | Solar | 0 | 0 | 0 | 0 | 0 | 0 | 0 | 0 | 0 | 0 | 0 | 1 | 1 | 1 | 1 | 5 | 1 | 2 | 1 | 1 | 1 | 2 | 5 | 1 | 1 | 1 | 1 | 1 | 1 | 1 | 1 | 2 | 1 | 1 | 1 | 1 | 0
PG&E GBA | Evergreen | 115 | Solar | 0 | 0 | 0 | 0 | 0 | 0 | 0 | 0 | 0 | 0 | 0 | 1 | 1 | 1 | 1 |  | 1 | 1 | 1 | 1 | 1 | 2 | 5 | 1 | 1 | 1 | 2 | 2 | 1 | 2 | 1 | 2 | 2 | 2 | 1 | 1 | 0
PG&E GBA | Evergreen | 60 | Solar | 0 | 0 | 0 | 0 | 0 | 0 | 0 | 0 | 0 | 0 | 0 | 1 | 1 | 1 | 1 |  | 1 | 1 | 1 | 1 | 1 | 2 | 5 | 1 | 1 | 1 | 2 | 2 | 1 | 2 | 1 | 2 | 2 | 2 | 1 | 1 | 0
PG&E FRESNO | Excelsior | 115 | Solar | 0 | 0 | 0 | 0 | 0 | 0 | 0 | 0 | 0 | 0 | 0 | 5 | 2 | 5 | 2 | 1 | 1 | 1 | 1 | 1 | 2 | 1 | 1 | 1 | 1 | 1 | 1 | 1 | 1 | 1 | 1 | 4 | 2 | 1 | 4+ | 1 | 1
PG&E FRESNO | Exchequer | 115 | Solar | 0 | 0 | 0 | 0 | 0 | 0 | 0 | 0 | 0 | 0 | 0 | 5 | 2 | 5 | 2 |  | 1 | 1 | 1 | 1 | 1 | 1 | 3 | 3 | 1 | 1 | 4 | 3 | 1 | 2 | 1 | 4 | 1 | 2 | 1 | 1 | 0
PG&E KERN | Fairway | 115 | Solar | 0 | 0 | 0 | 0 | 0 | 0 | 0 | 0 | 0 | 0 | 0 | 5 | 2 | 1 | 1 |  | 1 | 1 | 1 | 1 | 1 | 2 | 1 | 1 | 1 | 1 | 1 | 1 | 1 | 2 | 2 | 3 | 1 | 2 | 4+ | 1 | 1
PG&E KERN | Famoso | 115 | Solar | 0 | 0 | 0 | 0 | 0 | 0 | 0 | 0 | 0 | 0 | 0 | 5 | 2 | 1 | 1 |  | 1 | 1 | 1 | 1 | 3 | 1 | 2 | 1 | 1 | 1 | 1 | 1 | 1 | 1 | 1 | 4 | 1 | 1 | 4+ | 1 | 1
PG&E NGBA | Fern Road | 500 | Solar | 0 | 0 | 0 | 225 | 225 | 0 | 0 | 0 | 0 | 225 | 225 | 5 | 2 | 1 | 1 |  | 1 | 2 | 2 | 1 | 1 | 2 | 5 | 3 | 1 | 1 | 4 | 1 | 1 | 2 | 2 | 4 | 2 | 3 | 5- | 1 | 1 | solar: CI only flag, consistent with solar build in the portfolio
PG&E GBA | Fibreboard (SPI Sonora) | 115 | Solar | 0 | 0 | 0 | 0 | 0 | 0 | 0 | 0 | 0 | 0 | 0 | 1 | 1 | 1 | 1 |  | 2 | 1 | N/A | N/A | N/A | 2 | N/A | N/A | N/A | N/A | N/A | N/A | N/A | 2 | 1 | 2 | 1 | 2 | 1 | 1 | 0
PG&E FRESNO | Figarden | 230 | Solar | 0 | 0 | 0 | 0 | 0 | 0 | 0 | 0 | 0 | 0 | 0 | 5 | 2 | 1 | 1 |  | 1 | 1 | 1 | 1 | 2 | 1 | 1 | 1 | 1 | 1 | 1 | 1 | 1 | 1 | 1 | 3 | 2 | 2 | 1 | 1 | 0
PG&E FRESNO | Fink | 230 | Solar | 0 | 0 | 0 | 0 | 0 | 0 | 0 | 0 | 0 | 0 | 0 | 1 | 1 | 1 | 1 |  | 1 | 1 | 1 | 1 | 1 | 1 | 3 | 1 | 1 | 1 | 2 | 1 | 1 | 1 | 1 | 4 | 2 | 1 | 1 | 5 | 1
PG&E NGBA | Fitch Mountain | 60 | Solar | 0 | 0 | 0 | 0 | 0 | 0 | 0 | 0 | 0 | 0 | 0 | 5 | 2 | 1 | 1 |  | 1 | 1 | 1 | 1 | 1 | 2 | 1 | 1 | 2 | 3 | 4 | 1 | 1 | 2 | 2 | 4 | 2 | 3 | 1 | 1 | 0
PG&E GBA | FMC | 115 | Solar | 0 | 0 | 0 | 0 | 0 | 0 | 0 | 0 | 0 | 0 | 0 | 1 | 1 | 1 | 1 |  | 1 | 1 | 1 | 1 | 1 | 2 | 5 | 1 | 1 | 1 | 1 | 2 | 1 | 2 | 1 | 2 | 2 | 2 | 1 | 1 | 0
PG&E GBA | Fremont | 115 | Solar | 0 | 0 | 0 | 0 | 0 | 0 | 0 | 0 | 0 | 0 | 0 | 1 | 1 | 1 | 1 |  | 1 | 1 | 1 | 1 | 1 | 2 | 5 | 2 | 1 | 2 | 3 | 2 | 1 | 2 | 1 | 3 | 1 | 2 | 1 | 1 | 0
PG&E GBA | French Camp | 60 | Solar | 0 | 0 | 0 | 0 | 0 | 0 | 0 | 0 | 0 | 0 | 0 | 1 | 1 | 1 | 1 |  | 1 | 1 | 1 | 1 | 2 | 1 | 1 | 1 | 1 | 1 | 1 | 1 | 1 | 1 | 1 | 3 | 2 | 1 | 4+ | 1 | 1
PG&E GBA | Frogtown | 115 | Solar | 0 | 0 | 0 | 0 | 0 | 0 | 0 | 0 | 0 | 0 | 0 | 1 | 1 | 1 | 1 |  | 1 | 1 | 1 | 1 | 1 | 2 | 5 | 3 | 1 | 1 | 3 | 2 | 1 | 2 | 1 | 4 | 1 | 3 | 1 | 1 | 0
PG&E NGBA | Fulton | 115 | Solar | 0 | 0 | 0 | 0 | 0 | 0 | 0 | 0 | 0 | 0 | 0 | 5 | 2 | 1 | 1 | 1 | 1 | 1 | 1 | 1 | 1 | 2 | 1 | 1 | 2 | 3 | 4 | 1 | 1 | 2 | 1 | 3 | 2 | 2 | 1 | 1 | 0
PG&E NGBA | Fulton | 230 | Solar | 0 | 0 | 0 | 0 | 0 | 0 | 0 | 0 | 0 | 0 | 0 | 5 | 2 | 1 | 1 |  | 1 | 1 | 1 | 1 | 1 | 2 | 1 | 1 | 2 | 3 | 4 | 1 | 1 | 2 | 1 | 3 | 2 | 2 | 1 | 1 | 0
PG&E NGBA | Fulton | 60 | Solar | 0 | 0 | 0 | 0 | 0 | 0 | 0 | 0 | 0 | 0 | 0 | 5 | 2 | 1 | 1 |  | 1 | 1 | 1 | 1 | 1 | 2 | 1 | 1 | 2 | 3 | 4 | 1 | 1 | 2 | 1 | 3 | 2 | 2 | 1 | 1 | 0
PG&E KERN | Ganso | 115 | Solar | 0 | 0 | 0 | 0 | 0 | 0 | 0 | 0 | 0 | 0 | 0 | 5 | 2 | 5 | 2 |  | 1 | 1 | 1 | 1 | 2 | 1 | 1 | 1 | 1 | 1 | 1 | 1 | 1 | 1 | 1 | 3 | 1 | 1 | 1 | 1 | 0
PG&E FRESNO | Gates | 230 | Solar | 0 | 0 | 166 | 477.5 | 643.5 | 166 | 477.5 | 643.5 | 0 | 0 | 0 | 5 | 2 | 5 | 2 | 4 | 1 | 1 | 2 | 2 | 2 | 1 | 1 | 1 | 1 | 1 | 1 | 1 | 1 | 1 | 1 | 3 | 2 | 1 | 4+ | 5 | 1 | Flags are due to in-development resources
PG&E FRESNO | Gates | 500 | Solar | 0 | 0 | 230 | 0 | 230 | 0 | 0 | 0 | 230 | 0 | 230 | 5 | 2 | 5 | 2 | 5 | 1 | 1 | 2 | 2 | 2 | 1 | 1 | 1 | 1 | 1 | 1 | 1 | 1 | 1 | 1 | 3 | 2 | 1 | 5- | 1 | 1 | solar: CI only flag, consistent with solar build in the portfolio
PG&E NGBA | Geysers 12 | 230 | Solar | 0 | 0 | 0 | 0 | 0 | 0 | 0 | 0 | 0 | 0 | 0 | 5 | 2 | 1 | 1 |  | 1 | 1 | 1 | 1 | 1 | 2 | 3 | 2 | 2 | 3 | 5 | 1 | 1 | 2 | 2 | 4 | 2 | 3 | 1 | 1 | 0
PG&E NGBA | Geysers 17 | 230 | Solar | 0 | 0 | 0 | 0 | 0 | 0 | 0 | 0 | 0 | 0 | 0 | 5 | 2 | 1 | 1 |  | 1 | 1 | 1 | 1 | 1 | 2 | 3 | 2 | 2 | 3 | 5 | 1 | 1 | 2 | 2 | 4 | 2 | 3 | 1 | 1 | 0
PG&E NGBA | Geysers 3 | 115 | Solar | 0 | 0 | 0 | 0 | 0 | 0 | 0 | 0 | 0 | 0 | 0 | 5 | 2 | 1 | 1 |  | 1 | 1 | 1 | 1 | 1 | 2 | 3 | 2 | 2 | 3 | 5 | 1 | 1 | 2 | 2 | 4 | 2 | 3 | 1 | 1 | 0
PG&E NGBA | Glenn | 230 | Solar | 0 | 0 | 0 | 320 | 320 | 0 | 0 | 0 | 0 | 320 | 320 | 5 | 2 | 1 | 1 | 3 | 1 | 1 | 1 | 1 | 2 | 2 | 1 | 2 | 1 | 1 | 2 | 1 | 1 | 2 | 2 | 4 | 1 | 3 | 3- | 1 | 1 | no concern
PG&E NGBA | Glenn | 60 | Solar | 0 | 0 | 0 | 0 | 0 | 0 | 0 | 0 | 0 | 0 | 0 | 5 | 2 | 1 | 1 |  | 1 | 1 | 1 | 1 | 2 | 2 | 1 | 2 | 1 | 1 | 2 | 1 | 1 | 2 | 2 | 4 | 1 | 3 | 1 | 1 | 0
PG&E NGBA | Gold Hill | 115 | Solar | 0 | 0 | 0 | 0 | 0 | 0 | 0 | 0 | 0 | 0 | 0 | 5 | 2 | 1 | 1 |  | 1 | 1 | 1 | 1 | 1 | 2 | 2 | 1 | 1 | 1 | 2 | 1 | 1 | 2 | 1 | 4 | 2 | 3 | 1 | 1 | 0
PG&E NGBA | Gold Hill | 230 | Solar | 0 | 0 | 0 | 0 | 0 | 0 | 0 | 0 | 0 | 0 | 0 | 5 | 2 | 1 | 1 |  | 1 | 1 | 1 | 1 | 1 | 2 | 2 | 1 | 1 | 1 | 2 | 1 | 1 | 2 | 1 | 4 | 2 | 3 | 1 | 1 | 0
SCE Northern | Goleta | 230 | Solar | 0 | 0 | 0 | 0 | 0 | 0 | 0 | 0 | 0 | 0 | 0 | 5 | 2 | 4 | 2 |  | 1 | 5 | 1 | 1 | 1 | 2 | 5 | 1 | 1 | 1 | 1 | 2 | 1 | 2 | 2 | 2 | 1 | 2 | 1 | 1 | 0
SCE Metro | Goodrich | 230 | Solar | 0 | 0 | 0 | 0 | 0 | 0 | 0 | 0 | 0 | 0 | 0 | 1 | 1 | 1 | 1 |  | 1 | 1 | 1 | 1 | 1 | 2 | 5 | 1 | 2 | 5 | 5 | 5 | 1 | 1 | 1 | 3 | 1 | 2 | 1 | 1 | 0
PG&E KERN | Goose Lake | 115 | Solar | 0 | 0 | 0 | 0 | 0 | 0 | 0 | 0 | 0 | 0 | 0 | 5 | 2 | 1 | 1 |  | 1 | 1 | 1 | 1 | 2 | 1 | 1 | 1 | 1 | 1 | 2 | 1 | 1 | 1 | 1 | 2 | 1 | 1 | 4+ | 1 | 1
SCE Metro | Gould | 230 | Solar | 0 | 0 | 0 | 0 | 0 | 0 | 0 | 0 | 0 | 0 | 0 | 1 | 1 | 1 | 1 |  | 1 | 1 | 1 | 1 | 1 | 2 | 3 | 1 | 1 | 1 | 1 | 1 | 1 | 1 | 1 | 4 | 1 | 2 | 1 | 1 | 0
PG&E NGBA | Grand Island | 115 | Solar | 0 | 0 | 0 | 0 | 0 | 0 | 0 | 0 | 0 | 0 | 0 | 5 | 2 | 1 | 1 |  | 1 | 1 | 1 | 1 | 1 | 1 | 1 | 1 | 1 | 1 | 1 | 1 | 1 | 2 | 1 | 4 | 2 | 2 | 1 | 1 | 0
SDGE | Granite | 69 | Solar | 0 | 0 | 0 | 0 | 0 | 0 | 0 | 0 | 0 | 0 | 0 | 1 | 1 | 1 | 1 |  | 1 | 3 | 1 | 1 | 1 | 2 | 2 | 2 | 1 | 1 | 2 | 1 | 1 | 2 | 1 | 2 | 2 | 2 | 1 | 1 | 0
PG&E GBA | Grant | 115 | Solar | 0 | 0 | 0 | 0 | 0 | 0 | 0 | 0 | 0 | 0 | 0 | 5 | 2 | 1 | 1 |  | 1 | 1 | 1 | 1 | 1 | 2 | 3 | 2 | 1 | 2 | 3 | 1 | 1 | 2 | 1 | 2 | 1 | 2 | 1 | 1 | 0
PG&E GBA | Green Valley | 115 | Solar | 0 | 0 | 0 | 0 | 0 | 0 | 0 | 0 | 0 | 0 | 0 | 1 | 1 | 1 | 1 | 1 | 1 | 1 | 1 | 1 | 1 | 1 | 2 | 1 | 1 | 1 | 2 | 1 | 1 | 2 | 2 | 3 | 2 | 2 | 1 | 1 | 0
PG&E NGBA | Greenleaf 1 | 115 | Solar | 0 | 0 | 0 | 0 | 0 | 0 | 0 | 0 | 0 | 0 | 0 | 5 | 2 | 1 | 1 |  | 1 | 1 | 1 | 1 | 2 | 2 | 1 | 1 | 1 | 2 | 2 | 1 | 1 | 2 | 2 | 1 | 1 | 3 | 1 | 1 | 0
PG&E FRESNO | Gregg | 230 | Solar | 0 | 0 | 0 | 270 | 270 | 0 | 0 | 0 | 0 | 270 | 270 | 5 | 2 | 5 | 2 |  | 1 | 1 | 1 | 2 | 2 | 1 | 2 | 1 | 1 | 1 | 1 | 1 | 1 | 1 | 1 | 3 | 2 | 1 | 5- | 1 | 1 | solar: CI only flag, consistent with solar build in the portfolio
PG&E FRESNO | Grimmway-Malaga | 115 | Solar | 0 | 0 | 0 | 0 | 0 | 0 | 0 | 0 | 0 | 0 | 0 | 5 | 2 | 5 | 2 |  | 1 | 1 | 1 | 1 | 2 | 1 | 1 | 1 | 1 | 1 | 1 | 1 | 1 | 1 | 1 | 2 | 1 | 1 | 1 | 1 | 0
PG&E NGBA | Grizzly | 230 | Solar | 0 | 0 | 0 | 0 | 0 | 0 | 0 | 0 | 0 | 0 | 0 | 5 | 2 | 1 | 1 |  | 2 | 1 | 1 | 1 | 1 | 2 | 5 | 1 | 1 | 2 | 3 | 2 | 1 | 2 | 2 | 4 | 1 | 3 | 1 | 1 | 0
PG&E FRESNO | Guernsey | 70 | Solar | 0 | 0 | 0 | 0 | 0 | 0 | 0 | 0 | 0 | 0 | 0 | 5 | 2 | 5 | 2 |  | 1 | 1 | 1 | 1 | 1 | 1 | 1 | 1 | 1 | 1 | 1 | 1 | 1 | 1 | 1 | 3 | 2 | 1 | 4+ | 1 | 1
PG&E FRESNO | GWF Hanford | 115 | Solar | 0 | 0 | 0 | 0 | 0 | 0 | 0 | 0 | 0 | 0 | 0 | 5 | 2 | 5 | 2 |  | 1 | 3 | 1 | 1 | 1 | 2 | 1 | 1 | 1 | 1 | 1 | 1 | 1 | 2 | 1 | 2 | 1 | 1 | 1 | 1 | 0
PG&E FRESNO | Haas | 230 | Solar | 0 | 0 | 0 | 0 | 0 | 0 | 0 | 0 | 0 | 0 | 0 | 5 | 2 | 5 | 2 |  | 1 | 1 | 1 | 1 | 1 | 2 | 5 | 1 | 2 | 1 | 2 | 3 | 1 | 1 | 1 | 4 | 2 | 3 | 1 | 1 | 0
PG&E FRESNO | Hammonds | 115 | Solar | 0 | 0 | 0 | 0 | 0 | 0 | 0 | 0 | 0 | 0 | 0 | 5 | 2 | 1 | 1 |  | 1 | 1 | 1 | 1 | 2 | 1 | 1 | 1 | 1 | 1 | 1 | 1 | 1 | 1 | 1 | 2 | 2 | 1 | 1 | 1 | 0
SCE Metro | HarborGen | 230 | Solar | 0 | 0 | 0 | 0 | 0 | 0 | 0 | 0 | 0 | 0 | 0 | 1 | 1 | 1 | 1 |  | 1 | 1 | 1 | 1 | 1 | 2 | 1 | 1 | 1 | 2 | 2 | 1 | 1 | 1 | 1 | 2 | 1 | 1 | 1 | 1 | 0
PG&E NGBA | Harris | 60 | Solar | 0 | 0 | 0 | 0 | 0 | 0 | 0 | 0 | 0 | 0 | 0 | 5 | 2 | 1 | 1 |  | 1 | 1 | 1 | 1 | 1 | 2 | 1 | 1 | 1 | 2 | 2 | 1 | 1 | 2 | 2 | 2 | 2 | 3 | 1 | 1 | 0
EOP | Harry Allen | 500 | Solar | 0 | 0 | 0 | 0 | 0 | 0 | 0 | 0 | 0 | 0 | 0 | 5 | 2 | 4 | 2 |  | 1 | 1 | #N/A | N/A | N/A | 2 | N/A | N/A | N/A | N/A | N/A | N/A | N/A | 2 | 2 | 4 | 1 | 3 | 1 | 1 | 0
PG&E NGBA | Hartley | 60 | Solar | 0 | 0 | 0 | 0 | 0 | 0 | 0 | 0 | 0 | 0 | 0 | 5 | 2 | 1 | 1 |  | 1 | 1 | 1 | 1 | 1 | 2 | 5 | 1 | 1 | 1 | 2 | 1 | 1 | 2 | 2 | 4 | 2 | 3 | 1+ | 1 | 1
SCE NOL | Harvard | 115 | Solar | 0 | 0 | 0 | 0 | 0 | 0 | 0 | 0 | 0 | 0 | 0 | 3 | 3 | 1 | 1 |  | 1 | 1 | 1 | 1 | 1 | 2 | 1 | 1 | 1 | 1 | 1 | 1 | 1 | 2 | 1 | 4 | 1 | 1 | 1 | 1 | 0
SDGE | Hassayampa | 500 | Solar | 0 | 0 | 1500 | 871 | 2371 | 0 | 85 | 85 | 1500 | 786 | 2286 | 5 | 2 | 4 | 2 |  | 1 | 2 | 2 | N/A | N/A | 2 | N/A | N/A | N/A | N/A | N/A | N/A | N/A | 2 | 1 | 4 | 2 | 3 | 5- | 1 | 1 | solar: CI only flag, consistent with solar build in the portfolio
PG&E FRESNO | Helm | 230 | Solar | 0 | 0 | 0 | 0 | 0 | 0 | 0 | 0 | 0 | 0 | 0 | 5 | 2 | 5 | 2 | 3 | 1 | 1 | 1 | 1 | 1 | 1 | 1 | 1 | 1 | 1 | 1 | 1 | 1 | 1 | 1 | 2 | 2 | 1 | 1 | 1 | 0
PG&E FRESNO | Helm | 70 | Solar | 0 | 0 | 0 | 0 | 0 | 0 | 0 | 0 | 0 | 0 | 0 | 5 | 2 | 1 | 1 |  | 1 | 1 | 1 | 1 | 1 | 1 | 1 | 1 | 1 | 1 | 1 | 1 | 1 | 1 | 1 | 2 | 2 | 1 | 1 | 1 | 0
PG&E FRESNO | Henrietta | 115 | Solar | 0 | 0 | 0 | 0 | 0 | 0 | 0 | 0 | 0 | 0 | 0 | 5 | 2 | 1 | 1 | 3 | 1 | 1 | 1 | 1 | 1 | 1 | 1 | 1 | 1 | 1 | 1 | 1 | 1 | 1 | 1 | 1 | 2 | 1 | 1 | 1 | 0
PG&E FRESNO | Henrietta | 230 | Solar | 0 | 0 | 45 | 0 | 45 | 0 | 0 | 0 | 45 | 0 | 45 | 5 | 2 | 1 | 1 | 3 | 1 | 1 | 1 | 1 | 1 | 1 | 1 | 1 | 1 | 1 | 1 | 1 | 1 | 1 | 1 | 1 | 2 | 1 | 3- | 1 | 1 | no concern
PG&E FRESNO | Henrietta | 70 | Solar | 0 | 0 | 0 | 0 | 0 | 0 | 0 | 0 | 0 | 0 | 0 | 5 | 2 | 5 | 2 |  | 1 | 5 | 1 | 1 | 1 | 1 | 1 | 1 | 1 | 1 | 1 | 1 | 1 | 1 | 1 | 1 | 2 | 1 | 1 | 1 | 0
PG&E FRESNO | Herndon | 115 | Solar | 0 | 0 | 0 | 0 | 0 | 0 | 0 | 0 | 0 | 0 | 0 | 5 | 2 | 1 | 1 |  | 1 | 1 | 1 | 1 | 2 | 1 | 1 | 1 | 1 | 1 | 1 | 1 | 1 | 1 | 1 | 3 | 2 | 1 | 1 | 1 | 0
PG&E FRESNO | Herndon | 230 | Solar | 0 | 0 | 0 | 0 | 0 | 0 | 0 | 0 | 0 | 0 | 0 | 5 | 2 | 1 | 1 |  | 1 | 1 | 1 | 1 | 2 | 1 | 1 | 1 | 1 | 1 | 1 | 1 | 1 | 1 | 1 | 3 | 2 | 1 | 1 | 1 | 0
PG&E GBA | Hicks | 230 | Solar | 0 | 0 | 0 | 0 | 0 | 0 | 0 | 0 | 0 | 0 | 0 | 1 | 1 | 1 | 1 |  | 1 | 1 | 1 | 1 | 1 | 2 | 2 | 3 | 1 | 2 | 4 | 1 | 1 | 2 | 1 | 4 | 2 | 2 | 1 | 1 | 0
PG&E NGBA | Higgins | 115 | Solar | 0 | 0 | 0 | 0 | 0 | 0 | 0 | 0 | 0 | 0 | 0 | 5 | 2 | 1 | 1 |  | 1 | 1 | 1 | 1 | 1 | 2 | 5 | 3 | 1 | 1 | 3 | 1 | 1 | 2 | 1 | 4 | 1 | 3 | 1+ | 1 | 1
PG&E NGBA | Hilltop | 345 | Solar | 0 | 0 | 0 | 0 | 0 | 0 | 0 | 0 | 0 | 0 | 0 | 5 | 2 | 1 | 1 |  | 3 | 1 | 1 | 1 | 1 | 2 | 1 | 1 | 1 | 1 | 2 | 2 | 1 | 2 | 2 | 4 | 1 | 3 | 1 | 1 | 0
SCE Metro | Hinson | 230 | Solar | 0 | 0 | 0 | 0 | 0 | 0 | 0 | 0 | 0 | 0 | 0 | 1 | 1 | 1 | 1 |  | 1 | 1 | 1 | 1 | 1 | 2 | 1 | 1 | 1 | 2 | 2 | 1 | 1 | 1 | 1 | 2 | 1 | 1 | 1 | 1 | 0
PG&E GBA | Hollister | 115 | Solar | 0 | 0 | 0 | 0 | 0 | 0 | 0 | 0 | 0 | 0 | 0 | 1 | 1 | 1 | 1 | 3 | 1 | 1 | 1 | 1 | 1 | 2 | 3 | 1 | 1 | 1 | 2 | 1 | 1 | 2 | 2 | 4 | 2 | 3 | 4+ | 1 | 1
PG&E NGBA | Homestake | 115 | Solar | 0 | 0 | 0 | 0 | 0 | 0 | 0 | 0 | 0 | 0 | 0 | 5 | 2 | 1 | 1 |  | 1 | 1 | 1 | 1 | 1 | 2 | 5 | 2 | 1 | 1 | 3 | 2 | 1 | 2 | 1 | 4 | 2 | 3 | 1 | 1 | 0
PG&E NGBA | Honcut | 115 | Solar | 0 | 0 | 0 | 0 | 0 | 0 | 0 | 0 | 0 | 0 | 0 | 5 | 2 | 1 | 1 |  | 1 | 1 | 1 | 1 | 1 | 2 | 2 | 3 | 1 | 1 | 3 | 1 | 1 | 2 | 1 | 4 | 2 | 3 | 1 | 1 | 0
SDGE | Hoodoo Wash | 500 | Solar | 0 | 0 | 825.5 | 1979 | 2804.5 | 237.5 | 179 | 416.5 | 588 | 1800 | 2388 | 5 | 2 | 4 | 2 |  | 1 | 3 | 2 | N/A | N/A | 2 | N/A | N/A | N/A | N/A | N/A | N/A | N/A | 2 | 2 | 4 | 2 | 3 | 3- | 1 | 1 | no concern
PG&E NGBA | Hopland | 115 | Solar | 0 | 0 | 0 | 0 | 0 | 0 | 0 | 0 | 0 | 0 | 0 | 5 | 2 | 1 | 1 |  | 1 | 1 | 1 | 1 | 1 | 2 | 5 | 3 | 1 | 1 | 3 | 1 | 1 | 2 | 2 | 4 | 2 | 3 | 1 | 1 | 0
PG&E NGBA | Hopland | 60 | Solar | 0 | 0 | 0 | 0 | 0 | 0 | 0 | 0 | 0 | 0 | 0 | 5 | 2 | 1 | 1 |  | 1 | 1 | 1 | 1 | 1 | 2 | 5 | 3 | 1 | 1 | 3 | 1 | 1 | 2 | 2 | 4 | 2 | 3 | 1 | 1 | 0
PG&E NGBA | Humboldt | 115 | Solar | 0 | 0 | 0 | 0 | 0 | 0 | 0 | 0 | 0 | 0 | 0 | 5 | 2 | 1 | 1 | 3 | 1 | 1 | 2 | 1 | 1 | 2 | 1 | 1 | 1 | 2 | 2 | 1 | 1 | 2 | 2 | 3 | 2 | 3 | 1 | 1 | 0
PG&E NGBA | Humboldt | 60 | Solar | 0 | 0 | 0 | 0 | 0 | 0 | 0 | 0 | 0 | 0 | 0 | 5 | 2 | 1 | 1 |  | 1 | 1 | 2 | 1 | 1 | 2 | 1 | 1 | 1 | 2 | 2 | 1 | 1 | 2 | 2 | 3 | 2 | 3 | 1 | 1 | 0
PG&E NGBA | Humboldt | 500 | Solar | 0 | 0 | 0 | 457.5 | 457.5 | 0 | 0 | 0 | 0 | 457.5 | 457.5 | 5 | 2 | 1 | 1 |  | 1 | 1 | 2 | 1 | 1 | 2 | 1 | 1 | 1 | 2 | 2 | 1 | 1 | 2 | 2 | 3 | 2 | 3 | 5- | 1 | 1 | solar: CI only flag, consistent with solar build in the portfolio
SCE Metro | Huntington Beach | 230 | Solar | 0 | 0 | 0 | 0 | 0 | 0 | 0 | 0 | 0 | 0 | 0 | 1 | 1 | 1 | 1 |  | 1 | 1 | 1 | 1 | 1 | 2 | 1 | 1 | 1 | 5 | 5 | 1 | 1 | 1 | 1 | 1 | 1 | 2 | 1 | 1 | 0
PG&E NGBA | Ignacio | 115 | Solar | 0 | 0 | 0 | 0 | 0 | 0 | 0 | 0 | 0 | 0 | 0 | 5 | 2 | 1 | 1 | 3 | 1 | 1 | 1 | 1 | 1 | 2 | 2 | 2 | 1 | 1 | 3 | 1 | 1 | 2 | 1 | 4 | 1 | 3 | 1 | 1 | 0
PG&E NGBA | Ignacio | 230 | Solar | 0 | 0 | 0 | 0 | 0 | 0 | 0 | 0 | 0 | 0 | 0 | 5 | 2 | 1 | 1 | 3 | 1 | 1 | 1 | 1 | 1 | 2 | 2 | 2 | 1 | 1 | 3 | 1 | 1 | 2 | 1 | 4 | 1 | 3 | 1 | 1 | 0
PG&E NGBA | Ignacio | 60 | Solar | 0 | 0 | 0 | 0 | 0 | 0 | 0 | 0 | 0 | 0 | 0 | 5 | 2 | 1 | 1 | 3 | 1 | 1 | 1 | 1 | 1 | 2 | 2 | 2 | 1 | 1 | 3 | 1 | 1 | 2 | 1 | 4 | 1 | 3 | 1 | 1 | 0
SDGE | Imperial Beach | 69 | Solar | 0 | 0 | 0 | 0 | 0 | 0 | 0 | 0 | 0 | 0 | 0 | 1 | 1 | 1 | 1 |  | 1 | 1 | 1 | 1 | 1 | 2 | 2 | 1 | 2 | 4 | 4 | 1 | 1 | 2 | 1 | 3 | 1 | 2 | 1 | 1 | 0
SDGE | Imperial Valley | 230 | Solar | 0 | 0 | 375 | 482 | 857 | 0 | 107 | 107 | 375 | 375 | 750 | 1 | 1 | 1 | 1 | 4 | 3 | 2 | 2 | 2 | 3 | 2 | 1 | 1 | 1 | 1 | 1 | 1 | 1 | 1 | 1 | 2 | 2 | 1 | 3- | 1 | 1 | no concern
SDGE | Imperial Valley | 500 | Solar | 0 | 0 | 200 | 0 | 200 | 0 | 0 | 0 | 200 | 0 | 200 | 1 | 1 | 1 | 1 | 5 | 4 | 2 | 2 | 2 | 3 | 2 | 1 | 1 | 1 | 1 | 1 | 1 | 1 | 1 | 1 | 2 | 2 | 1 | 5- | 1 | 1 | solar: CI only flag, consistent with solar build in the portfolio
EOP | Innovation | 138 | Solar | 0 | 0 | 0 | 0 | 0 | 0 | 0 | 0 | 0 | 0 | 0 | 5 | 2 | 4 | 2 |  | 1 | 1 | 2 | N/A | N/A | 2 | N/A | N/A | N/A | N/A | N/A | N/A | N/A | 2 | 2 | 4 | 1 | 3 | 1 | 1 | 0
EOP | Innovation | 230 | Solar | 0 | 0 | 400 | 0 | 400 | 0 | 0 | 0 | 400 | 0 | 400 | 5 | 2 | 4 | 2 |  | 1 | 1 | 2 | N/A | N/A | 2 | N/A | N/A | N/A | N/A | N/A | N/A | N/A | 2 | 2 | 4 | 1 | 3 | 5- | 1 | 1 | solar: CI only flag, consistent with solar build in the portfolio
SCE NOL | Inyokern | 115 | Solar | 0 | 0 | 0 | 31.8 | 31.8 | 0 | 31.8 | 31.8 | 0 | 0 | 0 | 3 | 3 | 1 | 1 |  | 1 | 1 | 1 | 3 | 1 | 1 | 1 | 2 | 1 | 1 | 2 | 1 | 1 | 2 | 2 | 4 | 1 | 3 | 4+ | 1 | 1 | Flags are due to in-development resources
EOP | IS Tap | 138 | Solar | 0 | 0 | 0 | 0 | 0 | 0 | 0 | 0 | 0 | 0 | 0 | 5 | 2 | 4 | 2 |  | 1 | 1 | #N/A | N/A | N/A | 2 | N/A | N/A | N/A | N/A | N/A | N/A | N/A | 2 | 2 | 4 | 1 | 3 | 1 | 1 | 0
EOP | Ivanpah | 115 | Solar | 0 | 0 | 0 | 0 | 0 | 0 | 0 | 0 | 0 | 0 | 0 | 5 | 2 | 4 | 2 |  | 1 | 1 | #N/A | N/A | N/A | 2 | N/A | N/A | N/A | N/A | N/A | N/A | N/A | 2 | 2 | 4 | 1 | 1 | 1 | 1 | 0
EOP | Ivanpah | 230 | Solar | 0 | 0 | 0 | 0 | 0 | 0 | 0 | 0 | 0 | 0 | 0 | 5 | 2 | 4 | 2 |  | 1 | 1 | #N/A | N/A | N/A | 2 | N/A | N/A | N/A | N/A | N/A | N/A | N/A | 2 | 2 | 4 | 1 | 1 | 1 | 1 | 0
EOP | Jackass (DOE) | 138 | Solar | 0 | 0 | 0 | 0 | 0 | 0 | 0 | 0 | 0 | 0 | 0 | 5 | 2 | 4 | 2 |  | 1 | 1 | 1 | N/A | N/A | 2 | N/A | N/A | N/A | N/A | N/A | N/A | N/A | 2 | 2 | 4 | 1 | 3 | 1 | 1 | 0
PG&E NGBA | James B Black | 230 | Solar | 0 | 0 | 0 | 0 | 0 | 0 | 0 | 0 | 0 | 0 | 0 | 5 | 2 | 1 | 1 |  | 1 | 1 | 1 | 1 | 1 | 2 | 5 | 1 | 1 | 1 | 1 | 1 | 1 | 2 | 2 | 4 | 2 | 3 | 1 | 1 | 0
PG&E GBA | Jefferson | 230 | Solar | 0 | 0 | 0 | 140 | 140 | 0 | 0 | 0 | 0 | 140 | 140 | 1 | 1 | 1 | 1 |  | 1 | 2 | 3 | 3 | 1 | 2 | 1 | 1 | 2 | 2 | 3 | 1 | 1 | 2 | 1 | 3 | 1 | 2 | 5- | 1 | 1 | solar: CI only flag, consistent with solar build in the portfolio
PG&E NGBA | Jessup | 115 | Solar | 0 | 0 | 0 | 0 | 0 | 0 | 0 | 0 | 0 | 0 | 0 | 5 | 2 | 1 | 1 |  | 1 | 1 | 1 | 1 | 1 | 2 | 5 | 2 | 1 | 1 | 3 | 1 | 1 | 2 | 2 | 3 | 2 | 3 | 1 | 1 | 0
SCE Metro | Johanna | 230 | Solar | 0 | 0 | 0 | 0 | 0 | 0 | 0 | 0 | 0 | 0 | 0 | 1 | 1 | 1 | 1 |  | 1 | 2 | 1 | 1 | 1 | 2 | 1 | 1 | 1 | 3 | 3 | 1 | 1 | 1 | 1 | 2 | 1 | 1 | 1 | 1 | 0
SCE Eastern | Julian Hinds | 230 | Solar | 0 | 0 | 0 | 0 | 0 | 0 | 0 | 0 | 0 | 0 | 0 | 5 | 2 | 1 | 1 |  | 3 | 1 | 1 | 1 | 1 | 2 | 1 | 5 | 1 | 1 | 5 | 1 | 1 | 2 | 1 | 4 | 1 | 3 | 1 | 1 | 0
PG&E GBA | Kasson | 115 | Solar | 0 | 0 | 0 | 0 | 0 | 0 | 0 | 0 | 0 | 0 | 0 | 1 | 1 | 1 | 1 |  | 1 | 1 | 1 | 1 | 2 | 1 | 1 | 1 | 1 | 1 | 1 | 1 | 1 | 1 | 1 | 4 | 2 | 1 | 1 | 1 | 0
PG&E GBA | Kasson | 60 | Solar | 0 | 0 | 0 | 0 | 0 | 0 | 0 | 0 | 0 | 0 | 0 | 1 | 1 | 1 | 1 |  | 1 | 1 | 1 | 1 | 2 | 1 | 1 | 1 | 1 | 1 | 1 | 1 | 1 | 1 | 1 | 4 | 2 | 1 | 1 | 1 | 0
PG&E FRESNO | Kearney | 230 | Solar | 0 | 0 | 0 | 0 | 0 | 0 | 0 | 0 | 0 | 0 | 0 | 5 | 2 | 5 | 2 |  | 1 | 1 | 1 | 1 | 2 | 1 | 1 | 1 | 1 | 1 | 1 | 1 | 1 | 1 | 1 | 3 | 2 | 1 | 1 | 1 | 0
PG&E FRESNO | Kearney | 70 | Solar | 0 | 0 | 0 | 0 | 0 | 0 | 0 | 0 | 0 | 0 | 0 | 5 | 2 | 5 | 2 |  | 1 | 1 | 1 | 1 | 2 | 1 | 1 | 1 | 1 | 1 | 1 | 1 | 1 | 1 | 1 | 3 | 2 | 1 | 1 | 1 | 0
PG&E GBA | Kelso | 230 | Solar | 0 | 0 | 0 | 0 | 0 | 0 | 0 | 0 | 0 | 0 | 0 | 5 | 2 | 1 | 1 |  | 1 | 2 | 1 | 1 | 1 | 2 | 2 | 2 | 1 | 1 | 2 | 1 | 1 | 2 | 1 | 2 | 1 | 2 | 1 | 1 | 0
PG&E FRESNO | Kerchoff 1 | 115 | Solar | 0 | 0 | 0 | 0 | 0 | 0 | 0 | 0 | 0 | 0 | 0 | 5 | 2 | 5 | 2 |  | 1 | 1 | 1 | 1 | 1 | 2 | 5 | 2 | 1 | 1 | 3 | 1 | 1 | 1 | 1 | 4 | 2 | 3 | 1 | 1 | 0
PG&E KERN | Kern Oil | 115 | Solar | 0 | 0 | 0 | 115 | 115 | 0 | 0 | 0 | 0 | 115 | 115 | 5 | 2 | 5 | 2 |  | 1 | 3 | 1 | 1 | 1 | 1 | 2 | 2 | 1 | 1 | 2 | 1 | 1 | 1 | 1 | 1 | 1 | 1 | 5- | 1 | 1 | solar: CI only flag, consistent with solar build in the portfolio
PG&E KERN | Kern PP | 115 | Solar | 0 | 0 | 100 | 120 | 220 | 0 | 0 | 0 | 100 | 120 | 220 | 5 | 2 | 5 | 2 |  | 1 | 4 | 1 | 3 | 1 | 1 | 1 | 1 | 1 | 1 | 1 | 1 | 1 | 1 | 1 | 2 | 1 | 2 | 5- | 1 | 1 | solar: CI only flag, consistent with solar build in the portfolio
PG&E KERN | Kern PP | 230 | Solar | 0 | 0 | 0 | 0 | 0 | 0 | 0 | 0 | 0 | 0 | 0 | 5 | 2 | 5 | 2 |  | 1 | 1 | 1 | 3 | 1 | 1 | 1 | 1 | 1 | 1 | 1 | 1 | 1 | 1 | 1 | 2 | 1 | 2 | 1 | 1 | 0
PG&E KERN | Kern PP | 70 | Solar | 0 | 0 | 0 | 0 | 0 | 0 | 0 | 0 | 0 | 0 | 0 | 5 | 2 | 1 | 1 |  | 1 | 1 | 1 | 3 | 1 | 1 | 1 | 1 | 1 | 1 | 1 | 1 | 1 | 1 | 1 | 2 | 1 | 2 | 1 | 1 | 0
PG&E KERN | Kernridge | 115 | Solar | 0 | 0 | 100 | 0 | 100 | 0 | 0 | 0 | 100 | 0 | 100 | 5 | 2 | 5 | 2 |  | 1 | 3 | 1 | 1 | 1 | 1 | 1 | 2 | 1 | 1 | 3 | 1 | 1 | 1 | 1 | 1 | 1 | 1 | 1 | 1 | 1 | no concern
PG&E FRESNO | Kingsburg | 115 | Solar | 0 | 0 | 0 | 0 | 0 | 0 | 0 | 0 | 0 | 0 | 0 | 5 | 2 | 5 | 2 |  | 1 | 1 | 1 | 1 | 2 | 1 | 1 | 1 | 1 | 1 | 1 | 1 | 1 | 1 | 1 | 2 | 2 | 1 | 1+ | 1 | 1
PG&E GBA | Kirker | 115 | Solar | 0 | 0 | 0 | 0 | 0 | 0 | 0 | 0 | 0 | 0 | 0 | 5 | 2 | 1 | 1 |  | 1 | 1 | 1 | 1 | 1 | 2 | 3 | 1 | 1 | 1 | 2 | 1 | 1 | 2 | 1 | 3 | 1 | 1 | 4+ | 1 | 1
PG&E NGBA | Knights Landing | 115 | Solar | 0 | 0 | 0 | 0 | 0 | 0 | 0 | 0 | 0 | 0 | 0 | 5 | 2 | 1 | 1 |  | 1 | 1 | 1 | 1 | 2 | 2 | 1 | 1 | 1 | 2 | 3 | 1 | 1 | 2 | 1 | 4 | 2 | 3 | 1 | 1 | 0
PG&E NGBA | Konocti | 60 | Solar | 0 | 0 | 0 | 0 | 0 | 0 | 0 | 0 | 0 | 0 | 0 | 5 | 2 | 1 | 1 |  | 1 | 1 | 1 | 1 | 1 | 2 | 5 | 1 | 1 | 2 | 3 | 1 | 1 | 2 | 2 | 4 | 2 | 3 | 1+ | 1 | 1
SCE NOL | Kramer | 115 | Solar | 0 | 0 | 0 | 4 | 4 | 0 | 4 | 4 | 0 | 0 | 0 | 3 | 3 | 1 | 1 | 3 | 1 | 1 | 2 | 2 | 1 | 2 | 1 | 2 | 1 | 1 | 3 | 2 | 1 | 2 | 1 | 4 | 1 | 3 | 4+ | 4 | 1 | Flags are due to in-development resources
SCE NOL | Kramer | 230 | Solar | 0 | 0 | 70 | 200 | 270 | 70 | 200 | 270 | 0 | 0 | 0 | 3 | 3 | 1 | 1 | 4 | 1 | 1 | 2 | 2 | 1 | 2 | 1 | 2 | 1 | 1 | 3 | 2 | 1 | 2 | 1 | 4 | 1 | 3 | 4+ | 3 | 1 | Flags are due to in-development resources
SCE Metro | La Cienega | 230 | Solar | 0 | 0 | 0 | 0 | 0 | 0 | 0 | 0 | 0 | 0 | 0 | 1 | 1 | 1 | 1 |  | 1 | 1 | 1 | 1 | 1 | 2 | 5 | 1 | 1 | 1 | 1 | 1 | 1 | 1 | 1 | 2 | 1 | 2 | 1 | 1 | 0
SCE Metro | La Fresa | 230 | Solar | 0 | 0 | 0 | 0 | 0 | 0 | 0 | 0 | 0 | 0 | 0 | 1 | 1 | 1 | 1 |  | 1 | 1 | 1 | 1 | 1 | 2 | 1 | 1 | 1 | 3 | 3 | 1 | 1 | 1 | 1 | 2 | 1 | 2 | 1 | 1 | 0
SCE Metro | Laguna Bell | 230 | Solar | 0 | 0 | 0 | 0 | 0 | 0 | 0 | 0 | 0 | 0 | 0 | 1 | 1 | 1 | 1 | 5 | 1 | 1 | 1 | 1 | 1 | 2 | 1 | 1 | 1 | 1 | 1 | 1 | 1 | 1 | 1 | 2 | 1 | 1 | 1+ | 1 | 1
PG&E KERN | Lakeview | 70 | Solar | 0 | 0 | 0 | 0 | 0 | 0 | 0 | 0 | 0 | 0 | 0 | 5 | 2 | 5 | 2 |  | 1 | 4 | 1 | 1 | 2 | 1 | 1 | 1 | 1 | 1 | 1 | 1 | 1 | 1 | 1 | 4 | 1 | 1 | 1 | 4 | 1
PG&E NGBA | Lakeville | 230 | Solar | 0 | 0 | 0 | 0 | 0 | 0 | 0 | 0 | 0 | 0 | 0 | 5 | 2 | 1 | 1 | 3 | 1 | 1 | 1 | 1 | 1 | 2 | 3 | 3 | 1 | 2 | 3 | 1 | 1 | 2 | 1 | 4 | 2 | 3 | 4+ | 1 | 1
PG&E NGBA | Lakeville | 60 | Solar | 0 | 0 | 0 | 0 | 0 | 0 | 0 | 0 | 0 | 0 | 0 | 5 | 2 | 1 | 1 |  | 1 | 1 | 1 | 1 | 1 | 2 | 3 | 3 | 1 | 2 | 3 | 1 | 1 | 2 | 1 | 4 | 2 | 3 | 1 | 1 | 0
PG&E NGBA | Lakeville | 115 | Solar | 0 | 0 | 0 | 0 | 0 | 0 | 0 | 0 | 0 | 0 | 0 | 5 | 2 | 1 | 1 | 3 | 1 | 2 | 1 | 1 | 1 | 2 | 3 | 3 | 1 | 2 | 3 | 1 | 1 | 2 | 1 | 4 | 2 | 3 | 1 | 1 | 0
PG&E GBA | Lakewood | 115 | Solar | 0 | 0 | 0 | 0 | 0 | 0 | 0 | 0 | 0 | 0 | 0 | 5 | 2 | 1 | 1 |  | 1 | 1 | 1 | 1 | 1 | 2 | 5 | 2 | 2 | 3 | 4 | 1 | 1 | 2 | 1 | 3 | 1 | 2 | 1 | 1 | 0
PG&E NGBA | Lambie | 230 | Solar | 0 | 0 | 0 | 0 | 0 | 0 | 0 | 0 | 0 | 0 | 0 | 5 | 2 | 1 | 1 |  | 1 | 1 | 1 | 1 | 1 | 2 | 3 | 1 | 1 | 1 | 2 | 1 | 1 | 2 | 1 | 1 | 1 | 1 | 1 | 1 | 0
PG&E GBA | Lammers | 115 | Solar | 0 | 0 | 0 | 0 | 0 | 0 | 0 | 0 | 0 | 0 | 0 | 1 | 1 | 1 | 1 | 3 | 1 | 1 | 1 | 1 | 1 | 1 | 3 | 2 | 1 | 1 | 2 | 1 | 1 | 1 | 1 | 1 | 2 | 2 | 1+ | 1 | 1
PG&E KERN | Lamont | 115 | Solar | 0 | 0 | 50 | 80 | 130 | 0 | 0 | 0 | 50 | 80 | 130 | 5 | 2 | 5 | 2 | 3 | 1 | 3 | 1 | 1 | 2 | 1 | 1 | 1 | 1 | 1 | 1 | 1 | 1 | 1 | 1 | 2 | 1 | 1 | 3- | 1 | 1 | no concern
PG&E FRESNO | Las Aguilas | 230 | Solar | 0 | 0 | 0 | 0 | 0 | 0 | 0 | 0 | 0 | 0 | 0 | 5 | 2 | 5 | 2 |  | 1 | 1 | 1 | 1 | 1 | 2 | 5 | 3 | 1 | 1 | 3 | 3 | 1 | 2 | 2 | 4 | 2 | 2 | 1 | 1 | 0
EOP | Lathrop | 138 | Solar | 0 | 0 | 0 | 0 | 0 | 0 | 0 | 0 | 0 | 0 | 0 | 5 | 2 | 4 | 2 |  | 3 | 1 | 1 | N/A | N/A | 2 | N/A | N/A | N/A | N/A | N/A | N/A | N/A | 2 | 2 | 4 | 1 | 3 | 1+ | 1 | 1
EOP | Lathrop | 230 | Solar | 0 | 0 | 300 | 470 | 770 | 0 | 0 | 0 | 300 | 470 | 770 | 5 | 2 | 4 | 2 |  | 3 | 1 | 1 | N/A | N/A | 2 | N/A | N/A | N/A | N/A | N/A | N/A | N/A | 2 | 2 | 4 | 1 | 3 | 3- | 1 | 1 | no concern
PG&E FRESNO | Le Grand | 115 | Solar | 0 | 0 | 0 | 0 | 0 | 0 | 0 | 0 | 0 | 0 | 0 | 5 | 2 | 5 | 2 | 3 | 1 | 1 | 1 | 1 | 1 | 1 | 2 | 1 | 1 | 1 | 2 | 1 | 1 | 1 | 1 | 3 | 2 | 1 | 2+ | 5 | 1
PG&E FRESNO | Lemoore | 70 | Solar | 0 | 0 | 45 | 0 | 45 | 0 | 0 | 0 | 45 | 0 | 45 | 5 | 2 | 1 | 1 |  | 1 | 4 | 1 | 1 | 1 | 1 | 1 | 1 | 1 | 1 | 1 | 1 | 1 | 1 | 1 | 3 | 2 | 2 | 5- | 1 | 1 | solar: CI only flag, consistent with solar build in the portfolio
PG&E KERN | Lerdo | 115 | Solar | 0 | 0 | 0 | 0 | 0 | 0 | 0 | 0 | 0 | 0 | 0 | 5 | 2 | 5 | 2 |  | 1 | 1 | 1 | 1 | 2 | 1 | 2 | 1 | 1 | 1 | 1 | 1 | 1 | 1 | 1 | 4 | 1 | 1 | 4+ | 1 | 1
SCE Metro | Lewis | 230 | Solar | 0 | 0 | 0 | 0 | 0 | 0 | 0 | 0 | 0 | 0 | 0 | 1 | 1 | 1 | 1 |  | 1 | 1 | 1 | 1 | 1 | 2 | 2 | 1 | 1 | 1 | 1 | 1 | 1 | 1 | 1 | 3 | 1 | 2 | 1 | 1 | 0
SCE Metro | Lighthipe | 230 | Solar | 0 | 0 | 0 | 0 | 0 | 0 | 0 | 0 | 0 | 0 | 0 | 1 | 1 | 1 | 1 |  | 1 | 1 | 1 | 1 | 1 | 2 | 1 | 1 | 1 | 1 | 1 | 1 | 1 | 1 | 1 | 2 | 1 | 1 | 4+ | 1 | 1
SDGE | Lilac | 69 | Solar | 0 | 0 | 0 | 0 | 0 | 0 | 0 | 0 | 0 | 0 | 0 | 1 | 1 | 1 | 1 |  | 1 | 1 | 1 | 1 | 1 | 2 | 5 | 1 | 1 | 1 | 2 | 1 | 1 | 2 | 1 | 3 | 1 | 3 | 1 | 1 | 0
PG&E NGBA | Lincoln | 115 | Solar | 0 | 0 | 0 | 0 | 0 | 0 | 0 | 0 | 0 | 0 | 0 | 5 | 2 | 1 | 1 |  | 1 | 1 | 1 | 1 | 1 | 2 | 3 | 2 | 1 | 1 | 2 | 1 | 1 | 2 | 1 | 3 | 2 | 3 | 1 | 1 | 0
PG&E KERN | Live Oak | 115 | Solar | 0 | 0 | 100 | 110 | 210 | 0 | 0 | 0 | 100 | 110 | 210 | 5 | 2 | 5 | 2 |  | 1 | 4 | 1 | 2 | 1 | 1 | 1 | 1 | 1 | 1 | 1 | 1 | 1 | 1 | 1 | 1 | 1 | 1 | 5- | 1 | 1 | solar: CI only flag, consistent with solar build in the portfolio
PG&E GBA | Llagas | 115 | Solar | 0 | 0 | 0 | 0 | 0 | 0 | 0 | 0 | 0 | 0 | 0 | 1 | 1 | 1 | 1 |  | 1 | 1 | 1 | 1 | 1 | 2 | 3 | 2 | 1 | 1 | 2 | 1 | 1 | 2 | 1 | 2 | 2 | 1 | 1+ | 1 | 1
PG&E GBA | Lockeford | 115 | Solar | 0 | 0 | 0 | 0 | 0 | 0 | 0 | 0 | 0 | 0 | 0 | 1 | 1 | 1 | 1 |  | 1 | 1 | 1 | 1 | 1 | 1 | 1 | 1 | 1 | 1 | 1 | 1 | 1 | 1 | 1 | 4 | 2 | 2 | 1+ | 1 | 1
PG&E GBA | Lockeford | 230 | Solar | 0 | 0 | 0 | 0 | 0 | 0 | 0 | 0 | 0 | 0 | 0 | 5 | 2 | 1 | 1 |  | 1 | 1 | 1 | 1 | 1 | 1 | 1 | 1 | 1 | 1 | 1 | 1 | 1 | 1 | 1 | 4 | 2 | 2 | 1+ | 1 | 1
PG&E GBA | Lockeford | 60 | Solar | 0 | 0 | 0 | 0 | 0 | 0 | 0 | 0 | 0 | 0 | 0 | 5 | 2 | 1 | 1 |  | 1 | 1 | 1 | 1 | 1 | 1 | 1 | 1 | 1 | 1 | 1 | 1 | 1 | 1 | 1 | 4 | 2 | 2 | 1 | 1 | 0
PG&E GBA | Lodi | 230 | Solar | 0 | 0 | 0 | 0 | 0 | 0 | 0 | 0 | 0 | 0 | 0 | 5 | 2 | 1 | 1 |  | 1 | 1 | 1 | 1 | 2 | 1 | 1 | 1 | 1 | 1 | 1 | 1 | 1 | 1 | 1 | 1 | 2 | 1 | 1 | 1 | 0
PG&E NGBA | Logan Creek | 230 | Solar | 0 | 0 | 0 | 0 | 0 | 0 | 0 | 0 | 0 | 0 | 0 | 5 | 2 | 1 | 1 |  | 1 | 1 | 1 | 1 | 1 | 2 | 2 | 1 | 1 | 1 | 1 | 1 | 1 | 2 | 2 | 4 | 1 | 2 | 1+ | 1 | 1
PG&E GBA | Lone Tree | 230 | Solar | 0 | 0 | 0 | 0 | 0 | 0 | 0 | 0 | 0 | 0 | 0 | 5 | 2 | 1 | 1 |  | 1 | 1 | 1 | 1 | 1 | 2 | 3 | 1 | 2 | 2 | 2 | 1 | 1 | 2 | 1 | 3 | 1 | 2 | 1 | 1 | 0
PG&E FRESNO | Los Banos | 230 | Solar | 0 | 0 | 270 | 250 | 520 | 0 | 0 | 0 | 270 | 250 | 520 | 5 | 2 | 5 | 2 | 3 | 4 | 2 | 3 | 1 | 3 | 1 | 3 | 2 | 1 | 1 | 3 | 1 | 1 | 1 | 1 | 4 | 2 | 1 | 1 | 1 | 1 | no concern
PG&E FRESNO | Los Banos | 500 | Solar | 0 | 0 | 760 | 500 | 1260 | 0 | 0 | 0 | 760 | 500 | 1260 | 1 | 1 | 1 | 1 | 2 | 1 | 1 | 3 | 1 | 3 | 1 | 3 | 2 | 1 | 1 | 3 | 1 | 1 | 1 | 1 | 4 | 2 | 1 | 1+ | 1 | 1 | no concern
SDGE | Los Coches | 138 | Solar | 0 | 0 | 0 | 0 | 0 | 0 | 0 | 0 | 0 | 0 | 0 | 1 | 1 | 1 | 1 |  | 1 | 1 | 1 | 1 | 1 | 2 | 5 | 2 | 1 | 2 | 3 | 1 | 1 | 2 | 2 | 4 | 2 | 3 | 1 | 1 | 0
SDGE | Los Coches | 69 | Solar | 0 | 0 | 0 | 0 | 0 | 0 | 0 | 0 | 0 | 0 | 0 | 1 | 1 | 1 | 1 |  | 1 | 1 | 1 | 1 | 1 | 2 | 5 | 2 | 1 | 2 | 3 | 1 | 1 | 2 | 2 | 4 | 2 | 3 | 1 | 1 | 0
PG&E GBA | Los Esteros | 115 | Solar | 0 | 0 | 0 | 0 | 0 | 0 | 0 | 0 | 0 | 0 | 0 | 1 | 1 | 1 | 1 | 4 | 1 | 1 | 1 | 1 | 1 | 2 | 5 | 1 | 1 | 1 | 2 | 2 | 1 | 2 | 1 | 1 | 2 | 1 | 1+ | 1 | 1
PG&E GBA | Los Esteros | 230 | Solar | 0 | 0 | 0 | 0 | 0 | 0 | 0 | 0 | 0 | 0 | 0 | 1 | 1 | 1 | 1 |  | 1 | 1 | 1 | 1 | 1 | 2 | 5 | 1 | 1 | 1 | 2 | 2 | 1 | 2 | 1 | 1 | 2 | 1 | 1 | 1 | 0
PG&E GBA | Los Positas | 230 | Solar | 0 | 0 | 0 | 0 | 0 | 0 | 0 | 0 | 0 | 0 | 0 | 5 | 2 | 1 | 1 | 3 | 1 | 1 | 1 | 1 | 1 | 2 | 5 | 2 | 2 | 3 | 3 | 1 | 1 | 2 | 1 | 3 | 1 | 3 | 4+ | 1 | 1
PG&E GBA | Los Positas | 60 | Solar | 0 | 0 | 0 | 0 | 0 | 0 | 0 | 0 | 0 | 0 | 0 | 5 | 2 | 1 | 1 | 3 | 1 | 1 | 1 | 1 | 1 | 2 | 5 | 2 | 2 | 3 | 3 | 1 | 1 | 2 | 1 | 3 | 1 | 3 | 1 | 1 | 0
SDGE | Loveland | 69 | Solar | 0 | 0 | 0 | 0 | 0 | 0 | 0 | 0 | 0 | 0 | 0 | 1 | 1 | 1 | 1 |  | 1 | 1 | 1 | 1 | 1 | 2 | 5 | 1 | 1 | 2 | 3 | 1 | 1 | 2 | 1 | 3 | 1 | 3 | 1 | 1 | 0
SCE NOL | Lugo | 230 | Solar | 0 | 0 | 300 | 0 | 300 | 0 | 0 | 0 | 300 | 0 | 300 | 1 | 1 | 1 | 1 |  | 1 | 1 | 2 | 2 | 1 | 2 | 3 | 1 | 3 | 2 | 3 | 1 | 1 | 2 | 1 | 4 | 1 | 2 | 5- | 1 | 1 | solar: CI only flag, consistent with solar build in the portfolio
SCE Metro | Lugo | 500 | Solar | 0 | 0 | 0 | 0 | 0 | 0 | 0 | 0 | 0 | 0 | 0 | 1 | 1 | 1 | 1 | 5 | 3 | 1 | 2 | 2 | 1 | 2 | 3 | 1 | 3 | 2 | 3 | 1 | 1 | 2 | 1 | 4 | 1 | 2 | 1 | 1 | 0
PG&E FRESNO | Madera | 70 | Solar | 0 | 0 | 0 | 0 | 0 | 0 | 0 | 0 | 0 | 0 | 0 | 5 | 2 | 1 | 1 |  | 1 | 1 | 1 | 1 | 2 | 1 | 2 | 1 | 1 | 1 | 1 | 1 | 1 | 1 | 1 | 4 | 2 | 1 | 1 | 1 | 0
PG&E NGBA | Madison | 115 | Solar | 0 | 0 | 0 | 13 | 13 | 0 | 13 | 13 | 0 | 0 | 0 | 5 | 2 | 1 | 1 |  | 3 | 1 | 1 | 1 | 2 | 2 | 1 | 3 | 1 | 1 | 3 | 1 | 1 | 2 | 1 | 4 | 2 | 3 | 1 | 1 | 1 | Flags are due to in-development resources
PG&E KERN | Magunden | 115 | Solar | 0 | 0 | 105 | 115 | 220 | 0 | 0 | 0 | 105 | 115 | 220 | 5 | 2 | 5 | 2 |  | 1 | 4 | 2 | 2 | 1 | 1 | 2 | 1 | 1 | 1 | 2 | 1 | 1 | 1 | 1 | 2 | 1 | 1 | 5- | 1 | 1 | solar: CI only flag, consistent with solar build in the portfolio
SCE Northern | Magunden | 230 | Solar | 0 | 0 | 0 | 0 | 0 | 0 | 0 | 0 | 0 | 0 | 0 | 1 | 1 | 1 | 1 |  | 1 | 1 | 2 | 2 | 1 | 1 | 2 | 1 | 1 | 1 | 2 | 1 | 1 | 1 | 1 | 2 | 1 | 1 | 4+ | 1 | 1
PG&E FRESNO | Malaga | 115 | Solar | 0 | 0 | 0 | 0 | 0 | 0 | 0 | 0 | 0 | 0 | 0 | 5 | 2 | 5 | 2 |  | 1 | 1 | 1 | 1 | 2 | 1 | 1 | 1 | 1 | 1 | 1 | 1 | 1 | 1 | 1 | 1 | 2 | 1 | 4+ | 1 | 1
PG&E NGBA | Malin | 500 | Solar | 0 | 0 | 0 | 0 | 0 | 0 | 0 | 0 | 0 | 0 | 0 | 5 | 2 | 1 | 1 |  | 1 | 1 | 1 | 1 | 1 | 2 | 1 | 2 | 1 | 1 | 2 | 1 | 1 | 2 | 2 | 4 | 2 | 3 | 1 | 1 | 0
SCE Northern | Mandalay | 230 | Solar | 0 | 0 | 0 | 0 | 0 | 0 | 0 | 0 | 0 | 0 | 0 | 5 | 2 | 4 | 2 |  | 1 | 1 | 1 | 1 | 1 | 1 | 1 | 1 | 1 | 1 | 1 | 1 | 1 | 2 | 1 | 2 | 1 | 1 | 1 | 1 | 0
PG&E FRESNO | Manning | 230 | Solar | 0 | 0 | 0 | 0 | 0 | 0 | 0 | 0 | 0 | 0 | 0 | 5 | 2 | 1 | 1 | 1 | 1 | 1 | 1 | 1 | 3 | 1 | 2 | 1 | 1 | 1 | 1 | 1 | 1 | 1 | 1 | 2 | 2 | 1 | 1+ | 1 | 1
PG&E FRESNO | Manning | 500 | Solar | 0 | 0 | 585 | 500 | 1085 | 0 | 0 | 0 | 585 | 500 | 1085 | 1 | 1 | 1 | 1 | 2 | 1 | 1 | 1 | 1 | 3 | 1 | 2 | 1 | 1 | 1 | 1 | 1 | 1 | 1 | 1 | 2 | 2 | 1 | 3- | 1 | 1 | no concern
PG&E GBA | Manteca | 115 | Solar | 0 | 0 | 0 | 0 | 0 | 0 | 0 | 0 | 0 | 0 | 0 | 5 | 2 | 5 | 2 |  | 1 | 1 | 1 | 1 | 2 | 1 | 1 | 1 | 1 | 1 | 1 | 1 | 1 | 1 | 1 | 2 | 2 | 2 | 1+ | 1 | 1
SDGE | Margarita | 138 | Solar | 0 | 0 | 90 | 0 | 90 | 0 | 0 | 0 | 90 | 0 | 90 | 1 | 1 | 1 | 1 |  | 1 | 2 | 2 | 2 | 1 | 2 | 5 | 1 | 2 | 2 | 3 | 2 | 1 | 1 | 1 | 2 | 1 | 3 | 5- | 1 | 1 | solar: CI only flag, consistent with solar build in the portfolio
PG&E GBA | Martin | 230 | Solar | 0 | 0 | 0 | 0 | 0 | 0 | 0 | 0 | 0 | 0 | 0 | 5 | 2 | 1 | 1 | 3 | 1 | 1 | 1 | 1 | 1 | 2 | 1 | 1 | 1 | 1 | 1 | 1 | 1 | 2 | 1 | 3 | 1 | 2 | 1 | 1 | 0
PG&E GBA | Martin | 115 | Solar | 0 | 0 | 0 | 0 | 0 | 0 | 0 | 0 | 0 | 0 | 0 | 1 | 1 | 1 | 1 | 4 | 1 | 3 | 1 | 1 | 1 | 2 | 1 | 1 | 1 | 1 | 1 | 1 | 1 | 2 | 1 | 3 | 1 | 2 | 1 | 1 | 0
PG&E GBA | Martinez | 115 | Solar | 0 | 0 | 0 | 0 | 0 | 0 | 0 | 0 | 0 | 0 | 0 | 5 | 2 | 1 | 1 |  | 1 | 1 | 1 | 1 | 1 | 2 | 2 | 1 | 1 | 2 | 3 | 1 | 1 | 2 | 1 | 1 | 1 | 1 | 1 | 1 | 0
PG&E FRESNO | Mc Mullin | 230 | Solar | 0 | 0 | 0 | 0 | 0 | 0 | 0 | 0 | 0 | 0 | 0 | 5 | 2 | 5 | 2 |  | 1 | 1 | 1 | 1 | 1 | 1 | 1 | 1 | 1 | 1 | 1 | 1 | 1 | 1 | 1 | 3 | 2 | 1 | 1 | 1 | 0
PG&E FRESNO | McCall | 115 | Solar | 0 | 0 | 0 | 0 | 0 | 0 | 0 | 0 | 0 | 0 | 0 | 5 | 2 | 5 | 2 |  | 1 | 1 | 1 | 1 | 2 | 1 | 1 | 1 | 1 | 1 | 1 | 1 | 1 | 1 | 1 | 3 | 2 | 1 | 1 | 1 | 0
PG&E FRESNO | McCall | 230 | Solar | 0 | 0 | 0 | 0 | 0 | 0 | 0 | 0 | 0 | 0 | 0 | 5 | 2 | 5 | 2 |  | 1 | 1 | 1 | 1 | 2 | 1 | 1 | 1 | 1 | 1 | 1 | 1 | 1 | 1 | 1 | 3 | 2 | 1 | 4+ | 1 | 1
PG&E GBA | Meadow Lane | 115 | Solar | 0 | 0 | 0 | 0 | 0 | 0 | 0 | 0 | 0 | 0 | 0 | 5 | 2 | 1 | 1 |  | 1 | 1 | 1 | 1 | 1 | 2 | 3 | 1 | 2 | 2 | 3 | 1 | 1 | 2 | 1 | 2 | 1 | 1 | 1 | 1 | 0
PG&E GBA | Melones | 115 | Solar | 0 | 0 | 0 | 0 | 0 | 0 | 0 | 0 | 0 | 0 | 0 | 1 | 1 | 1 | 1 |  | 1 | 1 | 1 | 1 | 1 | 2 | 5 | 2 | 1 | 2 | 3 | 2 | 1 | 2 | 1 | 4 | 1 | 3 | 1 | 1 | 0
PG&E GBA | Melones | 230 | Solar | 0 | 0 | 0 | 0 | 0 | 0 | 0 | 0 | 0 | 0 | 0 | 1 | 1 | 1 | 1 |  | 1 | 1 | 1 | 1 | 1 | 2 | 5 | 2 | 1 | 2 | 3 | 2 | 1 | 2 | 1 | 4 | 1 | 3 | 1 | 1 | 0
SDGE | Melrose | 69 | Solar | 0 | 0 | 0 | 0 | 0 | 0 | 0 | 0 | 0 | 0 | 0 | 1 | 1 | 1 | 1 |  | 1 | 1 | 1 | 1 | 1 | 2 | 2 | 3 | 1 | 2 | 3 | 1 | 1 | 2 | 1 | 3 | 1 | 3 | 1 | 1 | 0
PG&E NGBA | Mendocino | 115 | Solar | 0 | 0 | 0 | 0 | 0 | 0 | 0 | 0 | 0 | 0 | 0 | 5 | 2 | 1 | 1 |  | 1 | 1 | 1 | 1 | 1 | 2 | 3 | 1 | 1 | 1 | 2 | 1 | 1 | 2 | 2 | 4 | 2 | 3 | 1 | 1 | 0
PG&E NGBA | Mendocino | 60 | Solar | 0 | 0 | 0 | 0 | 0 | 0 | 0 | 0 | 0 | 0 | 0 | 5 | 2 | 1 | 1 |  | 1 | 1 | 1 | 1 | 1 | 2 | 3 | 1 | 1 | 1 | 2 | 1 | 1 | 2 | 2 | 4 | 2 | 3 | 1 | 1 | 0
PG&E FRESNO | Mendota | 115 | Solar | 0 | 0 | 0 | 0 | 0 | 0 | 0 | 0 | 0 | 0 | 0 | 5 | 2 | 5 | 2 | 1 | 1 | 1 | 1 | 1 | 1 | 1 | 1 | 1 | 1 | 1 | 1 | 1 | 1 | 1 | 1 | 3 | 2 | 1 | 1 | 1 | 0
PG&E GBA | Menlo | 60 | Solar | 0 | 0 | 0 | 0 | 0 | 0 | 0 | 0 | 0 | 0 | 0 | 5 | 2 | 1 | 1 |  | 1 | 1 | 1 | 1 | 1 | 2 | 1 | 3 | 2 | 3 | 5 | 1 | 1 | 2 | 1 | 3 | 1 | 2 | 1 | 1 | 0
PG&E FRESNO | Merced | 115 | Solar | 0 | 0 | 0 | 0 | 0 | 0 | 0 | 0 | 0 | 0 | 0 | 5 | 2 | 5 | 2 |  | 1 | 1 | 1 | 1 | 1 | 1 | 1 | 2 | 1 | 1 | 3 | 1 | 1 | 1 | 1 | 4 | 2 | 1 | 4+ | 1 | 1
EOP | Mercury | 138 | Solar | 0 | 0 | 0 | 0 | 0 | 0 | 0 | 0 | 0 | 0 | 0 | 5 | 2 | 4 | 2 |  | 1 | 1 | 1 | 1 | 1 | 2 | 1 | 1 | 1 | 1 | 1 | 1 | 1 | 2 | 2 | 4 | 1 | 3 | 1 | 1 | 0
PG&E FRESNO | Mercy Springs | 70 | Solar | 0 | 0 | 0 | 75 | 75 | 0 | 75 | 75 | 0 | 0 | 0 | 5 | 2 | 5 | 2 |  | 1 | 5 | 1 | 1 | 1 | 1 | 2 | 2 | 1 | 1 | 2 | 1 | 1 | 1 | 1 | 4 | 2 | 1 | 1 | 1 | 1 | Flags are due to in-development resources
PG&E NGBA | Meridian | 60 | Solar | 0 | 0 | 0 | 0 | 0 | 0 | 0 | 0 | 0 | 0 | 0 | 5 | 2 | 1 | 1 |  | 1 | 1 | 1 | 1 | 2 | 2 | 1 | 1 | 1 | 2 | 3 | 1 | 1 | 2 | 2 | 4 | 1 | 3 | 1 | 1 | 0
PG&E KERN | Mesa (PGE) | 115 | Solar | 0 | 0 | 0 | 0 | 0 | 0 | 0 | 0 | 0 | 0 | 0 | 5 | 2 | 1 | 1 |  | 1 | 1 | 1 | 1 | 1 | 2 | 2 | 1 | 1 | 1 | 1 | 1 | 1 | 2 | 2 | 3 | 2 | 2 | 1 | 1 | 0
PG&E KERN | Mesa (PGE) | 230 | Solar | 0 | 0 | 0 | 0 | 0 | 0 | 0 | 0 | 0 | 0 | 0 | 5 | 2 | 5 | 2 |  | 1 | 1 | 1 | 1 | 1 | 2 | 2 | 1 | 1 | 1 | 1 | 1 | 1 | 2 | 2 | 3 | 2 | 2 | 1 | 1 | 0
SCE Metro | Mesa (SCE) | 230 | Solar | 0 | 0 | 0 | 0 | 0 | 0 | 0 | 0 | 0 | 0 | 0 | 1 | 1 | 1 | 1 |  | 1 | 1 | 1 | 1 | 1 | 2 | 1 | 1 | 1 | 1 | 1 | 1 | 1 | 1 | 1 | 3 | 1 | 2 | 1 | 1 | 0
SCE Metro | Mesa (SCE) | 500 | Solar | 0 | 0 | 0 | 0 | 0 | 0 | 0 | 0 | 0 | 0 | 0 | 1 | 1 | 1 | 1 |  | 1 | 1 | 1 | 1 | 1 | 2 | 1 | 1 | 1 | 1 | 1 | 1 | 1 | 1 | 1 | 3 | 1 | 2 | 1 | 1 | 0
SDGE | Mesa Heights | 69 | Solar | 0 | 0 | 0 | 0 | 0 | 0 | 0 | 0 | 0 | 0 | 0 | 1 | 1 | 1 | 1 |  | 1 | 1 | 1 | 1 | 1 | 2 | 1 | 1 | 1 | 2 | 3 | 1 | 1 | 2 | 1 | 2 | 1 | 3 | 1 | 1 | 0
PG&E GBA | Metcalf | 115 | Solar | 0 | 0 | 0 | 0 | 0 | 0 | 0 | 0 | 0 | 0 | 0 | 1 | 1 | 1 | 1 | 4 | 1 | 1 | 1 | 1 | 1 | 2 | 5 | 3 | 1 | 1 | 3 | 2 | 1 | 2 | 1 | 1 | 2 | 3 | 1 | 1 | 0
PG&E GBA | Metcalf | 230 | Solar | 0 | 0 | 0 | 0 | 0 | 0 | 0 | 0 | 0 | 0 | 0 | 1 | 1 | 1 | 1 | 4 | 1 | 1 | 1 | 1 | 1 | 2 | 5 | 3 | 1 | 1 | 3 | 2 | 1 | 2 | 1 | 1 | 2 | 3 | 1 | 1 | 0
PG&E GBA | Metcalf | 500 | Solar | 0 | 0 | 0 | 0 | 0 | 0 | 0 | 0 | 0 | 0 | 0 | 1 | 1 | 1 | 1 | 5 | 1 | 1 | 1 | 1 | 1 | 2 | 5 | 3 | 1 | 1 | 3 | 2 | 1 | 2 | 1 | 1 | 2 | 3 | 1 | 1 | 0
PG&E KERN | Midway | 115 | Solar | 0 | 0 | 205 | 0 | 205 | 0 | 0 | 0 | 205 | 0 | 205 | 5 | 2 | 5 | 2 | 4 | 3 | 4 | 2 | 2 | 3 | 1 | 1 | 1 | 1 | 2 | 2 | 1 | 1 | 1 | 1 | 3 | 1 | 1 | 4+ | 4 | 1 | no concern
PG&E KERN | Midway | 230 | Solar | 0 | 0 | 150 | 0 | 150 | 0 | 0 | 0 | 150 | 0 | 150 | 5 | 2 | 5 | 2 | 4 | 1 | 2 | 2 | 2 | 3 | 1 | 1 | 1 | 1 | 2 | 2 | 1 | 1 | 1 | 1 | 3 | 1 | 1 | 3- | 1 | 1 | no concern
PG&E KERN | Midway | 500 | Solar | 0 | 0 | 750 | 450 | 1200 | 0 | 0 | 0 | 750 | 450 | 1200 | 5 | 2 | 4 | 2 | 5 | 1 | 1 | 2 | 2 | 3 | 1 | 1 | 1 | 1 | 2 | 2 | 1 | 1 | 1 | 1 | 3 | 1 | 1 | 1 | 1 | 1 | no concern
SDGE | Miguel | 230 | Solar | 0 | 0 | 0 | 0 | 0 | 0 | 0 | 0 | 0 | 0 | 0 | 1 | 1 | 1 | 1 |  | 1 | 1 | 1 | 1 | 1 | 2 | 3 | 1 | 3 | 4 | 5 | 1 | 1 | 2 | 1 | 3 | 1 | 2 | 1 | 1 | 0
SDGE | Miguel | 500 | Solar | 0 | 0 | 0 | 0 | 0 | 0 | 0 | 0 | 0 | 0 | 0 | 1 | 1 | 1 | 1 |  | 1 | 1 | 1 | 1 | 1 | 2 | 3 | 1 | 3 | 4 | 5 | 1 | 1 | 2 | 1 | 3 | 1 | 2 | 1 | 1 | 0
SDGE | Miguel | 69 | Solar | 0 | 0 | 0 | 0 | 0 | 0 | 0 | 0 | 0 | 0 | 0 | 1 | 1 | 1 | 1 |  | 1 | 1 | 1 | 1 | 1 | 2 | 3 | 1 | 3 | 4 | 5 | 1 | 1 | 2 | 1 | 3 | 1 | 2 | 1 | 1 | 0
PG&E GBA | Millbrae | 115 | Solar | 0 | 0 | 0 | 0 | 0 | 0 | 0 | 0 | 0 | 0 | 0 | 1 | 1 | 1 | 1 |  | 1 | 1 | 1 | 1 | 1 | 2 | 1 | 1 | 2 | 3 | 4 | 1 | 1 | 2 | 1 | 3 | 1 | 2 | 4+ | 1 | 1
PG&E GBA | Miller | 115 | Solar | 0 | 0 | 0 | 0 | 0 | 0 | 0 | 0 | 0 | 0 | 0 | 1 | 1 | 1 | 1 |  | 1 | 1 | 1 | 1 | 1 | 1 | 3 | 1 | 1 | 1 | 1 | 1 | 1 | 1 | 1 | 4 | 2 | 1 | 1 | 1 | 0
SCE Metro | Mira Loma | 230 | Solar | 0 | 0 | 0 | 0 | 0 | 0 | 0 | 0 | 0 | 0 | 0 | 1 | 1 | 1 | 1 | 5 | 1 | 1 | 1 | 1 | 1 | 2 | 2 | 1 | 1 | 1 | 1 | 1 | 1 | 1 | 1 | 1 | 1 | 1 | 1+ | 1 | 1
SCE Metro | Mira Loma | 500 | Solar | 0 | 0 | 0 | 0 | 0 | 0 | 0 | 0 | 0 | 0 | 0 | 1 | 1 | 1 | 1 | 5 | 1 | 1 | 1 | 1 | 1 | 2 | 2 | 1 | 1 | 1 | 1 | 1 | 1 | 1 | 1 | 1 | 1 | 1 | 2+ | 1 | 1
SCE Eastern | Mirage | 115 | Solar | 0 | 0 | 0 | 0 | 0 | 0 | 0 | 0 | 0 | 0 | 0 | 5 | 2 | 1 | 1 |  | 1 | 1 | 1 | 1 | 1 | 2 | 1 | 1 | 1 | 1 | 1 | 1 | 1 | 2 | 1 | 3 | 1 | 3 | 1 | 1 | 0
SCE Eastern | Mirage | 230 | Solar | 0 | 0 | 0 | 0 | 0 | 0 | 0 | 0 | 0 | 0 | 0 | 5 | 2 | 1 | 1 |  | 1 | 1 | 1 | 1 | 1 | 2 | 1 | 1 | 1 | 1 | 1 | 1 | 1 | 2 | 1 | 3 | 1 | 3 | 1 | 1 | 0
SDGE | Mission | 138 | Solar | 0 | 0 | 0 | 0 | 0 | 0 | 0 | 0 | 0 | 0 | 0 | 1 | 1 | 1 | 1 |  | 1 | 1 | 1 | 1 | 1 | 2 | 1 | 1 | 1 | 2 | 3 | 1 | 1 | 2 | 1 | 2 | 1 | 2 | 1 | 1 | 0
SDGE | Mission | 230 | Solar | 0 | 0 | 0 | 0 | 0 | 0 | 0 | 0 | 0 | 0 | 0 | 1 | 1 | 1 | 1 |  | 1 | 1 | 1 | 1 | 1 | 2 | 1 | 1 | 1 | 2 | 3 | 1 | 1 | 2 | 1 | 2 | 1 | 2 | 1 | 1 | 0
SDGE | Mission | 69 | Solar | 0 | 0 | 0 | 0 | 0 | 0 | 0 | 0 | 0 | 0 | 0 | 1 | 1 | 1 | 1 |  | 1 | 1 | 1 | 1 | 1 | 2 | 1 | 1 | 1 | 2 | 3 | 1 | 1 | 2 | 1 | 2 | 1 | 2 | 1 | 1 | 0
PG&E GBA | Mi-Wuk | 115 | Solar | 0 | 0 | 0 | 0 | 0 | 0 | 0 | 0 | 0 | 0 | 0 | 1 | 1 | 1 | 1 |  | 1 | 1 | 1 | 1 | 1 | 2 | 5 | 1 | 1 | 2 | 2 | 1 | 1 | 2 | 1 | 4 | 1 | 3 | 1 | 1 | 0
EOP | Mohave | 500 | Solar | 0 | 0 | 665 | 587 | 1252 | 0 | 0 | 0 | 665 | 587 | 1252 | 5 | 2 | 4 | 2 | 5 | 3 | 1 | 2 | N/A | N/A | 2 | N/A | N/A | N/A | N/A | N/A | N/A | N/A | 2 | 2 | 3 | 1 | 3 | 5- | 1 | 1 | solar: CI only flag, consistent with solar build in the portfolio
PG&E NGBA | Monroe | 115 | Solar | 0 | 0 | 0 | 0 | 0 | 0 | 0 | 0 | 0 | 0 | 0 | 5 | 2 | 1 | 1 |  | 1 | 1 | 1 | 1 | 1 | 2 | 1 | 1 | 2 | 3 | 3 | 1 | 1 | 2 | 1 | 3 | 2 | 2 | 1 | 1 | 0
SDGE | Monserate | 69 | Solar | 0 | 0 | 0 | 0 | 0 | 0 | 0 | 0 | 0 | 0 | 0 | 1 | 1 | 1 | 1 |  | 1 | 1 | 1 | 1 | 1 | 2 | 4 | 3 | 1 | 1 | 3 | 1 | 1 | 2 | 1 | 3 | 1 | 3 | 1 | 1 | 0
PG&E GBA | Monta Vista | 115 | Solar | 0 | 0 | 0 | 0 | 0 | 0 | 0 | 0 | 0 | 0 | 0 | 1 | 1 | 1 | 1 |  | 1 | 1 | 1 | 1 | 1 | 2 | 1 | 3 | 1 | 2 | 4 | 1 | 1 | 2 | 1 | 3 | 2 | 3 | 1 | 1 | 0
PG&E GBA | Monta Vista | 230 | Solar | 0 | 0 | 0 | 0 | 0 | 0 | 0 | 0 | 0 | 0 | 0 | 1 | 1 | 1 | 1 |  | 1 | 1 | 1 | 1 | 1 | 2 | 1 | 3 | 1 | 2 | 4 | 1 | 1 | 2 | 1 | 3 | 2 | 3 | 1 | 1 | 0
PG&E GBA | Monta Vista | 60 | Solar | 0 | 0 | 0 | 0 | 0 | 0 | 0 | 0 | 0 | 0 | 0 | 1 | 1 | 1 | 1 |  | 1 | 1 | 1 | 1 | 1 | 2 | 1 | 3 | 1 | 2 | 4 | 1 | 1 | 2 | 1 | 3 | 2 | 3 | 1 | 1 | 0
PG&E NGBA | Monticello | 115 | Solar | 0 | 0 | 0 | 0 | 0 | 0 | 0 | 0 | 0 | 0 | 0 | 5 | 2 | 1 | 1 |  | 1 | 1 | 1 | 1 | 1 | 2 | 3 | 3 | 1 | 1 | 3 | 2 | 1 | 2 | 1 | 4 | 2 | 3 | 1 | 1 | 0
SCE Northern | Moorpark | 230 | Solar | 0 | 0 | 0 | 0 | 0 | 0 | 0 | 0 | 0 | 0 | 0 | 5 | 2 | 4 | 2 | 4 | 1 | 1 | 1 | 1 | 1 | 1 | 2 | 1 | 1 | 1 | 1 | 1 | 1 | 2 | 1 | 4 | 1 | 3 | 1 | 1 | 0
SCE Northern | Moorpark | 66 | Solar | 0 | 0 | 0 | 0 | 0 | 0 | 0 | 0 | 0 | 0 | 0 | 5 | 2 | 4 | 2 |  | 1 | 1 | 1 | 1 | 1 | 1 | 2 | 1 | 1 | 1 | 1 | 1 | 1 | 2 | 1 | 4 | 1 | 3 | 1 | 1 | 0
PG&E GBA | Moraga | 115 | Solar | 0 | 0 | 0 | 0 | 0 | 0 | 0 | 0 | 0 | 0 | 0 | 5 | 2 | 1 | 1 |  | 1 | 1 | 1 | 1 | 1 | 2 | 3 | 2 | 2 | 3 | 4 | 1 | 1 | 2 | 1 | 3 | 1 | 3 | 1 | 1 | 0
PG&E GBA | Moraga | 230 | Solar | 0 | 0 | 0 | 0 | 0 | 0 | 0 | 0 | 0 | 0 | 0 | 5 | 2 | 1 | 1 |  | 1 | 1 | 1 | 1 | 1 | 2 | 3 | 2 | 2 | 3 | 4 | 1 | 1 | 2 | 1 | 3 | 1 | 3 | 1 | 1 | 0
PG&E GBA | Morgan Hill | 115 | Solar | 0 | 0 | 0 | 0 | 0 | 0 | 0 | 0 | 0 | 0 | 0 | 1 | 1 | 1 | 1 |  | 1 | 1 | 1 | 1 | 1 | 2 | 5 | 3 | 1 | 1 | 3 | 1 | 1 | 2 | 1 | 3 | 2 | 2 | 1 | 1 | 0
PG&E KERN | Morro Bay | 115 | Solar | 0 | 0 | 0 | 0 | 0 | 0 | 0 | 0 | 0 | 0 | 0 | 5 | 2 | 1 | 1 |  | 1 | 1 | 2 | 1 | 5 | 2 | 5 | 1 | 1 | 1 | 2 | 2 | 1 | 2 | 2 | 2 | 2 | 3 | 1 | 1 | 0
PG&E KERN | Morro Bay | 230 | Solar | 0 | 0 | 0 | 0 | 0 | 0 | 0 | 0 | 0 | 0 | 0 | 5 | 2 | 5 | 2 |  | 1 | 1 | 2 | 1 | 5 | 2 | 5 | 1 | 1 | 1 | 2 | 2 | 1 | 2 | 2 | 2 | 2 | 3 | 1 | 1 | 0
PG&E KERN | Morro Bay | 500 | Solar | 0 | 0 | 420 | 0 | 420 | 0 | 0 | 0 | 420 | 0 | 420 | 5 | 2 | 4 | 2 |  | 1 | 1 | 2 | 1 | 5 | 2 | 5 | 1 | 1 | 1 | 2 | 2 | 1 | 2 | 2 | 2 | 2 | 3 | 5- | 1 | 1 | needed in the area
PG&E GBA | Moss Landing | 115 | Solar | 0 | 0 | 0 | 0 | 0 | 0 | 0 | 0 | 0 | 0 | 0 | 1 | 1 | 1 | 1 |  | 1 | 1 | 1 | 1 | 1 | 1 | 1 | 1 | 1 | 1 | 1 | 1 | 1 | 2 | 2 | 1 | 2 | 2 | 1 | 1 | 0
PG&E GBA | Moss Landing | 230 | Solar | 0 | 0 | 0 | 0 | 0 | 0 | 0 | 0 | 0 | 0 | 0 | 1 | 1 | 1 | 1 |  | 3 | 1 | 1 | 1 | 1 | 1 | 1 | 1 | 1 | 1 | 1 | 1 | 1 | 2 | 2 | 1 | 2 | 2 | 1 | 1 | 0
PG&E GBA | Moss Landing | 500 | Solar | 0 | 0 | 0 | 0 | 0 | 0 | 0 | 0 | 0 | 0 | 0 | 5 | 2 | 1 | 1 | 5 | 1 | 1 | 1 | 1 | 1 | 1 | 1 | 1 | 1 | 1 | 1 | 1 | 1 | 2 | 2 | 1 | 2 | 2 | 1 | 1 | 0
EOP | Mountain Pass | 115 | Solar | 0 | 0 | 0 | 0 | 0 | 0 | 0 | 0 | 0 | 0 | 0 | 5 | 2 | 4 | 2 |  | 1 | 1 | 1 | 1 | 1 | 2 | 1 | 1 | 2 | 1 | 2 | 2 | 1 | 2 | 2 | 4 | 1 | 1 | 1 | 1 | 0
PG&E GBA | Mountain View | 115 | Solar | 0 | 0 | 0 | 0 | 0 | 0 | 0 | 0 | 0 | 0 | 0 | 1 | 1 | 1 | 1 |  | 1 | 1 | 1 | 1 | 1 | 2 | 1 | 2 | 1 | 3 | 4 | 1 | 1 | 2 | 1 | 2 | 2 | 2 | 1 | 1 | 0
PG&E GBA | Mt Eden | 115 | Solar | 0 | 0 | 0 | 0 | 0 | 0 | 0 | 0 | 0 | 0 | 0 | 5 | 2 | 1 | 1 |  | 1 | 1 | 1 | 1 | 1 | 2 | 3 | 2 | 1 | 2 | 3 | 1 | 1 | 2 | 1 | 2 | 1 | 2 | 4+ | 1 | 1
PG&E KERN | Mt Poso | 115 | Solar | 0 | 0 | 0 | 0 | 0 | 0 | 0 | 0 | 0 | 0 | 0 | 5 | 2 | 1 | 1 |  | 1 | 1 | 1 | 1 | 1 | 1 | 2 | 1 | 1 | 1 | 1 | 1 | 1 | 1 | 1 | 2 | 1 | 1 | 1 | 1 | 0
SDGE | Murray | 69 | Solar | 0 | 0 | 0 | 0 | 0 | 0 | 0 | 0 | 0 | 0 | 0 | 1 | 1 | 1 | 1 |  | 1 | 1 | 1 | 1 | 1 | 2 | 5 | 2 | 3 | 2 | 5 | 1 | 1 | 2 | 1 | 2 | 1 | 2 | 1 | 1 | 0
PG&E FRESNO | Mustang | 230 | Solar | 0 | 0 | 0 | 0 | 0 | 0 | 0 | 0 | 0 | 0 | 0 | 5 | 2 | 5 | 2 |  | 1 | 2 | 1 | 1 | 1 | 1 | 1 | 1 | 1 | 1 | 1 | 1 | 1 | 1 | 1 | 1 | 2 | 1 | 4+ | 5 | 1
SCE Northern | Neenach | 66 | Solar | 0 | 0 | 0 | 0 | 0 | 0 | 0 | 0 | 0 | 0 | 0 | 1 | 1 | 1 | 1 |  | 1 | 1 | 1 | 1 | 1 | 2 | 2 | 1 | 1 | 1 | 2 | 1 | 1 | 2 | 1 | 4 | 1 | 3 | 1 | 1 | 0
PG&E KERN | New Sub - Gates - Midway (Proposed) | 230 | Solar | 0 | 0 | 890 | 720 | 1610 | 0 | 440 | 440 | 890 | 280 | 1170 | 5 | 2 | 5 | 2 | 3 | 1 | 3 | 2 | 2 | 2 | 1 | 2 | 2 | 1 | 1 | 2 | 1 | 1 | 1 | 1 | 4 | 2 | 1 | 5- | 1 | 1 | needed in the area
PG&E KERN | New Sub - Gates - Templeton (Proposed) | 230 | Solar | 0 | 0 | 0 | 190 | 190 | 0 | 0 | 0 | 0 | 190 | 190 | 5 | 2 | 5 | 2 |  | 1 | 2 | 1 | 1 | 1 | 1 | 2 | 2 | 1 | 1 | 2 | 1 | 1 | 1 | 1 | 4 | 2 | 1 | 4+ | 1 | 1 | needed in the area
SCE NOL | New Sub - Kramer - Lugo (Proposed) | 230 | Solar | 0 | 0 | 0 | 0 | 0 | 0 | 0 | 0 | 0 | 0 | 0 | 3 | 3 | 1 | 1 |  | 1 | 1 | 1 | 1 | 1 | 2 | 1 | 1 | 1 | 1 | 2 | 1 | 1 | 2 | 1 | 2 | 1 | 1 | 1 | 1 | 0
PG&E FRESNO | New Sub - Los Banos - Midway (Proposed) | 500 | Solar | 0 | 0 | 816 | 0 | 816 | 0 | 0 | 0 | 816 | 0 | 816 | 5 | 2 | 4 | 2 | 5 | 1 | 1 | 1 | 1 | 1 | 1 | 1 | 1 | 1 | 1 | 1 | 1 | 1 | 1 | 1 | 4 | 2 | 1 | 3+ | 1 | 1 | no concern
SCE NOL | New Sub - Lugo - Pisgah (Proposed) | 230 | Solar | 0 | 0 | 0 | 0 | 0 | 0 | 0 | 0 | 0 | 0 | 0 | 1 | 1 | 1 | 1 |  | 2 | 1 | 1 | 1 | 1 | 2 | 1 | 1 | 1 | 1 | 1 | 3 | 1 | 2 | 1 | 3 | 1 | 3 | 1 | 1 | 0
PG&E KERN | New Sub - Midway - Wheeler Ridge (Proposed) | 230 | Solar | 0 | 0 | 890 | 275 | 1165 | 0 | 0 | 0 | 890 | 275 | 1165 | 5 | 2 | 5 | 2 |  | 1 | 2 | 2 | 1 | 2 | 1 | 1 | 1 | 1 | 2 | 2 | 1 | 1 | 1 | 1 | 3 | 1 | 1 | 5- | 1 | 1 | no concern
PG&E NGBA | New Sub - Near existing Leavitt (PSREC) | 345 | Solar | 0 | 0 | 0 | 0 | 0 | 0 | 0 | 0 | 0 | 0 | 0 | 5 | 2 | 1 | 1 |  | 4 | 1 | 1 | 1 | 1 | 2 | 5 | 1 | 1 | 1 | 3 | 1 | 1 | 2 | 2 | 1 | 1 | 3 | 1 | 1 | 0
PG&E NGBA | New Sub - Near existing Madeline (NVE) | 345 | Solar | 0 | 0 | 0 | 0 | 0 | 0 | 0 | 0 | 0 | 0 | 0 | 5 | 2 | 1 | 1 |  | 3 | 1 | 1 | 1 | 1 | 2 | 5 | 1 | 1 | 1 | 1 | 3 | 1 | 2 | 2 | 4 | 1 | 3 | 1 | 1 | 0
SDGE | New Sub - North Gila - IV (Proposed) | 500 | Solar | 0 | 0 | 650 | 500 | 1150 | 0 | 0 | 0 | 650 | 500 | 1150 | 1 | 1 | 1 | 1 |  | 1 | 1 | 3 | 2 | 5 | 2 | 1 | 1 | 1 | 1 | 1 | 1 | 1 | 2 | 1 | 4 | 2 | 2 | 2- | 1 | 1 | no concern
PG&E NGBA | New Sub - Pit 1 - Cottonwood (Proposed) | 230 | Solar | 0 | 0 | 0 | 0 | 0 | 0 | 0 | 0 | 0 | 0 | 0 | 5 | 2 | 1 | 1 |  | 2 | 1 | 1 | 1 | 1 | 2 | 5 | 2 | 1 | 1 | 2 | 1 | 1 | 2 | 2 | 4 | 2 | 3 | 1 | 1 | 0
PG&E GBA | New Sub - Rancho Seco - Bellota (Proposed) | 230 | Solar | 0 | 0 | 0 | 0 | 0 | 0 | 0 | 0 | 0 | 0 | 0 | 1 | 1 | 1 | 1 |  | 1 | 1 | 1 | 1 | 1 | 1 | 1 | 1 | 1 | 2 | 3 | 1 | 1 | 1 | 1 | 4 | 2 | 3 | 1 | 1 | 0
SDGE | New Sub - Suncrest - Ocotillo (Proposed) | 500 | Solar | 0 | 0 | 0 | 0 | 0 | 0 | 0 | 0 | 0 | 0 | 0 | 1 | 1 | 1 | 1 |  | 3 | 1 | 1 | 1 | 1 | 2 | 5 | 1 | 1 | 1 | 2 | 2 | 1 | 2 | 1 | 4 | 1 | 3 | 1 | 1 | 0
PG&E FRESNO | New Sub - Westley - Quinto (Proposed) | 230 | Solar | 0 | 0 | 0 | 0 | 0 | 0 | 0 | 0 | 0 | 0 | 0 | 1 | 1 | 1 | 1 |  | 1 | 1 | 1 | 1 | 1 | 1 | 3 | 3 | 1 | 1 | 3 | 1 | 1 | 1 | 1 | 4 | 2 | 1 | 4+ | 1 | 1
PG&E GBA | Newark | 115 | Solar | 0 | 0 | 0 | 0 | 0 | 0 | 0 | 0 | 0 | 0 | 0 | 1 | 1 | 1 | 1 |  | 1 | 1 | 1 | 1 | 1 | 2 | 5 | 2 | 1 | 3 | 3 | 1 | 1 | 2 | 1 | 3 | 1 | 2 | 1 | 1 | 0
PG&E GBA | Newark | 230 | Solar | 0 | 0 | 0 | 0 | 0 | 0 | 0 | 0 | 0 | 0 | 0 | 1 | 1 | 1 | 1 | 4 | 1 | 1 | 1 | 1 | 1 | 2 | 5 | 2 | 1 | 3 | 3 | 1 | 1 | 2 | 1 | 3 | 1 | 2 | 4+ | 1 | 1
PG&E GBA | Newark | 60 | Solar | 0 | 0 | 0 | 0 | 0 | 0 | 0 | 0 | 0 | 0 | 0 | 5 | 2 | 1 | 1 | 3 | 1 | 1 | 1 | 1 | 1 | 2 | 5 | 2 | 1 | 3 | 3 | 1 | 1 | 2 | 1 | 3 | 1 | 2 | 1 | 1 | 0
PG&E FRESNO | Newhall | 115 | Solar | 0 | 0 | 0 | 0 | 0 | 0 | 0 | 0 | 0 | 0 | 0 | 5 | 2 | 1 | 1 |  | 1 | 1 | 1 | 1 | 1 | 1 | 2 | 2 | 1 | 1 | 2 | 1 | 1 | 1 | 1 | 4 | 2 | 1 | 4+ | 1 | 1
PG&E KERN | Norco | 115 | Solar | 0 | 0 | 0 | 0 | 0 | 0 | 0 | 0 | 0 | 0 | 0 | 5 | 2 | 5 | 2 |  | 2 | 1 | 1 | 1 | 1 | 1 | 1 | 1 | 2 | 3 | 3 | 1 | 1 | 1 | 1 | 3 | 1 | 1 | 1 | 1 | 0
PG&E GBA | Nortech | 115 | Solar | 0 | 0 | 0 | 0 | 0 | 0 | 0 | 0 | 0 | 0 | 0 | 1 | 1 | 1 | 1 |  | 2 | 1 | 1 | 1 | 1 | 2 | 5 | 1 | 1 | 1 | 1 | 2 | 1 | 2 | 1 | 2 | 2 | 1 | 4+ | 1 | 1
SDGE | North City Metering | 138 | Solar | 0 | 0 | 0 | 0 | 0 | 0 | 0 | 0 | 0 | 0 | 0 | 1 | 1 | 1 | 1 |  | 2 | 1 | 1 | 1 | 1 | 2 | 2 | 1 | 1 | 1 | 2 | 1 | 1 | 2 | 1 | 2 | 1 | 3 | 1 | 1 | 0
PG&E GBA | North Dublin | 230 | Solar | 0 | 0 | 0 | 0 | 0 | 0 | 0 | 0 | 0 | 0 | 0 | 5 | 2 | 1 | 1 |  | 1 | 1 | 1 | 1 | 1 | 2 | 5 | 1 | 1 | 3 | 3 | 1 | 1 | 2 | 1 | 2 | 1 | 3 | 1 | 1 | 0
SDGE | North Gila | 500 | Solar | 0 | 0 | 200 | 200 | 400 | 0 | 0 | 0 | 200 | 200 | 400 | 1 | 1 | 1 | 1 |  | 1 | 1 | 2 | 1 | 5 | 2 | 1 | 1 | 1 | 1 | 1 | 1 | 1 | 2 | 2 | 4 | 2 | 3 | 3- | 1 | 1 | no concern
SCE Metro | North of SONGS | 230 | Solar | 0 | 0 | 0 | 0 | 0 | 0 | 0 | 0 | 0 | 0 | 0 | 1 | 1 | 1 | 1 |  | 1 | 1 | 1 | 1 | 1 | 2 | 5 | 1 | 2 | 2 | 3 | 2 | 1 | 2 | 1 | 3 | 1 | 3 | 1 | 1 | 0
SCE Metro | North of SONGS | 500 | Solar | 0 | 0 | 0 | 0 | 0 | 0 | 0 | 0 | 0 | 0 | 0 | 1 | 1 | 1 | 1 |  | 1 | 1 | 1 | 1 | 1 | 2 | 5 | 1 | 2 | 2 | 3 | 2 | 1 | 2 | 1 | 3 | 1 | 3 | 1 | 1 | 0
PG&E NGBA | Notre Dame | 115 | Solar | 0 | 0 | 0 | 0 | 0 | 0 | 0 | 0 | 0 | 0 | 0 | 5 | 2 | 1 | 1 |  | 1 | 1 | 1 | 1 | 1 | 2 | 2 | 2 | 1 | 1 | 3 | 1 | 1 | 2 | 1 | 4 | 2 | 2 | 1+ | 1 | 1
PG&E GBA | Oakland C | 115 | Solar | 0 | 0 | 0 | 0 | 0 | 0 | 0 | 0 | 0 | 0 | 0 | 5 | 2 | 1 | 1 | 3 | 1 | 1 | 1 | 1 | 1 | 2 | 1 | 1 | 1 | 2 | 2 | 1 | 1 | 2 | 1 | 1 | 1 | 2 | 1 | 1 | 0
PG&E GBA | Oakland J | 115 | Solar | 0 | 0 | 0 | 0 | 0 | 0 | 0 | 0 | 0 | 0 | 0 | 5 | 2 | 1 | 1 |  | 1 | 1 | 1 | 1 | 1 | 2 | 2 | 2 | 1 | 2 | 3 | 1 | 1 | 2 | 1 | 2 | 1 | 1 | 1 | 1 | 0
PG&E GBA | Oakland L | 115 | Solar | 0 | 0 | 0 | 0 | 0 | 0 | 0 | 0 | 0 | 0 | 0 | 5 | 2 | 1 | 1 |  | 1 | 1 | 1 | 1 | 1 | 2 | 2 | 1 | 1 | 3 | 3 | 1 | 1 | 2 | 1 | 2 | 1 | 1 | 1 | 1 | 0
PG&E GBA | Oakland X | 115 | Solar | 0 | 0 | 0 | 70 | 70 | 0 | 0 | 0 | 0 | 70 | 70 | 5 | 2 | 1 | 1 |  | 1 | 2 | 2 | 1 | 1 | 2 | 2 | 2 | 1 | 3 | 3 | 1 | 1 | 2 | 1 | 2 | 1 | 2 | 5- | 1 | 1 | solar: CI only flag, consistent with solar build in the portfolio
SDGE | Ocean Ranch | 69 | Solar | 0 | 0 | 0 | 0 | 0 | 0 | 0 | 0 | 0 | 0 | 0 | 1 | 1 | 1 | 1 |  | 1 | 1 | 1 | 1 | 1 | 2 | 1 | 3 | 1 | 2 | 3 | 1 | 1 | 2 | 1 | 4 | 1 | 3 | 1 | 1 | 0
PG&E KERN | Oceano | 115 | Solar | 0 | 0 | 0 | 0 | 0 | 0 | 0 | 0 | 0 | 0 | 0 | 5 | 2 | 1 | 1 |  | 1 | 1 | 1 | 1 | 1 | 2 | 2 | 1 | 1 | 1 | 1 | 1 | 1 | 2 | 2 | 4 | 2 | 3 | 1 | 1 | 0
SDGE | Ocotillo Express | 500 | Solar | 0 | 0 | 0 | 0 | 0 | 0 | 0 | 0 | 0 | 0 | 0 | 1 | 1 | 1 | 1 |  | 3 | 1 | 1 | 1 | 1 | 2 | 1 | 1 | 1 | 1 | 2 | 1 | 1 | 2 | 1 | 4 | 2 | 3 | 1 | 1 | 0
PG&E KERN | Old River | 70 | Solar | 0 | 0 | 0 | 0 | 0 | 0 | 0 | 0 | 0 | 0 | 0 | 5 | 2 | 5 | 2 |  | 1 | 1 | 1 | 1 | 2 | 1 | 1 | 1 | 1 | 1 | 1 | 1 | 1 | 1 | 1 | 4 | 1 | 2 | 1 | 1 | 0
SDGE | Old Town | 230 | Solar | 0 | 0 | 0 | 0 | 0 | 0 | 0 | 0 | 0 | 0 | 0 | 1 | 1 | 1 | 1 |  | 1 | 1 | 1 | 1 | 1 | 2 | 1 | 1 | 1 | 3 | 3 | 1 | 1 | 2 | 1 | 3 | 1 | 2 | 1 | 1 | 0
SCE Metro | Olinda | 230 | Solar | 0 | 0 | 0 | 0 | 0 | 0 | 0 | 0 | 0 | 0 | 0 | 1 | 1 | 1 | 1 |  | 1 | 1 | 1 | 1 | 1 | 2 | 5 | 2 | 1 | 1 | 2 | 1 | 1 | 1 | 1 | 2 | 1 | 2 | 1 | 1 | 0
PG&E FRESNO | Olive | 115 | Solar | 0 | 0 | 0 | 0 | 0 | 0 | 0 | 0 | 0 | 0 | 0 | 5 | 2 | 5 | 2 | 3 | 1 | 1 | 1 | 1 | 1 | 1 | 2 | 1 | 1 | 1 | 2 | 1 | 1 | 1 | 1 | 4 | 1 | 1 | 1 | 4 | 1
PG&E NGBA | Olivehurst | 115 | Solar | 0 | 0 | 0 | 0 | 0 | 0 | 0 | 0 | 0 | 0 | 0 | 5 | 2 | 1 | 1 |  | 1 | 1 | 1 | 1 | 2 | 2 | 1 | 1 | 1 | 1 | 1 | 1 | 1 | 2 | 2 | 2 | 1 | 2 | 1 | 1 | 0
PG&E NGBA | Oregon Trail | 60 | Solar | 0 | 0 | 0 | 0 | 0 | 0 | 0 | 0 | 0 | 0 | 0 | 5 | 2 | 1 | 1 |  | 1 | 1 | 1 | 1 | 1 | 2 | 5 | 3 | 1 | 1 | 3 | 1 | 1 | 2 | 2 | 3 | 2 | 3 | 1+ | 1 | 1
SCE Northern | Ormond Beach | 230 | Solar | 0 | 0 | 332 | 0 | 332 | 0 | 0 | 0 | 332 | 0 | 332 | 5 | 2 | 4 | 2 |  | 1 | 1 | 2 | 2 | 3 | 1 | 1 | 1 | 1 | 1 | 1 | 1 | 1 | 2 | 1 | 1 | 1 | 1 | 5- | 1 | 1 | solar: CI only flag, consistent with solar build in the portfolio
PG&E FRESNO | Oro Loma | 115 | Solar | 0 | 0 | 110 | 0 | 110 | 0 | 0 | 0 | 110 | 0 | 110 | 5 | 2 | 1 | 1 |  | 1 | 3 | 1 | 1 | 1 | 1 | 1 | 1 | 1 | 1 | 1 | 1 | 1 | 1 | 1 | 4 | 2 | 1 | 3- | 1 | 1 | no concern
PG&E FRESNO | Oro Loma | 70 | Solar | 0 | 0 | 0 | 0 | 0 | 0 | 0 | 0 | 0 | 0 | 0 | 5 | 2 | 1 | 1 |  | 1 | 1 | 1 | 1 | 1 | 1 | 1 | 1 | 1 | 1 | 1 | 1 | 1 | 1 | 1 | 4 | 2 | 1 | 1+ | 1 | 1
PG&E FRESNO | Orosi | 70 | Solar | 0 | 0 | 0 | 0 | 0 | 0 | 0 | 0 | 0 | 0 | 0 | 5 | 2 | 1 | 1 |  | 1 | 1 | 1 | 1 | 1 | 1 | 1 | 1 | 1 | 1 | 2 | 1 | 1 | 1 | 1 | 4 | 1 | 1 | 1+ | 1 | 1
SDGE | Otay | 69 | Solar | 0 | 0 | 0 | 0 | 0 | 0 | 0 | 0 | 0 | 0 | 0 | 1 | 1 | 1 | 1 |  | 1 | 3 | 1 | 1 | 1 | 2 | 2 | 1 | 3 | 4 | 5 | 1 | 1 | 2 | 1 | 1 | 1 | 1 | 1 | 1 | 0
SDGE | Otay Mesa | 230 | Solar | 0 | 0 | 0 | 0 | 0 | 0 | 0 | 0 | 0 | 0 | 0 | 1 | 1 | 1 | 1 |  | 1 | 2 | 1 | 1 | 1 | 2 | 5 | 1 | 4 | 4 | 5 | 1 | 1 | 2 | 1 | 1 | 1 | 3 | 1 | 1 | 0
PG&E FRESNO | Padre Flats SW STA | 230 | Solar | 0 | 0 | 370 | 0 | 370 | 0 | 0 | 0 | 370 | 0 | 370 | 5 | 2 | 1 | 1 |  | 1 | 1 | 2 | 1 | 1 | 1 | 3 | 2 | 1 | 1 | 2 | 1 | 1 | 1 | 1 | 4 | 2 | 1 | 5- | 1 | 1 | solar: CI only flag, consistent with solar build in the portfolio
EOP | Pahrump | 138 | Solar | 0 | 0 | 0 | 0 | 0 | 0 | 0 | 0 | 0 | 0 | 0 | 5 | 2 | 4 | 2 |  | 1 | 1 | 1 | 1 | 1 | 2 | 1 | 1 | 1 | 1 | 1 | 1 | 1 | 2 | 2 | 4 | 1 | 3 | 1 | 1 | 0
EOP | Pahrump | 230 | Solar | 0 | 0 | 0 | 0 | 0 | 0 | 0 | 0 | 0 | 0 | 0 | 5 | 2 | 4 | 2 |  | 1 | 1 | 1 | 1 | 1 | 2 | 1 | 1 | 1 | 1 | 1 | 1 | 1 | 2 | 2 | 4 | 1 | 3 | 1 | 1 | 0
SDGE | Pala | 69 | Solar | 0 | 0 | 0 | 0 | 0 | 0 | 0 | 0 | 0 | 0 | 0 | 1 | 1 | 1 | 1 |  | 1 | 1 | 1 | 1 | 1 | 2 | 5 | 2 | 1 | 1 | 2 | 1 | 1 | 2 | 1 | 1 | 1 | 3 | 1 | 1 | 0
PG&E NGBA | Palermo | 115 | Solar | 0 | 0 | 0 | 0 | 0 | 0 | 0 | 0 | 0 | 0 | 0 | 5 | 2 | 1 | 1 | 4 | 1 | 1 | 1 | 1 | 1 | 2 | 3 | 3 | 1 | 1 | 4 | 1 | 1 | 2 | 1 | 2 | 2 | 2 | 1 | 1 | 0
PG&E NGBA | Palermo | 230 | Solar | 0 | 0 | 0 | 0 | 0 | 0 | 0 | 0 | 0 | 0 | 0 | 5 | 2 | 1 | 1 |  | 1 | 1 | 1 | 1 | 1 | 2 | 3 | 3 | 1 | 1 | 4 | 1 | 1 | 2 | 1 | 2 | 2 | 2 | 1 | 1 | 0
SCE Eastern | Palo Verde | 500 | Solar | 0 | 0 | 0 | 0 | 0 | 0 | 0 | 0 | 0 | 0 | 0 | 5 | 2 | 4 | 2 |  | 1 | 1 | 1 | 1 | 1 | 2 | 1 | 1 | 1 | 1 | 1 | 1 | 1 | 2 | 1 | 4 | 2 | 3 | 1 | 1 | 0
SDGE | Palomar Energy | 230 | Solar | 0 | 0 | 0 | 0 | 0 | 0 | 0 | 0 | 0 | 0 | 0 | 1 | 1 | 1 | 1 |  | 1 | 1 | 1 | 1 | 1 | 2 | 2 | 1 | 1 | 1 | 2 | 1 | 1 | 2 | 1 | 2 | 1 | 3 | 1 | 1 | 0
PG&E KERN | Panama | 70 | Solar | 0 | 0 | 0 | 0 | 0 | 0 | 0 | 0 | 0 | 0 | 0 | 5 | 2 | 1 | 1 |  | 1 | 1 | 1 | 1 | 2 | 1 | 1 | 1 | 1 | 1 | 1 | 1 | 1 | 1 | 1 | 4 | 1 | 1 | 1 | 1 | 0
PG&E FRESNO | Panoche | 115 | Solar | 0 | 0 | 0 | 0 | 0 | 0 | 0 | 0 | 0 | 0 | 0 | 5 | 2 | 5 | 2 |  | 1 | 1 | 1 | 1 | 2 | 1 | 1 | 1 | 1 | 1 | 1 | 1 | 1 | 1 | 1 | 1 | 2 | 1 | 1 | 1 | 0
PG&E FRESNO | Panoche | 230 | Solar | 0 | 0 | 0 | 280 | 280 | 0 | 0 | 0 | 0 | 280 | 280 | 5 | 2 | 5 | 2 | 3 | 1 | 1 | 1 | 1 | 2 | 1 | 1 | 1 | 1 | 1 | 1 | 1 | 1 | 1 | 1 | 1 | 2 | 1 | 5- | 1 | 1 | solar: CI only flag, consistent with solar build in the portfolio
SCE Northern | Pardee | 230 | Solar | 0 | 0 | 0 | 0 | 0 | 0 | 0 | 0 | 0 | 0 | 0 | 5 | 2 | 4 | 2 |  | 1 | 5 | 1 | 1 | 1 | 2 | 5 | 1 | 1 | 1 | 2 | 1 | 1 | 1 | 1 | 3 | 1 | 3 | 1 | 1 | 0
PG&E NGBA | Parkway | 230 | Solar | 0 | 0 | 0 | 0 | 0 | 0 | 0 | 0 | 0 | 0 | 0 | 5 | 2 | 1 | 1 |  | 1 | 1 | 1 | 1 | 1 | 2 | 2 | 1 | 1 | 1 | 3 | 1 | 1 | 2 | 1 | 4 | 1 | 2 | 1 | 1 | 0
SCE Northern | Pastoria | 230 | Solar | 0 | 0 | 0 | 105 | 105 | 0 | 105 | 105 | 0 | 0 | 0 | 5 | 2 | 4 | 2 |  | 1 | 2 | 2 | 1 | 2 | 2 | 3 | 2 | 1 | 1 | 2 | 1 | 1 | 1 | 1 | 2 | 1 | 3 | 1 | 1 | 1 | Flags are due to in-development resources
SCE Metro | Pauda | 230 | Solar | 0 | 0 | 0 | 0 | 0 | 0 | 0 | 0 | 0 | 0 | 0 | 1 | 1 | 1 | 1 |  | 1 | 1 | 1 | 1 | 1 | 2 | 5 | 1 | 1 | 1 | 1 | 1 | 1 | 1 | 1 | 2 | 1 | 2 | 1 | 1 | 0
PG&E GBA | Paul Sweet | 115 | Solar | 0 | 0 | 0 | 0 | 0 | 0 | 0 | 0 | 0 | 0 | 0 | 1 | 1 | 1 | 1 |  | 1 | 1 | 1 | 1 | 1 | 1 | 1 | 1 | 1 | 3 | 3 | 1 | 1 | 2 | 2 | 2 | 2 | 3 | 4+ | 1 | 1
PG&E NGBA | Peabody | 230 | Solar | 0 | 0 | 0 | 0 | 0 | 0 | 0 | 0 | 0 | 0 | 0 | 5 | 2 | 1 | 1 |  | 1 | 1 | 1 | 1 | 1 | 2 | 3 | 1 | 1 | 1 | 2 | 1 | 1 | 2 | 1 | 2 | 1 | 2 | 4+ | 1 | 1
PG&E NGBA | Pease | 115 | Solar | 0 | 0 | 0 | 0 | 0 | 0 | 0 | 0 | 0 | 0 | 0 | 5 | 2 | 1 | 1 |  | 1 | 1 | 1 | 1 | 1 | 2 | 1 | 1 | 1 | 1 | 2 | 1 | 1 | 2 | 2 | 2 | 1 | 2 | 4+ | 1 | 1
PG&E NGBA | Pease | 60 | Solar | 0 | 0 | 0 | 0 | 0 | 0 | 0 | 0 | 0 | 0 | 0 | 5 | 2 | 1 | 1 |  | 1 | 1 | 1 | 1 | 1 | 2 | 1 | 1 | 1 | 1 | 2 | 1 | 1 | 2 | 2 | 2 | 1 | 2 | 1 | 1 | 0
SDGE | Penasquitos | 138 | Solar | 0 | 0 | 0 | 0 | 0 | 0 | 0 | 0 | 0 | 0 | 0 | 1 | 1 | 1 | 1 |  | 1 | 1 | 1 | 1 | 1 | 2 | 1 | 1 | 2 | 2 | 3 | 1 | 1 | 2 | 1 | 2 | 1 | 3 | 1 | 1 | 0
SDGE | Penasquitos | 230 | Solar | 0 | 0 | 0 | 0 | 0 | 0 | 0 | 0 | 0 | 0 | 0 | 1 | 1 | 1 | 1 |  | 1 | 1 | 1 | 1 | 1 | 2 | 1 | 1 | 2 | 2 | 3 | 1 | 1 | 2 | 1 | 2 | 1 | 3 | 1 | 1 | 0
SDGE | Penasquitos | 69 | Solar | 0 | 0 | 0 | 0 | 0 | 0 | 0 | 0 | 0 | 0 | 0 | 1 | 1 | 1 | 1 |  | 4 | 1 | 1 | 1 | 1 | 2 | 1 | 1 | 2 | 2 | 3 | 1 | 1 | 2 | 1 | 2 | 1 | 3 | 1 | 1 | 0
SDGE | Pendleton | 69 | Solar | 0 | 0 | 0 | 0 | 0 | 0 | 0 | 0 | 0 | 0 | 0 | 1 | 1 | 1 | 1 |  | 1 | 4 | 1 | 1 | 1 | 2 | 5 | 3 | 1 | 1 | 3 | 1 | 1 | 2 | 1 | 4 | 1 | 3 | 1 | 1 | 0
PG&E NGBA | Penngrove | 115 | Solar | 0 | 0 | 0 | 0 | 0 | 0 | 0 | 0 | 0 | 0 | 0 | 5 | 2 | 1 | 1 |  | 1 | 1 | 1 | 1 | 1 | 2 | 3 | 2 | 1 | 2 | 3 | 1 | 1 | 2 | 1 | 3 | 2 | 2 | 4+ | 1 | 1
PG&E GBA | Peoria | 115 | Solar | 0 | 0 | 0 | 0 | 0 | 0 | 0 | 0 | 0 | 0 | 0 | 1 | 1 | 1 | 1 |  | 2 | 1 | 1 | 1 | 1 | 2 | 5 | 2 | 1 | 1 | 3 | 2 | 1 | 2 | 1 | 4 | 1 | 3 | 1 | 1 | 0
PG&E GBA | Piercy | 115 | Solar | 0 | 0 | 0 | 0 | 0 | 0 | 0 | 0 | 0 | 0 | 0 | 1 | 1 | 1 | 1 |  | 1 | 1 | 1 | 1 | 1 | 2 | 5 | 3 | 1 | 1 | 3 | 2 | 1 | 2 | 1 | 2 | 2 | 2 | 1+ | 1 | 1
PG&E FRESNO | Pine Flat | 230 | Solar | 0 | 0 | 0 | 0 | 0 | 0 | 0 | 0 | 0 | 0 | 0 | 5 | 2 | 5 | 2 |  | 1 | 1 | 1 | 1 | 1 | 1 | 5 | 3 | 1 | 1 | 3 | 3 | 1 | 1 | 1 | 4 | 2 | 3 | 1 | 1 | 0
SCE NOL | Pisgah | 230 | Solar | 0 | 0 | 0 | 0 | 0 | 0 | 0 | 0 | 0 | 0 | 0 | 1 | 1 | 1 | 1 | 4 | 1 | 5 | 1 | 1 | 1 | 2 | 1 | 2 | 3 | 3 | 3 | 2 | 1 | 2 | 1 | 4 | 1 | 1 | 2+ | 1 | 1
PG&E NGBA | Pit 1 | 230 | Solar | 0 | 0 | 0 | 0 | 0 | 0 | 0 | 0 | 0 | 0 | 0 | 5 | 2 | 1 | 1 |  | 1 | 1 | 1 | 1 | 1 | 2 | 1 | 1 | 1 | 1 | 2 | 1 | 1 | 2 | 2 | 4 | 2 | 3 | 1 | 1 | 0
PG&E NGBA | Pit 1 | 60 | Solar | 0 | 0 | 0 | 0 | 0 | 0 | 0 | 0 | 0 | 0 | 0 | 5 | 2 | 1 | 1 |  | 1 | 1 | 1 | 1 | 1 | 2 | 1 | 1 | 1 | 1 | 2 | 1 | 1 | 2 | 2 | 4 | 2 | 3 | 1 | 1 | 0
PG&E NGBA | Pit 3 | 230 | Solar | 0 | 0 | 0 | 0 | 0 | 0 | 0 | 0 | 0 | 0 | 0 | 5 | 2 | 1 | 1 |  | 1 | 1 | 1 | 1 | 1 | 2 | 3 | 1 | 1 | 1 | 1 | 1 | 1 | 2 | 2 | 4 | 2 | 3 | 1 | 1 | 0
PG&E NGBA | Pit 4 | 230 | Solar | 0 | 0 | 0 | 0 | 0 | 0 | 0 | 0 | 0 | 0 | 0 | 5 | 2 | 1 | 1 |  | 1 | 1 | 1 | 1 | 1 | 2 | 5 | 1 | 1 | 1 | 1 | 1 | 1 | 2 | 2 | 4 | 2 | 3 | 1 | 1 | 0
PG&E GBA | Pittsburg | 115 | Solar | 0 | 0 | 0 | 0 | 0 | 0 | 0 | 0 | 0 | 0 | 0 | 5 | 2 | 1 | 1 | 4 | 1 | 1 | 1 | 1 | 1 | 2 | 3 | 1 | 1 | 1 | 2 | 1 | 1 | 2 | 1 | 2 | 1 | 1 | 1 | 1 | 0
PG&E GBA | Pittsburg | 230 | Solar | 0 | 0 | 0 | 0 | 0 | 0 | 0 | 0 | 0 | 0 | 0 | 5 | 2 | 1 | 1 | 4 | 1 | 1 | 1 | 1 | 1 | 2 | 3 | 1 | 1 | 1 | 2 | 1 | 1 | 2 | 1 | 2 | 1 | 1 | 1 | 1 | 0
PG&E NGBA | Pleasant Grove | 115 | Solar | 0 | 0 | 0 | 0 | 0 | 0 | 0 | 0 | 0 | 0 | 0 | 5 | 2 | 1 | 1 |  | 1 | 1 | 1 | 1 | 1 | 2 | 2 | 1 | 1 | 1 | 1 | 1 | 1 | 2 | 1 | 2 | 2 | 3 | 4+ | 1 | 1
PG&E NGBA | POE | 230 | Solar | 0 | 0 | 0 | 0 | 0 | 0 | 0 | 0 | 0 | 0 | 0 | 5 | 2 | 1 | 1 |  | 1 | 1 | 1 | 1 | 1 | 2 | 2 | 1 | 1 | 3 | 3 | 1 | 1 | 2 | 1 | 4 | 2 | 3 | 1 | 1 | 0
SDGE | Point Loma | 69 | Solar | 0 | 0 | 0 | 0 | 0 | 0 | 0 | 0 | 0 | 0 | 0 | 1 | 1 | 1 | 1 |  | 1 | 1 | 1 | 1 | 1 | 2 | 1 | 1 | 1 | 3 | 3 | 1 | 1 | 2 | 1 | 3 | 1 | 2 | 1 | 1 | 0
SDGE | Pomerado | 69 | Solar | 0 | 0 | 0 | 0 | 0 | 0 | 0 | 0 | 0 | 0 | 0 | 1 | 1 | 1 | 1 |  | 1 | 5 | 1 | 1 | 1 | 2 | 5 | 3 | 2 | 2 | 5 | 1 | 1 | 2 | 1 | 3 | 1 | 3 | 1 | 1 | 0
PG&E KERN | Poso Mountain | 115 | Solar | 0 | 0 | 100 | 150 | 250 | 0 | 0 | 0 | 100 | 150 | 250 | 5 | 2 | 5 | 2 |  | 1 | 4 | 1 | 1 | 1 | 1 | 3 | 3 | 1 | 1 | 3 | 1 | 1 | 1 | 1 | 3 | 1 | 2 | 5- | 1 | 1 | solar: CI only flag, consistent with solar build in the portfolio
EOP | Primm | 230 | Solar | 0 | 0 | 0 | 0 | 0 | 0 | 0 | 0 | 0 | 0 | 0 | 5 | 2 | 4 | 2 |  | 1 | 1 | 1 | 1 | 1 | 2 | 1 | 1 | 1 | 1 | 1 | 1 | 1 | 2 | 2 | 4 | 1 | 2 | 1 | 1 | 0
PG&E NGBA | Putah Creek | 115 | Solar | 0 | 0 | 0 | 0 | 0 | 0 | 0 | 0 | 0 | 0 | 0 | 5 | 2 | 1 | 1 |  | 1 | 1 | 1 | 1 | 1 | 2 | 3 | 2 | 1 | 1 | 2 | 1 | 1 | 2 | 1 | 3 | 2 | 3 | 4+ | 4 | 1
SDGE | Q1806 | 138 | Solar | 0 | 0 | 0 | 0 | 0 | 0 | 0 | 0 | 0 | 0 | 0 | 1 | 1 | 1 | 1 |  | 1 | 1 | 1 | 1 | 1 | 2 | 5 | 1 | 2 | 3 | 3 | 2 | 1 | 1 | 1 | 2 | 1 | 3 | 1 | 1 | 0
PG&E FRESNO | Quinto | 230 | Solar | 0 | 0 | 370 | 0 | 370 | 0 | 0 | 0 | 370 | 0 | 370 | 5 | 2 | 1 | 1 |  | 1 | 1 | 2 | 1 | 1 | 1 | 2 | 2 | 1 | 1 | 2 | 1 | 1 | 1 | 1 | 4 | 2 | 1 | 5- | 1 | 1 | solar: CI only flag, consistent with solar build in the portfolio
PG&E GBA | Race Track | 115 | Solar | 0 | 0 | 0 | 0 | 0 | 0 | 0 | 0 | 0 | 0 | 0 | 1 | 1 | 1 | 1 |  | 1 | 1 | 1 | 1 | 1 | 2 | 5 | 1 | 1 | 1 | 2 | 1 | 1 | 2 | 1 | 4 | 1 | 3 | 1 | 1 | 0
SDGE | Rancho Mission Viejo | 138 | Solar | 0 | 0 | 0 | 0 | 0 | 0 | 0 | 0 | 0 | 0 | 0 | 1 | 1 | 1 | 1 |  | 1 | 1 | 1 | 1 | 1 | 2 | 5 | 1 | 2 | 2 | 3 | 2 | 1 | 1 | 1 | 2 | 1 | 3 | 1 | 1 | 0
PG&E GBA | Rancho Seco | 230 | Solar | 0 | 0 | 0 | 100 | 100 | 0 | 0 | 0 | 0 | 100 | 100 | 1 | 1 | 1 | 1 |  | 1 | 2 | 1 | 1 | 1 | 1 | 1 | 3 | 1 | 2 | 3 | 1 | 1 | 2 | 1 | 1 | 2 | 3 | 5- | 1 | 1 | solar: CI only flag, consistent with solar build in the portfolio
SCE Metro | Rancho Vista | 230 | Solar | 0 | 0 | 0 | 0 | 0 | 0 | 0 | 0 | 0 | 0 | 0 | 1 | 1 | 1 | 1 |  | 1 | 1 | 1 | 1 | 1 | 2 | 5 | 1 | 1 | 1 | 1 | 1 | 1 | 1 | 1 | 1 | 1 | 1 | 1 | 1 | 0
SCE Metro | Rancho Vista | 500 | Solar | 0 | 0 | 0 | 0 | 0 | 0 | 0 | 0 | 0 | 0 | 0 | 1 | 1 | 1 | 1 |  | 1 | 1 | 1 | 1 | 1 | 2 | 5 | 1 | 1 | 1 | 1 | 1 | 1 | 1 | 1 | 1 | 1 | 1 | 1 | 1 | 0
SCE NOL | Ransburg | 115 | Solar | 0 | 0 | 0 | 0 | 0 | 0 | 0 | 0 | 0 | 0 | 0 | 3 | 3 | 1 | 1 |  | 1 | 1 | 1 | 1 | 1 | 2 | 1 | 1 | 1 | 1 | 1 | 1 | 1 | 2 | 1 | 4 | 1 | 1 | 1 | 1 | 0
PG&E GBA | Ravenswood | 115 | Solar | 0 | 0 | 0 | 0 | 0 | 0 | 0 | 0 | 0 | 0 | 0 | 5 | 2 | 1 | 1 |  | 1 | 1 | 1 | 1 | 1 | 2 | 1 | 1 | 3 | 3 | 3 | 1 | 1 | 2 | 1 | 2 | 1 | 2 | 1 | 1 | 0
PG&E GBA | Ravenswood | 230 | Solar | 0 | 0 | 0 | 0 | 0 | 0 | 0 | 0 | 0 | 0 | 0 | 5 | 2 | 1 | 1 |  | 1 | 1 | 1 | 1 | 1 | 2 | 1 | 1 | 3 | 3 | 3 | 1 | 1 | 2 | 1 | 2 | 1 | 2 | 1 | 1 | 0
SCE Northern | Rector | 230 | Solar | 0 | 0 | 170 | 0 | 170 | 0 | 0 | 0 | 170 | 0 | 170 | 1 | 1 | 1 | 1 |  | 1 | 2 | 1 | 3 | 2 | 1 | 1 | 1 | 1 | 1 | 1 | 1 | 1 | 1 | 1 | 2 | 1 | 2 | 2- | 1 | 1 | no concern
SCE Eastern | Red Bluff | 230 | Solar | 0 | 0 | 0 | 500 | 500 | 0 | 0 | 0 | 0 | 500 | 500 | 1 | 1 | 1 | 1 | 1 | 1 | 1 | 4 | 2 | 3 | 2 | 1 | 1 | 1 | 1 | 2 | 2 | 1 | 2 | 2 | 4 | 1 | 3 | 2+ | 1 | 1 | no concern
SCE Eastern | Red Bluff | 500 | Solar | 0 | 0 | 175 | 0 | 175 | 175 | 0 | 175 | 0 | 0 | 0 | 1 | 1 | 1 | 1 | 5 | 1 | 2 | 4 | 2 | 3 | 2 | 1 | 1 | 1 | 1 | 2 | 2 | 1 | 2 | 2 | 4 | 1 | 3 | 4+ | 4 | 1 | Flags are due to in-development resources
PG&E NGBA | Redbud | 115 | Solar | 0 | 0 | 0 | 0 | 0 | 0 | 0 | 0 | 0 | 0 | 0 | 5 | 2 | 1 | 1 |  | 1 | 1 | 1 | 1 | 1 | 2 | 5 | 1 | 1 | 1 | 2 | 1 | 1 | 2 | 2 | 4 | 2 | 3 | 1 | 1 | 0
SCE Metro | Redondo | 230 | Solar | 0 | 0 | 0 | 0 | 0 | 0 | 0 | 0 | 0 | 0 | 0 | 1 | 1 | 1 | 1 |  | 1 | 1 | 1 | 1 | 1 | 2 | 1 | 1 | 1 | 3 | 3 | 1 | 1 | 1 | 1 | 2 | 1 | 2 | 1 | 1 | 0
PG&E FRESNO | Reedley | 115 | Solar | 0 | 0 | 0 | 0 | 0 | 0 | 0 | 0 | 0 | 0 | 0 | 5 | 2 | 5 | 2 |  | 1 | 1 | 1 | 1 | 1 | 1 | 1 | 1 | 1 | 1 | 1 | 1 | 1 | 1 | 1 | 4 | 2 | 1 | 1 | 1 | 0
PG&E KERN | Renfro | 115 | Solar | 0 | 0 | 0 | 0 | 0 | 0 | 0 | 0 | 0 | 0 | 0 | 5 | 2 | 5 | 2 |  | 1 | 1 | 1 | 1 | 2 | 1 | 1 | 1 | 1 | 1 | 1 | 1 | 1 | 1 | 1 | 2 | 1 | 2 | 1 | 1 | 0
PG&E GBA | Richmond R | 115 | Solar | 0 | 0 | 0 | 0 | 0 | 0 | 0 | 0 | 0 | 0 | 0 | 5 | 2 | 1 | 1 |  | 1 | 1 | 1 | 1 | 1 | 2 | 2 | 1 | 2 | 2 | 2 | 1 | 1 | 2 | 1 | 2 | 1 | 2 | 4+ | 1 | 1
PG&E NGBA | Rincon | 115 | Solar | 0 | 0 | 0 | 0 | 0 | 0 | 0 | 0 | 0 | 0 | 0 | 5 | 2 | 1 | 1 |  | 1 | 1 | 1 | 1 | 1 | 2 | 1 | 2 | 1 | 3 | 3 | 1 | 1 | 2 | 1 | 3 | 2 | 2 | 1 | 1 | 0
PG&E KERN | Rio Bravo | 115 | Solar | 0 | 0 | 0 | 0 | 0 | 0 | 0 | 0 | 0 | 0 | 0 | 5 | 2 | 5 | 2 | 4 | 1 | 1 | 1 | 1 | 2 | 1 | 1 | 1 | 1 | 1 | 1 | 1 | 1 | 1 | 1 | 2 | 1 | 1 | 1+ | 1 | 1
SCE Metro | Rio Hondo | 230 | Solar | 0 | 0 | 0 | 0 | 0 | 0 | 0 | 0 | 0 | 0 | 0 | 1 | 1 | 1 | 1 | 1 | 1 | 2 | 1 | 1 | 1 | 2 | 5 | 1 | 1 | 3 | 3 | 3 | 1 | 1 | 1 | 4 | 1 | 1 | 1 | 1 | 0
PG&E NGBA | Rio Oso | 115 | Solar | 0 | 0 | 0 | 0 | 0 | 0 | 0 | 0 | 0 | 0 | 0 | 5 | 2 | 1 | 1 |  | 1 | 1 | 1 | 1 | 1 | 2 | 1 | 1 | 1 | 1 | 2 | 1 | 1 | 2 | 1 | 4 | 1 | 3 | 1 | 1 | 0
PG&E NGBA | Rio Oso | 230 | Solar | 0 | 0 | 0 | 0 | 0 | 0 | 0 | 0 | 0 | 0 | 0 | 5 | 2 | 1 | 1 |  | 1 | 1 | 1 | 1 | 1 | 2 | 1 | 1 | 1 | 1 | 2 | 1 | 1 | 2 | 1 | 4 | 1 | 3 | 1+ | 1 | 1
PG&E GBA | Ripon | 115 | Solar | 0 | 0 | 0 | 0 | 0 | 0 | 0 | 0 | 0 | 0 | 0 | 1 | 1 | 1 | 1 | 3 | 1 | 2 | 1 | 1 | 2 | 1 | 1 | 1 | 1 | 1 | 1 | 1 | 1 | 1 | 1 | 2 | 2 | 2 | 1 | 1 | 0
PG&E GBA | Riverbank | 115 | Solar | 0 | 0 | 0 | 0 | 0 | 0 | 0 | 0 | 0 | 0 | 0 | 1 | 1 | 1 | 1 |  | 1 | 1 | 1 | 1 | 1 | 1 | 2 | 2 | 1 | 1 | 2 | 1 | 1 | 1 | 1 | 3 | 2 | 2 | 1 | 1 | 0
SCE NOL | Roadway | 115 | Solar | 0 | 0 | 0 | 0 | 0 | 0 | 0 | 0 | 0 | 0 | 0 | 1 | 1 | 1 | 1 | 3 | 1 | 1 | 1 | 1 | 1 | 2 | 1 | 1 | 1 | 1 | 2 | 1 | 1 | 2 | 1 | 2 | 1 | 1 | 4+ | 4 | 1
PG&E NGBA | Rock Creek 1 | 230 | Solar | 0 | 0 | 0 | 0 | 0 | 0 | 0 | 0 | 0 | 0 | 0 | 5 | 2 | 1 | 1 |  | 1 | 1 | 1 | 1 | 1 | 2 | 5 | 1 | 1 | 2 | 3 | 2 | 1 | 2 | 2 | 4 | 1 | 3 | 1 | 1 | 0
SCE Northern | Rosamond | 66 | Solar | 0 | 0 | 0 | 0 | 0 | 0 | 0 | 0 | 0 | 0 | 0 | 1 | 1 | 1 | 1 |  | 1 | 1 | 1 | 1 | 1 | 2 | 1 | 1 | 1 | 1 | 1 | 1 | 1 | 2 | 1 | 4 | 1 | 3 | 1 | 1 | 0
PG&E GBA | Rossmoor | 230 | Solar | 0 | 0 | 0 | 0 | 0 | 0 | 0 | 0 | 0 | 0 | 0 | 5 | 2 | 1 | 1 |  | 1 | 1 | 1 | 1 | 1 | 2 | 5 | 3 | 2 | 3 | 5 | 1 | 1 | 2 | 1 | 4 | 1 | 3 | 1 | 1 | 0
PG&E NGBA | Round Mountain | 230 | Solar | 0 | 0 | 0 | 0 | 0 | 0 | 0 | 0 | 0 | 0 | 0 | 5 | 2 | 1 | 1 |  | 1 | 1 | 1 | 1 | 1 | 2 | 5 | 3 | 1 | 1 | 3 | 1 | 1 | 2 | 2 | 4 | 2 | 3 | 1 | 1 | 0
PG&E NGBA | Round Mountain | 500 | Solar | 0 | 0 | 0 | 0 | 0 | 0 | 0 | 0 | 0 | 0 | 0 | 5 | 2 | 1 | 1 |  | 1 | 1 | 1 | 1 | 1 | 2 | 5 | 3 | 1 | 1 | 3 | 1 | 1 | 2 | 2 | 4 | 2 | 3 | 1 | 1 | 0
PG&E GBA | Salado | 115 | Solar | 0 | 0 | 0 | 0 | 0 | 0 | 0 | 0 | 0 | 0 | 0 | 1 | 1 | 1 | 1 |  | 1 | 1 | 1 | 1 | 1 | 1 | 2 | 2 | 1 | 1 | 2 | 1 | 1 | 1 | 1 | 4 | 2 | 1 | 1+ | 1 | 1
PG&E GBA | Salado | 60 | Solar | 0 | 0 | 0 | 0 | 0 | 0 | 0 | 0 | 0 | 0 | 0 | 1 | 1 | 1 | 1 |  | 1 | 1 | 1 | 1 | 1 | 1 | 2 | 2 | 1 | 1 | 2 | 1 | 1 | 1 | 1 | 4 | 2 | 1 | 1 | 1 | 0
PG&E GBA | Salinas | 115 | Solar | 0 | 0 | 0 | 0 | 0 | 0 | 0 | 0 | 0 | 0 | 0 | 1 | 1 | 1 | 1 |  | 1 | 1 | 1 | 1 | 2 | 1 | 2 | 1 | 1 | 1 | 1 | 1 | 1 | 2 | 2 | 3 | 2 | 2 | 4+ | 1 | 1
SDGE | Salt Creek | 69 | Solar | 0 | 0 | 0 | 0 | 0 | 0 | 0 | 0 | 0 | 0 | 0 | 1 | 1 | 1 | 1 |  | 1 | 1 | 1 | 1 | 1 | 2 | 3 | 1 | 3 | 4 | 5 | 1 | 1 | 2 | 1 | 3 | 1 | 2 | 1 | 1 | 0
SCE Eastern | San Bernardino | 230 | Solar | 0 | 0 | 0 | 0 | 0 | 0 | 0 | 0 | 0 | 0 | 0 | 1 | 1 | 1 | 1 |  | 1 | 1 | 1 | 1 | 1 | 2 | 5 | 1 | 1 | 2 | 3 | 1 | 1 | 1 | 1 | 2 | 1 | 2 | 1+ | 1 | 1
PG&E GBA | SAN FRAN A (POTRERO PP) | 115 | Solar | 0 | 0 | 0 | 0 | 0 | 0 | 0 | 0 | 0 | 0 | 0 | 5 | 2 | 1 | 1 |  | 1 | 1 | 1 | 1 | 1 | 2 | 1 | 1 | 1 | 1 | 1 | 1 | 1 | 2 | 1 | 2 | 1 | 2 | 1 | 1 | 0
PG&E GBA | SAN FRAN A (POTRERO PP) | 230 | Solar | 0 | 0 | 0 | 0 | 0 | 0 | 0 | 0 | 0 | 0 | 0 | 5 | 2 | 1 | 1 |  | 1 | 1 | 1 | 1 | 1 | 2 | 1 | 1 | 1 | 1 | 1 | 1 | 1 | 2 | 1 | 2 | 1 | 2 | 1 | 1 | 0
PG&E GBA | San Jose A | 115 | Solar | 0 | 0 | 0 | 0 | 0 | 0 | 0 | 0 | 0 | 0 | 0 | 1 | 1 | 1 | 1 |  | 1 | 1 | 1 | 1 | 1 | 2 | 5 | 1 | 1 | 1 | 1 | 2 | 1 | 2 | 1 | 2 | 2 | 2 | 1 | 1 | 0
PG&E GBA | San Jose B | 115 | Solar | 0 | 0 | 0 | 0 | 0 | 0 | 0 | 0 | 0 | 0 | 0 | 1 | 1 | 1 | 1 |  | 1 | 1 | 1 | 1 | 1 | 2 | 5 | 1 | 1 | 1 | 1 | 2 | 1 | 2 | 1 | 3 | 2 | 2 | 1 | 1 | 0
PG&E GBA | San Leandro U | 115 | Solar | 0 | 0 | 0 | 0 | 0 | 0 | 0 | 0 | 0 | 0 | 0 | 5 | 2 | 1 | 1 |  | 1 | 1 | 1 | 1 | 1 | 2 | 3 | 3 | 1 | 2 | 4 | 1 | 1 | 2 | 1 | 3 | 1 | 2 | 4+ | 1 | 1
PG&E KERN | San Luis Obispo | 115 | Solar | 0 | 0 | 0 | 0 | 0 | 0 | 0 | 0 | 0 | 0 | 0 | 5 | 2 | 1 | 1 |  | 1 | 1 | 1 | 1 | 1 | 2 | 5 | 1 | 1 | 2 | 3 | 1 | 1 | 2 | 2 | 4 | 2 | 3 | 1 | 1 | 0
PG&E KERN | San Luis Obispo | 70 | Solar | 0 | 0 | 0 | 0 | 0 | 0 | 0 | 0 | 0 | 0 | 0 | 5 | 2 | 1 | 1 |  | 1 | 1 | 1 | 1 | 1 | 2 | 5 | 1 | 1 | 2 | 3 | 1 | 1 | 2 | 2 | 4 | 2 | 3 | 1 | 1 | 0
SDGE | San Luis Rey | 230 | Solar | 0 | 0 | 0 | 0 | 0 | 0 | 0 | 0 | 0 | 0 | 0 | 1 | 1 | 1 | 1 |  | 1 | 1 | 1 | 1 | 1 | 2 | 1 | 2 | 2 | 2 | 3 | 1 | 1 | 2 | 1 | 4 | 1 | 3 | 1 | 1 | 0
SDGE | San Luis Rey | 69 | Solar | 0 | 0 | 0 | 0 | 0 | 0 | 0 | 0 | 0 | 0 | 0 | 1 | 1 | 1 | 1 |  | 1 | 1 | 1 | 1 | 1 | 2 | 1 | 2 | 2 | 2 | 3 | 1 | 1 | 2 | 1 | 4 | 1 | 3 | 1 | 1 | 0
SDGE | San Marcos | 69 | Solar | 0 | 0 | 0 | 0 | 0 | 0 | 0 | 0 | 0 | 0 | 0 | 1 | 1 | 1 | 1 |  | 1 | 1 | 1 | 1 | 1 | 2 | 2 | 2 | 1 | 1 | 3 | 1 | 1 | 2 | 1 | 2 | 1 | 3 | 1 | 1 | 0
SCE Metro | San Onofre | 230 | Solar | 0 | 0 | 0 | 0 | 0 | 0 | 0 | 0 | 0 | 0 | 0 | 1 | 1 | 1 | 1 |  | 1 | 1 | 1 | 1 | 1 | 2 | 5 | 1 | 3 | 3 | 3 | 3 | 1 | 2 | 1 | 4 | 1 | 3 | 1 | 1 | 0
PG&E GBA | San Pablo | 115 | Solar | 0 | 0 | 0 | 40 | 40 | 0 | 0 | 0 | 0 | 40 | 40 | 5 | 2 | 1 | 1 |  | 1 | 1 | 1 | 1 | 1 | 2 | 2 | 1 | 2 | 3 | 3 | 1 | 1 | 2 | 1 | 2 | 1 | 1 | 5- | 1 | 1 | solar: CI only flag, consistent with solar build in the portfolio
PG&E GBA | San Ramon | 230 | Solar | 0 | 0 | 0 | 0 | 0 | 0 | 0 | 0 | 0 | 0 | 0 | 5 | 2 | 1 | 1 |  | 1 | 1 | 1 | 1 | 1 | 2 | 5 | 2 | 1 | 2 | 3 | 1 | 1 | 2 | 1 | 2 | 1 | 3 | 4+ | 1 | 1
SDGE | San Ysidro | 69 | Solar | 0 | 0 | 0 | 0 | 0 | 0 | 0 | 0 | 0 | 0 | 0 | 1 | 1 | 1 | 1 |  | 1 | 1 | 1 | 1 | 1 | 2 | 3 | 1 | 4 | 4 | 5 | 1 | 1 | 2 | 1 | 2 | 1 | 2 | 1 | 1 | 0
SCE NOL | Sandlot | 230 | Solar | 0 | 0 | 0 | 0 | 0 | 0 | 0 | 0 | 0 | 0 | 0 | 3 | 3 | 1 | 1 |  | 1 | 1 | 1 | 1 | 1 | 2 | 1 | 1 | 1 | 1 | 2 | 1 | 1 | 2 | 1 | 4 | 1 | 2 | 1 | 1 | 0
EOP | Sandy | 138 | Solar | 0 | 0 | 0 | 0 | 0 | 0 | 0 | 0 | 0 | 0 | 0 | 5 | 2 | 4 | 2 |  | 1 | 1 | 1 | 1 | 1 | 2 | 1 | 1 | 1 | 1 | 1 | 1 | 1 | 2 | 2 | 4 | 1 | 3 | 1 | 1 | 0
PG&E FRESNO | Sanger | 115 | Solar | 0 | 0 | 0 | 0 | 0 | 0 | 0 | 0 | 0 | 0 | 0 | 5 | 2 | 5 | 2 | 3 | 1 | 1 | 1 | 1 | 2 | 1 | 1 | 1 | 1 | 1 | 1 | 1 | 1 | 1 | 1 | 2 | 2 | 2 | 4+ | 1 | 1
SCE Northern | Santa Clara | 230 | Solar | 0 | 0 | 0 | 0 | 0 | 0 | 0 | 0 | 0 | 0 | 0 | 5 | 2 | 4 | 2 |  | 1 | 1 | 1 | 1 | 1 | 2 | 1 | 1 | 1 | 1 | 1 | 1 | 1 | 2 | 1 | 3 | 1 | 2 | 1 | 1 | 0
PG&E NGBA | Santa Rosa A | 115 | Solar | 0 | 0 | 0 | 0 | 0 | 0 | 0 | 0 | 0 | 0 | 0 | 5 | 2 | 1 | 1 |  | 1 | 1 | 1 | 1 | 1 | 2 | 1 | 2 | 1 | 3 | 3 | 1 | 1 | 2 | 1 | 3 | 2 | 2 | 1 | 1 | 0
PG&E GBA | Santa Teresa | 115 | Solar | 0 | 0 | 0 | 0 | 0 | 0 | 0 | 0 | 0 | 0 | 0 | 1 | 1 | 1 | 1 | 3 | 1 | 1 | 1 | 1 | 1 | 2 | 5 | 3 | 1 | 1 | 3 | 2 | 1 | 2 | 1 | 2 | 2 | 2 | 1 | 1 | 0
SDGE | Santee | 138 | Solar | 0 | 0 | 0 | 0 | 0 | 0 | 0 | 0 | 0 | 0 | 0 | 1 | 1 | 1 | 1 |  | 1 | 1 | 1 | 1 | 1 | 2 | 5 | 3 | 1 | 2 | 4 | 1 | 1 | 2 | 1 | 2 | 1 | 2 | 1 | 1 | 0
SCE Metro | Santiago | 230 | Solar | 0 | 0 | 0 | 0 | 0 | 0 | 0 | 0 | 0 | 0 | 0 | 1 | 1 | 1 | 1 |  | 1 | 1 | 1 | 1 | 1 | 2 | 5 | 1 | 1 | 2 | 3 | 1 | 1 | 1 | 1 | 2 | 1 | 2 | 1 | 1 | 0
PG&E GBA | Saratoga | 230 | Solar | 0 | 0 | 0 | 0 | 0 | 0 | 0 | 0 | 0 | 0 | 0 | 1 | 1 | 1 | 1 |  | 1 | 1 | 1 | 1 | 1 | 2 | 1 | 3 | 1 | 2 | 5 | 1 | 1 | 2 | 1 | 4 | 2 | 3 | 1 | 1 | 0
SCE Northern | Saugus | 230 | Solar | 0 | 0 | 0 | 0 | 0 | 0 | 0 | 0 | 0 | 0 | 0 | 5 | 2 | 4 | 2 |  | 1 | 1 | 1 | 1 | 1 | 2 | 5 | 1 | 1 | 1 | 2 | 1 | 1 | 1 | 1 | 3 | 1 | 3 | 1 | 1 | 0
PG&E FRESNO | Schindler | 115 | Solar | 0 | 0 | 210 | 0 | 210 | 0 | 0 | 0 | 210 | 0 | 210 | 5 | 2 | 1 | 1 | 3 | 1 | 4 | 1 | 1 | 1 | 1 | 1 | 1 | 1 | 1 | 1 | 1 | 1 | 1 | 1 | 4 | 2 | 1 | 5- | 1 | 1 | solar: CI only flag, consistent with solar build in the portfolio
PG&E FRESNO | Schindler | 70 | Solar | 0 | 0 | 0 | 0 | 0 | 0 | 0 | 0 | 0 | 0 | 0 | 5 | 2 | 5 | 2 |  | 1 | 1 | 1 | 1 | 1 | 1 | 1 | 1 | 1 | 1 | 1 | 1 | 1 | 1 | 1 | 4 | 2 | 1 | 1 | 1 | 0
PG&E GBA | Schulte | 115 | Solar | 0 | 0 | 0 | 0 | 0 | 0 | 0 | 0 | 0 | 0 | 0 | 1 | 1 | 1 | 1 | 3 | 1 | 1 | 1 | 1 | 1 | 1 | 5 | 1 | 1 | 1 | 1 | 2 | 1 | 1 | 1 | 1 | 2 | 2 | 1 | 1 | 0
SDGE | Scripps | 69 | Solar | 0 | 0 | 0 | 0 | 0 | 0 | 0 | 0 | 0 | 0 | 0 | 1 | 1 | 1 | 1 |  | 1 | 1 | 1 | 1 | 1 | 2 | 5 | 3 | 1 | 2 | 5 | 1 | 1 | 2 | 1 | 2 | 1 | 3 | 1 | 1 | 0
PG&E KERN | Semitropic | 115 | Solar | 0 | 0 | 0 | 0 | 0 | 0 | 0 | 0 | 0 | 0 | 0 | 5 | 2 | 1 | 1 |  | 1 | 1 | 1 | 1 | 2 | 1 | 1 | 1 | 1 | 1 | 2 | 1 | 1 | 1 | 1 | 3 | 1 | 1 | 4+ | 1 | 1
SCE Metro | Serrano | 230 | Solar | 0 | 0 | 0 | 0 | 0 | 0 | 0 | 0 | 0 | 0 | 0 | 1 | 1 | 1 | 1 | 5 | 1 | 1 | 1 | 1 | 1 | 2 | 5 | 2 | 1 | 1 | 3 | 2 | 1 | 1 | 1 | 2 | 1 | 2 | 1 | 1 | 0
SCE Metro | Serrano | 500 | Solar | 0 | 0 | 0 | 0 | 0 | 0 | 0 | 0 | 0 | 0 | 0 | 1 | 1 | 1 | 1 | 5 | 1 | 1 | 1 | 1 | 1 | 2 | 5 | 2 | 1 | 1 | 3 | 2 | 1 | 1 | 1 | 2 | 1 | 2 | 1 | 1 | 0
SDGE | Shadowridge | 138 | Solar | 0 | 0 | 0 | 0 | 0 | 0 | 0 | 0 | 0 | 0 | 0 | 1 | 1 | 1 | 1 |  | 1 | 1 | 1 | 1 | 1 | 2 | 1 | 2 | 1 | 1 | 3 | 1 | 1 | 2 | 1 | 3 | 1 | 3 | 1 | 1 | 0
PG&E KERN | Shafter | 115 | Solar | 0 | 0 | 75 | 45 | 120 | 0 | 0 | 0 | 75 | 45 | 120 | 5 | 2 | 5 | 2 |  | 1 | 3 | 1 | 1 | 3 | 1 | 1 | 1 | 1 | 1 | 1 | 1 | 1 | 1 | 1 | 3 | 1 | 1 | 3- | 1 | 1 | no concern
PG&E NGBA | Silverado | 115 | Solar | 0 | 0 | 0 | 0 | 0 | 0 | 0 | 0 | 0 | 0 | 0 | 5 | 2 | 1 | 1 |  | 1 | 1 | 1 | 1 | 1 | 2 | 2 | 3 | 1 | 2 | 4 | 1 | 1 | 2 | 1 | 4 | 2 | 3 | 1 | 1 | 0
SDGE | Silvergate | 230 | Solar | 0 | 0 | 60 | 0 | 60 | 0 | 0 | 0 | 60 | 0 | 60 | 1 | 1 | 1 | 1 |  | 1 | 2 | 3 | 1 | 1 | 2 | 2 | 1 | 2 | 3 | 4 | 1 | 1 | 2 | 1 | 1 | 1 | 1 | 5- | 1 | 1 | solar: CI only flag, consistent with solar build in the portfolio
SDGE | Silvergate | 69 | Solar | 0 | 0 | 0 | 0 | 0 | 0 | 0 | 0 | 0 | 0 | 0 | 1 | 1 | 1 | 1 |  | 1 | 1 | 3 | 1 | 1 | 2 | 2 | 1 | 2 | 3 | 4 | 1 | 1 | 2 | 1 | 1 | 1 | 1 | 1 | 1 | 0
PG&E KERN | Sisquoc | 115 | Solar | 0 | 0 | 0 | 100 | 100 | 0 | 0 | 0 | 0 | 100 | 100 | 5 | 2 | 1 | 1 |  | 1 | 3 | 1 | 1 | 1 | 2 | 2 | 1 | 1 | 1 | 1 | 1 | 1 | 2 | 2 | 4 | 1 | 3 | 5- | 1 | 1 | solar: CI only flag, consistent with solar build in the portfolio
EOP | Sloan Canyon | 230 | Solar | 0 | 0 | 0 | 0 | 0 | 0 | 0 | 0 | 0 | 0 | 0 | 5 | 2 | 4 | 2 |  | 3 | 1 | 1 | 1 | 1 | 2 | 1 | 1 | 1 | 1 | 1 | 1 | 1 | 2 | 2 | 3 | 1 | 3 | 1 | 1 | 0
EOP | Sloan Canyon | 500 | Solar | 0 | 0 | 0 | 0 | 0 | 0 | 0 | 0 | 0 | 0 | 0 | 5 | 2 | 4 | 2 |  | 1 | 1 | 1 | 1 | 1 | 2 | 1 | 1 | 1 | 1 | 1 | 1 | 1 | 2 | 2 | 3 | 1 | 3 | 1 | 1 | 0
PG&E KERN | Smyrna | 115 | Solar | 0 | 0 | 0 | 0 | 0 | 0 | 0 | 0 | 0 | 0 | 0 | 5 | 2 | 5 | 2 |  | 1 | 1 | 1 | 1 | 1 | 1 | 1 | 1 | 1 | 1 | 1 | 1 | 1 | 1 | 1 | 4 | 1 | 1 | 4+ | 1 | 1
PG&E GBA | Sobrante | 115 | Solar | 0 | 0 | 0 | 40 | 40 | 0 | 0 | 0 | 0 | 40 | 40 | 5 | 2 | 1 | 1 |  | 1 | 1 | 1 | 1 | 1 | 2 | 3 | 1 | 2 | 3 | 3 | 1 | 1 | 2 | 1 | 2 | 1 | 3 | 5- | 1 | 1 | solar: CI only flag, consistent with solar build in the portfolio
PG&E GBA | Sobrante | 230 | Solar | 0 | 0 | 0 | 0 | 0 | 0 | 0 | 0 | 0 | 0 | 0 | 5 | 2 | 1 | 1 |  | 1 | 1 | 1 | 1 | 1 | 2 | 3 | 1 | 2 | 3 | 3 | 1 | 1 | 2 | 1 | 2 | 1 | 3 | 4+ | 1 | 1
PG&E KERN | Solar | 230 | Solar | 0 | 0 | 0 | 0 | 0 | 0 | 0 | 0 | 0 | 0 | 0 | 5 | 2 | 5 | 2 |  | 1 | 1 | 1 | 1 | 1 | 2 | 5 | 1 | 1 | 1 | 2 | 2 | 1 | 2 | 1 | 4 | 2 | 3 | 1 | 1 | 0
PG&E GBA | Soledad | 115 | Solar | 0 | 0 | 0 | 0 | 0 | 0 | 0 | 0 | 0 | 0 | 0 | 1 | 1 | 1 | 1 |  | 1 | 1 | 1 | 1 | 1 | 2 | 5 | 1 | 1 | 1 | 1 | 1 | 1 | 2 | 2 | 4 | 2 | 3 | 1 | 1 | 0
PG&E GBA | Soledad | 60 | Solar | 0 | 0 | 0 | 0 | 0 | 0 | 0 | 0 | 0 | 0 | 0 | 1 | 1 | 1 | 1 |  | 1 | 1 | 1 | 1 | 1 | 2 | 5 | 1 | 1 | 1 | 1 | 1 | 1 | 2 | 2 | 4 | 2 | 3 | 1 | 1 | 0
SDGE | Spring Valley | 69 | Solar | 0 | 0 | 0 | 0 | 0 | 0 | 0 | 0 | 0 | 0 | 0 | 1 | 1 | 1 | 1 |  | 1 | 1 | 1 | 1 | 1 | 2 | 5 | 1 | 3 | 3 | 5 | 1 | 1 | 2 | 1 | 2 | 1 | 2 | 1 | 1 | 0
SCE Northern | Springville | 230 | Solar | 0 | 0 | 0 | 0 | 0 | 0 | 0 | 0 | 0 | 0 | 0 | 1 | 1 | 1 | 1 | 4 | 1 | 1 | 1 | 1 | 1 | 1 | 2 | 2 | 1 | 1 | 3 | 2 | 1 | 1 | 1 | 4 | 1 | 1 | 4+ | 1 | 1
PG&E GBA | Stagg | 230 | Solar | 0 | 0 | 0 | 0 | 0 | 0 | 0 | 0 | 0 | 0 | 0 | 5 | 2 | 1 | 1 |  | 1 | 1 | 1 | 1 | 3 | 1 | 1 | 1 | 1 | 1 | 1 | 1 | 1 | 1 | 1 | 3 | 2 | 2 | 1 | 1 | 0
PG&E GBA | Standard Oil | 115 | Solar | 0 | 0 | 0 | 40 | 40 | 0 | 0 | 0 | 0 | 40 | 40 | 5 | 2 | 1 | 1 |  | 1 | 1 | 1 | 1 | 1 | 2 | 2 | 1 | 2 | 2 | 2 | 1 | 1 | 2 | 1 | 1 | 1 | 2 | 5- | 1 | 1 | solar: CI only flag, consistent with solar build in the portfolio
PG&E GBA | Stanislaus | 115 | Solar | 0 | 0 | 0 | 0 | 0 | 0 | 0 | 0 | 0 | 0 | 0 | 1 | 1 | 1 | 1 |  | 1 | 1 | 1 | 1 | 1 | 2 | 2 | 2 | 1 | 1 | 2 | 1 | 1 | 2 | 1 | 4 | 1 | 3 | 1 | 1 | 0
PG&E KERN | Stockdale | 115 | Solar | 0 | 0 | 0 | 0 | 0 | 0 | 0 | 0 | 0 | 0 | 0 | 5 | 2 | 1 | 1 |  | 1 | 1 | 1 | 1 | 2 | 1 | 1 | 1 | 1 | 1 | 1 | 1 | 1 | 1 | 1 | 2 | 1 | 2 | 1 | 1 | 0
PG&E KERN | Stockdale | 230 | Solar | 0 | 0 | 0 | 0 | 0 | 0 | 0 | 0 | 0 | 0 | 0 | 5 | 2 | 1 | 1 |  | 1 | 1 | 1 | 1 | 2 | 1 | 1 | 1 | 1 | 1 | 1 | 1 | 1 | 1 | 1 | 2 | 1 | 2 | 4+ | 1 | 1
PG&E GBA | Stockton A | 115 | Solar | 0 | 0 | 0 | 0 | 0 | 0 | 0 | 0 | 0 | 0 | 0 | 1 | 1 | 1 | 1 |  | 1 | 1 | 1 | 1 | 3 | 1 | 1 | 1 | 1 | 1 | 1 | 1 | 1 | 1 | 1 | 3 | 2 | 1 | 1 | 1 | 0
PG&E GBA | Stone | 115 | Solar | 0 | 0 | 0 | 0 | 0 | 0 | 0 | 0 | 0 | 0 | 0 | 1 | 1 | 1 | 1 |  | 1 | 1 | 1 | 1 | 1 | 2 | 5 | 1 | 1 | 1 | 1 | 2 | 1 | 2 | 1 | 3 | 2 | 2 | 1 | 1 | 0
PG&E FRESNO | Storey | 230 | Solar | 0 | 0 | 0 | 0 | 0 | 0 | 0 | 0 | 0 | 0 | 0 | 5 | 2 | 5 | 2 |  | 1 | 1 | 1 | 1 | 1 | 1 | 2 | 1 | 1 | 1 | 2 | 1 | 1 | 1 | 1 | 4 | 2 | 1 | 1 | 1 | 0
PG&E NGBA | Summit | 115 | Solar | 0 | 0 | 0 | 0 | 0 | 0 | 0 | 0 | 0 | 0 | 0 | 5 | 2 | 1 | 1 |  | 3 | 1 | 1 | 1 | 1 | 2 | 2 | 1 | 1 | 1 | 2 | 2 | 1 | 2 | 1 | 4 | 2 | 3 | 1 | 1 | 0
SDGE | Suncrest | 230 | Solar | 0 | 0 | 0 | 0 | 0 | 0 | 0 | 0 | 0 | 0 | 0 | 1 | 1 | 1 | 1 |  | 1 | 1 | 1 | 1 | 1 | 2 | 5 | 1 | 1 | 2 | 2 | 2 | 1 | 2 | 1 | 4 | 1 | 3 | 1 | 1 | 0
SDGE | Suncrest | 500 | Solar | 0 | 0 | 0 | 0 | 0 | 0 | 0 | 0 | 0 | 0 | 0 | 1 | 1 | 1 | 1 |  | 1 | 1 | 1 | 1 | 1 | 2 | 5 | 1 | 1 | 2 | 2 | 2 | 1 | 2 | 1 | 4 | 1 | 3 | 1 | 1 | 0
PG&E KERN | Sunrise | 230 | Solar | 0 | 0 | 0 | 0 | 0 | 0 | 0 | 0 | 0 | 0 | 0 | 5 | 2 | 5 | 2 |  | 1 | 1 | 1 | 1 | 1 | 1 | 1 | 1 | 1 | 3 | 3 | 1 | 1 | 1 | 1 | 1 | 1 | 1 | 1 | 1 | 0
PG&E KERN | Sunset | 230 | Solar | 0 | 0 | 0 | 0 | 0 | 0 | 0 | 0 | 0 | 0 | 0 | 5 | 2 | 5 | 2 |  | 1 | 1 | 1 | 1 | 1 | 1 | 1 | 1 | 1 | 2 | 2 | 1 | 1 | 1 | 1 | 1 | 1 | 1 | 1 | 1 | 0
PG&E GBA | Swift | 115 | Solar | 0 | 0 | 0 | 0 | 0 | 0 | 0 | 0 | 0 | 0 | 0 | 1 | 1 | 1 | 1 |  | 1 | 1 | 1 | 1 | 1 | 2 | 5 | 2 | 1 | 1 | 2 | 2 | 1 | 2 | 1 | 2 | 2 | 2 | 1 | 1 | 0
SDGE | Sycamore Canyon | 138 | Solar | 0 | 0 | 0 | 0 | 0 | 0 | 0 | 0 | 0 | 0 | 0 | 1 | 1 | 1 | 1 | 3 | 1 | 1 | 1 | 1 | 1 | 2 | 5 | 3 | 2 | 2 | 5 | 1 | 1 | 2 | 1 | 4 | 1 | 3 | 1 | 1 | 0
SDGE | Sycamore Canyon | 230 | Solar | 0 | 0 | 0 | 0 | 0 | 0 | 0 | 0 | 0 | 0 | 0 | 1 | 1 | 1 | 1 |  | 1 | 1 | 1 | 1 | 1 | 2 | 5 | 3 | 2 | 2 | 5 | 1 | 1 | 2 | 1 | 4 | 1 | 3 | 1 | 1 | 0
SDGE | Sycamore Canyon | 69 | Solar | 0 | 0 | 0 | 0 | 0 | 0 | 0 | 0 | 0 | 0 | 0 | 1 | 1 | 1 | 1 |  | 1 | 1 | 1 | 1 | 1 | 2 | 5 | 3 | 2 | 2 | 5 | 1 | 1 | 2 | 1 | 4 | 1 | 3 | 1 | 1 | 0
SCE Northern | Sylmar | 230 | Solar | 0 | 0 | 0 | 0 | 0 | 0 | 0 | 0 | 0 | 0 | 0 | 5 | 2 | 4 | 2 |  | 1 | 1 | 1 | 1 | 1 | 2 | 5 | 1 | 1 | 1 | 2 | 1 | 1 | 1 | 1 | 2 | 1 | 1 | 1 | 1 | 0
PG&E NGBA | Table Mountain | 115 | Solar | 0 | 0 | 0 | 0 | 0 | 0 | 0 | 0 | 0 | 0 | 0 | 5 | 2 | 1 | 1 |  | 1 | 1 | 1 | 1 | 1 | 2 | 2 | 3 | 1 | 2 | 4 | 1 | 1 | 2 | 1 | 3 | 2 | 1 | 1 | 1 | 0
PG&E NGBA | Table Mountain | 230 | Solar | 0 | 0 | 0 | 0 | 0 | 0 | 0 | 0 | 0 | 0 | 0 | 5 | 2 | 1 | 1 |  | 1 | 1 | 1 | 1 | 1 | 2 | 2 | 3 | 1 | 2 | 4 | 1 | 1 | 2 | 1 | 3 | 2 | 1 | 1 | 1 | 0
PG&E NGBA | Table Mountain | 500 | Solar | 0 | 0 | 0 | 0 | 0 | 0 | 0 | 0 | 0 | 0 | 0 | 5 | 2 | 1 | 1 |  | 1 | 1 | 1 | 1 | 1 | 2 | 2 | 3 | 1 | 2 | 4 | 1 | 1 | 2 | 1 | 3 | 2 | 1 | 1 | 1 | 0
PG&E NGBA | Table Mountain | 60 | Solar | 0 | 0 | 0 | 0 | 0 | 0 | 0 | 0 | 0 | 0 | 0 | 5 | 2 | 1 | 1 |  | 1 | 1 | 1 | 1 | 1 | 2 | 2 | 3 | 1 | 2 | 4 | 1 | 1 | 2 | 1 | 3 | 2 | 1 | 1 | 1 | 0
PG&E KERN | Taft | 115 | Solar | 0 | 0 | 0 | 0 | 0 | 0 | 0 | 0 | 0 | 0 | 0 | 5 | 2 | 5 | 2 |  | 1 | 1 | 1 | 1 | 1 | 1 | 1 | 1 | 2 | 3 | 4 | 1 | 1 | 1 | 1 | 2 | 1 | 2 | 4+ | 4 | 1
SDGE | Talega | 138 | Solar | 0 | 0 | 0 | 0 | 0 | 0 | 0 | 0 | 0 | 0 | 0 | 1 | 1 | 1 | 1 | 3 | 1 | 1 | 1 | 1 | 1 | 2 | 5 | 1 | 2 | 2 | 3 | 2 | 1 | 2 | 1 | 3 | 1 | 3 | 1 | 1 | 0
SDGE | Talega | 230 | Solar | 0 | 0 | 0 | 0 | 0 | 0 | 0 | 0 | 0 | 0 | 0 | 1 | 1 | 1 | 1 |  | 1 | 1 | 1 | 1 | 1 | 2 | 5 | 1 | 2 | 2 | 3 | 2 | 1 | 2 | 1 | 3 | 1 | 3 | 1 | 1 | 0
PG&E GBA | Tassajara | 230 | Solar | 0 | 0 | 0 | 0 | 0 | 0 | 0 | 0 | 0 | 0 | 0 | 5 | 2 | 1 | 1 |  | 1 | 1 | 1 | 1 | 1 | 2 | 5 | 2 | 2 | 3 | 3 | 1 | 1 | 2 | 1 | 3 | 1 | 3 | 1 | 1 | 0
PG&E KERN | Tejon | 70 | Solar | 0 | 0 | 0 | 0 | 0 | 0 | 0 | 0 | 0 | 0 | 0 | 5 | 2 | 1 | 1 |  | 1 | 1 | 1 | 1 | 2 | 1 | 2 | 1 | 1 | 1 | 1 | 1 | 1 | 1 | 1 | 3 | 1 | 1 | 4+ | 1 | 1
SDGE | Telegraph Canyon | 138 | Solar | 0 | 0 | 0 | 0 | 0 | 0 | 0 | 0 | 0 | 0 | 0 | 1 | 1 | 1 | 1 |  | 1 | 1 | 1 | 1 | 1 | 2 | 3 | 1 | 3 | 4 | 5 | 1 | 1 | 2 | 1 | 2 | 1 | 2 | 1 | 1 | 0
PG&E KERN | Temblor | 115 | Solar | 0 | 0 | 0 | 0 | 0 | 0 | 0 | 0 | 0 | 0 | 0 | 5 | 2 | 5 | 2 |  | 1 | 1 | 1 | 1 | 1 | 1 | 1 | 1 | 1 | 1 | 2 | 1 | 1 | 1 | 1 | 2 | 1 | 1 | 1 | 1 | 0
PG&E KERN | Templeton | 230 | Solar | 0 | 0 | 0 | 0 | 0 | 0 | 0 | 0 | 0 | 0 | 0 | 5 | 2 | 5 | 2 |  | 1 | 1 | 1 | 1 | 1 | 1 | 3 | 1 | 1 | 1 | 1 | 1 | 1 | 2 | 2 | 4 | 2 | 3 | 1 | 1 | 0
PG&E KERN | Templeton | 70 | Solar | 0 | 0 | 0 | 0 | 0 | 0 | 0 | 0 | 0 | 0 | 0 | 5 | 2 | 1 | 1 |  | 1 | 1 | 1 | 1 | 1 | 1 | 3 | 1 | 1 | 1 | 1 | 1 | 1 | 2 | 2 | 4 | 2 | 3 | 1 | 1 | 0
PG&E GBA | Tesla | 115 | Solar | 0 | 0 | 0 | 0 | 0 | 0 | 0 | 0 | 0 | 0 | 0 | 1 | 1 | 1 | 1 |  | 1 | 1 | 2 | 1 | 3 | 2 | 3 | 2 | 1 | 1 | 2 | 1 | 1 | 2 | 1 | 2 | 1 | 2 | 1 | 1 | 0
PG&E GBA | Tesla | 230 | Solar | 0 | 0 | 0 | 0 | 0 | 0 | 0 | 0 | 0 | 0 | 0 | 5 | 2 | 1 | 1 | 4 | 2 | 2 | 2 | 1 | 3 | 2 | 3 | 2 | 1 | 1 | 2 | 1 | 1 | 2 | 1 | 2 | 1 | 2 | 1 | 1 | 0
PG&E GBA | Tesla | 500 | Solar | 0 | 0 | 0 | 300 | 300 | 0 | 0 | 0 | 0 | 300 | 300 | 1 | 1 | 1 | 1 | 5 | 2 | 2 | 2 | 1 | 3 | 2 | 3 | 2 | 1 | 1 | 2 | 1 | 1 | 2 | 1 | 2 | 1 | 2 | 3+ | 1 | 1 | no concern
PG&E KERN | Tevis | 115 | Solar | 0 | 0 | 0 | 0 | 0 | 0 | 0 | 0 | 0 | 0 | 0 | 5 | 2 | 5 | 2 | 4 | 1 | 1 | 1 | 1 | 2 | 1 | 1 | 1 | 1 | 2 | 2 | 1 | 1 | 1 | 1 | 2 | 1 | 2 | 1 | 1 | 0
EOP | Thousandaire | 138 | Solar | 0 | 0 | 0 | 0 | 0 | 0 | 0 | 0 | 0 | 0 | 0 | 5 | 2 | 4 | 2 |  | 1 | 1 | 1 | 1 | 1 | 2 | 1 | 1 | 1 | 1 | 1 | 1 | 1 | 2 | 2 | 4 | 1 | 3 | 1 | 1 | 0
PG&E KERN | Topaz | 230 | Solar | 0 | 0 | 0 | 0 | 0 | 0 | 0 | 0 | 0 | 0 | 0 | 5 | 2 | 5 | 2 |  | 1 | 1 | 1 | 1 | 1 | 2 | 5 | 1 | 1 | 1 | 2 | 2 | 1 | 1 | 1 | 3 | 1 | 2 | 1 | 1 | 0
SCE NOL | Tortilla | 115 | Solar | 0 | 0 | 0 | 0 | 0 | 0 | 0 | 0 | 0 | 0 | 0 | 3 | 3 | 1 | 1 |  | 1 | 1 | 1 | 1 | 1 | 2 | 1 | 2 | 2 | 1 | 3 | 1 | 1 | 2 | 1 | 4 | 1 | 2 | 1+ | 1 | 1
SDGE | Trabuco | 138 | Solar | 0 | 0 | 0 | 0 | 0 | 0 | 0 | 0 | 0 | 0 | 0 | 1 | 1 | 1 | 1 |  | 1 | 1 | 1 | 1 | 1 | 2 | 5 | 1 | 2 | 3 | 3 | 2 | 1 | 1 | 1 | 1 | 1 | 2 | 1 | 1 | 0
PG&E GBA | Tracy | 115 | Solar | 0 | 0 | 0 | 0 | 0 | 0 | 0 | 0 | 0 | 0 | 0 | 1 | 1 | 1 | 1 |  | 1 | 1 | 1 | 1 | 1 | 2 | 2 | 2 | 1 | 1 | 2 | 1 | 1 | 2 | 1 | 3 | 1 | 2 | 4+ | 1 | 1
PG&E FRESNO | Tranquility | 230 | Solar | 0 | 0 | 100 | 760 | 860 | 0 | 400 | 400 | 100 | 360 | 460 | 5 | 2 | 5 | 2 | 3 | 1 | 2 | 1 | 2 | 1 | 1 | 1 | 1 | 1 | 1 | 1 | 1 | 1 | 1 | 1 | 4 | 2 | 1 | 4+ | 1 | 1 | no concern
PG&E GBA | Trimble | 115 | Solar | 0 | 0 | 0 | 0 | 0 | 0 | 0 | 0 | 0 | 0 | 0 | 1 | 1 | 1 | 1 |  | 1 | 1 | 1 | 1 | 1 | 2 | 5 | 1 | 1 | 1 | 1 | 2 | 1 | 2 | 1 | 3 | 2 | 2 | 1 | 1 | 0
EOP | Trout Canyon | 230 | Solar | 0 | 0 | 900 | 866 | 1766 | 65 | 650 | 715 | 835 | 216 | 1051 | 5 | 2 | 4 | 2 |  | 3 | 3 | 3 | 3 | 1 | 2 | 1 | 1 | 1 | 1 | 1 | 1 | 1 | 2 | 2 | 4 | 1 | 3 | 4+ | 1 | 1 | no concern
EOP | Trout Canyon | 500 | Solar | 0 | 0 | 0 | 0 | 0 | 0 | 0 | 0 | 0 | 0 | 0 | 5 | 2 | 4 | 2 |  | 1 | 1 | 3 | 3 | 1 | 2 | 1 | 1 | 1 | 1 | 1 | 1 | 1 | 2 | 2 | 4 | 1 | 3 | 1 | 1 | 0
PG&E NGBA | Tulucay | 230 | Solar | 0 | 0 | 0 | 0 | 0 | 0 | 0 | 0 | 0 | 0 | 0 | 5 | 2 | 1 | 1 |  | 1 | 1 | 1 | 1 | 1 | 2 | 2 | 2 | 1 | 1 | 3 | 1 | 1 | 2 | 1 | 3 | 2 | 3 | 1 | 1 | 0
PG&E NGBA | Tulucay | 60 | Solar | 0 | 0 | 0 | 0 | 0 | 0 | 0 | 0 | 0 | 0 | 0 | 5 | 2 | 1 | 1 |  | 1 | 1 | 1 | 1 | 1 | 2 | 2 | 2 | 1 | 1 | 3 | 1 | 1 | 2 | 1 | 3 | 2 | 3 | 4+ | 4 | 1
PG&E KERN | Tupman | 115 | Solar | 0 | 0 | 0 | 0 | 0 | 0 | 0 | 0 | 0 | 0 | 0 | 5 | 2 | 5 | 2 |  | 1 | 1 | 1 | 1 | 1 | 1 | 1 | 1 | 1 | 2 | 2 | 1 | 1 | 1 | 1 | 2 | 1 | 1 | 4+ | 1 | 1
PG&E NGBA | Ukiah | 115 | Solar | 0 | 0 | 0 | 0 | 0 | 0 | 0 | 0 | 0 | 0 | 0 | 5 | 2 | 1 | 1 |  | 1 | 1 | 1 | 1 | 1 | 2 | 5 | 1 | 1 | 2 | 2 | 2 | 1 | 2 | 2 | 4 | 2 | 3 | 1 | 1 | 0
PG&E KERN | Union (Estrella) | 70 | Solar | 0 | 0 | 0 | 0 | 0 | 0 | 0 | 0 | 0 | 0 | 0 | 5 | 2 | 1 | 1 |  | 1 | 1 | 1 | 1 | 1 | 1 | 2 | 1 | 1 | 1 | 1 | 1 | 1 | 2 | 2 | 4 | 2 | 3 | 1 | 1 | 0
PG&E NGBA | Vaca Dixon | 115 | Solar | 0 | 0 | 0 | 0 | 0 | 0 | 0 | 0 | 0 | 0 | 0 | 5 | 2 | 1 | 1 | 4 | 1 | 1 | 1 | 1 | 2 | 2 | 2 | 1 | 1 | 1 | 1 | 1 | 1 | 2 | 1 | 1 | 1 | 3 | 1 | 1 | 0
PG&E NGBA | Vaca Dixon | 230 | Solar | 0 | 0 | 0 | 0 | 0 | 0 | 0 | 0 | 0 | 0 | 0 | 5 | 2 | 1 | 1 |  | 1 | 1 | 1 | 1 | 2 | 2 | 2 | 1 | 1 | 1 | 1 | 1 | 1 | 2 | 1 | 1 | 1 | 3 | 1 | 1 | 0
PG&E NGBA | Vaca Dixon | 500 | Solar | 0 | 0 | 0 | 0 | 0 | 0 | 0 | 0 | 0 | 0 | 0 | 5 | 2 | 1 | 1 |  | 1 | 1 | 1 | 1 | 2 | 2 | 2 | 1 | 1 | 1 | 1 | 1 | 1 | 2 | 1 | 1 | 1 | 3 | 1 | 1 | 0
PG&E NGBA | Vaca Dixon | 60 | Solar | 0 | 0 | 0 | 0 | 0 | 0 | 0 | 0 | 0 | 0 | 0 | 5 | 2 | 1 | 1 |  | 1 | 1 | 1 | 1 | 2 | 2 | 2 | 1 | 1 | 1 | 1 | 1 | 1 | 2 | 1 | 1 | 1 | 3 | 1 | 1 | 0
SCE Eastern | Valley (SCE) | 500 | Solar | 0 | 0 | 0 | 0 | 0 | 0 | 0 | 0 | 0 | 0 | 0 | 1 | 1 | 1 | 1 |  | 1 | 2 | 1 | 1 | 1 | 2 | 5 | 1 | 1 | 2 | 2 | 1 | 1 | 1 | 1 | 2 | 1 | 2 | 1 | 1 | 0
EOP | Valley (VEA) | 138 | Solar | 0 | 0 | 0 | 0 | 0 | 0 | 0 | 0 | 0 | 0 | 0 | 5 | 2 | 4 | 2 |  | 1 | 1 | 1 | 1 | 1 | 2 | 1 | 1 | 1 | 1 | 1 | 1 | 1 | 2 | 2 | 4 | 1 | 3 | 1 | 1 | 0
SDGE | Valley Center | 69 | Solar | 0 | 0 | 0 | 0 | 0 | 0 | 0 | 0 | 0 | 0 | 0 | 1 | 1 | 1 | 1 |  | 1 | 1 | 1 | 1 | 1 | 2 | 5 | 1 | 1 | 1 | 2 | 1 | 1 | 2 | 1 | 4 | 1 | 3 | 1 | 1 | 0
PG&E GBA | Valley Home | 115 | Solar | 0 | 0 | 0 | 0 | 0 | 0 | 0 | 0 | 0 | 0 | 0 | 1 | 1 | 1 | 1 |  | 1 | 1 | 1 | 1 | 1 | 1 | 2 | 1 | 1 | 1 | 2 | 1 | 1 | 1 | 1 | 4 | 2 | 1 | 1 | 1 | 0
PG&E GBA | Valley Springs | 230 | Solar | 0 | 0 | 0 | 0 | 0 | 0 | 0 | 0 | 0 | 0 | 0 | 1 | 1 | 1 | 1 |  | 1 | 1 | 1 | 1 | 1 | 1 | 3 | 4 | 1 | 1 | 5 | 2 | 1 | 2 | 1 | 4 | 1 | 3 | 1+ | 1 | 1
PG&E GBA | Valley Springs | 60 | Solar | 0 | 0 | 0 | 0 | 0 | 0 | 0 | 0 | 0 | 0 | 0 | 1 | 1 | 1 | 1 |  | 1 | 1 | 1 | 1 | 1 | 1 | 3 | 4 | 1 | 1 | 5 | 2 | 1 | 2 | 1 | 4 | 1 | 3 | 1 | 1 | 0
EOP | Valley Switch | 138 | Solar | 0 | 0 | 0 | 0 | 0 | 0 | 0 | 0 | 0 | 0 | 0 | 5 | 2 | 4 | 2 |  | 1 | 1 | 1 | 1 | 1 | 2 | 1 | 1 | 1 | 1 | 1 | 1 | 1 | 2 | 2 | 4 | 1 | 3 | 1+ | 1 | 1
EOP | Valley Switch | 230 | Solar | 0 | 0 | 0 | 0 | 0 | 0 | 0 | 0 | 0 | 0 | 0 | 5 | 2 | 4 | 2 |  | 1 | 1 | 1 | 1 | 1 | 2 | 1 | 1 | 1 | 1 | 1 | 1 | 1 | 2 | 2 | 4 | 1 | 3 | 1+ | 1 | 1
PG&E GBA | Vasco | 230 | Solar | 0 | 0 | 0 | 0 | 0 | 0 | 0 | 0 | 0 | 0 | 0 | 5 | 2 | 1 | 1 |  | 1 | 1 | 1 | 1 | 1 | 2 | 5 | 2 | 2 | 3 | 4 | 1 | 1 | 2 | 1 | 3 | 1 | 3 | 1 | 1 | 0
PG&E GBA | Vasona | 230 | Solar | 0 | 0 | 0 | 0 | 0 | 0 | 0 | 0 | 0 | 0 | 0 | 1 | 1 | 1 | 1 |  | 1 | 1 | 1 | 1 | 1 | 2 | 1 | 2 | 1 | 3 | 5 | 1 | 1 | 2 | 1 | 4 | 2 | 3 | 1 | 1 | 0
SCE Northern | Vestal | 230 | Solar | 0 | 0 | 92 | 50 | 142 | 0 | 50 | 50 | 92 | 0 | 92 | 1 | 1 | 1 | 1 |  | 1 | 2 | 1 | 1 | 1 | 1 | 2 | 1 | 1 | 1 | 1 | 1 | 1 | 1 | 1 | 4 | 1 | 1 | 2- | 4 | 1 | no concern
SCE Northern | Vestal | 66 | Solar | 0 | 0 | 0 | 0 | 0 | 0 | 0 | 0 | 0 | 0 | 0 | 1 | 1 | 1 | 1 |  | 1 | 1 | 1 | 1 | 1 | 1 | 2 | 1 | 1 | 1 | 1 | 1 | 1 | 1 | 1 | 4 | 1 | 1 | 1 | 1 | 0
SCE NOL | Victor | 115 | Solar | 0 | 0 | 0 | 0 | 0 | 0 | 0 | 0 | 0 | 0 | 0 | 1 | 1 | 1 | 1 | 3 | 1 | 1 | 1 | 5 | 1 | 2 | 1 | 1 | 1 | 1 | 2 | 1 | 1 | 2 | 1 | 3 | 1 | 2 | 1 | 1 | 0
SCE NOL | Victor | 230 | Solar | 0 | 0 | 150 | 50 | 200 | 0 | 0 | 0 | 150 | 50 | 200 | 1 | 1 | 1 | 1 | 4 | 1 | 1 | 1 | 5 | 1 | 2 | 1 | 1 | 1 | 1 | 2 | 1 | 1 | 2 | 1 | 3 | 1 | 2 | 5- | 1 | 1 | solar: CI only flag, consistent with solar build in the portfolio
SCE Metro | Viejo | 230 | Solar | 0 | 0 | 0 | 0 | 0 | 0 | 0 | 0 | 0 | 0 | 0 | 1 | 1 | 1 | 1 |  | 1 | 1 | 1 | 1 | 1 | 2 | 5 | 1 | 1 | 2 | 3 | 2 | 1 | 1 | 1 | 3 | 1 | 2 | 1 | 1 | 0
PG&E GBA | Vierra | 115 | Solar | 0 | 0 | 0 | 0 | 0 | 0 | 0 | 0 | 0 | 0 | 0 | 1 | 1 | 1 | 1 |  | 1 | 2 | 1 | 1 | 2 | 1 | 1 | 1 | 1 | 1 | 1 | 1 | 1 | 1 | 1 | 1 | 2 | 1 | 4+ | 1 | 1
SCE Metro | Villa Park | 230 | Solar | 0 | 0 | 0 | 0 | 0 | 0 | 0 | 0 | 0 | 0 | 0 | 1 | 1 | 1 | 1 |  | 1 | 1 | 1 | 1 | 1 | 2 | 5 | 2 | 1 | 1 | 3 | 1 | 1 | 1 | 1 | 2 | 1 | 2 | 1 | 1 | 0
SCE Northern | Vincent | 230 | Solar | 0 | 0 | 1200 | 0 | 1200 | 0 | 0 | 0 | 1200 | 0 | 1200 | 1 | 1 | 1 | 1 | 4 | 1 | 2 | 2 | 5 | 1 | 2 | 3 | 1 | 1 | 1 | 2 | 1 | 1 | 2 | 1 | 4 | 1 | 3 | 2+ | 1 | 1 | no concern
SCE Northern | Vincent | 500 | Solar | 0 | 0 | 0 | 0 | 0 | 0 | 0 | 0 | 0 | 0 | 0 | 1 | 1 | 1 | 1 | 5 | 1 | 1 | 2 | 5 | 1 | 2 | 3 | 1 | 1 | 1 | 2 | 1 | 1 | 2 | 1 | 4 | 1 | 3 | 1 | 1 | 0
PG&E GBA | Vineyard | 230 | Solar | 0 | 0 | 0 | 0 | 0 | 0 | 0 | 0 | 0 | 0 | 0 | 5 | 2 | 1 | 1 |  | 1 | 1 | 1 | 1 | 1 | 2 | 5 | 2 | 1 | 2 | 3 | 1 | 1 | 2 | 1 | 2 | 1 | 3 | 4+ | 1 | 1
SDGE | Vineyard | 69 | Solar | 0 | 0 | 0 | 0 | 0 | 0 | 0 | 0 | 0 | 0 | 0 | 1 | 1 | 1 | 1 |  | 1 | 1 | 1 | 1 | 1 | 2 | 5 | 2 | 1 | 2 | 3 | 1 | 1 | 2 | 1 | 2 | 1 | 3 | 1 | 1 | 0
SCE Eastern | Vista (SCE) | 230 | Solar | 0 | 0 | 0 | 0 | 0 | 0 | 0 | 0 | 0 | 0 | 0 | 1 | 1 | 1 | 1 |  | 1 | 1 | 1 | 1 | 1 | 2 | 5 | 1 | 2 | 3 | 5 | 1 | 1 | 1 | 1 | 2 | 1 | 1 | 2+ | 1 | 1
EOP | Vista (VEA) | 138 | Solar | 0 | 0 | 0 | 0 | 0 | 0 | 0 | 0 | 0 | 0 | 0 | 5 | 2 | 4 | 2 |  | 1 | 1 | 1 | 1 | 1 | 2 | 1 | 1 | 1 | 1 | 1 | 1 | 1 | 2 | 2 | 4 | 1 | 3 | 1 | 1 | 0
EOP | Vista (VEA) | 230 | Solar | 0 | 0 | 0 | 0 | 0 | 0 | 0 | 0 | 0 | 0 | 0 | 5 | 2 | 4 | 2 |  | 1 | 1 | 1 | 1 | 1 | 2 | 1 | 1 | 1 | 1 | 1 | 1 | 1 | 2 | 2 | 4 | 1 | 3 | 1 | 1 | 0
PG&E FRESNO | Wahtoke | 115 | Solar | 0 | 0 | 0 | 0 | 0 | 0 | 0 | 0 | 0 | 0 | 0 | 5 | 2 | 1 | 1 |  | 1 | 1 | 1 | 1 | 2 | 1 | 1 | 1 | 1 | 1 | 1 | 1 | 1 | 1 | 1 | 3 | 2 | 1 | 4+ | 1 | 1
SCE Northern | Wakefield | 66 | Solar | 0 | 0 | 0 | 0 | 0 | 0 | 0 | 0 | 0 | 0 | 0 | 5 | 2 | 4 | 2 |  | 1 | 3 | 1 | 1 | 1 | 2 | 1 | 1 | 1 | 1 | 1 | 1 | 1 | 2 | 1 | 4 | 1 | 3 | 1 | 1 | 0
SCE Metro | Walnut | 230 | Solar | 0 | 0 | 0 | 0 | 0 | 0 | 0 | 0 | 0 | 0 | 0 | 1 | 1 | 1 | 1 |  | 1 | 1 | 1 | 1 | 1 | 2 | 5 | 2 | 1 | 1 | 2 | 2 | 1 | 1 | 1 | 1 | 1 | 1 | 1 | 1 | 0
SCE Northern | Warne | 230 | Solar | 0 | 0 | 0 | 0 | 0 | 0 | 0 | 0 | 0 | 0 | 0 | 5 | 2 | 4 | 2 |  | 1 | 1 | 1 | 1 | 1 | 2 | 5 | 3 | 1 | 1 | 5 | 2 | 1 | 1 | 1 | 4 | 1 | 3 | 1 | 1 | 0
PG&E GBA | Warnerville | 230 | Solar | 0 | 0 | 0 | 0 | 0 | 0 | 0 | 0 | 0 | 0 | 0 | 5 | 2 | 5 | 2 |  | 1 | 1 | 1 | 1 | 1 | 2 | 2 | 2 | 1 | 1 | 3 | 1 | 1 | 1 | 1 | 3 | 2 | 2 | 1 | 1 | 0
PG&E FRESNO | Waukena | 115 | Solar | 0 | 0 | 0 | 0 | 0 | 0 | 0 | 0 | 0 | 0 | 0 | 5 | 2 | 1 | 1 |  | 1 | 1 | 1 | 1 | 1 | 1 | 1 | 1 | 1 | 1 | 1 | 1 | 1 | 1 | 1 | 4 | 2 | 1 | 1 | 1 | 0
PG&E GBA | Weber | 230 | Solar | 0 | 0 | 0 | 0 | 0 | 0 | 0 | 0 | 0 | 0 | 0 | 1 | 1 | 1 | 1 |  | 1 | 1 | 1 | 1 | 2 | 1 | 1 | 1 | 1 | 1 | 1 | 1 | 1 | 1 | 1 | 3 | 2 | 1 | 4+ | 1 | 1
PG&E GBA | Weber | 60 | Solar | 0 | 0 | 0 | 0 | 0 | 0 | 0 | 0 | 0 | 0 | 0 | 1 | 1 | 1 | 1 | 3 | 1 | 3 | 1 | 1 | 2 | 1 | 1 | 1 | 1 | 1 | 1 | 1 | 1 | 1 | 1 | 3 | 2 | 1 | 1 | 1 | 0
PG&E FRESNO | West Fresno | 115 | Solar | 0 | 0 | 0 | 0 | 0 | 0 | 0 | 0 | 0 | 0 | 0 | 5 | 2 | 5 | 2 |  | 1 | 1 | 1 | 1 | 2 | 1 | 1 | 1 | 1 | 1 | 1 | 1 | 1 | 1 | 1 | 2 | 2 | 1 | 1 | 1 | 0
PG&E FRESNO | Westley | 230 | Solar | 0 | 0 | 0 | 0 | 0 | 0 | 0 | 0 | 0 | 0 | 0 | 1 | 1 | 1 | 1 |  | 1 | 1 | 1 | 1 | 1 | 1 | 3 | 3 | 1 | 1 | 3 | 1 | 1 | 1 | 1 | 4 | 2 | 1 | 1+ | 1 | 1
PG&E KERN | Westpark | 115 | Solar | 0 | 0 | 0 | 0 | 0 | 0 | 0 | 0 | 0 | 0 | 0 | 5 | 2 | 1 | 1 |  | 1 | 1 | 1 | 1 | 1 | 1 | 1 | 1 | 1 | 1 | 1 | 1 | 1 | 1 | 1 | 3 | 1 | 1 | 1 | 1 | 0
PG&E KERN | Wheeler Ridge | 230 | Solar | 0 | 0 | 0 | 90 | 90 | 0 | 0 | 0 | 0 | 90 | 90 | 5 | 2 | 5 | 2 | 1 | 1 | 1 | 1 | 1 | 2 | 1 | 1 | 1 | 1 | 1 | 1 | 1 | 1 | 1 | 1 | 4 | 1 | 1 | 2+ | 4 | 1 | no concern
PG&E KERN | Wheeler Ridge | 115 | Solar | 0 | 0 | 95 | 0 | 95 | 0 | 0 | 0 | 95 | 0 | 95 | 5 | 2 | 1 | 1 | 3 | 1 | 2 | 1 | 1 | 2 | 1 | 1 | 1 | 1 | 1 | 1 | 1 | 1 | 1 | 1 | 4 | 1 | 1 | 5- | 1 | 1 | solar: CI only flag, consistent with solar build in the portfolio
PG&E KERN | Wheeler Ridge | 70 | Solar | 0 | 0 | 0 | 0 | 0 | 0 | 0 | 0 | 0 | 0 | 0 | 5 | 2 | 5 | 2 |  | 1 | 4 | 1 | 1 | 2 | 1 | 1 | 1 | 1 | 1 | 1 | 1 | 1 | 1 | 1 | 4 | 1 | 1 | 1 | 1 | 0
SCE Northern | Whirlwind | 230 | Solar | 0 | 0 | 1485 | 188 | 1673 | 44 | 188 | 232 | 1441 | 0 | 1441 | 1 | 1 | 1 | 1 | 5 | 1 | 3 | 2 | 5 | 1 | 2 | 1 | 2 | 2 | 2 | 2 | 2 | 1 | 2 | 1 | 4 | 1 | 3 | 5- | 1 | 1 | solar: CI only flag, consistent with solar build in the portfolio
SCE Northern | Whirlwind | 500 | Solar | 0 | 0 | 1032 | 0 | 1032 | 0 | 0 | 0 | 1032 | 0 | 1032 | 1 | 1 | 1 | 1 | 5 | 1 | 1 | 2 | 5 | 1 | 2 | 1 | 2 | 2 | 2 | 2 | 2 | 1 | 2 | 1 | 4 | 1 | 3 | 5- | 1 | 1 | solar: CI only flag, consistent with solar build in the portfolio
PG&E GBA | Whisman | 115 | Solar | 0 | 0 | 0 | 0 | 0 | 0 | 0 | 0 | 0 | 0 | 0 | 1 | 1 | 1 | 1 |  | 1 | 1 | 1 | 1 | 1 | 2 | 1 | 2 | 2 | 3 | 4 | 1 | 1 | 2 | 1 | 2 | 2 | 2 | 1 | 1 | 0
SCE Eastern | Wildlife | 230 | Solar | 0 | 0 | 0 | 0 | 0 | 0 | 0 | 0 | 0 | 0 | 0 | 1 | 1 | 1 | 1 |  | 1 | 1 | 1 | 1 | 1 | 2 | 2 | 1 | 1 | 1 | 1 | 1 | 1 | 1 | 1 | 1 | 1 | 1 | 1 | 1 | 0
PG&E FRESNO | Wilson | 115 | Solar | 0 | 0 | 0 | 0 | 0 | 0 | 0 | 0 | 0 | 0 | 0 | 5 | 2 | 5 | 2 | 4 | 1 | 1 | 1 | 1 | 1 | 1 | 2 | 2 | 2 | 2 | 3 | 1 | 1 | 1 | 1 | 4 | 2 | 1 | 1 | 1 | 0
PG&E FRESNO | Wilson | 230 | Solar | 0 | 0 | 0 | 0 | 0 | 0 | 0 | 0 | 0 | 0 | 0 | 5 | 2 | 5 | 2 |  | 3 | 1 | 1 | 1 | 1 | 1 | 2 | 2 | 2 | 2 | 3 | 1 | 1 | 1 | 1 | 4 | 2 | 1 | 1 | 1 | 0
SCE Northern | Windhub | 230 | Solar | 0 | 0 | 0 | 1020 | 1020 | 0 | 1020 | 1020 | 0 | 0 | 0 | 1 | 1 | 1 | 1 | 4 | 1 | 2 | 1 | 2 | 1 | 2 | 3 | 1 | 1 | 1 | 2 | 1 | 1 | 2 | 1 | 4 | 1 | 2 | 4+ | 1 | 1 | Flags are due to in-development resources
SCE Northern | Windhub | 500 | Solar | 0 | 0 | 153 | 0 | 153 | 153 | 0 | 153 | 0 | 0 | 0 | 1 | 1 | 1 | 1 | 5 | 1 | 4 | 1 | 2 | 1 | 2 | 3 | 1 | 1 | 1 | 2 | 1 | 1 | 2 | 1 | 4 | 1 | 2 | 4+ | 4 | 1 | Flags are due to in-development resources
PG&E GBA | Windmaster | 230 | Solar | 0 | 0 | 260 | 0 | 260 | 0 | 0 | 0 | 260 | 0 | 260 | 5 | 2 | 1 | 1 |  | 1 | 1 | 3 | 1 | 2 | 2 | 3 | 1 | 1 | 1 | 2 | 1 | 1 | 2 | 1 | 2 | 1 | 2 | 5- | 1 | 1 | solar: CI only flag, consistent with solar build in the portfolio
PG&E NGBA | Windsor | 60 | Solar | 0 | 0 | 0 | 0 | 0 | 0 | 0 | 0 | 0 | 0 | 0 | 5 | 2 | 1 | 1 |  | 1 | 1 | 1 | 1 | 1 | 2 | 2 | 1 | 2 | 2 | 2 | 1 | 1 | 1 | 1 | 2 | 1 | 2 | 1 | 1 | 0
PG&E NGBA | Woodland | 115 | Solar | 0 | 0 | 0 | 12 | 12 | 0 | 12 | 12 | 0 | 0 | 0 | 5 | 2 | 1 | 1 |  | 1 | 1 | 1 | 1 | 2 | 2 | 1 | 2 | 1 | 1 | 2 | 1 | 1 | 2 | 1 | 4 | 2 | 3 | 4+ | 1 | 1 | Flags are due to in-development resources
PG&E FRESNO | Woodward | 115 | Solar | 0 | 0 | 0 | 0 | 0 | 0 | 0 | 0 | 0 | 0 | 0 | 5 | 2 | 1 | 1 |  | 1 | 1 | 1 | 1 | 1 | 1 | 3 | 2 | 2 | 2 | 3 | 1 | 1 | 1 | 1 | 2 | 2 | 2 | 1 | 1 | 0
PG&E NGBA | Wyandotte | 115 | Solar | 0 | 0 | 0 | 0 | 0 | 0 | 0 | 0 | 0 | 0 | 0 | 5 | 2 | 1 | 1 |  | 1 | 1 | 1 | 1 | 1 | 2 | 3 | 3 | 1 | 1 | 4 | 1 | 1 | 2 | 1 | 2 | 2 | 2 | 4+ | 1 | 1
PG&E KERN | 7th Standard | 115 | Battery | 0 | 0 | 0 | 0 | 0 | 0 | 0 | 0 | 0 | 0 | 0 | 5 | 2 | 5 | 2 |  |  | 1 | [11 empty] | 1 | 1 | 3 | 1 | 2 | 1 | 1 | 0
SCE Metro | Alamitos | 230 | Battery | 0 | 0 | 82 | 188 | 270 | 82 | 0 | 82 | 0 | 188 | 188 | 1 | 1 | 1 | 1 |  |  | 1 | [11 empty] | 1 | 1 | 1 | 1 | 1 | 3+ | 1 | 1 | battery, alignment with previous TPP
SCE Eastern | Alberhill | 115 | Battery | 0 | 0 | 0 | 0 | 0 | 0 | 0 | 0 | 0 | 0 | 0 | 1 | 1 | 1 | 1 |  |  | 1 | [11 empty] | 1 | 1 | 4 | 1 | 1 | 1 | 1 | 0
SCE Eastern | Alberhill | 500 | Battery | 0 | 0 | 0 | 0 | 0 | 0 | 0 | 0 | 0 | 0 | 0 | 1 | 1 | 1 | 1 |  |  | 1 | [11 empty] | 1 | 1 | 4 | 1 | 1 | 1+ | 1 | 1
PG&E GBA | Alhambra | 115 | Battery | 0 | 0 | 0 | 0 | 0 | 0 | 0 | 0 | 0 | 0 | 0 | 5 | 2 | 1 | 1 |  |  | 1 | [11 empty] | 2 | 1 | 2 | 1 | 2 | 1 | 1 | 0
PG&E FRESNO | Alpaugh | 115 | Battery | 0 | 0 | 0 | 0 | 0 | 0 | 0 | 0 | 0 | 0 | 0 | 5 | 2 | 5 | 2 | 3 |  | 1 | [11 empty] | 1 | 1 | 3 | 1 | 1 | 2+ | 4 | 1
SDGE | Alpine | 69 | Battery | 0 | 0 | 6 | 0 | 6 | 6 | 0 | 6 | 0 | 0 | 0 | 1 | 1 | 1 | 1 |  |  | 3 | [11 empty] | 2 | 1 | 4 | 1 | 3 | 2+ | 1 | 1 | Flags are due to in-development resources
PG&E GBA | Altamont Midway (Sandhill) | 230 | Battery | 0 | 0 | 0 | 0 | 0 | 0 | 0 | 0 | 0 | 0 | 0 | 5 | 2 | 1 | 1 |  |  | 1 | [11 empty] | 2 | 1 | 2 | 1 | 3 | 1 | 1 | 0
SCE Northern | Antelope | 66 | Battery | 0 | 0 | 0 | 0 | 0 | 0 | 0 | 0 | 0 | 0 | 0 | 1 | 1 | 1 | 1 |  |  | 1 | [11 empty] | 2 | 1 | 4 | 1 | 3 | 4+ | 1 | 1
SCE Northern | Antelope | 230 | Battery | 0 | 0 | 0 | 157 | 157 | 0 | 0 | 0 | 0 | 157 | 157 | 1 | 1 | 1 | 1 | 4 |  | 1 | [11 empty] | 2 | 1 | 4 | 1 | 3 | 4+ | 1 | 1 | battery, alignment with previous TPP
SCE Northern | Antelope | 500 | Battery | 0 | 0 | 0 | 0 | 0 | 0 | 0 | 0 | 0 | 0 | 0 | 1 | 1 | 1 | 1 |  |  | 1 | [11 empty] | 2 | 1 | 4 | 1 | 3 | 1 | 1 | 0
PG&E NGBA | Arcata | 60 | Battery | 0 | 0 | 2.5 | 0 | 2.5 | 2.5 | 0 | 2.5 | 0 | 0 | 0 | 5 | 2 | 1 | 1 |  |  | 3 | [11 empty] | 2 | 2 | 4 | 2 | 3 | 1 | 1 | 1 | Flags are due to in-development resources
PG&E KERN | Arco | 230 | Battery | 0 | 0 | 0 | 0 | 0 | 0 | 0 | 0 | 0 | 0 | 0 | 5 | 2 | 5 | 2 | 3 |  | 2 | [11 empty] | 1 | 1 | 4 | 1 | 1 | 4+ | 4 | 1
PG&E KERN | Arco | 70 | Battery | 0 | 0 | 2 | 0 | 2 | 2 | 0 | 2 | 0 | 0 | 0 | 5 | 2 | 5 | 2 |  |  | 4 | [11 empty] | 1 | 1 | 4 | 1 | 1 | 2+ | 1 | 1 | Flags are due to in-development resources
SCE Metro | ArcoGen | 230 | Battery | 0 | 0 | 0 | 0 | 0 | 0 | 0 | 0 | 0 | 0 | 0 | 1 | 1 | 1 | 1 |  |  | 1 | [11 empty] | 1 | 1 | 1 | 1 | 1 | 1 | 1 | 0
SDGE | Artesian | 230 | Battery | 0 | 0 | 0 | 0 | 0 | 0 | 0 | 0 | 0 | 0 | 0 | 1 | 1 | 1 | 1 |  |  | 1 | [11 empty] | 2 | 1 | 2 | 1 | 3 | 1 | 1 | 0
SDGE | Artesian | 69 | Battery | 0 | 0 | 0 | 0 | 0 | 0 | 0 | 0 | 0 | 0 | 0 | 1 | 1 | 1 | 1 |  |  | 1 | [11 empty] | 2 | 1 | 2 | 1 | 3 | 1 | 1 | 0
PG&E FRESNO | Ashlan | 230 | Battery | 0 | 0 | 0 | 0 | 0 | 0 | 0 | 0 | 0 | 0 | 0 | 5 | 2 | 1 | 1 |  |  | 1 | [11 empty] | 1 | 1 | 2 | 2 | 1 | 1 | 1 | 0
PG&E NGBA | Atlantic | 115 | Battery | 0 | 0 | 0 | 0 | 0 | 0 | 0 | 0 | 0 | 0 | 0 | 5 | 2 | 1 | 1 |  |  | 1 | [11 empty] | 2 | 1 | 2 | 2 | 3 | 1 | 1 | 0
PG&E NGBA | Atlantic | 230 | Battery | 0 | 0 | 0 | 0 | 0 | 0 | 0 | 0 | 0 | 0 | 0 | 5 | 2 | 1 | 1 |  |  | 1 | [11 empty] | 2 | 1 | 2 | 2 | 3 | 1 | 1 | 0
PG&E NGBA | Atlantic | 60 | Battery | 0 | 0 | 0 | 0 | 0 | 0 | 0 | 0 | 0 | 0 | 0 | 5 | 2 | 1 | 1 |  |  | 1 | [11 empty] | 2 | 1 | 2 | 2 | 3 | 1 | 1 | 0
PG&E FRESNO | Atwater | 115 | Battery | 0 | 0 | 0 | 0 | 0 | 0 | 0 | 0 | 0 | 0 | 0 | 5 | 2 | 1 | 1 |  |  | 1 | [11 empty] | 1 | 1 | 2 | 2 | 1 | 4+ | 1 | 1
PG&E GBA | Avena | 115 | Battery | 0 | 0 | 0 | 0 | 0 | 0 | 0 | 0 | 0 | 0 | 0 | 1 | 1 | 1 | 1 |  |  | 1 | [11 empty] | 1 | 1 | 3 | 2 | 1 | 1 | 1 | 0
SDGE | Avocado | 69 | Battery | 0 | 0 | 0 | 0 | 0 | 0 | 0 | 0 | 0 | 0 | 0 | 1 | 1 | 1 | 1 |  |  | 1 | [11 empty] | 2 | 1 | 3 | 1 | 3 | 4+ | 5 | 1
PG&E NGBA | Bahia | 230 | Battery | 0 | 0 | 0 | 0 | 0 | 0 | 0 | 0 | 0 | 0 | 0 | 5 | 2 | 1 | 1 |  |  | 1 | [11 empty] | 2 | 1 | 1 | 1 | 2 | 1 | 1 | 0
SCE Northern | Bailey | 230 | Battery | 0 | 0 | 0 | 0 | 0 | 0 | 0 | 0 | 0 | 0 | 0 | 5 | 2 | 4 | 2 |  |  | 1 | [11 empty] | 1 | 1 | 4 | 1 | 3 | 1 | 1 | 0
SCE NOL | Baker | 115 | Battery | 0 | 0 | 0 | 0 | 0 | 0 | 0 | 0 | 0 | 0 | 0 | 3 | 3 | 1 | 1 |  |  | 1 | [11 empty] | 2 | 2 | 4 | 1 | 1 | 1 | 1 | 0
PG&E KERN | Bakersfield | 230 | Battery | 0 | 0 | 0 | 0 | 0 | 0 | 0 | 0 | 0 | 0 | 0 | 5 | 2 | 5 | 2 |  |  | 1 | [11 empty] | 1 | 1 | 3 | 1 | 1 | 1 | 1 | 0
PG&E FRESNO | Balch | 230 | Battery | 0 | 0 | 0 | 0 | 0 | 0 | 0 | 0 | 0 | 0 | 0 | 5 | 2 | 5 | 2 |  |  | 1 | [11 empty] | 1 | 1 | 4 | 2 | 3 | 1 | 1 | 0
SCE Eastern | Bannister | 230 | Battery | 0 | 0 | 0 | 0 | 0 | 0 | 0 | 0 | 0 | 0 | 0 | 5 | 2 | 1 | 1 |  |  | 1 | [11 empty] | 2 | 1 | 2 | 2 | 1 | 2+ | 1 | 1
SCE Metro | Barre | 230 | Battery | 0 | 0 | 0 | 72 | 72 | 0 | 0 | 0 | 0 | 72 | 72 | 1 | 1 | 1 | 1 |  |  | 2 | [11 empty] | 1 | 1 | 1 | 1 | 1 | 3- | 1 | 1 | battery, alignment with previous TPP
SDGE | Bay Boulevard | 69 | Battery | 0 | 0 | 0 | 0 | 0 | 0 | 0 | 0 | 0 | 0 | 0 | 1 | 1 | 1 | 1 |  |  | 1 | [11 empty] | 2 | 1 | 2 | 1 | 1 | 1 | 1 | 0
SDGE | Bay Boulevard | 230 | Battery | 0 | 0 | 0 | 0 | 0 | 0 | 0 | 0 | 0 | 0 | 0 | 1 | 1 | 1 | 1 |  |  | 1 | [11 empty] | 2 | 1 | 2 | 1 | 1 | 1 | 1 | 0
EOP | Beatty | 138 | Battery | 0 | 0 | 0 | 0 | 0 | 0 | 0 | 0 | 0 | 0 | 0 | 5 | 2 | 4 | 2 |  |  | 1 | [11 empty] | 2 | 2 | 4 | 1 | 3 | 1 | 1 | 0
EOP | Beatty | 230 | Battery | 0 | 0 | 0 | 170 | 170 | 0 | 0 | 0 | 0 | 170 | 170 | 5 | 2 | 4 | 2 |  |  | 1 | [11 empty] | 2 | 2 | 4 | 1 | 3 | 4+ | 1 | 1 | battery, alignment with previous TPP
PG&E NGBA | Belden | 230 | Battery | 0 | 0 | 0 | 0 | 0 | 0 | 0 | 0 | 0 | 0 | 0 | 5 | 2 | 1 | 1 |  |  | 1 | [11 empty] | 2 | 2 | 4 | 1 | 3 | 1 | 1 | 0
PG&E NGBA | Bell | 115 | Battery | 0 | 0 | 0 | 0 | 0 | 0 | 0 | 0 | 0 | 0 | 0 | 5 | 2 | 1 | 1 |  |  | 1 | [11 empty] | 2 | 1 | 4 | 2 | 3 | 1 | 1 | 0
PG&E NGBA | Bellevue | 115 | Battery | 0 | 0 | 0 | 0 | 0 | 0 | 0 | 0 | 0 | 0 | 0 | 5 | 2 | 1 | 1 |  |  | 1 | [11 empty] | 2 | 1 | 2 | 2 | 2 | 1 | 1 | 0
PG&E GBA | Bellota | 115 | Battery | 0 | 0 | 0 | 0 | 0 | 0 | 0 | 0 | 0 | 0 | 0 | 1 | 1 | 1 | 1 | 3 |  | 1 | [11 empty] | 1 | 1 | 4 | 2 | 3 | 2+ | 1 | 1
PG&E GBA | Bellota | 230 | Battery | 0 | 0 | 0 | 0 | 0 | 0 | 0 | 0 | 0 | 0 | 0 | 1 | 1 | 1 | 1 | 3 |  | 1 | [11 empty] | 1 | 1 | 4 | 2 | 3 | 1+ | 1 | 1
SCE Northern | Big Creek | 230 | Battery | 0 | 0 | 0 | 0 | 0 | 0 | 0 | 0 | 0 | 0 | 0 | 1 | 1 | 1 | 1 |  |  | 1 | [11 empty] | 1 | 1 | 4 | 2 | 3 | 1 | 1 | 0
PG&E FRESNO | Biola | 70 | Battery | 0 | 0 | 0 | 0 | 0 | 0 | 0 | 0 | 0 | 0 | 0 | 5 | 2 | 1 | 1 |  |  | 1 | [11 empty] | 1 | 1 | 4 | 2 | 1 | 1 | 1 | 0
PG&E GBA | Birds Landing | 230 | Battery | 0 | 0 | 0 | 0 | 0 | 0 | 0 | 0 | 0 | 0 | 0 | 5 | 2 | 1 | 1 | 3 |  | 1 | [11 empty] | 2 | 1 | 4 | 1 | 1 | 4+ | 4 | 1
SCE Northern | Bliss | 66 | Battery | 0 | 0 | 0 | 0 | 0 | 0 | 0 | 0 | 0 | 0 | 0 | 1 | 1 | 1 | 1 |  |  | 1 | [11 empty] | 1 | 1 | 4 | 1 | 1 | 1 | 1 | 0
SCE Eastern | Blythe | 161 | Battery | 0 | 0 | 160 | 0 | 160 | 160 | 0 | 160 | 0 | 0 | 0 | 5 | 2 | 1 | 1 | 3 |  | 4 | [11 empty] | 2 | 2 | 2 | 1 | 1 | 4+ | 1 | 1 | Flags are due to in-development resources
PG&E NGBA | Bogue | 115 | Battery | 0 | 0 | 0 | 0 | 0 | 0 | 0 | 0 | 0 | 0 | 0 | 5 | 2 | 1 | 1 |  |  | 1 | [11 empty] | 2 | 2 | 2 | 1 | 2 | 1 | 1 | 0
PG&E FRESNO | Borden | 230 | Battery | 0 | 0 | 0 | 0 | 0 | 0 | 0 | 0 | 0 | 0 | 0 | 5 | 2 | 5 | 2 | 1 |  | 1 | [11 empty] | 1 | 1 | 4 | 2 | 1 | 2+ | 5 | 1
PG&E FRESNO | Borden | 70 | Battery | 0 | 0 | 0 | 0 | 0 | 0 | 0 | 0 | 0 | 0 | 0 | 5 | 2 | 5 | 2 |  |  | 1 | [11 empty] | 1 | 1 | 4 | 2 | 1 | 1 | 1 | 0
SDGE | Boulevard East | 138 | Battery | 0 | 0 | 0 | 0 | 0 | 0 | 0 | 0 | 0 | 0 | 0 | 1 | 1 | 1 | 1 | 1 |  | 4 | [11 empty] | 2 | 1 | 4 | 1 | 3 | 4+ | 1 | 1
SDGE | Boulevard East | 69 | Battery | 0 | 0 | 17.4 | 0 | 17.4 | 17.4 | 0 | 17.4 | 0 | 0 | 0 | 1 | 1 | 1 | 1 |  |  | 3 | [11 empty] | 2 | 1 | 4 | 1 | 3 | 4+ | 5 | 1 | Flags are due to in-development resources
PG&E GBA | Brentwood | 230 | Battery | 0 | 0 | 0 | 0 | 0 | 0 | 0 | 0 | 0 | 0 | 0 | 5 | 2 | 1 | 1 |  |  | 1 | [11 empty] | 2 | 1 | 4 | 1 | 3 | 1 | 4 | 1
PG&E NGBA | Bridgeville | 115 | Battery | 0 | 0 | 0 | 0 | 0 | 0 | 0 | 0 | 0 | 0 | 0 | 5 | 2 | 1 | 1 |  |  | 1 | [11 empty] | 2 | 2 | 4 | 2 | 3 | 1 | 1 | 0
PG&E NGBA | Brighton | 115 | Battery | 0 | 0 | 0 | 0 | 0 | 0 | 0 | 0 | 0 | 0 | 0 | 5 | 2 | 1 | 1 |  |  | 1 | [11 empty] | 2 | 1 | 2 | 2 | 1 | 1 | 1 | 0
PG&E NGBA | Brighton | 230 | Battery | 0 | 0 | 0 | 0 | 0 | 0 | 0 | 0 | 0 | 0 | 0 | 5 | 2 | 1 | 1 |  |  | 1 | [11 empty] | 2 | 1 | 2 | 2 | 1 | 1 | 1 | 0
PG&E NGBA | Brunswick | 115 | Battery | 0 | 0 | 0 | 0 | 0 | 0 | 0 | 0 | 0 | 0 | 0 | 5 | 2 | 1 | 1 |  |  | 1 | [11 empty] | 2 | 1 | 4 | 1 | 3 | 1 | 1 | 0
PG&E NGBA | Bucks Creek | 230 | Battery | 0 | 0 | 0 | 0 | 0 | 0 | 0 | 0 | 0 | 0 | 0 | 5 | 2 | 1 | 1 |  |  | 1 | [11 empty] | 2 | 2 | 4 | 1 | 3 | 1 | 1 | 0
PG&E KERN | Buena Vista | 230 | Battery | 0 | 0 | 0 | 0 | 0 | 0 | 0 | 0 | 0 | 0 | 0 | 5 | 2 | 5 | 2 |  |  | 1 | [11 empty] | 2 | 2 | 4 | 2 | 1 | 1 | 1 | 0
PG&E FRESNO | Bullard | 115 | Battery | 0 | 0 | 0 | 0 | 0 | 0 | 0 | 0 | 0 | 0 | 0 | 5 | 2 | 5 | 2 |  |  | 1 | [11 empty] | 1 | 1 | 1 | 2 | 2 | 1 | 1 | 0
PG&E GBA | Burlingame | 115 | Battery | 0 | 0 | 0 | 0 | 0 | 0 | 0 | 0 | 0 | 0 | 0 | 5 | 2 | 1 | 1 |  |  | 1 | [11 empty] | 2 | 1 | 3 | 1 | 2 | 1 | 1 | 0
PG&E NGBA | Burney Forest | 230 | Battery | 0 | 0 | 0 | 0 | 0 | 0 | 0 | 0 | 0 | 0 | 0 | 5 | 2 | 1 | 1 |  |  | 1 | [11 empty] | 2 | 2 | 4 | 2 | 3 | 1 | 1 | 0
PG&E NGBA | Butte | 115 | Battery | 0 | 0 | 0 | 0 | 0 | 0 | 0 | 0 | 0 | 0 | 0 | 5 | 2 | 1 | 1 |  |  | 1 | [11 empty] | 2 | 1 | 4 | 2 | 2 | 1 | 1 | 0
PG&E KERN | Cabrillo | 115 | Battery | 0 | 0 | 0 | 0 | 0 | 0 | 0 | 0 | 0 | 0 | 0 | 5 | 2 | 1 | 1 |  |  | 1 | [11 empty] | 2 | 2 | 4 | 1 | 3 | 1 | 1 | 0
PG&E FRESNO | Cal Flats | 230 | Battery | 0 | 0 | 0 | 0 | 0 | 0 | 0 | 0 | 0 | 0 | 0 | 5 | 2 | 5 | 2 |  |  | 1 | [11 empty] | 2 | 2 | 4 | 2 | 2 | 1 | 1 | 0
SCE NOL | Calcite | 230 | Battery | 0 | 0 | 0 | 0 | 0 | 0 | 0 | 0 | 0 | 0 | 0 | 1 | 1 | 1 | 1 | 3 |  | 2 | [11 empty] | 2 | 1 | 4 | 1 | 3 | 4+ | 5 | 1
PG&E KERN | Caliente | 230 | Battery | 0 | 0 | 0 | 0 | 0 | 0 | 0 | 0 | 0 | 0 | 0 | 5 | 2 | 5 | 2 | 1 |  | 1 | [11 empty] | 2 | 1 | 4 | 2 | 2 | 2+ | 1 | 1
PG&E FRESNO | California Ave | 115 | Battery | 0 | 0 | 0 | 0 | 0 | 0 | 0 | 0 | 0 | 0 | 0 | 5 | 2 | 1 | 1 |  |  | 1 | [11 empty] | 1 | 1 | 2 | 2 | 1 | 1 | 1 | 0
PG&E KERN | Callender | 115 | Battery | 0 | 0 | 0 | 0 | 0 | 0 | 0 | 0 | 0 | 0 | 0 | 5 | 2 | 5 | 2 |  |  | 1 | [11 empty] | 2 | 2 | 4 | 2 | 2 | 1 | 1 | 0
PG&E NGBA | Calpella | 115 | Battery | 0 | 0 | 0 | 0 | 0 | 0 | 0 | 0 | 0 | 0 | 0 | 5 | 2 | 1 | 1 |  |  | 1 | [11 empty] | 2 | 2 | 4 | 2 | 3 | 1 | 5 | 1
PG&E GBA | Camanche | 230 | Battery | 0 | 0 | 0 | 0 | 0 | 0 | 0 | 0 | 0 | 0 | 0 | 1 | 1 | 1 | 1 |  |  | 1 | [11 empty] | 1 | 1 | 4 | 2 | 3 | 4+ | 1 | 1
SDGE | Cameron | 69 | Battery | 0 | 0 | 0 | 0 | 0 | 0 | 0 | 0 | 0 | 0 | 0 | 1 | 1 | 1 | 1 |  |  | 1 | [11 empty] | 1 | 1 | 2 | 1 | 1 | 1 | 5 | 1
SDGE | Cannon | 69 | Battery | 0 | 0 | 0 | 0 | 0 | 0 | 0 | 0 | 0 | 0 | 0 | 1 | 1 | 1 | 1 |  |  | 1 | [11 empty] | 2 | 1 | 1 | 1 | 3 | 1 | 1 | 0
PG&E FRESNO | Cantua | 115 | Battery | 0 | 0 | 0 | 0 | 0 | 0 | 0 | 0 | 0 | 0 | 0 | 5 | 2 | 5 | 2 |  |  | 1 | [11 empty] | 1 | 1 | 4 | 2 | 1 | 1 | 1 | 0
SDGE | Capistrano | 138 | Battery | 0 | 0 | 0 | 0 | 0 | 0 | 0 | 0 | 0 | 0 | 0 | 1 | 1 | 1 | 1 |  |  | 1 | [11 empty] | 1 | 1 | 2 | 1 | 3 | 4+ | 4 | 1
SDGE | Capistrano | 230 | Battery | 0 | 0 | 0 | 0 | 0 | 0 | 0 | 0 | 0 | 0 | 0 | 1 | 1 | 1 | 1 |  |  | 1 | [11 empty] | 1 | 1 | 2 | 1 | 3 | 1 | 1 | 0
PG&E NGBA | Carberry | 230 | Battery | 0 | 0 | 0 | 0 | 0 | 0 | 0 | 0 | 0 | 0 | 0 | 5 | 2 | 1 | 1 |  |  | 1 | [11 empty] | 2 | 2 | 4 | 2 | 3 | 1 | 1 | 0
SCE Eastern | Cardiff | 66 | Battery | 0 | 0 | 0 | 0 | 0 | 0 | 0 | 0 | 0 | 0 | 0 | 1 | 1 | 1 | 1 |  |  | 1 | [11 empty] | 1 | 1 | 2 | 1 | 1 | 1 | 1 | 0
PG&E NGBA | Caribou | 60 | Battery | 0 | 0 | 0 | 0 | 0 | 0 | 0 | 0 | 0 | 0 | 0 | 5 | 2 | 1 | 1 |  |  | 1 | [11 empty] | 2 | 2 | 4 | 1 | 3 | 1 | 1 | 0
PG&E NGBA | Caribou | 115 | Battery | 0 | 0 | 0 | 0 | 0 | 0 | 0 | 0 | 0 | 0 | 0 | 5 | 2 | 1 | 1 |  |  | 1 | [11 empty] | 2 | 2 | 4 | 1 | 3 | 1 | 1 | 0
PG&E NGBA | Caribou | 230 | Battery | 0 | 0 | 0 | 0 | 0 | 0 | 0 | 0 | 0 | 0 | 0 | 5 | 2 | 1 | 1 |  |  | 1 | [11 empty] | 2 | 2 | 4 | 1 | 3 | 1 | 1 | 0
EOP | Carpenter Canyon (fka Gamebird) | 138 | Battery | 0 | 0 | 0 | 0 | 0 | 0 | 0 | 0 | 0 | 0 | 0 | 5 | 2 | 4 | 2 |  |  | 1 | [11 empty] | 2 | 2 | 4 | 1 | 3 | 1 | 1 | 0
EOP | Carpenter Canyon (fka Gamebird) | 230 | Battery | 0 | 0 | 0 | 36.5 | 36.5 | 0 | 0 | 0 | 0 | 36.5 | 36.5 | 5 | 2 | 4 | 2 |  |  | 1 | [11 empty] | 2 | 2 | 4 | 1 | 3 | 4+ | 5 | 1 | transmission exceedances make this necessary, small MW amount
PG&E NGBA | Carquinez | 115 | Battery | 0 | 0 | 0 | 0 | 0 | 0 | 0 | 0 | 0 | 0 | 0 | 5 | 2 | 1 | 1 |  |  | 1 | [11 empty] | 2 | 1 | 2 | 1 | 1 | 1 | 1 | 0
SDGE | Carrizo Gorge | 138 | Battery | 0 | 0 | 70 | 0 | 70 | 70 | 0 | 70 | 0 | 0 | 0 | 1 | 1 | 1 | 1 |  |  | 2 | [11 empty] | 2 | 1 | 4 | 1 | 3 | 4+ | 1 | 1 | Flags are due to in-development resources
PG&E KERN | Carrizo Plains | 115 | Battery | 0 | 0 | 0 | 0 | 0 | 0 | 0 | 0 | 0 | 0 | 0 | 5 | 2 | 5 | 2 |  |  | 1 | [11 empty] | 2 | 1 | 4 | 2 | 2 | 1 | 1 | 0
PG&E KERN | Casaloma | 230 | Battery | 0 | 0 | 0 | 0 | 0 | 0 | 0 | 0 | 0 | 0 | 0 | 5 | 2 | 1 | 1 |  |  | 1 | [11 empty] | 1 | 1 | 3 | 1 | 1 | 1 | 1 | 0
PG&E GBA | Castro Valley | 230 | Battery | 0 | 0 | 0 | 0 | 0 | 0 | 0 | 0 | 0 | 0 | 0 | 5 | 2 | 1 | 1 |  |  | 1 | [11 empty] | 2 | 1 | 2 | 1 | 2 | 1 | 1 | 0
PG&E GBA | Cayetano | 230 | Battery | 0 | 0 | 0 | 0 | 0 | 0 | 0 | 0 | 0 | 0 | 0 | 5 | 2 | 1 | 1 |  |  | 1 | [11 empty] | 2 | 1 | 3 | 1 | 3 | 1 | 4 | 1
SCE Metro | Center | 230 | Battery | 0 | 0 | 0 | 0 | 0 | 0 | 0 | 0 | 0 | 0 | 0 | 1 | 1 | 1 | 1 |  |  | 1 | [11 empty] | 1 | 1 | 1 | 1 | 1 | 1 | 4 | 1
PG&E KERN | Charca | 115 | Battery | 0 | 0 | 0 | 0 | 0 | 0 | 0 | 0 | 0 | 0 | 0 | 5 | 2 | 1 | 1 |  |  | 1 | [11 empty] | 1 | 1 | 4 | 1 | 1 | 4+ | 1 | 1
EOP | Charleston | 138 | Battery | 0 | 0 | 0 | 0 | 0 | 0 | 0 | 0 | 0 | 0 | 0 | 5 | 2 | 4 | 2 |  |  | 1 | [11 empty] | 2 | 2 | 4 | 1 | 3 | 1 | 1 | 0
SCE Metro | Chevmain | 230 | Battery | 0 | 0 | 0 | 0 | 0 | 0 | 0 | 0 | 0 | 0 | 0 | 1 | 1 | 1 | 1 |  |  | 1 | [11 empty] | 1 | 1 | 1 | 1 | 1 | 1 | 1 | 0
SDGE | Chicarita | 138 | Battery | 0 | 0 | 0 | 0 | 0 | 0 | 0 | 0 | 0 | 0 | 0 | 1 | 1 | 1 | 1 |  |  | 1 | [11 empty] | 2 | 1 | 3 | 1 | 3 | 2+ | 1 | 1
SCE Metro | Chino | 230 | Battery | 0 | 0 | 225 | 358 | 583 | 225 | 0 | 225 | 0 | 358 | 358 | 1 | 1 | 1 | 1 |  |  | 1 | [11 empty] | 1 | 1 | 1 | 1 | 2 | 3- | 1 | 1 | battery, alignment with previous TPP
PG&E FRESNO | Chowchilla | 115 | Battery | 0 | 0 | 0 | 0 | 0 | 0 | 0 | 0 | 0 | 0 | 0 | 5 | 2 | 5 | 2 |  |  | 1 | [11 empty] | 1 | 1 | 1 | 2 | 2 | 4+ | 5 | 1
PG&E GBA | Christie | 60 | Battery | 0 | 0 | 0 | 0 | 0 | 0 | 0 | 0 | 0 | 0 | 0 | 5 | 2 | 1 | 1 |  |  | 1 | [11 empty] | 2 | 1 | 2 | 1 | 2 | 1 | 1 | 0
PG&E GBA | Christie | 115 | Battery | 0 | 0 | 0 | 0 | 0 | 0 | 0 | 0 | 0 | 0 | 0 | 5 | 2 | 1 | 1 |  |  | 1 | [11 empty] | 2 | 1 | 2 | 1 | 2 | 1 | 1 | 0
SCE Eastern | Cielo Azul | 500 | Battery | 0 | 0 | 471.516 | 0 | 471.516 | 471.516 | 0 | 471.516 | 0 | 0 | 0 | 5 | 2 | 4 | 2 |  |  | 2 | [11 empty] | 2 | 2 | 4 | 1 | 3 | 4+ | 5 | 1 | Flags are due to in-development resources
PG&E GBA | Clay | 60 | Battery | 0 | 0 | 0 | 0 | 0 | 0 | 0 | 0 | 0 | 0 | 0 | 1 | 1 | 1 | 1 |  |  | 1 | [11 empty] | 2 | 1 | 3 | 1 | 3 | 1 | 1 | 0
PG&E GBA | Clayton | 115 | Battery | 0 | 0 | 0 | 0 | 0 | 0 | 0 | 0 | 0 | 0 | 0 | 5 | 2 | 1 | 1 |  |  | 1 | [11 empty] | 2 | 1 | 4 | 1 | 2 | 1 | 1 | 0
PG&E NGBA | Cloverdale | 115 | Battery | 0 | 0 | 0 | 0 | 0 | 0 | 0 | 0 | 0 | 0 | 0 | 5 | 2 | 1 | 1 |  |  | 1 | [11 empty] | 2 | 2 | 4 | 2 | 3 | 1 | 1 | 0
PG&E FRESNO | Clovis | 115 | Battery | 0 | 0 | 0 | 0 | 0 | 0 | 0 | 0 | 0 | 0 | 0 | 5 | 2 | 1 | 1 |  |  | 1 | [11 empty] | 1 | 1 | 2 | 2 | 2 | 1 | 1 | 0
PG&E GBA | Coburn | 230 | Battery | 0 | 0 | 0 | 0 | 0 | 0 | 0 | 0 | 0 | 0 | 0 | 5 | 2 | 5 | 2 |  |  | 1 | [11 empty] | 2 | 2 | 2 | 2 | 3 | 2+ | 1 | 1
PG&E GBA | Coburn | 60 | Battery | 0 | 0 | 0 | 0 | 0 | 0 | 0 | 0 | 0 | 0 | 0 | 5 | 2 | 5 | 2 |  |  | 1 | [11 empty] | 2 | 2 | 2 | 2 | 3 | 1 | 1 | 0
PG&E NGBA | Colgate | 230 | Battery | 0 | 0 | 0 | 0 | 0 | 0 | 0 | 0 | 0 | 0 | 0 | 5 | 2 | 1 | 1 |  |  | 1 | [11 empty] | 2 | 1 | 4 | 1 | 3 | 1 | 1 | 0
PG&E GBA | Collierville | 230 | Battery | 0 | 0 | 0 | 0 | 0 | 0 | 0 | 0 | 0 | 0 | 0 | 1 | 1 | 1 | 1 |  |  | 1 | [11 empty] | 2 | 1 | 4 | 1 | 3 | 1 | 1 | 0
PG&E GBA | Collinsville | 230 | Battery | 0 | 0 | 0 | 0 | 0 | 0 | 0 | 0 | 0 | 0 | 0 | 5 | 2 | 1 | 1 |  |  | 1 | [11 empty] | 2 | 1 | 3 | 1 | 1 | 1 | 1 | 0
PG&E GBA | Collinsville | 500 | Battery | 0 | 0 | 0 | 0 | 0 | 0 | 0 | 0 | 0 | 0 | 0 | 5 | 2 | 1 | 1 |  |  | 1 | [11 empty] | 2 | 1 | 3 | 1 | 1 | 1 | 1 | 0
SCE Eastern | Colorado River | 230 | Battery | 0 | 0 | 30 | 0 | 30 | 30 | 0 | 30 | 0 | 0 | 0 | 1 | 1 | 1 | 1 | 4 |  | 2 | [11 empty] | 2 | 2 | 3 | 1 | 3 | 4+ | 5 | 1 | Flags are due to in-development resources
SCE Eastern | Colorado River | 500 | Battery | 0 | 0 | 0 | 0 | 0 | 0 | 0 | 0 | 0 | 0 | 0 | 1 | 1 | 1 | 1 | 2 |  | 1 | [11 empty] | 2 | 2 | 3 | 1 | 3 | 1 | 1 | 0
PG&E KERN | Columbus | 115 | Battery | 0 | 0 | 0 | 0 | 0 | 0 | 0 | 0 | 0 | 0 | 0 | 5 | 2 | 5 | 2 |  |  | 3 | [11 empty] | 1 | 1 | 2 | 1 | 2 | 4+ | 1 | 1
PG&E GBA | Contra Costa | 115 | Battery | 0 | 0 | 0 | 0 | 0 | 0 | 0 | 0 | 0 | 0 | 0 | 5 | 2 | 1 | 1 |  |  | 1 | [11 empty] | 2 | 1 | 2 | 1 | 2 | 1 | 1 | 0
PG&E GBA | Contra Costa | 230 | Battery | 0 | 0 | 0 | 0 | 0 | 0 | 0 | 0 | 0 | 0 | 0 | 5 | 2 | 1 | 1 |  |  | 1 | [11 empty] | 2 | 1 | 2 | 1 | 2 | 2+ | 1 | 1
PG&E GBA | Contra Costa PP | 230 | Battery | 0 | 0 | 0 | 0 | 0 | 0 | 0 | 0 | 0 | 0 | 0 | 5 | 2 | 1 | 1 |  |  | 1 | [11 empty] | 2 | 1 | 1 | 1 | 2 | 1 | 1 | 0
SCE NOL | Control | 115 | Battery | 0 | 0 | 0 | 0 | 0 | 0 | 0 | 0 | 0 | 0 | 0 | 3 | 3 | 1 | 1 |  |  | 1 | [11 empty] | 2 | 2 | 4 | 1 | 3 | 1 | 1 | 0
SCE NOL | Control | 55 | Battery | 0 | 0 | 0 | 0 | 0 | 0 | 0 | 0 | 0 | 0 | 0 | 3 | 3 | 1 | 1 |  |  | 1 | [11 empty] | 2 | 2 | 4 | 1 | 3 | 1 | 1 | 0
PG&E GBA | Cooley Landing | 115 | Battery | 0 | 0 | 0 | 0 | 0 | 0 | 0 | 0 | 0 | 0 | 0 | 5 | 2 | 1 | 1 |  |  | 1 | [11 empty] | 2 | 1 | 2 | 1 | 1 | 1 | 1 | 0
PG&E GBA | Cooley Landing | 60 | Battery | 0 | 0 | 0 | 0 | 0 | 0 | 0 | 0 | 0 | 0 | 0 | 1 | 1 | 1 | 1 |  |  | 1 | [11 empty] | 2 | 1 | 2 | 1 | 1 | 4+ | 1 | 1
SCE NOL | Coolwater | 230 | Battery | 0 | 0 | 0 | 0 | 0 | 0 | 0 | 0 | 0 | 0 | 0 | 3 | 3 | 1 | 1 |  |  | 1 | [11 empty] | 2 | 1 | 2 | 1 | 1 | 4+ | 1 | 1
SCE NOL | Coolwater | 115 | Battery | 0 | 0 | 113.5 | 0 | 113.5 | 113.5 | 0 | 113.5 | 0 | 0 | 0 | 3 | 3 | 1 | 1 | 3 |  | 3 | [11 empty] | 2 | 1 | 2 | 1 | 1 | 4+ | 1 | 1 | Flags are due to in-development resources
PG&E KERN | Copus | 70 | Battery | 0 | 0 | 0 | 0 | 0 | 0 | 0 | 0 | 0 | 0 | 0 | 5 | 2 | 5 | 2 |  |  | 1 | [11 empty] | 1 | 1 | 3 | 1 | 1 | 1 | 1 | 0
PG&E FRESNO | Corcoran | 70 | Battery | 0 | 0 | 0 | 0 | 0 | 0 | 0 | 0 | 0 | 0 | 0 | 5 | 2 | 5 | 2 |  |  | 1 | [11 empty] | 1 | 1 | 4 | 2 | 1 | 1 | 1 | 0
PG&E FRESNO | Corcoran | 115 | Battery | 0 | 0 | 0 | 0 | 0 | 0 | 0 | 0 | 0 | 0 | 0 | 5 | 2 | 5 | 2 |  |  | 1 | [11 empty] | 1 | 1 | 4 | 2 | 1 | 1 | 1 | 0
PG&E NGBA | Corona | 115 | Battery | 0 | 0 | 0 | 0 | 0 | 0 | 0 | 0 | 0 | 0 | 0 | 5 | 2 | 1 | 1 |  |  | 1 | [11 empty] | 2 | 1 | 3 | 2 | 3 | 4+ | 1 | 1
PG&E NGBA | Cortina | 230 | Battery | 0 | 0 | 0 | 0 | 0 | 0 | 0 | 0 | 0 | 0 | 0 | 5 | 2 | 1 | 1 | 3 |  | 1 | [11 empty] | 2 | 2 | 4 | 1 | 3 | 1 | 1 | 0
PG&E NGBA | Cortina | 115 | Battery | 0 | 0 | 0 | 0 | 0 | 0 | 0 | 0 | 0 | 0 | 0 | 5 | 2 | 1 | 1 | 1 |  | 1 | [11 empty] | 2 | 2 | 4 | 1 | 3 | 4+ | 4 | 1
PG&E GBA | Cottle | 230 | Battery | 0 | 0 | 0 | 0 | 0 | 0 | 0 | 0 | 0 | 0 | 0 | 5 | 2 | 5 | 2 | 3 |  | 1 | [11 empty] | 1 | 1 | 3 | 2 | 1 | 4+ | 1 | 1
PG&E NGBA | Cottonwood | 115 | Battery | 0 | 0 | 0 | 0 | 0 | 0 | 0 | 0 | 0 | 0 | 0 | 5 | 2 | 1 | 1 |  |  | 1 | [11 empty] | 2 | 2 | 3 | 2 | 3 | 1 | 1 | 0
PG&E NGBA | Cottonwood | 230 | Battery | 0 | 0 | 0 | 0 | 0 | 0 | 0 | 0 | 0 | 0 | 0 | 5 | 2 | 1 | 1 |  |  | 1 | [11 empty] | 2 | 2 | 3 | 2 | 3 | 1 | 1 | 0
PG&E NGBA | Cottonwood | 60 | Battery | 0 | 0 | 0 | 0 | 0 | 0 | 0 | 0 | 0 | 0 | 0 | 5 | 2 | 1 | 1 |  |  | 1 | [11 empty] | 2 | 2 | 3 | 2 | 3 | 1 | 1 | 0
PG&E NGBA | Cove Road | 230 | Battery | 0 | 0 | 0 | 0 | 0 | 0 | 0 | 0 | 0 | 0 | 0 | 5 | 2 | 1 | 1 |  |  | 1 | [11 empty] | 2 | 2 | 4 | 2 | 3 | 1 | 1 | 0
PG&E GBA | Coyote | 230 | Battery | 0 | 0 | 0 | 0 | 0 | 0 | 0 | 0 | 0 | 0 | 0 | 1 | 1 | 1 | 1 |  |  | 1 | [11 empty] | 2 | 1 | 3 | 2 | 2 | 1 | 1 | 0
PG&E GBA | Crazy Horse Canyon | 115 | Battery | 0 | 0 | 0 | 0 | 0 | 0 | 0 | 0 | 0 | 0 | 0 | 1 | 1 | 1 | 1 |  |  | 1 | [11 empty] | 2 | 2 | 4 | 2 | 3 | 1 | 1 | 0
SDGE | Creelman | 69 | Battery | 0 | 0 | 7.36 | 0 | 7.36 | 7.36 | 0 | 7.36 | 0 | 0 | 0 | 1 | 1 | 1 | 1 |  |  | 3 | [11 empty] | 2 | 1 | 4 | 1 | 3 | 2+ | 1 | 1 | Flags are due to in-development resources
PG&E FRESNO | Crescent | 70 | Battery | 0 | 0 | 35 | 0 | 35 | 35 | 0 | 35 | 0 | 0 | 0 | 5 | 2 | 5 | 2 |  |  | 4 | [11 empty] | 1 | 1 | 3 | 2 | 1 | 4+ | 1 | 1 | Flags are due to in-development resources
PG&E FRESNO | Cressey | 115 | Battery | 0 | 0 | 0 | 0 | 0 | 0 | 0 | 0 | 0 | 0 | 0 | 5 | 2 | 1 | 1 |  |  | 1 | [11 empty] | 1 | 1 | 3 | 2 | 1 | 1 | 1 | 0
PG&E NGBA | Cresta | 230 | Battery | 0 | 0 | 0 | 0 | 0 | 0 | 0 | 0 | 0 | 0 | 0 | 5 | 2 | 1 | 1 |  |  | 1 | [11 empty] | 2 | 1 | 4 | 2 | 3 | 1 | 1 | 0
SDGE | Crestwood | 69 | Battery | 0 | 0 | 0 | 0 | 0 | 0 | 0 | 0 | 0 | 0 | 0 | 1 | 1 | 1 | 1 |  |  | 1 | [11 empty] | 2 | 1 | 4 | 1 | 3 | 1 | 1 | 0
PG&E GBA | Crow Creek | 60 | Battery | 0 | 0 | 0 | 0 | 0 | 0 | 0 | 0 | 0 | 0 | 0 | 1 | 1 | 1 | 1 |  |  | 1 | [11 empty] | 1 | 1 | 4 | 2 | 1 | 1 | 1 | 0
PG&E GBA | Crows Landing | 60 | Battery | 0 | 0 | 0 | 0 | 0 | 0 | 0 | 0 | 0 | 0 | 0 | 1 | 1 | 1 | 1 |  |  | 1 | [11 empty] | 1 | 1 | 4 | 2 | 1 | 1 | 1 | 0
PG&E GBA | Curtis | 115 | Battery | 0 | 0 | 0 | 0 | 0 | 0 | 0 | 0 | 0 | 0 | 0 | 1 | 1 | 1 | 1 |  |  | 1 | [11 empty] | 2 | 1 | 4 | 1 | 3 | 1 | 1 | 0
PG&E FRESNO | Dairyland | 115 | Battery | 0 | 0 | 0 | 0 | 0 | 0 | 0 | 0 | 0 | 0 | 0 | 5 | 2 | 1 | 1 |  |  | 1 | [11 empty] | 1 | 1 | 3 | 2 | 1 | 1 | 1 | 0
PG&E NGBA | Davis | 115 | Battery | 0 | 0 | 0 | 0 | 0 | 0 | 0 | 0 | 0 | 0 | 0 | 5 | 2 | 1 | 1 | 3 |  | 1 | [11 empty] | 2 | 1 | 4 | 2 | 3 | 2+ | 1 | 1
SCE Metro | Del Amo | 500 | Battery | 0 | 0 | 0 | 0 | 0 | 0 | 0 | 0 | 0 | 0 | 0 | 1 | 1 | 1 | 1 |  |  | 1 | [11 empty] | 1 | 1 | 3 | 1 | 2 | 1 | 1 | 0
SCE Metro | Del Amo | 230 | Battery | 0 | 0 | 0 | 0 | 0 | 0 | 0 | 0 | 0 | 0 | 0 | 1 | 1 | 1 | 1 |  |  | 1 | [11 empty] | 1 | 1 | 3 | 1 | 2 | 4+ | 1 | 1
SCE Eastern | Delaney | 500 | Battery | 0 | 0 | 0 | 0 | 0 | 0 | 0 | 0 | 0 | 0 | 0 | 5 | 2 | 4 | 2 |  |  | 1 | [11 empty] | 2 | 1 | 4 | 2 | 3 | 4+ | 1 | 1
PG&E NGBA | Delevan | 230 | Battery | 0 | 0 | 0 | 0 | 0 | 0 | 0 | 0 | 0 | 0 | 0 | 5 | 2 | 1 | 1 | 3 |  | 1 | [11 empty] | 2 | 2 | 1 | 1 | 3 | 4+ | 4 | 1
PG&E GBA | Delta PP | 230 | Battery | 0 | 0 | 0 | 0 | 0 | 0 | 0 | 0 | 0 | 0 | 0 | 5 | 2 | 1 | 1 |  |  | 1 | [11 empty] | 2 | 1 | 3 | 1 | 2 | 4+ | 1 | 1
EOP | Desert View | 230 | Battery | 0 | 0 | 0 | 0 | 0 | 0 | 0 | 0 | 0 | 0 | 0 | 5 | 2 | 4 | 2 |  |  | 1 | [11 empty] | 2 | 1 | 4 | 1 | 3 | 4+ | 1 | 1
SCE Eastern | Devers | 230 | Battery | 0 | 0 | 200 | 100 | 300 | 200 | 100 | 300 | 0 | 0 | 0 | 1 | 1 | 1 | 1 | 5 |  | 2 | [11 empty] | 2 | 1 | 1 | 1 | 3 | 4+ | 1 | 1 | Flags are due to in-development resources
SCE Eastern | Devers | 500 | Battery | 0 | 0 | 0 | 0 | 0 | 0 | 0 | 0 | 0 | 0 | 0 | 1 | 1 | 1 | 1 |  |  | 1 | [11 empty] | 2 | 1 | 1 | 1 | 3 | 1 | 1 | 0
PG&E KERN | Diablo Canyon | 230 | Battery | 0 | 0 | 0 | 0 | 0 | 0 | 0 | 0 | 0 | 0 | 0 | 5 | 2 | 1 | 1 | 3 |  | 1 | [11 empty] | 2 | 2 | 4 | 2 | 3 | 1 | 1 | 0
PG&E KERN | Diablo Canyon | 500 | Battery | 0 | 0 | 0 | 0 | 0 | 0 | 0 | 0 | 0 | 0 | 0 | 5 | 2 | 4 | 2 | 5 |  | 1 | [11 empty] | 2 | 2 | 4 | 2 | 3 | 4+ | 1 | 1
PG&E KERN | Divide | 115 | Battery | 0 | 0 | 0 | 0 | 0 | 0 | 0 | 0 | 0 | 0 | 0 | 5 | 2 | 1 | 1 |  |  | 1 | [11 empty] | 2 | 2 | 4 | 1 | 2 | 1 | 1 | 0
PG&E GBA | Dixon Landing | 115 | Battery | 0 | 0 | 0 | 0 | 0 | 0 | 0 | 0 | 0 | 0 | 0 | 1 | 1 | 1 | 1 |  |  | 1 | [11 empty] | 2 | 1 | 2 | 1 | 2 | 1 | 1 | 0
PG&E FRESNO | Dos Amigos | 230 | Battery | 0 | 0 | 0 | 260 | 260 | 0 | 0 | 0 | 0 | 260 | 260 | 5 | 2 | 5 | 2 |  |  | 1 | [11 empty] | 1 | 1 | 4 | 2 | 1 | 5- | 1 | 1 | battery, alignment with previous TPP
PG&E NGBA | Drum | 115 | Battery | 0 | 0 | 0 | 0 | 0 | 0 | 0 | 0 | 0 | 0 | 0 | 5 | 2 | 1 | 1 |  |  | 1 | [11 empty] | 2 | 1 | 4 | 2 | 3 | 1 | 1 | 0
PG&E GBA | Dumbarton | 115 | Battery | 0 | 0 | 0 | 0 | 0 | 0 | 0 | 0 | 0 | 0 | 0 | 5 | 2 | 1 | 1 |  |  | 1 | [11 empty] | 2 | 1 | 3 | 1 | 2 | 1 | 1 | 0
SCE NOL | Dunn Siding | 115 | Battery | 0 | 0 | 0 | 0 | 0 | 0 | 0 | 0 | 0 | 0 | 0 | 3 | 3 | 1 | 1 |  |  | 1 | [11 empty] | 2 | 1 | 4 | 1 | 1 | 1 | 1 | 0
SCE Eastern | Eagle Mountain | 230 | Battery | 0 | 0 | 0 | 0 | 0 | 0 | 0 | 0 | 0 | 0 | 0 | 5 | 2 | 1 | 1 |  |  | 1 | [11 empty] | 2 | 2 | 4 | 1 | 3 | 1 | 1 | 0
PG&E NGBA | Eagle Rock (PGE) | 60 | Battery | 0 | 0 | 0 | 0 | 0 | 0 | 0 | 0 | 0 | 0 | 0 | 5 | 2 | 1 | 1 |  |  | 1 | [11 empty] | 2 | 2 | 4 | 2 | 3 | 1 | 1 | 0
PG&E NGBA | Eagle Rock (PGE) | 115 | Battery | 0 | 0 | 0 | 0 | 0 | 0 | 0 | 0 | 0 | 0 | 0 | 5 | 2 | 1 | 1 | 3 |  | 1 | [11 empty] | 2 | 2 | 4 | 2 | 3 | 1 | 1 | 0
SCE Metro | Eagle Rock (SCE) | 230 | Battery | 0 | 0 | 0 | 0 | 0 | 0 | 0 | 0 | 0 | 0 | 0 | 1 | 1 | 1 | 1 |  |  | 1 | [11 empty] | 1 | 1 | 2 | 1 | 2 | 1 | 1 | 0
PG&E NGBA | East Marysville | 115 | Battery | 0 | 0 | 0 | 0 | 0 | 0 | 0 | 0 | 0 | 0 | 0 | 5 | 2 | 1 | 1 |  |  | 1 | [11 empty] | 2 | 2 | 2 | 1 | 2 | 1 | 1 | 0
PG&E NGBA | East Nicolaus | 115 | Battery | 0 | 0 | 0 | 0 | 0 | 0 | 0 | 0 | 0 | 0 | 0 | 5 | 2 | 1 | 1 |  |  | 1 | [11 empty] | 2 | 1 | 4 | 1 | 3 | 1 | 1 | 0
PG&E NGBA | East Nicolaus | 60 | Battery | 0 | 0 | 0 | 0 | 0 | 0 | 0 | 0 | 0 | 0 | 0 | 5 | 2 | 1 | 1 |  |  | 1 | [11 empty] | 2 | 1 | 4 | 1 | 3 | 1 | 1 | 0
PG&E GBA | Eastshore | 115 | Battery | 0 | 0 | 0 | 90.7 | 90.7 | 0 | 0 | 0 | 0 | 90.7 | 90.7 | 5 | 2 | 1 | 1 | 4 |  | 2 | [11 empty] | 2 | 1 | 2 | 1 | 1 | 2- | 1 | 1 | battery, alignment with previous TPP
PG&E GBA | Eastshore | 230 | Battery | 0 | 0 | 0 | 5 | 5 | 0 | 0 | 0 | 0 | 5 | 5 | 5 | 2 | 1 | 1 |  |  | 1 | [11 empty] | 2 | 1 | 2 | 1 | 1 | 5- | 1 | 1 | battery, alignment with previous TPP
SDGE | ECO | 138 | Battery | 0 | 0 | 0 | 0 | 0 | 0 | 0 | 0 | 0 | 0 | 0 | 1 | 1 | 1 | 1 | 3 |  | 1 | [11 empty] | 2 | 1 | 4 | 1 | 3 | 1 | 1 | 0
SDGE | ECO | 230 | Battery | 0 | 0 | 0 | 0 | 0 | 0 | 0 | 0 | 0 | 0 | 0 | 1 | 1 | 1 | 1 |  |  | 1 | [11 empty] | 2 | 1 | 4 | 1 | 3 | 1 | 1 | 0
SDGE | ECO | 500 | Battery | 0 | 0 | 0 | 0 | 0 | 0 | 0 | 0 | 0 | 0 | 0 | 1 | 1 | 1 | 1 |  |  | 1 | [11 empty] | 2 | 1 | 4 | 1 | 3 | 1 | 1 | 0
PG&E GBA | Edenvale | 115 | Battery | 0 | 0 | 0 | 0 | 0 | 0 | 0 | 0 | 0 | 0 | 0 | 1 | 1 | 1 | 1 |  |  | 1 | [11 empty] | 2 | 1 | 2 | 2 | 2 | 1 | 1 | 0
PG&E GBA | Edes | 115 | Battery | 0 | 0 | 0 | 0 | 0 | 0 | 0 | 0 | 0 | 0 | 0 | 5 | 2 | 1 | 1 |  |  | 1 | [11 empty] | 2 | 1 | 3 | 1 | 1 | 1 | 1 | 0
PG&E GBA | Eight Mile | 230 | Battery | 0 | 0 | 0 | 0 | 0 | 0 | 0 | 0 | 0 | 0 | 0 | 5 | 2 | 1 | 1 |  |  | 1 | [11 empty] | 1 | 1 | 2 | 2 | 1 | 1 | 1 | 0
SDGE | El Cajon | 69 | Battery | 0 | 0 | 0 | 0 | 0 | 0 | 0 | 0 | 0 | 0 | 0 | 1 | 1 | 1 | 1 |  |  | 1 | [11 empty] | 2 | 1 | 2 | 1 | 1 | 4+ | 5 | 1
SCE Eastern | El Casco | 230 | Battery | 0 | 0 | 0 | 0 | 0 | 0 | 0 | 0 | 0 | 0 | 0 | 1 | 1 | 1 | 1 |  |  | 1 | [11 empty] | 1 | 1 | 4 | 1 | 2 | 4+ | 5 | 1
PG&E GBA | El Cerrito G | 115 | Battery | 0 | 0 | 0 | 0 | 0 | 0 | 0 | 0 | 0 | 0 | 0 | 5 | 2 | 1 | 1 |  |  | 1 | [11 empty] | 2 | 1 | 2 | 1 | 2 | 1 | 1 | 0
PG&E NGBA | El Dorado PH | 115 | Battery | 0 | 0 | 0 | 0 | 0 | 0 | 0 | 0 | 0 | 0 | 0 | 5 | 2 | 1 | 1 |  |  | 1 | [11 empty] | 2 | 1 | 4 | 2 | 3 | 4+ | 1 | 1
PG&E FRESNO | El Nido (PGE) | 115 | Battery | 0 | 0 | 0 | 0 | 0 | 0 | 0 | 0 | 0 | 0 | 0 | 5 | 2 | 5 | 2 |  |  | 1 | [11 empty] | 1 | 1 | 4 | 2 | 1 | 4+ | 1 | 1
SCE Metro | El Nido (SCE) | 230 | Battery | 0 | 0 | 0 | 400 | 400 | 0 | 0 | 0 | 0 | 400 | 400 | 1 | 1 | 1 | 1 |  |  | 1 | [11 empty] | 1 | 1 | 2 | 1 | 2 | 2- | 1 | 1 | battery, alignment with previous TPP
PG&E GBA | El Patio | 115 | Battery | 0 | 0 | 0 | 0 | 0 | 0 | 0 | 0 | 0 | 0 | 0 | 1 | 1 | 1 | 1 |  |  | 1 | [11 empty] | 2 | 1 | 3 | 2 | 2 | 1 | 1 | 0
SCE Metro | El Segundo | 230 | Battery | 0 | 0 | 0 | 0 | 0 | 0 | 0 | 0 | 0 | 0 | 0 | 1 | 1 | 1 | 1 |  |  | 1 | [11 empty] | 1 | 1 | 1 | 1 | 1 | 1 | 1 | 0
EOP | Eldorado | 230 | Battery | 0 | 0 | 0 | 150 | 150 | 0 | 0 | 0 | 0 | 150 | 150 | 5 | 2 | 4 | 2 | 4 |  | 2 | [11 empty] | 2 | 2 | 2 | 1 | 3 | 4+ | 5 | 1 | mapped 280 of 4 hour last year, now its 8 hour
EOP | Eldorado | 500 | Battery | 0 | 0 | 0 | 0 | 0 | 0 | 0 | 0 | 0 | 0 | 0 | 5 | 2 | 4 | 2 | 5 |  | 1 | [11 empty] | 2 | 2 | 2 | 1 | 3 | 1 | 1 | 0
SCE Northern | Elizabeth Lake | 66 | Battery | 0 | 0 | 0 | 0 | 0 | 0 | 0 | 0 | 0 | 0 | 0 | 5 | 2 | 4 | 2 |  |  | 1 | [11 empty] | 1 | 1 | 3 | 1 | 3 | 1 | 1 | 0
PG&E KERN | Elk Hills | 230 | Battery | 0 | 0 | 0 | 0 | 0 | 0 | 0 | 0 | 0 | 0 | 0 | 5 | 2 | 5 | 2 |  |  | 1 | [11 empty] | 1 | 1 | 3 | 1 | 1 | 1 | 1 | 0
SDGE | Elliot | 69 | Battery | 0 | 0 | 0 | 0 | 0 | 0 | 0 | 0 | 0 | 0 | 0 | 1 | 1 | 1 | 1 |  |  | 1 | [11 empty] | 2 | 1 | 2 | 1 | 2 | 1 | 5 | 1
SCE Metro | Ellis | 230 | Battery | 0 | 0 | 0 | 0 | 0 | 0 | 0 | 0 | 0 | 0 | 0 | 1 | 1 | 1 | 1 |  |  | 1 | [11 empty] | 1 | 1 | 2 | 1 | 2 | 1 | 1 | 0
SDGE | Encina | 138 | Battery | 0 | 0 | 0 | 0 | 0 | 0 | 0 | 0 | 0 | 0 | 0 | 1 | 1 | 1 | 1 | 3 |  | 1 | [11 empty] | 2 | 1 | 1 | 1 | 3 | 2+ | 1 | 1
SDGE | Encina | 230 | Battery | 0 | 0 | 0 | 0 | 0 | 0 | 0 | 0 | 0 | 0 | 0 | 1 | 1 | 1 | 1 |  |  | 5 | [11 empty] | 2 | 1 | 1 | 1 | 3 | 1 | 1 | 0
SDGE | Escondido | 230 | Battery | 0 | 0 | 0 | 0 | 0 | 0 | 0 | 0 | 0 | 0 | 0 | 1 | 1 | 1 | 1 |  |  | 1 | [11 empty] | 2 | 1 | 1 | 1 | 3 | 4+ | 1 | 1
SDGE | Escondido | 69 | Battery | 0 | 0 | 13 | 0 | 13 | 13 | 0 | 13 | 0 | 0 | 0 | 1 | 1 | 1 | 1 |  |  | 3 | [11 empty] | 2 | 1 | 1 | 1 | 3 | 4+ | 1 | 1 | Flags are due to in-development resources
PG&E KERN | Estrella | 230 | Battery | 0 | 0 | 0 | 0 | 0 | 0 | 0 | 0 | 0 | 0 | 0 | 5 | 2 | 1 | 1 |  |  | 1 | [11 empty] | 2 | 2 | 4 | 2 | 3 | 1 | 1 | 0
SCE Eastern | Etiwanda | 230 | Battery | 0 | 0 | 70 | 0 | 70 | 70 | 0 | 70 | 0 | 0 | 0 | 1 | 1 | 1 | 1 | 5 |  | 2 | [11 empty] | 1 | 1 | 2 | 1 | 1 | 4+ | 4 | 1 | Flags are due to in-development resources
PG&E GBA | Evergreen | 115 | Battery | 0 | 0 | 0 | 0 | 0 | 0 | 0 | 0 | 0 | 0 | 0 | 1 | 1 | 1 | 1 |  |  | 1 | [11 empty] | 2 | 1 | 2 | 2 | 2 | 1 | 1 | 0
PG&E GBA | Evergreen | 60 | Battery | 0 | 0 | 0 | 0 | 0 | 0 | 0 | 0 | 0 | 0 | 0 | 1 | 1 | 1 | 1 |  |  | 1 | [11 empty] | 2 | 1 | 2 | 2 | 2 | 1 | 1 | 0
PG&E FRESNO | Excelsior | 115 | Battery | 0 | 0 | 0 | 0 | 0 | 0 | 0 | 0 | 0 | 0 | 0 | 5 | 2 | 5 | 2 | 1 |  | 1 | [11 empty] | 1 | 1 | 4 | 2 | 1 | 4+ | 1 | 1
PG&E FRESNO | Exchequer | 115 | Battery | 0 | 0 | 0 | 0 | 0 | 0 | 0 | 0 | 0 | 0 | 0 | 5 | 2 | 5 | 2 |  |  | 1 | [11 empty] | 2 | 1 | 4 | 1 | 2 | 1 | 1 | 0
PG&E KERN | Fairway | 115 | Battery | 0 | 0 | 0 | 0 | 0 | 0 | 0 | 0 | 0 | 0 | 0 | 5 | 2 | 1 | 1 |  |  | 1 | [11 empty] | 2 | 2 | 3 | 1 | 2 | 4+ | 1 | 1
PG&E KERN | Famoso | 115 | Battery | 0 | 0 | 0 | 0 | 0 | 0 | 0 | 0 | 0 | 0 | 0 | 5 | 2 | 1 | 1 |  |  | 1 | [11 empty] | 1 | 1 | 4 | 1 | 1 | 4+ | 1 | 1
PG&E NGBA | Fern Road | 500 | Battery | 0 | 0 | 0 | 0 | 0 | 0 | 0 | 0 | 0 | 0 | 0 | 5 | 2 | 1 | 1 |  |  | 2 | [11 empty] | 2 | 2 | 4 | 2 | 3 | 1 | 1 | 0
PG&E GBA | Fibreboard (SPI Sonora) | 115 | Battery | 0 | 0 | 0 | 0 | 0 | 0 | 0 | 0 | 0 | 0 | 0 | 1 | 1 | 1 | 1 |  |  | 1 | [11 empty] | 2 | 1 | 2 | 1 | 2 | 1 | 1 | 0
PG&E FRESNO | Figarden | 230 | Battery | 0 | 0 | 0 | 0 | 0 | 0 | 0 | 0 | 0 | 0 | 0 | 5 | 2 | 1 | 1 |  |  | 1 | [11 empty] | 1 | 1 | 3 | 2 | 2 | 1 | 1 | 0
PG&E FRESNO | Fink | 230 | Battery | 0 | 0 | 0 | 0 | 0 | 0 | 0 | 0 | 0 | 0 | 0 | 1 | 1 | 1 | 1 |  |  | 1 | [11 empty] | 1 | 1 | 4 | 2 | 1 | 1 | 5 | 1
PG&E NGBA | Fitch Mountain | 60 | Battery | 0 | 0 | 0 | 0 | 0 | 0 | 0 | 0 | 0 | 0 | 0 | 5 | 2 | 1 | 1 |  |  | 1 | [11 empty] | 2 | 2 | 4 | 2 | 3 | 1 | 1 | 0
PG&E GBA | FMC | 115 | Battery | 0 | 0 | 0 | 0 | 0 | 0 | 0 | 0 | 0 | 0 | 0 | 1 | 1 | 1 | 1 |  |  | 1 | [11 empty] | 2 | 1 | 2 | 2 | 2 | 1 | 1 | 0
PG&E GBA | Fremont | 115 | Battery | 0 | 0 | 0 | 0 | 0 | 0 | 0 | 0 | 0 | 0 | 0 | 1 | 1 | 1 | 1 |  |  | 1 | [11 empty] | 2 | 1 | 3 | 1 | 2 | 1 | 1 | 0
PG&E GBA | French Camp | 60 | Battery | 0 | 0 | 0 | 0 | 0 | 0 | 0 | 0 | 0 | 0 | 0 | 1 | 1 | 1 | 1 |  |  | 1 | [11 empty] | 1 | 1 | 3 | 2 | 1 | 1 | 1 | 0
PG&E GBA | Frogtown | 115 | Battery | 0 | 0 | 0 | 0 | 0 | 0 | 0 | 0 | 0 | 0 | 0 | 1 | 1 | 1 | 1 |  |  | 1 | [11 empty] | 2 | 1 | 4 | 1 | 3 | 1 | 1 | 0
PG&E NGBA | Fulton | 115 | Battery | 0 | 0 | 0 | 0 | 0 | 0 | 0 | 0 | 0 | 0 | 0 | 5 | 2 | 1 | 1 | 1 |  | 1 | [11 empty] | 2 | 1 | 3 | 2 | 2 | 1 | 1 | 0
PG&E NGBA | Fulton | 230 | Battery | 0 | 0 | 0 | 0 | 0 | 0 | 0 | 0 | 0 | 0 | 0 | 5 | 2 | 1 | 1 |  |  | 1 | [11 empty] | 2 | 1 | 3 | 2 | 2 | 2+ | 5 | 1
PG&E NGBA | Fulton | 60 | Battery | 0 | 0 | 0 | 0 | 0 | 0 | 0 | 0 | 0 | 0 | 0 | 5 | 2 | 1 | 1 |  |  | 1 | [11 empty] | 2 | 1 | 3 | 2 | 2 | 1 | 1 | 0
PG&E KERN | Ganso | 115 | Battery | 0 | 0 | 0 | 0 | 0 | 0 | 0 | 0 | 0 | 0 | 0 | 5 | 2 | 5 | 2 |  |  | 1 | [11 empty] | 1 | 1 | 3 | 1 | 1 | 1 | 1 | 0
PG&E FRESNO | Gates | 230 | Battery | 0 | 0 | 0 | 120 | 120 | 0 | 0 | 0 | 0 | 120 | 120 | 5 | 2 | 5 | 2 | 4 |  | 1 | [11 empty] | 1 | 1 | 3 | 2 | 1 | 4+ | 5 | 1 | last year, there was significant 4 hour battery here. we did not have 4 hour available in this portfolio
PG&E FRESNO | Gates | 500 | Battery | 0 | 0 | 190 | 35 | 225 | 190 | 35 | 225 | 0 | 0 | 0 | 5 | 2 | 5 | 2 | 5 |  | 1 | [11 empty] | 1 | 1 | 3 | 2 | 1 | 4+ | 1 | 1 | Flags are due to in-development resources
PG&E NGBA | Geysers 12 | 230 | Battery | 0 | 0 | 0 | 0 | 0 | 0 | 0 | 0 | 0 | 0 | 0 | 5 | 2 | 1 | 1 |  |  | 1 | [11 empty] | 2 | 2 | 4 | 2 | 3 | 1 | 1 | 0
PG&E NGBA | Geysers 17 | 230 | Battery | 0 | 0 | 0 | 0 | 0 | 0 | 0 | 0 | 0 | 0 | 0 | 5 | 2 | 1 | 1 |  |  | 1 | [11 empty] | 2 | 2 | 4 | 2 | 3 | 4+ | 1 | 1
PG&E NGBA | Geysers 3 | 115 | Battery | 0 | 0 | 0 | 0 | 0 | 0 | 0 | 0 | 0 | 0 | 0 | 5 | 2 | 1 | 1 |  |  | 1 | [11 empty] | 2 | 2 | 4 | 2 | 3 | 1 | 1 | 0
PG&E NGBA | Glenn | 230 | Battery | 0 | 0 | 0 | 0 | 0 | 0 | 0 | 0 | 0 | 0 | 0 | 5 | 2 | 1 | 1 | 3 |  | 1 | [11 empty] | 2 | 2 | 4 | 1 | 3 | 2+ | 1 | 1
PG&E NGBA | Glenn | 60 | Battery | 0 | 0 | 0 | 0 | 0 | 0 | 0 | 0 | 0 | 0 | 0 | 5 | 2 | 1 | 1 |  |  | 1 | [11 empty] | 2 | 2 | 4 | 1 | 3 | 1 | 1 | 0
PG&E NGBA | Gold Hill | 115 | Battery | 0 | 0 | 0 | 0 | 0 | 0 | 0 | 0 | 0 | 0 | 0 | 5 | 2 | 1 | 1 |  |  | 1 | [11 empty] | 2 | 1 | 4 | 2 | 3 | 4+ | 1 | 1
PG&E NGBA | Gold Hill | 230 | Battery | 0 | 0 | 0 | 0 | 0 | 0 | 0 | 0 | 0 | 0 | 0 | 5 | 2 | 1 | 1 |  |  | 1 | [11 empty] | 2 | 1 | 4 | 2 | 3 | 1 | 1 | 0
SCE Northern | Goleta | 230 | Battery | 0 | 0 | 10 | 0 | 10 | 10 | 0 | 10 | 0 | 0 | 0 | 5 | 2 | 4 | 2 |  |  | 5 | [11 empty] | 2 | 2 | 2 | 1 | 2 | 4+ | 4 | 1 | Flags are due to in-development resources
SCE Metro | Goodrich | 230 | Battery | 0 | 0 | 0 | 0 | 0 | 0 | 0 | 0 | 0 | 0 | 0 | 1 | 1 | 1 | 1 |  |  | 1 | [11 empty] | 1 | 1 | 3 | 1 | 2 | 1 | 1 | 0
PG&E KERN | Goose Lake | 115 | Battery | 0 | 0 | 0 | 0 | 0 | 0 | 0 | 0 | 0 | 0 | 0 | 5 | 2 | 1 | 1 |  |  | 1 | [11 empty] | 1 | 1 | 2 | 1 | 1 | 4+ | 1 | 1
SCE Metro | Gould | 230 | Battery | 0 | 0 | 0 | 0 | 0 | 0 | 0 | 0 | 0 | 0 | 0 | 1 | 1 | 1 | 1 |  |  | 1 | [11 empty] | 1 | 1 | 4 | 1 | 2 | 1 | 1 | 0
PG&E NGBA | Grand Island | 115 | Battery | 0 | 0 | 0 | 0 | 0 | 0 | 0 | 0 | 0 | 0 | 0 | 5 | 2 | 1 | 1 |  |  | 1 | [11 empty] | 2 | 1 | 4 | 2 | 2 | 1 | 1 | 0
SDGE | Granite | 69 | Battery | 0 | 0 | 2.25 | 0 | 2.25 | 2.25 | 0 | 2.25 | 0 | 0 | 0 | 1 | 1 | 1 | 1 |  |  | 3 | [11 empty] | 2 | 1 | 2 | 2 | 2 | 1 | 5 | 1 | Flags are due to in-development resources
PG&E GBA | Grant | 115 | Battery | 0 | 0 | 0 | 0 | 0 | 0 | 0 | 0 | 0 | 0 | 0 | 5 | 2 | 1 | 1 |  |  | 1 | [11 empty] | 2 | 1 | 2 | 1 | 2 | 1 | 1 | 0
PG&E GBA | Green Valley | 115 | Battery | 0 | 0 | 0 | 0 | 0 | 0 | 0 | 0 | 0 | 0 | 0 | 1 | 1 | 1 | 1 | 1 |  | 1 | [11 empty] | 2 | 2 | 3 | 2 | 2 | 4+ | 1 | 1
PG&E NGBA | Greenleaf 1 | 115 | Battery | 0 | 0 | 0 | 0 | 0 | 0 | 0 | 0 | 0 | 0 | 0 | 5 | 2 | 1 | 1 |  |  | 1 | [11 empty] | 2 | 2 | 1 | 1 | 3 | 4+ | 1 | 1
PG&E FRESNO | Gregg | 230 | Battery | 0 | 0 | 0 | 0 | 0 | 0 | 0 | 0 | 0 | 0 | 0 | 5 | 2 | 5 | 2 |  |  | 1 | [11 empty] | 1 | 1 | 3 | 2 | 1 | 2+ | 1 | 1
PG&E FRESNO | Grimmway-Malaga | 115 | Battery | 0 | 0 | 0 | 0 | 0 | 0 | 0 | 0 | 0 | 0 | 0 | 5 | 2 | 5 | 2 |  |  | 1 | [11 empty] | 1 | 1 | 2 | 1 | 1 | 1 | 1 | 0
PG&E NGBA | Grizzly | 230 | Battery | 0 | 0 | 0 | 0 | 0 | 0 | 0 | 0 | 0 | 0 | 0 | 5 | 2 | 1 | 1 |  |  | 1 | [11 empty] | 2 | 2 | 4 | 1 | 3 | 1 | 1 | 0
PG&E FRESNO | Guernsey | 70 | Battery | 0 | 0 | 0 | 0 | 0 | 0 | 0 | 0 | 0 | 0 | 0 | 5 | 2 | 5 | 2 |  |  | 1 | [11 empty] | 1 | 1 | 3 | 2 | 1 | 1 | 1 | 0
PG&E FRESNO | GWF Hanford | 115 | Battery | 0 | 0 | 131.4 | 0 | 131.4 | 131.4 | 0 | 131.4 | 0 | 0 | 0 | 5 | 2 | 5 | 2 |  |  | 3 | [11 empty] | 2 | 1 | 2 | 1 | 1 | 4+ | 1 | 1 | Flags are due to in-development resources
PG&E FRESNO | Haas | 230 | Battery | 0 | 0 | 0 | 0 | 0 | 0 | 0 | 0 | 0 | 0 | 0 | 5 | 2 | 5 | 2 |  |  | 1 | [11 empty] | 1 | 1 | 4 | 2 | 3 | 1 | 1 | 0
PG&E FRESNO | Hammonds | 115 | Battery | 0 | 0 | 0 | 0 | 0 | 0 | 0 | 0 | 0 | 0 | 0 | 5 | 2 | 1 | 1 |  |  | 1 | [11 empty] | 1 | 1 | 2 | 2 | 1 | 1 | 1 | 0
SCE Metro | HarborGen | 230 | Battery | 0 | 0 | 0 | 0 | 0 | 0 | 0 | 0 | 0 | 0 | 0 | 1 | 1 | 1 | 1 |  |  | 1 | [11 empty] | 1 | 1 | 2 | 1 | 1 | 1 | 1 | 0
PG&E NGBA | Harris | 60 | Battery | 0 | 0 | 0 | 0 | 0 | 0 | 0 | 0 | 0 | 0 | 0 | 5 | 2 | 1 | 1 |  |  | 1 | [11 empty] | 2 | 2 | 2 | 2 | 3 | 1 | 1 | 0
EOP | Harry Allen | 500 | Battery | 0 | 0 | 0 | 0 | 0 | 0 | 0 | 0 | 0 | 0 | 0 | 5 | 2 | 4 | 2 |  |  | 1 | [11 empty] | 2 | 2 | 4 | 1 | 3 | 1 | 1 | 0
PG&E NGBA | Hartley | 60 | Battery | 0 | 0 | 0 | 0 | 0 | 0 | 0 | 0 | 0 | 0 | 0 | 5 | 2 | 1 | 1 |  |  | 1 | [11 empty] | 2 | 2 | 4 | 2 | 3 | 1 | 1 | 0
SCE NOL | Harvard | 115 | Battery | 0 | 0 | 0 | 0 | 0 | 0 | 0 | 0 | 0 | 0 | 0 | 3 | 3 | 1 | 1 |  |  | 1 | [11 empty] | 2 | 1 | 4 | 1 | 1 | 1 | 1 | 0
SDGE | Hassayampa | 500 | Battery | 0 | 0 | 85 | 307 | 392 | 85 | 0 | 85 | 0 | 307 | 307 | 5 | 2 | 4 | 2 |  |  | 2 | [11 empty] | 2 | 1 | 4 | 2 | 3 | 5- | 1 | 1 | battery, alignment with previous TPP
PG&E FRESNO | Helm | 230 | Battery | 0 | 0 | 0 | 0 | 0 | 0 | 0 | 0 | 0 | 0 | 0 | 5 | 2 | 5 | 2 | 3 |  | 1 | [11 empty] | 1 | 1 | 2 | 2 | 1 | 1 | 1 | 0
PG&E FRESNO | Helm | 70 | Battery | 0 | 0 | 0 | 0 | 0 | 0 | 0 | 0 | 0 | 0 | 0 | 5 | 2 | 1 | 1 |  |  | 1 | [11 empty] | 1 | 1 | 2 | 2 | 1 | 4+ | 1 | 1
PG&E FRESNO | Henrietta | 115 | Battery | 0 | 0 | 0 | 0 | 0 | 0 | 0 | 0 | 0 | 0 | 0 | 5 | 2 | 1 | 1 | 3 |  | 1 | [11 empty] | 1 | 1 | 1 | 2 | 1 | 1 | 1 | 0
PG&E FRESNO | Henrietta | 230 | Battery | 0 | 0 | 0 | 493 | 493 | 0 | 0 | 0 | 0 | 493 | 493 | 5 | 2 | 1 | 1 | 3 |  | 1 | [11 empty] | 1 | 1 | 1 | 2 | 1 | 5- | 1 | 1 | battery, alignment with previous TPP
PG&E FRESNO | Henrietta | 70 | Battery | 0 | 0 | 173.2 | 0 | 173.2 | 173.2 | 0 | 173.2 | 0 | 0 | 0 | 5 | 2 | 5 | 2 |  |  | 5 | [11 empty] | 1 | 1 | 1 | 2 | 1 | 4+ | 1 | 1 | Flags are due to in-development resources
PG&E FRESNO | Herndon | 115 | Battery | 0 | 0 | 0 | 0 | 0 | 0 | 0 | 0 | 0 | 0 | 0 | 5 | 2 | 1 | 1 |  |  | 1 | [11 empty] | 1 | 1 | 3 | 2 | 1 | 1 | 1 | 0
PG&E FRESNO | Herndon | 230 | Battery | 0 | 0 | 0 | 0 | 0 | 0 | 0 | 0 | 0 | 0 | 0 | 5 | 2 | 1 | 1 |  |  | 1 | [11 empty] | 1 | 1 | 3 | 2 | 1 | 1 | 1 | 0
PG&E GBA | Hicks | 230 | Battery | 0 | 0 | 0 | 0 | 0 | 0 | 0 | 0 | 0 | 0 | 0 | 1 | 1 | 1 | 1 |  |  | 1 | [11 empty] | 2 | 1 | 4 | 2 | 2 | 1 | 1 | 0
PG&E NGBA | Higgins | 115 | Battery | 0 | 0 | 0 | 0 | 0 | 0 | 0 | 0 | 0 | 0 | 0 | 5 | 2 | 1 | 1 |  |  | 1 | [11 empty] | 2 | 1 | 4 | 1 | 3 | 1 | 1 | 0
PG&E NGBA | Hilltop | 345 | Battery | 0 | 0 | 0 | 0 | 0 | 0 | 0 | 0 | 0 | 0 | 0 | 5 | 2 | 1 | 1 |  |  | 1 | [11 empty] | 2 | 2 | 4 | 1 | 3 | 1 | 1 | 0
SCE Metro | Hinson | 230 | Battery | 0 | 0 | 325 | 600 | 925 | 325 | 0 | 325 | 0 | 600 | 600 | 1 | 1 | 1 | 1 |  |  | 1 | [11 empty] | 1 | 1 | 2 | 1 | 1 | 2- | 1 | 1 | battery, alignment with previous TPP
PG&E GBA | Hollister | 115 | Battery | 0 | 0 | 0 | 0 | 0 | 0 | 0 | 0 | 0 | 0 | 0 | 1 | 1 | 1 | 1 | 3 |  | 1 | [11 empty] | 2 | 2 | 4 | 2 | 3 | 4+ | 4 | 1
PG&E NGBA | Homestake | 115 | Battery | 0 | 0 | 0 | 0 | 0 | 0 | 0 | 0 | 0 | 0 | 0 | 5 | 2 | 1 | 1 |  |  | 1 | [11 empty] | 2 | 1 | 4 | 2 | 3 | 1 | 1 | 0
PG&E NGBA | Honcut | 115 | Battery | 0 | 0 | 0 | 0 | 0 | 0 | 0 | 0 | 0 | 0 | 0 | 5 | 2 | 1 | 1 |  |  | 1 | [11 empty] | 2 | 1 | 4 | 2 | 3 | 2+ | 1 | 1
SDGE | Hoodoo Wash | 500 | Battery | 0 | 0 | 297.5 | 0 | 297.5 | 297.5 | 0 | 297.5 | 0 | 0 | 0 | 5 | 2 | 4 | 2 |  |  | 3 | [11 empty] | 2 | 2 | 4 | 2 | 3 | 4+ | 5 | 1 | Flags are due to in-development resources
PG&E NGBA | Hopland | 115 | Battery | 0 | 0 | 0 | 0 | 0 | 0 | 0 | 0 | 0 | 0 | 0 | 5 | 2 | 1 | 1 |  |  | 1 | [11 empty] | 2 | 2 | 4 | 2 | 3 | 1 | 1 | 0
PG&E NGBA | Hopland | 60 | Battery | 0 | 0 | 0 | 0 | 0 | 0 | 0 | 0 | 0 | 0 | 0 | 5 | 2 | 1 | 1 |  |  | 1 | [11 empty] | 2 | 2 | 4 | 2 | 3 | 1 | 1 | 0
PG&E NGBA | Humboldt | 115 | Battery | 0 | 0 | 0 | 0 | 0 | 0 | 0 | 0 | 0 | 0 | 0 | 5 | 2 | 1 | 1 | 3 |  | 1 | [11 empty] | 2 | 2 | 3 | 2 | 3 | 1 | 1 | 0
PG&E NGBA | Humboldt | 60 | Battery | 0 | 0 | 0 | 0 | 0 | 0 | 0 | 0 | 0 | 0 | 0 | 5 | 2 | 1 | 1 |  |  | 1 | [11 empty] | 2 | 2 | 3 | 2 | 3 | 1 | 4 | 1
PG&E NGBA | Humboldt | 500 | Battery | 0 | 0 | 0 | 0 | 0 | 0 | 0 | 0 | 0 | 0 | 0 | 5 | 2 | 1 | 1 |  |  | 1 | [11 empty] | 2 | 2 | 3 | 2 | 3 | 1 | 1 | 0
SCE Metro | Huntington Beach | 230 | Battery | 0 | 0 | 0 | 0 | 0 | 0 | 0 | 0 | 0 | 0 | 0 | 1 | 1 | 1 | 1 |  |  | 1 | [11 empty] | 1 | 1 | 1 | 1 | 2 | 1 | 1 | 0
PG&E NGBA | Ignacio | 115 | Battery | 0 | 0 | 0 | 0 | 0 | 0 | 0 | 0 | 0 | 0 | 0 | 5 | 2 | 1 | 1 | 3 |  | 1 | [11 empty] | 2 | 1 | 4 | 1 | 3 | 2+ | 1 | 1
PG&E NGBA | Ignacio | 230 | Battery | 0 | 0 | 0 | 0 | 0 | 0 | 0 | 0 | 0 | 0 | 0 | 5 | 2 | 1 | 1 | 3 |  | 1 | [11 empty] | 2 | 1 | 4 | 1 | 3 | 1 | 1 | 0
PG&E NGBA | Ignacio | 60 | Battery | 0 | 0 | 0 | 0 | 0 | 0 | 0 | 0 | 0 | 0 | 0 | 5 | 2 | 1 | 1 | 3 |  | 1 | [11 empty] | 2 | 1 | 4 | 1 | 3 | 1 | 1 | 0
SDGE | Imperial Beach | 69 | Battery | 0 | 0 | 0 | 0 | 0 | 0 | 0 | 0 | 0 | 0 | 0 | 1 | 1 | 1 | 1 |  |  | 1 | [11 empty] | 2 | 1 | 3 | 1 | 2 | 1 | 5 | 1
SDGE | Imperial Valley | 230 | Battery | 0 | 0 | 528 | 0 | 528 | 528 | 0 | 528 | 0 | 0 | 0 | 1 | 1 | 1 | 1 | 4 |  | 2 | [11 empty] | 1 | 1 | 2 | 2 | 1 | 4+ | 1 | 1 | Flags are due to in-development resources
SDGE | Imperial Valley | 500 | Battery | 0 | 0 | 0 | 0 | 0 | 0 | 0 | 0 | 0 | 0 | 0 | 1 | 1 | 1 | 1 | 5 |  | 2 | [11 empty] | 1 | 1 | 2 | 2 | 1 | 1 | 1 | 0
EOP | Innovation | 138 | Battery | 0 | 0 | 0 | 0 | 0 | 0 | 0 | 0 | 0 | 0 | 0 | 5 | 2 | 4 | 2 |  |  | 1 | [11 empty] | 2 | 2 | 4 | 1 | 3 | 1 | 1 | 0
EOP | Innovation | 230 | Battery | 0 | 0 | 0 | 250 | 250 | 0 | 0 | 0 | 0 | 250 | 250 | 5 | 2 | 4 | 2 |  |  | 1 | [11 empty] | 2 | 2 | 4 | 1 | 3 | 3+ | 1 | 1 | battery, alignment with previous TPP
SCE NOL | Inyokern | 115 | Battery | 0 | 0 | 0 | 0 | 0 | 0 | 0 | 0 | 0 | 0 | 0 | 3 | 3 | 1 | 1 |  |  | 1 | [11 empty] | 2 | 2 | 4 | 1 | 3 | 1 | 5 | 1
EOP | IS Tap | 138 | Battery | 0 | 0 | 0 | 0 | 0 | 0 | 0 | 0 | 0 | 0 | 0 | 5 | 2 | 4 | 2 |  |  | 1 | [11 empty] | 2 | 2 | 4 | 1 | 3 | 1 | 1 | 0
EOP | Ivanpah | 115 | Battery | 0 | 0 | 0 | 0 | 0 | 0 | 0 | 0 | 0 | 0 | 0 | 5 | 2 | 4 | 2 |  |  | 1 | [11 empty] | 2 | 2 | 4 | 1 | 1 | 1 | 1 | 0
EOP | Ivanpah | 230 | Battery | 0 | 0 | 0 | 0 | 0 | 0 | 0 | 0 | 0 | 0 | 0 | 5 | 2 | 4 | 2 |  |  | 1 | [11 empty] | 2 | 2 | 4 | 1 | 1 | 1 | 1 | 0
EOP | Jackass (DOE) | 138 | Battery | 0 | 0 | 0 | 0 | 0 | 0 | 0 | 0 | 0 | 0 | 0 | 5 | 2 | 4 | 2 |  |  | 1 | [11 empty] | 2 | 2 | 4 | 1 | 3 | 1 | 1 | 0
PG&E NGBA | James B Black | 230 | Battery | 0 | 0 | 0 | 0 | 0 | 0 | 0 | 0 | 0 | 0 | 0 | 5 | 2 | 1 | 1 |  |  | 1 | [11 empty] | 2 | 2 | 4 | 2 | 3 | 1 | 1 | 0
PG&E GBA | Jefferson | 230 | Battery | 0 | 0 | 0 | 0 | 0 | 0 | 0 | 0 | 0 | 0 | 0 | 1 | 1 | 1 | 1 |  |  | 2 | [11 empty] | 2 | 1 | 3 | 1 | 2 | 1 | 1 | 0
PG&E NGBA | Jessup | 115 | Battery | 0 | 0 | 0 | 0 | 0 | 0 | 0 | 0 | 0 | 0 | 0 | 5 | 2 | 1 | 1 |  |  | 1 | [11 empty] | 2 | 2 | 3 | 2 | 3 | 1 | 1 | 0
SCE Metro | Johanna | 230 | Battery | 0 | 0 | 0 | 155 | 155 | 0 | 0 | 0 | 0 | 155 | 155 | 1 | 1 | 1 | 1 |  |  | 2 | [11 empty] | 1 | 1 | 2 | 1 | 1 | 2- | 1 | 1 | battery, alignment with previous TPP
SCE Eastern | Julian Hinds | 230 | Battery | 0 | 0 | 0 | 0 | 0 | 0 | 0 | 0 | 0 | 0 | 0 | 5 | 2 | 1 | 1 |  |  | 1 | [11 empty] | 2 | 1 | 4 | 1 | 3 | 1 | 1 | 0
PG&E GBA | Kasson | 115 | Battery | 0 | 0 | 0 | 0 | 0 | 0 | 0 | 0 | 0 | 0 | 0 | 1 | 1 | 1 | 1 |  |  | 1 | [11 empty] | 1 | 1 | 4 | 2 | 1 | 1 | 1 | 0
PG&E GBA | Kasson | 60 | Battery | 0 | 0 | 0 | 0 | 0 | 0 | 0 | 0 | 0 | 0 | 0 | 1 | 1 | 1 | 1 |  |  | 1 | [11 empty] | 1 | 1 | 4 | 2 | 1 | 1 | 1 | 0
PG&E FRESNO | Kearney | 230 | Battery | 0 | 0 | 0 | 0 | 0 | 0 | 0 | 0 | 0 | 0 | 0 | 5 | 2 | 5 | 2 |  |  | 1 | [11 empty] | 1 | 1 | 3 | 2 | 1 | 1 | 1 | 0
PG&E FRESNO | Kearney | 70 | Battery | 0 | 0 | 0 | 0 | 0 | 0 | 0 | 0 | 0 | 0 | 0 | 5 | 2 | 5 | 2 |  |  | 1 | [11 empty] | 1 | 1 | 3 | 2 | 1 | 1 | 1 | 0
PG&E GBA | Kelso | 230 | Battery | 0 | 0 | 90.7 | 0 | 90.7 | 90.7 | 0 | 90.7 | 0 | 0 | 0 | 5 | 2 | 1 | 1 |  |  | 2 | [11 empty] | 2 | 1 | 2 | 1 | 2 | 4+ | 1 | 1 | Flags are due to in-development resources
PG&E FRESNO | Kerchoff 1 | 115 | Battery | 0 | 0 | 0 | 0 | 0 | 0 | 0 | 0 | 0 | 0 | 0 | 5 | 2 | 5 | 2 |  |  | 1 | [11 empty] | 1 | 1 | 4 | 2 | 3 | 1 | 1 | 0
PG&E KERN | Kern Oil | 115 | Battery | 0 | 0 | 0 | 0 | 0 | 0 | 0 | 0 | 0 | 0 | 0 | 5 | 2 | 5 | 2 |  |  | 3 | [11 empty] | 1 | 1 | 1 | 1 | 1 | 1 | 1 | 0
PG&E KERN | Kern PP | 115 | Battery | 0 | 0 | 0 | 0 | 0 | 0 | 0 | 0 | 0 | 0 | 0 | 5 | 2 | 5 | 2 |  |  | 4 | [11 empty] | 1 | 1 | 2 | 1 | 2 | 1 | 1 | 0
PG&E KERN | Kern PP | 230 | Battery | 0 | 0 | 0 | 0 | 0 | 0 | 0 | 0 | 0 | 0 | 0 | 5 | 2 | 5 | 2 |  |  | 1 | [11 empty] | 1 | 1 | 2 | 1 | 2 | 4+ | 1 | 1
PG&E KERN | Kern PP | 70 | Battery | 0 | 0 | 0 | 0 | 0 | 0 | 0 | 0 | 0 | 0 | 0 | 5 | 2 | 1 | 1 |  |  | 1 | [11 empty] | 1 | 1 | 2 | 1 | 2 | 1 | 1 | 0
PG&E KERN | Kernridge | 115 | Battery | 0 | 0 | 0 | 0 | 0 | 0 | 0 | 0 | 0 | 0 | 0 | 5 | 2 | 5 | 2 |  |  | 3 | [11 empty] | 1 | 1 | 1 | 1 | 1 | 1 | 1 | 0
PG&E FRESNO | Kingsburg | 115 | Battery | 0 | 0 | 0 | 0 | 0 | 0 | 0 | 0 | 0 | 0 | 0 | 5 | 2 | 5 | 2 |  |  | 1 | [11 empty] | 1 | 1 | 2 | 2 | 1 | 1 | 1 | 0
PG&E GBA | Kirker | 115 | Battery | 0 | 0 | 0 | 0 | 0 | 0 | 0 | 0 | 0 | 0 | 0 | 5 | 2 | 1 | 1 |  |  | 1 | [11 empty] | 2 | 1 | 3 | 1 | 1 | 1 | 1 | 0
PG&E NGBA | Knights Landing | 115 | Battery | 0 | 0 | 0 | 0 | 0 | 0 | 0 | 0 | 0 | 0 | 0 | 5 | 2 | 1 | 1 |  |  | 1 | [11 empty] | 2 | 1 | 4 | 2 | 3 | 1 | 1 | 0
PG&E NGBA | Konocti | 60 | Battery | 0 | 0 | 0 | 0 | 0 | 0 | 0 | 0 | 0 | 0 | 0 | 5 | 2 | 1 | 1 |  |  | 1 | [11 empty] | 2 | 2 | 4 | 2 | 3 | 1 | 1 | 0
SCE NOL | Kramer | 115 | Battery | 0 | 0 | 0 | 6 | 6 | 0 | 6 | 6 | 0 | 0 | 0 | 3 | 3 | 1 | 1 | 3 |  | 1 | [11 empty] | 2 | 1 | 4 | 1 | 3 | 4+ | 1 | 1 | Flags are due to in-development resources
SCE NOL | Kramer | 230 | Battery | 0 | 0 | 225 | 0 | 225 | 225 | 0 | 225 | 0 | 0 | 0 | 3 | 3 | 1 | 1 | 4 |  | 1 | [11 empty] | 2 | 1 | 4 | 1 | 3 | 4+ | 3 | 1 | Flags are due to in-development resources
SCE Metro | La Cienega | 230 | Battery | 0 | 0 | 0 | 405 | 405 | 0 | 0 | 0 | 0 | 405 | 405 | 1 | 1 | 1 | 1 |  |  | 1 | [11 empty] | 1 | 1 | 2 | 1 | 2 | 2- | 1 | 1 | battery, alignment with previous TPP
SCE Metro | La Fresa | 230 | Battery | 0 | 0 | 0 | 0 | 0 | 0 | 0 | 0 | 0 | 0 | 0 | 1 | 1 | 1 | 1 |  |  | 1 | [11 empty] | 1 | 1 | 2 | 1 | 2 | 1 | 1 | 0
SCE Metro | Laguna Bell | 230 | Battery | 0 | 0 | 250 | 412 | 662 | 250 | 0 | 250 | 0 | 412 | 412 | 1 | 1 | 1 | 1 | 5 |  | 1 | [11 empty] | 1 | 1 | 2 | 1 | 1 | 4+ | 1 | 1 | battery, alignment with previous TPP
PG&E KERN | Lakeview | 70 | Battery | 0 | 0 | 65.6 | 0 | 65.6 | 65.6 | 0 | 65.6 | 0 | 0 | 0 | 5 | 2 | 5 | 2 |  |  | 4 | [11 empty] | 1 | 1 | 4 | 1 | 1 | 4+ | 1 | 1 | Flags are due to in-development resources
PG&E NGBA | Lakeville | 230 | Battery | 0 | 0 | 0 | 0 | 0 | 0 | 0 | 0 | 0 | 0 | 0 | 5 | 2 | 1 | 1 | 3 |  | 1 | [11 empty] | 2 | 1 | 4 | 2 | 3 | 1 | 1 | 0
PG&E NGBA | Lakeville | 60 | Battery | 0 | 0 | 0 | 0 | 0 | 0 | 0 | 0 | 0 | 0 | 0 | 5 | 2 | 1 | 1 |  |  | 1 | [11 empty] | 2 | 1 | 4 | 2 | 3 | 1 | 1 | 0
PG&E NGBA | Lakeville | 115 | Battery | 0 | 0 | 50 | 0 | 50 | 50 | 0 | 50 | 0 | 0 | 0 | 5 | 2 | 1 | 1 | 3 |  | 2 | [11 empty] | 2 | 1 | 4 | 2 | 3 | 2+ | 1 | 1 | Flags are due to in-development resources
PG&E GBA | Lakewood | 115 | Battery | 0 | 0 | 0 | 0 | 0 | 0 | 0 | 0 | 0 | 0 | 0 | 5 | 2 | 1 | 1 |  |  | 1 | [11 empty] | 2 | 1 | 3 | 1 | 2 | 1 | 1 | 0
PG&E NGBA | Lambie | 230 | Battery | 0 | 0 | 0 | 0 | 0 | 0 | 0 | 0 | 0 | 0 | 0 | 5 | 2 | 1 | 1 |  |  | 1 | [11 empty] | 2 | 1 | 1 | 1 | 1 | 2+ | 1 | 1
PG&E GBA | Lammers | 115 | Battery | 0 | 0 | 0 | 0 | 0 | 0 | 0 | 0 | 0 | 0 | 0 | 1 | 1 | 1 | 1 | 3 |  | 1 | [11 empty] | 1 | 1 | 1 | 2 | 2 | 2+ | 1 | 1
PG&E KERN | Lamont | 115 | Battery | 0 | 0 | 0 | 0 | 0 | 0 | 0 | 0 | 0 | 0 | 0 | 5 | 2 | 5 | 2 | 3 |  | 3 | [11 empty] | 1 | 1 | 2 | 1 | 1 | 4+ | 1 | 1
PG&E FRESNO | Las Aguilas | 230 | Battery | 0 | 0 | 0 | 0 | 0 | 0 | 0 | 0 | 0 | 0 | 0 | 5 | 2 | 5 | 2 |  |  | 1 | [11 empty] | 2 | 2 | 4 | 2 | 2 | 1 | 1 | 0
EOP | Lathrop | 138 | Battery | 0 | 0 | 0 | 0 | 0 | 0 | 0 | 0 | 0 | 0 | 0 | 5 | 2 | 4 | 2 |  |  | 1 | [11 empty] | 2 | 2 | 4 | 1 | 3 | 1 | 1 | 0
EOP | Lathrop | 230 | Battery | 0 | 0 | 0 | 0 | 0 | 0 | 0 | 0 | 0 | 0 | 0 | 5 | 2 | 4 | 2 |  |  | 1 | [11 empty] | 2 | 2 | 4 | 1 | 3 | 4+ | 1 | 1
PG&E FRESNO | Le Grand | 115 | Battery | 0 | 0 | 0 | 0 | 0 | 0 | 0 | 0 | 0 | 0 | 0 | 5 | 2 | 5 | 2 | 3 |  | 1 | [11 empty] | 1 | 1 | 3 | 2 | 1 | 2+ | 1 | 1
PG&E FRESNO | Lemoore | 70 | Battery | 0 | 0 | 0 | 20 | 20 | 0 | 0 | 0 | 0 | 20 | 20 | 5 | 2 | 1 | 1 |  |  | 4 | [11 empty] | 1 | 1 | 3 | 2 | 2 | 2- | 1 | 1 | battery, alignment with previous TPP
PG&E KERN | Lerdo | 115 | Battery | 0 | 0 | 0 | 0 | 0 | 0 | 0 | 0 | 0 | 0 | 0 | 5 | 2 | 5 | 2 |  |  | 1 | [11 empty] | 1 | 1 | 4 | 1 | 1 | 1 | 1 | 0
SCE Metro | Lewis | 230 | Battery | 0 | 0 | 0 | 0 | 0 | 0 | 0 | 0 | 0 | 0 | 0 | 1 | 1 | 1 | 1 |  |  | 1 | [11 empty] | 1 | 1 | 3 | 1 | 2 | 1 | 1 | 0
SCE Metro | Lighthipe | 230 | Battery | 0 | 0 | 0 | 500 | 500 | 0 | 0 | 0 | 0 | 500 | 500 | 1 | 1 | 1 | 1 |  |  | 1 | [11 empty] | 1 | 1 | 2 | 1 | 1 | 2- | 1 | 1 | battery, alignment with previous TPP
SDGE | Lilac | 69 | Battery | 0 | 0 | 0 | 0 | 0 | 0 | 0 | 0 | 0 | 0 | 0 | 1 | 1 | 1 | 1 |  |  | 1 | [11 empty] | 2 | 1 | 3 | 1 | 3 | 1 | 1 | 0
PG&E NGBA | Lincoln | 115 | Battery | 0 | 0 | 0 | 0 | 0 | 0 | 0 | 0 | 0 | 0 | 0 | 5 | 2 | 1 | 1 |  |  | 1 | [11 empty] | 2 | 1 | 3 | 2 | 3 | 1 | 1 | 0
PG&E KERN | Live Oak | 115 | Battery | 0 | 0 | 0 | 0 | 0 | 0 | 0 | 0 | 0 | 0 | 0 | 5 | 2 | 5 | 2 |  |  | 4 | [11 empty] | 1 | 1 | 1 | 1 | 1 | 1 | 1 | 0
PG&E GBA | Llagas | 115 | Battery | 0 | 0 | 0 | 0 | 0 | 0 | 0 | 0 | 0 | 0 | 0 | 1 | 1 | 1 | 1 |  |  | 1 | [11 empty] | 2 | 1 | 2 | 2 | 1 | 4+ | 1 | 1
PG&E GBA | Lockeford | 115 | Battery | 0 | 0 | 0 | 0 | 0 | 0 | 0 | 0 | 0 | 0 | 0 | 1 | 1 | 1 | 1 |  |  | 1 | [11 empty] | 1 | 1 | 4 | 2 | 2 | 1 | 1 | 0
PG&E GBA | Lockeford | 230 | Battery | 0 | 0 | 0 | 0 | 0 | 0 | 0 | 0 | 0 | 0 | 0 | 5 | 2 | 1 | 1 |  |  | 1 | [11 empty] | 1 | 1 | 4 | 2 | 2 | 1 | 1 | 0
PG&E GBA | Lockeford | 60 | Battery | 0 | 0 | 0 | 0 | 0 | 0 | 0 | 0 | 0 | 0 | 0 | 5 | 2 | 1 | 1 |  |  | 1 | [11 empty] | 1 | 1 | 4 | 2 | 2 | 1 | 1 | 0
PG&E GBA | Lodi | 230 | Battery | 0 | 0 | 0 | 0 | 0 | 0 | 0 | 0 | 0 | 0 | 0 | 5 | 2 | 1 | 1 |  |  | 1 | [11 empty] | 1 | 1 | 1 | 2 | 1 | 1 | 1 | 0
PG&E NGBA | Logan Creek | 230 | Battery | 0 | 0 | 0 | 0 | 0 | 0 | 0 | 0 | 0 | 0 | 0 | 5 | 2 | 1 | 1 |  |  | 1 | [11 empty] | 2 | 2 | 4 | 1 | 2 | 1 | 1 | 0
PG&E GBA | Lone Tree | 230 | Battery | 0 | 0 | 0 | 0 | 0 | 0 | 0 | 0 | 0 | 0 | 0 | 5 | 2 | 1 | 1 |  |  | 1 | [11 empty] | 2 | 1 | 3 | 1 | 2 | 1 | 1 | 0
PG&E FRESNO | Los Banos | 230 | Battery | 0 | 0 | 0 | 540 | 540 | 0 | 0 | 0 | 0 | 540 | 540 | 5 | 2 | 5 | 2 | 3 |  | 2 | [11 empty] | 1 | 1 | 4 | 2 | 1 | 2+ | 1 | 1 | battery, alignment with previous TPP
PG&E FRESNO | Los Banos | 500 | Battery | 0 | 0 | 0 | 0 | 0 | 0 | 0 | 0 | 0 | 0 | 0 | 1 | 1 | 1 | 1 | 2 |  | 1 | [11 empty] | 1 | 1 | 4 | 2 | 1 | 4+ | 1 | 1
SDGE | Los Coches | 138 | Battery | 0 | 0 | 0 | 0 | 0 | 0 | 0 | 0 | 0 | 0 | 0 | 1 | 1 | 1 | 1 |  |  | 1 | [11 empty] | 2 | 2 | 4 | 2 | 3 | 1 | 1 | 0
SDGE | Los Coches | 69 | Battery | 0 | 0 | 0 | 0 | 0 | 0 | 0 | 0 | 0 | 0 | 0 | 1 | 1 | 1 | 1 |  |  | 1 | [11 empty] | 2 | 2 | 4 | 2 | 3 | 1 | 5 | 1
PG&E GBA | Los Esteros | 115 | Battery | 0 | 0 | 0 | 0 | 0 | 0 | 0 | 0 | 0 | 0 | 0 | 1 | 1 | 1 | 1 | 4 |  | 1 | [11 empty] | 2 | 1 | 1 | 2 | 1 | 1 | 4 | 1
PG&E GBA | Los Esteros | 230 | Battery | 0 | 0 | 0 | 0 | 0 | 0 | 0 | 0 | 0 | 0 | 0 | 1 | 1 | 1 | 1 |  |  | 1 | [11 empty] | 2 | 1 | 1 | 2 | 1 | 4+ | 4 | 1
PG&E GBA | Los Positas | 230 | Battery | 0 | 0 | 0 | 0 | 0 | 0 | 0 | 0 | 0 | 0 | 0 | 5 | 2 | 1 | 1 | 3 |  | 1 | [11 empty] | 2 | 1 | 3 | 1 | 3 | 1 | 1 | 0
PG&E GBA | Los Positas | 60 | Battery | 0 | 0 | 0 | 0 | 0 | 0 | 0 | 0 | 0 | 0 | 0 | 5 | 2 | 1 | 1 | 3 |  | 1 | [11 empty] | 2 | 1 | 3 | 1 | 3 | 1 | 1 | 0
SDGE | Loveland | 69 | Battery | 0 | 0 | 0 | 0 | 0 | 0 | 0 | 0 | 0 | 0 | 0 | 1 | 1 | 1 | 1 |  |  | 1 | [11 empty] | 2 | 1 | 3 | 1 | 3 | 1 | 1 | 0
SCE NOL | Lugo | 230 | Battery | 0 | 0 | 0 | 0 | 0 | 0 | 0 | 0 | 0 | 0 | 0 | 1 | 1 | 1 | 1 |  |  | 1 | [11 empty] | 2 | 1 | 4 | 1 | 2 | 1 | 1 | 0
SCE Metro | Lugo | 500 | Battery | 0 | 0 | 0 | 550 | 550 | 0 | 0 | 0 | 0 | 550 | 550 | 1 | 1 | 1 | 1 | 5 |  | 1 | [11 empty] | 2 | 1 | 4 | 1 | 2 | 1+ | 1 | 1 | battery, alignment with previous TPP
PG&E FRESNO | Madera | 70 | Battery | 0 | 0 | 0 | 0 | 0 | 0 | 0 | 0 | 0 | 0 | 0 | 5 | 2 | 1 | 1 |  |  | 1 | [11 empty] | 1 | 1 | 4 | 2 | 1 | 1 | 1 | 0
PG&E NGBA | Madison | 115 | Battery | 0 | 0 | 10.2 | 0 | 10.2 | 10.2 | 0 | 10.2 | 0 | 0 | 0 | 5 | 2 | 1 | 1 |  |  | 1 | [11 empty] | 2 | 1 | 4 | 2 | 3 | 1 | 1 | 1 | Flags are due to in-development resources
PG&E KERN | Magunden | 115 | Battery | 0 | 0 | 0 | 0 | 0 | 0 | 0 | 0 | 0 | 0 | 0 | 5 | 2 | 5 | 2 |  |  | 4 | [11 empty] | 1 | 1 | 2 | 1 | 1 | 1 | 1 | 0
SCE Northern | Magunden | 230 | Battery | 0 | 0 | 0 | 0 | 0 | 0 | 0 | 0 | 0 | 0 | 0 | 1 | 1 | 1 | 1 |  |  | 1 | [11 empty] | 1 | 1 | 2 | 1 | 1 | 1 | 1 | 0
PG&E FRESNO | Malaga | 115 | Battery | 0 | 0 | 0 | 0 | 0 | 0 | 0 | 0 | 0 | 0 | 0 | 5 | 2 | 5 | 2 |  |  | 1 | [11 empty] | 1 | 1 | 1 | 2 | 1 | 1 | 5 | 1
PG&E NGBA | Malin | 500 | Battery | 0 | 0 | 0 | 0 | 0 | 0 | 0 | 0 | 0 | 0 | 0 | 5 | 2 | 1 | 1 |  |  | 1 | [11 empty] | 2 | 2 | 4 | 2 | 3 | 1 | 1 | 0
SCE Northern | Mandalay | 230 | Battery | 0 | 0 | 0 | 0 | 0 | 0 | 0 | 0 | 0 | 0 | 0 | 5 | 2 | 4 | 2 |  |  | 1 | [11 empty] | 2 | 1 | 2 | 1 | 1 | 4+ | 1 | 1
PG&E FRESNO | Manning | 230 | Battery | 0 | 0 | 0 | 0 | 0 | 0 | 0 | 0 | 0 | 0 | 0 | 5 | 2 | 1 | 1 | 1 |  | 1 | [11 empty] | 1 | 1 | 2 | 2 | 1 | 1 | 1 | 0
PG&E FRESNO | Manning | 500 | Battery | 0 | 0 | 0 | 280 | 280 | 0 | 0 | 0 | 0 | 280 | 280 | 1 | 1 | 1 | 1 | 2 |  | 1 | [11 empty] | 1 | 1 | 2 | 2 | 1 | 3- | 1 | 1 | battery, alignment with previous TPP
PG&E GBA | Manteca | 115 | Battery | 0 | 0 | 0 | 0 | 0 | 0 | 0 | 0 | 0 | 0 | 0 | 5 | 2 | 5 | 2 |  |  | 1 | [11 empty] | 1 | 1 | 2 | 2 | 2 | 1 | 1 | 0
SDGE | Margarita | 138 | Battery | 0 | 0 | 0 | 0 | 0 | 0 | 0 | 0 | 0 | 0 | 0 | 1 | 1 | 1 | 1 |  |  | 2 | [11 empty] | 1 | 1 | 2 | 1 | 3 | 1 | 1 | 0
PG&E GBA | Martin | 230 | Battery | 0 | 0 | 0 | 0 | 0 | 0 | 0 | 0 | 0 | 0 | 0 | 5 | 2 | 1 | 1 | 3 |  | 1 | [11 empty] | 2 | 1 | 3 | 1 | 2 | 1 | 1 | 0
PG&E GBA | Martin | 115 | Battery | 0 | 0 | 188 | 0 | 188 | 188 | 0 | 188 | 0 | 0 | 0 | 1 | 1 | 1 | 1 | 4 |  | 3 | [11 empty] | 2 | 1 | 3 | 1 | 2 | 4+ | 1 | 1 | Flags are due to in-development resources
PG&E GBA | Martinez | 115 | Battery | 0 | 0 | 0 | 0 | 0 | 0 | 0 | 0 | 0 | 0 | 0 | 5 | 2 | 1 | 1 |  |  | 1 | [11 empty] | 2 | 1 | 1 | 1 | 1 | 1 | 1 | 0
PG&E FRESNO | Mc Mullin | 230 | Battery | 0 | 0 | 0 | 0 | 0 | 0 | 0 | 0 | 0 | 0 | 0 | 5 | 2 | 5 | 2 |  |  | 1 | [11 empty] | 1 | 1 | 3 | 2 | 1 | 1 | 1 | 0
PG&E FRESNO | McCall | 115 | Battery | 0 | 0 | 0 | 0 | 0 | 0 | 0 | 0 | 0 | 0 | 0 | 5 | 2 | 5 | 2 |  |  | 1 | [11 empty] | 1 | 1 | 3 | 2 | 1 | 1 | 1 | 0
PG&E FRESNO | McCall | 230 | Battery | 0 | 0 | 0 | 0 | 0 | 0 | 0 | 0 | 0 | 0 | 0 | 5 | 2 | 5 | 2 |  |  | 1 | [11 empty] | 1 | 1 | 3 | 2 | 1 | 1 | 1 | 0
PG&E GBA | Meadow Lane | 115 | Battery | 0 | 0 | 0 | 0 | 0 | 0 | 0 | 0 | 0 | 0 | 0 | 5 | 2 | 1 | 1 |  |  | 1 | [11 empty] | 2 | 1 | 2 | 1 | 1 | 1 | 1 | 0
PG&E GBA | Melones | 115 | Battery | 0 | 0 | 0 | 0 | 0 | 0 | 0 | 0 | 0 | 0 | 0 | 1 | 1 | 1 | 1 |  |  | 1 | [11 empty] | 2 | 1 | 4 | 1 | 3 | 1 | 1 | 0
PG&E GBA | Melones | 230 | Battery | 0 | 0 | 0 | 0 | 0 | 0 | 0 | 0 | 0 | 0 | 0 | 1 | 1 | 1 | 1 |  |  | 1 | [11 empty] | 2 | 1 | 4 | 1 | 3 | 1 | 1 | 0
SDGE | Melrose | 69 | Battery | 0 | 0 | 0 | 0 | 0 | 0 | 0 | 0 | 0 | 0 | 0 | 1 | 1 | 1 | 1 |  |  | 1 | [11 empty] | 2 | 1 | 3 | 1 | 3 | 1 | 5 | 1
PG&E NGBA | Mendocino | 115 | Battery | 0 | 0 | 0 | 0 | 0 | 0 | 0 | 0 | 0 | 0 | 0 | 5 | 2 | 1 | 1 |  |  | 1 | [11 empty] | 2 | 2 | 4 | 2 | 3 | 4+ | 1 | 1
PG&E NGBA | Mendocino | 60 | Battery | 0 | 0 | 0 | 0 | 0 | 0 | 0 | 0 | 0 | 0 | 0 | 5 | 2 | 1 | 1 |  |  | 1 | [11 empty] | 2 | 2 | 4 | 2 | 3 | 1 | 1 | 0
PG&E FRESNO | Mendota | 115 | Battery | 0 | 0 | 0 | 0 | 0 | 0 | 0 | 0 | 0 | 0 | 0 | 5 | 2 | 5 | 2 | 1 |  | 1 | [11 empty] | 1 | 1 | 3 | 2 | 1 | 1 | 1 | 0
PG&E GBA | Menlo | 60 | Battery | 0 | 0 | 0 | 0 | 0 | 0 | 0 | 0 | 0 | 0 | 0 | 5 | 2 | 1 | 1 |  |  | 1 | [11 empty] | 2 | 1 | 3 | 1 | 2 | 1 | 1 | 0
PG&E FRESNO | Merced | 115 | Battery | 0 | 0 | 0 | 0 | 0 | 0 | 0 | 0 | 0 | 0 | 0 | 5 | 2 | 5 | 2 |  |  | 1 | [11 empty] | 1 | 1 | 4 | 2 | 1 | 1 | 1 | 0
EOP | Mercury | 138 | Battery | 0 | 0 | 0 | 0 | 0 | 0 | 0 | 0 | 0 | 0 | 0 | 5 | 2 | 4 | 2 |  |  | 1 | [11 empty] | 2 | 2 | 4 | 1 | 3 | 1 | 1 | 0
PG&E FRESNO | Mercy Springs | 70 | Battery | 0 | 0 | 78 | 0 | 78 | 78 | 0 | 78 | 0 | 0 | 0 | 5 | 2 | 5 | 2 |  |  | 5 | [11 empty] | 1 | 1 | 4 | 2 | 1 | 4+ | 1 | 1 | Flags are due to in-development resources
PG&E NGBA | Meridian | 60 | Battery | 0 | 0 | 0 | 0 | 0 | 0 | 0 | 0 | 0 | 0 | 0 | 5 | 2 | 1 | 1 |  |  | 1 | [11 empty] | 2 | 2 | 4 | 1 | 3 | 1 | 1 | 0
PG&E KERN | Mesa (PGE) | 115 | Battery | 0 | 0 | 0 | 0 | 0 | 0 | 0 | 0 | 0 | 0 | 0 | 5 | 2 | 1 | 1 |  |  | 1 | [11 empty] | 2 | 2 | 3 | 2 | 2 | 1 | 1 | 0
PG&E KERN | Mesa (PGE) | 230 | Battery | 0 | 0 | 0 | 0 | 0 | 0 | 0 | 0 | 0 | 0 | 0 | 5 | 2 | 5 | 2 |  |  | 1 | [11 empty] | 2 | 2 | 3 | 2 | 2 | 1 | 1 | 0
SCE Metro | Mesa (SCE) | 230 | Battery | 0 | 0 | 0 | 0 | 0 | 0 | 0 | 0 | 0 | 0 | 0 | 1 | 1 | 1 | 1 |  |  | 1 | [11 empty] | 1 | 1 | 3 | 1 | 2 | 4+ | 4 | 1
SCE Metro | Mesa (SCE) | 500 | Battery | 0 | 0 | 0 | 0 | 0 | 0 | 0 | 0 | 0 | 0 | 0 | 1 | 1 | 1 | 1 |  |  | 1 | [11 empty] | 1 | 1 | 3 | 1 | 2 | 4+ | 1 | 1
SDGE | Mesa Heights | 69 | Battery | 0 | 0 | 0 | 0 | 0 | 0 | 0 | 0 | 0 | 0 | 0 | 1 | 1 | 1 | 1 |  |  | 1 | [11 empty] | 2 | 1 | 2 | 1 | 3 | 1 | 5 | 1
PG&E GBA | Metcalf | 115 | Battery | 0 | 0 | 0 | 0 | 0 | 0 | 0 | 0 | 0 | 0 | 0 | 1 | 1 | 1 | 1 | 4 |  | 1 | [11 empty] | 2 | 1 | 1 | 2 | 3 | 1 | 1 | 0
PG&E GBA | Metcalf | 230 | Battery | 0 | 0 | 0 | 0 | 0 | 0 | 0 | 0 | 0 | 0 | 0 | 1 | 1 | 1 | 1 | 4 |  | 1 | [11 empty] | 2 | 1 | 1 | 2 | 3 | 4+ | 4 | 1
PG&E GBA | Metcalf | 500 | Battery | 0 | 0 | 0 | 0 | 0 | 0 | 0 | 0 | 0 | 0 | 0 | 1 | 1 | 1 | 1 | 5 |  | 1 | [11 empty] | 2 | 1 | 1 | 2 | 3 | 1 | 1 | 0
PG&E KERN | Midway | 115 | Battery | 0 | 0 | 0 | 0 | 0 | 0 | 0 | 0 | 0 | 0 | 0 | 5 | 2 | 5 | 2 | 4 |  | 4 | [11 empty] | 1 | 1 | 3 | 1 | 1 | 4+ | 4 | 1
PG&E KERN | Midway | 230 | Battery | 0 | 0 | 0 | 0 | 0 | 0 | 0 | 0 | 0 | 0 | 0 | 5 | 2 | 5 | 2 | 4 |  | 2 | [11 empty] | 1 | 1 | 3 | 1 | 1 | 1+ | 1 | 1
PG&E KERN | Midway | 500 | Battery | 0 | 0 | 0 | 375 | 375 | 0 | 0 | 0 | 0 | 375 | 375 | 5 | 2 | 4 | 2 | 5 |  | 1 | [11 empty] | 1 | 1 | 3 | 1 | 1 | 4+ | 1 | 1 | battery, alignment with previous TPP
SDGE | Miguel | 230 | Battery | 0 | 0 | 0 | 0 | 0 | 0 | 0 | 0 | 0 | 0 | 0 | 1 | 1 | 1 | 1 |  |  | 1 | [11 empty] | 2 | 1 | 3 | 1 | 2 | 1 | 1 | 0
SDGE | Miguel | 500 | Battery | 0 | 0 | 0 | 0 | 0 | 0 | 0 | 0 | 0 | 0 | 0 | 1 | 1 | 1 | 1 |  |  | 1 | [11 empty] | 2 | 1 | 3 | 1 | 2 | 1 | 1 | 0
SDGE | Miguel | 69 | Battery | 0 | 0 | 0 | 0 | 0 | 0 | 0 | 0 | 0 | 0 | 0 | 1 | 1 | 1 | 1 |  |  | 1 | [11 empty] | 2 | 1 | 3 | 1 | 2 | 2+ | 5 | 1
PG&E GBA | Millbrae | 115 | Battery | 0 | 0 | 0 | 0 | 0 | 0 | 0 | 0 | 0 | 0 | 0 | 1 | 1 | 1 | 1 |  |  | 1 | [11 empty] | 2 | 1 | 3 | 1 | 2 | 4+ | 1 | 1
PG&E GBA | Miller | 115 | Battery | 0 | 0 | 0 | 0 | 0 | 0 | 0 | 0 | 0 | 0 | 0 | 1 | 1 | 1 | 1 |  |  | 1 | [11 empty] | 1 | 1 | 4 | 2 | 1 | 1 | 1 | 0
SCE Metro | Mira Loma | 230 | Battery | 0 | 0 | 42 | 300 | 342 | 42 | 0 | 42 | 0 | 300 | 300 | 1 | 1 | 1 | 1 | 5 |  | 1 | [11 empty] | 1 | 1 | 1 | 1 | 1 | 3+ | 1 | 1 | battery, alignment with previous TPP
SCE Metro | Mira Loma | 500 | Battery | 0 | 0 | 0 | 1050.5 | 1050.5 | 0 | 0 | 0 | 0 | 1050.5 | 1050.5 | 1 | 1 | 1 | 1 | 5 |  | 1 | [11 empty] | 1 | 1 | 1 | 1 | 1 | 4+ | 1 | 1 | battery, alignment with previous TPP
SCE Eastern | Mirage | 115 | Battery | 0 | 0 | 0 | 0 | 0 | 0 | 0 | 0 | 0 | 0 | 0 | 5 | 2 | 1 | 1 |  |  | 1 | [11 empty] | 2 | 1 | 3 | 1 | 3 | 1 | 1 | 0
SCE Eastern | Mirage | 230 | Battery | 0 | 0 | 0 | 0 | 0 | 0 | 0 | 0 | 0 | 0 | 0 | 5 | 2 | 1 | 1 |  |  | 1 | [11 empty] | 2 | 1 | 3 | 1 | 3 | 1 | 5 | 1
SDGE | Mission | 138 | Battery | 0 | 0 | 0 | 0 | 0 | 0 | 0 | 0 | 0 | 0 | 0 | 1 | 1 | 1 | 1 |  |  | 1 | [11 empty] | 2 | 1 | 2 | 1 | 2 | 1 | 1 | 0
SDGE | Mission | 230 | Battery | 0 | 0 | 0 | 0 | 0 | 0 | 0 | 0 | 0 | 0 | 0 | 1 | 1 | 1 | 1 |  |  | 1 | [11 empty] | 2 | 1 | 2 | 1 | 2 | 1 | 1 | 0
SDGE | Mission | 69 | Battery | 0 | 0 | 0 | 0 | 0 | 0 | 0 | 0 | 0 | 0 | 0 | 1 | 1 | 1 | 1 |  |  | 1 | [11 empty] | 2 | 1 | 2 | 1 | 2 | 1 | 1 | 0
PG&E GBA | Mi-Wuk | 115 | Battery | 0 | 0 | 0 | 0 | 0 | 0 | 0 | 0 | 0 | 0 | 0 | 1 | 1 | 1 | 1 |  |  | 1 | [11 empty] | 2 | 1 | 4 | 1 | 3 | 1 | 1 | 0
EOP | Mohave | 500 | Battery | 0 | 0 | 0 | 0 | 0 | 0 | 0 | 0 | 0 | 0 | 0 | 5 | 2 | 4 | 2 | 5 |  | 1 | [11 empty] | 2 | 2 | 3 | 1 | 3 | 1+ | 4 | 1
PG&E NGBA | Monroe | 115 | Battery | 0 | 0 | 0 | 0 | 0 | 0 | 0 | 0 | 0 | 0 | 0 | 5 | 2 | 1 | 1 |  |  | 1 | [11 empty] | 2 | 1 | 3 | 2 | 2 | 1 | 1 | 0
SDGE | Monserate | 69 | Battery | 0 | 0 | 0 | 0 | 0 | 0 | 0 | 0 | 0 | 0 | 0 | 1 | 1 | 1 | 1 |  |  | 1 | [11 empty] | 2 | 1 | 3 | 1 | 3 | 1 | 1 | 0
PG&E GBA | Monta Vista | 115 | Battery | 0 | 0 | 0 | 0 | 0 | 0 | 0 | 0 | 0 | 0 | 0 | 1 | 1 | 1 | 1 |  |  | 1 | [11 empty] | 2 | 1 | 3 | 2 | 3 | 1 | 1 | 0
PG&E GBA | Monta Vista | 230 | Battery | 0 | 0 | 0 | 0 | 0 | 0 | 0 | 0 | 0 | 0 | 0 | 1 | 1 | 1 | 1 |  |  | 1 | [11 empty] | 2 | 1 | 3 | 2 | 3 | 1 | 1 | 0
PG&E GBA | Monta Vista | 60 | Battery | 0 | 0 | 0 | 0 | 0 | 0 | 0 | 0 | 0 | 0 | 0 | 1 | 1 | 1 | 1 |  |  | 1 | [11 empty] | 2 | 1 | 3 | 2 | 3 | 1 | 1 | 0
PG&E NGBA | Monticello | 115 | Battery | 0 | 0 | 0 | 0 | 0 | 0 | 0 | 0 | 0 | 0 | 0 | 5 | 2 | 1 | 1 |  |  | 1 | [11 empty] | 2 | 1 | 4 | 2 | 3 | 1 | 1 | 0
SCE Northern | Moorpark | 230 | Battery | 0 | 0 | 350 | 0 | 350 | 350 | 0 | 350 | 0 | 0 | 0 | 5 | 2 | 4 | 2 | 4 |  | 1 | [11 empty] | 2 | 1 | 4 | 1 | 3 | 4+ | 1 | 1 | Flags are due to in-development resources
SCE Northern | Moorpark | 66 | Battery | 0 | 0 | 0 | 0 | 0 | 0 | 0 | 0 | 0 | 0 | 0 | 5 | 2 | 4 | 2 |  |  | 1 | [11 empty] | 2 | 1 | 4 | 1 | 3 | 1 | 1 | 0
PG&E GBA | Moraga | 115 | Battery | 0 | 0 | 0 | 0 | 0 | 0 | 0 | 0 | 0 | 0 | 0 | 5 | 2 | 1 | 1 |  |  | 1 | [11 empty] | 2 | 1 | 3 | 1 | 3 | 1 | 1 | 0
PG&E GBA | Moraga | 230 | Battery | 0 | 0 | 0 | 0 | 0 | 0 | 0 | 0 | 0 | 0 | 0 | 5 | 2 | 1 | 1 |  |  | 1 | [11 empty] | 2 | 1 | 3 | 1 | 3 | 1 | 1 | 0
PG&E GBA | Morgan Hill | 115 | Battery | 0 | 0 | 0 | 0 | 0 | 0 | 0 | 0 | 0 | 0 | 0 | 1 | 1 | 1 | 1 |  |  | 1 | [11 empty] | 2 | 1 | 3 | 2 | 2 | 4+ | 1 | 1
PG&E KERN | Morro Bay | 115 | Battery | 0 | 0 | 0 | 0 | 0 | 0 | 0 | 0 | 0 | 0 | 0 | 5 | 2 | 1 | 1 |  |  | 1 | [11 empty] | 2 | 2 | 2 | 2 | 3 | 1 | 1 | 0
PG&E KERN | Morro Bay | 230 | Battery | 0 | 0 | 0 | 0 | 0 | 0 | 0 | 0 | 0 | 0 | 0 | 5 | 2 | 5 | 2 |  |  | 1 | [11 empty] | 2 | 2 | 2 | 2 | 3 | 2+ | 1 | 1
PG&E KERN | Morro Bay | 500 | Battery | 0 | 0 | 0 | 0 | 0 | 0 | 0 | 0 | 0 | 0 | 0 | 5 | 2 | 4 | 2 |  |  | 1 | [11 empty] | 2 | 2 | 2 | 2 | 3 | 1 | 1 | 0
PG&E GBA | Moss Landing | 115 | Battery | 0 | 0 | 0 | 0 | 0 | 0 | 0 | 0 | 0 | 0 | 0 | 1 | 1 | 1 | 1 |  |  | 1 | [11 empty] | 2 | 2 | 1 | 2 | 2 | 1 | 1 | 0
PG&E GBA | Moss Landing | 230 | Battery | 0 | 0 | 0 | 0 | 0 | 0 | 0 | 0 | 0 | 0 | 0 | 1 | 1 | 1 | 1 |  |  | 1 | [11 empty] | 2 | 2 | 1 | 2 | 2 | 1 | 1 | 0
PG&E GBA | Moss Landing | 500 | Battery | 0 | 0 | 0 | 0 | 0 | 0 | 0 | 0 | 0 | 0 | 0 | 5 | 2 | 1 | 1 | 5 |  | 1 | [11 empty] | 2 | 2 | 1 | 2 | 2 | 4+ | 1 | 1
EOP | Mountain Pass | 115 | Battery | 0 | 0 | 0 | 0 | 0 | 0 | 0 | 0 | 0 | 0 | 0 | 5 | 2 | 4 | 2 |  |  | 1 | [11 empty] | 2 | 2 | 4 | 1 | 1 | 1 | 1 | 0
PG&E GBA | Mountain View | 115 | Battery | 0 | 0 | 0 | 0 | 0 | 0 | 0 | 0 | 0 | 0 | 0 | 1 | 1 | 1 | 1 |  |  | 1 | [11 empty] | 2 | 1 | 2 | 2 | 2 | 1 | 1 | 0
PG&E GBA | Mt Eden | 115 | Battery | 0 | 0 | 0 | 0 | 0 | 0 | 0 | 0 | 0 | 0 | 0 | 5 | 2 | 1 | 1 |  |  | 1 | [11 empty] | 2 | 1 | 2 | 1 | 2 | 4+ | 1 | 1
PG&E KERN | Mt Poso | 115 | Battery | 0 | 0 | 0 | 0 | 0 | 0 | 0 | 0 | 0 | 0 | 0 | 5 | 2 | 1 | 1 |  |  | 1 | [11 empty] | 1 | 1 | 2 | 1 | 1 | 1 | 1 | 0
SDGE | Murray | 69 | Battery | 0 | 0 | 0 | 0 | 0 | 0 | 0 | 0 | 0 | 0 | 0 | 1 | 1 | 1 | 1 |  |  | 1 | [11 empty] | 2 | 1 | 2 | 1 | 2 | 1 | 5 | 1
PG&E FRESNO | Mustang | 230 | Battery | 0 | 0 | 0 | 180 | 180 | 0 | 0 | 0 | 0 | 180 | 180 | 5 | 2 | 5 | 2 |  |  | 2 | [11 empty] | 1 | 1 | 1 | 2 | 1 | 4+ | 1 | 1 | battery, alignment with previous TPP
SCE Northern | Neenach | 66 | Battery | 0 | 0 | 0 | 0 | 0 | 0 | 0 | 0 | 0 | 0 | 0 | 1 | 1 | 1 | 1 |  |  | 1 | [11 empty] | 2 | 1 | 4 | 1 | 3 | 4+ | 1 | 1
PG&E KERN | New Sub - Gates - Midway (Proposed) | 230 | Battery | 0 | 0 | 238.5 | 200 | 438.5 | 238.5 | 0 | 238.5 | 0 | 200 | 200 | 5 | 2 | 5 | 2 | 3 |  | 3 | [11 empty] | 1 | 1 | 4 | 2 | 1 | 2- | 1 | 1 | battery, alignment with previous TPP
PG&E KERN | New Sub - Gates - Templeton (Proposed) | 230 | Battery | 0 | 0 | 0 | 0 | 0 | 0 | 0 | 0 | 0 | 0 | 0 | 5 | 2 | 5 | 2 |  |  | 2 | [11 empty] | 1 | 1 | 4 | 2 | 1 | 4+ | 1 | 1
SCE NOL | New Sub - Kramer - Lugo (Proposed) | 230 | Battery | 0 | 0 | 0 | 0 | 0 | 0 | 0 | 0 | 0 | 0 | 0 | 3 | 3 | 1 | 1 |  |  | 1 | [11 empty] | 2 | 1 | 2 | 1 | 1 | 4+ | 1 | 1
PG&E FRESNO | New Sub - Los Banos - Midway (Proposed) | 500 | Battery | 0 | 0 | 0 | 246 | 246 | 0 | 0 | 0 | 0 | 246 | 246 | 5 | 2 | 4 | 2 | 5 |  | 1 | [11 empty] | 1 | 1 | 4 | 2 | 1 | 4+ | 1 | 1 | battery, alignment with previous TPP
SCE NOL | New Sub - Lugo - Pisgah (Proposed) | 230 | Battery | 0 | 0 | 0 | 0 | 0 | 0 | 0 | 0 | 0 | 0 | 0 | 1 | 1 | 1 | 1 |  |  | 1 | [11 empty] | 2 | 1 | 3 | 1 | 3 | 1 | 1 | 0
PG&E KERN | New Sub - Midway - Wheeler Ridge (Proposed) | 230 | Battery | 0 | 0 | 0 | 50 | 50 | 0 | 0 | 0 | 0 | 50 | 50 | 5 | 2 | 5 | 2 |  |  | 2 | [11 empty] | 1 | 1 | 3 | 1 | 1 | 5- | 4 | 1 | talk through with joe
PG&E NGBA | New Sub - Near existing Leavitt (PSREC) | 345 | Battery | 0 | 0 | 0 | 0 | 0 | 0 | 0 | 0 | 0 | 0 | 0 | 5 | 2 | 1 | 1 |  |  | 1 | [11 empty] | 2 | 2 | 1 | 1 | 3 | 1 | 1 | 0
PG&E NGBA | New Sub - Near existing Madeline (NVE) | 345 | Battery | 0 | 0 | 0 | 0 | 0 | 0 | 0 | 0 | 0 | 0 | 0 | 5 | 2 | 1 | 1 |  |  | 1 | [11 empty] | 2 | 2 | 4 | 1 | 3 | 1 | 1 | 0
SDGE | New Sub - North Gila - IV (Proposed) | 500 | Battery | 0 | 0 | 0 | 0 | 0 | 0 | 0 | 0 | 0 | 0 | 0 | 1 | 1 | 1 | 1 |  |  | 1 | [11 empty] | 2 | 1 | 4 | 2 | 2 | 4+ | 1 | 1
PG&E NGBA | New Sub - Pit 1 - Cottonwood (Proposed) | 230 | Battery | 0 | 0 | 0 | 0 | 0 | 0 | 0 | 0 | 0 | 0 | 0 | 5 | 2 | 1 | 1 |  |  | 1 | [11 empty] | 2 | 2 | 4 | 2 | 3 | 1 | 1 | 0
PG&E GBA | New Sub - Rancho Seco - Bellota (Proposed) | 230 | Battery | 0 | 0 | 0 | 0 | 0 | 0 | 0 | 0 | 0 | 0 | 0 | 1 | 1 | 1 | 1 |  |  | 1 | [11 empty] | 1 | 1 | 4 | 2 | 3 | 1 | 1 | 0
SDGE | New Sub - Suncrest - Ocotillo (Proposed) | 500 | Battery | 0 | 0 | 0 | 0 | 0 | 0 | 0 | 0 | 0 | 0 | 0 | 1 | 1 | 1 | 1 |  |  | 1 | [11 empty] | 2 | 1 | 4 | 1 | 3 | 2+ | 1 | 1
PG&E FRESNO | New Sub - Westley - Quinto (Proposed) | 230 | Battery | 0 | 0 | 0 | 0 | 0 | 0 | 0 | 0 | 0 | 0 | 0 | 1 | 1 | 1 | 1 |  |  | 1 | [11 empty] | 1 | 1 | 4 | 2 | 1 | 4+ | 1 | 1
PG&E GBA | Newark | 115 | Battery | 0 | 0 | 0 | 0 | 0 | 0 | 0 | 0 | 0 | 0 | 0 | 1 | 1 | 1 | 1 |  |  | 1 | [11 empty] | 2 | 1 | 3 | 1 | 2 | 1 | 1 | 0
PG&E GBA | Newark | 230 | Battery | 0 | 0 | 0 | 0 | 0 | 0 | 0 | 0 | 0 | 0 | 0 | 1 | 1 | 1 | 1 | 4 |  | 1 | [11 empty] | 2 | 1 | 3 | 1 | 2 | 4+ | 1 | 1
PG&E GBA | Newark | 60 | Battery | 0 | 0 | 0 | 0 | 0 | 0 | 0 | 0 | 0 | 0 | 0 | 5 | 2 | 1 | 1 | 3 |  | 1 | [11 empty] | 2 | 1 | 3 | 1 | 2 | 1 | 1 | 0
PG&E FRESNO | Newhall | 115 | Battery | 0 | 0 | 0 | 0 | 0 | 0 | 0 | 0 | 0 | 0 | 0 | 5 | 2 | 1 | 1 |  |  | 1 | [11 empty] | 1 | 1 | 4 | 2 | 1 | 4+ | 1 | 1
PG&E KERN | Norco | 115 | Battery | 0 | 0 | 0 | 0 | 0 | 0 | 0 | 0 | 0 | 0 | 0 | 5 | 2 | 5 | 2 |  |  | 1 | [11 empty] | 1 | 1 | 3 | 1 | 1 | 1 | 1 | 0
PG&E GBA | Nortech | 115 | Battery | 0 | 0 | 0 | 0 | 0 | 0 | 0 | 0 | 0 | 0 | 0 | 1 | 1 | 1 | 1 |  |  | 1 | [11 empty] | 2 | 1 | 2 | 2 | 1 | 1 | 1 | 0
SDGE | North City Metering | 138 | Battery | 0 | 0 | 0 | 0 | 0 | 0 | 0 | 0 | 0 | 0 | 0 | 1 | 1 | 1 | 1 |  |  | 1 | [11 empty] | 2 | 1 | 2 | 1 | 3 | 1 | 1 | 0
PG&E GBA | North Dublin | 230 | Battery | 0 | 0 | 0 | 0 | 0 | 0 | 0 | 0 | 0 | 0 | 0 | 5 | 2 | 1 | 1 |  |  | 1 | [11 empty] | 2 | 1 | 2 | 1 | 3 | 1 | 1 | 0
SDGE | North Gila | 500 | Battery | 0 | 0 | 0 | 0 | 0 | 0 | 0 | 0 | 0 | 0 | 0 | 1 | 1 | 1 | 1 |  |  | 1 | [11 empty] | 2 | 2 | 4 | 2 | 3 | 1 | 1 | 0
SCE Metro | North of SONGS | 230 | Battery | 0 | 0 | 0 | 0 | 0 | 0 | 0 | 0 | 0 | 0 | 0 | 1 | 1 | 1 | 1 |  |  | 1 | [11 empty] | 2 | 1 | 3 | 1 | 3 | 1 | 1 | 0
SCE Metro | North of SONGS | 500 | Battery | 0 | 0 | 0 | 0 | 0 | 0 | 0 | 0 | 0 | 0 | 0 | 1 | 1 | 1 | 1 |  |  | 1 | [11 empty] | 2 | 1 | 3 | 1 | 3 | 1 | 1 | 0
PG&E NGBA | Notre Dame | 115 | Battery | 0 | 0 | 0 | 0 | 0 | 0 | 0 | 0 | 0 | 0 | 0 | 5 | 2 | 1 | 1 |  |  | 1 | [11 empty] | 2 | 1 | 4 | 2 | 2 | 1 | 1 | 0
PG&E GBA | Oakland C | 115 | Battery | 0 | 0 | 0 | 0 | 0 | 0 | 0 | 0 | 0 | 0 | 0 | 5 | 2 | 1 | 1 | 3 |  | 1 | [11 empty] | 2 | 1 | 1 | 1 | 2 | 2+ | 1 | 1
PG&E GBA | Oakland J | 115 | Battery | 0 | 0 | 0 | 0 | 0 | 0 | 0 | 0 | 0 | 0 | 0 | 5 | 2 | 1 | 1 |  |  | 1 | [11 empty] | 2 | 1 | 2 | 1 | 1 | 4+ | 1 | 1
PG&E GBA | Oakland L | 115 | Battery | 0 | 0 | 0 | 0 | 0 | 0 | 0 | 0 | 0 | 0 | 0 | 5 | 2 | 1 | 1 |  |  | 1 | [11 empty] | 2 | 1 | 2 | 1 | 1 | 1 | 1 | 0
PG&E GBA | Oakland X | 115 | Battery | 0 | 0 | 0 | 0 | 0 | 0 | 0 | 0 | 0 | 0 | 0 | 5 | 2 | 1 | 1 |  |  | 2 | [11 empty] | 2 | 1 | 2 | 1 | 2 | 1 | 1 | 0
SDGE | Ocean Ranch | 69 | Battery | 0 | 0 | 0 | 0 | 0 | 0 | 0 | 0 | 0 | 0 | 0 | 1 | 1 | 1 | 1 |  |  | 1 | [11 empty] | 2 | 1 | 4 | 1 | 3 | 2+ | 1 | 1
PG&E KERN | Oceano | 115 | Battery | 0 | 0 | 0 | 0 | 0 | 0 | 0 | 0 | 0 | 0 | 0 | 5 | 2 | 1 | 1 |  |  | 1 | [11 empty] | 2 | 2 | 4 | 2 | 3 | 1 | 1 | 0
SDGE | Ocotillo Express | 500 | Battery | 0 | 0 | 0 | 0 | 0 | 0 | 0 | 0 | 0 | 0 | 0 | 1 | 1 | 1 | 1 |  |  | 1 | [11 empty] | 2 | 1 | 4 | 2 | 3 | 1 | 1 | 0
PG&E KERN | Old River | 70 | Battery | 0 | 0 | 0 | 0 | 0 | 0 | 0 | 0 | 0 | 0 | 0 | 5 | 2 | 5 | 2 |  |  | 1 | [11 empty] | 1 | 1 | 4 | 1 | 2 | 1 | 1 | 0
SDGE | Old Town | 230 | Battery | 0 | 0 | 0 | 0 | 0 | 0 | 0 | 0 | 0 | 0 | 0 | 1 | 1 | 1 | 1 |  |  | 1 | [11 empty] | 2 | 1 | 3 | 1 | 2 | 1 | 1 | 0
SCE Metro | Olinda | 230 | Battery | 0 | 0 | 0 | 0 | 0 | 0 | 0 | 0 | 0 | 0 | 0 | 1 | 1 | 1 | 1 |  |  | 1 | [11 empty] | 1 | 1 | 2 | 1 | 2 | 1 | 1 | 0
PG&E FRESNO | Olive | 115 | Battery | 0 | 0 | 20 | 0 | 20 | 20 | 0 | 20 | 0 | 0 | 0 | 5 | 2 | 5 | 2 | 3 |  | 1 | [11 empty] | 1 | 1 | 4 | 1 | 1 | 1 | 1 | 1 | Flags are due to in-development resources
PG&E NGBA | Olivehurst | 115 | Battery | 0 | 0 | 0 | 0 | 0 | 0 | 0 | 0 | 0 | 0 | 0 | 5 | 2 | 1 | 1 |  |  | 1 | [11 empty] | 2 | 2 | 2 | 1 | 2 | 1 | 1 | 0
PG&E NGBA | Oregon Trail | 60 | Battery | 0 | 0 | 0 | 0 | 0 | 0 | 0 | 0 | 0 | 0 | 0 | 5 | 2 | 1 | 1 |  |  | 1 | [11 empty] | 2 | 2 | 3 | 2 | 3 | 1 | 1 | 0
SCE Northern | Ormond Beach | 230 | Battery | 0 | 0 | 0 | 0 | 0 | 0 | 0 | 0 | 0 | 0 | 0 | 5 | 2 | 4 | 2 |  |  | 1 | [11 empty] | 2 | 1 | 1 | 1 | 1 | 1 | 1 | 0
PG&E FRESNO | Oro Loma | 115 | Battery | 0 | 0 | 0 | 0 | 0 | 0 | 0 | 0 | 0 | 0 | 0 | 5 | 2 | 1 | 1 |  |  | 3 | [11 empty] | 1 | 1 | 4 | 2 | 1 | 1 | 1 | 0
PG&E FRESNO | Oro Loma | 70 | Battery | 0 | 0 | 0 | 0 | 0 | 0 | 0 | 0 | 0 | 0 | 0 | 5 | 2 | 1 | 1 |  |  | 1 | [11 empty] | 1 | 1 | 4 | 2 | 1 | 1 | 1 | 0
PG&E FRESNO | Orosi | 70 | Battery | 0 | 0 | 0 | 0 | 0 | 0 | 0 | 0 | 0 | 0 | 0 | 5 | 2 | 1 | 1 |  |  | 1 | [11 empty] | 1 | 1 | 4 | 1 | 1 | 1 | 1 | 0
SDGE | Otay | 69 | Battery | 0 | 0 | 49.7 | 0 | 49.7 | 49.7 | 0 | 49.7 | 0 | 0 | 0 | 1 | 1 | 1 | 1 |  |  | 3 | [11 empty] | 2 | 1 | 1 | 1 | 1 | 1 | 1 | 1 | Flags are due to in-development resources
SDGE | Otay Mesa | 230 | Battery | 0 | 0 | 65 | 0 | 65 | 65 | 0 | 65 | 0 | 0 | 0 | 1 | 1 | 1 | 1 |  |  | 2 | [11 empty] | 2 | 1 | 1 | 1 | 3 | 4+ | 1 | 1 | Flags are due to in-development resources
PG&E FRESNO | Padre Flats SW STA | 230 | Battery | 0 | 0 | 0 | 31 | 31 | 0 | 0 | 0 | 0 | 31 | 31 | 5 | 2 | 1 | 1 |  |  | 1 | [11 empty] | 1 | 1 | 4 | 2 | 1 | 5- | 1 | 1 | battery, alignment with previous TPP
EOP | Pahrump | 138 | Battery | 0 | 0 | 0 | 0 | 0 | 0 | 0 | 0 | 0 | 0 | 0 | 5 | 2 | 4 | 2 |  |  | 1 | [11 empty] | 2 | 2 | 4 | 1 | 3 | 1 | 1 | 0
EOP | Pahrump | 230 | Battery | 0 | 0 | 0 | 0 | 0 | 0 | 0 | 0 | 0 | 0 | 0 | 5 | 2 | 4 | 2 |  |  | 1 | [11 empty] | 2 | 2 | 4 | 1 | 3 | 1 | 1 | 0
SDGE | Pala | 69 | Battery | 0 | 0 | 0 | 0 | 0 | 0 | 0 | 0 | 0 | 0 | 0 | 1 | 1 | 1 | 1 |  |  | 1 | [11 empty] | 2 | 1 | 1 | 1 | 3 | 1 | 5 | 1
PG&E NGBA | Palermo | 115 | Battery | 0 | 0 | 0 | 0 | 0 | 0 | 0 | 0 | 0 | 0 | 0 | 5 | 2 | 1 | 1 | 4 |  | 1 | [11 empty] | 2 | 1 | 2 | 2 | 2 | 1 | 1 | 0
PG&E NGBA | Palermo | 230 | Battery | 0 | 0 | 0 | 0 | 0 | 0 | 0 | 0 | 0 | 0 | 0 | 5 | 2 | 1 | 1 |  |  | 1 | [11 empty] | 2 | 1 | 2 | 2 | 2 | 1 | 1 | 0
SCE Eastern | Palo Verde | 500 | Battery | 0 | 0 | 0 | 0 | 0 | 0 | 0 | 0 | 0 | 0 | 0 | 5 | 2 | 4 | 2 |  |  | 1 | [11 empty] | 2 | 1 | 4 | 2 | 3 | 1 | 1 | 0
SDGE | Palomar Energy | 230 | Battery | 0 | 0 | 0 | 0 | 0 | 0 | 0 | 0 | 0 | 0 | 0 | 1 | 1 | 1 | 1 |  |  | 1 | [11 empty] | 2 | 1 | 2 | 1 | 3 | 1 | 1 | 0
PG&E KERN | Panama | 70 | Battery | 0 | 0 | 0 | 0 | 0 | 0 | 0 | 0 | 0 | 0 | 0 | 5 | 2 | 1 | 1 |  |  | 1 | [11 empty] | 1 | 1 | 4 | 1 | 1 | 1 | 1 | 0
PG&E FRESNO | Panoche | 115 | Battery | 0 | 0 | 0 | 0 | 0 | 0 | 0 | 0 | 0 | 0 | 0 | 5 | 2 | 5 | 2 |  |  | 1 | [11 empty] | 1 | 1 | 1 | 2 | 1 | 4+ | 1 | 1
PG&E FRESNO | Panoche | 230 | Battery | 0 | 0 | 0 | 0 | 0 | 0 | 0 | 0 | 0 | 0 | 0 | 5 | 2 | 5 | 2 | 3 |  | 1 | [11 empty] | 1 | 1 | 1 | 2 | 1 | 1 | 1 | 0
SCE Northern | Pardee | 230 | Battery | 0 | 0 | 15 | 0 | 15 | 15 | 0 | 15 | 0 | 0 | 0 | 5 | 2 | 4 | 2 |  |  | 5 | [11 empty] | 1 | 1 | 3 | 1 | 3 | 4+ | 1 | 1 | Flags are due to in-development resources
PG&E NGBA | Parkway | 230 | Battery | 0 | 0 | 0 | 0 | 0 | 0 | 0 | 0 | 0 | 0 | 0 | 5 | 2 | 1 | 1 |  |  | 1 | [11 empty] | 2 | 1 | 4 | 1 | 2 | 1 | 1 | 0
SCE Northern | Pastoria | 230 | Battery | 0 | 0 | 80 | 0 | 80 | 80 | 0 | 80 | 0 | 0 | 0 | 5 | 2 | 4 | 2 |  |  | 2 | [11 empty] | 1 | 1 | 2 | 1 | 3 | 1 | 1 | 1 | Flags are due to in-development resources
SCE Metro | Pauda | 230 | Battery | 0 | 0 | 0 | 0 | 0 | 0 | 0 | 0 | 0 | 0 | 0 | 1 | 1 | 1 | 1 |  |  | 1 | [11 empty] | 1 | 1 | 2 | 1 | 2 | 1 | 4 | 1
PG&E GBA | Paul Sweet | 115 | Battery | 0 | 0 | 0 | 0 | 0 | 0 | 0 | 0 | 0 | 0 | 0 | 1 | 1 | 1 | 1 |  |  | 1 | [11 empty] | 2 | 2 | 2 | 2 | 3 | 4+ | 1 | 1
PG&E NGBA | Peabody | 230 | Battery | 0 | 0 | 0 | 0 | 0 | 0 | 0 | 0 | 0 | 0 | 0 | 5 | 2 | 1 | 1 |  |  | 1 | [11 empty] | 2 | 1 | 2 | 1 | 2 | 4+ | 1 | 1
PG&E NGBA | Pease | 115 | Battery | 0 | 0 | 0 | 0 | 0 | 0 | 0 | 0 | 0 | 0 | 0 | 5 | 2 | 1 | 1 |  |  | 1 | [11 empty] | 2 | 2 | 2 | 1 | 2 | 1 | 1 | 0
PG&E NGBA | Pease | 60 | Battery | 0 | 0 | 0 | 0 | 0 | 0 | 0 | 0 | 0 | 0 | 0 | 5 | 2 | 1 | 1 |  |  | 1 | [11 empty] | 2 | 2 | 2 | 1 | 2 | 2+ | 1 | 1
SDGE | Penasquitos | 138 | Battery | 0 | 0 | 0 | 0 | 0 | 0 | 0 | 0 | 0 | 0 | 0 | 1 | 1 | 1 | 1 |  |  | 1 | [11 empty] | 2 | 1 | 2 | 1 | 3 | 1 | 1 | 0
SDGE | Penasquitos | 230 | Battery | 0 | 0 | 0 | 0 | 0 | 0 | 0 | 0 | 0 | 0 | 0 | 1 | 1 | 1 | 1 |  |  | 1 | [11 empty] | 2 | 1 | 2 | 1 | 3 | 1 | 1 | 0
SDGE | Penasquitos | 69 | Battery | 0 | 0 | 0 | 0 | 0 | 0 | 0 | 0 | 0 | 0 | 0 | 1 | 1 | 1 | 1 |  |  | 1 | [11 empty] | 2 | 1 | 2 | 1 | 3 | 1 | 1 | 0
SDGE | Pendleton | 69 | Battery | 0 | 0 | 0 | 50 | 50 | 0 | 50 | 50 | 0 | 0 | 0 | 1 | 1 | 1 | 1 |  |  | 4 | [11 empty] | 2 | 1 | 4 | 1 | 3 | 1 | 1 | 1 | Flags are due to in-development resources
PG&E NGBA | Penngrove | 115 | Battery | 0 | 0 | 0 | 0 | 0 | 0 | 0 | 0 | 0 | 0 | 0 | 5 | 2 | 1 | 1 |  |  | 1 | [11 empty] | 2 | 1 | 3 | 2 | 2 | 4+ | 1 | 1
PG&E GBA | Peoria | 115 | Battery | 0 | 0 | 0 | 0 | 0 | 0 | 0 | 0 | 0 | 0 | 0 | 1 | 1 | 1 | 1 |  |  | 1 | [11 empty] | 2 | 1 | 4 | 1 | 3 | 1 | 1 | 0
PG&E GBA | Piercy | 115 | Battery | 0 | 0 | 0 | 0 | 0 | 0 | 0 | 0 | 0 | 0 | 0 | 1 | 1 | 1 | 1 |  |  | 1 | [11 empty] | 2 | 1 | 2 | 2 | 2 | 1 | 1 | 0
PG&E FRESNO | Pine Flat | 230 | Battery | 0 | 0 | 0 | 0 | 0 | 0 | 0 | 0 | 0 | 0 | 0 | 5 | 2 | 5 | 2 |  |  | 1 | [11 empty] | 1 | 1 | 4 | 2 | 3 | 1 | 1 | 0
SCE NOL | Pisgah | 230 | Battery | 0 | 0 | 20 | 0 | 20 | 0 | 0 | 0 | 20 | 0 | 20 | 1 | 1 | 1 | 1 | 4 |  | 5 | [11 empty] | 2 | 1 | 4 | 1 | 1 | 4+ | 1 | 1 | battery, alignment with previous TPP
PG&E NGBA | Pit 1 | 230 | Battery | 0 | 0 | 0 | 0 | 0 | 0 | 0 | 0 | 0 | 0 | 0 | 5 | 2 | 1 | 1 |  |  | 1 | [11 empty] | 2 | 2 | 4 | 2 | 3 | 1 | 1 | 0
PG&E NGBA | Pit 1 | 60 | Battery | 0 | 0 | 0 | 0 | 0 | 0 | 0 | 0 | 0 | 0 | 0 | 5 | 2 | 1 | 1 |  |  | 1 | [11 empty] | 2 | 2 | 4 | 2 | 3 | 1 | 1 | 0
PG&E NGBA | Pit 3 | 230 | Battery | 0 | 0 | 0 | 0 | 0 | 0 | 0 | 0 | 0 | 0 | 0 | 5 | 2 | 1 | 1 |  |  | 1 | [11 empty] | 2 | 2 | 4 | 2 | 3 | 1 | 1 | 0
PG&E NGBA | Pit 4 | 230 | Battery | 0 | 0 | 0 | 0 | 0 | 0 | 0 | 0 | 0 | 0 | 0 | 5 | 2 | 1 | 1 |  |  | 1 | [11 empty] | 2 | 2 | 4 | 2 | 3 | 1 | 1 | 0
PG&E GBA | Pittsburg | 115 | Battery | 0 | 0 | 0 | 0 | 0 | 0 | 0 | 0 | 0 | 0 | 0 | 5 | 2 | 1 | 1 | 4 |  | 1 | [11 empty] | 2 | 1 | 2 | 1 | 1 | 4+ | 1 | 1
PG&E GBA | Pittsburg | 230 | Battery | 0 | 0 | 0 | 0 | 0 | 0 | 0 | 0 | 0 | 0 | 0 | 5 | 2 | 1 | 1 | 4 |  | 1 | [11 empty] | 2 | 1 | 2 | 1 | 1 | 4+ | 1 | 1
PG&E NGBA | Pleasant Grove | 115 | Battery | 0 | 0 | 0 | 0 | 0 | 0 | 0 | 0 | 0 | 0 | 0 | 5 | 2 | 1 | 1 |  |  | 1 | [11 empty] | 2 | 1 | 2 | 2 | 3 | 1 | 1 | 0
PG&E NGBA | POE | 230 | Battery | 0 | 0 | 0 | 0 | 0 | 0 | 0 | 0 | 0 | 0 | 0 | 5 | 2 | 1 | 1 |  |  | 1 | [11 empty] | 2 | 1 | 4 | 2 | 3 | 1 | 1 | 0
SDGE | Point Loma | 69 | Battery | 0 | 0 | 0 | 0 | 0 | 0 | 0 | 0 | 0 | 0 | 0 | 1 | 1 | 1 | 1 |  |  | 1 | [11 empty] | 2 | 1 | 3 | 1 | 2 | 1 | 1 | 0
SDGE | Pomerado | 69 | Battery | 0 | 0 | 100 | 0 | 100 | 100 | 0 | 100 | 0 | 0 | 0 | 1 | 1 | 1 | 1 |  |  | 5 | [11 empty] | 2 | 1 | 3 | 1 | 3 | 1 | 1 | 1 | Flags are due to in-development resources
PG&E KERN | Poso Mountain | 115 | Battery | 0 | 0 | 0 | 0 | 0 | 0 | 0 | 0 | 0 | 0 | 0 | 5 | 2 | 5 | 2 |  |  | 4 | [11 empty] | 1 | 1 | 3 | 1 | 2 | 1 | 1 | 0
EOP | Primm | 230 | Battery | 0 | 0 | 200 | 0 | 200 | 200 | 0 | 200 | 0 | 0 | 0 | 5 | 2 | 4 | 2 |  |  | 1 | [11 empty] | 2 | 2 | 4 | 1 | 2 | 1 | 1 | 1 | Flags are due to in-development resources
PG&E NGBA | Putah Creek | 115 | Battery | 0 | 0 | 0 | 0 | 0 | 0 | 0 | 0 | 0 | 0 | 0 | 5 | 2 | 1 | 1 |  |  | 1 | [11 empty] | 2 | 1 | 3 | 2 | 3 | 1 | 4 | 1
SDGE | Q1806 | 138 | Battery | 0 | 0 | 0 | 0 | 0 | 0 | 0 | 0 | 0 | 0 | 0 | 1 | 1 | 1 | 1 |  |  | 1 | [11 empty] | 1 | 1 | 2 | 1 | 3 | 1 | 1 | 0
PG&E FRESNO | Quinto | 230 | Battery | 0 | 0 | 0 | 0 | 0 | 0 | 0 | 0 | 0 | 0 | 0 | 5 | 2 | 1 | 1 |  |  | 1 | [11 empty] | 1 | 1 | 4 | 2 | 1 | 1 | 4 | 1
PG&E GBA | Race Track | 115 | Battery | 0 | 0 | 0 | 0 | 0 | 0 | 0 | 0 | 0 | 0 | 0 | 1 | 1 | 1 | 1 |  |  | 1 | [11 empty] | 2 | 1 | 4 | 1 | 3 | 1 | 1 | 0
SDGE | Rancho Mission Viejo | 138 | Battery | 0 | 0 | 0 | 0 | 0 | 0 | 0 | 0 | 0 | 0 | 0 | 1 | 1 | 1 | 1 |  |  | 1 | [11 empty] | 1 | 1 | 2 | 1 | 3 | 1 | 1 | 0
PG&E GBA | Rancho Seco | 230 | Battery | 0 | 0 | 0 | 0 | 0 | 0 | 0 | 0 | 0 | 0 | 0 | 1 | 1 | 1 | 1 |  |  | 2 | [11 empty] | 2 | 1 | 1 | 2 | 3 | 1 | 1 | 0
SCE Metro | Rancho Vista | 230 | Battery | 0 | 0 | 0 | 0 | 0 | 0 | 0 | 0 | 0 | 0 | 0 | 1 | 1 | 1 | 1 |  |  | 1 | [11 empty] | 1 | 1 | 1 | 1 | 1 | 1+ | 1 | 1
SCE Metro | Rancho Vista | 500 | Battery | 0 | 0 | 0 | 0 | 0 | 0 | 0 | 0 | 0 | 0 | 0 | 1 | 1 | 1 | 1 |  |  | 1 | [11 empty] | 1 | 1 | 1 | 1 | 1 | 1 | 1 | 0
SCE NOL | Ransburg | 115 | Battery | 0 | 0 | 0 | 0 | 0 | 0 | 0 | 0 | 0 | 0 | 0 | 3 | 3 | 1 | 1 |  |  | 1 | [11 empty] | 2 | 1 | 4 | 1 | 1 | 1 | 1 | 0
PG&E GBA | Ravenswood | 115 | Battery | 0 | 0 | 0 | 0 | 0 | 0 | 0 | 0 | 0 | 0 | 0 | 5 | 2 | 1 | 1 |  |  | 1 | [11 empty] | 2 | 1 | 2 | 1 | 2 | 1 | 1 | 0
PG&E GBA | Ravenswood | 230 | Battery | 0 | 0 | 0 | 0 | 0 | 0 | 0 | 0 | 0 | 0 | 0 | 5 | 2 | 1 | 1 |  |  | 1 | [11 empty] | 2 | 1 | 2 | 1 | 2 | 1 | 1 | 0
SCE Northern | Rector | 230 | Battery | 0 | 0 | 0 | 0 | 0 | 0 | 0 | 0 | 0 | 0 | 0 | 1 | 1 | 1 | 1 |  |  | 2 | [11 empty] | 1 | 1 | 2 | 1 | 2 | 4+ | 1 | 1
SCE Eastern | Red Bluff | 230 | Battery | 0 | 0 | 0 | 0 | 0 | 0 | 0 | 0 | 0 | 0 | 0 | 1 | 1 | 1 | 1 | 1 |  | 1 | [11 empty] | 2 | 2 | 4 | 1 | 3 | 4+ | 4 | 1
SCE Eastern | Red Bluff | 500 | Battery | 0 | 0 | 100 | 0 | 100 | 100 | 0 | 100 | 0 | 0 | 0 | 1 | 1 | 1 | 1 | 5 |  | 2 | [11 empty] | 2 | 2 | 4 | 1 | 3 | 4+ | 4 | 1 | Flags are due to in-development resources
PG&E NGBA | Redbud | 115 | Battery | 0 | 0 | 0 | 0 | 0 | 0 | 0 | 0 | 0 | 0 | 0 | 5 | 2 | 1 | 1 |  |  | 1 | [11 empty] | 2 | 2 | 4 | 2 | 3 | 1 | 1 | 0
SCE Metro | Redondo | 230 | Battery | 0 | 0 | 0 | 0 | 0 | 0 | 0 | 0 | 0 | 0 | 0 | 1 | 1 | 1 | 1 |  |  | 1 | [11 empty] | 1 | 1 | 2 | 1 | 2 | 1 | 1 | 0
PG&E FRESNO | Reedley | 115 | Battery | 0 | 0 | 0 | 0 | 0 | 0 | 0 | 0 | 0 | 0 | 0 | 5 | 2 | 5 | 2 |  |  | 1 | [11 empty] | 1 | 1 | 4 | 2 | 1 | 1 | 1 | 0
PG&E KERN | Renfro | 115 | Battery | 0 | 0 | 0 | 0 | 0 | 0 | 0 | 0 | 0 | 0 | 0 | 5 | 2 | 5 | 2 |  |  | 1 | [11 empty] | 1 | 1 | 2 | 1 | 2 | 1 | 1 | 0
PG&E GBA | Richmond R | 115 | Battery | 0 | 0 | 0 | 0 | 0 | 0 | 0 | 0 | 0 | 0 | 0 | 5 | 2 | 1 | 1 |  |  | 1 | [11 empty] | 2 | 1 | 2 | 1 | 2 | 1 | 1 | 0
PG&E NGBA | Rincon | 115 | Battery | 0 | 0 | 0 | 0 | 0 | 0 | 0 | 0 | 0 | 0 | 0 | 5 | 2 | 1 | 1 |  |  | 1 | [11 empty] | 2 | 1 | 3 | 2 | 2 | 1 | 1 | 0
PG&E KERN | Rio Bravo | 115 | Battery | 0 | 0 | 0 | 0 | 0 | 0 | 0 | 0 | 0 | 0 | 0 | 5 | 2 | 5 | 2 | 4 |  | 1 | [11 empty] | 1 | 1 | 2 | 1 | 1 | 1 | 1 | 0
SCE Metro | Rio Hondo | 230 | Battery | 0 | 0 | 265 | 786 | 1051 | 265 | 10 | 275 | 0 | 776 | 776 | 1 | 1 | 1 | 1 | 1 |  | 2 | [11 empty] | 1 | 1 | 4 | 1 | 1 | 1 | 1 | 1 | battery, alignment with previous TPP
PG&E NGBA | Rio Oso | 115 | Battery | 0 | 0 | 0 | 0 | 0 | 0 | 0 | 0 | 0 | 0 | 0 | 5 | 2 | 1 | 1 |  |  | 1 | [11 empty] | 2 | 1 | 4 | 1 | 3 | 1 | 1 | 0
PG&E NGBA | Rio Oso | 230 | Battery | 0 | 0 | 0 | 0 | 0 | 0 | 0 | 0 | 0 | 0 | 0 | 5 | 2 | 1 | 1 |  |  | 1 | [11 empty] | 2 | 1 | 4 | 1 | 3 | 1 | 1 | 0
PG&E GBA | Ripon | 115 | Battery | 0 | 0 | 99 | 0 | 99 | 99 | 0 | 99 | 0 | 0 | 0 | 1 | 1 | 1 | 1 | 3 |  | 2 | [11 empty] | 1 | 1 | 2 | 2 | 2 | 4+ | 1 | 1 | Flags are due to in-development resources
PG&E GBA | Riverbank | 115 | Battery | 0 | 0 | 0 | 0 | 0 | 0 | 0 | 0 | 0 | 0 | 0 | 1 | 1 | 1 | 1 |  |  | 1 | [11 empty] | 1 | 1 | 3 | 2 | 2 | 1 | 1 | 0
SCE NOL | Roadway | 115 | Battery | 0 | 0 | 0 | 0 | 0 | 0 | 0 | 0 | 0 | 0 | 0 | 1 | 1 | 1 | 1 | 3 |  | 1 | [11 empty] | 2 | 1 | 2 | 1 | 1 | 4+ | 4 | 1
PG&E NGBA | Rock Creek 1 | 230 | Battery | 0 | 0 | 0 | 0 | 0 | 0 | 0 | 0 | 0 | 0 | 0 | 5 | 2 | 1 | 1 |  |  | 1 | [11 empty] | 2 | 2 | 4 | 1 | 3 | 1 | 1 | 0
SCE Northern | Rosamond | 66 | Battery | 0 | 0 | 0 | 0 | 0 | 0 | 0 | 0 | 0 | 0 | 0 | 1 | 1 | 1 | 1 |  |  | 1 | [11 empty] | 2 | 1 | 4 | 1 | 3 | 1 | 1 | 0
PG&E GBA | Rossmoor | 230 | Battery | 0 | 0 | 0 | 0 | 0 | 0 | 0 | 0 | 0 | 0 | 0 | 5 | 2 | 1 | 1 |  |  | 1 | [11 empty] | 2 | 1 | 4 | 1 | 3 | 1 | 1 | 0
PG&E NGBA | Round Mountain | 230 | Battery | 0 | 0 | 0 | 0 | 0 | 0 | 0 | 0 | 0 | 0 | 0 | 5 | 2 | 1 | 1 |  |  | 1 | [11 empty] | 2 | 2 | 4 | 2 | 3 | 1 | 1 | 0
PG&E NGBA | Round Mountain | 500 | Battery | 0 | 0 | 0 | 0 | 0 | 0 | 0 | 0 | 0 | 0 | 0 | 5 | 2 | 1 | 1 |  |  | 1 | [11 empty] | 2 | 2 | 4 | 2 | 3 | 1 | 1 | 0
PG&E GBA | Salado | 115 | Battery | 0 | 0 | 0 | 0 | 0 | 0 | 0 | 0 | 0 | 0 | 0 | 1 | 1 | 1 | 1 |  |  | 1 | [11 empty] | 1 | 1 | 4 | 2 | 1 | 1 | 1 | 0
PG&E GBA | Salado | 60 | Battery | 0 | 0 | 0 | 0 | 0 | 0 | 0 | 0 | 0 | 0 | 0 | 1 | 1 | 1 | 1 |  |  | 1 | [11 empty] | 1 | 1 | 4 | 2 | 1 | 4+ | 1 | 1
PG&E GBA | Salinas | 115 | Battery | 0 | 0 | 0 | 0 | 0 | 0 | 0 | 0 | 0 | 0 | 0 | 1 | 1 | 1 | 1 |  |  | 1 | [11 empty] | 2 | 2 | 3 | 2 | 2 | 1 | 1 | 0
SDGE | Salt Creek | 69 | Battery | 0 | 0 | 0 | 0 | 0 | 0 | 0 | 0 | 0 | 0 | 0 | 1 | 1 | 1 | 1 |  |  | 1 | [11 empty] | 2 | 1 | 3 | 1 | 2 | 2+ | 1 | 1
SCE Eastern | San Bernardino | 230 | Battery | 0 | 0 | 0 | 0 | 0 | 0 | 0 | 0 | 0 | 0 | 0 | 1 | 1 | 1 | 1 |  |  | 1 | [11 empty] | 1 | 1 | 2 | 1 | 2 | 2+ | 1 | 1
PG&E GBA | SAN FRAN A (POTRERO PP) | 115 | Battery | 0 | 0 | 0 | 0 | 0 | 0 | 0 | 0 | 0 | 0 | 0 | 5 | 2 | 1 | 1 |  |  | 1 | [11 empty] | 2 | 1 | 2 | 1 | 2 | 1 | 1 | 0
PG&E GBA | SAN FRAN A (POTRERO PP) | 230 | Battery | 0 | 0 | 0 | 0 | 0 | 0 | 0 | 0 | 0 | 0 | 0 | 5 | 2 | 1 | 1 |  |  | 1 | [11 empty] | 2 | 1 | 2 | 1 | 2 | 1 | 1 | 0
PG&E GBA | San Jose A | 115 | Battery | 0 | 0 | 0 | 0 | 0 | 0 | 0 | 0 | 0 | 0 | 0 | 1 | 1 | 1 | 1 |  |  | 1 | [11 empty] | 2 | 1 | 2 | 2 | 2 | 1 | 1 | 0
PG&E GBA | San Jose B | 115 | Battery | 0 | 0 | 0 | 0 | 0 | 0 | 0 | 0 | 0 | 0 | 0 | 1 | 1 | 1 | 1 |  |  | 1 | [11 empty] | 2 | 1 | 3 | 2 | 2 | 1 | 1 | 0
PG&E GBA | San Leandro U | 115 | Battery | 0 | 0 | 0 | 0 | 0 | 0 | 0 | 0 | 0 | 0 | 0 | 5 | 2 | 1 | 1 |  |  | 1 | [11 empty] | 2 | 1 | 3 | 1 | 2 | 1 | 1 | 0
PG&E KERN | San Luis Obispo | 115 | Battery | 0 | 0 | 0 | 0 | 0 | 0 | 0 | 0 | 0 | 0 | 0 | 5 | 2 | 1 | 1 |  |  | 1 | [11 empty] | 2 | 2 | 4 | 2 | 3 | 1 | 1 | 0
PG&E KERN | San Luis Obispo | 70 | Battery | 0 | 0 | 0 | 0 | 0 | 0 | 0 | 0 | 0 | 0 | 0 | 5 | 2 | 1 | 1 |  |  | 1 | [11 empty] | 2 | 2 | 4 | 2 | 3 | 1 | 1 | 0
SDGE | San Luis Rey | 230 | Battery | 0 | 0 | 0 | 0 | 0 | 0 | 0 | 0 | 0 | 0 | 0 | 1 | 1 | 1 | 1 |  |  | 1 | [11 empty] | 2 | 1 | 4 | 1 | 3 | 2+ | 1 | 1
SDGE | San Luis Rey | 69 | Battery | 0 | 0 | 0 | 0 | 0 | 0 | 0 | 0 | 0 | 0 | 0 | 1 | 1 | 1 | 1 |  |  | 1 | [11 empty] | 2 | 1 | 4 | 1 | 3 | 1 | 1 | 0
SDGE | San Marcos | 69 | Battery | 0 | 0 | 0 | 0 | 0 | 0 | 0 | 0 | 0 | 0 | 0 | 1 | 1 | 1 | 1 |  |  | 1 | [11 empty] | 2 | 1 | 2 | 1 | 3 | 1 | 1 | 0
SCE Metro | San Onofre | 230 | Battery | 0 | 0 | 0 | 0 | 0 | 0 | 0 | 0 | 0 | 0 | 0 | 1 | 1 | 1 | 1 |  |  | 1 | [11 empty] | 2 | 1 | 4 | 1 | 3 | 1 | 1 | 0
PG&E GBA | San Pablo | 115 | Battery | 0 | 0 | 0 | 0 | 0 | 0 | 0 | 0 | 0 | 0 | 0 | 5 | 2 | 1 | 1 |  |  | 1 | [11 empty] | 2 | 1 | 2 | 1 | 1 | 1 | 1 | 0
PG&E GBA | San Ramon | 230 | Battery | 0 | 0 | 0 | 0 | 0 | 0 | 0 | 0 | 0 | 0 | 0 | 5 | 2 | 1 | 1 |  |  | 1 | [11 empty] | 2 | 1 | 2 | 1 | 3 | 4+ | 1 | 1
SDGE | San Ysidro | 69 | Battery | 0 | 0 | 0 | 0 | 0 | 0 | 0 | 0 | 0 | 0 | 0 | 1 | 1 | 1 | 1 |  |  | 1 | [11 empty] | 2 | 1 | 2 | 1 | 2 | 1 | 1 | 0
SCE NOL | Sandlot | 230 | Battery | 0 | 0 | 0 | 0 | 0 | 0 | 0 | 0 | 0 | 0 | 0 | 3 | 3 | 1 | 1 |  |  | 1 | [11 empty] | 2 | 1 | 4 | 1 | 2 | 1 | 1 | 0
EOP | Sandy | 138 | Battery | 0 | 0 | 0 | 0 | 0 | 0 | 0 | 0 | 0 | 0 | 0 | 5 | 2 | 4 | 2 |  |  | 1 | [11 empty] | 2 | 2 | 4 | 1 | 3 | 1 | 1 | 0
PG&E FRESNO | Sanger | 115 | Battery | 0 | 0 | 0 | 0 | 0 | 0 | 0 | 0 | 0 | 0 | 0 | 5 | 2 | 5 | 2 | 3 |  | 1 | [11 empty] | 1 | 1 | 2 | 2 | 2 | 4+ | 1 | 1
SCE Northern | Santa Clara | 230 | Battery | 0 | 0 | 0 | 0 | 0 | 0 | 0 | 0 | 0 | 0 | 0 | 5 | 2 | 4 | 2 |  |  | 1 | [11 empty] | 2 | 1 | 3 | 1 | 2 | 1+ | 1 | 1
PG&E NGBA | Santa Rosa A | 115 | Battery | 0 | 0 | 0 | 0 | 0 | 0 | 0 | 0 | 0 | 0 | 0 | 5 | 2 | 1 | 1 |  |  | 1 | [11 empty] | 2 | 1 | 3 | 2 | 2 | 1 | 1 | 0
PG&E GBA | Santa Teresa | 115 | Battery | 0 | 0 | 0 | 0 | 0 | 0 | 0 | 0 | 0 | 0 | 0 | 1 | 1 | 1 | 1 | 3 |  | 1 | [11 empty] | 2 | 1 | 2 | 2 | 2 | 4+ | 1 | 1
SDGE | Santee | 138 | Battery | 0 | 0 | 10 | 0 | 10 | 10 | 0 | 10 | 0 | 0 | 0 | 1 | 1 | 1 | 1 |  |  | 1 | [11 empty] | 2 | 1 | 2 | 1 | 2 | 1 | 1 | 1 | Flags are due to in-development resources
SCE Metro | Santiago | 230 | Battery | 0 | 0 | 0 | 0 | 0 | 0 | 0 | 0 | 0 | 0 | 0 | 1 | 1 | 1 | 1 |  |  | 1 | [11 empty] | 1 | 1 | 2 | 1 | 2 | 1 | 1 | 0
PG&E GBA | Saratoga | 230 | Battery | 0 | 0 | 0 | 0 | 0 | 0 | 0 | 0 | 0 | 0 | 0 | 1 | 1 | 1 | 1 |  |  | 1 | [11 empty] | 2 | 1 | 4 | 2 | 3 | 1 | 1 | 0
SCE Northern | Saugus | 230 | Battery | 0 | 0 | 0 | 0 | 0 | 0 | 0 | 0 | 0 | 0 | 0 | 5 | 2 | 4 | 2 |  |  | 1 | [11 empty] | 1 | 1 | 3 | 1 | 3 | 1 | 1 | 0
PG&E FRESNO | Schindler | 115 | Battery | 0 | 0 | 0 | 0 | 0 | 0 | 0 | 0 | 0 | 0 | 0 | 5 | 2 | 1 | 1 | 3 |  | 4 | [11 empty] | 1 | 1 | 4 | 2 | 1 | 4+ | 1 | 1
PG&E FRESNO | Schindler | 70 | Battery | 0 | 0 | 0 | 0 | 0 | 0 | 0 | 0 | 0 | 0 | 0 | 5 | 2 | 5 | 2 |  |  | 1 | [11 empty] | 1 | 1 | 4 | 2 | 1 | 1 | 1 | 0
PG&E GBA | Schulte | 115 | Battery | 0 | 0 | 13.3 | 0 | 13.3 | 13.3 | 0 | 13.3 | 0 | 0 | 0 | 1 | 1 | 1 | 1 | 3 |  | 1 | [11 empty] | 1 | 1 | 1 | 2 | 2 | 4+ | 1 | 1 | Flags are due to in-development resources
SDGE | Scripps | 69 | Battery | 0 | 0 | 0 | 0 | 0 | 0 | 0 | 0 | 0 | 0 | 0 | 1 | 1 | 1 | 1 |  |  | 1 | [11 empty] | 2 | 1 | 2 | 1 | 3 | 2+ | 1 | 1
PG&E KERN | Semitropic | 115 | Battery | 0 | 0 | 0 | 0 | 0 | 0 | 0 | 0 | 0 | 0 | 0 | 5 | 2 | 1 | 1 |  |  | 1 | [11 empty] | 1 | 1 | 3 | 1 | 1 | 1 | 1 | 0
SCE Metro | Serrano | 230 | Battery | 0 | 0 | 0 | 0 | 0 | 0 | 0 | 0 | 0 | 0 | 0 | 1 | 1 | 1 | 1 | 5 |  | 1 | [11 empty] | 1 | 1 | 2 | 1 | 2 | 1 | 1 | 0
SCE Metro | Serrano | 500 | Battery | 0 | 0 | 0 | 0 | 0 | 0 | 0 | 0 | 0 | 0 | 0 | 1 | 1 | 1 | 1 | 5 |  | 1 | [11 empty] | 1 | 1 | 2 | 1 | 2 | 1 | 1 | 0
SDGE | Shadowridge | 138 | Battery | 0 | 0 | 0 | 0 | 0 | 0 | 0 | 0 | 0 | 0 | 0 | 1 | 1 | 1 | 1 |  |  | 1 | [11 empty] | 2 | 1 | 3 | 1 | 3 | 1 | 1 | 0
PG&E KERN | Shafter | 115 | Battery | 0 | 0 | 0 | 0 | 0 | 0 | 0 | 0 | 0 | 0 | 0 | 5 | 2 | 5 | 2 |  |  | 3 | [11 empty] | 1 | 1 | 3 | 1 | 1 | 2+ | 1 | 1
PG&E NGBA | Silverado | 115 | Battery | 0 | 0 | 0 | 0 | 0 | 0 | 0 | 0 | 0 | 0 | 0 | 5 | 2 | 1 | 1 |  |  | 1 | [11 empty] | 2 | 1 | 4 | 2 | 3 | 1 | 1 | 0
SDGE | Silvergate | 230 | Battery | 0 | 0 | 0 | 0 | 0 | 0 | 0 | 0 | 0 | 0 | 0 | 1 | 1 | 1 | 1 |  |  | 2 | [11 empty] | 2 | 1 | 1 | 1 | 1 | 2+ | 1 | 1
SDGE | Silvergate | 69 | Battery | 0 | 0 | 0 | 0 | 0 | 0 | 0 | 0 | 0 | 0 | 0 | 1 | 1 | 1 | 1 |  |  | 1 | [11 empty] | 2 | 1 | 1 | 1 | 1 | 1 | 1 | 0
PG&E KERN | Sisquoc | 115 | Battery | 0 | 0 | 0 | 0 | 0 | 0 | 0 | 0 | 0 | 0 | 0 | 5 | 2 | 1 | 1 |  |  | 3 | [11 empty] | 2 | 2 | 4 | 1 | 3 | 1 | 1 | 0
EOP | Sloan Canyon | 230 | Battery | 0 | 0 | 0 | 0 | 0 | 0 | 0 | 0 | 0 | 0 | 0 | 5 | 2 | 4 | 2 |  |  | 1 | [11 empty] | 2 | 2 | 3 | 1 | 3 | 4+ | 1 | 1
EOP | Sloan Canyon | 500 | Battery | 0 | 0 | 0 | 0 | 0 | 0 | 0 | 0 | 0 | 0 | 0 | 5 | 2 | 4 | 2 |  |  | 1 | [11 empty] | 2 | 2 | 3 | 1 | 3 | 1 | 1 | 0
PG&E KERN | Smyrna | 115 | Battery | 0 | 0 | 0 | 0 | 0 | 0 | 0 | 0 | 0 | 0 | 0 | 5 | 2 | 5 | 2 |  |  | 1 | [11 empty] | 1 | 1 | 4 | 1 | 1 | 4+ | 1 | 1
PG&E GBA | Sobrante | 115 | Battery | 0 | 0 | 0 | 0 | 0 | 0 | 0 | 0 | 0 | 0 | 0 | 5 | 2 | 1 | 1 |  |  | 1 | [11 empty] | 2 | 1 | 2 | 1 | 3 | 1 | 1 | 0
PG&E GBA | Sobrante | 230 | Battery | 0 | 0 | 0 | 0 | 0 | 0 | 0 | 0 | 0 | 0 | 0 | 5 | 2 | 1 | 1 |  |  | 1 | [11 empty] | 2 | 1 | 2 | 1 | 3 | 1 | 1 | 0
PG&E KERN | Solar | 230 | Battery | 0 | 0 | 0 | 0 | 0 | 0 | 0 | 0 | 0 | 0 | 0 | 5 | 2 | 5 | 2 |  |  | 1 | [11 empty] | 2 | 1 | 4 | 2 | 3 | 1 | 1 | 0
PG&E GBA | Soledad | 115 | Battery | 0 | 0 | 0 | 0 | 0 | 0 | 0 | 0 | 0 | 0 | 0 | 1 | 1 | 1 | 1 |  |  | 1 | [11 empty] | 2 | 2 | 4 | 2 | 3 | 1 | 1 | 0
PG&E GBA | Soledad | 60 | Battery | 0 | 0 | 0 | 0 | 0 | 0 | 0 | 0 | 0 | 0 | 0 | 1 | 1 | 1 | 1 |  |  | 1 | [11 empty] | 2 | 2 | 4 | 2 | 3 | 1 | 1 | 0
SDGE | Spring Valley | 69 | Battery | 0 | 0 | 0 | 0 | 0 | 0 | 0 | 0 | 0 | 0 | 0 | 1 | 1 | 1 | 1 |  |  | 1 | [11 empty] | 2 | 1 | 2 | 1 | 2 | 1 | 1 | 0
SCE Northern | Springville | 230 | Battery | 0 | 0 | 225 | 0 | 225 | 225 | 0 | 225 | 0 | 0 | 0 | 1 | 1 | 1 | 1 | 4 |  | 1 | [11 empty] | 1 | 1 | 4 | 1 | 1 | 4+ | 1 | 1 | Flags are due to in-development resources
PG&E GBA | Stagg | 230 | Battery | 0 | 0 | 0 | 0 | 0 | 0 | 0 | 0 | 0 | 0 | 0 | 5 | 2 | 1 | 1 |  |  | 1 | [11 empty] | 1 | 1 | 3 | 2 | 2 | 4+ | 1 | 1
PG&E GBA | Standard Oil | 115 | Battery | 0 | 0 | 0 | 0 | 0 | 0 | 0 | 0 | 0 | 0 | 0 | 5 | 2 | 1 | 1 |  |  | 1 | [11 empty] | 2 | 1 | 1 | 1 | 2 | 1 | 1 | 0
PG&E GBA | Stanislaus | 115 | Battery | 0 | 0 | 0 | 0 | 0 | 0 | 0 | 0 | 0 | 0 | 0 | 1 | 1 | 1 | 1 |  |  | 1 | [11 empty] | 2 | 1 | 4 | 1 | 3 | 1 | 1 | 0
PG&E KERN | Stockdale | 115 | Battery | 0 | 0 | 0 | 0 | 0 | 0 | 0 | 0 | 0 | 0 | 0 | 5 | 2 | 1 | 1 |  |  | 1 | [11 empty] | 1 | 1 | 2 | 1 | 2 | 1 | 1 | 0
PG&E KERN | Stockdale | 230 | Battery | 0 | 0 | 0 | 0 | 0 | 0 | 0 | 0 | 0 | 0 | 0 | 5 | 2 | 1 | 1 |  |  | 1 | [11 empty] | 1 | 1 | 2 | 1 | 2 | 4+ | 1 | 1
PG&E GBA | Stockton A | 115 | Battery | 0 | 0 | 0 | 0 | 0 | 0 | 0 | 0 | 0 | 0 | 0 | 1 | 1 | 1 | 1 |  |  | 1 | [11 empty] | 1 | 1 | 3 | 2 | 1 | 1 | 1 | 0
PG&E GBA | Stone | 115 | Battery | 0 | 0 | 0 | 0 | 0 | 0 | 0 | 0 | 0 | 0 | 0 | 1 | 1 | 1 | 1 |  |  | 1 | [11 empty] | 2 | 1 | 3 | 2 | 2 | 1 | 1 | 0
PG&E FRESNO | Storey | 230 | Battery | 0 | 0 | 0 | 0 | 0 | 0 | 0 | 0 | 0 | 0 | 0 | 5 | 2 | 5 | 2 |  |  | 1 | [11 empty] | 1 | 1 | 4 | 2 | 1 | 1 | 1 | 0
PG&E NGBA | Summit | 115 | Battery | 0 | 0 | 0 | 0 | 0 | 0 | 0 | 0 | 0 | 0 | 0 | 5 | 2 | 1 | 1 |  |  | 1 | [11 empty] | 2 | 1 | 4 | 2 | 3 | 1 | 1 | 0
SDGE | Suncrest | 230 | Battery | 0 | 0 | 0 | 0 | 0 | 0 | 0 | 0 | 0 | 0 | 0 | 1 | 1 | 1 | 1 |  |  | 1 | [11 empty] | 2 | 1 | 4 | 1 | 3 | 2+ | 1 | 1
SDGE | Suncrest | 500 | Battery | 0 | 0 | 0 | 0 | 0 | 0 | 0 | 0 | 0 | 0 | 0 | 1 | 1 | 1 | 1 |  |  | 1 | [11 empty] | 2 | 1 | 4 | 1 | 3 | 1 | 1 | 0
PG&E KERN | Sunrise | 230 | Battery | 0 | 0 | 0 | 0 | 0 | 0 | 0 | 0 | 0 | 0 | 0 | 5 | 2 | 5 | 2 |  |  | 1 | [11 empty] | 1 | 1 | 1 | 1 | 1 | 1 | 1 | 0
PG&E KERN | Sunset | 230 | Battery | 0 | 0 | 0 | 0 | 0 | 0 | 0 | 0 | 0 | 0 | 0 | 5 | 2 | 5 | 2 |  |  | 1 | [11 empty] | 1 | 1 | 1 | 1 | 1 | 1 | 1 | 0
PG&E GBA | Swift | 115 | Battery | 0 | 0 | 0 | 0 | 0 | 0 | 0 | 0 | 0 | 0 | 0 | 1 | 1 | 1 | 1 |  |  | 1 | [11 empty] | 2 | 1 | 2 | 2 | 2 | 1 | 1 | 0
SDGE | Sycamore Canyon | 138 | Battery | 0 | 0 | 0 | 0 | 0 | 0 | 0 | 0 | 0 | 0 | 0 | 1 | 1 | 1 | 1 | 3 |  | 1 | [11 empty] | 2 | 1 | 4 | 1 | 3 | 1 | 1 | 0
SDGE | Sycamore Canyon | 230 | Battery | 0 | 0 | 0 | 0 | 0 | 0 | 0 | 0 | 0 | 0 | 0 | 1 | 1 | 1 | 1 |  |  | 1 | [11 empty] | 2 | 1 | 4 | 1 | 3 | 1 | 1 | 0
SDGE | Sycamore Canyon | 69 | Battery | 0 | 0 | 0 | 0 | 0 | 0 | 0 | 0 | 0 | 0 | 0 | 1 | 1 | 1 | 1 |  |  | 1 | [11 empty] | 2 | 1 | 4 | 1 | 3 | 1 | 1 | 0
SCE Northern | Sylmar | 230 | Battery | 0 | 0 | 0 | 0 | 0 | 0 | 0 | 0 | 0 | 0 | 0 | 5 | 2 | 4 | 2 |  |  | 1 | [11 empty] | 1 | 1 | 2 | 1 | 1 | 1 | 1 | 0
PG&E NGBA | Table Mountain | 115 | Battery | 0 | 0 | 0 | 0 | 0 | 0 | 0 | 0 | 0 | 0 | 0 | 5 | 2 | 1 | 1 |  |  | 1 | [11 empty] | 2 | 1 | 3 | 2 | 1 | 1 | 1 | 0
PG&E NGBA | Table Mountain | 230 | Battery | 0 | 0 | 0 | 0 | 0 | 0 | 0 | 0 | 0 | 0 | 0 | 5 | 2 | 1 | 1 |  |  | 1 | [11 empty] | 2 | 1 | 3 | 2 | 1 | 1 | 1 | 0
PG&E NGBA | Table Mountain | 500 | Battery | 0 | 0 | 0 | 0 | 0 | 0 | 0 | 0 | 0 | 0 | 0 | 5 | 2 | 1 | 1 |  |  | 1 | [11 empty] | 2 | 1 | 3 | 2 | 1 | 1 | 1 | 0
PG&E NGBA | Table Mountain | 60 | Battery | 0 | 0 | 0 | 0 | 0 | 0 | 0 | 0 | 0 | 0 | 0 | 5 | 2 | 1 | 1 |  |  | 1 | [11 empty] | 2 | 1 | 3 | 2 | 1 | 1 | 1 | 0
PG&E KERN | Taft | 115 | Battery | 0 | 0 | 0 | 0 | 0 | 0 | 0 | 0 | 0 | 0 | 0 | 5 | 2 | 5 | 2 |  |  | 1 | [11 empty] | 1 | 1 | 2 | 1 | 2 | 1 | 4 | 1
SDGE | Talega | 138 | Battery | 0 | 0 | 0 | 0 | 0 | 0 | 0 | 0 | 0 | 0 | 0 | 1 | 1 | 1 | 1 | 3 |  | 1 | [11 empty] | 2 | 1 | 3 | 1 | 3 | 4+ | 1 | 1
SDGE | Talega | 230 | Battery | 0 | 0 | 0 | 0 | 0 | 0 | 0 | 0 | 0 | 0 | 0 | 1 | 1 | 1 | 1 |  |  | 1 | [11 empty] | 2 | 1 | 3 | 1 | 3 | 1 | 1 | 0
PG&E GBA | Tassajara | 230 | Battery | 0 | 0 | 0 | 0 | 0 | 0 | 0 | 0 | 0 | 0 | 0 | 5 | 2 | 1 | 1 |  |  | 1 | [11 empty] | 2 | 1 | 3 | 1 | 3 | 1 | 1 | 0
PG&E KERN | Tejon | 70 | Battery | 0 | 0 | 0 | 0 | 0 | 0 | 0 | 0 | 0 | 0 | 0 | 5 | 2 | 1 | 1 |  |  | 1 | [11 empty] | 1 | 1 | 3 | 1 | 1 | 1 | 1 | 0
SDGE | Telegraph Canyon | 138 | Battery | 0 | 0 | 0 | 0 | 0 | 0 | 0 | 0 | 0 | 0 | 0 | 1 | 1 | 1 | 1 |  |  | 1 | [11 empty] | 2 | 1 | 2 | 1 | 2 | 1 | 1 | 0
PG&E KERN | Temblor | 115 | Battery | 0 | 0 | 0 | 0 | 0 | 0 | 0 | 0 | 0 | 0 | 0 | 5 | 2 | 5 | 2 |  |  | 1 | [11 empty] | 1 | 1 | 2 | 1 | 1 | 4+ | 1 | 1
PG&E KERN | Templeton | 230 | Battery | 0 | 0 | 0 | 0 | 0 | 0 | 0 | 0 | 0 | 0 | 0 | 5 | 2 | 5 | 2 |  |  | 1 | [11 empty] | 2 | 2 | 4 | 2 | 3 | 1 | 1 | 0
PG&E KERN | Templeton | 70 | Battery | 0 | 0 | 0 | 0 | 0 | 0 | 0 | 0 | 0 | 0 | 0 | 5 | 2 | 1 | 1 |  |  | 1 | [11 empty] | 2 | 2 | 4 | 2 | 3 | 1 | 1 | 0
PG&E GBA | Tesla | 115 | Battery | 0 | 0 | 0 | 0 | 0 | 0 | 0 | 0 | 0 | 0 | 0 | 1 | 1 | 1 | 1 |  |  | 1 | [11 empty] | 2 | 1 | 2 | 1 | 2 | 1 | 1 | 0
PG&E GBA | Tesla | 230 | Battery | 0 | 0 | 125 | 0 | 125 | 125 | 0 | 125 | 0 | 0 | 0 | 5 | 2 | 1 | 1 | 4 |  | 2 | [11 empty] | 2 | 1 | 2 | 1 | 2 | 4+ | 1 | 1 | Flags are due to in-development resources
PG&E GBA | Tesla | 500 | Battery | 0 | 0 | 0 | 0 | 0 | 0 | 0 | 0 | 0 | 0 | 0 | 1 | 1 | 1 | 1 | 5 |  | 2 | [11 empty] | 2 | 1 | 2 | 1 | 2 | 4+ | 1 | 1
PG&E KERN | Tevis | 115 | Battery | 0 | 0 | 0 | 0 | 0 | 0 | 0 | 0 | 0 | 0 | 0 | 5 | 2 | 5 | 2 | 4 |  | 1 | [11 empty] | 1 | 1 | 2 | 1 | 2 | 1 | 1 | 0
EOP | Thousandaire | 138 | Battery | 0 | 0 | 0 | 0 | 0 | 0 | 0 | 0 | 0 | 0 | 0 | 5 | 2 | 4 | 2 |  |  | 1 | [11 empty] | 2 | 2 | 4 | 1 | 3 | 1 | 1 | 0
PG&E KERN | Topaz | 230 | Battery | 0 | 0 | 0 | 0 | 0 | 0 | 0 | 0 | 0 | 0 | 0 | 5 | 2 | 5 | 2 |  |  | 1 | [11 empty] | 1 | 1 | 3 | 1 | 2 | 1 | 1 | 0
SCE NOL | Tortilla | 115 | Battery | 0 | 0 | 0 | 0 | 0 | 0 | 0 | 0 | 0 | 0 | 0 | 3 | 3 | 1 | 1 |  |  | 1 | [11 empty] | 2 | 1 | 4 | 1 | 2 | 1 | 1 | 0
SDGE | Trabuco | 138 | Battery | 0 | 0 | 0 | 0 | 0 | 0 | 0 | 0 | 0 | 0 | 0 | 1 | 1 | 1 | 1 |  |  | 1 | [11 empty] | 1 | 1 | 1 | 1 | 2 | 1 | 1 | 0
PG&E GBA | Tracy | 115 | Battery | 0 | 0 | 0 | 0 | 0 | 0 | 0 | 0 | 0 | 0 | 0 | 1 | 1 | 1 | 1 |  |  | 1 | [11 empty] | 2 | 1 | 3 | 1 | 2 | 1 | 1 | 0
PG&E FRESNO | Tranquility | 230 | Battery | 0 | 0 | 352 | 0 | 352 | 352 | 0 | 352 | 0 | 0 | 0 | 5 | 2 | 5 | 2 | 3 |  | 2 | [11 empty] | 1 | 1 | 4 | 2 | 1 | 4+ | 4 | 1 | Flags are due to in-development resources
PG&E GBA | Trimble | 115 | Battery | 0 | 0 | 0 | 0 | 0 | 0 | 0 | 0 | 0 | 0 | 0 | 1 | 1 | 1 | 1 |  |  | 1 | [11 empty] | 2 | 1 | 3 | 2 | 2 | 1 | 1 | 0
EOP | Trout Canyon | 230 | Battery | 0 | 0 | 485 | 0 | 485 | 485 | 0 | 485 | 0 | 0 | 0 | 5 | 2 | 4 | 2 |  |  | 3 | [11 empty] | 2 | 2 | 4 | 1 | 3 | 4+ | 4 | 1 | Flags are due to in-development resources
EOP | Trout Canyon | 500 | Battery | 0 | 0 | 0 | 0 | 0 | 0 | 0 | 0 | 0 | 0 | 0 | 5 | 2 | 4 | 2 |  |  | 1 | [11 empty] | 2 | 2 | 4 | 1 | 3 | 1 | 1 | 0
PG&E NGBA | Tulucay | 230 | Battery | 0 | 0 | 0 | 0 | 0 | 0 | 0 | 0 | 0 | 0 | 0 | 5 | 2 | 1 | 1 |  |  | 1 | [11 empty] | 2 | 1 | 3 | 2 | 3 | 4+ | 1 | 1
PG&E NGBA | Tulucay | 60 | Battery | 0 | 0 | 0 | 0 | 0 | 0 | 0 | 0 | 0 | 0 | 0 | 5 | 2 | 1 | 1 |  |  | 1 | [11 empty] | 2 | 1 | 3 | 2 | 3 | 1 | 1 | 0
PG&E KERN | Tupman | 115 | Battery | 0 | 0 | 0 | 0 | 0 | 0 | 0 | 0 | 0 | 0 | 0 | 5 | 2 | 5 | 2 |  |  | 1 | [11 empty] | 1 | 1 | 2 | 1 | 1 | 1 | 1 | 0
PG&E NGBA | Ukiah | 115 | Battery | 0 | 0 | 0 | 0 | 0 | 0 | 0 | 0 | 0 | 0 | 0 | 5 | 2 | 1 | 1 |  |  | 1 | [11 empty] | 2 | 2 | 4 | 2 | 3 | 1 | 1 | 0
PG&E KERN | Union (Estrella) | 70 | Battery | 0 | 0 | 0 | 0 | 0 | 0 | 0 | 0 | 0 | 0 | 0 | 5 | 2 | 1 | 1 |  |  | 1 | [11 empty] | 2 | 2 | 4 | 2 | 3 | 1 | 1 | 0
PG&E NGBA | Vaca Dixon | 115 | Battery | 0 | 0 | 0 | 0 | 0 | 0 | 0 | 0 | 0 | 0 | 0 | 5 | 2 | 1 | 1 | 4 |  | 1 | [11 empty] | 2 | 1 | 1 | 1 | 3 | 2+ | 1 | 1
PG&E NGBA | Vaca Dixon | 230 | Battery | 0 | 0 | 300 | 0 | 300 | 300 | 0 | 300 | 0 | 0 | 0 | 5 | 2 | 1 | 1 |  |  | 1 | [11 empty] | 2 | 1 | 1 | 1 | 3 | 2+ | 1 | 1 | Flags are due to in-development resources
PG&E NGBA | Vaca Dixon | 500 | Battery | 0 | 0 | 0 | 0 | 0 | 0 | 0 | 0 | 0 | 0 | 0 | 5 | 2 | 1 | 1 |  |  | 1 | [11 empty] | 2 | 1 | 1 | 1 | 3 | 2+ | 1 | 1
PG&E NGBA | Vaca Dixon | 60 | Battery | 0 | 0 | 0 | 0 | 0 | 0 | 0 | 0 | 0 | 0 | 0 | 5 | 2 | 1 | 1 |  |  | 1 | [11 empty] | 2 | 1 | 1 | 1 | 3 | 1 | 1 | 0
SCE Eastern | Valley (SCE) | 500 | Battery | 0 | 0 | 310 | 0 | 310 | 310 | 0 | 310 | 0 | 0 | 0 | 1 | 1 | 1 | 1 |  |  | 2 | [11 empty] | 1 | 1 | 2 | 1 | 2 | 4+ | 4 | 1 | Flags are due to in-development resources
EOP | Valley (VEA) | 138 | Battery | 0 | 0 | 0 | 0 | 0 | 0 | 0 | 0 | 0 | 0 | 0 | 5 | 2 | 4 | 2 |  |  | 1 | [11 empty] | 2 | 2 | 4 | 1 | 3 | 4+ | 1 | 1
SDGE | Valley Center | 69 | Battery | 0 | 0 | 0 | 0 | 0 | 0 | 0 | 0 | 0 | 0 | 0 | 1 | 1 | 1 | 1 |  |  | 1 | [11 empty] | 2 | 1 | 4 | 1 | 3 | 1 | 1 | 0
PG&E GBA | Valley Home | 115 | Battery | 0 | 0 | 0 | 0 | 0 | 0 | 0 | 0 | 0 | 0 | 0 | 1 | 1 | 1 | 1 |  |  | 1 | [11 empty] | 1 | 1 | 4 | 2 | 1 | 1 | 1 | 0
PG&E GBA | Valley Springs | 230 | Battery | 0 | 0 | 0 | 0 | 0 | 0 | 0 | 0 | 0 | 0 | 0 | 1 | 1 | 1 | 1 |  |  | 1 | [11 empty] | 2 | 1 | 4 | 1 | 3 | 1 | 1 | 0
PG&E GBA | Valley Springs | 60 | Battery | 0 | 0 | 0 | 0 | 0 | 0 | 0 | 0 | 0 | 0 | 0 | 1 | 1 | 1 | 1 |  |  | 1 | [11 empty] | 2 | 1 | 4 | 1 | 3 | 4+ | 1 | 1
EOP | Valley Switch | 138 | Battery | 0 | 0 | 0 | 0 | 0 | 0 | 0 | 0 | 0 | 0 | 0 | 5 | 2 | 4 | 2 |  |  | 1 | [11 empty] | 2 | 2 | 4 | 1 | 3 | 1 | 1 | 0
EOP | Valley Switch | 230 | Battery | 0 | 0 | 0 | 0 | 0 | 0 | 0 | 0 | 0 | 0 | 0 | 5 | 2 | 4 | 2 |  |  | 1 | [11 empty] | 2 | 2 | 4 | 1 | 3 | 1 | 1 | 0
PG&E GBA | Vasco | 230 | Battery | 0 | 0 | 0 | 0 | 0 | 0 | 0 | 0 | 0 | 0 | 0 | 5 | 2 | 1 | 1 |  |  | 1 | [11 empty] | 2 | 1 | 3 | 1 | 3 | 1 | 1 | 0
PG&E GBA | Vasona | 230 | Battery | 0 | 0 | 0 | 0 | 0 | 0 | 0 | 0 | 0 | 0 | 0 | 1 | 1 | 1 | 1 |  |  | 1 | [11 empty] | 2 | 1 | 4 | 2 | 3 | 1 | 1 | 0
SCE Northern | Vestal | 230 | Battery | 0 | 0 | 50 | 0 | 50 | 50 | 0 | 50 | 0 | 0 | 0 | 1 | 1 | 1 | 1 |  |  | 2 | [11 empty] | 1 | 1 | 4 | 1 | 1 | 4+ | 4 | 1 | Flags are due to in-development resources
SCE Northern | Vestal | 66 | Battery | 0 | 0 | 0 | 0 | 0 | 0 | 0 | 0 | 0 | 0 | 0 | 1 | 1 | 1 | 1 |  |  | 1 | [11 empty] | 1 | 1 | 4 | 1 | 1 | 1 | 4 | 1
SCE NOL | Victor | 115 | Battery | 0 | 0 | 0 | 0 | 0 | 0 | 0 | 0 | 0 | 0 | 0 | 1 | 1 | 1 | 1 | 3 |  | 1 | [11 empty] | 2 | 1 | 3 | 1 | 2 | 1 | 1 | 0
SCE NOL | Victor | 230 | Battery | 0 | 0 | 0 | 128.4 | 128.4 | 0 | 0 | 0 | 0 | 128.4 | 128.4 | 1 | 1 | 1 | 1 | 4 |  | 1 | [11 empty] | 2 | 1 | 3 | 1 | 2 | 4+ | 1 | 1 | battery, alignment with previous TPP
SCE Metro | Viejo | 230 | Battery | 0 | 0 | 0 | 300 | 300 | 0 | 0 | 0 | 0 | 300 | 300 | 1 | 1 | 1 | 1 |  |  | 1 | [11 empty] | 1 | 1 | 3 | 1 | 2 | 1+ | 1 | 1 | battery, alignment with previous TPP
PG&E GBA | Vierra | 115 | Battery | 0 | 0 | 92 | 0 | 92 | 92 | 0 | 92 | 0 | 0 | 0 | 1 | 1 | 1 | 1 |  |  | 2 | [11 empty] | 1 | 1 | 1 | 2 | 1 | 4+ | 1 | 1 | Flags are due to in-development resources
SCE Metro | Villa Park | 230 | Battery | 0 | 0 | 0 | 0 | 0 | 0 | 0 | 0 | 0 | 0 | 0 | 1 | 1 | 1 | 1 |  |  | 1 | [11 empty] | 1 | 1 | 2 | 1 | 2 | 1 | 1 | 0
SCE Northern | Vincent | 230 | Battery | 0 | 0 | 59 | 600 | 659 | 59 | 0 | 59 | 0 | 600 | 600 | 1 | 1 | 1 | 1 | 4 |  | 2 | [11 empty] | 2 | 1 | 4 | 1 | 3 | 4+ | 1 | 1 | battery, alignment with previous TPP
SCE Northern | Vincent | 500 | Battery | 0 | 0 | 0 | 0 | 0 | 0 | 0 | 0 | 0 | 0 | 0 | 1 | 1 | 1 | 1 | 5 |  | 1 | [11 empty] | 2 | 1 | 4 | 1 | 3 | 1+ | 1 | 1
PG&E GBA | Vineyard | 230 | Battery | 0 | 0 | 0 | 0 | 0 | 0 | 0 | 0 | 0 | 0 | 0 | 5 | 2 | 1 | 1 |  |  | 1 | [11 empty] | 2 | 1 | 2 | 1 | 3 | 1 | 1 | 0
SDGE | Vineyard | 69 | Battery | 0 | 0 | 0 | 0 | 0 | 0 | 0 | 0 | 0 | 0 | 0 | 1 | 1 | 1 | 1 |  |  | 1 | [11 empty] | 2 | 1 | 2 | 1 | 3 | 1 | 1 | 0
SCE Eastern | Vista (SCE) | 230 | Battery | 0 | 0 | 0 | 0 | 0 | 0 | 0 | 0 | 0 | 0 | 0 | 1 | 1 | 1 | 1 |  |  | 1 | [11 empty] | 1 | 1 | 2 | 1 | 1 | 4+ | 4 | 1
EOP | Vista (VEA) | 138 | Battery | 0 | 0 | 0 | 0 | 0 | 0 | 0 | 0 | 0 | 0 | 0 | 5 | 2 | 4 | 2 |  |  | 1 | [11 empty] | 2 | 2 | 4 | 1 | 3 | 1 | 1 | 0
EOP | Vista (VEA) | 230 | Battery | 0 | 0 | 0 | 0 | 0 | 0 | 0 | 0 | 0 | 0 | 0 | 5 | 2 | 4 | 2 |  |  | 1 | [11 empty] | 2 | 2 | 4 | 1 | 3 | 1 | 1 | 0
PG&E FRESNO | Wahtoke | 115 | Battery | 0 | 0 | 0 | 0 | 0 | 0 | 0 | 0 | 0 | 0 | 0 | 5 | 2 | 1 | 1 |  |  | 1 | [11 empty] | 1 | 1 | 3 | 2 | 1 | 1 | 1 | 0
SCE Northern | Wakefield | 66 | Battery | 0 | 0 | 30 | 0 | 30 | 30 | 0 | 30 | 0 | 0 | 0 | 5 | 2 | 4 | 2 |  |  | 3 | [11 empty] | 2 | 1 | 4 | 1 | 3 | 1 | 1 | 1 | Flags are due to in-development resources
SCE Metro | Walnut | 230 | Battery | 0 | 0 | 400 | 200 | 600 | 400 | 0 | 400 | 0 | 200 | 200 | 1 | 1 | 1 | 1 |  |  | 1 | [11 empty] | 1 | 1 | 1 | 1 | 1 | 1+ | 1 | 1 | battery, alignment with previous TPP
SCE Northern | Warne | 230 | Battery | 0 | 0 | 0 | 0 | 0 | 0 | 0 | 0 | 0 | 0 | 0 | 5 | 2 | 4 | 2 |  |  | 1 | [11 empty] | 1 | 1 | 4 | 1 | 3 | 1 | 1 | 0
PG&E GBA | Warnerville | 230 | Battery | 0 | 0 | 0 | 0 | 0 | 0 | 0 | 0 | 0 | 0 | 0 | 5 | 2 | 5 | 2 |  |  | 1 | [11 empty] | 1 | 1 | 3 | 2 | 2 | 1 | 1 | 0
PG&E FRESNO | Waukena | 115 | Battery | 0 | 0 | 0 | 0 | 0 | 0 | 0 | 0 | 0 | 0 | 0 | 5 | 2 | 1 | 1 |  |  | 1 | [11 empty] | 1 | 1 | 4 | 2 | 1 | 1 | 1 | 0
PG&E GBA | Weber | 230 | Battery | 0 | 0 | 0 | 0 | 0 | 0 | 0 | 0 | 0 | 0 | 0 | 1 | 1 | 1 | 1 |  |  | 1 | [11 empty] | 1 | 1 | 3 | 2 | 1 | 1 | 1 | 0
PG&E GBA | Weber | 60 | Battery | 0 | 0 | 20 | 0 | 20 | 20 | 0 | 20 | 0 | 0 | 0 | 1 | 1 | 1 | 1 | 3 |  | 3 | [11 empty] | 1 | 1 | 3 | 2 | 1 | 4+ | 1 | 1 | Flags are due to in-development resources
PG&E FRESNO | West Fresno | 115 | Battery | 0 | 0 | 0 | 0 | 0 | 0 | 0 | 0 | 0 | 0 | 0 | 5 | 2 | 5 | 2 |  |  | 1 | [11 empty] | 1 | 1 | 2 | 2 | 1 | 1 | 1 | 0
PG&E FRESNO | Westley | 230 | Battery | 0 | 0 | 0 | 0 | 0 | 0 | 0 | 0 | 0 | 0 | 0 | 1 | 1 | 1 | 1 |  |  | 1 | [11 empty] | 1 | 1 | 4 | 2 | 1 | 1 | 1 | 0
PG&E KERN | Westpark | 115 | Battery | 0 | 0 | 0 | 0 | 0 | 0 | 0 | 0 | 0 | 0 | 0 | 5 | 2 | 1 | 1 |  |  | 1 | [11 empty] | 1 | 1 | 3 | 1 | 1 | 1 | 1 | 0
PG&E KERN | Wheeler Ridge | 230 | Battery | 0 | 0 | 0 | 180 | 180 | 0 | 0 | 0 | 0 | 180 | 180 | 5 | 2 | 5 | 2 | 1 |  | 1 | [11 empty] | 1 | 1 | 4 | 1 | 1 | 2- | 1 | 1 | battery, alignment with previous TPP
PG&E KERN | Wheeler Ridge | 115 | Battery | 0 | 0 | 0 | 0 | 0 | 0 | 0 | 0 | 0 | 0 | 0 | 5 | 2 | 1 | 1 | 3 |  | 2 | [11 empty] | 1 | 1 | 4 | 1 | 1 | 1 | 1 | 0
PG&E KERN | Wheeler Ridge | 70 | Battery | 0 | 0 | 92 | 0 | 92 | 92 | 0 | 92 | 0 | 0 | 0 | 5 | 2 | 5 | 2 |  |  | 4 | [11 empty] | 1 | 1 | 4 | 1 | 1 | 4+ | 1 | 1 | Flags are due to in-development resources
SCE Northern | Whirlwind | 230 | Battery | 0 | 0 | 550 | 523 | 1073 | 550 | 523 | 1073 | 0 | 0 | 0 | 1 | 1 | 1 | 1 | 5 |  | 3 | [11 empty] | 2 | 1 | 4 | 1 | 3 | 4+ | 3 | 1 | Flags are due to in-development resources
SCE Northern | Whirlwind | 500 | Battery | 0 | 0 | 0 | 0 | 0 | 0 | 0 | 0 | 0 | 0 | 0 | 1 | 1 | 1 | 1 | 5 |  | 1 | [11 empty] | 2 | 1 | 4 | 1 | 3 | 4+ | 1 | 1
PG&E GBA | Whisman | 115 | Battery | 0 | 0 | 0 | 0 | 0 | 0 | 0 | 0 | 0 | 0 | 0 | 1 | 1 | 1 | 1 |  |  | 1 | [11 empty] | 2 | 1 | 2 | 2 | 2 | 1 | 1 | 0
SCE Eastern | Wildlife | 230 | Battery | 0 | 0 | 0 | 0 | 0 | 0 | 0 | 0 | 0 | 0 | 0 | 1 | 1 | 1 | 1 |  |  | 1 | [11 empty] | 1 | 1 | 1 | 1 | 1 | 2+ | 1 | 1
PG&E FRESNO | Wilson | 115 | Battery | 0 | 0 | 0 | 0 | 0 | 0 | 0 | 0 | 0 | 0 | 0 | 5 | 2 | 5 | 2 | 4 |  | 1 | [11 empty] | 1 | 1 | 4 | 2 | 1 | 1 | 1 | 0
PG&E FRESNO | Wilson | 230 | Battery | 0 | 0 | 0 | 0 | 0 | 0 | 0 | 0 | 0 | 0 | 0 | 5 | 2 | 5 | 2 |  |  | 1 | [11 empty] | 1 | 1 | 4 | 2 | 1 | 2+ | 1 | 1
SCE Northern | Windhub | 230 | Battery | 0 | 0 | 500 | 0 | 500 | 500 | 0 | 500 | 0 | 0 | 0 | 1 | 1 | 1 | 1 | 4 |  | 2 | [11 empty] | 2 | 1 | 4 | 1 | 2 | 4+ | 4 | 1 | Flags are due to in-development resources
SCE Northern | Windhub | 500 | Battery | 0 | 0 | 15 | 0 | 15 | 15 | 0 | 15 | 0 | 0 | 0 | 1 | 1 | 1 | 1 | 5 |  | 4 | [11 empty] | 2 | 1 | 4 | 1 | 2 | 4+ | 1 | 1 | Flags are due to in-development resources
PG&E GBA | Windmaster | 230 | Battery | 0 | 0 | 0 | 0 | 0 | 0 | 0 | 0 | 0 | 0 | 0 | 5 | 2 | 1 | 1 |  |  | 1 | [11 empty] | 2 | 1 | 2 | 1 | 2 | 1 | 1 | 0
PG&E NGBA | Windsor | 60 | Battery | 0 | 0 | 0 | 0 | 0 | 0 | 0 | 0 | 0 | 0 | 0 | 5 | 2 | 1 | 1 |  |  | 1 | [11 empty] | 1 | 1 | 2 | 1 | 2 | 1 | 1 | 0
PG&E NGBA | Woodland | 115 | Battery | 0 | 0 | 0 | 0 | 0 | 0 | 0 | 0 | 0 | 0 | 0 | 5 | 2 | 1 | 1 |  |  | 1 | [11 empty] | 2 | 1 | 4 | 2 | 3 | 4+ | 1 | 1
PG&E FRESNO | Woodward | 115 | Battery | 0 | 0 | 0 | 0 | 0 | 0 | 0 | 0 | 0 | 0 | 0 | 5 | 2 | 1 | 1 |  |  | 1 | [11 empty] | 1 | 1 | 2 | 2 | 2 | 1 | 1 | 0
PG&E NGBA | Wyandotte | 115 | Battery | 0 | 0 | 0 | 0 | 0 | 0 | 0 | 0 | 0 | 0 | 0 | 5 | 2 | 1 | 1 |  |  | 1 | [11 empty] | 2 | 1 | 2 | 2 | 2 | 1 | 1 | 0
PG&E KERN | 7th Standard | 115 | LDES | 0 | 0 | 0 | 0 | 0 | 0 | 0 | 0 | 0 | 0 | 0 | 5 | 2 | 5 | 2 | [14 empty] | 1 | 1 | 3 | 1 | 2 | 1 | 1 | 0
SCE Metro | Alamitos | 230 | LDES | 0 | 0 | 0 | 0 | 0 | 0 | 0 | 0 | 0 | 0 | 0 | 1 | 1 | 1 | 1 | [14 empty] | 1 | 1 | 1 | 1 | 1 | 1 | 1 | 0
SCE Eastern | Alberhill | 115 | LDES | 0 | 0 | 0 | 0 | 0 | 0 | 0 | 0 | 0 | 0 | 0 | 1 | 1 | 1 | 1 | [14 empty] | 1 | 1 | 4 | 1 | 1 | 1 | 1 | 0
SCE Eastern | Alberhill | 500 | LDES | 0 | 0 | 200 | 0 | 200 | 0 | 0 | 0 | 200 | 0 | 200 | 1 | 1 | 1 | 1 |  |  |  | See 'LandEnv_PSH' tab for PSH potential impacts analysis | [10 empty] | 1 | 1 | 4 | 1 | 1 | 4+ | 1 | 1 | LDES, QA/QCd separately due to location constraints
PG&E GBA | Alhambra | 115 | LDES | 0 | 0 | 0 | 0 | 0 | 0 | 0 | 0 | 0 | 0 | 0 | 5 | 2 | 1 | 1 | [14 empty] | 2 | 1 | 2 | 1 | 2 | 1 | 1 | 0
PG&E FRESNO | Alpaugh | 115 | LDES | 0 | 0 | 0 | 0 | 0 | 0 | 0 | 0 | 0 | 0 | 0 | 5 | 2 | 5 | 2 | 3 | [13 empty] | 1 | 1 | 3 | 1 | 1 | 1 | 1 | 0
SDGE | Alpine | 69 | LDES | 0 | 0 | 0 | 0 | 0 | 0 | 0 | 0 | 0 | 0 | 0 | 1 | 1 | 1 | 1 | [14 empty] | 2 | 1 | 4 | 1 | 3 | 1 | 1 | 0
PG&E GBA | Altamont Midway (Sandhill) | 230 | LDES | 0 | 0 | 0 | 0 | 0 | 0 | 0 | 0 | 0 | 0 | 0 | 5 | 2 | 1 | 1 | [14 empty] | 2 | 1 | 2 | 1 | 3 | 1 | 1 | 0
SCE Northern | Antelope | 66 | LDES | 0 | 0 | 0 | 0 | 0 | 0 | 0 | 0 | 0 | 0 | 0 | 1 | 1 | 1 | 1 | [14 empty] | 2 | 1 | 4 | 1 | 3 | 1 | 1 | 0
SCE Northern | Antelope | 230 | LDES | 0 | 0 | 0 | 0 | 0 | 0 | 0 | 0 | 0 | 0 | 0 | 1 | 1 | 1 | 1 | 4 | [13 empty] | 2 | 1 | 4 | 1 | 3 | 1 | 1 | 0
SCE Northern | Antelope | 500 | LDES | 0 | 0 | 0 | 0 | 0 | 0 | 0 | 0 | 0 | 0 | 0 | 1 | 1 | 1 | 1 | [14 empty] | 2 | 1 | 4 | 1 | 3 | 1 | 1 | 0
PG&E NGBA | Arcata | 60 | LDES | 0 | 0 | 0 | 0 | 0 | 0 | 0 | 0 | 0 | 0 | 0 | 5 | 2 | 1 | 1 | [14 empty] | 2 | 2 | 4 | 2 | 3 | 1 | 1 | 0
PG&E KERN | Arco | 230 | LDES | 0 | 0 | 0 | 0 | 0 | 0 | 0 | 0 | 0 | 0 | 0 | 5 | 2 | 5 | 2 | 3 | [13 empty] | 1 | 1 | 4 | 1 | 1 | 1 | 1 | 0
PG&E KERN | Arco | 70 | LDES | 0 | 0 | 0 | 0 | 0 | 0 | 0 | 0 | 0 | 0 | 0 | 5 | 2 | 5 | 2 | [14 empty] | 1 | 1 | 4 | 1 | 1 | 1 | 1 | 0
SCE Metro | ArcoGen | 230 | LDES | 0 | 0 | 0 | 0 | 0 | 0 | 0 | 0 | 0 | 0 | 0 | 1 | 1 | 1 | 1 | [14 empty] | 1 | 1 | 1 | 1 | 1 | 1 | 1 | 0
SDGE | Artesian | 230 | LDES | 0 | 0 | 0 | 0 | 0 | 0 | 0 | 0 | 0 | 0 | 0 | 1 | 1 | 1 | 1 | [14 empty] | 2 | 1 | 2 | 1 | 3 | 1 | 1 | 0
SDGE | Artesian | 69 | LDES | 0 | 0 | 0 | 0 | 0 | 0 | 0 | 0 | 0 | 0 | 0 | 1 | 1 | 1 | 1 | [14 empty] | 2 | 1 | 2 | 1 | 3 | 1 | 1 | 0
PG&E FRESNO | Ashlan | 230 | LDES | 0 | 0 | 0 | 0 | 0 | 0 | 0 | 0 | 0 | 0 | 0 | 5 | 2 | 1 | 1 | [14 empty] | 1 | 1 | 2 | 2 | 1 | 1 | 1 | 0
PG&E NGBA | Atlantic | 115 | LDES | 0 | 0 | 0 | 0 | 0 | 0 | 0 | 0 | 0 | 0 | 0 | 5 | 2 | 1 | 1 | [14 empty] | 2 | 1 | 2 | 2 | 3 | 1 | 1 | 0
PG&E NGBA | Atlantic | 230 | LDES | 0 | 0 | 0 | 0 | 0 | 0 | 0 | 0 | 0 | 0 | 0 | 5 | 2 | 1 | 1 | [14 empty] | 2 | 1 | 2 | 2 | 3 | 1 | 1 | 0
PG&E NGBA | Atlantic | 60 | LDES | 0 | 0 | 0 | 0 | 0 | 0 | 0 | 0 | 0 | 0 | 0 | 5 | 2 | 1 | 1 | [14 empty] | 2 | 1 | 2 | 2 | 3 | 1 | 1 | 0
PG&E FRESNO | Atwater | 115 | LDES | 0 | 0 | 0 | 0 | 0 | 0 | 0 | 0 | 0 | 0 | 0 | 5 | 2 | 1 | 1 | [14 empty] | 1 | 1 | 2 | 2 | 1 | 1 | 1 | 0
PG&E GBA | Avena | 115 | LDES | 0 | 0 | 0 | 0 | 0 | 0 | 0 | 0 | 0 | 0 | 0 | 1 | 1 | 1 | 1 | [14 empty] | 1 | 1 | 3 | 2 | 1 | 1 | 1 | 0
SDGE | Avocado | 69 | LDES | 0 | 0 | 0 | 0 | 0 | 0 | 0 | 0 | 0 | 0 | 0 | 1 | 1 | 1 | 1 | [14 empty] | 2 | 1 | 3 | 1 | 3 | 1 | 1 | 0
PG&E NGBA | Bahia | 230 | LDES | 0 | 0 | 0 | 0 | 0 | 0 | 0 | 0 | 0 | 0 | 0 | 5 | 2 | 1 | 1 | [14 empty] | 2 | 1 | 1 | 1 | 2 | 1 | 1 | 0
SCE Northern | Bailey | 230 | LDES | 0 | 0 | 0 | 0 | 0 | 0 | 0 | 0 | 0 | 0 | 0 | 5 | 2 | 4 | 2 | [14 empty] | 1 | 1 | 4 | 1 | 3 | 1+ | 1 | 1
SCE NOL | Baker | 115 | LDES | 0 | 0 | 0 | 0 | 0 | 0 | 0 | 0 | 0 | 0 | 0 | 3 | 3 | 1 | 1 | [14 empty] | 2 | 2 | 4 | 1 | 1 | 1 | 1 | 0
PG&E KERN | Bakersfield | 230 | LDES | 0 | 0 | 0 | 0 | 0 | 0 | 0 | 0 | 0 | 0 | 0 | 5 | 2 | 5 | 2 | [14 empty] | 1 | 1 | 3 | 1 | 1 | 1 | 1 | 0
PG&E FRESNO | Balch | 230 | LDES | 0 | 0 | 0 | 0 | 0 | 0 | 0 | 0 | 0 | 0 | 0 | 5 | 2 | 5 | 2 | [14 empty] | 1 | 1 | 4 | 2 | 3 | 1 | 1 | 0
SCE Eastern | Bannister | 230 | LDES | 0 | 0 | 0 | 0 | 0 | 0 | 0 | 0 | 0 | 0 | 0 | 5 | 2 | 1 | 1 | [14 empty] | 2 | 1 | 2 | 2 | 1 | 1 | 1 | 0
SCE Metro | Barre | 230 | LDES | 0 | 0 | 0 | 0 | 0 | 0 | 0 | 0 | 0 | 0 | 0 | 1 | 1 | 1 | 1 | [14 empty] | 1 | 1 | 1 | 1 | 1 | 1 | 1 | 0
SDGE | Bay Boulevard | 69 | LDES | 0 | 0 | 0 | 0 | 0 | 0 | 0 | 0 | 0 | 0 | 0 | 1 | 1 | 1 | 1 | [14 empty] | 2 | 1 | 2 | 1 | 1 | 1 | 1 | 0
SDGE | Bay Boulevard | 230 | LDES | 0 | 0 | 0 | 0 | 0 | 0 | 0 | 0 | 0 | 0 | 0 | 1 | 1 | 1 | 1 | [14 empty] | 2 | 1 | 2 | 1 | 1 | 1 | 1 | 0
EOP | Beatty | 138 | LDES | 0 | 0 | 0 | 0 | 0 | 0 | 0 | 0 | 0 | 0 | 0 | 5 | 2 | 4 | 2 | [14 empty] | 2 | 2 | 4 | 1 | 3 | 1 | 1 | 0
EOP | Beatty | 230 | LDES | 0 | 0 | 0 | 0 | 0 | 0 | 0 | 0 | 0 | 0 | 0 | 5 | 2 | 4 | 2 | [14 empty] | 2 | 2 | 4 | 1 | 3 | 1 | 1 | 0
PG&E NGBA | Belden | 230 | LDES | 0 | 0 | 0 | 0 | 0 | 0 | 0 | 0 | 0 | 0 | 0 | 5 | 2 | 1 | 1 | [14 empty] | 2 | 2 | 4 | 1 | 3 | 1 | 1 | 0
PG&E NGBA | Bell | 115 | LDES | 0 | 0 | 0 | 0 | 0 | 0 | 0 | 0 | 0 | 0 | 0 | 5 | 2 | 1 | 1 | [14 empty] | 2 | 1 | 4 | 2 | 3 | 1 | 1 | 0
PG&E NGBA | Bellevue | 115 | LDES | 0 | 0 | 0 | 0 | 0 | 0 | 0 | 0 | 0 | 0 | 0 | 5 | 2 | 1 | 1 | [14 empty] | 2 | 1 | 2 | 2 | 2 | 1 | 1 | 0
PG&E GBA | Bellota | 115 | LDES | 0 | 0 | 0 | 0 | 0 | 0 | 0 | 0 | 0 | 0 | 0 | 1 | 1 | 1 | 1 | 3 | [13 empty] | 1 | 1 | 4 | 2 | 3 | 1 | 1 | 0
PG&E GBA | Bellota | 230 | LDES | 0 | Mapped as PSH (Mokolumne) | 400 | 0 | 400 | 0 | 0 | 0 | 400 | 0 | 400 | 1 | 1 | 1 | 1 | 3 |  |  | See 'LandEnv_PSH' tab for PSH potential impacts analysis | [10 empty] | 1 | 1 | 4 | 2 | 3 | 5- | 1 | 1 | LDES, QA/QCd separately due to location constraints
SCE Northern | Big Creek | 230 | LDES | 0 | 0 | 100 | 0 | 100 | 0 | 0 | 0 | 100 | 0 | 100 | 1 | 1 | 1 | 1 | [14 empty] | 1 | 1 | 4 | 2 | 3 | 5- | 1 | 1 | LDES, QA/QCd separately due to location constraints
PG&E FRESNO | Biola | 70 | LDES | 0 | 0 | 0 | 0 | 0 | 0 | 0 | 0 | 0 | 0 | 0 | 5 | 2 | 1 | 1 | [14 empty] | 1 | 1 | 4 | 2 | 1 | 1 | 1 | 0
PG&E GBA | Birds Landing | 230 | LDES | 0 | 0 | 0 | 0 | 0 | 0 | 0 | 0 | 0 | 0 | 0 | 5 | 2 | 1 | 1 | 3 | [13 empty] | 2 | 1 | 4 | 1 | 1 | 1 | 1 | 0
SCE Northern | Bliss | 66 | LDES | 0 | 0 | 0 | 0 | 0 | 0 | 0 | 0 | 0 | 0 | 0 | 1 | 1 | 1 | 1 | [14 empty] | 1 | 1 | 4 | 1 | 1 | 1 | 1 | 0
SCE Eastern | Blythe | 161 | LDES | 0 | 0 | 0 | 0 | 0 | 0 | 0 | 0 | 0 | 0 | 0 | 5 | 2 | 1 | 1 | 3 | [13 empty] | 2 | 2 | 2 | 1 | 1 | 1 | 1 | 0
PG&E NGBA | Bogue | 115 | LDES | 0 | 0 | 0 | 0 | 0 | 0 | 0 | 0 | 0 | 0 | 0 | 5 | 2 | 1 | 1 | [14 empty] | 2 | 2 | 2 | 1 | 2 | 1 | 1 | 0
PG&E FRESNO | Borden | 230 | LDES | 0 | 0 | 0 | 0 | 0 | 0 | 0 | 0 | 0 | 0 | 0 | 5 | 2 | 5 | 2 | 1 | [13 empty] | 1 | 1 | 4 | 2 | 1 | 1 | 1 | 0
PG&E FRESNO | Borden | 70 | LDES | 0 | 0 | 0 | 0 | 0 | 0 | 0 | 0 | 0 | 0 | 0 | 5 | 2 | 5 | 2 | [14 empty] | 1 | 1 | 4 | 2 | 1 | 1 | 1 | 0
SDGE | Boulevard East | 138 | LDES | 0 | 0 | 0 | 0 | 0 | 0 | 0 | 0 | 0 | 0 | 0 | 1 | 1 | 1 | 1 | 1 | [13 empty] | 2 | 1 | 4 | 1 | 3 | 1 | 1 | 0
SDGE | Boulevard East | 69 | LDES | 0 | 0 | 0 | 0 | 0 | 0 | 0 | 0 | 0 | 0 | 0 | 1 | 1 | 1 | 1 | [14 empty] | 2 | 1 | 4 | 1 | 3 | 1 | 1 | 0
PG&E GBA | Brentwood | 230 | LDES | 0 | 0 | 0 | 0 | 0 | 0 | 0 | 0 | 0 | 0 | 0 | 5 | 2 | 1 | 1 | [14 empty] | 2 | 1 | 4 | 1 | 3 | 1 | 1 | 0
PG&E NGBA | Bridgeville | 115 | LDES | 0 | 0 | 0 | 0 | 0 | 0 | 0 | 0 | 0 | 0 | 0 | 5 | 2 | 1 | 1 | [14 empty] | 2 | 2 | 4 | 2 | 3 | 1 | 1 | 0
PG&E NGBA | Brighton | 115 | LDES | 0 | 0 | 0 | 0 | 0 | 0 | 0 | 0 | 0 | 0 | 0 | 5 | 2 | 1 | 1 | [14 empty] | 2 | 1 | 2 | 2 | 1 | 1 | 1 | 0
PG&E NGBA | Brighton | 230 | LDES | 0 | 0 | 0 | 0 | 0 | 0 | 0 | 0 | 0 | 0 | 0 | 5 | 2 | 1 | 1 | [14 empty] | 2 | 1 | 2 | 2 | 1 | 1 | 1 | 0
PG&E NGBA | Brunswick | 115 | LDES | 0 | 0 | 0 | 0 | 0 | 0 | 0 | 0 | 0 | 0 | 0 | 5 | 2 | 1 | 1 | [14 empty] | 2 | 1 | 4 | 1 | 3 | 1 | 1 | 0
PG&E NGBA | Bucks Creek | 230 | LDES | 0 | 0 | 0 | 0 | 0 | 0 | 0 | 0 | 0 | 0 | 0 | 5 | 2 | 1 | 1 | [14 empty] | 2 | 2 | 4 | 1 | 3 | 1 | 1 | 0
PG&E KERN | Buena Vista | 230 | LDES | 0 | 0 | 0 | 0 | 0 | 0 | 0 | 0 | 0 | 0 | 0 | 5 | 2 | 5 | 2 | [14 empty] | 2 | 2 | 4 | 2 | 1 | 1 | 1 | 0
PG&E FRESNO | Bullard | 115 | LDES | 0 | 0 | 0 | 0 | 0 | 0 | 0 | 0 | 0 | 0 | 0 | 5 | 2 | 5 | 2 | [14 empty] | 1 | 1 | 1 | 2 | 2 | 1 | 1 | 0
PG&E GBA | Burlingame | 115 | LDES | 0 | 0 | 0 | 0 | 0 | 0 | 0 | 0 | 0 | 0 | 0 | 5 | 2 | 1 | 1 | [14 empty] | 2 | 1 | 3 | 1 | 2 | 1 | 1 | 0
PG&E NGBA | Burney Forest | 230 | LDES | 0 | 0 | 0 | 0 | 0 | 0 | 0 | 0 | 0 | 0 | 0 | 5 | 2 | 1 | 1 | [14 empty] | 2 | 2 | 4 | 2 | 3 | 1 | 1 | 0
PG&E NGBA | Butte | 115 | LDES | 0 | 0 | 0 | 0 | 0 | 0 | 0 | 0 | 0 | 0 | 0 | 5 | 2 | 1 | 1 | [14 empty] | 2 | 1 | 4 | 2 | 2 | 1 | 1 | 0
PG&E KERN | Cabrillo | 115 | LDES | 0 | 0 | 0 | 0 | 0 | 0 | 0 | 0 | 0 | 0 | 0 | 5 | 2 | 1 | 1 | [14 empty] | 2 | 2 | 4 | 1 | 3 | 1 | 1 | 0
PG&E FRESNO | Cal Flats | 230 | LDES | 0 | 0 | 0 | 0 | 0 | 0 | 0 | 0 | 0 | 0 | 0 | 5 | 2 | 5 | 2 | [14 empty] | 2 | 2 | 4 | 2 | 2 | 1 | 1 | 0
SCE NOL | Calcite | 230 | LDES | 0 | 0 | 0 | 0 | 0 | 0 | 0 | 0 | 0 | 0 | 0 | 1 | 1 | 1 | 1 | 3 | [13 empty] | 2 | 1 | 4 | 1 | 3 | 1 | 1 | 0
PG&E KERN | Caliente | 230 | LDES | 0 | 0 | 0 | 0 | 0 | 0 | 0 | 0 | 0 | 0 | 0 | 5 | 2 | 5 | 2 | 1 | [13 empty] | 2 | 1 | 4 | 2 | 2 | 1 | 1 | 0
PG&E FRESNO | California Ave | 115 | LDES | 0 | 0 | 0 | 0 | 0 | 0 | 0 | 0 | 0 | 0 | 0 | 5 | 2 | 1 | 1 | [14 empty] | 1 | 1 | 2 | 2 | 1 | 1 | 1 | 0
PG&E KERN | Callender | 115 | LDES | 0 | 0 | 0 | 0 | 0 | 0 | 0 | 0 | 0 | 0 | 0 | 5 | 2 | 5 | 2 | [14 empty] | 2 | 2 | 4 | 2 | 2 | 1 | 1 | 0
PG&E NGBA | Calpella | 115 | LDES | 0 | 0 | 0 | 0 | 0 | 0 | 0 | 0 | 0 | 0 | 0 | 5 | 2 | 1 | 1 | [14 empty] | 2 | 2 | 4 | 2 | 3 | 1 | 1 | 0
PG&E GBA | Camanche | 230 | LDES | 0 | 0 | 0 | 0 | 0 | 0 | 0 | 0 | 0 | 0 | 0 | 1 | 1 | 1 | 1 | [14 empty] | 1 | 1 | 4 | 2 | 3 | 1 | 1 | 0
SDGE | Cameron | 69 | LDES | 0 | 0 | 0 | 0 | 0 | 0 | 0 | 0 | 0 | 0 | 0 | 1 | 1 | 1 | 1 | [14 empty] | 1 | 1 | 2 | 1 | 1 | 1 | 1 | 0
SDGE | Cannon | 69 | LDES | 0 | 0 | 0 | 0 | 0 | 0 | 0 | 0 | 0 | 0 | 0 | 1 | 1 | 1 | 1 | [14 empty] | 2 | 1 | 1 | 1 | 3 | 1 | 1 | 0
PG&E FRESNO | Cantua | 115 | LDES | 0 | 0 | 0 | 0 | 0 | 0 | 0 | 0 | 0 | 0 | 0 | 5 | 2 | 5 | 2 | [14 empty] | 1 | 1 | 4 | 2 | 1 | 1 | 1 | 0
SDGE | Capistrano | 138 | LDES | 0 | 0 | 0 | 0 | 0 | 0 | 0 | 0 | 0 | 0 | 0 | 1 | 1 | 1 | 1 | [14 empty] | 1 | 1 | 2 | 1 | 3 | 1 | 1 | 0
SDGE | Capistrano | 230 | LDES | 0 | 0 | 0 | 0 | 0 | 0 | 0 | 0 | 0 | 0 | 0 | 1 | 1 | 1 | 1 | [14 empty] | 1 | 1 | 2 | 1 | 3 | 1 | 1 | 0
PG&E NGBA | Carberry | 230 | LDES | 0 | 0 | 0 | 0 | 0 | 0 | 0 | 0 | 0 | 0 | 0 | 5 | 2 | 1 | 1 | [14 empty] | 2 | 2 | 4 | 2 | 3 | 1 | 1 | 0
SCE Eastern | Cardiff | 66 | LDES | 0 | 0 | 0 | 0 | 0 | 0 | 0 | 0 | 0 | 0 | 0 | 1 | 1 | 1 | 1 | [14 empty] | 1 | 1 | 2 | 1 | 1 | 1 | 1 | 0
PG&E NGBA | Caribou | 60 | LDES | 0 | 0 | 0 | 0 | 0 | 0 | 0 | 0 | 0 | 0 | 0 | 5 | 2 | 1 | 1 | [14 empty] | 2 | 2 | 4 | 1 | 3 | 1 | 1 | 0
PG&E NGBA | Caribou | 115 | LDES | 0 | 0 | 0 | 0 | 0 | 0 | 0 | 0 | 0 | 0 | 0 | 5 | 2 | 1 | 1 | [14 empty] | 2 | 2 | 4 | 1 | 3 | 1 | 1 | 0
PG&E NGBA | Caribou | 230 | LDES | 0 | 0 | 0 | 0 | 0 | 0 | 0 | 0 | 0 | 0 | 0 | 5 | 2 | 1 | 1 | [14 empty] | 2 | 2 | 4 | 1 | 3 | 1 | 1 | 0
EOP | Carpenter Canyon (fka Gamebird) | 138 | LDES | 0 | 0 | 0 | 0 | 0 | 0 | 0 | 0 | 0 | 0 | 0 | 5 | 2 | 4 | 2 | [14 empty] | 2 | 2 | 4 | 1 | 3 | 1 | 1 | 0
EOP | Carpenter Canyon (fka Gamebird) | 230 | LDES | 0 | 0 | 0 | 0 | 0 | 0 | 0 | 0 | 0 | 0 | 0 | 5 | 2 | 4 | 2 | [14 empty] | 2 | 2 | 4 | 1 | 3 | 1 | 1 | 0
PG&E NGBA | Carquinez | 115 | LDES | 0 | 0 | 0 | 0 | 0 | 0 | 0 | 0 | 0 | 0 | 0 | 5 | 2 | 1 | 1 | [14 empty] | 2 | 1 | 2 | 1 | 1 | 1 | 1 | 0
SDGE | Carrizo Gorge | 138 | LDES | 0 | 0 | 0 | 0 | 0 | 0 | 0 | 0 | 0 | 0 | 0 | 1 | 1 | 1 | 1 | [14 empty] | 2 | 1 | 4 | 1 | 3 | 1 | 1 | 0
PG&E KERN | Carrizo Plains | 115 | LDES | 0 | 0 | 0 | 0 | 0 | 0 | 0 | 0 | 0 | 0 | 0 | 5 | 2 | 5 | 2 | [14 empty] | 2 | 1 | 4 | 2 | 2 | 1 | 1 | 0
PG&E KERN | Casaloma | 230 | LDES | 0 | 0 | 0 | 0 | 0 | 0 | 0 | 0 | 0 | 0 | 0 | 5 | 2 | 1 | 1 | [14 empty] | 1 | 1 | 3 | 1 | 1 | 1 | 1 | 0
PG&E GBA | Castro Valley | 230 | LDES | 0 | 0 | 0 | 0 | 0 | 0 | 0 | 0 | 0 | 0 | 0 | 5 | 2 | 1 | 1 | [14 empty] | 2 | 1 | 2 | 1 | 2 | 1 | 1 | 0
PG&E GBA | Cayetano | 230 | LDES | 0 | 0 | 0 | 0 | 0 | 0 | 0 | 0 | 0 | 0 | 0 | 5 | 2 | 1 | 1 | [14 empty] | 2 | 1 | 3 | 1 | 3 | 1 | 1 | 0
SCE Metro | Center | 230 | LDES | 0 | 0 | 0 | 0 | 0 | 0 | 0 | 0 | 0 | 0 | 0 | 1 | 1 | 1 | 1 | [14 empty] | 1 | 1 | 1 | 1 | 1 | 1 | 1 | 0
PG&E KERN | Charca | 115 | LDES | 0 | 0 | 0 | 0 | 0 | 0 | 0 | 0 | 0 | 0 | 0 | 5 | 2 | 1 | 1 | [14 empty] | 1 | 1 | 4 | 1 | 1 | 1 | 1 | 0
EOP | Charleston | 138 | LDES | 0 | 0 | 0 | 0 | 0 | 0 | 0 | 0 | 0 | 0 | 0 | 5 | 2 | 4 | 2 | [14 empty] | 2 | 2 | 4 | 1 | 3 | 1 | 1 | 0
SCE Metro | Chevmain | 230 | LDES | 0 | 0 | 0 | 0 | 0 | 0 | 0 | 0 | 0 | 0 | 0 | 1 | 1 | 1 | 1 | [14 empty] | 1 | 1 | 1 | 1 | 1 | 1 | 1 | 0
SDGE | Chicarita | 138 | LDES | 0 | 0 | 0 | 0 | 0 | 0 | 0 | 0 | 0 | 0 | 0 | 1 | 1 | 1 | 1 | [14 empty] | 2 | 1 | 3 | 1 | 3 | 1 | 1 | 0
SCE Metro | Chino | 230 | LDES | 0 | 0 | 0 | 0 | 0 | 0 | 0 | 0 | 0 | 0 | 0 | 1 | 1 | 1 | 1 | [14 empty] | 1 | 1 | 1 | 1 | 2 | 1 | 1 | 0
PG&E FRESNO | Chowchilla | 115 | LDES | 0 | 0 | 0 | 0 | 0 | 0 | 0 | 0 | 0 | 0 | 0 | 5 | 2 | 5 | 2 | [14 empty] | 1 | 1 | 1 | 2 | 2 | 1 | 1 | 0
PG&E GBA | Christie | 60 | LDES | 0 | 0 | 0 | 0 | 0 | 0 | 0 | 0 | 0 | 0 | 0 | 5 | 2 | 1 | 1 | [14 empty] | 2 | 1 | 2 | 1 | 2 | 1 | 1 | 0
PG&E GBA | Christie | 115 | LDES | 0 | 0 | 0 | 0 | 0 | 0 | 0 | 0 | 0 | 0 | 0 | 5 | 2 | 1 | 1 | [14 empty] | 2 | 1 | 2 | 1 | 2 | 1 | 1 | 0
SCE Eastern | Cielo Azul | 500 | LDES | 0 | 0 | 0 | 0 | 0 | 0 | 0 | 0 | 0 | 0 | 0 | 5 | 2 | 4 | 2 | [14 empty] | 2 | 2 | 4 | 1 | 3 | 1 | 1 | 0
PG&E GBA | Clay | 60 | LDES | 0 | 0 | 0 | 0 | 0 | 0 | 0 | 0 | 0 | 0 | 0 | 1 | 1 | 1 | 1 | [14 empty] | 2 | 1 | 3 | 1 | 3 | 1 | 1 | 0
PG&E GBA | Clayton | 115 | LDES | 0 | 0 | 0 | 0 | 0 | 0 | 0 | 0 | 0 | 0 | 0 | 5 | 2 | 1 | 1 | [14 empty] | 2 | 1 | 4 | 1 | 2 | 1 | 1 | 0
PG&E NGBA | Cloverdale | 115 | LDES | 0 | 0 | 0 | 0 | 0 | 0 | 0 | 0 | 0 | 0 | 0 | 5 | 2 | 1 | 1 | [14 empty] | 2 | 2 | 4 | 2 | 3 | 1 | 1 | 0
PG&E FRESNO | Clovis | 115 | LDES | 0 | 0 | 0 | 0 | 0 | 0 | 0 | 0 | 0 | 0 | 0 | 5 | 2 | 1 | 1 | [14 empty] | 1 | 1 | 2 | 2 | 2 | 1 | 1 | 0
PG&E GBA | Coburn | 230 | LDES | 0 | 0 | 0 | 0 | 0 | 0 | 0 | 0 | 0 | 0 | 0 | 5 | 2 | 5 | 2 | [14 empty] | 2 | 2 | 2 | 2 | 3 | 1 | 1 | 0
PG&E GBA | Coburn | 60 | LDES | 0 | 0 | 0 | 0 | 0 | 0 | 0 | 0 | 0 | 0 | 0 | 5 | 2 | 5 | 2 | [14 empty] | 2 | 2 | 2 | 2 | 3 | 1 | 1 | 0
PG&E NGBA | Colgate | 230 | LDES | 0 | 0 | 0 | 0 | 0 | 0 | 0 | 0 | 0 | 0 | 0 | 5 | 2 | 1 | 1 | [14 empty] | 2 | 1 | 4 | 1 | 3 | 1 | 1 | 0
PG&E GBA | Collierville | 230 | LDES | 0 | 0 | 0 | 0 | 0 | 0 | 0 | 0 | 0 | 0 | 0 | 1 | 1 | 1 | 1 | [14 empty] | 2 | 1 | 4 | 1 | 3 | 1 | 1 | 0
PG&E GBA | Collinsville | 230 | LDES | 0 | 0 | 0 | 0 | 0 | 0 | 0 | 0 | 0 | 0 | 0 | 5 | 2 | 1 | 1 | [14 empty] | 2 | 1 | 3 | 1 | 1 | 1 | 1 | 0
PG&E GBA | Collinsville | 500 | LDES | 0 | 0 | 0 | 0 | 0 | 0 | 0 | 0 | 0 | 0 | 0 | 5 | 2 | 1 | 1 | [14 empty] | 2 | 1 | 3 | 1 | 1 | 1 | 1 | 0
SCE Eastern | Colorado River | 230 | LDES | 0 | 0 | 0 | 0 | 0 | 0 | 0 | 0 | 0 | 0 | 0 | 1 | 1 | 1 | 1 | 4 | [13 empty] | 2 | 2 | 3 | 1 | 3 | 1 | 1 | 0
SCE Eastern | Colorado River | 500 | LDES | 0 | 0 | 0 | 0 | 0 | 0 | 0 | 0 | 0 | 0 | 0 | 1 | 1 | 1 | 1 | 2 | [13 empty] | 2 | 2 | 3 | 1 | 3 | 1 | 1 | 0
PG&E KERN | Columbus | 115 | LDES | 0 | 0 | 150 | 0 | 150 | 0 | 0 | 0 | 150 | 0 | 150 | 5 | 2 | 5 | 2 | [14 empty] | 1 | 1 | 2 | 1 | 2 | 5- | 1 | 1 | LDES, QA/QCd separately due to location constraints
PG&E GBA | Contra Costa | 115 | LDES | 0 | 0 | 0 | 0 | 0 | 0 | 0 | 0 | 0 | 0 | 0 | 5 | 2 | 1 | 1 | [14 empty] | 2 | 1 | 2 | 1 | 2 | 1 | 1 | 0
PG&E GBA | Contra Costa | 230 | LDES | 0 | 0 | 0 | 0 | 0 | 0 | 0 | 0 | 0 | 0 | 0 | 5 | 2 | 1 | 1 | [14 empty] | 2 | 1 | 2 | 1 | 2 | 1 | 1 | 0
PG&E GBA | Contra Costa PP | 230 | LDES | 0 | 0 | 0 | 0 | 0 | 0 | 0 | 0 | 0 | 0 | 0 | 5 | 2 | 1 | 1 | [14 empty] | 2 | 1 | 1 | 1 | 2 | 1 | 1 | 0
SCE NOL | Control | 115 | LDES | 0 | 0 | 0 | 0 | 0 | 0 | 0 | 0 | 0 | 0 | 0 | 3 | 3 | 1 | 1 | [14 empty] | 2 | 2 | 4 | 1 | 3 | 1 | 1 | 0
SCE NOL | Control | 55 | LDES | 0 | 0 | 0 | 0 | 0 | 0 | 0 | 0 | 0 | 0 | 0 | 3 | 3 | 1 | 1 | [14 empty] | 2 | 2 | 4 | 1 | 3 | 1 | 1 | 0
PG&E GBA | Cooley Landing | 115 | LDES | 0 | 0 | 0 | 0 | 0 | 0 | 0 | 0 | 0 | 0 | 0 | 5 | 2 | 1 | 1 | [14 empty] | 2 | 1 | 2 | 1 | 1 | 1 | 1 | 0
PG&E GBA | Cooley Landing | 60 | LDES | 0 | 0 | 0 | 0 | 0 | 0 | 0 | 0 | 0 | 0 | 0 | 1 | 1 | 1 | 1 | [14 empty] | 2 | 1 | 2 | 1 | 1 | 1 | 1 | 0
SCE NOL | Coolwater | 230 | LDES | 0 | 0 | 0 | 0 | 0 | 0 | 0 | 0 | 0 | 0 | 0 | 3 | 3 | 1 | 1 | [14 empty] | 2 | 1 | 2 | 1 | 1 | 1 | 1 | 0
SCE NOL | Coolwater | 115 | LDES | 0 | 0 | 0 | 0 | 0 | 0 | 0 | 0 | 0 | 0 | 0 | 3 | 3 | 1 | 1 | 3 | [13 empty] | 2 | 1 | 2 | 1 | 1 | 1 | 1 | 0
PG&E KERN | Copus | 70 | LDES | 0 | 0 | 0 | 0 | 0 | 0 | 0 | 0 | 0 | 0 | 0 | 5 | 2 | 5 | 2 | [14 empty] | 1 | 1 | 3 | 1 | 1 | 1 | 1 | 0
PG&E FRESNO | Corcoran | 70 | LDES | 0 | 0 | 0 | 0 | 0 | 0 | 0 | 0 | 0 | 0 | 0 | 5 | 2 | 5 | 2 | [14 empty] | 1 | 1 | 4 | 2 | 1 | 1 | 1 | 0
PG&E FRESNO | Corcoran | 115 | LDES | 0 | 0 | 0 | 0 | 0 | 0 | 0 | 0 | 0 | 0 | 0 | 5 | 2 | 5 | 2 | [14 empty] | 1 | 1 | 4 | 2 | 1 | 1 | 1 | 0
PG&E NGBA | Corona | 115 | LDES | 0 | 0 | 0 | 0 | 0 | 0 | 0 | 0 | 0 | 0 | 0 | 5 | 2 | 1 | 1 | [14 empty] | 2 | 1 | 3 | 2 | 3 | 1 | 1 | 0
PG&E NGBA | Cortina | 230 | LDES | 0 | 0 | 0 | 0 | 0 | 0 | 0 | 0 | 0 | 0 | 0 | 5 | 2 | 1 | 1 | 3 | [13 empty] | 2 | 2 | 4 | 1 | 3 | 1 | 1 | 0
PG&E NGBA | Cortina | 115 | LDES | 0 | 0 | 0 | 0 | 0 | 0 | 0 | 0 | 0 | 0 | 0 | 5 | 2 | 1 | 1 | 1 | [13 empty] | 2 | 2 | 4 | 1 | 3 | 1 | 1 | 0
PG&E GBA | Cottle | 230 | LDES | 0 | 0 | 0 | 0 | 0 | 0 | 0 | 0 | 0 | 0 | 0 | 5 | 2 | 5 | 2 | 3 | [13 empty] | 1 | 1 | 3 | 2 | 1 | 1 | 1 | 0
PG&E NGBA | Cottonwood | 115 | LDES | 0 | 0 | 0 | 0 | 0 | 0 | 0 | 0 | 0 | 0 | 0 | 5 | 2 | 1 | 1 | [14 empty] | 2 | 2 | 3 | 2 | 3 | 1 | 1 | 0
PG&E NGBA | Cottonwood | 230 | LDES | 0 | 0 | 0 | 0 | 0 | 0 | 0 | 0 | 0 | 0 | 0 | 5 | 2 | 1 | 1 | [14 empty] | 2 | 2 | 3 | 2 | 3 | 1 | 1 | 0
PG&E NGBA | Cottonwood | 60 | LDES | 0 | 0 | 0 | 0 | 0 | 0 | 0 | 0 | 0 | 0 | 0 | 5 | 2 | 1 | 1 | [14 empty] | 2 | 2 | 3 | 2 | 3 | 1 | 1 | 0
PG&E NGBA | Cove Road | 230 | LDES | 0 | 0 | 0 | 0 | 0 | 0 | 0 | 0 | 0 | 0 | 0 | 5 | 2 | 1 | 1 | [14 empty] | 2 | 2 | 4 | 2 | 3 | 1 | 1 | 0
PG&E GBA | Coyote | 230 | LDES | 0 | 0 | 0 | 0 | 0 | 0 | 0 | 0 | 0 | 0 | 0 | 1 | 1 | 1 | 1 | [14 empty] | 2 | 1 | 3 | 2 | 2 | 1 | 1 | 0
PG&E GBA | Crazy Horse Canyon | 115 | LDES | 0 | 0 | 0 | 0 | 0 | 0 | 0 | 0 | 0 | 0 | 0 | 1 | 1 | 1 | 1 | [14 empty] | 2 | 2 | 4 | 2 | 3 | 1 | 1 | 0
SDGE | Creelman | 69 | LDES | 0 | 0 | 0 | 0 | 0 | 0 | 0 | 0 | 0 | 0 | 0 | 1 | 1 | 1 | 1 | [14 empty] | 2 | 1 | 4 | 1 | 3 | 1 | 1 | 0
PG&E FRESNO | Crescent | 70 | LDES | 0 | 0 | 0 | 0 | 0 | 0 | 0 | 0 | 0 | 0 | 0 | 5 | 2 | 5 | 2 | [14 empty] | 1 | 1 | 3 | 2 | 1 | 1 | 1 | 0
PG&E FRESNO | Cressey | 115 | LDES | 0 | 0 | 0 | 0 | 0 | 0 | 0 | 0 | 0 | 0 | 0 | 5 | 2 | 1 | 1 | [14 empty] | 1 | 1 | 3 | 2 | 1 | 1 | 1 | 0
PG&E NGBA | Cresta | 230 | LDES | 0 | 0 | 0 | 0 | 0 | 0 | 0 | 0 | 0 | 0 | 0 | 5 | 2 | 1 | 1 | [14 empty] | 2 | 1 | 4 | 2 | 3 | 1 | 1 | 0
SDGE | Crestwood | 69 | LDES | 0 | 0 | 0 | 0 | 0 | 0 | 0 | 0 | 0 | 0 | 0 | 1 | 1 | 1 | 1 | [14 empty] | 2 | 1 | 4 | 1 | 3 | 1 | 1 | 0
PG&E GBA | Crow Creek | 60 | LDES | 0 | 0 | 0 | 0 | 0 | 0 | 0 | 0 | 0 | 0 | 0 | 1 | 1 | 1 | 1 | [14 empty] | 1 | 1 | 4 | 2 | 1 | 1 | 1 | 0
PG&E GBA | Crows Landing | 60 | LDES | 0 | 0 | 0 | 0 | 0 | 0 | 0 | 0 | 0 | 0 | 0 | 1 | 1 | 1 | 1 | [14 empty] | 1 | 1 | 4 | 2 | 1 | 1 | 1 | 0
PG&E GBA | Curtis | 115 | LDES | 0 | 0 | 0 | 0 | 0 | 0 | 0 | 0 | 0 | 0 | 0 | 1 | 1 | 1 | 1 | [14 empty] | 2 | 1 | 4 | 1 | 3 | 1 | 1 | 0
PG&E FRESNO | Dairyland | 115 | LDES | 0 | 0 | 0 | 0 | 0 | 0 | 0 | 0 | 0 | 0 | 0 | 5 | 2 | 1 | 1 | [14 empty] | 1 | 1 | 3 | 2 | 1 | 1 | 1 | 0
PG&E NGBA | Davis | 115 | LDES | 0 | 0 | 0 | 0 | 0 | 0 | 0 | 0 | 0 | 0 | 0 | 5 | 2 | 1 | 1 | 3 | [13 empty] | 2 | 1 | 4 | 2 | 3 | 1 | 1 | 0
SCE Metro | Del Amo | 500 | LDES | 0 | 0 | 0 | 0 | 0 | 0 | 0 | 0 | 0 | 0 | 0 | 1 | 1 | 1 | 1 | [14 empty] | 1 | 1 | 3 | 1 | 2 | 1 | 1 | 0
SCE Metro | Del Amo | 230 | LDES | 0 | 0 | 0 | 0 | 0 | 0 | 0 | 0 | 0 | 0 | 0 | 1 | 1 | 1 | 1 | [14 empty] | 1 | 1 | 3 | 1 | 2 | 1 | 1 | 0
SCE Eastern | Delaney | 500 | LDES | 0 | 0 | 0 | 0 | 0 | 0 | 0 | 0 | 0 | 0 | 0 | 5 | 2 | 4 | 2 | [14 empty] | 2 | 1 | 4 | 2 | 3 | 1 | 1 | 0
PG&E NGBA | Delevan | 230 | LDES | 0 | 0 | 0 | 0 | 0 | 0 | 0 | 0 | 0 | 0 | 0 | 5 | 2 | 1 | 1 | 3 | [13 empty] | 2 | 2 | 1 | 1 | 3 | 1 | 1 | 0
PG&E GBA | Delta PP | 230 | LDES | 0 | 0 | 0 | 0 | 0 | 0 | 0 | 0 | 0 | 0 | 0 | 5 | 2 | 1 | 1 | [14 empty] | 2 | 1 | 3 | 1 | 2 | 1 | 1 | 0
EOP | Desert View | 230 | LDES | 0 | 0 | 0 | 0 | 0 | 0 | 0 | 0 | 0 | 0 | 0 | 5 | 2 | 4 | 2 | [14 empty] | 2 | 1 | 4 | 1 | 3 | 1 | 1 | 0
SCE Eastern | Devers | 230 | LDES | 0 | 0 | 0 | 0 | 0 | 0 | 0 | 0 | 0 | 0 | 0 | 1 | 1 | 1 | 1 | 5 | [13 empty] | 2 | 1 | 1 | 1 | 3 | 1 | 1 | 0
SCE Eastern | Devers | 500 | LDES | 0 | 0 | 0 | 0 | 0 | 0 | 0 | 0 | 0 | 0 | 0 | 1 | 1 | 1 | 1 | [14 empty] | 2 | 1 | 1 | 1 | 3 | 1 | 1 | 0
PG&E KERN | Diablo Canyon | 230 | LDES | 0 | 0 | 0 | 0 | 0 | 0 | 0 | 0 | 0 | 0 | 0 | 5 | 2 | 1 | 1 | 3 | [13 empty] | 2 | 2 | 4 | 2 | 3 | 1 | 1 | 0
PG&E KERN | Diablo Canyon | 500 | LDES | 0 | 0 | 0 | 0 | 0 | 0 | 0 | 0 | 0 | 0 | 0 | 5 | 2 | 4 | 2 | 5 | [13 empty] | 2 | 2 | 4 | 2 | 3 | 1 | 1 | 0
PG&E KERN | Divide | 115 | LDES | 0 | 0 | 0 | 0 | 0 | 0 | 0 | 0 | 0 | 0 | 0 | 5 | 2 | 1 | 1 | [14 empty] | 2 | 2 | 4 | 1 | 2 | 1 | 1 | 0
PG&E GBA | Dixon Landing | 115 | LDES | 0 | 0 | 0 | 0 | 0 | 0 | 0 | 0 | 0 | 0 | 0 | 1 | 1 | 1 | 1 | [14 empty] | 2 | 1 | 2 | 1 | 2 | 1 | 1 | 0
PG&E FRESNO | Dos Amigos | 230 | LDES | 0 | 0 | 0 | 0 | 0 | 0 | 0 | 0 | 0 | 0 | 0 | 5 | 2 | 5 | 2 | [14 empty] | 1 | 1 | 4 | 2 | 1 | 1 | 1 | 0
PG&E NGBA | Drum | 115 | LDES | 0 | 0 | 0 | 0 | 0 | 0 | 0 | 0 | 0 | 0 | 0 | 5 | 2 | 1 | 1 | [14 empty] | 2 | 1 | 4 | 2 | 3 | 1 | 1 | 0
PG&E GBA | Dumbarton | 115 | LDES | 0 | 0 | 0 | 0 | 0 | 0 | 0 | 0 | 0 | 0 | 0 | 5 | 2 | 1 | 1 | [14 empty] | 2 | 1 | 3 | 1 | 2 | 1 | 1 | 0
SCE NOL | Dunn Siding | 115 | LDES | 0 | 0 | 0 | 0 | 0 | 0 | 0 | 0 | 0 | 0 | 0 | 3 | 3 | 1 | 1 | [14 empty] | 2 | 1 | 4 | 1 | 1 | 1 | 1 | 0
SCE Eastern | Eagle Mountain | 230 | LDES | 0 | 0 | 0 | 0 | 0 | 0 | 0 | 0 | 0 | 0 | 0 | 5 | 2 | 1 | 1 | [14 empty] | 2 | 2 | 4 | 1 | 3 | 1 | 1 | 0
PG&E NGBA | Eagle Rock (PGE) | 60 | LDES | 0 | 0 | 0 | 0 | 0 | 0 | 0 | 0 | 0 | 0 | 0 | 5 | 2 | 1 | 1 | [14 empty] | 2 | 2 | 4 | 2 | 3 | 1 | 1 | 0
PG&E NGBA | Eagle Rock (PGE) | 115 | LDES | 0 | 0 | 0 | 0 | 0 | 0 | 0 | 0 | 0 | 0 | 0 | 5 | 2 | 1 | 1 | 3 | [13 empty] | 2 | 2 | 4 | 2 | 3 | 1 | 1 | 0
SCE Metro | Eagle Rock (SCE) | 230 | LDES | 0 | 0 | 0 | 0 | 0 | 0 | 0 | 0 | 0 | 0 | 0 | 1 | 1 | 1 | 1 | [14 empty] | 1 | 1 | 2 | 1 | 2 | 1 | 1 | 0
PG&E NGBA | East Marysville | 115 | LDES | 0 | 0 | 0 | 0 | 0 | 0 | 0 | 0 | 0 | 0 | 0 | 5 | 2 | 1 | 1 | [14 empty] | 2 | 2 | 2 | 1 | 2 | 1 | 1 | 0
PG&E NGBA | East Nicolaus | 115 | LDES | 0 | 0 | 0 | 0 | 0 | 0 | 0 | 0 | 0 | 0 | 0 | 5 | 2 | 1 | 1 | [14 empty] | 2 | 1 | 4 | 1 | 3 | 1 | 1 | 0
PG&E NGBA | East Nicolaus | 60 | LDES | 0 | 0 | 0 | 0 | 0 | 0 | 0 | 0 | 0 | 0 | 0 | 5 | 2 | 1 | 1 | [14 empty] | 2 | 1 | 4 | 1 | 3 | 1 | 1 | 0
PG&E GBA | Eastshore | 115 | LDES | 0 | 0 | 0 | 0 | 0 | 0 | 0 | 0 | 0 | 0 | 0 | 5 | 2 | 1 | 1 | 4 | [13 empty] | 2 | 1 | 2 | 1 | 1 | 1 | 1 | 0
PG&E GBA | Eastshore | 230 | LDES | 0 | 0 | 0 | 0 | 0 | 0 | 0 | 0 | 0 | 0 | 0 | 5 | 2 | 1 | 1 | [14 empty] | 2 | 1 | 2 | 1 | 1 | 1 | 1 | 0
SDGE | ECO | 138 | LDES | 0 | 0 | 0 | 0 | 0 | 0 | 0 | 0 | 0 | 0 | 0 | 1 | 1 | 1 | 1 | 3 | [13 empty] | 2 | 1 | 4 | 1 | 3 | 1 | 1 | 0
SDGE | ECO | 230 | LDES | 0 | 0 | 0 | 0 | 0 | 0 | 0 | 0 | 0 | 0 | 0 | 1 | 1 | 1 | 1 | [14 empty] | 2 | 1 | 4 | 1 | 3 | 1 | 1 | 0
SDGE | ECO | 500 | LDES | 0 | 0 | 0 | 0 | 0 | 0 | 0 | 0 | 0 | 0 | 0 | 1 | 1 | 1 | 1 | [14 empty] | 2 | 1 | 4 | 1 | 3 | 1 | 1 | 0
PG&E GBA | Edenvale | 115 | LDES | 0 | 0 | 0 | 0 | 0 | 0 | 0 | 0 | 0 | 0 | 0 | 1 | 1 | 1 | 1 | [14 empty] | 2 | 1 | 2 | 2 | 2 | 1 | 1 | 0
PG&E GBA | Edes | 115 | LDES | 0 | 0 | 0 | 0 | 0 | 0 | 0 | 0 | 0 | 0 | 0 | 5 | 2 | 1 | 1 | [14 empty] | 2 | 1 | 3 | 1 | 1 | 1 | 1 | 0
PG&E GBA | Eight Mile | 230 | LDES | 0 | 0 | 0 | 0 | 0 | 0 | 0 | 0 | 0 | 0 | 0 | 5 | 2 | 1 | 1 | [14 empty] | 1 | 1 | 2 | 2 | 1 | 1 | 1 | 0
SDGE | El Cajon | 69 | LDES | 0 | 0 | 0 | 0 | 0 | 0 | 0 | 0 | 0 | 0 | 0 | 1 | 1 | 1 | 1 | [14 empty] | 2 | 1 | 2 | 1 | 1 | 1 | 1 | 0
SCE Eastern | El Casco | 230 | LDES | 0 | 0 | 0 | 0 | 0 | 0 | 0 | 0 | 0 | 0 | 0 | 1 | 1 | 1 | 1 | [14 empty] | 1 | 1 | 4 | 1 | 2 | 1 | 1 | 0
PG&E GBA | El Cerrito G | 115 | LDES | 0 | 0 | 0 | 0 | 0 | 0 | 0 | 0 | 0 | 0 | 0 | 5 | 2 | 1 | 1 | [14 empty] | 2 | 1 | 2 | 1 | 2 | 1 | 1 | 0
PG&E NGBA | El Dorado PH | 115 | LDES | 0 | 0 | 0 | 0 | 0 | 0 | 0 | 0 | 0 | 0 | 0 | 5 | 2 | 1 | 1 | [14 empty] | 2 | 1 | 4 | 2 | 3 | 1 | 1 | 0
PG&E FRESNO | El Nido (PGE) | 115 | LDES | 0 | 0 | 0 | 0 | 0 | 0 | 0 | 0 | 0 | 0 | 0 | 5 | 2 | 5 | 2 | [14 empty] | 1 | 1 | 4 | 2 | 1 | 1 | 1 | 0
SCE Metro | El Nido (SCE) | 230 | LDES | 0 | 0 | 0 | 0 | 0 | 0 | 0 | 0 | 0 | 0 | 0 | 1 | 1 | 1 | 1 | [14 empty] | 1 | 1 | 2 | 1 | 2 | 1 | 1 | 0
PG&E GBA | El Patio | 115 | LDES | 0 | 0 | 0 | 0 | 0 | 0 | 0 | 0 | 0 | 0 | 0 | 1 | 1 | 1 | 1 | [14 empty] | 2 | 1 | 3 | 2 | 2 | 1 | 1 | 0
SCE Metro | El Segundo | 230 | LDES | 0 | 0 | 0 | 0 | 0 | 0 | 0 | 0 | 0 | 0 | 0 | 1 | 1 | 1 | 1 | [14 empty] | 1 | 1 | 1 | 1 | 1 | 1 | 1 | 0
EOP | Eldorado | 230 | LDES | 0 | 0 | 0 | 0 | 0 | 0 | 0 | 0 | 0 | 0 | 0 | 5 | 2 | 4 | 2 | 4 | [13 empty] | 2 | 2 | 2 | 1 | 3 | 1 | 1 | 0
EOP | Eldorado | 500 | LDES | 0 | 0 | 560 | 0 | 560 | 0 | 0 | 0 | 560 | 0 | 560 | 5 | 2 | 4 | 2 | 5 | [13 empty] | 2 | 2 | 2 | 1 | 3 | 5- | 1 | 1 | LDES, QA/QCd separately due to location constraints
SCE Northern | Elizabeth Lake | 66 | LDES | 0 | 0 | 0 | 0 | 0 | 0 | 0 | 0 | 0 | 0 | 0 | 5 | 2 | 4 | 2 | [14 empty] | 1 | 1 | 3 | 1 | 3 | 1 | 1 | 0
PG&E KERN | Elk Hills | 230 | LDES | 0 | 0 | 0 | 0 | 0 | 0 | 0 | 0 | 0 | 0 | 0 | 5 | 2 | 5 | 2 | [14 empty] | 1 | 1 | 3 | 1 | 1 | 1 | 1 | 0
SDGE | Elliot | 69 | LDES | 0 | 0 | 0 | 0 | 0 | 0 | 0 | 0 | 0 | 0 | 0 | 1 | 1 | 1 | 1 | [14 empty] | 2 | 1 | 2 | 1 | 2 | 1 | 1 | 0
SCE Metro | Ellis | 230 | LDES | 0 | 0 | 0 | 0 | 0 | 0 | 0 | 0 | 0 | 0 | 0 | 1 | 1 | 1 | 1 | [14 empty] | 1 | 1 | 2 | 1 | 2 | 1 | 1 | 0
SDGE | Encina | 138 | LDES | 0 | 0 | 0 | 0 | 0 | 0 | 0 | 0 | 0 | 0 | 0 | 1 | 1 | 1 | 1 | 3 | [13 empty] | 2 | 1 | 1 | 1 | 3 | 1 | 1 | 0
SDGE | Encina | 230 | LDES | 0 | 0 | 0 | 0 | 0 | 0 | 0 | 0 | 0 | 0 | 0 | 1 | 1 | 1 | 1 | [14 empty] | 2 | 1 | 1 | 1 | 3 | 1 | 1 | 0
SDGE | Escondido | 230 | LDES | 0 | 0 | 0 | 0 | 0 | 0 | 0 | 0 | 0 | 0 | 0 | 1 | 1 | 1 | 1 | [14 empty] | 2 | 1 | 1 | 1 | 3 | 1 | 1 | 0
SDGE | Escondido | 69 | LDES | 0 | 0 | 0 | 0 | 0 | 0 | 0 | 0 | 0 | 0 | 0 | 1 | 1 | 1 | 1 | [14 empty] | 2 | 1 | 1 | 1 | 3 | 1 | 1 | 0
PG&E KERN | Estrella | 230 | LDES | 0 | 0 | 0 | 0 | 0 | 0 | 0 | 0 | 0 | 0 | 0 | 5 | 2 | 1 | 1 | [14 empty] | 2 | 2 | 4 | 2 | 3 | 1 | 1 | 0
SCE Eastern | Etiwanda | 230 | LDES | 0 | 0 | 660 | 0 | 660 | 0 | 0 | 0 | 660 | 0 | 660 | 1 | 1 | 1 | 1 | 5 | [13 empty] | 1 | 1 | 2 | 1 | 1 | 5- | 1 | 1 | LDES, QA/QCd separately due to location constraints
PG&E GBA | Evergreen | 115 | LDES | 0 | 0 | 0 | 0 | 0 | 0 | 0 | 0 | 0 | 0 | 0 | 1 | 1 | 1 | 1 | [14 empty] | 2 | 1 | 2 | 2 | 2 | 1 | 1 | 0
PG&E GBA | Evergreen | 60 | LDES | 0 | 0 | 0 | 0 | 0 | 0 | 0 | 0 | 0 | 0 | 0 | 1 | 1 | 1 | 1 | [14 empty] | 2 | 1 | 2 | 2 | 2 | 1 | 1 | 0
PG&E FRESNO | Excelsior | 115 | LDES | 0 | 0 | 0 | 0 | 0 | 0 | 0 | 0 | 0 | 0 | 0 | 5 | 2 | 5 | 2 | 1 | [13 empty] | 1 | 1 | 4 | 2 | 1 | 1 | 1 | 0
PG&E FRESNO | Exchequer | 115 | LDES | 0 | 0 | 0 | 0 | 0 | 0 | 0 | 0 | 0 | 0 | 0 | 5 | 2 | 5 | 2 | [14 empty] | 2 | 1 | 4 | 1 | 2 | 1 | 1 | 0
PG&E KERN | Fairway | 115 | LDES | 0 | 0 | 0 | 0 | 0 | 0 | 0 | 0 | 0 | 0 | 0 | 5 | 2 | 1 | 1 | [14 empty] | 2 | 2 | 3 | 1 | 2 | 1 | 1 | 0
PG&E KERN | Famoso | 115 | LDES | 0 | 0 | 0 | 0 | 0 | 0 | 0 | 0 | 0 | 0 | 0 | 5 | 2 | 1 | 1 | [14 empty] | 1 | 1 | 4 | 1 | 1 | 1 | 1 | 0
PG&E NGBA | Fern Road | 500 | LDES | 0 | 0 | 0 | 0 | 0 | 0 | 0 | 0 | 0 | 0 | 0 | 5 | 2 | 1 | 1 | [14 empty] | 2 | 2 | 4 | 2 | 3 | 1 | 1 | 0
PG&E GBA | Fibreboard (SPI Sonora) | 115 | LDES | 0 | 0 | 0 | 0 | 0 | 0 | 0 | 0 | 0 | 0 | 0 | 1 | 1 | 1 | 1 | [14 empty] | 2 | 1 | 2 | 1 | 2 | 1 | 1 | 0
PG&E FRESNO | Figarden | 230 | LDES | 0 | 0 | 0 | 0 | 0 | 0 | 0 | 0 | 0 | 0 | 0 | 5 | 2 | 1 | 1 | [14 empty] | 1 | 1 | 3 | 2 | 2 | 1 | 1 | 0
PG&E FRESNO | Fink | 230 | LDES | 0 | 0 | 0 | 0 | 0 | 0 | 0 | 0 | 0 | 0 | 0 | 1 | 1 | 1 | 1 | [14 empty] | 1 | 1 | 4 | 2 | 1 | 1 | 1 | 0
PG&E NGBA | Fitch Mountain | 60 | LDES | 0 | 0 | 0 | 0 | 0 | 0 | 0 | 0 | 0 | 0 | 0 | 5 | 2 | 1 | 1 | [14 empty] | 2 | 2 | 4 | 2 | 3 | 1 | 1 | 0
PG&E GBA | FMC | 115 | LDES | 0 | 0 | 0 | 0 | 0 | 0 | 0 | 0 | 0 | 0 | 0 | 1 | 1 | 1 | 1 | [14 empty] | 2 | 1 | 2 | 2 | 2 | 1 | 1 | 0
PG&E GBA | Fremont | 115 | LDES | 0 | 0 | 0 | 0 | 0 | 0 | 0 | 0 | 0 | 0 | 0 | 1 | 1 | 1 | 1 | [14 empty] | 2 | 1 | 3 | 1 | 2 | 1 | 1 | 0
PG&E GBA | French Camp | 60 | LDES | 0 | 0 | 0 | 0 | 0 | 0 | 0 | 0 | 0 | 0 | 0 | 1 | 1 | 1 | 1 | [14 empty] | 1 | 1 | 3 | 2 | 1 | 1 | 1 | 0
PG&E GBA | Frogtown | 115 | LDES | 0 | 0 | 0 | 0 | 0 | 0 | 0 | 0 | 0 | 0 | 0 | 1 | 1 | 1 | 1 | [14 empty] | 2 | 1 | 4 | 1 | 3 | 1 | 1 | 0
PG&E NGBA | Fulton | 115 | LDES | 0 | 0 | 0 | 0 | 0 | 0 | 0 | 0 | 0 | 0 | 0 | 5 | 2 | 1 | 1 | 1 | [13 empty] | 2 | 1 | 3 | 2 | 2 | 1 | 1 | 0
PG&E NGBA | Fulton | 230 | LDES | 0 | 0 | 0 | 0 | 0 | 0 | 0 | 0 | 0 | 0 | 0 | 5 | 2 | 1 | 1 | [14 empty] | 2 | 1 | 3 | 2 | 2 | 1 | 1 | 0
PG&E NGBA | Fulton | 60 | LDES | 0 | 0 | 0 | 0 | 0 | 0 | 0 | 0 | 0 | 0 | 0 | 5 | 2 | 1 | 1 | [14 empty] | 2 | 1 | 3 | 2 | 2 | 1 | 1 | 0
PG&E KERN | Ganso | 115 | LDES | 0 | 0 | 0 | 0 | 0 | 0 | 0 | 0 | 0 | 0 | 0 | 5 | 2 | 5 | 2 | [14 empty] | 1 | 1 | 3 | 1 | 1 | 1 | 1 | 0
PG&E FRESNO | Gates | 230 | LDES | 0 | 0 | 0 | 0 | 0 | 0 | 0 | 0 | 0 | 0 | 0 | 5 | 2 | 5 | 2 | 4 | [13 empty] | 1 | 1 | 3 | 2 | 1 | 1 | 1 | 0
PG&E FRESNO | Gates | 500 | LDES | 0 | 0 | 0 | 0 | 0 | 0 | 0 | 0 | 0 | 0 | 0 | 5 | 2 | 5 | 2 | 5 | [13 empty] | 1 | 1 | 3 | 2 | 1 | 1 | 1 | 0
PG&E NGBA | Geysers 12 | 230 | LDES | 0 | 0 | 0 | 0 | 0 | 0 | 0 | 0 | 0 | 0 | 0 | 5 | 2 | 1 | 1 | [14 empty] | 2 | 2 | 4 | 2 | 3 | 1 | 1 | 0
PG&E NGBA | Geysers 17 | 230 | LDES | 0 | 0 | 0 | 0 | 0 | 0 | 0 | 0 | 0 | 0 | 0 | 5 | 2 | 1 | 1 | [14 empty] | 2 | 2 | 4 | 2 | 3 | 1 | 1 | 0
PG&E NGBA | Geysers 3 | 115 | LDES | 0 | 0 | 0 | 0 | 0 | 0 | 0 | 0 | 0 | 0 | 0 | 5 | 2 | 1 | 1 | [14 empty] | 2 | 2 | 4 | 2 | 3 | 1 | 1 | 0
PG&E NGBA | Glenn | 230 | LDES | 0 | 0 | 0 | 0 | 0 | 0 | 0 | 0 | 0 | 0 | 0 | 5 | 2 | 1 | 1 | 3 | [13 empty] | 2 | 2 | 4 | 1 | 3 | 1 | 1 | 0
PG&E NGBA | Glenn | 60 | LDES | 0 | 0 | 0 | 0 | 0 | 0 | 0 | 0 | 0 | 0 | 0 | 5 | 2 | 1 | 1 | [14 empty] | 2 | 2 | 4 | 1 | 3 | 1 | 1 | 0
PG&E NGBA | Gold Hill | 115 | LDES | 0 | 0 | 0 | 0 | 0 | 0 | 0 | 0 | 0 | 0 | 0 | 5 | 2 | 1 | 1 | [14 empty] | 2 | 1 | 4 | 2 | 3 | 1 | 1 | 0
PG&E NGBA | Gold Hill | 230 | LDES | 0 | 0 | 0 | 0 | 0 | 0 | 0 | 0 | 0 | 0 | 0 | 5 | 2 | 1 | 1 | [14 empty] | 2 | 1 | 4 | 2 | 3 | 1 | 1 | 0
SCE Northern | Goleta | 230 | LDES | 0 | 0 | 0 | 0 | 0 | 0 | 0 | 0 | 0 | 0 | 0 | 5 | 2 | 4 | 2 | [14 empty] | 2 | 2 | 2 | 1 | 2 | 1 | 1 | 0
SCE Metro | Goodrich | 230 | LDES | 0 | 0 | 0 | 0 | 0 | 0 | 0 | 0 | 0 | 0 | 0 | 1 | 1 | 1 | 1 | [14 empty] | 1 | 1 | 3 | 1 | 2 | 1 | 1 | 0
PG&E KERN | Goose Lake | 115 | LDES | 0 | 0 | 0 | 0 | 0 | 0 | 0 | 0 | 0 | 0 | 0 | 5 | 2 | 1 | 1 | [14 empty] | 1 | 1 | 2 | 1 | 1 | 1 | 1 | 0
SCE Metro | Gould | 230 | LDES | 0 | 0 | 0 | 0 | 0 | 0 | 0 | 0 | 0 | 0 | 0 | 1 | 1 | 1 | 1 | [14 empty] | 1 | 1 | 4 | 1 | 2 | 1 | 1 | 0
PG&E NGBA | Grand Island | 115 | LDES | 0 | 0 | 0 | 0 | 0 | 0 | 0 | 0 | 0 | 0 | 0 | 5 | 2 | 1 | 1 | [14 empty] | 2 | 1 | 4 | 2 | 2 | 1 | 1 | 0
SDGE | Granite | 69 | LDES | 0 | 0 | 0 | 0 | 0 | 0 | 0 | 0 | 0 | 0 | 0 | 1 | 1 | 1 | 1 | [14 empty] | 2 | 1 | 2 | 2 | 2 | 1 | 1 | 0
PG&E GBA | Grant | 115 | LDES | 0 | 0 | 0 | 0 | 0 | 0 | 0 | 0 | 0 | 0 | 0 | 5 | 2 | 1 | 1 | [14 empty] | 2 | 1 | 2 | 1 | 2 | 1 | 1 | 0
PG&E GBA | Green Valley | 115 | LDES | 0 | 0 | 0 | 0 | 0 | 0 | 0 | 0 | 0 | 0 | 0 | 1 | 1 | 1 | 1 | 1 | [13 empty] | 2 | 2 | 3 | 2 | 2 | 1 | 1 | 0
PG&E NGBA | Greenleaf 1 | 115 | LDES | 0 | 0 | 0 | 0 | 0 | 0 | 0 | 0 | 0 | 0 | 0 | 5 | 2 | 1 | 1 | [14 empty] | 2 | 2 | 1 | 1 | 3 | 1 | 1 | 0
PG&E FRESNO | Gregg | 230 | LDES | 0 | Mapped as PSH (Helms Uprate) | 140 | 0 | 140 | 0 | 0 | 0 | 140 | 0 | 140 | 5 | 2 | 5 | 2 | [14 empty] | 1 | 1 | 3 | 2 | 1 | 5- | 1 | 1 | LDES, QA/QCd separately due to location constraints
PG&E FRESNO | Grimmway-Malaga | 115 | LDES | 0 | 0 | 0 | 0 | 0 | 0 | 0 | 0 | 0 | 0 | 0 | 5 | 2 | 5 | 2 | [14 empty] | 1 | 1 | 2 | 1 | 1 | 1 | 1 | 0
PG&E NGBA | Grizzly | 230 | LDES | 0 | 0 | 0 | 0 | 0 | 0 | 0 | 0 | 0 | 0 | 0 | 5 | 2 | 1 | 1 | [14 empty] | 2 | 2 | 4 | 1 | 3 | 1 | 1 | 0
PG&E FRESNO | Guernsey | 70 | LDES | 0 | 0 | 0 | 0 | 0 | 0 | 0 | 0 | 0 | 0 | 0 | 5 | 2 | 5 | 2 | [14 empty] | 1 | 1 | 3 | 2 | 1 | 1 | 1 | 0
PG&E FRESNO | GWF Hanford | 115 | LDES | 0 | 0 | 0 | 0 | 0 | 0 | 0 | 0 | 0 | 0 | 0 | 5 | 2 | 5 | 2 | [14 empty] | 2 | 1 | 2 | 1 | 1 | 1 | 1 | 0
PG&E FRESNO | Haas | 230 | LDES | 0 | 0 | 0 | 0 | 0 | 0 | 0 | 0 | 0 | 0 | 0 | 5 | 2 | 5 | 2 | [14 empty] | 1 | 1 | 4 | 2 | 3 | 1 | 1 | 0
PG&E FRESNO | Hammonds | 115 | LDES | 0 | 0 | 0 | 0 | 0 | 0 | 0 | 0 | 0 | 0 | 0 | 5 | 2 | 1 | 1 | [14 empty] | 1 | 1 | 2 | 2 | 1 | 1 | 1 | 0
SCE Metro | HarborGen | 230 | LDES | 0 | 0 | 0 | 0 | 0 | 0 | 0 | 0 | 0 | 0 | 0 | 1 | 1 | 1 | 1 | [14 empty] | 1 | 1 | 2 | 1 | 1 | 1 | 1 | 0
PG&E NGBA | Harris | 60 | LDES | 0 | 0 | 0 | 0 | 0 | 0 | 0 | 0 | 0 | 0 | 0 | 5 | 2 | 1 | 1 | [14 empty] | 2 | 2 | 2 | 2 | 3 | 1 | 1 | 0
EOP | Harry Allen | 500 | LDES | 0 | 0 | 0 | 0 | 0 | 0 | 0 | 0 | 0 | 0 | 0 | 5 | 2 | 4 | 2 | [14 empty] | 2 | 2 | 4 | 1 | 3 | 1 | 1 | 0
PG&E NGBA | Hartley | 60 | LDES | 0 | 0 | 0 | 0 | 0 | 0 | 0 | 0 | 0 | 0 | 0 | 5 | 2 | 1 | 1 | [14 empty] | 2 | 2 | 4 | 2 | 3 | 1 | 1 | 0
SCE NOL | Harvard | 115 | LDES | 0 | 0 | 0 | 0 | 0 | 0 | 0 | 0 | 0 | 0 | 0 | 3 | 3 | 1 | 1 | [14 empty] | 2 | 1 | 4 | 1 | 1 | 1 | 1 | 0
SDGE | Hassayampa | 500 | LDES | 0 | 0 | 0 | 0 | 0 | 0 | 0 | 0 | 0 | 0 | 0 | 5 | 2 | 4 | 2 | [14 empty] | 2 | 1 | 4 | 2 | 3 | 1 | 1 | 0
PG&E FRESNO | Helm | 230 | LDES | 0 | 0 | 0 | 0 | 0 | 0 | 0 | 0 | 0 | 0 | 0 | 5 | 2 | 5 | 2 | 3 | [13 empty] | 1 | 1 | 2 | 2 | 1 | 1 | 1 | 0
PG&E FRESNO | Helm | 70 | LDES | 0 | 0 | 0 | 0 | 0 | 0 | 0 | 0 | 0 | 0 | 0 | 5 | 2 | 1 | 1 | [14 empty] | 1 | 1 | 2 | 2 | 1 | 1 | 1 | 0
PG&E FRESNO | Henrietta | 115 | LDES | 0 | 0 | 0 | 0 | 0 | 0 | 0 | 0 | 0 | 0 | 0 | 5 | 2 | 1 | 1 | 3 | [13 empty] | 1 | 1 | 1 | 2 | 1 | 1 | 1 | 0
PG&E FRESNO | Henrietta | 230 | LDES | 0 | 0 | 0 | 0 | 0 | 0 | 0 | 0 | 0 | 0 | 0 | 5 | 2 | 1 | 1 | 3 | [13 empty] | 1 | 1 | 1 | 2 | 1 | 1 | 1 | 0
PG&E FRESNO | Henrietta | 70 | LDES | 0 | 0 | 0 | 0 | 0 | 0 | 0 | 0 | 0 | 0 | 0 | 5 | 2 | 5 | 2 | [14 empty] | 1 | 1 | 1 | 2 | 1 | 1 | 1 | 0
PG&E FRESNO | Herndon | 115 | LDES | 0 | 0 | 0 | 0 | 0 | 0 | 0 | 0 | 0 | 0 | 0 | 5 | 2 | 1 | 1 | [14 empty] | 1 | 1 | 3 | 2 | 1 | 1 | 1 | 0
PG&E FRESNO | Herndon | 230 | LDES | 0 | 0 | 0 | 0 | 0 | 0 | 0 | 0 | 0 | 0 | 0 | 5 | 2 | 1 | 1 | [14 empty] | 1 | 1 | 3 | 2 | 1 | 1 | 1 | 0
PG&E GBA | Hicks | 230 | LDES | 0 | 0 | 0 | 0 | 0 | 0 | 0 | 0 | 0 | 0 | 0 | 1 | 1 | 1 | 1 | [14 empty] | 2 | 1 | 4 | 2 | 2 | 1 | 1 | 0
PG&E NGBA | Higgins | 115 | LDES | 0 | 0 | 0 | 0 | 0 | 0 | 0 | 0 | 0 | 0 | 0 | 5 | 2 | 1 | 1 | [14 empty] | 2 | 1 | 4 | 1 | 3 | 1 | 1 | 0
PG&E NGBA | Hilltop | 345 | LDES | 0 | 0 | 0 | 0 | 0 | 0 | 0 | 0 | 0 | 0 | 0 | 5 | 2 | 1 | 1 | [14 empty] | 2 | 2 | 4 | 1 | 3 | 1 | 1 | 0
SCE Metro | Hinson | 230 | LDES | 0 | 0 | 0 | 0 | 0 | 0 | 0 | 0 | 0 | 0 | 0 | 1 | 1 | 1 | 1 | [14 empty] | 1 | 1 | 2 | 1 | 1 | 1 | 1 | 0
PG&E GBA | Hollister | 115 | LDES | 0 | 0 | 0 | 0 | 0 | 0 | 0 | 0 | 0 | 0 | 0 | 1 | 1 | 1 | 1 | 3 | [13 empty] | 2 | 2 | 4 | 2 | 3 | 1 | 1 | 0
PG&E NGBA | Homestake | 115 | LDES | 0 | 0 | 0 | 0 | 0 | 0 | 0 | 0 | 0 | 0 | 0 | 5 | 2 | 1 | 1 | [14 empty] | 2 | 1 | 4 | 2 | 3 | 1 | 1 | 0
PG&E NGBA | Honcut | 115 | LDES | 0 | 0 | 0 | 0 | 0 | 0 | 0 | 0 | 0 | 0 | 0 | 5 | 2 | 1 | 1 | [14 empty] | 2 | 1 | 4 | 2 | 3 | 1 | 1 | 0
SDGE | Hoodoo Wash | 500 | LDES | 0 | 0 | 0 | 0 | 0 | 0 | 0 | 0 | 0 | 0 | 0 | 5 | 2 | 4 | 2 | [14 empty] | 2 | 2 | 4 | 2 | 3 | 1 | 1 | 0
PG&E NGBA | Hopland | 115 | LDES | 0 | 0 | 0 | 0 | 0 | 0 | 0 | 0 | 0 | 0 | 0 | 5 | 2 | 1 | 1 | [14 empty] | 2 | 2 | 4 | 2 | 3 | 1 | 1 | 0
PG&E NGBA | Hopland | 60 | LDES | 0 | 0 | 0 | 0 | 0 | 0 | 0 | 0 | 0 | 0 | 0 | 5 | 2 | 1 | 1 | [14 empty] | 2 | 2 | 4 | 2 | 3 | 1 | 1 | 0
PG&E NGBA | Humboldt | 115 | LDES | 0 | 0 | 0 | 0 | 0 | 0 | 0 | 0 | 0 | 0 | 0 | 5 | 2 | 1 | 1 | 3 | [13 empty] | 2 | 2 | 3 | 2 | 3 | 1 | 1 | 0
PG&E NGBA | Humboldt | 60 | LDES | 0 | 0 | 0 | 0 | 0 | 0 | 0 | 0 | 0 | 0 | 0 | 5 | 2 | 1 | 1 | [14 empty] | 2 | 2 | 3 | 2 | 3 | 1 | 1 | 0
PG&E NGBA | Humboldt | 500 | LDES | 0 | 0 | 0 | 0 | 0 | 0 | 0 | 0 | 0 | 0 | 0 | 5 | 2 | 1 | 1 | [14 empty] | 2 | 2 | 3 | 2 | 3 | 1 | 1 | 0
SCE Metro | Huntington Beach | 230 | LDES | 0 | 0 | 0 | 0 | 0 | 0 | 0 | 0 | 0 | 0 | 0 | 1 | 1 | 1 | 1 | [14 empty] | 1 | 1 | 1 | 1 | 2 | 1 | 1 | 0
PG&E NGBA | Ignacio | 115 | LDES | 0 | 0 | 0 | 0 | 0 | 0 | 0 | 0 | 0 | 0 | 0 | 5 | 2 | 1 | 1 | 3 | [13 empty] | 2 | 1 | 4 | 1 | 3 | 1 | 1 | 0
PG&E NGBA | Ignacio | 230 | LDES | 0 | 0 | 0 | 0 | 0 | 0 | 0 | 0 | 0 | 0 | 0 | 5 | 2 | 1 | 1 | 3 | [13 empty] | 2 | 1 | 4 | 1 | 3 | 1 | 1 | 0
PG&E NGBA | Ignacio | 60 | LDES | 0 | 0 | 0 | 0 | 0 | 0 | 0 | 0 | 0 | 0 | 0 | 5 | 2 | 1 | 1 | 3 | [13 empty] | 2 | 1 | 4 | 1 | 3 | 1 | 1 | 0
SDGE | Imperial Beach | 69 | LDES | 0 | 0 | 0 | 0 | 0 | 0 | 0 | 0 | 0 | 0 | 0 | 1 | 1 | 1 | 1 | [14 empty] | 2 | 1 | 3 | 1 | 2 | 1 | 1 | 0
SDGE | Imperial Valley | 230 | LDES | 0 | 0 | 0 | 0 | 0 | 0 | 0 | 0 | 0 | 0 | 0 | 1 | 1 | 1 | 1 | 4 | [13 empty] | 1 | 1 | 2 | 2 | 1 | 1 | 1 | 0
SDGE | Imperial Valley | 500 | LDES | 0 | 0 | 0 | 0 | 0 | 0 | 0 | 0 | 0 | 0 | 0 | 1 | 1 | 1 | 1 | 5 | [13 empty] | 1 | 1 | 2 | 2 | 1 | 1 | 1 | 0
EOP | Innovation | 138 | LDES | 0 | 0 | 0 | 0 | 0 | 0 | 0 | 0 | 0 | 0 | 0 | 5 | 2 | 4 | 2 | [14 empty] | 2 | 2 | 4 | 1 | 3 | 1 | 1 | 0
EOP | Innovation | 230 | LDES | 0 | 0 | 0 | 0 | 0 | 0 | 0 | 0 | 0 | 0 | 0 | 5 | 2 | 4 | 2 | [14 empty] | 2 | 2 | 4 | 1 | 3 | 1 | 1 | 0
SCE NOL | Inyokern | 115 | LDES | 0 | 0 | 0 | 0 | 0 | 0 | 0 | 0 | 0 | 0 | 0 | 3 | 3 | 1 | 1 | [14 empty] | 2 | 2 | 4 | 1 | 3 | 1 | 1 | 0
EOP | IS Tap | 138 | LDES | 0 | 0 | 0 | 0 | 0 | 0 | 0 | 0 | 0 | 0 | 0 | 5 | 2 | 4 | 2 | [14 empty] | 2 | 2 | 4 | 1 | 3 | 1 | 1 | 0
EOP | Ivanpah | 115 | LDES | 0 | 0 | 0 | 0 | 0 | 0 | 0 | 0 | 0 | 0 | 0 | 5 | 2 | 4 | 2 | [14 empty] | 2 | 2 | 4 | 1 | 1 | 1 | 1 | 0
EOP | Ivanpah | 230 | LDES | 0 | 0 | 0 | 0 | 0 | 0 | 0 | 0 | 0 | 0 | 0 | 5 | 2 | 4 | 2 | [14 empty] | 2 | 2 | 4 | 1 | 1 | 1 | 1 | 0
EOP | Jackass (DOE) | 138 | LDES | 0 | 0 | 0 | 0 | 0 | 0 | 0 | 0 | 0 | 0 | 0 | 5 | 2 | 4 | 2 | [14 empty] | 2 | 2 | 4 | 1 | 3 | 1 | 1 | 0
PG&E NGBA | James B Black | 230 | LDES | 0 | 0 | 0 | 0 | 0 | 0 | 0 | 0 | 0 | 0 | 0 | 5 | 2 | 1 | 1 | [14 empty] | 2 | 2 | 4 | 2 | 3 | 1 | 1 | 0
PG&E GBA | Jefferson | 230 | LDES | 0 | 0 | 0 | 0 | 0 | 0 | 0 | 0 | 0 | 0 | 0 | 1 | 1 | 1 | 1 | [14 empty] | 2 | 1 | 3 | 1 | 2 | 1 | 1 | 0
PG&E NGBA | Jessup | 115 | LDES | 0 | 0 | 0 | 0 | 0 | 0 | 0 | 0 | 0 | 0 | 0 | 5 | 2 | 1 | 1 | [14 empty] | 2 | 2 | 3 | 2 | 3 | 1 | 1 | 0
SCE Metro | Johanna | 230 | LDES | 0 | 0 | 0 | 0 | 0 | 0 | 0 | 0 | 0 | 0 | 0 | 1 | 1 | 1 | 1 | [14 empty] | 1 | 1 | 2 | 1 | 1 | 1 | 1 | 0
SCE Eastern | Julian Hinds | 230 | LDES | 0 | 0 | 0 | 0 | 0 | 0 | 0 | 0 | 0 | 0 | 0 | 5 | 2 | 1 | 1 | [14 empty] | 2 | 1 | 4 | 1 | 3 | 1 | 1 | 0
PG&E GBA | Kasson | 115 | LDES | 0 | 0 | 0 | 0 | 0 | 0 | 0 | 0 | 0 | 0 | 0 | 1 | 1 | 1 | 1 | [14 empty] | 1 | 1 | 4 | 2 | 1 | 1 | 1 | 0
PG&E GBA | Kasson | 60 | LDES | 0 | 0 | 0 | 0 | 0 | 0 | 0 | 0 | 0 | 0 | 0 | 1 | 1 | 1 | 1 | [14 empty] | 1 | 1 | 4 | 2 | 1 | 1 | 1 | 0
PG&E FRESNO | Kearney | 230 | LDES | 0 | 0 | 0 | 0 | 0 | 0 | 0 | 0 | 0 | 0 | 0 | 5 | 2 | 5 | 2 | [14 empty] | 1 | 1 | 3 | 2 | 1 | 1 | 1 | 0
PG&E FRESNO | Kearney | 70 | LDES | 0 | 0 | 0 | 0 | 0 | 0 | 0 | 0 | 0 | 0 | 0 | 5 | 2 | 5 | 2 | [14 empty] | 1 | 1 | 3 | 2 | 1 | 1 | 1 | 0
PG&E GBA | Kelso | 230 | LDES | 0 | 0 | 0 | 0 | 0 | 0 | 0 | 0 | 0 | 0 | 0 | 5 | 2 | 1 | 1 | [14 empty] | 2 | 1 | 2 | 1 | 2 | 1 | 1 | 0
PG&E FRESNO | Kerchoff 1 | 115 | LDES | 0 | 0 | 0 | 0 | 0 | 0 | 0 | 0 | 0 | 0 | 0 | 5 | 2 | 5 | 2 | [14 empty] | 1 | 1 | 4 | 2 | 3 | 1 | 1 | 0
PG&E KERN | Kern Oil | 115 | LDES | 0 | 0 | 0 | 0 | 0 | 0 | 0 | 0 | 0 | 0 | 0 | 5 | 2 | 5 | 2 | [14 empty] | 1 | 1 | 1 | 1 | 1 | 1 | 1 | 0
PG&E KERN | Kern PP | 115 | LDES | 0 | 0 | 260 | 0 | 260 | 0 | 0 | 0 | 260 | 0 | 260 | 5 | 2 | 5 | 2 | [14 empty] | 1 | 1 | 2 | 1 | 2 | 5- | 1 | 1 | LDES, QA/QCd separately due to location constraints
PG&E KERN | Kern PP | 230 | LDES | 0 | 0 | 0 | 0 | 0 | 0 | 0 | 0 | 0 | 0 | 0 | 5 | 2 | 5 | 2 | [14 empty] | 1 | 1 | 2 | 1 | 2 | 1 | 1 | 0
PG&E KERN | Kern PP | 70 | LDES | 0 | 0 | 0 | 0 | 0 | 0 | 0 | 0 | 0 | 0 | 0 | 5 | 2 | 1 | 1 | [14 empty] | 1 | 1 | 2 | 1 | 2 | 1 | 1 | 0
PG&E KERN | Kernridge | 115 | LDES | 0 | 0 | 0 | 0 | 0 | 0 | 0 | 0 | 0 | 0 | 0 | 5 | 2 | 5 | 2 | [14 empty] | 1 | 1 | 1 | 1 | 1 | 1 | 1 | 0
PG&E FRESNO | Kingsburg | 115 | LDES | 0 | 0 | 0 | 0 | 0 | 0 | 0 | 0 | 0 | 0 | 0 | 5 | 2 | 5 | 2 | [14 empty] | 1 | 1 | 2 | 2 | 1 | 1 | 1 | 0
PG&E GBA | Kirker | 115 | LDES | 0 | 0 | 0 | 0 | 0 | 0 | 0 | 0 | 0 | 0 | 0 | 5 | 2 | 1 | 1 | [14 empty] | 2 | 1 | 3 | 1 | 1 | 1 | 1 | 0
PG&E NGBA | Knights Landing | 115 | LDES | 0 | 0 | 0 | 0 | 0 | 0 | 0 | 0 | 0 | 0 | 0 | 5 | 2 | 1 | 1 | [14 empty] | 2 | 1 | 4 | 2 | 3 | 1 | 1 | 0
PG&E NGBA | Konocti | 60 | LDES | 0 | 0 | 0 | 0 | 0 | 0 | 0 | 0 | 0 | 0 | 0 | 5 | 2 | 1 | 1 | [14 empty] | 2 | 2 | 4 | 2 | 3 | 1 | 1 | 0
SCE NOL | Kramer | 115 | LDES | 0 | 0 | 0 | 0 | 0 | 0 | 0 | 0 | 0 | 0 | 0 | 3 | 3 | 1 | 1 | 3 | [13 empty] | 2 | 1 | 4 | 1 | 3 | 1 | 1 | 0
SCE NOL | Kramer | 230 | LDES | 0 | 0 | 0 | 0 | 0 | 0 | 0 | 0 | 0 | 0 | 0 | 3 | 3 | 1 | 1 | 4 | [13 empty] | 2 | 1 | 4 | 1 | 3 | 1 | 1 | 0
SCE Metro | La Cienega | 230 | LDES | 0 | 0 | 0 | 0 | 0 | 0 | 0 | 0 | 0 | 0 | 0 | 1 | 1 | 1 | 1 | [14 empty] | 1 | 1 | 2 | 1 | 2 | 1 | 1 | 0
SCE Metro | La Fresa | 230 | LDES | 0 | 0 | 0 | 0 | 0 | 0 | 0 | 0 | 0 | 0 | 0 | 1 | 1 | 1 | 1 | [14 empty] | 1 | 1 | 2 | 1 | 2 | 1 | 1 | 0
SCE Metro | Laguna Bell | 230 | LDES | 0 | 0 | 0 | 0 | 0 | 0 | 0 | 0 | 0 | 0 | 0 | 1 | 1 | 1 | 1 | 5 | [13 empty] | 1 | 1 | 2 | 1 | 1 | 1 | 1 | 0
PG&E KERN | Lakeview | 70 | LDES | 0 | 0 | 0 | 0 | 0 | 0 | 0 | 0 | 0 | 0 | 0 | 5 | 2 | 5 | 2 | [14 empty] | 1 | 1 | 4 | 1 | 1 | 1 | 1 | 0
PG&E NGBA | Lakeville | 230 | LDES | 0 | 0 | 0 | 0 | 0 | 0 | 0 | 0 | 0 | 0 | 0 | 5 | 2 | 1 | 1 | 3 | [13 empty] | 2 | 1 | 4 | 2 | 3 | 1 | 1 | 0
PG&E NGBA | Lakeville | 60 | LDES | 0 | 0 | 0 | 0 | 0 | 0 | 0 | 0 | 0 | 0 | 0 | 5 | 2 | 1 | 1 | [14 empty] | 2 | 1 | 4 | 2 | 3 | 1 | 1 | 0
PG&E NGBA | Lakeville | 115 | LDES | 0 | 0 | 0 | 0 | 0 | 0 | 0 | 0 | 0 | 0 | 0 | 5 | 2 | 1 | 1 | 3 | [13 empty] | 2 | 1 | 4 | 2 | 3 | 1 | 1 | 0
PG&E GBA | Lakewood | 115 | LDES | 0 | 0 | 0 | 0 | 0 | 0 | 0 | 0 | 0 | 0 | 0 | 5 | 2 | 1 | 1 | [14 empty] | 2 | 1 | 3 | 1 | 2 | 1 | 1 | 0
PG&E NGBA | Lambie | 230 | LDES | 0 | 0 | 0 | 0 | 0 | 0 | 0 | 0 | 0 | 0 | 0 | 5 | 2 | 1 | 1 | [14 empty] | 2 | 1 | 1 | 1 | 1 | 1 | 1 | 0
PG&E GBA | Lammers | 115 | LDES | 0 | 0 | 0 | 0 | 0 | 0 | 0 | 0 | 0 | 0 | 0 | 1 | 1 | 1 | 1 | 3 | [13 empty] | 1 | 1 | 1 | 2 | 2 | 1 | 1 | 0
PG&E KERN | Lamont | 115 | LDES | 0 | 0 | 0 | 0 | 0 | 0 | 0 | 0 | 0 | 0 | 0 | 5 | 2 | 5 | 2 | 3 | [13 empty] | 1 | 1 | 2 | 1 | 1 | 1 | 1 | 0
PG&E FRESNO | Las Aguilas | 230 | LDES | 0 | 0 | 0 | 0 | 0 | 0 | 0 | 0 | 0 | 0 | 0 | 5 | 2 | 5 | 2 | [14 empty] | 2 | 2 | 4 | 2 | 2 | 1 | 1 | 0
EOP | Lathrop | 138 | LDES | 0 | 0 | 0 | 0 | 0 | 0 | 0 | 0 | 0 | 0 | 0 | 5 | 2 | 4 | 2 | [14 empty] | 2 | 2 | 4 | 1 | 3 | 1 | 1 | 0
EOP | Lathrop | 230 | LDES | 0 | 0 | 0 | 0 | 0 | 0 | 0 | 0 | 0 | 0 | 0 | 5 | 2 | 4 | 2 | [14 empty] | 2 | 2 | 4 | 1 | 3 | 1 | 1 | 0
PG&E FRESNO | Le Grand | 115 | LDES | 0 | 0 | 0 | 0 | 0 | 0 | 0 | 0 | 0 | 0 | 0 | 5 | 2 | 5 | 2 | 3 | [13 empty] | 1 | 1 | 3 | 2 | 1 | 1 | 1 | 0
PG&E FRESNO | Lemoore | 70 | LDES | 0 | 0 | 0 | 0 | 0 | 0 | 0 | 0 | 0 | 0 | 0 | 5 | 2 | 1 | 1 | [14 empty] | 1 | 1 | 3 | 2 | 2 | 1 | 1 | 0
PG&E KERN | Lerdo | 115 | LDES | 0 | 0 | 0 | 0 | 0 | 0 | 0 | 0 | 0 | 0 | 0 | 5 | 2 | 5 | 2 | [14 empty] | 1 | 1 | 4 | 1 | 1 | 1 | 1 | 0
SCE Metro | Lewis | 230 | LDES | 0 | 0 | 0 | 0 | 0 | 0 | 0 | 0 | 0 | 0 | 0 | 1 | 1 | 1 | 1 | [14 empty] | 1 | 1 | 3 | 1 | 2 | 1 | 1 | 0
SCE Metro | Lighthipe | 230 | LDES | 0 | 0 | 0 | 0 | 0 | 0 | 0 | 0 | 0 | 0 | 0 | 1 | 1 | 1 | 1 | [14 empty] | 1 | 1 | 2 | 1 | 1 | 1 | 1 | 0
SDGE | Lilac | 69 | LDES | 0 | 0 | 0 | 0 | 0 | 0 | 0 | 0 | 0 | 0 | 0 | 1 | 1 | 1 | 1 | [14 empty] | 2 | 1 | 3 | 1 | 3 | 1 | 1 | 0
PG&E NGBA | Lincoln | 115 | LDES | 0 | 0 | 0 | 0 | 0 | 0 | 0 | 0 | 0 | 0 | 0 | 5 | 2 | 1 | 1 | [14 empty] | 2 | 1 | 3 | 2 | 3 | 1 | 1 | 0
PG&E KERN | Live Oak | 115 | LDES | 0 | 0 | 0 | 0 | 0 | 0 | 0 | 0 | 0 | 0 | 0 | 5 | 2 | 5 | 2 | [14 empty] | 1 | 1 | 1 | 1 | 1 | 1 | 1 | 0
PG&E GBA | Llagas | 115 | LDES | 0 | 0 | 0 | 0 | 0 | 0 | 0 | 0 | 0 | 0 | 0 | 1 | 1 | 1 | 1 | [14 empty] | 2 | 1 | 2 | 2 | 1 | 1 | 1 | 0
PG&E GBA | Lockeford | 115 | LDES | 0 | 0 | 0 | 0 | 0 | 0 | 0 | 0 | 0 | 0 | 0 | 1 | 1 | 1 | 1 | [14 empty] | 1 | 1 | 4 | 2 | 2 | 1 | 1 | 0
PG&E GBA | Lockeford | 230 | LDES | 0 | 0 | 0 | 0 | 0 | 0 | 0 | 0 | 0 | 0 | 0 | 5 | 2 | 1 | 1 | [14 empty] | 1 | 1 | 4 | 2 | 2 | 1 | 1 | 0
PG&E GBA | Lockeford | 60 | LDES | 0 | 0 | 0 | 0 | 0 | 0 | 0 | 0 | 0 | 0 | 0 | 5 | 2 | 1 | 1 | [14 empty] | 1 | 1 | 4 | 2 | 2 | 1 | 1 | 0
PG&E GBA | Lodi | 230 | LDES | 0 | 0 | 0 | 0 | 0 | 0 | 0 | 0 | 0 | 0 | 0 | 5 | 2 | 1 | 1 | [14 empty] | 1 | 1 | 1 | 2 | 1 | 1 | 1 | 0
PG&E NGBA | Logan Creek | 230 | LDES | 0 | 0 | 0 | 0 | 0 | 0 | 0 | 0 | 0 | 0 | 0 | 5 | 2 | 1 | 1 | [14 empty] | 2 | 2 | 4 | 1 | 2 | 1 | 1 | 0
PG&E GBA | Lone Tree | 230 | LDES | 0 | 0 | 0 | 0 | 0 | 0 | 0 | 0 | 0 | 0 | 0 | 5 | 2 | 1 | 1 | [14 empty] | 2 | 1 | 3 | 1 | 2 | 1 | 1 | 0
PG&E FRESNO | Los Banos | 230 | LDES | 0 | 0 | 0 | 0 | 0 | 0 | 0 | 0 | 0 | 0 | 0 | 5 | 2 | 5 | 2 | 3 | [13 empty] | 1 | 1 | 4 | 2 | 1 | 1 | 1 | 0
PG&E FRESNO | Los Banos | 500 | LDES | 0 | 0 | 0 | 0 | 0 | 0 | 0 | 0 | 0 | 0 | 0 | 1 | 1 | 1 | 1 | 2 | [13 empty] | 1 | 1 | 4 | 2 | 1 | 1 | 1 | 0
SDGE | Los Coches | 138 | LDES | 0 | 0 | 0 | 0 | 0 | 0 | 0 | 0 | 0 | 0 | 0 | 1 | 1 | 1 | 1 | [14 empty] | 2 | 2 | 4 | 2 | 3 | 1 | 1 | 0
SDGE | Los Coches | 69 | LDES | 0 | 0 | 0 | 0 | 0 | 0 | 0 | 0 | 0 | 0 | 0 | 1 | 1 | 1 | 1 | [14 empty] | 2 | 2 | 4 | 2 | 3 | 1 | 1 | 0
PG&E GBA | Los Esteros | 115 | LDES | 0 | 0 | 0 | 0 | 0 | 0 | 0 | 0 | 0 | 0 | 0 | 1 | 1 | 1 | 1 | 4 | [13 empty] | 2 | 1 | 1 | 2 | 1 | 1 | 1 | 0
PG&E GBA | Los Esteros | 230 | LDES | 0 | 0 | 0 | 0 | 0 | 0 | 0 | 0 | 0 | 0 | 0 | 1 | 1 | 1 | 1 | [14 empty] | 2 | 1 | 1 | 2 | 1 | 1 | 1 | 0
PG&E GBA | Los Positas | 230 | LDES | 0 | 0 | 0 | 0 | 0 | 0 | 0 | 0 | 0 | 0 | 0 | 5 | 2 | 1 | 1 | 3 | [13 empty] | 2 | 1 | 3 | 1 | 3 | 1 | 1 | 0
PG&E GBA | Los Positas | 60 | LDES | 0 | 0 | 0 | 0 | 0 | 0 | 0 | 0 | 0 | 0 | 0 | 5 | 2 | 1 | 1 | 3 | [13 empty] | 2 | 1 | 3 | 1 | 3 | 1 | 1 | 0
SDGE | Loveland | 69 | LDES | 0 | 0 | 0 | 0 | 0 | 0 | 0 | 0 | 0 | 0 | 0 | 1 | 1 | 1 | 1 | [14 empty] | 2 | 1 | 3 | 1 | 3 | 1 | 1 | 0
SCE NOL | Lugo | 230 | LDES | 0 | 0 | 286 | 0 | 286 | 0 | 0 | 0 | 286 | 0 | 286 | 1 | 1 | 1 | 1 | [14 empty] | 2 | 1 | 4 | 1 | 2 | 5- | 1 | 1 | LDES, QA/QCd separately due to location constraints
SCE Metro | Lugo | 500 | LDES | 0 | 0 | 0 | 0 | 0 | 0 | 0 | 0 | 0 | 0 | 0 | 1 | 1 | 1 | 1 | 5 | [13 empty] | 2 | 1 | 4 | 1 | 2 | 1+ | 1 | 1
PG&E FRESNO | Madera | 70 | LDES | 0 | 0 | 0 | 0 | 0 | 0 | 0 | 0 | 0 | 0 | 0 | 5 | 2 | 1 | 1 | [14 empty] | 1 | 1 | 4 | 2 | 1 | 1 | 1 | 0
PG&E NGBA | Madison | 115 | LDES | 0 | 0 | 0 | 0 | 0 | 0 | 0 | 0 | 0 | 0 | 0 | 5 | 2 | 1 | 1 | [14 empty] | 2 | 1 | 4 | 2 | 3 | 1 | 1 | 0
PG&E KERN | Magunden | 115 | LDES | 0 | 0 | 0 | 0 | 0 | 0 | 0 | 0 | 0 | 0 | 0 | 5 | 2 | 5 | 2 | [14 empty] | 1 | 1 | 2 | 1 | 1 | 1 | 1 | 0
SCE Northern | Magunden | 230 | LDES | 0 | 0 | 0 | 0 | 0 | 0 | 0 | 0 | 0 | 0 | 0 | 1 | 1 | 1 | 1 | [14 empty] | 1 | 1 | 2 | 1 | 1 | 1 | 1 | 0
PG&E FRESNO | Malaga | 115 | LDES | 0 | 0 | 0 | 0 | 0 | 0 | 0 | 0 | 0 | 0 | 0 | 5 | 2 | 5 | 2 | [14 empty] | 1 | 1 | 1 | 2 | 1 | 1 | 1 | 0
PG&E NGBA | Malin | 500 | LDES | 0 | 0 | 0 | 0 | 0 | 0 | 0 | 0 | 0 | 0 | 0 | 5 | 2 | 1 | 1 | [14 empty] | 2 | 2 | 4 | 2 | 3 | 1+ | 1 | 1
SCE Northern | Mandalay | 230 | LDES | 0 | 0 | 0 | 0 | 0 | 0 | 0 | 0 | 0 | 0 | 0 | 5 | 2 | 4 | 2 | [14 empty] | 2 | 1 | 2 | 1 | 1 | 1 | 1 | 0
PG&E FRESNO | Manning | 230 | LDES | 0 | 0 | 0 | 0 | 0 | 0 | 0 | 0 | 0 | 0 | 0 | 5 | 2 | 1 | 1 | 1 | [13 empty] | 1 | 1 | 2 | 2 | 1 | 1 | 1 | 0
PG&E FRESNO | Manning | 500 | LDES | 0 | 0 | 0 | 0 | 0 | 0 | 0 | 0 | 0 | 0 | 0 | 1 | 1 | 1 | 1 | 2 | [13 empty] | 1 | 1 | 2 | 2 | 1 | 1 | 1 | 0
PG&E GBA | Manteca | 115 | LDES | 0 | 0 | 0 | 0 | 0 | 0 | 0 | 0 | 0 | 0 | 0 | 5 | 2 | 5 | 2 | [14 empty] | 1 | 1 | 2 | 2 | 2 | 1 | 1 | 0
SDGE | Margarita | 138 | LDES | 0 | 0 | 0 | 0 | 0 | 0 | 0 | 0 | 0 | 0 | 0 | 1 | 1 | 1 | 1 | [14 empty] | 1 | 1 | 2 | 1 | 3 | 1 | 1 | 0
PG&E GBA | Martin | 230 | LDES | 0 | 0 | 0 | 0 | 0 | 0 | 0 | 0 | 0 | 0 | 0 | 5 | 2 | 1 | 1 | 3 | [13 empty] | 2 | 1 | 3 | 1 | 2 | 1 | 1 | 0
PG&E GBA | Martin | 115 | LDES | 0 | 0 | 0 | 0 | 0 | 0 | 0 | 0 | 0 | 0 | 0 | 1 | 1 | 1 | 1 | 4 | [13 empty] | 2 | 1 | 3 | 1 | 2 | 1 | 1 | 0
PG&E GBA | Martinez | 115 | LDES | 0 | 0 | 0 | 0 | 0 | 0 | 0 | 0 | 0 | 0 | 0 | 5 | 2 | 1 | 1 | [14 empty] | 2 | 1 | 1 | 1 | 1 | 1 | 1 | 0
PG&E FRESNO | Mc Mullin | 230 | LDES | 0 | 0 | 0 | 0 | 0 | 0 | 0 | 0 | 0 | 0 | 0 | 5 | 2 | 5 | 2 | [14 empty] | 1 | 1 | 3 | 2 | 1 | 1 | 1 | 0
PG&E FRESNO | McCall | 115 | LDES | 0 | 0 | 0 | 0 | 0 | 0 | 0 | 0 | 0 | 0 | 0 | 5 | 2 | 5 | 2 | [14 empty] | 1 | 1 | 3 | 2 | 1 | 1 | 1 | 0
PG&E FRESNO | McCall | 230 | LDES | 0 | 0 | 0 | 0 | 0 | 0 | 0 | 0 | 0 | 0 | 0 | 5 | 2 | 5 | 2 | [14 empty] | 1 | 1 | 3 | 2 | 1 | 1 | 1 | 0
PG&E GBA | Meadow Lane | 115 | LDES | 0 | 0 | 0 | 0 | 0 | 0 | 0 | 0 | 0 | 0 | 0 | 5 | 2 | 1 | 1 | [14 empty] | 2 | 1 | 2 | 1 | 1 | 1 | 1 | 0
PG&E GBA | Melones | 115 | LDES | 0 | 0 | 0 | 0 | 0 | 0 | 0 | 0 | 0 | 0 | 0 | 1 | 1 | 1 | 1 | [14 empty] | 2 | 1 | 4 | 1 | 3 | 1 | 1 | 0
PG&E GBA | Melones | 230 | LDES | 0 | 0 | 0 | 0 | 0 | 0 | 0 | 0 | 0 | 0 | 0 | 1 | 1 | 1 | 1 | [14 empty] | 2 | 1 | 4 | 1 | 3 | 1 | 1 | 0
SDGE | Melrose | 69 | LDES | 0 | 0 | 0 | 0 | 0 | 0 | 0 | 0 | 0 | 0 | 0 | 1 | 1 | 1 | 1 | [14 empty] | 2 | 1 | 3 | 1 | 3 | 1 | 1 | 0
PG&E NGBA | Mendocino | 115 | LDES | 0 | 0 | 0 | 0 | 0 | 0 | 0 | 0 | 0 | 0 | 0 | 5 | 2 | 1 | 1 | [14 empty] | 2 | 2 | 4 | 2 | 3 | 1 | 1 | 0
PG&E NGBA | Mendocino | 60 | LDES | 0 | Mapped as Flow-Battery | 0 | 0 | 0 | 0 | 0 | 0 | 0 | 0 | 0 | 5 | 2 | 1 | 1 | [14 empty] | 2 | 2 | 4 | 2 | 3 | 1 | 5 | 1
PG&E FRESNO | Mendota | 115 | LDES | 0 | 0 | 0 | 0 | 0 | 0 | 0 | 0 | 0 | 0 | 0 | 5 | 2 | 5 | 2 | 1 | [13 empty] | 1 | 1 | 3 | 2 | 1 | 1 | 1 | 0
PG&E GBA | Menlo | 60 | LDES | 0 | 0 | 0 | 0 | 0 | 0 | 0 | 0 | 0 | 0 | 0 | 5 | 2 | 1 | 1 | [14 empty] | 2 | 1 | 3 | 1 | 2 | 1 | 1 | 0
PG&E FRESNO | Merced | 115 | LDES | 0 | 0 | 0 | 0 | 0 | 0 | 0 | 0 | 0 | 0 | 0 | 5 | 2 | 5 | 2 | [14 empty] | 1 | 1 | 4 | 2 | 1 | 1 | 1 | 0
EOP | Mercury | 138 | LDES | 0 | 0 | 0 | 0 | 0 | 0 | 0 | 0 | 0 | 0 | 0 | 5 | 2 | 4 | 2 | [14 empty] | 2 | 2 | 4 | 1 | 3 | 1 | 1 | 0
PG&E FRESNO | Mercy Springs | 70 | LDES | 0 | 0 | 0 | 0 | 0 | 0 | 0 | 0 | 0 | 0 | 0 | 5 | 2 | 5 | 2 | [14 empty] | 1 | 1 | 4 | 2 | 1 | 1 | 1 | 0
PG&E NGBA | Meridian | 60 | LDES | 0 | 0 | 0 | 0 | 0 | 0 | 0 | 0 | 0 | 0 | 0 | 5 | 2 | 1 | 1 | [14 empty] | 2 | 2 | 4 | 1 | 3 | 1 | 1 | 0
PG&E KERN | Mesa (PGE) | 115 | LDES | 0 | 0 | 0 | 0 | 0 | 0 | 0 | 0 | 0 | 0 | 0 | 5 | 2 | 1 | 1 | [14 empty] | 2 | 2 | 3 | 2 | 2 | 1 | 1 | 0
PG&E KERN | Mesa (PGE) | 230 | LDES | 0 | 0 | 350 | 0 | 350 | 0 | 0 | 0 | 350 | 0 | 350 | 5 | 2 | 5 | 2 | [14 empty] | 2 | 2 | 3 | 2 | 2 | 5- | 1 | 1 | LDES, QA/QCd separately due to location constraints
SCE Metro | Mesa (SCE) | 230 | LDES | 0 | 0 | 0 | 0 | 0 | 0 | 0 | 0 | 0 | 0 | 0 | 1 | 1 | 1 | 1 | [14 empty] | 1 | 1 | 3 | 1 | 2 | 1 | 1 | 0
SCE Metro | Mesa (SCE) | 500 | LDES | 0 | 0 | 0 | 0 | 0 | 0 | 0 | 0 | 0 | 0 | 0 | 1 | 1 | 1 | 1 | [14 empty] | 1 | 1 | 3 | 1 | 2 | 1 | 1 | 0
SDGE | Mesa Heights | 69 | LDES | 0 | 0 | 0 | 0 | 0 | 0 | 0 | 0 | 0 | 0 | 0 | 1 | 1 | 1 | 1 | [14 empty] | 2 | 1 | 2 | 1 | 3 | 1 | 1 | 0
PG&E GBA | Metcalf | 115 | LDES | 0 | 0 | 0 | 0 | 0 | 0 | 0 | 0 | 0 | 0 | 0 | 1 | 1 | 1 | 1 | 4 | [13 empty] | 2 | 1 | 1 | 2 | 3 | 1 | 1 | 0
PG&E GBA | Metcalf | 230 | LDES | 0 | 0 | 0 | 0 | 0 | 0 | 0 | 0 | 0 | 0 | 0 | 1 | 1 | 1 | 1 | 4 | [13 empty] | 2 | 1 | 1 | 2 | 3 | 1 | 1 | 0
PG&E GBA | Metcalf | 500 | LDES | 0 | 0 | 0 | 0 | 0 | 0 | 0 | 0 | 0 | 0 | 0 | 1 | 1 | 1 | 1 | 5 | [13 empty] | 2 | 1 | 1 | 2 | 3 | 1 | 1 | 0
PG&E KERN | Midway | 115 | LDES | 0 | 0 | 0 | 0 | 0 | 0 | 0 | 0 | 0 | 0 | 0 | 5 | 2 | 5 | 2 | 4 | [13 empty] | 1 | 1 | 3 | 1 | 1 | 1 | 1 | 0
PG&E KERN | Midway | 230 | LDES | 0 | 0 | 0 | 0 | 0 | 0 | 0 | 0 | 0 | 0 | 0 | 5 | 2 | 5 | 2 | 4 | [13 empty] | 1 | 1 | 3 | 1 | 1 | 1 | 1 | 0
PG&E KERN | Midway | 500 | LDES | 0 | 0 | 0 | 0 | 0 | 0 | 0 | 0 | 0 | 0 | 0 | 5 | 2 | 4 | 2 | 5 | [13 empty] | 1 | 1 | 3 | 1 | 1 | 1 | 1 | 0
SDGE | Miguel | 230 | LDES | 0 | 0 | 0 | 0 | 0 | 0 | 0 | 0 | 0 | 0 | 0 | 1 | 1 | 1 | 1 | [14 empty] | 2 | 1 | 3 | 1 | 2 | 1 | 1 | 0
SDGE | Miguel | 500 | LDES | 0 | 0 | 0 | 0 | 0 | 0 | 0 | 0 | 0 | 0 | 0 | 1 | 1 | 1 | 1 | [14 empty] | 2 | 1 | 3 | 1 | 2 | 1 | 1 | 0
SDGE | Miguel | 69 | LDES | 0 | 0 | 0 | 0 | 0 | 0 | 0 | 0 | 0 | 0 | 0 | 1 | 1 | 1 | 1 | [14 empty] | 2 | 1 | 3 | 1 | 2 | 1 | 1 | 0
PG&E GBA | Millbrae | 115 | LDES | 0 | 0 | 0 | 0 | 0 | 0 | 0 | 0 | 0 | 0 | 0 | 1 | 1 | 1 | 1 | [14 empty] | 2 | 1 | 3 | 1 | 2 | 1 | 1 | 0
PG&E GBA | Miller | 115 | LDES | 0 | 0 | 0 | 0 | 0 | 0 | 0 | 0 | 0 | 0 | 0 | 1 | 1 | 1 | 1 | [14 empty] | 1 | 1 | 4 | 2 | 1 | 1 | 1 | 0
SCE Metro | Mira Loma | 230 | LDES | 0 | 0 | 0 | 0 | 0 | 0 | 0 | 0 | 0 | 0 | 0 | 1 | 1 | 1 | 1 | 5 | [13 empty] | 1 | 1 | 1 | 1 | 1 | 1 | 1 | 0
SCE Metro | Mira Loma | 500 | LDES | 0 | 0 | 0 | 0 | 0 | 0 | 0 | 0 | 0 | 0 | 0 | 1 | 1 | 1 | 1 | 5 | [13 empty] | 1 | 1 | 1 | 1 | 1 | 1 | 1 | 0
SCE Eastern | Mirage | 115 | LDES | 0 | 0 | 0 | 0 | 0 | 0 | 0 | 0 | 0 | 0 | 0 | 5 | 2 | 1 | 1 | [14 empty] | 2 | 1 | 3 | 1 | 3 | 1 | 1 | 0
SCE Eastern | Mirage | 230 | LDES | 0 | 0 | 0 | 0 | 0 | 0 | 0 | 0 | 0 | 0 | 0 | 5 | 2 | 1 | 1 | [14 empty] | 2 | 1 | 3 | 1 | 3 | 1 | 1 | 0
SDGE | Mission | 138 | LDES | 0 | 0 | 0 | 0 | 0 | 0 | 0 | 0 | 0 | 0 | 0 | 1 | 1 | 1 | 1 | [14 empty] | 2 | 1 | 2 | 1 | 2 | 1 | 1 | 0
SDGE | Mission | 230 | LDES | 0 | 0 | 0 | 0 | 0 | 0 | 0 | 0 | 0 | 0 | 0 | 1 | 1 | 1 | 1 | [14 empty] | 2 | 1 | 2 | 1 | 2 | 1 | 1 | 0
SDGE | Mission | 69 | LDES | 0 | 0 | 0 | 0 | 0 | 0 | 0 | 0 | 0 | 0 | 0 | 1 | 1 | 1 | 1 | [14 empty] | 2 | 1 | 2 | 1 | 2 | 1 | 1 | 0
PG&E GBA | Mi-Wuk | 115 | LDES | 0 | 0 | 0 | 0 | 0 | 0 | 0 | 0 | 0 | 0 | 0 | 1 | 1 | 1 | 1 | [14 empty] | 2 | 1 | 4 | 1 | 3 | 1 | 1 | 0
EOP | Mohave | 500 | LDES | 0 | 0 | 400 | 0 | 400 | 0 | 0 | 0 | 400 | 0 | 400 | 5 | 2 | 4 | 2 | 5 | [13 empty] | 2 | 2 | 3 | 1 | 3 | 5- | 1 | 1 | LDES, QA/QCd separately due to location constraints
PG&E NGBA | Monroe | 115 | LDES | 0 | 0 | 0 | 0 | 0 | 0 | 0 | 0 | 0 | 0 | 0 | 5 | 2 | 1 | 1 | [14 empty] | 2 | 1 | 3 | 2 | 2 | 1 | 1 | 0
SDGE | Monserate | 69 | LDES | 0 | 0 | 0 | 0 | 0 | 0 | 0 | 0 | 0 | 0 | 0 | 1 | 1 | 1 | 1 | [14 empty] | 2 | 1 | 3 | 1 | 3 | 1 | 1 | 0
PG&E GBA | Monta Vista | 115 | LDES | 0 | 0 | 0 | 0 | 0 | 0 | 0 | 0 | 0 | 0 | 0 | 1 | 1 | 1 | 1 | [14 empty] | 2 | 1 | 3 | 2 | 3 | 1 | 1 | 0
PG&E GBA | Monta Vista | 230 | LDES | 0 | 0 | 0 | 0 | 0 | 0 | 0 | 0 | 0 | 0 | 0 | 1 | 1 | 1 | 1 | [14 empty] | 2 | 1 | 3 | 2 | 3 | 1 | 1 | 0
PG&E GBA | Monta Vista | 60 | LDES | 0 | 0 | 0 | 0 | 0 | 0 | 0 | 0 | 0 | 0 | 0 | 1 | 1 | 1 | 1 | [14 empty] | 2 | 1 | 3 | 2 | 3 | 1 | 1 | 0
PG&E NGBA | Monticello | 115 | LDES | 0 | 0 | 0 | 0 | 0 | 0 | 0 | 0 | 0 | 0 | 0 | 5 | 2 | 1 | 1 | [14 empty] | 2 | 1 | 4 | 2 | 3 | 1 | 1 | 0
SCE Northern | Moorpark | 230 | LDES | 0 | 0 | 0 | 0 | 0 | 0 | 0 | 0 | 0 | 0 | 0 | 5 | 2 | 4 | 2 | 4 | [13 empty] | 2 | 1 | 4 | 1 | 3 | 1 | 1 | 0
SCE Northern | Moorpark | 66 | LDES | 0 | 0 | 0 | 0 | 0 | 0 | 0 | 0 | 0 | 0 | 0 | 5 | 2 | 4 | 2 | [14 empty] | 2 | 1 | 4 | 1 | 3 | 1 | 1 | 0
PG&E GBA | Moraga | 115 | LDES | 0 | 0 | 0 | 0 | 0 | 0 | 0 | 0 | 0 | 0 | 0 | 5 | 2 | 1 | 1 | [14 empty] | 2 | 1 | 3 | 1 | 3 | 1 | 1 | 0
PG&E GBA | Moraga | 230 | LDES | 0 | 0 | 0 | 0 | 0 | 0 | 0 | 0 | 0 | 0 | 0 | 5 | 2 | 1 | 1 | [14 empty] | 2 | 1 | 3 | 1 | 3 | 1 | 1 | 0
PG&E GBA | Morgan Hill | 115 | LDES | 0 | 0 | 0 | 0 | 0 | 0 | 0 | 0 | 0 | 0 | 0 | 1 | 1 | 1 | 1 | [14 empty] | 2 | 1 | 3 | 2 | 2 | 1 | 1 | 0
PG&E KERN | Morro Bay | 115 | LDES | 0 | 0 | 0 | 0 | 0 | 0 | 0 | 0 | 0 | 0 | 0 | 5 | 2 | 1 | 1 | [14 empty] | 2 | 2 | 2 | 2 | 3 | 1 | 1 | 0
PG&E KERN | Morro Bay | 230 | LDES | 0 | 0 | 0 | 0 | 0 | 0 | 0 | 0 | 0 | 0 | 0 | 5 | 2 | 5 | 2 | [14 empty] | 2 | 2 | 2 | 2 | 3 | 1 | 1 | 0
PG&E KERN | Morro Bay | 500 | LDES | 0 | 0 | 362 | 0 | 362 | 0 | 0 | 0 | 362 | 0 | 362 | 5 | 2 | 4 | 2 | [14 empty] | 2 | 2 | 2 | 2 | 3 | 5- | 1 | 1 | LDES, QA/QCd separately due to location constraints
PG&E GBA | Moss Landing | 115 | LDES | 0 | 0 | 0 | 0 | 0 | 0 | 0 | 0 | 0 | 0 | 0 | 1 | 1 | 1 | 1 | [14 empty] | 2 | 2 | 1 | 2 | 2 | 1 | 1 | 0
PG&E GBA | Moss Landing | 230 | LDES | 0 | 0 | 0 | 0 | 0 | 0 | 0 | 0 | 0 | 0 | 0 | 1 | 1 | 1 | 1 | [14 empty] | 2 | 2 | 1 | 2 | 2 | 1 | 1 | 0
PG&E GBA | Moss Landing | 500 | LDES | 0 | 0 | 0 | 0 | 0 | 0 | 0 | 0 | 0 | 0 | 0 | 5 | 2 | 1 | 1 | 5 | [13 empty] | 2 | 2 | 1 | 2 | 2 | 1 | 1 | 0
EOP | Mountain Pass | 115 | LDES | 0 | 0 | 0 | 0 | 0 | 0 | 0 | 0 | 0 | 0 | 0 | 5 | 2 | 4 | 2 | [14 empty] | 2 | 2 | 4 | 1 | 1 | 1 | 1 | 0
PG&E GBA | Mountain View | 115 | LDES | 0 | 0 | 0 | 0 | 0 | 0 | 0 | 0 | 0 | 0 | 0 | 1 | 1 | 1 | 1 | [14 empty] | 2 | 1 | 2 | 2 | 2 | 1 | 1 | 0
PG&E GBA | Mt Eden | 115 | LDES | 0 | 0 | 0 | 0 | 0 | 0 | 0 | 0 | 0 | 0 | 0 | 5 | 2 | 1 | 1 | [14 empty] | 2 | 1 | 2 | 1 | 2 | 1 | 1 | 0
PG&E KERN | Mt Poso | 115 | LDES | 0 | 0 | 0 | 0 | 0 | 0 | 0 | 0 | 0 | 0 | 0 | 5 | 2 | 1 | 1 | [14 empty] | 1 | 1 | 2 | 1 | 1 | 1 | 1 | 0
SDGE | Murray | 69 | LDES | 0 | 0 | 0 | 0 | 0 | 0 | 0 | 0 | 0 | 0 | 0 | 1 | 1 | 1 | 1 | [14 empty] | 2 | 1 | 2 | 1 | 2 | 1 | 1 | 0
PG&E FRESNO | Mustang | 230 | LDES | 0 | 0 | 0 | 0 | 0 | 0 | 0 | 0 | 0 | 0 | 0 | 5 | 2 | 5 | 2 | [14 empty] | 1 | 1 | 1 | 2 | 1 | 1 | 1 | 0
SCE Northern | Neenach | 66 | LDES | 0 | 0 | 0 | 0 | 0 | 0 | 0 | 0 | 0 | 0 | 0 | 1 | 1 | 1 | 1 | [14 empty] | 2 | 1 | 4 | 1 | 3 | 1 | 1 | 0
PG&E KERN | New Sub - Gates - Midway (Proposed) | 230 | LDES | 0 | 0 | 0 | 0 | 0 | 0 | 0 | 0 | 0 | 0 | 0 | 5 | 2 | 5 | 2 | 3 | [13 empty] | 1 | 1 | 4 | 2 | 1 | 1 | 1 | 0
PG&E KERN | New Sub - Gates - Templeton (Proposed) | 230 | LDES | 0 | 0 | 0 | 0 | 0 | 0 | 0 | 0 | 0 | 0 | 0 | 5 | 2 | 5 | 2 | [14 empty] | 1 | 1 | 4 | 2 | 1 | 1 | 1 | 0
SCE NOL | New Sub - Kramer - Lugo (Proposed) | 230 | LDES | 0 | 0 | 0 | 0 | 0 | 0 | 0 | 0 | 0 | 0 | 0 | 3 | 3 | 1 | 1 | [14 empty] | 2 | 1 | 2 | 1 | 1 | 1 | 1 | 0
PG&E FRESNO | New Sub - Los Banos - Midway (Proposed) | 500 | LDES | 0 | 0 | 0 | 0 | 0 | 0 | 0 | 0 | 0 | 0 | 0 | 5 | 2 | 4 | 2 | 5 | [13 empty] | 1 | 1 | 4 | 2 | 1 | 1 | 1 | 0
SCE NOL | New Sub - Lugo - Pisgah (Proposed) | 230 | LDES | 0 | 0 | 0 | 0 | 0 | 0 | 0 | 0 | 0 | 0 | 0 | 1 | 1 | 1 | 1 | [14 empty] | 2 | 1 | 3 | 1 | 3 | 1 | 1 | 0
PG&E KERN | New Sub - Midway - Wheeler Ridge (Proposed) | 230 | LDES | 0 | 0 | 0 | 0 | 0 | 0 | 0 | 0 | 0 | 0 | 0 | 5 | 2 | 5 | 2 | [14 empty] | 1 | 1 | 3 | 1 | 1 | 1 | 1 | 0
PG&E NGBA | New Sub - Near existing Leavitt (PSREC) | 345 | LDES | 0 | 0 | 0 | 0 | 0 | 0 | 0 | 0 | 0 | 0 | 0 | 5 | 2 | 1 | 1 | [14 empty] | 2 | 2 | 1 | 1 | 3 | 1 | 1 | 0
PG&E NGBA | New Sub - Near existing Madeline (NVE) | 345 | LDES | 0 | 0 | 0 | 0 | 0 | 0 | 0 | 0 | 0 | 0 | 0 | 5 | 2 | 1 | 1 | [14 empty] | 2 | 2 | 4 | 1 | 3 | 1 | 1 | 0
SDGE | New Sub - North Gila - IV (Proposed) | 500 | LDES | 0 | 0 | 0 | 0 | 0 | 0 | 0 | 0 | 0 | 0 | 0 | 1 | 1 | 1 | 1 | [14 empty] | 2 | 1 | 4 | 2 | 2 | 1 | 1 | 0
PG&E NGBA | New Sub - Pit 1 - Cottonwood (Proposed) | 230 | LDES | 0 | 0 | 0 | 0 | 0 | 0 | 0 | 0 | 0 | 0 | 0 | 5 | 2 | 1 | 1 | [14 empty] | 2 | 2 | 4 | 2 | 3 | 1 | 1 | 0
PG&E GBA | New Sub - Rancho Seco - Bellota (Proposed) | 230 | LDES | 0 | 0 | 0 | 0 | 0 | 0 | 0 | 0 | 0 | 0 | 0 | 1 | 1 | 1 | 1 | [14 empty] | 1 | 1 | 4 | 2 | 3 | 1 | 1 | 0
SDGE | New Sub - Suncrest - Ocotillo (Proposed) | 500 | LDES | 0 | 0 | 0 | 0 | 0 | 0 | 0 | 0 | 0 | 0 | 0 | 1 | 1 | 1 | 1 | [14 empty] | 2 | 1 | 4 | 1 | 3 | 1 | 1 | 0
PG&E FRESNO | New Sub - Westley - Quinto (Proposed) | 230 | LDES | 0 | 0 | 0 | 0 | 0 | 0 | 0 | 0 | 0 | 0 | 0 | 1 | 1 | 1 | 1 | [14 empty] | 1 | 1 | 4 | 2 | 1 | 1 | 1 | 0
PG&E GBA | Newark | 115 | LDES | 0 | 0 | 0 | 0 | 0 | 0 | 0 | 0 | 0 | 0 | 0 | 1 | 1 | 1 | 1 | [14 empty] | 2 | 1 | 3 | 1 | 2 | 1 | 1 | 0
PG&E GBA | Newark | 230 | LDES | 0 | 0 | 0 | 0 | 0 | 0 | 0 | 0 | 0 | 0 | 0 | 1 | 1 | 1 | 1 | 4 | [13 empty] | 2 | 1 | 3 | 1 | 2 | 1 | 1 | 0
PG&E GBA | Newark | 60 | LDES | 0 | 0 | 0 | 0 | 0 | 0 | 0 | 0 | 0 | 0 | 0 | 5 | 2 | 1 | 1 | 3 | [13 empty] | 2 | 1 | 3 | 1 | 2 | 1 | 1 | 0
PG&E FRESNO | Newhall | 115 | LDES | 0 | 0 | 0 | 0 | 0 | 0 | 0 | 0 | 0 | 0 | 0 | 5 | 2 | 1 | 1 | [14 empty] | 1 | 1 | 4 | 2 | 1 | 1 | 1 | 0
PG&E KERN | Norco | 115 | LDES | 0 | 0 | 0 | 0 | 0 | 0 | 0 | 0 | 0 | 0 | 0 | 5 | 2 | 5 | 2 | [14 empty] | 1 | 1 | 3 | 1 | 1 | 1 | 1 | 0
PG&E GBA | Nortech | 115 | LDES | 0 | 0 | 0 | 0 | 0 | 0 | 0 | 0 | 0 | 0 | 0 | 1 | 1 | 1 | 1 | [14 empty] | 2 | 1 | 2 | 2 | 1 | 1 | 1 | 0
SDGE | North City Metering | 138 | LDES | 0 | 0 | 0 | 0 | 0 | 0 | 0 | 0 | 0 | 0 | 0 | 1 | 1 | 1 | 1 | [14 empty] | 2 | 1 | 2 | 1 | 3 | 1 | 1 | 0
PG&E GBA | North Dublin | 230 | LDES | 0 | 0 | 0 | 0 | 0 | 0 | 0 | 0 | 0 | 0 | 0 | 5 | 2 | 1 | 1 | [14 empty] | 2 | 1 | 2 | 1 | 3 | 1 | 1 | 0
SDGE | North Gila | 500 | LDES | 0 | 0 | 0 | 0 | 0 | 0 | 0 | 0 | 0 | 0 | 0 | 1 | 1 | 1 | 1 | [14 empty] | 2 | 2 | 4 | 2 | 3 | 1 | 1 | 0
SCE Metro | North of SONGS | 230 | LDES | 0 | 0 | 0 | 0 | 0 | 0 | 0 | 0 | 0 | 0 | 0 | 1 | 1 | 1 | 1 | [14 empty] | 2 | 1 | 3 | 1 | 3 | 1 | 1 | 0
SCE Metro | North of SONGS | 500 | LDES | 0 | 0 | 0 | 0 | 0 | 0 | 0 | 0 | 0 | 0 | 0 | 1 | 1 | 1 | 1 | [14 empty] | 2 | 1 | 3 | 1 | 3 | 1 | 1 | 0
PG&E NGBA | Notre Dame | 115 | LDES | 0 | 0 | 0 | 0 | 0 | 0 | 0 | 0 | 0 | 0 | 0 | 5 | 2 | 1 | 1 | [14 empty] | 2 | 1 | 4 | 2 | 2 | 1 | 1 | 0
PG&E GBA | Oakland C | 115 | LDES | 0 | 0 | 0 | 0 | 0 | 0 | 0 | 0 | 0 | 0 | 0 | 5 | 2 | 1 | 1 | 3 | [13 empty] | 2 | 1 | 1 | 1 | 2 | 1 | 1 | 0
PG&E GBA | Oakland J | 115 | LDES | 0 | 0 | 0 | 0 | 0 | 0 | 0 | 0 | 0 | 0 | 0 | 5 | 2 | 1 | 1 | [14 empty] | 2 | 1 | 2 | 1 | 1 | 1 | 1 | 0
PG&E GBA | Oakland L | 115 | LDES | 0 | 0 | 0 | 0 | 0 | 0 | 0 | 0 | 0 | 0 | 0 | 5 | 2 | 1 | 1 | [14 empty] | 2 | 1 | 2 | 1 | 1 | 1 | 1 | 0
PG&E GBA | Oakland X | 115 | LDES | 0 | 0 | 0 | 0 | 0 | 0 | 0 | 0 | 0 | 0 | 0 | 5 | 2 | 1 | 1 | [14 empty] | 2 | 1 | 2 | 1 | 2 | 1 | 1 | 0
SDGE | Ocean Ranch | 69 | LDES | 0 | 0 | 0 | 0 | 0 | 0 | 0 | 0 | 0 | 0 | 0 | 1 | 1 | 1 | 1 | [14 empty] | 2 | 1 | 4 | 1 | 3 | 1 | 1 | 0
PG&E KERN | Oceano | 115 | LDES | 0 | 0 | 0 | 0 | 0 | 0 | 0 | 0 | 0 | 0 | 0 | 5 | 2 | 1 | 1 | [14 empty] | 2 | 2 | 4 | 2 | 3 | 1 | 1 | 0
SDGE | Ocotillo Express | 500 | LDES | 0 | 0 | 0 | 0 | 0 | 0 | 0 | 0 | 0 | 0 | 0 | 1 | 1 | 1 | 1 | [14 empty] | 2 | 1 | 4 | 2 | 3 | 1 | 1 | 0
PG&E KERN | Old River | 70 | LDES | 0 | 0 | 0 | 0 | 0 | 0 | 0 | 0 | 0 | 0 | 0 | 5 | 2 | 5 | 2 | [14 empty] | 1 | 1 | 4 | 1 | 2 | 1 | 1 | 0
SDGE | Old Town | 230 | LDES | 0 | 0 | 0 | 0 | 0 | 0 | 0 | 0 | 0 | 0 | 0 | 1 | 1 | 1 | 1 | [14 empty] | 2 | 1 | 3 | 1 | 2 | 1 | 1 | 0
SCE Metro | Olinda | 230 | LDES | 0 | 0 | 0 | 0 | 0 | 0 | 0 | 0 | 0 | 0 | 0 | 1 | 1 | 1 | 1 | [14 empty] | 1 | 1 | 2 | 1 | 2 | 1 | 1 | 0
PG&E FRESNO | Olive | 115 | LDES | 0 | 0 | 0 | 0 | 0 | 0 | 0 | 0 | 0 | 0 | 0 | 5 | 2 | 5 | 2 | 3 | [13 empty] | 1 | 1 | 4 | 1 | 1 | 1 | 1 | 0
PG&E NGBA | Olivehurst | 115 | LDES | 0 | 0 | 0 | 0 | 0 | 0 | 0 | 0 | 0 | 0 | 0 | 5 | 2 | 1 | 1 | [14 empty] | 2 | 2 | 2 | 1 | 2 | 1 | 1 | 0
PG&E NGBA | Oregon Trail | 60 | LDES | 0 | 0 | 0 | 0 | 0 | 0 | 0 | 0 | 0 | 0 | 0 | 5 | 2 | 1 | 1 | [14 empty] | 2 | 2 | 3 | 2 | 3 | 1 | 1 | 0
SCE Northern | Ormond Beach | 230 | LDES | 0 | 0 | 0 | 0 | 0 | 0 | 0 | 0 | 0 | 0 | 0 | 5 | 2 | 4 | 2 | [14 empty] | 2 | 1 | 1 | 1 | 1 | 1 | 1 | 0
PG&E FRESNO | Oro Loma | 115 | LDES | 0 | 0 | 0 | 0 | 0 | 0 | 0 | 0 | 0 | 0 | 0 | 5 | 2 | 1 | 1 | [14 empty] | 1 | 1 | 4 | 2 | 1 | 1 | 1 | 0
PG&E FRESNO | Oro Loma | 70 | LDES | 0 | 0 | 0 | 0 | 0 | 0 | 0 | 0 | 0 | 0 | 0 | 5 | 2 | 1 | 1 | [14 empty] | 1 | 1 | 4 | 2 | 1 | 1 | 1 | 0
PG&E FRESNO | Orosi | 70 | LDES | 0 | 0 | 0 | 0 | 0 | 0 | 0 | 0 | 0 | 0 | 0 | 5 | 2 | 1 | 1 | [14 empty] | 1 | 1 | 4 | 1 | 1 | 1 | 1 | 0
SDGE | Otay | 69 | LDES | 0 | 0 | 0 | 0 | 0 | 0 | 0 | 0 | 0 | 0 | 0 | 1 | 1 | 1 | 1 | [14 empty] | 2 | 1 | 1 | 1 | 1 | 1 | 1 | 0
SDGE | Otay Mesa | 230 | LDES | 0 | 0 | 0 | 0 | 0 | 0 | 0 | 0 | 0 | 0 | 0 | 1 | 1 | 1 | 1 | [14 empty] | 2 | 1 | 1 | 1 | 3 | 1 | 1 | 0
PG&E FRESNO | Padre Flats SW STA | 230 | LDES | 0 | 0 | 0 | 0 | 0 | 0 | 0 | 0 | 0 | 0 | 0 | 5 | 2 | 1 | 1 | [14 empty] | 1 | 1 | 4 | 2 | 1 | 1 | 1 | 0
EOP | Pahrump | 138 | LDES | 0 | 0 | 0 | 0 | 0 | 0 | 0 | 0 | 0 | 0 | 0 | 5 | 2 | 4 | 2 | [14 empty] | 2 | 2 | 4 | 1 | 3 | 1 | 1 | 0
EOP | Pahrump | 230 | LDES | 0 | 0 | 0 | 0 | 0 | 0 | 0 | 0 | 0 | 0 | 0 | 5 | 2 | 4 | 2 | [14 empty] | 2 | 2 | 4 | 1 | 3 | 1 | 1 | 0
SDGE | Pala | 69 | LDES | 0 | 0 | 0 | 0 | 0 | 0 | 0 | 0 | 0 | 0 | 0 | 1 | 1 | 1 | 1 | [14 empty] | 2 | 1 | 1 | 1 | 3 | 1 | 1 | 0
PG&E NGBA | Palermo | 115 | LDES | 0 | 0 | 0 | 0 | 0 | 0 | 0 | 0 | 0 | 0 | 0 | 5 | 2 | 1 | 1 | 4 | [13 empty] | 2 | 1 | 2 | 2 | 2 | 1 | 1 | 0
PG&E NGBA | Palermo | 230 | LDES | 0 | 0 | 0 | 0 | 0 | 0 | 0 | 0 | 0 | 0 | 0 | 5 | 2 | 1 | 1 | [14 empty] | 2 | 1 | 2 | 2 | 2 | 1 | 1 | 0
SCE Eastern | Palo Verde | 500 | LDES | 0 | 0 | 0 | 0 | 0 | 0 | 0 | 0 | 0 | 0 | 0 | 5 | 2 | 4 | 2 | [14 empty] | 2 | 1 | 4 | 2 | 3 | 1 | 1 | 0
SDGE | Palomar Energy | 230 | LDES | 0 | 0 | 0 | 0 | 0 | 0 | 0 | 0 | 0 | 0 | 0 | 1 | 1 | 1 | 1 | [14 empty] | 2 | 1 | 2 | 1 | 3 | 1 | 1 | 0
PG&E KERN | Panama | 70 | LDES | 0 | 0 | 0 | 0 | 0 | 0 | 0 | 0 | 0 | 0 | 0 | 5 | 2 | 1 | 1 | [14 empty] | 1 | 1 | 4 | 1 | 1 | 1 | 1 | 0
PG&E FRESNO | Panoche | 115 | LDES | 0 | 0 | 0 | 0 | 0 | 0 | 0 | 0 | 0 | 0 | 0 | 5 | 2 | 5 | 2 | [14 empty] | 1 | 1 | 1 | 2 | 1 | 1 | 1 | 0
PG&E FRESNO | Panoche | 230 | LDES | 0 | 0 | 0 | 0 | 0 | 0 | 0 | 0 | 0 | 0 | 0 | 5 | 2 | 5 | 2 | 3 | [13 empty] | 1 | 1 | 1 | 2 | 1 | 1 | 1 | 0
SCE Northern | Pardee | 230 | LDES | 0 | 0 | 0 | 0 | 0 | 0 | 0 | 0 | 0 | 0 | 0 | 5 | 2 | 4 | 2 | [14 empty] | 1 | 1 | 3 | 1 | 3 | 1 | 1 | 0
PG&E NGBA | Parkway | 230 | LDES | 0 | 0 | 0 | 0 | 0 | 0 | 0 | 0 | 0 | 0 | 0 | 5 | 2 | 1 | 1 | [14 empty] | 2 | 1 | 4 | 1 | 2 | 1 | 1 | 0
SCE Northern | Pastoria | 230 | LDES | 0 | 0 | 0 | 0 | 0 | 0 | 0 | 0 | 0 | 0 | 0 | 5 | 2 | 4 | 2 | [14 empty] | 1 | 1 | 2 | 1 | 3 | 1 | 1 | 0
SCE Metro | Pauda | 230 | LDES | 0 | 0 | 0 | 0 | 0 | 0 | 0 | 0 | 0 | 0 | 0 | 1 | 1 | 1 | 1 | [14 empty] | 1 | 1 | 2 | 1 | 2 | 1 | 1 | 0
PG&E GBA | Paul Sweet | 115 | LDES | 0 | 0 | 0 | 0 | 0 | 0 | 0 | 0 | 0 | 0 | 0 | 1 | 1 | 1 | 1 | [14 empty] | 2 | 2 | 2 | 2 | 3 | 1 | 1 | 0
PG&E NGBA | Peabody | 230 | LDES | 0 | 0 | 0 | 0 | 0 | 0 | 0 | 0 | 0 | 0 | 0 | 5 | 2 | 1 | 1 | [14 empty] | 2 | 1 | 2 | 1 | 2 | 1 | 1 | 0
PG&E NGBA | Pease | 115 | LDES | 0 | 0 | 0 | 0 | 0 | 0 | 0 | 0 | 0 | 0 | 0 | 5 | 2 | 1 | 1 | [14 empty] | 2 | 2 | 2 | 1 | 2 | 1 | 1 | 0
PG&E NGBA | Pease | 60 | LDES | 0 | 0 | 0 | 0 | 0 | 0 | 0 | 0 | 0 | 0 | 0 | 5 | 2 | 1 | 1 | [14 empty] | 2 | 2 | 2 | 1 | 2 | 1 | 1 | 0
SDGE | Penasquitos | 138 | LDES | 0 | 0 | 0 | 0 | 0 | 0 | 0 | 0 | 0 | 0 | 0 | 1 | 1 | 1 | 1 | [14 empty] | 2 | 1 | 2 | 1 | 3 | 1 | 1 | 0
SDGE | Penasquitos | 230 | LDES | 0 | 0 | 0 | 0 | 0 | 0 | 0 | 0 | 0 | 0 | 0 | 1 | 1 | 1 | 1 | [14 empty] | 2 | 1 | 2 | 1 | 3 | 1 | 1 | 0
SDGE | Penasquitos | 69 | LDES | 0 | 0 | 0 | 0 | 0 | 0 | 0 | 0 | 0 | 0 | 0 | 1 | 1 | 1 | 1 | [14 empty] | 2 | 1 | 2 | 1 | 3 | 1 | 1 | 0
SDGE | Pendleton | 69 | LDES | 0 | 0 | 0 | 0 | 0 | 0 | 0 | 0 | 0 | 0 | 0 | 1 | 1 | 1 | 1 | [14 empty] | 2 | 1 | 4 | 1 | 3 | 1 | 1 | 0
PG&E NGBA | Penngrove | 115 | LDES | 0 | 0 | 0 | 0 | 0 | 0 | 0 | 0 | 0 | 0 | 0 | 5 | 2 | 1 | 1 | [14 empty] | 2 | 1 | 3 | 2 | 2 | 1 | 1 | 0
PG&E GBA | Peoria | 115 | LDES | 0 | 0 | 0 | 0 | 0 | 0 | 0 | 0 | 0 | 0 | 0 | 1 | 1 | 1 | 1 | [14 empty] | 2 | 1 | 4 | 1 | 3 | 1 | 1 | 0
PG&E GBA | Piercy | 115 | LDES | 0 | 0 | 0 | 0 | 0 | 0 | 0 | 0 | 0 | 0 | 0 | 1 | 1 | 1 | 1 | [14 empty] | 2 | 1 | 2 | 2 | 2 | 1 | 1 | 0
PG&E FRESNO | Pine Flat | 230 | LDES | 0 | 0 | 0 | 0 | 0 | 0 | 0 | 0 | 0 | 0 | 0 | 5 | 2 | 5 | 2 | [14 empty] | 1 | 1 | 4 | 2 | 3 | 1 | 1 | 0
SCE NOL | Pisgah | 230 | LDES | 0 | 0 | 0 | 0 | 0 | 0 | 0 | 0 | 0 | 0 | 0 | 1 | 1 | 1 | 1 | 4 | [13 empty] | 2 | 1 | 4 | 1 | 1 | 1 | 1 | 0
PG&E NGBA | Pit 1 | 230 | LDES | 0 | 0 | 0 | 0 | 0 | 0 | 0 | 0 | 0 | 0 | 0 | 5 | 2 | 1 | 1 | [14 empty] | 2 | 2 | 4 | 2 | 3 | 1 | 1 | 0
PG&E NGBA | Pit 1 | 60 | LDES | 0 | 0 | 0 | 0 | 0 | 0 | 0 | 0 | 0 | 0 | 0 | 5 | 2 | 1 | 1 | [14 empty] | 2 | 2 | 4 | 2 | 3 | 1 | 1 | 0
PG&E NGBA | Pit 3 | 230 | LDES | 0 | 0 | 0 | 0 | 0 | 0 | 0 | 0 | 0 | 0 | 0 | 5 | 2 | 1 | 1 | [14 empty] | 2 | 2 | 4 | 2 | 3 | 1 | 1 | 0
PG&E NGBA | Pit 4 | 230 | LDES | 0 | 0 | 0 | 0 | 0 | 0 | 0 | 0 | 0 | 0 | 0 | 5 | 2 | 1 | 1 | [14 empty] | 2 | 2 | 4 | 2 | 3 | 1 | 1 | 0
PG&E GBA | Pittsburg | 115 | LDES | 0 | 0 | 0 | 0 | 0 | 0 | 0 | 0 | 0 | 0 | 0 | 5 | 2 | 1 | 1 | 4 | [13 empty] | 2 | 1 | 2 | 1 | 1 | 1 | 1 | 0
PG&E GBA | Pittsburg | 230 | LDES | 0 | 0 | 0 | 0 | 0 | 0 | 0 | 0 | 0 | 0 | 0 | 5 | 2 | 1 | 1 | 4 | [13 empty] | 2 | 1 | 2 | 1 | 1 | 1 | 1 | 0
PG&E NGBA | Pleasant Grove | 115 | LDES | 0 | 0 | 0 | 0 | 0 | 0 | 0 | 0 | 0 | 0 | 0 | 5 | 2 | 1 | 1 | [14 empty] | 2 | 1 | 2 | 2 | 3 | 1 | 1 | 0
PG&E NGBA | POE | 230 | LDES | 0 | 0 | 0 | 0 | 0 | 0 | 0 | 0 | 0 | 0 | 0 | 5 | 2 | 1 | 1 | [14 empty] | 2 | 1 | 4 | 2 | 3 | 1 | 1 | 0
SDGE | Point Loma | 69 | LDES | 0 | 0 | 0 | 0 | 0 | 0 | 0 | 0 | 0 | 0 | 0 | 1 | 1 | 1 | 1 | [14 empty] | 2 | 1 | 3 | 1 | 2 | 1 | 1 | 0
SDGE | Pomerado | 69 | LDES | 0 | 0 | 0 | 0 | 0 | 0 | 0 | 0 | 0 | 0 | 0 | 1 | 1 | 1 | 1 | [14 empty] | 2 | 1 | 3 | 1 | 3 | 1 | 1 | 0
PG&E KERN | Poso Mountain | 115 | LDES | 0 | 0 | 0 | 0 | 0 | 0 | 0 | 0 | 0 | 0 | 0 | 5 | 2 | 5 | 2 | [14 empty] | 1 | 1 | 3 | 1 | 2 | 1 | 1 | 0
EOP | Primm | 230 | LDES | 0 | 0 | 0 | 0 | 0 | 0 | 0 | 0 | 0 | 0 | 0 | 5 | 2 | 4 | 2 | [14 empty] | 2 | 2 | 4 | 1 | 2 | 1 | 1 | 0
PG&E NGBA | Putah Creek | 115 | LDES | 0 | 0 | 0 | 0 | 0 | 0 | 0 | 0 | 0 | 0 | 0 | 5 | 2 | 1 | 1 | [14 empty] | 2 | 1 | 3 | 2 | 3 | 1 | 1 | 0
SDGE | Q1806 | 138 | LDES | 0 | 0 | 0 | 0 | 0 | 0 | 0 | 0 | 0 | 0 | 0 | 1 | 1 | 1 | 1 | [14 empty] | 1 | 1 | 2 | 1 | 3 | 1 | 1 | 0
PG&E FRESNO | Quinto | 230 | LDES | 0 | 0 | 0 | 0 | 0 | 0 | 0 | 0 | 0 | 0 | 0 | 5 | 2 | 1 | 1 | [14 empty] | 1 | 1 | 4 | 2 | 1 | 1 | 1 | 0
PG&E GBA | Race Track | 115 | LDES | 0 | 0 | 0 | 0 | 0 | 0 | 0 | 0 | 0 | 0 | 0 | 1 | 1 | 1 | 1 | [14 empty] | 2 | 1 | 4 | 1 | 3 | 1 | 1 | 0
SDGE | Rancho Mission Viejo | 138 | LDES | 0 | 0 | 0 | 0 | 0 | 0 | 0 | 0 | 0 | 0 | 0 | 1 | 1 | 1 | 1 | [14 empty] | 1 | 1 | 2 | 1 | 3 | 1 | 1 | 0
PG&E GBA | Rancho Seco | 230 | LDES | 0 | 0 | 0 | 0 | 0 | 0 | 0 | 0 | 0 | 0 | 0 | 1 | 1 | 1 | 1 | [14 empty] | 2 | 1 | 1 | 2 | 3 | 1 | 1 | 0
SCE Metro | Rancho Vista | 230 | LDES | 0 | 0 | 0 | 0 | 0 | 0 | 0 | 0 | 0 | 0 | 0 | 1 | 1 | 1 | 1 | [14 empty] | 1 | 1 | 1 | 1 | 1 | 1 | 1 | 0
SCE Metro | Rancho Vista | 500 | LDES | 0 | 0 | 0 | 0 | 0 | 0 | 0 | 0 | 0 | 0 | 0 | 1 | 1 | 1 | 1 | [14 empty] | 1 | 1 | 1 | 1 | 1 | 1 | 1 | 0
SCE NOL | Ransburg | 115 | LDES | 0 | 0 | 0 | 0 | 0 | 0 | 0 | 0 | 0 | 0 | 0 | 3 | 3 | 1 | 1 | [14 empty] | 2 | 1 | 4 | 1 | 1 | 1 | 1 | 0
PG&E GBA | Ravenswood | 115 | LDES | 0 | 0 | 0 | 0 | 0 | 0 | 0 | 0 | 0 | 0 | 0 | 5 | 2 | 1 | 1 | [14 empty] | 2 | 1 | 2 | 1 | 2 | 1 | 1 | 0
PG&E GBA | Ravenswood | 230 | LDES | 0 | 0 | 0 | 0 | 0 | 0 | 0 | 0 | 0 | 0 | 0 | 5 | 2 | 1 | 1 | [14 empty] | 2 | 1 | 2 | 1 | 2 | 1 | 1 | 0
SCE Northern | Rector | 230 | LDES | 0 | 0 | 0 | 0 | 0 | 0 | 0 | 0 | 0 | 0 | 0 | 1 | 1 | 1 | 1 | [14 empty] | 1 | 1 | 2 | 1 | 2 | 1 | 1 | 0
SCE Eastern | Red Bluff | 230 | LDES | 0 | 0 | 0 | 0 | 0 | 0 | 0 | 0 | 0 | 0 | 0 | 1 | 1 | 1 | 1 | 1 | [13 empty] | 2 | 2 | 4 | 1 | 3 | 1 | 1 | 0
SCE Eastern | Red Bluff | 500 | LDES | 0 | 0 | 0 | 0 | 0 | 0 | 0 | 0 | 0 | 0 | 0 | 1 | 1 | 1 | 1 | 5 | [13 empty] | 2 | 2 | 4 | 1 | 3 | 2+ | 1 | 1
PG&E NGBA | Redbud | 115 | LDES | 0 | 0 | 0 | 0 | 0 | 0 | 0 | 0 | 0 | 0 | 0 | 5 | 2 | 1 | 1 | [14 empty] | 2 | 2 | 4 | 2 | 3 | 1 | 1 | 0
SCE Metro | Redondo | 230 | LDES | 0 | 0 | 0 | 0 | 0 | 0 | 0 | 0 | 0 | 0 | 0 | 1 | 1 | 1 | 1 | [14 empty] | 1 | 1 | 2 | 1 | 2 | 1 | 1 | 0
PG&E FRESNO | Reedley | 115 | LDES | 0 | 0 | 0 | 0 | 0 | 0 | 0 | 0 | 0 | 0 | 0 | 5 | 2 | 5 | 2 | [14 empty] | 1 | 1 | 4 | 2 | 1 | 1 | 1 | 0
PG&E KERN | Renfro | 115 | LDES | 0 | 0 | 0 | 0 | 0 | 0 | 0 | 0 | 0 | 0 | 0 | 5 | 2 | 5 | 2 | [14 empty] | 1 | 1 | 2 | 1 | 2 | 1 | 1 | 0
PG&E GBA | Richmond R | 115 | LDES | 0 | 0 | 0 | 0 | 0 | 0 | 0 | 0 | 0 | 0 | 0 | 5 | 2 | 1 | 1 | [14 empty] | 2 | 1 | 2 | 1 | 2 | 1 | 1 | 0
PG&E NGBA | Rincon | 115 | LDES | 0 | 0 | 0 | 0 | 0 | 0 | 0 | 0 | 0 | 0 | 0 | 5 | 2 | 1 | 1 | [14 empty] | 2 | 1 | 3 | 2 | 2 | 1 | 1 | 0
PG&E KERN | Rio Bravo | 115 | LDES | 0 | 0 | 0 | 0 | 0 | 0 | 0 | 0 | 0 | 0 | 0 | 5 | 2 | 5 | 2 | 4 | [13 empty] | 1 | 1 | 2 | 1 | 1 | 1 | 1 | 0
SCE Metro | Rio Hondo | 230 | LDES | 0 | 0 | 0 | 0 | 0 | 0 | 0 | 0 | 0 | 0 | 0 | 1 | 1 | 1 | 1 | 1 | [13 empty] | 1 | 1 | 4 | 1 | 1 | 1 | 1 | 0
PG&E NGBA | Rio Oso | 115 | LDES | 0 | 0 | 0 | 0 | 0 | 0 | 0 | 0 | 0 | 0 | 0 | 5 | 2 | 1 | 1 | [14 empty] | 2 | 1 | 4 | 1 | 3 | 1 | 1 | 0
PG&E NGBA | Rio Oso | 230 | LDES | 0 | 0 | 0 | 0 | 0 | 0 | 0 | 0 | 0 | 0 | 0 | 5 | 2 | 1 | 1 | [14 empty] | 2 | 1 | 4 | 1 | 3 | 1 | 1 | 0
PG&E GBA | Ripon | 115 | LDES | 0 | 0 | 0 | 0 | 0 | 0 | 0 | 0 | 0 | 0 | 0 | 1 | 1 | 1 | 1 | 3 | [13 empty] | 1 | 1 | 2 | 2 | 2 | 1 | 1 | 0
PG&E GBA | Riverbank | 115 | LDES | 0 | 0 | 0 | 0 | 0 | 0 | 0 | 0 | 0 | 0 | 0 | 1 | 1 | 1 | 1 | [14 empty] | 1 | 1 | 3 | 2 | 2 | 1 | 1 | 0
SCE NOL | Roadway | 115 | LDES | 0 | 0 | 0 | 0 | 0 | 0 | 0 | 0 | 0 | 0 | 0 | 1 | 1 | 1 | 1 | 3 | [13 empty] | 2 | 1 | 2 | 1 | 1 | 1 | 1 | 0
PG&E NGBA | Rock Creek 1 | 230 | LDES | 0 | 0 | 0 | 0 | 0 | 0 | 0 | 0 | 0 | 0 | 0 | 5 | 2 | 1 | 1 | [14 empty] | 2 | 2 | 4 | 1 | 3 | 1 | 1 | 0
SCE Northern | Rosamond | 66 | LDES | 0 | 0 | 0 | 0 | 0 | 0 | 0 | 0 | 0 | 0 | 0 | 1 | 1 | 1 | 1 | [14 empty] | 2 | 1 | 4 | 1 | 3 | 1 | 1 | 0
PG&E GBA | Rossmoor | 230 | LDES | 0 | 0 | 0 | 0 | 0 | 0 | 0 | 0 | 0 | 0 | 0 | 5 | 2 | 1 | 1 | [14 empty] | 2 | 1 | 4 | 1 | 3 | 1 | 1 | 0
PG&E NGBA | Round Mountain | 230 | LDES | 0 | 0 | 0 | 0 | 0 | 0 | 0 | 0 | 0 | 0 | 0 | 5 | 2 | 1 | 1 | [14 empty] | 2 | 2 | 4 | 2 | 3 | 1 | 1 | 0
PG&E NGBA | Round Mountain | 500 | LDES | 0 | 0 | 0 | 0 | 0 | 0 | 0 | 0 | 0 | 0 | 0 | 5 | 2 | 1 | 1 | [14 empty] | 2 | 2 | 4 | 2 | 3 | 1 | 1 | 0
PG&E GBA | Salado | 115 | LDES | 0 | 0 | 0 | 0 | 0 | 0 | 0 | 0 | 0 | 0 | 0 | 1 | 1 | 1 | 1 | [14 empty] | 1 | 1 | 4 | 2 | 1 | 1 | 1 | 0
PG&E GBA | Salado | 60 | LDES | 0 | 0 | 0 | 0 | 0 | 0 | 0 | 0 | 0 | 0 | 0 | 1 | 1 | 1 | 1 | [14 empty] | 1 | 1 | 4 | 2 | 1 | 1 | 1 | 0
PG&E GBA | Salinas | 115 | LDES | 0 | 0 | 0 | 0 | 0 | 0 | 0 | 0 | 0 | 0 | 0 | 1 | 1 | 1 | 1 | [14 empty] | 2 | 2 | 3 | 2 | 2 | 1 | 1 | 0
SDGE | Salt Creek | 69 | LDES | 0 | 0 | 0 | 0 | 0 | 0 | 0 | 0 | 0 | 0 | 0 | 1 | 1 | 1 | 1 | [14 empty] | 2 | 1 | 3 | 1 | 2 | 1 | 1 | 0
SCE Eastern | San Bernardino | 230 | LDES | 0 | 0 | 0 | 0 | 0 | 0 | 0 | 0 | 0 | 0 | 0 | 1 | 1 | 1 | 1 | [14 empty] | 1 | 1 | 2 | 1 | 2 | 1 | 1 | 0
PG&E GBA | SAN FRAN A (POTRERO PP) | 115 | LDES | 0 | 0 | 0 | 0 | 0 | 0 | 0 | 0 | 0 | 0 | 0 | 5 | 2 | 1 | 1 | [14 empty] | 2 | 1 | 2 | 1 | 2 | 1 | 1 | 0
PG&E GBA | SAN FRAN A (POTRERO PP) | 230 | LDES | 0 | 0 | 0 | 0 | 0 | 0 | 0 | 0 | 0 | 0 | 0 | 5 | 2 | 1 | 1 | [14 empty] | 2 | 1 | 2 | 1 | 2 | 1 | 1 | 0
PG&E GBA | San Jose A | 115 | LDES | 0 | 0 | 0 | 0 | 0 | 0 | 0 | 0 | 0 | 0 | 0 | 1 | 1 | 1 | 1 | [14 empty] | 2 | 1 | 2 | 2 | 2 | 1 | 1 | 0
PG&E GBA | San Jose B | 115 | LDES | 0 | 0 | 0 | 0 | 0 | 0 | 0 | 0 | 0 | 0 | 0 | 1 | 1 | 1 | 1 | [14 empty] | 2 | 1 | 3 | 2 | 2 | 1 | 1 | 0
PG&E GBA | San Leandro U | 115 | LDES | 0 | 0 | 0 | 0 | 0 | 0 | 0 | 0 | 0 | 0 | 0 | 5 | 2 | 1 | 1 | [14 empty] | 2 | 1 | 3 | 1 | 2 | 1 | 1 | 0
PG&E KERN | San Luis Obispo | 115 | LDES | 0 | 0 | 0 | 0 | 0 | 0 | 0 | 0 | 0 | 0 | 0 | 5 | 2 | 1 | 1 | [14 empty] | 2 | 2 | 4 | 2 | 3 | 1 | 1 | 0
PG&E KERN | San Luis Obispo | 70 | LDES | 0 | 0 | 0 | 0 | 0 | 0 | 0 | 0 | 0 | 0 | 0 | 5 | 2 | 1 | 1 | [14 empty] | 2 | 2 | 4 | 2 | 3 | 1 | 1 | 0
SDGE | San Luis Rey | 230 | LDES | 0 | 0 | 0 | 0 | 0 | 0 | 0 | 0 | 0 | 0 | 0 | 1 | 1 | 1 | 1 | [14 empty] | 2 | 1 | 4 | 1 | 3 | 1 | 1 | 0
SDGE | San Luis Rey | 69 | LDES | 0 | 0 | 0 | 0 | 0 | 0 | 0 | 0 | 0 | 0 | 0 | 1 | 1 | 1 | 1 | [14 empty] | 2 | 1 | 4 | 1 | 3 | 1 | 1 | 0
SDGE | San Marcos | 69 | LDES | 0 | 0 | 0 | 0 | 0 | 0 | 0 | 0 | 0 | 0 | 0 | 1 | 1 | 1 | 1 | [14 empty] | 2 | 1 | 2 | 1 | 3 | 1 | 1 | 0
SCE Metro | San Onofre | 230 | LDES | 0 | 0 | 0 | 0 | 0 | 0 | 0 | 0 | 0 | 0 | 0 | 1 | 1 | 1 | 1 | [14 empty] | 2 | 1 | 4 | 1 | 3 | 1 | 1 | 0
PG&E GBA | San Pablo | 115 | LDES | 0 | 0 | 0 | 0 | 0 | 0 | 0 | 0 | 0 | 0 | 0 | 5 | 2 | 1 | 1 | [14 empty] | 2 | 1 | 2 | 1 | 1 | 1 | 1 | 0
PG&E GBA | San Ramon | 230 | LDES | 0 | 0 | 0 | 0 | 0 | 0 | 0 | 0 | 0 | 0 | 0 | 5 | 2 | 1 | 1 | [14 empty] | 2 | 1 | 2 | 1 | 3 | 1 | 1 | 0
SDGE | San Ysidro | 69 | LDES | 0 | 0 | 0 | 0 | 0 | 0 | 0 | 0 | 0 | 0 | 0 | 1 | 1 | 1 | 1 | [14 empty] | 2 | 1 | 2 | 1 | 2 | 1 | 1 | 0
SCE NOL | Sandlot | 230 | LDES | 0 | 0 | 0 | 0 | 0 | 0 | 0 | 0 | 0 | 0 | 0 | 3 | 3 | 1 | 1 | [14 empty] | 2 | 1 | 4 | 1 | 2 | 1 | 1 | 0
EOP | Sandy | 138 | LDES | 0 | 0 | 0 | 0 | 0 | 0 | 0 | 0 | 0 | 0 | 0 | 5 | 2 | 4 | 2 | [14 empty] | 2 | 2 | 4 | 1 | 3 | 1 | 1 | 0
PG&E FRESNO | Sanger | 115 | LDES | 0 | 0 | 0 | 0 | 0 | 0 | 0 | 0 | 0 | 0 | 0 | 5 | 2 | 5 | 2 | 3 | [13 empty] | 1 | 1 | 2 | 2 | 2 | 1 | 1 | 0
SCE Northern | Santa Clara | 230 | LDES | 0 | 0 | 0 | 0 | 0 | 0 | 0 | 0 | 0 | 0 | 0 | 5 | 2 | 4 | 2 | [14 empty] | 2 | 1 | 3 | 1 | 2 | 1 | 1 | 0
PG&E NGBA | Santa Rosa A | 115 | LDES | 0 | 0 | 0 | 0 | 0 | 0 | 0 | 0 | 0 | 0 | 0 | 5 | 2 | 1 | 1 | [14 empty] | 2 | 1 | 3 | 2 | 2 | 1 | 1 | 0
PG&E GBA | Santa Teresa | 115 | LDES | 0 | 0 | 0 | 0 | 0 | 0 | 0 | 0 | 0 | 0 | 0 | 1 | 1 | 1 | 1 | 3 | [13 empty] | 2 | 1 | 2 | 2 | 2 | 1 | 1 | 0
SDGE | Santee | 138 | LDES | 0 | 0 | 0 | 0 | 0 | 0 | 0 | 0 | 0 | 0 | 0 | 1 | 1 | 1 | 1 | [14 empty] | 2 | 1 | 2 | 1 | 2 | 1 | 1 | 0
SCE Metro | Santiago | 230 | LDES | 0 | 0 | 0 | 0 | 0 | 0 | 0 | 0 | 0 | 0 | 0 | 1 | 1 | 1 | 1 | [14 empty] | 1 | 1 | 2 | 1 | 2 | 1 | 1 | 0
PG&E GBA | Saratoga | 230 | LDES | 0 | 0 | 0 | 0 | 0 | 0 | 0 | 0 | 0 | 0 | 0 | 1 | 1 | 1 | 1 | [14 empty] | 2 | 1 | 4 | 2 | 3 | 1 | 1 | 0
SCE Northern | Saugus | 230 | LDES | 0 | 0 | 0 | 0 | 0 | 0 | 0 | 0 | 0 | 0 | 0 | 5 | 2 | 4 | 2 | [14 empty] | 1 | 1 | 3 | 1 | 3 | 1 | 1 | 0
PG&E FRESNO | Schindler | 115 | LDES | 0 | 0 | 0 | 0 | 0 | 0 | 0 | 0 | 0 | 0 | 0 | 5 | 2 | 1 | 1 | 3 | [13 empty] | 1 | 1 | 4 | 2 | 1 | 1 | 1 | 0
PG&E FRESNO | Schindler | 70 | LDES | 0 | 0 | 0 | 0 | 0 | 0 | 0 | 0 | 0 | 0 | 0 | 5 | 2 | 5 | 2 | [14 empty] | 1 | 1 | 4 | 2 | 1 | 1 | 1 | 0
PG&E GBA | Schulte | 115 | LDES | 0 | 0 | 0 | 0 | 0 | 0 | 0 | 0 | 0 | 0 | 0 | 1 | 1 | 1 | 1 | 3 | [13 empty] | 1 | 1 | 1 | 2 | 2 | 1 | 1 | 0
SDGE | Scripps | 69 | LDES | 0 | 0 | 0 | 0 | 0 | 0 | 0 | 0 | 0 | 0 | 0 | 1 | 1 | 1 | 1 | [14 empty] | 2 | 1 | 2 | 1 | 3 | 1 | 1 | 0
PG&E KERN | Semitropic | 115 | LDES | 0 | 0 | 0 | 0 | 0 | 0 | 0 | 0 | 0 | 0 | 0 | 5 | 2 | 1 | 1 | [14 empty] | 1 | 1 | 3 | 1 | 1 | 1 | 1 | 0
SCE Metro | Serrano | 230 | LDES | 0 | 0 | 0 | 0 | 0 | 0 | 0 | 0 | 0 | 0 | 0 | 1 | 1 | 1 | 1 | 5 | [13 empty] | 1 | 1 | 2 | 1 | 2 | 1 | 1 | 0
SCE Metro | Serrano | 500 | LDES | 0 | 0 | 0 | 0 | 0 | 0 | 0 | 0 | 0 | 0 | 0 | 1 | 1 | 1 | 1 | 5 | [13 empty] | 1 | 1 | 2 | 1 | 2 | 1 | 1 | 0
SDGE | Shadowridge | 138 | LDES | 0 | 0 | 0 | 0 | 0 | 0 | 0 | 0 | 0 | 0 | 0 | 1 | 1 | 1 | 1 | [14 empty] | 2 | 1 | 3 | 1 | 3 | 1 | 1 | 0
PG&E KERN | Shafter | 115 | LDES | 0 | 0 | 0 | 0 | 0 | 0 | 0 | 0 | 0 | 0 | 0 | 5 | 2 | 5 | 2 | [14 empty] | 1 | 1 | 3 | 1 | 1 | 1 | 1 | 0
PG&E NGBA | Silverado | 115 | LDES | 0 | 0 | 0 | 0 | 0 | 0 | 0 | 0 | 0 | 0 | 0 | 5 | 2 | 1 | 1 | [14 empty] | 2 | 1 | 4 | 2 | 3 | 1 | 1 | 0
SDGE | Silvergate | 230 | LDES | 0 | 0 | 0 | 0 | 0 | 0 | 0 | 0 | 0 | 0 | 0 | 1 | 1 | 1 | 1 | [14 empty] | 2 | 1 | 1 | 1 | 1 | 1 | 1 | 0
SDGE | Silvergate | 69 | LDES | 0 | 0 | 0 | 0 | 0 | 0 | 0 | 0 | 0 | 0 | 0 | 1 | 1 | 1 | 1 | [14 empty] | 2 | 1 | 1 | 1 | 1 | 1 | 1 | 0
PG&E KERN | Sisquoc | 115 | LDES | 0 | 0 | 0 | 0 | 0 | 0 | 0 | 0 | 0 | 0 | 0 | 5 | 2 | 1 | 1 | [14 empty] | 2 | 2 | 4 | 1 | 3 | 1 | 1 | 0
EOP | Sloan Canyon | 230 | LDES | 0 | 0 | 0 | 0 | 0 | 0 | 0 | 0 | 0 | 0 | 0 | 5 | 2 | 4 | 2 | [14 empty] | 2 | 2 | 3 | 1 | 3 | 1 | 1 | 0
EOP | Sloan Canyon | 500 | LDES | 0 | 0 | 0 | 0 | 0 | 0 | 0 | 0 | 0 | 0 | 0 | 5 | 2 | 4 | 2 | [14 empty] | 2 | 2 | 3 | 1 | 3 | 1 | 1 | 0
PG&E KERN | Smyrna | 115 | LDES | 0 | 0 | 0 | 0 | 0 | 0 | 0 | 0 | 0 | 0 | 0 | 5 | 2 | 5 | 2 | [14 empty] | 1 | 1 | 4 | 1 | 1 | 1 | 1 | 0
PG&E GBA | Sobrante | 115 | LDES | 0 | 0 | 0 | 0 | 0 | 0 | 0 | 0 | 0 | 0 | 0 | 5 | 2 | 1 | 1 | [14 empty] | 2 | 1 | 2 | 1 | 3 | 1 | 1 | 0
PG&E GBA | Sobrante | 230 | LDES | 0 | 0 | 0 | 0 | 0 | 0 | 0 | 0 | 0 | 0 | 0 | 5 | 2 | 1 | 1 | [14 empty] | 2 | 1 | 2 | 1 | 3 | 1 | 1 | 0
PG&E KERN | Solar | 230 | LDES | 0 | 0 | 0 | 0 | 0 | 0 | 0 | 0 | 0 | 0 | 0 | 5 | 2 | 5 | 2 | [14 empty] | 2 | 1 | 4 | 2 | 3 | 1 | 1 | 0
PG&E GBA | Soledad | 115 | LDES | 0 | 0 | 0 | 0 | 0 | 0 | 0 | 0 | 0 | 0 | 0 | 1 | 1 | 1 | 1 | [14 empty] | 2 | 2 | 4 | 2 | 3 | 1 | 1 | 0
PG&E GBA | Soledad | 60 | LDES | 0 | 0 | 0 | 0 | 0 | 0 | 0 | 0 | 0 | 0 | 0 | 1 | 1 | 1 | 1 | [14 empty] | 2 | 2 | 4 | 2 | 3 | 1 | 1 | 0
SDGE | Spring Valley | 69 | LDES | 0 | 0 | 0 | 0 | 0 | 0 | 0 | 0 | 0 | 0 | 0 | 1 | 1 | 1 | 1 | [14 empty] | 2 | 1 | 2 | 1 | 2 | 1 | 1 | 0
SCE Northern | Springville | 230 | LDES | 0 | 0 | 0 | 0 | 0 | 0 | 0 | 0 | 0 | 0 | 0 | 1 | 1 | 1 | 1 | 4 | [13 empty] | 1 | 1 | 4 | 1 | 1 | 1 | 1 | 0
PG&E GBA | Stagg | 230 | LDES | 0 | 0 | 0 | 0 | 0 | 0 | 0 | 0 | 0 | 0 | 0 | 5 | 2 | 1 | 1 | [14 empty] | 1 | 1 | 3 | 2 | 2 | 1 | 1 | 0
PG&E GBA | Standard Oil | 115 | LDES | 0 | 0 | 0 | 0 | 0 | 0 | 0 | 0 | 0 | 0 | 0 | 5 | 2 | 1 | 1 | [14 empty] | 2 | 1 | 1 | 1 | 2 | 1 | 1 | 0
PG&E GBA | Stanislaus | 115 | LDES | 0 | 0 | 0 | 0 | 0 | 0 | 0 | 0 | 0 | 0 | 0 | 1 | 1 | 1 | 1 | [14 empty] | 2 | 1 | 4 | 1 | 3 | 1 | 1 | 0
PG&E KERN | Stockdale | 115 | LDES | 0 | 0 | 0 | 0 | 0 | 0 | 0 | 0 | 0 | 0 | 0 | 5 | 2 | 1 | 1 | [14 empty] | 1 | 1 | 2 | 1 | 2 | 1 | 1 | 0
PG&E KERN | Stockdale | 230 | LDES | 0 | 0 | 0 | 0 | 0 | 0 | 0 | 0 | 0 | 0 | 0 | 5 | 2 | 1 | 1 | [14 empty] | 1 | 1 | 2 | 1 | 2 | 1 | 1 | 0
PG&E GBA | Stockton A | 115 | LDES | 0 | 0 | 0 | 0 | 0 | 0 | 0 | 0 | 0 | 0 | 0 | 1 | 1 | 1 | 1 | [14 empty] | 1 | 1 | 3 | 2 | 1 | 1 | 1 | 0
PG&E GBA | Stone | 115 | LDES | 0 | 0 | 0 | 0 | 0 | 0 | 0 | 0 | 0 | 0 | 0 | 1 | 1 | 1 | 1 | [14 empty] | 2 | 1 | 3 | 2 | 2 | 1 | 1 | 0
PG&E FRESNO | Storey | 230 | LDES | 0 | 0 | 0 | 0 | 0 | 0 | 0 | 0 | 0 | 0 | 0 | 5 | 2 | 5 | 2 | [14 empty] | 1 | 1 | 4 | 2 | 1 | 1 | 1 | 0
PG&E NGBA | Summit | 115 | LDES | 0 | 0 | 0 | 0 | 0 | 0 | 0 | 0 | 0 | 0 | 0 | 5 | 2 | 1 | 1 | [14 empty] | 2 | 1 | 4 | 2 | 3 | 1 | 1 | 0
SDGE | Suncrest | 230 | LDES | 0 | 0 | 0 | 0 | 0 | 0 | 0 | 0 | 0 | 0 | 0 | 1 | 1 | 1 | 1 | [14 empty] | 2 | 1 | 4 | 1 | 3 | 1 | 1 | 0
SDGE | Suncrest | 500 | LDES | 0 | 0 | 0 | 0 | 0 | 0 | 0 | 0 | 0 | 0 | 0 | 1 | 1 | 1 | 1 | [14 empty] | 2 | 1 | 4 | 1 | 3 | 1 | 1 | 0
PG&E KERN | Sunrise | 230 | LDES | 0 | 0 | 0 | 0 | 0 | 0 | 0 | 0 | 0 | 0 | 0 | 5 | 2 | 5 | 2 | [14 empty] | 1 | 1 | 1 | 1 | 1 | 1 | 1 | 0
PG&E KERN | Sunset | 230 | LDES | 0 | 0 | 0 | 0 | 0 | 0 | 0 | 0 | 0 | 0 | 0 | 5 | 2 | 5 | 2 | [14 empty] | 1 | 1 | 1 | 1 | 1 | 1 | 1 | 0
PG&E GBA | Swift | 115 | LDES | 0 | 0 | 0 | 0 | 0 | 0 | 0 | 0 | 0 | 0 | 0 | 1 | 1 | 1 | 1 | [14 empty] | 2 | 1 | 2 | 2 | 2 | 1 | 1 | 0
SDGE | Sycamore Canyon | 138 | LDES | 0 | 0 | 0 | 0 | 0 | 0 | 0 | 0 | 0 | 0 | 0 | 1 | 1 | 1 | 1 | 3 | [13 empty] | 2 | 1 | 4 | 1 | 3 | 1 | 1 | 0
SDGE | Sycamore Canyon | 230 | LDES | 0 | Mapped as PSH (San Vicente) | 500 | 0 | 500 | 0 | 0 | 0 | 500 | 0 | 500 | 1 | 1 | 1 | 1 |  |  |  | See 'LandEnv_PSH' tab for PSH potential impacts analysis | [10 empty] | 2 | 1 | 4 | 1 | 3 | 3- | 1 | 1 | LDES, QA/QCd separately due to location constraints
SDGE | Sycamore Canyon | 69 | LDES | 0 | 0 | 0 | 0 | 0 | 0 | 0 | 0 | 0 | 0 | 0 | 1 | 1 | 1 | 1 | [14 empty] | 2 | 1 | 4 | 1 | 3 | 1 | 1 | 0
SCE Northern | Sylmar | 230 | LDES | 0 | 0 | 0 | 0 | 0 | 0 | 0 | 0 | 0 | 0 | 0 | 5 | 2 | 4 | 2 | [14 empty] | 1 | 1 | 2 | 1 | 1 | 1 | 1 | 0
PG&E NGBA | Table Mountain | 115 | LDES | 0 | 0 | 0 | 0 | 0 | 0 | 0 | 0 | 0 | 0 | 0 | 5 | 2 | 1 | 1 | [14 empty] | 2 | 1 | 3 | 2 | 1 | 1 | 1 | 0
PG&E NGBA | Table Mountain | 230 | LDES | 0 | 0 | 0 | 0 | 0 | 0 | 0 | 0 | 0 | 0 | 0 | 5 | 2 | 1 | 1 | [14 empty] | 2 | 1 | 3 | 2 | 1 | 1 | 1 | 0
PG&E NGBA | Table Mountain | 500 | LDES | 0 | 0 | 0 | 0 | 0 | 0 | 0 | 0 | 0 | 0 | 0 | 5 | 2 | 1 | 1 | [14 empty] | 2 | 1 | 3 | 2 | 1 | 1 | 1 | 0
PG&E NGBA | Table Mountain | 60 | LDES | 0 | 0 | 0 | 0 | 0 | 0 | 0 | 0 | 0 | 0 | 0 | 5 | 2 | 1 | 1 | [14 empty] | 2 | 1 | 3 | 2 | 1 | 1 | 1 | 0
PG&E KERN | Taft | 115 | LDES | 0 | 0 | 0 | 0 | 0 | 0 | 0 | 0 | 0 | 0 | 0 | 5 | 2 | 5 | 2 | [14 empty] | 1 | 1 | 2 | 1 | 2 | 1 | 1 | 0
SDGE | Talega | 138 | LDES | 0 | 0 | 0 | 0 | 0 | 0 | 0 | 0 | 0 | 0 | 0 | 1 | 1 | 1 | 1 | 3 | [13 empty] | 2 | 1 | 3 | 1 | 3 | 1 | 1 | 0
SDGE | Talega | 230 | LDES | 0 | 0 | 0 | 0 | 0 | 0 | 0 | 0 | 0 | 0 | 0 | 1 | 1 | 1 | 1 | [14 empty] | 2 | 1 | 3 | 1 | 3 | 1 | 1 | 0
PG&E GBA | Tassajara | 230 | LDES | 0 | 0 | 0 | 0 | 0 | 0 | 0 | 0 | 0 | 0 | 0 | 5 | 2 | 1 | 1 | [14 empty] | 2 | 1 | 3 | 1 | 3 | 1 | 1 | 0
PG&E KERN | Tejon | 70 | LDES | 0 | 0 | 0 | 0 | 0 | 0 | 0 | 0 | 0 | 0 | 0 | 5 | 2 | 1 | 1 | [14 empty] | 1 | 1 | 3 | 1 | 1 | 1 | 1 | 0
SDGE | Telegraph Canyon | 138 | LDES | 0 | 0 | 0 | 0 | 0 | 0 | 0 | 0 | 0 | 0 | 0 | 1 | 1 | 1 | 1 | [14 empty] | 2 | 1 | 2 | 1 | 2 | 1 | 1 | 0
PG&E KERN | Temblor | 115 | LDES | 0 | 0 | 0 | 0 | 0 | 0 | 0 | 0 | 0 | 0 | 0 | 5 | 2 | 5 | 2 | [14 empty] | 1 | 1 | 2 | 1 | 1 | 1 | 1 | 0
PG&E KERN | Templeton | 230 | LDES | 0 | 0 | 0 | 0 | 0 | 0 | 0 | 0 | 0 | 0 | 0 | 5 | 2 | 5 | 2 | [14 empty] | 2 | 2 | 4 | 2 | 3 | 1 | 1 | 0
PG&E KERN | Templeton | 70 | LDES | 0 | 0 | 0 | 0 | 0 | 0 | 0 | 0 | 0 | 0 | 0 | 5 | 2 | 1 | 1 | [14 empty] | 2 | 2 | 4 | 2 | 3 | 1 | 1 | 0
PG&E GBA | Tesla | 115 | LDES | 0 | 0 | 0 | 0 | 0 | 0 | 0 | 0 | 0 | 0 | 0 | 1 | 1 | 1 | 1 | [14 empty] | 2 | 1 | 2 | 1 | 2 | 1 | 1 | 0
PG&E GBA | Tesla | 230 | LDES | 0 | 0 | 0 | 0 | 0 | 0 | 0 | 0 | 0 | 0 | 0 | 5 | 2 | 1 | 1 | 4 | [13 empty] | 2 | 1 | 2 | 1 | 2 | 1 | 1 | 0
PG&E GBA | Tesla | 500 | LDES | 0 | 0 | 0 | 0 | 0 | 0 | 0 | 0 | 0 | 0 | 0 | 1 | 1 | 1 | 1 | 5 | [13 empty] | 2 | 1 | 2 | 1 | 2 | 1 | 1 | 0
PG&E KERN | Tevis | 115 | LDES | 0 | 0 | 0 | 0 | 0 | 0 | 0 | 0 | 0 | 0 | 0 | 5 | 2 | 5 | 2 | 4 | [13 empty] | 1 | 1 | 2 | 1 | 2 | 1 | 1 | 0
EOP | Thousandaire | 138 | LDES | 0 | 0 | 0 | 0 | 0 | 0 | 0 | 0 | 0 | 0 | 0 | 5 | 2 | 4 | 2 | [14 empty] | 2 | 2 | 4 | 1 | 3 | 1 | 1 | 0
PG&E KERN | Topaz | 230 | LDES | 0 | 0 | 0 | 0 | 0 | 0 | 0 | 0 | 0 | 0 | 0 | 5 | 2 | 5 | 2 | [14 empty] | 1 | 1 | 3 | 1 | 2 | 1 | 1 | 0
SCE NOL | Tortilla | 115 | LDES | 0 | 0 | 0 | 0 | 0 | 0 | 0 | 0 | 0 | 0 | 0 | 3 | 3 | 1 | 1 | [14 empty] | 2 | 1 | 4 | 1 | 2 | 1 | 1 | 0
SDGE | Trabuco | 138 | LDES | 0 | 0 | 0 | 0 | 0 | 0 | 0 | 0 | 0 | 0 | 0 | 1 | 1 | 1 | 1 | [14 empty] | 1 | 1 | 1 | 1 | 2 | 1 | 1 | 0
PG&E GBA | Tracy | 115 | LDES | 0 | 0 | 0 | 0 | 0 | 0 | 0 | 0 | 0 | 0 | 0 | 1 | 1 | 1 | 1 | [14 empty] | 2 | 1 | 3 | 1 | 2 | 1 | 1 | 0
PG&E FRESNO | Tranquility | 230 | LDES | 0 | 0 | 0 | 0 | 0 | 0 | 0 | 0 | 0 | 0 | 0 | 5 | 2 | 5 | 2 | 3 | [13 empty] | 1 | 1 | 4 | 2 | 1 | 1 | 1 | 0
PG&E GBA | Trimble | 115 | LDES | 0 | 0 | 0 | 0 | 0 | 0 | 0 | 0 | 0 | 0 | 0 | 1 | 1 | 1 | 1 | [14 empty] | 2 | 1 | 3 | 2 | 2 | 1 | 1 | 0
EOP | Trout Canyon | 230 | LDES | 0 | 0 | 0 | 0 | 0 | 0 | 0 | 0 | 0 | 0 | 0 | 5 | 2 | 4 | 2 | [14 empty] | 2 | 2 | 4 | 1 | 3 | 1 | 1 | 0
EOP | Trout Canyon | 500 | LDES | 0 | 0 | 0 | 0 | 0 | 0 | 0 | 0 | 0 | 0 | 0 | 5 | 2 | 4 | 2 | [14 empty] | 2 | 2 | 4 | 1 | 3 | 1 | 1 | 0
PG&E NGBA | Tulucay | 230 | LDES | 0 | 0 | 0 | 0 | 0 | 0 | 0 | 0 | 0 | 0 | 0 | 5 | 2 | 1 | 1 | [14 empty] | 2 | 1 | 3 | 2 | 3 | 1 | 1 | 0
PG&E NGBA | Tulucay | 60 | LDES | 0 | 0 | 0 | 0 | 0 | 0 | 0 | 0 | 0 | 0 | 0 | 5 | 2 | 1 | 1 | [14 empty] | 2 | 1 | 3 | 2 | 3 | 1 | 1 | 0
PG&E KERN | Tupman | 115 | LDES | 0 | 0 | 0 | 0 | 0 | 0 | 0 | 0 | 0 | 0 | 0 | 5 | 2 | 5 | 2 | [14 empty] | 1 | 1 | 2 | 1 | 1 | 1 | 1 | 0
PG&E NGBA | Ukiah | 115 | LDES | 0 | 0 | 0 | 0 | 0 | 0 | 0 | 0 | 0 | 0 | 0 | 5 | 2 | 1 | 1 | [14 empty] | 2 | 2 | 4 | 2 | 3 | 1 | 1 | 0
PG&E KERN | Union (Estrella) | 70 | LDES | 0 | 0 | 0 | 0 | 0 | 0 | 0 | 0 | 0 | 0 | 0 | 5 | 2 | 1 | 1 | [14 empty] | 2 | 2 | 4 | 2 | 3 | 1 | 1 | 0
PG&E NGBA | Vaca Dixon | 115 | LDES | 0 | 0 | 0 | 0 | 0 | 0 | 0 | 0 | 0 | 0 | 0 | 5 | 2 | 1 | 1 | 4 | [13 empty] | 2 | 1 | 1 | 1 | 3 | 1 | 1 | 0
PG&E NGBA | Vaca Dixon | 230 | LDES | 0 | 0 | 0 | 0 | 0 | 0 | 0 | 0 | 0 | 0 | 0 | 5 | 2 | 1 | 1 | [14 empty] | 2 | 1 | 1 | 1 | 3 | 1 | 1 | 0
PG&E NGBA | Vaca Dixon | 500 | LDES | 0 | 0 | 0 | 0 | 0 | 0 | 0 | 0 | 0 | 0 | 0 | 5 | 2 | 1 | 1 | [14 empty] | 2 | 1 | 1 | 1 | 3 | 1 | 1 | 0
PG&E NGBA | Vaca Dixon | 60 | LDES | 0 | 0 | 0 | 0 | 0 | 0 | 0 | 0 | 0 | 0 | 0 | 5 | 2 | 1 | 1 | [14 empty] | 2 | 1 | 1 | 1 | 3 | 1 | 1 | 0
SCE Eastern | Valley (SCE) | 500 | LDES | 0 | 0 | 0 | 0 | 0 | 0 | 0 | 0 | 0 | 0 | 0 | 1 | 1 | 1 | 1 | [14 empty] | 1 | 1 | 2 | 1 | 2 | 1 | 1 | 0
EOP | Valley (VEA) | 138 | LDES | 0 | 0 | 0 | 0 | 0 | 0 | 0 | 0 | 0 | 0 | 0 | 5 | 2 | 4 | 2 | [14 empty] | 2 | 2 | 4 | 1 | 3 | 1 | 1 | 0
SDGE | Valley Center | 69 | LDES | 0 | 0 | 0 | 0 | 0 | 0 | 0 | 0 | 0 | 0 | 0 | 1 | 1 | 1 | 1 | [14 empty] | 2 | 1 | 4 | 1 | 3 | 1 | 1 | 0
PG&E GBA | Valley Home | 115 | LDES | 0 | 0 | 0 | 0 | 0 | 0 | 0 | 0 | 0 | 0 | 0 | 1 | 1 | 1 | 1 | [14 empty] | 1 | 1 | 4 | 2 | 1 | 1 | 1 | 0
PG&E GBA | Valley Springs | 230 | LDES | 0 | 0 | 0 | 0 | 0 | 0 | 0 | 0 | 0 | 0 | 0 | 1 | 1 | 1 | 1 | [14 empty] | 2 | 1 | 4 | 1 | 3 | 1 | 1 | 0
PG&E GBA | Valley Springs | 60 | LDES | 0 | 0 | 0 | 0 | 0 | 0 | 0 | 0 | 0 | 0 | 0 | 1 | 1 | 1 | 1 | [14 empty] | 2 | 1 | 4 | 1 | 3 | 1 | 1 | 0
EOP | Valley Switch | 138 | LDES | 0 | 0 | 0 | 0 | 0 | 0 | 0 | 0 | 0 | 0 | 0 | 5 | 2 | 4 | 2 | [14 empty] | 2 | 2 | 4 | 1 | 3 | 1 | 1 | 0
EOP | Valley Switch | 230 | LDES | 0 | 0 | 0 | 0 | 0 | 0 | 0 | 0 | 0 | 0 | 0 | 5 | 2 | 4 | 2 | [14 empty] | 2 | 2 | 4 | 1 | 3 | 1 | 1 | 0
PG&E GBA | Vasco | 230 | LDES | 0 | 0 | 0 | 0 | 0 | 0 | 0 | 0 | 0 | 0 | 0 | 5 | 2 | 1 | 1 | [14 empty] | 2 | 1 | 3 | 1 | 3 | 1 | 1 | 0
PG&E GBA | Vasona | 230 | LDES | 0 | 0 | 0 | 0 | 0 | 0 | 0 | 0 | 0 | 0 | 0 | 1 | 1 | 1 | 1 | [14 empty] | 2 | 1 | 4 | 2 | 3 | 1 | 1 | 0
SCE Northern | Vestal | 230 | LDES | 0 | 0 | 0 | 0 | 0 | 0 | 0 | 0 | 0 | 0 | 0 | 1 | 1 | 1 | 1 | [14 empty] | 1 | 1 | 4 | 1 | 1 | 1 | 1 | 0
SCE Northern | Vestal | 66 | LDES | 0 | 0 | 0 | 0 | 0 | 0 | 0 | 0 | 0 | 0 | 0 | 1 | 1 | 1 | 1 | [14 empty] | 1 | 1 | 4 | 1 | 1 | 1 | 1 | 0
SCE NOL | Victor | 115 | LDES | 0 | 0 | 0 | 0 | 0 | 0 | 0 | 0 | 0 | 0 | 0 | 1 | 1 | 1 | 1 | 3 | [13 empty] | 2 | 1 | 3 | 1 | 2 | 1 | 1 | 0
SCE NOL | Victor | 230 | LDES | 0 | 0 | 0 | 0 | 0 | 0 | 0 | 0 | 0 | 0 | 0 | 1 | 1 | 1 | 1 | 4 | [13 empty] | 2 | 1 | 3 | 1 | 2 | 1 | 1 | 0
SCE Metro | Viejo | 230 | LDES | 0 | 0 | 0 | 0 | 0 | 0 | 0 | 0 | 0 | 0 | 0 | 1 | 1 | 1 | 1 | [14 empty] | 1 | 1 | 3 | 1 | 2 | 1 | 1 | 0
PG&E GBA | Vierra | 115 | LDES | 0 | 0 | 0 | 0 | 0 | 0 | 0 | 0 | 0 | 0 | 0 | 1 | 1 | 1 | 1 | [14 empty] | 1 | 1 | 1 | 2 | 1 | 1 | 1 | 0
SCE Metro | Villa Park | 230 | LDES | 0 | 0 | 0 | 0 | 0 | 0 | 0 | 0 | 0 | 0 | 0 | 1 | 1 | 1 | 1 | [14 empty] | 1 | 1 | 2 | 1 | 2 | 1 | 1 | 0
SCE Northern | Vincent | 230 | LDES | 0 | 0 | 200 | 0 | 200 | 0 | 0 | 0 | 200 | 0 | 200 | 1 | 1 | 1 | 1 | 4 | [13 empty] | 2 | 1 | 4 | 1 | 3 | 5- | 1 | 1 | LDES, QA/QCd separately due to location constraints
SCE Northern | Vincent | 500 | LDES | 0 | 0 | 600 | 0 | 600 | 0 | 0 | 0 | 600 | 0 | 600 | 1 | 1 | 1 | 1 | 5 | [13 empty] | 2 | 1 | 4 | 1 | 3 | 5- | 1 | 1 | LDES, QA/QCd separately due to location constraints
PG&E GBA | Vineyard | 230 | LDES | 0 | 0 | 0 | 0 | 0 | 0 | 0 | 0 | 0 | 0 | 0 | 5 | 2 | 1 | 1 | [14 empty] | 2 | 1 | 2 | 1 | 3 | 1 | 1 | 0
SDGE | Vineyard | 69 | LDES | 0 | 0 | 0 | 0 | 0 | 0 | 0 | 0 | 0 | 0 | 0 | 1 | 1 | 1 | 1 | [14 empty] | 2 | 1 | 2 | 1 | 3 | 1 | 1 | 0
SCE Eastern | Vista (SCE) | 230 | LDES | 0 | 0 | 0 | 0 | 0 | 0 | 0 | 0 | 0 | 0 | 0 | 1 | 1 | 1 | 1 | [14 empty] | 1 | 1 | 2 | 1 | 1 | 1 | 1 | 0
EOP | Vista (VEA) | 138 | LDES | 0 | 0 | 0 | 0 | 0 | 0 | 0 | 0 | 0 | 0 | 0 | 5 | 2 | 4 | 2 | [14 empty] | 2 | 2 | 4 | 1 | 3 | 1 | 1 | 0
EOP | Vista (VEA) | 230 | LDES | 0 | 0 | 0 | 0 | 0 | 0 | 0 | 0 | 0 | 0 | 0 | 5 | 2 | 4 | 2 | [14 empty] | 2 | 2 | 4 | 1 | 3 | 1 | 1 | 0
PG&E FRESNO | Wahtoke | 115 | LDES | 0 | 0 | 0 | 0 | 0 | 0 | 0 | 0 | 0 | 0 | 0 | 5 | 2 | 1 | 1 | [14 empty] | 1 | 1 | 3 | 2 | 1 | 1 | 1 | 0
SCE Northern | Wakefield | 66 | LDES | 0 | 0 | 0 | 0 | 0 | 0 | 0 | 0 | 0 | 0 | 0 | 5 | 2 | 4 | 2 | [14 empty] | 2 | 1 | 4 | 1 | 3 | 1 | 1 | 0
SCE Metro | Walnut | 230 | LDES | 0 | 0 | 0 | 0 | 0 | 0 | 0 | 0 | 0 | 0 | 0 | 1 | 1 | 1 | 1 | [14 empty] | 1 | 1 | 1 | 1 | 1 | 1 | 1 | 0
SCE Northern | Warne | 230 | LDES | 0 | 0 | 0 | 0 | 0 | 0 | 0 | 0 | 0 | 0 | 0 | 5 | 2 | 4 | 2 | [14 empty] | 1 | 1 | 4 | 1 | 3 | 1 | 1 | 0
PG&E GBA | Warnerville | 230 | LDES | 0 | 0 | 0 | 0 | 0 | 0 | 0 | 0 | 0 | 0 | 0 | 5 | 2 | 5 | 2 | [14 empty] | 1 | 1 | 3 | 2 | 2 | 1 | 1 | 0
PG&E FRESNO | Waukena | 115 | LDES | 0 | 0 | 0 | 0 | 0 | 0 | 0 | 0 | 0 | 0 | 0 | 5 | 2 | 1 | 1 | [14 empty] | 1 | 1 | 4 | 2 | 1 | 1 | 1 | 0
PG&E GBA | Weber | 230 | LDES | 0 | 0 | 0 | 0 | 0 | 0 | 0 | 0 | 0 | 0 | 0 | 1 | 1 | 1 | 1 | [14 empty] | 1 | 1 | 3 | 2 | 1 | 1 | 1 | 0
PG&E GBA | Weber | 60 | LDES | 0 | 0 | 0 | 0 | 0 | 0 | 0 | 0 | 0 | 0 | 0 | 1 | 1 | 1 | 1 | 3 | [13 empty] | 1 | 1 | 3 | 2 | 1 | 1 | 1 | 0
PG&E FRESNO | West Fresno | 115 | LDES | 0 | 0 | 0 | 0 | 0 | 0 | 0 | 0 | 0 | 0 | 0 | 5 | 2 | 5 | 2 | [14 empty] | 1 | 1 | 2 | 2 | 1 | 1 | 1 | 0
PG&E FRESNO | Westley | 230 | LDES | 0 | 0 | 0 | 0 | 0 | 0 | 0 | 0 | 0 | 0 | 0 | 1 | 1 | 1 | 1 | [14 empty] | 1 | 1 | 4 | 2 | 1 | 1 | 1 | 0
PG&E KERN | Westpark | 115 | LDES | 0 | 0 | 0 | 0 | 0 | 0 | 0 | 0 | 0 | 0 | 0 | 5 | 2 | 1 | 1 | [14 empty] | 1 | 1 | 3 | 1 | 1 | 1 | 1 | 0
PG&E KERN | Wheeler Ridge | 230 | LDES | 0 | 0 | 0 | 0 | 0 | 0 | 0 | 0 | 0 | 0 | 0 | 5 | 2 | 5 | 2 | 1 | [13 empty] | 1 | 1 | 4 | 1 | 1 | 1 | 1 | 0
PG&E KERN | Wheeler Ridge | 115 | LDES | 0 | 0 | 0 | 0 | 0 | 0 | 0 | 0 | 0 | 0 | 0 | 5 | 2 | 1 | 1 | 3 | [13 empty] | 1 | 1 | 4 | 1 | 1 | 1 | 1 | 0
PG&E KERN | Wheeler Ridge | 70 | LDES | 0 | 0 | 0 | 0 | 0 | 0 | 0 | 0 | 0 | 0 | 0 | 5 | 2 | 5 | 2 | [14 empty] | 1 | 1 | 4 | 1 | 1 | 1 | 1 | 0
SCE Northern | Whirlwind | 230 | LDES | 0 | Mapped as A-CAES | 300 | 0 | 300 | 0 | 0 | 0 | 300 | 0 | 300 | 1 | 1 | 1 | 1 | 5 | [13 empty] | 2 | 1 | 4 | 1 | 3 | 1 | 3 | 1 | LDES, QA/QCd separately due to location constraints
SCE Northern | Whirlwind | 500 | LDES | 0 | 0 | 480 | 0 | 480 | 0 | 0 | 0 | 480 | 0 | 480 | 1 | 1 | 1 | 1 | 5 | [13 empty] | 2 | 1 | 4 | 1 | 3 | 5- | 1 | 1 | LDES, QA/QCd separately due to location constraints
PG&E GBA | Whisman | 115 | LDES | 0 | 0 | 0 | 0 | 0 | 0 | 0 | 0 | 0 | 0 | 0 | 1 | 1 | 1 | 1 | [14 empty] | 2 | 1 | 2 | 2 | 2 | 1 | 1 | 0
SCE Eastern | Wildlife | 230 | LDES | 0 | 0 | 0 | 0 | 0 | 0 | 0 | 0 | 0 | 0 | 0 | 1 | 1 | 1 | 1 | [14 empty] | 1 | 1 | 1 | 1 | 1 | 1 | 1 | 0
PG&E FRESNO | Wilson | 115 | LDES | 0 | 0 | 0 | 0 | 0 | 0 | 0 | 0 | 0 | 0 | 0 | 5 | 2 | 5 | 2 | 4 | [13 empty] | 1 | 1 | 4 | 2 | 1 | 1 | 1 | 0
PG&E FRESNO | Wilson | 230 | LDES | 0 | 0 | 0 | 0 | 0 | 0 | 0 | 0 | 0 | 0 | 0 | 5 | 2 | 5 | 2 | [14 empty] | 1 | 1 | 4 | 2 | 1 | 1 | 1 | 0
SCE Northern | Windhub | 230 | LDES | 0 | 0 | 0 | 0 | 0 | 0 | 0 | 0 | 0 | 0 | 0 | 1 | 1 | 1 | 1 | 4 | [13 empty] | 2 | 1 | 4 | 1 | 2 | 1 | 1 | 0
SCE Northern | Windhub | 500 | LDES | 0 | 0 | 0 | 0 | 0 | 0 | 0 | 0 | 0 | 0 | 0 | 1 | 1 | 1 | 1 | 5 | [13 empty] | 2 | 1 | 4 | 1 | 2 | 1 | 1 | 0
PG&E GBA | Windmaster | 230 | LDES | 0 | 0 | 0 | 0 | 0 | 0 | 0 | 0 | 0 | 0 | 0 | 5 | 2 | 1 | 1 | [14 empty] | 2 | 1 | 2 | 1 | 2 | 1 | 1 | 0
PG&E NGBA | Windsor | 60 | LDES | 0 | 0 | 0 | 0 | 0 | 0 | 0 | 0 | 0 | 0 | 0 | 5 | 2 | 1 | 1 | [14 empty] | 1 | 1 | 2 | 1 | 2 | 1 | 1 | 0
PG&E NGBA | Woodland | 115 | LDES | 0 | 0 | 0 | 0 | 0 | 0 | 0 | 0 | 0 | 0 | 0 | 5 | 2 | 1 | 1 | [14 empty] | 2 | 1 | 4 | 2 | 3 | 1 | 1 | 0
PG&E FRESNO | Woodward | 115 | LDES | 0 | 0 | 0 | 0 | 0 | 0 | 0 | 0 | 0 | 0 | 0 | 5 | 2 | 1 | 1 | [14 empty] | 1 | 1 | 2 | 2 | 2 | 1 | 1 | 0
PG&E NGBA | Wyandotte | 115 | LDES | 0 | 0 | 0 | 0 | 0 | 0 | 0 | 0 | 0 | 0 | 0 | 5 | 2 | 1 | 1 | [14 empty] | 2 | 1 | 2 | 2 | 2 | 1 | 1 | 0
PG&E KERN | 7th Standard | 115 | OOS_Wind | 0 | 0 | 0 | 0 | 0 | 0 | 0 | 0 | 0 | 0 | 0 | 5 | 2 | 5 | 2 | [19 empty] | 1 | 1 | 0
SCE Metro | Alamitos | 230 | OOS_Wind | 0 | 0 | 0 | 0 | 0 | 0 | 0 | 0 | 0 | 0 | 0 | 1 | 1 | 1 | 1 | [19 empty] | 1 | 1 | 0
SCE Eastern | Alberhill | 115 | OOS_Wind | 0 | 0 | 0 | 0 | 0 | 0 | 0 | 0 | 0 | 0 | 0 | 1 | 1 | 1 | 1 | [19 empty] | 1 | 1 | 0
SCE Eastern | Alberhill | 500 | OOS_Wind | 0 | 0 | 0 | 0 | 0 | 0 | 0 | 0 | 0 | 0 | 0 | 1 | 1 | 1 | 1 | [19 empty] | 1 | 1 | 0
PG&E GBA | Alhambra | 115 | OOS_Wind | 0 | 0 | 0 | 0 | 0 | 0 | 0 | 0 | 0 | 0 | 0 | 5 | 2 | 1 | 1 | [19 empty] | 1 | 1 | 0
PG&E FRESNO | Alpaugh | 115 | OOS_Wind | 0 | 0 | 0 | 0 | 0 | 0 | 0 | 0 | 0 | 0 | 0 | 5 | 2 | 5 | 2 | 3 | [18 empty] | 1 | 1 | 0
PG&E GBA | Altamont Midway (Sandhill) | 230 | OOS_Wind | 0 | 0 | 0 | 0 | 0 | 0 | 0 | 0 | 0 | 0 | 0 | 5 | 2 | 1 | 1 | [19 empty] | 1 | 1 | 0
SCE Northern | Antelope | 230 | OOS_Wind | 0 | 0 | 0 | 0 | 0 | 0 | 0 | 0 | 0 | 0 | 0 | 1 | 1 | 1 | 1 | 4 | [18 empty] | 1+ | 1 | 1
SCE Northern | Antelope | 500 | OOS_Wind | 0 | 0 | 0 | 0 | 0 | 0 | 0 | 0 | 0 | 0 | 0 | 1 | 1 | 1 | 1 | [19 empty] | 1 | 1 | 0
PG&E KERN | Arco | 230 | OOS_Wind | 0 | 0 | 0 | 0 | 0 | 0 | 0 | 0 | 0 | 0 | 0 | 5 | 2 | 5 | 2 | 3 | [18 empty] | 1 | 1 | 0
SCE Metro | ArcoGen | 230 | OOS_Wind | 0 | 0 | 0 | 0 | 0 | 0 | 0 | 0 | 0 | 0 | 0 | 1 | 1 | 1 | 1 | [19 empty] | 1 | 1 | 0
SDGE | Artesian | 230 | OOS_Wind | 0 | 0 | 0 | 0 | 0 | 0 | 0 | 0 | 0 | 0 | 0 | 1 | 1 | 1 | 1 | [19 empty] | 1 | 1 | 0
PG&E FRESNO | Ashlan | 230 | OOS_Wind | 0 | 0 | 0 | 0 | 0 | 0 | 0 | 0 | 0 | 0 | 0 | 5 | 2 | 1 | 1 | [19 empty] | 1 | 1 | 0
PG&E NGBA | Atlantic | 115 | OOS_Wind | 0 | 0 | 0 | 0 | 0 | 0 | 0 | 0 | 0 | 0 | 0 | 5 | 2 | 1 | 1 | [19 empty] | 1 | 1 | 0
PG&E NGBA | Atlantic | 230 | OOS_Wind | 0 | 0 | 0 | 0 | 0 | 0 | 0 | 0 | 0 | 0 | 0 | 5 | 2 | 1 | 1 | [19 empty] | 1 | 1 | 0
PG&E FRESNO | Atwater | 115 | OOS_Wind | 0 | 0 | 0 | 0 | 0 | 0 | 0 | 0 | 0 | 0 | 0 | 5 | 2 | 1 | 1 | [19 empty] | 1 | 1 | 0
PG&E GBA | Avena | 115 | OOS_Wind | 0 | 0 | 0 | 0 | 0 | 0 | 0 | 0 | 0 | 0 | 0 | 1 | 1 | 1 | 1 | [19 empty] | 1 | 1 | 0
PG&E NGBA | Bahia | 230 | OOS_Wind | 0 | 0 | 0 | 0 | 0 | 0 | 0 | 0 | 0 | 0 | 0 | 5 | 2 | 1 | 1 | [19 empty] | 1 | 1 | 0
SCE Northern | Bailey | 230 | OOS_Wind | 0 | 0 | 0 | 0 | 0 | 0 | 0 | 0 | 0 | 0 | 0 | 5 | 2 | 4 | 2 | [19 empty] | 1 | 1 | 0
SCE NOL | Baker | 115 | OOS_Wind | 0 | 0 | 0 | 0 | 0 | 0 | 0 | 0 | 0 | 0 | 0 | 3 | 3 | 1 | 1 | [19 empty] | 1 | 1 | 0
PG&E KERN | Bakersfield | 230 | OOS_Wind | 0 | 0 | 0 | 0 | 0 | 0 | 0 | 0 | 0 | 0 | 0 | 5 | 2 | 5 | 2 | [19 empty] | 1 | 1 | 0
PG&E FRESNO | Balch | 230 | OOS_Wind | 0 | 0 | 0 | 0 | 0 | 0 | 0 | 0 | 0 | 0 | 0 | 5 | 2 | 5 | 2 | [19 empty] | 1 | 1 | 0
SCE Eastern | Bannister | 230 | OOS_Wind | 0 | 0 | 0 | 0 | 0 | 0 | 0 | 0 | 0 | 0 | 0 | 5 | 2 | 1 | 1 | [19 empty] | 1 | 1 | 0
SCE Metro | Barre | 230 | OOS_Wind | 0 | 0 | 0 | 0 | 0 | 0 | 0 | 0 | 0 | 0 | 0 | 1 | 1 | 1 | 1 | [19 empty] | 1 | 1 | 0
SDGE | Bay Boulevard | 230 | OOS_Wind | 0 | 0 | 0 | 0 | 0 | 0 | 0 | 0 | 0 | 0 | 0 | 1 | 1 | 1 | 1 | [19 empty] | 1 | 1 | 0
EOP | Beatty | 138 | OOS_Wind | 0 | 0 | 0 | 0 | 0 | 0 | 0 | 0 | 0 | 0 | 0 | 5 | 2 | 4 | 2 | [19 empty] | 1 | 1 | 0
EOP | Beatty | 230 | OOS_Wind | 0 | 0 | 0 | 0 | 0 | 0 | 0 | 0 | 0 | 0 | 0 | 5 | 2 | 4 | 2 | [19 empty] | 1 | 1 | 0
PG&E NGBA | Belden | 230 | OOS_Wind | 0 | 0 | 0 | 0 | 0 | 0 | 0 | 0 | 0 | 0 | 0 | 5 | 2 | 1 | 1 | [19 empty] | 1 | 1 | 0
PG&E NGBA | Bell | 115 | OOS_Wind | 0 | 0 | 0 | 0 | 0 | 0 | 0 | 0 | 0 | 0 | 0 | 5 | 2 | 1 | 1 | [19 empty] | 1 | 1 | 0
PG&E NGBA | Bellevue | 115 | OOS_Wind | 0 | 0 | 0 | 0 | 0 | 0 | 0 | 0 | 0 | 0 | 0 | 5 | 2 | 1 | 1 | [19 empty] | 1 | 1 | 0
PG&E GBA | Bellota | 115 | OOS_Wind | 0 | 0 | 0 | 0 | 0 | 0 | 0 | 0 | 0 | 0 | 0 | 1 | 1 | 1 | 1 | 3 | [18 empty] | 1 | 1 | 0
PG&E GBA | Bellota | 230 | OOS_Wind | 0 | 0 | 0 | 0 | 0 | 0 | 0 | 0 | 0 | 0 | 0 | 1 | 1 | 1 | 1 | 3 | [18 empty] | 1+ | 1 | 1
SCE Northern | Big Creek | 230 | OOS_Wind | 0 | 0 | 0 | 0 | 0 | 0 | 0 | 0 | 0 | 0 | 0 | 1 | 1 | 1 | 1 | [19 empty] | 1 | 1 | 0
PG&E GBA | Birds Landing | 230 | OOS_Wind | 0 | 0 | 0 | 0 | 0 | 0 | 0 | 0 | 0 | 0 | 0 | 5 | 2 | 1 | 1 | 3 | [18 empty] | 1 | 1 | 0
SCE Eastern | Blythe | 161 | OOS_Wind | 0 | 0 | 0 | 0 | 0 | 0 | 0 | 0 | 0 | 0 | 0 | 5 | 2 | 1 | 1 | 3 | [18 empty] | 1 | 1 | 0
PG&E NGBA | Bogue | 115 | OOS_Wind | 0 | 0 | 0 | 0 | 0 | 0 | 0 | 0 | 0 | 0 | 0 | 5 | 2 | 1 | 1 | [19 empty] | 1 | 1 | 0
PG&E FRESNO | Borden | 230 | OOS_Wind | 0 | 0 | 0 | 0 | 0 | 0 | 0 | 0 | 0 | 0 | 0 | 5 | 2 | 5 | 2 | 1 | [18 empty] | 1 | 1 | 0
SDGE | Boulevard East | 138 | OOS_Wind | 0 | 0 | 0 | 0 | 0 | 0 | 0 | 0 | 0 | 0 | 0 | 1 | 1 | 1 | 1 | 1 | [18 empty] | 1 | 1 | 0
PG&E GBA | Brentwood | 230 | OOS_Wind | 0 | 0 | 0 | 0 | 0 | 0 | 0 | 0 | 0 | 0 | 0 | 5 | 2 | 1 | 1 | [19 empty] | 1 | 1 | 0
PG&E NGBA | Bridgeville | 115 | OOS_Wind | 0 | 0 | 0 | 0 | 0 | 0 | 0 | 0 | 0 | 0 | 0 | 5 | 2 | 1 | 1 | [19 empty] | 1 | 1 | 0
PG&E NGBA | Brighton | 115 | OOS_Wind | 0 | 0 | 0 | 0 | 0 | 0 | 0 | 0 | 0 | 0 | 0 | 5 | 2 | 1 | 1 | [19 empty] | 1 | 1 | 0
PG&E NGBA | Brighton | 230 | OOS_Wind | 0 | 0 | 0 | 0 | 0 | 0 | 0 | 0 | 0 | 0 | 0 | 5 | 2 | 1 | 1 | [19 empty] | 1 | 1 | 0
PG&E NGBA | Brunswick | 115 | OOS_Wind | 0 | 0 | 0 | 0 | 0 | 0 | 0 | 0 | 0 | 0 | 0 | 5 | 2 | 1 | 1 | [19 empty] | 1 | 1 | 0
PG&E NGBA | Bucks Creek | 230 | OOS_Wind | 0 | 0 | 0 | 0 | 0 | 0 | 0 | 0 | 0 | 0 | 0 | 5 | 2 | 1 | 1 | [19 empty] | 1 | 1 | 0
PG&E KERN | Buena Vista | 230 | OOS_Wind | 0 | 0 | 0 | 0 | 0 | 0 | 0 | 0 | 0 | 0 | 0 | 5 | 2 | 5 | 2 | [19 empty] | 1 | 1 | 0
PG&E FRESNO | Bullard | 115 | OOS_Wind | 0 | 0 | 0 | 0 | 0 | 0 | 0 | 0 | 0 | 0 | 0 | 5 | 2 | 5 | 2 | [19 empty] | 1 | 1 | 0
PG&E GBA | Burlingame | 115 | OOS_Wind | 0 | 0 | 0 | 0 | 0 | 0 | 0 | 0 | 0 | 0 | 0 | 5 | 2 | 1 | 1 | [19 empty] | 1 | 1 | 0
PG&E NGBA | Burney Forest | 230 | OOS_Wind | 0 | 0 | 0 | 0 | 0 | 0 | 0 | 0 | 0 | 0 | 0 | 5 | 2 | 1 | 1 | [19 empty] | 1 | 1 | 0
PG&E NGBA | Butte | 115 | OOS_Wind | 0 | 0 | 0 | 0 | 0 | 0 | 0 | 0 | 0 | 0 | 0 | 5 | 2 | 1 | 1 | [19 empty] | 1 | 1 | 0
PG&E KERN | Cabrillo | 115 | OOS_Wind | 0 | 0 | 0 | 0 | 0 | 0 | 0 | 0 | 0 | 0 | 0 | 5 | 2 | 1 | 1 | [19 empty] | 1 | 1 | 0
PG&E FRESNO | Cal Flats | 230 | OOS_Wind | 0 | 0 | 0 | 0 | 0 | 0 | 0 | 0 | 0 | 0 | 0 | 5 | 2 | 5 | 2 | [19 empty] | 1 | 1 | 0
SCE NOL | Calcite | 230 | OOS_Wind | 0 | 0 | 0 | 0 | 0 | 0 | 0 | 0 | 0 | 0 | 0 | 1 | 1 | 1 | 1 | 3 | [18 empty] | 1+ | 1 | 1
PG&E KERN | Caliente | 230 | OOS_Wind | 0 | 0 | 0 | 0 | 0 | 0 | 0 | 0 | 0 | 0 | 0 | 5 | 2 | 5 | 2 | 1 | [18 empty] | 1 | 1 | 0
PG&E FRESNO | California Ave | 115 | OOS_Wind | 0 | 0 | 0 | 0 | 0 | 0 | 0 | 0 | 0 | 0 | 0 | 5 | 2 | 1 | 1 | [19 empty] | 1 | 1 | 0
PG&E KERN | Callender | 115 | OOS_Wind | 0 | 0 | 0 | 0 | 0 | 0 | 0 | 0 | 0 | 0 | 0 | 5 | 2 | 5 | 2 | [19 empty] | 1 | 1 | 0
PG&E NGBA | Calpella | 115 | OOS_Wind | 0 | 0 | 0 | 0 | 0 | 0 | 0 | 0 | 0 | 0 | 0 | 5 | 2 | 1 | 1 | [19 empty] | 1 | 1 | 0
PG&E GBA | Camanche | 230 | OOS_Wind | 0 | 0 | 0 | 0 | 0 | 0 | 0 | 0 | 0 | 0 | 0 | 1 | 1 | 1 | 1 | [19 empty] | 1 | 1 | 0
PG&E FRESNO | Cantua | 115 | OOS_Wind | 0 | 0 | 0 | 0 | 0 | 0 | 0 | 0 | 0 | 0 | 0 | 5 | 2 | 5 | 2 | [19 empty] | 1 | 1 | 0
SDGE | Capistrano | 138 | OOS_Wind | 0 | 0 | 0 | 0 | 0 | 0 | 0 | 0 | 0 | 0 | 0 | 1 | 1 | 1 | 1 | [19 empty] | 1 | 1 | 0
SDGE | Capistrano | 230 | OOS_Wind | 0 | 0 | 0 | 0 | 0 | 0 | 0 | 0 | 0 | 0 | 0 | 1 | 1 | 1 | 1 | [19 empty] | 1 | 1 | 0
PG&E NGBA | Carberry | 230 | OOS_Wind | 0 | 0 | 0 | 0 | 0 | 0 | 0 | 0 | 0 | 0 | 0 | 5 | 2 | 1 | 1 | [19 empty] | 1 | 1 | 0
PG&E NGBA | Caribou | 115 | OOS_Wind | 0 | 0 | 0 | 0 | 0 | 0 | 0 | 0 | 0 | 0 | 0 | 5 | 2 | 1 | 1 | [19 empty] | 1 | 1 | 0
PG&E NGBA | Caribou | 230 | OOS_Wind | 0 | 0 | 0 | 0 | 0 | 0 | 0 | 0 | 0 | 0 | 0 | 5 | 2 | 1 | 1 | [19 empty] | 1 | 1 | 0
EOP | Carpenter Canyon (fka Gamebird) | 138 | OOS_Wind | 0 | 0 | 0 | 0 | 0 | 0 | 0 | 0 | 0 | 0 | 0 | 5 | 2 | 4 | 2 | [19 empty] | 1 | 1 | 0
EOP | Carpenter Canyon (fka Gamebird) | 230 | OOS_Wind | 0 | 0 | 0 | 0 | 0 | 0 | 0 | 0 | 0 | 0 | 0 | 5 | 2 | 4 | 2 | [19 empty] | 1 | 1 | 0
PG&E NGBA | Carquinez | 115 | OOS_Wind | 0 | 0 | 0 | 0 | 0 | 0 | 0 | 0 | 0 | 0 | 0 | 5 | 2 | 1 | 1 | [19 empty] | 1 | 1 | 0
SDGE | Carrizo Gorge | 138 | OOS_Wind | 0 | 0 | 0 | 0 | 0 | 0 | 0 | 0 | 0 | 0 | 0 | 1 | 1 | 1 | 1 | [19 empty] | 1 | 1 | 0
PG&E KERN | Carrizo Plains | 115 | OOS_Wind | 0 | 0 | 0 | 0 | 0 | 0 | 0 | 0 | 0 | 0 | 0 | 5 | 2 | 5 | 2 | [19 empty] | 1 | 1 | 0
PG&E KERN | Casaloma | 230 | OOS_Wind | 0 | 0 | 0 | 0 | 0 | 0 | 0 | 0 | 0 | 0 | 0 | 5 | 2 | 1 | 1 | [19 empty] | 1 | 1 | 0
PG&E GBA | Castro Valley | 230 | OOS_Wind | 0 | 0 | 0 | 0 | 0 | 0 | 0 | 0 | 0 | 0 | 0 | 5 | 2 | 1 | 1 | [19 empty] | 1 | 1 | 0
PG&E GBA | Cayetano | 230 | OOS_Wind | 0 | 0 | 0 | 0 | 0 | 0 | 0 | 0 | 0 | 0 | 0 | 5 | 2 | 1 | 1 | [19 empty] | 1 | 1 | 0
SCE Metro | Center | 230 | OOS_Wind | 0 | 0 | 0 | 0 | 0 | 0 | 0 | 0 | 0 | 0 | 0 | 1 | 1 | 1 | 1 | [19 empty] | 1 | 1 | 0
PG&E KERN | Charca | 115 | OOS_Wind | 0 | 0 | 0 | 0 | 0 | 0 | 0 | 0 | 0 | 0 | 0 | 5 | 2 | 1 | 1 | [19 empty] | 1 | 1 | 0
EOP | Charleston | 138 | OOS_Wind | 0 | 0 | 0 | 0 | 0 | 0 | 0 | 0 | 0 | 0 | 0 | 5 | 2 | 4 | 2 | [19 empty] | 1 | 1 | 0
SCE Metro | Chevmain | 230 | OOS_Wind | 0 | 0 | 0 | 0 | 0 | 0 | 0 | 0 | 0 | 0 | 0 | 1 | 1 | 1 | 1 | [19 empty] | 1 | 1 | 0
SDGE | Chicarita | 138 | OOS_Wind | 0 | 0 | 0 | 0 | 0 | 0 | 0 | 0 | 0 | 0 | 0 | 1 | 1 | 1 | 1 | [19 empty] | 1 | 1 | 0
SCE Metro | Chino | 230 | OOS_Wind | 0 | 0 | 0 | 0 | 0 | 0 | 0 | 0 | 0 | 0 | 0 | 1 | 1 | 1 | 1 | [19 empty] | 1+ | 1 | 1
PG&E FRESNO | Chowchilla | 115 | OOS_Wind | 0 | 0 | 0 | 0 | 0 | 0 | 0 | 0 | 0 | 0 | 0 | 5 | 2 | 5 | 2 | [19 empty] | 1 | 1 | 0
PG&E GBA | Christie | 115 | OOS_Wind | 0 | 0 | 0 | 0 | 0 | 0 | 0 | 0 | 0 | 0 | 0 | 5 | 2 | 1 | 1 | [19 empty] | 1 | 1 | 0
SCE Eastern | Cielo Azul | 500 | OOS_Wind | 0 | 0 | 0 | 0 | 0 | 0 | 0 | 0 | 0 | 0 | 0 | 5 | 2 | 4 | 2 | [19 empty] | 1+ | 1 | 1
PG&E GBA | Clayton | 115 | OOS_Wind | 0 | 0 | 0 | 0 | 0 | 0 | 0 | 0 | 0 | 0 | 0 | 5 | 2 | 1 | 1 | [19 empty] | 1 | 1 | 0
PG&E NGBA | Cloverdale | 115 | OOS_Wind | 0 | 0 | 0 | 0 | 0 | 0 | 0 | 0 | 0 | 0 | 0 | 5 | 2 | 1 | 1 | [19 empty] | 1 | 1 | 0
PG&E FRESNO | Clovis | 115 | OOS_Wind | 0 | 0 | 0 | 0 | 0 | 0 | 0 | 0 | 0 | 0 | 0 | 5 | 2 | 1 | 1 | [19 empty] | 1 | 1 | 0
PG&E GBA | Coburn | 230 | OOS_Wind | 0 | 0 | 0 | 0 | 0 | 0 | 0 | 0 | 0 | 0 | 0 | 5 | 2 | 5 | 2 | [19 empty] | 1 | 1 | 0
PG&E NGBA | Colgate | 230 | OOS_Wind | 0 | 0 | 0 | 0 | 0 | 0 | 0 | 0 | 0 | 0 | 0 | 5 | 2 | 1 | 1 | [19 empty] | 1 | 1 | 0
PG&E GBA | Collierville | 230 | OOS_Wind | 0 | 0 | 0 | 0 | 0 | 0 | 0 | 0 | 0 | 0 | 0 | 1 | 1 | 1 | 1 | [19 empty] | 1 | 1 | 0
PG&E GBA | Collinsville | 230 | OOS_Wind | 0 | 0 | 0 | 0 | 0 | 0 | 0 | 0 | 0 | 0 | 0 | 5 | 2 | 1 | 1 | [19 empty] | 1 | 1 | 0
PG&E GBA | Collinsville | 500 | OOS_Wind | 0 | 0 | 0 | 0 | 0 | 0 | 0 | 0 | 0 | 0 | 0 | 5 | 2 | 1 | 1 | [19 empty] | 1 | 1 | 0
SCE Eastern | Colorado River | 230 | OOS_Wind | 0 | 0 | 0 | 0 | 0 | 0 | 0 | 0 | 0 | 0 | 0 | 1 | 1 | 1 | 1 | 4 | [18 empty] | 1 | 1 | 0
SCE Eastern | Colorado River | 500 | OOS_Wind | 0 | 0 | 0 | 0 | 0 | 0 | 0 | 0 | 0 | 0 | 0 | 1 | 1 | 1 | 1 | 2 | [18 empty] | 1 | 1 | 0
PG&E KERN | Columbus | 115 | OOS_Wind | 0 | 0 | 0 | 0 | 0 | 0 | 0 | 0 | 0 | 0 | 0 | 5 | 2 | 5 | 2 | [19 empty] | 1 | 1 | 0
PG&E GBA | Contra Costa | 115 | OOS_Wind | 0 | 0 | 0 | 0 | 0 | 0 | 0 | 0 | 0 | 0 | 0 | 5 | 2 | 1 | 1 | [19 empty] | 1 | 1 | 0
PG&E GBA | Contra Costa | 230 | OOS_Wind | 0 | 0 | 0 | 0 | 0 | 0 | 0 | 0 | 0 | 0 | 0 | 5 | 2 | 1 | 1 | [19 empty] | 1 | 1 | 0
PG&E GBA | Contra Costa PP | 230 | OOS_Wind | 0 | 0 | 0 | 0 | 0 | 0 | 0 | 0 | 0 | 0 | 0 | 5 | 2 | 1 | 1 | [19 empty] | 1 | 1 | 0
SCE NOL | Control | 115 | OOS_Wind | 0 | 0 | 0 | 0 | 0 | 0 | 0 | 0 | 0 | 0 | 0 | 3 | 3 | 1 | 1 | [19 empty] | 1 | 1 | 0
PG&E GBA | Cooley Landing | 115 | OOS_Wind | 0 | 0 | 0 | 0 | 0 | 0 | 0 | 0 | 0 | 0 | 0 | 5 | 2 | 1 | 1 | [19 empty] | 1 | 1 | 0
SCE NOL | Coolwater | 230 | OOS_Wind | 0 | 0 | 0 | 0 | 0 | 0 | 0 | 0 | 0 | 0 | 0 | 3 | 3 | 1 | 1 | [19 empty] | 1 | 1 | 0
SCE NOL | Coolwater | 115 | OOS_Wind | 0 | 0 | 0 | 0 | 0 | 0 | 0 | 0 | 0 | 0 | 0 | 3 | 3 | 1 | 1 | 3 | [18 empty] | 1 | 1 | 0
PG&E FRESNO | Corcoran | 115 | OOS_Wind | 0 | 0 | 0 | 0 | 0 | 0 | 0 | 0 | 0 | 0 | 0 | 5 | 2 | 5 | 2 | [19 empty] | 1 | 1 | 0
PG&E NGBA | Corona | 115 | OOS_Wind | 0 | 0 | 0 | 0 | 0 | 0 | 0 | 0 | 0 | 0 | 0 | 5 | 2 | 1 | 1 | [19 empty] | 1 | 1 | 0
PG&E NGBA | Cortina | 230 | OOS_Wind | 0 | 0 | 0 | 0 | 0 | 0 | 0 | 0 | 0 | 0 | 0 | 5 | 2 | 1 | 1 | 3 | [18 empty] | 1 | 1 | 0
PG&E NGBA | Cortina | 115 | OOS_Wind | 0 | 0 | 0 | 0 | 0 | 0 | 0 | 0 | 0 | 0 | 0 | 5 | 2 | 1 | 1 | 1 | [18 empty] | 1 | 1 | 0
PG&E GBA | Cottle | 230 | OOS_Wind | 0 | 0 | 0 | 0 | 0 | 0 | 0 | 0 | 0 | 0 | 0 | 5 | 2 | 5 | 2 | 3 | [18 empty] | 1 | 1 | 0
PG&E NGBA | Cottonwood | 115 | OOS_Wind | 0 | 0 | 0 | 0 | 0 | 0 | 0 | 0 | 0 | 0 | 0 | 5 | 2 | 1 | 1 | [19 empty] | 1 | 1 | 0
PG&E NGBA | Cottonwood | 230 | OOS_Wind | 0 | 0 | 0 | 0 | 0 | 0 | 0 | 0 | 0 | 0 | 0 | 5 | 2 | 1 | 1 | [19 empty] | 1 | 1 | 0
PG&E NGBA | Cove Road | 230 | OOS_Wind | 0 | 0 | 0 | 0 | 0 | 0 | 0 | 0 | 0 | 0 | 0 | 5 | 2 | 1 | 1 | [19 empty] | 1 | 1 | 0
PG&E GBA | Coyote | 230 | OOS_Wind | 0 | 0 | 0 | 0 | 0 | 0 | 0 | 0 | 0 | 0 | 0 | 1 | 1 | 1 | 1 | [19 empty] | 1 | 1 | 0
PG&E GBA | Crazy Horse Canyon | 115 | OOS_Wind | 0 | 0 | 0 | 0 | 0 | 0 | 0 | 0 | 0 | 0 | 0 | 1 | 1 | 1 | 1 | [19 empty] | 1 | 1 | 0
PG&E FRESNO | Cressey | 115 | OOS_Wind | 0 | 0 | 0 | 0 | 0 | 0 | 0 | 0 | 0 | 0 | 0 | 5 | 2 | 1 | 1 | [19 empty] | 1 | 1 | 0
PG&E NGBA | Cresta | 230 | OOS_Wind | 0 | 0 | 0 | 0 | 0 | 0 | 0 | 0 | 0 | 0 | 0 | 5 | 2 | 1 | 1 | [19 empty] | 1 | 1 | 0
PG&E GBA | Curtis | 115 | OOS_Wind | 0 | 0 | 0 | 0 | 0 | 0 | 0 | 0 | 0 | 0 | 0 | 1 | 1 | 1 | 1 | [19 empty] | 1 | 1 | 0
PG&E FRESNO | Dairyland | 115 | OOS_Wind | 0 | 0 | 0 | 0 | 0 | 0 | 0 | 0 | 0 | 0 | 0 | 5 | 2 | 1 | 1 | [19 empty] | 1 | 1 | 0
PG&E NGBA | Davis | 115 | OOS_Wind | 0 | 0 | 0 | 0 | 0 | 0 | 0 | 0 | 0 | 0 | 0 | 5 | 2 | 1 | 1 | 3 | [18 empty] | 1 | 1 | 0
SCE Metro | Del Amo | 500 | OOS_Wind | 0 | 0 | 0 | 0 | 0 | 0 | 0 | 0 | 0 | 0 | 0 | 1 | 1 | 1 | 1 | [19 empty] | 1 | 1 | 0
SCE Metro | Del Amo | 230 | OOS_Wind | 0 | 0 | 0 | 0 | 0 | 0 | 0 | 0 | 0 | 0 | 0 | 1 | 1 | 1 | 1 | [19 empty] | 1 | 1 | 0
SCE Eastern | Delaney | 500 | OOS_Wind | 0 | 0 | 0 | 0 | 0 | 0 | 0 | 0 | 0 | 0 | 0 | 5 | 2 | 4 | 2 | [19 empty] | 1 | 1 | 0
PG&E NGBA | Delevan | 230 | OOS_Wind | 0 | 0 | 0 | 0 | 0 | 0 | 0 | 0 | 0 | 0 | 0 | 5 | 2 | 1 | 1 | 3 | [18 empty] | 1+ | 1 | 1
PG&E GBA | Delta PP | 230 | OOS_Wind | 0 | 0 | 0 | 0 | 0 | 0 | 0 | 0 | 0 | 0 | 0 | 5 | 2 | 1 | 1 | [19 empty] | 1 | 1 | 0
EOP | Desert View | 230 | OOS_Wind | 0 | 0 | 0 | 0 | 0 | 0 | 0 | 0 | 0 | 0 | 0 | 5 | 2 | 4 | 2 | [19 empty] | 1 | 1 | 0
SCE Eastern | Devers | 230 | OOS_Wind | 0 | 0 | 0 | 0 | 0 | 0 | 0 | 0 | 0 | 0 | 0 | 1 | 1 | 1 | 1 | 5 | [18 empty] | 1 | 1 | 0
SCE Eastern | Devers | 500 | OOS_Wind | 0 | 0 | 0 | 0 | 0 | 0 | 0 | 0 | 0 | 0 | 0 | 1 | 1 | 1 | 1 | [19 empty] | 1+ | 1 | 1
PG&E KERN | Diablo Canyon | 230 | OOS_Wind | 0 | 0 | 0 | 0 | 0 | 0 | 0 | 0 | 0 | 0 | 0 | 5 | 2 | 1 | 1 | 3 | [18 empty] | 1 | 1 | 0
PG&E KERN | Diablo Canyon | 500 | OOS_Wind | 0 | 0 | 0 | 0 | 0 | 0 | 0 | 0 | 0 | 0 | 0 | 5 | 2 | 4 | 2 | 5 | [18 empty] | 1 | 1 | 0
PG&E KERN | Divide | 115 | OOS_Wind | 0 | 0 | 0 | 0 | 0 | 0 | 0 | 0 | 0 | 0 | 0 | 5 | 2 | 1 | 1 | [19 empty] | 1 | 1 | 0
PG&E GBA | Dixon Landing | 115 | OOS_Wind | 0 | 0 | 0 | 0 | 0 | 0 | 0 | 0 | 0 | 0 | 0 | 1 | 1 | 1 | 1 | [19 empty] | 1 | 1 | 0
PG&E FRESNO | Dos Amigos | 230 | OOS_Wind | 0 | 0 | 0 | 0 | 0 | 0 | 0 | 0 | 0 | 0 | 0 | 5 | 2 | 5 | 2 | [19 empty] | 1 | 1 | 0
PG&E NGBA | Drum | 115 | OOS_Wind | 0 | 0 | 0 | 0 | 0 | 0 | 0 | 0 | 0 | 0 | 0 | 5 | 2 | 1 | 1 | [19 empty] | 1 | 1 | 0
PG&E GBA | Dumbarton | 115 | OOS_Wind | 0 | 0 | 0 | 0 | 0 | 0 | 0 | 0 | 0 | 0 | 0 | 5 | 2 | 1 | 1 | [19 empty] | 1 | 1 | 0
SCE NOL | Dunn Siding | 115 | OOS_Wind | 0 | 0 | 0 | 0 | 0 | 0 | 0 | 0 | 0 | 0 | 0 | 3 | 3 | 1 | 1 | [19 empty] | 1 | 1 | 0
SCE Eastern | Eagle Mountain | 230 | OOS_Wind | 0 | 0 | 0 | 0 | 0 | 0 | 0 | 0 | 0 | 0 | 0 | 5 | 2 | 1 | 1 | [19 empty] | 1 | 1 | 0
PG&E NGBA | Eagle Rock (PGE) | 115 | OOS_Wind | 0 | 0 | 0 | 0 | 0 | 0 | 0 | 0 | 0 | 0 | 0 | 5 | 2 | 1 | 1 | 3 | [18 empty] | 1 | 1 | 0
SCE Metro | Eagle Rock (SCE) | 230 | OOS_Wind | 0 | 0 | 0 | 0 | 0 | 0 | 0 | 0 | 0 | 0 | 0 | 1 | 1 | 1 | 1 | [19 empty] | 1 | 1 | 0
PG&E NGBA | East Marysville | 115 | OOS_Wind | 0 | 0 | 0 | 0 | 0 | 0 | 0 | 0 | 0 | 0 | 0 | 5 | 2 | 1 | 1 | [19 empty] | 1 | 1 | 0
PG&E NGBA | East Nicolaus | 115 | OOS_Wind | 0 | 0 | 0 | 0 | 0 | 0 | 0 | 0 | 0 | 0 | 0 | 5 | 2 | 1 | 1 | [19 empty] | 1 | 1 | 0
PG&E GBA | Eastshore | 115 | OOS_Wind | 0 | 0 | 0 | 0 | 0 | 0 | 0 | 0 | 0 | 0 | 0 | 5 | 2 | 1 | 1 | 4 | [18 empty] | 1 | 1 | 0
PG&E GBA | Eastshore | 230 | OOS_Wind | 0 | 0 | 0 | 0 | 0 | 0 | 0 | 0 | 0 | 0 | 0 | 5 | 2 | 1 | 1 | [19 empty] | 1 | 1 | 0
SDGE | ECO | 138 | OOS_Wind | 0 | 0 | 0 | 0 | 0 | 0 | 0 | 0 | 0 | 0 | 0 | 1 | 1 | 1 | 1 | 3 | [18 empty] | 1 | 1 | 0
SDGE | ECO | 230 | OOS_Wind | 0 | 0 | 0 | 0 | 0 | 0 | 0 | 0 | 0 | 0 | 0 | 1 | 1 | 1 | 1 | [19 empty] | 1 | 1 | 0
SDGE | ECO | 500 | OOS_Wind | 0 | 0 | 0 | 0 | 0 | 0 | 0 | 0 | 0 | 0 | 0 | 1 | 1 | 1 | 1 | [19 empty] | 1 | 1 | 0
PG&E GBA | Edenvale | 115 | OOS_Wind | 0 | 0 | 0 | 0 | 0 | 0 | 0 | 0 | 0 | 0 | 0 | 1 | 1 | 1 | 1 | [19 empty] | 1 | 1 | 0
PG&E GBA | Edes | 115 | OOS_Wind | 0 | 0 | 0 | 0 | 0 | 0 | 0 | 0 | 0 | 0 | 0 | 5 | 2 | 1 | 1 | [19 empty] | 1 | 1 | 0
PG&E GBA | Eight Mile | 230 | OOS_Wind | 0 | 0 | 0 | 0 | 0 | 0 | 0 | 0 | 0 | 0 | 0 | 5 | 2 | 1 | 1 | [19 empty] | 1 | 1 | 0
SCE Eastern | El Casco | 230 | OOS_Wind | 0 | 0 | 0 | 0 | 0 | 0 | 0 | 0 | 0 | 0 | 0 | 1 | 1 | 1 | 1 | [19 empty] | 1 | 1 | 0
PG&E GBA | El Cerrito G | 115 | OOS_Wind | 0 | 0 | 0 | 0 | 0 | 0 | 0 | 0 | 0 | 0 | 0 | 5 | 2 | 1 | 1 | [19 empty] | 1 | 1 | 0
PG&E NGBA | El Dorado PH | 115 | OOS_Wind | 0 | 0 | 0 | 0 | 0 | 0 | 0 | 0 | 0 | 0 | 0 | 5 | 2 | 1 | 1 | [19 empty] | 1 | 1 | 0
PG&E FRESNO | El Nido (PGE) | 115 | OOS_Wind | 0 | 0 | 0 | 0 | 0 | 0 | 0 | 0 | 0 | 0 | 0 | 5 | 2 | 5 | 2 | [19 empty] | 1 | 1 | 0
SCE Metro | El Nido (SCE) | 230 | OOS_Wind | 0 | 0 | 0 | 0 | 0 | 0 | 0 | 0 | 0 | 0 | 0 | 1 | 1 | 1 | 1 | [19 empty] | 1 | 1 | 0
PG&E GBA | El Patio | 115 | OOS_Wind | 0 | 0 | 0 | 0 | 0 | 0 | 0 | 0 | 0 | 0 | 0 | 1 | 1 | 1 | 1 | [19 empty] | 1 | 1 | 0
SCE Metro | El Segundo | 230 | OOS_Wind | 0 | 0 | 0 | 0 | 0 | 0 | 0 | 0 | 0 | 0 | 0 | 1 | 1 | 1 | 1 | [19 empty] | 1 | 1 | 0
EOP | Eldorado | 230 | OOS_Wind | 0 | 0 | 0 | 0 | 0 | 0 | 0 | 0 | 0 | 0 | 0 | 5 | 2 | 4 | 2 | 4 | [18 empty] | 1 | 5 | 1
EOP | Eldorado | 500 | OOS_Wind | YES | Wyoming Wind | 3000 | 0 | 3000 | 0 | 0 | 0 | 3000 | 0 | 3000 | 5 | 2 | 4 | 2 | 5 | [18 empty] | 5- | 1 | 1 | OOS intertie
PG&E KERN | Elk Hills | 230 | OOS_Wind | 0 | 0 | 0 | 0 | 0 | 0 | 0 | 0 | 0 | 0 | 0 | 5 | 2 | 5 | 2 | [19 empty] | 1 | 1 | 0
SCE Metro | Ellis | 230 | OOS_Wind | 0 | 0 | 0 | 0 | 0 | 0 | 0 | 0 | 0 | 0 | 0 | 1 | 1 | 1 | 1 | [19 empty] | 1 | 1 | 0
SDGE | Encina | 138 | OOS_Wind | 0 | 0 | 0 | 0 | 0 | 0 | 0 | 0 | 0 | 0 | 0 | 1 | 1 | 1 | 1 | 3 | [18 empty] | 1 | 1 | 0
SDGE | Encina | 230 | OOS_Wind | 0 | 0 | 0 | 0 | 0 | 0 | 0 | 0 | 0 | 0 | 0 | 1 | 1 | 1 | 1 | [19 empty] | 1 | 1 | 0
SDGE | Escondido | 230 | OOS_Wind | 0 | 0 | 0 | 0 | 0 | 0 | 0 | 0 | 0 | 0 | 0 | 1 | 1 | 1 | 1 | [19 empty] | 1 | 1 | 0
PG&E KERN | Estrella | 230 | OOS_Wind | 0 | 0 | 0 | 0 | 0 | 0 | 0 | 0 | 0 | 0 | 0 | 5 | 2 | 1 | 1 | [19 empty] | 1 | 1 | 0
SCE Eastern | Etiwanda | 230 | OOS_Wind | 0 | 0 | 0 | 0 | 0 | 0 | 0 | 0 | 0 | 0 | 0 | 1 | 1 | 1 | 1 | 5 | [18 empty] | 1+ | 1 | 1
PG&E GBA | Evergreen | 115 | OOS_Wind | 0 | 0 | 0 | 0 | 0 | 0 | 0 | 0 | 0 | 0 | 0 | 1 | 1 | 1 | 1 | [19 empty] | 1 | 1 | 0
PG&E FRESNO | Excelsior | 115 | OOS_Wind | 0 | 0 | 0 | 0 | 0 | 0 | 0 | 0 | 0 | 0 | 0 | 5 | 2 | 5 | 2 | 1 | [18 empty] | 1 | 1 | 0
PG&E FRESNO | Exchequer | 115 | OOS_Wind | 0 | 0 | 0 | 0 | 0 | 0 | 0 | 0 | 0 | 0 | 0 | 5 | 2 | 5 | 2 | [19 empty] | 1 | 1 | 0
PG&E KERN | Fairway | 115 | OOS_Wind | 0 | 0 | 0 | 0 | 0 | 0 | 0 | 0 | 0 | 0 | 0 | 5 | 2 | 1 | 1 | [19 empty] | 1 | 1 | 0
PG&E KERN | Famoso | 115 | OOS_Wind | 0 | 0 | 0 | 0 | 0 | 0 | 0 | 0 | 0 | 0 | 0 | 5 | 2 | 1 | 1 | [19 empty] | 1 | 1 | 0
PG&E NGBA | Fern Road | 500 | OOS_Wind | 0 | 0 | 0 | 0 | 0 | 0 | 0 | 0 | 0 | 0 | 0 | 5 | 2 | 1 | 1 | [19 empty] | 1 | 1 | 0
PG&E GBA | Fibreboard (SPI Sonora) | 115 | OOS_Wind | 0 | 0 | 0 | 0 | 0 | 0 | 0 | 0 | 0 | 0 | 0 | 1 | 1 | 1 | 1 | [19 empty] | 1 | 1 | 0
PG&E FRESNO | Figarden | 230 | OOS_Wind | 0 | 0 | 0 | 0 | 0 | 0 | 0 | 0 | 0 | 0 | 0 | 5 | 2 | 1 | 1 | [19 empty] | 1 | 1 | 0
PG&E FRESNO | Fink | 230 | OOS_Wind | 0 | 0 | 0 | 0 | 0 | 0 | 0 | 0 | 0 | 0 | 0 | 1 | 1 | 1 | 1 | [19 empty] | 1 | 1 | 0
PG&E GBA | FMC | 115 | OOS_Wind | 0 | 0 | 0 | 0 | 0 | 0 | 0 | 0 | 0 | 0 | 0 | 1 | 1 | 1 | 1 | [19 empty] | 1 | 1 | 0
PG&E GBA | Fremont | 115 | OOS_Wind | 0 | 0 | 0 | 0 | 0 | 0 | 0 | 0 | 0 | 0 | 0 | 1 | 1 | 1 | 1 | [19 empty] | 1 | 1 | 0
PG&E GBA | Frogtown | 115 | OOS_Wind | 0 | 0 | 0 | 0 | 0 | 0 | 0 | 0 | 0 | 0 | 0 | 1 | 1 | 1 | 1 | [19 empty] | 1 | 1 | 0
PG&E NGBA | Fulton | 115 | OOS_Wind | 0 | 0 | 0 | 0 | 0 | 0 | 0 | 0 | 0 | 0 | 0 | 5 | 2 | 1 | 1 | 1 | [18 empty] | 1 | 1 | 0
PG&E NGBA | Fulton | 230 | OOS_Wind | 0 | 0 | 0 | 0 | 0 | 0 | 0 | 0 | 0 | 0 | 0 | 5 | 2 | 1 | 1 | [19 empty] | 1 | 1 | 0
PG&E KERN | Ganso | 115 | OOS_Wind | 0 | 0 | 0 | 0 | 0 | 0 | 0 | 0 | 0 | 0 | 0 | 5 | 2 | 5 | 2 | [19 empty] | 1 | 1 | 0
PG&E FRESNO | Gates | 230 | OOS_Wind | 0 | 0 | 0 | 0 | 0 | 0 | 0 | 0 | 0 | 0 | 0 | 5 | 2 | 5 | 2 | 4 | [18 empty] | 1 | 1 | 0
PG&E FRESNO | Gates | 500 | OOS_Wind | 0 | 0 | 0 | 0 | 0 | 0 | 0 | 0 | 0 | 0 | 0 | 5 | 2 | 5 | 2 | 5 | [18 empty] | 1 | 1 | 0
PG&E NGBA | Geysers 12 | 230 | OOS_Wind | 0 | 0 | 0 | 0 | 0 | 0 | 0 | 0 | 0 | 0 | 0 | 5 | 2 | 1 | 1 | [19 empty] | 1 | 1 | 0
PG&E NGBA | Geysers 17 | 230 | OOS_Wind | 0 | 0 | 0 | 0 | 0 | 0 | 0 | 0 | 0 | 0 | 0 | 5 | 2 | 1 | 1 | [19 empty] | 1 | 1 | 0
PG&E NGBA | Geysers 3 | 115 | OOS_Wind | 0 | 0 | 0 | 0 | 0 | 0 | 0 | 0 | 0 | 0 | 0 | 5 | 2 | 1 | 1 | [19 empty] | 1 | 1 | 0
PG&E NGBA | Glenn | 230 | OOS_Wind | 0 | 0 | 0 | 0 | 0 | 0 | 0 | 0 | 0 | 0 | 0 | 5 | 2 | 1 | 1 | 3 | [18 empty] | 1+ | 1 | 1
PG&E NGBA | Gold Hill | 115 | OOS_Wind | 0 | 0 | 0 | 0 | 0 | 0 | 0 | 0 | 0 | 0 | 0 | 5 | 2 | 1 | 1 | [19 empty] | 1 | 1 | 0
PG&E NGBA | Gold Hill | 230 | OOS_Wind | 0 | 0 | 0 | 0 | 0 | 0 | 0 | 0 | 0 | 0 | 0 | 5 | 2 | 1 | 1 | [19 empty] | 1 | 1 | 0
SCE Northern | Goleta | 230 | OOS_Wind | 0 | 0 | 0 | 0 | 0 | 0 | 0 | 0 | 0 | 0 | 0 | 5 | 2 | 4 | 2 | [19 empty] | 1 | 1 | 0
SCE Metro | Goodrich | 230 | OOS_Wind | 0 | 0 | 0 | 0 | 0 | 0 | 0 | 0 | 0 | 0 | 0 | 1 | 1 | 1 | 1 | [19 empty] | 1 | 1 | 0
PG&E KERN | Goose Lake | 115 | OOS_Wind | 0 | 0 | 0 | 0 | 0 | 0 | 0 | 0 | 0 | 0 | 0 | 5 | 2 | 1 | 1 | [19 empty] | 1 | 1 | 0
SCE Metro | Gould | 230 | OOS_Wind | 0 | 0 | 0 | 0 | 0 | 0 | 0 | 0 | 0 | 0 | 0 | 1 | 1 | 1 | 1 | [19 empty] | 1 | 1 | 0
PG&E NGBA | Grand Island | 115 | OOS_Wind | 0 | 0 | 0 | 0 | 0 | 0 | 0 | 0 | 0 | 0 | 0 | 5 | 2 | 1 | 1 | [19 empty] | 1 | 1 | 0
PG&E GBA | Grant | 115 | OOS_Wind | 0 | 0 | 0 | 0 | 0 | 0 | 0 | 0 | 0 | 0 | 0 | 5 | 2 | 1 | 1 | [19 empty] | 1 | 1 | 0
PG&E GBA | Green Valley | 115 | OOS_Wind | 0 | 0 | 0 | 0 | 0 | 0 | 0 | 0 | 0 | 0 | 0 | 1 | 1 | 1 | 1 | 1 | [18 empty] | 1 | 1 | 0
PG&E NGBA | Greenleaf 1 | 115 | OOS_Wind | 0 | 0 | 0 | 0 | 0 | 0 | 0 | 0 | 0 | 0 | 0 | 5 | 2 | 1 | 1 | [19 empty] | 1 | 1 | 0
PG&E FRESNO | Gregg | 230 | OOS_Wind | 0 | 0 | 0 | 0 | 0 | 0 | 0 | 0 | 0 | 0 | 0 | 5 | 2 | 5 | 2 | [19 empty] | 1 | 1 | 0
PG&E FRESNO | Grimmway-Malaga | 115 | OOS_Wind | 0 | 0 | 0 | 0 | 0 | 0 | 0 | 0 | 0 | 0 | 0 | 5 | 2 | 5 | 2 | [19 empty] | 1 | 1 | 0
PG&E NGBA | Grizzly | 230 | OOS_Wind | 0 | 0 | 0 | 0 | 0 | 0 | 0 | 0 | 0 | 0 | 0 | 5 | 2 | 1 | 1 | [19 empty] | 1 | 1 | 0
PG&E FRESNO | GWF Hanford | 115 | OOS_Wind | 0 | 0 | 0 | 0 | 0 | 0 | 0 | 0 | 0 | 0 | 0 | 5 | 2 | 5 | 2 | [19 empty] | 1 | 1 | 0
PG&E FRESNO | Haas | 230 | OOS_Wind | 0 | 0 | 0 | 0 | 0 | 0 | 0 | 0 | 0 | 0 | 0 | 5 | 2 | 5 | 2 | [19 empty] | 1 | 1 | 0
PG&E FRESNO | Hammonds | 115 | OOS_Wind | 0 | 0 | 0 | 0 | 0 | 0 | 0 | 0 | 0 | 0 | 0 | 5 | 2 | 1 | 1 | [19 empty] | 1 | 1 | 0
SCE Metro | HarborGen | 230 | OOS_Wind | 0 | 0 | 0 | 0 | 0 | 0 | 0 | 0 | 0 | 0 | 0 | 1 | 1 | 1 | 1 | [19 empty] | 1 | 1 | 0
EOP | Harry Allen | 500 | OOS_Wind | YES | Idaho Wind | 1100 | 0 | 1100 | 0 | 0 | 0 | 1100 | 0 | 1100 | 5 | 2 | 4 | 2 | [19 empty] | 5- | 1 | 1 | OOS intertie
SCE NOL | Harvard | 115 | OOS_Wind | 0 | 0 | 0 | 0 | 0 | 0 | 0 | 0 | 0 | 0 | 0 | 3 | 3 | 1 | 1 | [19 empty] | 1 | 1 | 0
SDGE | Hassayampa | 500 | OOS_Wind | 0 | 0 | 0 | 0 | 0 | 0 | 0 | 0 | 0 | 0 | 0 | 5 | 2 | 4 | 2 | [19 empty] | 1+ | 1 | 1
PG&E FRESNO | Helm | 230 | OOS_Wind | 0 | 0 | 0 | 0 | 0 | 0 | 0 | 0 | 0 | 0 | 0 | 5 | 2 | 5 | 2 | 3 | [18 empty] | 1 | 1 | 0
PG&E FRESNO | Henrietta | 115 | OOS_Wind | 0 | 0 | 0 | 0 | 0 | 0 | 0 | 0 | 0 | 0 | 0 | 5 | 2 | 1 | 1 | 3 | [18 empty] | 1 | 1 | 0
PG&E FRESNO | Henrietta | 230 | OOS_Wind | 0 | 0 | 0 | 0 | 0 | 0 | 0 | 0 | 0 | 0 | 0 | 5 | 2 | 1 | 1 | 3 | [18 empty] | 1+ | 1 | 1
PG&E FRESNO | Herndon | 115 | OOS_Wind | 0 | 0 | 0 | 0 | 0 | 0 | 0 | 0 | 0 | 0 | 0 | 5 | 2 | 1 | 1 | [19 empty] | 1 | 1 | 0
PG&E FRESNO | Herndon | 230 | OOS_Wind | 0 | 0 | 0 | 0 | 0 | 0 | 0 | 0 | 0 | 0 | 0 | 5 | 2 | 1 | 1 | [19 empty] | 1 | 1 | 0
PG&E GBA | Hicks | 230 | OOS_Wind | 0 | 0 | 0 | 0 | 0 | 0 | 0 | 0 | 0 | 0 | 0 | 1 | 1 | 1 | 1 | [19 empty] | 1 | 1 | 0
PG&E NGBA | Higgins | 115 | OOS_Wind | 0 | 0 | 0 | 0 | 0 | 0 | 0 | 0 | 0 | 0 | 0 | 5 | 2 | 1 | 1 | [19 empty] | 1 | 1 | 0
PG&E NGBA | Hilltop | 345 | OOS_Wind | 0 | 0 | 0 | 0 | 0 | 0 | 0 | 0 | 0 | 0 | 0 | 5 | 2 | 1 | 1 | [19 empty] | 1 | 1 | 0
SCE Metro | Hinson | 230 | OOS_Wind | 0 | 0 | 0 | 0 | 0 | 0 | 0 | 0 | 0 | 0 | 0 | 1 | 1 | 1 | 1 | [19 empty] | 1 | 1 | 0
PG&E GBA | Hollister | 115 | OOS_Wind | 0 | 0 | 0 | 0 | 0 | 0 | 0 | 0 | 0 | 0 | 0 | 1 | 1 | 1 | 1 | 3 | [18 empty] | 1 | 1 | 0
PG&E NGBA | Homestake | 115 | OOS_Wind | 0 | 0 | 0 | 0 | 0 | 0 | 0 | 0 | 0 | 0 | 0 | 5 | 2 | 1 | 1 | [19 empty] | 1 | 1 | 0
PG&E NGBA | Honcut | 115 | OOS_Wind | 0 | 0 | 0 | 0 | 0 | 0 | 0 | 0 | 0 | 0 | 0 | 5 | 2 | 1 | 1 | [19 empty] | 1 | 1 | 0
SDGE | Hoodoo Wash | 500 | OOS_Wind | 0 | 0 | 0 | 0 | 0 | 0 | 0 | 0 | 0 | 0 | 0 | 5 | 2 | 4 | 2 | [19 empty] | 1 | 1 | 0
PG&E NGBA | Hopland | 115 | OOS_Wind | 0 | 0 | 0 | 0 | 0 | 0 | 0 | 0 | 0 | 0 | 0 | 5 | 2 | 1 | 1 | [19 empty] | 1 | 1 | 0
PG&E NGBA | Humboldt | 115 | OOS_Wind | 0 | 0 | 0 | 0 | 0 | 0 | 0 | 0 | 0 | 0 | 0 | 5 | 2 | 1 | 1 | 3 | [18 empty] | 1 | 1 | 0
PG&E NGBA | Humboldt | 500 | OOS_Wind | 0 | 0 | 0 | 0 | 0 | 0 | 0 | 0 | 0 | 0 | 0 | 5 | 2 | 1 | 1 | [19 empty] | 1 | 1 | 0
SCE Metro | Huntington Beach | 230 | OOS_Wind | 0 | 0 | 0 | 0 | 0 | 0 | 0 | 0 | 0 | 0 | 0 | 1 | 1 | 1 | 1 | [19 empty] | 1 | 1 | 0
PG&E NGBA | Ignacio | 115 | OOS_Wind | 0 | 0 | 0 | 0 | 0 | 0 | 0 | 0 | 0 | 0 | 0 | 5 | 2 | 1 | 1 | 3 | [18 empty] | 1 | 1 | 0
PG&E NGBA | Ignacio | 230 | OOS_Wind | 0 | 0 | 0 | 0 | 0 | 0 | 0 | 0 | 0 | 0 | 0 | 5 | 2 | 1 | 1 | 3 | [18 empty] | 1 | 1 | 0
SDGE | Imperial Valley | 230 | OOS_Wind | 0 | 0 | 0 | 0 | 0 | 0 | 0 | 0 | 0 | 0 | 0 | 1 | 1 | 1 | 1 | 4 | [18 empty] | 1+ | 1 | 1
SDGE | Imperial Valley | 500 | OOS_Wind | 0 | 0 | 0 | 0 | 0 | 0 | 0 | 0 | 0 | 0 | 0 | 1 | 1 | 1 | 1 | 5 | [18 empty] | 1 | 1 | 0
EOP | Innovation | 138 | OOS_Wind | 0 | 0 | 0 | 0 | 0 | 0 | 0 | 0 | 0 | 0 | 0 | 5 | 2 | 4 | 2 | [19 empty] | 1 | 1 | 0
EOP | Innovation | 230 | OOS_Wind | 0 | 0 | 0 | 0 | 0 | 0 | 0 | 0 | 0 | 0 | 0 | 5 | 2 | 4 | 2 | [19 empty] | 1 | 1 | 0
SCE NOL | Inyokern | 115 | OOS_Wind | 0 | 0 | 0 | 0 | 0 | 0 | 0 | 0 | 0 | 0 | 0 | 3 | 3 | 1 | 1 | [19 empty] | 1 | 1 | 0
EOP | IS Tap | 138 | OOS_Wind | 0 | 0 | 0 | 0 | 0 | 0 | 0 | 0 | 0 | 0 | 0 | 5 | 2 | 4 | 2 | [19 empty] | 1 | 1 | 0
EOP | Ivanpah | 115 | OOS_Wind | 0 | 0 | 0 | 0 | 0 | 0 | 0 | 0 | 0 | 0 | 0 | 5 | 2 | 4 | 2 | [19 empty] | 1 | 1 | 0
EOP | Ivanpah | 230 | OOS_Wind | 0 | 0 | 0 | 0 | 0 | 0 | 0 | 0 | 0 | 0 | 0 | 5 | 2 | 4 | 2 | [19 empty] | 1 | 1 | 0
EOP | Jackass (DOE) | 138 | OOS_Wind | 0 | 0 | 0 | 0 | 0 | 0 | 0 | 0 | 0 | 0 | 0 | 5 | 2 | 4 | 2 | [19 empty] | 1 | 1 | 0
PG&E NGBA | James B Black | 230 | OOS_Wind | 0 | 0 | 0 | 0 | 0 | 0 | 0 | 0 | 0 | 0 | 0 | 5 | 2 | 1 | 1 | [19 empty] | 1 | 1 | 0
PG&E GBA | Jefferson | 230 | OOS_Wind | 0 | 0 | 0 | 0 | 0 | 0 | 0 | 0 | 0 | 0 | 0 | 1 | 1 | 1 | 1 | [19 empty] | 1 | 1 | 0
PG&E NGBA | Jessup | 115 | OOS_Wind | 0 | 0 | 0 | 0 | 0 | 0 | 0 | 0 | 0 | 0 | 0 | 5 | 2 | 1 | 1 | [19 empty] | 1 | 1 | 0
SCE Metro | Johanna | 230 | OOS_Wind | 0 | 0 | 0 | 0 | 0 | 0 | 0 | 0 | 0 | 0 | 0 | 1 | 1 | 1 | 1 | [19 empty] | 1 | 1 | 0
SCE Eastern | Julian Hinds | 230 | OOS_Wind | 0 | 0 | 0 | 0 | 0 | 0 | 0 | 0 | 0 | 0 | 0 | 5 | 2 | 1 | 1 | [19 empty] | 1 | 1 | 0
PG&E GBA | Kasson | 115 | OOS_Wind | 0 | 0 | 0 | 0 | 0 | 0 | 0 | 0 | 0 | 0 | 0 | 1 | 1 | 1 | 1 | [19 empty] | 1+ | 1 | 1
PG&E FRESNO | Kearney | 230 | OOS_Wind | 0 | 0 | 0 | 0 | 0 | 0 | 0 | 0 | 0 | 0 | 0 | 5 | 2 | 5 | 2 | [19 empty] | 1 | 1 | 0
PG&E GBA | Kelso | 230 | OOS_Wind | 0 | 0 | 0 | 0 | 0 | 0 | 0 | 0 | 0 | 0 | 0 | 5 | 2 | 1 | 1 | [19 empty] | 1 | 1 | 0
PG&E FRESNO | Kerchoff 1 | 115 | OOS_Wind | 0 | 0 | 0 | 0 | 0 | 0 | 0 | 0 | 0 | 0 | 0 | 5 | 2 | 5 | 2 | [19 empty] | 1 | 1 | 0
PG&E KERN | Kern Oil | 115 | OOS_Wind | 0 | 0 | 0 | 0 | 0 | 0 | 0 | 0 | 0 | 0 | 0 | 5 | 2 | 5 | 2 | [19 empty] | 1 | 1 | 0
PG&E KERN | Kern PP | 115 | OOS_Wind | 0 | 0 | 0 | 0 | 0 | 0 | 0 | 0 | 0 | 0 | 0 | 5 | 2 | 5 | 2 | [19 empty] | 1 | 1 | 0
PG&E KERN | Kern PP | 230 | OOS_Wind | 0 | 0 | 0 | 0 | 0 | 0 | 0 | 0 | 0 | 0 | 0 | 5 | 2 | 5 | 2 | [19 empty] | 1 | 1 | 0
PG&E KERN | Kernridge | 115 | OOS_Wind | 0 | 0 | 0 | 0 | 0 | 0 | 0 | 0 | 0 | 0 | 0 | 5 | 2 | 5 | 2 | [19 empty] | 1 | 1 | 0
PG&E FRESNO | Kingsburg | 115 | OOS_Wind | 0 | 0 | 0 | 0 | 0 | 0 | 0 | 0 | 0 | 0 | 0 | 5 | 2 | 5 | 2 | [19 empty] | 1 | 1 | 0
PG&E GBA | Kirker | 115 | OOS_Wind | 0 | 0 | 0 | 0 | 0 | 0 | 0 | 0 | 0 | 0 | 0 | 5 | 2 | 1 | 1 | [19 empty] | 1 | 1 | 0
PG&E NGBA | Knights Landing | 115 | OOS_Wind | 0 | 0 | 0 | 0 | 0 | 0 | 0 | 0 | 0 | 0 | 0 | 5 | 2 | 1 | 1 | [19 empty] | 1 | 1 | 0
SCE NOL | Kramer | 115 | OOS_Wind | 0 | 0 | 0 | 0 | 0 | 0 | 0 | 0 | 0 | 0 | 0 | 3 | 3 | 1 | 1 | 3 | [18 empty] | 1 | 1 | 0
SCE NOL | Kramer | 230 | OOS_Wind | 0 | 0 | 0 | 0 | 0 | 0 | 0 | 0 | 0 | 0 | 0 | 3 | 3 | 1 | 1 | 4 | [18 empty] | 1 | 1 | 0
SCE Metro | La Cienega | 230 | OOS_Wind | 0 | 0 | 0 | 0 | 0 | 0 | 0 | 0 | 0 | 0 | 0 | 1 | 1 | 1 | 1 | [19 empty] | 1 | 1 | 0
SCE Metro | La Fresa | 230 | OOS_Wind | 0 | 0 | 0 | 0 | 0 | 0 | 0 | 0 | 0 | 0 | 0 | 1 | 1 | 1 | 1 | [19 empty] | 1 | 1 | 0
SCE Metro | Laguna Bell | 230 | OOS_Wind | 0 | 0 | 0 | 0 | 0 | 0 | 0 | 0 | 0 | 0 | 0 | 1 | 1 | 1 | 1 | 5 | [18 empty] | 1+ | 1 | 1
PG&E NGBA | Lakeville | 230 | OOS_Wind | 0 | 0 | 0 | 0 | 0 | 0 | 0 | 0 | 0 | 0 | 0 | 5 | 2 | 1 | 1 | 3 | [18 empty] | 1 | 1 | 0
PG&E NGBA | Lakeville | 115 | OOS_Wind | 0 | 0 | 0 | 0 | 0 | 0 | 0 | 0 | 0 | 0 | 0 | 5 | 2 | 1 | 1 | 3 | [18 empty] | 1 | 1 | 0
PG&E GBA | Lakewood | 115 | OOS_Wind | 0 | 0 | 0 | 0 | 0 | 0 | 0 | 0 | 0 | 0 | 0 | 5 | 2 | 1 | 1 | [19 empty] | 1 | 1 | 0
PG&E NGBA | Lambie | 230 | OOS_Wind | 0 | 0 | 0 | 0 | 0 | 0 | 0 | 0 | 0 | 0 | 0 | 5 | 2 | 1 | 1 | [19 empty] | 1 | 1 | 0
PG&E GBA | Lammers | 115 | OOS_Wind | 0 | 0 | 0 | 0 | 0 | 0 | 0 | 0 | 0 | 0 | 0 | 1 | 1 | 1 | 1 | 3 | [18 empty] | 1+ | 1 | 1
PG&E KERN | Lamont | 115 | OOS_Wind | 0 | 0 | 0 | 0 | 0 | 0 | 0 | 0 | 0 | 0 | 0 | 5 | 2 | 5 | 2 | 3 | [18 empty] | 1 | 1 | 0
PG&E FRESNO | Las Aguilas | 230 | OOS_Wind | 0 | 0 | 0 | 0 | 0 | 0 | 0 | 0 | 0 | 0 | 0 | 5 | 2 | 5 | 2 | [19 empty] | 1 | 1 | 0
EOP | Lathrop | 138 | OOS_Wind | 0 | 0 | 0 | 0 | 0 | 0 | 0 | 0 | 0 | 0 | 0 | 5 | 2 | 4 | 2 | [19 empty] | 1 | 1 | 0
EOP | Lathrop | 230 | OOS_Wind | 0 | 0 | 0 | 0 | 0 | 0 | 0 | 0 | 0 | 0 | 0 | 5 | 2 | 4 | 2 | [19 empty] | 1 | 1 | 0
PG&E FRESNO | Le Grand | 115 | OOS_Wind | 0 | 0 | 0 | 0 | 0 | 0 | 0 | 0 | 0 | 0 | 0 | 5 | 2 | 5 | 2 | 3 | [18 empty] | 1+ | 1 | 1
PG&E KERN | Lerdo | 115 | OOS_Wind | 0 | 0 | 0 | 0 | 0 | 0 | 0 | 0 | 0 | 0 | 0 | 5 | 2 | 5 | 2 | [19 empty] | 1 | 1 | 0
SCE Metro | Lewis | 230 | OOS_Wind | 0 | 0 | 0 | 0 | 0 | 0 | 0 | 0 | 0 | 0 | 0 | 1 | 1 | 1 | 1 | [19 empty] | 1 | 1 | 0
SCE Metro | Lighthipe | 230 | OOS_Wind | 0 | 0 | 0 | 0 | 0 | 0 | 0 | 0 | 0 | 0 | 0 | 1 | 1 | 1 | 1 | [19 empty] | 1 | 1 | 0
PG&E NGBA | Lincoln | 115 | OOS_Wind | 0 | 0 | 0 | 0 | 0 | 0 | 0 | 0 | 0 | 0 | 0 | 5 | 2 | 1 | 1 | [19 empty] | 1 | 1 | 0
PG&E KERN | Live Oak | 115 | OOS_Wind | 0 | 0 | 0 | 0 | 0 | 0 | 0 | 0 | 0 | 0 | 0 | 5 | 2 | 5 | 2 | [19 empty] | 1 | 1 | 0
PG&E GBA | Llagas | 115 | OOS_Wind | 0 | 0 | 0 | 0 | 0 | 0 | 0 | 0 | 0 | 0 | 0 | 1 | 1 | 1 | 1 | [19 empty] | 1+ | 1 | 1
PG&E GBA | Lockeford | 115 | OOS_Wind | 0 | 0 | 0 | 0 | 0 | 0 | 0 | 0 | 0 | 0 | 0 | 1 | 1 | 1 | 1 | [19 empty] | 1+ | 1 | 1
PG&E GBA | Lockeford | 230 | OOS_Wind | 0 | 0 | 0 | 0 | 0 | 0 | 0 | 0 | 0 | 0 | 0 | 5 | 2 | 1 | 1 | [19 empty] | 1 | 1 | 0
PG&E GBA | Lodi | 230 | OOS_Wind | 0 | 0 | 0 | 0 | 0 | 0 | 0 | 0 | 0 | 0 | 0 | 5 | 2 | 1 | 1 | [19 empty] | 1 | 1 | 0
PG&E NGBA | Logan Creek | 230 | OOS_Wind | 0 | 0 | 0 | 0 | 0 | 0 | 0 | 0 | 0 | 0 | 0 | 5 | 2 | 1 | 1 | [19 empty] | 1 | 1 | 0
PG&E GBA | Lone Tree | 230 | OOS_Wind | 0 | 0 | 0 | 0 | 0 | 0 | 0 | 0 | 0 | 0 | 0 | 5 | 2 | 1 | 1 | [19 empty] | 1 | 1 | 0
PG&E FRESNO | Los Banos | 230 | OOS_Wind | 0 | 0 | 0 | 0 | 0 | 0 | 0 | 0 | 0 | 0 | 0 | 5 | 2 | 5 | 2 | 3 | [18 empty] | 1 | 1 | 0
PG&E FRESNO | Los Banos | 500 | OOS_Wind | 0 | 0 | 0 | 0 | 0 | 0 | 0 | 0 | 0 | 0 | 0 | 1 | 1 | 1 | 1 | 2 | [18 empty] | 1+ | 1 | 1
SDGE | Los Coches | 138 | OOS_Wind | 0 | 0 | 0 | 0 | 0 | 0 | 0 | 0 | 0 | 0 | 0 | 1 | 1 | 1 | 1 | [19 empty] | 1 | 1 | 0
PG&E GBA | Los Esteros | 115 | OOS_Wind | 0 | 0 | 0 | 0 | 0 | 0 | 0 | 0 | 0 | 0 | 0 | 1 | 1 | 1 | 1 | 4 | [18 empty] | 1+ | 1 | 1
PG&E GBA | Los Esteros | 230 | OOS_Wind | 0 | 0 | 0 | 0 | 0 | 0 | 0 | 0 | 0 | 0 | 0 | 1 | 1 | 1 | 1 | [19 empty] | 1 | 1 | 0
PG&E GBA | Los Positas | 230 | OOS_Wind | 0 | 0 | 0 | 0 | 0 | 0 | 0 | 0 | 0 | 0 | 0 | 5 | 2 | 1 | 1 | 3 | [18 empty] | 1 | 1 | 0
SCE NOL | Lugo | 230 | OOS_Wind | 0 | 0 | 0 | 0 | 0 | 0 | 0 | 0 | 0 | 0 | 0 | 1 | 1 | 1 | 1 | [19 empty] | 1+ | 1 | 1
SCE Metro | Lugo | 500 | OOS_Wind | YES | New Mexico Wind | 0 | 0 | 0 | 0 | 0 | 0 | 0 | 0 | 0 | 1 | 1 | 1 | 1 | 5 | [18 empty] | 1+ | 4 | 1
PG&E NGBA | Madison | 115 | OOS_Wind | 0 | 0 | 0 | 0 | 0 | 0 | 0 | 0 | 0 | 0 | 0 | 5 | 2 | 1 | 1 | [19 empty] | 1 | 1 | 0
PG&E KERN | Magunden | 115 | OOS_Wind | 0 | 0 | 0 | 0 | 0 | 0 | 0 | 0 | 0 | 0 | 0 | 5 | 2 | 5 | 2 | [19 empty] | 1 | 1 | 0
SCE Northern | Magunden | 230 | OOS_Wind | 0 | 0 | 0 | 0 | 0 | 0 | 0 | 0 | 0 | 0 | 0 | 1 | 1 | 1 | 1 | [19 empty] | 1 | 1 | 0
PG&E FRESNO | Malaga | 115 | OOS_Wind | 0 | 0 | 0 | 0 | 0 | 0 | 0 | 0 | 0 | 0 | 0 | 5 | 2 | 5 | 2 | [19 empty] | 1 | 1 | 0
PG&E NGBA | Malin | 500 | OOS_Wind | 0 | 0 | 0 | 0 | 0 | 0 | 0 | 0 | 0 | 0 | 0 | 5 | 2 | 1 | 1 | [19 empty] | 1 | 1 | 0
SCE Northern | Mandalay | 230 | OOS_Wind | 0 | 0 | 0 | 0 | 0 | 0 | 0 | 0 | 0 | 0 | 0 | 5 | 2 | 4 | 2 | [19 empty] | 1 | 1 | 0
PG&E FRESNO | Manning | 230 | OOS_Wind | 0 | 0 | 0 | 0 | 0 | 0 | 0 | 0 | 0 | 0 | 0 | 5 | 2 | 1 | 1 | 1 | [18 empty] | 1 | 1 | 0
PG&E FRESNO | Manning | 500 | OOS_Wind | 0 | 0 | 0 | 0 | 0 | 0 | 0 | 0 | 0 | 0 | 0 | 1 | 1 | 1 | 1 | 2 | [18 empty] | 1+ | 1 | 1
PG&E GBA | Manteca | 115 | OOS_Wind | 0 | 0 | 0 | 0 | 0 | 0 | 0 | 0 | 0 | 0 | 0 | 5 | 2 | 5 | 2 | [19 empty] | 1 | 1 | 0
SDGE | Margarita | 138 | OOS_Wind | 0 | 0 | 0 | 0 | 0 | 0 | 0 | 0 | 0 | 0 | 0 | 1 | 1 | 1 | 1 | [19 empty] | 1+ | 1 | 1
PG&E GBA | Martin | 230 | OOS_Wind | 0 | 0 | 0 | 0 | 0 | 0 | 0 | 0 | 0 | 0 | 0 | 5 | 2 | 1 | 1 | 3 | [18 empty] | 1 | 1 | 0
PG&E GBA | Martin | 115 | OOS_Wind | 0 | 0 | 0 | 0 | 0 | 0 | 0 | 0 | 0 | 0 | 0 | 1 | 1 | 1 | 1 | 4 | [18 empty] | 1 | 1 | 0
PG&E GBA | Martinez | 115 | OOS_Wind | 0 | 0 | 0 | 0 | 0 | 0 | 0 | 0 | 0 | 0 | 0 | 5 | 2 | 1 | 1 | [19 empty] | 1 | 1 | 0
PG&E FRESNO | Mc Mullin | 230 | OOS_Wind | 0 | 0 | 0 | 0 | 0 | 0 | 0 | 0 | 0 | 0 | 0 | 5 | 2 | 5 | 2 | [19 empty] | 1 | 1 | 0
PG&E FRESNO | McCall | 115 | OOS_Wind | 0 | 0 | 0 | 0 | 0 | 0 | 0 | 0 | 0 | 0 | 0 | 5 | 2 | 5 | 2 | [19 empty] | 1 | 1 | 0
PG&E FRESNO | McCall | 230 | OOS_Wind | 0 | 0 | 0 | 0 | 0 | 0 | 0 | 0 | 0 | 0 | 0 | 5 | 2 | 5 | 2 | [19 empty] | 1 | 1 | 0
PG&E GBA | Meadow Lane | 115 | OOS_Wind | 0 | 0 | 0 | 0 | 0 | 0 | 0 | 0 | 0 | 0 | 0 | 5 | 2 | 1 | 1 | [19 empty] | 1 | 1 | 0
PG&E GBA | Melones | 115 | OOS_Wind | 0 | 0 | 0 | 0 | 0 | 0 | 0 | 0 | 0 | 0 | 0 | 1 | 1 | 1 | 1 | [19 empty] | 1 | 1 | 0
PG&E GBA | Melones | 230 | OOS_Wind | 0 | 0 | 0 | 0 | 0 | 0 | 0 | 0 | 0 | 0 | 0 | 1 | 1 | 1 | 1 | [19 empty] | 1 | 1 | 0
PG&E NGBA | Mendocino | 115 | OOS_Wind | 0 | 0 | 0 | 0 | 0 | 0 | 0 | 0 | 0 | 0 | 0 | 5 | 2 | 1 | 1 | [19 empty] | 1 | 1 | 0
PG&E FRESNO | Mendota | 115 | OOS_Wind | 0 | 0 | 0 | 0 | 0 | 0 | 0 | 0 | 0 | 0 | 0 | 5 | 2 | 5 | 2 | 1 | [18 empty] | 1 | 1 | 0
PG&E FRESNO | Merced | 115 | OOS_Wind | 0 | 0 | 0 | 0 | 0 | 0 | 0 | 0 | 0 | 0 | 0 | 5 | 2 | 5 | 2 | [19 empty] | 1 | 1 | 0
EOP | Mercury | 138 | OOS_Wind | 0 | 0 | 0 | 0 | 0 | 0 | 0 | 0 | 0 | 0 | 0 | 5 | 2 | 4 | 2 | [19 empty] | 1 | 1 | 0
PG&E KERN | Mesa (PGE) | 115 | OOS_Wind | 0 | 0 | 0 | 0 | 0 | 0 | 0 | 0 | 0 | 0 | 0 | 5 | 2 | 1 | 1 | [19 empty] | 1 | 1 | 0
PG&E KERN | Mesa (PGE) | 230 | OOS_Wind | 0 | 0 | 0 | 0 | 0 | 0 | 0 | 0 | 0 | 0 | 0 | 5 | 2 | 5 | 2 | [19 empty] | 1 | 1 | 0
SCE Metro | Mesa (SCE) | 230 | OOS_Wind | 0 | 0 | 0 | 0 | 0 | 0 | 0 | 0 | 0 | 0 | 0 | 1 | 1 | 1 | 1 | [19 empty] | 1 | 1 | 0
SCE Metro | Mesa (SCE) | 500 | OOS_Wind | 0 | 0 | 0 | 0 | 0 | 0 | 0 | 0 | 0 | 0 | 0 | 1 | 1 | 1 | 1 | [19 empty] | 1 | 1 | 0
PG&E GBA | Metcalf | 115 | OOS_Wind | 0 | 0 | 0 | 0 | 0 | 0 | 0 | 0 | 0 | 0 | 0 | 1 | 1 | 1 | 1 | 4 | [18 empty] | 1 | 1 | 0
PG&E GBA | Metcalf | 230 | OOS_Wind | 0 | 0 | 0 | 0 | 0 | 0 | 0 | 0 | 0 | 0 | 0 | 1 | 1 | 1 | 1 | 4 | [18 empty] | 1+ | 1 | 1
PG&E GBA | Metcalf | 500 | OOS_Wind | 0 | 0 | 0 | 0 | 0 | 0 | 0 | 0 | 0 | 0 | 0 | 1 | 1 | 1 | 1 | 5 | [18 empty] | 1 | 1 | 0
PG&E KERN | Midway | 115 | OOS_Wind | 0 | 0 | 0 | 0 | 0 | 0 | 0 | 0 | 0 | 0 | 0 | 5 | 2 | 5 | 2 | 4 | [18 empty] | 1 | 1 | 0
PG&E KERN | Midway | 230 | OOS_Wind | 0 | 0 | 0 | 0 | 0 | 0 | 0 | 0 | 0 | 0 | 0 | 5 | 2 | 5 | 2 | 4 | [18 empty] | 1 | 1 | 0
PG&E KERN | Midway | 500 | OOS_Wind | 0 | 0 | 0 | 0 | 0 | 0 | 0 | 0 | 0 | 0 | 0 | 5 | 2 | 4 | 2 | 5 | [18 empty] | 1 | 1 | 0
SDGE | Miguel | 230 | OOS_Wind | 0 | 0 | 0 | 0 | 0 | 0 | 0 | 0 | 0 | 0 | 0 | 1 | 1 | 1 | 1 | [19 empty] | 1 | 1 | 0
SDGE | Miguel | 500 | OOS_Wind | 0 | 0 | 0 | 0 | 0 | 0 | 0 | 0 | 0 | 0 | 0 | 1 | 1 | 1 | 1 | [19 empty] | 1 | 1 | 0
PG&E GBA | Millbrae | 115 | OOS_Wind | 0 | 0 | 0 | 0 | 0 | 0 | 0 | 0 | 0 | 0 | 0 | 1 | 1 | 1 | 1 | [19 empty] | 1 | 1 | 0
PG&E GBA | Miller | 115 | OOS_Wind | 0 | 0 | 0 | 0 | 0 | 0 | 0 | 0 | 0 | 0 | 0 | 1 | 1 | 1 | 1 | [19 empty] | 1 | 1 | 0
SCE Metro | Mira Loma | 230 | OOS_Wind | 0 | 0 | 0 | 0 | 0 | 0 | 0 | 0 | 0 | 0 | 0 | 1 | 1 | 1 | 1 | 5 | [18 empty] | 1+ | 1 | 1
SCE Metro | Mira Loma | 500 | OOS_Wind | 0 | 0 | 0 | 0 | 0 | 0 | 0 | 0 | 0 | 0 | 0 | 1 | 1 | 1 | 1 | 5 | [18 empty] | 1 | 1 | 0
SCE Eastern | Mirage | 115 | OOS_Wind | 0 | 0 | 0 | 0 | 0 | 0 | 0 | 0 | 0 | 0 | 0 | 5 | 2 | 1 | 1 | [19 empty] | 1 | 1 | 0
SCE Eastern | Mirage | 230 | OOS_Wind | 0 | 0 | 0 | 0 | 0 | 0 | 0 | 0 | 0 | 0 | 0 | 5 | 2 | 1 | 1 | [19 empty] | 1 | 1 | 0
SDGE | Mission | 138 | OOS_Wind | 0 | 0 | 0 | 0 | 0 | 0 | 0 | 0 | 0 | 0 | 0 | 1 | 1 | 1 | 1 | [19 empty] | 1 | 1 | 0
SDGE | Mission | 230 | OOS_Wind | 0 | 0 | 0 | 0 | 0 | 0 | 0 | 0 | 0 | 0 | 0 | 1 | 1 | 1 | 1 | [19 empty] | 1 | 1 | 0
PG&E GBA | Mi-Wuk | 115 | OOS_Wind | 0 | 0 | 0 | 0 | 0 | 0 | 0 | 0 | 0 | 0 | 0 | 1 | 1 | 1 | 1 | [19 empty] | 1 | 1 | 0
EOP | Mohave | 500 | OOS_Wind | 0 | 0 | 0 | 0 | 0 | 0 | 0 | 0 | 0 | 0 | 0 | 5 | 2 | 4 | 2 | 5 | [18 empty] | 1+ | 1 | 1
PG&E NGBA | Monroe | 115 | OOS_Wind | 0 | 0 | 0 | 0 | 0 | 0 | 0 | 0 | 0 | 0 | 0 | 5 | 2 | 1 | 1 | [19 empty] | 1 | 1 | 0
PG&E GBA | Monta Vista | 115 | OOS_Wind | 0 | 0 | 0 | 0 | 0 | 0 | 0 | 0 | 0 | 0 | 0 | 1 | 1 | 1 | 1 | [19 empty] | 1 | 1 | 0
PG&E GBA | Monta Vista | 230 | OOS_Wind | 0 | 0 | 0 | 0 | 0 | 0 | 0 | 0 | 0 | 0 | 0 | 1 | 1 | 1 | 1 | [19 empty] | 1 | 1 | 0
PG&E NGBA | Monticello | 115 | OOS_Wind | 0 | 0 | 0 | 0 | 0 | 0 | 0 | 0 | 0 | 0 | 0 | 5 | 2 | 1 | 1 | [19 empty] | 1 | 1 | 0
SCE Northern | Moorpark | 230 | OOS_Wind | 0 | 0 | 0 | 0 | 0 | 0 | 0 | 0 | 0 | 0 | 0 | 5 | 2 | 4 | 2 | 4 | [18 empty] | 1 | 1 | 0
PG&E GBA | Moraga | 115 | OOS_Wind | 0 | 0 | 0 | 0 | 0 | 0 | 0 | 0 | 0 | 0 | 0 | 5 | 2 | 1 | 1 | [19 empty] | 1 | 1 | 0
PG&E GBA | Moraga | 230 | OOS_Wind | 0 | 0 | 0 | 0 | 0 | 0 | 0 | 0 | 0 | 0 | 0 | 5 | 2 | 1 | 1 | [19 empty] | 1 | 1 | 0
PG&E GBA | Morgan Hill | 115 | OOS_Wind | 0 | 0 | 0 | 0 | 0 | 0 | 0 | 0 | 0 | 0 | 0 | 1 | 1 | 1 | 1 | [19 empty] | 1 | 1 | 0
PG&E KERN | Morro Bay | 115 | OOS_Wind | 0 | 0 | 0 | 0 | 0 | 0 | 0 | 0 | 0 | 0 | 0 | 5 | 2 | 1 | 1 | [19 empty] | 1 | 1 | 0
PG&E KERN | Morro Bay | 230 | OOS_Wind | 0 | 0 | 0 | 0 | 0 | 0 | 0 | 0 | 0 | 0 | 0 | 5 | 2 | 5 | 2 | [19 empty] | 1 | 1 | 0
PG&E KERN | Morro Bay | 500 | OOS_Wind | 0 | 0 | 0 | 0 | 0 | 0 | 0 | 0 | 0 | 0 | 0 | 5 | 2 | 4 | 2 | [19 empty] | 1 | 1 | 0
PG&E GBA | Moss Landing | 115 | OOS_Wind | 0 | 0 | 0 | 0 | 0 | 0 | 0 | 0 | 0 | 0 | 0 | 1 | 1 | 1 | 1 | [19 empty] | 1 | 1 | 0
PG&E GBA | Moss Landing | 230 | OOS_Wind | 0 | 0 | 0 | 0 | 0 | 0 | 0 | 0 | 0 | 0 | 0 | 1 | 1 | 1 | 1 | [19 empty] | 1 | 1 | 0
PG&E GBA | Moss Landing | 500 | OOS_Wind | 0 | 0 | 0 | 0 | 0 | 0 | 0 | 0 | 0 | 0 | 0 | 5 | 2 | 1 | 1 | 5 | [18 empty] | 1 | 1 | 0
EOP | Mountain Pass | 115 | OOS_Wind | 0 | 0 | 0 | 0 | 0 | 0 | 0 | 0 | 0 | 0 | 0 | 5 | 2 | 4 | 2 | [19 empty] | 1 | 1 | 0
PG&E GBA | Mountain View | 115 | OOS_Wind | 0 | 0 | 0 | 0 | 0 | 0 | 0 | 0 | 0 | 0 | 0 | 1 | 1 | 1 | 1 | [19 empty] | 1 | 1 | 0
PG&E GBA | Mt Eden | 115 | OOS_Wind | 0 | 0 | 0 | 0 | 0 | 0 | 0 | 0 | 0 | 0 | 0 | 5 | 2 | 1 | 1 | [19 empty] | 1 | 1 | 0
PG&E KERN | Mt Poso | 115 | OOS_Wind | 0 | 0 | 0 | 0 | 0 | 0 | 0 | 0 | 0 | 0 | 0 | 5 | 2 | 1 | 1 | [19 empty] | 1 | 1 | 0
PG&E FRESNO | Mustang | 230 | OOS_Wind | 0 | 0 | 0 | 0 | 0 | 0 | 0 | 0 | 0 | 0 | 0 | 5 | 2 | 5 | 2 | [19 empty] | 1 | 1 | 0
PG&E KERN | New Sub - Gates - Midway (Proposed) | 230 | OOS_Wind | 0 | 0 | 0 | 0 | 0 | 0 | 0 | 0 | 0 | 0 | 0 | 5 | 2 | 5 | 2 | 3 | [18 empty] | 1 | 1 | 0
PG&E KERN | New Sub - Gates - Templeton (Proposed) | 230 | OOS_Wind | 0 | 0 | 0 | 0 | 0 | 0 | 0 | 0 | 0 | 0 | 0 | 5 | 2 | 5 | 2 | [19 empty] | 1 | 1 | 0
SCE NOL | New Sub - Kramer - Lugo (Proposed) | 230 | OOS_Wind | 0 | 0 | 0 | 0 | 0 | 0 | 0 | 0 | 0 | 0 | 0 | 3 | 3 | 1 | 1 | [19 empty] | 1 | 1 | 0
PG&E FRESNO | New Sub - Los Banos - Midway (Proposed) | 500 | OOS_Wind | 0 | 0 | 0 | 0 | 0 | 0 | 0 | 0 | 0 | 0 | 0 | 5 | 2 | 4 | 2 | 5 | [18 empty] | 1 | 1 | 0
SCE NOL | New Sub - Lugo - Pisgah (Proposed) | 230 | OOS_Wind | 0 | 0 | 0 | 0 | 0 | 0 | 0 | 0 | 0 | 0 | 0 | 1 | 1 | 1 | 1 | [19 empty] | 1 | 1 | 0
PG&E KERN | New Sub - Midway - Wheeler Ridge (Proposed) | 230 | OOS_Wind | 0 | 0 | 0 | 0 | 0 | 0 | 0 | 0 | 0 | 0 | 0 | 5 | 2 | 5 | 2 | [19 empty] | 1 | 1 | 0
PG&E NGBA | New Sub - Near existing Leavitt (PSREC) | 345 | OOS_Wind | 0 | 0 | 0 | 0 | 0 | 0 | 0 | 0 | 0 | 0 | 0 | 5 | 2 | 1 | 1 | [19 empty] | 1 | 1 | 0
PG&E NGBA | New Sub - Near existing Madeline (NVE) | 345 | OOS_Wind | 0 | 0 | 0 | 0 | 0 | 0 | 0 | 0 | 0 | 0 | 0 | 5 | 2 | 1 | 1 | [19 empty] | 1 | 1 | 0
SDGE | New Sub - North Gila - IV (Proposed) | 500 | OOS_Wind | 0 | 0 | 0 | 0 | 0 | 0 | 0 | 0 | 0 | 0 | 0 | 1 | 1 | 1 | 1 | [19 empty] | 1 | 1 | 0
PG&E NGBA | New Sub - Pit 1 - Cottonwood (Proposed) | 230 | OOS_Wind | 0 | 0 | 0 | 0 | 0 | 0 | 0 | 0 | 0 | 0 | 0 | 5 | 2 | 1 | 1 | [19 empty] | 1 | 1 | 0
PG&E GBA | New Sub - Rancho Seco - Bellota (Proposed) | 230 | OOS_Wind | 0 | 0 | 0 | 0 | 0 | 0 | 0 | 0 | 0 | 0 | 0 | 1 | 1 | 1 | 1 | [19 empty] | 1 | 1 | 0
SDGE | New Sub - Suncrest - Ocotillo (Proposed) | 500 | OOS_Wind | 0 | 0 | 0 | 0 | 0 | 0 | 0 | 0 | 0 | 0 | 0 | 1 | 1 | 1 | 1 | [19 empty] | 1 | 1 | 0
PG&E FRESNO | New Sub - Westley - Quinto (Proposed) | 230 | OOS_Wind | 0 | 0 | 0 | 0 | 0 | 0 | 0 | 0 | 0 | 0 | 0 | 1 | 1 | 1 | 1 | [19 empty] | 1 | 1 | 0
PG&E GBA | Newark | 115 | OOS_Wind | 0 | 0 | 0 | 0 | 0 | 0 | 0 | 0 | 0 | 0 | 0 | 1 | 1 | 1 | 1 | [19 empty] | 1 | 1 | 0
PG&E GBA | Newark | 230 | OOS_Wind | 0 | 0 | 0 | 0 | 0 | 0 | 0 | 0 | 0 | 0 | 0 | 1 | 1 | 1 | 1 | 4 | [18 empty] | 1 | 1 | 0
PG&E FRESNO | Newhall | 115 | OOS_Wind | 0 | 0 | 0 | 0 | 0 | 0 | 0 | 0 | 0 | 0 | 0 | 5 | 2 | 1 | 1 | [19 empty] | 1 | 1 | 0
PG&E KERN | Norco | 115 | OOS_Wind | 0 | 0 | 0 | 0 | 0 | 0 | 0 | 0 | 0 | 0 | 0 | 5 | 2 | 5 | 2 | [19 empty] | 1 | 1 | 0
PG&E GBA | Nortech | 115 | OOS_Wind | 0 | 0 | 0 | 0 | 0 | 0 | 0 | 0 | 0 | 0 | 0 | 1 | 1 | 1 | 1 | [19 empty] | 1 | 1 | 0
SDGE | North City Metering | 138 | OOS_Wind | 0 | 0 | 0 | 0 | 0 | 0 | 0 | 0 | 0 | 0 | 0 | 1 | 1 | 1 | 1 | [19 empty] | 1 | 1 | 0
PG&E GBA | North Dublin | 230 | OOS_Wind | 0 | 0 | 0 | 0 | 0 | 0 | 0 | 0 | 0 | 0 | 0 | 5 | 2 | 1 | 1 | [19 empty] | 1 | 1 | 0
SDGE | North Gila | 500 | OOS_Wind | 0 | 0 | 0 | 0 | 0 | 0 | 0 | 0 | 0 | 0 | 0 | 1 | 1 | 1 | 1 | [19 empty] | 1 | 1 | 0
SCE Metro | North of SONGS | 230 | OOS_Wind | 0 | 0 | 0 | 0 | 0 | 0 | 0 | 0 | 0 | 0 | 0 | 1 | 1 | 1 | 1 | [19 empty] | 1 | 1 | 0
SCE Metro | North of SONGS | 500 | OOS_Wind | 0 | 0 | 0 | 0 | 0 | 0 | 0 | 0 | 0 | 0 | 0 | 1 | 1 | 1 | 1 | [19 empty] | 1 | 1 | 0
PG&E NGBA | Notre Dame | 115 | OOS_Wind | 0 | 0 | 0 | 0 | 0 | 0 | 0 | 0 | 0 | 0 | 0 | 5 | 2 | 1 | 1 | [19 empty] | 1 | 1 | 0
PG&E GBA | Oakland C | 115 | OOS_Wind | 0 | 0 | 0 | 0 | 0 | 0 | 0 | 0 | 0 | 0 | 0 | 5 | 2 | 1 | 1 | 3 | [18 empty] | 1 | 1 | 0
PG&E GBA | Oakland J | 115 | OOS_Wind | 0 | 0 | 0 | 0 | 0 | 0 | 0 | 0 | 0 | 0 | 0 | 5 | 2 | 1 | 1 | [19 empty] | 1 | 1 | 0
PG&E GBA | Oakland L | 115 | OOS_Wind | 0 | 0 | 0 | 0 | 0 | 0 | 0 | 0 | 0 | 0 | 0 | 5 | 2 | 1 | 1 | [19 empty] | 1 | 1 | 0
PG&E GBA | Oakland X | 115 | OOS_Wind | 0 | 0 | 0 | 0 | 0 | 0 | 0 | 0 | 0 | 0 | 0 | 5 | 2 | 1 | 1 | [19 empty] | 1 | 1 | 0
PG&E KERN | Oceano | 115 | OOS_Wind | 0 | 0 | 0 | 0 | 0 | 0 | 0 | 0 | 0 | 0 | 0 | 5 | 2 | 1 | 1 | [19 empty] | 1 | 1 | 0
SDGE | Ocotillo Express | 500 | OOS_Wind | 0 | 0 | 0 | 0 | 0 | 0 | 0 | 0 | 0 | 0 | 0 | 1 | 1 | 1 | 1 | [19 empty] | 1 | 1 | 0
SDGE | Old Town | 230 | OOS_Wind | 0 | 0 | 0 | 0 | 0 | 0 | 0 | 0 | 0 | 0 | 0 | 1 | 1 | 1 | 1 | [19 empty] | 1 | 1 | 0
SCE Metro | Olinda | 230 | OOS_Wind | 0 | 0 | 0 | 0 | 0 | 0 | 0 | 0 | 0 | 0 | 0 | 1 | 1 | 1 | 1 | [19 empty] | 1 | 1 | 0
PG&E FRESNO | Olive | 115 | OOS_Wind | 0 | 0 | 0 | 0 | 0 | 0 | 0 | 0 | 0 | 0 | 0 | 5 | 2 | 5 | 2 | 3 | [18 empty] | 1 | 1 | 0
PG&E NGBA | Olivehurst | 115 | OOS_Wind | 0 | 0 | 0 | 0 | 0 | 0 | 0 | 0 | 0 | 0 | 0 | 5 | 2 | 1 | 1 | [19 empty] | 1 | 1 | 0
SCE Northern | Ormond Beach | 230 | OOS_Wind | 0 | 0 | 0 | 0 | 0 | 0 | 0 | 0 | 0 | 0 | 0 | 5 | 2 | 4 | 2 | [19 empty] | 1 | 1 | 0
PG&E FRESNO | Oro Loma | 115 | OOS_Wind | 0 | 0 | 0 | 0 | 0 | 0 | 0 | 0 | 0 | 0 | 0 | 5 | 2 | 1 | 1 | [19 empty] | 1+ | 1 | 1
SDGE | Otay Mesa | 230 | OOS_Wind | 0 | 0 | 0 | 0 | 0 | 0 | 0 | 0 | 0 | 0 | 0 | 1 | 1 | 1 | 1 | [19 empty] | 1 | 1 | 0
PG&E FRESNO | Padre Flats SW STA | 230 | OOS_Wind | 0 | 0 | 0 | 0 | 0 | 0 | 0 | 0 | 0 | 0 | 0 | 5 | 2 | 1 | 1 | [19 empty] | 1 | 1 | 0
EOP | Pahrump | 138 | OOS_Wind | 0 | 0 | 0 | 0 | 0 | 0 | 0 | 0 | 0 | 0 | 0 | 5 | 2 | 4 | 2 | [19 empty] | 1 | 1 | 0
EOP | Pahrump | 230 | OOS_Wind | 0 | 0 | 0 | 0 | 0 | 0 | 0 | 0 | 0 | 0 | 0 | 5 | 2 | 4 | 2 | [19 empty] | 1 | 1 | 0
PG&E NGBA | Palermo | 115 | OOS_Wind | 0 | 0 | 0 | 0 | 0 | 0 | 0 | 0 | 0 | 0 | 0 | 5 | 2 | 1 | 1 | 4 | [18 empty] | 1 | 1 | 0
PG&E NGBA | Palermo | 230 | OOS_Wind | 0 | 0 | 0 | 0 | 0 | 0 | 0 | 0 | 0 | 0 | 0 | 5 | 2 | 1 | 1 | [19 empty] | 1 | 1 | 0
SCE Eastern | Palo Verde | 500 | OOS_Wind | YES | New Mexico Wind | 2936 | 0 | 2936 | 285 | 0 | 285 | 2651 | 0 | 2651 | 5 | 2 | 4 | 2 | [19 empty] | 5- | 3 | 1 | OOS intertie
SDGE | Palomar Energy | 230 | OOS_Wind | 0 | 0 | 0 | 0 | 0 | 0 | 0 | 0 | 0 | 0 | 0 | 1 | 1 | 1 | 1 | [19 empty] | 1 | 1 | 0
PG&E FRESNO | Panoche | 115 | OOS_Wind | 0 | 0 | 0 | 0 | 0 | 0 | 0 | 0 | 0 | 0 | 0 | 5 | 2 | 5 | 2 | [19 empty] | 1 | 1 | 0
PG&E FRESNO | Panoche | 230 | OOS_Wind | 0 | 0 | 0 | 0 | 0 | 0 | 0 | 0 | 0 | 0 | 0 | 5 | 2 | 5 | 2 | 3 | [18 empty] | 1 | 1 | 0
SCE Northern | Pardee | 230 | OOS_Wind | 0 | 0 | 0 | 0 | 0 | 0 | 0 | 0 | 0 | 0 | 0 | 5 | 2 | 4 | 2 | [19 empty] | 1 | 1 | 0
PG&E NGBA | Parkway | 230 | OOS_Wind | 0 | 0 | 0 | 0 | 0 | 0 | 0 | 0 | 0 | 0 | 0 | 5 | 2 | 1 | 1 | [19 empty] | 1 | 1 | 0
SCE Northern | Pastoria | 230 | OOS_Wind | 0 | 0 | 0 | 0 | 0 | 0 | 0 | 0 | 0 | 0 | 0 | 5 | 2 | 4 | 2 | [19 empty] | 1 | 1 | 0
SCE Metro | Pauda | 230 | OOS_Wind | 0 | 0 | 0 | 0 | 0 | 0 | 0 | 0 | 0 | 0 | 0 | 1 | 1 | 1 | 1 | [19 empty] | 1 | 1 | 0
PG&E GBA | Paul Sweet | 115 | OOS_Wind | 0 | 0 | 0 | 0 | 0 | 0 | 0 | 0 | 0 | 0 | 0 | 1 | 1 | 1 | 1 | [19 empty] | 1 | 1 | 0
PG&E NGBA | Peabody | 230 | OOS_Wind | 0 | 0 | 0 | 0 | 0 | 0 | 0 | 0 | 0 | 0 | 0 | 5 | 2 | 1 | 1 | [19 empty] | 1 | 1 | 0
PG&E NGBA | Pease | 115 | OOS_Wind | 0 | 0 | 0 | 0 | 0 | 0 | 0 | 0 | 0 | 0 | 0 | 5 | 2 | 1 | 1 | [19 empty] | 1 | 1 | 0
SDGE | Penasquitos | 138 | OOS_Wind | 0 | 0 | 0 | 0 | 0 | 0 | 0 | 0 | 0 | 0 | 0 | 1 | 1 | 1 | 1 | [19 empty] | 1 | 1 | 0
SDGE | Penasquitos | 230 | OOS_Wind | 0 | 0 | 0 | 0 | 0 | 0 | 0 | 0 | 0 | 0 | 0 | 1 | 1 | 1 | 1 | [19 empty] | 1 | 1 | 0
PG&E NGBA | Penngrove | 115 | OOS_Wind | 0 | 0 | 0 | 0 | 0 | 0 | 0 | 0 | 0 | 0 | 0 | 5 | 2 | 1 | 1 | [19 empty] | 1 | 1 | 0
PG&E GBA | Peoria | 115 | OOS_Wind | 0 | 0 | 0 | 0 | 0 | 0 | 0 | 0 | 0 | 0 | 0 | 1 | 1 | 1 | 1 | [19 empty] | 1 | 1 | 0
PG&E GBA | Piercy | 115 | OOS_Wind | 0 | 0 | 0 | 0 | 0 | 0 | 0 | 0 | 0 | 0 | 0 | 1 | 1 | 1 | 1 | [19 empty] | 1+ | 1 | 1
PG&E FRESNO | Pine Flat | 230 | OOS_Wind | 0 | 0 | 0 | 0 | 0 | 0 | 0 | 0 | 0 | 0 | 0 | 5 | 2 | 5 | 2 | [19 empty] | 1 | 1 | 0
SCE NOL | Pisgah | 230 | OOS_Wind | 0 | 0 | 0 | 0 | 0 | 0 | 0 | 0 | 0 | 0 | 0 | 1 | 1 | 1 | 1 | 4 | [18 empty] | 1 | 1 | 0
PG&E NGBA | Pit 1 | 230 | OOS_Wind | 0 | 0 | 0 | 0 | 0 | 0 | 0 | 0 | 0 | 0 | 0 | 5 | 2 | 1 | 1 | [19 empty] | 1 | 1 | 0
PG&E NGBA | Pit 3 | 230 | OOS_Wind | 0 | 0 | 0 | 0 | 0 | 0 | 0 | 0 | 0 | 0 | 0 | 5 | 2 | 1 | 1 | [19 empty] | 1 | 1 | 0
PG&E NGBA | Pit 4 | 230 | OOS_Wind | 0 | 0 | 0 | 0 | 0 | 0 | 0 | 0 | 0 | 0 | 0 | 5 | 2 | 1 | 1 | [19 empty] | 1 | 1 | 0
PG&E GBA | Pittsburg | 115 | OOS_Wind | 0 | 0 | 0 | 0 | 0 | 0 | 0 | 0 | 0 | 0 | 0 | 5 | 2 | 1 | 1 | 4 | [18 empty] | 1 | 1 | 0
PG&E GBA | Pittsburg | 230 | OOS_Wind | 0 | 0 | 0 | 0 | 0 | 0 | 0 | 0 | 0 | 0 | 0 | 5 | 2 | 1 | 1 | 4 | [18 empty] | 1 | 1 | 0
PG&E NGBA | Pleasant Grove | 115 | OOS_Wind | 0 | 0 | 0 | 0 | 0 | 0 | 0 | 0 | 0 | 0 | 0 | 5 | 2 | 1 | 1 | [19 empty] | 1 | 1 | 0
PG&E NGBA | POE | 230 | OOS_Wind | 0 | 0 | 0 | 0 | 0 | 0 | 0 | 0 | 0 | 0 | 0 | 5 | 2 | 1 | 1 | [19 empty] | 1 | 1 | 0
PG&E KERN | Poso Mountain | 115 | OOS_Wind | 0 | 0 | 0 | 0 | 0 | 0 | 0 | 0 | 0 | 0 | 0 | 5 | 2 | 5 | 2 | [19 empty] | 1 | 1 | 0
EOP | Primm | 230 | OOS_Wind | 0 | 0 | 0 | 0 | 0 | 0 | 0 | 0 | 0 | 0 | 0 | 5 | 2 | 4 | 2 | [19 empty] | 1 | 1 | 0
PG&E NGBA | Putah Creek | 115 | OOS_Wind | 0 | 0 | 0 | 0 | 0 | 0 | 0 | 0 | 0 | 0 | 0 | 5 | 2 | 1 | 1 | [19 empty] | 1 | 1 | 0
SDGE | Q1806 | 138 | OOS_Wind | 0 | 0 | 0 | 0 | 0 | 0 | 0 | 0 | 0 | 0 | 0 | 1 | 1 | 1 | 1 | [19 empty] | 1 | 1 | 0
PG&E FRESNO | Quinto | 230 | OOS_Wind | 0 | 0 | 0 | 0 | 0 | 0 | 0 | 0 | 0 | 0 | 0 | 5 | 2 | 1 | 1 | [19 empty] | 1 | 1 | 0
PG&E GBA | Race Track | 115 | OOS_Wind | 0 | 0 | 0 | 0 | 0 | 0 | 0 | 0 | 0 | 0 | 0 | 1 | 1 | 1 | 1 | [19 empty] | 1 | 1 | 0
SDGE | Rancho Mission Viejo | 138 | OOS_Wind | 0 | 0 | 0 | 0 | 0 | 0 | 0 | 0 | 0 | 0 | 0 | 1 | 1 | 1 | 1 | [19 empty] | 1 | 1 | 0
PG&E GBA | Rancho Seco | 230 | OOS_Wind | 0 | 0 | 0 | 0 | 0 | 0 | 0 | 0 | 0 | 0 | 0 | 1 | 1 | 1 | 1 | [19 empty] | 1 | 1 | 0
SCE Metro | Rancho Vista | 230 | OOS_Wind | 0 | 0 | 0 | 0 | 0 | 0 | 0 | 0 | 0 | 0 | 0 | 1 | 1 | 1 | 1 | [19 empty] | 1+ | 1 | 1
SCE Metro | Rancho Vista | 500 | OOS_Wind | 0 | 0 | 0 | 0 | 0 | 0 | 0 | 0 | 0 | 0 | 0 | 1 | 1 | 1 | 1 | [19 empty] | 1 | 1 | 0
SCE NOL | Ransburg | 115 | OOS_Wind | 0 | 0 | 0 | 0 | 0 | 0 | 0 | 0 | 0 | 0 | 0 | 3 | 3 | 1 | 1 | [19 empty] | 1 | 1 | 0
PG&E GBA | Ravenswood | 115 | OOS_Wind | 0 | 0 | 0 | 0 | 0 | 0 | 0 | 0 | 0 | 0 | 0 | 5 | 2 | 1 | 1 | [19 empty] | 1 | 1 | 0
PG&E GBA | Ravenswood | 230 | OOS_Wind | 0 | 0 | 0 | 0 | 0 | 0 | 0 | 0 | 0 | 0 | 0 | 5 | 2 | 1 | 1 | [19 empty] | 1 | 1 | 0
SCE Northern | Rector | 230 | OOS_Wind | 0 | 0 | 0 | 0 | 0 | 0 | 0 | 0 | 0 | 0 | 0 | 1 | 1 | 1 | 1 | [19 empty] | 1 | 1 | 0
SCE Eastern | Red Bluff | 230 | OOS_Wind | 0 | 0 | 0 | 0 | 0 | 0 | 0 | 0 | 0 | 0 | 0 | 1 | 1 | 1 | 1 | 1 | [18 empty] | 1 | 1 | 0
SCE Eastern | Red Bluff | 500 | OOS_Wind | 0 | 0 | 0 | 0 | 0 | 0 | 0 | 0 | 0 | 0 | 0 | 1 | 1 | 1 | 1 | 5 | [18 empty] | 1 | 1 | 0
PG&E NGBA | Redbud | 115 | OOS_Wind | 0 | 0 | 0 | 0 | 0 | 0 | 0 | 0 | 0 | 0 | 0 | 5 | 2 | 1 | 1 | [19 empty] | 1 | 1 | 0
SCE Metro | Redondo | 230 | OOS_Wind | 0 | 0 | 0 | 0 | 0 | 0 | 0 | 0 | 0 | 0 | 0 | 1 | 1 | 1 | 1 | [19 empty] | 1 | 1 | 0
PG&E FRESNO | Reedley | 115 | OOS_Wind | 0 | 0 | 0 | 0 | 0 | 0 | 0 | 0 | 0 | 0 | 0 | 5 | 2 | 5 | 2 | [19 empty] | 1 | 1 | 0
PG&E KERN | Renfro | 115 | OOS_Wind | 0 | 0 | 0 | 0 | 0 | 0 | 0 | 0 | 0 | 0 | 0 | 5 | 2 | 5 | 2 | [19 empty] | 1 | 1 | 0
PG&E GBA | Richmond R | 115 | OOS_Wind | 0 | 0 | 0 | 0 | 0 | 0 | 0 | 0 | 0 | 0 | 0 | 5 | 2 | 1 | 1 | [19 empty] | 1 | 1 | 0
PG&E NGBA | Rincon | 115 | OOS_Wind | 0 | 0 | 0 | 0 | 0 | 0 | 0 | 0 | 0 | 0 | 0 | 5 | 2 | 1 | 1 | [19 empty] | 1 | 1 | 0
PG&E KERN | Rio Bravo | 115 | OOS_Wind | 0 | 0 | 0 | 0 | 0 | 0 | 0 | 0 | 0 | 0 | 0 | 5 | 2 | 5 | 2 | 4 | [18 empty] | 1 | 1 | 0
SCE Metro | Rio Hondo | 230 | OOS_Wind | 0 | 0 | 0 | 0 | 0 | 0 | 0 | 0 | 0 | 0 | 0 | 1 | 1 | 1 | 1 | 1 | [18 empty] | 1 | 1 | 0
PG&E NGBA | Rio Oso | 115 | OOS_Wind | 0 | 0 | 0 | 0 | 0 | 0 | 0 | 0 | 0 | 0 | 0 | 5 | 2 | 1 | 1 | [19 empty] | 1 | 1 | 0
PG&E NGBA | Rio Oso | 230 | OOS_Wind | 0 | 0 | 0 | 0 | 0 | 0 | 0 | 0 | 0 | 0 | 0 | 5 | 2 | 1 | 1 | [19 empty] | 1 | 1 | 0
PG&E GBA | Ripon | 115 | OOS_Wind | 0 | 0 | 0 | 0 | 0 | 0 | 0 | 0 | 0 | 0 | 0 | 1 | 1 | 1 | 1 | 3 | [18 empty] | 1 | 1 | 0
PG&E GBA | Riverbank | 115 | OOS_Wind | 0 | 0 | 0 | 0 | 0 | 0 | 0 | 0 | 0 | 0 | 0 | 1 | 1 | 1 | 1 | [19 empty] | 1 | 1 | 0
SCE NOL | Roadway | 115 | OOS_Wind | 0 | 0 | 0 | 0 | 0 | 0 | 0 | 0 | 0 | 0 | 0 | 1 | 1 | 1 | 1 | 3 | [18 empty] | 1 | 1 | 0
PG&E NGBA | Rock Creek 1 | 230 | OOS_Wind | 0 | 0 | 0 | 0 | 0 | 0 | 0 | 0 | 0 | 0 | 0 | 5 | 2 | 1 | 1 | [19 empty] | 1 | 1 | 0
PG&E GBA | Rossmoor | 230 | OOS_Wind | 0 | 0 | 0 | 0 | 0 | 0 | 0 | 0 | 0 | 0 | 0 | 5 | 2 | 1 | 1 | [19 empty] | 1 | 1 | 0
PG&E NGBA | Round Mountain | 230 | OOS_Wind | 0 | 0 | 0 | 0 | 0 | 0 | 0 | 0 | 0 | 0 | 0 | 5 | 2 | 1 | 1 | [19 empty] | 1 | 1 | 0
PG&E NGBA | Round Mountain | 500 | OOS_Wind | 0 | 0 | 0 | 0 | 0 | 0 | 0 | 0 | 0 | 0 | 0 | 5 | 2 | 1 | 1 | [19 empty] | 1 | 1 | 0
PG&E GBA | Salado | 115 | OOS_Wind | 0 | 0 | 0 | 0 | 0 | 0 | 0 | 0 | 0 | 0 | 0 | 1 | 1 | 1 | 1 | [19 empty] | 1+ | 1 | 1
PG&E GBA | Salinas | 115 | OOS_Wind | 0 | 0 | 0 | 0 | 0 | 0 | 0 | 0 | 0 | 0 | 0 | 1 | 1 | 1 | 1 | [19 empty] | 1 | 1 | 0
SCE Eastern | San Bernardino | 230 | OOS_Wind | 0 | 0 | 0 | 0 | 0 | 0 | 0 | 0 | 0 | 0 | 0 | 1 | 1 | 1 | 1 | [19 empty] | 1 | 1 | 0
PG&E GBA | SAN FRAN A (POTRERO PP) | 115 | OOS_Wind | 0 | 0 | 0 | 0 | 0 | 0 | 0 | 0 | 0 | 0 | 0 | 5 | 2 | 1 | 1 | [19 empty] | 1 | 1 | 0
PG&E GBA | SAN FRAN A (POTRERO PP) | 230 | OOS_Wind | 0 | 0 | 0 | 0 | 0 | 0 | 0 | 0 | 0 | 0 | 0 | 5 | 2 | 1 | 1 | [19 empty] | 1 | 1 | 0
PG&E GBA | San Jose A | 115 | OOS_Wind | 0 | 0 | 0 | 0 | 0 | 0 | 0 | 0 | 0 | 0 | 0 | 1 | 1 | 1 | 1 | [19 empty] | 1 | 1 | 0
PG&E GBA | San Jose B | 115 | OOS_Wind | 0 | 0 | 0 | 0 | 0 | 0 | 0 | 0 | 0 | 0 | 0 | 1 | 1 | 1 | 1 | [19 empty] | 1 | 1 | 0
PG&E GBA | San Leandro U | 115 | OOS_Wind | 0 | 0 | 0 | 0 | 0 | 0 | 0 | 0 | 0 | 0 | 0 | 5 | 2 | 1 | 1 | [19 empty] | 1 | 1 | 0
PG&E KERN | San Luis Obispo | 115 | OOS_Wind | 0 | 0 | 0 | 0 | 0 | 0 | 0 | 0 | 0 | 0 | 0 | 5 | 2 | 1 | 1 | [19 empty] | 1 | 1 | 0
SDGE | San Luis Rey | 230 | OOS_Wind | 0 | 0 | 0 | 0 | 0 | 0 | 0 | 0 | 0 | 0 | 0 | 1 | 1 | 1 | 1 | [19 empty] | 1 | 1 | 0
SCE Metro | San Onofre | 230 | OOS_Wind | 0 | 0 | 0 | 0 | 0 | 0 | 0 | 0 | 0 | 0 | 0 | 1 | 1 | 1 | 1 | [19 empty] | 1 | 1 | 0
PG&E GBA | San Pablo | 115 | OOS_Wind | 0 | 0 | 0 | 0 | 0 | 0 | 0 | 0 | 0 | 0 | 0 | 5 | 2 | 1 | 1 | [19 empty] | 1 | 1 | 0
PG&E GBA | San Ramon | 230 | OOS_Wind | 0 | 0 | 0 | 0 | 0 | 0 | 0 | 0 | 0 | 0 | 0 | 5 | 2 | 1 | 1 | [19 empty] | 1 | 1 | 0
SCE NOL | Sandlot | 230 | OOS_Wind | 0 | 0 | 0 | 0 | 0 | 0 | 0 | 0 | 0 | 0 | 0 | 3 | 3 | 1 | 1 | [19 empty] | 1 | 1 | 0
EOP | Sandy | 138 | OOS_Wind | 0 | 0 | 0 | 0 | 0 | 0 | 0 | 0 | 0 | 0 | 0 | 5 | 2 | 4 | 2 | [19 empty] | 1 | 1 | 0
PG&E FRESNO | Sanger | 115 | OOS_Wind | 0 | 0 | 0 | 0 | 0 | 0 | 0 | 0 | 0 | 0 | 0 | 5 | 2 | 5 | 2 | 3 | [18 empty] | 1 | 1 | 0
SCE Northern | Santa Clara | 230 | OOS_Wind | 0 | 0 | 0 | 0 | 0 | 0 | 0 | 0 | 0 | 0 | 0 | 5 | 2 | 4 | 2 | [19 empty] | 1 | 1 | 0
PG&E NGBA | Santa Rosa A | 115 | OOS_Wind | 0 | 0 | 0 | 0 | 0 | 0 | 0 | 0 | 0 | 0 | 0 | 5 | 2 | 1 | 1 | [19 empty] | 1 | 1 | 0
PG&E GBA | Santa Teresa | 115 | OOS_Wind | 0 | 0 | 0 | 0 | 0 | 0 | 0 | 0 | 0 | 0 | 0 | 1 | 1 | 1 | 1 | 3 | [18 empty] | 1 | 1 | 0
SDGE | Santee | 138 | OOS_Wind | 0 | 0 | 0 | 0 | 0 | 0 | 0 | 0 | 0 | 0 | 0 | 1 | 1 | 1 | 1 | [19 empty] | 1 | 1 | 0
SCE Metro | Santiago | 230 | OOS_Wind | 0 | 0 | 0 | 0 | 0 | 0 | 0 | 0 | 0 | 0 | 0 | 1 | 1 | 1 | 1 | [19 empty] | 1 | 1 | 0
PG&E GBA | Saratoga | 230 | OOS_Wind | 0 | 0 | 0 | 0 | 0 | 0 | 0 | 0 | 0 | 0 | 0 | 1 | 1 | 1 | 1 | [19 empty] | 1 | 1 | 0
SCE Northern | Saugus | 230 | OOS_Wind | 0 | 0 | 0 | 0 | 0 | 0 | 0 | 0 | 0 | 0 | 0 | 5 | 2 | 4 | 2 | [19 empty] | 1 | 1 | 0
PG&E FRESNO | Schindler | 115 | OOS_Wind | 0 | 0 | 0 | 0 | 0 | 0 | 0 | 0 | 0 | 0 | 0 | 5 | 2 | 1 | 1 | 3 | [18 empty] | 1 | 1 | 0
PG&E GBA | Schulte | 115 | OOS_Wind | 0 | 0 | 0 | 0 | 0 | 0 | 0 | 0 | 0 | 0 | 0 | 1 | 1 | 1 | 1 | 3 | [18 empty] | 1 | 1 | 0
PG&E KERN | Semitropic | 115 | OOS_Wind | 0 | 0 | 0 | 0 | 0 | 0 | 0 | 0 | 0 | 0 | 0 | 5 | 2 | 1 | 1 | [19 empty] | 1 | 1 | 0
SCE Metro | Serrano | 230 | OOS_Wind | 0 | 0 | 0 | 0 | 0 | 0 | 0 | 0 | 0 | 0 | 0 | 1 | 1 | 1 | 1 | 5 | [18 empty] | 1 | 1 | 0
SCE Metro | Serrano | 500 | OOS_Wind | 0 | 0 | 0 | 0 | 0 | 0 | 0 | 0 | 0 | 0 | 0 | 1 | 1 | 1 | 1 | 5 | [18 empty] | 1 | 1 | 0
SDGE | Shadowridge | 138 | OOS_Wind | 0 | 0 | 0 | 0 | 0 | 0 | 0 | 0 | 0 | 0 | 0 | 1 | 1 | 1 | 1 | [19 empty] | 1 | 1 | 0
PG&E KERN | Shafter | 115 | OOS_Wind | 0 | 0 | 0 | 0 | 0 | 0 | 0 | 0 | 0 | 0 | 0 | 5 | 2 | 5 | 2 | [19 empty] | 1 | 1 | 0
PG&E NGBA | Silverado | 115 | OOS_Wind | 0 | 0 | 0 | 0 | 0 | 0 | 0 | 0 | 0 | 0 | 0 | 5 | 2 | 1 | 1 | [19 empty] | 1 | 1 | 0
SDGE | Silvergate | 230 | OOS_Wind | 0 | 0 | 0 | 0 | 0 | 0 | 0 | 0 | 0 | 0 | 0 | 1 | 1 | 1 | 1 | [19 empty] | 1 | 1 | 0
PG&E KERN | Sisquoc | 115 | OOS_Wind | 0 | 0 | 0 | 0 | 0 | 0 | 0 | 0 | 0 | 0 | 0 | 5 | 2 | 1 | 1 | [19 empty] | 1 | 1 | 0
EOP | Sloan Canyon | 230 | OOS_Wind | 0 | 0 | 0 | 0 | 0 | 0 | 0 | 0 | 0 | 0 | 0 | 5 | 2 | 4 | 2 | [19 empty] | 1 | 1 | 0
EOP | Sloan Canyon | 500 | OOS_Wind | 0 | 0 | 0 | 0 | 0 | 0 | 0 | 0 | 0 | 0 | 0 | 5 | 2 | 4 | 2 | [19 empty] | 1 | 1 | 0
PG&E KERN | Smyrna | 115 | OOS_Wind | 0 | 0 | 0 | 0 | 0 | 0 | 0 | 0 | 0 | 0 | 0 | 5 | 2 | 5 | 2 | [19 empty] | 1 | 1 | 0
PG&E GBA | Sobrante | 115 | OOS_Wind | 0 | 0 | 0 | 0 | 0 | 0 | 0 | 0 | 0 | 0 | 0 | 5 | 2 | 1 | 1 | [19 empty] | 1 | 1 | 0
PG&E GBA | Sobrante | 230 | OOS_Wind | 0 | 0 | 0 | 0 | 0 | 0 | 0 | 0 | 0 | 0 | 0 | 5 | 2 | 1 | 1 | [19 empty] | 1 | 1 | 0
PG&E KERN | Solar | 230 | OOS_Wind | 0 | 0 | 0 | 0 | 0 | 0 | 0 | 0 | 0 | 0 | 0 | 5 | 2 | 5 | 2 | [19 empty] | 1 | 1 | 0
PG&E GBA | Soledad | 115 | OOS_Wind | 0 | 0 | 0 | 0 | 0 | 0 | 0 | 0 | 0 | 0 | 0 | 1 | 1 | 1 | 1 | [19 empty] | 1 | 1 | 0
SCE Northern | Springville | 230 | OOS_Wind | 0 | 0 | 0 | 0 | 0 | 0 | 0 | 0 | 0 | 0 | 0 | 1 | 1 | 1 | 1 | 4 | [18 empty] | 1 | 1 | 0
PG&E GBA | Stagg | 230 | OOS_Wind | 0 | 0 | 0 | 0 | 0 | 0 | 0 | 0 | 0 | 0 | 0 | 5 | 2 | 1 | 1 | [19 empty] | 1 | 1 | 0
PG&E GBA | Standard Oil | 115 | OOS_Wind | 0 | 0 | 0 | 0 | 0 | 0 | 0 | 0 | 0 | 0 | 0 | 5 | 2 | 1 | 1 | [19 empty] | 1 | 1 | 0
PG&E GBA | Stanislaus | 115 | OOS_Wind | 0 | 0 | 0 | 0 | 0 | 0 | 0 | 0 | 0 | 0 | 0 | 1 | 1 | 1 | 1 | [19 empty] | 1 | 1 | 0
PG&E KERN | Stockdale | 115 | OOS_Wind | 0 | 0 | 0 | 0 | 0 | 0 | 0 | 0 | 0 | 0 | 0 | 5 | 2 | 1 | 1 | [19 empty] | 1 | 1 | 0
PG&E KERN | Stockdale | 230 | OOS_Wind | 0 | 0 | 0 | 0 | 0 | 0 | 0 | 0 | 0 | 0 | 0 | 5 | 2 | 1 | 1 | [19 empty] | 1 | 1 | 0
PG&E GBA | Stockton A | 115 | OOS_Wind | 0 | 0 | 0 | 0 | 0 | 0 | 0 | 0 | 0 | 0 | 0 | 1 | 1 | 1 | 1 | [19 empty] | 1 | 1 | 0
PG&E GBA | Stone | 115 | OOS_Wind | 0 | 0 | 0 | 0 | 0 | 0 | 0 | 0 | 0 | 0 | 0 | 1 | 1 | 1 | 1 | [19 empty] | 1 | 1 | 0
PG&E FRESNO | Storey | 230 | OOS_Wind | 0 | 0 | 0 | 0 | 0 | 0 | 0 | 0 | 0 | 0 | 0 | 5 | 2 | 5 | 2 | [19 empty] | 1 | 1 | 0
PG&E NGBA | Summit | 115 | OOS_Wind | 0 | 0 | 0 | 0 | 0 | 0 | 0 | 0 | 0 | 0 | 0 | 5 | 2 | 1 | 1 | [19 empty] | 1 | 1 | 0
SDGE | Suncrest | 230 | OOS_Wind | 0 | 0 | 0 | 0 | 0 | 0 | 0 | 0 | 0 | 0 | 0 | 1 | 1 | 1 | 1 | [19 empty] | 1 | 1 | 0
SDGE | Suncrest | 500 | OOS_Wind | 0 | 0 | 0 | 0 | 0 | 0 | 0 | 0 | 0 | 0 | 0 | 1 | 1 | 1 | 1 | [19 empty] | 1 | 1 | 0
PG&E KERN | Sunrise | 230 | OOS_Wind | 0 | 0 | 0 | 0 | 0 | 0 | 0 | 0 | 0 | 0 | 0 | 5 | 2 | 5 | 2 | [19 empty] | 1 | 1 | 0
PG&E KERN | Sunset | 230 | OOS_Wind | 0 | 0 | 0 | 0 | 0 | 0 | 0 | 0 | 0 | 0 | 0 | 5 | 2 | 5 | 2 | [19 empty] | 1 | 1 | 0
PG&E GBA | Swift | 115 | OOS_Wind | 0 | 0 | 0 | 0 | 0 | 0 | 0 | 0 | 0 | 0 | 0 | 1 | 1 | 1 | 1 | [19 empty] | 1 | 1 | 0
SDGE | Sycamore Canyon | 138 | OOS_Wind | 0 | 0 | 0 | 0 | 0 | 0 | 0 | 0 | 0 | 0 | 0 | 1 | 1 | 1 | 1 | 3 | [18 empty] | 1 | 1 | 0
SDGE | Sycamore Canyon | 230 | OOS_Wind | 0 | 0 | 0 | 0 | 0 | 0 | 0 | 0 | 0 | 0 | 0 | 1 | 1 | 1 | 1 | [19 empty] | 1 | 1 | 0
SCE Northern | Sylmar | 230 | OOS_Wind | 0 | 0 | 0 | 0 | 0 | 0 | 0 | 0 | 0 | 0 | 0 | 5 | 2 | 4 | 2 | [19 empty] | 1 | 1 | 0
PG&E NGBA | Table Mountain | 115 | OOS_Wind | 0 | 0 | 0 | 0 | 0 | 0 | 0 | 0 | 0 | 0 | 0 | 5 | 2 | 1 | 1 | [19 empty] | 1 | 1 | 0
PG&E NGBA | Table Mountain | 230 | OOS_Wind | 0 | 0 | 0 | 0 | 0 | 0 | 0 | 0 | 0 | 0 | 0 | 5 | 2 | 1 | 1 | [19 empty] | 1 | 1 | 0
PG&E NGBA | Table Mountain | 500 | OOS_Wind | 0 | 0 | 0 | 0 | 0 | 0 | 0 | 0 | 0 | 0 | 0 | 5 | 2 | 1 | 1 | [19 empty] | 1 | 1 | 0
PG&E KERN | Taft | 115 | OOS_Wind | 0 | 0 | 0 | 0 | 0 | 0 | 0 | 0 | 0 | 0 | 0 | 5 | 2 | 5 | 2 | [19 empty] | 1 | 1 | 0
SDGE | Talega | 138 | OOS_Wind | 0 | 0 | 0 | 0 | 0 | 0 | 0 | 0 | 0 | 0 | 0 | 1 | 1 | 1 | 1 | 3 | [18 empty] | 1+ | 1 | 1
SDGE | Talega | 230 | OOS_Wind | 0 | 0 | 0 | 0 | 0 | 0 | 0 | 0 | 0 | 0 | 0 | 1 | 1 | 1 | 1 | [19 empty] | 1 | 1 | 0
PG&E GBA | Tassajara | 230 | OOS_Wind | 0 | 0 | 0 | 0 | 0 | 0 | 0 | 0 | 0 | 0 | 0 | 5 | 2 | 1 | 1 | [19 empty] | 1 | 1 | 0
SDGE | Telegraph Canyon | 138 | OOS_Wind | 0 | 0 | 0 | 0 | 0 | 0 | 0 | 0 | 0 | 0 | 0 | 1 | 1 | 1 | 1 | [19 empty] | 1 | 1 | 0
PG&E KERN | Temblor | 115 | OOS_Wind | 0 | 0 | 0 | 0 | 0 | 0 | 0 | 0 | 0 | 0 | 0 | 5 | 2 | 5 | 2 | [19 empty] | 1 | 1 | 0
PG&E KERN | Templeton | 230 | OOS_Wind | 0 | 0 | 0 | 0 | 0 | 0 | 0 | 0 | 0 | 0 | 0 | 5 | 2 | 5 | 2 | [19 empty] | 1 | 1 | 0
PG&E GBA | Tesla | 115 | OOS_Wind | 0 | 0 | 0 | 0 | 0 | 0 | 0 | 0 | 0 | 0 | 0 | 1 | 1 | 1 | 1 | [19 empty] | 1 | 1 | 0
PG&E GBA | Tesla | 230 | OOS_Wind | 0 | 0 | 0 | 0 | 0 | 0 | 0 | 0 | 0 | 0 | 0 | 5 | 2 | 1 | 1 | 4 | [18 empty] | 1 | 1 | 0
PG&E GBA | Tesla | 500 | OOS_Wind | 0 | 0 | 0 | 0 | 0 | 0 | 0 | 0 | 0 | 0 | 0 | 1 | 1 | 1 | 1 | 5 | [18 empty] | 1+ | 1 | 1
PG&E KERN | Tevis | 115 | OOS_Wind | 0 | 0 | 0 | 0 | 0 | 0 | 0 | 0 | 0 | 0 | 0 | 5 | 2 | 5 | 2 | 4 | [18 empty] | 1 | 1 | 0
EOP | Thousandaire | 138 | OOS_Wind | 0 | 0 | 0 | 0 | 0 | 0 | 0 | 0 | 0 | 0 | 0 | 5 | 2 | 4 | 2 | [19 empty] | 1 | 1 | 0
PG&E KERN | Topaz | 230 | OOS_Wind | 0 | 0 | 0 | 0 | 0 | 0 | 0 | 0 | 0 | 0 | 0 | 5 | 2 | 5 | 2 | [19 empty] | 1 | 1 | 0
SCE NOL | Tortilla | 115 | OOS_Wind | 0 | 0 | 0 | 0 | 0 | 0 | 0 | 0 | 0 | 0 | 0 | 3 | 3 | 1 | 1 | [19 empty] | 1 | 1 | 0
SDGE | Trabuco | 138 | OOS_Wind | 0 | 0 | 0 | 0 | 0 | 0 | 0 | 0 | 0 | 0 | 0 | 1 | 1 | 1 | 1 | [19 empty] | 1 | 1 | 0
PG&E GBA | Tracy | 115 | OOS_Wind | 0 | 0 | 0 | 0 | 0 | 0 | 0 | 0 | 0 | 0 | 0 | 1 | 1 | 1 | 1 | [19 empty] | 1 | 1 | 0
PG&E FRESNO | Tranquility | 230 | OOS_Wind | 0 | 0 | 0 | 0 | 0 | 0 | 0 | 0 | 0 | 0 | 0 | 5 | 2 | 5 | 2 | 3 | [18 empty] | 1 | 1 | 0
PG&E GBA | Trimble | 115 | OOS_Wind | 0 | 0 | 0 | 0 | 0 | 0 | 0 | 0 | 0 | 0 | 0 | 1 | 1 | 1 | 1 | [19 empty] | 1 | 1 | 0
EOP | Trout Canyon | 230 | OOS_Wind | 0 | 0 | 0 | 0 | 0 | 0 | 0 | 0 | 0 | 0 | 0 | 5 | 2 | 4 | 2 | [19 empty] | 1 | 1 | 0
EOP | Trout Canyon | 500 | OOS_Wind | 0 | 0 | 0 | 0 | 0 | 0 | 0 | 0 | 0 | 0 | 0 | 5 | 2 | 4 | 2 | [19 empty] | 1 | 1 | 0
PG&E NGBA | Tulucay | 230 | OOS_Wind | 0 | 0 | 0 | 0 | 0 | 0 | 0 | 0 | 0 | 0 | 0 | 5 | 2 | 1 | 1 | [19 empty] | 1 | 1 | 0
PG&E KERN | Tupman | 115 | OOS_Wind | 0 | 0 | 0 | 0 | 0 | 0 | 0 | 0 | 0 | 0 | 0 | 5 | 2 | 5 | 2 | [19 empty] | 1 | 1 | 0
PG&E NGBA | Ukiah | 115 | OOS_Wind | 0 | 0 | 0 | 0 | 0 | 0 | 0 | 0 | 0 | 0 | 0 | 5 | 2 | 1 | 1 | [19 empty] | 1 | 1 | 0
PG&E NGBA | Vaca Dixon | 115 | OOS_Wind | 0 | 0 | 0 | 0 | 0 | 0 | 0 | 0 | 0 | 0 | 0 | 5 | 2 | 1 | 1 | 4 | [18 empty] | 1 | 1 | 0
PG&E NGBA | Vaca Dixon | 230 | OOS_Wind | 0 | 0 | 0 | 0 | 0 | 0 | 0 | 0 | 0 | 0 | 0 | 5 | 2 | 1 | 1 | [19 empty] | 1 | 1 | 0
PG&E NGBA | Vaca Dixon | 500 | OOS_Wind | 0 | 0 | 0 | 0 | 0 | 0 | 0 | 0 | 0 | 0 | 0 | 5 | 2 | 1 | 1 | [19 empty] | 1 | 1 | 0
SCE Eastern | Valley (SCE) | 500 | OOS_Wind | 0 | 0 | 0 | 0 | 0 | 0 | 0 | 0 | 0 | 0 | 0 | 1 | 1 | 1 | 1 | [19 empty] | 1 | 1 | 0
EOP | Valley (VEA) | 138 | OOS_Wind | 0 | 0 | 0 | 0 | 0 | 0 | 0 | 0 | 0 | 0 | 0 | 5 | 2 | 4 | 2 | [19 empty] | 1 | 1 | 0
PG&E GBA | Valley Home | 115 | OOS_Wind | 0 | 0 | 0 | 0 | 0 | 0 | 0 | 0 | 0 | 0 | 0 | 1 | 1 | 1 | 1 | [19 empty] | 1 | 1 | 0
PG&E GBA | Valley Springs | 230 | OOS_Wind | 0 | 0 | 0 | 0 | 0 | 0 | 0 | 0 | 0 | 0 | 0 | 1 | 1 | 1 | 1 | [19 empty] | 1+ | 1 | 1
EOP | Valley Switch | 138 | OOS_Wind | 0 | 0 | 0 | 0 | 0 | 0 | 0 | 0 | 0 | 0 | 0 | 5 | 2 | 4 | 2 | [19 empty] | 1 | 1 | 0
EOP | Valley Switch | 230 | OOS_Wind | 0 | 0 | 0 | 0 | 0 | 0 | 0 | 0 | 0 | 0 | 0 | 5 | 2 | 4 | 2 | [19 empty] | 1+ | 1 | 1
PG&E GBA | Vasco | 230 | OOS_Wind | 0 | 0 | 0 | 0 | 0 | 0 | 0 | 0 | 0 | 0 | 0 | 5 | 2 | 1 | 1 | [19 empty] | 1 | 1 | 0
PG&E GBA | Vasona | 230 | OOS_Wind | 0 | 0 | 0 | 0 | 0 | 0 | 0 | 0 | 0 | 0 | 0 | 1 | 1 | 1 | 1 | [19 empty] | 1 | 1 | 0
SCE Northern | Vestal | 230 | OOS_Wind | 0 | 0 | 0 | 0 | 0 | 0 | 0 | 0 | 0 | 0 | 0 | 1 | 1 | 1 | 1 | [19 empty] | 1 | 1 | 0
SCE NOL | Victor | 115 | OOS_Wind | 0 | 0 | 0 | 0 | 0 | 0 | 0 | 0 | 0 | 0 | 0 | 1 | 1 | 1 | 1 | 3 | [18 empty] | 1 | 1 | 0
SCE NOL | Victor | 230 | OOS_Wind | 0 | 0 | 0 | 0 | 0 | 0 | 0 | 0 | 0 | 0 | 0 | 1 | 1 | 1 | 1 | 4 | [18 empty] | 1 | 1 | 0
SCE Metro | Viejo | 230 | OOS_Wind | 0 | 0 | 0 | 0 | 0 | 0 | 0 | 0 | 0 | 0 | 0 | 1 | 1 | 1 | 1 | [19 empty] | 1+ | 1 | 1
PG&E GBA | Vierra | 115 | OOS_Wind | 0 | 0 | 0 | 0 | 0 | 0 | 0 | 0 | 0 | 0 | 0 | 1 | 1 | 1 | 1 | [19 empty] | 1 | 1 | 0
SCE Metro | Villa Park | 230 | OOS_Wind | 0 | 0 | 0 | 0 | 0 | 0 | 0 | 0 | 0 | 0 | 0 | 1 | 1 | 1 | 1 | [19 empty] | 1 | 1 | 0
SCE Northern | Vincent | 230 | OOS_Wind | 0 | 0 | 0 | 0 | 0 | 0 | 0 | 0 | 0 | 0 | 0 | 1 | 1 | 1 | 1 | 4 | [18 empty] | 1+ | 1 | 1
SCE Northern | Vincent | 500 | OOS_Wind | 0 | 0 | 0 | 0 | 0 | 0 | 0 | 0 | 0 | 0 | 0 | 1 | 1 | 1 | 1 | 5 | [18 empty] | 1+ | 1 | 1
PG&E GBA | Vineyard | 230 | OOS_Wind | 0 | 0 | 0 | 0 | 0 | 0 | 0 | 0 | 0 | 0 | 0 | 5 | 2 | 1 | 1 | [19 empty] | 1 | 1 | 0
SCE Eastern | Vista (SCE) | 230 | OOS_Wind | 0 | 0 | 0 | 0 | 0 | 0 | 0 | 0 | 0 | 0 | 0 | 1 | 1 | 1 | 1 | [19 empty] | 1 | 1 | 0
EOP | Vista (VEA) | 138 | OOS_Wind | 0 | 0 | 0 | 0 | 0 | 0 | 0 | 0 | 0 | 0 | 0 | 5 | 2 | 4 | 2 | [19 empty] | 1 | 1 | 0
EOP | Vista (VEA) | 230 | OOS_Wind | 0 | 0 | 0 | 0 | 0 | 0 | 0 | 0 | 0 | 0 | 0 | 5 | 2 | 4 | 2 | [19 empty] | 1 | 1 | 0
PG&E FRESNO | Wahtoke | 115 | OOS_Wind | 0 | 0 | 0 | 0 | 0 | 0 | 0 | 0 | 0 | 0 | 0 | 5 | 2 | 1 | 1 | [19 empty] | 1 | 1 | 0
SCE Metro | Walnut | 230 | OOS_Wind | 0 | 0 | 0 | 0 | 0 | 0 | 0 | 0 | 0 | 0 | 0 | 1 | 1 | 1 | 1 | [19 empty] | 1 | 1 | 0
SCE Northern | Warne | 230 | OOS_Wind | 0 | 0 | 0 | 0 | 0 | 0 | 0 | 0 | 0 | 0 | 0 | 5 | 2 | 4 | 2 | [19 empty] | 1 | 1 | 0
PG&E GBA | Warnerville | 230 | OOS_Wind | 0 | 0 | 0 | 0 | 0 | 0 | 0 | 0 | 0 | 0 | 0 | 5 | 2 | 5 | 2 | [19 empty] | 1 | 1 | 0
PG&E FRESNO | Waukena | 115 | OOS_Wind | 0 | 0 | 0 | 0 | 0 | 0 | 0 | 0 | 0 | 0 | 0 | 5 | 2 | 1 | 1 | [19 empty] | 1 | 1 | 0
PG&E GBA | Weber | 230 | OOS_Wind | 0 | 0 | 0 | 0 | 0 | 0 | 0 | 0 | 0 | 0 | 0 | 1 | 1 | 1 | 1 | [19 empty] | 1 | 1 | 0
PG&E FRESNO | West Fresno | 115 | OOS_Wind | 0 | 0 | 0 | 0 | 0 | 0 | 0 | 0 | 0 | 0 | 0 | 5 | 2 | 5 | 2 | [19 empty] | 1 | 1 | 0
PG&E FRESNO | Westley | 230 | OOS_Wind | 0 | 0 | 0 | 0 | 0 | 0 | 0 | 0 | 0 | 0 | 0 | 1 | 1 | 1 | 1 | [19 empty] | 1 | 1 | 0
PG&E KERN | Westpark | 115 | OOS_Wind | 0 | 0 | 0 | 0 | 0 | 0 | 0 | 0 | 0 | 0 | 0 | 5 | 2 | 1 | 1 | [19 empty] | 1 | 1 | 0
PG&E KERN | Wheeler Ridge | 230 | OOS_Wind | 0 | 0 | 0 | 0 | 0 | 0 | 0 | 0 | 0 | 0 | 0 | 5 | 2 | 5 | 2 | 1 | [18 empty] | 1 | 1 | 0
PG&E KERN | Wheeler Ridge | 115 | OOS_Wind | 0 | 0 | 0 | 0 | 0 | 0 | 0 | 0 | 0 | 0 | 0 | 5 | 2 | 1 | 1 | 3 | [18 empty] | 1 | 1 | 0
SCE Northern | Whirlwind | 230 | OOS_Wind | 0 | 0 | 0 | 0 | 0 | 0 | 0 | 0 | 0 | 0 | 0 | 1 | 1 | 1 | 1 | 5 | [18 empty] | 1+ | 1 | 1
SCE Northern | Whirlwind | 500 | OOS_Wind | 0 | 0 | 0 | 0 | 0 | 0 | 0 | 0 | 0 | 0 | 0 | 1 | 1 | 1 | 1 | 5 | [18 empty] | 1 | 1 | 0
PG&E GBA | Whisman | 115 | OOS_Wind | 0 | 0 | 0 | 0 | 0 | 0 | 0 | 0 | 0 | 0 | 0 | 1 | 1 | 1 | 1 | [19 empty] | 1 | 1 | 0
SCE Eastern | Wildlife | 230 | OOS_Wind | 0 | 0 | 0 | 0 | 0 | 0 | 0 | 0 | 0 | 0 | 0 | 1 | 1 | 1 | 1 | [19 empty] | 1 | 1 | 0
PG&E FRESNO | Wilson | 115 | OOS_Wind | 0 | 0 | 0 | 0 | 0 | 0 | 0 | 0 | 0 | 0 | 0 | 5 | 2 | 5 | 2 | 4 | [18 empty] | 1 | 1 | 0
PG&E FRESNO | Wilson | 230 | OOS_Wind | 0 | 0 | 0 | 0 | 0 | 0 | 0 | 0 | 0 | 0 | 0 | 5 | 2 | 5 | 2 | [19 empty] | 1 | 1 | 0
SCE Northern | Windhub | 230 | OOS_Wind | 0 | 0 | 0 | 0 | 0 | 0 | 0 | 0 | 0 | 0 | 0 | 1 | 1 | 1 | 1 | 4 | [18 empty] | 1 | 1 | 0
SCE Northern | Windhub | 500 | OOS_Wind | 0 | 0 | 0 | 0 | 0 | 0 | 0 | 0 | 0 | 0 | 0 | 1 | 1 | 1 | 1 | 5 | [18 empty] | 1 | 1 | 0
PG&E GBA | Windmaster | 230 | OOS_Wind | 0 | 0 | 0 | 0 | 0 | 0 | 0 | 0 | 0 | 0 | 0 | 5 | 2 | 1 | 1 | [19 empty] | 1 | 1 | 0
PG&E NGBA | Woodland | 115 | OOS_Wind | 0 | 0 | 0 | 0 | 0 | 0 | 0 | 0 | 0 | 0 | 0 | 5 | 2 | 1 | 1 | [19 empty] | 1 | 1 | 0
PG&E FRESNO | Woodward | 115 | OOS_Wind | 0 | 0 | 0 | 0 | 0 | 0 | 0 | 0 | 0 | 0 | 0 | 5 | 2 | 1 | 1 | [19 empty] | 1 | 1 | 0
PG&E NGBA | Wyandotte | 115 | OOS_Wind | 0 | 0 | 0 | 0 | 0 | 0 | 0 | 0 | 0 | 0 | 0 | 5 | 2 | 1 | 1 | [19 empty] | 1 | 1 | 0
PG&E KERN | 7th Standard | 115 | Offshore_Wind | 0 | 0 | 0 | 0 | 0 | 0 | 0 | 0 | 0 | 0 | 0 | 5 | 2 | 5 | 2 | [19 empty] | 1 | 1 | 0
SCE Metro | Alamitos | 230 | Offshore_Wind | 0 | 0 | 0 | 0 | 0 | 0 | 0 | 0 | 0 | 0 | 0 | 1 | 1 | 1 | 1 | [19 empty] | 1 | 1 | 0
SCE Eastern | Alberhill | 115 | Offshore_Wind | 0 | 0 | 0 | 0 | 0 | 0 | 0 | 0 | 0 | 0 | 0 | 1 | 1 | 1 | 1 | [19 empty] | 1 | 1 | 0
SCE Eastern | Alberhill | 500 | Offshore_Wind | 0 | 0 | 0 | 0 | 0 | 0 | 0 | 0 | 0 | 0 | 0 | 1 | 1 | 1 | 1 | [19 empty] | 1 | 1 | 0
PG&E GBA | Alhambra | 115 | Offshore_Wind | 0 | 0 | 0 | 0 | 0 | 0 | 0 | 0 | 0 | 0 | 0 | 5 | 2 | 1 | 1 | [19 empty] | 1 | 1 | 0
PG&E FRESNO | Alpaugh | 115 | Offshore_Wind | 0 | 0 | 0 | 0 | 0 | 0 | 0 | 0 | 0 | 0 | 0 | 5 | 2 | 5 | 2 | 3 | [18 empty] | 1 | 1 | 0
PG&E GBA | Altamont Midway (Sandhill) | 230 | Offshore_Wind | 0 | 0 | 0 | 0 | 0 | 0 | 0 | 0 | 0 | 0 | 0 | 5 | 2 | 1 | 1 | [19 empty] | 1 | 1 | 0
SCE Northern | Antelope | 230 | Offshore_Wind | 0 | 0 | 0 | 0 | 0 | 0 | 0 | 0 | 0 | 0 | 0 | 1 | 1 | 1 | 1 | 4 | [18 empty] | 1 | 1 | 0
SCE Northern | Antelope | 500 | Offshore_Wind | 0 | 0 | 0 | 0 | 0 | 0 | 0 | 0 | 0 | 0 | 0 | 1 | 1 | 1 | 1 | [19 empty] | 1 | 1 | 0
PG&E KERN | Arco | 230 | Offshore_Wind | 0 | 0 | 0 | 0 | 0 | 0 | 0 | 0 | 0 | 0 | 0 | 5 | 2 | 5 | 2 | 3 | [18 empty] | 1 | 1 | 0
SCE Metro | ArcoGen | 230 | Offshore_Wind | 0 | 0 | 0 | 0 | 0 | 0 | 0 | 0 | 0 | 0 | 0 | 1 | 1 | 1 | 1 | [19 empty] | 1 | 1 | 0
SDGE | Artesian | 230 | Offshore_Wind | 0 | 0 | 0 | 0 | 0 | 0 | 0 | 0 | 0 | 0 | 0 | 1 | 1 | 1 | 1 | [19 empty] | 1 | 1 | 0
PG&E FRESNO | Ashlan | 230 | Offshore_Wind | 0 | 0 | 0 | 0 | 0 | 0 | 0 | 0 | 0 | 0 | 0 | 5 | 2 | 1 | 1 | [19 empty] | 1 | 1 | 0
PG&E NGBA | Atlantic | 115 | Offshore_Wind | 0 | 0 | 0 | 0 | 0 | 0 | 0 | 0 | 0 | 0 | 0 | 5 | 2 | 1 | 1 | [19 empty] | 1 | 1 | 0
PG&E NGBA | Atlantic | 230 | Offshore_Wind | 0 | 0 | 0 | 0 | 0 | 0 | 0 | 0 | 0 | 0 | 0 | 5 | 2 | 1 | 1 | [19 empty] | 1 | 1 | 0
PG&E FRESNO | Atwater | 115 | Offshore_Wind | 0 | 0 | 0 | 0 | 0 | 0 | 0 | 0 | 0 | 0 | 0 | 5 | 2 | 1 | 1 | [19 empty] | 1 | 1 | 0
PG&E GBA | Avena | 115 | Offshore_Wind | 0 | 0 | 0 | 0 | 0 | 0 | 0 | 0 | 0 | 0 | 0 | 1 | 1 | 1 | 1 | [19 empty] | 1 | 1 | 0
PG&E NGBA | Bahia | 230 | Offshore_Wind | 0 | 0 | 0 | 0 | 0 | 0 | 0 | 0 | 0 | 0 | 0 | 5 | 2 | 1 | 1 | [19 empty] | 1 | 1 | 0
SCE Northern | Bailey | 230 | Offshore_Wind | 0 | 0 | 0 | 0 | 0 | 0 | 0 | 0 | 0 | 0 | 0 | 5 | 2 | 4 | 2 | [19 empty] | 1 | 1 | 0
SCE NOL | Baker | 115 | Offshore_Wind | 0 | 0 | 0 | 0 | 0 | 0 | 0 | 0 | 0 | 0 | 0 | 3 | 3 | 1 | 1 | [19 empty] | 1 | 1 | 0
PG&E KERN | Bakersfield | 230 | Offshore_Wind | 0 | 0 | 0 | 0 | 0 | 0 | 0 | 0 | 0 | 0 | 0 | 5 | 2 | 5 | 2 | [19 empty] | 1 | 1 | 0
PG&E FRESNO | Balch | 230 | Offshore_Wind | 0 | 0 | 0 | 0 | 0 | 0 | 0 | 0 | 0 | 0 | 0 | 5 | 2 | 5 | 2 | [19 empty] | 1 | 1 | 0
SCE Eastern | Bannister | 230 | Offshore_Wind | 0 | 0 | 0 | 0 | 0 | 0 | 0 | 0 | 0 | 0 | 0 | 5 | 2 | 1 | 1 | [19 empty] | 1 | 1 | 0
SCE Metro | Barre | 230 | Offshore_Wind | 0 | 0 | 0 | 0 | 0 | 0 | 0 | 0 | 0 | 0 | 0 | 1 | 1 | 1 | 1 | [19 empty] | 1 | 1 | 0
SDGE | Bay Boulevard | 230 | Offshore_Wind | 0 | 0 | 0 | 0 | 0 | 0 | 0 | 0 | 0 | 0 | 0 | 1 | 1 | 1 | 1 | [19 empty] | 1 | 1 | 0
EOP | Beatty | 138 | Offshore_Wind | 0 | 0 | 0 | 0 | 0 | 0 | 0 | 0 | 0 | 0 | 0 | 5 | 2 | 4 | 2 | [19 empty] | 1 | 1 | 0
EOP | Beatty | 230 | Offshore_Wind | 0 | 0 | 0 | 0 | 0 | 0 | 0 | 0 | 0 | 0 | 0 | 5 | 2 | 4 | 2 | [19 empty] | 1 | 1 | 0
PG&E NGBA | Belden | 230 | Offshore_Wind | 0 | 0 | 0 | 0 | 0 | 0 | 0 | 0 | 0 | 0 | 0 | 5 | 2 | 1 | 1 | [19 empty] | 1 | 1 | 0
PG&E NGBA | Bell | 115 | Offshore_Wind | 0 | 0 | 0 | 0 | 0 | 0 | 0 | 0 | 0 | 0 | 0 | 5 | 2 | 1 | 1 | [19 empty] | 1 | 1 | 0
PG&E NGBA | Bellevue | 115 | Offshore_Wind | 0 | 0 | 0 | 0 | 0 | 0 | 0 | 0 | 0 | 0 | 0 | 5 | 2 | 1 | 1 | [19 empty] | 1 | 1 | 0
PG&E GBA | Bellota | 115 | Offshore_Wind | 0 | 0 | 0 | 0 | 0 | 0 | 0 | 0 | 0 | 0 | 0 | 1 | 1 | 1 | 1 | 3 | [18 empty] | 1 | 1 | 0
PG&E GBA | Bellota | 230 | Offshore_Wind | 0 | 0 | 0 | 0 | 0 | 0 | 0 | 0 | 0 | 0 | 0 | 1 | 1 | 1 | 1 | 3 | [18 empty] | 1 | 1 | 0
SCE Northern | Big Creek | 230 | Offshore_Wind | 0 | 0 | 0 | 0 | 0 | 0 | 0 | 0 | 0 | 0 | 0 | 1 | 1 | 1 | 1 | [19 empty] | 1 | 1 | 0
PG&E GBA | Birds Landing | 230 | Offshore_Wind | 0 | 0 | 0 | 0 | 0 | 0 | 0 | 0 | 0 | 0 | 0 | 5 | 2 | 1 | 1 | 3 | [18 empty] | 1 | 1 | 0
SCE Eastern | Blythe | 161 | Offshore_Wind | 0 | 0 | 0 | 0 | 0 | 0 | 0 | 0 | 0 | 0 | 0 | 5 | 2 | 1 | 1 | 3 | [18 empty] | 1 | 1 | 0
PG&E NGBA | Bogue | 115 | Offshore_Wind | 0 | 0 | 0 | 0 | 0 | 0 | 0 | 0 | 0 | 0 | 0 | 5 | 2 | 1 | 1 | [19 empty] | 1 | 1 | 0
PG&E FRESNO | Borden | 230 | Offshore_Wind | 0 | 0 | 0 | 0 | 0 | 0 | 0 | 0 | 0 | 0 | 0 | 5 | 2 | 5 | 2 | 1 | [18 empty] | 1 | 1 | 0
SDGE | Boulevard East | 138 | Offshore_Wind | 0 | 0 | 0 | 0 | 0 | 0 | 0 | 0 | 0 | 0 | 0 | 1 | 1 | 1 | 1 | 1 | [18 empty] | 1 | 1 | 0
PG&E GBA | Brentwood | 230 | Offshore_Wind | 0 | 0 | 0 | 0 | 0 | 0 | 0 | 0 | 0 | 0 | 0 | 5 | 2 | 1 | 1 | [19 empty] | 1 | 1 | 0
PG&E NGBA | Bridgeville | 115 | Offshore_Wind | 0 | 0 | 0 | 0 | 0 | 0 | 0 | 0 | 0 | 0 | 0 | 5 | 2 | 1 | 1 | [19 empty] | 1 | 1 | 0
PG&E NGBA | Brighton | 115 | Offshore_Wind | 0 | 0 | 0 | 0 | 0 | 0 | 0 | 0 | 0 | 0 | 0 | 5 | 2 | 1 | 1 | [19 empty] | 1 | 1 | 0
PG&E NGBA | Brighton | 230 | Offshore_Wind | 0 | 0 | 0 | 0 | 0 | 0 | 0 | 0 | 0 | 0 | 0 | 5 | 2 | 1 | 1 | [19 empty] | 1 | 1 | 0
PG&E NGBA | Brunswick | 115 | Offshore_Wind | 0 | 0 | 0 | 0 | 0 | 0 | 0 | 0 | 0 | 0 | 0 | 5 | 2 | 1 | 1 | [19 empty] | 1 | 1 | 0
PG&E NGBA | Bucks Creek | 230 | Offshore_Wind | 0 | 0 | 0 | 0 | 0 | 0 | 0 | 0 | 0 | 0 | 0 | 5 | 2 | 1 | 1 | [19 empty] | 1 | 1 | 0
PG&E KERN | Buena Vista | 230 | Offshore_Wind | 0 | 0 | 0 | 0 | 0 | 0 | 0 | 0 | 0 | 0 | 0 | 5 | 2 | 5 | 2 | [19 empty] | 1 | 1 | 0
PG&E FRESNO | Bullard | 115 | Offshore_Wind | 0 | 0 | 0 | 0 | 0 | 0 | 0 | 0 | 0 | 0 | 0 | 5 | 2 | 5 | 2 | [19 empty] | 1 | 1 | 0
PG&E GBA | Burlingame | 115 | Offshore_Wind | 0 | 0 | 0 | 0 | 0 | 0 | 0 | 0 | 0 | 0 | 0 | 5 | 2 | 1 | 1 | [19 empty] | 1 | 1 | 0
PG&E NGBA | Burney Forest | 230 | Offshore_Wind | 0 | 0 | 0 | 0 | 0 | 0 | 0 | 0 | 0 | 0 | 0 | 5 | 2 | 1 | 1 | [19 empty] | 1 | 1 | 0
PG&E NGBA | Butte | 115 | Offshore_Wind | 0 | 0 | 0 | 0 | 0 | 0 | 0 | 0 | 0 | 0 | 0 | 5 | 2 | 1 | 1 | [19 empty] | 1 | 1 | 0
PG&E KERN | Cabrillo | 115 | Offshore_Wind | 0 | 0 | 0 | 0 | 0 | 0 | 0 | 0 | 0 | 0 | 0 | 5 | 2 | 1 | 1 | [19 empty] | 1 | 1 | 0
PG&E FRESNO | Cal Flats | 230 | Offshore_Wind | 0 | 0 | 0 | 0 | 0 | 0 | 0 | 0 | 0 | 0 | 0 | 5 | 2 | 5 | 2 | [19 empty] | 1 | 1 | 0
SCE NOL | Calcite | 230 | Offshore_Wind | 0 | 0 | 0 | 0 | 0 | 0 | 0 | 0 | 0 | 0 | 0 | 1 | 1 | 1 | 1 | 3 | [18 empty] | 1 | 1 | 0
PG&E KERN | Caliente | 230 | Offshore_Wind | 0 | 0 | 0 | 0 | 0 | 0 | 0 | 0 | 0 | 0 | 0 | 5 | 2 | 5 | 2 | 1 | [18 empty] | 1 | 1 | 0
PG&E FRESNO | California Ave | 115 | Offshore_Wind | 0 | 0 | 0 | 0 | 0 | 0 | 0 | 0 | 0 | 0 | 0 | 5 | 2 | 1 | 1 | [19 empty] | 1 | 1 | 0
PG&E KERN | Callender | 115 | Offshore_Wind | 0 | 0 | 0 | 0 | 0 | 0 | 0 | 0 | 0 | 0 | 0 | 5 | 2 | 5 | 2 | [19 empty] | 1 | 1 | 0
PG&E NGBA | Calpella | 115 | Offshore_Wind | 0 | 0 | 0 | 0 | 0 | 0 | 0 | 0 | 0 | 0 | 0 | 5 | 2 | 1 | 1 | [19 empty] | 1 | 1 | 0
PG&E GBA | Camanche | 230 | Offshore_Wind | 0 | 0 | 0 | 0 | 0 | 0 | 0 | 0 | 0 | 0 | 0 | 1 | 1 | 1 | 1 | [19 empty] | 1 | 1 | 0
PG&E FRESNO | Cantua | 115 | Offshore_Wind | 0 | 0 | 0 | 0 | 0 | 0 | 0 | 0 | 0 | 0 | 0 | 5 | 2 | 5 | 2 | [19 empty] | 1 | 1 | 0
SDGE | Capistrano | 138 | Offshore_Wind | 0 | 0 | 0 | 0 | 0 | 0 | 0 | 0 | 0 | 0 | 0 | 1 | 1 | 1 | 1 | [19 empty] | 1 | 1 | 0
SDGE | Capistrano | 230 | Offshore_Wind | 0 | 0 | 0 | 0 | 0 | 0 | 0 | 0 | 0 | 0 | 0 | 1 | 1 | 1 | 1 | [19 empty] | 1 | 1 | 0
PG&E NGBA | Carberry | 230 | Offshore_Wind | 0 | 0 | 0 | 0 | 0 | 0 | 0 | 0 | 0 | 0 | 0 | 5 | 2 | 1 | 1 | [19 empty] | 1 | 1 | 0
PG&E NGBA | Caribou | 115 | Offshore_Wind | 0 | 0 | 0 | 0 | 0 | 0 | 0 | 0 | 0 | 0 | 0 | 5 | 2 | 1 | 1 | [19 empty] | 1 | 1 | 0
PG&E NGBA | Caribou | 230 | Offshore_Wind | 0 | 0 | 0 | 0 | 0 | 0 | 0 | 0 | 0 | 0 | 0 | 5 | 2 | 1 | 1 | [19 empty] | 1 | 1 | 0
EOP | Carpenter Canyon (fka Gamebird) | 138 | Offshore_Wind | 0 | 0 | 0 | 0 | 0 | 0 | 0 | 0 | 0 | 0 | 0 | 5 | 2 | 4 | 2 | [19 empty] | 1 | 1 | 0
EOP | Carpenter Canyon (fka Gamebird) | 230 | Offshore_Wind | 0 | 0 | 0 | 0 | 0 | 0 | 0 | 0 | 0 | 0 | 0 | 5 | 2 | 4 | 2 | [19 empty] | 1 | 1 | 0
PG&E NGBA | Carquinez | 115 | Offshore_Wind | 0 | 0 | 0 | 0 | 0 | 0 | 0 | 0 | 0 | 0 | 0 | 5 | 2 | 1 | 1 | [19 empty] | 1 | 1 | 0
SDGE | Carrizo Gorge | 138 | Offshore_Wind | 0 | 0 | 0 | 0 | 0 | 0 | 0 | 0 | 0 | 0 | 0 | 1 | 1 | 1 | 1 | [19 empty] | 1 | 1 | 0
PG&E KERN | Carrizo Plains | 115 | Offshore_Wind | 0 | 0 | 0 | 0 | 0 | 0 | 0 | 0 | 0 | 0 | 0 | 5 | 2 | 5 | 2 | [19 empty] | 1 | 1 | 0
PG&E KERN | Casaloma | 230 | Offshore_Wind | 0 | 0 | 0 | 0 | 0 | 0 | 0 | 0 | 0 | 0 | 0 | 5 | 2 | 1 | 1 | [19 empty] | 1 | 1 | 0
PG&E GBA | Castro Valley | 230 | Offshore_Wind | 0 | 0 | 0 | 0 | 0 | 0 | 0 | 0 | 0 | 0 | 0 | 5 | 2 | 1 | 1 | [19 empty] | 1 | 1 | 0
PG&E GBA | Cayetano | 230 | Offshore_Wind | 0 | 0 | 0 | 0 | 0 | 0 | 0 | 0 | 0 | 0 | 0 | 5 | 2 | 1 | 1 | [19 empty] | 1 | 1 | 0
SCE Metro | Center | 230 | Offshore_Wind | 0 | 0 | 0 | 0 | 0 | 0 | 0 | 0 | 0 | 0 | 0 | 1 | 1 | 1 | 1 | [19 empty] | 1 | 1 | 0
PG&E KERN | Charca | 115 | Offshore_Wind | 0 | 0 | 0 | 0 | 0 | 0 | 0 | 0 | 0 | 0 | 0 | 5 | 2 | 1 | 1 | [19 empty] | 1 | 1 | 0
EOP | Charleston | 138 | Offshore_Wind | 0 | 0 | 0 | 0 | 0 | 0 | 0 | 0 | 0 | 0 | 0 | 5 | 2 | 4 | 2 | [19 empty] | 1 | 1 | 0
SCE Metro | Chevmain | 230 | Offshore_Wind | 0 | 0 | 0 | 0 | 0 | 0 | 0 | 0 | 0 | 0 | 0 | 1 | 1 | 1 | 1 | [19 empty] | 1 | 1 | 0
SDGE | Chicarita | 138 | Offshore_Wind | 0 | 0 | 0 | 0 | 0 | 0 | 0 | 0 | 0 | 0 | 0 | 1 | 1 | 1 | 1 | [19 empty] | 1 | 1 | 0
SCE Metro | Chino | 230 | Offshore_Wind | 0 | 0 | 0 | 0 | 0 | 0 | 0 | 0 | 0 | 0 | 0 | 1 | 1 | 1 | 1 | [19 empty] | 1 | 1 | 0
PG&E FRESNO | Chowchilla | 115 | Offshore_Wind | 0 | 0 | 0 | 0 | 0 | 0 | 0 | 0 | 0 | 0 | 0 | 5 | 2 | 5 | 2 | [19 empty] | 1 | 1 | 0
PG&E GBA | Christie | 115 | Offshore_Wind | 0 | 0 | 0 | 0 | 0 | 0 | 0 | 0 | 0 | 0 | 0 | 5 | 2 | 1 | 1 | [19 empty] | 1 | 1 | 0
SCE Eastern | Cielo Azul | 500 | Offshore_Wind | 0 | 0 | 0 | 0 | 0 | 0 | 0 | 0 | 0 | 0 | 0 | 5 | 2 | 4 | 2 | [19 empty] | 1 | 1 | 0
PG&E GBA | Clayton | 115 | Offshore_Wind | 0 | 0 | 0 | 0 | 0 | 0 | 0 | 0 | 0 | 0 | 0 | 5 | 2 | 1 | 1 | [19 empty] | 1 | 1 | 0
PG&E NGBA | Cloverdale | 115 | Offshore_Wind | 0 | 0 | 0 | 0 | 0 | 0 | 0 | 0 | 0 | 0 | 0 | 5 | 2 | 1 | 1 | [19 empty] | 1 | 1 | 0
PG&E FRESNO | Clovis | 115 | Offshore_Wind | 0 | 0 | 0 | 0 | 0 | 0 | 0 | 0 | 0 | 0 | 0 | 5 | 2 | 1 | 1 | [19 empty] | 1 | 1 | 0
PG&E GBA | Coburn | 230 | Offshore_Wind | 0 | 0 | 0 | 0 | 0 | 0 | 0 | 0 | 0 | 0 | 0 | 5 | 2 | 5 | 2 | [19 empty] | 1 | 1 | 0
PG&E NGBA | Colgate | 230 | Offshore_Wind | 0 | 0 | 0 | 0 | 0 | 0 | 0 | 0 | 0 | 0 | 0 | 5 | 2 | 1 | 1 | [19 empty] | 1 | 1 | 0
PG&E GBA | Collierville | 230 | Offshore_Wind | 0 | 0 | 0 | 0 | 0 | 0 | 0 | 0 | 0 | 0 | 0 | 1 | 1 | 1 | 1 | [19 empty] | 1 | 1 | 0
PG&E GBA | Collinsville | 230 | Offshore_Wind | 0 | 0 | 0 | 0 | 0 | 0 | 0 | 0 | 0 | 0 | 0 | 5 | 2 | 1 | 1 | [19 empty] | 1 | 1 | 0
PG&E GBA | Collinsville | 500 | Offshore_Wind | 0 | 0 | 0 | 0 | 0 | 0 | 0 | 0 | 0 | 0 | 0 | 5 | 2 | 1 | 1 | [19 empty] | 1 | 1 | 0
SCE Eastern | Colorado River | 230 | Offshore_Wind | 0 | 0 | 0 | 0 | 0 | 0 | 0 | 0 | 0 | 0 | 0 | 1 | 1 | 1 | 1 | 4 | [18 empty] | 1 | 1 | 0
SCE Eastern | Colorado River | 500 | Offshore_Wind | 0 | 0 | 0 | 0 | 0 | 0 | 0 | 0 | 0 | 0 | 0 | 1 | 1 | 1 | 1 | 2 | [18 empty] | 1 | 1 | 0
PG&E KERN | Columbus | 115 | Offshore_Wind | 0 | 0 | 0 | 0 | 0 | 0 | 0 | 0 | 0 | 0 | 0 | 5 | 2 | 5 | 2 | [19 empty] | 1 | 1 | 0
PG&E GBA | Contra Costa | 115 | Offshore_Wind | 0 | 0 | 0 | 0 | 0 | 0 | 0 | 0 | 0 | 0 | 0 | 5 | 2 | 1 | 1 | [19 empty] | 1 | 1 | 0
PG&E GBA | Contra Costa | 230 | Offshore_Wind | 0 | 0 | 0 | 0 | 0 | 0 | 0 | 0 | 0 | 0 | 0 | 5 | 2 | 1 | 1 | [19 empty] | 1 | 1 | 0
PG&E GBA | Contra Costa PP | 230 | Offshore_Wind | 0 | 0 | 0 | 0 | 0 | 0 | 0 | 0 | 0 | 0 | 0 | 5 | 2 | 1 | 1 | [19 empty] | 1 | 1 | 0
SCE NOL | Control | 115 | Offshore_Wind | 0 | 0 | 0 | 0 | 0 | 0 | 0 | 0 | 0 | 0 | 0 | 3 | 3 | 1 | 1 | [19 empty] | 1 | 1 | 0
PG&E GBA | Cooley Landing | 115 | Offshore_Wind | 0 | 0 | 0 | 0 | 0 | 0 | 0 | 0 | 0 | 0 | 0 | 5 | 2 | 1 | 1 | [19 empty] | 1 | 1 | 0
SCE NOL | Coolwater | 230 | Offshore_Wind | 0 | 0 | 0 | 0 | 0 | 0 | 0 | 0 | 0 | 0 | 0 | 3 | 3 | 1 | 1 | [19 empty] | 1 | 1 | 0
SCE NOL | Coolwater | 115 | Offshore_Wind | 0 | 0 | 0 | 0 | 0 | 0 | 0 | 0 | 0 | 0 | 0 | 3 | 3 | 1 | 1 | 3 | [18 empty] | 1 | 1 | 0
PG&E FRESNO | Corcoran | 115 | Offshore_Wind | 0 | 0 | 0 | 0 | 0 | 0 | 0 | 0 | 0 | 0 | 0 | 5 | 2 | 5 | 2 | [19 empty] | 1 | 1 | 0
PG&E NGBA | Corona | 115 | Offshore_Wind | 0 | 0 | 0 | 0 | 0 | 0 | 0 | 0 | 0 | 0 | 0 | 5 | 2 | 1 | 1 | [19 empty] | 1 | 1 | 0
PG&E NGBA | Cortina | 230 | Offshore_Wind | 0 | 0 | 0 | 0 | 0 | 0 | 0 | 0 | 0 | 0 | 0 | 5 | 2 | 1 | 1 | 3 | [18 empty] | 1 | 1 | 0
PG&E NGBA | Cortina | 115 | Offshore_Wind | 0 | 0 | 0 | 0 | 0 | 0 | 0 | 0 | 0 | 0 | 0 | 5 | 2 | 1 | 1 | 1 | [18 empty] | 1 | 1 | 0
PG&E GBA | Cottle | 230 | Offshore_Wind | 0 | 0 | 0 | 0 | 0 | 0 | 0 | 0 | 0 | 0 | 0 | 5 | 2 | 5 | 2 | 3 | [18 empty] | 1 | 1 | 0
PG&E NGBA | Cottonwood | 115 | Offshore_Wind | 0 | 0 | 0 | 0 | 0 | 0 | 0 | 0 | 0 | 0 | 0 | 5 | 2 | 1 | 1 | [19 empty] | 1 | 1 | 0
PG&E NGBA | Cottonwood | 230 | Offshore_Wind | 0 | 0 | 0 | 0 | 0 | 0 | 0 | 0 | 0 | 0 | 0 | 5 | 2 | 1 | 1 | [19 empty] | 1 | 1 | 0
PG&E NGBA | Cove Road | 230 | Offshore_Wind | 0 | 0 | 0 | 0 | 0 | 0 | 0 | 0 | 0 | 0 | 0 | 5 | 2 | 1 | 1 | [19 empty] | 1 | 1 | 0
PG&E GBA | Coyote | 230 | Offshore_Wind | 0 | 0 | 0 | 0 | 0 | 0 | 0 | 0 | 0 | 0 | 0 | 1 | 1 | 1 | 1 | [19 empty] | 1 | 1 | 0
PG&E GBA | Crazy Horse Canyon | 115 | Offshore_Wind | 0 | 0 | 0 | 0 | 0 | 0 | 0 | 0 | 0 | 0 | 0 | 1 | 1 | 1 | 1 | [19 empty] | 1 | 1 | 0
PG&E FRESNO | Cressey | 115 | Offshore_Wind | 0 | 0 | 0 | 0 | 0 | 0 | 0 | 0 | 0 | 0 | 0 | 5 | 2 | 1 | 1 | [19 empty] | 1 | 1 | 0
PG&E NGBA | Cresta | 230 | Offshore_Wind | 0 | 0 | 0 | 0 | 0 | 0 | 0 | 0 | 0 | 0 | 0 | 5 | 2 | 1 | 1 | [19 empty] | 1 | 1 | 0
PG&E GBA | Curtis | 115 | Offshore_Wind | 0 | 0 | 0 | 0 | 0 | 0 | 0 | 0 | 0 | 0 | 0 | 1 | 1 | 1 | 1 | [19 empty] | 1 | 1 | 0
PG&E FRESNO | Dairyland | 115 | Offshore_Wind | 0 | 0 | 0 | 0 | 0 | 0 | 0 | 0 | 0 | 0 | 0 | 5 | 2 | 1 | 1 | [19 empty] | 1 | 1 | 0
PG&E NGBA | Davis | 115 | Offshore_Wind | 0 | 0 | 0 | 0 | 0 | 0 | 0 | 0 | 0 | 0 | 0 | 5 | 2 | 1 | 1 | 3 | [18 empty] | 1 | 1 | 0
SCE Metro | Del Amo | 500 | Offshore_Wind | 0 | 0 | 0 | 0 | 0 | 0 | 0 | 0 | 0 | 0 | 0 | 1 | 1 | 1 | 1 | [19 empty] | 1 | 1 | 0
SCE Metro | Del Amo | 230 | Offshore_Wind | 0 | 0 | 0 | 0 | 0 | 0 | 0 | 0 | 0 | 0 | 0 | 1 | 1 | 1 | 1 | [19 empty] | 1 | 1 | 0
SCE Eastern | Delaney | 500 | Offshore_Wind | 0 | 0 | 0 | 0 | 0 | 0 | 0 | 0 | 0 | 0 | 0 | 5 | 2 | 4 | 2 | [19 empty] | 1 | 1 | 0
PG&E NGBA | Delevan | 230 | Offshore_Wind | 0 | 0 | 0 | 0 | 0 | 0 | 0 | 0 | 0 | 0 | 0 | 5 | 2 | 1 | 1 | 3 | [18 empty] | 1 | 1 | 0
PG&E GBA | Delta PP | 230 | Offshore_Wind | 0 | 0 | 0 | 0 | 0 | 0 | 0 | 0 | 0 | 0 | 0 | 5 | 2 | 1 | 1 | [19 empty] | 1 | 1 | 0
EOP | Desert View | 230 | Offshore_Wind | 0 | 0 | 0 | 0 | 0 | 0 | 0 | 0 | 0 | 0 | 0 | 5 | 2 | 4 | 2 | [19 empty] | 1 | 1 | 0
SCE Eastern | Devers | 230 | Offshore_Wind | 0 | 0 | 0 | 0 | 0 | 0 | 0 | 0 | 0 | 0 | 0 | 1 | 1 | 1 | 1 | 5 | [18 empty] | 1 | 1 | 0
SCE Eastern | Devers | 500 | Offshore_Wind | 0 | 0 | 0 | 0 | 0 | 0 | 0 | 0 | 0 | 0 | 0 | 1 | 1 | 1 | 1 | [19 empty] | 1 | 1 | 0
PG&E KERN | Diablo Canyon | 230 | Offshore_Wind | 0 | 0 | 0 | 0 | 0 | 0 | 0 | 0 | 0 | 0 | 0 | 5 | 2 | 1 | 1 | 3 | [18 empty] | 1 | 1 | 0
PG&E KERN | Diablo Canyon | 500 | Offshore_Wind | 0 | 0 | 2924 | 0 | 2924 | 0 | 0 | 0 | 2924 | 0 | 2924 | 5 | 2 | 4 | 2 | 5 | [18 empty] | 5- | 1 | 1 | OSW
PG&E KERN | Divide | 115 | Offshore_Wind | 0 | 0 | 0 | 0 | 0 | 0 | 0 | 0 | 0 | 0 | 0 | 5 | 2 | 1 | 1 | [19 empty] | 1 | 1 | 0
PG&E GBA | Dixon Landing | 115 | Offshore_Wind | 0 | 0 | 0 | 0 | 0 | 0 | 0 | 0 | 0 | 0 | 0 | 1 | 1 | 1 | 1 | [19 empty] | 1 | 1 | 0
PG&E FRESNO | Dos Amigos | 230 | Offshore_Wind | 0 | 0 | 0 | 0 | 0 | 0 | 0 | 0 | 0 | 0 | 0 | 5 | 2 | 5 | 2 | [19 empty] | 1 | 1 | 0
PG&E NGBA | Drum | 115 | Offshore_Wind | 0 | 0 | 0 | 0 | 0 | 0 | 0 | 0 | 0 | 0 | 0 | 5 | 2 | 1 | 1 | [19 empty] | 1 | 1 | 0
PG&E GBA | Dumbarton | 115 | Offshore_Wind | 0 | 0 | 0 | 0 | 0 | 0 | 0 | 0 | 0 | 0 | 0 | 5 | 2 | 1 | 1 | [19 empty] | 1 | 1 | 0
SCE NOL | Dunn Siding | 115 | Offshore_Wind | 0 | 0 | 0 | 0 | 0 | 0 | 0 | 0 | 0 | 0 | 0 | 3 | 3 | 1 | 1 | [19 empty] | 1 | 1 | 0
SCE Eastern | Eagle Mountain | 230 | Offshore_Wind | 0 | 0 | 0 | 0 | 0 | 0 | 0 | 0 | 0 | 0 | 0 | 5 | 2 | 1 | 1 | [19 empty] | 1 | 1 | 0
PG&E NGBA | Eagle Rock (PGE) | 115 | Offshore_Wind | 0 | 0 | 0 | 0 | 0 | 0 | 0 | 0 | 0 | 0 | 0 | 5 | 2 | 1 | 1 | 3 | [18 empty] | 1 | 1 | 0
SCE Metro | Eagle Rock (SCE) | 230 | Offshore_Wind | 0 | 0 | 0 | 0 | 0 | 0 | 0 | 0 | 0 | 0 | 0 | 1 | 1 | 1 | 1 | [19 empty] | 1 | 1 | 0
PG&E NGBA | East Marysville | 115 | Offshore_Wind | 0 | 0 | 0 | 0 | 0 | 0 | 0 | 0 | 0 | 0 | 0 | 5 | 2 | 1 | 1 | [19 empty] | 1 | 1 | 0
PG&E NGBA | East Nicolaus | 115 | Offshore_Wind | 0 | 0 | 0 | 0 | 0 | 0 | 0 | 0 | 0 | 0 | 0 | 5 | 2 | 1 | 1 | [19 empty] | 1 | 1 | 0
PG&E GBA | Eastshore | 115 | Offshore_Wind | 0 | 0 | 0 | 0 | 0 | 0 | 0 | 0 | 0 | 0 | 0 | 5 | 2 | 1 | 1 | 4 | [18 empty] | 1 | 1 | 0
PG&E GBA | Eastshore | 230 | Offshore_Wind | 0 | 0 | 0 | 0 | 0 | 0 | 0 | 0 | 0 | 0 | 0 | 5 | 2 | 1 | 1 | [19 empty] | 1 | 1 | 0
SDGE | ECO | 138 | Offshore_Wind | 0 | 0 | 0 | 0 | 0 | 0 | 0 | 0 | 0 | 0 | 0 | 1 | 1 | 1 | 1 | 3 | [18 empty] | 1 | 1 | 0
SDGE | ECO | 230 | Offshore_Wind | 0 | 0 | 0 | 0 | 0 | 0 | 0 | 0 | 0 | 0 | 0 | 1 | 1 | 1 | 1 | [19 empty] | 1 | 1 | 0
SDGE | ECO | 500 | Offshore_Wind | 0 | 0 | 0 | 0 | 0 | 0 | 0 | 0 | 0 | 0 | 0 | 1 | 1 | 1 | 1 | [19 empty] | 1 | 1 | 0
PG&E GBA | Edenvale | 115 | Offshore_Wind | 0 | 0 | 0 | 0 | 0 | 0 | 0 | 0 | 0 | 0 | 0 | 1 | 1 | 1 | 1 | [19 empty] | 1 | 1 | 0
PG&E GBA | Edes | 115 | Offshore_Wind | 0 | 0 | 0 | 0 | 0 | 0 | 0 | 0 | 0 | 0 | 0 | 5 | 2 | 1 | 1 | [19 empty] | 1 | 1 | 0
PG&E GBA | Eight Mile | 230 | Offshore_Wind | 0 | 0 | 0 | 0 | 0 | 0 | 0 | 0 | 0 | 0 | 0 | 5 | 2 | 1 | 1 | [19 empty] | 1 | 1 | 0
SCE Eastern | El Casco | 230 | Offshore_Wind | 0 | 0 | 0 | 0 | 0 | 0 | 0 | 0 | 0 | 0 | 0 | 1 | 1 | 1 | 1 | [19 empty] | 1 | 1 | 0
PG&E GBA | El Cerrito G | 115 | Offshore_Wind | 0 | 0 | 0 | 0 | 0 | 0 | 0 | 0 | 0 | 0 | 0 | 5 | 2 | 1 | 1 | [19 empty] | 1 | 1 | 0
PG&E NGBA | El Dorado PH | 115 | Offshore_Wind | 0 | 0 | 0 | 0 | 0 | 0 | 0 | 0 | 0 | 0 | 0 | 5 | 2 | 1 | 1 | [19 empty] | 1 | 1 | 0
PG&E FRESNO | El Nido (PGE) | 115 | Offshore_Wind | 0 | 0 | 0 | 0 | 0 | 0 | 0 | 0 | 0 | 0 | 0 | 5 | 2 | 5 | 2 | [19 empty] | 1 | 1 | 0
SCE Metro | El Nido (SCE) | 230 | Offshore_Wind | 0 | 0 | 0 | 0 | 0 | 0 | 0 | 0 | 0 | 0 | 0 | 1 | 1 | 1 | 1 | [19 empty] | 1 | 1 | 0
PG&E GBA | El Patio | 115 | Offshore_Wind | 0 | 0 | 0 | 0 | 0 | 0 | 0 | 0 | 0 | 0 | 0 | 1 | 1 | 1 | 1 | [19 empty] | 1 | 1 | 0
SCE Metro | El Segundo | 230 | Offshore_Wind | 0 | 0 | 0 | 0 | 0 | 0 | 0 | 0 | 0 | 0 | 0 | 1 | 1 | 1 | 1 | [19 empty] | 1 | 1 | 0
EOP | Eldorado | 230 | Offshore_Wind | 0 | 0 | 0 | 0 | 0 | 0 | 0 | 0 | 0 | 0 | 0 | 5 | 2 | 4 | 2 | 4 | [18 empty] | 1 | 1 | 0
EOP | Eldorado | 500 | Offshore_Wind | 0 | 0 | 0 | 0 | 0 | 0 | 0 | 0 | 0 | 0 | 0 | 5 | 2 | 4 | 2 | 5 | [18 empty] | 1 | 1 | 0
PG&E KERN | Elk Hills | 230 | Offshore_Wind | 0 | 0 | 0 | 0 | 0 | 0 | 0 | 0 | 0 | 0 | 0 | 5 | 2 | 5 | 2 | [19 empty] | 1 | 1 | 0
SCE Metro | Ellis | 230 | Offshore_Wind | 0 | 0 | 0 | 0 | 0 | 0 | 0 | 0 | 0 | 0 | 0 | 1 | 1 | 1 | 1 | [19 empty] | 1 | 1 | 0
SDGE | Encina | 138 | Offshore_Wind | 0 | 0 | 0 | 0 | 0 | 0 | 0 | 0 | 0 | 0 | 0 | 1 | 1 | 1 | 1 | 3 | [18 empty] | 1 | 1 | 0
SDGE | Encina | 230 | Offshore_Wind | 0 | 0 | 0 | 0 | 0 | 0 | 0 | 0 | 0 | 0 | 0 | 1 | 1 | 1 | 1 | [19 empty] | 1 | 1 | 0
SDGE | Escondido | 230 | Offshore_Wind | 0 | 0 | 0 | 0 | 0 | 0 | 0 | 0 | 0 | 0 | 0 | 1 | 1 | 1 | 1 | [19 empty] | 1 | 1 | 0
PG&E KERN | Estrella | 230 | Offshore_Wind | 0 | 0 | 0 | 0 | 0 | 0 | 0 | 0 | 0 | 0 | 0 | 5 | 2 | 1 | 1 | [19 empty] | 1 | 1 | 0
SCE Eastern | Etiwanda | 230 | Offshore_Wind | 0 | 0 | 0 | 0 | 0 | 0 | 0 | 0 | 0 | 0 | 0 | 1 | 1 | 1 | 1 | 5 | [18 empty] | 1 | 1 | 0
PG&E GBA | Evergreen | 115 | Offshore_Wind | 0 | 0 | 0 | 0 | 0 | 0 | 0 | 0 | 0 | 0 | 0 | 1 | 1 | 1 | 1 | [19 empty] | 1 | 1 | 0
PG&E FRESNO | Excelsior | 115 | Offshore_Wind | 0 | 0 | 0 | 0 | 0 | 0 | 0 | 0 | 0 | 0 | 0 | 5 | 2 | 5 | 2 | 1 | [18 empty] | 1 | 1 | 0
PG&E FRESNO | Exchequer | 115 | Offshore_Wind | 0 | 0 | 0 | 0 | 0 | 0 | 0 | 0 | 0 | 0 | 0 | 5 | 2 | 5 | 2 | [19 empty] | 1 | 1 | 0
PG&E KERN | Fairway | 115 | Offshore_Wind | 0 | 0 | 0 | 0 | 0 | 0 | 0 | 0 | 0 | 0 | 0 | 5 | 2 | 1 | 1 | [19 empty] | 1 | 1 | 0
PG&E KERN | Famoso | 115 | Offshore_Wind | 0 | 0 | 0 | 0 | 0 | 0 | 0 | 0 | 0 | 0 | 0 | 5 | 2 | 1 | 1 | [19 empty] | 1 | 1 | 0
PG&E NGBA | Fern Road | 500 | Offshore_Wind | 0 | 0 | 0 | 0 | 0 | 0 | 0 | 0 | 0 | 0 | 0 | 5 | 2 | 1 | 1 | [19 empty] | 1 | 1 | 0
PG&E GBA | Fibreboard (SPI Sonora) | 115 | Offshore_Wind | 0 | 0 | 0 | 0 | 0 | 0 | 0 | 0 | 0 | 0 | 0 | 1 | 1 | 1 | 1 | [19 empty] | 1 | 1 | 0
PG&E FRESNO | Figarden | 230 | Offshore_Wind | 0 | 0 | 0 | 0 | 0 | 0 | 0 | 0 | 0 | 0 | 0 | 5 | 2 | 1 | 1 | [19 empty] | 1 | 1 | 0
PG&E FRESNO | Fink | 230 | Offshore_Wind | 0 | 0 | 0 | 0 | 0 | 0 | 0 | 0 | 0 | 0 | 0 | 1 | 1 | 1 | 1 | [19 empty] | 1 | 1 | 0
PG&E GBA | FMC | 115 | Offshore_Wind | 0 | 0 | 0 | 0 | 0 | 0 | 0 | 0 | 0 | 0 | 0 | 1 | 1 | 1 | 1 | [19 empty] | 1 | 1 | 0
PG&E GBA | Fremont | 115 | Offshore_Wind | 0 | 0 | 0 | 0 | 0 | 0 | 0 | 0 | 0 | 0 | 0 | 1 | 1 | 1 | 1 | [19 empty] | 1 | 1 | 0
PG&E GBA | Frogtown | 115 | Offshore_Wind | 0 | 0 | 0 | 0 | 0 | 0 | 0 | 0 | 0 | 0 | 0 | 1 | 1 | 1 | 1 | [19 empty] | 1 | 1 | 0
PG&E NGBA | Fulton | 115 | Offshore_Wind | 0 | 0 | 0 | 0 | 0 | 0 | 0 | 0 | 0 | 0 | 0 | 5 | 2 | 1 | 1 | 1 | [18 empty] | 1 | 1 | 0
PG&E NGBA | Fulton | 230 | Offshore_Wind | 0 | 0 | 0 | 0 | 0 | 0 | 0 | 0 | 0 | 0 | 0 | 5 | 2 | 1 | 1 | [19 empty] | 1 | 1 | 0
PG&E KERN | Ganso | 115 | Offshore_Wind | 0 | 0 | 0 | 0 | 0 | 0 | 0 | 0 | 0 | 0 | 0 | 5 | 2 | 5 | 2 | [19 empty] | 1 | 1 | 0
PG&E FRESNO | Gates | 230 | Offshore_Wind | 0 | 0 | 0 | 0 | 0 | 0 | 0 | 0 | 0 | 0 | 0 | 5 | 2 | 5 | 2 | 4 | [18 empty] | 1 | 1 | 0
PG&E FRESNO | Gates | 500 | Offshore_Wind | 0 | 0 | 0 | 0 | 0 | 0 | 0 | 0 | 0 | 0 | 0 | 5 | 2 | 5 | 2 | 5 | [18 empty] | 1 | 1 | 0
PG&E NGBA | Geysers 12 | 230 | Offshore_Wind | 0 | 0 | 0 | 0 | 0 | 0 | 0 | 0 | 0 | 0 | 0 | 5 | 2 | 1 | 1 | [19 empty] | 1 | 1 | 0
PG&E NGBA | Geysers 17 | 230 | Offshore_Wind | 0 | 0 | 0 | 0 | 0 | 0 | 0 | 0 | 0 | 0 | 0 | 5 | 2 | 1 | 1 | [19 empty] | 1 | 1 | 0
PG&E NGBA | Geysers 3 | 115 | Offshore_Wind | 0 | 0 | 0 | 0 | 0 | 0 | 0 | 0 | 0 | 0 | 0 | 5 | 2 | 1 | 1 | [19 empty] | 1 | 1 | 0
PG&E NGBA | Glenn | 230 | Offshore_Wind | 0 | 0 | 0 | 0 | 0 | 0 | 0 | 0 | 0 | 0 | 0 | 5 | 2 | 1 | 1 | 3 | [18 empty] | 1 | 1 | 0
PG&E NGBA | Gold Hill | 115 | Offshore_Wind | 0 | 0 | 0 | 0 | 0 | 0 | 0 | 0 | 0 | 0 | 0 | 5 | 2 | 1 | 1 | [19 empty] | 1 | 1 | 0
PG&E NGBA | Gold Hill | 230 | Offshore_Wind | 0 | 0 | 0 | 0 | 0 | 0 | 0 | 0 | 0 | 0 | 0 | 5 | 2 | 1 | 1 | [19 empty] | 1 | 1 | 0
SCE Northern | Goleta | 230 | Offshore_Wind | 0 | 0 | 0 | 0 | 0 | 0 | 0 | 0 | 0 | 0 | 0 | 5 | 2 | 4 | 2 | [19 empty] | 1 | 1 | 0
SCE Metro | Goodrich | 230 | Offshore_Wind | 0 | 0 | 0 | 0 | 0 | 0 | 0 | 0 | 0 | 0 | 0 | 1 | 1 | 1 | 1 | [19 empty] | 1 | 1 | 0
PG&E KERN | Goose Lake | 115 | Offshore_Wind | 0 | 0 | 0 | 0 | 0 | 0 | 0 | 0 | 0 | 0 | 0 | 5 | 2 | 1 | 1 | [19 empty] | 1 | 1 | 0
SCE Metro | Gould | 230 | Offshore_Wind | 0 | 0 | 0 | 0 | 0 | 0 | 0 | 0 | 0 | 0 | 0 | 1 | 1 | 1 | 1 | [19 empty] | 1 | 1 | 0
PG&E NGBA | Grand Island | 115 | Offshore_Wind | 0 | 0 | 0 | 0 | 0 | 0 | 0 | 0 | 0 | 0 | 0 | 5 | 2 | 1 | 1 | [19 empty] | 1 | 1 | 0
PG&E GBA | Grant | 115 | Offshore_Wind | 0 | 0 | 0 | 0 | 0 | 0 | 0 | 0 | 0 | 0 | 0 | 5 | 2 | 1 | 1 | [19 empty] | 1 | 1 | 0
PG&E GBA | Green Valley | 115 | Offshore_Wind | 0 | 0 | 0 | 0 | 0 | 0 | 0 | 0 | 0 | 0 | 0 | 1 | 1 | 1 | 1 | 1 | [18 empty] | 1 | 1 | 0
PG&E NGBA | Greenleaf 1 | 115 | Offshore_Wind | 0 | 0 | 0 | 0 | 0 | 0 | 0 | 0 | 0 | 0 | 0 | 5 | 2 | 1 | 1 | [19 empty] | 1 | 1 | 0
PG&E FRESNO | Gregg | 230 | Offshore_Wind | 0 | 0 | 0 | 0 | 0 | 0 | 0 | 0 | 0 | 0 | 0 | 5 | 2 | 5 | 2 | [19 empty] | 1 | 1 | 0
PG&E FRESNO | Grimmway-Malaga | 115 | Offshore_Wind | 0 | 0 | 0 | 0 | 0 | 0 | 0 | 0 | 0 | 0 | 0 | 5 | 2 | 5 | 2 | [19 empty] | 1 | 1 | 0
PG&E NGBA | Grizzly | 230 | Offshore_Wind | 0 | 0 | 0 | 0 | 0 | 0 | 0 | 0 | 0 | 0 | 0 | 5 | 2 | 1 | 1 | [19 empty] | 1 | 1 | 0
PG&E FRESNO | GWF Hanford | 115 | Offshore_Wind | 0 | 0 | 0 | 0 | 0 | 0 | 0 | 0 | 0 | 0 | 0 | 5 | 2 | 5 | 2 | [19 empty] | 1 | 1 | 0
PG&E FRESNO | Haas | 230 | Offshore_Wind | 0 | 0 | 0 | 0 | 0 | 0 | 0 | 0 | 0 | 0 | 0 | 5 | 2 | 5 | 2 | [19 empty] | 1 | 1 | 0
PG&E FRESNO | Hammonds | 115 | Offshore_Wind | 0 | 0 | 0 | 0 | 0 | 0 | 0 | 0 | 0 | 0 | 0 | 5 | 2 | 1 | 1 | [19 empty] | 1 | 1 | 0
SCE Metro | HarborGen | 230 | Offshore_Wind | 0 | 0 | 0 | 0 | 0 | 0 | 0 | 0 | 0 | 0 | 0 | 1 | 1 | 1 | 1 | [19 empty] | 1 | 1 | 0
EOP | Harry Allen | 500 | Offshore_Wind | 0 | 0 | 0 | 0 | 0 | 0 | 0 | 0 | 0 | 0 | 0 | 5 | 2 | 4 | 2 | [19 empty] | 1 | 1 | 0
SCE NOL | Harvard | 115 | Offshore_Wind | 0 | 0 | 0 | 0 | 0 | 0 | 0 | 0 | 0 | 0 | 0 | 3 | 3 | 1 | 1 | [19 empty] | 1 | 1 | 0
SDGE | Hassayampa | 500 | Offshore_Wind | 0 | 0 | 0 | 0 | 0 | 0 | 0 | 0 | 0 | 0 | 0 | 5 | 2 | 4 | 2 | [19 empty] | 1 | 1 | 0
PG&E FRESNO | Helm | 230 | Offshore_Wind | 0 | 0 | 0 | 0 | 0 | 0 | 0 | 0 | 0 | 0 | 0 | 5 | 2 | 5 | 2 | 3 | [18 empty] | 1 | 1 | 0
PG&E FRESNO | Henrietta | 115 | Offshore_Wind | 0 | 0 | 0 | 0 | 0 | 0 | 0 | 0 | 0 | 0 | 0 | 5 | 2 | 1 | 1 | 3 | [18 empty] | 1 | 1 | 0
PG&E FRESNO | Henrietta | 230 | Offshore_Wind | 0 | 0 | 0 | 0 | 0 | 0 | 0 | 0 | 0 | 0 | 0 | 5 | 2 | 1 | 1 | 3 | [18 empty] | 1 | 1 | 0
PG&E FRESNO | Herndon | 115 | Offshore_Wind | 0 | 0 | 0 | 0 | 0 | 0 | 0 | 0 | 0 | 0 | 0 | 5 | 2 | 1 | 1 | [19 empty] | 1 | 1 | 0
PG&E FRESNO | Herndon | 230 | Offshore_Wind | 0 | 0 | 0 | 0 | 0 | 0 | 0 | 0 | 0 | 0 | 0 | 5 | 2 | 1 | 1 | [19 empty] | 1 | 1 | 0
PG&E GBA | Hicks | 230 | Offshore_Wind | 0 | 0 | 0 | 0 | 0 | 0 | 0 | 0 | 0 | 0 | 0 | 1 | 1 | 1 | 1 | [19 empty] | 1 | 1 | 0
PG&E NGBA | Higgins | 115 | Offshore_Wind | 0 | 0 | 0 | 0 | 0 | 0 | 0 | 0 | 0 | 0 | 0 | 5 | 2 | 1 | 1 | [19 empty] | 1 | 1 | 0
PG&E NGBA | Hilltop | 345 | Offshore_Wind | 0 | 0 | 0 | 0 | 0 | 0 | 0 | 0 | 0 | 0 | 0 | 5 | 2 | 1 | 1 | [19 empty] | 1 | 1 | 0
SCE Metro | Hinson | 230 | Offshore_Wind | 0 | 0 | 0 | 0 | 0 | 0 | 0 | 0 | 0 | 0 | 0 | 1 | 1 | 1 | 1 | [19 empty] | 1 | 1 | 0
PG&E GBA | Hollister | 115 | Offshore_Wind | 0 | 0 | 0 | 0 | 0 | 0 | 0 | 0 | 0 | 0 | 0 | 1 | 1 | 1 | 1 | 3 | [18 empty] | 1 | 1 | 0
PG&E NGBA | Homestake | 115 | Offshore_Wind | 0 | 0 | 0 | 0 | 0 | 0 | 0 | 0 | 0 | 0 | 0 | 5 | 2 | 1 | 1 | [19 empty] | 1 | 1 | 0
PG&E NGBA | Honcut | 115 | Offshore_Wind | 0 | 0 | 0 | 0 | 0 | 0 | 0 | 0 | 0 | 0 | 0 | 5 | 2 | 1 | 1 | [19 empty] | 1 | 1 | 0
SDGE | Hoodoo Wash | 500 | Offshore_Wind | 0 | 0 | 0 | 0 | 0 | 0 | 0 | 0 | 0 | 0 | 0 | 5 | 2 | 4 | 2 | [19 empty] | 1 | 1 | 0
PG&E NGBA | Hopland | 115 | Offshore_Wind | 0 | 0 | 0 | 0 | 0 | 0 | 0 | 0 | 0 | 0 | 0 | 5 | 2 | 1 | 1 | [19 empty] | 1 | 1 | 0
PG&E NGBA | Humboldt | 115 | Offshore_Wind | 0 | 0 | 0 | 0 | 0 | 0 | 0 | 0 | 0 | 0 | 0 | 5 | 2 | 1 | 1 | 3 | [18 empty] | 1 | 1 | 0
PG&E NGBA | Humboldt | 500 | Offshore_Wind | 0 | 0 | 0 | 0 | 0 | 0 | 0 | 0 | 0 | 0 | 0 | 5 | 2 | 1 | 1 | [19 empty] | 1 | 5 | 1
SCE Metro | Huntington Beach | 230 | Offshore_Wind | 0 | 0 | 0 | 0 | 0 | 0 | 0 | 0 | 0 | 0 | 0 | 1 | 1 | 1 | 1 | [19 empty] | 1 | 1 | 0
PG&E NGBA | Ignacio | 115 | Offshore_Wind | 0 | 0 | 0 | 0 | 0 | 0 | 0 | 0 | 0 | 0 | 0 | 5 | 2 | 1 | 1 | 3 | [18 empty] | 1 | 1 | 0
PG&E NGBA | Ignacio | 230 | Offshore_Wind | 0 | 0 | 0 | 0 | 0 | 0 | 0 | 0 | 0 | 0 | 0 | 5 | 2 | 1 | 1 | 3 | [18 empty] | 1 | 1 | 0
SDGE | Imperial Valley | 230 | Offshore_Wind | 0 | 0 | 0 | 0 | 0 | 0 | 0 | 0 | 0 | 0 | 0 | 1 | 1 | 1 | 1 | 4 | [18 empty] | 1 | 1 | 0
SDGE | Imperial Valley | 500 | Offshore_Wind | 0 | 0 | 0 | 0 | 0 | 0 | 0 | 0 | 0 | 0 | 0 | 1 | 1 | 1 | 1 | 5 | [18 empty] | 1 | 1 | 0
EOP | Innovation | 138 | Offshore_Wind | 0 | 0 | 0 | 0 | 0 | 0 | 0 | 0 | 0 | 0 | 0 | 5 | 2 | 4 | 2 | [19 empty] | 1 | 1 | 0
EOP | Innovation | 230 | Offshore_Wind | 0 | 0 | 0 | 0 | 0 | 0 | 0 | 0 | 0 | 0 | 0 | 5 | 2 | 4 | 2 | [19 empty] | 1 | 1 | 0
SCE NOL | Inyokern | 115 | Offshore_Wind | 0 | 0 | 0 | 0 | 0 | 0 | 0 | 0 | 0 | 0 | 0 | 3 | 3 | 1 | 1 | [19 empty] | 1 | 1 | 0
EOP | IS Tap | 138 | Offshore_Wind | 0 | 0 | 0 | 0 | 0 | 0 | 0 | 0 | 0 | 0 | 0 | 5 | 2 | 4 | 2 | [19 empty] | 1 | 1 | 0
EOP | Ivanpah | 115 | Offshore_Wind | 0 | 0 | 0 | 0 | 0 | 0 | 0 | 0 | 0 | 0 | 0 | 5 | 2 | 4 | 2 | [19 empty] | 1 | 1 | 0
EOP | Ivanpah | 230 | Offshore_Wind | 0 | 0 | 0 | 0 | 0 | 0 | 0 | 0 | 0 | 0 | 0 | 5 | 2 | 4 | 2 | [19 empty] | 1 | 1 | 0
EOP | Jackass (DOE) | 138 | Offshore_Wind | 0 | 0 | 0 | 0 | 0 | 0 | 0 | 0 | 0 | 0 | 0 | 5 | 2 | 4 | 2 | [19 empty] | 1 | 1 | 0
PG&E NGBA | James B Black | 230 | Offshore_Wind | 0 | 0 | 0 | 0 | 0 | 0 | 0 | 0 | 0 | 0 | 0 | 5 | 2 | 1 | 1 | [19 empty] | 1 | 1 | 0
PG&E GBA | Jefferson | 230 | Offshore_Wind | 0 | 0 | 0 | 0 | 0 | 0 | 0 | 0 | 0 | 0 | 0 | 1 | 1 | 1 | 1 | [19 empty] | 1 | 1 | 0
PG&E NGBA | Jessup | 115 | Offshore_Wind | 0 | 0 | 0 | 0 | 0 | 0 | 0 | 0 | 0 | 0 | 0 | 5 | 2 | 1 | 1 | [19 empty] | 1 | 1 | 0
SCE Metro | Johanna | 230 | Offshore_Wind | 0 | 0 | 0 | 0 | 0 | 0 | 0 | 0 | 0 | 0 | 0 | 1 | 1 | 1 | 1 | [19 empty] | 1 | 1 | 0
SCE Eastern | Julian Hinds | 230 | Offshore_Wind | 0 | 0 | 0 | 0 | 0 | 0 | 0 | 0 | 0 | 0 | 0 | 5 | 2 | 1 | 1 | [19 empty] | 1 | 1 | 0
PG&E GBA | Kasson | 115 | Offshore_Wind | 0 | 0 | 0 | 0 | 0 | 0 | 0 | 0 | 0 | 0 | 0 | 1 | 1 | 1 | 1 | [19 empty] | 1 | 1 | 0
PG&E FRESNO | Kearney | 230 | Offshore_Wind | 0 | 0 | 0 | 0 | 0 | 0 | 0 | 0 | 0 | 0 | 0 | 5 | 2 | 5 | 2 | [19 empty] | 1 | 1 | 0
PG&E GBA | Kelso | 230 | Offshore_Wind | 0 | 0 | 0 | 0 | 0 | 0 | 0 | 0 | 0 | 0 | 0 | 5 | 2 | 1 | 1 | [19 empty] | 1 | 1 | 0
PG&E FRESNO | Kerchoff 1 | 115 | Offshore_Wind | 0 | 0 | 0 | 0 | 0 | 0 | 0 | 0 | 0 | 0 | 0 | 5 | 2 | 5 | 2 | [19 empty] | 1 | 1 | 0
PG&E KERN | Kern Oil | 115 | Offshore_Wind | 0 | 0 | 0 | 0 | 0 | 0 | 0 | 0 | 0 | 0 | 0 | 5 | 2 | 5 | 2 | [19 empty] | 1 | 1 | 0
PG&E KERN | Kern PP | 115 | Offshore_Wind | 0 | 0 | 0 | 0 | 0 | 0 | 0 | 0 | 0 | 0 | 0 | 5 | 2 | 5 | 2 | [19 empty] | 1 | 1 | 0
PG&E KERN | Kern PP | 230 | Offshore_Wind | 0 | 0 | 0 | 0 | 0 | 0 | 0 | 0 | 0 | 0 | 0 | 5 | 2 | 5 | 2 | [19 empty] | 1 | 1 | 0
PG&E KERN | Kernridge | 115 | Offshore_Wind | 0 | 0 | 0 | 0 | 0 | 0 | 0 | 0 | 0 | 0 | 0 | 5 | 2 | 5 | 2 | [19 empty] | 1 | 1 | 0
PG&E FRESNO | Kingsburg | 115 | Offshore_Wind | 0 | 0 | 0 | 0 | 0 | 0 | 0 | 0 | 0 | 0 | 0 | 5 | 2 | 5 | 2 | [19 empty] | 1 | 1 | 0
PG&E GBA | Kirker | 115 | Offshore_Wind | 0 | 0 | 0 | 0 | 0 | 0 | 0 | 0 | 0 | 0 | 0 | 5 | 2 | 1 | 1 | [19 empty] | 1 | 1 | 0
PG&E NGBA | Knights Landing | 115 | Offshore_Wind | 0 | 0 | 0 | 0 | 0 | 0 | 0 | 0 | 0 | 0 | 0 | 5 | 2 | 1 | 1 | [19 empty] | 1 | 1 | 0
SCE NOL | Kramer | 115 | Offshore_Wind | 0 | 0 | 0 | 0 | 0 | 0 | 0 | 0 | 0 | 0 | 0 | 3 | 3 | 1 | 1 | 3 | [18 empty] | 1 | 1 | 0
SCE NOL | Kramer | 230 | Offshore_Wind | 0 | 0 | 0 | 0 | 0 | 0 | 0 | 0 | 0 | 0 | 0 | 3 | 3 | 1 | 1 | 4 | [18 empty] | 1 | 1 | 0
SCE Metro | La Cienega | 230 | Offshore_Wind | 0 | 0 | 0 | 0 | 0 | 0 | 0 | 0 | 0 | 0 | 0 | 1 | 1 | 1 | 1 | [19 empty] | 1 | 1 | 0
SCE Metro | La Fresa | 230 | Offshore_Wind | 0 | 0 | 0 | 0 | 0 | 0 | 0 | 0 | 0 | 0 | 0 | 1 | 1 | 1 | 1 | [19 empty] | 1 | 1 | 0
SCE Metro | Laguna Bell | 230 | Offshore_Wind | 0 | 0 | 0 | 0 | 0 | 0 | 0 | 0 | 0 | 0 | 0 | 1 | 1 | 1 | 1 | 5 | [18 empty] | 1 | 1 | 0
PG&E NGBA | Lakeville | 230 | Offshore_Wind | 0 | 0 | 0 | 0 | 0 | 0 | 0 | 0 | 0 | 0 | 0 | 5 | 2 | 1 | 1 | 3 | [18 empty] | 1 | 1 | 0
PG&E NGBA | Lakeville | 115 | Offshore_Wind | 0 | 0 | 0 | 0 | 0 | 0 | 0 | 0 | 0 | 0 | 0 | 5 | 2 | 1 | 1 | 3 | [18 empty] | 1 | 1 | 0
PG&E GBA | Lakewood | 115 | Offshore_Wind | 0 | 0 | 0 | 0 | 0 | 0 | 0 | 0 | 0 | 0 | 0 | 5 | 2 | 1 | 1 | [19 empty] | 1 | 1 | 0
PG&E NGBA | Lambie | 230 | Offshore_Wind | 0 | 0 | 0 | 0 | 0 | 0 | 0 | 0 | 0 | 0 | 0 | 5 | 2 | 1 | 1 | [19 empty] | 1 | 1 | 0
PG&E GBA | Lammers | 115 | Offshore_Wind | 0 | 0 | 0 | 0 | 0 | 0 | 0 | 0 | 0 | 0 | 0 | 1 | 1 | 1 | 1 | 3 | [18 empty] | 1 | 1 | 0
PG&E KERN | Lamont | 115 | Offshore_Wind | 0 | 0 | 0 | 0 | 0 | 0 | 0 | 0 | 0 | 0 | 0 | 5 | 2 | 5 | 2 | 3 | [18 empty] | 1 | 1 | 0
PG&E FRESNO | Las Aguilas | 230 | Offshore_Wind | 0 | 0 | 0 | 0 | 0 | 0 | 0 | 0 | 0 | 0 | 0 | 5 | 2 | 5 | 2 | [19 empty] | 1 | 1 | 0
EOP | Lathrop | 138 | Offshore_Wind | 0 | 0 | 0 | 0 | 0 | 0 | 0 | 0 | 0 | 0 | 0 | 5 | 2 | 4 | 2 | [19 empty] | 1 | 1 | 0
EOP | Lathrop | 230 | Offshore_Wind | 0 | 0 | 0 | 0 | 0 | 0 | 0 | 0 | 0 | 0 | 0 | 5 | 2 | 4 | 2 | [19 empty] | 1 | 1 | 0
PG&E FRESNO | Le Grand | 115 | Offshore_Wind | 0 | 0 | 0 | 0 | 0 | 0 | 0 | 0 | 0 | 0 | 0 | 5 | 2 | 5 | 2 | 3 | [18 empty] | 1 | 1 | 0
PG&E KERN | Lerdo | 115 | Offshore_Wind | 0 | 0 | 0 | 0 | 0 | 0 | 0 | 0 | 0 | 0 | 0 | 5 | 2 | 5 | 2 | [19 empty] | 1 | 1 | 0
SCE Metro | Lewis | 230 | Offshore_Wind | 0 | 0 | 0 | 0 | 0 | 0 | 0 | 0 | 0 | 0 | 0 | 1 | 1 | 1 | 1 | [19 empty] | 1 | 1 | 0
SCE Metro | Lighthipe | 230 | Offshore_Wind | 0 | 0 | 0 | 0 | 0 | 0 | 0 | 0 | 0 | 0 | 0 | 1 | 1 | 1 | 1 | [19 empty] | 1 | 1 | 0
PG&E NGBA | Lincoln | 115 | Offshore_Wind | 0 | 0 | 0 | 0 | 0 | 0 | 0 | 0 | 0 | 0 | 0 | 5 | 2 | 1 | 1 | [19 empty] | 1 | 1 | 0
PG&E KERN | Live Oak | 115 | Offshore_Wind | 0 | 0 | 0 | 0 | 0 | 0 | 0 | 0 | 0 | 0 | 0 | 5 | 2 | 5 | 2 | [19 empty] | 1 | 1 | 0
PG&E GBA | Llagas | 115 | Offshore_Wind | 0 | 0 | 0 | 0 | 0 | 0 | 0 | 0 | 0 | 0 | 0 | 1 | 1 | 1 | 1 | [19 empty] | 1 | 1 | 0
PG&E GBA | Lockeford | 115 | Offshore_Wind | 0 | 0 | 0 | 0 | 0 | 0 | 0 | 0 | 0 | 0 | 0 | 1 | 1 | 1 | 1 | [19 empty] | 1 | 1 | 0
PG&E GBA | Lockeford | 230 | Offshore_Wind | 0 | 0 | 0 | 0 | 0 | 0 | 0 | 0 | 0 | 0 | 0 | 5 | 2 | 1 | 1 | [19 empty] | 1 | 1 | 0
PG&E GBA | Lodi | 230 | Offshore_Wind | 0 | 0 | 0 | 0 | 0 | 0 | 0 | 0 | 0 | 0 | 0 | 5 | 2 | 1 | 1 | [19 empty] | 1 | 1 | 0
PG&E NGBA | Logan Creek | 230 | Offshore_Wind | 0 | 0 | 0 | 0 | 0 | 0 | 0 | 0 | 0 | 0 | 0 | 5 | 2 | 1 | 1 | [19 empty] | 1 | 1 | 0
PG&E GBA | Lone Tree | 230 | Offshore_Wind | 0 | 0 | 0 | 0 | 0 | 0 | 0 | 0 | 0 | 0 | 0 | 5 | 2 | 1 | 1 | [19 empty] | 1 | 1 | 0
PG&E FRESNO | Los Banos | 230 | Offshore_Wind | 0 | 0 | 0 | 0 | 0 | 0 | 0 | 0 | 0 | 0 | 0 | 5 | 2 | 5 | 2 | 3 | [18 empty] | 1 | 1 | 0
PG&E FRESNO | Los Banos | 500 | Offshore_Wind | 0 | 0 | 0 | 0 | 0 | 0 | 0 | 0 | 0 | 0 | 0 | 1 | 1 | 1 | 1 | 2 | [18 empty] | 1 | 1 | 0
SDGE | Los Coches | 138 | Offshore_Wind | 0 | 0 | 0 | 0 | 0 | 0 | 0 | 0 | 0 | 0 | 0 | 1 | 1 | 1 | 1 | [19 empty] | 1 | 1 | 0
PG&E GBA | Los Esteros | 115 | Offshore_Wind | 0 | 0 | 0 | 0 | 0 | 0 | 0 | 0 | 0 | 0 | 0 | 1 | 1 | 1 | 1 | 4 | [18 empty] | 1 | 1 | 0
PG&E GBA | Los Esteros | 230 | Offshore_Wind | 0 | 0 | 0 | 0 | 0 | 0 | 0 | 0 | 0 | 0 | 0 | 1 | 1 | 1 | 1 | [19 empty] | 1 | 1 | 0
PG&E GBA | Los Positas | 230 | Offshore_Wind | 0 | 0 | 0 | 0 | 0 | 0 | 0 | 0 | 0 | 0 | 0 | 5 | 2 | 1 | 1 | 3 | [18 empty] | 1 | 1 | 0
SCE NOL | Lugo | 230 | Offshore_Wind | 0 | 0 | 0 | 0 | 0 | 0 | 0 | 0 | 0 | 0 | 0 | 1 | 1 | 1 | 1 | [19 empty] | 1 | 1 | 0
SCE Metro | Lugo | 500 | Offshore_Wind | 0 | 0 | 0 | 0 | 0 | 0 | 0 | 0 | 0 | 0 | 0 | 1 | 1 | 1 | 1 | 5 | [18 empty] | 1 | 1 | 0
PG&E NGBA | Madison | 115 | Offshore_Wind | 0 | 0 | 0 | 0 | 0 | 0 | 0 | 0 | 0 | 0 | 0 | 5 | 2 | 1 | 1 | [19 empty] | 1 | 1 | 0
PG&E KERN | Magunden | 115 | Offshore_Wind | 0 | 0 | 0 | 0 | 0 | 0 | 0 | 0 | 0 | 0 | 0 | 5 | 2 | 5 | 2 | [19 empty] | 1 | 1 | 0
SCE Northern | Magunden | 230 | Offshore_Wind | 0 | 0 | 0 | 0 | 0 | 0 | 0 | 0 | 0 | 0 | 0 | 1 | 1 | 1 | 1 | [19 empty] | 1 | 1 | 0
PG&E FRESNO | Malaga | 115 | Offshore_Wind | 0 | 0 | 0 | 0 | 0 | 0 | 0 | 0 | 0 | 0 | 0 | 5 | 2 | 5 | 2 | [19 empty] | 1 | 1 | 0
PG&E NGBA | Malin | 500 | Offshore_Wind | 0 | 0 | 0 | 0 | 0 | 0 | 0 | 0 | 0 | 0 | 0 | 5 | 2 | 1 | 1 | [19 empty] | 1 | 1 | 0
SCE Northern | Mandalay | 230 | Offshore_Wind | 0 | 0 | 0 | 0 | 0 | 0 | 0 | 0 | 0 | 0 | 0 | 5 | 2 | 4 | 2 | [19 empty] | 1 | 1 | 0
PG&E FRESNO | Manning | 230 | Offshore_Wind | 0 | 0 | 0 | 0 | 0 | 0 | 0 | 0 | 0 | 0 | 0 | 5 | 2 | 1 | 1 | 1 | [18 empty] | 1 | 1 | 0
PG&E FRESNO | Manning | 500 | Offshore_Wind | 0 | 0 | 0 | 0 | 0 | 0 | 0 | 0 | 0 | 0 | 0 | 1 | 1 | 1 | 1 | 2 | [18 empty] | 1 | 1 | 0
PG&E GBA | Manteca | 115 | Offshore_Wind | 0 | 0 | 0 | 0 | 0 | 0 | 0 | 0 | 0 | 0 | 0 | 5 | 2 | 5 | 2 | [19 empty] | 1 | 1 | 0
SDGE | Margarita | 138 | Offshore_Wind | 0 | 0 | 0 | 0 | 0 | 0 | 0 | 0 | 0 | 0 | 0 | 1 | 1 | 1 | 1 | [19 empty] | 1 | 1 | 0
PG&E GBA | Martin | 230 | Offshore_Wind | 0 | 0 | 0 | 0 | 0 | 0 | 0 | 0 | 0 | 0 | 0 | 5 | 2 | 1 | 1 | 3 | [18 empty] | 1 | 1 | 0
PG&E GBA | Martin | 115 | Offshore_Wind | 0 | 0 | 0 | 0 | 0 | 0 | 0 | 0 | 0 | 0 | 0 | 1 | 1 | 1 | 1 | 4 | [18 empty] | 1 | 1 | 0
PG&E GBA | Martinez | 115 | Offshore_Wind | 0 | 0 | 0 | 0 | 0 | 0 | 0 | 0 | 0 | 0 | 0 | 5 | 2 | 1 | 1 | [19 empty] | 1 | 1 | 0
PG&E FRESNO | Mc Mullin | 230 | Offshore_Wind | 0 | 0 | 0 | 0 | 0 | 0 | 0 | 0 | 0 | 0 | 0 | 5 | 2 | 5 | 2 | [19 empty] | 1 | 1 | 0
PG&E FRESNO | McCall | 115 | Offshore_Wind | 0 | 0 | 0 | 0 | 0 | 0 | 0 | 0 | 0 | 0 | 0 | 5 | 2 | 5 | 2 | [19 empty] | 1 | 1 | 0
PG&E FRESNO | McCall | 230 | Offshore_Wind | 0 | 0 | 0 | 0 | 0 | 0 | 0 | 0 | 0 | 0 | 0 | 5 | 2 | 5 | 2 | [19 empty] | 1 | 1 | 0
PG&E GBA | Meadow Lane | 115 | Offshore_Wind | 0 | 0 | 0 | 0 | 0 | 0 | 0 | 0 | 0 | 0 | 0 | 5 | 2 | 1 | 1 | [19 empty] | 1 | 1 | 0
PG&E GBA | Melones | 115 | Offshore_Wind | 0 | 0 | 0 | 0 | 0 | 0 | 0 | 0 | 0 | 0 | 0 | 1 | 1 | 1 | 1 | [19 empty] | 1 | 1 | 0
PG&E GBA | Melones | 230 | Offshore_Wind | 0 | 0 | 0 | 0 | 0 | 0 | 0 | 0 | 0 | 0 | 0 | 1 | 1 | 1 | 1 | [19 empty] | 1 | 1 | 0
PG&E NGBA | Mendocino | 115 | Offshore_Wind | 0 | 0 | 0 | 0 | 0 | 0 | 0 | 0 | 0 | 0 | 0 | 5 | 2 | 1 | 1 | [19 empty] | 1 | 1 | 0
PG&E FRESNO | Mendota | 115 | Offshore_Wind | 0 | 0 | 0 | 0 | 0 | 0 | 0 | 0 | 0 | 0 | 0 | 5 | 2 | 5 | 2 | 1 | [18 empty] | 1 | 1 | 0
PG&E FRESNO | Merced | 115 | Offshore_Wind | 0 | 0 | 0 | 0 | 0 | 0 | 0 | 0 | 0 | 0 | 0 | 5 | 2 | 5 | 2 | [19 empty] | 1 | 1 | 0
EOP | Mercury | 138 | Offshore_Wind | 0 | 0 | 0 | 0 | 0 | 0 | 0 | 0 | 0 | 0 | 0 | 5 | 2 | 4 | 2 | [19 empty] | 1 | 1 | 0
PG&E KERN | Mesa (PGE) | 115 | Offshore_Wind | 0 | 0 | 0 | 0 | 0 | 0 | 0 | 0 | 0 | 0 | 0 | 5 | 2 | 1 | 1 | [19 empty] | 1 | 1 | 0
PG&E KERN | Mesa (PGE) | 230 | Offshore_Wind | 0 | 0 | 0 | 0 | 0 | 0 | 0 | 0 | 0 | 0 | 0 | 5 | 2 | 5 | 2 | [19 empty] | 1 | 1 | 0
SCE Metro | Mesa (SCE) | 230 | Offshore_Wind | 0 | 0 | 0 | 0 | 0 | 0 | 0 | 0 | 0 | 0 | 0 | 1 | 1 | 1 | 1 | [19 empty] | 1 | 1 | 0
SCE Metro | Mesa (SCE) | 500 | Offshore_Wind | 0 | 0 | 0 | 0 | 0 | 0 | 0 | 0 | 0 | 0 | 0 | 1 | 1 | 1 | 1 | [19 empty] | 1 | 1 | 0
PG&E GBA | Metcalf | 115 | Offshore_Wind | 0 | 0 | 0 | 0 | 0 | 0 | 0 | 0 | 0 | 0 | 0 | 1 | 1 | 1 | 1 | 4 | [18 empty] | 1 | 1 | 0
PG&E GBA | Metcalf | 230 | Offshore_Wind | 0 | 0 | 0 | 0 | 0 | 0 | 0 | 0 | 0 | 0 | 0 | 1 | 1 | 1 | 1 | 4 | [18 empty] | 1 | 1 | 0
PG&E GBA | Metcalf | 500 | Offshore_Wind | 0 | 0 | 0 | 0 | 0 | 0 | 0 | 0 | 0 | 0 | 0 | 1 | 1 | 1 | 1 | 5 | [18 empty] | 1 | 1 | 0
PG&E KERN | Midway | 115 | Offshore_Wind | 0 | 0 | 0 | 0 | 0 | 0 | 0 | 0 | 0 | 0 | 0 | 5 | 2 | 5 | 2 | 4 | [18 empty] | 1 | 1 | 0
PG&E KERN | Midway | 230 | Offshore_Wind | 0 | 0 | 0 | 0 | 0 | 0 | 0 | 0 | 0 | 0 | 0 | 5 | 2 | 5 | 2 | 4 | [18 empty] | 1 | 1 | 0
PG&E KERN | Midway | 500 | Offshore_Wind | 0 | 0 | 0 | 0 | 0 | 0 | 0 | 0 | 0 | 0 | 0 | 5 | 2 | 4 | 2 | 5 | [18 empty] | 1 | 1 | 0
SDGE | Miguel | 230 | Offshore_Wind | 0 | 0 | 0 | 0 | 0 | 0 | 0 | 0 | 0 | 0 | 0 | 1 | 1 | 1 | 1 | [19 empty] | 1 | 1 | 0
SDGE | Miguel | 500 | Offshore_Wind | 0 | 0 | 0 | 0 | 0 | 0 | 0 | 0 | 0 | 0 | 0 | 1 | 1 | 1 | 1 | [19 empty] | 1 | 1 | 0
PG&E GBA | Millbrae | 115 | Offshore_Wind | 0 | 0 | 0 | 0 | 0 | 0 | 0 | 0 | 0 | 0 | 0 | 1 | 1 | 1 | 1 | [19 empty] | 1 | 1 | 0
PG&E GBA | Miller | 115 | Offshore_Wind | 0 | 0 | 0 | 0 | 0 | 0 | 0 | 0 | 0 | 0 | 0 | 1 | 1 | 1 | 1 | [19 empty] | 1 | 1 | 0
SCE Metro | Mira Loma | 230 | Offshore_Wind | 0 | 0 | 0 | 0 | 0 | 0 | 0 | 0 | 0 | 0 | 0 | 1 | 1 | 1 | 1 | 5 | [18 empty] | 1 | 1 | 0
SCE Metro | Mira Loma | 500 | Offshore_Wind | 0 | 0 | 0 | 0 | 0 | 0 | 0 | 0 | 0 | 0 | 0 | 1 | 1 | 1 | 1 | 5 | [18 empty] | 1 | 1 | 0
SCE Eastern | Mirage | 115 | Offshore_Wind | 0 | 0 | 0 | 0 | 0 | 0 | 0 | 0 | 0 | 0 | 0 | 5 | 2 | 1 | 1 | [19 empty] | 1 | 1 | 0
SCE Eastern | Mirage | 230 | Offshore_Wind | 0 | 0 | 0 | 0 | 0 | 0 | 0 | 0 | 0 | 0 | 0 | 5 | 2 | 1 | 1 | [19 empty] | 1 | 1 | 0
SDGE | Mission | 138 | Offshore_Wind | 0 | 0 | 0 | 0 | 0 | 0 | 0 | 0 | 0 | 0 | 0 | 1 | 1 | 1 | 1 | [19 empty] | 1 | 1 | 0
SDGE | Mission | 230 | Offshore_Wind | 0 | 0 | 0 | 0 | 0 | 0 | 0 | 0 | 0 | 0 | 0 | 1 | 1 | 1 | 1 | [19 empty] | 1 | 1 | 0
PG&E GBA | Mi-Wuk | 115 | Offshore_Wind | 0 | 0 | 0 | 0 | 0 | 0 | 0 | 0 | 0 | 0 | 0 | 1 | 1 | 1 | 1 | [19 empty] | 1 | 1 | 0
EOP | Mohave | 500 | Offshore_Wind | 0 | 0 | 0 | 0 | 0 | 0 | 0 | 0 | 0 | 0 | 0 | 5 | 2 | 4 | 2 | 5 | [18 empty] | 1 | 1 | 0
PG&E NGBA | Monroe | 115 | Offshore_Wind | 0 | 0 | 0 | 0 | 0 | 0 | 0 | 0 | 0 | 0 | 0 | 5 | 2 | 1 | 1 | [19 empty] | 1 | 1 | 0
PG&E GBA | Monta Vista | 115 | Offshore_Wind | 0 | 0 | 0 | 0 | 0 | 0 | 0 | 0 | 0 | 0 | 0 | 1 | 1 | 1 | 1 | [19 empty] | 1 | 1 | 0
PG&E GBA | Monta Vista | 230 | Offshore_Wind | 0 | 0 | 0 | 0 | 0 | 0 | 0 | 0 | 0 | 0 | 0 | 1 | 1 | 1 | 1 | [19 empty] | 1 | 1 | 0
PG&E NGBA | Monticello | 115 | Offshore_Wind | 0 | 0 | 0 | 0 | 0 | 0 | 0 | 0 | 0 | 0 | 0 | 5 | 2 | 1 | 1 | [19 empty] | 1 | 1 | 0
SCE Northern | Moorpark | 230 | Offshore_Wind | 0 | 0 | 0 | 0 | 0 | 0 | 0 | 0 | 0 | 0 | 0 | 5 | 2 | 4 | 2 | 4 | [18 empty] | 1 | 1 | 0
PG&E GBA | Moraga | 115 | Offshore_Wind | 0 | 0 | 0 | 0 | 0 | 0 | 0 | 0 | 0 | 0 | 0 | 5 | 2 | 1 | 1 | [19 empty] | 1 | 1 | 0
PG&E GBA | Moraga | 230 | Offshore_Wind | 0 | 0 | 0 | 0 | 0 | 0 | 0 | 0 | 0 | 0 | 0 | 5 | 2 | 1 | 1 | [19 empty] | 1 | 1 | 0
PG&E GBA | Morgan Hill | 115 | Offshore_Wind | 0 | 0 | 0 | 0 | 0 | 0 | 0 | 0 | 0 | 0 | 0 | 1 | 1 | 1 | 1 | [19 empty] | 1 | 1 | 0
PG&E KERN | Morro Bay | 115 | Offshore_Wind | 0 | 0 | 0 | 0 | 0 | 0 | 0 | 0 | 0 | 0 | 0 | 5 | 2 | 1 | 1 | [19 empty] | 1 | 1 | 0
PG&E KERN | Morro Bay | 230 | Offshore_Wind | 0 | 0 | 0 | 0 | 0 | 0 | 0 | 0 | 0 | 0 | 0 | 5 | 2 | 5 | 2 | [19 empty] | 1 | 1 | 0
PG&E KERN | Morro Bay | 500 | Offshore_Wind | 0 | 0 | 0 | 0 | 0 | 0 | 0 | 0 | 0 | 0 | 0 | 5 | 2 | 4 | 2 | [19 empty] | 1 | 1 | 0
PG&E GBA | Moss Landing | 115 | Offshore_Wind | 0 | 0 | 0 | 0 | 0 | 0 | 0 | 0 | 0 | 0 | 0 | 1 | 1 | 1 | 1 | [19 empty] | 1 | 1 | 0
PG&E GBA | Moss Landing | 230 | Offshore_Wind | 0 | 0 | 0 | 0 | 0 | 0 | 0 | 0 | 0 | 0 | 0 | 1 | 1 | 1 | 1 | [19 empty] | 1 | 1 | 0
PG&E GBA | Moss Landing | 500 | Offshore_Wind | 0 | 0 | 0 | 0 | 0 | 0 | 0 | 0 | 0 | 0 | 0 | 5 | 2 | 1 | 1 | 5 | [18 empty] | 1 | 1 | 0
EOP | Mountain Pass | 115 | Offshore_Wind | 0 | 0 | 0 | 0 | 0 | 0 | 0 | 0 | 0 | 0 | 0 | 5 | 2 | 4 | 2 | [19 empty] | 1 | 1 | 0
PG&E GBA | Mountain View | 115 | Offshore_Wind | 0 | 0 | 0 | 0 | 0 | 0 | 0 | 0 | 0 | 0 | 0 | 1 | 1 | 1 | 1 | [19 empty] | 1 | 1 | 0
PG&E GBA | Mt Eden | 115 | Offshore_Wind | 0 | 0 | 0 | 0 | 0 | 0 | 0 | 0 | 0 | 0 | 0 | 5 | 2 | 1 | 1 | [19 empty] | 1 | 1 | 0
PG&E KERN | Mt Poso | 115 | Offshore_Wind | 0 | 0 | 0 | 0 | 0 | 0 | 0 | 0 | 0 | 0 | 0 | 5 | 2 | 1 | 1 | [19 empty] | 1 | 1 | 0
PG&E FRESNO | Mustang | 230 | Offshore_Wind | 0 | 0 | 0 | 0 | 0 | 0 | 0 | 0 | 0 | 0 | 0 | 5 | 2 | 5 | 2 | [19 empty] | 1 | 1 | 0
PG&E KERN | New Sub - Gates - Midway (Proposed) | 230 | Offshore_Wind | 0 | 0 | 0 | 0 | 0 | 0 | 0 | 0 | 0 | 0 | 0 | 5 | 2 | 5 | 2 | 3 | [18 empty] | 1 | 1 | 0
PG&E KERN | New Sub - Gates - Templeton (Proposed) | 230 | Offshore_Wind | 0 | 0 | 0 | 0 | 0 | 0 | 0 | 0 | 0 | 0 | 0 | 5 | 2 | 5 | 2 | [19 empty] | 1 | 1 | 0
SCE NOL | New Sub - Kramer - Lugo (Proposed) | 230 | Offshore_Wind | 0 | 0 | 0 | 0 | 0 | 0 | 0 | 0 | 0 | 0 | 0 | 3 | 3 | 1 | 1 | [19 empty] | 1 | 1 | 0
PG&E FRESNO | New Sub - Los Banos - Midway (Proposed) | 500 | Offshore_Wind | 0 | 0 | 0 | 0 | 0 | 0 | 0 | 0 | 0 | 0 | 0 | 5 | 2 | 4 | 2 | 5 | [18 empty] | 1 | 1 | 0
SCE NOL | New Sub - Lugo - Pisgah (Proposed) | 230 | Offshore_Wind | 0 | 0 | 0 | 0 | 0 | 0 | 0 | 0 | 0 | 0 | 0 | 1 | 1 | 1 | 1 | [19 empty] | 1 | 1 | 0
PG&E KERN | New Sub - Midway - Wheeler Ridge (Proposed) | 230 | Offshore_Wind | 0 | 0 | 0 | 0 | 0 | 0 | 0 | 0 | 0 | 0 | 0 | 5 | 2 | 5 | 2 | [19 empty] | 1 | 1 | 0
PG&E NGBA | New Sub - Near existing Leavitt (PSREC) | 345 | Offshore_Wind | 0 | 0 | 0 | 0 | 0 | 0 | 0 | 0 | 0 | 0 | 0 | 5 | 2 | 1 | 1 | [19 empty] | 1 | 1 | 0
PG&E NGBA | New Sub - Near existing Madeline (NVE) | 345 | Offshore_Wind | 0 | 0 | 0 | 0 | 0 | 0 | 0 | 0 | 0 | 0 | 0 | 5 | 2 | 1 | 1 | [19 empty] | 1 | 1 | 0
SDGE | New Sub - North Gila - IV (Proposed) | 500 | Offshore_Wind | 0 | 0 | 0 | 0 | 0 | 0 | 0 | 0 | 0 | 0 | 0 | 1 | 1 | 1 | 1 | [19 empty] | 1 | 1 | 0
PG&E NGBA | New Sub - Pit 1 - Cottonwood (Proposed) | 230 | Offshore_Wind | 0 | 0 | 0 | 0 | 0 | 0 | 0 | 0 | 0 | 0 | 0 | 5 | 2 | 1 | 1 | [19 empty] | 1 | 1 | 0
PG&E GBA | New Sub - Rancho Seco - Bellota (Proposed) | 230 | Offshore_Wind | 0 | 0 | 0 | 0 | 0 | 0 | 0 | 0 | 0 | 0 | 0 | 1 | 1 | 1 | 1 | [19 empty] | 1 | 1 | 0
SDGE | New Sub - Suncrest - Ocotillo (Proposed) | 500 | Offshore_Wind | 0 | 0 | 0 | 0 | 0 | 0 | 0 | 0 | 0 | 0 | 0 | 1 | 1 | 1 | 1 | [19 empty] | 1 | 1 | 0
PG&E FRESNO | New Sub - Westley - Quinto (Proposed) | 230 | Offshore_Wind | 0 | 0 | 0 | 0 | 0 | 0 | 0 | 0 | 0 | 0 | 0 | 1 | 1 | 1 | 1 | [19 empty] | 1 | 1 | 0
PG&E GBA | Newark | 115 | Offshore_Wind | 0 | 0 | 0 | 0 | 0 | 0 | 0 | 0 | 0 | 0 | 0 | 1 | 1 | 1 | 1 | [19 empty] | 1 | 1 | 0
PG&E GBA | Newark | 230 | Offshore_Wind | 0 | 0 | 0 | 0 | 0 | 0 | 0 | 0 | 0 | 0 | 0 | 1 | 1 | 1 | 1 | 4 | [18 empty] | 1 | 1 | 0
PG&E FRESNO | Newhall | 115 | Offshore_Wind | 0 | 0 | 0 | 0 | 0 | 0 | 0 | 0 | 0 | 0 | 0 | 5 | 2 | 1 | 1 | [19 empty] | 1 | 1 | 0
PG&E KERN | Norco | 115 | Offshore_Wind | 0 | 0 | 0 | 0 | 0 | 0 | 0 | 0 | 0 | 0 | 0 | 5 | 2 | 5 | 2 | [19 empty] | 1 | 1 | 0
PG&E GBA | Nortech | 115 | Offshore_Wind | 0 | 0 | 0 | 0 | 0 | 0 | 0 | 0 | 0 | 0 | 0 | 1 | 1 | 1 | 1 | [19 empty] | 1 | 1 | 0
SDGE | North City Metering | 138 | Offshore_Wind | 0 | 0 | 0 | 0 | 0 | 0 | 0 | 0 | 0 | 0 | 0 | 1 | 1 | 1 | 1 | [19 empty] | 1 | 1 | 0
PG&E GBA | North Dublin | 230 | Offshore_Wind | 0 | 0 | 0 | 0 | 0 | 0 | 0 | 0 | 0 | 0 | 0 | 5 | 2 | 1 | 1 | [19 empty] | 1 | 1 | 0
SDGE | North Gila | 500 | Offshore_Wind | 0 | 0 | 0 | 0 | 0 | 0 | 0 | 0 | 0 | 0 | 0 | 1 | 1 | 1 | 1 | [19 empty] | 1 | 1 | 0
SCE Metro | North of SONGS | 230 | Offshore_Wind | 0 | 0 | 0 | 0 | 0 | 0 | 0 | 0 | 0 | 0 | 0 | 1 | 1 | 1 | 1 | [19 empty] | 1 | 1 | 0
SCE Metro | North of SONGS | 500 | Offshore_Wind | 0 | 0 | 0 | 0 | 0 | 0 | 0 | 0 | 0 | 0 | 0 | 1 | 1 | 1 | 1 | [19 empty] | 1 | 1 | 0
PG&E NGBA | Notre Dame | 115 | Offshore_Wind | 0 | 0 | 0 | 0 | 0 | 0 | 0 | 0 | 0 | 0 | 0 | 5 | 2 | 1 | 1 | [19 empty] | 1 | 1 | 0
PG&E GBA | Oakland C | 115 | Offshore_Wind | 0 | 0 | 0 | 0 | 0 | 0 | 0 | 0 | 0 | 0 | 0 | 5 | 2 | 1 | 1 | 3 | [18 empty] | 1 | 1 | 0
PG&E GBA | Oakland J | 115 | Offshore_Wind | 0 | 0 | 0 | 0 | 0 | 0 | 0 | 0 | 0 | 0 | 0 | 5 | 2 | 1 | 1 | [19 empty] | 1 | 1 | 0
PG&E GBA | Oakland L | 115 | Offshore_Wind | 0 | 0 | 0 | 0 | 0 | 0 | 0 | 0 | 0 | 0 | 0 | 5 | 2 | 1 | 1 | [19 empty] | 1 | 1 | 0
PG&E GBA | Oakland X | 115 | Offshore_Wind | 0 | 0 | 0 | 0 | 0 | 0 | 0 | 0 | 0 | 0 | 0 | 5 | 2 | 1 | 1 | [19 empty] | 1 | 1 | 0
PG&E KERN | Oceano | 115 | Offshore_Wind | 0 | 0 | 0 | 0 | 0 | 0 | 0 | 0 | 0 | 0 | 0 | 5 | 2 | 1 | 1 | [19 empty] | 1 | 1 | 0
SDGE | Ocotillo Express | 500 | Offshore_Wind | 0 | 0 | 0 | 0 | 0 | 0 | 0 | 0 | 0 | 0 | 0 | 1 | 1 | 1 | 1 | [19 empty] | 1 | 1 | 0
SDGE | Old Town | 230 | Offshore_Wind | 0 | 0 | 0 | 0 | 0 | 0 | 0 | 0 | 0 | 0 | 0 | 1 | 1 | 1 | 1 | [19 empty] | 1 | 1 | 0
SCE Metro | Olinda | 230 | Offshore_Wind | 0 | 0 | 0 | 0 | 0 | 0 | 0 | 0 | 0 | 0 | 0 | 1 | 1 | 1 | 1 | [19 empty] | 1 | 1 | 0
PG&E FRESNO | Olive | 115 | Offshore_Wind | 0 | 0 | 0 | 0 | 0 | 0 | 0 | 0 | 0 | 0 | 0 | 5 | 2 | 5 | 2 | 3 | [18 empty] | 1 | 1 | 0
PG&E NGBA | Olivehurst | 115 | Offshore_Wind | 0 | 0 | 0 | 0 | 0 | 0 | 0 | 0 | 0 | 0 | 0 | 5 | 2 | 1 | 1 | [19 empty] | 1 | 1 | 0
SCE Northern | Ormond Beach | 230 | Offshore_Wind | 0 | 0 | 0 | 0 | 0 | 0 | 0 | 0 | 0 | 0 | 0 | 5 | 2 | 4 | 2 | [19 empty] | 1 | 1 | 0
PG&E FRESNO | Oro Loma | 115 | Offshore_Wind | 0 | 0 | 0 | 0 | 0 | 0 | 0 | 0 | 0 | 0 | 0 | 5 | 2 | 1 | 1 | [19 empty] | 1 | 1 | 0
SDGE | Otay Mesa | 230 | Offshore_Wind | 0 | 0 | 0 | 0 | 0 | 0 | 0 | 0 | 0 | 0 | 0 | 1 | 1 | 1 | 1 | [19 empty] | 1 | 1 | 0
PG&E FRESNO | Padre Flats SW STA | 230 | Offshore_Wind | 0 | 0 | 0 | 0 | 0 | 0 | 0 | 0 | 0 | 0 | 0 | 5 | 2 | 1 | 1 | [19 empty] | 1 | 1 | 0
EOP | Pahrump | 138 | Offshore_Wind | 0 | 0 | 0 | 0 | 0 | 0 | 0 | 0 | 0 | 0 | 0 | 5 | 2 | 4 | 2 | [19 empty] | 1 | 1 | 0
EOP | Pahrump | 230 | Offshore_Wind | 0 | 0 | 0 | 0 | 0 | 0 | 0 | 0 | 0 | 0 | 0 | 5 | 2 | 4 | 2 | [19 empty] | 1 | 1 | 0
PG&E NGBA | Palermo | 115 | Offshore_Wind | 0 | 0 | 0 | 0 | 0 | 0 | 0 | 0 | 0 | 0 | 0 | 5 | 2 | 1 | 1 | 4 | [18 empty] | 1 | 1 | 0
PG&E NGBA | Palermo | 230 | Offshore_Wind | 0 | 0 | 0 | 0 | 0 | 0 | 0 | 0 | 0 | 0 | 0 | 5 | 2 | 1 | 1 | [19 empty] | 1 | 1 | 0
SCE Eastern | Palo Verde | 500 | Offshore_Wind | 0 | 0 | 0 | 0 | 0 | 0 | 0 | 0 | 0 | 0 | 0 | 5 | 2 | 4 | 2 | [19 empty] | 1 | 1 | 0
SDGE | Palomar Energy | 230 | Offshore_Wind | 0 | 0 | 0 | 0 | 0 | 0 | 0 | 0 | 0 | 0 | 0 | 1 | 1 | 1 | 1 | [19 empty] | 1 | 1 | 0
PG&E FRESNO | Panoche | 115 | Offshore_Wind | 0 | 0 | 0 | 0 | 0 | 0 | 0 | 0 | 0 | 0 | 0 | 5 | 2 | 5 | 2 | [19 empty] | 1 | 1 | 0
PG&E FRESNO | Panoche | 230 | Offshore_Wind | 0 | 0 | 0 | 0 | 0 | 0 | 0 | 0 | 0 | 0 | 0 | 5 | 2 | 5 | 2 | 3 | [18 empty] | 1 | 1 | 0
SCE Northern | Pardee | 230 | Offshore_Wind | 0 | 0 | 0 | 0 | 0 | 0 | 0 | 0 | 0 | 0 | 0 | 5 | 2 | 4 | 2 | [19 empty] | 1 | 1 | 0
PG&E NGBA | Parkway | 230 | Offshore_Wind | 0 | 0 | 0 | 0 | 0 | 0 | 0 | 0 | 0 | 0 | 0 | 5 | 2 | 1 | 1 | [19 empty] | 1 | 1 | 0
SCE Northern | Pastoria | 230 | Offshore_Wind | 0 | 0 | 0 | 0 | 0 | 0 | 0 | 0 | 0 | 0 | 0 | 5 | 2 | 4 | 2 | [19 empty] | 1 | 1 | 0
SCE Metro | Pauda | 230 | Offshore_Wind | 0 | 0 | 0 | 0 | 0 | 0 | 0 | 0 | 0 | 0 | 0 | 1 | 1 | 1 | 1 | [19 empty] | 1 | 1 | 0
PG&E GBA | Paul Sweet | 115 | Offshore_Wind | 0 | 0 | 0 | 0 | 0 | 0 | 0 | 0 | 0 | 0 | 0 | 1 | 1 | 1 | 1 | [19 empty] | 1 | 1 | 0
PG&E NGBA | Peabody | 230 | Offshore_Wind | 0 | 0 | 0 | 0 | 0 | 0 | 0 | 0 | 0 | 0 | 0 | 5 | 2 | 1 | 1 | [19 empty] | 1 | 1 | 0
PG&E NGBA | Pease | 115 | Offshore_Wind | 0 | 0 | 0 | 0 | 0 | 0 | 0 | 0 | 0 | 0 | 0 | 5 | 2 | 1 | 1 | [19 empty] | 1 | 1 | 0
SDGE | Penasquitos | 138 | Offshore_Wind | 0 | 0 | 0 | 0 | 0 | 0 | 0 | 0 | 0 | 0 | 0 | 1 | 1 | 1 | 1 | [19 empty] | 1 | 1 | 0
SDGE | Penasquitos | 230 | Offshore_Wind | 0 | 0 | 0 | 0 | 0 | 0 | 0 | 0 | 0 | 0 | 0 | 1 | 1 | 1 | 1 | [19 empty] | 1 | 1 | 0
PG&E NGBA | Penngrove | 115 | Offshore_Wind | 0 | 0 | 0 | 0 | 0 | 0 | 0 | 0 | 0 | 0 | 0 | 5 | 2 | 1 | 1 | [19 empty] | 1 | 1 | 0
PG&E GBA | Peoria | 115 | Offshore_Wind | 0 | 0 | 0 | 0 | 0 | 0 | 0 | 0 | 0 | 0 | 0 | 1 | 1 | 1 | 1 | [19 empty] | 1 | 1 | 0
PG&E GBA | Piercy | 115 | Offshore_Wind | 0 | 0 | 0 | 0 | 0 | 0 | 0 | 0 | 0 | 0 | 0 | 1 | 1 | 1 | 1 | [19 empty] | 1 | 1 | 0
PG&E FRESNO | Pine Flat | 230 | Offshore_Wind | 0 | 0 | 0 | 0 | 0 | 0 | 0 | 0 | 0 | 0 | 0 | 5 | 2 | 5 | 2 | [19 empty] | 1 | 1 | 0
SCE NOL | Pisgah | 230 | Offshore_Wind | 0 | 0 | 0 | 0 | 0 | 0 | 0 | 0 | 0 | 0 | 0 | 1 | 1 | 1 | 1 | 4 | [18 empty] | 1 | 1 | 0
PG&E NGBA | Pit 1 | 230 | Offshore_Wind | 0 | 0 | 0 | 0 | 0 | 0 | 0 | 0 | 0 | 0 | 0 | 5 | 2 | 1 | 1 | [19 empty] | 1 | 1 | 0
PG&E NGBA | Pit 3 | 230 | Offshore_Wind | 0 | 0 | 0 | 0 | 0 | 0 | 0 | 0 | 0 | 0 | 0 | 5 | 2 | 1 | 1 | [19 empty] | 1 | 1 | 0
PG&E NGBA | Pit 4 | 230 | Offshore_Wind | 0 | 0 | 0 | 0 | 0 | 0 | 0 | 0 | 0 | 0 | 0 | 5 | 2 | 1 | 1 | [19 empty] | 1 | 1 | 0
PG&E GBA | Pittsburg | 115 | Offshore_Wind | 0 | 0 | 0 | 0 | 0 | 0 | 0 | 0 | 0 | 0 | 0 | 5 | 2 | 1 | 1 | 4 | [18 empty] | 1 | 1 | 0
PG&E GBA | Pittsburg | 230 | Offshore_Wind | 0 | 0 | 0 | 0 | 0 | 0 | 0 | 0 | 0 | 0 | 0 | 5 | 2 | 1 | 1 | 4 | [18 empty] | 1 | 1 | 0
PG&E NGBA | Pleasant Grove | 115 | Offshore_Wind | 0 | 0 | 0 | 0 | 0 | 0 | 0 | 0 | 0 | 0 | 0 | 5 | 2 | 1 | 1 | [19 empty] | 1 | 1 | 0
PG&E NGBA | POE | 230 | Offshore_Wind | 0 | 0 | 0 | 0 | 0 | 0 | 0 | 0 | 0 | 0 | 0 | 5 | 2 | 1 | 1 | [19 empty] | 1 | 1 | 0
PG&E KERN | Poso Mountain | 115 | Offshore_Wind | 0 | 0 | 0 | 0 | 0 | 0 | 0 | 0 | 0 | 0 | 0 | 5 | 2 | 5 | 2 | [19 empty] | 1 | 1 | 0
EOP | Primm | 230 | Offshore_Wind | 0 | 0 | 0 | 0 | 0 | 0 | 0 | 0 | 0 | 0 | 0 | 5 | 2 | 4 | 2 | [19 empty] | 1 | 1 | 0
PG&E NGBA | Putah Creek | 115 | Offshore_Wind | 0 | 0 | 0 | 0 | 0 | 0 | 0 | 0 | 0 | 0 | 0 | 5 | 2 | 1 | 1 | [19 empty] | 1 | 1 | 0
SDGE | Q1806 | 138 | Offshore_Wind | 0 | 0 | 0 | 0 | 0 | 0 | 0 | 0 | 0 | 0 | 0 | 1 | 1 | 1 | 1 | [19 empty] | 1 | 1 | 0
PG&E FRESNO | Quinto | 230 | Offshore_Wind | 0 | 0 | 0 | 0 | 0 | 0 | 0 | 0 | 0 | 0 | 0 | 5 | 2 | 1 | 1 | [19 empty] | 1 | 1 | 0
PG&E GBA | Race Track | 115 | Offshore_Wind | 0 | 0 | 0 | 0 | 0 | 0 | 0 | 0 | 0 | 0 | 0 | 1 | 1 | 1 | 1 | [19 empty] | 1 | 1 | 0
SDGE | Rancho Mission Viejo | 138 | Offshore_Wind | 0 | 0 | 0 | 0 | 0 | 0 | 0 | 0 | 0 | 0 | 0 | 1 | 1 | 1 | 1 | [19 empty] | 1 | 1 | 0
PG&E GBA | Rancho Seco | 230 | Offshore_Wind | 0 | 0 | 0 | 0 | 0 | 0 | 0 | 0 | 0 | 0 | 0 | 1 | 1 | 1 | 1 | [19 empty] | 1 | 1 | 0
SCE Metro | Rancho Vista | 230 | Offshore_Wind | 0 | 0 | 0 | 0 | 0 | 0 | 0 | 0 | 0 | 0 | 0 | 1 | 1 | 1 | 1 | [19 empty] | 1 | 1 | 0
SCE Metro | Rancho Vista | 500 | Offshore_Wind | 0 | 0 | 0 | 0 | 0 | 0 | 0 | 0 | 0 | 0 | 0 | 1 | 1 | 1 | 1 | [19 empty] | 1 | 1 | 0
SCE NOL | Ransburg | 115 | Offshore_Wind | 0 | 0 | 0 | 0 | 0 | 0 | 0 | 0 | 0 | 0 | 0 | 3 | 3 | 1 | 1 | [19 empty] | 1 | 1 | 0
PG&E GBA | Ravenswood | 115 | Offshore_Wind | 0 | 0 | 0 | 0 | 0 | 0 | 0 | 0 | 0 | 0 | 0 | 5 | 2 | 1 | 1 | [19 empty] | 1 | 1 | 0
PG&E GBA | Ravenswood | 230 | Offshore_Wind | 0 | 0 | 0 | 0 | 0 | 0 | 0 | 0 | 0 | 0 | 0 | 5 | 2 | 1 | 1 | [19 empty] | 1 | 1 | 0
SCE Northern | Rector | 230 | Offshore_Wind | 0 | 0 | 0 | 0 | 0 | 0 | 0 | 0 | 0 | 0 | 0 | 1 | 1 | 1 | 1 | [19 empty] | 1 | 1 | 0
SCE Eastern | Red Bluff | 230 | Offshore_Wind | 0 | 0 | 0 | 0 | 0 | 0 | 0 | 0 | 0 | 0 | 0 | 1 | 1 | 1 | 1 | 1 | [18 empty] | 1 | 1 | 0
SCE Eastern | Red Bluff | 500 | Offshore_Wind | 0 | 0 | 0 | 0 | 0 | 0 | 0 | 0 | 0 | 0 | 0 | 1 | 1 | 1 | 1 | 5 | [18 empty] | 1 | 1 | 0
PG&E NGBA | Redbud | 115 | Offshore_Wind | 0 | 0 | 0 | 0 | 0 | 0 | 0 | 0 | 0 | 0 | 0 | 5 | 2 | 1 | 1 | [19 empty] | 1 | 1 | 0
SCE Metro | Redondo | 230 | Offshore_Wind | 0 | 0 | 0 | 0 | 0 | 0 | 0 | 0 | 0 | 0 | 0 | 1 | 1 | 1 | 1 | [19 empty] | 1 | 1 | 0
PG&E FRESNO | Reedley | 115 | Offshore_Wind | 0 | 0 | 0 | 0 | 0 | 0 | 0 | 0 | 0 | 0 | 0 | 5 | 2 | 5 | 2 | [19 empty] | 1 | 1 | 0
PG&E KERN | Renfro | 115 | Offshore_Wind | 0 | 0 | 0 | 0 | 0 | 0 | 0 | 0 | 0 | 0 | 0 | 5 | 2 | 5 | 2 | [19 empty] | 1 | 1 | 0
PG&E GBA | Richmond R | 115 | Offshore_Wind | 0 | 0 | 0 | 0 | 0 | 0 | 0 | 0 | 0 | 0 | 0 | 5 | 2 | 1 | 1 | [19 empty] | 1 | 1 | 0
PG&E NGBA | Rincon | 115 | Offshore_Wind | 0 | 0 | 0 | 0 | 0 | 0 | 0 | 0 | 0 | 0 | 0 | 5 | 2 | 1 | 1 | [19 empty] | 1 | 1 | 0
PG&E KERN | Rio Bravo | 115 | Offshore_Wind | 0 | 0 | 0 | 0 | 0 | 0 | 0 | 0 | 0 | 0 | 0 | 5 | 2 | 5 | 2 | 4 | [18 empty] | 1 | 1 | 0
SCE Metro | Rio Hondo | 230 | Offshore_Wind | 0 | 0 | 0 | 0 | 0 | 0 | 0 | 0 | 0 | 0 | 0 | 1 | 1 | 1 | 1 | 1 | [18 empty] | 1 | 1 | 0
PG&E NGBA | Rio Oso | 115 | Offshore_Wind | 0 | 0 | 0 | 0 | 0 | 0 | 0 | 0 | 0 | 0 | 0 | 5 | 2 | 1 | 1 | [19 empty] | 1 | 1 | 0
PG&E NGBA | Rio Oso | 230 | Offshore_Wind | 0 | 0 | 0 | 0 | 0 | 0 | 0 | 0 | 0 | 0 | 0 | 5 | 2 | 1 | 1 | [19 empty] | 1 | 1 | 0
PG&E GBA | Ripon | 115 | Offshore_Wind | 0 | 0 | 0 | 0 | 0 | 0 | 0 | 0 | 0 | 0 | 0 | 1 | 1 | 1 | 1 | 3 | [18 empty] | 1 | 1 | 0
PG&E GBA | Riverbank | 115 | Offshore_Wind | 0 | 0 | 0 | 0 | 0 | 0 | 0 | 0 | 0 | 0 | 0 | 1 | 1 | 1 | 1 | [19 empty] | 1 | 1 | 0
SCE NOL | Roadway | 115 | Offshore_Wind | 0 | 0 | 0 | 0 | 0 | 0 | 0 | 0 | 0 | 0 | 0 | 1 | 1 | 1 | 1 | 3 | [18 empty] | 1 | 1 | 0
PG&E NGBA | Rock Creek 1 | 230 | Offshore_Wind | 0 | 0 | 0 | 0 | 0 | 0 | 0 | 0 | 0 | 0 | 0 | 5 | 2 | 1 | 1 | [19 empty] | 1 | 1 | 0
PG&E GBA | Rossmoor | 230 | Offshore_Wind | 0 | 0 | 0 | 0 | 0 | 0 | 0 | 0 | 0 | 0 | 0 | 5 | 2 | 1 | 1 | [19 empty] | 1 | 1 | 0
PG&E NGBA | Round Mountain | 230 | Offshore_Wind | 0 | 0 | 0 | 0 | 0 | 0 | 0 | 0 | 0 | 0 | 0 | 5 | 2 | 1 | 1 | [19 empty] | 1 | 1 | 0
PG&E NGBA | Round Mountain | 500 | Offshore_Wind | 0 | 0 | 0 | 0 | 0 | 0 | 0 | 0 | 0 | 0 | 0 | 5 | 2 | 1 | 1 | [19 empty] | 1 | 1 | 0
PG&E GBA | Salado | 115 | Offshore_Wind | 0 | 0 | 0 | 0 | 0 | 0 | 0 | 0 | 0 | 0 | 0 | 1 | 1 | 1 | 1 | [19 empty] | 1 | 1 | 0
PG&E GBA | Salinas | 115 | Offshore_Wind | 0 | 0 | 0 | 0 | 0 | 0 | 0 | 0 | 0 | 0 | 0 | 1 | 1 | 1 | 1 | [19 empty] | 1 | 1 | 0
SCE Eastern | San Bernardino | 230 | Offshore_Wind | 0 | 0 | 0 | 0 | 0 | 0 | 0 | 0 | 0 | 0 | 0 | 1 | 1 | 1 | 1 | [19 empty] | 1 | 1 | 0
PG&E GBA | SAN FRAN A (POTRERO PP) | 115 | Offshore_Wind | 0 | 0 | 0 | 0 | 0 | 0 | 0 | 0 | 0 | 0 | 0 | 5 | 2 | 1 | 1 | [19 empty] | 1 | 1 | 0
PG&E GBA | SAN FRAN A (POTRERO PP) | 230 | Offshore_Wind | 0 | 0 | 0 | 0 | 0 | 0 | 0 | 0 | 0 | 0 | 0 | 5 | 2 | 1 | 1 | [19 empty] | 1 | 1 | 0
PG&E GBA | San Jose A | 115 | Offshore_Wind | 0 | 0 | 0 | 0 | 0 | 0 | 0 | 0 | 0 | 0 | 0 | 1 | 1 | 1 | 1 | [19 empty] | 1 | 1 | 0
PG&E GBA | San Jose B | 115 | Offshore_Wind | 0 | 0 | 0 | 0 | 0 | 0 | 0 | 0 | 0 | 0 | 0 | 1 | 1 | 1 | 1 | [19 empty] | 1 | 1 | 0
PG&E GBA | San Leandro U | 115 | Offshore_Wind | 0 | 0 | 0 | 0 | 0 | 0 | 0 | 0 | 0 | 0 | 0 | 5 | 2 | 1 | 1 | [19 empty] | 1 | 1 | 0
PG&E KERN | San Luis Obispo | 115 | Offshore_Wind | 0 | 0 | 0 | 0 | 0 | 0 | 0 | 0 | 0 | 0 | 0 | 5 | 2 | 1 | 1 | [19 empty] | 1 | 1 | 0
SDGE | San Luis Rey | 230 | Offshore_Wind | 0 | 0 | 0 | 0 | 0 | 0 | 0 | 0 | 0 | 0 | 0 | 1 | 1 | 1 | 1 | [19 empty] | 1 | 1 | 0
SCE Metro | San Onofre | 230 | Offshore_Wind | 0 | 0 | 0 | 0 | 0 | 0 | 0 | 0 | 0 | 0 | 0 | 1 | 1 | 1 | 1 | [19 empty] | 1 | 1 | 0
PG&E GBA | San Pablo | 115 | Offshore_Wind | 0 | 0 | 0 | 0 | 0 | 0 | 0 | 0 | 0 | 0 | 0 | 5 | 2 | 1 | 1 | [19 empty] | 1 | 1 | 0
PG&E GBA | San Ramon | 230 | Offshore_Wind | 0 | 0 | 0 | 0 | 0 | 0 | 0 | 0 | 0 | 0 | 0 | 5 | 2 | 1 | 1 | [19 empty] | 1 | 1 | 0
SCE NOL | Sandlot | 230 | Offshore_Wind | 0 | 0 | 0 | 0 | 0 | 0 | 0 | 0 | 0 | 0 | 0 | 3 | 3 | 1 | 1 | [19 empty] | 1 | 1 | 0
EOP | Sandy | 138 | Offshore_Wind | 0 | 0 | 0 | 0 | 0 | 0 | 0 | 0 | 0 | 0 | 0 | 5 | 2 | 4 | 2 | [19 empty] | 1 | 1 | 0
PG&E FRESNO | Sanger | 115 | Offshore_Wind | 0 | 0 | 0 | 0 | 0 | 0 | 0 | 0 | 0 | 0 | 0 | 5 | 2 | 5 | 2 | 3 | [18 empty] | 1 | 1 | 0
SCE Northern | Santa Clara | 230 | Offshore_Wind | 0 | 0 | 0 | 0 | 0 | 0 | 0 | 0 | 0 | 0 | 0 | 5 | 2 | 4 | 2 | [19 empty] | 1 | 1 | 0
PG&E NGBA | Santa Rosa A | 115 | Offshore_Wind | 0 | 0 | 0 | 0 | 0 | 0 | 0 | 0 | 0 | 0 | 0 | 5 | 2 | 1 | 1 | [19 empty] | 1 | 1 | 0
PG&E GBA | Santa Teresa | 115 | Offshore_Wind | 0 | 0 | 0 | 0 | 0 | 0 | 0 | 0 | 0 | 0 | 0 | 1 | 1 | 1 | 1 | 3 | [18 empty] | 1 | 1 | 0
SDGE | Santee | 138 | Offshore_Wind | 0 | 0 | 0 | 0 | 0 | 0 | 0 | 0 | 0 | 0 | 0 | 1 | 1 | 1 | 1 | [19 empty] | 1 | 1 | 0
SCE Metro | Santiago | 230 | Offshore_Wind | 0 | 0 | 0 | 0 | 0 | 0 | 0 | 0 | 0 | 0 | 0 | 1 | 1 | 1 | 1 | [19 empty] | 1 | 1 | 0
PG&E GBA | Saratoga | 230 | Offshore_Wind | 0 | 0 | 0 | 0 | 0 | 0 | 0 | 0 | 0 | 0 | 0 | 1 | 1 | 1 | 1 | [19 empty] | 1 | 1 | 0
SCE Northern | Saugus | 230 | Offshore_Wind | 0 | 0 | 0 | 0 | 0 | 0 | 0 | 0 | 0 | 0 | 0 | 5 | 2 | 4 | 2 | [19 empty] | 1 | 1 | 0
PG&E FRESNO | Schindler | 115 | Offshore_Wind | 0 | 0 | 0 | 0 | 0 | 0 | 0 | 0 | 0 | 0 | 0 | 5 | 2 | 1 | 1 | 3 | [18 empty] | 1 | 1 | 0
PG&E GBA | Schulte | 115 | Offshore_Wind | 0 | 0 | 0 | 0 | 0 | 0 | 0 | 0 | 0 | 0 | 0 | 1 | 1 | 1 | 1 | 3 | [18 empty] | 1 | 1 | 0
PG&E KERN | Semitropic | 115 | Offshore_Wind | 0 | 0 | 0 | 0 | 0 | 0 | 0 | 0 | 0 | 0 | 0 | 5 | 2 | 1 | 1 | [19 empty] | 1 | 1 | 0
SCE Metro | Serrano | 230 | Offshore_Wind | 0 | 0 | 0 | 0 | 0 | 0 | 0 | 0 | 0 | 0 | 0 | 1 | 1 | 1 | 1 | 5 | [18 empty] | 1 | 1 | 0
SCE Metro | Serrano | 500 | Offshore_Wind | 0 | 0 | 0 | 0 | 0 | 0 | 0 | 0 | 0 | 0 | 0 | 1 | 1 | 1 | 1 | 5 | [18 empty] | 1 | 1 | 0
SDGE | Shadowridge | 138 | Offshore_Wind | 0 | 0 | 0 | 0 | 0 | 0 | 0 | 0 | 0 | 0 | 0 | 1 | 1 | 1 | 1 | [19 empty] | 1 | 1 | 0
PG&E KERN | Shafter | 115 | Offshore_Wind | 0 | 0 | 0 | 0 | 0 | 0 | 0 | 0 | 0 | 0 | 0 | 5 | 2 | 5 | 2 | [19 empty] | 1 | 1 | 0
PG&E NGBA | Silverado | 115 | Offshore_Wind | 0 | 0 | 0 | 0 | 0 | 0 | 0 | 0 | 0 | 0 | 0 | 5 | 2 | 1 | 1 | [19 empty] | 1 | 1 | 0
SDGE | Silvergate | 230 | Offshore_Wind | 0 | 0 | 0 | 0 | 0 | 0 | 0 | 0 | 0 | 0 | 0 | 1 | 1 | 1 | 1 | [19 empty] | 1 | 1 | 0
PG&E KERN | Sisquoc | 115 | Offshore_Wind | 0 | 0 | 0 | 0 | 0 | 0 | 0 | 0 | 0 | 0 | 0 | 5 | 2 | 1 | 1 | [19 empty] | 1 | 1 | 0
EOP | Sloan Canyon | 230 | Offshore_Wind | 0 | 0 | 0 | 0 | 0 | 0 | 0 | 0 | 0 | 0 | 0 | 5 | 2 | 4 | 2 | [19 empty] | 1 | 1 | 0
EOP | Sloan Canyon | 500 | Offshore_Wind | 0 | 0 | 0 | 0 | 0 | 0 | 0 | 0 | 0 | 0 | 0 | 5 | 2 | 4 | 2 | [19 empty] | 1 | 1 | 0
PG&E KERN | Smyrna | 115 | Offshore_Wind | 0 | 0 | 0 | 0 | 0 | 0 | 0 | 0 | 0 | 0 | 0 | 5 | 2 | 5 | 2 | [19 empty] | 1 | 1 | 0
PG&E GBA | Sobrante | 115 | Offshore_Wind | 0 | 0 | 0 | 0 | 0 | 0 | 0 | 0 | 0 | 0 | 0 | 5 | 2 | 1 | 1 | [19 empty] | 1 | 1 | 0
PG&E GBA | Sobrante | 230 | Offshore_Wind | 0 | 0 | 0 | 0 | 0 | 0 | 0 | 0 | 0 | 0 | 0 | 5 | 2 | 1 | 1 | [19 empty] | 1 | 1 | 0
PG&E KERN | Solar | 230 | Offshore_Wind | 0 | 0 | 0 | 0 | 0 | 0 | 0 | 0 | 0 | 0 | 0 | 5 | 2 | 5 | 2 | [19 empty] | 1 | 1 | 0
PG&E GBA | Soledad | 115 | Offshore_Wind | 0 | 0 | 0 | 0 | 0 | 0 | 0 | 0 | 0 | 0 | 0 | 1 | 1 | 1 | 1 | [19 empty] | 1 | 1 | 0
SCE Northern | Springville | 230 | Offshore_Wind | 0 | 0 | 0 | 0 | 0 | 0 | 0 | 0 | 0 | 0 | 0 | 1 | 1 | 1 | 1 | 4 | [18 empty] | 1 | 1 | 0
PG&E GBA | Stagg | 230 | Offshore_Wind | 0 | 0 | 0 | 0 | 0 | 0 | 0 | 0 | 0 | 0 | 0 | 5 | 2 | 1 | 1 | [19 empty] | 1 | 1 | 0
PG&E GBA | Standard Oil | 115 | Offshore_Wind | 0 | 0 | 0 | 0 | 0 | 0 | 0 | 0 | 0 | 0 | 0 | 5 | 2 | 1 | 1 | [19 empty] | 1 | 1 | 0
PG&E GBA | Stanislaus | 115 | Offshore_Wind | 0 | 0 | 0 | 0 | 0 | 0 | 0 | 0 | 0 | 0 | 0 | 1 | 1 | 1 | 1 | [19 empty] | 1 | 1 | 0
PG&E KERN | Stockdale | 115 | Offshore_Wind | 0 | 0 | 0 | 0 | 0 | 0 | 0 | 0 | 0 | 0 | 0 | 5 | 2 | 1 | 1 | [19 empty] | 1 | 1 | 0
PG&E KERN | Stockdale | 230 | Offshore_Wind | 0 | 0 | 0 | 0 | 0 | 0 | 0 | 0 | 0 | 0 | 0 | 5 | 2 | 1 | 1 | [19 empty] | 1 | 1 | 0
PG&E GBA | Stockton A | 115 | Offshore_Wind | 0 | 0 | 0 | 0 | 0 | 0 | 0 | 0 | 0 | 0 | 0 | 1 | 1 | 1 | 1 | [19 empty] | 1 | 1 | 0
PG&E GBA | Stone | 115 | Offshore_Wind | 0 | 0 | 0 | 0 | 0 | 0 | 0 | 0 | 0 | 0 | 0 | 1 | 1 | 1 | 1 | [19 empty] | 1 | 1 | 0
PG&E FRESNO | Storey | 230 | Offshore_Wind | 0 | 0 | 0 | 0 | 0 | 0 | 0 | 0 | 0 | 0 | 0 | 5 | 2 | 5 | 2 | [19 empty] | 1 | 1 | 0
PG&E NGBA | Summit | 115 | Offshore_Wind | 0 | 0 | 0 | 0 | 0 | 0 | 0 | 0 | 0 | 0 | 0 | 5 | 2 | 1 | 1 | [19 empty] | 1 | 1 | 0
SDGE | Suncrest | 230 | Offshore_Wind | 0 | 0 | 0 | 0 | 0 | 0 | 0 | 0 | 0 | 0 | 0 | 1 | 1 | 1 | 1 | [19 empty] | 1 | 1 | 0
SDGE | Suncrest | 500 | Offshore_Wind | 0 | 0 | 0 | 0 | 0 | 0 | 0 | 0 | 0 | 0 | 0 | 1 | 1 | 1 | 1 | [19 empty] | 1 | 1 | 0
PG&E KERN | Sunrise | 230 | Offshore_Wind | 0 | 0 | 0 | 0 | 0 | 0 | 0 | 0 | 0 | 0 | 0 | 5 | 2 | 5 | 2 | [19 empty] | 1 | 1 | 0
PG&E KERN | Sunset | 230 | Offshore_Wind | 0 | 0 | 0 | 0 | 0 | 0 | 0 | 0 | 0 | 0 | 0 | 5 | 2 | 5 | 2 | [19 empty] | 1 | 1 | 0
PG&E GBA | Swift | 115 | Offshore_Wind | 0 | 0 | 0 | 0 | 0 | 0 | 0 | 0 | 0 | 0 | 0 | 1 | 1 | 1 | 1 | [19 empty] | 1 | 1 | 0
SDGE | Sycamore Canyon | 138 | Offshore_Wind | 0 | 0 | 0 | 0 | 0 | 0 | 0 | 0 | 0 | 0 | 0 | 1 | 1 | 1 | 1 | 3 | [18 empty] | 1 | 1 | 0
SDGE | Sycamore Canyon | 230 | Offshore_Wind | 0 | 0 | 0 | 0 | 0 | 0 | 0 | 0 | 0 | 0 | 0 | 1 | 1 | 1 | 1 | [19 empty] | 1 | 1 | 0
SCE Northern | Sylmar | 230 | Offshore_Wind | 0 | 0 | 0 | 0 | 0 | 0 | 0 | 0 | 0 | 0 | 0 | 5 | 2 | 4 | 2 | [19 empty] | 1 | 1 | 0
PG&E NGBA | Table Mountain | 115 | Offshore_Wind | 0 | 0 | 0 | 0 | 0 | 0 | 0 | 0 | 0 | 0 | 0 | 5 | 2 | 1 | 1 | [19 empty] | 1 | 1 | 0
PG&E NGBA | Table Mountain | 230 | Offshore_Wind | 0 | 0 | 0 | 0 | 0 | 0 | 0 | 0 | 0 | 0 | 0 | 5 | 2 | 1 | 1 | [19 empty] | 1 | 1 | 0
PG&E NGBA | Table Mountain | 500 | Offshore_Wind | 0 | 0 | 0 | 0 | 0 | 0 | 0 | 0 | 0 | 0 | 0 | 5 | 2 | 1 | 1 | [19 empty] | 1 | 1 | 0
PG&E KERN | Taft | 115 | Offshore_Wind | 0 | 0 | 0 | 0 | 0 | 0 | 0 | 0 | 0 | 0 | 0 | 5 | 2 | 5 | 2 | [19 empty] | 1 | 1 | 0
SDGE | Talega | 138 | Offshore_Wind | 0 | 0 | 0 | 0 | 0 | 0 | 0 | 0 | 0 | 0 | 0 | 1 | 1 | 1 | 1 | 3 | [18 empty] | 1 | 1 | 0
SDGE | Talega | 230 | Offshore_Wind | 0 | 0 | 0 | 0 | 0 | 0 | 0 | 0 | 0 | 0 | 0 | 1 | 1 | 1 | 1 | [19 empty] | 1 | 1 | 0
PG&E GBA | Tassajara | 230 | Offshore_Wind | 0 | 0 | 0 | 0 | 0 | 0 | 0 | 0 | 0 | 0 | 0 | 5 | 2 | 1 | 1 | [19 empty] | 1 | 1 | 0
SDGE | Telegraph Canyon | 138 | Offshore_Wind | 0 | 0 | 0 | 0 | 0 | 0 | 0 | 0 | 0 | 0 | 0 | 1 | 1 | 1 | 1 | [19 empty] | 1 | 1 | 0
PG&E KERN | Temblor | 115 | Offshore_Wind | 0 | 0 | 0 | 0 | 0 | 0 | 0 | 0 | 0 | 0 | 0 | 5 | 2 | 5 | 2 | [19 empty] | 1 | 1 | 0
PG&E KERN | Templeton | 230 | Offshore_Wind | 0 | 0 | 0 | 0 | 0 | 0 | 0 | 0 | 0 | 0 | 0 | 5 | 2 | 5 | 2 | [19 empty] | 1 | 1 | 0
PG&E GBA | Tesla | 115 | Offshore_Wind | 0 | 0 | 0 | 0 | 0 | 0 | 0 | 0 | 0 | 0 | 0 | 1 | 1 | 1 | 1 | [19 empty] | 1 | 1 | 0
PG&E GBA | Tesla | 230 | Offshore_Wind | 0 | 0 | 0 | 0 | 0 | 0 | 0 | 0 | 0 | 0 | 0 | 5 | 2 | 1 | 1 | 4 | [18 empty] | 1 | 1 | 0
PG&E GBA | Tesla | 500 | Offshore_Wind | 0 | 0 | 0 | 0 | 0 | 0 | 0 | 0 | 0 | 0 | 0 | 1 | 1 | 1 | 1 | 5 | [18 empty] | 1 | 1 | 0
PG&E KERN | Tevis | 115 | Offshore_Wind | 0 | 0 | 0 | 0 | 0 | 0 | 0 | 0 | 0 | 0 | 0 | 5 | 2 | 5 | 2 | 4 | [18 empty] | 1 | 1 | 0
EOP | Thousandaire | 138 | Offshore_Wind | 0 | 0 | 0 | 0 | 0 | 0 | 0 | 0 | 0 | 0 | 0 | 5 | 2 | 4 | 2 | [19 empty] | 1 | 1 | 0
PG&E KERN | Topaz | 230 | Offshore_Wind | 0 | 0 | 0 | 0 | 0 | 0 | 0 | 0 | 0 | 0 | 0 | 5 | 2 | 5 | 2 | [19 empty] | 1 | 1 | 0
SCE NOL | Tortilla | 115 | Offshore_Wind | 0 | 0 | 0 | 0 | 0 | 0 | 0 | 0 | 0 | 0 | 0 | 3 | 3 | 1 | 1 | [19 empty] | 1 | 1 | 0
SDGE | Trabuco | 138 | Offshore_Wind | 0 | 0 | 0 | 0 | 0 | 0 | 0 | 0 | 0 | 0 | 0 | 1 | 1 | 1 | 1 | [19 empty] | 1 | 1 | 0
PG&E GBA | Tracy | 115 | Offshore_Wind | 0 | 0 | 0 | 0 | 0 | 0 | 0 | 0 | 0 | 0 | 0 | 1 | 1 | 1 | 1 | [19 empty] | 1 | 1 | 0
PG&E FRESNO | Tranquility | 230 | Offshore_Wind | 0 | 0 | 0 | 0 | 0 | 0 | 0 | 0 | 0 | 0 | 0 | 5 | 2 | 5 | 2 | 3 | [18 empty] | 1 | 1 | 0
PG&E GBA | Trimble | 115 | Offshore_Wind | 0 | 0 | 0 | 0 | 0 | 0 | 0 | 0 | 0 | 0 | 0 | 1 | 1 | 1 | 1 | [19 empty] | 1 | 1 | 0
EOP | Trout Canyon | 230 | Offshore_Wind | 0 | 0 | 0 | 0 | 0 | 0 | 0 | 0 | 0 | 0 | 0 | 5 | 2 | 4 | 2 | [19 empty] | 1 | 1 | 0
EOP | Trout Canyon | 500 | Offshore_Wind | 0 | 0 | 0 | 0 | 0 | 0 | 0 | 0 | 0 | 0 | 0 | 5 | 2 | 4 | 2 | [19 empty] | 1 | 1 | 0
PG&E NGBA | Tulucay | 230 | Offshore_Wind | 0 | 0 | 0 | 0 | 0 | 0 | 0 | 0 | 0 | 0 | 0 | 5 | 2 | 1 | 1 | [19 empty] | 1 | 1 | 0
PG&E KERN | Tupman | 115 | Offshore_Wind | 0 | 0 | 0 | 0 | 0 | 0 | 0 | 0 | 0 | 0 | 0 | 5 | 2 | 5 | 2 | [19 empty] | 1 | 1 | 0
PG&E NGBA | Ukiah | 115 | Offshore_Wind | 0 | 0 | 0 | 0 | 0 | 0 | 0 | 0 | 0 | 0 | 0 | 5 | 2 | 1 | 1 | [19 empty] | 1 | 1 | 0
PG&E NGBA | Vaca Dixon | 115 | Offshore_Wind | 0 | 0 | 0 | 0 | 0 | 0 | 0 | 0 | 0 | 0 | 0 | 5 | 2 | 1 | 1 | 4 | [18 empty] | 1 | 1 | 0
PG&E NGBA | Vaca Dixon | 230 | Offshore_Wind | 0 | 0 | 0 | 0 | 0 | 0 | 0 | 0 | 0 | 0 | 0 | 5 | 2 | 1 | 1 | [19 empty] | 1 | 1 | 0
PG&E NGBA | Vaca Dixon | 500 | Offshore_Wind | 0 | 0 | 0 | 0 | 0 | 0 | 0 | 0 | 0 | 0 | 0 | 5 | 2 | 1 | 1 | [19 empty] | 1 | 1 | 0
SCE Eastern | Valley (SCE) | 500 | Offshore_Wind | 0 | 0 | 0 | 0 | 0 | 0 | 0 | 0 | 0 | 0 | 0 | 1 | 1 | 1 | 1 | [19 empty] | 1 | 1 | 0
EOP | Valley (VEA) | 138 | Offshore_Wind | 0 | 0 | 0 | 0 | 0 | 0 | 0 | 0 | 0 | 0 | 0 | 5 | 2 | 4 | 2 | [19 empty] | 1 | 1 | 0
PG&E GBA | Valley Home | 115 | Offshore_Wind | 0 | 0 | 0 | 0 | 0 | 0 | 0 | 0 | 0 | 0 | 0 | 1 | 1 | 1 | 1 | [19 empty] | 1 | 1 | 0
PG&E GBA | Valley Springs | 230 | Offshore_Wind | 0 | 0 | 0 | 0 | 0 | 0 | 0 | 0 | 0 | 0 | 0 | 1 | 1 | 1 | 1 | [19 empty] | 1 | 1 | 0
EOP | Valley Switch | 138 | Offshore_Wind | 0 | 0 | 0 | 0 | 0 | 0 | 0 | 0 | 0 | 0 | 0 | 5 | 2 | 4 | 2 | [19 empty] | 1 | 1 | 0
EOP | Valley Switch | 230 | Offshore_Wind | 0 | 0 | 0 | 0 | 0 | 0 | 0 | 0 | 0 | 0 | 0 | 5 | 2 | 4 | 2 | [19 empty] | 1 | 1 | 0
PG&E GBA | Vasco | 230 | Offshore_Wind | 0 | 0 | 0 | 0 | 0 | 0 | 0 | 0 | 0 | 0 | 0 | 5 | 2 | 1 | 1 | [19 empty] | 1 | 1 | 0
PG&E GBA | Vasona | 230 | Offshore_Wind | 0 | 0 | 0 | 0 | 0 | 0 | 0 | 0 | 0 | 0 | 0 | 1 | 1 | 1 | 1 | [19 empty] | 1 | 1 | 0
SCE Northern | Vestal | 230 | Offshore_Wind | 0 | 0 | 0 | 0 | 0 | 0 | 0 | 0 | 0 | 0 | 0 | 1 | 1 | 1 | 1 | [19 empty] | 1 | 1 | 0
SCE NOL | Victor | 115 | Offshore_Wind | 0 | 0 | 0 | 0 | 0 | 0 | 0 | 0 | 0 | 0 | 0 | 1 | 1 | 1 | 1 | 3 | [18 empty] | 1 | 1 | 0
SCE NOL | Victor | 230 | Offshore_Wind | 0 | 0 | 0 | 0 | 0 | 0 | 0 | 0 | 0 | 0 | 0 | 1 | 1 | 1 | 1 | 4 | [18 empty] | 1 | 1 | 0
SCE Metro | Viejo | 230 | Offshore_Wind | 0 | 0 | 0 | 0 | 0 | 0 | 0 | 0 | 0 | 0 | 0 | 1 | 1 | 1 | 1 | [19 empty] | 1 | 1 | 0
PG&E GBA | Vierra | 115 | Offshore_Wind | 0 | 0 | 0 | 0 | 0 | 0 | 0 | 0 | 0 | 0 | 0 | 1 | 1 | 1 | 1 | [19 empty] | 1 | 1 | 0
SCE Metro | Villa Park | 230 | Offshore_Wind | 0 | 0 | 0 | 0 | 0 | 0 | 0 | 0 | 0 | 0 | 0 | 1 | 1 | 1 | 1 | [19 empty] | 1 | 1 | 0
SCE Northern | Vincent | 230 | Offshore_Wind | 0 | 0 | 0 | 0 | 0 | 0 | 0 | 0 | 0 | 0 | 0 | 1 | 1 | 1 | 1 | 4 | [18 empty] | 1 | 1 | 0
SCE Northern | Vincent | 500 | Offshore_Wind | 0 | 0 | 0 | 0 | 0 | 0 | 0 | 0 | 0 | 0 | 0 | 1 | 1 | 1 | 1 | 5 | [18 empty] | 1 | 1 | 0
PG&E GBA | Vineyard | 230 | Offshore_Wind | 0 | 0 | 0 | 0 | 0 | 0 | 0 | 0 | 0 | 0 | 0 | 5 | 2 | 1 | 1 | [19 empty] | 1 | 1 | 0
SCE Eastern | Vista (SCE) | 230 | Offshore_Wind | 0 | 0 | 0 | 0 | 0 | 0 | 0 | 0 | 0 | 0 | 0 | 1 | 1 | 1 | 1 | [19 empty] | 1 | 1 | 0
EOP | Vista (VEA) | 138 | Offshore_Wind | 0 | 0 | 0 | 0 | 0 | 0 | 0 | 0 | 0 | 0 | 0 | 5 | 2 | 4 | 2 | [19 empty] | 1 | 1 | 0
EOP | Vista (VEA) | 230 | Offshore_Wind | 0 | 0 | 0 | 0 | 0 | 0 | 0 | 0 | 0 | 0 | 0 | 5 | 2 | 4 | 2 | [19 empty] | 1 | 1 | 0
PG&E FRESNO | Wahtoke | 115 | Offshore_Wind | 0 | 0 | 0 | 0 | 0 | 0 | 0 | 0 | 0 | 0 | 0 | 5 | 2 | 1 | 1 | [19 empty] | 1 | 1 | 0
SCE Metro | Walnut | 230 | Offshore_Wind | 0 | 0 | 0 | 0 | 0 | 0 | 0 | 0 | 0 | 0 | 0 | 1 | 1 | 1 | 1 | [19 empty] | 1 | 1 | 0
SCE Northern | Warne | 230 | Offshore_Wind | 0 | 0 | 0 | 0 | 0 | 0 | 0 | 0 | 0 | 0 | 0 | 5 | 2 | 4 | 2 | [19 empty] | 1 | 1 | 0
PG&E GBA | Warnerville | 230 | Offshore_Wind | 0 | 0 | 0 | 0 | 0 | 0 | 0 | 0 | 0 | 0 | 0 | 5 | 2 | 5 | 2 | [19 empty] | 1 | 1 | 0
PG&E FRESNO | Waukena | 115 | Offshore_Wind | 0 | 0 | 0 | 0 | 0 | 0 | 0 | 0 | 0 | 0 | 0 | 5 | 2 | 1 | 1 | [19 empty] | 1 | 1 | 0
PG&E GBA | Weber | 230 | Offshore_Wind | 0 | 0 | 0 | 0 | 0 | 0 | 0 | 0 | 0 | 0 | 0 | 1 | 1 | 1 | 1 | [19 empty] | 1 | 1 | 0
PG&E FRESNO | West Fresno | 115 | Offshore_Wind | 0 | 0 | 0 | 0 | 0 | 0 | 0 | 0 | 0 | 0 | 0 | 5 | 2 | 5 | 2 | [19 empty] | 1 | 1 | 0
PG&E FRESNO | Westley | 230 | Offshore_Wind | 0 | 0 | 0 | 0 | 0 | 0 | 0 | 0 | 0 | 0 | 0 | 1 | 1 | 1 | 1 | [19 empty] | 1 | 1 | 0
PG&E KERN | Westpark | 115 | Offshore_Wind | 0 | 0 | 0 | 0 | 0 | 0 | 0 | 0 | 0 | 0 | 0 | 5 | 2 | 1 | 1 | [19 empty] | 1 | 1 | 0
PG&E KERN | Wheeler Ridge | 230 | Offshore_Wind | 0 | 0 | 0 | 0 | 0 | 0 | 0 | 0 | 0 | 0 | 0 | 5 | 2 | 5 | 2 | 1 | [18 empty] | 1 | 1 | 0
PG&E KERN | Wheeler Ridge | 115 | Offshore_Wind | 0 | 0 | 0 | 0 | 0 | 0 | 0 | 0 | 0 | 0 | 0 | 5 | 2 | 1 | 1 | 3 | [18 empty] | 1 | 1 | 0
SCE Northern | Whirlwind | 230 | Offshore_Wind | 0 | 0 | 0 | 0 | 0 | 0 | 0 | 0 | 0 | 0 | 0 | 1 | 1 | 1 | 1 | 5 | [18 empty] | 1 | 1 | 0
SCE Northern | Whirlwind | 500 | Offshore_Wind | 0 | 0 | 0 | 0 | 0 | 0 | 0 | 0 | 0 | 0 | 0 | 1 | 1 | 1 | 1 | 5 | [18 empty] | 1 | 1 | 0
PG&E GBA | Whisman | 115 | Offshore_Wind | 0 | 0 | 0 | 0 | 0 | 0 | 0 | 0 | 0 | 0 | 0 | 1 | 1 | 1 | 1 | [19 empty] | 1 | 1 | 0
SCE Eastern | Wildlife | 230 | Offshore_Wind | 0 | 0 | 0 | 0 | 0 | 0 | 0 | 0 | 0 | 0 | 0 | 1 | 1 | 1 | 1 | [19 empty] | 1 | 1 | 0
PG&E FRESNO | Wilson | 115 | Offshore_Wind | 0 | 0 | 0 | 0 | 0 | 0 | 0 | 0 | 0 | 0 | 0 | 5 | 2 | 5 | 2 | 4 | [18 empty] | 1 | 1 | 0
PG&E FRESNO | Wilson | 230 | Offshore_Wind | 0 | 0 | 0 | 0 | 0 | 0 | 0 | 0 | 0 | 0 | 0 | 5 | 2 | 5 | 2 | [19 empty] | 1 | 1 | 0
SCE Northern | Windhub | 230 | Offshore_Wind | 0 | 0 | 0 | 0 | 0 | 0 | 0 | 0 | 0 | 0 | 0 | 1 | 1 | 1 | 1 | 4 | [18 empty] | 1 | 1 | 0
SCE Northern | Windhub | 500 | Offshore_Wind | 0 | 0 | 0 | 0 | 0 | 0 | 0 | 0 | 0 | 0 | 0 | 1 | 1 | 1 | 1 | 5 | [18 empty] | 1 | 1 | 0
PG&E GBA | Windmaster | 230 | Offshore_Wind | 0 | 0 | 0 | 0 | 0 | 0 | 0 | 0 | 0 | 0 | 0 | 5 | 2 | 1 | 1 | [19 empty] | 1 | 1 | 0
PG&E NGBA | Woodland | 115 | Offshore_Wind | 0 | 0 | 0 | 0 | 0 | 0 | 0 | 0 | 0 | 0 | 0 | 5 | 2 | 1 | 1 | [19 empty] | 1 | 1 | 0
PG&E FRESNO | Woodward | 115 | Offshore_Wind | 0 | 0 | 0 | 0 | 0 | 0 | 0 | 0 | 0 | 0 | 0 | 5 | 2 | 1 | 1 | [19 empty] | 1 | 1 | 0
PG&E NGBA | Wyandotte | 115 | Offshore_Wind | 0 | 0 | 0 | 0 | 0 | 0 | 0 | 0 | 0 | 0 | 0 | 5 | 2 | 1 | 1 | [19 empty] | 1 | 1 | 0

## 2041_Criteria_Alignment
Summary of mapped resources alignment with all the applied busbar mapping criteria for the 2041 model year. Results are shown by substation and resource type.
[6 empty] | Total Portfolio |  |  | In-Development |  |  | Generic |  |  | 1. System level transmission capability |  |  |  | 2. Substation level interconnection |  |  | 3. Land-use implications and feasibility |  |  |  |  | 4. Environmental (conservation and biological) impact factors | [5 empty] | 5. Community and environmental (societal) impact factors |  |  |  |  | 6 | 7. Alignment with Previous TPP Portfolios | Flag
CAISO Study Area | Substation | Voltage | Resource Type | Out-of-CAISO | Mapped Res. Note | FCDS (or 4-hr for Battery) | EODS (or 8-hr for Battery) | Total | FCDS (or 4-hr for Battery) | EODS (or 8-hr for Battery) | Total | FCDS (or 4-hr for Battery) | EODS (or 8-hr for Battery) | Total | FCDS Alignment pre-upgrades | Final FCDS Alignment | EODS Alignment pre-upgrades | Final EODS Alignment | Interconnection Upgrade | Distance to interconnection | Voltage Interconnection | Core Screen Criteria Alignment Level | Parcelization Criteria Alignment Level | Cropland Index Criteria Alignment Level | Overdrafted Basin Criteria Alignment Level | Fire Threat Criteria Alignment Level | ACE Connectivity Criteria Alignment | ACE Biodiversity Criteria Alignment | ACE Irreplaceability Criteria Alignment | All ACE Criteria Alignment | Intactness Criteria Alignment | Wetlands Criteria Alignment | Non-Attainment Zone PM2.5 | Non-Attainment Zone O3 | Gas Plant Proximity | IRA Energy Communities | DAC Proximity | Commercial Development Interest | Alignment with Previous TPP
PG&E KERN | 7th Standard | 115 | Geothermal | 0 | 0 | 0 | 0 | 0 | 0 | 0 | 0 | 0 | 0 | 0 | 5 | 2 | 5 | 2 | [14 empty] | 1 | 1 | 3 | 1 | 2 | 1 | 1 | 0
SCE Metro | Alamitos | 230 | Geothermal | 0 | 0 | 0 | 0 | 0 | 0 | 0 | 0 | 0 | 0 | 0 | 1 | 1 | 1 | 1 | [14 empty] | 1 | 1 | 1 | 1 | 1 | 1 | 1 | 0
SCE Eastern | Alberhill | 115 | Geothermal | 0 | 0 | 0 | 0 | 0 | 0 | 0 | 0 | 0 | 0 | 0 | 4 | 4 | 1 | 1 | [14 empty] | 1 | 1 | 4 | 1 | 1 | 1 | 1 | 0
SCE Eastern | Alberhill | 500 | Geothermal | 0 | 0 | 0 | 0 | 0 | 0 | 0 | 0 | 0 | 0 | 0 | 4 | 4 | 1 | 1 | [14 empty] | 1 | 1 | 4 | 1 | 1 | 1 | 1 | 0
PG&E GBA | Alhambra | 115 | Geothermal | 0 | 0 | 0 | 0 | 0 | 0 | 0 | 0 | 0 | 0 | 0 | 5 | 2 | 1 | 1 | [14 empty] | 2 | 1 | 2 | 1 | 2 | 1 | 1 | 0
PG&E FRESNO | Alpaugh | 115 | Geothermal | 0 | 0 | 0 | 0 | 0 | 0 | 0 | 0 | 0 | 0 | 0 | 5 | 2 | 5 | 2 | 3 | [13 empty] | 1 | 1 | 3 | 1 | 1 | 1 | 1 | 0
SDGE | Alpine | 69 | Geothermal | 0 | 0 | 0 | 0 | 0 | 0 | 0 | 0 | 0 | 0 | 0 | 1 | 1 | 1 | 1 | [14 empty] | 2 | 1 | 4 | 1 | 3 | 1 | 1 | 0
PG&E GBA | Altamont Midway (Sandhill) | 230 | Geothermal | 0 | 0 | 0 | 0 | 0 | 0 | 0 | 0 | 0 | 0 | 0 | 5 | 2 | 1 | 1 | [14 empty] | 2 | 1 | 2 | 1 | 3 | 1 | 1 | 0
SCE Northern | Antelope | 66 | Geothermal | 0 | 0 | 0 | 0 | 0 | 0 | 0 | 0 | 0 | 0 | 0 | 1 | 1 | 1 | 1 | [14 empty] | 2 | 1 | 4 | 1 | 3 | 1 | 1 | 0
SCE Northern | Antelope | 230 | Geothermal | 0 | 0 | 0 | 0 | 0 | 0 | 0 | 0 | 0 | 0 | 0 | 1 | 1 | 1 | 1 | 4 | [13 empty] | 2 | 1 | 4 | 1 | 3 | 1 | 1 | 0
SCE Northern | Antelope | 500 | Geothermal | 0 | 0 | 0 | 0 | 0 | 0 | 0 | 0 | 0 | 0 | 0 | 1 | 1 | 1 | 1 | [14 empty] | 2 | 1 | 4 | 1 | 3 | 1 | 1 | 0
PG&E NGBA | Arcata | 60 | Geothermal | 0 | 0 | 0 | 0 | 0 | 0 | 0 | 0 | 0 | 0 | 0 | 5 | 2 | 1 | 1 | [14 empty] | 2 | 2 | 4 | 2 | 3 | 1 | 1 | 0
PG&E KERN | Arco | 230 | Geothermal | 0 | 0 | 0 | 0 | 0 | 0 | 0 | 0 | 0 | 0 | 0 | 5 | 2 | 5 | 2 | 3 | [13 empty] | 1 | 1 | 4 | 1 | 1 | 1 | 1 | 0
PG&E KERN | Arco | 70 | Geothermal | 0 | 0 | 0 | 0 | 0 | 0 | 0 | 0 | 0 | 0 | 0 | 5 | 2 | 5 | 2 | [14 empty] | 1 | 1 | 4 | 1 | 1 | 1 | 1 | 0
SCE Metro | ArcoGen | 230 | Geothermal | 0 | 0 | 0 | 0 | 0 | 0 | 0 | 0 | 0 | 0 | 0 | 1 | 1 | 1 | 1 | [14 empty] | 1 | 1 | 1 | 1 | 1 | 1 | 1 | 0
SDGE | Artesian | 230 | Geothermal | 0 | 0 | 0 | 0 | 0 | 0 | 0 | 0 | 0 | 0 | 0 | 1 | 1 | 1 | 1 | [14 empty] | 2 | 1 | 2 | 1 | 3 | 1 | 1 | 0
SDGE | Artesian | 69 | Geothermal | 0 | 0 | 0 | 0 | 0 | 0 | 0 | 0 | 0 | 0 | 0 | 1 | 1 | 1 | 1 | [14 empty] | 2 | 1 | 2 | 1 | 3 | 1 | 1 | 0
PG&E FRESNO | Ashlan | 230 | Geothermal | 0 | 0 | 0 | 0 | 0 | 0 | 0 | 0 | 0 | 0 | 0 | 5 | 4 | 5 | 2 | [14 empty] | 1 | 1 | 2 | 2 | 1 | 1 | 1 | 0
PG&E NGBA | Atlantic | 115 | Geothermal | 0 | 0 | 0 | 0 | 0 | 0 | 0 | 0 | 0 | 0 | 0 | 5 | 4 | 1 | 1 | [14 empty] | 2 | 1 | 2 | 2 | 3 | 1 | 1 | 0
PG&E NGBA | Atlantic | 230 | Geothermal | 0 | 0 | 0 | 0 | 0 | 0 | 0 | 0 | 0 | 0 | 0 | 5 | 4 | 1 | 1 | [14 empty] | 2 | 1 | 2 | 2 | 3 | 1 | 1 | 0
PG&E NGBA | Atlantic | 60 | Geothermal | 0 | 0 | 0 | 0 | 0 | 0 | 0 | 0 | 0 | 0 | 0 | 5 | 4 | 1 | 1 | [14 empty] | 2 | 1 | 2 | 2 | 3 | 1 | 1 | 0
PG&E FRESNO | Atwater | 115 | Geothermal | 0 | 0 | 0 | 0 | 0 | 0 | 0 | 0 | 0 | 0 | 0 | 5 | 4 | 5 | 2 | [14 empty] | 1 | 1 | 2 | 2 | 1 | 1 | 1 | 0
PG&E GBA | Avena | 115 | Geothermal | 0 | 0 | 0 | 0 | 0 | 0 | 0 | 0 | 0 | 0 | 0 | 5 | 4 | 1 | 1 | [14 empty] | 1 | 1 | 3 | 2 | 1 | 1 | 1 | 0 | Assumes long gen-tie from geotheraml regions in Central Nevada to the Beatty sub.
SDGE | Avocado | 69 | Geothermal | 0 | 0 | 0 | 0 | 0 | 0 | 0 | 0 | 0 | 0 | 0 | 1 | 1 | 1 | 1 | [14 empty] | 2 | 1 | 3 | 1 | 3 | 1 | 1 | 0
PG&E NGBA | Bahia | 230 | Geothermal | 0 | 0 | 0 | 0 | 0 | 0 | 0 | 0 | 0 | 0 | 0 | 5 | 4 | 1 | 1 | [14 empty] | 2 | 1 | 1 | 1 | 2 | 1 | 1 | 0
SCE Northern | Bailey | 230 | Geothermal | 0 | 0 | 0 | 0 | 0 | 0 | 0 | 0 | 0 | 0 | 0 | 5 | 2 | 4 | 2 | [14 empty] | 1 | 1 | 4 | 1 | 3 | 1 | 1 | 0
SCE NOL | Baker | 115 | Geothermal | 0 | 0 | 0 | 0 | 0 | 0 | 0 | 0 | 0 | 0 | 0 | 3 | 3 | 1 | 1 | [14 empty] | 2 | 2 | 4 | 1 | 1 | 1 | 1 | 0
PG&E KERN | Bakersfield | 230 | Geothermal | 0 | 0 | 0 | 0 | 0 | 0 | 0 | 0 | 0 | 0 | 0 | 5 | 2 | 5 | 2 | [14 empty] | 1 | 1 | 3 | 1 | 1 | 1 | 1 | 0
PG&E FRESNO | Balch | 230 | Geothermal | 0 | 0 | 0 | 0 | 0 | 0 | 0 | 0 | 0 | 0 | 0 | 5 | 2 | 5 | 2 | [14 empty] | 1 | 1 | 4 | 2 | 3 | 1 | 1 | 0
SCE Eastern | Bannister | 230 | Geothermal | 0 | 0 | 0 | 0 | 0 | 0 | 0 | 0 | 0 | 0 | 0 | 5 | 4 | 1 | 1 |  |  |  | 1 |  |  |  | 1 | 1 | 1 | 1 | 1 | 1 | 2 | 2 | 1 | 2 | 2 | 1 | 1 | 1 | 0
SCE Metro | Barre | 230 | Geothermal | 0 | 0 | 0 | 0 | 0 | 0 | 0 | 0 | 0 | 0 | 0 | 1 | 1 | 1 | 1 | [14 empty] | 1 | 1 | 1 | 1 | 1 | 1 | 1 | 0
SDGE | Bay Boulevard | 69 | Geothermal | 0 | 0 | 0 | 0 | 0 | 0 | 0 | 0 | 0 | 0 | 0 | 1 | 1 | 1 | 1 | [14 empty] | 2 | 1 | 2 | 1 | 1 | 1 | 1 | 0
SDGE | Bay Boulevard | 230 | Geothermal | 0 | 0 | 0 | 0 | 0 | 0 | 0 | 0 | 0 | 0 | 0 | 1 | 1 | 1 | 1 | [14 empty] | 2 | 1 | 2 | 1 | 1 | 1 | 1 | 0
EOP | Beatty | 138 | Geothermal | 0 | 0 | 0 | 0 | 0 | 0 | 0 | 0 | 0 | 0 | 0 | 5 | 2 | 4 | 2 | [14 empty] | 2 | 2 | 4 | 1 | 3 | 1 | 1 | 0
EOP | Beatty | 230 | Geothermal | Yes | Central Nevada (EGS ) | 436 | 0 | 436 | 0 | 0 | 0 | 436 | 0 | 436 | 5 | 2 | 4 | 2 |  | 4 |  | N/A |  |  |  | N/A | N/A | N/A | N/A | N/A | N/A | N/A | 2 | 2 | 4 | 1 | 3 | 5- | 1 | 1
PG&E NGBA | Belden | 230 | Geothermal | 0 | 0 | 0 | 0 | 0 | 0 | 0 | 0 | 0 | 0 | 0 | 5 | 5 | 3 | 3 | [14 empty] | 2 | 2 | 4 | 1 | 3 | 1 | 1 | 0
PG&E NGBA | Bell | 115 | Geothermal | 0 | 0 | 0 | 0 | 0 | 0 | 0 | 0 | 0 | 0 | 0 | 5 | 4 | 1 | 1 | [14 empty] | 2 | 1 | 4 | 2 | 3 | 1 | 1 | 0
PG&E NGBA | Bellevue | 115 | Geothermal | 0 | 0 | 0 | 0 | 0 | 0 | 0 | 0 | 0 | 0 | 0 | 5 | 2 | 1 | 1 | [14 empty] | 2 | 1 | 2 | 2 | 2 | 1 | 1 | 0
PG&E GBA | Bellota | 115 | Geothermal | 0 | 0 | 0 | 0 | 0 | 0 | 0 | 0 | 0 | 0 | 0 | 5 | 4 | 1 | 1 | 3 | [13 empty] | 1 | 1 | 4 | 2 | 3 | 1 | 1 | 0
PG&E GBA | Bellota | 230 | Geothermal | 0 | 0 | 0 | 0 | 0 | 0 | 0 | 0 | 0 | 0 | 0 | 5 | 4 | 1 | 1 | 3 | [13 empty] | 1 | 1 | 4 | 2 | 3 | 1 | 1 | 0
SCE Northern | Big Creek | 230 | Geothermal | 0 | 0 | 0 | 0 | 0 | 0 | 0 | 0 | 0 | 0 | 0 | 1 | 1 | 1 | 1 | [14 empty] | 1 | 1 | 4 | 2 | 3 | 1 | 1 | 0
PG&E FRESNO | Biola | 70 | Geothermal | 0 | 0 | 0 | 0 | 0 | 0 | 0 | 0 | 0 | 0 | 0 | 5 | 2 | 5 | 2 | [14 empty] | 1 | 1 | 4 | 2 | 1 | 1 | 1 | 0
PG&E GBA | Birds Landing | 230 | Geothermal | 0 | 0 | 0 | 0 | 0 | 0 | 0 | 0 | 0 | 0 | 0 | 5 | 4 | 1 | 1 | 3 | [13 empty] | 2 | 1 | 4 | 1 | 1 | 1 | 1 | 0
SCE Northern | Bliss | 66 | Geothermal | 0 | 0 | 0 | 0 | 0 | 0 | 0 | 0 | 0 | 0 | 0 | 1 | 1 | 1 | 1 | [14 empty] | 1 | 1 | 4 | 1 | 1 | 1 | 1 | 0
SCE Eastern | Blythe | 161 | Geothermal | 0 | 0 | 0 | 0 | 0 | 0 | 0 | 0 | 0 | 0 | 0 | 5 | 2 | 1 | 1 | 3 | [13 empty] | 2 | 2 | 2 | 1 | 1 | 1 | 1 | 0
PG&E NGBA | Bogue | 115 | Geothermal | 0 | 0 | 0 | 0 | 0 | 0 | 0 | 0 | 0 | 0 | 0 | 5 | 4 | 1 | 1 | [14 empty] | 2 | 2 | 2 | 1 | 2 | 1 | 1 | 0
PG&E FRESNO | Borden | 230 | Geothermal | 0 | 0 | 0 | 0 | 0 | 0 | 0 | 0 | 0 | 0 | 0 | 5 | 2 | 5 | 2 | 1 | [13 empty] | 1 | 1 | 4 | 2 | 1 | 1 | 1 | 0
PG&E FRESNO | Borden | 70 | Geothermal | 0 | 0 | 0 | 0 | 0 | 0 | 0 | 0 | 0 | 0 | 0 | 5 | 2 | 5 | 2 | [14 empty] | 1 | 1 | 4 | 2 | 1 | 1 | 1 | 0
SDGE | Boulevard East | 138 | Geothermal | 0 | 0 | 0 | 0 | 0 | 0 | 0 | 0 | 0 | 0 | 0 | 1 | 1 | 1 | 1 | 1 | [13 empty] | 2 | 1 | 4 | 1 | 3 | 1 | 1 | 0
SDGE | Boulevard East | 69 | Geothermal | 0 | 0 | 0 | 0 | 0 | 0 | 0 | 0 | 0 | 0 | 0 | 1 | 1 | 1 | 1 | [14 empty] | 2 | 1 | 4 | 1 | 3 | 1 | 1 | 0
PG&E GBA | Brentwood | 230 | Geothermal | 0 | 0 | 0 | 0 | 0 | 0 | 0 | 0 | 0 | 0 | 0 | 5 | 4 | 1 | 1 | [14 empty] | 2 | 1 | 4 | 1 | 3 | 1 | 1 | 0
PG&E NGBA | Bridgeville | 115 | Geothermal | 0 | EGS | 185 | 0 | 185 | 0 | 0 | 0 | 185 | 0 | 185 | 5 | 2 | 1 | 1 | [14 empty] | 2 | 2 | 4 | 2 | 3 | 5- | 1 | 1
PG&E NGBA | Brighton | 115 | Geothermal | 0 | 0 | 0 | 0 | 0 | 0 | 0 | 0 | 0 | 0 | 0 | 5 | 4 | 1 | 1 | [14 empty] | 2 | 1 | 2 | 2 | 1 | 1 | 1 | 0
PG&E NGBA | Brighton | 230 | Geothermal | 0 | 0 | 0 | 0 | 0 | 0 | 0 | 0 | 0 | 0 | 0 | 5 | 4 | 1 | 1 | [14 empty] | 2 | 1 | 2 | 2 | 1 | 1 | 1 | 0
PG&E NGBA | Brunswick | 115 | Geothermal | 0 | 0 | 0 | 0 | 0 | 0 | 0 | 0 | 0 | 0 | 0 | 5 | 4 | 1 | 1 | [14 empty] | 2 | 1 | 4 | 1 | 3 | 1 | 1 | 0
PG&E NGBA | Bucks Creek | 230 | Geothermal | 0 | 0 | 0 | 0 | 0 | 0 | 0 | 0 | 0 | 0 | 0 | 5 | 5 | 3 | 3 | [14 empty] | 2 | 2 | 4 | 1 | 3 | 1 | 1 | 0
PG&E KERN | Buena Vista | 230 | Geothermal | 0 | 0 | 0 | 0 | 0 | 0 | 0 | 0 | 0 | 0 | 0 | 5 | 2 | 5 | 2 | [14 empty] | 2 | 2 | 4 | 2 | 1 | 1 | 1 | 0
PG&E FRESNO | Bullard | 115 | Geothermal | 0 | 0 | 0 | 0 | 0 | 0 | 0 | 0 | 0 | 0 | 0 | 5 | 2 | 5 | 2 | [14 empty] | 1 | 1 | 1 | 2 | 2 | 1 | 1 | 0
PG&E GBA | Burlingame | 115 | Geothermal | 0 | 0 | 0 | 0 | 0 | 0 | 0 | 0 | 0 | 0 | 0 | 5 | 2 | 1 | 1 | [14 empty] | 2 | 1 | 3 | 1 | 2 | 1 | 1 | 0
PG&E NGBA | Burney Forest | 230 | Geothermal | 0 | 0 | 0 | 0 | 0 | 0 | 0 | 0 | 0 | 0 | 0 | 5 | 2 | 1 | 1 | [14 empty] | 2 | 2 | 4 | 2 | 3 | 1 | 1 | 0
PG&E NGBA | Butte | 115 | Geothermal | 0 | 0 | 0 | 0 | 0 | 0 | 0 | 0 | 0 | 0 | 0 | 5 | 2 | 1 | 1 | [14 empty] | 2 | 1 | 4 | 2 | 2 | 1 | 1 | 0
PG&E KERN | Cabrillo | 115 | Geothermal | 0 | 0 | 0 | 0 | 0 | 0 | 0 | 0 | 0 | 0 | 0 | 5 | 2 | 5 | 2 | [14 empty] | 2 | 2 | 4 | 1 | 3 | 1 | 1 | 0
PG&E FRESNO | Cal Flats | 230 | Geothermal | 0 | 0 | 0 | 0 | 0 | 0 | 0 | 0 | 0 | 0 | 0 | 5 | 2 | 5 | 2 | [14 empty] | 2 | 2 | 4 | 2 | 2 | 1 | 1 | 0
SCE NOL | Calcite | 230 | Geothermal | 0 | 0 | 0 | 0 | 0 | 0 | 0 | 0 | 0 | 0 | 0 | 1 | 1 | 1 | 1 | 3 | [13 empty] | 2 | 1 | 4 | 1 | 3 | 1 | 1 | 0
PG&E KERN | Caliente | 230 | Geothermal | 0 | 0 | 0 | 0 | 0 | 0 | 0 | 0 | 0 | 0 | 0 | 5 | 2 | 5 | 2 | 1 | [13 empty] | 2 | 1 | 4 | 2 | 2 | 1 | 1 | 0
PG&E FRESNO | California Ave | 115 | Geothermal | 0 | 0 | 0 | 0 | 0 | 0 | 0 | 0 | 0 | 0 | 0 | 5 | 2 | 5 | 2 | [14 empty] | 1 | 1 | 2 | 2 | 1 | 1 | 1 | 0
PG&E KERN | Callender | 115 | Geothermal | 0 | 0 | 0 | 0 | 0 | 0 | 0 | 0 | 0 | 0 | 0 | 5 | 2 | 5 | 2 | [14 empty] | 2 | 2 | 4 | 2 | 2 | 1 | 1 | 0
PG&E NGBA | Calpella | 115 | Geothermal | 0 | 0 | 0 | 0 | 0 | 0 | 0 | 0 | 0 | 0 | 0 | 5 | 2 | 1 | 1 | [14 empty] | 2 | 2 | 4 | 2 | 3 | 1 | 1 | 0
PG&E GBA | Camanche | 230 | Geothermal | 0 | 0 | 0 | 0 | 0 | 0 | 0 | 0 | 0 | 0 | 0 | 5 | 4 | 1 | 1 | [14 empty] | 1 | 1 | 4 | 2 | 3 | 1 | 1 | 0
SDGE | Cameron | 69 | Geothermal | 0 | 0 | 0 | 0 | 0 | 0 | 0 | 0 | 0 | 0 | 0 | 1 | 1 | 1 | 1 | [14 empty] | 1 | 1 | 2 | 1 | 1 | 1 | 1 | 0
SDGE | Cannon | 69 | Geothermal | 0 | 0 | 0 | 0 | 0 | 0 | 0 | 0 | 0 | 0 | 0 | 1 | 1 | 1 | 1 | [14 empty] | 2 | 1 | 1 | 1 | 3 | 1 | 1 | 0
PG&E FRESNO | Cantua | 115 | Geothermal | 0 | 0 | 0 | 0 | 0 | 0 | 0 | 0 | 0 | 0 | 0 | 5 | 2 | 5 | 2 | [14 empty] | 1 | 1 | 4 | 2 | 1 | 1 | 1 | 0
SDGE | Capistrano | 138 | Geothermal | 0 | 0 | 0 | 0 | 0 | 0 | 0 | 0 | 0 | 0 | 0 | 1 | 1 | 1 | 1 | [14 empty] | 1 | 1 | 2 | 1 | 3 | 1 | 1 | 0
SDGE | Capistrano | 230 | Geothermal | 0 | 0 | 0 | 0 | 0 | 0 | 0 | 0 | 0 | 0 | 0 | 1 | 1 | 1 | 1 | [14 empty] | 1 | 1 | 2 | 1 | 3 | 1 | 1 | 0
PG&E NGBA | Carberry | 230 | Geothermal | 0 | 0 | 0 | 0 | 0 | 0 | 0 | 0 | 0 | 0 | 0 | 5 | 2 | 1 | 1 | [14 empty] | 2 | 2 | 4 | 2 | 3 | 1 | 1 | 0
SCE Eastern | Cardiff | 66 | Geothermal | 0 | 0 | 0 | 0 | 0 | 0 | 0 | 0 | 0 | 0 | 0 | 4 | 4 | 1 | 1 | [14 empty] | 1 | 1 | 2 | 1 | 1 | 1 | 1 | 0
PG&E NGBA | Caribou | 60 | Geothermal | 0 | 0 | 0 | 0 | 0 | 0 | 0 | 0 | 0 | 0 | 0 | 5 | 4 | 1 | 1 | [14 empty] | 2 | 2 | 4 | 1 | 3 | 1 | 1 | 0
PG&E NGBA | Caribou | 115 | Geothermal | 0 | 0 | 0 | 0 | 0 | 0 | 0 | 0 | 0 | 0 | 0 | 5 | 4 | 1 | 1 | [14 empty] | 2 | 2 | 4 | 1 | 3 | 1 | 1 | 0
PG&E NGBA | Caribou | 230 | Geothermal | 0 | 0 | 0 | 0 | 0 | 0 | 0 | 0 | 0 | 0 | 0 | 5 | 4 | 1 | 1 | [14 empty] | 2 | 2 | 4 | 1 | 3 | 1 | 1 | 0
EOP | Carpenter Canyon (fka Gamebird) | 138 | Geothermal | 0 | 0 | 0 | 0 | 0 | 0 | 0 | 0 | 0 | 0 | 0 | 5 | 2 | 4 | 2 | [14 empty] | 2 | 2 | 4 | 1 | 3 | 1 | 1 | 0
EOP | Carpenter Canyon (fka Gamebird) | 230 | Geothermal | 0 | 0 | 0 | 0 | 0 | 0 | 0 | 0 | 0 | 0 | 0 | 5 | 2 | 4 | 2 | [14 empty] | 2 | 2 | 4 | 1 | 3 | 1 | 1 | 0
PG&E NGBA | Carquinez | 115 | Geothermal | 0 | 0 | 0 | 0 | 0 | 0 | 0 | 0 | 0 | 0 | 0 | 5 | 2 | 1 | 1 | [14 empty] | 2 | 1 | 2 | 1 | 1 | 1 | 1 | 0
SDGE | Carrizo Gorge | 138 | Geothermal | 0 | 0 | 0 | 0 | 0 | 0 | 0 | 0 | 0 | 0 | 0 | 1 | 1 | 1 | 1 | [14 empty] | 2 | 1 | 4 | 1 | 3 | 1 | 1 | 0
PG&E KERN | Carrizo Plains | 115 | Geothermal | 0 | 0 | 0 | 0 | 0 | 0 | 0 | 0 | 0 | 0 | 0 | 5 | 2 | 5 | 2 | [14 empty] | 2 | 1 | 4 | 2 | 2 | 1 | 1 | 0
PG&E KERN | Casaloma | 230 | Geothermal | 0 | 0 | 0 | 0 | 0 | 0 | 0 | 0 | 0 | 0 | 0 | 5 | 2 | 5 | 2 | [14 empty] | 1 | 1 | 3 | 1 | 1 | 1 | 1 | 0
PG&E GBA | Castro Valley | 230 | Geothermal | 0 | 0 | 0 | 0 | 0 | 0 | 0 | 0 | 0 | 0 | 0 | 5 | 4 | 1 | 1 | [14 empty] | 2 | 1 | 2 | 1 | 2 | 1 | 1 | 0
PG&E GBA | Cayetano | 230 | Geothermal | 0 | 0 | 0 | 0 | 0 | 0 | 0 | 0 | 0 | 0 | 0 | 5 | 4 | 1 | 1 | [14 empty] | 2 | 1 | 3 | 1 | 3 | 1 | 1 | 0
SCE Metro | Center | 230 | Geothermal | 0 | 0 | 0 | 0 | 0 | 0 | 0 | 0 | 0 | 0 | 0 | 1 | 1 | 1 | 1 | [14 empty] | 1 | 1 | 1 | 1 | 1 | 1 | 1 | 0
PG&E KERN | Charca | 115 | Geothermal | 0 | 0 | 0 | 0 | 0 | 0 | 0 | 0 | 0 | 0 | 0 | 5 | 2 | 5 | 2 | [14 empty] | 1 | 1 | 4 | 1 | 1 | 1 | 1 | 0
EOP | Charleston | 138 | Geothermal | 0 | 0 | 0 | 0 | 0 | 0 | 0 | 0 | 0 | 0 | 0 | 5 | 2 | 4 | 2 | [14 empty] | 2 | 2 | 4 | 1 | 3 | 1 | 1 | 0
SCE Metro | Chevmain | 230 | Geothermal | 0 | 0 | 0 | 0 | 0 | 0 | 0 | 0 | 0 | 0 | 0 | 1 | 1 | 1 | 1 | [14 empty] | 1 | 1 | 1 | 1 | 1 | 1 | 1 | 0
SDGE | Chicarita | 138 | Geothermal | 0 | 0 | 0 | 0 | 0 | 0 | 0 | 0 | 0 | 0 | 0 | 1 | 1 | 1 | 1 | [14 empty] | 2 | 1 | 3 | 1 | 3 | 1 | 1 | 0
SCE Metro | Chino | 230 | Geothermal | 0 | 0 | 0 | 0 | 0 | 0 | 0 | 0 | 0 | 0 | 0 | 1 | 1 | 1 | 1 | [14 empty] | 1 | 1 | 1 | 1 | 2 | 1 | 1 | 0
PG&E FRESNO | Chowchilla | 115 | Geothermal | 0 | 0 | 0 | 0 | 0 | 0 | 0 | 0 | 0 | 0 | 0 | 5 | 2 | 5 | 2 | [14 empty] | 1 | 1 | 1 | 2 | 2 | 1 | 1 | 0
PG&E GBA | Christie | 60 | Geothermal | 0 | 0 | 0 | 0 | 0 | 0 | 0 | 0 | 0 | 0 | 0 | 5 | 4 | 1 | 1 | [14 empty] | 2 | 1 | 2 | 1 | 2 | 1 | 1 | 0
PG&E GBA | Christie | 115 | Geothermal | 0 | 0 | 0 | 0 | 0 | 0 | 0 | 0 | 0 | 0 | 0 | 5 | 2 | 1 | 1 | [14 empty] | 2 | 1 | 2 | 1 | 2 | 1 | 1 | 0
SCE Eastern | Cielo Azul | 500 | Geothermal | 0 | 0 | 0 | 0 | 0 | 0 | 0 | 0 | 0 | 0 | 0 | 5 | 4 | 4 | 4 | [14 empty] | 2 | 2 | 4 | 1 | 3 | 1 | 1 | 0
PG&E GBA | Clay | 60 | Geothermal | 0 | 0 | 0 | 0 | 0 | 0 | 0 | 0 | 0 | 0 | 0 | 5 | 4 | 1 | 1 | [14 empty] | 2 | 1 | 3 | 1 | 3 | 1 | 1 | 0
PG&E GBA | Clayton | 115 | Geothermal | 0 | 0 | 0 | 0 | 0 | 0 | 0 | 0 | 0 | 0 | 0 | 5 | 2 | 1 | 1 | [14 empty] | 2 | 1 | 4 | 1 | 2 | 1 | 1 | 0
PG&E NGBA | Cloverdale | 115 | Geothermal | 0 | EGS | 112.2 | 0 | 112.2 | 4.2 | 0 | 4.2 | 108 | 0 | 108 | 5 | 2 | 1 | 1 |  | 2 |  | 1 |  |  |  | 1 | 5 | 2 | 1 | 2 | 3 | 1 | 2 | 2 | 4 | 2 | 3 | 5- | 1 | 1
PG&E FRESNO | Clovis | 115 | Geothermal | 0 | 0 | 0 | 0 | 0 | 0 | 0 | 0 | 0 | 0 | 0 | 5 | 2 | 5 | 2 | [14 empty] | 1 | 1 | 2 | 2 | 2 | 1 | 1 | 0
PG&E GBA | Coburn | 230 | Geothermal | 0 | 0 | 0 | 0 | 0 | 0 | 0 | 0 | 0 | 0 | 0 | 5 | 4 | 5 | 2 | [14 empty] | 2 | 2 | 2 | 2 | 3 | 1 | 1 | 0
PG&E GBA | Coburn | 60 | Geothermal | 0 | 0 | 0 | 0 | 0 | 0 | 0 | 0 | 0 | 0 | 0 | 5 | 4 | 5 | 2 | [14 empty] | 2 | 2 | 2 | 2 | 3 | 1 | 1 | 0
PG&E NGBA | Colgate | 230 | Geothermal | 0 | 0 | 0 | 0 | 0 | 0 | 0 | 0 | 0 | 0 | 0 | 5 | 4 | 1 | 1 | [14 empty] | 2 | 1 | 4 | 1 | 3 | 1 | 1 | 0
PG&E GBA | Collierville | 230 | Geothermal | 0 | 0 | 0 | 0 | 0 | 0 | 0 | 0 | 0 | 0 | 0 | 5 | 4 | 1 | 1 | [14 empty] | 2 | 1 | 4 | 1 | 3 | 1 | 1 | 0
PG&E GBA | Collinsville | 230 | Geothermal | 0 | 0 | 0 | 0 | 0 | 0 | 0 | 0 | 0 | 0 | 0 | 5 | 2 | 1 | 1 | [14 empty] | 2 | 1 | 3 | 1 | 1 | 1 | 1 | 0
PG&E GBA | Collinsville | 500 | Geothermal | 0 | 0 | 0 | 0 | 0 | 0 | 0 | 0 | 0 | 0 | 0 | 5 | 2 | 1 | 1 | [14 empty] | 2 | 1 | 3 | 1 | 1 | 1 | 1 | 0
SCE Eastern | Colorado River | 230 | Geothermal | 0 | 0 | 0 | 0 | 0 | 0 | 0 | 0 | 0 | 0 | 0 | 4 | 4 | 4 | 4 | [14 empty] | 2 | 2 | 3 | 1 | 3 | 1 | 1 | 0
SCE Eastern | Colorado River | 500 | Geothermal | 0 | 0 | 0 | 0 | 0 | 0 | 0 | 0 | 0 | 0 | 0 | 4 | 4 | 4 | 4 | [14 empty] | 2 | 2 | 3 | 1 | 3 | 1 | 1 | 0
PG&E KERN | Columbus | 115 | Geothermal | 0 | 0 | 0 | 0 | 0 | 0 | 0 | 0 | 0 | 0 | 0 | 5 | 2 | 5 | 2 | [14 empty] | 1 | 1 | 2 | 1 | 2 | 1 | 1 | 0
PG&E GBA | Contra Costa | 115 | Geothermal | 0 | 0 | 0 | 0 | 0 | 0 | 0 | 0 | 0 | 0 | 0 | 5 | 4 | 1 | 1 | [14 empty] | 2 | 1 | 2 | 1 | 2 | 1 | 1 | 0
PG&E GBA | Contra Costa | 230 | Geothermal | 0 | 0 | 0 | 0 | 0 | 0 | 0 | 0 | 0 | 0 | 0 | 5 | 4 | 1 | 1 | [14 empty] | 2 | 1 | 2 | 1 | 2 | 1 | 1 | 0
PG&E GBA | Contra Costa PP | 230 | Geothermal | 0 | 0 | 0 | 0 | 0 | 0 | 0 | 0 | 0 | 0 | 0 | 5 | 4 | 1 | 1 | [14 empty] | 2 | 1 | 1 | 1 | 2 | 1 | 1 | 0
SCE NOL | Control | 115 | Geothermal | 0 | 0 | 0 | 0 | 0 | 0 | 0 | 0 | 0 | 0 | 0 | 3 | 3 | 1 | 1 |  |  |  | 1 |  |  |  | 1 | 3 | 1 | 1 | 1 | 1 | 1 | 2 | 2 | 4 | 1 | 3 | 1+ | 5 | 1
SCE NOL | Control | 55 | Geothermal | 0 | 0 | 0 | 0 | 0 | 0 | 0 | 0 | 0 | 0 | 0 | 3 | 3 | 1 | 1 | [14 empty] | 2 | 2 | 4 | 1 | 3 | 1 | 1 | 0
PG&E GBA | Cooley Landing | 115 | Geothermal | 0 | 0 | 0 | 0 | 0 | 0 | 0 | 0 | 0 | 0 | 0 | 5 | 2 | 1 | 1 | [14 empty] | 2 | 1 | 2 | 1 | 1 | 1 | 1 | 0
PG&E GBA | Cooley Landing | 60 | Geothermal | 0 | 0 | 0 | 0 | 0 | 0 | 0 | 0 | 0 | 0 | 0 | 1 | 1 | 1 | 1 | [14 empty] | 2 | 1 | 2 | 1 | 1 | 1 | 1 | 0
SCE NOL | Coolwater | 230 | Geothermal | 0 | 0 | 0 | 0 | 0 | 0 | 0 | 0 | 0 | 0 | 0 | 3 | 3 | 1 | 1 | [14 empty] | 2 | 1 | 2 | 1 | 1 | 1 | 1 | 0
SCE NOL | Coolwater | 115 | Geothermal | 0 | 0 | 0 | 0 | 0 | 0 | 0 | 0 | 0 | 0 | 0 | 3 | 3 | 1 | 1 | [14 empty] | 2 | 1 | 2 | 1 | 1 | 1 | 1 | 0
PG&E KERN | Copus | 70 | Geothermal | 0 | 0 | 0 | 0 | 0 | 0 | 0 | 0 | 0 | 0 | 0 | 5 | 2 | 5 | 2 | [14 empty] | 1 | 1 | 3 | 1 | 1 | 1 | 1 | 0
PG&E FRESNO | Corcoran | 70 | Geothermal | 0 | 0 | 0 | 0 | 0 | 0 | 0 | 0 | 0 | 0 | 0 | 5 | 2 | 5 | 2 | [14 empty] | 1 | 1 | 4 | 2 | 1 | 1 | 1 | 0
PG&E FRESNO | Corcoran | 115 | Geothermal | 0 | 0 | 0 | 0 | 0 | 0 | 0 | 0 | 0 | 0 | 0 | 5 | 2 | 5 | 2 | [14 empty] | 1 | 1 | 4 | 2 | 1 | 1 | 1 | 0
PG&E NGBA | Corona | 115 | Geothermal | 0 | 0 | 0 | 0 | 0 | 0 | 0 | 0 | 0 | 0 | 0 | 5 | 2 | 1 | 1 | [14 empty] | 2 | 1 | 3 | 2 | 3 | 1 | 1 | 0
PG&E NGBA | Cortina | 230 | Geothermal | 0 | 0 | 0 | 0 | 0 | 0 | 0 | 0 | 0 | 0 | 0 | 5 | 2 | 1 | 1 | [14 empty] | 2 | 2 | 4 | 1 | 3 | 1 | 1 | 0
PG&E NGBA | Cortina | 115 | Geothermal | 0 | 0 | 0 | 0 | 0 | 0 | 0 | 0 | 0 | 0 | 0 | 5 | 2 | 1 | 1 | [14 empty] | 2 | 2 | 4 | 1 | 3 | 1 | 1 | 0
PG&E GBA | Cottle | 230 | Geothermal | 0 | 0 | 0 | 0 | 0 | 0 | 0 | 0 | 0 | 0 | 0 | 5 | 4 | 5 | 2 | [14 empty] | 1 | 1 | 3 | 2 | 1 | 1 | 1 | 0
PG&E NGBA | Cottonwood | 115 | Geothermal | 0 | 0 | 0 | 0 | 0 | 0 | 0 | 0 | 0 | 0 | 0 | 5 | 2 | 1 | 1 | [14 empty] | 2 | 2 | 3 | 2 | 3 | 1 | 1 | 0
PG&E NGBA | Cottonwood | 230 | Geothermal | 0 | 0 | 0 | 0 | 0 | 0 | 0 | 0 | 0 | 0 | 0 | 5 | 2 | 1 | 1 | [14 empty] | 2 | 2 | 3 | 2 | 3 | 1 | 1 | 0
PG&E NGBA | Cottonwood | 60 | Geothermal | 0 | 0 | 0 | 0 | 0 | 0 | 0 | 0 | 0 | 0 | 0 | 5 | 2 | 1 | 1 | [14 empty] | 2 | 2 | 3 | 2 | 3 | 1 | 1 | 0
PG&E NGBA | Cove Road | 230 | Geothermal | 0 | 0 | 0 | 0 | 0 | 0 | 0 | 0 | 0 | 0 | 0 | 5 | 2 | 1 | 1 | [14 empty] | 2 | 2 | 4 | 2 | 3 | 1 | 1 | 0
PG&E GBA | Coyote | 230 | Geothermal | 0 | 0 | 0 | 0 | 0 | 0 | 0 | 0 | 0 | 0 | 0 | 5 | 4 | 1 | 1 | [14 empty] | 2 | 1 | 3 | 2 | 2 | 1 | 1 | 0
PG&E GBA | Crazy Horse Canyon | 115 | Geothermal | 0 | 0 | 0 | 0 | 0 | 0 | 0 | 0 | 0 | 0 | 0 | 1 | 1 | 1 | 1 | [14 empty] | 2 | 2 | 4 | 2 | 3 | 1 | 1 | 0
SDGE | Creelman | 69 | Geothermal | 0 | 0 | 0 | 0 | 0 | 0 | 0 | 0 | 0 | 0 | 0 | 1 | 1 | 1 | 1 | [14 empty] | 2 | 1 | 4 | 1 | 3 | 1 | 1 | 0
PG&E FRESNO | Crescent | 70 | Geothermal | 0 | 0 | 0 | 0 | 0 | 0 | 0 | 0 | 0 | 0 | 0 | 5 | 2 | 5 | 2 | [14 empty] | 1 | 1 | 3 | 2 | 1 | 1 | 1 | 0
PG&E FRESNO | Cressey | 115 | Geothermal | 0 | 0 | 0 | 0 | 0 | 0 | 0 | 0 | 0 | 0 | 0 | 5 | 4 | 5 | 2 | [14 empty] | 1 | 1 | 3 | 2 | 1 | 1 | 1 | 0
PG&E NGBA | Cresta | 230 | Geothermal | 0 | 0 | 0 | 0 | 0 | 0 | 0 | 0 | 0 | 0 | 0 | 5 | 5 | 3 | 3 | [14 empty] | 2 | 1 | 4 | 2 | 3 | 1 | 1 | 0
SDGE | Crestwood | 69 | Geothermal | 0 | 0 | 0 | 0 | 0 | 0 | 0 | 0 | 0 | 0 | 0 | 1 | 1 | 1 | 1 | [14 empty] | 2 | 1 | 4 | 1 | 3 | 1 | 1 | 0
PG&E GBA | Crow Creek | 60 | Geothermal | 0 | 0 | 0 | 0 | 0 | 0 | 0 | 0 | 0 | 0 | 0 | 5 | 4 | 1 | 1 | [14 empty] | 1 | 1 | 4 | 2 | 1 | 1 | 1 | 0
PG&E GBA | Crows Landing | 60 | Geothermal | 0 | 0 | 0 | 0 | 0 | 0 | 0 | 0 | 0 | 0 | 0 | 5 | 4 | 1 | 1 | [14 empty] | 1 | 1 | 4 | 2 | 1 | 1 | 1 | 0 | Partially remapped to other subtations in the region.
PG&E GBA | Curtis | 115 | Geothermal | 0 | 0 | 0 | 0 | 0 | 0 | 0 | 0 | 0 | 0 | 0 | 5 | 4 | 1 | 1 | [14 empty] | 2 | 1 | 4 | 1 | 3 | 1 | 1 | 0
PG&E FRESNO | Dairyland | 115 | Geothermal | 0 | 0 | 0 | 0 | 0 | 0 | 0 | 0 | 0 | 0 | 0 | 5 | 2 | 5 | 2 | [14 empty] | 1 | 1 | 3 | 2 | 1 | 1 | 1 | 0
PG&E NGBA | Davis | 115 | Geothermal | 0 | 0 | 0 | 0 | 0 | 0 | 0 | 0 | 0 | 0 | 0 | 5 | 2 | 1 | 1 | [14 empty] | 2 | 1 | 4 | 2 | 3 | 1 | 1 | 0
SCE Metro | Del Amo | 500 | Geothermal | 0 | 0 | 0 | 0 | 0 | 0 | 0 | 0 | 0 | 0 | 0 | 1 | 1 | 1 | 1 | [14 empty] | 1 | 1 | 3 | 1 | 2 | 1 | 1 | 0
SCE Metro | Del Amo | 230 | Geothermal | 0 | 0 | 0 | 0 | 0 | 0 | 0 | 0 | 0 | 0 | 0 | 1 | 1 | 1 | 1 | [14 empty] | 1 | 1 | 3 | 1 | 2 | 1 | 1 | 0
SCE Eastern | Delaney | 500 | Geothermal | 0 | 0 | 0 | 0 | 0 | 0 | 0 | 0 | 0 | 0 | 0 | 5 | 4 | 4 | 4 | [14 empty] | 2 | 1 | 4 | 2 | 3 | 1 | 1 | 0
PG&E NGBA | Delevan | 230 | Geothermal | 0 | 0 | 0 | 0 | 0 | 0 | 0 | 0 | 0 | 0 | 0 | 5 | 2 | 1 | 1 | [14 empty] | 2 | 2 | 1 | 1 | 3 | 1 | 1 | 0
PG&E GBA | Delta PP | 230 | Geothermal | 0 | 0 | 0 | 0 | 0 | 0 | 0 | 0 | 0 | 0 | 0 | 5 | 2 | 1 | 1 | [14 empty] | 2 | 1 | 3 | 1 | 2 | 1 | 1 | 0
EOP | Desert View | 230 | Geothermal | 0 | 0 | 0 | 0 | 0 | 0 | 0 | 0 | 0 | 0 | 0 | 5 | 2 | 4 | 2 | [14 empty] | 2 | 1 | 4 | 1 | 3 | 1 | 1 | 0
SCE Eastern | Devers | 230 | Geothermal | 0 | 0 | 0 | 0 | 0 | 0 | 0 | 0 | 0 | 0 | 0 | 4 | 4 | 1 | 1 | [14 empty] | 2 | 1 | 1 | 1 | 3 | 1 | 1 | 0
SCE Eastern | Devers | 500 | Geothermal | 0 | 0 | 0 | 0 | 0 | 0 | 0 | 0 | 0 | 0 | 0 | 4 | 4 | 1 | 1 | [14 empty] | 2 | 1 | 1 | 1 | 3 | 1 | 1 | 0
PG&E KERN | Diablo Canyon | 230 | Geothermal | 0 | 0 | 0 | 0 | 0 | 0 | 0 | 0 | 0 | 0 | 0 | 5 | 2 | 5 | 2 | [14 empty] | 2 | 2 | 4 | 2 | 3 | 1 | 1 | 0
PG&E KERN | Diablo Canyon | 500 | Geothermal | 0 | 0 | 0 | 0 | 0 | 0 | 0 | 0 | 0 | 0 | 0 | 5 | 2 | 4 | 2 | [14 empty] | 2 | 2 | 4 | 2 | 3 | 1 | 1 | 0
PG&E KERN | Divide | 115 | Geothermal | 0 | 0 | 0 | 0 | 0 | 0 | 0 | 0 | 0 | 0 | 0 | 5 | 2 | 5 | 2 | [14 empty] | 2 | 2 | 4 | 1 | 2 | 1 | 1 | 0
PG&E GBA | Dixon Landing | 115 | Geothermal | 0 | 0 | 0 | 0 | 0 | 0 | 0 | 0 | 0 | 0 | 0 | 5 | 4 | 1 | 1 | [14 empty] | 2 | 1 | 2 | 1 | 2 | 1 | 1 | 0
PG&E FRESNO | Dos Amigos | 230 | Geothermal | 0 | EGS | 10 | 0 | 10 | 0 | 0 | 0 | 10 | 0 | 10 | 5 | 2 | 5 | 2 | [14 empty] | 1 | 1 | 4 | 2 | 1 | 5- | 1 | 1
PG&E NGBA | Drum | 115 | Geothermal | 0 | 0 | 0 | 0 | 0 | 0 | 0 | 0 | 0 | 0 | 0 | 5 | 5 | 3 | 3 | [14 empty] | 2 | 1 | 4 | 2 | 3 | 1 | 1 | 0
PG&E GBA | Dumbarton | 115 | Geothermal | 0 | 0 | 0 | 0 | 0 | 0 | 0 | 0 | 0 | 0 | 0 | 5 | 2 | 1 | 1 | [14 empty] | 2 | 1 | 3 | 1 | 2 | 1 | 1 | 0
SCE NOL | Dunn Siding | 115 | Geothermal | 0 | 0 | 0 | 0 | 0 | 0 | 0 | 0 | 0 | 0 | 0 | 3 | 3 | 1 | 1 | [14 empty] | 2 | 1 | 4 | 1 | 1 | 1 | 1 | 0
SCE Eastern | Eagle Mountain | 230 | Geothermal | 0 | 0 | 0 | 0 | 0 | 0 | 0 | 0 | 0 | 0 | 0 | 5 | 4 | 1 | 1 | [14 empty] | 2 | 2 | 4 | 1 | 3 | 1 | 1 | 0
PG&E NGBA | Eagle Rock (PGE) | 60 | Geothermal | 0 | 0 | 0 | 0 | 0 | 0 | 0 | 0 | 0 | 0 | 0 | 5 | 2 | 1 | 1 | [14 empty] | 2 | 2 | 4 | 2 | 3 | 1 | 1 | 0
PG&E NGBA | Eagle Rock (PGE) | 115 | Geothermal | 0 | Hydrothermal | 7 | 0 | 7 | 7 | 0 | 7 | 0 | 0 | 0 | 5 | 2 | 1 | 1 | 3 | 2 |  | 1 |  |  |  | 1 | 5 | 2 | 1 | 2 | 3 | 1 | 2 | 2 | 4 | 2 | 3 | 1 | 5 | 1
SCE Metro | Eagle Rock (SCE) | 230 | Geothermal | 0 | 0 | 0 | 0 | 0 | 0 | 0 | 0 | 0 | 0 | 0 | 1 | 1 | 1 | 1 | [14 empty] | 1 | 1 | 2 | 1 | 2 | 1 | 1 | 0
PG&E NGBA | East Marysville | 115 | Geothermal | 0 | 0 | 0 | 0 | 0 | 0 | 0 | 0 | 0 | 0 | 0 | 5 | 4 | 1 | 1 | [14 empty] | 2 | 2 | 2 | 1 | 2 | 1 | 1 | 0
PG&E NGBA | East Nicolaus | 115 | Geothermal | 0 | 0 | 0 | 0 | 0 | 0 | 0 | 0 | 0 | 0 | 0 | 5 | 4 | 1 | 1 | [14 empty] | 2 | 1 | 4 | 1 | 3 | 1 | 1 | 0
PG&E NGBA | East Nicolaus | 60 | Geothermal | 0 | 0 | 0 | 0 | 0 | 0 | 0 | 0 | 0 | 0 | 0 | 5 | 4 | 1 | 1 | [14 empty] | 2 | 1 | 4 | 1 | 3 | 1 | 1 | 0
PG&E GBA | Eastshore | 115 | Geothermal | 0 | 0 | 0 | 0 | 0 | 0 | 0 | 0 | 0 | 0 | 0 | 5 | 2 | 1 | 1 | [14 empty] | 2 | 1 | 2 | 1 | 1 | 1 | 1 | 0
PG&E GBA | Eastshore | 230 | Geothermal | 0 | 0 | 0 | 0 | 0 | 0 | 0 | 0 | 0 | 0 | 0 | 5 | 2 | 1 | 1 | [14 empty] | 2 | 1 | 2 | 1 | 1 | 1 | 1 | 0
SDGE | ECO | 138 | Geothermal | 0 | 0 | 0 | 0 | 0 | 0 | 0 | 0 | 0 | 0 | 0 | 1 | 1 | 1 | 1 | [14 empty] | 2 | 1 | 4 | 1 | 3 | 1 | 1 | 0
SDGE | ECO | 230 | Geothermal | 0 | 0 | 0 | 0 | 0 | 0 | 0 | 0 | 0 | 0 | 0 | 1 | 1 | 1 | 1 | [14 empty] | 2 | 1 | 4 | 1 | 3 | 1 | 1 | 0
SDGE | ECO | 500 | Geothermal | 0 | 0 | 0 | 0 | 0 | 0 | 0 | 0 | 0 | 0 | 0 | 1 | 1 | 1 | 1 | [14 empty] | 2 | 1 | 4 | 1 | 3 | 1 | 1 | 0
PG&E GBA | Edenvale | 115 | Geothermal | 0 | 0 | 0 | 0 | 0 | 0 | 0 | 0 | 0 | 0 | 0 | 5 | 4 | 1 | 1 | [14 empty] | 2 | 1 | 2 | 2 | 2 | 1 | 1 | 0
PG&E GBA | Edes | 115 | Geothermal | 0 | 0 | 0 | 0 | 0 | 0 | 0 | 0 | 0 | 0 | 0 | 5 | 2 | 1 | 1 | [14 empty] | 2 | 1 | 3 | 1 | 1 | 1 | 1 | 0
PG&E GBA | Eight Mile | 230 | Geothermal | 0 | 0 | 0 | 0 | 0 | 0 | 0 | 0 | 0 | 0 | 0 | 5 | 4 | 1 | 1 | [14 empty] | 1 | 1 | 2 | 2 | 1 | 1 | 1 | 0
SDGE | El Cajon | 69 | Geothermal | 0 | 0 | 0 | 0 | 0 | 0 | 0 | 0 | 0 | 0 | 0 | 1 | 1 | 1 | 1 | [14 empty] | 2 | 1 | 2 | 1 | 1 | 1 | 1 | 0
SCE Eastern | El Casco | 230 | Geothermal | 0 | 0 | 0 | 0 | 0 | 0 | 0 | 0 | 0 | 0 | 0 | 4 | 4 | 1 | 1 | [14 empty] | 1 | 1 | 4 | 1 | 2 | 1 | 1 | 0
PG&E GBA | El Cerrito G | 115 | Geothermal | 0 | 0 | 0 | 0 | 0 | 0 | 0 | 0 | 0 | 0 | 0 | 5 | 2 | 1 | 1 | [14 empty] | 2 | 1 | 2 | 1 | 2 | 1 | 1 | 0
PG&E NGBA | El Dorado PH | 115 | Geothermal | 0 | 0 | 0 | 0 | 0 | 0 | 0 | 0 | 0 | 0 | 0 | 5 | 4 | 1 | 1 | [14 empty] | 2 | 1 | 4 | 2 | 3 | 1 | 1 | 0
PG&E FRESNO | El Nido (PGE) | 115 | Geothermal | 0 | 0 | 0 | 0 | 0 | 0 | 0 | 0 | 0 | 0 | 0 | 5 | 4 | 5 | 2 | [14 empty] | 1 | 1 | 4 | 2 | 1 | 1 | 1 | 0
SCE Metro | El Nido (SCE) | 230 | Geothermal | 0 | 0 | 0 | 0 | 0 | 0 | 0 | 0 | 0 | 0 | 0 | 1 | 1 | 1 | 1 | [14 empty] | 1 | 1 | 2 | 1 | 2 | 1 | 1 | 0
PG&E GBA | El Patio | 115 | Geothermal | 0 | 0 | 0 | 0 | 0 | 0 | 0 | 0 | 0 | 0 | 0 | 5 | 4 | 1 | 1 | [14 empty] | 2 | 1 | 3 | 2 | 2 | 1 | 1 | 0
SCE Metro | El Segundo | 230 | Geothermal | 0 | 0 | 0 | 0 | 0 | 0 | 0 | 0 | 0 | 0 | 0 | 1 | 1 | 1 | 1 | [14 empty] | 1 | 1 | 1 | 1 | 1 | 1 | 1 | 0
EOP | Eldorado | 230 | Geothermal | YES | Central Nevada (Hydrothermal) | 230.8 | 0 | 230.8 | 45 | 0 | 45 | 185.8 | 0 | 185.8 | 5 | 2 | 4 | 2 | 4 | N/A |  | N/A |  |  |  | N/A | N/A | N/A | N/A | N/A | N/A | N/A | 2 | 2 | 2 | 1 | 3 | 5- | 1 | 1
EOP | Eldorado | 500 | Geothermal | YES | Utah (Hydrothermal) | 148 | 0 | 148 | 0 | 0 | 0 | 148 | 0 | 148 | 5 | 2 | 4 | 2 | 5 |  |  | N/A |  |  |  | N/A | N/A | N/A | N/A | N/A | N/A | N/A | 2 | 2 | 2 | 1 | 3 | 5- | 1 | 1
SCE Northern | Elizabeth Lake | 66 | Geothermal | 0 | 0 | 0 | 0 | 0 | 0 | 0 | 0 | 0 | 0 | 0 | 5 | 2 | 4 | 2 | [14 empty] | 1 | 1 | 3 | 1 | 3 | 1 | 1 | 0
PG&E KERN | Elk Hills | 230 | Geothermal | 0 | 0 | 0 | 0 | 0 | 0 | 0 | 0 | 0 | 0 | 0 | 5 | 2 | 5 | 2 | [14 empty] | 1 | 1 | 3 | 1 | 1 | 1 | 1 | 0
SDGE | Elliot | 69 | Geothermal | 0 | 0 | 0 | 0 | 0 | 0 | 0 | 0 | 0 | 0 | 0 | 1 | 1 | 1 | 1 | [14 empty] | 2 | 1 | 2 | 1 | 2 | 1 | 1 | 0
SCE Metro | Ellis | 230 | Geothermal | 0 | 0 | 0 | 0 | 0 | 0 | 0 | 0 | 0 | 0 | 0 | 1 | 1 | 1 | 1 | [14 empty] | 1 | 1 | 2 | 1 | 2 | 1 | 1 | 0
SDGE | Encina | 138 | Geothermal | 0 | 0 | 0 | 0 | 0 | 0 | 0 | 0 | 0 | 0 | 0 | 1 | 1 | 1 | 1 | [14 empty] | 2 | 1 | 1 | 1 | 3 | 1 | 1 | 0
SDGE | Encina | 230 | Geothermal | 0 | 0 | 0 | 0 | 0 | 0 | 0 | 0 | 0 | 0 | 0 | 1 | 1 | 1 | 1 | [14 empty] | 2 | 1 | 1 | 1 | 3 | 1 | 1 | 0
SDGE | Escondido | 230 | Geothermal | 0 | 0 | 0 | 0 | 0 | 0 | 0 | 0 | 0 | 0 | 0 | 1 | 1 | 1 | 1 | [14 empty] | 2 | 1 | 1 | 1 | 3 | 1 | 1 | 0
SDGE | Escondido | 69 | Geothermal | 0 | 0 | 0 | 0 | 0 | 0 | 0 | 0 | 0 | 0 | 0 | 1 | 1 | 1 | 1 | [14 empty] | 2 | 1 | 1 | 1 | 3 | 1 | 1 | 0
PG&E KERN | Estrella | 230 | Geothermal | 0 | 0 | 0 | 0 | 0 | 0 | 0 | 0 | 0 | 0 | 0 | 5 | 2 | 5 | 2 | [14 empty] | 2 | 2 | 4 | 2 | 3 | 1 | 1 | 0
SCE Eastern | Etiwanda | 230 | Geothermal | 0 | 0 | 0 | 0 | 0 | 0 | 0 | 0 | 0 | 0 | 0 | 1 | 1 | 1 | 1 | [14 empty] | 1 | 1 | 2 | 1 | 1 | 1 | 1 | 0
PG&E GBA | Evergreen | 115 | Geothermal | 0 | 0 | 0 | 0 | 0 | 0 | 0 | 0 | 0 | 0 | 0 | 5 | 4 | 1 | 1 | [14 empty] | 2 | 1 | 2 | 2 | 2 | 1 | 1 | 0
PG&E GBA | Evergreen | 60 | Geothermal | 0 | 0 | 0 | 0 | 0 | 0 | 0 | 0 | 0 | 0 | 0 | 5 | 4 | 1 | 1 | [14 empty] | 2 | 1 | 2 | 2 | 2 | 1 | 1 | 0
PG&E FRESNO | Excelsior | 115 | Geothermal | 0 | 0 | 0 | 0 | 0 | 0 | 0 | 0 | 0 | 0 | 0 | 5 | 2 | 5 | 2 | [14 empty] | 1 | 1 | 4 | 2 | 1 | 1 | 1 | 0
PG&E FRESNO | Exchequer | 115 | Geothermal | 0 | 0 | 0 | 0 | 0 | 0 | 0 | 0 | 0 | 0 | 0 | 5 | 4 | 5 | 2 | [14 empty] | 2 | 1 | 4 | 1 | 2 | 1 | 1 | 0
PG&E KERN | Fairway | 115 | Geothermal | 0 | 0 | 0 | 0 | 0 | 0 | 0 | 0 | 0 | 0 | 0 | 5 | 2 | 5 | 2 | [14 empty] | 2 | 2 | 3 | 1 | 2 | 1 | 1 | 0
PG&E KERN | Famoso | 115 | Geothermal | 0 | 0 | 0 | 0 | 0 | 0 | 0 | 0 | 0 | 0 | 0 | 5 | 2 | 5 | 2 | [14 empty] | 1 | 1 | 4 | 1 | 1 | 1 | 1 | 0
PG&E NGBA | Fern Road | 500 | Geothermal | 0 | 0 | 0 | 0 | 0 | 0 | 0 | 0 | 0 | 0 | 0 | 5 | 2 | 1 | 1 | [14 empty] | 2 | 2 | 4 | 2 | 3 | 1 | 1 | 0
PG&E GBA | Fibreboard (SPI Sonora) | 115 | Geothermal | 0 | 0 | 0 | 0 | 0 | 0 | 0 | 0 | 0 | 0 | 0 | 5 | 4 | 1 | 1 | [14 empty] | 2 | 1 | 2 | 1 | 2 | 1 | 1 | 0
PG&E FRESNO | Figarden | 230 | Geothermal | 0 | 0 | 0 | 0 | 0 | 0 | 0 | 0 | 0 | 0 | 0 | 5 | 4 | 5 | 2 | [14 empty] | 1 | 1 | 3 | 2 | 2 | 1 | 1 | 0
PG&E FRESNO | Fink | 230 | Geothermal | 0 | Hydrothermal | 70 | 0 | 70 | 0 | 0 | 0 | 70 | 0 | 70 | 1 | 1 | 1 | 1 | [14 empty] | 1 | 1 | 4 | 2 | 1 | 5- | 1 | 1
PG&E NGBA | Fitch Mountain | 60 | Geothermal | 0 | 0 | 0 | 0 | 0 | 0 | 0 | 0 | 0 | 0 | 0 | 5 | 2 | 1 | 1 | [14 empty] | 2 | 2 | 4 | 2 | 3 | 1 | 1 | 0
PG&E GBA | FMC | 115 | Geothermal | 0 | 0 | 0 | 0 | 0 | 0 | 0 | 0 | 0 | 0 | 0 | 5 | 4 | 1 | 1 | [14 empty] | 2 | 1 | 2 | 2 | 2 | 1 | 1 | 0
PG&E GBA | Fremont | 115 | Geothermal | 0 | 0 | 0 | 0 | 0 | 0 | 0 | 0 | 0 | 0 | 0 | 1 | 1 | 1 | 1 | [14 empty] | 2 | 1 | 3 | 1 | 2 | 1 | 1 | 0
PG&E GBA | French Camp | 60 | Geothermal | 0 | 0 | 0 | 0 | 0 | 0 | 0 | 0 | 0 | 0 | 0 | 5 | 4 | 1 | 1 | [14 empty] | 1 | 1 | 3 | 2 | 1 | 1 | 1 | 0
PG&E GBA | Frogtown | 115 | Geothermal | 0 | 0 | 0 | 0 | 0 | 0 | 0 | 0 | 0 | 0 | 0 | 5 | 4 | 1 | 1 | [14 empty] | 2 | 1 | 4 | 1 | 3 | 1 | 1 | 0
PG&E NGBA | Fulton | 115 | Geothermal | 0 | 0 | 0 | 0 | 0 | 0 | 0 | 0 | 0 | 0 | 0 | 5 | 4 | 1 | 1 | [14 empty] | 2 | 1 | 3 | 2 | 2 | 1 | 1 | 0
PG&E NGBA | Fulton | 230 | Geothermal | 0 | Hydrothermal | 0 | 0 | 0 | 0 | 0 | 0 | 0 | 0 | 0 | 5 | 4 | 1 | 1 |  | 2 |  | 1 |  |  |  | 1 | 5 | 2 | 1 | 2 | 3 | 1 | 2 | 1 | 3 | 2 | 2 | 1 | 5 | 1
PG&E NGBA | Fulton | 60 | Geothermal | 0 | 0 | 0 | 0 | 0 | 0 | 0 | 0 | 0 | 0 | 0 | 5 | 2 | 1 | 1 | [14 empty] | 2 | 1 | 3 | 2 | 2 | 1 | 1 | 0
PG&E KERN | Ganso | 115 | Geothermal | 0 | 0 | 0 | 0 | 0 | 0 | 0 | 0 | 0 | 0 | 0 | 5 | 2 | 5 | 2 | [14 empty] | 1 | 1 | 3 | 1 | 1 | 1 | 1 | 0
PG&E FRESNO | Gates | 230 | Geothermal | 0 | 0 | 0 | 0 | 0 | 0 | 0 | 0 | 0 | 0 | 0 | 5 | 2 | 5 | 2 | [14 empty] | 1 | 1 | 3 | 2 | 1 | 1 | 1 | 0
PG&E FRESNO | Gates | 500 | Geothermal | 0 | 0 | 0 | 0 | 0 | 0 | 0 | 0 | 0 | 0 | 0 | 5 | 2 | 5 | 2 | [14 empty] | 1 | 1 | 3 | 2 | 1 | 1 | 1 | 0
PG&E NGBA | Geysers 12 | 230 | Geothermal | 0 | 0 | 0 | 0 | 0 | 0 | 0 | 0 | 0 | 0 | 0 | 5 | 4 | 1 | 1 | [14 empty] | 2 | 2 | 4 | 2 | 3 | 1 | 1 | 0
PG&E NGBA | Geysers 17 | 230 | Geothermal | 0 | 0 | 0 | 0 | 0 | 0 | 0 | 0 | 0 | 0 | 0 | 5 | 4 | 1 | 1 |  | 2 |  | 1 |  |  |  | 1 | 5 | 2 | 1 | 2 | 3 | 1 | 2 | 2 | 4 | 2 | 3 | 4+ | 5 | 1
PG&E NGBA | Geysers 3 | 115 | Geothermal | 0 | 0 | 0 | 0 | 0 | 0 | 0 | 0 | 0 | 0 | 0 | 5 | 2 | 1 | 1 | [14 empty] | 2 | 2 | 4 | 2 | 3 | 1 | 1 | 0
PG&E NGBA | Glenn | 230 | Geothermal | 0 | 0 | 0 | 0 | 0 | 0 | 0 | 0 | 0 | 0 | 0 | 5 | 2 | 1 | 1 | [14 empty] | 2 | 2 | 4 | 1 | 3 | 1 | 1 | 0
PG&E NGBA | Glenn | 60 | Geothermal | 0 | 0 | 0 | 0 | 0 | 0 | 0 | 0 | 0 | 0 | 0 | 5 | 2 | 1 | 1 | [14 empty] | 2 | 2 | 4 | 1 | 3 | 1 | 1 | 0
PG&E NGBA | Gold Hill | 115 | Geothermal | 0 | 0 | 0 | 0 | 0 | 0 | 0 | 0 | 0 | 0 | 0 | 5 | 4 | 1 | 1 | [14 empty] | 2 | 1 | 4 | 2 | 3 | 1 | 1 | 0
PG&E NGBA | Gold Hill | 230 | Geothermal | 0 | 0 | 0 | 0 | 0 | 0 | 0 | 0 | 0 | 0 | 0 | 5 | 4 | 1 | 1 | [14 empty] | 2 | 1 | 4 | 2 | 3 | 1 | 1 | 0
SCE Northern | Goleta | 230 | Geothermal | 0 | 0 | 0 | 0 | 0 | 0 | 0 | 0 | 0 | 0 | 0 | 5 | 2 | 4 | 2 | [14 empty] | 2 | 2 | 2 | 1 | 2 | 1 | 1 | 0
SCE Metro | Goodrich | 230 | Geothermal | 0 | 0 | 0 | 0 | 0 | 0 | 0 | 0 | 0 | 0 | 0 | 1 | 1 | 1 | 1 | [14 empty] | 1 | 1 | 3 | 1 | 2 | 1 | 1 | 0
PG&E KERN | Goose Lake | 115 | Geothermal | 0 | 0 | 0 | 0 | 0 | 0 | 0 | 0 | 0 | 0 | 0 | 5 | 2 | 5 | 2 | [14 empty] | 1 | 1 | 2 | 1 | 1 | 1 | 1 | 0
SCE Metro | Gould | 230 | Geothermal | 0 | 0 | 0 | 0 | 0 | 0 | 0 | 0 | 0 | 0 | 0 | 1 | 1 | 1 | 1 | [14 empty] | 1 | 1 | 4 | 1 | 2 | 1 | 1 | 0
PG&E NGBA | Grand Island | 115 | Geothermal | 0 | 0 | 0 | 0 | 0 | 0 | 0 | 0 | 0 | 0 | 0 | 5 | 4 | 1 | 1 | [14 empty] | 2 | 1 | 4 | 2 | 2 | 1 | 1 | 0
SDGE | Granite | 69 | Geothermal | 0 | 0 | 0 | 0 | 0 | 0 | 0 | 0 | 0 | 0 | 0 | 1 | 1 | 1 | 1 | [14 empty] | 2 | 1 | 2 | 2 | 2 | 1 | 1 | 0
PG&E GBA | Grant | 115 | Geothermal | 0 | 0 | 0 | 0 | 0 | 0 | 0 | 0 | 0 | 0 | 0 | 5 | 2 | 1 | 1 | [14 empty] | 2 | 1 | 2 | 1 | 2 | 1 | 1 | 0
PG&E GBA | Green Valley | 115 | Geothermal | 0 | 0 | 0 | 0 | 0 | 0 | 0 | 0 | 0 | 0 | 0 | 5 | 4 | 1 | 1 | [14 empty] | 2 | 2 | 3 | 2 | 2 | 1 | 1 | 0
PG&E NGBA | Greenleaf 1 | 115 | Geothermal | 0 | 0 | 0 | 0 | 0 | 0 | 0 | 0 | 0 | 0 | 0 | 5 | 4 | 1 | 1 | [14 empty] | 2 | 2 | 1 | 1 | 3 | 1 | 1 | 0
PG&E FRESNO | Gregg | 230 | Geothermal | 0 | 0 | 0 | 0 | 0 | 0 | 0 | 0 | 0 | 0 | 0 | 5 | 2 | 5 | 2 | [14 empty] | 1 | 1 | 3 | 2 | 1 | 1 | 1 | 0
PG&E FRESNO | Grimmway-Malaga | 115 | Geothermal | 0 | 0 | 0 | 0 | 0 | 0 | 0 | 0 | 0 | 0 | 0 | 5 | 2 | 5 | 2 | [14 empty] | 1 | 1 | 2 | 1 | 1 | 1 | 1 | 0
PG&E NGBA | Grizzly | 230 | Geothermal | 0 | 0 | 0 | 0 | 0 | 0 | 0 | 0 | 0 | 0 | 0 | 5 | 5 | 3 | 3 | [14 empty] | 2 | 2 | 4 | 1 | 3 | 1 | 1 | 0
PG&E FRESNO | Guernsey | 70 | Geothermal | 0 | 0 | 0 | 0 | 0 | 0 | 0 | 0 | 0 | 0 | 0 | 5 | 2 | 5 | 2 | [14 empty] | 1 | 1 | 3 | 2 | 1 | 1 | 1 | 0
PG&E FRESNO | GWF Hanford | 115 | Geothermal | 0 | 0 | 0 | 0 | 0 | 0 | 0 | 0 | 0 | 0 | 0 | 5 | 2 | 5 | 2 | [14 empty] | 2 | 1 | 2 | 1 | 1 | 1 | 1 | 0
PG&E FRESNO | Haas | 230 | Geothermal | 0 | 0 | 0 | 0 | 0 | 0 | 0 | 0 | 0 | 0 | 0 | 5 | 2 | 5 | 2 | [14 empty] | 1 | 1 | 4 | 2 | 3 | 1 | 1 | 0
PG&E FRESNO | Hammonds | 115 | Geothermal | 0 | 0 | 0 | 0 | 0 | 0 | 0 | 0 | 0 | 0 | 0 | 5 | 2 | 5 | 2 | [14 empty] | 1 | 1 | 2 | 2 | 1 | 1 | 1 | 0
SCE Metro | HarborGen | 230 | Geothermal | 0 | 0 | 0 | 0 | 0 | 0 | 0 | 0 | 0 | 0 | 0 | 1 | 1 | 1 | 1 | [14 empty] | 1 | 1 | 2 | 1 | 1 | 1 | 1 | 0
PG&E NGBA | Harris | 60 | Geothermal | 0 | 0 | 0 | 0 | 0 | 0 | 0 | 0 | 0 | 0 | 0 | 5 | 2 | 1 | 1 | [14 empty] | 2 | 2 | 2 | 2 | 3 | 1 | 1 | 0
EOP | Harry Allen | 500 | Geothermal | 0 | 0 | 0 | 0 | 0 | 0 | 0 | 0 | 0 | 0 | 0 | 5 | 2 | 4 | 2 | [14 empty] | 2 | 2 | 4 | 1 | 3 | 1 | 1 | 0
PG&E NGBA | Hartley | 60 | Geothermal | 0 | 0 | 0 | 0 | 0 | 0 | 0 | 0 | 0 | 0 | 0 | 5 | 2 | 1 | 1 | [14 empty] | 2 | 2 | 4 | 2 | 3 | 1 | 1 | 0
SCE NOL | Harvard | 115 | Geothermal | 0 | 0 | 0 | 0 | 0 | 0 | 0 | 0 | 0 | 0 | 0 | 3 | 3 | 1 | 1 | [14 empty] | 2 | 1 | 4 | 1 | 1 | 1 | 1 | 0
SDGE | Hassayampa | 500 | Geothermal | 0 | 0 | 0 | 0 | 0 | 0 | 0 | 0 | 0 | 0 | 0 | 5 | 3 | 4 | 4 | [14 empty] | 2 | 1 | 4 | 2 | 3 | 1 | 1 | 0
PG&E FRESNO | Helm | 230 | Geothermal | 0 | 0 | 0 | 0 | 0 | 0 | 0 | 0 | 0 | 0 | 0 | 5 | 2 | 5 | 2 | [14 empty] | 1 | 1 | 2 | 2 | 1 | 1 | 1 | 0
PG&E FRESNO | Helm | 70 | Geothermal | 0 | 0 | 0 | 0 | 0 | 0 | 0 | 0 | 0 | 0 | 0 | 5 | 2 | 5 | 2 | [14 empty] | 1 | 1 | 2 | 2 | 1 | 1 | 1 | 0
PG&E FRESNO | Henrietta | 115 | Geothermal | 0 | 0 | 0 | 0 | 0 | 0 | 0 | 0 | 0 | 0 | 0 | 5 | 2 | 5 | 2 | [14 empty] | 1 | 1 | 1 | 2 | 1 | 1 | 1 | 0
PG&E FRESNO | Henrietta | 230 | Geothermal | 0 | 0 | 0 | 0 | 0 | 0 | 0 | 0 | 0 | 0 | 0 | 5 | 2 | 5 | 2 | [14 empty] | 1 | 1 | 1 | 2 | 1 | 1 | 1 | 0
PG&E FRESNO | Henrietta | 70 | Geothermal | 0 | 0 | 0 | 0 | 0 | 0 | 0 | 0 | 0 | 0 | 0 | 5 | 2 | 5 | 2 | [14 empty] | 1 | 1 | 1 | 2 | 1 | 1 | 1 | 0
PG&E FRESNO | Herndon | 115 | Geothermal | 0 | 0 | 0 | 0 | 0 | 0 | 0 | 0 | 0 | 0 | 0 | 5 | 2 | 5 | 2 | [14 empty] | 1 | 1 | 3 | 2 | 1 | 1 | 1 | 0
PG&E FRESNO | Herndon | 230 | Geothermal | 0 | 0 | 0 | 0 | 0 | 0 | 0 | 0 | 0 | 0 | 0 | 5 | 4 | 5 | 2 | [14 empty] | 1 | 1 | 3 | 2 | 1 | 1 | 1 | 0
PG&E GBA | Hicks | 230 | Geothermal | 0 | 0 | 0 | 0 | 0 | 0 | 0 | 0 | 0 | 0 | 0 | 5 | 4 | 1 | 1 | [14 empty] | 2 | 1 | 4 | 2 | 2 | 1 | 1 | 0
PG&E NGBA | Higgins | 115 | Geothermal | 0 | 0 | 0 | 0 | 0 | 0 | 0 | 0 | 0 | 0 | 0 | 5 | 4 | 1 | 1 | [14 empty] | 2 | 1 | 4 | 1 | 3 | 1 | 1 | 0
PG&E NGBA | Hilltop | 345 | Geothermal | YES | Northeast CA (Hydrothermal) | 909 | 0 | 909 | 0 | 0 | 0 | 909 | 0 | 909 | 5 | 2 | 1 | 1 |  |  |  | 1 |  |  |  | 1 | 2 | 1 | 1 | 1 | 3 | 1 | 2 | 2 | 4 | 1 | 3 | 5- | 1 | 1
SCE Metro | Hinson | 230 | Geothermal | 0 | 0 | 0 | 0 | 0 | 0 | 0 | 0 | 0 | 0 | 0 | 1 | 1 | 1 | 1 | [14 empty] | 1 | 1 | 2 | 1 | 1 | 1 | 1 | 0
PG&E GBA | Hollister | 115 | Geothermal | 0 | 0 | 0 | 0 | 0 | 0 | 0 | 0 | 0 | 0 | 0 | 5 | 4 | 1 | 1 | [14 empty] | 2 | 2 | 4 | 2 | 3 | 1 | 1 | 0
PG&E NGBA | Homestake | 115 | Geothermal | 0 | 0 | 0 | 0 | 0 | 0 | 0 | 0 | 0 | 0 | 0 | 5 | 2 | 1 | 1 | [14 empty] | 2 | 1 | 4 | 2 | 3 | 1 | 1 | 0
PG&E NGBA | Honcut | 115 | Geothermal | 0 | 0 | 0 | 0 | 0 | 0 | 0 | 0 | 0 | 0 | 0 | 5 | 4 | 1 | 1 | [14 empty] | 2 | 1 | 4 | 2 | 3 | 1 | 1 | 0
SDGE | Hoodoo Wash | 500 | Geothermal | 0 | 0 | 0 | 0 | 0 | 0 | 0 | 0 | 0 | 0 | 0 | 5 | 2 | 4 | 2 | [14 empty] | 2 | 2 | 4 | 2 | 3 | 1 | 1 | 0
PG&E NGBA | Hopland | 115 | Geothermal | 0 | 0 | 0 | 0 | 0 | 0 | 0 | 0 | 0 | 0 | 0 | 5 | 2 | 1 | 1 | [14 empty] | 2 | 2 | 4 | 2 | 3 | 1 | 1 | 0
PG&E NGBA | Hopland | 60 | Geothermal | 0 | 0 | 0 | 0 | 0 | 0 | 0 | 0 | 0 | 0 | 0 | 5 | 2 | 1 | 1 | [14 empty] | 2 | 2 | 4 | 2 | 3 | 1 | 1 | 0
PG&E NGBA | Humboldt | 115 | Geothermal | 0 | 0 | 0 | 0 | 0 | 0 | 0 | 0 | 0 | 0 | 0 | 5 | 2 | 1 | 1 | [14 empty] | 2 | 2 | 3 | 2 | 3 | 1 | 1 | 0
PG&E NGBA | Humboldt | 60 | Geothermal | 0 | 0 | 0 | 0 | 0 | 0 | 0 | 0 | 0 | 0 | 0 | 5 | 2 | 1 | 1 | [14 empty] | 2 | 2 | 3 | 2 | 3 | 1 | 1 | 0
PG&E NGBA | Humboldt | 500 | Geothermal | 0 | 0 | 0 | 0 | 0 | 0 | 0 | 0 | 0 | 0 | 0 | 5 | 2 | 1 | 1 | [14 empty] | 2 | 2 | 3 | 2 | 3 | 1 | 1 | 0
SCE Metro | Huntington Beach | 230 | Geothermal | 0 | 0 | 0 | 0 | 0 | 0 | 0 | 0 | 0 | 0 | 0 | 1 | 1 | 1 | 1 | [14 empty] | 1 | 1 | 1 | 1 | 2 | 1 | 1 | 0
PG&E NGBA | Ignacio | 115 | Geothermal | 0 | 0 | 0 | 0 | 0 | 0 | 0 | 0 | 0 | 0 | 0 | 5 | 4 | 1 | 1 | [14 empty] | 2 | 1 | 4 | 1 | 3 | 1 | 1 | 0
PG&E NGBA | Ignacio | 230 | Geothermal | 0 | 0 | 0 | 0 | 0 | 0 | 0 | 0 | 0 | 0 | 0 | 5 | 2 | 1 | 1 | [14 empty] | 2 | 1 | 4 | 1 | 3 | 1 | 1 | 0
PG&E NGBA | Ignacio | 60 | Geothermal | 0 | 0 | 0 | 0 | 0 | 0 | 0 | 0 | 0 | 0 | 0 | 5 | 2 | 1 | 1 | [14 empty] | 2 | 1 | 4 | 1 | 3 | 1 | 1 | 0
SDGE | Imperial Beach | 69 | Geothermal | 0 | 0 | 0 | 0 | 0 | 0 | 0 | 0 | 0 | 0 | 0 | 1 | 1 | 1 | 1 | [14 empty] | 2 | 1 | 3 | 1 | 2 | 1 | 1 | 0
SDGE | Imperial Valley | 230 | Geothermal | YES | Imperial-IID (Hydrothermal) | 530 | 0 | 530 | 25 | 0 | 25 | 505 | 0 | 505 | 1 | 1 | 1 | 1 | 4 | 1 |  | 1 |  |  |  | 1 | 1 | 1 | 1 | 1 | 1 | 1 | 1 | 1 | 2 | 2 | 1 | 5- | 1 | 1
SDGE | Imperial Valley | 500 | Geothermal | 0 | 0 | 0 | 0 | 0 | 0 | 0 | 0 | 0 | 0 | 0 | 1 | 1 | 1 | 1 | [14 empty] | 1 | 1 | 2 | 2 | 1 | 1 | 1 | 0
EOP | Innovation | 138 | Geothermal | 0 | 0 | 0 | 0 | 0 | 0 | 0 | 0 | 0 | 0 | 0 | 5 | 2 | 4 | 2 | [14 empty] | 2 | 2 | 4 | 1 | 3 | 1 | 1 | 0
EOP | Innovation | 230 | Geothermal | 0 | 0 | 0 | 0 | 0 | 0 | 0 | 0 | 0 | 0 | 0 | 5 | 2 | 4 | 2 | [14 empty] | 2 | 2 | 4 | 1 | 3 | 1 | 1 | 0
SCE NOL | Inyokern | 115 | Geothermal | 0 | 0 | 100 | 0 | 100 | 0 | 0 | 0 | 100 | 0 | 100 | 3 | 3 | 1 | 1 | [14 empty] | 2 | 2 | 4 | 1 | 3 | 5- | 1 | 1
EOP | IS Tap | 138 | Geothermal | 0 | 0 | 0 | 0 | 0 | 0 | 0 | 0 | 0 | 0 | 0 | 5 | 2 | 4 | 2 | [14 empty] | 2 | 2 | 4 | 1 | 3 | 1 | 1 | 0
EOP | Ivanpah | 115 | Geothermal | 0 | 0 | 0 | 0 | 0 | 0 | 0 | 0 | 0 | 0 | 0 | 5 | 2 | 4 | 2 | [14 empty] | 2 | 2 | 4 | 1 | 1 | 1 | 1 | 0
EOP | Ivanpah | 230 | Geothermal | 0 | 0 | 0 | 0 | 0 | 0 | 0 | 0 | 0 | 0 | 0 | 5 | 2 | 4 | 2 | [14 empty] | 2 | 2 | 4 | 1 | 1 | 1 | 1 | 0
EOP | Jackass (DOE) | 138 | Geothermal | 0 | 0 | 0 | 0 | 0 | 0 | 0 | 0 | 0 | 0 | 0 | 5 | 2 | 4 | 2 | [14 empty] | 2 | 2 | 4 | 1 | 3 | 1 | 1 | 0
PG&E NGBA | James B Black | 230 | Geothermal | 0 | EGS | 130.5 | 0 | 130.5 | 0 | 0 | 0 | 130.5 | 0 | 130.5 | 5 | 2 | 1 | 1 | [14 empty] | 2 | 2 | 4 | 2 | 3 | 5- | 1 | 1
PG&E GBA | Jefferson | 230 | Geothermal | 0 | 0 | 0 | 0 | 0 | 0 | 0 | 0 | 0 | 0 | 0 | 5 | 4 | 1 | 1 | [14 empty] | 2 | 1 | 3 | 1 | 2 | 1 | 1 | 0
PG&E NGBA | Jessup | 115 | Geothermal | 0 | EGS | 100 | 0 | 100 | 0 | 0 | 0 | 100 | 0 | 100 | 5 | 2 | 1 | 1 | [14 empty] | 2 | 2 | 3 | 2 | 3 | 5- | 1 | 1
SCE Metro | Johanna | 230 | Geothermal | 0 | 0 | 0 | 0 | 0 | 0 | 0 | 0 | 0 | 0 | 0 | 1 | 1 | 1 | 1 | [14 empty] | 1 | 1 | 2 | 1 | 1 | 1 | 1 | 0
SCE Eastern | Julian Hinds | 230 | Geothermal | 0 | 0 | 0 | 0 | 0 | 0 | 0 | 0 | 0 | 0 | 0 | 5 | 4 | 1 | 1 | [14 empty] | 2 | 1 | 4 | 1 | 3 | 1 | 1 | 0
PG&E GBA | Kasson | 115 | Geothermal | 0 | 0 | 0 | 0 | 0 | 0 | 0 | 0 | 0 | 0 | 0 | 5 | 4 | 1 | 1 | [14 empty] | 1 | 1 | 4 | 2 | 1 | 1 | 1 | 0
PG&E GBA | Kasson | 60 | Geothermal | 0 | 0 | 0 | 0 | 0 | 0 | 0 | 0 | 0 | 0 | 0 | 5 | 4 | 1 | 1 | [14 empty] | 1 | 1 | 4 | 2 | 1 | 1 | 1 | 0
PG&E FRESNO | Kearney | 230 | Geothermal | 0 | 0 | 0 | 0 | 0 | 0 | 0 | 0 | 0 | 0 | 0 | 5 | 2 | 5 | 2 | [14 empty] | 1 | 1 | 3 | 2 | 1 | 1 | 1 | 0
PG&E FRESNO | Kearney | 70 | Geothermal | 0 | 0 | 0 | 0 | 0 | 0 | 0 | 0 | 0 | 0 | 0 | 5 | 2 | 5 | 2 | [14 empty] | 1 | 1 | 3 | 2 | 1 | 1 | 1 | 0
PG&E GBA | Kelso | 230 | Geothermal | 0 | 0 | 0 | 0 | 0 | 0 | 0 | 0 | 0 | 0 | 0 | 5 | 2 | 1 | 1 | [14 empty] | 2 | 1 | 2 | 1 | 2 | 1 | 1 | 0
PG&E FRESNO | Kerchoff 1 | 115 | Geothermal | 0 | 0 | 0 | 0 | 0 | 0 | 0 | 0 | 0 | 0 | 0 | 5 | 2 | 5 | 2 | [14 empty] | 1 | 1 | 4 | 2 | 3 | 1 | 1 | 0
PG&E KERN | Kern Oil | 115 | Geothermal | 0 | 0 | 0 | 0 | 0 | 0 | 0 | 0 | 0 | 0 | 0 | 5 | 2 | 5 | 2 | [14 empty] | 1 | 1 | 1 | 1 | 1 | 1 | 1 | 0
PG&E KERN | Kern PP | 115 | Geothermal | 0 | 0 | 0 | 0 | 0 | 0 | 0 | 0 | 0 | 0 | 0 | 5 | 2 | 5 | 2 | [14 empty] | 1 | 1 | 2 | 1 | 2 | 1 | 1 | 0
PG&E KERN | Kern PP | 230 | Geothermal | 0 | 0 | 0 | 0 | 0 | 0 | 0 | 0 | 0 | 0 | 0 | 5 | 2 | 5 | 2 | [14 empty] | 1 | 1 | 2 | 1 | 2 | 1 | 1 | 0
PG&E KERN | Kern PP | 70 | Geothermal | 0 | 0 | 0 | 0 | 0 | 0 | 0 | 0 | 0 | 0 | 0 | 5 | 2 | 5 | 2 | [14 empty] | 1 | 1 | 2 | 1 | 2 | 1 | 1 | 0
PG&E KERN | Kernridge | 115 | Geothermal | 0 | 0 | 0 | 0 | 0 | 0 | 0 | 0 | 0 | 0 | 0 | 5 | 2 | 5 | 2 | [14 empty] | 1 | 1 | 1 | 1 | 1 | 1 | 1 | 0
PG&E FRESNO | Kingsburg | 115 | Geothermal | 0 | 0 | 0 | 0 | 0 | 0 | 0 | 0 | 0 | 0 | 0 | 5 | 2 | 5 | 2 | [14 empty] | 1 | 1 | 2 | 2 | 1 | 1 | 1 | 0
PG&E GBA | Kirker | 115 | Geothermal | 0 | 0 | 0 | 0 | 0 | 0 | 0 | 0 | 0 | 0 | 0 | 5 | 2 | 1 | 1 | [14 empty] | 2 | 1 | 3 | 1 | 1 | 1 | 1 | 0
PG&E NGBA | Knights Landing | 115 | Geothermal | 0 | 0 | 0 | 0 | 0 | 0 | 0 | 0 | 0 | 0 | 0 | 5 | 5 | 3 | 3 | [14 empty] | 2 | 1 | 4 | 2 | 3 | 1 | 1 | 0
PG&E NGBA | Konocti | 60 | Geothermal | 0 | 0 | 0 | 0 | 0 | 0 | 0 | 0 | 0 | 0 | 0 | 5 | 2 | 1 | 1 | [14 empty] | 2 | 2 | 4 | 2 | 3 | 1 | 1 | 0
SCE NOL | Kramer | 115 | Geothermal | 0 | 0 | 0 | 0 | 0 | 0 | 0 | 0 | 0 | 0 | 0 | 3 | 3 | 1 | 1 | [14 empty] | 2 | 1 | 4 | 1 | 3 | 1 | 1 | 0
SCE NOL | Kramer | 230 | Geothermal | 0 | 0 | 0 | 0 | 0 | 0 | 0 | 0 | 0 | 0 | 0 | 3 | 3 | 1 | 1 | [14 empty] | 2 | 1 | 4 | 1 | 3 | 1 | 1 | 0
SCE Metro | La Cienega | 230 | Geothermal | 0 | 0 | 0 | 0 | 0 | 0 | 0 | 0 | 0 | 0 | 0 | 1 | 1 | 1 | 1 | [14 empty] | 1 | 1 | 2 | 1 | 2 | 1 | 1 | 0
SCE Metro | La Fresa | 230 | Geothermal | 0 | 0 | 0 | 0 | 0 | 0 | 0 | 0 | 0 | 0 | 0 | 1 | 1 | 1 | 1 | [14 empty] | 1 | 1 | 2 | 1 | 2 | 1 | 1 | 0
SCE Metro | Laguna Bell | 230 | Geothermal | 0 | 0 | 0 | 0 | 0 | 0 | 0 | 0 | 0 | 0 | 0 | 1 | 1 | 1 | 1 | [14 empty] | 1 | 1 | 2 | 1 | 1 | 1 | 1 | 0
PG&E KERN | Lakeview | 70 | Geothermal | 0 | 0 | 0 | 0 | 0 | 0 | 0 | 0 | 0 | 0 | 0 | 5 | 2 | 5 | 2 | [14 empty] | 1 | 1 | 4 | 1 | 1 | 1 | 1 | 0
PG&E NGBA | Lakeville | 230 | Geothermal | 0 | 0 | 0 | 0 | 0 | 0 | 0 | 0 | 0 | 0 | 0 | 5 | 4 | 1 | 1 | [14 empty] | 2 | 1 | 4 | 2 | 3 | 1 | 1 | 0
PG&E NGBA | Lakeville | 60 | Geothermal | 0 | 0 | 0 | 0 | 0 | 0 | 0 | 0 | 0 | 0 | 0 | 5 | 4 | 1 | 1 | [14 empty] | 2 | 1 | 4 | 2 | 3 | 1 | 1 | 0
PG&E NGBA | Lakeville | 115 | Geothermal | 0 | Hydrothermal, EGS | 8 | 0 | 8 | 0 | 0 | 0 | 8 | 0 | 8 | 5 | 4 | 1 | 1 |  |  |  | 1 |  |  |  | 1 | 1 | 1 | 2 | 5 | 5 | 1 | 2 | 1 | 4 | 2 | 3 | 5- | 1 | 1
PG&E GBA | Lakewood | 115 | Geothermal | 0 | 0 | 0 | 0 | 0 | 0 | 0 | 0 | 0 | 0 | 0 | 5 | 2 | 1 | 1 | [14 empty] | 2 | 1 | 3 | 1 | 2 | 1 | 1 | 0
PG&E NGBA | Lambie | 230 | Geothermal | 0 | 0 | 0 | 0 | 0 | 0 | 0 | 0 | 0 | 0 | 0 | 5 | 4 | 1 | 1 | [14 empty] | 2 | 1 | 1 | 1 | 1 | 1 | 1 | 0
PG&E GBA | Lammers | 115 | Geothermal | 0 | 0 | 0 | 0 | 0 | 0 | 0 | 0 | 0 | 0 | 0 | 5 | 4 | 1 | 1 | [14 empty] | 1 | 1 | 1 | 2 | 2 | 1 | 1 | 0
PG&E KERN | Lamont | 115 | Geothermal | 0 | 0 | 0 | 0 | 0 | 0 | 0 | 0 | 0 | 0 | 0 | 5 | 2 | 5 | 2 | [14 empty] | 1 | 1 | 2 | 1 | 1 | 1 | 1 | 0
PG&E FRESNO | Las Aguilas | 230 | Geothermal | 0 | 0 | 0 | 0 | 0 | 0 | 0 | 0 | 0 | 0 | 0 | 5 | 2 | 5 | 2 | [14 empty] | 2 | 2 | 4 | 2 | 2 | 1 | 1 | 0
EOP | Lathrop | 138 | Geothermal | 0 | 0 | 0 | 0 | 0 | 0 | 0 | 0 | 0 | 0 | 0 | 5 | 2 | 4 | 2 | [14 empty] | 2 | 2 | 4 | 1 | 3 | 1 | 1 | 0
EOP | Lathrop | 230 | Geothermal | 0 | 0 | 0 | 0 | 0 | 0 | 0 | 0 | 0 | 0 | 0 | 5 | 2 | 4 | 2 | [14 empty] | 2 | 2 | 4 | 1 | 3 | 1 | 1 | 0
PG&E FRESNO | Le Grand | 115 | Geothermal | 0 | 0 | 0 | 0 | 0 | 0 | 0 | 0 | 0 | 0 | 0 | 5 | 2 | 5 | 2 | [14 empty] | 1 | 1 | 3 | 2 | 1 | 1 | 1 | 0
PG&E FRESNO | Lemoore | 70 | Geothermal | 0 | 0 | 0 | 0 | 0 | 0 | 0 | 0 | 0 | 0 | 0 | 5 | 2 | 5 | 2 | [14 empty] | 1 | 1 | 3 | 2 | 2 | 1 | 1 | 0
PG&E KERN | Lerdo | 115 | Geothermal | 0 | 0 | 0 | 0 | 0 | 0 | 0 | 0 | 0 | 0 | 0 | 5 | 2 | 5 | 2 | [14 empty] | 1 | 1 | 4 | 1 | 1 | 1 | 1 | 0
SCE Metro | Lewis | 230 | Geothermal | 0 | 0 | 0 | 0 | 0 | 0 | 0 | 0 | 0 | 0 | 0 | 1 | 1 | 1 | 1 | [14 empty] | 1 | 1 | 3 | 1 | 2 | 1 | 1 | 0
SCE Metro | Lighthipe | 230 | Geothermal | 0 | 0 | 0 | 0 | 0 | 0 | 0 | 0 | 0 | 0 | 0 | 1 | 1 | 1 | 1 | [14 empty] | 1 | 1 | 2 | 1 | 1 | 1 | 1 | 0
SDGE | Lilac | 69 | Geothermal | 0 | 0 | 0 | 0 | 0 | 0 | 0 | 0 | 0 | 0 | 0 | 1 | 1 | 1 | 1 | [14 empty] | 2 | 1 | 3 | 1 | 3 | 1 | 1 | 0
PG&E NGBA | Lincoln | 115 | Geothermal | 0 | 0 | 0 | 0 | 0 | 0 | 0 | 0 | 0 | 0 | 0 | 5 | 5 | 3 | 3 | [14 empty] | 2 | 1 | 3 | 2 | 3 | 1 | 1 | 0
PG&E KERN | Live Oak | 115 | Geothermal | 0 | 0 | 0 | 0 | 0 | 0 | 0 | 0 | 0 | 0 | 0 | 5 | 2 | 5 | 2 | [14 empty] | 1 | 1 | 1 | 1 | 1 | 1 | 1 | 0
PG&E GBA | Llagas | 115 | Geothermal | 0 | 0 | 0 | 0 | 0 | 0 | 0 | 0 | 0 | 0 | 0 | 5 | 4 | 1 | 1 | [14 empty] | 2 | 1 | 2 | 2 | 1 | 1 | 1 | 0
PG&E GBA | Lockeford | 115 | Geothermal | 0 | 0 | 0 | 0 | 0 | 0 | 0 | 0 | 0 | 0 | 0 | 5 | 4 | 1 | 1 | [14 empty] | 1 | 1 | 4 | 2 | 2 | 1 | 1 | 0
PG&E GBA | Lockeford | 230 | Geothermal | 0 | 0 | 0 | 0 | 0 | 0 | 0 | 0 | 0 | 0 | 0 | 5 | 4 | 1 | 1 | [14 empty] | 1 | 1 | 4 | 2 | 2 | 1 | 1 | 0
PG&E GBA | Lockeford | 60 | Geothermal | 0 | 0 | 0 | 0 | 0 | 0 | 0 | 0 | 0 | 0 | 0 | 5 | 4 | 1 | 1 | [14 empty] | 1 | 1 | 4 | 2 | 2 | 1 | 1 | 0
PG&E GBA | Lodi | 230 | Geothermal | 0 | 0 | 0 | 0 | 0 | 0 | 0 | 0 | 0 | 0 | 0 | 5 | 4 | 1 | 1 | [14 empty] | 1 | 1 | 1 | 2 | 1 | 1 | 1 | 0
PG&E NGBA | Logan Creek | 230 | Geothermal | 0 | 0 | 0 | 0 | 0 | 0 | 0 | 0 | 0 | 0 | 0 | 5 | 2 | 1 | 1 | [14 empty] | 2 | 2 | 4 | 1 | 2 | 1 | 1 | 0
PG&E GBA | Lone Tree | 230 | Geothermal | 0 | 0 | 0 | 0 | 0 | 0 | 0 | 0 | 0 | 0 | 0 | 5 | 2 | 1 | 1 | [14 empty] | 2 | 1 | 3 | 1 | 2 | 1 | 1 | 0
PG&E FRESNO | Los Banos | 230 | Geothermal | 0 | EGS | 10 | 0 | 10 | 0 | 0 | 0 | 10 | 0 | 10 | 5 | 2 | 5 | 2 | [14 empty] | 1 | 1 | 4 | 2 | 1 | 5- | 1 | 1
PG&E FRESNO | Los Banos | 500 | Geothermal | 0 | 0 | 0 | 0 | 0 | 0 | 0 | 0 | 0 | 0 | 0 | 1 | 1 | 1 | 1 | [14 empty] | 1 | 1 | 4 | 2 | 1 | 1 | 1 | 0
SDGE | Los Coches | 138 | Geothermal | 0 | 0 | 0 | 0 | 0 | 0 | 0 | 0 | 0 | 0 | 0 | 1 | 1 | 1 | 1 | [14 empty] | 2 | 2 | 4 | 2 | 3 | 1 | 1 | 0
SDGE | Los Coches | 69 | Geothermal | 0 | 0 | 0 | 0 | 0 | 0 | 0 | 0 | 0 | 0 | 0 | 1 | 1 | 1 | 1 | [14 empty] | 2 | 2 | 4 | 2 | 3 | 1 | 1 | 0
PG&E GBA | Los Esteros | 115 | Geothermal | 0 | 0 | 0 | 0 | 0 | 0 | 0 | 0 | 0 | 0 | 0 | 5 | 4 | 1 | 1 | [14 empty] | 2 | 1 | 1 | 2 | 1 | 1 | 1 | 0
PG&E GBA | Los Esteros | 230 | Geothermal | 0 | 0 | 0 | 0 | 0 | 0 | 0 | 0 | 0 | 0 | 0 | 5 | 4 | 1 | 1 | [14 empty] | 2 | 1 | 1 | 2 | 1 | 1 | 1 | 0
PG&E GBA | Los Positas | 230 | Geothermal | 0 | 0 | 0 | 0 | 0 | 0 | 0 | 0 | 0 | 0 | 0 | 5 | 4 | 1 | 1 | [14 empty] | 2 | 1 | 3 | 1 | 3 | 1 | 1 | 0
PG&E GBA | Los Positas | 60 | Geothermal | 0 | 0 | 0 | 0 | 0 | 0 | 0 | 0 | 0 | 0 | 0 | 5 | 2 | 1 | 1 | [14 empty] | 2 | 1 | 3 | 1 | 3 | 1 | 1 | 0
SDGE | Loveland | 69 | Geothermal | 0 | 0 | 0 | 0 | 0 | 0 | 0 | 0 | 0 | 0 | 0 | 1 | 1 | 1 | 1 | [14 empty] | 2 | 1 | 3 | 1 | 3 | 1 | 1 | 0
SCE NOL | Lugo | 230 | Geothermal | 0 | 0 | 0 | 0 | 0 | 0 | 0 | 0 | 0 | 0 | 0 | 1 | 1 | 1 | 1 | [14 empty] | 2 | 1 | 4 | 1 | 2 | 1 | 1 | 0
SCE Metro | Lugo | 500 | Geothermal | YES | Utah (Hydrothermal) | 203 | 0 | 203 | 203 | 0 | 203 | 0 | 0 | 0 | 1 | 1 | 1 | 1 | 5 | N/A |  | N/A |  |  |  | N/A | N/A | N/A | N/A | N/A | N/A | N/A | 2 | 1 | 4 | 1 | 2 | 1 | 4 | 1
PG&E FRESNO | Madera | 70 | Geothermal | 0 | 0 | 0 | 0 | 0 | 0 | 0 | 0 | 0 | 0 | 0 | 5 | 4 | 5 | 2 | [14 empty] | 1 | 1 | 4 | 2 | 1 | 1 | 1 | 0
PG&E NGBA | Madison | 115 | Geothermal | 0 | 0 | 0 | 0 | 0 | 0 | 0 | 0 | 0 | 0 | 0 | 5 | 2 | 1 | 1 | [14 empty] | 2 | 1 | 4 | 2 | 3 | 1 | 1 | 0
PG&E KERN | Magunden | 115 | Geothermal | 0 | 0 | 0 | 0 | 0 | 0 | 0 | 0 | 0 | 0 | 0 | 5 | 2 | 5 | 2 | [14 empty] | 1 | 1 | 2 | 1 | 1 | 1 | 1 | 0
SCE Northern | Magunden | 230 | Geothermal | 0 | 0 | 0 | 0 | 0 | 0 | 0 | 0 | 0 | 0 | 0 | 1 | 1 | 1 | 1 | [14 empty] | 1 | 1 | 2 | 1 | 1 | 1 | 1 | 0
PG&E FRESNO | Malaga | 115 | Geothermal | 0 | 0 | 0 | 0 | 0 | 0 | 0 | 0 | 0 | 0 | 0 | 5 | 2 | 5 | 2 | [14 empty] | 1 | 1 | 1 | 2 | 1 | 1 | 1 | 0
PG&E NGBA | Malin | 500 | Geothermal | YES | Northern Nevada, Oregon, In-state (Hydrothermal and/or EGS) | 1383.5 | 0 | 1383.5 | 0 | 0 | 0 | 1383.5 | 0 | 1383.5 | 5 | 2 | 1 | 1 |  |  |  | 1 |  |  |  | 1 | 1 | 3 | 1 | 1 | 3 | 5 | 2 | 2 | 4 | 2 | 3 | 3- | 1 | 1
SCE Northern | Mandalay | 230 | Geothermal | 0 | 0 | 0 | 0 | 0 | 0 | 0 | 0 | 0 | 0 | 0 | 5 | 2 | 4 | 2 | [14 empty] | 2 | 1 | 2 | 1 | 1 | 1 | 1 | 0
PG&E FRESNO | Manning | 230 | Geothermal | 0 | 0 | 0 | 0 | 0 | 0 | 0 | 0 | 0 | 0 | 0 | 5 | 2 | 5 | 2 | [14 empty] | 1 | 1 | 2 | 2 | 1 | 1 | 1 | 0
PG&E FRESNO | Manning | 500 | Geothermal | 0 | 0 | 0 | 0 | 0 | 0 | 0 | 0 | 0 | 0 | 0 | 1 | 1 | 1 | 1 | [14 empty] | 1 | 1 | 2 | 2 | 1 | 1 | 1 | 0
PG&E GBA | Manteca | 115 | Geothermal | 0 | 0 | 0 | 0 | 0 | 0 | 0 | 0 | 0 | 0 | 0 | 5 | 4 | 5 | 2 | [14 empty] | 1 | 1 | 2 | 2 | 2 | 1 | 1 | 0
SDGE | Margarita | 138 | Geothermal | 0 | 0 | 0 | 0 | 0 | 0 | 0 | 0 | 0 | 0 | 0 | 1 | 1 | 1 | 1 | [14 empty] | 1 | 1 | 2 | 1 | 3 | 1 | 1 | 0
PG&E GBA | Martin | 230 | Geothermal | 0 | 0 | 0 | 0 | 0 | 0 | 0 | 0 | 0 | 0 | 0 | 5 | 2 | 1 | 1 | [14 empty] | 2 | 1 | 3 | 1 | 2 | 1 | 1 | 0
PG&E GBA | Martin | 115 | Geothermal | 0 | 0 | 0 | 0 | 0 | 0 | 0 | 0 | 0 | 0 | 0 | 1 | 1 | 1 | 1 | [14 empty] | 2 | 1 | 3 | 1 | 2 | 1 | 1 | 0
PG&E GBA | Martinez | 115 | Geothermal | 0 | 0 | 0 | 0 | 0 | 0 | 0 | 0 | 0 | 0 | 0 | 5 | 4 | 1 | 1 | [14 empty] | 2 | 1 | 1 | 1 | 1 | 1 | 1 | 0
PG&E FRESNO | Mc Mullin | 230 | Geothermal | 0 | 0 | 0 | 0 | 0 | 0 | 0 | 0 | 0 | 0 | 0 | 5 | 2 | 5 | 2 | [14 empty] | 1 | 1 | 3 | 2 | 1 | 1 | 1 | 0
PG&E FRESNO | McCall | 115 | Geothermal | 0 | 0 | 0 | 0 | 0 | 0 | 0 | 0 | 0 | 0 | 0 | 5 | 2 | 5 | 2 | [14 empty] | 1 | 1 | 3 | 2 | 1 | 1 | 1 | 0
PG&E FRESNO | McCall | 230 | Geothermal | 0 | 0 | 0 | 0 | 0 | 0 | 0 | 0 | 0 | 0 | 0 | 5 | 2 | 5 | 2 | [14 empty] | 1 | 1 | 3 | 2 | 1 | 1 | 1 | 0
PG&E GBA | Meadow Lane | 115 | Geothermal | 0 | 0 | 0 | 0 | 0 | 0 | 0 | 0 | 0 | 0 | 0 | 5 | 2 | 1 | 1 | [14 empty] | 2 | 1 | 2 | 1 | 1 | 1 | 1 | 0
PG&E GBA | Melones | 115 | Geothermal | 0 | 0 | 0 | 0 | 0 | 0 | 0 | 0 | 0 | 0 | 0 | 5 | 4 | 1 | 1 | [14 empty] | 2 | 1 | 4 | 1 | 3 | 1 | 1 | 0
PG&E GBA | Melones | 230 | Geothermal | 0 | 0 | 0 | 0 | 0 | 0 | 0 | 0 | 0 | 0 | 0 | 5 | 4 | 1 | 1 | [14 empty] | 2 | 1 | 4 | 1 | 3 | 1 | 1 | 0
SDGE | Melrose | 69 | Geothermal | 0 | 0 | 0 | 0 | 0 | 0 | 0 | 0 | 0 | 0 | 0 | 1 | 1 | 1 | 1 | [14 empty] | 2 | 1 | 3 | 1 | 3 | 1 | 1 | 0
PG&E NGBA | Mendocino | 115 | Geothermal | 0 | 0 | 0 | 0 | 0 | 0 | 0 | 0 | 0 | 0 | 0 | 5 | 2 | 1 | 1 | [14 empty] | 2 | 2 | 4 | 2 | 3 | 1 | 1 | 0
PG&E NGBA | Mendocino | 60 | Geothermal | 0 | 0 | 0 | 0 | 0 | 0 | 0 | 0 | 0 | 0 | 0 | 5 | 2 | 1 | 1 | [14 empty] | 2 | 2 | 4 | 2 | 3 | 1 | 1 | 0
PG&E FRESNO | Mendota | 115 | Geothermal | 0 | 0 | 0 | 0 | 0 | 0 | 0 | 0 | 0 | 0 | 0 | 5 | 2 | 5 | 2 | [14 empty] | 1 | 1 | 3 | 2 | 1 | 1 | 1 | 0
PG&E GBA | Menlo | 60 | Geothermal | 0 | 0 | 0 | 0 | 0 | 0 | 0 | 0 | 0 | 0 | 0 | 5 | 2 | 1 | 1 | [14 empty] | 2 | 1 | 3 | 1 | 2 | 1 | 1 | 0
PG&E FRESNO | Merced | 115 | Geothermal | 0 | 0 | 0 | 0 | 0 | 0 | 0 | 0 | 0 | 0 | 0 | 5 | 4 | 5 | 2 | [14 empty] | 1 | 1 | 4 | 2 | 1 | 1 | 1 | 0
EOP | Mercury | 138 | Geothermal | 0 | 0 | 0 | 0 | 0 | 0 | 0 | 0 | 0 | 0 | 0 | 5 | 2 | 4 | 2 | [14 empty] | 2 | 2 | 4 | 1 | 3 | 1 | 1 | 0
PG&E FRESNO | Mercy Springs | 70 | Geothermal | 0 | 0 | 0 | 0 | 0 | 0 | 0 | 0 | 0 | 0 | 0 | 5 | 2 | 5 | 2 | [14 empty] | 1 | 1 | 4 | 2 | 1 | 1 | 1 | 0
PG&E NGBA | Meridian | 60 | Geothermal | 0 | 0 | 0 | 0 | 0 | 0 | 0 | 0 | 0 | 0 | 0 | 5 | 2 | 1 | 1 | [14 empty] | 2 | 2 | 4 | 1 | 3 | 1 | 1 | 0
PG&E KERN | Mesa (PGE) | 115 | Geothermal | 0 | 0 | 0 | 0 | 0 | 0 | 0 | 0 | 0 | 0 | 0 | 5 | 2 | 5 | 2 | [14 empty] | 2 | 2 | 3 | 2 | 2 | 1 | 1 | 0
PG&E KERN | Mesa (PGE) | 230 | Geothermal | 0 | 0 | 0 | 0 | 0 | 0 | 0 | 0 | 0 | 0 | 0 | 5 | 2 | 5 | 2 | [14 empty] | 2 | 2 | 3 | 2 | 2 | 1 | 1 | 0
SCE Metro | Mesa (SCE) | 230 | Geothermal | 0 | 0 | 0 | 0 | 0 | 0 | 0 | 0 | 0 | 0 | 0 | 1 | 1 | 1 | 1 | [14 empty] | 1 | 1 | 3 | 1 | 2 | 1 | 1 | 0
SCE Metro | Mesa (SCE) | 500 | Geothermal | 0 | 0 | 0 | 0 | 0 | 0 | 0 | 0 | 0 | 0 | 0 | 1 | 1 | 1 | 1 | [14 empty] | 1 | 1 | 3 | 1 | 2 | 1 | 1 | 0
SDGE | Mesa Heights | 69 | Geothermal | 0 | 0 | 0 | 0 | 0 | 0 | 0 | 0 | 0 | 0 | 0 | 1 | 1 | 1 | 1 | [14 empty] | 2 | 1 | 2 | 1 | 3 | 1 | 1 | 0
PG&E GBA | Metcalf | 115 | Geothermal | 0 | 0 | 0 | 0 | 0 | 0 | 0 | 0 | 0 | 0 | 0 | 5 | 4 | 1 | 1 | [14 empty] | 2 | 1 | 1 | 2 | 3 | 1 | 1 | 0
PG&E GBA | Metcalf | 230 | Geothermal | 0 | 0 | 0 | 0 | 0 | 0 | 0 | 0 | 0 | 0 | 0 | 5 | 4 | 1 | 1 | [14 empty] | 2 | 1 | 1 | 2 | 3 | 1 | 1 | 0
PG&E GBA | Metcalf | 500 | Geothermal | 0 | 0 | 0 | 0 | 0 | 0 | 0 | 0 | 0 | 0 | 0 | 1 | 1 | 1 | 1 | [14 empty] | 2 | 1 | 1 | 2 | 3 | 1 | 1 | 0
PG&E KERN | Midway | 115 | Geothermal | 0 | 0 | 0 | 0 | 0 | 0 | 0 | 0 | 0 | 0 | 0 | 5 | 2 | 5 | 2 | [14 empty] | 1 | 1 | 3 | 1 | 1 | 1 | 1 | 0
PG&E KERN | Midway | 230 | Geothermal | 0 | 0 | 0 | 0 | 0 | 0 | 0 | 0 | 0 | 0 | 0 | 5 | 2 | 5 | 2 | [14 empty] | 1 | 1 | 3 | 1 | 1 | 1 | 1 | 0
PG&E KERN | Midway | 500 | Geothermal | 0 | 0 | 0 | 0 | 0 | 0 | 0 | 0 | 0 | 0 | 0 | 5 | 2 | 4 | 2 | [14 empty] | 1 | 1 | 3 | 1 | 1 | 1 | 1 | 0
SDGE | Miguel | 230 | Geothermal | 0 | 0 | 0 | 0 | 0 | 0 | 0 | 0 | 0 | 0 | 0 | 1 | 1 | 1 | 1 | [14 empty] | 2 | 1 | 3 | 1 | 2 | 1 | 1 | 0
SDGE | Miguel | 500 | Geothermal | 0 | 0 | 0 | 0 | 0 | 0 | 0 | 0 | 0 | 0 | 0 | 1 | 1 | 1 | 1 | [14 empty] | 2 | 1 | 3 | 1 | 2 | 1 | 1 | 0
SDGE | Miguel | 69 | Geothermal | 0 | 0 | 0 | 0 | 0 | 0 | 0 | 0 | 0 | 0 | 0 | 1 | 1 | 1 | 1 | [14 empty] | 2 | 1 | 3 | 1 | 2 | 1 | 1 | 0
PG&E GBA | Millbrae | 115 | Geothermal | 0 | 0 | 0 | 0 | 0 | 0 | 0 | 0 | 0 | 0 | 0 | 1 | 1 | 1 | 1 | [14 empty] | 2 | 1 | 3 | 1 | 2 | 1 | 1 | 0
PG&E GBA | Miller | 115 | Geothermal | 0 | 0 | 0 | 0 | 0 | 0 | 0 | 0 | 0 | 0 | 0 | 5 | 4 | 1 | 1 | [14 empty] | 1 | 1 | 4 | 2 | 1 | 1 | 1 | 0
SCE Metro | Mira Loma | 230 | Geothermal | 0 | 0 | 0 | 0 | 0 | 0 | 0 | 0 | 0 | 0 | 0 | 1 | 1 | 1 | 1 | [14 empty] | 1 | 1 | 1 | 1 | 1 | 1 | 1 | 0
SCE Metro | Mira Loma | 500 | Geothermal | 0 | 0 | 0 | 0 | 0 | 0 | 0 | 0 | 0 | 0 | 0 | 1 | 1 | 1 | 1 | [14 empty] | 1 | 1 | 1 | 1 | 1 | 1 | 1 | 0
SCE Eastern | Mirage | 115 | Geothermal | 0 | 0 | 0 | 0 | 0 | 0 | 0 | 0 | 0 | 0 | 0 | 5 | 4 | 1 | 1 | [14 empty] | 2 | 1 | 3 | 1 | 3 | 1 | 1 | 0
SCE Eastern | Mirage | 230 | Geothermal | YES | Imperial-IID (Hydrothermal) | 100 | 0 | 100 | 30 | 0 | 30 | 70 | 0 | 70 | 5 | 4 | 1 | 1 |  | 1 |  | 1 |  |  |  | 1 | 1 | 1 | 2 | 2 | 2 | 1 | 2 | 1 | 3 | 1 | 3 | 5- | 5 | 1
SDGE | Mission | 138 | Geothermal | 0 | 0 | 0 | 0 | 0 | 0 | 0 | 0 | 0 | 0 | 0 | 1 | 1 | 1 | 1 | [14 empty] | 2 | 1 | 2 | 1 | 2 | 1 | 1 | 0
SDGE | Mission | 230 | Geothermal | 0 | 0 | 0 | 0 | 0 | 0 | 0 | 0 | 0 | 0 | 0 | 1 | 1 | 1 | 1 | [14 empty] | 2 | 1 | 2 | 1 | 2 | 1 | 1 | 0
SDGE | Mission | 69 | Geothermal | 0 | 0 | 0 | 0 | 0 | 0 | 0 | 0 | 0 | 0 | 0 | 1 | 1 | 1 | 1 | [14 empty] | 2 | 1 | 2 | 1 | 2 | 1 | 1 | 0
PG&E GBA | Mi-Wuk | 115 | Geothermal | 0 | 0 | 0 | 0 | 0 | 0 | 0 | 0 | 0 | 0 | 0 | 5 | 4 | 1 | 1 | [14 empty] | 2 | 1 | 4 | 1 | 3 | 1 | 1 | 0
EOP | Mohave | 500 | Geothermal | 0 | 0 | 0 | 0 | 0 | 0 | 0 | 0 | 0 | 0 | 0 | 5 | 2 | 4 | 2 | [14 empty] | 2 | 2 | 3 | 1 | 3 | 1 | 1 | 0
PG&E NGBA | Monroe | 115 | Geothermal | 0 | 0 | 0 | 0 | 0 | 0 | 0 | 0 | 0 | 0 | 0 | 5 | 2 | 1 | 1 | [14 empty] | 2 | 1 | 3 | 2 | 2 | 1 | 1 | 0
SDGE | Monserate | 69 | Geothermal | 0 | 0 | 0 | 0 | 0 | 0 | 0 | 0 | 0 | 0 | 0 | 1 | 1 | 1 | 1 | [14 empty] | 2 | 1 | 3 | 1 | 3 | 1 | 1 | 0
PG&E GBA | Monta Vista | 115 | Geothermal | 0 | 0 | 0 | 0 | 0 | 0 | 0 | 0 | 0 | 0 | 0 | 5 | 4 | 1 | 1 | [14 empty] | 2 | 1 | 3 | 2 | 3 | 1 | 1 | 0
PG&E GBA | Monta Vista | 230 | Geothermal | 0 | 0 | 0 | 0 | 0 | 0 | 0 | 0 | 0 | 0 | 0 | 5 | 4 | 1 | 1 | [14 empty] | 2 | 1 | 3 | 2 | 3 | 1 | 1 | 0
PG&E GBA | Monta Vista | 60 | Geothermal | 0 | 0 | 0 | 0 | 0 | 0 | 0 | 0 | 0 | 0 | 0 | 5 | 4 | 1 | 1 | [14 empty] | 2 | 1 | 3 | 2 | 3 | 1 | 1 | 0
PG&E NGBA | Monticello | 115 | Geothermal | 0 | 0 | 0 | 0 | 0 | 0 | 0 | 0 | 0 | 0 | 0 | 5 | 2 | 1 | 1 | [14 empty] | 2 | 1 | 4 | 2 | 3 | 1 | 1 | 0
SCE Northern | Moorpark | 230 | Geothermal | 0 | 0 | 0 | 0 | 0 | 0 | 0 | 0 | 0 | 0 | 0 | 5 | 2 | 4 | 2 | [14 empty] | 2 | 1 | 4 | 1 | 3 | 1 | 1 | 0
SCE Northern | Moorpark | 66 | Geothermal | 0 | 0 | 0 | 0 | 0 | 0 | 0 | 0 | 0 | 0 | 0 | 5 | 2 | 4 | 2 | [14 empty] | 2 | 1 | 4 | 1 | 3 | 1 | 1 | 0
PG&E GBA | Moraga | 115 | Geothermal | 0 | 0 | 0 | 0 | 0 | 0 | 0 | 0 | 0 | 0 | 0 | 5 | 2 | 1 | 1 | [14 empty] | 2 | 1 | 3 | 1 | 3 | 1 | 1 | 0
PG&E GBA | Moraga | 230 | Geothermal | 0 | 0 | 0 | 0 | 0 | 0 | 0 | 0 | 0 | 0 | 0 | 5 | 4 | 1 | 1 | [14 empty] | 2 | 1 | 3 | 1 | 3 | 1 | 1 | 0
PG&E GBA | Morgan Hill | 115 | Geothermal | 0 | 0 | 0 | 0 | 0 | 0 | 0 | 0 | 0 | 0 | 0 | 5 | 4 | 1 | 1 | [14 empty] | 2 | 1 | 3 | 2 | 2 | 1 | 1 | 0
PG&E KERN | Morro Bay | 115 | Geothermal | 0 | 0 | 0 | 0 | 0 | 0 | 0 | 0 | 0 | 0 | 0 | 5 | 2 | 5 | 2 | [14 empty] | 2 | 2 | 2 | 2 | 3 | 1 | 1 | 0
PG&E KERN | Morro Bay | 230 | Geothermal | 0 | 0 | 0 | 0 | 0 | 0 | 0 | 0 | 0 | 0 | 0 | 5 | 2 | 5 | 2 | [14 empty] | 2 | 2 | 2 | 2 | 3 | 1 | 1 | 0
PG&E KERN | Morro Bay | 500 | Geothermal | 0 | 0 | 0 | 0 | 0 | 0 | 0 | 0 | 0 | 0 | 0 | 5 | 2 | 4 | 2 | [14 empty] | 2 | 2 | 2 | 2 | 3 | 1 | 1 | 0
PG&E GBA | Moss Landing | 115 | Geothermal | 0 | 0 | 0 | 0 | 0 | 0 | 0 | 0 | 0 | 0 | 0 | 5 | 4 | 1 | 1 | [14 empty] | 2 | 2 | 1 | 2 | 2 | 1 | 1 | 0
PG&E GBA | Moss Landing | 230 | Geothermal | 0 | 0 | 0 | 0 | 0 | 0 | 0 | 0 | 0 | 0 | 0 | 5 | 4 | 1 | 1 | [14 empty] | 2 | 2 | 1 | 2 | 2 | 1 | 1 | 0
PG&E GBA | Moss Landing | 500 | Geothermal | 0 | 0 | 0 | 0 | 0 | 0 | 0 | 0 | 0 | 0 | 0 | 5 | 4 | 1 | 1 | [14 empty] | 2 | 2 | 1 | 2 | 2 | 1 | 1 | 0
EOP | Mountain Pass | 115 | Geothermal | 0 | 0 | 0 | 0 | 0 | 0 | 0 | 0 | 0 | 0 | 0 | 5 | 2 | 4 | 2 | [14 empty] | 2 | 2 | 4 | 1 | 1 | 1 | 1 | 0
PG&E GBA | Mountain View | 115 | Geothermal | 0 | 0 | 0 | 0 | 0 | 0 | 0 | 0 | 0 | 0 | 0 | 1 | 1 | 1 | 1 | [14 empty] | 2 | 1 | 2 | 2 | 2 | 1 | 1 | 0
PG&E GBA | Mt Eden | 115 | Geothermal | 0 | 0 | 0 | 0 | 0 | 0 | 0 | 0 | 0 | 0 | 0 | 5 | 2 | 1 | 1 | [14 empty] | 2 | 1 | 2 | 1 | 2 | 1 | 1 | 0
PG&E KERN | Mt Poso | 115 | Geothermal | 0 | 0 | 0 | 0 | 0 | 0 | 0 | 0 | 0 | 0 | 0 | 5 | 2 | 5 | 2 | [14 empty] | 1 | 1 | 2 | 1 | 1 | 1 | 1 | 0
SDGE | Murray | 69 | Geothermal | 0 | 0 | 0 | 0 | 0 | 0 | 0 | 0 | 0 | 0 | 0 | 1 | 1 | 1 | 1 | [14 empty] | 2 | 1 | 2 | 1 | 2 | 1 | 1 | 0
PG&E FRESNO | Mustang | 230 | Geothermal | 0 | 0 | 0 | 0 | 0 | 0 | 0 | 0 | 0 | 0 | 0 | 5 | 2 | 5 | 2 | [14 empty] | 1 | 1 | 1 | 2 | 1 | 1 | 1 | 0
SCE Northern | Neenach | 66 | Geothermal | 0 | 0 | 0 | 0 | 0 | 0 | 0 | 0 | 0 | 0 | 0 | 1 | 1 | 1 | 1 | [14 empty] | 2 | 1 | 4 | 1 | 3 | 1 | 1 | 0
PG&E KERN | New Sub - Gates - Midway (Proposed) | 230 | Geothermal | 0 | 0 | 0 | 0 | 0 | 0 | 0 | 0 | 0 | 0 | 0 | 5 | 2 | 5 | 2 | [14 empty] | 1 | 1 | 4 | 2 | 1 | 1 | 1 | 0
PG&E KERN | New Sub - Gates - Templeton (Proposed) | 230 | Geothermal | 0 | 0 | 0 | 0 | 0 | 0 | 0 | 0 | 0 | 0 | 0 | 5 | 2 | 5 | 2 | [14 empty] | 1 | 1 | 4 | 2 | 1 | 1 | 1 | 0
SCE NOL | New Sub - Kramer - Lugo (Proposed) | 230 | Geothermal | 0 | 0 | 0 | 0 | 0 | 0 | 0 | 0 | 0 | 0 | 0 | 3 | 3 | 1 | 1 | [14 empty] | 2 | 1 | 2 | 1 | 1 | 1 | 1 | 0
PG&E FRESNO | New Sub - Los Banos - Midway (Proposed) | 500 | Geothermal | 0 | 0 | 0 | 0 | 0 | 0 | 0 | 0 | 0 | 0 | 0 | 5 | 2 | 4 | 2 | [14 empty] | 1 | 1 | 4 | 2 | 1 | 1 | 1 | 0
SCE NOL | New Sub - Lugo - Pisgah (Proposed) | 230 | Geothermal | 0 | 0 | 0 | 0 | 0 | 0 | 0 | 0 | 0 | 0 | 0 | 1 | 1 | 1 | 1 | [14 empty] | 2 | 1 | 3 | 1 | 3 | 1 | 1 | 0
PG&E KERN | New Sub - Midway - Wheeler Ridge (Proposed) | 230 | Geothermal | 0 | 0 | 0 | 0 | 0 | 0 | 0 | 0 | 0 | 0 | 0 | 5 | 2 | 5 | 2 | [14 empty] | 1 | 1 | 3 | 1 | 1 | 1 | 1 | 0
PG&E NGBA | New Sub - Near existing Leavitt (PSREC) | 345 | Geothermal | 0 | 0 | 0 | 0 | 0 | 0 | 0 | 0 | 0 | 0 | 0 | 5 | 2 | 1 | 1 |  |  |  | 1 |  |  |  | 1 | 3 | 1 | 2 | 2 | 3 | 1 | 2 | 2 | 1 | 1 | 3 | 1 | 1 | 0
PG&E NGBA | New Sub - Near existing Madeline (NVE) | 345 | Geothermal | 0 | 0 | 0 | 0 | 0 | 0 | 0 | 0 | 0 | 0 | 0 | 5 | 2 | 1 | 1 | [14 empty] | 2 | 2 | 4 | 1 | 3 | 1 | 1 | 0
SDGE | New Sub - North Gila - IV (Proposed) | 500 | Geothermal | 0 | 0 | 0 | 0 | 0 | 0 | 0 | 0 | 0 | 0 | 0 | 1 | 1 | 1 | 1 | [14 empty] | 2 | 1 | 4 | 2 | 2 | 1 | 1 | 0
PG&E NGBA | New Sub - Pit 1 - Cottonwood (Proposed) | 230 | Geothermal | 0 | 0 | 0 | 0 | 0 | 0 | 0 | 0 | 0 | 0 | 0 | 5 | 2 | 1 | 1 | [14 empty] | 2 | 2 | 4 | 2 | 3 | 1 | 1 | 0
PG&E GBA | New Sub - Rancho Seco - Bellota (Proposed) | 230 | Geothermal | 0 | 0 | 0 | 0 | 0 | 0 | 0 | 0 | 0 | 0 | 0 | 5 | 4 | 1 | 1 | [14 empty] | 1 | 1 | 4 | 2 | 3 | 1 | 1 | 0
SDGE | New Sub - Suncrest - Ocotillo (Proposed) | 500 | Geothermal | 0 | 0 | 0 | 0 | 0 | 0 | 0 | 0 | 0 | 0 | 0 | 1 | 1 | 1 | 1 | [14 empty] | 2 | 1 | 4 | 1 | 3 | 1 | 1 | 0
PG&E FRESNO | New Sub - Westley - Quinto (Proposed) | 230 | Geothermal | 0 | EGS | 80 | 0 | 80 | 0 | 0 | 0 | 80 | 0 | 80 | 1 | 1 | 1 | 1 | [14 empty] | 1 | 1 | 4 | 2 | 1 | 5- | 1 | 1
PG&E GBA | Newark | 115 | Geothermal | 0 | 0 | 0 | 0 | 0 | 0 | 0 | 0 | 0 | 0 | 0 | 5 | 4 | 1 | 1 | [14 empty] | 2 | 1 | 3 | 1 | 2 | 1 | 1 | 0
PG&E GBA | Newark | 230 | Geothermal | 0 | 0 | 0 | 0 | 0 | 0 | 0 | 0 | 0 | 0 | 0 | 5 | 4 | 1 | 1 | [14 empty] | 2 | 1 | 3 | 1 | 2 | 1 | 1 | 0
PG&E GBA | Newark | 60 | Geothermal | 0 | 0 | 0 | 0 | 0 | 0 | 0 | 0 | 0 | 0 | 0 | 5 | 2 | 1 | 1 | [14 empty] | 2 | 1 | 3 | 1 | 2 | 1 | 1 | 0
PG&E FRESNO | Newhall | 115 | Geothermal | 0 | 0 | 0 | 0 | 0 | 0 | 0 | 0 | 0 | 0 | 0 | 5 | 2 | 5 | 2 | [14 empty] | 1 | 1 | 4 | 2 | 1 | 1 | 1 | 0
PG&E KERN | Norco | 115 | Geothermal | 0 | 0 | 0 | 0 | 0 | 0 | 0 | 0 | 0 | 0 | 0 | 5 | 2 | 5 | 2 | [14 empty] | 1 | 1 | 3 | 1 | 1 | 1 | 1 | 0
PG&E GBA | Nortech | 115 | Geothermal | 0 | 0 | 0 | 0 | 0 | 0 | 0 | 0 | 0 | 0 | 0 | 5 | 4 | 1 | 1 | [14 empty] | 2 | 1 | 2 | 2 | 1 | 1 | 1 | 0
SDGE | North City Metering | 138 | Geothermal | 0 | 0 | 0 | 0 | 0 | 0 | 0 | 0 | 0 | 0 | 0 | 1 | 1 | 1 | 1 | [14 empty] | 2 | 1 | 2 | 1 | 3 | 1 | 1 | 0
PG&E GBA | North Dublin | 230 | Geothermal | 0 | 0 | 0 | 0 | 0 | 0 | 0 | 0 | 0 | 0 | 0 | 5 | 4 | 1 | 1 | [14 empty] | 2 | 1 | 2 | 1 | 3 | 1 | 1 | 0
SDGE | North Gila | 500 | Geothermal | 0 | 0 | 0 | 0 | 0 | 0 | 0 | 0 | 0 | 0 | 0 | 1 | 1 | 1 | 1 | [14 empty] | 2 | 2 | 4 | 2 | 3 | 1 | 1 | 0
SCE Metro | North of SONGS | 230 | Geothermal | 0 | 0 | 0 | 0 | 0 | 0 | 0 | 0 | 0 | 0 | 0 | 1 | 1 | 1 | 1 | [14 empty] | 2 | 1 | 3 | 1 | 3 | 1 | 1 | 0
SCE Metro | North of SONGS | 500 | Geothermal | 0 | 0 | 0 | 0 | 0 | 0 | 0 | 0 | 0 | 0 | 0 | 1 | 1 | 1 | 1 | [14 empty] | 2 | 1 | 3 | 1 | 3 | 1 | 1 | 0
PG&E NGBA | Notre Dame | 115 | Geothermal | 0 | 0 | 0 | 0 | 0 | 0 | 0 | 0 | 0 | 0 | 0 | 5 | 2 | 1 | 1 | [14 empty] | 2 | 1 | 4 | 2 | 2 | 1 | 1 | 0
PG&E GBA | Oakland C | 115 | Geothermal | 0 | 0 | 0 | 0 | 0 | 0 | 0 | 0 | 0 | 0 | 0 | 5 | 4 | 1 | 1 | [14 empty] | 2 | 1 | 1 | 1 | 2 | 1 | 1 | 0
PG&E GBA | Oakland J | 115 | Geothermal | 0 | 0 | 0 | 0 | 0 | 0 | 0 | 0 | 0 | 0 | 0 | 5 | 2 | 1 | 1 | [14 empty] | 2 | 1 | 2 | 1 | 1 | 1 | 1 | 0
PG&E GBA | Oakland L | 115 | Geothermal | 0 | 0 | 0 | 0 | 0 | 0 | 0 | 0 | 0 | 0 | 0 | 5 | 2 | 1 | 1 | [14 empty] | 2 | 1 | 2 | 1 | 1 | 1 | 1 | 0
PG&E GBA | Oakland X | 115 | Geothermal | 0 | 0 | 0 | 0 | 0 | 0 | 0 | 0 | 0 | 0 | 0 | 5 | 2 | 1 | 1 | [14 empty] | 2 | 1 | 2 | 1 | 2 | 1 | 1 | 0
SDGE | Ocean Ranch | 69 | Geothermal | 0 | 0 | 0 | 0 | 0 | 0 | 0 | 0 | 0 | 0 | 0 | 1 | 1 | 1 | 1 | [14 empty] | 2 | 1 | 4 | 1 | 3 | 1 | 1 | 0
PG&E KERN | Oceano | 115 | Geothermal | 0 | 0 | 0 | 0 | 0 | 0 | 0 | 0 | 0 | 0 | 0 | 5 | 2 | 5 | 2 | [14 empty] | 2 | 2 | 4 | 2 | 3 | 1 | 1 | 0
SDGE | Ocotillo Express | 500 | Geothermal | 0 | 0 | 0 | 0 | 0 | 0 | 0 | 0 | 0 | 0 | 0 | 1 | 1 | 1 | 1 | [14 empty] | 2 | 1 | 4 | 2 | 3 | 1 | 1 | 0
PG&E KERN | Old River | 70 | Geothermal | 0 | 0 | 0 | 0 | 0 | 0 | 0 | 0 | 0 | 0 | 0 | 5 | 2 | 5 | 2 | [14 empty] | 1 | 1 | 4 | 1 | 2 | 1 | 1 | 0
SDGE | Old Town | 230 | Geothermal | 0 | 0 | 0 | 0 | 0 | 0 | 0 | 0 | 0 | 0 | 0 | 1 | 1 | 1 | 1 | [14 empty] | 2 | 1 | 3 | 1 | 2 | 1 | 1 | 0
SCE Metro | Olinda | 230 | Geothermal | 0 | 0 | 0 | 0 | 0 | 0 | 0 | 0 | 0 | 0 | 0 | 1 | 1 | 1 | 1 | [14 empty] | 1 | 1 | 2 | 1 | 2 | 1 | 1 | 0
PG&E FRESNO | Olive | 115 | Geothermal | 0 | 0 | 0 | 0 | 0 | 0 | 0 | 0 | 0 | 0 | 0 | 5 | 2 | 5 | 2 | [14 empty] | 1 | 1 | 4 | 1 | 1 | 1 | 1 | 0
PG&E NGBA | Olivehurst | 115 | Geothermal | 0 | 0 | 0 | 0 | 0 | 0 | 0 | 0 | 0 | 0 | 0 | 5 | 4 | 1 | 1 | [14 empty] | 2 | 2 | 2 | 1 | 2 | 1 | 1 | 0
PG&E NGBA | Oregon Trail | 60 | Geothermal | 0 | 0 | 0 | 0 | 0 | 0 | 0 | 0 | 0 | 0 | 0 | 5 | 2 | 1 | 1 | [14 empty] | 2 | 2 | 3 | 2 | 3 | 1 | 1 | 0
SCE Northern | Ormond Beach | 230 | Geothermal | 0 | 0 | 0 | 0 | 0 | 0 | 0 | 0 | 0 | 0 | 0 | 5 | 2 | 4 | 2 | [14 empty] | 2 | 1 | 1 | 1 | 1 | 1 | 1 | 0
PG&E FRESNO | Oro Loma | 115 | Geothermal | 0 | 0 | 0 | 0 | 0 | 0 | 0 | 0 | 0 | 0 | 0 | 5 | 2 | 5 | 2 | [14 empty] | 1 | 1 | 4 | 2 | 1 | 1 | 1 | 0
PG&E FRESNO | Oro Loma | 70 | Geothermal | 0 | 0 | 0 | 0 | 0 | 0 | 0 | 0 | 0 | 0 | 0 | 5 | 2 | 5 | 2 | [14 empty] | 1 | 1 | 4 | 2 | 1 | 1 | 1 | 0
PG&E FRESNO | Orosi | 70 | Geothermal | 0 | 0 | 0 | 0 | 0 | 0 | 0 | 0 | 0 | 0 | 0 | 5 | 2 | 5 | 2 | [14 empty] | 1 | 1 | 4 | 1 | 1 | 1 | 1 | 0
SDGE | Otay | 69 | Geothermal | 0 | 0 | 0 | 0 | 0 | 0 | 0 | 0 | 0 | 0 | 0 | 1 | 1 | 1 | 1 | [14 empty] | 2 | 1 | 1 | 1 | 1 | 1 | 1 | 0
SDGE | Otay Mesa | 230 | Geothermal | 0 | 0 | 0 | 0 | 0 | 0 | 0 | 0 | 0 | 0 | 0 | 1 | 1 | 1 | 1 | [14 empty] | 2 | 1 | 1 | 1 | 3 | 1 | 1 | 0
PG&E FRESNO | Padre Flats SW STA | 230 | Geothermal | 0 | 0 | 0 | 0 | 0 | 0 | 0 | 0 | 0 | 0 | 0 | 5 | 2 | 5 | 2 | [14 empty] | 1 | 1 | 4 | 2 | 1 | 1 | 1 | 0
EOP | Pahrump | 138 | Geothermal | 0 | 0 | 0 | 0 | 0 | 0 | 0 | 0 | 0 | 0 | 0 | 5 | 2 | 4 | 2 | [14 empty] | 2 | 2 | 4 | 1 | 3 | 1 | 1 | 0
EOP | Pahrump | 230 | Geothermal | 0 | 0 | 0 | 0 | 0 | 0 | 0 | 0 | 0 | 0 | 0 | 5 | 2 | 4 | 2 | [14 empty] | 2 | 2 | 4 | 1 | 3 | 1 | 1 | 0
SDGE | Pala | 69 | Geothermal | 0 | 0 | 0 | 0 | 0 | 0 | 0 | 0 | 0 | 0 | 0 | 1 | 1 | 1 | 1 | [14 empty] | 2 | 1 | 1 | 1 | 3 | 1 | 1 | 0
PG&E NGBA | Palermo | 115 | Geothermal | 0 | 0 | 0 | 0 | 0 | 0 | 0 | 0 | 0 | 0 | 0 | 5 | 4 | 1 | 1 | [14 empty] | 2 | 1 | 2 | 2 | 2 | 1 | 1 | 0
PG&E NGBA | Palermo | 230 | Geothermal | 0 | Hydrothermal | 20 | 0 | 20 | 0 | 0 | 0 | 20 | 0 | 20 | 5 | 4 | 1 | 1 |  |  |  | 2 |  |  |  | 2 | 5 | 5 | 2 | 2 | 5 | 5 | 2 | 1 | 2 | 2 | 2 | 5- | 1 | 1
SCE Eastern | Palo Verde | 500 | Geothermal | 0 | 0 | 0 | 0 | 0 | 0 | 0 | 0 | 0 | 0 | 0 | 5 | 4 | 4 | 4 | [14 empty] | 2 | 1 | 4 | 2 | 3 | 1 | 1 | 0
SDGE | Palomar Energy | 230 | Geothermal | 0 | 0 | 0 | 0 | 0 | 0 | 0 | 0 | 0 | 0 | 0 | 1 | 1 | 1 | 1 | [14 empty] | 2 | 1 | 2 | 1 | 3 | 1 | 1 | 0
PG&E KERN | Panama | 70 | Geothermal | 0 | 0 | 0 | 0 | 0 | 0 | 0 | 0 | 0 | 0 | 0 | 5 | 2 | 5 | 2 | [14 empty] | 1 | 1 | 4 | 1 | 1 | 1 | 1 | 0
PG&E FRESNO | Panoche | 115 | Geothermal | 0 | 0 | 0 | 0 | 0 | 0 | 0 | 0 | 0 | 0 | 0 | 5 | 2 | 5 | 2 | [14 empty] | 1 | 1 | 1 | 2 | 1 | 1 | 1 | 0
PG&E FRESNO | Panoche | 230 | Geothermal | 0 | 0 | 0 | 0 | 0 | 0 | 0 | 0 | 0 | 0 | 0 | 5 | 2 | 5 | 2 | [14 empty] | 1 | 1 | 1 | 2 | 1 | 1 | 1 | 0
SCE Northern | Pardee | 230 | Geothermal | 0 | 0 | 0 | 0 | 0 | 0 | 0 | 0 | 0 | 0 | 0 | 5 | 2 | 4 | 2 | [14 empty] | 1 | 1 | 3 | 1 | 3 | 1 | 1 | 0
PG&E NGBA | Parkway | 230 | Geothermal | 0 | 0 | 0 | 0 | 0 | 0 | 0 | 0 | 0 | 0 | 0 | 5 | 2 | 1 | 1 | [14 empty] | 2 | 1 | 4 | 1 | 2 | 1 | 1 | 0
SCE Northern | Pastoria | 230 | Geothermal | 0 | 0 | 0 | 0 | 0 | 0 | 0 | 0 | 0 | 0 | 0 | 5 | 2 | 4 | 2 | [14 empty] | 1 | 1 | 2 | 1 | 3 | 1 | 1 | 0
SCE Metro | Pauda | 230 | Geothermal | 0 | 0 | 0 | 0 | 0 | 0 | 0 | 0 | 0 | 0 | 0 | 1 | 1 | 1 | 1 | [14 empty] | 1 | 1 | 2 | 1 | 2 | 1 | 1 | 0
PG&E GBA | Paul Sweet | 115 | Geothermal | 0 | 0 | 0 | 0 | 0 | 0 | 0 | 0 | 0 | 0 | 0 | 1 | 1 | 1 | 1 | [14 empty] | 2 | 2 | 2 | 2 | 3 | 1 | 1 | 0
PG&E NGBA | Peabody | 230 | Geothermal | 0 | 0 | 0 | 0 | 0 | 0 | 0 | 0 | 0 | 0 | 0 | 5 | 2 | 1 | 1 | [14 empty] | 2 | 1 | 2 | 1 | 2 | 1 | 1 | 0
PG&E NGBA | Pease | 115 | Geothermal | 0 | 0 | 0 | 0 | 0 | 0 | 0 | 0 | 0 | 0 | 0 | 5 | 4 | 1 | 1 | [14 empty] | 2 | 2 | 2 | 1 | 2 | 1 | 1 | 0
PG&E NGBA | Pease | 60 | Geothermal | 0 | 0 | 0 | 0 | 0 | 0 | 0 | 0 | 0 | 0 | 0 | 5 | 4 | 1 | 1 | [14 empty] | 2 | 2 | 2 | 1 | 2 | 1 | 1 | 0
SDGE | Penasquitos | 138 | Geothermal | 0 | 0 | 0 | 0 | 0 | 0 | 0 | 0 | 0 | 0 | 0 | 1 | 1 | 1 | 1 | [14 empty] | 2 | 1 | 2 | 1 | 3 | 1 | 1 | 0
SDGE | Penasquitos | 230 | Geothermal | 0 | 0 | 0 | 0 | 0 | 0 | 0 | 0 | 0 | 0 | 0 | 1 | 1 | 1 | 1 | [14 empty] | 2 | 1 | 2 | 1 | 3 | 1 | 1 | 0
SDGE | Penasquitos | 69 | Geothermal | 0 | 0 | 0 | 0 | 0 | 0 | 0 | 0 | 0 | 0 | 0 | 1 | 1 | 1 | 1 | [14 empty] | 2 | 1 | 2 | 1 | 3 | 1 | 1 | 0
SDGE | Pendleton | 69 | Geothermal | 0 | 0 | 0 | 0 | 0 | 0 | 0 | 0 | 0 | 0 | 0 | 1 | 1 | 1 | 1 | [14 empty] | 2 | 1 | 4 | 1 | 3 | 1 | 1 | 0
PG&E NGBA | Penngrove | 115 | Geothermal | 0 | 0 | 0 | 0 | 0 | 0 | 0 | 0 | 0 | 0 | 0 | 5 | 2 | 1 | 1 | [14 empty] | 2 | 1 | 3 | 2 | 2 | 1 | 1 | 0
PG&E GBA | Peoria | 115 | Geothermal | 0 | 0 | 0 | 0 | 0 | 0 | 0 | 0 | 0 | 0 | 0 | 5 | 4 | 1 | 1 | [14 empty] | 2 | 1 | 4 | 1 | 3 | 1 | 1 | 0
PG&E GBA | Piercy | 115 | Geothermal | 0 | 0 | 0 | 0 | 0 | 0 | 0 | 0 | 0 | 0 | 0 | 5 | 4 | 1 | 1 | [14 empty] | 2 | 1 | 2 | 2 | 2 | 1 | 1 | 0
PG&E FRESNO | Pine Flat | 230 | Geothermal | 0 | 0 | 0 | 0 | 0 | 0 | 0 | 0 | 0 | 0 | 0 | 5 | 2 | 5 | 2 | [14 empty] | 1 | 1 | 4 | 2 | 3 | 1 | 1 | 0
SCE NOL | Pisgah | 230 | Geothermal | 0 | 0 | 0 | 0 | 0 | 0 | 0 | 0 | 0 | 0 | 0 | 1 | 1 | 1 | 1 | [14 empty] | 2 | 1 | 4 | 1 | 1 | 1 | 1 | 0
PG&E NGBA | Pit 1 | 230 | Geothermal | 0 | 0 | 0 | 0 | 0 | 0 | 0 | 0 | 0 | 0 | 0 | 5 | 2 | 1 | 1 | [14 empty] | 2 | 2 | 4 | 2 | 3 | 1 | 1 | 0
PG&E NGBA | Pit 1 | 60 | Geothermal | 0 | 0 | 0 | 0 | 0 | 0 | 0 | 0 | 0 | 0 | 0 | 5 | 2 | 1 | 1 | [14 empty] | 2 | 2 | 4 | 2 | 3 | 1 | 1 | 0
PG&E NGBA | Pit 3 | 230 | Geothermal | 0 | 0 | 0 | 0 | 0 | 0 | 0 | 0 | 0 | 0 | 0 | 5 | 2 | 1 | 1 | [14 empty] | 2 | 2 | 4 | 2 | 3 | 1 | 1 | 0
PG&E NGBA | Pit 4 | 230 | Geothermal | 0 | 0 | 0 | 0 | 0 | 0 | 0 | 0 | 0 | 0 | 0 | 5 | 2 | 1 | 1 | [14 empty] | 2 | 2 | 4 | 2 | 3 | 1 | 1 | 0
PG&E GBA | Pittsburg | 115 | Geothermal | 0 | 0 | 0 | 0 | 0 | 0 | 0 | 0 | 0 | 0 | 0 | 5 | 4 | 1 | 1 | [14 empty] | 2 | 1 | 2 | 1 | 1 | 1 | 1 | 0
PG&E GBA | Pittsburg | 230 | Geothermal | 0 | 0 | 0 | 0 | 0 | 0 | 0 | 0 | 0 | 0 | 0 | 5 | 4 | 1 | 1 | [14 empty] | 2 | 1 | 2 | 1 | 1 | 1 | 1 | 0
PG&E NGBA | Pleasant Grove | 115 | Geothermal | 0 | 0 | 0 | 0 | 0 | 0 | 0 | 0 | 0 | 0 | 0 | 5 | 4 | 1 | 1 | [14 empty] | 2 | 1 | 2 | 2 | 3 | 1 | 1 | 0
PG&E NGBA | POE | 230 | Geothermal | 0 | 0 | 0 | 0 | 0 | 0 | 0 | 0 | 0 | 0 | 0 | 5 | 5 | 3 | 3 | [14 empty] | 2 | 1 | 4 | 2 | 3 | 1 | 1 | 0
SDGE | Point Loma | 69 | Geothermal | 0 | 0 | 0 | 0 | 0 | 0 | 0 | 0 | 0 | 0 | 0 | 1 | 1 | 1 | 1 | [14 empty] | 2 | 1 | 3 | 1 | 2 | 1 | 1 | 0
SDGE | Pomerado | 69 | Geothermal | 0 | 0 | 0 | 0 | 0 | 0 | 0 | 0 | 0 | 0 | 0 | 1 | 1 | 1 | 1 | [14 empty] | 2 | 1 | 3 | 1 | 3 | 1 | 1 | 0
PG&E KERN | Poso Mountain | 115 | Geothermal | 0 | 0 | 0 | 0 | 0 | 0 | 0 | 0 | 0 | 0 | 0 | 5 | 2 | 5 | 2 | [14 empty] | 1 | 1 | 3 | 1 | 2 | 1 | 1 | 0
EOP | Primm | 230 | Geothermal | 0 | 0 | 0 | 0 | 0 | 0 | 0 | 0 | 0 | 0 | 0 | 5 | 2 | 4 | 2 | [14 empty] | 2 | 2 | 4 | 1 | 2 | 1 | 1 | 0
PG&E NGBA | Putah Creek | 115 | Geothermal | 0 | 0 | 0 | 0 | 0 | 0 | 0 | 0 | 0 | 0 | 0 | 5 | 2 | 1 | 1 | [14 empty] | 2 | 1 | 3 | 2 | 3 | 1 | 1 | 0
SDGE | Q1806 | 138 | Geothermal | 0 | 0 | 0 | 0 | 0 | 0 | 0 | 0 | 0 | 0 | 0 | 1 | 1 | 1 | 1 | [14 empty] | 1 | 1 | 2 | 1 | 3 | 1 | 1 | 0
PG&E FRESNO | Quinto | 230 | Geothermal | 0 | 0 | 0 | 0 | 0 | 0 | 0 | 0 | 0 | 0 | 0 | 5 | 2 | 5 | 2 | [14 empty] | 1 | 1 | 4 | 2 | 1 | 1 | 1 | 0
PG&E GBA | Race Track | 115 | Geothermal | 0 | 0 | 0 | 0 | 0 | 0 | 0 | 0 | 0 | 0 | 0 | 5 | 4 | 1 | 1 | [14 empty] | 2 | 1 | 4 | 1 | 3 | 1 | 1 | 0
SDGE | Rancho Mission Viejo | 138 | Geothermal | 0 | 0 | 0 | 0 | 0 | 0 | 0 | 0 | 0 | 0 | 0 | 1 | 1 | 1 | 1 | [14 empty] | 1 | 1 | 2 | 1 | 3 | 1 | 1 | 0
PG&E GBA | Rancho Seco | 230 | Geothermal | 0 | 0 | 0 | 0 | 0 | 0 | 0 | 0 | 0 | 0 | 0 | 5 | 4 | 1 | 1 | [14 empty] | 2 | 1 | 1 | 2 | 3 | 1 | 1 | 0
SCE Metro | Rancho Vista | 230 | Geothermal | 0 | 0 | 0 | 0 | 0 | 0 | 0 | 0 | 0 | 0 | 0 | 1 | 1 | 1 | 1 | [14 empty] | 1 | 1 | 1 | 1 | 1 | 1 | 1 | 0
SCE Metro | Rancho Vista | 500 | Geothermal | 0 | 0 | 0 | 0 | 0 | 0 | 0 | 0 | 0 | 0 | 0 | 1 | 1 | 1 | 1 | [14 empty] | 1 | 1 | 1 | 1 | 1 | 1 | 1 | 0
SCE NOL | Ransburg | 115 | Geothermal | 0 | 0 | 0 | 0 | 0 | 0 | 0 | 0 | 0 | 0 | 0 | 3 | 3 | 1 | 1 | [14 empty] | 2 | 1 | 4 | 1 | 1 | 1 | 1 | 0
PG&E GBA | Ravenswood | 115 | Geothermal | 0 | 0 | 0 | 0 | 0 | 0 | 0 | 0 | 0 | 0 | 0 | 5 | 2 | 1 | 1 | [14 empty] | 2 | 1 | 2 | 1 | 2 | 1 | 1 | 0
PG&E GBA | Ravenswood | 230 | Geothermal | 0 | 0 | 0 | 0 | 0 | 0 | 0 | 0 | 0 | 0 | 0 | 5 | 2 | 1 | 1 | [14 empty] | 2 | 1 | 2 | 1 | 2 | 1 | 1 | 0
SCE Northern | Rector | 230 | Geothermal | 0 | 0 | 0 | 0 | 0 | 0 | 0 | 0 | 0 | 0 | 0 | 1 | 1 | 1 | 1 | [14 empty] | 1 | 1 | 2 | 1 | 2 | 1 | 1 | 0
SCE Eastern | Red Bluff | 230 | Geothermal | 0 | 0 | 0 | 0 | 0 | 0 | 0 | 0 | 0 | 0 | 0 | 4 | 4 | 4 | 4 | [14 empty] | 2 | 2 | 4 | 1 | 3 | 1 | 1 | 0
SCE Eastern | Red Bluff | 500 | Geothermal | 0 | 0 | 0 | 0 | 0 | 0 | 0 | 0 | 0 | 0 | 0 | 4 | 4 | 4 | 4 | [14 empty] | 2 | 2 | 4 | 1 | 3 | 1 | 1 | 0
PG&E NGBA | Redbud | 115 | Geothermal | 0 | Hydrothermal,EGS | 241 | 0 | 241 | 0 | 0 | 0 | 241 | 0 | 241 | 5 | 2 | 1 | 1 |  |  |  | 1 |  |  |  | 1 | 5 | 2 | 1 | 2 | 3 | 1 | 2 | 2 | 4 | 2 | 3 | 5- | 1 | 1
SCE Metro | Redondo | 230 | Geothermal | 0 | 0 | 0 | 0 | 0 | 0 | 0 | 0 | 0 | 0 | 0 | 1 | 1 | 1 | 1 | [14 empty] | 1 | 1 | 2 | 1 | 2 | 1 | 1 | 0
PG&E FRESNO | Reedley | 115 | Geothermal | 0 | 0 | 0 | 0 | 0 | 0 | 0 | 0 | 0 | 0 | 0 | 5 | 2 | 5 | 2 | [14 empty] | 1 | 1 | 4 | 2 | 1 | 1 | 1 | 0
PG&E KERN | Renfro | 115 | Geothermal | 0 | 0 | 0 | 0 | 0 | 0 | 0 | 0 | 0 | 0 | 0 | 5 | 2 | 5 | 2 | [14 empty] | 1 | 1 | 2 | 1 | 2 | 1 | 1 | 0
PG&E GBA | Richmond R | 115 | Geothermal | 0 | 0 | 0 | 0 | 0 | 0 | 0 | 0 | 0 | 0 | 0 | 5 | 4 | 1 | 1 | [14 empty] | 2 | 1 | 2 | 1 | 2 | 1 | 1 | 0
PG&E NGBA | Rincon | 115 | Geothermal | 0 | Hydrothermal, EGS | 50 | 0 | 50 | 0 | 0 | 0 | 50 | 0 | 50 | 5 | 2 | 1 | 1 |  |  |  | 1 |  |  |  | 1 | 1 | 2 | 3 | 4 | 5 | 1 | 2 | 1 | 3 | 2 | 2 | 5- | 1 | 1
PG&E KERN | Rio Bravo | 115 | Geothermal | 0 | 0 | 0 | 0 | 0 | 0 | 0 | 0 | 0 | 0 | 0 | 5 | 2 | 5 | 2 | [14 empty] | 1 | 1 | 2 | 1 | 1 | 1 | 1 | 0
SCE Metro | Rio Hondo | 230 | Geothermal | 0 | 0 | 0 | 0 | 0 | 0 | 0 | 0 | 0 | 0 | 0 | 1 | 1 | 1 | 1 | [14 empty] | 1 | 1 | 4 | 1 | 1 | 1 | 1 | 0
PG&E NGBA | Rio Oso | 115 | Geothermal | 0 | 0 | 0 | 0 | 0 | 0 | 0 | 0 | 0 | 0 | 0 | 5 | 5 | 3 | 3 | [14 empty] | 2 | 1 | 4 | 1 | 3 | 1 | 1 | 0
PG&E NGBA | Rio Oso | 230 | Geothermal | 0 | 0 | 0 | 0 | 0 | 0 | 0 | 0 | 0 | 0 | 0 | 5 | 5 | 3 | 3 | [14 empty] | 2 | 1 | 4 | 1 | 3 | 1 | 1 | 0
PG&E GBA | Ripon | 115 | Geothermal | 0 | 0 | 0 | 0 | 0 | 0 | 0 | 0 | 0 | 0 | 0 | 5 | 4 | 1 | 1 | [14 empty] | 1 | 1 | 2 | 2 | 2 | 1 | 1 | 0
PG&E GBA | Riverbank | 115 | Geothermal | 0 | 0 | 0 | 0 | 0 | 0 | 0 | 0 | 0 | 0 | 0 | 5 | 4 | 1 | 1 | [14 empty] | 1 | 1 | 3 | 2 | 2 | 1 | 1 | 0
SCE NOL | Roadway | 115 | Geothermal | 0 | 0 | 0 | 0 | 0 | 0 | 0 | 0 | 0 | 0 | 0 | 1 | 1 | 1 | 1 | [14 empty] | 2 | 1 | 2 | 1 | 1 | 1 | 1 | 0
PG&E NGBA | Rock Creek 1 | 230 | Geothermal | 0 | 0 | 0 | 0 | 0 | 0 | 0 | 0 | 0 | 0 | 0 | 5 | 4 | 1 | 1 | [14 empty] | 2 | 2 | 4 | 1 | 3 | 1 | 1 | 0
SCE Northern | Rosamond | 66 | Geothermal | 0 | 0 | 0 | 0 | 0 | 0 | 0 | 0 | 0 | 0 | 0 | 1 | 1 | 1 | 1 | [14 empty] | 2 | 1 | 4 | 1 | 3 | 1 | 1 | 0
PG&E GBA | Rossmoor | 230 | Geothermal | 0 | 0 | 0 | 0 | 0 | 0 | 0 | 0 | 0 | 0 | 0 | 5 | 2 | 1 | 1 | [14 empty] | 2 | 1 | 4 | 1 | 3 | 1 | 1 | 0
PG&E NGBA | Round Mountain | 230 | Geothermal | 0 | 0 | 0 | 0 | 0 | 0 | 0 | 0 | 0 | 0 | 0 | 5 | 2 | 1 | 1 | [14 empty] | 2 | 2 | 4 | 2 | 3 | 1 | 1 | 0
PG&E NGBA | Round Mountain | 500 | Geothermal | 0 | 0 | 0 | 0 | 0 | 0 | 0 | 0 | 0 | 0 | 0 | 5 | 2 | 1 | 1 | [14 empty] | 2 | 2 | 4 | 2 | 3 | 1 | 1 | 0
PG&E GBA | Salado | 115 | Geothermal | 0 | 0 | 0 | 0 | 0 | 0 | 0 | 0 | 0 | 0 | 0 | 5 | 4 | 1 | 1 | [14 empty] | 1 | 1 | 4 | 2 | 1 | 1 | 1 | 0
PG&E GBA | Salado | 60 | Geothermal | 0 | 0 | 0 | 0 | 0 | 0 | 0 | 0 | 0 | 0 | 0 | 5 | 4 | 1 | 1 | [14 empty] | 1 | 1 | 4 | 2 | 1 | 1 | 1 | 0
PG&E GBA | Salinas | 115 | Geothermal | 0 | 0 | 0 | 0 | 0 | 0 | 0 | 0 | 0 | 0 | 0 | 1 | 1 | 1 | 1 | [14 empty] | 2 | 2 | 3 | 2 | 2 | 1 | 1 | 0
SDGE | Salt Creek | 69 | Geothermal | 0 | 0 | 0 | 0 | 0 | 0 | 0 | 0 | 0 | 0 | 0 | 1 | 1 | 1 | 1 | [14 empty] | 2 | 1 | 3 | 1 | 2 | 1 | 1 | 0
SCE Eastern | San Bernardino | 230 | Geothermal | 0 | 0 | 0 | 0 | 0 | 0 | 0 | 0 | 0 | 0 | 0 | 4 | 4 | 1 | 1 | [14 empty] | 1 | 1 | 2 | 1 | 2 | 1 | 1 | 0
PG&E GBA | SAN FRAN A (POTRERO PP) | 115 | Geothermal | 0 | 0 | 0 | 0 | 0 | 0 | 0 | 0 | 0 | 0 | 0 | 5 | 2 | 1 | 1 | [14 empty] | 2 | 1 | 2 | 1 | 2 | 1 | 1 | 0
PG&E GBA | SAN FRAN A (POTRERO PP) | 230 | Geothermal | 0 | 0 | 0 | 0 | 0 | 0 | 0 | 0 | 0 | 0 | 0 | 5 | 2 | 1 | 1 | [14 empty] | 2 | 1 | 2 | 1 | 2 | 1 | 1 | 0
PG&E GBA | San Jose A | 115 | Geothermal | 0 | 0 | 0 | 0 | 0 | 0 | 0 | 0 | 0 | 0 | 0 | 5 | 4 | 1 | 1 | [14 empty] | 2 | 1 | 2 | 2 | 2 | 1 | 1 | 0
PG&E GBA | San Jose B | 115 | Geothermal | 0 | 0 | 0 | 0 | 0 | 0 | 0 | 0 | 0 | 0 | 0 | 5 | 4 | 1 | 1 | [14 empty] | 2 | 1 | 3 | 2 | 2 | 1 | 1 | 0
PG&E GBA | San Leandro U | 115 | Geothermal | 0 | 0 | 0 | 0 | 0 | 0 | 0 | 0 | 0 | 0 | 0 | 5 | 2 | 1 | 1 | [14 empty] | 2 | 1 | 3 | 1 | 2 | 1 | 1 | 0
PG&E KERN | San Luis Obispo | 115 | Geothermal | 0 | 0 | 0 | 0 | 0 | 0 | 0 | 0 | 0 | 0 | 0 | 5 | 2 | 5 | 2 | [14 empty] | 2 | 2 | 4 | 2 | 3 | 1 | 1 | 0
PG&E KERN | San Luis Obispo | 70 | Geothermal | 0 | 0 | 0 | 0 | 0 | 0 | 0 | 0 | 0 | 0 | 0 | 5 | 2 | 5 | 2 | [14 empty] | 2 | 2 | 4 | 2 | 3 | 1 | 1 | 0
SDGE | San Luis Rey | 230 | Geothermal | 0 | 0 | 0 | 0 | 0 | 0 | 0 | 0 | 0 | 0 | 0 | 1 | 1 | 1 | 1 | [14 empty] | 2 | 1 | 4 | 1 | 3 | 1 | 1 | 0
SDGE | San Luis Rey | 69 | Geothermal | 0 | 0 | 0 | 0 | 0 | 0 | 0 | 0 | 0 | 0 | 0 | 1 | 1 | 1 | 1 | [14 empty] | 2 | 1 | 4 | 1 | 3 | 1 | 1 | 0
SDGE | San Marcos | 69 | Geothermal | 0 | 0 | 0 | 0 | 0 | 0 | 0 | 0 | 0 | 0 | 0 | 1 | 1 | 1 | 1 | [14 empty] | 2 | 1 | 2 | 1 | 3 | 1 | 1 | 0
SCE Metro | San Onofre | 230 | Geothermal | 0 | 0 | 0 | 0 | 0 | 0 | 0 | 0 | 0 | 0 | 0 | 1 | 1 | 1 | 1 | [14 empty] | 2 | 1 | 4 | 1 | 3 | 1 | 1 | 0
PG&E GBA | San Pablo | 115 | Geothermal | 0 | 0 | 0 | 0 | 0 | 0 | 0 | 0 | 0 | 0 | 0 | 5 | 4 | 1 | 1 | [14 empty] | 2 | 1 | 2 | 1 | 1 | 1 | 1 | 0
PG&E GBA | San Ramon | 230 | Geothermal | 0 | 0 | 0 | 0 | 0 | 0 | 0 | 0 | 0 | 0 | 0 | 5 | 2 | 1 | 1 | [14 empty] | 2 | 1 | 2 | 1 | 3 | 1 | 1 | 0
SDGE | San Ysidro | 69 | Geothermal | 0 | 0 | 0 | 0 | 0 | 0 | 0 | 0 | 0 | 0 | 0 | 1 | 1 | 1 | 1 | [14 empty] | 2 | 1 | 2 | 1 | 2 | 1 | 1 | 0
SCE NOL | Sandlot | 230 | Geothermal | 0 | 0 | 0 | 0 | 0 | 0 | 0 | 0 | 0 | 0 | 0 | 3 | 3 | 1 | 1 | [14 empty] | 2 | 1 | 4 | 1 | 2 | 1 | 1 | 0
EOP | Sandy | 138 | Geothermal | 0 | 0 | 0 | 0 | 0 | 0 | 0 | 0 | 0 | 0 | 0 | 5 | 2 | 4 | 2 | [14 empty] | 2 | 2 | 4 | 1 | 3 | 1 | 1 | 0
PG&E FRESNO | Sanger | 115 | Geothermal | 0 | 0 | 0 | 0 | 0 | 0 | 0 | 0 | 0 | 0 | 0 | 5 | 2 | 5 | 2 | [14 empty] | 1 | 1 | 2 | 2 | 2 | 1 | 1 | 0
SCE Northern | Santa Clara | 230 | Geothermal | 0 | 0 | 0 | 0 | 0 | 0 | 0 | 0 | 0 | 0 | 0 | 5 | 2 | 4 | 2 | [14 empty] | 2 | 1 | 3 | 1 | 2 | 1 | 1 | 0
PG&E NGBA | Santa Rosa A | 115 | Geothermal | 0 | 0 | 0 | 0 | 0 | 0 | 0 | 0 | 0 | 0 | 0 | 5 | 2 | 1 | 1 | [14 empty] | 2 | 1 | 3 | 2 | 2 | 1 | 1 | 0
PG&E GBA | Santa Teresa | 115 | Geothermal | 0 | 0 | 0 | 0 | 0 | 0 | 0 | 0 | 0 | 0 | 0 | 5 | 4 | 1 | 1 | [14 empty] | 2 | 1 | 2 | 2 | 2 | 1 | 1 | 0
SDGE | Santee | 138 | Geothermal | 0 | 0 | 0 | 0 | 0 | 0 | 0 | 0 | 0 | 0 | 0 | 1 | 1 | 1 | 1 | [14 empty] | 2 | 1 | 2 | 1 | 2 | 1 | 1 | 0
SCE Metro | Santiago | 230 | Geothermal | 0 | 0 | 0 | 0 | 0 | 0 | 0 | 0 | 0 | 0 | 0 | 1 | 1 | 1 | 1 | [14 empty] | 1 | 1 | 2 | 1 | 2 | 1 | 1 | 0
PG&E GBA | Saratoga | 230 | Geothermal | 0 | 0 | 0 | 0 | 0 | 0 | 0 | 0 | 0 | 0 | 0 | 5 | 4 | 1 | 1 | [14 empty] | 2 | 1 | 4 | 2 | 3 | 1 | 1 | 0
SCE Northern | Saugus | 230 | Geothermal | 0 | 0 | 0 | 0 | 0 | 0 | 0 | 0 | 0 | 0 | 0 | 5 | 2 | 4 | 2 | [14 empty] | 1 | 1 | 3 | 1 | 3 | 1 | 1 | 0
PG&E FRESNO | Schindler | 115 | Geothermal | 0 | 0 | 0 | 0 | 0 | 0 | 0 | 0 | 0 | 0 | 0 | 5 | 2 | 5 | 2 | [14 empty] | 1 | 1 | 4 | 2 | 1 | 1 | 1 | 0
PG&E FRESNO | Schindler | 70 | Geothermal | 0 | 0 | 0 | 0 | 0 | 0 | 0 | 0 | 0 | 0 | 0 | 5 | 2 | 5 | 2 | [14 empty] | 1 | 1 | 4 | 2 | 1 | 1 | 1 | 0
PG&E GBA | Schulte | 115 | Geothermal | 0 | 0 | 0 | 0 | 0 | 0 | 0 | 0 | 0 | 0 | 0 | 5 | 4 | 1 | 1 | [14 empty] | 1 | 1 | 1 | 2 | 2 | 1 | 1 | 0
SDGE | Scripps | 69 | Geothermal | 0 | 0 | 0 | 0 | 0 | 0 | 0 | 0 | 0 | 0 | 0 | 1 | 1 | 1 | 1 | [14 empty] | 2 | 1 | 2 | 1 | 3 | 1 | 1 | 0
PG&E KERN | Semitropic | 115 | Geothermal | 0 | 0 | 0 | 0 | 0 | 0 | 0 | 0 | 0 | 0 | 0 | 5 | 2 | 5 | 2 | [14 empty] | 1 | 1 | 3 | 1 | 1 | 1 | 1 | 0
SCE Metro | Serrano | 230 | Geothermal | 0 | 0 | 0 | 0 | 0 | 0 | 0 | 0 | 0 | 0 | 0 | 1 | 1 | 1 | 1 | [14 empty] | 1 | 1 | 2 | 1 | 2 | 1 | 1 | 0
SCE Metro | Serrano | 500 | Geothermal | 0 | 0 | 0 | 0 | 0 | 0 | 0 | 0 | 0 | 0 | 0 | 1 | 1 | 1 | 1 | [14 empty] | 1 | 1 | 2 | 1 | 2 | 1 | 1 | 0
SDGE | Shadowridge | 138 | Geothermal | 0 | 0 | 0 | 0 | 0 | 0 | 0 | 0 | 0 | 0 | 0 | 1 | 1 | 1 | 1 | [14 empty] | 2 | 1 | 3 | 1 | 3 | 1 | 1 | 0
PG&E KERN | Shafter | 115 | Geothermal | 0 | 0 | 0 | 0 | 0 | 0 | 0 | 0 | 0 | 0 | 0 | 5 | 2 | 5 | 2 | [14 empty] | 1 | 1 | 3 | 1 | 1 | 1 | 1 | 0
PG&E NGBA | Silverado | 115 | Geothermal | 0 | 0 | 0 | 0 | 0 | 0 | 0 | 0 | 0 | 0 | 0 | 5 | 2 | 1 | 1 | [14 empty] | 2 | 1 | 4 | 2 | 3 | 1 | 1 | 0
SDGE | Silvergate | 230 | Geothermal | 0 | 0 | 0 | 0 | 0 | 0 | 0 | 0 | 0 | 0 | 0 | 1 | 1 | 1 | 1 | [14 empty] | 2 | 1 | 1 | 1 | 1 | 1 | 1 | 0
SDGE | Silvergate | 69 | Geothermal | 0 | 0 | 0 | 0 | 0 | 0 | 0 | 0 | 0 | 0 | 0 | 1 | 1 | 1 | 1 | [14 empty] | 2 | 1 | 1 | 1 | 1 | 1 | 1 | 0
PG&E KERN | Sisquoc | 115 | Geothermal | 0 | 0 | 0 | 0 | 0 | 0 | 0 | 0 | 0 | 0 | 0 | 5 | 2 | 5 | 2 | [14 empty] | 2 | 2 | 4 | 1 | 3 | 1 | 1 | 0
EOP | Sloan Canyon | 230 | Geothermal | 0 | 0 | 0 | 0 | 0 | 0 | 0 | 0 | 0 | 0 | 0 | 5 | 2 | 4 | 2 | [14 empty] | 2 | 2 | 3 | 1 | 3 | 1 | 1 | 0
EOP | Sloan Canyon | 500 | Geothermal | 0 | 0 | 0 | 0 | 0 | 0 | 0 | 0 | 0 | 0 | 0 | 5 | 2 | 4 | 2 | [14 empty] | 2 | 2 | 3 | 1 | 3 | 1 | 1 | 0
PG&E KERN | Smyrna | 115 | Geothermal | 0 | 0 | 0 | 0 | 0 | 0 | 0 | 0 | 0 | 0 | 0 | 5 | 2 | 5 | 2 | [14 empty] | 1 | 1 | 4 | 1 | 1 | 1 | 1 | 0
PG&E GBA | Sobrante | 115 | Geothermal | 0 | 0 | 0 | 0 | 0 | 0 | 0 | 0 | 0 | 0 | 0 | 5 | 4 | 1 | 1 | [14 empty] | 2 | 1 | 2 | 1 | 3 | 1 | 1 | 0
PG&E GBA | Sobrante | 230 | Geothermal | 0 | 0 | 0 | 0 | 0 | 0 | 0 | 0 | 0 | 0 | 0 | 5 | 4 | 1 | 1 | [14 empty] | 2 | 1 | 2 | 1 | 3 | 1 | 1 | 0
PG&E KERN | Solar | 230 | Geothermal | 0 | 0 | 0 | 0 | 0 | 0 | 0 | 0 | 0 | 0 | 0 | 5 | 2 | 5 | 2 | [14 empty] | 2 | 1 | 4 | 2 | 3 | 1 | 1 | 0
PG&E GBA | Soledad | 115 | Geothermal | 0 | 0 | 0 | 0 | 0 | 0 | 0 | 0 | 0 | 0 | 0 | 1 | 1 | 1 | 1 | [14 empty] | 2 | 2 | 4 | 2 | 3 | 1 | 1 | 0
PG&E GBA | Soledad | 60 | Geothermal | 0 | 0 | 0 | 0 | 0 | 0 | 0 | 0 | 0 | 0 | 0 | 5 | 4 | 1 | 1 | [14 empty] | 2 | 2 | 4 | 2 | 3 | 1 | 1 | 0
SDGE | Spring Valley | 69 | Geothermal | 0 | 0 | 0 | 0 | 0 | 0 | 0 | 0 | 0 | 0 | 0 | 1 | 1 | 1 | 1 | [14 empty] | 2 | 1 | 2 | 1 | 2 | 1 | 1 | 0
SCE Northern | Springville | 230 | Geothermal | 0 | 0 | 0 | 0 | 0 | 0 | 0 | 0 | 0 | 0 | 0 | 1 | 1 | 1 | 1 | [14 empty] | 1 | 1 | 4 | 1 | 1 | 1 | 1 | 0
PG&E GBA | Stagg | 230 | Geothermal | 0 | 0 | 0 | 0 | 0 | 0 | 0 | 0 | 0 | 0 | 0 | 5 | 4 | 1 | 1 | [14 empty] | 1 | 1 | 3 | 2 | 2 | 1 | 1 | 0
PG&E GBA | Standard Oil | 115 | Geothermal | 0 | 0 | 0 | 0 | 0 | 0 | 0 | 0 | 0 | 0 | 0 | 5 | 4 | 1 | 1 | [14 empty] | 2 | 1 | 1 | 1 | 2 | 1 | 1 | 0
PG&E GBA | Stanislaus | 115 | Geothermal | 0 | 0 | 0 | 0 | 0 | 0 | 0 | 0 | 0 | 0 | 0 | 5 | 4 | 1 | 1 | [14 empty] | 2 | 1 | 4 | 1 | 3 | 1 | 1 | 0
PG&E KERN | Stockdale | 115 | Geothermal | 0 | 0 | 0 | 0 | 0 | 0 | 0 | 0 | 0 | 0 | 0 | 5 | 2 | 5 | 2 | [14 empty] | 1 | 1 | 2 | 1 | 2 | 1 | 1 | 0
PG&E KERN | Stockdale | 230 | Geothermal | 0 | 0 | 0 | 0 | 0 | 0 | 0 | 0 | 0 | 0 | 0 | 5 | 2 | 5 | 2 | [14 empty] | 1 | 1 | 2 | 1 | 2 | 1 | 1 | 0
PG&E GBA | Stockton A | 115 | Geothermal | 0 | 0 | 0 | 0 | 0 | 0 | 0 | 0 | 0 | 0 | 0 | 5 | 4 | 1 | 1 | [14 empty] | 1 | 1 | 3 | 2 | 1 | 1 | 1 | 0
PG&E GBA | Stone | 115 | Geothermal | 0 | 0 | 0 | 0 | 0 | 0 | 0 | 0 | 0 | 0 | 0 | 5 | 4 | 1 | 1 | [14 empty] | 2 | 1 | 3 | 2 | 2 | 1 | 1 | 0
PG&E FRESNO | Storey | 230 | Geothermal | 0 | 0 | 0 | 0 | 0 | 0 | 0 | 0 | 0 | 0 | 0 | 5 | 2 | 5 | 2 | [14 empty] | 1 | 1 | 4 | 2 | 1 | 1 | 1 | 0
PG&E NGBA | Summit | 115 | Geothermal | YES | Corsac Geo, Utah (Conventional) | 40 | 0 | 40 | 40 | 0 | 40 | 0 | 0 | 0 | 5 | 5 | 3 | 3 |  |  |  | 5 |  |  |  | 5 | 2 | 5 | 5 | 5 | 5 | 5 | 2 | 1 | 4 | 2 | 3 | 1 | 1 | 1
SDGE | Suncrest | 230 | Geothermal | 0 | 0 | 0 | 0 | 0 | 0 | 0 | 0 | 0 | 0 | 0 | 1 | 1 | 1 | 1 | [14 empty] | 2 | 1 | 4 | 1 | 3 | 1 | 1 | 0
SDGE | Suncrest | 500 | Geothermal | 0 | 0 | 0 | 0 | 0 | 0 | 0 | 0 | 0 | 0 | 0 | 1 | 1 | 1 | 1 | [14 empty] | 2 | 1 | 4 | 1 | 3 | 1 | 1 | 0
PG&E KERN | Sunrise | 230 | Geothermal | 0 | 0 | 0 | 0 | 0 | 0 | 0 | 0 | 0 | 0 | 0 | 5 | 2 | 5 | 2 | [14 empty] | 1 | 1 | 1 | 1 | 1 | 1 | 1 | 0
PG&E KERN | Sunset | 230 | Geothermal | 0 | 0 | 0 | 0 | 0 | 0 | 0 | 0 | 0 | 0 | 0 | 5 | 2 | 5 | 2 | [14 empty] | 1 | 1 | 1 | 1 | 1 | 1 | 1 | 0
PG&E GBA | Swift | 115 | Geothermal | 0 | 0 | 0 | 0 | 0 | 0 | 0 | 0 | 0 | 0 | 0 | 5 | 4 | 1 | 1 | [14 empty] | 2 | 1 | 2 | 2 | 2 | 1 | 1 | 0
SDGE | Sycamore Canyon | 138 | Geothermal | 0 | 0 | 0 | 0 | 0 | 0 | 0 | 0 | 0 | 0 | 0 | 1 | 1 | 1 | 1 | [14 empty] | 2 | 1 | 4 | 1 | 3 | 1 | 1 | 0
SDGE | Sycamore Canyon | 230 | Geothermal | 0 | 0 | 0 | 0 | 0 | 0 | 0 | 0 | 0 | 0 | 0 | 1 | 1 | 1 | 1 | [14 empty] | 2 | 1 | 4 | 1 | 3 | 1 | 1 | 0
SDGE | Sycamore Canyon | 69 | Geothermal | 0 | 0 | 0 | 0 | 0 | 0 | 0 | 0 | 0 | 0 | 0 | 1 | 1 | 1 | 1 | [14 empty] | 2 | 1 | 4 | 1 | 3 | 1 | 1 | 0
SCE Northern | Sylmar | 230 | Geothermal | 0 | 0 | 0 | 0 | 0 | 0 | 0 | 0 | 0 | 0 | 0 | 5 | 2 | 4 | 2 | [14 empty] | 1 | 1 | 2 | 1 | 1 | 1 | 1 | 0
PG&E NGBA | Table Mountain | 115 | Geothermal | 0 | 0 | 0 | 0 | 0 | 0 | 0 | 0 | 0 | 0 | 0 | 5 | 2 | 1 | 1 | [14 empty] | 2 | 1 | 3 | 2 | 1 | 1 | 1 | 0
PG&E NGBA | Table Mountain | 230 | Geothermal | 0 | 0 | 0 | 0 | 0 | 0 | 0 | 0 | 0 | 0 | 0 | 5 | 4 | 1 | 1 | [14 empty] | 2 | 1 | 3 | 2 | 1 | 1 | 1 | 0
PG&E NGBA | Table Mountain | 500 | Geothermal | 0 | 0 | 0 | 0 | 0 | 0 | 0 | 0 | 0 | 0 | 0 | 5 | 2 | 1 | 1 | [14 empty] | 2 | 1 | 3 | 2 | 1 | 1 | 1 | 0
PG&E NGBA | Table Mountain | 60 | Geothermal | 0 | 0 | 0 | 0 | 0 | 0 | 0 | 0 | 0 | 0 | 0 | 5 | 4 | 1 | 1 | [14 empty] | 2 | 1 | 3 | 2 | 1 | 1 | 1 | 0
PG&E KERN | Taft | 115 | Geothermal | 0 | 0 | 0 | 0 | 0 | 0 | 0 | 0 | 0 | 0 | 0 | 5 | 2 | 5 | 2 | [14 empty] | 1 | 1 | 2 | 1 | 2 | 1 | 1 | 0
SDGE | Talega | 138 | Geothermal | 0 | 0 | 0 | 0 | 0 | 0 | 0 | 0 | 0 | 0 | 0 | 1 | 1 | 1 | 1 | [14 empty] | 2 | 1 | 3 | 1 | 3 | 1 | 1 | 0
SDGE | Talega | 230 | Geothermal | 0 | 0 | 0 | 0 | 0 | 0 | 0 | 0 | 0 | 0 | 0 | 1 | 1 | 1 | 1 | [14 empty] | 2 | 1 | 3 | 1 | 3 | 1 | 1 | 0
PG&E GBA | Tassajara | 230 | Geothermal | 0 | 0 | 0 | 0 | 0 | 0 | 0 | 0 | 0 | 0 | 0 | 5 | 2 | 1 | 1 | [14 empty] | 2 | 1 | 3 | 1 | 3 | 1 | 1 | 0
PG&E KERN | Tejon | 70 | Geothermal | 0 | 0 | 0 | 0 | 0 | 0 | 0 | 0 | 0 | 0 | 0 | 5 | 2 | 5 | 2 | [14 empty] | 1 | 1 | 3 | 1 | 1 | 1 | 1 | 0
SDGE | Telegraph Canyon | 138 | Geothermal | 0 | 0 | 0 | 0 | 0 | 0 | 0 | 0 | 0 | 0 | 0 | 1 | 1 | 1 | 1 | [14 empty] | 2 | 1 | 2 | 1 | 2 | 1 | 1 | 0
PG&E KERN | Temblor | 115 | Geothermal | 0 | 0 | 0 | 0 | 0 | 0 | 0 | 0 | 0 | 0 | 0 | 5 | 2 | 5 | 2 | [14 empty] | 1 | 1 | 2 | 1 | 1 | 1 | 1 | 0
PG&E KERN | Templeton | 230 | Geothermal | 0 | 0 | 0 | 0 | 0 | 0 | 0 | 0 | 0 | 0 | 0 | 5 | 2 | 5 | 2 | [14 empty] | 2 | 2 | 4 | 2 | 3 | 1 | 1 | 0
PG&E KERN | Templeton | 70 | Geothermal | 0 | 0 | 0 | 0 | 0 | 0 | 0 | 0 | 0 | 0 | 0 | 5 | 2 | 5 | 2 | [14 empty] | 2 | 2 | 4 | 2 | 3 | 1 | 1 | 0
PG&E GBA | Tesla | 115 | Geothermal | 0 | 0 | 0 | 0 | 0 | 0 | 0 | 0 | 0 | 0 | 0 | 5 | 4 | 1 | 1 | [14 empty] | 2 | 1 | 2 | 1 | 2 | 1 | 1 | 0
PG&E GBA | Tesla | 230 | Geothermal | 0 | 0 | 0 | 0 | 0 | 0 | 0 | 0 | 0 | 0 | 0 | 5 | 4 | 1 | 1 | [14 empty] | 2 | 1 | 2 | 1 | 2 | 1 | 1 | 0
PG&E GBA | Tesla | 500 | Geothermal | 0 | 0 | 0 | 0 | 0 | 0 | 0 | 0 | 0 | 0 | 0 | 5 | 4 | 1 | 1 | [14 empty] | 2 | 1 | 2 | 1 | 2 | 1 | 1 | 0
PG&E KERN | Tevis | 115 | Geothermal | 0 | 0 | 0 | 0 | 0 | 0 | 0 | 0 | 0 | 0 | 0 | 5 | 2 | 5 | 2 | [14 empty] | 1 | 1 | 2 | 1 | 2 | 1 | 1 | 0
EOP | Thousandaire | 138 | Geothermal | 0 | 0 | 0 | 0 | 0 | 0 | 0 | 0 | 0 | 0 | 0 | 5 | 2 | 4 | 2 | [14 empty] | 2 | 2 | 4 | 1 | 3 | 1 | 1 | 0
PG&E KERN | Topaz | 230 | Geothermal | 0 | 0 | 0 | 0 | 0 | 0 | 0 | 0 | 0 | 0 | 0 | 5 | 2 | 5 | 2 | [14 empty] | 1 | 1 | 3 | 1 | 2 | 1 | 1 | 0
SCE NOL | Tortilla | 115 | Geothermal | 0 | 0 | 0 | 0 | 0 | 0 | 0 | 0 | 0 | 0 | 0 | 3 | 3 | 1 | 1 | [14 empty] | 2 | 1 | 4 | 1 | 2 | 1 | 1 | 0
SDGE | Trabuco | 138 | Geothermal | 0 | 0 | 0 | 0 | 0 | 0 | 0 | 0 | 0 | 0 | 0 | 1 | 1 | 1 | 1 | [14 empty] | 1 | 1 | 1 | 1 | 2 | 1 | 1 | 0
PG&E GBA | Tracy | 115 | Geothermal | 0 | 0 | 0 | 0 | 0 | 0 | 0 | 0 | 0 | 0 | 0 | 5 | 4 | 1 | 1 | [14 empty] | 2 | 1 | 3 | 1 | 2 | 1 | 1 | 0
PG&E FRESNO | Tranquility | 230 | Geothermal | 0 | 0 | 0 | 0 | 0 | 0 | 0 | 0 | 0 | 0 | 0 | 5 | 2 | 5 | 2 | [14 empty] | 1 | 1 | 4 | 2 | 1 | 1 | 1 | 0
PG&E GBA | Trimble | 115 | Geothermal | 0 | 0 | 0 | 0 | 0 | 0 | 0 | 0 | 0 | 0 | 0 | 5 | 4 | 1 | 1 | [14 empty] | 2 | 1 | 3 | 2 | 2 | 1 | 1 | 0
EOP | Trout Canyon | 230 | Geothermal | 0 | 0 | 0 | 0 | 0 | 0 | 0 | 0 | 0 | 0 | 0 | 5 | 2 | 4 | 2 | [14 empty] | 2 | 2 | 4 | 1 | 3 | 1 | 1 | 0
EOP | Trout Canyon | 500 | Geothermal | 0 | 0 | 0 | 0 | 0 | 0 | 0 | 0 | 0 | 0 | 0 | 5 | 2 | 4 | 2 | [14 empty] | 2 | 2 | 4 | 1 | 3 | 1 | 1 | 0
PG&E NGBA | Tulucay | 230 | Geothermal | 0 | 0 | 0 | 0 | 0 | 0 | 0 | 0 | 0 | 0 | 0 | 5 | 2 | 1 | 1 | [14 empty] | 2 | 1 | 3 | 2 | 3 | 1 | 1 | 0
PG&E NGBA | Tulucay | 60 | Geothermal | 0 | 0 | 0 | 0 | 0 | 0 | 0 | 0 | 0 | 0 | 0 | 5 | 2 | 1 | 1 | [14 empty] | 2 | 1 | 3 | 2 | 3 | 1 | 1 | 0
PG&E KERN | Tupman | 115 | Geothermal | 0 | 0 | 0 | 0 | 0 | 0 | 0 | 0 | 0 | 0 | 0 | 5 | 2 | 5 | 2 | [14 empty] | 1 | 1 | 2 | 1 | 1 | 1 | 1 | 0
PG&E NGBA | Ukiah | 115 | Geothermal | 0 | 0 | 0 | 0 | 0 | 0 | 0 | 0 | 0 | 0 | 0 | 5 | 2 | 1 | 1 | [14 empty] | 2 | 2 | 4 | 2 | 3 | 1 | 1 | 0
PG&E KERN | Union (Estrella) | 70 | Geothermal | 0 | 0 | 0 | 0 | 0 | 0 | 0 | 0 | 0 | 0 | 0 | 5 | 2 | 5 | 2 | [14 empty] | 2 | 2 | 4 | 2 | 3 | 1 | 1 | 0
PG&E NGBA | Vaca Dixon | 115 | Geothermal | 0 | 0 | 0 | 0 | 0 | 0 | 0 | 0 | 0 | 0 | 0 | 5 | 2 | 1 | 1 | [14 empty] | 2 | 1 | 1 | 1 | 3 | 1 | 1 | 0
PG&E NGBA | Vaca Dixon | 230 | Geothermal | 0 | 0 | 0 | 0 | 0 | 0 | 0 | 0 | 0 | 0 | 0 | 5 | 2 | 1 | 1 | [14 empty] | 2 | 1 | 1 | 1 | 3 | 1 | 1 | 0
PG&E NGBA | Vaca Dixon | 500 | Geothermal | 0 | 0 | 0 | 0 | 0 | 0 | 0 | 0 | 0 | 0 | 0 | 5 | 2 | 1 | 1 | [14 empty] | 2 | 1 | 1 | 1 | 3 | 1 | 1 | 0
PG&E NGBA | Vaca Dixon | 60 | Geothermal | 0 | 0 | 0 | 0 | 0 | 0 | 0 | 0 | 0 | 0 | 0 | 5 | 2 | 1 | 1 | [14 empty] | 2 | 1 | 1 | 1 | 3 | 1 | 1 | 0
SCE Eastern | Valley (SCE) | 500 | Geothermal | 0 | 0 | 0 | 0 | 0 | 0 | 0 | 0 | 0 | 0 | 0 | 4 | 4 | 1 | 1 | [14 empty] | 1 | 1 | 2 | 1 | 2 | 1 | 1 | 0
EOP | Valley (VEA) | 138 | Geothermal | 0 | 0 | 0 | 0 | 0 | 0 | 0 | 0 | 0 | 0 | 0 | 5 | 2 | 4 | 2 | [14 empty] | 2 | 2 | 4 | 1 | 3 | 1 | 1 | 0
SDGE | Valley Center | 69 | Geothermal | 0 | 0 | 0 | 0 | 0 | 0 | 0 | 0 | 0 | 0 | 0 | 1 | 1 | 1 | 1 | [14 empty] | 2 | 1 | 4 | 1 | 3 | 1 | 1 | 0
PG&E GBA | Valley Home | 115 | Geothermal | 0 | 0 | 0 | 0 | 0 | 0 | 0 | 0 | 0 | 0 | 0 | 5 | 4 | 1 | 1 | [14 empty] | 1 | 1 | 4 | 2 | 1 | 1 | 1 | 0
PG&E GBA | Valley Springs | 230 | Geothermal | 0 | 0 | 0 | 0 | 0 | 0 | 0 | 0 | 0 | 0 | 0 | 5 | 4 | 1 | 1 | [14 empty] | 2 | 1 | 4 | 1 | 3 | 1 | 1 | 0
PG&E GBA | Valley Springs | 60 | Geothermal | 0 | 0 | 0 | 0 | 0 | 0 | 0 | 0 | 0 | 0 | 0 | 5 | 4 | 1 | 1 | [14 empty] | 2 | 1 | 4 | 1 | 3 | 1 | 1 | 0
EOP | Valley Switch | 138 | Geothermal | 0 | 0 | 0 | 0 | 0 | 0 | 0 | 0 | 0 | 0 | 0 | 5 | 2 | 4 | 2 | [14 empty] | 2 | 2 | 4 | 1 | 3 | 1 | 1 | 0
EOP | Valley Switch | 230 | Geothermal | 0 | 0 | 0 | 0 | 0 | 0 | 0 | 0 | 0 | 0 | 0 | 5 | 2 | 4 | 2 | [14 empty] | 2 | 2 | 4 | 1 | 3 | 1 | 1 | 0
PG&E GBA | Vasco | 230 | Geothermal | 0 | 0 | 0 | 0 | 0 | 0 | 0 | 0 | 0 | 0 | 0 | 5 | 4 | 1 | 1 | [14 empty] | 2 | 1 | 3 | 1 | 3 | 1 | 1 | 0
PG&E GBA | Vasona | 230 | Geothermal | 0 | 0 | 0 | 0 | 0 | 0 | 0 | 0 | 0 | 0 | 0 | 5 | 4 | 1 | 1 | [14 empty] | 2 | 1 | 4 | 2 | 3 | 1 | 1 | 0
SCE Northern | Vestal | 230 | Geothermal | 0 | 0 | 0 | 0 | 0 | 0 | 0 | 0 | 0 | 0 | 0 | 1 | 1 | 1 | 1 | [14 empty] | 1 | 1 | 4 | 1 | 1 | 1 | 1 | 0
SCE Northern | Vestal | 66 | Geothermal | 0 | 0 | 0 | 0 | 0 | 0 | 0 | 0 | 0 | 0 | 0 | 1 | 1 | 1 | 1 | [14 empty] | 1 | 1 | 4 | 1 | 1 | 1 | 1 | 0
SCE NOL | Victor | 115 | Geothermal | 0 | 0 | 0 | 0 | 0 | 0 | 0 | 0 | 0 | 0 | 0 | 1 | 1 | 1 | 1 | [14 empty] | 2 | 1 | 3 | 1 | 2 | 1 | 1 | 0
SCE NOL | Victor | 230 | Geothermal | 0 | 0 | 0 | 0 | 0 | 0 | 0 | 0 | 0 | 0 | 0 | 1 | 1 | 1 | 1 | [14 empty] | 2 | 1 | 3 | 1 | 2 | 1 | 1 | 0
SCE Metro | Viejo | 230 | Geothermal | 0 | 0 | 0 | 0 | 0 | 0 | 0 | 0 | 0 | 0 | 0 | 1 | 1 | 1 | 1 | [14 empty] | 1 | 1 | 3 | 1 | 2 | 1 | 1 | 0
PG&E GBA | Vierra | 115 | Geothermal | 0 | 0 | 0 | 0 | 0 | 0 | 0 | 0 | 0 | 0 | 0 | 5 | 4 | 1 | 1 | [14 empty] | 1 | 1 | 1 | 2 | 1 | 1 | 1 | 0
SCE Metro | Villa Park | 230 | Geothermal | 0 | 0 | 0 | 0 | 0 | 0 | 0 | 0 | 0 | 0 | 0 | 1 | 1 | 1 | 1 | [14 empty] | 1 | 1 | 2 | 1 | 2 | 1 | 1 | 0
SCE Northern | Vincent | 230 | Geothermal | 0 | 0 | 0 | 0 | 0 | 0 | 0 | 0 | 0 | 0 | 0 | 1 | 1 | 1 | 1 | [14 empty] | 2 | 1 | 4 | 1 | 3 | 1 | 1 | 0
SCE Northern | Vincent | 500 | Geothermal | 0 | 0 | 0 | 0 | 0 | 0 | 0 | 0 | 0 | 0 | 0 | 1 | 1 | 1 | 1 | [14 empty] | 2 | 1 | 4 | 1 | 3 | 1 | 1 | 0
PG&E GBA | Vineyard | 230 | Geothermal | 0 | 0 | 0 | 0 | 0 | 0 | 0 | 0 | 0 | 0 | 0 | 5 | 4 | 1 | 1 | [14 empty] | 2 | 1 | 2 | 1 | 3 | 1 | 1 | 0
SDGE | Vineyard | 69 | Geothermal | 0 | 0 | 0 | 0 | 0 | 0 | 0 | 0 | 0 | 0 | 0 | 1 | 1 | 1 | 1 | [14 empty] | 2 | 1 | 2 | 1 | 3 | 1 | 1 | 0
SCE Eastern | Vista (SCE) | 230 | Geothermal | 0 | 0 | 0 | 0 | 0 | 0 | 0 | 0 | 0 | 0 | 0 | 4 | 4 | 1 | 1 | [14 empty] | 1 | 1 | 2 | 1 | 1 | 1 | 1 | 0
EOP | Vista (VEA) | 138 | Geothermal | 0 | 0 | 0 | 0 | 0 | 0 | 0 | 0 | 0 | 0 | 0 | 5 | 2 | 4 | 2 | [14 empty] | 2 | 2 | 4 | 1 | 3 | 1 | 1 | 0
EOP | Vista (VEA) | 230 | Geothermal | 0 | 0 | 0 | 0 | 0 | 0 | 0 | 0 | 0 | 0 | 0 | 5 | 2 | 4 | 2 | [14 empty] | 2 | 2 | 4 | 1 | 3 | 1 | 1 | 0
PG&E FRESNO | Wahtoke | 115 | Geothermal | 0 | 0 | 0 | 0 | 0 | 0 | 0 | 0 | 0 | 0 | 0 | 5 | 2 | 5 | 2 | [14 empty] | 1 | 1 | 3 | 2 | 1 | 1 | 1 | 0
SCE Northern | Wakefield | 66 | Geothermal | 0 | 0 | 0 | 0 | 0 | 0 | 0 | 0 | 0 | 0 | 0 | 5 | 2 | 4 | 2 | [14 empty] | 2 | 1 | 4 | 1 | 3 | 1 | 1 | 0
SCE Metro | Walnut | 230 | Geothermal | 0 | 0 | 0 | 0 | 0 | 0 | 0 | 0 | 0 | 0 | 0 | 1 | 1 | 1 | 1 | [14 empty] | 1 | 1 | 1 | 1 | 1 | 1 | 1 | 0
SCE Northern | Warne | 230 | Geothermal | 0 | 0 | 0 | 0 | 0 | 0 | 0 | 0 | 0 | 0 | 0 | 5 | 2 | 4 | 2 | [14 empty] | 1 | 1 | 4 | 1 | 3 | 1 | 1 | 0
PG&E GBA | Warnerville | 230 | Geothermal | 0 | 0 | 0 | 0 | 0 | 0 | 0 | 0 | 0 | 0 | 0 | 5 | 4 | 5 | 2 | [14 empty] | 1 | 1 | 3 | 2 | 2 | 1 | 1 | 0
PG&E FRESNO | Waukena | 115 | Geothermal | 0 | 0 | 0 | 0 | 0 | 0 | 0 | 0 | 0 | 0 | 0 | 5 | 2 | 5 | 2 | [14 empty] | 1 | 1 | 4 | 2 | 1 | 1 | 1 | 0
PG&E GBA | Weber | 230 | Geothermal | 0 | 0 | 0 | 0 | 0 | 0 | 0 | 0 | 0 | 0 | 0 | 5 | 4 | 1 | 1 | [14 empty] | 1 | 1 | 3 | 2 | 1 | 1 | 1 | 0
PG&E GBA | Weber | 60 | Geothermal | 0 | 0 | 0 | 0 | 0 | 0 | 0 | 0 | 0 | 0 | 0 | 5 | 4 | 1 | 1 | [14 empty] | 1 | 1 | 3 | 2 | 1 | 1 | 1 | 0
PG&E FRESNO | West Fresno | 115 | Geothermal | 0 | 0 | 0 | 0 | 0 | 0 | 0 | 0 | 0 | 0 | 0 | 5 | 2 | 5 | 2 | [14 empty] | 1 | 1 | 2 | 2 | 1 | 1 | 1 | 0
PG&E FRESNO | Westley | 230 | Geothermal | 0 | 0 | 0 | 0 | 0 | 0 | 0 | 0 | 0 | 0 | 0 | 1 | 1 | 1 | 1 | [14 empty] | 1 | 1 | 4 | 2 | 1 | 1 | 1 | 0
PG&E KERN | Westpark | 115 | Geothermal | 0 | 0 | 0 | 0 | 0 | 0 | 0 | 0 | 0 | 0 | 0 | 5 | 2 | 5 | 2 | [14 empty] | 1 | 1 | 3 | 1 | 1 | 1 | 1 | 0
PG&E KERN | Wheeler Ridge | 230 | Geothermal | 0 | 0 | 0 | 0 | 0 | 0 | 0 | 0 | 0 | 0 | 0 | 5 | 2 | 5 | 2 | [14 empty] | 1 | 1 | 4 | 1 | 1 | 1 | 1 | 0
PG&E KERN | Wheeler Ridge | 115 | Geothermal | 0 | 0 | 0 | 0 | 0 | 0 | 0 | 0 | 0 | 0 | 0 | 5 | 2 | 5 | 2 | [14 empty] | 1 | 1 | 4 | 1 | 1 | 1 | 1 | 0
PG&E KERN | Wheeler Ridge | 70 | Geothermal | 0 | 0 | 0 | 0 | 0 | 0 | 0 | 0 | 0 | 0 | 0 | 5 | 2 | 5 | 2 | [14 empty] | 1 | 1 | 4 | 1 | 1 | 1 | 1 | 0
SCE Northern | Whirlwind | 230 | Geothermal | 0 | 0 | 0 | 0 | 0 | 0 | 0 | 0 | 0 | 0 | 0 | 1 | 1 | 1 | 1 | [14 empty] | 2 | 1 | 4 | 1 | 3 | 1 | 1 | 0
SCE Northern | Whirlwind | 500 | Geothermal | 0 | 0 | 0 | 0 | 0 | 0 | 0 | 0 | 0 | 0 | 0 | 1 | 1 | 1 | 1 | [14 empty] | 2 | 1 | 4 | 1 | 3 | 1 | 1 | 0
PG&E GBA | Whisman | 115 | Geothermal | 0 | 0 | 0 | 0 | 0 | 0 | 0 | 0 | 0 | 0 | 0 | 1 | 1 | 1 | 1 | [14 empty] | 2 | 1 | 2 | 2 | 2 | 1 | 1 | 0
SCE Eastern | Wildlife | 230 | Geothermal | 0 | 0 | 0 | 0 | 0 | 0 | 0 | 0 | 0 | 0 | 0 | 4 | 4 | 1 | 1 | [14 empty] | 1 | 1 | 1 | 1 | 1 | 1 | 1 | 0
PG&E FRESNO | Wilson | 115 | Geothermal | 0 | 0 | 0 | 0 | 0 | 0 | 0 | 0 | 0 | 0 | 0 | 5 | 4 | 5 | 2 | [14 empty] | 1 | 1 | 4 | 2 | 1 | 1 | 1 | 0
PG&E FRESNO | Wilson | 230 | Geothermal | 0 | 0 | 0 | 0 | 0 | 0 | 0 | 0 | 0 | 0 | 0 | 5 | 4 | 5 | 2 | [14 empty] | 1 | 1 | 4 | 2 | 1 | 1 | 1 | 0
SCE Northern | Windhub | 230 | Geothermal | 0 | 0 | 0 | 0 | 0 | 0 | 0 | 0 | 0 | 0 | 0 | 1 | 1 | 1 | 1 | [14 empty] | 2 | 1 | 4 | 1 | 2 | 1 | 1 | 0
SCE Northern | Windhub | 500 | Geothermal | 0 | 0 | 0 | 0 | 0 | 0 | 0 | 0 | 0 | 0 | 0 | 1 | 1 | 1 | 1 | [14 empty] | 2 | 1 | 4 | 1 | 2 | 1 | 1 | 0
PG&E GBA | Windmaster | 230 | Geothermal | 0 | 0 | 0 | 0 | 0 | 0 | 0 | 0 | 0 | 0 | 0 | 5 | 2 | 1 | 1 | [14 empty] | 2 | 1 | 2 | 1 | 2 | 1 | 1 | 0
PG&E NGBA | Windsor | 60 | Geothermal | 0 | 0 | 0 | 0 | 0 | 0 | 0 | 0 | 0 | 0 | 0 | 5 | 2 | 1 | 1 | [14 empty] | 1 | 1 | 2 | 1 | 2 | 1 | 1 | 0
PG&E NGBA | Woodland | 115 | Geothermal | 0 | 0 | 0 | 0 | 0 | 0 | 0 | 0 | 0 | 0 | 0 | 5 | 5 | 3 | 3 | [14 empty] | 2 | 1 | 4 | 2 | 3 | 1 | 1 | 0
PG&E FRESNO | Woodward | 115 | Geothermal | 0 | 0 | 0 | 0 | 0 | 0 | 0 | 0 | 0 | 0 | 0 | 5 | 2 | 5 | 2 | [14 empty] | 1 | 1 | 2 | 2 | 2 | 1 | 1 | 0
PG&E NGBA | Wyandotte | 115 | Geothermal | 0 | 0 | 0 | 0 | 0 | 0 | 0 | 0 | 0 | 0 | 0 | 5 | 4 | 1 | 1 | [14 empty] | 2 | 1 | 2 | 2 | 2 | 1 | 1 | 0
PG&E KERN | 7th Standard | 115 | Biomass | 0 | 0 | 0 | 0 | 0 | 0 | 0 | 0 | 0 | 0 | 0 | 5 | 2 | 5 | 2 | [14 empty] | 3 | 3 | 2 | 3 | 3 | 1 | 1 | 0
SCE Metro | Alamitos | 230 | Biomass | 0 | 0 | 0 | 0 | 0 | 0 | 0 | 0 | 0 | 0 | 0 | 1 | 1 | 1 | 1 | [14 empty] | 3 | 3 | 4 | 3 | 4 | 1 | 1 | 0
SCE Eastern | Alberhill | 115 | Biomass | 0 | 0 | 0 | 0 | 0 | 0 | 0 | 0 | 0 | 0 | 0 | 4 | 4 | 1 | 1 | [14 empty] | 3 | 3 | 1 | 3 | 4 | 1 | 1 | 0
SCE Eastern | Alberhill | 500 | Biomass | 0 | 0 | 0 | 0 | 0 | 0 | 0 | 0 | 0 | 0 | 0 | 4 | 4 | 1 | 1 | [14 empty] | 3 | 3 | 1 | 3 | 4 | 1 | 1 | 0
PG&E GBA | Alhambra | 115 | Biomass | 0 | 0 | 0 | 0 | 0 | 0 | 0 | 0 | 0 | 0 | 0 | 5 | 2 | 1 | 1 | [14 empty] | 1 | 3 | 3 | 3 | 3 | 1 | 1 | 0
PG&E FRESNO | Alpaugh | 115 | Biomass | 0 | 0 | 0 | 0 | 0 | 0 | 0 | 0 | 0 | 0 | 0 | 5 | 2 | 5 | 2 | [14 empty] | 3 | 3 | 2 | 3 | 4 | 1 | 1 | 0
SDGE | Alpine | 69 | Biomass | 0 | 0 | 0 | 0 | 0 | 0 | 0 | 0 | 0 | 0 | 0 | 1 | 1 | 1 | 1 | [14 empty] | 1 | 3 | 1 | 3 | 1 | 1 | 1 | 0
PG&E GBA | Altamont Midway (Sandhill) | 230 | Biomass | 0 | 0 | 0 | 0 | 0 | 0 | 0 | 0 | 0 | 0 | 0 | 5 | 2 | 1 | 1 | [14 empty] | 1 | 3 | 3 | 3 | 1 | 1 | 1 | 0
SCE Northern | Antelope | 66 | Biomass | 0 | 0 | 0 | 0 | 0 | 0 | 0 | 0 | 0 | 0 | 0 | 1 | 1 | 1 | 1 | [14 empty] | 1 | 3 | 1 | 3 | 1 | 1 | 1 | 0
SCE Northern | Antelope | 230 | Biomass | 0 | 0 | 0 | 0 | 0 | 0 | 0 | 0 | 0 | 0 | 0 | 1 | 1 | 1 | 1 | [14 empty] | 1 | 3 | 1 | 3 | 1 | 1 | 1 | 0
SCE Northern | Antelope | 500 | Biomass | 0 | 0 | 0 | 0 | 0 | 0 | 0 | 0 | 0 | 0 | 0 | 1 | 1 | 1 | 1 | [14 empty] | 1 | 3 | 1 | 3 | 1 | 1 | 1 | 0
PG&E NGBA | Arcata | 60 | Biomass | 0 | 0 | 0 | 0 | 0 | 0 | 0 | 0 | 0 | 0 | 0 | 5 | 2 | 1 | 1 | [14 empty] | 1 | 1 | 1 | 1 | 1 | 1 | 1 | 0
PG&E KERN | Arco | 230 | Biomass | 0 | 0 | 0 | 0 | 0 | 0 | 0 | 0 | 0 | 0 | 0 | 5 | 2 | 5 | 2 | [14 empty] | 3 | 3 | 1 | 3 | 4 | 1 | 1 | 0
PG&E KERN | Arco | 70 | Biomass | 0 | 0 | 0 | 0 | 0 | 0 | 0 | 0 | 0 | 0 | 0 | 5 | 2 | 5 | 2 | [14 empty] | 3 | 3 | 1 | 3 | 4 | 1 | 1 | 0
SCE Metro | ArcoGen | 230 | Biomass | 0 | 0 | 0 | 0 | 0 | 0 | 0 | 0 | 0 | 0 | 0 | 1 | 1 | 1 | 1 | [14 empty] | 3 | 3 | 4 | 3 | 4 | 1 | 1 | 0
SDGE | Artesian | 230 | Biomass | 0 | 0 | 0 | 0 | 0 | 0 | 0 | 0 | 0 | 0 | 0 | 1 | 1 | 1 | 1 | [14 empty] | 1 | 3 | 3 | 3 | 1 | 1 | 1 | 0
SDGE | Artesian | 69 | Biomass | 0 | 0 | 0 | 0 | 0 | 0 | 0 | 0 | 0 | 0 | 0 | 1 | 1 | 1 | 1 | [14 empty] | 1 | 3 | 3 | 3 | 1 | 1 | 1 | 0
PG&E FRESNO | Ashlan | 230 | Biomass | 0 | 0 | 0 | 0 | 0 | 0 | 0 | 0 | 0 | 0 | 0 | 5 | 4 | 5 | 2 | [14 empty] | 3 | 3 | 3 | 1 | 4 | 1 | 1 | 0
PG&E NGBA | Atlantic | 115 | Biomass | 0 | 0 | 0 | 0 | 0 | 0 | 0 | 0 | 0 | 0 | 0 | 5 | 4 | 1 | 1 | [14 empty] | 1 | 3 | 3 | 1 | 1 | 1 | 1 | 0
PG&E NGBA | Atlantic | 230 | Biomass | 0 | 0 | 0 | 0 | 0 | 0 | 0 | 0 | 0 | 0 | 0 | 5 | 4 | 1 | 1 | [14 empty] | 1 | 3 | 3 | 1 | 1 | 1 | 1 | 0
PG&E NGBA | Atlantic | 60 | Biomass | 0 | 0 | 0 | 0 | 0 | 0 | 0 | 0 | 0 | 0 | 0 | 5 | 4 | 1 | 1 | [14 empty] | 1 | 3 | 3 | 1 | 1 | 1 | 1 | 0
PG&E FRESNO | Atwater | 115 | Biomass | 0 | 0 | 0 | 0 | 0 | 0 | 0 | 0 | 0 | 0 | 0 | 5 | 4 | 5 | 2 | [14 empty] | 3 | 3 | 4 | 1 | 4 | 1 | 1 | 0
PG&E GBA | Avena | 115 | Biomass | 0 | 0 | 0 | 0 | 0 | 0 | 0 | 0 | 0 | 0 | 0 | 5 | 4 | 1 | 1 | [14 empty] | 3 | 3 | 2 | 1 | 4 | 1 | 1 | 0
SDGE | Avocado | 69 | Biomass | 0 | 0 | 0 | 0 | 0 | 0 | 0 | 0 | 0 | 0 | 0 | 1 | 1 | 1 | 1 | [14 empty] | 1 | 3 | 2 | 3 | 1 | 1 | 1 | 0
PG&E NGBA | Bahia | 230 | Biomass | 0 | 0 | 0 | 0 | 0 | 0 | 0 | 0 | 0 | 0 | 0 | 5 | 4 | 1 | 1 | [14 empty] | 1 | 3 | 4 | 3 | 3 | 1 | 1 | 0
SCE Northern | Bailey | 230 | Biomass | 0 | 0 | 0 | 0 | 0 | 0 | 0 | 0 | 0 | 0 | 0 | 5 | 2 | 4 | 2 | [14 empty] | 3 | 3 | 1 | 3 | 1 | 1 | 1 | 0
SCE NOL | Baker | 115 | Biomass | 0 | 0 | 0 | 0 | 0 | 0 | 0 | 0 | 0 | 0 | 0 | 3 | 3 | 1 | 1 | [14 empty] | 1 | 1 | 1 | 3 | 4 | 1 | 1 | 0
PG&E KERN | Bakersfield | 230 | Biomass | 0 | 0 | 0 | 0 | 0 | 0 | 0 | 0 | 0 | 0 | 0 | 5 | 2 | 5 | 2 | [14 empty] | 3 | 3 | 3 | 3 | 4 | 1 | 1 | 0
PG&E FRESNO | Balch | 230 | Biomass | 0 | 0 | 0 | 0 | 0 | 0 | 0 | 0 | 0 | 0 | 0 | 5 | 2 | 5 | 2 | [14 empty] | 3 | 3 | 1 | 1 | 1 | 1 | 1 | 0
SCE Eastern | Bannister | 230 | Biomass | 0 | 0 | 0 | 0 | 0 | 0 | 0 | 0 | 0 | 0 | 0 | 5 | 4 | 1 | 1 | [14 empty] | 1 | 3 | 3 | 1 | 4 | 1 | 1 | 0
SCE Metro | Barre | 230 | Biomass | 0 | 0 | 0 | 0 | 0 | 0 | 0 | 0 | 0 | 0 | 0 | 1 | 1 | 1 | 1 | [14 empty] | 3 | 3 | 4 | 3 | 4 | 1 | 1 | 0
SDGE | Bay Boulevard | 69 | Biomass | 0 | 0 | 0 | 0 | 0 | 0 | 0 | 0 | 0 | 0 | 0 | 1 | 1 | 1 | 1 | [14 empty] | 1 | 3 | 4 | 3 | 4 | 1 | 1 | 0
SDGE | Bay Boulevard | 230 | Biomass | 0 | 0 | 0 | 0 | 0 | 0 | 0 | 0 | 0 | 0 | 0 | 1 | 1 | 1 | 1 | [14 empty] | 1 | 3 | 4 | 3 | 4 | 1 | 1 | 0
EOP | Beatty | 138 | Biomass | 0 | 0 | 0 | 0 | 0 | 0 | 0 | 0 | 0 | 0 | 0 | 5 | 2 | 4 | 2 | [14 empty] | 1 | 1 | 1 | 3 | 1 | 1 | 1 | 0
EOP | Beatty | 230 | Biomass | 0 | 0 | 0 | 0 | 0 | 0 | 0 | 0 | 0 | 0 | 0 | 5 | 2 | 4 | 2 | [14 empty] | 1 | 1 | 1 | 3 | 1 | 1 | 1 | 0
PG&E NGBA | Belden | 230 | Biomass | 0 | 0 | 0 | 0 | 0 | 0 | 0 | 0 | 0 | 0 | 0 | 5 | 5 | 3 | 3 | [14 empty] | 1 | 1 | 1 | 3 | 1 | 1 | 1 | 0
PG&E NGBA | Bell | 115 | Biomass | 0 | 0 | 0 | 0 | 0 | 0 | 0 | 0 | 0 | 0 | 0 | 5 | 4 | 1 | 1 | [14 empty] | 1 | 3 | 1 | 1 | 1 | 1 | 1 | 0
PG&E NGBA | Bellevue | 115 | Biomass | 0 | 0 | 0 | 0 | 0 | 0 | 0 | 0 | 0 | 0 | 0 | 5 | 2 | 1 | 1 | [14 empty] | 1 | 3 | 3 | 1 | 3 | 1 | 1 | 0
PG&E GBA | Bellota | 115 | Biomass | 0 | 0 | 0 | 0 | 0 | 0 | 0 | 0 | 0 | 0 | 0 | 5 | 4 | 1 | 1 | 3 | [13 empty] | 3 | 3 | 1 | 1 | 1 | 1 | 1 | 0
PG&E GBA | Bellota | 230 | Biomass | 0 | 0 | 0 | 0 | 0 | 0 | 0 | 0 | 0 | 0 | 0 | 5 | 4 | 1 | 1 | [14 empty] | 3 | 3 | 1 | 1 | 1 | 1 | 1 | 0
SCE Northern | Big Creek | 230 | Biomass | 0 | 0 | 0 | 0 | 0 | 0 | 0 | 0 | 0 | 0 | 0 | 1 | 1 | 1 | 1 | [14 empty] | 3 | 3 | 1 | 1 | 1 | 1 | 1 | 0
PG&E FRESNO | Biola | 70 | Biomass | 0 | 0 | 0 | 0 | 0 | 0 | 0 | 0 | 0 | 0 | 0 | 5 | 2 | 5 | 2 | [14 empty] | 3 | 3 | 1 | 1 | 4 | 1 | 1 | 0
PG&E GBA | Birds Landing | 230 | Biomass | 0 | 0 | 0 | 0 | 0 | 0 | 0 | 0 | 0 | 0 | 0 | 5 | 4 | 1 | 1 | [14 empty] | 1 | 3 | 2 | 3 | 4 | 1 | 1 | 0
SCE Northern | Bliss | 66 | Biomass | 0 | 0 | 0 | 0 | 0 | 0 | 0 | 0 | 0 | 0 | 0 | 1 | 1 | 1 | 1 | [14 empty] | 3 | 3 | 1 | 3 | 4 | 1 | 1 | 0
SCE Eastern | Blythe | 161 | Biomass | 0 | 0 | 0 | 0 | 0 | 0 | 0 | 0 | 0 | 0 | 0 | 5 | 2 | 1 | 1 | [14 empty] | 1 | 1 | 3 | 3 | 4 | 1 | 1 | 0
PG&E NGBA | Bogue | 115 | Biomass | 0 | 0 | 0 | 0 | 0 | 0 | 0 | 0 | 0 | 0 | 0 | 5 | 4 | 1 | 1 | [14 empty] | 1 | 1 | 3 | 3 | 3 | 1 | 1 | 0
PG&E FRESNO | Borden | 230 | Biomass | 0 | 0 | 0 | 0 | 0 | 0 | 0 | 0 | 0 | 0 | 0 | 5 | 2 | 5 | 2 | [14 empty] | 3 | 3 | 1 | 1 | 4 | 1 | 1 | 0
PG&E FRESNO | Borden | 70 | Biomass | 0 | 0 | 0 | 0 | 0 | 0 | 0 | 0 | 0 | 0 | 0 | 5 | 2 | 5 | 2 | [14 empty] | 3 | 3 | 1 | 1 | 4 | 1 | 1 | 0
SDGE | Boulevard East | 138 | Biomass | 0 | 0 | 0 | 0 | 0 | 0 | 0 | 0 | 0 | 0 | 0 | 1 | 1 | 1 | 1 | [14 empty] | 1 | 3 | 1 | 3 | 1 | 1 | 1 | 0
SDGE | Boulevard East | 69 | Biomass | 0 | 0 | 0 | 0 | 0 | 0 | 0 | 0 | 0 | 0 | 0 | 1 | 1 | 1 | 1 | [14 empty] | 1 | 3 | 1 | 3 | 1 | 1 | 1 | 0
PG&E GBA | Brentwood | 230 | Biomass | 0 | 0 | 0 | 0 | 0 | 0 | 0 | 0 | 0 | 0 | 0 | 5 | 4 | 1 | 1 | [14 empty] | 1 | 3 | 2 | 3 | 1 | 1 | 1 | 0
PG&E NGBA | Bridgeville | 115 | Biomass | 0 | 0 | 0 | 0 | 0 | 0 | 0 | 0 | 0 | 0 | 0 | 5 | 2 | 1 | 1 | [14 empty] | 1 | 1 | 1 | 1 | 1 | 1 | 4 | 1
PG&E NGBA | Brighton | 115 | Biomass | 0 | 0 | 0 | 0 | 0 | 0 | 0 | 0 | 0 | 0 | 0 | 5 | 4 | 1 | 1 | [14 empty] | 1 | 3 | 3 | 1 | 4 | 1 | 1 | 0
PG&E NGBA | Brighton | 230 | Biomass | 0 | 0 | 0 | 0 | 0 | 0 | 0 | 0 | 0 | 0 | 0 | 5 | 4 | 1 | 1 | [14 empty] | 1 | 3 | 3 | 1 | 4 | 1 | 1 | 0
PG&E NGBA | Brunswick | 115 | Biomass | 0 | 0 | 0 | 0 | 0 | 0 | 0 | 0 | 0 | 0 | 0 | 5 | 4 | 1 | 1 | [14 empty] | 1 | 3 | 1 | 3 | 1 | 1 | 1 | 0
PG&E NGBA | Bucks Creek | 230 | Biomass | 0 | 0 | 0 | 0 | 0 | 0 | 0 | 0 | 0 | 0 | 0 | 5 | 5 | 3 | 3 | [14 empty] | 1 | 1 | 1 | 3 | 1 | 1 | 1 | 0
PG&E KERN | Buena Vista | 230 | Biomass | 0 | 0 | 0 | 0 | 0 | 0 | 0 | 0 | 0 | 0 | 0 | 5 | 2 | 5 | 2 | [14 empty] | 1 | 1 | 2 | 1 | 4 | 1 | 1 | 0
PG&E FRESNO | Bullard | 115 | Biomass | 0 | 0 | 0 | 0 | 0 | 0 | 0 | 0 | 0 | 0 | 0 | 5 | 2 | 5 | 2 | [14 empty] | 3 | 3 | 4 | 1 | 3 | 1 | 1 | 0
PG&E GBA | Burlingame | 115 | Biomass | 0 | 0 | 0 | 0 | 0 | 0 | 0 | 0 | 0 | 0 | 0 | 5 | 2 | 1 | 1 | [14 empty] | 1 | 3 | 3 | 3 | 3 | 1 | 1 | 0
PG&E NGBA | Burney Forest | 230 | Biomass | 0 | 0 | 0 | 0 | 0 | 0 | 0 | 0 | 0 | 0 | 0 | 5 | 2 | 1 | 1 | [14 empty] | 1 | 1 | 1 | 1 | 1 | 1 | 4 | 1
PG&E NGBA | Butte | 115 | Biomass | 0 | 0 | 0 | 0 | 0 | 0 | 0 | 0 | 0 | 0 | 0 | 5 | 2 | 1 | 1 | [14 empty] | 1 | 3 | 1 | 1 | 3 | 1 | 1 | 0
PG&E KERN | Cabrillo | 115 | Biomass | 0 | 0 | 0 | 0 | 0 | 0 | 0 | 0 | 0 | 0 | 0 | 5 | 2 | 5 | 2 | [14 empty] | 1 | 1 | 1 | 3 | 1 | 1 | 1 | 0
PG&E FRESNO | Cal Flats | 230 | Biomass | 0 | 0 | 0 | 0 | 0 | 0 | 0 | 0 | 0 | 0 | 0 | 5 | 2 | 5 | 2 | [14 empty] | 1 | 1 | 1 | 1 | 3 | 1 | 1 | 0
SCE NOL | Calcite | 230 | Biomass | 0 | 0 | 0 | 0 | 0 | 0 | 0 | 0 | 0 | 0 | 0 | 1 | 1 | 1 | 1 | [14 empty] | 1 | 3 | 1 | 3 | 1 | 1 | 1 | 0
PG&E KERN | Caliente | 230 | Biomass | 0 | 0 | 0 | 0 | 0 | 0 | 0 | 0 | 0 | 0 | 0 | 5 | 2 | 5 | 2 | 1 | [13 empty] | 1 | 3 | 1 | 1 | 3 | 1 | 1 | 0
PG&E FRESNO | California Ave | 115 | Biomass | 0 | 0 | 0 | 0 | 0 | 0 | 0 | 0 | 0 | 0 | 0 | 5 | 2 | 5 | 2 | [14 empty] | 3 | 3 | 3 | 1 | 4 | 1 | 1 | 0
PG&E KERN | Callender | 115 | Biomass | 0 | 0 | 0 | 0 | 0 | 0 | 0 | 0 | 0 | 0 | 0 | 5 | 2 | 5 | 2 | [14 empty] | 1 | 1 | 1 | 1 | 3 | 1 | 1 | 0
PG&E NGBA | Calpella | 115 | Biomass | 0 | 0 | 0 | 0 | 0 | 0 | 0 | 0 | 0 | 0 | 0 | 5 | 2 | 1 | 1 | [14 empty] | 1 | 1 | 1 | 1 | 1 | 1 | 5 | 1
PG&E GBA | Camanche | 230 | Biomass | 0 | 0 | 0 | 0 | 0 | 0 | 0 | 0 | 0 | 0 | 0 | 5 | 4 | 1 | 1 | [14 empty] | 3 | 3 | 2 | 1 | 1 | 1 | 1 | 0
SDGE | Cameron | 69 | Biomass | 0 | 0 | 0 | 0 | 0 | 0 | 0 | 0 | 0 | 0 | 0 | 1 | 1 | 1 | 1 | [14 empty] | 3 | 3 | 3 | 3 | 4 | 1 | 1 | 0
SDGE | Cannon | 69 | Biomass | 0 | 0 | 0 | 0 | 0 | 0 | 0 | 0 | 0 | 0 | 0 | 1 | 1 | 1 | 1 | [14 empty] | 1 | 3 | 4 | 3 | 1 | 1 | 1 | 0
PG&E FRESNO | Cantua | 115 | Biomass | 0 | 0 | 0 | 0 | 0 | 0 | 0 | 0 | 0 | 0 | 0 | 5 | 2 | 5 | 2 | [14 empty] | 3 | 3 | 1 | 1 | 4 | 1 | 1 | 0
SDGE | Capistrano | 138 | Biomass | 0 | 0 | 0 | 0 | 0 | 0 | 0 | 0 | 0 | 0 | 0 | 1 | 1 | 1 | 1 | [14 empty] | 3 | 3 | 3 | 3 | 1 | 1 | 1 | 0
SDGE | Capistrano | 230 | Biomass | 0 | 0 | 0 | 0 | 0 | 0 | 0 | 0 | 0 | 0 | 0 | 1 | 1 | 1 | 1 | [14 empty] | 3 | 3 | 3 | 3 | 1 | 1 | 1 | 0
PG&E NGBA | Carberry | 230 | Biomass | 0 | 0 | 0 | 0 | 0 | 0 | 0 | 0 | 0 | 0 | 0 | 5 | 2 | 1 | 1 | [14 empty] | 1 | 1 | 1 | 1 | 1 | 1 | 4 | 1
SCE Eastern | Cardiff | 66 | Biomass | 0 | 0 | 0 | 0 | 0 | 0 | 0 | 0 | 0 | 0 | 0 | 4 | 4 | 1 | 1 | [14 empty] | 3 | 3 | 3 | 3 | 4 | 1 | 1 | 0
PG&E NGBA | Caribou | 60 | Biomass | 0 | 0 | 0 | 0 | 0 | 0 | 0 | 0 | 0 | 0 | 0 | 5 | 4 | 1 | 1 | [14 empty] | 1 | 1 | 1 | 3 | 1 | 1 | 4 | 1
PG&E NGBA | Caribou | 115 | Biomass | 0 | 0 | 0 | 0 | 0 | 0 | 0 | 0 | 0 | 0 | 0 | 5 | 4 | 1 | 1 | [14 empty] | 1 | 1 | 1 | 3 | 1 | 1 | 4 | 1
PG&E NGBA | Caribou | 230 | Biomass | 0 | 0 | 0 | 0 | 0 | 0 | 0 | 0 | 0 | 0 | 0 | 5 | 4 | 1 | 1 | [14 empty] | 1 | 1 | 1 | 3 | 1 | 1 | 1 | 0
EOP | Carpenter Canyon (fka Gamebird) | 138 | Biomass | 0 | 0 | 0 | 0 | 0 | 0 | 0 | 0 | 0 | 0 | 0 | 5 | 2 | 4 | 2 | [14 empty] | 1 | 1 | 1 | 3 | 1 | 1 | 1 | 0
EOP | Carpenter Canyon (fka Gamebird) | 230 | Biomass | 0 | 0 | 0 | 0 | 0 | 0 | 0 | 0 | 0 | 0 | 0 | 5 | 2 | 4 | 2 | [14 empty] | 1 | 1 | 1 | 3 | 1 | 1 | 1 | 0
PG&E NGBA | Carquinez | 115 | Biomass | 0 | 0 | 0 | 0 | 0 | 0 | 0 | 0 | 0 | 0 | 0 | 5 | 2 | 1 | 1 | [14 empty] | 1 | 3 | 3 | 3 | 4 | 1 | 1 | 0
SDGE | Carrizo Gorge | 138 | Biomass | 0 | 0 | 0 | 0 | 0 | 0 | 0 | 0 | 0 | 0 | 0 | 1 | 1 | 1 | 1 | [14 empty] | 1 | 3 | 1 | 3 | 1 | 1 | 1 | 0
PG&E KERN | Carrizo Plains | 115 | Biomass | 0 | 0 | 0 | 0 | 0 | 0 | 0 | 0 | 0 | 0 | 0 | 5 | 2 | 5 | 2 | [14 empty] | 1 | 3 | 1 | 1 | 3 | 1 | 1 | 0
PG&E KERN | Casaloma | 230 | Biomass | 0 | 0 | 0 | 0 | 0 | 0 | 0 | 0 | 0 | 0 | 0 | 5 | 2 | 5 | 2 | [14 empty] | 3 | 3 | 3 | 3 | 4 | 1 | 1 | 0
PG&E GBA | Castro Valley | 230 | Biomass | 0 | 0 | 0 | 0 | 0 | 0 | 0 | 0 | 0 | 0 | 0 | 5 | 4 | 1 | 1 | [14 empty] | 1 | 3 | 3 | 3 | 3 | 1 | 1 | 0
PG&E GBA | Cayetano | 230 | Biomass | 0 | 0 | 0 | 0 | 0 | 0 | 0 | 0 | 0 | 0 | 0 | 5 | 4 | 1 | 1 | [14 empty] | 1 | 3 | 2 | 3 | 1 | 1 | 1 | 0
SCE Metro | Center | 230 | Biomass | 0 | 0 | 0 | 0 | 0 | 0 | 0 | 0 | 0 | 0 | 0 | 1 | 1 | 1 | 1 | [14 empty] | 3 | 3 | 4 | 3 | 4 | 1 | 1 | 0
PG&E KERN | Charca | 115 | Biomass | 0 | 0 | 0 | 0 | 0 | 0 | 0 | 0 | 0 | 0 | 0 | 5 | 2 | 5 | 2 | [14 empty] | 3 | 3 | 1 | 3 | 4 | 1 | 1 | 0
EOP | Charleston | 138 | Biomass | 0 | 0 | 0 | 0 | 0 | 0 | 0 | 0 | 0 | 0 | 0 | 5 | 2 | 4 | 2 | [14 empty] | 1 | 1 | 1 | 3 | 1 | 1 | 1 | 0
SCE Metro | Chevmain | 230 | Biomass | 0 | 0 | 0 | 0 | 0 | 0 | 0 | 0 | 0 | 0 | 0 | 1 | 1 | 1 | 1 | [14 empty] | 3 | 3 | 4 | 3 | 4 | 1 | 1 | 0
SDGE | Chicarita | 138 | Biomass | 0 | 0 | 0 | 0 | 0 | 0 | 0 | 0 | 0 | 0 | 0 | 1 | 1 | 1 | 1 | [14 empty] | 1 | 3 | 3 | 3 | 1 | 1 | 1 | 0
SCE Metro | Chino | 230 | Biomass | 0 | 0 | 0 | 0 | 0 | 0 | 0 | 0 | 0 | 0 | 0 | 1 | 1 | 1 | 1 | [14 empty] | 3 | 3 | 4 | 3 | 3 | 1 | 1 | 0
PG&E FRESNO | Chowchilla | 115 | Biomass | 0 | 0 | 0 | 0 | 0 | 0 | 0 | 0 | 0 | 0 | 0 | 5 | 2 | 5 | 2 | [14 empty] | 3 | 3 | 4 | 1 | 3 | 1 | 1 | 0
PG&E GBA | Christie | 60 | Biomass | 0 | 0 | 0 | 0 | 0 | 0 | 0 | 0 | 0 | 0 | 0 | 5 | 4 | 1 | 1 | [14 empty] | 1 | 3 | 3 | 3 | 3 | 1 | 1 | 0
PG&E GBA | Christie | 115 | Biomass | 0 | 0 | 0 | 0 | 0 | 0 | 0 | 0 | 0 | 0 | 0 | 5 | 2 | 1 | 1 | [14 empty] | 1 | 3 | 3 | 3 | 3 | 1 | 1 | 0
SCE Eastern | Cielo Azul | 500 | Biomass | 0 | 0 | 0 | 0 | 0 | 0 | 0 | 0 | 0 | 0 | 0 | 5 | 4 | 4 | 4 | [14 empty] | 1 | 1 | 1 | 3 | 1 | 1 | 1 | 0
PG&E GBA | Clay | 60 | Biomass | 0 | 0 | 0 | 0 | 0 | 0 | 0 | 0 | 0 | 0 | 0 | 5 | 4 | 1 | 1 | [14 empty] | 1 | 3 | 3 | 3 | 1 | 1 | 1 | 0
PG&E GBA | Clayton | 115 | Biomass | 0 | 0 | 0 | 0 | 0 | 0 | 0 | 0 | 0 | 0 | 0 | 5 | 2 | 1 | 1 | [14 empty] | 1 | 3 | 2 | 3 | 3 | 1 | 1 | 0
PG&E NGBA | Cloverdale | 115 | Biomass | 0 | 0 | 0 | 0 | 0 | 0 | 0 | 0 | 0 | 0 | 0 | 5 | 2 | 1 | 1 | [14 empty] | 1 | 1 | 1 | 1 | 1 | 1 | 5 | 1
PG&E FRESNO | Clovis | 115 | Biomass | 0 | 0 | 0 | 0 | 0 | 0 | 0 | 0 | 0 | 0 | 0 | 5 | 2 | 5 | 2 | [14 empty] | 3 | 3 | 3 | 1 | 3 | 1 | 1 | 0
PG&E GBA | Coburn | 230 | Biomass | 0 | 0 | 0 | 0 | 0 | 0 | 0 | 0 | 0 | 0 | 0 | 5 | 4 | 5 | 2 | [14 empty] | 1 | 1 | 3 | 1 | 1 | 1 | 1 | 0
PG&E GBA | Coburn | 60 | Biomass | 0 | 0 | 0 | 0 | 0 | 0 | 0 | 0 | 0 | 0 | 0 | 5 | 4 | 5 | 2 | [14 empty] | 1 | 1 | 3 | 1 | 1 | 1 | 1 | 0
PG&E NGBA | Colgate | 230 | Biomass | 0 | 0 | 0 | 0 | 0 | 0 | 0 | 0 | 0 | 0 | 0 | 5 | 4 | 1 | 1 | [14 empty] | 1 | 3 | 1 | 3 | 1 | 1 | 4 | 1
PG&E GBA | Collierville | 230 | Biomass | 0 | 0 | 0 | 0 | 0 | 0 | 0 | 0 | 0 | 0 | 0 | 5 | 4 | 1 | 1 | [14 empty] | 1 | 3 | 1 | 3 | 1 | 1 | 1 | 0
PG&E GBA | Collinsville | 230 | Biomass | 0 | 0 | 0 | 0 | 0 | 0 | 0 | 0 | 0 | 0 | 0 | 5 | 2 | 1 | 1 | [14 empty] | 1 | 3 | 3 | 3 | 4 | 1 | 1 | 0
PG&E GBA | Collinsville | 500 | Biomass | 0 | 0 | 0 | 0 | 0 | 0 | 0 | 0 | 0 | 0 | 0 | 5 | 2 | 1 | 1 | [14 empty] | 1 | 3 | 3 | 3 | 4 | 1 | 1 | 0
SCE Eastern | Colorado River | 230 | Biomass | 0 | 0 | 0 | 0 | 0 | 0 | 0 | 0 | 0 | 0 | 0 | 4 | 4 | 4 | 4 | [14 empty] | 1 | 1 | 2 | 3 | 1 | 1 | 1 | 0
SCE Eastern | Colorado River | 500 | Biomass | 0 | 0 | 0 | 0 | 0 | 0 | 0 | 0 | 0 | 0 | 0 | 4 | 4 | 4 | 4 | [14 empty] | 1 | 1 | 2 | 3 | 1 | 1 | 1 | 0
PG&E KERN | Columbus | 115 | Biomass | 0 | 0 | 0 | 0 | 0 | 0 | 0 | 0 | 0 | 0 | 0 | 5 | 2 | 5 | 2 | [14 empty] | 3 | 3 | 3 | 3 | 3 | 1 | 1 | 0
PG&E GBA | Contra Costa | 115 | Biomass | 0 | 0 | 0 | 0 | 0 | 0 | 0 | 0 | 0 | 0 | 0 | 5 | 4 | 1 | 1 | [14 empty] | 1 | 3 | 4 | 3 | 3 | 1 | 1 | 0
PG&E GBA | Contra Costa | 230 | Biomass | 0 | 0 | 0 | 0 | 0 | 0 | 0 | 0 | 0 | 0 | 0 | 5 | 4 | 1 | 1 | [14 empty] | 1 | 3 | 4 | 3 | 3 | 1 | 1 | 0
PG&E GBA | Contra Costa PP | 230 | Biomass | 0 | 0 | 0 | 0 | 0 | 0 | 0 | 0 | 0 | 0 | 0 | 5 | 4 | 1 | 1 | [14 empty] | 1 | 3 | 4 | 3 | 3 | 1 | 1 | 0
SCE NOL | Control | 115 | Biomass | 0 | 0 | 0 | 0 | 0 | 0 | 0 | 0 | 0 | 0 | 0 | 3 | 3 | 1 | 1 | [14 empty] | 1 | 1 | 1 | 3 | 1 | 1 | 1 | 0
SCE NOL | Control | 55 | Biomass | 0 | 0 | 0 | 0 | 0 | 0 | 0 | 0 | 0 | 0 | 0 | 3 | 3 | 1 | 1 | [14 empty] | 1 | 1 | 1 | 3 | 1 | 1 | 1 | 0
PG&E GBA | Cooley Landing | 115 | Biomass | 0 | 0 | 0 | 0 | 0 | 0 | 0 | 0 | 0 | 0 | 0 | 5 | 2 | 1 | 1 | [14 empty] | 1 | 3 | 3 | 3 | 4 | 1 | 1 | 0
PG&E GBA | Cooley Landing | 60 | Biomass | 0 | 0 | 0 | 0 | 0 | 0 | 0 | 0 | 0 | 0 | 0 | 1 | 1 | 1 | 1 | [14 empty] | 1 | 3 | 3 | 3 | 4 | 1 | 1 | 0
SCE NOL | Coolwater | 230 | Biomass | 0 | 0 | 0 | 0 | 0 | 0 | 0 | 0 | 0 | 0 | 0 | 3 | 3 | 1 | 1 | [14 empty] | 1 | 3 | 4 | 3 | 4 | 1 | 1 | 0
SCE NOL | Coolwater | 115 | Biomass | 0 | 0 | 0 | 0 | 0 | 0 | 0 | 0 | 0 | 0 | 0 | 3 | 3 | 1 | 1 | [14 empty] | 1 | 3 | 4 | 3 | 4 | 1 | 1 | 0
PG&E KERN | Copus | 70 | Biomass | 0 | 0 | 0 | 0 | 0 | 0 | 0 | 0 | 0 | 0 | 0 | 5 | 2 | 5 | 2 | [14 empty] | 3 | 3 | 2 | 3 | 4 | 1 | 1 | 0
PG&E FRESNO | Corcoran | 70 | Biomass | 0 | 0 | 0 | 0 | 0 | 0 | 0 | 0 | 0 | 0 | 0 | 5 | 2 | 5 | 2 | [14 empty] | 3 | 3 | 1 | 1 | 4 | 1 | 1 | 0
PG&E FRESNO | Corcoran | 115 | Biomass | 0 | 0 | 0 | 0 | 0 | 0 | 0 | 0 | 0 | 0 | 0 | 5 | 2 | 5 | 2 | [14 empty] | 3 | 3 | 1 | 1 | 4 | 1 | 1 | 0
PG&E NGBA | Corona | 115 | Biomass | 0 | 0 | 0 | 0 | 0 | 0 | 0 | 0 | 0 | 0 | 0 | 5 | 2 | 1 | 1 | [14 empty] | 1 | 3 | 2 | 1 | 1 | 1 | 1 | 0
PG&E NGBA | Cortina | 230 | Biomass | 0 | 0 | 0 | 0 | 0 | 0 | 0 | 0 | 0 | 0 | 0 | 5 | 2 | 1 | 1 | [14 empty] | 1 | 1 | 1 | 3 | 1 | 1 | 1 | 0
PG&E NGBA | Cortina | 115 | Biomass | 0 | 0 | 0 | 0 | 0 | 0 | 0 | 0 | 0 | 0 | 0 | 5 | 2 | 1 | 1 | 1 | [13 empty] | 1 | 1 | 1 | 3 | 1 | 1 | 4 | 1
PG&E GBA | Cottle | 230 | Biomass | 0 | 0 | 0 | 0 | 0 | 0 | 0 | 0 | 0 | 0 | 0 | 5 | 4 | 5 | 2 | 3 | [13 empty] | 3 | 3 | 3 | 1 | 4 | 1 | 1 | 0
PG&E NGBA | Cottonwood | 115 | Biomass | 0 | 0 | 0 | 0 | 0 | 0 | 0 | 0 | 0 | 0 | 0 | 5 | 2 | 1 | 1 | [14 empty] | 1 | 1 | 3 | 1 | 1 | 1 | 1 | 0
PG&E NGBA | Cottonwood | 230 | Biomass | 0 | 0 | 0 | 0 | 0 | 0 | 0 | 0 | 0 | 0 | 0 | 5 | 2 | 1 | 1 | [14 empty] | 1 | 1 | 3 | 1 | 1 | 1 | 1 | 0
PG&E NGBA | Cottonwood | 60 | Biomass | 0 | 0 | 0 | 0 | 0 | 0 | 0 | 0 | 0 | 0 | 0 | 5 | 2 | 1 | 1 | [14 empty] | 1 | 1 | 3 | 1 | 1 | 1 | 1 | 0
PG&E NGBA | Cove Road | 230 | Biomass | 0 | 0 | 0 | 0 | 0 | 0 | 0 | 0 | 0 | 0 | 0 | 5 | 2 | 1 | 1 | [14 empty] | 1 | 1 | 1 | 1 | 1 | 1 | 1 | 0
PG&E GBA | Coyote | 230 | Biomass | 0 | 0 | 0 | 0 | 0 | 0 | 0 | 0 | 0 | 0 | 0 | 5 | 4 | 1 | 1 | [14 empty] | 1 | 3 | 2 | 1 | 3 | 1 | 1 | 0
PG&E GBA | Crazy Horse Canyon | 115 | Biomass | 0 | 0 | 0 | 0 | 0 | 0 | 0 | 0 | 0 | 0 | 0 | 1 | 1 | 1 | 1 | [14 empty] | 1 | 1 | 2 | 1 | 1 | 1 | 1 | 0
SDGE | Creelman | 69 | Biomass | 0 | 0 | 0 | 0 | 0 | 0 | 0 | 0 | 0 | 0 | 0 | 1 | 1 | 1 | 1 | [14 empty] | 1 | 3 | 1 | 3 | 1 | 1 | 1 | 0
PG&E FRESNO | Crescent | 70 | Biomass | 0 | 0 | 0 | 0 | 0 | 0 | 0 | 0 | 0 | 0 | 0 | 5 | 2 | 5 | 2 | [14 empty] | 3 | 3 | 2 | 1 | 4 | 1 | 1 | 0
PG&E FRESNO | Cressey | 115 | Biomass | 0 | 0 | 0 | 0 | 0 | 0 | 0 | 0 | 0 | 0 | 0 | 5 | 4 | 5 | 2 | [14 empty] | 3 | 3 | 3 | 1 | 4 | 1 | 1 | 0
PG&E NGBA | Cresta | 230 | Biomass | 0 | 0 | 0 | 0 | 0 | 0 | 0 | 0 | 0 | 0 | 0 | 5 | 5 | 3 | 3 | [14 empty] | 1 | 3 | 1 | 1 | 1 | 1 | 1 | 0
SDGE | Crestwood | 69 | Biomass | 0 | 0 | 0 | 0 | 0 | 0 | 0 | 0 | 0 | 0 | 0 | 1 | 1 | 1 | 1 | [14 empty] | 1 | 3 | 1 | 3 | 1 | 1 | 1 | 0
PG&E GBA | Crow Creek | 60 | Biomass | 0 | 0 | 0 | 0 | 0 | 0 | 0 | 0 | 0 | 0 | 0 | 5 | 4 | 1 | 1 | [14 empty] | 3 | 3 | 1 | 1 | 4 | 1 | 1 | 0
PG&E GBA | Crows Landing | 60 | Biomass | 0 | 0 | 0 | 0 | 0 | 0 | 0 | 0 | 0 | 0 | 0 | 5 | 4 | 1 | 1 | [14 empty] | 3 | 3 | 1 | 1 | 4 | 1 | 1 | 0
PG&E GBA | Curtis | 115 | Biomass | 0 | 0 | 0 | 0 | 0 | 0 | 0 | 0 | 0 | 0 | 0 | 5 | 4 | 1 | 1 | [14 empty] | 1 | 3 | 1 | 3 | 1 | 1 | 1 | 0
PG&E FRESNO | Dairyland | 115 | Biomass | 0 | 0 | 0 | 0 | 0 | 0 | 0 | 0 | 0 | 0 | 0 | 5 | 2 | 5 | 2 | [14 empty] | 3 | 3 | 2 | 1 | 4 | 1 | 1 | 0
PG&E NGBA | Davis | 115 | Biomass | 0 | 0 | 0 | 0 | 0 | 0 | 0 | 0 | 0 | 0 | 0 | 5 | 2 | 1 | 1 | [14 empty] | 1 | 3 | 1 | 1 | 1 | 1 | 1 | 0
SCE Metro | Del Amo | 500 | Biomass | 0 | 0 | 0 | 0 | 0 | 0 | 0 | 0 | 0 | 0 | 0 | 1 | 1 | 1 | 1 | [14 empty] | 3 | 3 | 3 | 3 | 3 | 1 | 1 | 0
SCE Metro | Del Amo | 230 | Biomass | 0 | 0 | 0 | 0 | 0 | 0 | 0 | 0 | 0 | 0 | 0 | 1 | 1 | 1 | 1 | [14 empty] | 3 | 3 | 3 | 3 | 3 | 1 | 1 | 0
SCE Eastern | Delaney | 500 | Biomass | 0 | 0 | 0 | 0 | 0 | 0 | 0 | 0 | 0 | 0 | 0 | 5 | 4 | 4 | 4 | [14 empty] | 1 | 3 | 1 | 1 | 1 | 1 | 1 | 0
PG&E NGBA | Delevan | 230 | Biomass | 0 | 0 | 0 | 0 | 0 | 0 | 0 | 0 | 0 | 0 | 0 | 5 | 2 | 1 | 1 | [14 empty] | 1 | 1 | 4 | 3 | 1 | 1 | 1 | 0
PG&E GBA | Delta PP | 230 | Biomass | 0 | 0 | 0 | 0 | 0 | 0 | 0 | 0 | 0 | 0 | 0 | 5 | 2 | 1 | 1 | [14 empty] | 1 | 3 | 3 | 3 | 3 | 1 | 1 | 0
EOP | Desert View | 230 | Biomass | 0 | 0 | 0 | 0 | 0 | 0 | 0 | 0 | 0 | 0 | 0 | 5 | 2 | 4 | 2 | [14 empty] | 1 | 3 | 1 | 3 | 1 | 1 | 1 | 0
SCE Eastern | Devers | 230 | Biomass | 0 | 0 | 0 | 0 | 0 | 0 | 0 | 0 | 0 | 0 | 0 | 4 | 4 | 1 | 1 | [14 empty] | 1 | 3 | 4 | 3 | 1 | 1 | 1 | 0
SCE Eastern | Devers | 500 | Biomass | 0 | 0 | 0 | 0 | 0 | 0 | 0 | 0 | 0 | 0 | 0 | 4 | 4 | 1 | 1 | [14 empty] | 1 | 3 | 4 | 3 | 1 | 1 | 1 | 0
PG&E KERN | Diablo Canyon | 230 | Biomass | 0 | 0 | 0 | 0 | 0 | 0 | 0 | 0 | 0 | 0 | 0 | 5 | 2 | 5 | 2 | [14 empty] | 1 | 1 | 1 | 1 | 1 | 1 | 1 | 0
PG&E KERN | Diablo Canyon | 500 | Biomass | 0 | 0 | 0 | 0 | 0 | 0 | 0 | 0 | 0 | 0 | 0 | 5 | 2 | 4 | 2 | [14 empty] | 1 | 1 | 1 | 1 | 1 | 1 | 1 | 0
PG&E KERN | Divide | 115 | Biomass | 0 | 0 | 0 | 0 | 0 | 0 | 0 | 0 | 0 | 0 | 0 | 5 | 2 | 5 | 2 | [14 empty] | 1 | 1 | 2 | 3 | 3 | 1 | 1 | 0
PG&E GBA | Dixon Landing | 115 | Biomass | 0 | 0 | 0 | 0 | 0 | 0 | 0 | 0 | 0 | 0 | 0 | 5 | 4 | 1 | 1 | [14 empty] | 1 | 3 | 3 | 3 | 3 | 1 | 1 | 0
PG&E FRESNO | Dos Amigos | 230 | Biomass | 0 | 0 | 0 | 0 | 0 | 0 | 0 | 0 | 0 | 0 | 0 | 5 | 2 | 5 | 2 | [14 empty] | 3 | 3 | 1 | 1 | 4 | 1 | 1 | 0
PG&E NGBA | Drum | 115 | Biomass | 0 | 0 | 0 | 0 | 0 | 0 | 0 | 0 | 0 | 0 | 0 | 5 | 5 | 3 | 3 | [14 empty] | 1 | 3 | 1 | 1 | 1 | 1 | 1 | 0
PG&E GBA | Dumbarton | 115 | Biomass | 0 | 0 | 0 | 0 | 0 | 0 | 0 | 0 | 0 | 0 | 0 | 5 | 2 | 1 | 1 | [14 empty] | 1 | 3 | 2 | 3 | 3 | 1 | 1 | 0
SCE NOL | Dunn Siding | 115 | Biomass | 0 | 0 | 0 | 0 | 0 | 0 | 0 | 0 | 0 | 0 | 0 | 3 | 3 | 1 | 1 | [14 empty] | 1 | 3 | 1 | 3 | 4 | 1 | 1 | 0
SCE Eastern | Eagle Mountain | 230 | Biomass | 0 | 0 | 0 | 0 | 0 | 0 | 0 | 0 | 0 | 0 | 0 | 5 | 4 | 1 | 1 | [14 empty] | 1 | 1 | 1 | 3 | 1 | 1 | 1 | 0
PG&E NGBA | Eagle Rock (PGE) | 60 | Biomass | 0 | 0 | 0 | 0 | 0 | 0 | 0 | 0 | 0 | 0 | 0 | 5 | 2 | 1 | 1 | [14 empty] | 1 | 1 | 1 | 1 | 1 | 1 | 1 | 0
PG&E NGBA | Eagle Rock (PGE) | 115 | Biomass | 0 | 0 | 0 | 0 | 0 | 0 | 0 | 0 | 0 | 0 | 0 | 5 | 2 | 1 | 1 | 3 | [13 empty] | 1 | 1 | 1 | 1 | 1 | 1 | 1 | 0
SCE Metro | Eagle Rock (SCE) | 230 | Biomass | 0 | 0 | 0 | 0 | 0 | 0 | 0 | 0 | 0 | 0 | 0 | 1 | 1 | 1 | 1 | [14 empty] | 3 | 3 | 3 | 3 | 3 | 1 | 1 | 0
PG&E NGBA | East Marysville | 115 | Biomass | 0 | 0 | 0 | 0 | 0 | 0 | 0 | 0 | 0 | 0 | 0 | 5 | 4 | 1 | 1 | [14 empty] | 1 | 1 | 3 | 3 | 3 | 1 | 1 | 0
PG&E NGBA | East Nicolaus | 115 | Biomass | 0 | 0 | 0 | 0 | 0 | 0 | 0 | 0 | 0 | 0 | 0 | 5 | 4 | 1 | 1 | [14 empty] | 1 | 3 | 1 | 3 | 1 | 1 | 1 | 0
PG&E NGBA | East Nicolaus | 60 | Biomass | 0 | 0 | 0 | 0 | 0 | 0 | 0 | 0 | 0 | 0 | 0 | 5 | 4 | 1 | 1 | [14 empty] | 1 | 3 | 1 | 3 | 1 | 1 | 1 | 0
PG&E GBA | Eastshore | 115 | Biomass | 0 | 0 | 0 | 0 | 0 | 0 | 0 | 0 | 0 | 0 | 0 | 5 | 2 | 1 | 1 | [14 empty] | 1 | 3 | 3 | 3 | 4 | 1 | 1 | 0
PG&E GBA | Eastshore | 230 | Biomass | 0 | 0 | 0 | 0 | 0 | 0 | 0 | 0 | 0 | 0 | 0 | 5 | 2 | 1 | 1 | [14 empty] | 1 | 3 | 3 | 3 | 4 | 1 | 1 | 0
SDGE | ECO | 138 | Biomass | 0 | 0 | 0 | 0 | 0 | 0 | 0 | 0 | 0 | 0 | 0 | 1 | 1 | 1 | 1 | [14 empty] | 1 | 3 | 1 | 3 | 1 | 1 | 1 | 0
SDGE | ECO | 230 | Biomass | 0 | 0 | 0 | 0 | 0 | 0 | 0 | 0 | 0 | 0 | 0 | 1 | 1 | 1 | 1 | [14 empty] | 1 | 3 | 1 | 3 | 1 | 1 | 1 | 0
SDGE | ECO | 500 | Biomass | 0 | 0 | 0 | 0 | 0 | 0 | 0 | 0 | 0 | 0 | 0 | 1 | 1 | 1 | 1 | [14 empty] | 1 | 3 | 1 | 3 | 1 | 1 | 1 | 0
PG&E GBA | Edenvale | 115 | Biomass | 0 | 0 | 0 | 0 | 0 | 0 | 0 | 0 | 0 | 0 | 0 | 5 | 4 | 1 | 1 | [14 empty] | 1 | 3 | 3 | 1 | 3 | 1 | 1 | 0
PG&E GBA | Edes | 115 | Biomass | 0 | 0 | 0 | 0 | 0 | 0 | 0 | 0 | 0 | 0 | 0 | 5 | 2 | 1 | 1 | [14 empty] | 1 | 3 | 2 | 3 | 4 | 1 | 1 | 0
PG&E GBA | Eight Mile | 230 | Biomass | 0 | 0 | 0 | 0 | 0 | 0 | 0 | 0 | 0 | 0 | 0 | 5 | 4 | 1 | 1 | [14 empty] | 3 | 3 | 3 | 1 | 4 | 1 | 1 | 0
SDGE | El Cajon | 69 | Biomass | 0 | 0 | 0 | 0 | 0 | 0 | 0 | 0 | 0 | 0 | 0 | 1 | 1 | 1 | 1 | [14 empty] | 1 | 3 | 4 | 3 | 4 | 1 | 1 | 0
SCE Eastern | El Casco | 230 | Biomass | 0 | 0 | 0 | 0 | 0 | 0 | 0 | 0 | 0 | 0 | 0 | 4 | 4 | 1 | 1 | [14 empty] | 3 | 3 | 1 | 3 | 3 | 1 | 1 | 0
PG&E GBA | El Cerrito G | 115 | Biomass | 0 | 0 | 0 | 0 | 0 | 0 | 0 | 0 | 0 | 0 | 0 | 5 | 2 | 1 | 1 | [14 empty] | 1 | 3 | 3 | 3 | 3 | 1 | 1 | 0
PG&E NGBA | El Dorado PH | 115 | Biomass | 0 | 0 | 0 | 0 | 0 | 0 | 0 | 0 | 0 | 0 | 0 | 5 | 4 | 1 | 1 | [14 empty] | 1 | 3 | 1 | 1 | 1 | 1 | 1 | 0
PG&E FRESNO | El Nido (PGE) | 115 | Biomass | 0 | 0 | 0 | 0 | 0 | 0 | 0 | 0 | 0 | 0 | 0 | 5 | 4 | 5 | 2 | [14 empty] | 3 | 3 | 1 | 1 | 4 | 1 | 1 | 0
SCE Metro | El Nido (SCE) | 230 | Biomass | 0 | 0 | 0 | 0 | 0 | 0 | 0 | 0 | 0 | 0 | 0 | 1 | 1 | 1 | 1 | [14 empty] | 3 | 3 | 3 | 3 | 3 | 1 | 1 | 0
PG&E GBA | El Patio | 115 | Biomass | 0 | 0 | 0 | 0 | 0 | 0 | 0 | 0 | 0 | 0 | 0 | 5 | 4 | 1 | 1 | [14 empty] | 1 | 3 | 3 | 1 | 3 | 1 | 1 | 0
SCE Metro | El Segundo | 230 | Biomass | 0 | 0 | 0 | 0 | 0 | 0 | 0 | 0 | 0 | 0 | 0 | 1 | 1 | 1 | 1 | [14 empty] | 3 | 3 | 4 | 3 | 4 | 1 | 1 | 0
EOP | Eldorado | 230 | Biomass | 0 | 0 | 0 | 0 | 0 | 0 | 0 | 0 | 0 | 0 | 0 | 5 | 2 | 4 | 2 | [14 empty] | 1 | 1 | 3 | 3 | 1 | 1 | 1 | 0
EOP | Eldorado | 500 | Biomass | 0 | 0 | 0 | 0 | 0 | 0 | 0 | 0 | 0 | 0 | 0 | 5 | 2 | 4 | 2 | [14 empty] | 1 | 1 | 3 | 3 | 1 | 1 | 1 | 0
SCE Northern | Elizabeth Lake | 66 | Biomass | 0 | 0 | 0 | 0 | 0 | 0 | 0 | 0 | 0 | 0 | 0 | 5 | 2 | 4 | 2 | [14 empty] | 3 | 3 | 3 | 3 | 1 | 1 | 1 | 0
PG&E KERN | Elk Hills | 230 | Biomass | 0 | 0 | 0 | 0 | 0 | 0 | 0 | 0 | 0 | 0 | 0 | 5 | 2 | 5 | 2 | [14 empty] | 3 | 3 | 2 | 3 | 4 | 1 | 1 | 0
SDGE | Elliot | 69 | Biomass | 0 | 0 | 0 | 0 | 0 | 0 | 0 | 0 | 0 | 0 | 0 | 1 | 1 | 1 | 1 | [14 empty] | 1 | 3 | 3 | 3 | 3 | 1 | 1 | 0
SCE Metro | Ellis | 230 | Biomass | 0 | 0 | 0 | 0 | 0 | 0 | 0 | 0 | 0 | 0 | 0 | 1 | 1 | 1 | 1 | [14 empty] | 3 | 3 | 3 | 3 | 3 | 1 | 1 | 0
SDGE | Encina | 138 | Biomass | 0 | 0 | 0 | 0 | 0 | 0 | 0 | 0 | 0 | 0 | 0 | 1 | 1 | 1 | 1 | [14 empty] | 1 | 3 | 4 | 3 | 1 | 1 | 1 | 0
SDGE | Encina | 230 | Biomass | 0 | 0 | 0 | 0 | 0 | 0 | 0 | 0 | 0 | 0 | 0 | 1 | 1 | 1 | 1 | [14 empty] | 1 | 3 | 4 | 3 | 1 | 1 | 1 | 0
SDGE | Escondido | 230 | Biomass | 0 | 0 | 0 | 0 | 0 | 0 | 0 | 0 | 0 | 0 | 0 | 1 | 1 | 1 | 1 | [14 empty] | 1 | 3 | 4 | 3 | 1 | 1 | 1 | 0
SDGE | Escondido | 69 | Biomass | 0 | 0 | 0 | 0 | 0 | 0 | 0 | 0 | 0 | 0 | 0 | 1 | 1 | 1 | 1 | [14 empty] | 1 | 3 | 4 | 3 | 1 | 1 | 1 | 0
PG&E KERN | Estrella | 230 | Biomass | 0 | 0 | 0 | 0 | 0 | 0 | 0 | 0 | 0 | 0 | 0 | 5 | 2 | 5 | 2 | [14 empty] | 1 | 1 | 1 | 1 | 1 | 1 | 1 | 0
SCE Eastern | Etiwanda | 230 | Biomass | 0 | 0 | 0 | 0 | 0 | 0 | 0 | 0 | 0 | 0 | 0 | 1 | 1 | 1 | 1 | [14 empty] | 3 | 3 | 4 | 3 | 4 | 1 | 1 | 0
PG&E GBA | Evergreen | 115 | Biomass | 0 | 0 | 0 | 0 | 0 | 0 | 0 | 0 | 0 | 0 | 0 | 5 | 4 | 1 | 1 | [14 empty] | 1 | 3 | 3 | 1 | 3 | 1 | 1 | 0
PG&E GBA | Evergreen | 60 | Biomass | 0 | 0 | 0 | 0 | 0 | 0 | 0 | 0 | 0 | 0 | 0 | 5 | 4 | 1 | 1 | [14 empty] | 1 | 3 | 3 | 1 | 3 | 1 | 1 | 0
PG&E FRESNO | Excelsior | 115 | Biomass | 0 | 0 | 0 | 0 | 0 | 0 | 0 | 0 | 0 | 0 | 0 | 5 | 2 | 5 | 2 | [14 empty] | 3 | 3 | 1 | 1 | 4 | 1 | 1 | 0
PG&E FRESNO | Exchequer | 115 | Biomass | 0 | 0 | 0 | 0 | 0 | 0 | 0 | 0 | 0 | 0 | 0 | 5 | 4 | 5 | 2 | [14 empty] | 1 | 3 | 1 | 3 | 3 | 1 | 5 | 1
PG&E KERN | Fairway | 115 | Biomass | 0 | 0 | 0 | 0 | 0 | 0 | 0 | 0 | 0 | 0 | 0 | 5 | 2 | 5 | 2 | [14 empty] | 1 | 1 | 3 | 3 | 3 | 1 | 1 | 0
PG&E KERN | Famoso | 115 | Biomass | 0 | 0 | 0 | 0 | 0 | 0 | 0 | 0 | 0 | 0 | 0 | 5 | 2 | 5 | 2 | [14 empty] | 3 | 3 | 2 | 3 | 4 | 1 | 1 | 0
PG&E NGBA | Fern Road | 500 | Biomass | 0 | 0 | 0 | 0 | 0 | 0 | 0 | 0 | 0 | 0 | 0 | 5 | 2 | 1 | 1 | [14 empty] | 1 | 1 | 1 | 1 | 1 | 1 | 1 | 0
PG&E GBA | Fibreboard (SPI Sonora) | 115 | Biomass | 0 | 0 | 0 | 0 | 0 | 0 | 0 | 0 | 0 | 0 | 0 | 5 | 4 | 1 | 1 | [14 empty] | 1 | 3 | 4 | 3 | 3 | 1 | 1 | 0
PG&E FRESNO | Figarden | 230 | Biomass | 0 | 0 | 0 | 0 | 0 | 0 | 0 | 0 | 0 | 0 | 0 | 5 | 4 | 5 | 2 | [14 empty] | 3 | 3 | 2 | 1 | 3 | 1 | 1 | 0
PG&E FRESNO | Fink | 230 | Biomass | 0 | 0 | 0 | 0 | 0 | 0 | 0 | 0 | 0 | 0 | 0 | 1 | 1 | 1 | 1 | [14 empty] | 3 | 3 | 1 | 1 | 4 | 1 | 1 | 0
PG&E NGBA | Fitch Mountain | 60 | Biomass | 0 | 0 | 0 | 0 | 0 | 0 | 0 | 0 | 0 | 0 | 0 | 5 | 2 | 1 | 1 | [14 empty] | 1 | 1 | 1 | 1 | 1 | 1 | 1 | 0
PG&E GBA | FMC | 115 | Biomass | 0 | 0 | 0 | 0 | 0 | 0 | 0 | 0 | 0 | 0 | 0 | 5 | 4 | 1 | 1 | [14 empty] | 1 | 3 | 4 | 1 | 3 | 1 | 1 | 0
PG&E GBA | Fremont | 115 | Biomass | 0 | 0 | 0 | 0 | 0 | 0 | 0 | 0 | 0 | 0 | 0 | 1 | 1 | 1 | 1 | [14 empty] | 1 | 3 | 2 | 3 | 3 | 1 | 1 | 0
PG&E GBA | French Camp | 60 | Biomass | 0 | 0 | 0 | 0 | 0 | 0 | 0 | 0 | 0 | 0 | 0 | 5 | 4 | 1 | 1 | [14 empty] | 3 | 3 | 3 | 1 | 4 | 1 | 1 | 0
PG&E GBA | Frogtown | 115 | Biomass | 0 | 0 | 0 | 0 | 0 | 0 | 0 | 0 | 0 | 0 | 0 | 5 | 4 | 1 | 1 | [14 empty] | 1 | 3 | 1 | 3 | 1 | 1 | 1 | 0
PG&E NGBA | Fulton | 115 | Biomass | 0 | 0 | 0 | 0 | 0 | 0 | 0 | 0 | 0 | 0 | 0 | 5 | 4 | 1 | 1 | 1 | [13 empty] | 1 | 3 | 3 | 1 | 3 | 1 | 1 | 0
PG&E NGBA | Fulton | 230 | Biomass | 0 | 0 | 0 | 0 | 0 | 0 | 0 | 0 | 0 | 0 | 0 | 5 | 4 | 1 | 1 | [14 empty] | 1 | 3 | 3 | 1 | 3 | 1 | 1 | 0
PG&E NGBA | Fulton | 60 | Biomass | 0 | 0 | 0 | 0 | 0 | 0 | 0 | 0 | 0 | 0 | 0 | 5 | 2 | 1 | 1 | [14 empty] | 1 | 3 | 3 | 1 | 3 | 1 | 1 | 0
PG&E KERN | Ganso | 115 | Biomass | 0 | 0 | 0 | 0 | 0 | 0 | 0 | 0 | 0 | 0 | 0 | 5 | 2 | 5 | 2 | [14 empty] | 3 | 3 | 2 | 3 | 4 | 1 | 4 | 1
PG&E FRESNO | Gates | 230 | Biomass | 0 | 0 | 0 | 0 | 0 | 0 | 0 | 0 | 0 | 0 | 0 | 5 | 2 | 5 | 2 | [14 empty] | 3 | 3 | 3 | 1 | 4 | 1 | 1 | 0
PG&E FRESNO | Gates | 500 | Biomass | 0 | 0 | 0 | 0 | 0 | 0 | 0 | 0 | 0 | 0 | 0 | 5 | 2 | 5 | 2 | [14 empty] | 3 | 3 | 3 | 1 | 4 | 1 | 1 | 0
PG&E NGBA | Geysers 12 | 230 | Biomass | 0 | 0 | 0 | 0 | 0 | 0 | 0 | 0 | 0 | 0 | 0 | 5 | 4 | 1 | 1 | [14 empty] | 1 | 1 | 1 | 1 | 1 | 1 | 1 | 0
PG&E NGBA | Geysers 17 | 230 | Biomass | 0 | 0 | 0 | 0 | 0 | 0 | 0 | 0 | 0 | 0 | 0 | 5 | 4 | 1 | 1 | [14 empty] | 1 | 1 | 1 | 1 | 1 | 1 | 1 | 0
PG&E NGBA | Geysers 3 | 115 | Biomass | 0 | 0 | 0 | 0 | 0 | 0 | 0 | 0 | 0 | 0 | 0 | 5 | 2 | 1 | 1 | [14 empty] | 1 | 1 | 1 | 1 | 1 | 1 | 1 | 0
PG&E NGBA | Glenn | 230 | Biomass | 0 | 0 | 0 | 0 | 0 | 0 | 0 | 0 | 0 | 0 | 0 | 5 | 2 | 1 | 1 | 3 | [13 empty] | 1 | 1 | 1 | 3 | 1 | 1 | 1 | 0
PG&E NGBA | Glenn | 60 | Biomass | 0 | 0 | 0 | 0 | 0 | 0 | 0 | 0 | 0 | 0 | 0 | 5 | 2 | 1 | 1 | [14 empty] | 1 | 1 | 1 | 3 | 1 | 1 | 1 | 0
PG&E NGBA | Gold Hill | 115 | Biomass | 0 | 0 | 0 | 0 | 0 | 0 | 0 | 0 | 0 | 0 | 0 | 5 | 4 | 1 | 1 | [14 empty] | 1 | 3 | 1 | 1 | 1 | 1 | 1 | 0
PG&E NGBA | Gold Hill | 230 | Biomass | 0 | 0 | 0 | 0 | 0 | 0 | 0 | 0 | 0 | 0 | 0 | 5 | 4 | 1 | 1 | [14 empty] | 1 | 3 | 1 | 1 | 1 | 1 | 1 | 0
SCE Northern | Goleta | 230 | Biomass | 0 | 0 | 0 | 0 | 0 | 0 | 0 | 0 | 0 | 0 | 0 | 5 | 2 | 4 | 2 | [14 empty] | 1 | 1 | 3 | 3 | 3 | 1 | 1 | 0
SCE Metro | Goodrich | 230 | Biomass | 0 | 0 | 0 | 0 | 0 | 0 | 0 | 0 | 0 | 0 | 0 | 1 | 1 | 1 | 1 | [14 empty] | 3 | 3 | 3 | 3 | 3 | 1 | 1 | 0
PG&E KERN | Goose Lake | 115 | Biomass | 0 | 0 | 0 | 0 | 0 | 0 | 0 | 0 | 0 | 0 | 0 | 5 | 2 | 5 | 2 | [14 empty] | 3 | 3 | 3 | 3 | 4 | 1 | 4 | 1
SCE Metro | Gould | 230 | Biomass | 0 | 0 | 0 | 0 | 0 | 0 | 0 | 0 | 0 | 0 | 0 | 1 | 1 | 1 | 1 | [14 empty] | 3 | 3 | 2 | 3 | 3 | 1 | 1 | 0
PG&E NGBA | Grand Island | 115 | Biomass | 0 | 0 | 0 | 0 | 0 | 0 | 0 | 0 | 0 | 0 | 0 | 5 | 4 | 1 | 1 | [14 empty] | 1 | 3 | 1 | 1 | 3 | 1 | 1 | 0
SDGE | Granite | 69 | Biomass | 0 | 0 | 0 | 0 | 0 | 0 | 0 | 0 | 0 | 0 | 0 | 1 | 1 | 1 | 1 | [14 empty] | 1 | 3 | 3 | 1 | 3 | 1 | 1 | 0
PG&E GBA | Grant | 115 | Biomass | 0 | 0 | 0 | 0 | 0 | 0 | 0 | 0 | 0 | 0 | 0 | 5 | 2 | 1 | 1 | [14 empty] | 1 | 3 | 3 | 3 | 3 | 1 | 1 | 0
PG&E GBA | Green Valley | 115 | Biomass | 0 | 0 | 0 | 0 | 0 | 0 | 0 | 0 | 0 | 0 | 0 | 5 | 4 | 1 | 1 | 1 | [13 empty] | 1 | 1 | 3 | 1 | 3 | 1 | 5 | 1
PG&E NGBA | Greenleaf 1 | 115 | Biomass | 0 | 0 | 0 | 0 | 0 | 0 | 0 | 0 | 0 | 0 | 0 | 5 | 4 | 1 | 1 | [14 empty] | 1 | 1 | 4 | 3 | 1 | 1 | 1 | 0
PG&E FRESNO | Gregg | 230 | Biomass | 0 | 0 | 0 | 0 | 0 | 0 | 0 | 0 | 0 | 0 | 0 | 5 | 2 | 5 | 2 | [14 empty] | 3 | 3 | 2 | 1 | 4 | 1 | 1 | 0
PG&E FRESNO | Grimmway-Malaga | 115 | Biomass | 0 | 0 | 0 | 0 | 0 | 0 | 0 | 0 | 0 | 0 | 0 | 5 | 2 | 5 | 2 | [14 empty] | 3 | 3 | 3 | 3 | 4 | 1 | 1 | 0
PG&E NGBA | Grizzly | 230 | Biomass | 0 | 0 | 0 | 0 | 0 | 0 | 0 | 0 | 0 | 0 | 0 | 5 | 5 | 3 | 3 | [14 empty] | 1 | 1 | 1 | 3 | 1 | 1 | 1 | 0
PG&E FRESNO | Guernsey | 70 | Biomass | 0 | 0 | 0 | 0 | 0 | 0 | 0 | 0 | 0 | 0 | 0 | 5 | 2 | 5 | 2 | [14 empty] | 3 | 3 | 3 | 1 | 4 | 1 | 1 | 0
PG&E FRESNO | GWF Hanford | 115 | Biomass | 0 | 0 | 0 | 0 | 0 | 0 | 0 | 0 | 0 | 0 | 0 | 5 | 2 | 5 | 2 | [14 empty] | 1 | 3 | 4 | 3 | 4 | 1 | 1 | 0
PG&E FRESNO | Haas | 230 | Biomass | 0 | 0 | 0 | 0 | 0 | 0 | 0 | 0 | 0 | 0 | 0 | 5 | 2 | 5 | 2 | [14 empty] | 3 | 3 | 1 | 1 | 1 | 1 | 1 | 0
PG&E FRESNO | Hammonds | 115 | Biomass | 0 | 0 | 0 | 0 | 0 | 0 | 0 | 0 | 0 | 0 | 0 | 5 | 2 | 5 | 2 | [14 empty] | 3 | 3 | 3 | 1 | 4 | 1 | 1 | 0
SCE Metro | HarborGen | 230 | Biomass | 0 | 0 | 0 | 0 | 0 | 0 | 0 | 0 | 0 | 0 | 0 | 1 | 1 | 1 | 1 | [14 empty] | 3 | 3 | 4 | 3 | 4 | 1 | 1 | 0
PG&E NGBA | Harris | 60 | Biomass | 0 | 0 | 0 | 0 | 0 | 0 | 0 | 0 | 0 | 0 | 0 | 5 | 2 | 1 | 1 | [14 empty] | 1 | 1 | 3 | 1 | 1 | 1 | 1 | 0
EOP | Harry Allen | 500 | Biomass | 0 | 0 | 0 | 0 | 0 | 0 | 0 | 0 | 0 | 0 | 0 | 5 | 2 | 4 | 2 | [14 empty] | 1 | 1 | 1 | 3 | 1 | 1 | 1 | 0
PG&E NGBA | Hartley | 60 | Biomass | 0 | 0 | 0 | 0 | 0 | 0 | 0 | 0 | 0 | 0 | 0 | 5 | 2 | 1 | 1 | [14 empty] | 1 | 1 | 1 | 1 | 1 | 1 | 1 | 0
SCE NOL | Harvard | 115 | Biomass | 0 | 0 | 0 | 0 | 0 | 0 | 0 | 0 | 0 | 0 | 0 | 3 | 3 | 1 | 1 | [14 empty] | 1 | 3 | 1 | 3 | 4 | 1 | 1 | 0
SDGE | Hassayampa | 500 | Biomass | 0 | 0 | 0 | 0 | 0 | 0 | 0 | 0 | 0 | 0 | 0 | 5 | 3 | 4 | 4 | [14 empty] | 1 | 3 | 1 | 1 | 1 | 1 | 1 | 0
PG&E FRESNO | Helm | 230 | Biomass | 0 | 0 | 0 | 0 | 0 | 0 | 0 | 0 | 0 | 0 | 0 | 5 | 2 | 5 | 2 | [14 empty] | 3 | 3 | 3 | 1 | 4 | 1 | 1 | 0
PG&E FRESNO | Helm | 70 | Biomass | 0 | 0 | 0 | 0 | 0 | 0 | 0 | 0 | 0 | 0 | 0 | 5 | 2 | 5 | 2 | [14 empty] | 3 | 3 | 3 | 1 | 4 | 1 | 1 | 0
PG&E FRESNO | Henrietta | 115 | Biomass | 0 | 0 | 0 | 0 | 0 | 0 | 0 | 0 | 0 | 0 | 0 | 5 | 2 | 5 | 2 | [14 empty] | 3 | 3 | 4 | 1 | 4 | 1 | 1 | 0
PG&E FRESNO | Henrietta | 230 | Biomass | 0 | 0 | 0 | 0 | 0 | 0 | 0 | 0 | 0 | 0 | 0 | 5 | 2 | 5 | 2 | [14 empty] | 3 | 3 | 4 | 1 | 4 | 1 | 1 | 0
PG&E FRESNO | Henrietta | 70 | Biomass | 0 | 0 | 0 | 0 | 0 | 0 | 0 | 0 | 0 | 0 | 0 | 5 | 2 | 5 | 2 | [14 empty] | 3 | 3 | 4 | 1 | 4 | 1 | 1 | 0
PG&E FRESNO | Herndon | 115 | Biomass | 0 | 0 | 0 | 0 | 0 | 0 | 0 | 0 | 0 | 0 | 0 | 5 | 2 | 5 | 2 | [14 empty] | 3 | 3 | 2 | 1 | 4 | 1 | 1 | 0
PG&E FRESNO | Herndon | 230 | Biomass | 0 | 0 | 0 | 0 | 0 | 0 | 0 | 0 | 0 | 0 | 0 | 5 | 4 | 5 | 2 | [14 empty] | 3 | 3 | 2 | 1 | 4 | 1 | 1 | 0
PG&E GBA | Hicks | 230 | Biomass | 0 | 0 | 0 | 0 | 0 | 0 | 0 | 0 | 0 | 0 | 0 | 5 | 4 | 1 | 1 | [14 empty] | 1 | 3 | 2 | 1 | 3 | 1 | 1 | 0
PG&E NGBA | Higgins | 115 | Biomass | 0 | 0 | 0 | 0 | 0 | 0 | 0 | 0 | 0 | 0 | 0 | 5 | 4 | 1 | 1 | [14 empty] | 1 | 3 | 1 | 3 | 1 | 1 | 1 | 0
PG&E NGBA | Hilltop | 345 | Biomass | 0 | 0 | 0 | 0 | 0 | 0 | 0 | 0 | 0 | 0 | 0 | 5 | 2 | 1 | 1 | [14 empty] | 1 | 1 | 1 | 3 | 1 | 1 | 1 | 0
SCE Metro | Hinson | 230 | Biomass | 0 | 0 | 0 | 0 | 0 | 0 | 0 | 0 | 0 | 0 | 0 | 1 | 1 | 1 | 1 | [14 empty] | 3 | 3 | 3 | 3 | 4 | 1 | 4 | 1
PG&E GBA | Hollister | 115 | Biomass | 0 | 0 | 0 | 0 | 0 | 0 | 0 | 0 | 0 | 0 | 0 | 5 | 4 | 1 | 1 | [14 empty] | 1 | 1 | 1 | 1 | 1 | 1 | 1 | 0
PG&E NGBA | Homestake | 115 | Biomass | 0 | 0 | 0 | 0 | 0 | 0 | 0 | 0 | 0 | 0 | 0 | 5 | 2 | 1 | 1 | [14 empty] | 1 | 3 | 1 | 1 | 1 | 1 | 1 | 0
PG&E NGBA | Honcut | 115 | Biomass | 0 | 0 | 0 | 0 | 0 | 0 | 0 | 0 | 0 | 0 | 0 | 5 | 4 | 1 | 1 | [14 empty] | 1 | 3 | 1 | 1 | 1 | 1 | 1 | 0
SDGE | Hoodoo Wash | 500 | Biomass | 0 | 0 | 0 | 0 | 0 | 0 | 0 | 0 | 0 | 0 | 0 | 5 | 2 | 4 | 2 | [14 empty] | 1 | 1 | 1 | 1 | 1 | 1 | 1 | 0
PG&E NGBA | Hopland | 115 | Biomass | 0 | 0 | 0 | 0 | 0 | 0 | 0 | 0 | 0 | 0 | 0 | 5 | 2 | 1 | 1 | [14 empty] | 1 | 1 | 1 | 1 | 1 | 1 | 1 | 0
PG&E NGBA | Hopland | 60 | Biomass | 0 | 0 | 0 | 0 | 0 | 0 | 0 | 0 | 0 | 0 | 0 | 5 | 2 | 1 | 1 | [14 empty] | 1 | 1 | 1 | 1 | 1 | 1 | 1 | 0
PG&E NGBA | Humboldt | 115 | Biomass | 0 | 0 | 0 | 0 | 0 | 0 | 0 | 0 | 0 | 0 | 0 | 5 | 2 | 1 | 1 | 3 | [13 empty] | 1 | 1 | 2 | 1 | 1 | 1 | 4 | 1
PG&E NGBA | Humboldt | 60 | Biomass | 0 | 0 | 0 | 0 | 0 | 0 | 0 | 0 | 0 | 0 | 0 | 5 | 2 | 1 | 1 | [14 empty] | 1 | 1 | 2 | 1 | 1 | 1 | 1 | 0
PG&E NGBA | Humboldt | 500 | Biomass | 0 | 0 | 0 | 0 | 0 | 0 | 0 | 0 | 0 | 0 | 0 | 5 | 2 | 1 | 1 | [14 empty] | 1 | 1 | 2 | 1 | 1 | 1 | 1 | 0
SCE Metro | Huntington Beach | 230 | Biomass | 0 | 0 | 0 | 0 | 0 | 0 | 0 | 0 | 0 | 0 | 0 | 1 | 1 | 1 | 1 | [14 empty] | 3 | 3 | 4 | 3 | 3 | 1 | 1 | 0
PG&E NGBA | Ignacio | 115 | Biomass | 0 | 0 | 0 | 0 | 0 | 0 | 0 | 0 | 0 | 0 | 0 | 5 | 4 | 1 | 1 | 3 | [13 empty] | 1 | 3 | 1 | 3 | 1 | 1 | 5 | 1
PG&E NGBA | Ignacio | 230 | Biomass | 0 | 0 | 0 | 0 | 0 | 0 | 0 | 0 | 0 | 0 | 0 | 5 | 2 | 1 | 1 | [14 empty] | 1 | 3 | 1 | 3 | 1 | 1 | 1 | 0
PG&E NGBA | Ignacio | 60 | Biomass | 0 | 0 | 0 | 0 | 0 | 0 | 0 | 0 | 0 | 0 | 0 | 5 | 2 | 1 | 1 | [14 empty] | 1 | 3 | 1 | 3 | 1 | 1 | 1 | 0
SDGE | Imperial Beach | 69 | Biomass | 0 | 0 | 0 | 0 | 0 | 0 | 0 | 0 | 0 | 0 | 0 | 1 | 1 | 1 | 1 | [14 empty] | 1 | 3 | 3 | 3 | 3 | 1 | 1 | 0
SDGE | Imperial Valley | 230 | Biomass | 0 | 0 | 0 | 0 | 0 | 0 | 0 | 0 | 0 | 0 | 0 | 1 | 1 | 1 | 1 | [14 empty] | 3 | 3 | 3 | 1 | 4 | 1 | 1 | 0
SDGE | Imperial Valley | 500 | Biomass | 0 | 0 | 0 | 0 | 0 | 0 | 0 | 0 | 0 | 0 | 0 | 1 | 1 | 1 | 1 | [14 empty] | 3 | 3 | 3 | 1 | 4 | 1 | 1 | 0
EOP | Innovation | 138 | Biomass | 0 | 0 | 0 | 0 | 0 | 0 | 0 | 0 | 0 | 0 | 0 | 5 | 2 | 4 | 2 | [14 empty] | 1 | 1 | 1 | 3 | 1 | 1 | 1 | 0
EOP | Innovation | 230 | Biomass | 0 | 0 | 0 | 0 | 0 | 0 | 0 | 0 | 0 | 0 | 0 | 5 | 2 | 4 | 2 | [14 empty] | 1 | 1 | 1 | 3 | 1 | 1 | 1 | 0
SCE NOL | Inyokern | 115 | Biomass | 0 | 0 | 0 | 0 | 0 | 0 | 0 | 0 | 0 | 0 | 0 | 3 | 3 | 1 | 1 | [14 empty] | 1 | 1 | 1 | 3 | 1 | 1 | 5 | 1
EOP | IS Tap | 138 | Biomass | 0 | 0 | 0 | 0 | 0 | 0 | 0 | 0 | 0 | 0 | 0 | 5 | 2 | 4 | 2 | [14 empty] | 1 | 1 | 1 | 3 | 1 | 1 | 1 | 0
EOP | Ivanpah | 115 | Biomass | 0 | 0 | 0 | 0 | 0 | 0 | 0 | 0 | 0 | 0 | 0 | 5 | 2 | 4 | 2 | [14 empty] | 1 | 1 | 1 | 3 | 4 | 1 | 1 | 0
EOP | Ivanpah | 230 | Biomass | 0 | 0 | 0 | 0 | 0 | 0 | 0 | 0 | 0 | 0 | 0 | 5 | 2 | 4 | 2 | [14 empty] | 1 | 1 | 1 | 3 | 4 | 1 | 1 | 0
EOP | Jackass (DOE) | 138 | Biomass | 0 | 0 | 0 | 0 | 0 | 0 | 0 | 0 | 0 | 0 | 0 | 5 | 2 | 4 | 2 | [14 empty] | 1 | 1 | 1 | 3 | 1 | 1 | 1 | 0
PG&E NGBA | James B Black | 230 | Biomass | 0 | 0 | 0 | 0 | 0 | 0 | 0 | 0 | 0 | 0 | 0 | 5 | 2 | 1 | 1 | [14 empty] | 1 | 1 | 1 | 1 | 1 | 1 | 1 | 0
PG&E GBA | Jefferson | 230 | Biomass | 0 | 0 | 0 | 0 | 0 | 0 | 0 | 0 | 0 | 0 | 0 | 5 | 4 | 1 | 1 | [14 empty] | 1 | 3 | 2 | 3 | 3 | 1 | 1 | 0
PG&E NGBA | Jessup | 115 | Biomass | 0 | 0 | 0 | 0 | 0 | 0 | 0 | 0 | 0 | 0 | 0 | 5 | 2 | 1 | 1 | [14 empty] | 1 | 1 | 3 | 1 | 1 | 1 | 4 | 1
SCE Metro | Johanna | 230 | Biomass | 0 | 0 | 0 | 0 | 0 | 0 | 0 | 0 | 0 | 0 | 0 | 1 | 1 | 1 | 1 | [14 empty] | 3 | 3 | 3 | 3 | 4 | 1 | 1 | 0
SCE Eastern | Julian Hinds | 230 | Biomass | 0 | 0 | 0 | 0 | 0 | 0 | 0 | 0 | 0 | 0 | 0 | 5 | 4 | 1 | 1 | [14 empty] | 1 | 3 | 1 | 3 | 1 | 1 | 1 | 0
PG&E GBA | Kasson | 115 | Biomass | 0 | 0 | 0 | 0 | 0 | 0 | 0 | 0 | 0 | 0 | 0 | 5 | 4 | 1 | 1 | [14 empty] | 3 | 3 | 2 | 1 | 4 | 1 | 1 | 0
PG&E GBA | Kasson | 60 | Biomass | 0 | 0 | 0 | 0 | 0 | 0 | 0 | 0 | 0 | 0 | 0 | 5 | 4 | 1 | 1 | [14 empty] | 3 | 3 | 2 | 1 | 4 | 1 | 1 | 0
PG&E FRESNO | Kearney | 230 | Biomass | 0 | 0 | 0 | 0 | 0 | 0 | 0 | 0 | 0 | 0 | 0 | 5 | 2 | 5 | 2 | [14 empty] | 3 | 3 | 2 | 1 | 4 | 1 | 1 | 0
PG&E FRESNO | Kearney | 70 | Biomass | 0 | 0 | 0 | 0 | 0 | 0 | 0 | 0 | 0 | 0 | 0 | 5 | 2 | 5 | 2 | [14 empty] | 3 | 3 | 2 | 1 | 4 | 1 | 1 | 0
PG&E GBA | Kelso | 230 | Biomass | 0 | 0 | 0 | 0 | 0 | 0 | 0 | 0 | 0 | 0 | 0 | 5 | 2 | 1 | 1 | [14 empty] | 1 | 3 | 4 | 3 | 3 | 1 | 1 | 0
PG&E FRESNO | Kerchoff 1 | 115 | Biomass | 0 | 0 | 0 | 0 | 0 | 0 | 0 | 0 | 0 | 0 | 0 | 5 | 2 | 5 | 2 | [14 empty] | 3 | 3 | 1 | 1 | 1 | 1 | 5 | 1
PG&E KERN | Kern Oil | 115 | Biomass | 0 | 0 | 0 | 0 | 0 | 0 | 0 | 0 | 0 | 0 | 0 | 5 | 2 | 5 | 2 | [14 empty] | 3 | 3 | 4 | 3 | 4 | 1 | 1 | 0
PG&E KERN | Kern PP | 115 | Biomass | 0 | 0 | 0 | 0 | 0 | 0 | 0 | 0 | 0 | 0 | 0 | 5 | 2 | 5 | 2 | [14 empty] | 3 | 3 | 3 | 3 | 3 | 1 | 1 | 0
PG&E KERN | Kern PP | 230 | Biomass | 0 | 0 | 0 | 0 | 0 | 0 | 0 | 0 | 0 | 0 | 0 | 5 | 2 | 5 | 2 | [14 empty] | 3 | 3 | 3 | 3 | 3 | 1 | 1 | 0
PG&E KERN | Kern PP | 70 | Biomass | 0 | 0 | 0 | 0 | 0 | 0 | 0 | 0 | 0 | 0 | 0 | 5 | 2 | 5 | 2 | [14 empty] | 3 | 3 | 3 | 3 | 3 | 1 | 1 | 0
PG&E KERN | Kernridge | 115 | Biomass | 0 | 0 | 0 | 0 | 0 | 0 | 0 | 0 | 0 | 0 | 0 | 5 | 2 | 5 | 2 | [14 empty] | 3 | 3 | 4 | 3 | 4 | 1 | 1 | 0
PG&E FRESNO | Kingsburg | 115 | Biomass | 0 | 0 | 0 | 0 | 0 | 0 | 0 | 0 | 0 | 0 | 0 | 5 | 2 | 5 | 2 | [14 empty] | 3 | 3 | 3 | 1 | 4 | 1 | 1 | 0
PG&E GBA | Kirker | 115 | Biomass | 0 | 0 | 0 | 0 | 0 | 0 | 0 | 0 | 0 | 0 | 0 | 5 | 2 | 1 | 1 | [14 empty] | 1 | 3 | 3 | 3 | 4 | 1 | 1 | 0
PG&E NGBA | Knights Landing | 115 | Biomass | 0 | 0 | 0 | 0 | 0 | 0 | 0 | 0 | 0 | 0 | 0 | 5 | 5 | 3 | 3 | [14 empty] | 1 | 3 | 1 | 1 | 1 | 1 | 1 | 0
PG&E NGBA | Konocti | 60 | Biomass | 0 | 0 | 0 | 0 | 0 | 0 | 0 | 0 | 0 | 0 | 0 | 5 | 2 | 1 | 1 | [14 empty] | 1 | 1 | 1 | 1 | 1 | 1 | 5 | 1
SCE NOL | Kramer | 115 | Biomass | 0 | 0 | 0 | 0 | 0 | 0 | 0 | 0 | 0 | 0 | 0 | 3 | 3 | 1 | 1 | [14 empty] | 1 | 3 | 2 | 3 | 1 | 1 | 1 | 0
SCE NOL | Kramer | 230 | Biomass | 0 | 0 | 0 | 0 | 0 | 0 | 0 | 0 | 0 | 0 | 0 | 3 | 3 | 1 | 1 | [14 empty] | 1 | 3 | 2 | 3 | 1 | 1 | 1 | 0
SCE Metro | La Cienega | 230 | Biomass | 0 | 0 | 0 | 0 | 0 | 0 | 0 | 0 | 0 | 0 | 0 | 1 | 1 | 1 | 1 | [14 empty] | 3 | 3 | 3 | 3 | 3 | 1 | 1 | 0
SCE Metro | La Fresa | 230 | Biomass | 0 | 0 | 0 | 0 | 0 | 0 | 0 | 0 | 0 | 0 | 0 | 1 | 1 | 1 | 1 | [14 empty] | 3 | 3 | 3 | 3 | 3 | 1 | 1 | 0
SCE Metro | Laguna Bell | 230 | Biomass | 0 | 0 | 0 | 0 | 0 | 0 | 0 | 0 | 0 | 0 | 0 | 1 | 1 | 1 | 1 | [14 empty] | 3 | 3 | 4 | 3 | 4 | 1 | 1 | 0
PG&E KERN | Lakeview | 70 | Biomass | 0 | 0 | 0 | 0 | 0 | 0 | 0 | 0 | 0 | 0 | 0 | 5 | 2 | 5 | 2 | [14 empty] | 3 | 3 | 1 | 3 | 4 | 1 | 1 | 0
PG&E NGBA | Lakeville | 230 | Biomass | 0 | 0 | 0 | 0 | 0 | 0 | 0 | 0 | 0 | 0 | 0 | 5 | 4 | 1 | 1 | 3 | [13 empty] | 1 | 3 | 1 | 1 | 1 | 1 | 1 | 0
PG&E NGBA | Lakeville | 60 | Biomass | 0 | 0 | 0 | 0 | 0 | 0 | 0 | 0 | 0 | 0 | 0 | 5 | 4 | 1 | 1 | [14 empty] | 1 | 3 | 1 | 1 | 1 | 1 | 1 | 0
PG&E NGBA | Lakeville | 115 | Biomass | 0 | 0 | 0 | 0 | 0 | 0 | 0 | 0 | 0 | 0 | 0 | 5 | 4 | 1 | 1 | [14 empty] | 1 | 3 | 1 | 1 | 1 | 1 | 1 | 0
PG&E GBA | Lakewood | 115 | Biomass | 0 | 0 | 0 | 0 | 0 | 0 | 0 | 0 | 0 | 0 | 0 | 5 | 2 | 1 | 1 | [14 empty] | 1 | 3 | 3 | 3 | 3 | 1 | 1 | 0
PG&E NGBA | Lambie | 230 | Biomass | 0 | 0 | 0 | 0 | 0 | 0 | 0 | 0 | 0 | 0 | 0 | 5 | 4 | 1 | 1 | [14 empty] | 1 | 3 | 4 | 3 | 4 | 1 | 1 | 0
PG&E GBA | Lammers | 115 | Biomass | 0 | 0 | 0 | 0 | 0 | 0 | 0 | 0 | 0 | 0 | 0 | 5 | 4 | 1 | 1 | [14 empty] | 3 | 3 | 4 | 1 | 3 | 1 | 1 | 0
PG&E KERN | Lamont | 115 | Biomass | 0 | 0 | 0 | 0 | 0 | 0 | 0 | 0 | 0 | 0 | 0 | 5 | 2 | 5 | 2 | 3 | [13 empty] | 3 | 3 | 3 | 3 | 4 | 1 | 4 | 1
PG&E FRESNO | Las Aguilas | 230 | Biomass | 0 | 0 | 0 | 0 | 0 | 0 | 0 | 0 | 0 | 0 | 0 | 5 | 2 | 5 | 2 | [14 empty] | 1 | 1 | 1 | 1 | 3 | 1 | 1 | 0
EOP | Lathrop | 138 | Biomass | 0 | 0 | 0 | 0 | 0 | 0 | 0 | 0 | 0 | 0 | 0 | 5 | 2 | 4 | 2 | [14 empty] | 1 | 1 | 1 | 3 | 1 | 1 | 1 | 0
EOP | Lathrop | 230 | Biomass | 0 | 0 | 0 | 0 | 0 | 0 | 0 | 0 | 0 | 0 | 0 | 5 | 2 | 4 | 2 | [14 empty] | 1 | 1 | 1 | 3 | 1 | 1 | 1 | 0
PG&E FRESNO | Le Grand | 115 | Biomass | 0 | 0 | 0 | 0 | 0 | 0 | 0 | 0 | 0 | 0 | 0 | 5 | 2 | 5 | 2 | [14 empty] | 3 | 3 | 2 | 1 | 4 | 1 | 1 | 0
PG&E FRESNO | Lemoore | 70 | Biomass | 0 | 0 | 0 | 0 | 0 | 0 | 0 | 0 | 0 | 0 | 0 | 5 | 2 | 5 | 2 | [14 empty] | 3 | 3 | 2 | 1 | 3 | 1 | 1 | 0
PG&E KERN | Lerdo | 115 | Biomass | 0 | 0 | 0 | 0 | 0 | 0 | 0 | 0 | 0 | 0 | 0 | 5 | 2 | 5 | 2 | [14 empty] | 3 | 3 | 2 | 3 | 4 | 1 | 1 | 0
SCE Metro | Lewis | 230 | Biomass | 0 | 0 | 0 | 0 | 0 | 0 | 0 | 0 | 0 | 0 | 0 | 1 | 1 | 1 | 1 | [14 empty] | 3 | 3 | 3 | 3 | 3 | 1 | 1 | 0
SCE Metro | Lighthipe | 230 | Biomass | 0 | 0 | 0 | 0 | 0 | 0 | 0 | 0 | 0 | 0 | 0 | 1 | 1 | 1 | 1 | [14 empty] | 3 | 3 | 3 | 3 | 4 | 1 | 1 | 0
SDGE | Lilac | 69 | Biomass | 0 | 0 | 0 | 0 | 0 | 0 | 0 | 0 | 0 | 0 | 0 | 1 | 1 | 1 | 1 | [14 empty] | 1 | 3 | 2 | 3 | 1 | 1 | 1 | 0
PG&E NGBA | Lincoln | 115 | Biomass | 0 | 0 | 0 | 0 | 0 | 0 | 0 | 0 | 0 | 0 | 0 | 5 | 5 | 3 | 3 | [14 empty] | 1 | 3 | 2 | 1 | 1 | 1 | 1 | 0
PG&E KERN | Live Oak | 115 | Biomass | 0 | 0 | 0 | 0 | 0 | 0 | 0 | 0 | 0 | 0 | 0 | 5 | 2 | 5 | 2 | [14 empty] | 3 | 3 | 4 | 3 | 4 | 1 | 1 | 0
PG&E GBA | Llagas | 115 | Biomass | 0 | 0 | 0 | 0 | 0 | 0 | 0 | 0 | 0 | 0 | 0 | 5 | 4 | 1 | 1 | [14 empty] | 1 | 3 | 3 | 1 | 4 | 1 | 1 | 0
PG&E GBA | Lockeford | 115 | Biomass | 0 | 0 | 0 | 0 | 0 | 0 | 0 | 0 | 0 | 0 | 0 | 5 | 4 | 1 | 1 | [14 empty] | 3 | 3 | 2 | 1 | 3 | 1 | 1 | 0
PG&E GBA | Lockeford | 230 | Biomass | 0 | 0 | 0 | 0 | 0 | 0 | 0 | 0 | 0 | 0 | 0 | 5 | 4 | 1 | 1 | [14 empty] | 3 | 3 | 2 | 1 | 3 | 1 | 1 | 0
PG&E GBA | Lockeford | 60 | Biomass | 0 | 0 | 0 | 0 | 0 | 0 | 0 | 0 | 0 | 0 | 0 | 5 | 4 | 1 | 1 | [14 empty] | 3 | 3 | 2 | 1 | 3 | 1 | 1 | 0
PG&E GBA | Lodi | 230 | Biomass | 0 | 0 | 0 | 0 | 0 | 0 | 0 | 0 | 0 | 0 | 0 | 5 | 4 | 1 | 1 | [14 empty] | 3 | 3 | 4 | 1 | 4 | 1 | 1 | 0
PG&E NGBA | Logan Creek | 230 | Biomass | 0 | 0 | 0 | 0 | 0 | 0 | 0 | 0 | 0 | 0 | 0 | 5 | 2 | 1 | 1 | [14 empty] | 1 | 1 | 1 | 3 | 3 | 1 | 1 | 0
PG&E GBA | Lone Tree | 230 | Biomass | 0 | 0 | 0 | 0 | 0 | 0 | 0 | 0 | 0 | 0 | 0 | 5 | 2 | 1 | 1 | [14 empty] | 1 | 3 | 3 | 3 | 3 | 1 | 1 | 0
PG&E FRESNO | Los Banos | 230 | Biomass | 0 | 0 | 0 | 0 | 0 | 0 | 0 | 0 | 0 | 0 | 0 | 5 | 2 | 5 | 2 | 3 | [13 empty] | 3 | 3 | 1 | 1 | 4 | 1 | 5 | 1
PG&E FRESNO | Los Banos | 500 | Biomass | 0 | 0 | 0 | 0 | 0 | 0 | 0 | 0 | 0 | 0 | 0 | 1 | 1 | 1 | 1 | [14 empty] | 3 | 3 | 1 | 1 | 4 | 1 | 1 | 0
SDGE | Los Coches | 138 | Biomass | 0 | 0 | 0 | 0 | 0 | 0 | 0 | 0 | 0 | 0 | 0 | 1 | 1 | 1 | 1 | [14 empty] | 1 | 1 | 1 | 1 | 1 | 1 | 1 | 0
SDGE | Los Coches | 69 | Biomass | 0 | 0 | 0 | 0 | 0 | 0 | 0 | 0 | 0 | 0 | 0 | 1 | 1 | 1 | 1 | [14 empty] | 1 | 1 | 1 | 1 | 1 | 1 | 1 | 0
PG&E GBA | Los Esteros | 115 | Biomass | 0 | 0 | 0 | 0 | 0 | 0 | 0 | 0 | 0 | 0 | 0 | 5 | 4 | 1 | 1 | [14 empty] | 1 | 3 | 4 | 1 | 4 | 1 | 1 | 0
PG&E GBA | Los Esteros | 230 | Biomass | 0 | 0 | 0 | 0 | 0 | 0 | 0 | 0 | 0 | 0 | 0 | 5 | 4 | 1 | 1 | [14 empty] | 1 | 3 | 4 | 1 | 4 | 1 | 1 | 0
PG&E GBA | Los Positas | 230 | Biomass | 0 | 0 | 0 | 0 | 0 | 0 | 0 | 0 | 0 | 0 | 0 | 5 | 4 | 1 | 1 | [14 empty] | 1 | 3 | 2 | 3 | 1 | 1 | 1 | 0
PG&E GBA | Los Positas | 60 | Biomass | 0 | 0 | 0 | 0 | 0 | 0 | 0 | 0 | 0 | 0 | 0 | 5 | 2 | 1 | 1 | [14 empty] | 1 | 3 | 2 | 3 | 1 | 1 | 1 | 0
SDGE | Loveland | 69 | Biomass | 0 | 0 | 0 | 0 | 0 | 0 | 0 | 0 | 0 | 0 | 0 | 1 | 1 | 1 | 1 | [14 empty] | 1 | 3 | 2 | 3 | 1 | 1 | 1 | 0
SCE NOL | Lugo | 230 | Biomass | 0 | 0 | 0 | 0 | 0 | 0 | 0 | 0 | 0 | 0 | 0 | 1 | 1 | 1 | 1 | [14 empty] | 1 | 3 | 1 | 3 | 3 | 1 | 1 | 0
SCE Metro | Lugo | 500 | Biomass | 0 | 0 | 0 | 0 | 0 | 0 | 0 | 0 | 0 | 0 | 0 | 1 | 1 | 1 | 1 | [14 empty] | 1 | 3 | 1 | 3 | 3 | 1 | 1 | 0
PG&E FRESNO | Madera | 70 | Biomass | 0 | 0 | 0 | 0 | 0 | 0 | 0 | 0 | 0 | 0 | 0 | 5 | 4 | 5 | 2 | [14 empty] | 3 | 3 | 1 | 1 | 4 | 1 | 1 | 0
PG&E NGBA | Madison | 115 | Biomass | 0 | 0 | 0 | 0 | 0 | 0 | 0 | 0 | 0 | 0 | 0 | 5 | 2 | 1 | 1 | [14 empty] | 1 | 3 | 1 | 1 | 1 | 1 | 1 | 0
PG&E KERN | Magunden | 115 | Biomass | 0 | 0 | 0 | 0 | 0 | 0 | 0 | 0 | 0 | 0 | 0 | 5 | 2 | 5 | 2 | [14 empty] | 3 | 3 | 3 | 3 | 4 | 1 | 1 | 0
SCE Northern | Magunden | 230 | Biomass | 0 | 0 | 0 | 0 | 0 | 0 | 0 | 0 | 0 | 0 | 0 | 1 | 1 | 1 | 1 | [14 empty] | 3 | 3 | 3 | 3 | 4 | 1 | 1 | 0
PG&E FRESNO | Malaga | 115 | Biomass | 0 | 0 | 0 | 0 | 0 | 0 | 0 | 0 | 0 | 0 | 0 | 5 | 2 | 5 | 2 | [14 empty] | 3 | 3 | 4 | 1 | 4 | 1 | 1 | 0
PG&E NGBA | Malin | 500 | Biomass | 0 | 0 | 0 | 0 | 0 | 0 | 0 | 0 | 0 | 0 | 0 | 5 | 2 | 1 | 1 | [14 empty] | 1 | 1 | 1 | 1 | 1 | 1 | 1 | 0
SCE Northern | Mandalay | 230 | Biomass | 0 | 0 | 0 | 0 | 0 | 0 | 0 | 0 | 0 | 0 | 0 | 5 | 2 | 4 | 2 | [14 empty] | 1 | 3 | 4 | 3 | 4 | 1 | 1 | 0
PG&E FRESNO | Manning | 230 | Biomass | 0 | 0 | 0 | 0 | 0 | 0 | 0 | 0 | 0 | 0 | 0 | 5 | 2 | 5 | 2 | [14 empty] | 3 | 3 | 3 | 1 | 4 | 1 | 1 | 0
PG&E FRESNO | Manning | 500 | Biomass | 0 | 0 | 0 | 0 | 0 | 0 | 0 | 0 | 0 | 0 | 0 | 1 | 1 | 1 | 1 | [14 empty] | 3 | 3 | 3 | 1 | 4 | 1 | 1 | 0
PG&E GBA | Manteca | 115 | Biomass | 0 | 0 | 0 | 0 | 0 | 0 | 0 | 0 | 0 | 0 | 0 | 5 | 4 | 5 | 2 | [14 empty] | 3 | 3 | 3 | 1 | 3 | 1 | 1 | 0
SDGE | Margarita | 138 | Biomass | 0 | 0 | 0 | 0 | 0 | 0 | 0 | 0 | 0 | 0 | 0 | 1 | 1 | 1 | 1 | [14 empty] | 3 | 3 | 3 | 3 | 1 | 1 | 1 | 0
PG&E GBA | Martin | 230 | Biomass | 0 | 0 | 0 | 0 | 0 | 0 | 0 | 0 | 0 | 0 | 0 | 5 | 2 | 1 | 1 | [14 empty] | 1 | 3 | 3 | 3 | 3 | 1 | 1 | 0
PG&E GBA | Martin | 115 | Biomass | 0 | 0 | 0 | 0 | 0 | 0 | 0 | 0 | 0 | 0 | 0 | 1 | 1 | 1 | 1 | [14 empty] | 1 | 3 | 3 | 3 | 3 | 1 | 1 | 0
PG&E GBA | Martinez | 115 | Biomass | 0 | 0 | 0 | 0 | 0 | 0 | 0 | 0 | 0 | 0 | 0 | 5 | 4 | 1 | 1 | [14 empty] | 1 | 3 | 4 | 3 | 4 | 1 | 1 | 0
PG&E FRESNO | Mc Mullin | 230 | Biomass | 0 | 0 | 0 | 0 | 0 | 0 | 0 | 0 | 0 | 0 | 0 | 5 | 2 | 5 | 2 | [14 empty] | 3 | 3 | 2 | 1 | 4 | 1 | 1 | 0
PG&E FRESNO | McCall | 115 | Biomass | 0 | 0 | 0 | 0 | 0 | 0 | 0 | 0 | 0 | 0 | 0 | 5 | 2 | 5 | 2 | [14 empty] | 3 | 3 | 2 | 1 | 4 | 1 | 1 | 0
PG&E FRESNO | McCall | 230 | Biomass | 0 | 0 | 0 | 0 | 0 | 0 | 0 | 0 | 0 | 0 | 0 | 5 | 2 | 5 | 2 | [14 empty] | 3 | 3 | 2 | 1 | 4 | 1 | 1 | 0
PG&E GBA | Meadow Lane | 115 | Biomass | 0 | 0 | 0 | 0 | 0 | 0 | 0 | 0 | 0 | 0 | 0 | 5 | 2 | 1 | 1 | [14 empty] | 1 | 3 | 4 | 3 | 4 | 1 | 1 | 0
PG&E GBA | Melones | 115 | Biomass | 0 | 0 | 0 | 0 | 0 | 0 | 0 | 0 | 0 | 0 | 0 | 5 | 4 | 1 | 1 | [14 empty] | 1 | 3 | 1 | 3 | 1 | 1 | 1 | 0
PG&E GBA | Melones | 230 | Biomass | 0 | 0 | 0 | 0 | 0 | 0 | 0 | 0 | 0 | 0 | 0 | 5 | 4 | 1 | 1 | [14 empty] | 1 | 3 | 1 | 3 | 1 | 1 | 1 | 0
SDGE | Melrose | 69 | Biomass | 0 | 0 | 0 | 0 | 0 | 0 | 0 | 0 | 0 | 0 | 0 | 1 | 1 | 1 | 1 | [14 empty] | 1 | 3 | 2 | 3 | 1 | 1 | 1 | 0
PG&E NGBA | Mendocino | 115 | Biomass | 0 | 0 | 0 | 0 | 0 | 0 | 0 | 0 | 0 | 0 | 0 | 5 | 2 | 1 | 1 | [14 empty] | 1 | 1 | 1 | 1 | 1 | 1 | 1 | 0
PG&E NGBA | Mendocino | 60 | Biomass | 0 | 0 | 0 | 0 | 0 | 0 | 0 | 0 | 0 | 0 | 0 | 5 | 2 | 1 | 1 | [14 empty] | 1 | 1 | 1 | 1 | 1 | 1 | 5 | 1
PG&E FRESNO | Mendota | 115 | Biomass | 0 | 0 | 0 | 0 | 0 | 0 | 0 | 0 | 0 | 0 | 0 | 5 | 2 | 5 | 2 | [14 empty] | 3 | 3 | 2 | 1 | 4 | 1 | 1 | 0
PG&E GBA | Menlo | 60 | Biomass | 0 | 0 | 0 | 0 | 0 | 0 | 0 | 0 | 0 | 0 | 0 | 5 | 2 | 1 | 1 | [14 empty] | 1 | 3 | 3 | 3 | 3 | 1 | 1 | 0
PG&E FRESNO | Merced | 115 | Biomass | 0 | 0 | 0 | 0 | 0 | 0 | 0 | 0 | 0 | 0 | 0 | 5 | 4 | 5 | 2 | [14 empty] | 3 | 3 | 2 | 1 | 4 | 1 | 1 | 0
EOP | Mercury | 138 | Biomass | 0 | 0 | 0 | 0 | 0 | 0 | 0 | 0 | 0 | 0 | 0 | 5 | 2 | 4 | 2 | [14 empty] | 1 | 1 | 1 | 3 | 1 | 1 | 1 | 0
PG&E FRESNO | Mercy Springs | 70 | Biomass | 0 | 0 | 0 | 0 | 0 | 0 | 0 | 0 | 0 | 0 | 0 | 5 | 2 | 5 | 2 | [14 empty] | 3 | 3 | 1 | 1 | 4 | 1 | 5 | 1
PG&E NGBA | Meridian | 60 | Biomass | 0 | 0 | 0 | 0 | 0 | 0 | 0 | 0 | 0 | 0 | 0 | 5 | 2 | 1 | 1 | [14 empty] | 1 | 1 | 1 | 3 | 1 | 1 | 1 | 0
PG&E KERN | Mesa (PGE) | 115 | Biomass | 0 | 0 | 0 | 0 | 0 | 0 | 0 | 0 | 0 | 0 | 0 | 5 | 2 | 5 | 2 | [14 empty] | 1 | 1 | 3 | 1 | 3 | 1 | 1 | 0
PG&E KERN | Mesa (PGE) | 230 | Biomass | 0 | 0 | 0 | 0 | 0 | 0 | 0 | 0 | 0 | 0 | 0 | 5 | 2 | 5 | 2 | [14 empty] | 1 | 1 | 3 | 1 | 3 | 1 | 1 | 0
SCE Metro | Mesa (SCE) | 230 | Biomass | 0 | 0 | 0 | 0 | 0 | 0 | 0 | 0 | 0 | 0 | 0 | 1 | 1 | 1 | 1 | [14 empty] | 3 | 3 | 3 | 3 | 3 | 1 | 1 | 0
SCE Metro | Mesa (SCE) | 500 | Biomass | 0 | 0 | 0 | 0 | 0 | 0 | 0 | 0 | 0 | 0 | 0 | 1 | 1 | 1 | 1 | [14 empty] | 3 | 3 | 3 | 3 | 3 | 1 | 1 | 0
SDGE | Mesa Heights | 69 | Biomass | 0 | 0 | 0 | 0 | 0 | 0 | 0 | 0 | 0 | 0 | 0 | 1 | 1 | 1 | 1 | [14 empty] | 1 | 3 | 3 | 3 | 1 | 1 | 1 | 0
PG&E GBA | Metcalf | 115 | Biomass | 0 | 0 | 0 | 0 | 0 | 0 | 0 | 0 | 0 | 0 | 0 | 5 | 4 | 1 | 1 | 4 | [13 empty] | 1 | 3 | 4 | 1 | 1 | 1 | 1 | 0
PG&E GBA | Metcalf | 230 | Biomass | 0 | 0 | 0 | 0 | 0 | 0 | 0 | 0 | 0 | 0 | 0 | 5 | 4 | 1 | 1 | [14 empty] | 1 | 3 | 4 | 1 | 1 | 1 | 1 | 0
PG&E GBA | Metcalf | 500 | Biomass | 0 | 0 | 0 | 0 | 0 | 0 | 0 | 0 | 0 | 0 | 0 | 1 | 1 | 1 | 1 | [14 empty] | 1 | 3 | 4 | 1 | 1 | 1 | 1 | 0
PG&E KERN | Midway | 115 | Biomass | 0 | 0 | 0 | 0 | 0 | 0 | 0 | 0 | 0 | 0 | 0 | 5 | 2 | 5 | 2 | [14 empty] | 3 | 3 | 2 | 3 | 4 | 1 | 1 | 0
PG&E KERN | Midway | 230 | Biomass | 0 | 0 | 0 | 0 | 0 | 0 | 0 | 0 | 0 | 0 | 0 | 5 | 2 | 5 | 2 | [14 empty] | 3 | 3 | 2 | 3 | 4 | 1 | 1 | 0
PG&E KERN | Midway | 500 | Biomass | 0 | 0 | 0 | 0 | 0 | 0 | 0 | 0 | 0 | 0 | 0 | 5 | 2 | 4 | 2 | [14 empty] | 3 | 3 | 2 | 3 | 4 | 1 | 1 | 0
SDGE | Miguel | 230 | Biomass | 0 | 0 | 0 | 0 | 0 | 0 | 0 | 0 | 0 | 0 | 0 | 1 | 1 | 1 | 1 | [14 empty] | 1 | 3 | 2 | 3 | 3 | 1 | 1 | 0
SDGE | Miguel | 500 | Biomass | 0 | 0 | 0 | 0 | 0 | 0 | 0 | 0 | 0 | 0 | 0 | 1 | 1 | 1 | 1 | [14 empty] | 1 | 3 | 2 | 3 | 3 | 1 | 1 | 0
SDGE | Miguel | 69 | Biomass | 0 | 0 | 0 | 0 | 0 | 0 | 0 | 0 | 0 | 0 | 0 | 1 | 1 | 1 | 1 | [14 empty] | 1 | 3 | 2 | 3 | 3 | 1 | 1 | 0
PG&E GBA | Millbrae | 115 | Biomass | 0 | 0 | 0 | 0 | 0 | 0 | 0 | 0 | 0 | 0 | 0 | 1 | 1 | 1 | 1 | [14 empty] | 1 | 3 | 3 | 3 | 3 | 1 | 1 | 0
PG&E GBA | Miller | 115 | Biomass | 0 | 0 | 0 | 0 | 0 | 0 | 0 | 0 | 0 | 0 | 0 | 5 | 4 | 1 | 1 | [14 empty] | 3 | 3 | 1 | 1 | 4 | 1 | 1 | 0
SCE Metro | Mira Loma | 230 | Biomass | 0 | 0 | 0 | 0 | 0 | 0 | 0 | 0 | 0 | 0 | 0 | 1 | 1 | 1 | 1 | [14 empty] | 3 | 3 | 4 | 3 | 4 | 1 | 1 | 0
SCE Metro | Mira Loma | 500 | Biomass | 0 | 0 | 0 | 0 | 0 | 0 | 0 | 0 | 0 | 0 | 0 | 1 | 1 | 1 | 1 | [14 empty] | 3 | 3 | 4 | 3 | 4 | 1 | 1 | 0
SCE Eastern | Mirage | 115 | Biomass | 0 | 0 | 0 | 0 | 0 | 0 | 0 | 0 | 0 | 0 | 0 | 5 | 4 | 1 | 1 | [14 empty] | 1 | 3 | 2 | 3 | 1 | 1 | 1 | 0
SCE Eastern | Mirage | 230 | Biomass | 0 | 0 | 0 | 0 | 0 | 0 | 0 | 0 | 0 | 0 | 0 | 5 | 4 | 1 | 1 | [14 empty] | 1 | 3 | 2 | 3 | 1 | 1 | 1 | 0
SDGE | Mission | 138 | Biomass | 0 | 0 | 0 | 0 | 0 | 0 | 0 | 0 | 0 | 0 | 0 | 1 | 1 | 1 | 1 | [14 empty] | 1 | 3 | 3 | 3 | 3 | 1 | 1 | 0
SDGE | Mission | 230 | Biomass | 0 | 0 | 0 | 0 | 0 | 0 | 0 | 0 | 0 | 0 | 0 | 1 | 1 | 1 | 1 | [14 empty] | 1 | 3 | 3 | 3 | 3 | 1 | 1 | 0
SDGE | Mission | 69 | Biomass | 0 | 0 | 0 | 0 | 0 | 0 | 0 | 0 | 0 | 0 | 0 | 1 | 1 | 1 | 1 | [14 empty] | 1 | 3 | 3 | 3 | 3 | 1 | 1 | 0
PG&E GBA | Mi-Wuk | 115 | Biomass | 0 | 0 | 0 | 0 | 0 | 0 | 0 | 0 | 0 | 0 | 0 | 5 | 4 | 1 | 1 | [14 empty] | 1 | 3 | 1 | 3 | 1 | 1 | 1 | 0
EOP | Mohave | 500 | Biomass | 0 | 0 | 0 | 0 | 0 | 0 | 0 | 0 | 0 | 0 | 0 | 5 | 2 | 4 | 2 | [14 empty] | 1 | 1 | 3 | 3 | 1 | 1 | 1 | 0
PG&E NGBA | Monroe | 115 | Biomass | 0 | 0 | 0 | 0 | 0 | 0 | 0 | 0 | 0 | 0 | 0 | 5 | 2 | 1 | 1 | [14 empty] | 1 | 3 | 3 | 1 | 3 | 1 | 1 | 0
SDGE | Monserate | 69 | Biomass | 0 | 0 | 0 | 0 | 0 | 0 | 0 | 0 | 0 | 0 | 0 | 1 | 1 | 1 | 1 | [14 empty] | 1 | 3 | 2 | 3 | 1 | 1 | 1 | 0
PG&E GBA | Monta Vista | 115 | Biomass | 0 | 0 | 0 | 0 | 0 | 0 | 0 | 0 | 0 | 0 | 0 | 5 | 4 | 1 | 1 | [14 empty] | 1 | 3 | 2 | 1 | 1 | 1 | 1 | 0
PG&E GBA | Monta Vista | 230 | Biomass | 0 | 0 | 0 | 0 | 0 | 0 | 0 | 0 | 0 | 0 | 0 | 5 | 4 | 1 | 1 | [14 empty] | 1 | 3 | 2 | 1 | 1 | 1 | 1 | 0
PG&E GBA | Monta Vista | 60 | Biomass | 0 | 0 | 0 | 0 | 0 | 0 | 0 | 0 | 0 | 0 | 0 | 5 | 4 | 1 | 1 | [14 empty] | 1 | 3 | 2 | 1 | 1 | 1 | 1 | 0
PG&E NGBA | Monticello | 115 | Biomass | 0 | 0 | 0 | 0 | 0 | 0 | 0 | 0 | 0 | 0 | 0 | 5 | 2 | 1 | 1 | [14 empty] | 1 | 3 | 1 | 1 | 1 | 1 | 1 | 0
SCE Northern | Moorpark | 230 | Biomass | 0 | 0 | 0 | 0 | 0 | 0 | 0 | 0 | 0 | 0 | 0 | 5 | 2 | 4 | 2 | [14 empty] | 1 | 3 | 1 | 3 | 1 | 1 | 1 | 0
SCE Northern | Moorpark | 66 | Biomass | 0 | 0 | 0 | 0 | 0 | 0 | 0 | 0 | 0 | 0 | 0 | 5 | 2 | 4 | 2 | [14 empty] | 1 | 3 | 1 | 3 | 1 | 1 | 1 | 0
PG&E GBA | Moraga | 115 | Biomass | 0 | 0 | 0 | 0 | 0 | 0 | 0 | 0 | 0 | 0 | 0 | 5 | 2 | 1 | 1 | [14 empty] | 1 | 3 | 2 | 3 | 1 | 1 | 1 | 0
PG&E GBA | Moraga | 230 | Biomass | 0 | 0 | 0 | 0 | 0 | 0 | 0 | 0 | 0 | 0 | 0 | 5 | 4 | 1 | 1 | [14 empty] | 1 | 3 | 2 | 3 | 1 | 1 | 1 | 0
PG&E GBA | Morgan Hill | 115 | Biomass | 0 | 0 | 0 | 0 | 0 | 0 | 0 | 0 | 0 | 0 | 0 | 5 | 4 | 1 | 1 | [14 empty] | 1 | 3 | 2 | 1 | 3 | 1 | 1 | 0
PG&E KERN | Morro Bay | 115 | Biomass | 0 | 0 | 0 | 0 | 0 | 0 | 0 | 0 | 0 | 0 | 0 | 5 | 2 | 5 | 2 | [14 empty] | 1 | 1 | 4 | 1 | 1 | 1 | 1 | 0
PG&E KERN | Morro Bay | 230 | Biomass | 0 | 0 | 0 | 0 | 0 | 0 | 0 | 0 | 0 | 0 | 0 | 5 | 2 | 5 | 2 | [14 empty] | 1 | 1 | 4 | 1 | 1 | 1 | 1 | 0
PG&E KERN | Morro Bay | 500 | Biomass | 0 | 0 | 0 | 0 | 0 | 0 | 0 | 0 | 0 | 0 | 0 | 5 | 2 | 4 | 2 | [14 empty] | 1 | 1 | 4 | 1 | 1 | 1 | 1 | 0
PG&E GBA | Moss Landing | 115 | Biomass | 0 | 0 | 0 | 0 | 0 | 0 | 0 | 0 | 0 | 0 | 0 | 5 | 4 | 1 | 1 | [14 empty] | 1 | 1 | 4 | 1 | 3 | 1 | 1 | 0
PG&E GBA | Moss Landing | 230 | Biomass | 0 | 0 | 0 | 0 | 0 | 0 | 0 | 0 | 0 | 0 | 0 | 5 | 4 | 1 | 1 | [14 empty] | 1 | 1 | 4 | 1 | 3 | 1 | 1 | 0
PG&E GBA | Moss Landing | 500 | Biomass | 0 | 0 | 0 | 0 | 0 | 0 | 0 | 0 | 0 | 0 | 0 | 5 | 4 | 1 | 1 | [14 empty] | 1 | 1 | 4 | 1 | 3 | 1 | 1 | 0
EOP | Mountain Pass | 115 | Biomass | 0 | 0 | 0 | 0 | 0 | 0 | 0 | 0 | 0 | 0 | 0 | 5 | 2 | 4 | 2 | [14 empty] | 1 | 1 | 1 | 3 | 4 | 1 | 1 | 0
PG&E GBA | Mountain View | 115 | Biomass | 0 | 0 | 0 | 0 | 0 | 0 | 0 | 0 | 0 | 0 | 0 | 1 | 1 | 1 | 1 | [14 empty] | 1 | 3 | 3 | 1 | 3 | 1 | 1 | 0
PG&E GBA | Mt Eden | 115 | Biomass | 0 | 0 | 0 | 0 | 0 | 0 | 0 | 0 | 0 | 0 | 0 | 5 | 2 | 1 | 1 | [14 empty] | 1 | 3 | 3 | 3 | 3 | 1 | 1 | 0
PG&E KERN | Mt Poso | 115 | Biomass | 0 | 0 | 0 | 0 | 0 | 0 | 0 | 0 | 0 | 0 | 0 | 5 | 2 | 5 | 2 | [14 empty] | 3 | 3 | 4 | 3 | 4 | 1 | 1 | 0
SDGE | Murray | 69 | Biomass | 0 | 0 | 0 | 0 | 0 | 0 | 0 | 0 | 0 | 0 | 0 | 1 | 1 | 1 | 1 | [14 empty] | 1 | 3 | 3 | 3 | 3 | 1 | 1 | 0
PG&E FRESNO | Mustang | 230 | Biomass | 0 | 0 | 0 | 0 | 0 | 0 | 0 | 0 | 0 | 0 | 0 | 5 | 2 | 5 | 2 | [14 empty] | 3 | 3 | 4 | 1 | 4 | 1 | 1 | 0
SCE Northern | Neenach | 66 | Biomass | 0 | 0 | 0 | 0 | 0 | 0 | 0 | 0 | 0 | 0 | 0 | 1 | 1 | 1 | 1 | [14 empty] | 1 | 3 | 1 | 3 | 1 | 1 | 1 | 0
PG&E KERN | New Sub - Gates - Midway (Proposed) | 230 | Biomass | 0 | 0 | 0 | 0 | 0 | 0 | 0 | 0 | 0 | 0 | 0 | 5 | 2 | 5 | 2 | [14 empty] | 3 | 3 | 1 | 1 | 4 | 1 | 1 | 0
PG&E KERN | New Sub - Gates - Templeton (Proposed) | 230 | Biomass | 0 | 0 | 0 | 0 | 0 | 0 | 0 | 0 | 0 | 0 | 0 | 5 | 2 | 5 | 2 | [14 empty] | 3 | 3 | 1 | 1 | 4 | 1 | 1 | 0
SCE NOL | New Sub - Kramer - Lugo (Proposed) | 230 | Biomass | 0 | 0 | 0 | 0 | 0 | 0 | 0 | 0 | 0 | 0 | 0 | 3 | 3 | 1 | 1 | [14 empty] | 1 | 3 | 3 | 3 | 4 | 1 | 1 | 0
PG&E FRESNO | New Sub - Los Banos - Midway (Proposed) | 500 | Biomass | 0 | 0 | 0 | 0 | 0 | 0 | 0 | 0 | 0 | 0 | 0 | 5 | 2 | 4 | 2 | [14 empty] | 3 | 3 | 1 | 1 | 4 | 1 | 1 | 0
SCE NOL | New Sub - Lugo - Pisgah (Proposed) | 230 | Biomass | 0 | 0 | 0 | 0 | 0 | 0 | 0 | 0 | 0 | 0 | 0 | 1 | 1 | 1 | 1 | [14 empty] | 1 | 3 | 2 | 3 | 1 | 1 | 1 | 0
PG&E KERN | New Sub - Midway - Wheeler Ridge (Proposed) | 230 | Biomass | 0 | 0 | 0 | 0 | 0 | 0 | 0 | 0 | 0 | 0 | 0 | 5 | 2 | 5 | 2 | [14 empty] | 3 | 3 | 2 | 3 | 4 | 1 | 1 | 0
PG&E NGBA | New Sub - Near existing Leavitt (PSREC) | 345 | Biomass | 0 | 0 | 0 | 0 | 0 | 0 | 0 | 0 | 0 | 0 | 0 | 5 | 2 | 1 | 1 | [14 empty] | 1 | 1 | 4 | 3 | 1 | 1 | 1 | 0
PG&E NGBA | New Sub - Near existing Madeline (NVE) | 345 | Biomass | 0 | 0 | 0 | 0 | 0 | 0 | 0 | 0 | 0 | 0 | 0 | 5 | 2 | 1 | 1 | [14 empty] | 1 | 1 | 1 | 3 | 1 | 1 | 1 | 0
SDGE | New Sub - North Gila - IV (Proposed) | 500 | Biomass | 0 | 0 | 0 | 0 | 0 | 0 | 0 | 0 | 0 | 0 | 0 | 1 | 1 | 1 | 1 | [14 empty] | 1 | 3 | 1 | 1 | 3 | 1 | 1 | 0
PG&E NGBA | New Sub - Pit 1 - Cottonwood (Proposed) | 230 | Biomass | 0 | 0 | 0 | 0 | 0 | 0 | 0 | 0 | 0 | 0 | 0 | 5 | 2 | 1 | 1 | [14 empty] | 1 | 1 | 1 | 1 | 1 | 1 | 1 | 0
PG&E GBA | New Sub - Rancho Seco - Bellota (Proposed) | 230 | Biomass | 0 | 0 | 0 | 0 | 0 | 0 | 0 | 0 | 0 | 0 | 0 | 5 | 4 | 1 | 1 | [14 empty] | 3 | 3 | 2 | 1 | 1 | 1 | 1 | 0
SDGE | New Sub - Suncrest - Ocotillo (Proposed) | 500 | Biomass | 0 | 0 | 0 | 0 | 0 | 0 | 0 | 0 | 0 | 0 | 0 | 1 | 1 | 1 | 1 | [14 empty] | 1 | 3 | 1 | 3 | 1 | 1 | 1 | 0
PG&E FRESNO | New Sub - Westley - Quinto (Proposed) | 230 | Biomass | 0 | 0 | 0 | 0 | 0 | 0 | 0 | 0 | 0 | 0 | 0 | 1 | 1 | 1 | 1 | [14 empty] | 3 | 3 | 1 | 1 | 4 | 1 | 1 | 0
PG&E GBA | Newark | 115 | Biomass | 0 | 0 | 0 | 0 | 0 | 0 | 0 | 0 | 0 | 0 | 0 | 5 | 4 | 1 | 1 | [14 empty] | 1 | 3 | 2 | 3 | 3 | 1 | 1 | 0
PG&E GBA | Newark | 230 | Biomass | 0 | 0 | 0 | 0 | 0 | 0 | 0 | 0 | 0 | 0 | 0 | 5 | 4 | 1 | 1 | [14 empty] | 1 | 3 | 2 | 3 | 3 | 1 | 1 | 0
PG&E GBA | Newark | 60 | Biomass | 0 | 0 | 0 | 0 | 0 | 0 | 0 | 0 | 0 | 0 | 0 | 5 | 2 | 1 | 1 | [14 empty] | 1 | 3 | 2 | 3 | 3 | 1 | 1 | 0
PG&E FRESNO | Newhall | 115 | Biomass | 0 | 0 | 0 | 0 | 0 | 0 | 0 | 0 | 0 | 0 | 0 | 5 | 2 | 5 | 2 | [14 empty] | 3 | 3 | 1 | 1 | 4 | 1 | 1 | 0
PG&E KERN | Norco | 115 | Biomass | 0 | 0 | 0 | 0 | 0 | 0 | 0 | 0 | 0 | 0 | 0 | 5 | 2 | 5 | 2 | [14 empty] | 3 | 3 | 2 | 3 | 4 | 1 | 4 | 1
PG&E GBA | Nortech | 115 | Biomass | 0 | 0 | 0 | 0 | 0 | 0 | 0 | 0 | 0 | 0 | 0 | 5 | 4 | 1 | 1 | [14 empty] | 1 | 3 | 3 | 1 | 4 | 1 | 1 | 0
SDGE | North City Metering | 138 | Biomass | 0 | 0 | 0 | 0 | 0 | 0 | 0 | 0 | 0 | 0 | 0 | 1 | 1 | 1 | 1 | [14 empty] | 1 | 3 | 3 | 3 | 1 | 1 | 1 | 0
PG&E GBA | North Dublin | 230 | Biomass | 0 | 0 | 0 | 0 | 0 | 0 | 0 | 0 | 0 | 0 | 0 | 5 | 4 | 1 | 1 | [14 empty] | 1 | 3 | 3 | 3 | 1 | 1 | 1 | 0
SDGE | North Gila | 500 | Biomass | 0 | 0 | 0 | 0 | 0 | 0 | 0 | 0 | 0 | 0 | 0 | 1 | 1 | 1 | 1 | [14 empty] | 1 | 1 | 1 | 1 | 1 | 1 | 1 | 0
SCE Metro | North of SONGS | 230 | Biomass | 0 | 0 | 0 | 0 | 0 | 0 | 0 | 0 | 0 | 0 | 0 | 1 | 1 | 1 | 1 | [14 empty] | 1 | 3 | 2 | 3 | 1 | 1 | 1 | 0
SCE Metro | North of SONGS | 500 | Biomass | 0 | 0 | 0 | 0 | 0 | 0 | 0 | 0 | 0 | 0 | 0 | 1 | 1 | 1 | 1 | [14 empty] | 1 | 3 | 2 | 3 | 1 | 1 | 1 | 0
PG&E NGBA | Notre Dame | 115 | Biomass | 0 | 0 | 0 | 0 | 0 | 0 | 0 | 0 | 0 | 0 | 0 | 5 | 2 | 1 | 1 | [14 empty] | 1 | 3 | 1 | 1 | 3 | 1 | 1 | 0
PG&E GBA | Oakland C | 115 | Biomass | 0 | 0 | 0 | 0 | 0 | 0 | 0 | 0 | 0 | 0 | 0 | 5 | 4 | 1 | 1 | [14 empty] | 1 | 3 | 4 | 3 | 3 | 1 | 1 | 0
PG&E GBA | Oakland J | 115 | Biomass | 0 | 0 | 0 | 0 | 0 | 0 | 0 | 0 | 0 | 0 | 0 | 5 | 2 | 1 | 1 | [14 empty] | 1 | 3 | 3 | 3 | 4 | 1 | 1 | 0
PG&E GBA | Oakland L | 115 | Biomass | 0 | 0 | 0 | 0 | 0 | 0 | 0 | 0 | 0 | 0 | 0 | 5 | 2 | 1 | 1 | [14 empty] | 1 | 3 | 3 | 3 | 4 | 1 | 1 | 0
PG&E GBA | Oakland X | 115 | Biomass | 0 | 0 | 0 | 0 | 0 | 0 | 0 | 0 | 0 | 0 | 0 | 5 | 2 | 1 | 1 | [14 empty] | 1 | 3 | 3 | 3 | 3 | 1 | 1 | 0
SDGE | Ocean Ranch | 69 | Biomass | 0 | 0 | 0 | 0 | 0 | 0 | 0 | 0 | 0 | 0 | 0 | 1 | 1 | 1 | 1 | [14 empty] | 1 | 3 | 2 | 3 | 1 | 1 | 1 | 0
PG&E KERN | Oceano | 115 | Biomass | 0 | 0 | 0 | 0 | 0 | 0 | 0 | 0 | 0 | 0 | 0 | 5 | 2 | 5 | 2 | [14 empty] | 1 | 1 | 1 | 1 | 1 | 1 | 1 | 0
SDGE | Ocotillo Express | 500 | Biomass | 0 | 0 | 0 | 0 | 0 | 0 | 0 | 0 | 0 | 0 | 0 | 1 | 1 | 1 | 1 | [14 empty] | 1 | 3 | 1 | 1 | 1 | 1 | 1 | 0
PG&E KERN | Old River | 70 | Biomass | 0 | 0 | 0 | 0 | 0 | 0 | 0 | 0 | 0 | 0 | 0 | 5 | 2 | 5 | 2 | [14 empty] | 3 | 3 | 1 | 3 | 3 | 1 | 1 | 0
SDGE | Old Town | 230 | Biomass | 0 | 0 | 0 | 0 | 0 | 0 | 0 | 0 | 0 | 0 | 0 | 1 | 1 | 1 | 1 | [14 empty] | 1 | 3 | 3 | 3 | 3 | 1 | 1 | 0
SCE Metro | Olinda | 230 | Biomass | 0 | 0 | 0 | 0 | 0 | 0 | 0 | 0 | 0 | 0 | 0 | 1 | 1 | 1 | 1 | [14 empty] | 3 | 3 | 3 | 3 | 3 | 1 | 1 | 0
PG&E FRESNO | Olive | 115 | Biomass | 0 | 0 | 0 | 0 | 0 | 0 | 0 | 0 | 0 | 0 | 0 | 5 | 2 | 5 | 2 | [14 empty] | 3 | 3 | 1 | 3 | 4 | 1 | 1 | 0
PG&E NGBA | Olivehurst | 115 | Biomass | 0 | 0 | 0 | 0 | 0 | 0 | 0 | 0 | 0 | 0 | 0 | 5 | 4 | 1 | 1 | [14 empty] | 1 | 1 | 3 | 3 | 3 | 1 | 1 | 0
PG&E NGBA | Oregon Trail | 60 | Biomass | 0 | 0 | 0 | 0 | 0 | 0 | 0 | 0 | 0 | 0 | 0 | 5 | 2 | 1 | 1 | [14 empty] | 1 | 1 | 2 | 1 | 1 | 1 | 1 | 0
SCE Northern | Ormond Beach | 230 | Biomass | 0 | 0 | 0 | 0 | 0 | 0 | 0 | 0 | 0 | 0 | 0 | 5 | 2 | 4 | 2 | [14 empty] | 1 | 3 | 4 | 3 | 4 | 1 | 1 | 0
PG&E FRESNO | Oro Loma | 115 | Biomass | 0 | 0 | 0 | 0 | 0 | 0 | 0 | 0 | 0 | 0 | 0 | 5 | 2 | 5 | 2 | [14 empty] | 3 | 3 | 1 | 1 | 4 | 1 | 1 | 0
PG&E FRESNO | Oro Loma | 70 | Biomass | 0 | 0 | 0 | 0 | 0 | 0 | 0 | 0 | 0 | 0 | 0 | 5 | 2 | 5 | 2 | [14 empty] | 3 | 3 | 1 | 1 | 4 | 1 | 1 | 0
PG&E FRESNO | Orosi | 70 | Biomass | 0 | 0 | 0 | 0 | 0 | 0 | 0 | 0 | 0 | 0 | 0 | 5 | 2 | 5 | 2 | [14 empty] | 3 | 3 | 1 | 3 | 4 | 1 | 1 | 0
SDGE | Otay | 69 | Biomass | 0 | 0 | 0 | 0 | 0 | 0 | 0 | 0 | 0 | 0 | 0 | 1 | 1 | 1 | 1 | [14 empty] | 1 | 3 | 4 | 3 | 4 | 1 | 1 | 0
SDGE | Otay Mesa | 230 | Biomass | 0 | 0 | 0 | 0 | 0 | 0 | 0 | 0 | 0 | 0 | 0 | 1 | 1 | 1 | 1 | [14 empty] | 1 | 3 | 4 | 3 | 1 | 1 | 1 | 0
PG&E FRESNO | Padre Flats SW STA | 230 | Biomass | 0 | 0 | 0 | 0 | 0 | 0 | 0 | 0 | 0 | 0 | 0 | 5 | 2 | 5 | 2 | [14 empty] | 3 | 3 | 1 | 1 | 4 | 1 | 1 | 0 | No CAISO Tx existing in this area, new transmisison to interconnect to the NVEP system in the area or a long gen-tie would be required to interconnect the resource. New Tx line for OOS Wyoming wind could potential also enable intercconnection.
EOP | Pahrump | 138 | Biomass | 0 | 0 | 0 | 0 | 0 | 0 | 0 | 0 | 0 | 0 | 0 | 5 | 2 | 4 | 2 | [14 empty] | 1 | 1 | 1 | 3 | 1 | 1 | 1 | 0 | No CAISO Tx existing in this area, new transmisison to interconnect to the NVEP system in the area or a long gen-tie would be required to interconnect the resource. New Tx line for OOS Wyoming wind could potential also enable intercconnection.
EOP | Pahrump | 230 | Biomass | 0 | 0 | 0 | 0 | 0 | 0 | 0 | 0 | 0 | 0 | 0 | 5 | 2 | 4 | 2 | [14 empty] | 1 | 1 | 1 | 3 | 1 | 1 | 1 | 0 | No CAISO Tx existing in this area, new transmisison to interconnect to the NVEP system in the area or a long gen-tie would be required to interconnect the resource. New Tx line for OOS Wyoming wind could potential also enable intercconnection.
SDGE | Pala | 69 | Biomass | 0 | 0 | 0 | 0 | 0 | 0 | 0 | 0 | 0 | 0 | 0 | 1 | 1 | 1 | 1 | [14 empty] | 1 | 3 | 4 | 3 | 1 | 1 | 1 | 0
PG&E NGBA | Palermo | 115 | Biomass | 0 | 0 | 0 | 0 | 0 | 0 | 0 | 0 | 0 | 0 | 0 | 5 | 4 | 1 | 1 | 4 | [13 empty] | 1 | 3 | 3 | 1 | 3 | 1 | 1 | 0
PG&E NGBA | Palermo | 230 | Biomass | 0 | 0 | 0 | 0 | 0 | 0 | 0 | 0 | 0 | 0 | 0 | 5 | 4 | 1 | 1 | [14 empty] | 1 | 3 | 3 | 1 | 3 | 1 | 1 | 0
SCE Eastern | Palo Verde | 500 | Biomass | 0 | 0 | 0 | 0 | 0 | 0 | 0 | 0 | 0 | 0 | 0 | 5 | 4 | 4 | 4 | [14 empty] | 1 | 3 | 1 | 1 | 1 | 1 | 1 | 0
SDGE | Palomar Energy | 230 | Biomass | 0 | 0 | 0 | 0 | 0 | 0 | 0 | 0 | 0 | 0 | 0 | 1 | 1 | 1 | 1 | [14 empty] | 1 | 3 | 3 | 3 | 1 | 1 | 1 | 0
PG&E KERN | Panama | 70 | Biomass | 0 | 0 | 0 | 0 | 0 | 0 | 0 | 0 | 0 | 0 | 0 | 5 | 2 | 5 | 2 | [14 empty] | 3 | 3 | 2 | 3 | 4 | 1 | 1 | 0
PG&E FRESNO | Panoche | 115 | Biomass | 0 | 0 | 0 | 0 | 0 | 0 | 0 | 0 | 0 | 0 | 0 | 5 | 2 | 5 | 2 | [14 empty] | 3 | 3 | 4 | 1 | 4 | 1 | 1 | 0
PG&E FRESNO | Panoche | 230 | Biomass | 0 | 0 | 0 | 0 | 0 | 0 | 0 | 0 | 0 | 0 | 0 | 5 | 2 | 5 | 2 | [14 empty] | 3 | 3 | 4 | 1 | 4 | 1 | 1 | 0
SCE Northern | Pardee | 230 | Biomass | 0 | 0 | 0 | 0 | 0 | 0 | 0 | 0 | 0 | 0 | 0 | 5 | 2 | 4 | 2 | [14 empty] | 3 | 3 | 3 | 3 | 1 | 1 | 1 | 0
PG&E NGBA | Parkway | 230 | Biomass | 0 | 0 | 0 | 0 | 0 | 0 | 0 | 0 | 0 | 0 | 0 | 5 | 2 | 1 | 1 | [14 empty] | 1 | 3 | 2 | 3 | 3 | 1 | 4 | 1
SCE Northern | Pastoria | 230 | Biomass | 0 | 0 | 0 | 0 | 0 | 0 | 0 | 0 | 0 | 0 | 0 | 5 | 2 | 4 | 2 | [14 empty] | 3 | 3 | 3 | 3 | 1 | 1 | 1 | 0
SCE Metro | Pauda | 230 | Biomass | 0 | 0 | 0 | 0 | 0 | 0 | 0 | 0 | 0 | 0 | 0 | 1 | 1 | 1 | 1 | [14 empty] | 3 | 3 | 3 | 3 | 3 | 1 | 1 | 0
PG&E GBA | Paul Sweet | 115 | Biomass | 0 | 0 | 0 | 0 | 0 | 0 | 0 | 0 | 0 | 0 | 0 | 1 | 1 | 1 | 1 | [14 empty] | 1 | 1 | 3 | 1 | 1 | 1 | 1 | 0
PG&E NGBA | Peabody | 230 | Biomass | 0 | 0 | 0 | 0 | 0 | 0 | 0 | 0 | 0 | 0 | 0 | 5 | 2 | 1 | 1 | [14 empty] | 1 | 3 | 3 | 3 | 3 | 1 | 1 | 0
PG&E NGBA | Pease | 115 | Biomass | 0 | 0 | 0 | 0 | 0 | 0 | 0 | 0 | 0 | 0 | 0 | 5 | 4 | 1 | 1 | [14 empty] | 1 | 1 | 3 | 3 | 3 | 1 | 1 | 0
PG&E NGBA | Pease | 60 | Biomass | 0 | 0 | 0 | 0 | 0 | 0 | 0 | 0 | 0 | 0 | 0 | 5 | 4 | 1 | 1 | [14 empty] | 1 | 1 | 3 | 3 | 3 | 1 | 1 | 0
SDGE | Penasquitos | 138 | Biomass | 0 | 0 | 0 | 0 | 0 | 0 | 0 | 0 | 0 | 0 | 0 | 1 | 1 | 1 | 1 | [14 empty] | 1 | 3 | 3 | 3 | 1 | 1 | 1 | 0
SDGE | Penasquitos | 230 | Biomass | 0 | 0 | 0 | 0 | 0 | 0 | 0 | 0 | 0 | 0 | 0 | 1 | 1 | 1 | 1 | [14 empty] | 1 | 3 | 3 | 3 | 1 | 1 | 1 | 0
SDGE | Penasquitos | 69 | Biomass | 0 | 0 | 0 | 0 | 0 | 0 | 0 | 0 | 0 | 0 | 0 | 1 | 1 | 1 | 1 | [14 empty] | 1 | 3 | 3 | 3 | 1 | 1 | 1 | 0
SDGE | Pendleton | 69 | Biomass | 0 | 0 | 0 | 0 | 0 | 0 | 0 | 0 | 0 | 0 | 0 | 1 | 1 | 1 | 1 | [14 empty] | 1 | 3 | 1 | 3 | 1 | 1 | 1 | 0
PG&E NGBA | Penngrove | 115 | Biomass | 0 | 0 | 0 | 0 | 0 | 0 | 0 | 0 | 0 | 0 | 0 | 5 | 2 | 1 | 1 | [14 empty] | 1 | 3 | 2 | 1 | 3 | 1 | 1 | 0
PG&E GBA | Peoria | 115 | Biomass | 0 | 0 | 0 | 0 | 0 | 0 | 0 | 0 | 0 | 0 | 0 | 5 | 4 | 1 | 1 | [14 empty] | 1 | 3 | 1 | 3 | 1 | 1 | 4 | 1
PG&E GBA | Piercy | 115 | Biomass | 0 | 0 | 0 | 0 | 0 | 0 | 0 | 0 | 0 | 0 | 0 | 5 | 4 | 1 | 1 | [14 empty] | 1 | 3 | 3 | 1 | 3 | 1 | 1 | 0
PG&E FRESNO | Pine Flat | 230 | Biomass | 0 | 0 | 0 | 0 | 0 | 0 | 0 | 0 | 0 | 0 | 0 | 5 | 2 | 5 | 2 | [14 empty] | 3 | 3 | 1 | 1 | 1 | 1 | 1 | 0
SCE NOL | Pisgah | 230 | Biomass | 0 | 0 | 0 | 0 | 0 | 0 | 0 | 0 | 0 | 0 | 0 | 1 | 1 | 1 | 1 | [14 empty] | 1 | 3 | 1 | 3 | 4 | 1 | 1 | 0
PG&E NGBA | Pit 1 | 230 | Biomass | 0 | 0 | 0 | 0 | 0 | 0 | 0 | 0 | 0 | 0 | 0 | 5 | 2 | 1 | 1 | [14 empty] | 1 | 1 | 1 | 1 | 1 | 1 | 1 | 0
PG&E NGBA | Pit 1 | 60 | Biomass | 0 | 0 | 0 | 0 | 0 | 0 | 0 | 0 | 0 | 0 | 0 | 5 | 2 | 1 | 1 | [14 empty] | 1 | 1 | 1 | 1 | 1 | 1 | 1 | 0
PG&E NGBA | Pit 3 | 230 | Biomass | 0 | 0 | 0 | 0 | 0 | 0 | 0 | 0 | 0 | 0 | 0 | 5 | 2 | 1 | 1 | [14 empty] | 1 | 1 | 1 | 1 | 1 | 1 | 1 | 0
PG&E NGBA | Pit 4 | 230 | Biomass | 0 | 0 | 0 | 0 | 0 | 0 | 0 | 0 | 0 | 0 | 0 | 5 | 2 | 1 | 1 | [14 empty] | 1 | 1 | 1 | 1 | 1 | 1 | 1 | 0
PG&E GBA | Pittsburg | 115 | Biomass | 0 | 0 | 0 | 0 | 0 | 0 | 0 | 0 | 0 | 0 | 0 | 5 | 4 | 1 | 1 | [14 empty] | 1 | 3 | 4 | 3 | 4 | 1 | 1 | 0
PG&E GBA | Pittsburg | 230 | Biomass | 0 | 0 | 0 | 0 | 0 | 0 | 0 | 0 | 0 | 0 | 0 | 5 | 4 | 1 | 1 | [14 empty] | 1 | 3 | 4 | 3 | 4 | 1 | 1 | 0
PG&E NGBA | Pleasant Grove | 115 | Biomass | 0 | 0 | 0 | 0 | 0 | 0 | 0 | 0 | 0 | 0 | 0 | 5 | 4 | 1 | 1 | [14 empty] | 1 | 3 | 3 | 1 | 1 | 1 | 1 | 0
PG&E NGBA | POE | 230 | Biomass | 0 | 0 | 0 | 0 | 0 | 0 | 0 | 0 | 0 | 0 | 0 | 5 | 5 | 3 | 3 | [14 empty] | 1 | 3 | 1 | 1 | 1 | 1 | 1 | 0
SDGE | Point Loma | 69 | Biomass | 0 | 0 | 0 | 0 | 0 | 0 | 0 | 0 | 0 | 0 | 0 | 1 | 1 | 1 | 1 | [14 empty] | 1 | 3 | 3 | 3 | 3 | 1 | 1 | 0
SDGE | Pomerado | 69 | Biomass | 0 | 0 | 0 | 0 | 0 | 0 | 0 | 0 | 0 | 0 | 0 | 1 | 1 | 1 | 1 | [14 empty] | 1 | 3 | 3 | 3 | 1 | 1 | 1 | 0
PG&E KERN | Poso Mountain | 115 | Biomass | 0 | 0 | 0 | 0 | 0 | 0 | 0 | 0 | 0 | 0 | 0 | 5 | 2 | 5 | 2 | [14 empty] | 3 | 3 | 3 | 3 | 3 | 1 | 1 | 0
EOP | Primm | 230 | Biomass | 0 | 0 | 0 | 0 | 0 | 0 | 0 | 0 | 0 | 0 | 0 | 5 | 2 | 4 | 2 | [14 empty] | 1 | 1 | 1 | 3 | 3 | 1 | 1 | 0
PG&E NGBA | Putah Creek | 115 | Biomass | 0 | 0 | 0 | 0 | 0 | 0 | 0 | 0 | 0 | 0 | 0 | 5 | 2 | 1 | 1 | [14 empty] | 1 | 3 | 2 | 1 | 1 | 1 | 1 | 0
SDGE | Q1806 | 138 | Biomass | 0 | 0 | 0 | 0 | 0 | 0 | 0 | 0 | 0 | 0 | 0 | 1 | 1 | 1 | 1 | [14 empty] | 3 | 3 | 3 | 3 | 1 | 1 | 1 | 0
PG&E FRESNO | Quinto | 230 | Biomass | 0 | 0 | 0 | 0 | 0 | 0 | 0 | 0 | 0 | 0 | 0 | 5 | 2 | 5 | 2 | [14 empty] | 3 | 3 | 1 | 1 | 4 | 1 | 1 | 0
PG&E GBA | Race Track | 115 | Biomass | 0 | 0 | 0 | 0 | 0 | 0 | 0 | 0 | 0 | 0 | 0 | 5 | 4 | 1 | 1 | [14 empty] | 1 | 3 | 1 | 3 | 1 | 1 | 1 | 0
SDGE | Rancho Mission Viejo | 138 | Biomass | 0 | 0 | 0 | 0 | 0 | 0 | 0 | 0 | 0 | 0 | 0 | 1 | 1 | 1 | 1 | [14 empty] | 3 | 3 | 3 | 3 | 1 | 1 | 1 | 0
PG&E GBA | Rancho Seco | 230 | Biomass | 0 | 0 | 0 | 0 | 0 | 0 | 0 | 0 | 0 | 0 | 0 | 5 | 4 | 1 | 1 | [14 empty] | 1 | 3 | 4 | 1 | 1 | 1 | 1 | 0
SCE Metro | Rancho Vista | 230 | Biomass | 0 | 0 | 0 | 0 | 0 | 0 | 0 | 0 | 0 | 0 | 0 | 1 | 1 | 1 | 1 | [14 empty] | 3 | 3 | 4 | 3 | 4 | 1 | 1 | 0
SCE Metro | Rancho Vista | 500 | Biomass | 0 | 0 | 0 | 0 | 0 | 0 | 0 | 0 | 0 | 0 | 0 | 1 | 1 | 1 | 1 | [14 empty] | 3 | 3 | 4 | 3 | 4 | 1 | 1 | 0
SCE NOL | Ransburg | 115 | Biomass | 0 | 0 | 0 | 0 | 0 | 0 | 0 | 0 | 0 | 0 | 0 | 3 | 3 | 1 | 1 | [14 empty] | 1 | 3 | 1 | 3 | 4 | 1 | 1 | 0
PG&E GBA | Ravenswood | 115 | Biomass | 0 | 0 | 0 | 0 | 0 | 0 | 0 | 0 | 0 | 0 | 0 | 5 | 2 | 1 | 1 | [14 empty] | 1 | 3 | 3 | 3 | 3 | 1 | 1 | 0
PG&E GBA | Ravenswood | 230 | Biomass | 0 | 0 | 0 | 0 | 0 | 0 | 0 | 0 | 0 | 0 | 0 | 5 | 2 | 1 | 1 | [14 empty] | 1 | 3 | 3 | 3 | 3 | 1 | 1 | 0
SCE Northern | Rector | 230 | Biomass | 0 | 0 | 0 | 0 | 0 | 0 | 0 | 0 | 0 | 0 | 0 | 1 | 1 | 1 | 1 | [14 empty] | 3 | 3 | 3 | 3 | 3 | 1 | 1 | 0
SCE Eastern | Red Bluff | 230 | Biomass | 0 | 0 | 0 | 0 | 0 | 0 | 0 | 0 | 0 | 0 | 0 | 4 | 4 | 4 | 4 | [14 empty] | 1 | 1 | 1 | 3 | 1 | 1 | 1 | 0
SCE Eastern | Red Bluff | 500 | Biomass | 0 | 0 | 0 | 0 | 0 | 0 | 0 | 0 | 0 | 0 | 0 | 4 | 4 | 4 | 4 | [14 empty] | 1 | 1 | 1 | 3 | 1 | 1 | 1 | 0
PG&E NGBA | Redbud | 115 | Biomass | 0 | 0 | 0 | 0 | 0 | 0 | 0 | 0 | 0 | 0 | 0 | 5 | 2 | 1 | 1 | [14 empty] | 1 | 1 | 1 | 1 | 1 | 1 | 1 | 0
SCE Metro | Redondo | 230 | Biomass | 0 | 0 | 0 | 0 | 0 | 0 | 0 | 0 | 0 | 0 | 0 | 1 | 1 | 1 | 1 | [14 empty] | 3 | 3 | 4 | 3 | 3 | 1 | 1 | 0
PG&E FRESNO | Reedley | 115 | Biomass | 0 | 0 | 0 | 0 | 0 | 0 | 0 | 0 | 0 | 0 | 0 | 5 | 2 | 5 | 2 | [14 empty] | 3 | 3 | 1 | 1 | 4 | 1 | 1 | 0
PG&E KERN | Renfro | 115 | Biomass | 0 | 0 | 0 | 0 | 0 | 0 | 0 | 0 | 0 | 0 | 0 | 5 | 2 | 5 | 2 | [14 empty] | 3 | 3 | 3 | 3 | 3 | 1 | 1 | 0
PG&E GBA | Richmond R | 115 | Biomass | 0 | 0 | 0 | 0 | 0 | 0 | 0 | 0 | 0 | 0 | 0 | 5 | 4 | 1 | 1 | [14 empty] | 1 | 3 | 3 | 3 | 3 | 1 | 5 | 1
PG&E NGBA | Rincon | 115 | Biomass | 0 | 0 | 0 | 0 | 0 | 0 | 0 | 0 | 0 | 0 | 0 | 5 | 2 | 1 | 1 | [14 empty] | 1 | 3 | 3 | 1 | 3 | 1 | 1 | 0
PG&E KERN | Rio Bravo | 115 | Biomass | 0 | 0 | 0 | 0 | 0 | 0 | 0 | 0 | 0 | 0 | 0 | 5 | 2 | 5 | 2 | [14 empty] | 3 | 3 | 3 | 3 | 4 | 1 | 1 | 0
SCE Metro | Rio Hondo | 230 | Biomass | 0 | 0 | 0 | 0 | 0 | 0 | 0 | 0 | 0 | 0 | 0 | 1 | 1 | 1 | 1 | [14 empty] | 3 | 3 | 2 | 3 | 4 | 1 | 1 | 0
PG&E NGBA | Rio Oso | 115 | Biomass | 0 | 0 | 0 | 0 | 0 | 0 | 0 | 0 | 0 | 0 | 0 | 5 | 5 | 3 | 3 | [14 empty] | 1 | 3 | 1 | 3 | 1 | 1 | 1 | 0
PG&E NGBA | Rio Oso | 230 | Biomass | 0 | 0 | 0 | 0 | 0 | 0 | 0 | 0 | 0 | 0 | 0 | 5 | 5 | 3 | 3 | [14 empty] | 1 | 3 | 1 | 3 | 1 | 1 | 1 | 0
PG&E GBA | Ripon | 115 | Biomass | 0 | 0 | 0 | 0 | 0 | 0 | 0 | 0 | 0 | 0 | 0 | 5 | 4 | 1 | 1 | [14 empty] | 3 | 3 | 3 | 1 | 3 | 1 | 1 | 0
PG&E GBA | Riverbank | 115 | Biomass | 0 | 0 | 0 | 0 | 0 | 0 | 0 | 0 | 0 | 0 | 0 | 5 | 4 | 1 | 1 | [14 empty] | 3 | 3 | 3 | 1 | 3 | 1 | 1 | 0
SCE NOL | Roadway | 115 | Biomass | 0 | 0 | 0 | 0 | 0 | 0 | 0 | 0 | 0 | 0 | 0 | 1 | 1 | 1 | 1 | 3 | [13 empty] | 1 | 3 | 3 | 3 | 4 | 1 | 5 | 1
PG&E NGBA | Rock Creek 1 | 230 | Biomass | 0 | 0 | 0 | 0 | 0 | 0 | 0 | 0 | 0 | 0 | 0 | 5 | 4 | 1 | 1 | [14 empty] | 1 | 1 | 1 | 3 | 1 | 1 | 1 | 0
SCE Northern | Rosamond | 66 | Biomass | 0 | 0 | 0 | 0 | 0 | 0 | 0 | 0 | 0 | 0 | 0 | 1 | 1 | 1 | 1 | [14 empty] | 1 | 3 | 1 | 3 | 1 | 1 | 1 | 0
PG&E GBA | Rossmoor | 230 | Biomass | 0 | 0 | 0 | 0 | 0 | 0 | 0 | 0 | 0 | 0 | 0 | 5 | 2 | 1 | 1 | [14 empty] | 1 | 3 | 2 | 3 | 1 | 1 | 1 | 0
PG&E NGBA | Round Mountain | 230 | Biomass | 0 | 0 | 0 | 0 | 0 | 0 | 0 | 0 | 0 | 0 | 0 | 5 | 2 | 1 | 1 | [14 empty] | 1 | 1 | 1 | 1 | 1 | 1 | 1 | 0
PG&E NGBA | Round Mountain | 500 | Biomass | 0 | 0 | 0 | 0 | 0 | 0 | 0 | 0 | 0 | 0 | 0 | 5 | 2 | 1 | 1 | [14 empty] | 1 | 1 | 1 | 1 | 1 | 1 | 1 | 0
PG&E GBA | Salado | 115 | Biomass | 0 | 0 | 0 | 0 | 0 | 0 | 0 | 0 | 0 | 0 | 0 | 5 | 4 | 1 | 1 | [14 empty] | 3 | 3 | 1 | 1 | 4 | 1 | 1 | 0
PG&E GBA | Salado | 60 | Biomass | 0 | 0 | 0 | 0 | 0 | 0 | 0 | 0 | 0 | 0 | 0 | 5 | 4 | 1 | 1 | [14 empty] | 3 | 3 | 1 | 1 | 4 | 1 | 1 | 0
PG&E GBA | Salinas | 115 | Biomass | 0 | 0 | 0 | 0 | 0 | 0 | 0 | 0 | 0 | 0 | 0 | 1 | 1 | 1 | 1 | [14 empty] | 1 | 1 | 3 | 1 | 3 | 1 | 4 | 1
SDGE | Salt Creek | 69 | Biomass | 0 | 0 | 0 | 0 | 0 | 0 | 0 | 0 | 0 | 0 | 0 | 1 | 1 | 1 | 1 | [14 empty] | 1 | 3 | 2 | 3 | 3 | 1 | 1 | 0
SCE Eastern | San Bernardino | 230 | Biomass | 0 | 0 | 0 | 0 | 0 | 0 | 0 | 0 | 0 | 0 | 0 | 4 | 4 | 1 | 1 | [14 empty] | 3 | 3 | 4 | 3 | 3 | 1 | 5 | 1
PG&E GBA | SAN FRAN A (POTRERO PP) | 115 | Biomass | 0 | 0 | 0 | 0 | 0 | 0 | 0 | 0 | 0 | 0 | 0 | 5 | 2 | 1 | 1 | [14 empty] | 1 | 3 | 4 | 3 | 3 | 1 | 1 | 0
PG&E GBA | SAN FRAN A (POTRERO PP) | 230 | Biomass | 0 | 0 | 0 | 0 | 0 | 0 | 0 | 0 | 0 | 0 | 0 | 5 | 2 | 1 | 1 | [14 empty] | 1 | 3 | 4 | 3 | 3 | 1 | 1 | 0
PG&E GBA | San Jose A | 115 | Biomass | 0 | 0 | 0 | 0 | 0 | 0 | 0 | 0 | 0 | 0 | 0 | 5 | 4 | 1 | 1 | [14 empty] | 1 | 3 | 4 | 1 | 3 | 1 | 1 | 0
PG&E GBA | San Jose B | 115 | Biomass | 0 | 0 | 0 | 0 | 0 | 0 | 0 | 0 | 0 | 0 | 0 | 5 | 4 | 1 | 1 | [14 empty] | 1 | 3 | 3 | 1 | 3 | 1 | 1 | 0
PG&E GBA | San Leandro U | 115 | Biomass | 0 | 0 | 0 | 0 | 0 | 0 | 0 | 0 | 0 | 0 | 0 | 5 | 2 | 1 | 1 | [14 empty] | 1 | 3 | 2 | 3 | 3 | 1 | 1 | 0
PG&E KERN | San Luis Obispo | 115 | Biomass | 0 | 0 | 0 | 0 | 0 | 0 | 0 | 0 | 0 | 0 | 0 | 5 | 2 | 5 | 2 | [14 empty] | 1 | 1 | 1 | 1 | 1 | 1 | 1 | 0
PG&E KERN | San Luis Obispo | 70 | Biomass | 0 | 0 | 0 | 0 | 0 | 0 | 0 | 0 | 0 | 0 | 0 | 5 | 2 | 5 | 2 | [14 empty] | 1 | 1 | 1 | 1 | 1 | 1 | 5 | 1
SDGE | San Luis Rey | 230 | Biomass | 0 | 0 | 0 | 0 | 0 | 0 | 0 | 0 | 0 | 0 | 0 | 1 | 1 | 1 | 1 | [14 empty] | 1 | 3 | 2 | 3 | 1 | 1 | 1 | 0
SDGE | San Luis Rey | 69 | Biomass | 0 | 0 | 0 | 0 | 0 | 0 | 0 | 0 | 0 | 0 | 0 | 1 | 1 | 1 | 1 | [14 empty] | 1 | 3 | 2 | 3 | 1 | 1 | 1 | 0
SDGE | San Marcos | 69 | Biomass | 0 | 0 | 0 | 0 | 0 | 0 | 0 | 0 | 0 | 0 | 0 | 1 | 1 | 1 | 1 | [14 empty] | 1 | 3 | 3 | 3 | 1 | 1 | 1 | 0
SCE Metro | San Onofre | 230 | Biomass | 0 | 0 | 0 | 0 | 0 | 0 | 0 | 0 | 0 | 0 | 0 | 1 | 1 | 1 | 1 | [14 empty] | 1 | 3 | 1 | 3 | 1 | 1 | 1 | 0
PG&E GBA | San Pablo | 115 | Biomass | 0 | 0 | 0 | 0 | 0 | 0 | 0 | 0 | 0 | 0 | 0 | 5 | 4 | 1 | 1 | [14 empty] | 1 | 3 | 3 | 3 | 4 | 1 | 1 | 0
PG&E GBA | San Ramon | 230 | Biomass | 0 | 0 | 0 | 0 | 0 | 0 | 0 | 0 | 0 | 0 | 0 | 5 | 2 | 1 | 1 | [14 empty] | 1 | 3 | 3 | 3 | 1 | 1 | 1 | 0
SDGE | San Ysidro | 69 | Biomass | 0 | 0 | 0 | 0 | 0 | 0 | 0 | 0 | 0 | 0 | 0 | 1 | 1 | 1 | 1 | [14 empty] | 1 | 3 | 3 | 3 | 3 | 1 | 1 | 0
SCE NOL | Sandlot | 230 | Biomass | 0 | 0 | 0 | 0 | 0 | 0 | 0 | 0 | 0 | 0 | 0 | 3 | 3 | 1 | 1 | [14 empty] | 1 | 3 | 1 | 3 | 3 | 1 | 1 | 0
EOP | Sandy | 138 | Biomass | 0 | 0 | 0 | 0 | 0 | 0 | 0 | 0 | 0 | 0 | 0 | 5 | 2 | 4 | 2 | [14 empty] | 1 | 1 | 1 | 3 | 1 | 1 | 1 | 0
PG&E FRESNO | Sanger | 115 | Biomass | 0 | 0 | 0 | 0 | 0 | 0 | 0 | 0 | 0 | 0 | 0 | 5 | 2 | 5 | 2 | 3 | [13 empty] | 3 | 3 | 3 | 1 | 3 | 1 | 5 | 1
SCE Northern | Santa Clara | 230 | Biomass | 0 | 0 | 0 | 0 | 0 | 0 | 0 | 0 | 0 | 0 | 0 | 5 | 2 | 4 | 2 | [14 empty] | 1 | 3 | 2 | 3 | 3 | 1 | 1 | 0
PG&E NGBA | Santa Rosa A | 115 | Biomass | 0 | 0 | 0 | 0 | 0 | 0 | 0 | 0 | 0 | 0 | 0 | 5 | 2 | 1 | 1 | [14 empty] | 1 | 3 | 3 | 1 | 3 | 1 | 1 | 0
PG&E GBA | Santa Teresa | 115 | Biomass | 0 | 0 | 0 | 0 | 0 | 0 | 0 | 0 | 0 | 0 | 0 | 5 | 4 | 1 | 1 | [14 empty] | 1 | 3 | 3 | 1 | 3 | 1 | 1 | 0
SDGE | Santee | 138 | Biomass | 0 | 0 | 0 | 0 | 0 | 0 | 0 | 0 | 0 | 0 | 0 | 1 | 1 | 1 | 1 | [14 empty] | 1 | 3 | 3 | 3 | 3 | 1 | 1 | 0
SCE Metro | Santiago | 230 | Biomass | 0 | 0 | 0 | 0 | 0 | 0 | 0 | 0 | 0 | 0 | 0 | 1 | 1 | 1 | 1 | [14 empty] | 3 | 3 | 3 | 3 | 3 | 1 | 1 | 0
PG&E GBA | Saratoga | 230 | Biomass | 0 | 0 | 0 | 0 | 0 | 0 | 0 | 0 | 0 | 0 | 0 | 5 | 4 | 1 | 1 | [14 empty] | 1 | 3 | 2 | 1 | 1 | 1 | 1 | 0
SCE Northern | Saugus | 230 | Biomass | 0 | 0 | 0 | 0 | 0 | 0 | 0 | 0 | 0 | 0 | 0 | 5 | 2 | 4 | 2 | [14 empty] | 3 | 3 | 3 | 3 | 1 | 1 | 1 | 0
PG&E FRESNO | Schindler | 115 | Biomass | 0 | 0 | 0 | 0 | 0 | 0 | 0 | 0 | 0 | 0 | 0 | 5 | 2 | 5 | 2 | [14 empty] | 3 | 3 | 1 | 1 | 4 | 1 | 1 | 0
PG&E FRESNO | Schindler | 70 | Biomass | 0 | 0 | 0 | 0 | 0 | 0 | 0 | 0 | 0 | 0 | 0 | 5 | 2 | 5 | 2 | [14 empty] | 3 | 3 | 1 | 1 | 4 | 1 | 1 | 0
PG&E GBA | Schulte | 115 | Biomass | 0 | 0 | 0 | 0 | 0 | 0 | 0 | 0 | 0 | 0 | 0 | 5 | 4 | 1 | 1 | [14 empty] | 3 | 3 | 4 | 1 | 3 | 1 | 1 | 0
SDGE | Scripps | 69 | Biomass | 0 | 0 | 0 | 0 | 0 | 0 | 0 | 0 | 0 | 0 | 0 | 1 | 1 | 1 | 1 | [14 empty] | 1 | 3 | 3 | 3 | 1 | 1 | 1 | 0
PG&E KERN | Semitropic | 115 | Biomass | 0 | 0 | 0 | 0 | 0 | 0 | 0 | 0 | 0 | 0 | 0 | 5 | 2 | 5 | 2 | [14 empty] | 3 | 3 | 2 | 3 | 4 | 1 | 1 | 0
SCE Metro | Serrano | 230 | Biomass | 0 | 0 | 0 | 0 | 0 | 0 | 0 | 0 | 0 | 0 | 0 | 1 | 1 | 1 | 1 | [14 empty] | 3 | 3 | 3 | 3 | 3 | 1 | 1 | 0
SCE Metro | Serrano | 500 | Biomass | 0 | 0 | 0 | 0 | 0 | 0 | 0 | 0 | 0 | 0 | 0 | 1 | 1 | 1 | 1 | [14 empty] | 3 | 3 | 3 | 3 | 3 | 1 | 1 | 0
SDGE | Shadowridge | 138 | Biomass | 0 | 0 | 0 | 0 | 0 | 0 | 0 | 0 | 0 | 0 | 0 | 1 | 1 | 1 | 1 | [14 empty] | 1 | 3 | 2 | 3 | 1 | 1 | 1 | 0
PG&E KERN | Shafter | 115 | Biomass | 0 | 0 | 0 | 0 | 0 | 0 | 0 | 0 | 0 | 0 | 0 | 5 | 2 | 5 | 2 | [14 empty] | 3 | 3 | 2 | 3 | 4 | 1 | 1 | 0
PG&E NGBA | Silverado | 115 | Biomass | 0 | 0 | 0 | 0 | 0 | 0 | 0 | 0 | 0 | 0 | 0 | 5 | 2 | 1 | 1 | [14 empty] | 1 | 3 | 2 | 1 | 1 | 1 | 1 | 0
SDGE | Silvergate | 230 | Biomass | 0 | 0 | 0 | 0 | 0 | 0 | 0 | 0 | 0 | 0 | 0 | 1 | 1 | 1 | 1 | [14 empty] | 1 | 3 | 4 | 3 | 4 | 1 | 1 | 0
SDGE | Silvergate | 69 | Biomass | 0 | 0 | 0 | 0 | 0 | 0 | 0 | 0 | 0 | 0 | 0 | 1 | 1 | 1 | 1 | [14 empty] | 1 | 3 | 4 | 3 | 4 | 1 | 1 | 0
PG&E KERN | Sisquoc | 115 | Biomass | 0 | 0 | 0 | 0 | 0 | 0 | 0 | 0 | 0 | 0 | 0 | 5 | 2 | 5 | 2 | [14 empty] | 1 | 1 | 2 | 3 | 1 | 1 | 1 | 0
EOP | Sloan Canyon | 230 | Biomass | 0 | 0 | 0 | 0 | 0 | 0 | 0 | 0 | 0 | 0 | 0 | 5 | 2 | 4 | 2 | [14 empty] | 1 | 1 | 2 | 3 | 1 | 1 | 1 | 0
EOP | Sloan Canyon | 500 | Biomass | 0 | 0 | 0 | 0 | 0 | 0 | 0 | 0 | 0 | 0 | 0 | 5 | 2 | 4 | 2 | [14 empty] | 1 | 1 | 2 | 3 | 1 | 1 | 1 | 0
PG&E KERN | Smyrna | 115 | Biomass | 0 | 0 | 0 | 0 | 0 | 0 | 0 | 0 | 0 | 0 | 0 | 5 | 2 | 5 | 2 | [14 empty] | 3 | 3 | 1 | 3 | 4 | 1 | 1 | 0
PG&E GBA | Sobrante | 115 | Biomass | 0 | 0 | 0 | 0 | 0 | 0 | 0 | 0 | 0 | 0 | 0 | 5 | 4 | 1 | 1 | [14 empty] | 1 | 3 | 3 | 3 | 1 | 1 | 1 | 0
PG&E GBA | Sobrante | 230 | Biomass | 0 | 0 | 0 | 0 | 0 | 0 | 0 | 0 | 0 | 0 | 0 | 5 | 4 | 1 | 1 | [14 empty] | 1 | 3 | 3 | 3 | 1 | 1 | 1 | 0
PG&E KERN | Solar | 230 | Biomass | 0 | 0 | 0 | 0 | 0 | 0 | 0 | 0 | 0 | 0 | 0 | 5 | 2 | 5 | 2 | [14 empty] | 1 | 3 | 1 | 1 | 1 | 1 | 1 | 0
PG&E GBA | Soledad | 115 | Biomass | 0 | 0 | 0 | 0 | 0 | 0 | 0 | 0 | 0 | 0 | 0 | 1 | 1 | 1 | 1 | [14 empty] | 1 | 1 | 1 | 1 | 1 | 1 | 1 | 0
PG&E GBA | Soledad | 60 | Biomass | 0 | 0 | 0 | 0 | 0 | 0 | 0 | 0 | 0 | 0 | 0 | 5 | 4 | 1 | 1 | [14 empty] | 1 | 1 | 1 | 1 | 1 | 1 | 1 | 0
SDGE | Spring Valley | 69 | Biomass | 0 | 0 | 0 | 0 | 0 | 0 | 0 | 0 | 0 | 0 | 0 | 1 | 1 | 1 | 1 | [14 empty] | 1 | 3 | 3 | 3 | 3 | 1 | 1 | 0
SCE Northern | Springville | 230 | Biomass | 0 | 0 | 0 | 0 | 0 | 0 | 0 | 0 | 0 | 0 | 0 | 1 | 1 | 1 | 1 | [14 empty] | 3 | 3 | 1 | 3 | 4 | 1 | 1 | 0
PG&E GBA | Stagg | 230 | Biomass | 0 | 0 | 0 | 0 | 0 | 0 | 0 | 0 | 0 | 0 | 0 | 5 | 4 | 1 | 1 | [14 empty] | 3 | 3 | 3 | 1 | 3 | 1 | 1 | 0
PG&E GBA | Standard Oil | 115 | Biomass | 0 | 0 | 0 | 0 | 0 | 0 | 0 | 0 | 0 | 0 | 0 | 5 | 4 | 1 | 1 | [14 empty] | 1 | 3 | 4 | 3 | 3 | 1 | 1 | 0
PG&E GBA | Stanislaus | 115 | Biomass | 0 | 0 | 0 | 0 | 0 | 0 | 0 | 0 | 0 | 0 | 0 | 5 | 4 | 1 | 1 | [14 empty] | 1 | 3 | 1 | 3 | 1 | 1 | 1 | 0
PG&E KERN | Stockdale | 115 | Biomass | 0 | 0 | 0 | 0 | 0 | 0 | 0 | 0 | 0 | 0 | 0 | 5 | 2 | 5 | 2 | [14 empty] | 3 | 3 | 3 | 3 | 3 | 1 | 1 | 0
PG&E KERN | Stockdale | 230 | Biomass | 0 | 0 | 0 | 0 | 0 | 0 | 0 | 0 | 0 | 0 | 0 | 5 | 2 | 5 | 2 | [14 empty] | 3 | 3 | 3 | 3 | 3 | 1 | 1 | 0
PG&E GBA | Stockton A | 115 | Biomass | 0 | 0 | 0 | 0 | 0 | 0 | 0 | 0 | 0 | 0 | 0 | 5 | 4 | 1 | 1 | [14 empty] | 3 | 3 | 3 | 1 | 4 | 1 | 1 | 0
PG&E GBA | Stone | 115 | Biomass | 0 | 0 | 0 | 0 | 0 | 0 | 0 | 0 | 0 | 0 | 0 | 5 | 4 | 1 | 1 | [14 empty] | 1 | 3 | 3 | 1 | 3 | 1 | 1 | 0
PG&E FRESNO | Storey | 230 | Biomass | 0 | 0 | 0 | 0 | 0 | 0 | 0 | 0 | 0 | 0 | 0 | 5 | 2 | 5 | 2 | [14 empty] | 3 | 3 | 1 | 1 | 4 | 1 | 1 | 0
PG&E NGBA | Summit | 115 | Biomass | 0 | 0 | 0 | 0 | 0 | 0 | 0 | 0 | 0 | 0 | 0 | 5 | 5 | 3 | 3 | [14 empty] | 1 | 3 | 1 | 1 | 1 | 1 | 1 | 0
SDGE | Suncrest | 230 | Biomass | 0 | 0 | 0 | 0 | 0 | 0 | 0 | 0 | 0 | 0 | 0 | 1 | 1 | 1 | 1 | [14 empty] | 1 | 3 | 1 | 3 | 1 | 1 | 1 | 0
SDGE | Suncrest | 500 | Biomass | 0 | 0 | 0 | 0 | 0 | 0 | 0 | 0 | 0 | 0 | 0 | 1 | 1 | 1 | 1 | [14 empty] | 1 | 3 | 1 | 3 | 1 | 1 | 1 | 0
PG&E KERN | Sunrise | 230 | Biomass | 0 | 0 | 0 | 0 | 0 | 0 | 0 | 0 | 0 | 0 | 0 | 5 | 2 | 5 | 2 | [14 empty] | 3 | 3 | 4 | 3 | 4 | 1 | 1 | 0
PG&E KERN | Sunset | 230 | Biomass | 0 | 0 | 0 | 0 | 0 | 0 | 0 | 0 | 0 | 0 | 0 | 5 | 2 | 5 | 2 | [14 empty] | 3 | 3 | 4 | 3 | 4 | 1 | 1 | 0
PG&E GBA | Swift | 115 | Biomass | 0 | 0 | 0 | 0 | 0 | 0 | 0 | 0 | 0 | 0 | 0 | 5 | 4 | 1 | 1 | [14 empty] | 1 | 3 | 3 | 1 | 3 | 1 | 1 | 0
SDGE | Sycamore Canyon | 138 | Biomass | 0 | 0 | 0 | 0 | 0 | 0 | 0 | 0 | 0 | 0 | 0 | 1 | 1 | 1 | 1 | [14 empty] | 1 | 3 | 2 | 3 | 1 | 1 | 1 | 0
SDGE | Sycamore Canyon | 230 | Biomass | 0 | 0 | 0 | 0 | 0 | 0 | 0 | 0 | 0 | 0 | 0 | 1 | 1 | 1 | 1 | [14 empty] | 1 | 3 | 2 | 3 | 1 | 1 | 1 | 0
SDGE | Sycamore Canyon | 69 | Biomass | 0 | 0 | 0 | 0 | 0 | 0 | 0 | 0 | 0 | 0 | 0 | 1 | 1 | 1 | 1 | [14 empty] | 1 | 3 | 2 | 3 | 1 | 1 | 1 | 0
SCE Northern | Sylmar | 230 | Biomass | 0 | 0 | 0 | 0 | 0 | 0 | 0 | 0 | 0 | 0 | 0 | 5 | 2 | 4 | 2 | [14 empty] | 3 | 3 | 3 | 3 | 4 | 1 | 1 | 0
PG&E NGBA | Table Mountain | 115 | Biomass | 0 | 0 | 0 | 0 | 0 | 0 | 0 | 0 | 0 | 0 | 0 | 5 | 2 | 1 | 1 | [14 empty] | 1 | 3 | 2 | 1 | 4 | 1 | 1 | 0
PG&E NGBA | Table Mountain | 230 | Biomass | 0 | 0 | 0 | 0 | 0 | 0 | 0 | 0 | 0 | 0 | 0 | 5 | 4 | 1 | 1 | [14 empty] | 1 | 3 | 2 | 1 | 4 | 1 | 1 | 0
PG&E NGBA | Table Mountain | 500 | Biomass | 0 | 0 | 0 | 0 | 0 | 0 | 0 | 0 | 0 | 0 | 0 | 5 | 2 | 1 | 1 | [14 empty] | 1 | 3 | 2 | 1 | 4 | 1 | 1 | 0
PG&E NGBA | Table Mountain | 60 | Biomass | 0 | 0 | 0 | 0 | 0 | 0 | 0 | 0 | 0 | 0 | 0 | 5 | 4 | 1 | 1 | [14 empty] | 1 | 3 | 2 | 1 | 4 | 1 | 1 | 0
PG&E KERN | Taft | 115 | Biomass | 0 | 0 | 0 | 0 | 0 | 0 | 0 | 0 | 0 | 0 | 0 | 5 | 2 | 5 | 2 | [14 empty] | 3 | 3 | 3 | 3 | 3 | 1 | 1 | 0
SDGE | Talega | 138 | Biomass | 0 | 0 | 0 | 0 | 0 | 0 | 0 | 0 | 0 | 0 | 0 | 1 | 1 | 1 | 1 | [14 empty] | 1 | 3 | 2 | 3 | 1 | 1 | 1 | 0
SDGE | Talega | 230 | Biomass | 0 | 0 | 0 | 0 | 0 | 0 | 0 | 0 | 0 | 0 | 0 | 1 | 1 | 1 | 1 | [14 empty] | 1 | 3 | 2 | 3 | 1 | 1 | 1 | 0
PG&E GBA | Tassajara | 230 | Biomass | 0 | 0 | 0 | 0 | 0 | 0 | 0 | 0 | 0 | 0 | 0 | 5 | 2 | 1 | 1 | [14 empty] | 1 | 3 | 2 | 3 | 1 | 1 | 1 | 0
PG&E KERN | Tejon | 70 | Biomass | 0 | 0 | 0 | 0 | 0 | 0 | 0 | 0 | 0 | 0 | 0 | 5 | 2 | 5 | 2 | [14 empty] | 3 | 3 | 2 | 3 | 4 | 1 | 1 | 0
SDGE | Telegraph Canyon | 138 | Biomass | 0 | 0 | 0 | 0 | 0 | 0 | 0 | 0 | 0 | 0 | 0 | 1 | 1 | 1 | 1 | [14 empty] | 1 | 3 | 3 | 3 | 3 | 1 | 1 | 0
PG&E KERN | Temblor | 115 | Biomass | 0 | 0 | 0 | 0 | 0 | 0 | 0 | 0 | 0 | 0 | 0 | 5 | 2 | 5 | 2 | [14 empty] | 3 | 3 | 3 | 3 | 4 | 1 | 1 | 0
PG&E KERN | Templeton | 230 | Biomass | 0 | 0 | 0 | 0 | 0 | 0 | 0 | 0 | 0 | 0 | 0 | 5 | 2 | 5 | 2 | [14 empty] | 1 | 1 | 1 | 1 | 1 | 1 | 1 | 0
PG&E KERN | Templeton | 70 | Biomass | 0 | 0 | 0 | 0 | 0 | 0 | 0 | 0 | 0 | 0 | 0 | 5 | 2 | 5 | 2 | [14 empty] | 1 | 1 | 1 | 1 | 1 | 1 | 5 | 1
PG&E GBA | Tesla | 115 | Biomass | 0 | 0 | 0 | 0 | 0 | 0 | 0 | 0 | 0 | 0 | 0 | 5 | 4 | 1 | 1 | [14 empty] | 1 | 3 | 3 | 3 | 3 | 1 | 1 | 0
PG&E GBA | Tesla | 230 | Biomass | 0 | 0 | 0 | 0 | 0 | 0 | 0 | 0 | 0 | 0 | 0 | 5 | 4 | 1 | 1 | [14 empty] | 1 | 3 | 3 | 3 | 3 | 1 | 1 | 0
PG&E GBA | Tesla | 500 | Biomass | 0 | 0 | 0 | 0 | 0 | 0 | 0 | 0 | 0 | 0 | 0 | 5 | 4 | 1 | 1 | [14 empty] | 1 | 3 | 3 | 3 | 3 | 1 | 1 | 0
PG&E KERN | Tevis | 115 | Biomass | 0 | 0 | 0 | 0 | 0 | 0 | 0 | 0 | 0 | 0 | 0 | 5 | 2 | 5 | 2 | [14 empty] | 3 | 3 | 3 | 3 | 3 | 1 | 1 | 0
EOP | Thousandaire | 138 | Biomass | 0 | 0 | 0 | 0 | 0 | 0 | 0 | 0 | 0 | 0 | 0 | 5 | 2 | 4 | 2 | [14 empty] | 1 | 1 | 1 | 3 | 1 | 1 | 1 | 0
PG&E KERN | Topaz | 230 | Biomass | 0 | 0 | 0 | 0 | 0 | 0 | 0 | 0 | 0 | 0 | 0 | 5 | 2 | 5 | 2 | [14 empty] | 3 | 3 | 3 | 3 | 3 | 1 | 1 | 0
SCE NOL | Tortilla | 115 | Biomass | 0 | 0 | 0 | 0 | 0 | 0 | 0 | 0 | 0 | 0 | 0 | 3 | 3 | 1 | 1 | [14 empty] | 1 | 3 | 2 | 3 | 3 | 1 | 1 | 0
SDGE | Trabuco | 138 | Biomass | 0 | 0 | 0 | 0 | 0 | 0 | 0 | 0 | 0 | 0 | 0 | 1 | 1 | 1 | 1 | [14 empty] | 3 | 3 | 4 | 3 | 3 | 1 | 1 | 0
PG&E GBA | Tracy | 115 | Biomass | 0 | 0 | 0 | 0 | 0 | 0 | 0 | 0 | 0 | 0 | 0 | 5 | 4 | 1 | 1 | [14 empty] | 1 | 3 | 3 | 3 | 3 | 1 | 4 | 1
PG&E FRESNO | Tranquility | 230 | Biomass | 0 | 0 | 0 | 0 | 0 | 0 | 0 | 0 | 0 | 0 | 0 | 5 | 2 | 5 | 2 | [14 empty] | 3 | 3 | 1 | 1 | 4 | 1 | 1 | 0
PG&E GBA | Trimble | 115 | Biomass | 0 | 0 | 0 | 0 | 0 | 0 | 0 | 0 | 0 | 0 | 0 | 5 | 4 | 1 | 1 | [14 empty] | 1 | 3 | 3 | 1 | 3 | 1 | 1 | 0
EOP | Trout Canyon | 230 | Biomass | 0 | 0 | 0 | 0 | 0 | 0 | 0 | 0 | 0 | 0 | 0 | 5 | 2 | 4 | 2 | [14 empty] | 1 | 1 | 1 | 3 | 1 | 1 | 1 | 0
EOP | Trout Canyon | 500 | Biomass | 0 | 0 | 0 | 0 | 0 | 0 | 0 | 0 | 0 | 0 | 0 | 5 | 2 | 4 | 2 | [14 empty] | 1 | 1 | 1 | 3 | 1 | 1 | 1 | 0
PG&E NGBA | Tulucay | 230 | Biomass | 0 | 0 | 0 | 0 | 0 | 0 | 0 | 0 | 0 | 0 | 0 | 5 | 2 | 1 | 1 | [14 empty] | 1 | 3 | 3 | 1 | 1 | 1 | 1 | 0
PG&E NGBA | Tulucay | 60 | Biomass | 0 | 0 | 0 | 0 | 0 | 0 | 0 | 0 | 0 | 0 | 0 | 5 | 2 | 1 | 1 | [14 empty] | 1 | 3 | 3 | 1 | 1 | 1 | 1 | 0
PG&E KERN | Tupman | 115 | Biomass | 0 | 0 | 0 | 0 | 0 | 0 | 0 | 0 | 0 | 0 | 0 | 5 | 2 | 5 | 2 | [14 empty] | 3 | 3 | 3 | 3 | 4 | 1 | 1 | 0
PG&E NGBA | Ukiah | 115 | Biomass | 0 | 0 | 0 | 0 | 0 | 0 | 0 | 0 | 0 | 0 | 0 | 5 | 2 | 1 | 1 | [14 empty] | 1 | 1 | 1 | 1 | 1 | 1 | 1 | 0
PG&E KERN | Union (Estrella) | 70 | Biomass | 0 | 0 | 0 | 0 | 0 | 0 | 0 | 0 | 0 | 0 | 0 | 5 | 2 | 5 | 2 | [14 empty] | 1 | 1 | 1 | 1 | 1 | 1 | 1 | 0
PG&E NGBA | Vaca Dixon | 115 | Biomass | 0 | 0 | 0 | 0 | 0 | 0 | 0 | 0 | 0 | 0 | 0 | 5 | 2 | 1 | 1 | [14 empty] | 1 | 3 | 4 | 3 | 1 | 1 | 1 | 0
PG&E NGBA | Vaca Dixon | 230 | Biomass | 0 | 0 | 0 | 0 | 0 | 0 | 0 | 0 | 0 | 0 | 0 | 5 | 2 | 1 | 1 | [14 empty] | 1 | 3 | 4 | 3 | 1 | 1 | 1 | 0
PG&E NGBA | Vaca Dixon | 500 | Biomass | 0 | 0 | 0 | 0 | 0 | 0 | 0 | 0 | 0 | 0 | 0 | 5 | 2 | 1 | 1 | [14 empty] | 1 | 3 | 4 | 3 | 1 | 1 | 1 | 0
PG&E NGBA | Vaca Dixon | 60 | Biomass | 0 | 0 | 0 | 0 | 0 | 0 | 0 | 0 | 0 | 0 | 0 | 5 | 2 | 1 | 1 | [14 empty] | 1 | 3 | 4 | 3 | 1 | 1 | 1 | 0
SCE Eastern | Valley (SCE) | 500 | Biomass | 0 | 0 | 0 | 0 | 0 | 0 | 0 | 0 | 0 | 0 | 0 | 4 | 4 | 1 | 1 | [14 empty] | 3 | 3 | 4 | 3 | 3 | 1 | 1 | 0
EOP | Valley (VEA) | 138 | Biomass | 0 | 0 | 0 | 0 | 0 | 0 | 0 | 0 | 0 | 0 | 0 | 5 | 2 | 4 | 2 | [14 empty] | 1 | 1 | 1 | 3 | 1 | 1 | 1 | 0
SDGE | Valley Center | 69 | Biomass | 0 | 0 | 0 | 0 | 0 | 0 | 0 | 0 | 0 | 0 | 0 | 1 | 1 | 1 | 1 | [14 empty] | 1 | 3 | 2 | 3 | 1 | 1 | 1 | 0
PG&E GBA | Valley Home | 115 | Biomass | 0 | 0 | 0 | 0 | 0 | 0 | 0 | 0 | 0 | 0 | 0 | 5 | 4 | 1 | 1 | [14 empty] | 3 | 3 | 2 | 1 | 4 | 1 | 1 | 0
PG&E GBA | Valley Springs | 230 | Biomass | 0 | 0 | 0 | 0 | 0 | 0 | 0 | 0 | 0 | 0 | 0 | 5 | 4 | 1 | 1 | [14 empty] | 1 | 3 | 2 | 3 | 1 | 1 | 5 | 1
PG&E GBA | Valley Springs | 60 | Biomass | 0 | 0 | 0 | 0 | 0 | 0 | 0 | 0 | 0 | 0 | 0 | 5 | 4 | 1 | 1 | [14 empty] | 1 | 3 | 2 | 3 | 1 | 1 | 1 | 0
EOP | Valley Switch | 138 | Biomass | 0 | 0 | 0 | 0 | 0 | 0 | 0 | 0 | 0 | 0 | 0 | 5 | 2 | 4 | 2 | [14 empty] | 1 | 1 | 1 | 3 | 1 | 1 | 1 | 0
EOP | Valley Switch | 230 | Biomass | 0 | 0 | 0 | 0 | 0 | 0 | 0 | 0 | 0 | 0 | 0 | 5 | 2 | 4 | 2 | [14 empty] | 1 | 1 | 1 | 3 | 1 | 1 | 1 | 0
PG&E GBA | Vasco | 230 | Biomass | 0 | 0 | 0 | 0 | 0 | 0 | 0 | 0 | 0 | 0 | 0 | 5 | 4 | 1 | 1 | [14 empty] | 1 | 3 | 2 | 3 | 1 | 1 | 1 | 0
PG&E GBA | Vasona | 230 | Biomass | 0 | 0 | 0 | 0 | 0 | 0 | 0 | 0 | 0 | 0 | 0 | 5 | 4 | 1 | 1 | [14 empty] | 1 | 3 | 2 | 1 | 1 | 1 | 1 | 0
SCE Northern | Vestal | 230 | Biomass | 0 | 0 | 0 | 0 | 0 | 0 | 0 | 0 | 0 | 0 | 0 | 1 | 1 | 1 | 1 | [14 empty] | 3 | 3 | 2 | 3 | 4 | 1 | 1 | 0
SCE Northern | Vestal | 66 | Biomass | 0 | 0 | 0 | 0 | 0 | 0 | 0 | 0 | 0 | 0 | 0 | 1 | 1 | 1 | 1 | [14 empty] | 3 | 3 | 2 | 3 | 4 | 1 | 1 | 0
SCE NOL | Victor | 115 | Biomass | 0 | 0 | 0 | 0 | 0 | 0 | 0 | 0 | 0 | 0 | 0 | 1 | 1 | 1 | 1 | [14 empty] | 1 | 3 | 2 | 3 | 3 | 1 | 1 | 0
SCE NOL | Victor | 230 | Biomass | 0 | 0 | 0 | 0 | 0 | 0 | 0 | 0 | 0 | 0 | 0 | 1 | 1 | 1 | 1 | [14 empty] | 1 | 3 | 2 | 3 | 3 | 1 | 1 | 0
SCE Metro | Viejo | 230 | Biomass | 0 | 0 | 0 | 0 | 0 | 0 | 0 | 0 | 0 | 0 | 0 | 1 | 1 | 1 | 1 | [14 empty] | 3 | 3 | 2 | 3 | 3 | 1 | 1 | 0
PG&E GBA | Vierra | 115 | Biomass | 0 | 0 | 0 | 0 | 0 | 0 | 0 | 0 | 0 | 0 | 0 | 5 | 4 | 1 | 1 | [14 empty] | 3 | 3 | 4 | 1 | 4 | 1 | 1 | 0
SCE Metro | Villa Park | 230 | Biomass | 0 | 0 | 0 | 0 | 0 | 0 | 0 | 0 | 0 | 0 | 0 | 1 | 1 | 1 | 1 | [14 empty] | 3 | 3 | 3 | 3 | 3 | 1 | 1 | 0
SCE Northern | Vincent | 230 | Biomass | 0 | 0 | 0 | 0 | 0 | 0 | 0 | 0 | 0 | 0 | 0 | 1 | 1 | 1 | 1 | [14 empty] | 1 | 3 | 1 | 3 | 1 | 1 | 1 | 0
SCE Northern | Vincent | 500 | Biomass | 0 | 0 | 0 | 0 | 0 | 0 | 0 | 0 | 0 | 0 | 0 | 1 | 1 | 1 | 1 | [14 empty] | 1 | 3 | 1 | 3 | 1 | 1 | 1 | 0
PG&E GBA | Vineyard | 230 | Biomass | 0 | 0 | 0 | 0 | 0 | 0 | 0 | 0 | 0 | 0 | 0 | 5 | 4 | 1 | 1 | [14 empty] | 1 | 3 | 3 | 3 | 1 | 1 | 1 | 0
SDGE | Vineyard | 69 | Biomass | 0 | 0 | 0 | 0 | 0 | 0 | 0 | 0 | 0 | 0 | 0 | 1 | 1 | 1 | 1 | [14 empty] | 1 | 3 | 3 | 3 | 1 | 1 | 1 | 0
SCE Eastern | Vista (SCE) | 230 | Biomass | 0 | 0 | 0 | 0 | 0 | 0 | 0 | 0 | 0 | 0 | 0 | 4 | 4 | 1 | 1 | [14 empty] | 3 | 3 | 3 | 3 | 4 | 1 | 5 | 1
EOP | Vista (VEA) | 138 | Biomass | 0 | 0 | 0 | 0 | 0 | 0 | 0 | 0 | 0 | 0 | 0 | 5 | 2 | 4 | 2 | [14 empty] | 1 | 1 | 1 | 3 | 1 | 1 | 1 | 0
EOP | Vista (VEA) | 230 | Biomass | 0 | 0 | 0 | 0 | 0 | 0 | 0 | 0 | 0 | 0 | 0 | 5 | 2 | 4 | 2 | [14 empty] | 1 | 1 | 1 | 3 | 1 | 1 | 1 | 0
PG&E FRESNO | Wahtoke | 115 | Biomass | 0 | 0 | 0 | 0 | 0 | 0 | 0 | 0 | 0 | 0 | 0 | 5 | 2 | 5 | 2 | [14 empty] | 3 | 3 | 2 | 1 | 4 | 1 | 1 | 0
SCE Northern | Wakefield | 66 | Biomass | 0 | 0 | 0 | 0 | 0 | 0 | 0 | 0 | 0 | 0 | 0 | 5 | 2 | 4 | 2 | [14 empty] | 1 | 3 | 1 | 3 | 1 | 1 | 1 | 0
SCE Metro | Walnut | 230 | Biomass | 0 | 0 | 0 | 0 | 0 | 0 | 0 | 0 | 0 | 0 | 0 | 1 | 1 | 1 | 1 | [14 empty] | 3 | 3 | 4 | 3 | 4 | 1 | 1 | 0
SCE Northern | Warne | 230 | Biomass | 0 | 0 | 0 | 0 | 0 | 0 | 0 | 0 | 0 | 0 | 0 | 5 | 2 | 4 | 2 | [14 empty] | 3 | 3 | 1 | 3 | 1 | 1 | 1 | 0
PG&E GBA | Warnerville | 230 | Biomass | 0 | 0 | 0 | 0 | 0 | 0 | 0 | 0 | 0 | 0 | 0 | 5 | 4 | 5 | 2 | [14 empty] | 3 | 3 | 3 | 1 | 3 | 1 | 1 | 0
PG&E FRESNO | Waukena | 115 | Biomass | 0 | 0 | 0 | 0 | 0 | 0 | 0 | 0 | 0 | 0 | 0 | 5 | 2 | 5 | 2 | [14 empty] | 3 | 3 | 2 | 1 | 4 | 1 | 1 | 0
PG&E GBA | Weber | 230 | Biomass | 0 | 0 | 0 | 0 | 0 | 0 | 0 | 0 | 0 | 0 | 0 | 5 | 4 | 1 | 1 | [14 empty] | 3 | 3 | 3 | 1 | 4 | 1 | 1 | 0
PG&E GBA | Weber | 60 | Biomass | 0 | 0 | 0 | 0 | 0 | 0 | 0 | 0 | 0 | 0 | 0 | 5 | 4 | 1 | 1 | [14 empty] | 3 | 3 | 3 | 1 | 4 | 1 | 1 | 0
PG&E FRESNO | West Fresno | 115 | Biomass | 0 | 0 | 0 | 0 | 0 | 0 | 0 | 0 | 0 | 0 | 0 | 5 | 2 | 5 | 2 | [14 empty] | 3 | 3 | 3 | 1 | 4 | 1 | 1 | 0
PG&E FRESNO | Westley | 230 | Biomass | 0 | 0 | 0 | 0 | 0 | 0 | 0 | 0 | 0 | 0 | 0 | 1 | 1 | 1 | 1 | [14 empty] | 3 | 3 | 1 | 1 | 4 | 1 | 1 | 0
PG&E KERN | Westpark | 115 | Biomass | 0 | 0 | 0 | 0 | 0 | 0 | 0 | 0 | 0 | 0 | 0 | 5 | 2 | 5 | 2 | [14 empty] | 3 | 3 | 3 | 3 | 4 | 1 | 1 | 0
PG&E KERN | Wheeler Ridge | 230 | Biomass | 0 | 0 | 0 | 0 | 0 | 0 | 0 | 0 | 0 | 0 | 0 | 5 | 2 | 5 | 2 | [14 empty] | 3 | 3 | 1 | 3 | 4 | 1 | 1 | 0
PG&E KERN | Wheeler Ridge | 115 | Biomass | 0 | 0 | 0 | 0 | 0 | 0 | 0 | 0 | 0 | 0 | 0 | 5 | 2 | 5 | 2 | [14 empty] | 3 | 3 | 1 | 3 | 4 | 1 | 1 | 0
PG&E KERN | Wheeler Ridge | 70 | Biomass | 0 | 0 | 0 | 0 | 0 | 0 | 0 | 0 | 0 | 0 | 0 | 5 | 2 | 5 | 2 | [14 empty] | 3 | 3 | 1 | 3 | 4 | 1 | 1 | 0
SCE Northern | Whirlwind | 230 | Biomass | 0 | 0 | 0 | 0 | 0 | 0 | 0 | 0 | 0 | 0 | 0 | 1 | 1 | 1 | 1 | [14 empty] | 1 | 3 | 1 | 3 | 1 | 1 | 1 | 0
SCE Northern | Whirlwind | 500 | Biomass | 0 | 0 | 0 | 0 | 0 | 0 | 0 | 0 | 0 | 0 | 0 | 1 | 1 | 1 | 1 | [14 empty] | 1 | 3 | 1 | 3 | 1 | 1 | 1 | 0
PG&E GBA | Whisman | 115 | Biomass | 0 | 0 | 0 | 0 | 0 | 0 | 0 | 0 | 0 | 0 | 0 | 1 | 1 | 1 | 1 | [14 empty] | 1 | 3 | 3 | 1 | 3 | 1 | 1 | 0
SCE Eastern | Wildlife | 230 | Biomass | 0 | 0 | 0 | 0 | 0 | 0 | 0 | 0 | 0 | 0 | 0 | 4 | 4 | 1 | 1 | [14 empty] | 3 | 3 | 4 | 3 | 4 | 1 | 1 | 0
PG&E FRESNO | Wilson | 115 | Biomass | 0 | 0 | 0 | 0 | 0 | 0 | 0 | 0 | 0 | 0 | 0 | 5 | 4 | 5 | 2 | 4 | [13 empty] | 3 | 3 | 1 | 1 | 4 | 1 | 1 | 0
PG&E FRESNO | Wilson | 230 | Biomass | 0 | 0 | 0 | 0 | 0 | 0 | 0 | 0 | 0 | 0 | 0 | 5 | 4 | 5 | 2 | [14 empty] | 3 | 3 | 1 | 1 | 4 | 1 | 1 | 0
SCE Northern | Windhub | 230 | Biomass | 0 | 0 | 0 | 0 | 0 | 0 | 0 | 0 | 0 | 0 | 0 | 1 | 1 | 1 | 1 | [14 empty] | 1 | 3 | 1 | 3 | 3 | 1 | 1 | 0
SCE Northern | Windhub | 500 | Biomass | 0 | 0 | 0 | 0 | 0 | 0 | 0 | 0 | 0 | 0 | 0 | 1 | 1 | 1 | 1 | [14 empty] | 1 | 3 | 1 | 3 | 3 | 1 | 1 | 0
PG&E GBA | Windmaster | 230 | Biomass | 0 | 0 | 0 | 0 | 0 | 0 | 0 | 0 | 0 | 0 | 0 | 5 | 2 | 1 | 1 | [14 empty] | 1 | 3 | 3 | 3 | 3 | 1 | 1 | 0
PG&E NGBA | Windsor | 60 | Biomass | 0 | 0 | 0 | 0 | 0 | 0 | 0 | 0 | 0 | 0 | 0 | 5 | 2 | 1 | 1 | [14 empty] | 3 | 3 | 3 | 3 | 3 | 1 | 1 | 0
PG&E NGBA | Woodland | 115 | Biomass | 0 | 0 | 0 | 0 | 0 | 0 | 0 | 0 | 0 | 0 | 0 | 5 | 5 | 3 | 3 | [14 empty] | 1 | 3 | 1 | 1 | 1 | 1 | 1 | 0
PG&E FRESNO | Woodward | 115 | Biomass | 0 | 0 | 0 | 0 | 0 | 0 | 0 | 0 | 0 | 0 | 0 | 5 | 2 | 5 | 2 | [14 empty] | 3 | 3 | 3 | 1 | 3 | 1 | 1 | 0
PG&E NGBA | Wyandotte | 115 | Biomass | 0 | 0 | 0 | 0 | 0 | 0 | 0 | 0 | 0 | 0 | 0 | 5 | 4 | 1 | 1 | [14 empty] | 1 | 3 | 3 | 1 | 3 | 1 | 4 | 1
PG&E KERN | 7th Standard | 115 | Wind, Onshore | 0 | 0 | 0 | 0 | 0 | 0 | 0 | 0 | 0 | 0 | 0 | 5 | 2 | 5 | 2 |  | 1 | 1 | N/A |  |  |  | N/A | N/A | N/A | N/A | N/A | N/A | N/A | 1 | 1 | 3 | 1 | 2 | 1 | 1 | 0
SCE Metro | Alamitos | 230 | Wind, Onshore | 0 | 0 | 0 | 0 | 0 | 0 | 0 | 0 | 0 | 0 | 0 | 1 | 1 | 1 | 1 |  | 1 | 1 | N/A |  |  |  | N/A | N/A | N/A | N/A | N/A | N/A | N/A | 1 | 1 | 1 | 1 | 1 | 1 | 1 | 0
SCE Eastern | Alberhill | 115 | Wind, Onshore | 0 | 0 | 0 | 0 | 0 | 0 | 0 | 0 | 0 | 0 | 0 | 4 | 4 | 1 | 1 |  | 1 | 1 | N/A |  |  |  | N/A | N/A | N/A | N/A | N/A | N/A | N/A | 1 | 1 | 4 | 1 | 1 | 1 | 1 | 0
SCE Eastern | Alberhill | 500 | Wind, Onshore | 0 | 0 | 0 | 0 | 0 | 0 | 0 | 0 | 0 | 0 | 0 | 4 | 4 | 1 | 1 |  | 1 | 1 | N/A |  |  |  | N/A | N/A | N/A | N/A | N/A | N/A | N/A | 1 | 1 | 4 | 1 | 1 | 1 | 1 | 0
PG&E GBA | Alhambra | 115 | Wind, Onshore | 0 | 0 | 0 | 0 | 0 | 0 | 0 | 0 | 0 | 0 | 0 | 5 | 2 | 1 | 1 |  | 1 | 1 | N/A |  |  |  | N/A | N/A | N/A | N/A | N/A | N/A | N/A | 2 | 1 | 2 | 1 | 2 | 1 | 1 | 0
PG&E FRESNO | Alpaugh | 115 | Wind, Onshore | 0 | 0 | 0 | 0 | 0 | 0 | 0 | 0 | 0 | 0 | 0 | 5 | 2 | 5 | 2 |  | 1 | 1 | 1 |  |  |  | 1 | 1 | 1 | 1 | 1 | 1 | 1 | 1 | 1 | 3 | 1 | 1 | 1 | 1 | 0
SDGE | Alpine | 69 | Wind, Onshore | 0 | 0 | 0 | 0 | 0 | 0 | 0 | 0 | 0 | 0 | 0 | 1 | 1 | 1 | 1 |  | 1 | 1 | N/A |  |  |  | N/A | N/A | N/A | N/A | N/A | N/A | N/A | 2 | 1 | 4 | 1 | 3 | 1 | 1 | 0
PG&E GBA | Altamont Midway (Sandhill) | 230 | Wind, Onshore | 0 | 0 | 0 | 0 | 0 | 0 | 0 | 0 | 0 | 0 | 0 | 5 | 2 | 1 | 1 |  | 1 | 1 | 1 |  |  |  | 5 | 3 | 3 | 5 | 5 | 1 | 1 | 2 | 1 | 2 | 1 | 3 | 4+ | 4 | 1
SCE Northern | Antelope | 66 | Wind, Onshore | 0 | 0 | 0 | 0 | 0 | 0 | 0 | 0 | 0 | 0 | 0 | 1 | 1 | 1 | 1 |  | 1 | 1 | 1 |  |  |  | 3 | 1 | 1 | 1 | 1 | 1 | 1 | 2 | 1 | 4 | 1 | 3 | 1 | 1 | 0
SCE Northern | Antelope | 230 | Wind, Onshore | 0 | 0 | 0 | 0 | 0 | 0 | 0 | 0 | 0 | 0 | 0 | 1 | 1 | 1 | 1 | 4 | 1 | 1 | 1 |  |  |  | 3 | 1 | 1 | 1 | 1 | 1 | 1 | 2 | 1 | 4 | 1 | 3 | 1 | 4 | 1
SCE Northern | Antelope | 500 | Wind, Onshore | 0 | 0 | 0 | 0 | 0 | 0 | 0 | 0 | 0 | 0 | 0 | 1 | 1 | 1 | 1 |  | 1 | 1 | 1 |  |  |  | 3 | 1 | 1 | 1 | 1 | 1 | 1 | 2 | 1 | 4 | 1 | 3 | 1 | 1 | 0
PG&E NGBA | Arcata | 60 | Wind, Onshore | 0 | 0 | 0 | 0 | 0 | 0 | 0 | 0 | 0 | 0 | 0 | 5 | 2 | 1 | 1 |  | 1 | 1 | N/A |  |  |  | N/A | N/A | N/A | N/A | N/A | N/A | N/A | 2 | 2 | 4 | 2 | 3 | 1 | 1 | 0
PG&E KERN | Arco | 230 | Wind, Onshore | 0 | 0 | 0 | 0 | 0 | 0 | 0 | 0 | 0 | 0 | 0 | 5 | 2 | 5 | 2 |  | 1 | 1 | N/A |  |  |  | N/A | N/A | N/A | N/A | N/A | N/A | N/A | 1 | 1 | 4 | 1 | 1 | 1 | 1 | 0
PG&E KERN | Arco | 70 | Wind, Onshore | 0 | 0 | 0 | 0 | 0 | 0 | 0 | 0 | 0 | 0 | 0 | 5 | 2 | 5 | 2 |  | 1 | 1 | N/A |  |  |  | N/A | N/A | N/A | N/A | N/A | N/A | N/A | 1 | 1 | 4 | 1 | 1 | 1 | 1 | 0
SCE Metro | ArcoGen | 230 | Wind, Onshore | 0 | 0 | 0 | 0 | 0 | 0 | 0 | 0 | 0 | 0 | 0 | 1 | 1 | 1 | 1 |  | 1 | 1 | N/A |  |  |  | N/A | N/A | N/A | N/A | N/A | N/A | N/A | 1 | 1 | 1 | 1 | 1 | 1 | 1 | 0
SDGE | Artesian | 230 | Wind, Onshore | 0 | 0 | 0 | 0 | 0 | 0 | 0 | 0 | 0 | 0 | 0 | 1 | 1 | 1 | 1 |  | 1 | 1 | N/A |  |  |  | N/A | N/A | N/A | N/A | N/A | N/A | N/A | 2 | 1 | 2 | 1 | 3 | 1 | 1 | 0
SDGE | Artesian | 69 | Wind, Onshore | 0 | 0 | 0 | 0 | 0 | 0 | 0 | 0 | 0 | 0 | 0 | 1 | 1 | 1 | 1 |  | 1 | 1 | N/A |  |  |  | N/A | N/A | N/A | N/A | N/A | N/A | N/A | 2 | 1 | 2 | 1 | 3 | 1 | 1 | 0
PG&E FRESNO | Ashlan | 230 | Wind, Onshore | 0 | 0 | 0 | 0 | 0 | 0 | 0 | 0 | 0 | 0 | 0 | 5 | 4 | 5 | 2 |  | 1 | 1 | N/A |  |  |  | N/A | N/A | N/A | N/A | N/A | N/A | N/A | 1 | 1 | 2 | 2 | 1 | 1 | 1 | 0
PG&E NGBA | Atlantic | 115 | Wind, Onshore | 0 | 0 | 0 | 0 | 0 | 0 | 0 | 0 | 0 | 0 | 0 | 5 | 4 | 1 | 1 |  | 1 | 1 | N/A |  |  |  | N/A | N/A | N/A | N/A | N/A | N/A | N/A | 2 | 1 | 2 | 2 | 3 | 1 | 1 | 0
PG&E NGBA | Atlantic | 230 | Wind, Onshore | 0 | 0 | 0 | 0 | 0 | 0 | 0 | 0 | 0 | 0 | 0 | 5 | 4 | 1 | 1 |  | 1 | 1 | N/A |  |  |  | N/A | N/A | N/A | N/A | N/A | N/A | N/A | 2 | 1 | 2 | 2 | 3 | 1 | 1 | 0
PG&E NGBA | Atlantic | 60 | Wind, Onshore | 0 | 0 | 0 | 0 | 0 | 0 | 0 | 0 | 0 | 0 | 0 | 5 | 4 | 1 | 1 |  | 1 | 1 | N/A |  |  |  | N/A | N/A | N/A | N/A | N/A | N/A | N/A | 2 | 1 | 2 | 2 | 3 | 1 | 1 | 0
PG&E FRESNO | Atwater | 115 | Wind, Onshore | 0 | 0 | 0 | 0 | 0 | 0 | 0 | 0 | 0 | 0 | 0 | 5 | 4 | 5 | 2 |  | 1 | 1 | N/A |  |  |  | N/A | N/A | N/A | N/A | N/A | N/A | N/A | 1 | 1 | 2 | 2 | 1 | 1 | 1 | 0
PG&E GBA | Avena | 115 | Wind, Onshore | 0 | 0 | 0 | 0 | 0 | 0 | 0 | 0 | 0 | 0 | 0 | 5 | 4 | 1 | 1 |  | 1 | 1 | N/A |  |  |  | N/A | N/A | N/A | N/A | N/A | N/A | N/A | 1 | 1 | 3 | 2 | 1 | 1 | 1 | 0
SDGE | Avocado | 69 | Wind, Onshore | 0 | 0 | 0 | 0 | 0 | 0 | 0 | 0 | 0 | 0 | 0 | 1 | 1 | 1 | 1 |  | 1 | 1 | N/A |  |  |  | N/A | N/A | N/A | N/A | N/A | N/A | N/A | 2 | 1 | 3 | 1 | 3 | 1 | 1 | 0
PG&E NGBA | Bahia | 230 | Wind, Onshore | 0 | 0 | 0 | 0 | 0 | 0 | 0 | 0 | 0 | 0 | 0 | 5 | 4 | 1 | 1 |  | 1 | 1 | N/A |  |  |  | N/A | N/A | N/A | N/A | N/A | N/A | N/A | 2 | 1 | 1 | 1 | 2 | 1 | 1 | 0
SCE Northern | Bailey | 230 | Wind, Onshore | 0 | 0 | 0 | 0 | 0 | 0 | 0 | 0 | 0 | 0 | 0 | 5 | 2 | 4 | 2 |  | 1 | 1 | N/A |  |  |  | N/A | N/A | N/A | N/A | N/A | N/A | N/A | 1 | 1 | 4 | 1 | 3 | 4+ | 1 | 1
SCE NOL | Baker | 115 | Wind, Onshore | 0 | 0 | 0 | 0 | 0 | 0 | 0 | 0 | 0 | 0 | 0 | 3 | 3 | 1 | 1 |  | 1 | 1 | N/A |  |  |  | N/A | N/A | N/A | N/A | N/A | N/A | N/A | 2 | 2 | 4 | 1 | 1 | 1 | 1 | 0
PG&E KERN | Bakersfield | 230 | Wind, Onshore | 0 | 0 | 0 | 0 | 0 | 0 | 0 | 0 | 0 | 0 | 0 | 5 | 2 | 5 | 2 |  | 1 | 1 | N/A |  |  |  | N/A | N/A | N/A | N/A | N/A | N/A | N/A | 1 | 1 | 3 | 1 | 1 | 1 | 1 | 0
PG&E FRESNO | Balch | 230 | Wind, Onshore | 0 | 0 | 0 | 0 | 0 | 0 | 0 | 0 | 0 | 0 | 0 | 5 | 2 | 5 | 2 |  | 2 | 1 | 1 |  |  |  | 1 | 1 | 1 | 1 | 1 | 1 | 1 | 1 | 1 | 4 | 2 | 3 | 1 | 1 | 0
SCE Eastern | Bannister | 230 | Wind, Onshore | 0 | 0 | 0 | 0 | 0 | 0 | 0 | 0 | 0 | 0 | 0 | 5 | 4 | 1 | 1 |  | 1 | 1 | N/A |  |  |  | N/A | N/A | N/A | N/A | N/A | N/A | N/A | 2 | 1 | 2 | 2 | 1 | 1 | 1 | 0
SCE Metro | Barre | 230 | Wind, Onshore | 0 | 0 | 0 | 0 | 0 | 0 | 0 | 0 | 0 | 0 | 0 | 1 | 1 | 1 | 1 |  | 1 | 1 | N/A |  |  |  | N/A | N/A | N/A | N/A | N/A | N/A | N/A | 1 | 1 | 1 | 1 | 1 | 1 | 1 | 0
SDGE | Bay Boulevard | 69 | Wind, Onshore | 0 | 0 | 0 | 0 | 0 | 0 | 0 | 0 | 0 | 0 | 0 | 1 | 1 | 1 | 1 |  | 1 | 1 | N/A |  |  |  | N/A | N/A | N/A | N/A | N/A | N/A | N/A | 2 | 1 | 2 | 1 | 1 | 1 | 1 | 0
SDGE | Bay Boulevard | 230 | Wind, Onshore | 0 | 0 | 0 | 0 | 0 | 0 | 0 | 0 | 0 | 0 | 0 | 1 | 1 | 1 | 1 |  | 1 | 1 | N/A |  |  |  | N/A | N/A | N/A | N/A | N/A | N/A | N/A | 2 | 1 | 2 | 1 | 1 | 1 | 1 | 0
EOP | Beatty | 138 | Wind, Onshore | 0 | 0 | 0 | 0 | 0 | 0 | 0 | 0 | 0 | 0 | 0 | 5 | 2 | 4 | 2 |  | 1 | 1 | N/A |  |  |  | N/A | N/A | N/A | N/A | N/A | N/A | N/A | 2 | 2 | 4 | 1 | 3 | 1 | 1 | 0
EOP | Beatty | 230 | Wind, Onshore | 0 | 0 | 0 | 0 | 0 | 0 | 0 | 0 | 0 | 0 | 0 | 5 | 2 | 4 | 2 |  | 1 | 1 | N/A |  |  |  | N/A | N/A | N/A | N/A | N/A | N/A | N/A | 2 | 2 | 4 | 1 | 3 | 1 | 1 | 0
PG&E NGBA | Belden | 230 | Wind, Onshore | 0 | 0 | 0 | 0 | 0 | 0 | 0 | 0 | 0 | 0 | 0 | 5 | 5 | 3 | 3 |  | 1 | 1 | N/A |  |  |  | N/A | N/A | N/A | N/A | N/A | N/A | N/A | 2 | 2 | 4 | 1 | 3 | 1 | 1 | 0
PG&E NGBA | Bell | 115 | Wind, Onshore | 0 | 0 | 0 | 0 | 0 | 0 | 0 | 0 | 0 | 0 | 0 | 5 | 4 | 1 | 1 |  | 1 | 1 | N/A |  |  |  | N/A | N/A | N/A | N/A | N/A | N/A | N/A | 2 | 1 | 4 | 2 | 3 | 1 | 1 | 0
PG&E NGBA | Bellevue | 115 | Wind, Onshore | 0 | 0 | 0 | 0 | 0 | 0 | 0 | 0 | 0 | 0 | 0 | 5 | 2 | 1 | 1 |  | 1 | 1 | N/A |  |  |  | N/A | N/A | N/A | N/A | N/A | N/A | N/A | 2 | 1 | 2 | 2 | 2 | 1 | 1 | 0
PG&E GBA | Bellota | 115 | Wind, Onshore | 0 | 0 | 0 | 0 | 0 | 0 | 0 | 0 | 0 | 0 | 0 | 5 | 4 | 1 | 1 |  | 2 | 1 | 1 |  |  |  | 1 | 1 | 1 | 1 | 1 | 1 | 1 | 1 | 1 | 4 | 2 | 3 | 1 | 1 | 0
PG&E GBA | Bellota | 230 | Wind, Onshore | 0 | 0 | 0 | 0 | 0 | 0 | 0 | 0 | 0 | 0 | 0 | 5 | 4 | 1 | 1 |  | 1 | 1 | N/A |  |  |  | N/A | N/A | N/A | N/A | N/A | N/A | N/A | 1 | 1 | 4 | 2 | 3 | 1 | 1 | 0
SCE Northern | Big Creek | 230 | Wind, Onshore | 0 | 0 | 0 | 0 | 0 | 0 | 0 | 0 | 0 | 0 | 0 | 1 | 1 | 1 | 1 |  | 1 | 1 | N/A |  |  |  | N/A | N/A | N/A | N/A | N/A | N/A | N/A | 1 | 1 | 4 | 2 | 3 | 1 | 1 | 0
PG&E FRESNO | Biola | 70 | Wind, Onshore | 0 | 0 | 0 | 0 | 0 | 0 | 0 | 0 | 0 | 0 | 0 | 5 | 2 | 5 | 2 |  | 1 | 1 | N/A |  |  |  | N/A | N/A | N/A | N/A | N/A | N/A | N/A | 1 | 1 | 4 | 2 | 1 | 1 | 1 | 0
PG&E GBA | Birds Landing | 230 | Wind, Onshore | 0 | 0 | 0 | 0 | 0 | 0 | 0 | 0 | 0 | 0 | 0 | 5 | 4 | 1 | 1 | 3 | 2 | 1 | 1 |  |  |  | 2 | 1 | 1 | 1 | 2 | 1 | 1 | 2 | 1 | 4 | 1 | 1 | 1 | 4 | 1
SCE Northern | Bliss | 66 | Wind, Onshore | 0 | 0 | 0 | 0 | 0 | 0 | 0 | 0 | 0 | 0 | 0 | 1 | 1 | 1 | 1 |  | 1 | 1 | N/A |  |  |  | N/A | N/A | N/A | N/A | N/A | N/A | N/A | 1 | 1 | 4 | 1 | 1 | 1 | 1 | 0
SCE Eastern | Blythe | 161 | Wind, Onshore | 0 | 0 | 0 | 0 | 0 | 0 | 0 | 0 | 0 | 0 | 0 | 5 | 2 | 1 | 1 |  | 1 | 1 | N/A |  |  |  | N/A | N/A | N/A | N/A | N/A | N/A | N/A | 2 | 2 | 2 | 1 | 1 | 1 | 1 | 0
PG&E NGBA | Bogue | 115 | Wind, Onshore | 0 | 0 | 0 | 0 | 0 | 0 | 0 | 0 | 0 | 0 | 0 | 5 | 4 | 1 | 1 |  | 1 | 1 | N/A |  |  |  | N/A | N/A | N/A | N/A | N/A | N/A | N/A | 2 | 2 | 2 | 1 | 2 | 1 | 1 | 0
PG&E FRESNO | Borden | 230 | Wind, Onshore | 0 | 0 | 0 | 0 | 0 | 0 | 0 | 0 | 0 | 0 | 0 | 5 | 2 | 5 | 2 |  | 1 | 1 | N/A |  |  |  | N/A | N/A | N/A | N/A | N/A | N/A | N/A | 1 | 1 | 4 | 2 | 1 | 1 | 1 | 0
PG&E FRESNO | Borden | 70 | Wind, Onshore | 0 | 0 | 0 | 0 | 0 | 0 | 0 | 0 | 0 | 0 | 0 | 5 | 2 | 5 | 2 |  | 1 | 1 | N/A |  |  |  | N/A | N/A | N/A | N/A | N/A | N/A | N/A | 1 | 1 | 4 | 2 | 1 | 1 | 1 | 0
SDGE | Boulevard East | 138 | Wind, Onshore | 0 | 0 | 180 | 0 | 180 | 0 | 0 | 0 | 180 | 0 | 180 | 1 | 1 | 1 | 1 | 1 | 3 | 4 | 3 |  |  |  | 5 | 1 | 1 | 2 | 2 | 2 | 1 | 2 | 1 | 4 | 1 | 3 | 5- | 1 | 1
SDGE | Boulevard East | 69 | Wind, Onshore | 0 | 0 | 0 | 0 | 0 | 0 | 0 | 0 | 0 | 0 | 0 | 1 | 1 | 1 | 1 |  | 1 | 1 | N/A |  |  |  | N/A | N/A | N/A | N/A | N/A | N/A | N/A | 2 | 1 | 4 | 1 | 3 | 1 | 1 | 0
PG&E GBA | Brentwood | 230 | Wind, Onshore | 0 | 0 | 0 | 0 | 0 | 0 | 0 | 0 | 0 | 0 | 0 | 5 | 4 | 1 | 1 |  | 1 | 1 | N/A |  |  |  | N/A | N/A | N/A | N/A | N/A | N/A | N/A | 2 | 1 | 4 | 1 | 3 | 1 | 1 | 0
PG&E NGBA | Bridgeville | 115 | Wind, Onshore | 0 | 0 | 214.5 | 0 | 214.5 | 0 | 0 | 0 | 214.5 | 0 | 214.5 | 5 | 2 | 1 | 1 |  | 3 | 4 | 4 |  |  |  | 2 | 2 | 2 | 2 | 2 | 3 | 2 | 2 | 2 | 4 | 2 | 3 | 5- | 1 | 1
PG&E NGBA | Brighton | 115 | Wind, Onshore | 0 | 0 | 0 | 0 | 0 | 0 | 0 | 0 | 0 | 0 | 0 | 5 | 4 | 1 | 1 |  | 1 | 1 | N/A |  |  |  | N/A | N/A | N/A | N/A | N/A | N/A | N/A | 2 | 1 | 2 | 2 | 1 | 1 | 1 | 0
PG&E NGBA | Brighton | 230 | Wind, Onshore | 0 | 0 | 0 | 0 | 0 | 0 | 0 | 0 | 0 | 0 | 0 | 5 | 4 | 1 | 1 |  | 1 | 1 | N/A |  |  |  | N/A | N/A | N/A | N/A | N/A | N/A | N/A | 2 | 1 | 2 | 2 | 1 | 1 | 1 | 0
PG&E NGBA | Brunswick | 115 | Wind, Onshore | 0 | 0 | 0 | 0 | 0 | 0 | 0 | 0 | 0 | 0 | 0 | 5 | 4 | 1 | 1 |  | 1 | 1 | N/A |  |  |  | N/A | N/A | N/A | N/A | N/A | N/A | N/A | 2 | 1 | 4 | 1 | 3 | 1 | 1 | 0
PG&E NGBA | Bucks Creek | 230 | Wind, Onshore | 0 | 0 | 0 | 0 | 0 | 0 | 0 | 0 | 0 | 0 | 0 | 5 | 5 | 3 | 3 |  | 1 | 1 | N/A |  |  |  | N/A | N/A | N/A | N/A | N/A | N/A | N/A | 2 | 2 | 4 | 1 | 3 | 1 | 1 | 0
PG&E KERN | Buena Vista | 230 | Wind, Onshore | 0 | 0 | 0 | 0 | 0 | 0 | 0 | 0 | 0 | 0 | 0 | 5 | 2 | 5 | 2 |  | 1 | 1 | N/A |  |  |  | N/A | N/A | N/A | N/A | N/A | N/A | N/A | 2 | 2 | 4 | 2 | 1 | 1 | 1 | 0
PG&E FRESNO | Bullard | 115 | Wind, Onshore | 0 | 0 | 0 | 0 | 0 | 0 | 0 | 0 | 0 | 0 | 0 | 5 | 2 | 5 | 2 |  | 1 | 1 | N/A |  |  |  | N/A | N/A | N/A | N/A | N/A | N/A | N/A | 1 | 1 | 1 | 2 | 2 | 1 | 1 | 0
PG&E GBA | Burlingame | 115 | Wind, Onshore | 0 | 0 | 0 | 0 | 0 | 0 | 0 | 0 | 0 | 0 | 0 | 5 | 2 | 1 | 1 |  | 1 | 1 | N/A |  |  |  | N/A | N/A | N/A | N/A | N/A | N/A | N/A | 2 | 1 | 3 | 1 | 2 | 1 | 1 | 0
PG&E NGBA | Burney Forest | 230 | Wind, Onshore | 0 | 0 | 0 | 0 | 0 | 0 | 0 | 0 | 0 | 0 | 0 | 5 | 2 | 1 | 1 |  | 1 | 1 | N/A |  |  |  | N/A | N/A | N/A | N/A | N/A | N/A | N/A | 2 | 2 | 4 | 2 | 3 | 1 | 1 | 0
PG&E NGBA | Butte | 115 | Wind, Onshore | 0 | 0 | 0 | 0 | 0 | 0 | 0 | 0 | 0 | 0 | 0 | 5 | 2 | 1 | 1 |  | 1 | 1 | N/A |  |  |  | N/A | N/A | N/A | N/A | N/A | N/A | N/A | 2 | 1 | 4 | 2 | 2 | 1 | 1 | 0
PG&E KERN | Cabrillo | 115 | Wind, Onshore | 0 | 0 | 0 | 0 | 0 | 0 | 0 | 0 | 0 | 0 | 0 | 5 | 2 | 5 | 2 |  | 4 | 1 | 5 |  |  |  | 5 | 3 | 1 | 1 | 4 | 2 | 1 | 2 | 2 | 4 | 1 | 3 | 1+ | 1 | 1
PG&E FRESNO | Cal Flats | 230 | Wind, Onshore | 0 | 0 | 0 | 0 | 0 | 0 | 0 | 0 | 0 | 0 | 0 | 5 | 2 | 5 | 2 |  | 1 | 1 | N/A |  |  |  | N/A | N/A | N/A | N/A | N/A | N/A | N/A | 2 | 2 | 4 | 2 | 2 | 1 | 1 | 0
SCE NOL | Calcite | 230 | Wind, Onshore | 0 | 0 | 0 | 0 | 0 | 0 | 0 | 0 | 0 | 0 | 0 | 1 | 1 | 1 | 1 |  | 1 | 1 | N/A |  |  |  | N/A | N/A | N/A | N/A | N/A | N/A | N/A | 2 | 1 | 4 | 1 | 3 | 1 | 1 | 0
PG&E KERN | Caliente | 230 | Wind, Onshore | 0 | 0 | 0 | 0 | 0 | 0 | 0 | 0 | 0 | 0 | 0 | 5 | 2 | 5 | 2 | 1 | 1 | 1 | 1 |  |  |  | 3 | 2 | 1 | 1 | 2 | 2 | 1 | 2 | 1 | 4 | 2 | 2 | 1 | 1 | 0
PG&E FRESNO | California Ave | 115 | Wind, Onshore | 0 | 0 | 0 | 0 | 0 | 0 | 0 | 0 | 0 | 0 | 0 | 5 | 2 | 5 | 2 |  | 1 | 1 | 1 |  |  |  | 1 | 1 | 1 | 1 | 1 | 1 | 1 | 1 | 1 | 2 | 2 | 1 | 1 | 1 | 0
PG&E KERN | Callender | 115 | Wind, Onshore | 0 | 0 | 0 | 0 | 0 | 0 | 0 | 0 | 0 | 0 | 0 | 5 | 2 | 5 | 2 |  | 1 | 1 | N/A |  |  |  | N/A | N/A | N/A | N/A | N/A | N/A | N/A | 2 | 2 | 4 | 2 | 2 | 1 | 1 | 0
PG&E NGBA | Calpella | 115 | Wind, Onshore | 0 | 0 | 0 | 0 | 0 | 0 | 0 | 0 | 0 | 0 | 0 | 5 | 2 | 1 | 1 |  | 1 | 1 | N/A |  |  |  | N/A | N/A | N/A | N/A | N/A | N/A | N/A | 2 | 2 | 4 | 2 | 3 | 1 | 1 | 0
PG&E GBA | Camanche | 230 | Wind, Onshore | 0 | 0 | 0 | 0 | 0 | 0 | 0 | 0 | 0 | 0 | 0 | 5 | 4 | 1 | 1 |  | 1 | 1 | N/A |  |  |  | N/A | N/A | N/A | N/A | N/A | N/A | N/A | 1 | 1 | 4 | 2 | 3 | 1 | 1 | 0
SDGE | Cameron | 69 | Wind, Onshore | 0 | 0 | 0 | 0 | 0 | 0 | 0 | 0 | 0 | 0 | 0 | 1 | 1 | 1 | 1 |  | 1 | 1 | N/A |  |  |  | N/A | N/A | N/A | N/A | N/A | N/A | N/A | 1 | 1 | 2 | 1 | 1 | 1 | 1 | 0
SDGE | Cannon | 69 | Wind, Onshore | 0 | 0 | 0 | 0 | 0 | 0 | 0 | 0 | 0 | 0 | 0 | 1 | 1 | 1 | 1 |  | 1 | 1 | N/A |  |  |  | N/A | N/A | N/A | N/A | N/A | N/A | N/A | 2 | 1 | 1 | 1 | 3 | 1 | 1 | 0
PG&E FRESNO | Cantua | 115 | Wind, Onshore | 0 | 0 | 0 | 0 | 0 | 0 | 0 | 0 | 0 | 0 | 0 | 5 | 2 | 5 | 2 |  | 1 | 1 | N/A |  |  |  | N/A | N/A | N/A | N/A | N/A | N/A | N/A | 1 | 1 | 4 | 2 | 1 | 1 | 1 | 0
SDGE | Capistrano | 138 | Wind, Onshore | 0 | 0 | 0 | 0 | 0 | 0 | 0 | 0 | 0 | 0 | 0 | 1 | 1 | 1 | 1 |  | 1 | 1 | N/A |  |  |  | N/A | N/A | N/A | N/A | N/A | N/A | N/A | 1 | 1 | 2 | 1 | 3 | 1 | 1 | 0
SDGE | Capistrano | 230 | Wind, Onshore | 0 | 0 | 0 | 0 | 0 | 0 | 0 | 0 | 0 | 0 | 0 | 1 | 1 | 1 | 1 |  | 1 | 1 | N/A |  |  |  | N/A | N/A | N/A | N/A | N/A | N/A | N/A | 1 | 1 | 2 | 1 | 3 | 1 | 1 | 0
PG&E NGBA | Carberry | 230 | Wind, Onshore | 0 | 0 | 0 | 0 | 0 | 0 | 0 | 0 | 0 | 0 | 0 | 5 | 2 | 1 | 1 |  | 1 | 1 | N/A |  |  |  | N/A | N/A | N/A | N/A | N/A | N/A | N/A | 2 | 2 | 4 | 2 | 3 | 1 | 1 | 0
SCE Eastern | Cardiff | 66 | Wind, Onshore | 0 | 0 | 0 | 0 | 0 | 0 | 0 | 0 | 0 | 0 | 0 | 4 | 4 | 1 | 1 |  | 1 | 1 | N/A |  |  |  | N/A | N/A | N/A | N/A | N/A | N/A | N/A | 1 | 1 | 2 | 1 | 1 | 1 | 1 | 0
PG&E NGBA | Caribou | 60 | Wind, Onshore | 0 | 0 | 0 | 0 | 0 | 0 | 0 | 0 | 0 | 0 | 0 | 5 | 4 | 1 | 1 |  | 2 | 1 | 1 |  |  |  | 3 | 1 | 3 | 2 | 3 | 3 | 1 | 2 | 2 | 4 | 1 | 3 | 1 | 1 | 0
PG&E NGBA | Caribou | 115 | Wind, Onshore | 0 | 0 | 0 | 0 | 0 | 0 | 0 | 0 | 0 | 0 | 0 | 5 | 4 | 1 | 1 |  | 2 | 1 | 1 |  |  |  | 3 | 1 | 3 | 2 | 3 | 3 | 1 | 2 | 2 | 4 | 1 | 3 | 1 | 1 | 0
PG&E NGBA | Caribou | 230 | Wind, Onshore | 0 | 0 | 0 | 0 | 0 | 0 | 0 | 0 | 0 | 0 | 0 | 5 | 4 | 1 | 1 |  | 2 | 1 | 1 |  |  |  | 3 | 1 | 3 | 2 | 3 | 3 | 1 | 2 | 2 | 4 | 1 | 3 | 1 | 1 | 0
EOP | Carpenter Canyon (fka Gamebird) | 138 | Wind, Onshore | 0 | 0 | 0 | 0 | 0 | 0 | 0 | 0 | 0 | 0 | 0 | 5 | 2 | 4 | 2 |  | 1 | 1 | N/A |  |  |  | N/A | N/A | N/A | N/A | N/A | N/A | N/A | 2 | 2 | 4 | 1 | 3 | 1 | 1 | 0
EOP | Carpenter Canyon (fka Gamebird) | 230 | Wind, Onshore | 0 | 0 | 0 | 0 | 0 | 0 | 0 | 0 | 0 | 0 | 0 | 5 | 2 | 4 | 2 |  | 1 | 1 | N/A |  |  |  | N/A | N/A | N/A | N/A | N/A | N/A | N/A | 2 | 2 | 4 | 1 | 3 | 1 | 1 | 0
PG&E NGBA | Carquinez | 115 | Wind, Onshore | 0 | 0 | 0 | 0 | 0 | 0 | 0 | 0 | 0 | 0 | 0 | 5 | 2 | 1 | 1 |  | 1 | 1 | N/A |  |  |  | N/A | N/A | N/A | N/A | N/A | N/A | N/A | 2 | 1 | 2 | 1 | 1 | 1 | 1 | 0
SDGE | Carrizo Gorge | 138 | Wind, Onshore | 0 | 0 | 0 | 0 | 0 | 0 | 0 | 0 | 0 | 0 | 0 | 1 | 1 | 1 | 1 |  | 1 | 1 | N/A |  |  |  | N/A | N/A | N/A | N/A | N/A | N/A | N/A | 2 | 1 | 4 | 1 | 3 | 1 | 1 | 0
PG&E KERN | Carrizo Plains | 115 | Wind, Onshore | 0 | 0 | 0 | 0 | 0 | 0 | 0 | 0 | 0 | 0 | 0 | 5 | 2 | 5 | 2 |  | 1 | 1 | N/A |  |  |  | N/A | N/A | N/A | N/A | N/A | N/A | N/A | 2 | 1 | 4 | 2 | 2 | 1 | 1 | 0
PG&E KERN | Casaloma | 230 | Wind, Onshore | 0 | 0 | 0 | 0 | 0 | 0 | 0 | 0 | 0 | 0 | 0 | 5 | 2 | 5 | 2 |  | 1 | 1 | N/A |  |  |  | N/A | N/A | N/A | N/A | N/A | N/A | N/A | 1 | 1 | 3 | 1 | 1 | 1 | 1 | 0
PG&E GBA | Castro Valley | 230 | Wind, Onshore | 0 | 0 | 0 | 0 | 0 | 0 | 0 | 0 | 0 | 0 | 0 | 5 | 4 | 1 | 1 |  | 1 | 1 | N/A |  |  |  | N/A | N/A | N/A | N/A | N/A | N/A | N/A | 2 | 1 | 2 | 1 | 2 | 1 | 1 | 0
PG&E GBA | Cayetano | 230 | Wind, Onshore | 0 | 0 | 0 | 0 | 0 | 0 | 0 | 0 | 0 | 0 | 0 | 5 | 4 | 1 | 1 |  | 1 | 1 | N/A |  |  |  | N/A | N/A | N/A | N/A | N/A | N/A | N/A | 2 | 1 | 3 | 1 | 3 | 1 | 1 | 0
SCE Metro | Center | 230 | Wind, Onshore | 0 | 0 | 0 | 0 | 0 | 0 | 0 | 0 | 0 | 0 | 0 | 1 | 1 | 1 | 1 |  | 1 | 1 | N/A |  |  |  | N/A | N/A | N/A | N/A | N/A | N/A | N/A | 1 | 1 | 1 | 1 | 1 | 1 | 1 | 0
PG&E KERN | Charca | 115 | Wind, Onshore | 0 | 0 | 0 | 0 | 0 | 0 | 0 | 0 | 0 | 0 | 0 | 5 | 2 | 5 | 2 |  | 1 | 1 | N/A |  |  |  | N/A | N/A | N/A | N/A | N/A | N/A | N/A | 1 | 1 | 4 | 1 | 1 | 1 | 1 | 0
EOP | Charleston | 138 | Wind, Onshore | 0 | 0 | 0 | 0 | 0 | 0 | 0 | 0 | 0 | 0 | 0 | 5 | 2 | 4 | 2 |  | 1 | 1 | N/A |  |  |  | N/A | N/A | N/A | N/A | N/A | N/A | N/A | 2 | 2 | 4 | 1 | 3 | 1 | 1 | 0
SCE Metro | Chevmain | 230 | Wind, Onshore | 0 | 0 | 0 | 0 | 0 | 0 | 0 | 0 | 0 | 0 | 0 | 1 | 1 | 1 | 1 |  | 1 | 1 | N/A |  |  |  | N/A | N/A | N/A | N/A | N/A | N/A | N/A | 1 | 1 | 1 | 1 | 1 | 1 | 1 | 0
SDGE | Chicarita | 138 | Wind, Onshore | 0 | 0 | 0 | 0 | 0 | 0 | 0 | 0 | 0 | 0 | 0 | 1 | 1 | 1 | 1 |  | 1 | 1 | N/A |  |  |  | N/A | N/A | N/A | N/A | N/A | N/A | N/A | 2 | 1 | 3 | 1 | 3 | 1 | 1 | 0
SCE Metro | Chino | 230 | Wind, Onshore | 0 | 0 | 0 | 0 | 0 | 0 | 0 | 0 | 0 | 0 | 0 | 1 | 1 | 1 | 1 |  | 1 | 1 | 1 |  |  |  | 1 | 1 | 1 | 1 | 1 | 1 | 1 | 1 | 1 | 1 | 1 | 2 | 1 | 1 | 0 | Mapping location requires a new Tx line to California for Wyoming wind, location based on identified interconnection point from CAISO’s first 20-year outlook conducted in 2021.
PG&E FRESNO | Chowchilla | 115 | Wind, Onshore | 0 | 0 | 0 | 0 | 0 | 0 | 0 | 0 | 0 | 0 | 0 | 5 | 2 | 5 | 2 |  | 1 | 1 | N/A |  |  |  | N/A | N/A | N/A | N/A | N/A | N/A | N/A | 1 | 1 | 1 | 2 | 2 | 1 | 1 | 0
PG&E GBA | Christie | 60 | Wind, Onshore | 0 | 0 | 0 | 0 | 0 | 0 | 0 | 0 | 0 | 0 | 0 | 5 | 4 | 1 | 1 |  | 3 | 1 | 1 |  |  |  | 2 | 2 | 1 | 1 | 3 | 1 | 1 | 2 | 1 | 2 | 1 | 2 | 1 | 1 | 0
PG&E GBA | Christie | 115 | Wind, Onshore | 0 | 0 | 0 | 0 | 0 | 0 | 0 | 0 | 0 | 0 | 0 | 5 | 2 | 1 | 1 |  | 3 | 1 | 1 |  |  |  | 2 | 2 | 1 | 1 | 3 | 1 | 1 | 2 | 1 | 2 | 1 | 2 | 1 | 1 | 0
SCE Eastern | Cielo Azul | 500 | Wind, Onshore | 0 | 0 | 0 | 0 | 0 | 0 | 0 | 0 | 0 | 0 | 0 | 5 | 4 | 4 | 4 |  | 1 | 1 | N/A |  |  |  | N/A | N/A | N/A | N/A | N/A | N/A | N/A | 2 | 2 | 4 | 1 | 3 | 1 | 1 | 0
PG&E GBA | Clay | 60 | Wind, Onshore | 0 | 0 | 0 | 0 | 0 | 0 | 0 | 0 | 0 | 0 | 0 | 5 | 4 | 1 | 1 |  | 1 | 1 | N/A |  |  |  | N/A | N/A | N/A | N/A | N/A | N/A | N/A | 2 | 1 | 3 | 1 | 3 | 1 | 1 | 0
PG&E GBA | Clayton | 115 | Wind, Onshore | 0 | 0 | 0 | 0 | 0 | 0 | 0 | 0 | 0 | 0 | 0 | 5 | 2 | 1 | 1 |  | 1 | 1 | N/A |  |  |  | N/A | N/A | N/A | N/A | N/A | N/A | N/A | 2 | 1 | 4 | 1 | 2 | 1 | 1 | 0
PG&E NGBA | Cloverdale | 115 | Wind, Onshore | 0 | 0 | 0 | 0 | 0 | 0 | 0 | 0 | 0 | 0 | 0 | 5 | 2 | 1 | 1 |  | 1 | 1 | N/A |  |  |  | N/A | N/A | N/A | N/A | N/A | N/A | N/A | 2 | 2 | 4 | 2 | 3 | 1 | 1 | 0
PG&E FRESNO | Clovis | 115 | Wind, Onshore | 0 | 0 | 0 | 0 | 0 | 0 | 0 | 0 | 0 | 0 | 0 | 5 | 2 | 5 | 2 |  | 1 | 1 | N/A |  |  |  | N/A | N/A | N/A | N/A | N/A | N/A | N/A | 1 | 1 | 2 | 2 | 2 | 1 | 1 | 0
PG&E GBA | Coburn | 230 | Wind, Onshore | 0 | 0 | 0 | 0 | 0 | 0 | 0 | 0 | 0 | 0 | 0 | 5 | 4 | 5 | 2 |  | 1 | 1 | 1 |  |  |  | 5 | 2 | 1 | 1 | 2 | 1 | 1 | 2 | 2 | 2 | 2 | 3 | 1 | 5 | 1
PG&E GBA | Coburn | 60 | Wind, Onshore | 0 | 0 | 0 | 0 | 0 | 0 | 0 | 0 | 0 | 0 | 0 | 5 | 4 | 5 | 2 |  | 1 | 1 | 1 |  |  |  | 5 | 2 | 1 | 1 | 2 | 1 | 1 | 2 | 2 | 2 | 2 | 3 | 1 | 1 | 0
PG&E NGBA | Colgate | 230 | Wind, Onshore | 0 | 0 | 0 | 0 | 0 | 0 | 0 | 0 | 0 | 0 | 0 | 5 | 4 | 1 | 1 |  | 1 | 1 | N/A |  |  |  | N/A | N/A | N/A | N/A | N/A | N/A | N/A | 2 | 1 | 4 | 1 | 3 | 1 | 1 | 0
PG&E GBA | Collierville | 230 | Wind, Onshore | 0 | 0 | 0 | 0 | 0 | 0 | 0 | 0 | 0 | 0 | 0 | 5 | 4 | 1 | 1 |  | 2 | 1 | 1 |  |  |  | 5 | 1 | 1 | 1 | 1 | 1 | 1 | 2 | 1 | 4 | 1 | 3 | 1 | 1 | 0
PG&E GBA | Collinsville | 230 | Wind, Onshore | 0 | 0 | 0 | 0 | 0 | 0 | 0 | 0 | 0 | 0 | 0 | 5 | 2 | 1 | 1 |  | 1 | 1 | N/A |  |  |  | N/A | N/A | N/A | N/A | N/A | N/A | N/A | 2 | 1 | 3 | 1 | 1 | 1 | 1 | 0
PG&E GBA | Collinsville | 500 | Wind, Onshore | 0 | 0 | 0 | 0 | 0 | 0 | 0 | 0 | 0 | 0 | 0 | 5 | 2 | 1 | 1 |  | 1 | 1 | N/A |  |  |  | N/A | N/A | N/A | N/A | N/A | N/A | N/A | 2 | 1 | 3 | 1 | 1 | 1 | 1 | 0
SCE Eastern | Colorado River | 230 | Wind, Onshore | 0 | 0 | 0 | 0 | 0 | 0 | 0 | 0 | 0 | 0 | 0 | 4 | 4 | 4 | 4 |  | 1 | 1 | N/A |  |  |  | N/A | N/A | N/A | N/A | N/A | N/A | N/A | 2 | 2 | 3 | 1 | 3 | 1 | 1 | 0
SCE Eastern | Colorado River | 500 | Wind, Onshore | 0 | 0 | 0 | 0 | 0 | 0 | 0 | 0 | 0 | 0 | 0 | 4 | 4 | 4 | 4 |  | 1 | 1 | N/A |  |  |  | N/A | N/A | N/A | N/A | N/A | N/A | N/A | 2 | 2 | 3 | 1 | 3 | 1 | 1 | 0
PG&E KERN | Columbus | 115 | Wind, Onshore | 0 | 0 | 0 | 0 | 0 | 0 | 0 | 0 | 0 | 0 | 0 | 5 | 2 | 5 | 2 |  | 2 | 1 | 1 |  |  |  | 1 | 1 | 1 | 1 | 1 | 1 | 1 | 1 | 1 | 2 | 1 | 2 | 1 | 1 | 0
PG&E GBA | Contra Costa | 115 | Wind, Onshore | 0 | 0 | 0 | 0 | 0 | 0 | 0 | 0 | 0 | 0 | 0 | 5 | 4 | 1 | 1 |  | 2 | 1 | 1 |  |  |  | 2 | 1 | 2 | 1 | 2 | 1 | 1 | 2 | 1 | 2 | 1 | 2 | 1 | 1 | 0
PG&E GBA | Contra Costa | 230 | Wind, Onshore | 0 | 0 | 0 | 0 | 0 | 0 | 0 | 0 | 0 | 0 | 0 | 5 | 4 | 1 | 1 |  | 2 | 1 | 1 |  |  |  | 2 | 1 | 2 | 1 | 2 | 1 | 1 | 2 | 1 | 2 | 1 | 2 | 1 | 1 | 0
PG&E GBA | Contra Costa PP | 230 | Wind, Onshore | 0 | 0 | 0 | 0 | 0 | 0 | 0 | 0 | 0 | 0 | 0 | 5 | 4 | 1 | 1 |  | 1 | 1 | N/A |  |  |  | N/A | N/A | N/A | N/A | N/A | N/A | N/A | 2 | 1 | 1 | 1 | 2 | 1 | 1 | 0
SCE NOL | Control | 115 | Wind, Onshore | 0 | 0 | 0 | 0 | 0 | 0 | 0 | 0 | 0 | 0 | 0 | 3 | 3 | 1 | 1 |  | 1 | 1 | N/A |  |  |  | N/A | N/A | N/A | N/A | N/A | N/A | N/A | 2 | 2 | 4 | 1 | 3 | 1 | 1 | 0
SCE NOL | Control | 55 | Wind, Onshore | 0 | 0 | 0 | 0 | 0 | 0 | 0 | 0 | 0 | 0 | 0 | 3 | 3 | 1 | 1 |  | 1 | 1 | N/A |  |  |  | N/A | N/A | N/A | N/A | N/A | N/A | N/A | 2 | 2 | 4 | 1 | 3 | 1 | 1 | 0
PG&E GBA | Cooley Landing | 115 | Wind, Onshore | 0 | 0 | 0 | 0 | 0 | 0 | 0 | 0 | 0 | 0 | 0 | 5 | 2 | 1 | 1 |  | 3 | 1 | 1 |  |  |  | 1 | 1 | 1 | 1 | 1 | 1 | 1 | 2 | 1 | 2 | 1 | 1 | 1 | 1 | 0
PG&E GBA | Cooley Landing | 60 | Wind, Onshore | 0 | 0 | 0 | 0 | 0 | 0 | 0 | 0 | 0 | 0 | 0 | 1 | 1 | 1 | 1 |  | 3 | 1 | 1 |  |  |  | 1 | 1 | 1 | 1 | 1 | 1 | 1 | 2 | 1 | 2 | 1 | 1 | 1 | 1 | 0
SCE NOL | Coolwater | 230 | Wind, Onshore | 0 | 0 | 0 | 0 | 0 | 0 | 0 | 0 | 0 | 0 | 0 | 3 | 3 | 1 | 1 |  | 3 | 1 | 1 |  |  |  | 1 | 1 | 1 | 1 | 1 | 2 | 1 | 2 | 1 | 2 | 1 | 1 | 4+ | 1 | 1
SCE NOL | Coolwater | 115 | Wind, Onshore | 0 | 0 | 0 | 0 | 0 | 0 | 0 | 0 | 0 | 0 | 0 | 3 | 3 | 1 | 1 | 3 | 3 | 1 | 1 |  |  |  | 1 | 1 | 1 | 1 | 1 | 2 | 1 | 2 | 1 | 2 | 1 | 1 | 1 | 5 | 1
PG&E KERN | Copus | 70 | Wind, Onshore | 0 | 0 | 0 | 0 | 0 | 0 | 0 | 0 | 0 | 0 | 0 | 5 | 2 | 5 | 2 |  | 1 | 1 | N/A |  |  |  | N/A | N/A | N/A | N/A | N/A | N/A | N/A | 1 | 1 | 3 | 1 | 1 | 1 | 1 | 0
PG&E FRESNO | Corcoran | 70 | Wind, Onshore | 0 | 0 | 0 | 0 | 0 | 0 | 0 | 0 | 0 | 0 | 0 | 5 | 2 | 5 | 2 |  | 1 | 1 | N/A |  |  |  | N/A | N/A | N/A | N/A | N/A | N/A | N/A | 1 | 1 | 4 | 2 | 1 | 1 | 1 | 0
PG&E FRESNO | Corcoran | 115 | Wind, Onshore | 0 | 0 | 0 | 0 | 0 | 0 | 0 | 0 | 0 | 0 | 0 | 5 | 2 | 5 | 2 |  | 1 | 1 | N/A |  |  |  | N/A | N/A | N/A | N/A | N/A | N/A | N/A | 1 | 1 | 4 | 2 | 1 | 1 | 1 | 0
PG&E NGBA | Corona | 115 | Wind, Onshore | 0 | 0 | 0 | 0 | 0 | 0 | 0 | 0 | 0 | 0 | 0 | 5 | 2 | 1 | 1 |  | 1 | 1 | N/A |  |  |  | N/A | N/A | N/A | N/A | N/A | N/A | N/A | 2 | 1 | 3 | 2 | 3 | 1 | 1 | 0
PG&E NGBA | Cortina | 230 | Wind, Onshore | 0 | 0 | 0 | 0 | 0 | 0 | 0 | 0 | 0 | 0 | 0 | 5 | 2 | 1 | 1 |  | 1 | 1 | N/A |  |  |  | N/A | N/A | N/A | N/A | N/A | N/A | N/A | 2 | 2 | 4 | 1 | 3 | 1 | 1 | 0
PG&E NGBA | Cortina | 115 | Wind, Onshore | 0 | 0 | 0 | 0 | 0 | 0 | 0 | 0 | 0 | 0 | 0 | 5 | 2 | 1 | 1 |  | 1 | 1 | N/A |  |  |  | N/A | N/A | N/A | N/A | N/A | N/A | N/A | 2 | 2 | 4 | 1 | 3 | 1 | 1 | 0
PG&E GBA | Cottle | 230 | Wind, Onshore | 0 | 0 | 0 | 0 | 0 | 0 | 0 | 0 | 0 | 0 | 0 | 5 | 4 | 5 | 2 |  | 1 | 1 | N/A |  |  |  | N/A | N/A | N/A | N/A | N/A | N/A | N/A | 1 | 1 | 3 | 2 | 1 | 1 | 1 | 0
PG&E NGBA | Cottonwood | 115 | Wind, Onshore | 0 | 0 | 0 | 0 | 0 | 0 | 0 | 0 | 0 | 0 | 0 | 5 | 2 | 1 | 1 |  | 4 | 1 | 1 |  |  |  | 5 | 1 | 1 | 1 | 1 | 2 | 1 | 2 | 2 | 3 | 2 | 3 | 1 | 1 | 0
PG&E NGBA | Cottonwood | 230 | Wind, Onshore | 0 | 0 | 0 | 0 | 0 | 0 | 0 | 0 | 0 | 0 | 0 | 5 | 2 | 1 | 1 |  | 4 | 1 | 1 |  |  |  | 5 | 1 | 1 | 1 | 1 | 2 | 1 | 2 | 2 | 3 | 2 | 3 | 1 | 1 | 0
PG&E NGBA | Cottonwood | 60 | Wind, Onshore | 0 | 0 | 0 | 0 | 0 | 0 | 0 | 0 | 0 | 0 | 0 | 5 | 2 | 1 | 1 |  | 4 | 1 | 1 |  |  |  | 5 | 1 | 1 | 1 | 1 | 2 | 1 | 2 | 2 | 3 | 2 | 3 | 1 | 1 | 0
PG&E NGBA | Cove Road | 230 | Wind, Onshore | 0 | 0 | 0 | 0 | 0 | 0 | 0 | 0 | 0 | 0 | 0 | 5 | 2 | 1 | 1 |  | 1 | 1 | N/A |  |  |  | N/A | N/A | N/A | N/A | N/A | N/A | N/A | 2 | 2 | 4 | 2 | 3 | 1 | 1 | 0
PG&E GBA | Coyote | 230 | Wind, Onshore | 0 | 0 | 0 | 0 | 0 | 0 | 0 | 0 | 0 | 0 | 0 | 5 | 4 | 1 | 1 |  | 1 | 1 | N/A |  |  |  | N/A | N/A | N/A | N/A | N/A | N/A | N/A | 2 | 1 | 3 | 2 | 2 | 1 | 1 | 0
PG&E GBA | Crazy Horse Canyon | 115 | Wind, Onshore | 0 | 0 | 0 | 0 | 0 | 0 | 0 | 0 | 0 | 0 | 0 | 1 | 1 | 1 | 1 |  | 1 | 1 | N/A |  |  |  | N/A | N/A | N/A | N/A | N/A | N/A | N/A | 2 | 2 | 4 | 2 | 3 | 1 | 1 | 0
SDGE | Creelman | 69 | Wind, Onshore | 0 | 0 | 0 | 0 | 0 | 0 | 0 | 0 | 0 | 0 | 0 | 1 | 1 | 1 | 1 |  | 1 | 1 | N/A |  |  |  | N/A | N/A | N/A | N/A | N/A | N/A | N/A | 2 | 1 | 4 | 1 | 3 | 1 | 1 | 0
PG&E FRESNO | Crescent | 70 | Wind, Onshore | 0 | 0 | 0 | 0 | 0 | 0 | 0 | 0 | 0 | 0 | 0 | 5 | 2 | 5 | 2 |  | 1 | 1 | N/A |  |  |  | N/A | N/A | N/A | N/A | N/A | N/A | N/A | 1 | 1 | 3 | 2 | 1 | 1 | 1 | 0
PG&E FRESNO | Cressey | 115 | Wind, Onshore | 0 | 0 | 0 | 0 | 0 | 0 | 0 | 0 | 0 | 0 | 0 | 5 | 4 | 5 | 2 |  | 1 | 1 | N/A |  |  |  | N/A | N/A | N/A | N/A | N/A | N/A | N/A | 1 | 1 | 3 | 2 | 1 | 1 | 1 | 0
PG&E NGBA | Cresta | 230 | Wind, Onshore | 0 | 0 | 0 | 0 | 0 | 0 | 0 | 0 | 0 | 0 | 0 | 5 | 5 | 3 | 3 |  | 1 | 1 | N/A |  |  |  | N/A | N/A | N/A | N/A | N/A | N/A | N/A | 2 | 1 | 4 | 2 | 3 | 1 | 1 | 0
SDGE | Crestwood | 69 | Wind, Onshore | 0 | 0 | 0 | 0 | 0 | 0 | 0 | 0 | 0 | 0 | 0 | 1 | 1 | 1 | 1 |  | 1 | 1 | N/A |  |  |  | N/A | N/A | N/A | N/A | N/A | N/A | N/A | 2 | 1 | 4 | 1 | 3 | 1 | 1 | 0
PG&E GBA | Crow Creek | 60 | Wind, Onshore | 0 | 0 | 0 | 0 | 0 | 0 | 0 | 0 | 0 | 0 | 0 | 5 | 4 | 1 | 1 |  | 1 | 1 | N/A |  |  |  | N/A | N/A | N/A | N/A | N/A | N/A | N/A | 1 | 1 | 4 | 2 | 1 | 1 | 1 | 0
PG&E GBA | Crows Landing | 60 | Wind, Onshore | 0 | 0 | 0 | 0 | 0 | 0 | 0 | 0 | 0 | 0 | 0 | 5 | 4 | 1 | 1 |  | 1 | 1 | N/A |  |  |  | N/A | N/A | N/A | N/A | N/A | N/A | N/A | 1 | 1 | 4 | 2 | 1 | 1 | 1 | 0
PG&E GBA | Curtis | 115 | Wind, Onshore | 0 | 0 | 0 | 0 | 0 | 0 | 0 | 0 | 0 | 0 | 0 | 5 | 4 | 1 | 1 |  | 1 | 1 | N/A |  |  |  | N/A | N/A | N/A | N/A | N/A | N/A | N/A | 2 | 1 | 4 | 1 | 3 | 1 | 1 | 0
PG&E FRESNO | Dairyland | 115 | Wind, Onshore | 0 | 0 | 0 | 0 | 0 | 0 | 0 | 0 | 0 | 0 | 0 | 5 | 2 | 5 | 2 |  | 1 | 1 | N/A |  |  |  | N/A | N/A | N/A | N/A | N/A | N/A | N/A | 1 | 1 | 3 | 2 | 1 | 1 | 1 | 0
PG&E NGBA | Davis | 115 | Wind, Onshore | 0 | 0 | 0 | 0 | 0 | 0 | 0 | 0 | 0 | 0 | 0 | 5 | 2 | 1 | 1 |  | 1 | 1 | N/A |  |  |  | N/A | N/A | N/A | N/A | N/A | N/A | N/A | 2 | 1 | 4 | 2 | 3 | 1 | 1 | 0
SCE Metro | Del Amo | 500 | Wind, Onshore | 0 | 0 | 0 | 0 | 0 | 0 | 0 | 0 | 0 | 0 | 0 | 1 | 1 | 1 | 1 |  | 1 | 1 | N/A |  |  |  | N/A | N/A | N/A | N/A | N/A | N/A | N/A | 1 | 1 | 3 | 1 | 2 | 1 | 1 | 0
SCE Metro | Del Amo | 230 | Wind, Onshore | 0 | 0 | 0 | 0 | 0 | 0 | 0 | 0 | 0 | 0 | 0 | 1 | 1 | 1 | 1 |  | 1 | 1 | N/A |  |  |  | N/A | N/A | N/A | N/A | N/A | N/A | N/A | 1 | 1 | 3 | 1 | 2 | 1 | 1 | 0
SCE Eastern | Delaney | 500 | Wind, Onshore | 0 | 0 | 0 | 0 | 0 | 0 | 0 | 0 | 0 | 0 | 0 | 5 | 4 | 4 | 4 |  | 1 | 1 | N/A |  |  |  | N/A | N/A | N/A | N/A | N/A | N/A | N/A | 2 | 1 | 4 | 2 | 3 | 1 | 1 | 0
PG&E NGBA | Delevan | 230 | Wind, Onshore | 0 | 0 | 0 | 0 | 0 | 0 | 0 | 0 | 0 | 0 | 0 | 5 | 2 | 1 | 1 |  | 1 | 1 | N/A |  |  |  | N/A | N/A | N/A | N/A | N/A | N/A | N/A | 2 | 2 | 1 | 1 | 3 | 1 | 1 | 0
PG&E GBA | Delta PP | 230 | Wind, Onshore | 0 | 0 | 0 | 0 | 0 | 0 | 0 | 0 | 0 | 0 | 0 | 5 | 2 | 1 | 1 |  | 1 | 1 | N/A |  |  |  | N/A | N/A | N/A | N/A | N/A | N/A | N/A | 2 | 1 | 3 | 1 | 2 | 1 | 1 | 0
EOP | Desert View | 230 | Wind, Onshore | 0 | 0 | 0 | 0 | 0 | 0 | 0 | 0 | 0 | 0 | 0 | 5 | 2 | 4 | 2 |  | 1 | 1 | N/A |  |  |  | N/A | N/A | N/A | N/A | N/A | N/A | N/A | 2 | 1 | 4 | 1 | 3 | 1 | 1 | 0
SCE Eastern | Devers | 230 | Wind, Onshore | 0 | 0 | 263 | 0 | 263 | 0 | 0 | 0 | 263 | 0 | 263 | 4 | 4 | 1 | 1 | 5 | 3 | 2 | 2 |  |  |  | 3 | 1 | 1 | 1 | 1 | 2 | 1 | 2 | 1 | 1 | 1 | 3 | 2- | 3 | 1
SCE Eastern | Devers | 500 | Wind, Onshore | 0 | 0 | 0 | 0 | 0 | 0 | 0 | 0 | 0 | 0 | 0 | 4 | 4 | 1 | 1 |  | 4 | 1 | 2 |  |  |  | 3 | 1 | 1 | 1 | 1 | 2 | 1 | 2 | 1 | 1 | 1 | 3 | 1+ | 1 | 1
PG&E KERN | Diablo Canyon | 230 | Wind, Onshore | 0 | 0 | 0 | 0 | 0 | 0 | 0 | 0 | 0 | 0 | 0 | 5 | 2 | 5 | 2 |  | 1 | 1 | N/A |  |  |  | N/A | N/A | N/A | N/A | N/A | N/A | N/A | 2 | 2 | 4 | 2 | 3 | 1 | 1 | 0
PG&E KERN | Diablo Canyon | 500 | Wind, Onshore | 0 | 0 | 0 | 0 | 0 | 0 | 0 | 0 | 0 | 0 | 0 | 5 | 2 | 4 | 2 |  | 1 | 1 | N/A |  |  |  | N/A | N/A | N/A | N/A | N/A | N/A | N/A | 2 | 2 | 4 | 2 | 3 | 4+ | 1 | 1
PG&E KERN | Divide | 115 | Wind, Onshore | 0 | 0 | 0 | 0 | 0 | 0 | 0 | 0 | 0 | 0 | 0 | 5 | 2 | 5 | 2 |  | 1 | 1 | 1 |  |  |  | 1 | 4 | 1 | 1 | 4 | 1 | 1 | 2 | 2 | 4 | 1 | 2 | 1 | 1 | 0
PG&E GBA | Dixon Landing | 115 | Wind, Onshore | 0 | 0 | 0 | 0 | 0 | 0 | 0 | 0 | 0 | 0 | 0 | 5 | 4 | 1 | 1 |  | 1 | 1 | N/A |  |  |  | N/A | N/A | N/A | N/A | N/A | N/A | N/A | 2 | 1 | 2 | 1 | 2 | 1 | 1 | 0
PG&E FRESNO | Dos Amigos | 230 | Wind, Onshore | 0 | 0 | 0 | 0 | 0 | 0 | 0 | 0 | 0 | 0 | 0 | 5 | 2 | 5 | 2 |  | 1 | 1 | N/A |  |  |  | N/A | N/A | N/A | N/A | N/A | N/A | N/A | 1 | 1 | 4 | 2 | 1 | 1 | 1 | 0
PG&E NGBA | Drum | 115 | Wind, Onshore | 0 | 0 | 0 | 0 | 0 | 0 | 0 | 0 | 0 | 0 | 0 | 5 | 5 | 3 | 3 |  | 1 | 1 | N/A |  |  |  | N/A | N/A | N/A | N/A | N/A | N/A | N/A | 2 | 1 | 4 | 2 | 3 | 1 | 1 | 0
PG&E GBA | Dumbarton | 115 | Wind, Onshore | 0 | 0 | 0 | 0 | 0 | 0 | 0 | 0 | 0 | 0 | 0 | 5 | 2 | 1 | 1 |  | 1 | 1 | N/A |  |  |  | N/A | N/A | N/A | N/A | N/A | N/A | N/A | 2 | 1 | 3 | 1 | 2 | 1 | 1 | 0
SCE NOL | Dunn Siding | 115 | Wind, Onshore | 0 | 0 | 0 | 0 | 0 | 0 | 0 | 0 | 0 | 0 | 0 | 3 | 3 | 1 | 1 |  | 1 | 1 | N/A |  |  |  | N/A | N/A | N/A | N/A | N/A | N/A | N/A | 2 | 1 | 4 | 1 | 1 | 1 | 1 | 0
SCE Eastern | Eagle Mountain | 230 | Wind, Onshore | 0 | 0 | 0 | 0 | 0 | 0 | 0 | 0 | 0 | 0 | 0 | 5 | 4 | 1 | 1 |  | 1 | 1 | N/A |  |  |  | N/A | N/A | N/A | N/A | N/A | N/A | N/A | 2 | 2 | 4 | 1 | 3 | 1 | 1 | 0
PG&E NGBA | Eagle Rock (PGE) | 60 | Wind, Onshore | 0 | 0 | 0 | 0 | 0 | 0 | 0 | 0 | 0 | 0 | 0 | 5 | 2 | 1 | 1 |  | 2 | 1 | 1 |  |  |  | 5 | 4 | 1 | 2 | 5 | 1 | 1 | 2 | 2 | 4 | 2 | 3 | 1 | 1 | 0
PG&E NGBA | Eagle Rock (PGE) | 115 | Wind, Onshore | 0 | 0 | 0 | 0 | 0 | 0 | 0 | 0 | 0 | 0 | 0 | 5 | 2 | 1 | 1 | 3 | 2 | 1 | 1 |  |  |  | 5 | 4 | 1 | 2 | 5 | 1 | 1 | 2 | 2 | 4 | 2 | 3 | 1 | 5 | 1
SCE Metro | Eagle Rock (SCE) | 230 | Wind, Onshore | 0 | 0 | 0 | 0 | 0 | 0 | 0 | 0 | 0 | 0 | 0 | 1 | 1 | 1 | 1 |  | 1 | 1 | 1 |  |  |  | 1 | 1 | 1 | 1 | 1 | 1 | 1 | 1 | 1 | 2 | 1 | 2 | 1 | 1 | 0
PG&E NGBA | East Marysville | 115 | Wind, Onshore | 0 | 0 | 0 | 0 | 0 | 0 | 0 | 0 | 0 | 0 | 0 | 5 | 4 | 1 | 1 |  | 1 | 1 | N/A |  |  |  | N/A | N/A | N/A | N/A | N/A | N/A | N/A | 2 | 2 | 2 | 1 | 2 | 1 | 1 | 0
PG&E NGBA | East Nicolaus | 115 | Wind, Onshore | 0 | 0 | 0 | 0 | 0 | 0 | 0 | 0 | 0 | 0 | 0 | 5 | 4 | 1 | 1 |  | 1 | 1 | N/A |  |  |  | N/A | N/A | N/A | N/A | N/A | N/A | N/A | 2 | 1 | 4 | 1 | 3 | 1 | 1 | 0
PG&E NGBA | East Nicolaus | 60 | Wind, Onshore | 0 | 0 | 0 | 0 | 0 | 0 | 0 | 0 | 0 | 0 | 0 | 5 | 4 | 1 | 1 |  | 1 | 1 | N/A |  |  |  | N/A | N/A | N/A | N/A | N/A | N/A | N/A | 2 | 1 | 4 | 1 | 3 | 1 | 1 | 0
PG&E GBA | Eastshore | 115 | Wind, Onshore | 0 | 0 | 0 | 0 | 0 | 0 | 0 | 0 | 0 | 0 | 0 | 5 | 2 | 1 | 1 |  | 4 | 1 | 1 |  |  |  | 5 | 3 | 2 | 3 | 4 | 1 | 1 | 2 | 1 | 2 | 1 | 1 | 1 | 1 | 0
PG&E GBA | Eastshore | 230 | Wind, Onshore | 0 | 0 | 0 | 0 | 0 | 0 | 0 | 0 | 0 | 0 | 0 | 5 | 2 | 1 | 1 |  | 4 | 1 | 1 |  |  |  | 5 | 3 | 2 | 3 | 4 | 1 | 1 | 2 | 1 | 2 | 1 | 1 | 1 | 1 | 0
SDGE | ECO | 138 | Wind, Onshore | 0 | 0 | 0 | 0 | 0 | 0 | 0 | 0 | 0 | 0 | 0 | 1 | 1 | 1 | 1 | 3 | 3 | 1 | 1 |  |  |  | 4 | 1 | 1 | 1 | 1 | 1 | 1 | 2 | 1 | 4 | 1 | 3 | 1 | 1 | 0
SDGE | ECO | 230 | Wind, Onshore | 0 | 0 | 350 | 0 | 350 | 0 | 0 | 0 | 350 | 0 | 350 | 1 | 1 | 1 | 1 |  | 2 | 1 | #N/A |  |  |  | N/A | N/A | N/A | N/A | N/A | N/A | N/A | 2 | 1 | 4 | 1 | 3 | 1 | 1 | 1 | no concern
SDGE | ECO | 500 | Wind, Onshore | 0 | 0 | 1300 | 0 | 1300 | 0 | 0 | 0 | 1300 | 0 | 1300 | 1 | 1 | 1 | 1 |  | 2 | 1 | #N/A |  |  |  | N/A | N/A | N/A | N/A | N/A | N/A | N/A | 2 | 1 | 4 | 1 | 3 | 4- | 1 | 1 | no concern
PG&E GBA | Edenvale | 115 | Wind, Onshore | 0 | 0 | 0 | 0 | 0 | 0 | 0 | 0 | 0 | 0 | 0 | 5 | 4 | 1 | 1 |  | 1 | 1 | N/A |  |  |  | N/A | N/A | N/A | N/A | N/A | N/A | N/A | 2 | 1 | 2 | 2 | 2 | 1 | 1 | 0
PG&E GBA | Edes | 115 | Wind, Onshore | 0 | 0 | 0 | 0 | 0 | 0 | 0 | 0 | 0 | 0 | 0 | 5 | 2 | 1 | 1 |  | 1 | 1 | N/A |  |  |  | N/A | N/A | N/A | N/A | N/A | N/A | N/A | 2 | 1 | 3 | 1 | 1 | 1 | 1 | 0
PG&E GBA | Eight Mile | 230 | Wind, Onshore | 0 | 0 | 0 | 0 | 0 | 0 | 0 | 0 | 0 | 0 | 0 | 5 | 4 | 1 | 1 |  | 1 | 1 | N/A |  |  |  | N/A | N/A | N/A | N/A | N/A | N/A | N/A | 1 | 1 | 2 | 2 | 1 | 1 | 1 | 0
SDGE | El Cajon | 69 | Wind, Onshore | 0 | 0 | 0 | 0 | 0 | 0 | 0 | 0 | 0 | 0 | 0 | 1 | 1 | 1 | 1 |  | 1 | 1 | N/A |  |  |  | N/A | N/A | N/A | N/A | N/A | N/A | N/A | 2 | 1 | 2 | 1 | 1 | 1 | 1 | 0
SCE Eastern | El Casco | 230 | Wind, Onshore | 0 | 0 | 0 | 0 | 0 | 0 | 0 | 0 | 0 | 0 | 0 | 4 | 4 | 1 | 1 |  | 1 | 1 | N/A |  |  |  | N/A | N/A | N/A | N/A | N/A | N/A | N/A | 1 | 1 | 4 | 1 | 2 | 1 | 1 | 0
PG&E GBA | El Cerrito G | 115 | Wind, Onshore | 0 | 0 | 0 | 0 | 0 | 0 | 0 | 0 | 0 | 0 | 0 | 5 | 2 | 1 | 1 |  | 1 | 1 | N/A |  |  |  | N/A | N/A | N/A | N/A | N/A | N/A | N/A | 2 | 1 | 2 | 1 | 2 | 1 | 1 | 0
PG&E NGBA | El Dorado PH | 115 | Wind, Onshore | 0 | 0 | 0 | 0 | 0 | 0 | 0 | 0 | 0 | 0 | 0 | 5 | 4 | 1 | 1 |  | 1 | 1 | N/A |  |  |  | N/A | N/A | N/A | N/A | N/A | N/A | N/A | 2 | 1 | 4 | 2 | 3 | 1 | 1 | 0
PG&E FRESNO | El Nido (PGE) | 115 | Wind, Onshore | 0 | 0 | 0 | 0 | 0 | 0 | 0 | 0 | 0 | 0 | 0 | 5 | 4 | 5 | 2 |  | 1 | 1 | N/A |  |  |  | N/A | N/A | N/A | N/A | N/A | N/A | N/A | 1 | 1 | 4 | 2 | 1 | 1 | 1 | 0
SCE Metro | El Nido (SCE) | 230 | Wind, Onshore | 0 | 0 | 0 | 0 | 0 | 0 | 0 | 0 | 0 | 0 | 0 | 1 | 1 | 1 | 1 |  | 1 | 1 | N/A |  |  |  | N/A | N/A | N/A | N/A | N/A | N/A | N/A | 1 | 1 | 2 | 1 | 2 | 1 | 1 | 0
PG&E GBA | El Patio | 115 | Wind, Onshore | 0 | 0 | 0 | 0 | 0 | 0 | 0 | 0 | 0 | 0 | 0 | 5 | 4 | 1 | 1 |  | 1 | 1 | N/A |  |  |  | N/A | N/A | N/A | N/A | N/A | N/A | N/A | 2 | 1 | 3 | 2 | 2 | 1 | 1 | 0
SCE Metro | El Segundo | 230 | Wind, Onshore | 0 | 0 | 0 | 0 | 0 | 0 | 0 | 0 | 0 | 0 | 0 | 1 | 1 | 1 | 1 |  | 1 | 1 | N/A |  |  |  | N/A | N/A | N/A | N/A | N/A | N/A | N/A | 1 | 1 | 1 | 1 | 1 | 1 | 1 | 0
EOP | Eldorado | 230 | Wind, Onshore | 0 | 0 | 0 | 0 | 0 | 0 | 0 | 0 | 0 | 0 | 0 | 5 | 2 | 4 | 2 |  | 1 | 1 | N/A |  |  |  | N/A | N/A | N/A | N/A | N/A | N/A | N/A | 2 | 2 | 2 | 1 | 3 | 1 | 1 | 0
EOP | Eldorado | 500 | Wind, Onshore | 0 | 0 | 0 | 0 | 0 | 0 | 0 | 0 | 0 | 0 | 0 | 5 | 2 | 4 | 2 |  | 1 | 1 | N/A |  |  |  | N/A | N/A | N/A | N/A | N/A | N/A | N/A | 2 | 2 | 2 | 1 | 3 | 1 | 1 | 0
SCE Northern | Elizabeth Lake | 66 | Wind, Onshore | 0 | 0 | 0 | 0 | 0 | 0 | 0 | 0 | 0 | 0 | 0 | 5 | 2 | 4 | 2 |  | 1 | 1 | N/A |  |  |  | N/A | N/A | N/A | N/A | N/A | N/A | N/A | 1 | 1 | 3 | 1 | 3 | 1 | 1 | 0
PG&E KERN | Elk Hills | 230 | Wind, Onshore | 0 | 0 | 0 | 0 | 0 | 0 | 0 | 0 | 0 | 0 | 0 | 5 | 2 | 5 | 2 |  | 1 | 1 | N/A |  |  |  | N/A | N/A | N/A | N/A | N/A | N/A | N/A | 1 | 1 | 3 | 1 | 1 | 1 | 1 | 0
SDGE | Elliot | 69 | Wind, Onshore | 0 | 0 | 0 | 0 | 0 | 0 | 0 | 0 | 0 | 0 | 0 | 1 | 1 | 1 | 1 |  | 1 | 1 | N/A |  |  |  | N/A | N/A | N/A | N/A | N/A | N/A | N/A | 2 | 1 | 2 | 1 | 2 | 1 | 1 | 0
SCE Metro | Ellis | 230 | Wind, Onshore | 0 | 0 | 0 | 0 | 0 | 0 | 0 | 0 | 0 | 0 | 0 | 1 | 1 | 1 | 1 |  | 1 | 1 | N/A |  |  |  | N/A | N/A | N/A | N/A | N/A | N/A | N/A | 1 | 1 | 2 | 1 | 2 | 1 | 1 | 0
SDGE | Encina | 138 | Wind, Onshore | 0 | 0 | 0 | 0 | 0 | 0 | 0 | 0 | 0 | 0 | 0 | 1 | 1 | 1 | 1 |  | 1 | 1 | 1 |  |  |  | 1 | 1 | 3 | 3 | 3 | 1 | 1 | 2 | 1 | 1 | 1 | 3 | 1 | 1 | 0
SDGE | Encina | 230 | Wind, Onshore | 0 | 0 | 0 | 0 | 0 | 0 | 0 | 0 | 0 | 0 | 0 | 1 | 1 | 1 | 1 |  | 1 | 1 | 1 |  |  |  | 1 | 1 | 3 | 3 | 3 | 1 | 1 | 2 | 1 | 1 | 1 | 3 | 1 | 1 | 0
SDGE | Escondido | 230 | Wind, Onshore | 0 | 0 | 0 | 0 | 0 | 0 | 0 | 0 | 0 | 0 | 0 | 1 | 1 | 1 | 1 |  | 1 | 1 | N/A |  |  |  | N/A | N/A | N/A | N/A | N/A | N/A | N/A | 2 | 1 | 1 | 1 | 3 | 1 | 1 | 0
SDGE | Escondido | 69 | Wind, Onshore | 0 | 0 | 0 | 0 | 0 | 0 | 0 | 0 | 0 | 0 | 0 | 1 | 1 | 1 | 1 |  | 1 | 1 | N/A |  |  |  | N/A | N/A | N/A | N/A | N/A | N/A | N/A | 2 | 1 | 1 | 1 | 3 | 1 | 1 | 0
PG&E KERN | Estrella | 230 | Wind, Onshore | 0 | 0 | 0 | 0 | 0 | 0 | 0 | 0 | 0 | 0 | 0 | 5 | 2 | 5 | 2 |  | 1 | 1 | N/A |  |  |  | N/A | N/A | N/A | N/A | N/A | N/A | N/A | 2 | 2 | 4 | 2 | 3 | 1 | 1 | 0
SCE Eastern | Etiwanda | 230 | Wind, Onshore | 0 | 0 | 0 | 0 | 0 | 0 | 0 | 0 | 0 | 0 | 0 | 1 | 1 | 1 | 1 |  | 1 | 1 | N/A |  |  |  | N/A | N/A | N/A | N/A | N/A | N/A | N/A | 1 | 1 | 2 | 1 | 1 | 1 | 1 | 0
PG&E GBA | Evergreen | 115 | Wind, Onshore | 0 | 0 | 0 | 0 | 0 | 0 | 0 | 0 | 0 | 0 | 0 | 5 | 4 | 1 | 1 |  | 1 | 1 | N/A |  |  |  | N/A | N/A | N/A | N/A | N/A | N/A | N/A | 2 | 1 | 2 | 2 | 2 | 1 | 1 | 0
PG&E GBA | Evergreen | 60 | Wind, Onshore | 0 | 0 | 0 | 0 | 0 | 0 | 0 | 0 | 0 | 0 | 0 | 5 | 4 | 1 | 1 |  | 1 | 1 | N/A |  |  |  | N/A | N/A | N/A | N/A | N/A | N/A | N/A | 2 | 1 | 2 | 2 | 2 | 1 | 1 | 0
PG&E FRESNO | Excelsior | 115 | Wind, Onshore | 0 | 0 | 0 | 0 | 0 | 0 | 0 | 0 | 0 | 0 | 0 | 5 | 2 | 5 | 2 |  | 1 | 1 | N/A |  |  |  | N/A | N/A | N/A | N/A | N/A | N/A | N/A | 1 | 1 | 4 | 2 | 1 | 1 | 1 | 0
PG&E FRESNO | Exchequer | 115 | Wind, Onshore | 0 | 0 | 0 | 0 | 0 | 0 | 0 | 0 | 0 | 0 | 0 | 5 | 4 | 5 | 2 |  | 1 | 1 | N/A |  |  |  | N/A | N/A | N/A | N/A | N/A | N/A | N/A | 2 | 1 | 4 | 1 | 2 | 1 | 1 | 0
PG&E KERN | Fairway | 115 | Wind, Onshore | 0 | 0 | 0 | 0 | 0 | 0 | 0 | 0 | 0 | 0 | 0 | 5 | 2 | 5 | 2 |  | 1 | 1 | N/A |  |  |  | N/A | N/A | N/A | N/A | N/A | N/A | N/A | 2 | 2 | 3 | 1 | 2 | 1 | 1 | 0
PG&E KERN | Famoso | 115 | Wind, Onshore | 0 | 0 | 0 | 0 | 0 | 0 | 0 | 0 | 0 | 0 | 0 | 5 | 2 | 5 | 2 |  | 1 | 1 | N/A |  |  |  | N/A | N/A | N/A | N/A | N/A | N/A | N/A | 1 | 1 | 4 | 1 | 1 | 1 | 1 | 0
PG&E NGBA | Fern Road | 500 | Wind, Onshore | 0 | 0 | 0 | 0 | 0 | 0 | 0 | 0 | 0 | 0 | 0 | 5 | 2 | 1 | 1 |  | 4 | 1 | 1 |  |  |  | 3 | 1 | 1 | 1 | 3 | 2 | 1 | 2 | 2 | 4 | 2 | 3 | 1 | 1 | 0
PG&E GBA | Fibreboard (SPI Sonora) | 115 | Wind, Onshore | 0 | 0 | 0 | 0 | 0 | 0 | 0 | 0 | 0 | 0 | 0 | 5 | 4 | 1 | 1 |  | 2 | 1 | N/A |  |  |  | N/A | N/A | N/A | N/A | N/A | N/A | N/A | 2 | 1 | 2 | 1 | 2 | 1 | 1 | 0
PG&E FRESNO | Figarden | 230 | Wind, Onshore | 0 | 0 | 0 | 0 | 0 | 0 | 0 | 0 | 0 | 0 | 0 | 5 | 4 | 5 | 2 |  | 1 | 1 | N/A |  |  |  | N/A | N/A | N/A | N/A | N/A | N/A | N/A | 1 | 1 | 3 | 2 | 2 | 1 | 1 | 0
PG&E FRESNO | Fink | 230 | Wind, Onshore | 0 | 0 | 0 | 0 | 0 | 0 | 0 | 0 | 0 | 0 | 0 | 1 | 1 | 1 | 1 |  | 1 | 1 | N/A |  |  |  | N/A | N/A | N/A | N/A | N/A | N/A | N/A | 1 | 1 | 4 | 2 | 1 | 1 | 1 | 0
PG&E NGBA | Fitch Mountain | 60 | Wind, Onshore | 0 | 0 | 0 | 0 | 0 | 0 | 0 | 0 | 0 | 0 | 0 | 5 | 2 | 1 | 1 |  | 1 | 1 | N/A |  |  |  | N/A | N/A | N/A | N/A | N/A | N/A | N/A | 2 | 2 | 4 | 2 | 3 | 1 | 1 | 0
PG&E GBA | FMC | 115 | Wind, Onshore | 0 | 0 | 0 | 0 | 0 | 0 | 0 | 0 | 0 | 0 | 0 | 5 | 4 | 1 | 1 |  | 1 | 1 | N/A |  |  |  | N/A | N/A | N/A | N/A | N/A | N/A | N/A | 2 | 1 | 2 | 2 | 2 | 1 | 1 | 0
PG&E GBA | Fremont | 115 | Wind, Onshore | 0 | 0 | 0 | 0 | 0 | 0 | 0 | 0 | 0 | 0 | 0 | 1 | 1 | 1 | 1 |  | 1 | 1 | N/A |  |  |  | N/A | N/A | N/A | N/A | N/A | N/A | N/A | 2 | 1 | 3 | 1 | 2 | 1 | 1 | 0
PG&E GBA | French Camp | 60 | Wind, Onshore | 0 | 0 | 0 | 0 | 0 | 0 | 0 | 0 | 0 | 0 | 0 | 5 | 4 | 1 | 1 |  | 1 | 1 | N/A |  |  |  | N/A | N/A | N/A | N/A | N/A | N/A | N/A | 1 | 1 | 3 | 2 | 1 | 1 | 1 | 0
PG&E GBA | Frogtown | 115 | Wind, Onshore | 0 | 0 | 0 | 0 | 0 | 0 | 0 | 0 | 0 | 0 | 0 | 5 | 4 | 1 | 1 |  | 1 | 1 | N/A |  |  |  | N/A | N/A | N/A | N/A | N/A | N/A | N/A | 2 | 1 | 4 | 1 | 3 | 1 | 1 | 0
PG&E NGBA | Fulton | 115 | Wind, Onshore | 0 | 0 | 0 | 0 | 0 | 0 | 0 | 0 | 0 | 0 | 0 | 5 | 4 | 1 | 1 |  | 1 | 1 | N/A |  |  |  | N/A | N/A | N/A | N/A | N/A | N/A | N/A | 2 | 1 | 3 | 2 | 2 | 1 | 1 | 0
PG&E NGBA | Fulton | 230 | Wind, Onshore | 0 | 0 | 0 | 0 | 0 | 0 | 0 | 0 | 0 | 0 | 0 | 5 | 4 | 1 | 1 |  | 1 | 1 | N/A |  |  |  | N/A | N/A | N/A | N/A | N/A | N/A | N/A | 2 | 1 | 3 | 2 | 2 | 1 | 1 | 0
PG&E NGBA | Fulton | 60 | Wind, Onshore | 0 | 0 | 0 | 0 | 0 | 0 | 0 | 0 | 0 | 0 | 0 | 5 | 2 | 1 | 1 |  | 1 | 1 | N/A |  |  |  | N/A | N/A | N/A | N/A | N/A | N/A | N/A | 2 | 1 | 3 | 2 | 2 | 1 | 1 | 0
PG&E KERN | Ganso | 115 | Wind, Onshore | 0 | 0 | 0 | 0 | 0 | 0 | 0 | 0 | 0 | 0 | 0 | 5 | 2 | 5 | 2 |  | 1 | 1 | N/A |  |  |  | N/A | N/A | N/A | N/A | N/A | N/A | N/A | 1 | 1 | 3 | 1 | 1 | 1 | 1 | 0
PG&E FRESNO | Gates | 230 | Wind, Onshore | 0 | 0 | 0 | 0 | 0 | 0 | 0 | 0 | 0 | 0 | 0 | 5 | 2 | 5 | 2 |  | 1 | 1 | N/A |  |  |  | N/A | N/A | N/A | N/A | N/A | N/A | N/A | 1 | 1 | 3 | 2 | 1 | 1 | 1 | 0
PG&E FRESNO | Gates | 500 | Wind, Onshore | 0 | 0 | 0 | 0 | 0 | 0 | 0 | 0 | 0 | 0 | 0 | 5 | 2 | 5 | 2 |  | 1 | 1 | N/A |  |  |  | N/A | N/A | N/A | N/A | N/A | N/A | N/A | 1 | 1 | 3 | 2 | 1 | 1 | 1 | 0
PG&E NGBA | Geysers 12 | 230 | Wind, Onshore | 0 | 0 | 0 | 0 | 0 | 0 | 0 | 0 | 0 | 0 | 0 | 5 | 4 | 1 | 1 |  | 1 | 1 | N/A |  |  |  | N/A | N/A | N/A | N/A | N/A | N/A | N/A | 2 | 2 | 4 | 2 | 3 | 1 | 1 | 0
PG&E NGBA | Geysers 17 | 230 | Wind, Onshore | 0 | 0 | 0 | 0 | 0 | 0 | 0 | 0 | 0 | 0 | 0 | 5 | 4 | 1 | 1 |  | 1 | 1 | N/A |  |  |  | N/A | N/A | N/A | N/A | N/A | N/A | N/A | 2 | 2 | 4 | 2 | 3 | 1 | 1 | 0
PG&E NGBA | Geysers 3 | 115 | Wind, Onshore | 0 | 0 | 0 | 0 | 0 | 0 | 0 | 0 | 0 | 0 | 0 | 5 | 2 | 1 | 1 |  | 1 | 1 | N/A |  |  |  | N/A | N/A | N/A | N/A | N/A | N/A | N/A | 2 | 2 | 4 | 2 | 3 | 1 | 1 | 0
PG&E NGBA | Glenn | 230 | Wind, Onshore | 0 | 0 | 0 | 0 | 0 | 0 | 0 | 0 | 0 | 0 | 0 | 5 | 2 | 1 | 1 | 3 | 1 | 1 | 1 |  |  |  | 5 | 5 | 1 | 1 | 5 | 5 | 1 | 2 | 2 | 4 | 1 | 3 | 1 | 4 | 1
PG&E NGBA | Glenn | 60 | Wind, Onshore | 0 | 0 | 0 | 0 | 0 | 0 | 0 | 0 | 0 | 0 | 0 | 5 | 2 | 1 | 1 |  | 1 | 1 | 1 |  |  |  | 5 | 5 | 1 | 1 | 5 | 5 | 1 | 2 | 2 | 4 | 1 | 3 | 1 | 1 | 0
PG&E NGBA | Gold Hill | 115 | Wind, Onshore | 0 | 0 | 0 | 0 | 0 | 0 | 0 | 0 | 0 | 0 | 0 | 5 | 4 | 1 | 1 |  | 1 | 1 | 1 |  |  |  | 1 | 1 | 1 | 1 | 1 | 1 | 1 | 2 | 1 | 4 | 2 | 3 | 1 | 1 | 0
PG&E NGBA | Gold Hill | 230 | Wind, Onshore | 0 | 0 | 0 | 0 | 0 | 0 | 0 | 0 | 0 | 0 | 0 | 5 | 4 | 1 | 1 |  | 1 | 1 | 1 |  |  |  | 1 | 1 | 1 | 1 | 1 | 1 | 1 | 2 | 1 | 4 | 2 | 3 | 1 | 1 | 0
SCE Northern | Goleta | 230 | Wind, Onshore | 0 | 0 | 0 | 0 | 0 | 0 | 0 | 0 | 0 | 0 | 0 | 5 | 2 | 4 | 2 |  | 1 | 1 | N/A |  |  |  | N/A | N/A | N/A | N/A | N/A | N/A | N/A | 2 | 2 | 2 | 1 | 2 | 1 | 1 | 0
SCE Metro | Goodrich | 230 | Wind, Onshore | 0 | 0 | 0 | 0 | 0 | 0 | 0 | 0 | 0 | 0 | 0 | 1 | 1 | 1 | 1 |  | 1 | 1 | N/A |  |  |  | N/A | N/A | N/A | N/A | N/A | N/A | N/A | 1 | 1 | 3 | 1 | 2 | 1 | 1 | 0
PG&E KERN | Goose Lake | 115 | Wind, Onshore | 0 | 0 | 0 | 0 | 0 | 0 | 0 | 0 | 0 | 0 | 0 | 5 | 2 | 5 | 2 |  | 1 | 1 | N/A |  |  |  | N/A | N/A | N/A | N/A | N/A | N/A | N/A | 1 | 1 | 2 | 1 | 1 | 1 | 1 | 0
SCE Metro | Gould | 230 | Wind, Onshore | 0 | 0 | 0 | 0 | 0 | 0 | 0 | 0 | 0 | 0 | 0 | 1 | 1 | 1 | 1 |  | 1 | 1 | N/A |  |  |  | N/A | N/A | N/A | N/A | N/A | N/A | N/A | 1 | 1 | 4 | 1 | 2 | 1 | 1 | 0
PG&E NGBA | Grand Island | 115 | Wind, Onshore | 0 | 0 | 0 | 0 | 0 | 0 | 0 | 0 | 0 | 0 | 0 | 5 | 4 | 1 | 1 |  | 1 | 1 | N/A |  |  |  | N/A | N/A | N/A | N/A | N/A | N/A | N/A | 2 | 1 | 4 | 2 | 2 | 1 | 1 | 0
SDGE | Granite | 69 | Wind, Onshore | 0 | 0 | 0 | 0 | 0 | 0 | 0 | 0 | 0 | 0 | 0 | 1 | 1 | 1 | 1 |  | 1 | 1 | N/A |  |  |  | N/A | N/A | N/A | N/A | N/A | N/A | N/A | 2 | 1 | 2 | 2 | 2 | 1 | 1 | 0
PG&E GBA | Grant | 115 | Wind, Onshore | 0 | 0 | 0 | 0 | 0 | 0 | 0 | 0 | 0 | 0 | 0 | 5 | 2 | 1 | 1 |  | 1 | 1 | N/A |  |  |  | N/A | N/A | N/A | N/A | N/A | N/A | N/A | 2 | 1 | 2 | 1 | 2 | 1 | 1 | 0
PG&E GBA | Green Valley | 115 | Wind, Onshore | 0 | 0 | 0 | 0 | 0 | 0 | 0 | 0 | 0 | 0 | 0 | 5 | 4 | 1 | 1 |  | 1 | 1 | N/A |  |  |  | N/A | N/A | N/A | N/A | N/A | N/A | N/A | 2 | 2 | 3 | 2 | 2 | 1 | 1 | 0
PG&E NGBA | Greenleaf 1 | 115 | Wind, Onshore | 0 | 0 | 0 | 0 | 0 | 0 | 0 | 0 | 0 | 0 | 0 | 5 | 4 | 1 | 1 |  | 1 | 1 | N/A |  |  |  | N/A | N/A | N/A | N/A | N/A | N/A | N/A | 2 | 2 | 1 | 1 | 3 | 1 | 1 | 0
PG&E FRESNO | Gregg | 230 | Wind, Onshore | 0 | 0 | 0 | 0 | 0 | 0 | 0 | 0 | 0 | 0 | 0 | 5 | 2 | 5 | 2 |  | 1 | 1 | 1 |  |  |  | 1 | 1 | 1 | 1 | 1 | 1 | 1 | 1 | 1 | 3 | 2 | 1 | 1 | 5 | 1
PG&E FRESNO | Grimmway-Malaga | 115 | Wind, Onshore | 0 | 0 | 0 | 0 | 0 | 0 | 0 | 0 | 0 | 0 | 0 | 5 | 2 | 5 | 2 |  | 1 | 1 | N/A |  |  |  | N/A | N/A | N/A | N/A | N/A | N/A | N/A | 1 | 1 | 2 | 1 | 1 | 1 | 1 | 0
PG&E NGBA | Grizzly | 230 | Wind, Onshore | 0 | 0 | 0 | 0 | 0 | 0 | 0 | 0 | 0 | 0 | 0 | 5 | 5 | 3 | 3 |  | 2 | 1 | 1 |  |  |  | 3 | 1 | 3 | 3 | 5 | 3 | 1 | 2 | 2 | 4 | 1 | 3 | 1 | 1 | 0
PG&E FRESNO | Guernsey | 70 | Wind, Onshore | 0 | 0 | 0 | 0 | 0 | 0 | 0 | 0 | 0 | 0 | 0 | 5 | 2 | 5 | 2 |  | 1 | 1 | N/A |  |  |  | N/A | N/A | N/A | N/A | N/A | N/A | N/A | 1 | 1 | 3 | 2 | 1 | 1 | 1 | 0
PG&E FRESNO | GWF Hanford | 115 | Wind, Onshore | 0 | 0 | 0 | 0 | 0 | 0 | 0 | 0 | 0 | 0 | 0 | 5 | 2 | 5 | 2 |  | 1 | 1 | N/A |  |  |  | N/A | N/A | N/A | N/A | N/A | N/A | N/A | 2 | 1 | 2 | 1 | 1 | 1 | 1 | 0
PG&E FRESNO | Haas | 230 | Wind, Onshore | 0 | 0 | 0 | 0 | 0 | 0 | 0 | 0 | 0 | 0 | 0 | 5 | 2 | 5 | 2 |  | 1 | 1 | N/A |  |  |  | N/A | N/A | N/A | N/A | N/A | N/A | N/A | 1 | 1 | 4 | 2 | 3 | 1 | 1 | 0
PG&E FRESNO | Hammonds | 115 | Wind, Onshore | 0 | 0 | 0 | 0 | 0 | 0 | 0 | 0 | 0 | 0 | 0 | 5 | 2 | 5 | 2 |  | 1 | 1 | N/A |  |  |  | N/A | N/A | N/A | N/A | N/A | N/A | N/A | 1 | 1 | 2 | 2 | 1 | 1 | 1 | 0
SCE Metro | HarborGen | 230 | Wind, Onshore | 0 | 0 | 0 | 0 | 0 | 0 | 0 | 0 | 0 | 0 | 0 | 1 | 1 | 1 | 1 |  | 1 | 1 | N/A |  |  |  | N/A | N/A | N/A | N/A | N/A | N/A | N/A | 1 | 1 | 2 | 1 | 1 | 1 | 1 | 0
PG&E NGBA | Harris | 60 | Wind, Onshore | 0 | 0 | 0 | 0 | 0 | 0 | 0 | 0 | 0 | 0 | 0 | 5 | 2 | 1 | 1 |  | 1 | 1 | N/A |  |  |  | N/A | N/A | N/A | N/A | N/A | N/A | N/A | 2 | 2 | 2 | 2 | 3 | 1 | 1 | 0
EOP | Harry Allen | 500 | Wind, Onshore | 0 | 0 | 0 | 0 | 0 | 0 | 0 | 0 | 0 | 0 | 0 | 5 | 2 | 4 | 2 |  | 1 | 1 | N/A |  |  |  | N/A | N/A | N/A | N/A | N/A | N/A | N/A | 2 | 2 | 4 | 1 | 3 | 1 | 1 | 0
PG&E NGBA | Hartley | 60 | Wind, Onshore | 0 | 0 | 0 | 0 | 0 | 0 | 0 | 0 | 0 | 0 | 0 | 5 | 2 | 1 | 1 |  | 1 | 1 | 1 |  |  |  | 5 | 3 | 1 | 1 | 3 | 1 | 1 | 2 | 2 | 4 | 2 | 3 | 1 | 1 | 0
SCE NOL | Harvard | 115 | Wind, Onshore | 0 | 0 | 0 | 0 | 0 | 0 | 0 | 0 | 0 | 0 | 0 | 3 | 3 | 1 | 1 |  | 1 | 1 | N/A |  |  |  | N/A | N/A | N/A | N/A | N/A | N/A | N/A | 2 | 1 | 4 | 1 | 1 | 1 | 1 | 0
SDGE | Hassayampa | 500 | Wind, Onshore | 0 | 0 | 0 | 0 | 0 | 0 | 0 | 0 | 0 | 0 | 0 | 5 | 3 | 4 | 4 |  | 1 | 1 | N/A |  |  |  | N/A | N/A | N/A | N/A | N/A | N/A | N/A | 2 | 1 | 4 | 2 | 3 | 1 | 1 | 0
PG&E FRESNO | Helm | 230 | Wind, Onshore | 0 | 0 | 0 | 0 | 0 | 0 | 0 | 0 | 0 | 0 | 0 | 5 | 2 | 5 | 2 |  | 1 | 1 | N/A |  |  |  | N/A | N/A | N/A | N/A | N/A | N/A | N/A | 1 | 1 | 2 | 2 | 1 | 1 | 1 | 0
PG&E FRESNO | Helm | 70 | Wind, Onshore | 0 | 0 | 0 | 0 | 0 | 0 | 0 | 0 | 0 | 0 | 0 | 5 | 2 | 5 | 2 |  | 1 | 1 | N/A |  |  |  | N/A | N/A | N/A | N/A | N/A | N/A | N/A | 1 | 1 | 2 | 2 | 1 | 1 | 1 | 0
PG&E FRESNO | Henrietta | 115 | Wind, Onshore | 0 | 0 | 0 | 0 | 0 | 0 | 0 | 0 | 0 | 0 | 0 | 5 | 2 | 5 | 2 |  | 1 | 1 | N/A |  |  |  | N/A | N/A | N/A | N/A | N/A | N/A | N/A | 1 | 1 | 1 | 2 | 1 | 1 | 1 | 0
PG&E FRESNO | Henrietta | 230 | Wind, Onshore | 0 | 0 | 0 | 0 | 0 | 0 | 0 | 0 | 0 | 0 | 0 | 5 | 2 | 5 | 2 |  | 1 | 1 | N/A |  |  |  | N/A | N/A | N/A | N/A | N/A | N/A | N/A | 1 | 1 | 1 | 2 | 1 | 1 | 1 | 0
PG&E FRESNO | Henrietta | 70 | Wind, Onshore | 0 | 0 | 0 | 0 | 0 | 0 | 0 | 0 | 0 | 0 | 0 | 5 | 2 | 5 | 2 |  | 1 | 1 | N/A |  |  |  | N/A | N/A | N/A | N/A | N/A | N/A | N/A | 1 | 1 | 1 | 2 | 1 | 1 | 1 | 0
PG&E FRESNO | Herndon | 115 | Wind, Onshore | 0 | 0 | 0 | 0 | 0 | 0 | 0 | 0 | 0 | 0 | 0 | 5 | 2 | 5 | 2 |  | 1 | 1 | N/A |  |  |  | N/A | N/A | N/A | N/A | N/A | N/A | N/A | 1 | 1 | 3 | 2 | 1 | 1 | 1 | 0
PG&E FRESNO | Herndon | 230 | Wind, Onshore | 0 | 0 | 0 | 0 | 0 | 0 | 0 | 0 | 0 | 0 | 0 | 5 | 4 | 5 | 2 |  | 1 | 1 | N/A |  |  |  | N/A | N/A | N/A | N/A | N/A | N/A | N/A | 1 | 1 | 3 | 2 | 1 | 1 | 1 | 0
PG&E GBA | Hicks | 230 | Wind, Onshore | 0 | 0 | 0 | 0 | 0 | 0 | 0 | 0 | 0 | 0 | 0 | 5 | 4 | 1 | 1 |  | 1 | 1 | N/A |  |  |  | N/A | N/A | N/A | N/A | N/A | N/A | N/A | 2 | 1 | 4 | 2 | 2 | 1 | 1 | 0
PG&E NGBA | Higgins | 115 | Wind, Onshore | 0 | 0 | 0 | 0 | 0 | 0 | 0 | 0 | 0 | 0 | 0 | 5 | 4 | 1 | 1 |  | 1 | 1 | N/A |  |  |  | N/A | N/A | N/A | N/A | N/A | N/A | N/A | 2 | 1 | 4 | 1 | 3 | 1 | 1 | 0
PG&E NGBA | Hilltop | 345 | Wind, Onshore | 0 | 0 | 0 | 0 | 0 | 0 | 0 | 0 | 0 | 0 | 0 | 5 | 2 | 1 | 1 |  | 3 | 1 | 1 |  |  |  | 2 | 2 | 1 | 1 | 3 | 2 | 1 | 2 | 2 | 4 | 1 | 3 | 1 | 4 | 1
SCE Metro | Hinson | 230 | Wind, Onshore | 0 | 0 | 0 | 0 | 0 | 0 | 0 | 0 | 0 | 0 | 0 | 1 | 1 | 1 | 1 |  | 1 | 1 | N/A |  |  |  | N/A | N/A | N/A | N/A | N/A | N/A | N/A | 1 | 1 | 2 | 1 | 1 | 1 | 1 | 0
PG&E GBA | Hollister | 115 | Wind, Onshore | 0 | 0 | 0 | 0 | 0 | 0 | 0 | 0 | 0 | 0 | 0 | 5 | 4 | 1 | 1 |  | 1 | 1 | N/A |  |  |  | N/A | N/A | N/A | N/A | N/A | N/A | N/A | 2 | 2 | 4 | 2 | 3 | 1 | 1 | 0
PG&E NGBA | Homestake | 115 | Wind, Onshore | 0 | 0 | 0 | 0 | 0 | 0 | 0 | 0 | 0 | 0 | 0 | 5 | 2 | 1 | 1 |  | 1 | 1 | N/A |  |  |  | N/A | N/A | N/A | N/A | N/A | N/A | N/A | 2 | 1 | 4 | 2 | 3 | 1 | 1 | 0
PG&E NGBA | Honcut | 115 | Wind, Onshore | 0 | 0 | 0 | 0 | 0 | 0 | 0 | 0 | 0 | 0 | 0 | 5 | 4 | 1 | 1 |  | 1 | 1 | N/A |  |  |  | N/A | N/A | N/A | N/A | N/A | N/A | N/A | 2 | 1 | 4 | 2 | 3 | 1 | 1 | 0
SDGE | Hoodoo Wash | 500 | Wind, Onshore | 0 | 0 | 0 | 0 | 0 | 0 | 0 | 0 | 0 | 0 | 0 | 5 | 2 | 4 | 2 |  | 1 | 1 | N/A |  |  |  | N/A | N/A | N/A | N/A | N/A | N/A | N/A | 2 | 2 | 4 | 2 | 3 | 1 | 1 | 0
PG&E NGBA | Hopland | 115 | Wind, Onshore | 0 | 0 | 0 | 0 | 0 | 0 | 0 | 0 | 0 | 0 | 0 | 5 | 2 | 1 | 1 |  | 1 | 1 | N/A |  |  |  | N/A | N/A | N/A | N/A | N/A | N/A | N/A | 2 | 2 | 4 | 2 | 3 | 1 | 1 | 0
PG&E NGBA | Hopland | 60 | Wind, Onshore | 0 | 0 | 0 | 0 | 0 | 0 | 0 | 0 | 0 | 0 | 0 | 5 | 2 | 1 | 1 |  | 1 | 1 | N/A |  |  |  | N/A | N/A | N/A | N/A | N/A | N/A | N/A | 2 | 2 | 4 | 2 | 3 | 1 | 1 | 0
PG&E NGBA | Humboldt | 115 | Wind, Onshore | 0 | 0 | 0 | 0 | 0 | 0 | 0 | 0 | 0 | 0 | 0 | 5 | 2 | 1 | 1 |  | 4 | 1 | 3 |  |  |  | 2 | 1 | 1 | 1 | 1 | 3 | 1 | 2 | 2 | 3 | 2 | 3 | 2+ | 1 | 1
PG&E NGBA | Humboldt | 60 | Wind, Onshore | 0 | 0 | 0 | 100 | 100 | 0 | 0 | 0 | 0 | 100 | 100 | 5 | 2 | 1 | 1 |  | 4 | 5 | 3 |  |  |  | 2 | 1 | 1 | 1 | 1 | 3 | 1 | 2 | 2 | 3 | 2 | 3 | 5- | 1 | 1
PG&E NGBA | Humboldt | 500 | Wind, Onshore | 0 | 0 | 0 | 0 | 0 | 0 | 0 | 0 | 0 | 0 | 0 | 5 | 2 | 1 | 1 |  | 4 | 1 | 3 |  |  |  | 2 | 1 | 1 | 1 | 1 | 3 | 1 | 2 | 2 | 3 | 2 | 3 | 1 | 1 | 0
SCE Metro | Huntington Beach | 230 | Wind, Onshore | 0 | 0 | 0 | 0 | 0 | 0 | 0 | 0 | 0 | 0 | 0 | 1 | 1 | 1 | 1 |  | 1 | 1 | N/A |  |  |  | N/A | N/A | N/A | N/A | N/A | N/A | N/A | 1 | 1 | 1 | 1 | 2 | 1 | 1 | 0
PG&E NGBA | Ignacio | 115 | Wind, Onshore | 0 | 0 | 0 | 0 | 0 | 0 | 0 | 0 | 0 | 0 | 0 | 5 | 4 | 1 | 1 |  | 1 | 1 | N/A |  |  |  | N/A | N/A | N/A | N/A | N/A | N/A | N/A | 2 | 1 | 4 | 1 | 3 | 1 | 1 | 0
PG&E NGBA | Ignacio | 230 | Wind, Onshore | 0 | 0 | 0 | 0 | 0 | 0 | 0 | 0 | 0 | 0 | 0 | 5 | 2 | 1 | 1 |  | 1 | 1 | N/A |  |  |  | N/A | N/A | N/A | N/A | N/A | N/A | N/A | 2 | 1 | 4 | 1 | 3 | 1 | 1 | 0
PG&E NGBA | Ignacio | 60 | Wind, Onshore | 0 | 0 | 0 | 0 | 0 | 0 | 0 | 0 | 0 | 0 | 0 | 5 | 2 | 1 | 1 |  | 1 | 1 | N/A |  |  |  | N/A | N/A | N/A | N/A | N/A | N/A | N/A | 2 | 1 | 4 | 1 | 3 | 1 | 1 | 0
SDGE | Imperial Beach | 69 | Wind, Onshore | 0 | 0 | 0 | 0 | 0 | 0 | 0 | 0 | 0 | 0 | 0 | 1 | 1 | 1 | 1 |  | 1 | 1 | N/A |  |  |  | N/A | N/A | N/A | N/A | N/A | N/A | N/A | 2 | 1 | 3 | 1 | 2 | 1 | 1 | 0
SDGE | Imperial Valley | 230 | Wind, Onshore | 0 | 0 | 0 | 0 | 0 | 0 | 0 | 0 | 0 | 0 | 0 | 1 | 1 | 1 | 1 |  | 3 | 1 | 3 |  |  |  | 1 | 1 | 1 | 1 | 1 | 3 | 1 | 1 | 1 | 2 | 2 | 1 | 1 | 1 | 0
SDGE | Imperial Valley | 500 | Wind, Onshore | 0 | 0 | 50 | 0 | 50 | 0 | 0 | 0 | 50 | 0 | 50 | 1 | 1 | 1 | 1 |  | 4 | 5 | 2 |  |  |  | 1 | 1 | 1 | 1 | 1 | 3 | 1 | 1 | 1 | 2 | 2 | 1 | 5- | 1 | 1
EOP | Innovation | 138 | Wind, Onshore | 0 | 0 | 0 | 0 | 0 | 0 | 0 | 0 | 0 | 0 | 0 | 5 | 2 | 4 | 2 |  | 1 | 1 | N/A |  |  |  | N/A | N/A | N/A | N/A | N/A | N/A | N/A | 2 | 2 | 4 | 1 | 3 | 1 | 1 | 0
EOP | Innovation | 230 | Wind, Onshore | 0 | 0 | 0 | 0 | 0 | 0 | 0 | 0 | 0 | 0 | 0 | 5 | 2 | 4 | 2 |  | 1 | 1 | N/A |  |  |  | N/A | N/A | N/A | N/A | N/A | N/A | N/A | 2 | 2 | 4 | 1 | 3 | 1 | 1 | 0
SCE NOL | Inyokern | 115 | Wind, Onshore | 0 | 0 | 0 | 0 | 0 | 0 | 0 | 0 | 0 | 0 | 0 | 3 | 3 | 1 | 1 |  | 1 | 1 | N/A |  |  |  | N/A | N/A | N/A | N/A | N/A | N/A | N/A | 2 | 2 | 4 | 1 | 3 | 1 | 1 | 0
EOP | IS Tap | 138 | Wind, Onshore | 0 | 0 | 0 | 0 | 0 | 0 | 0 | 0 | 0 | 0 | 0 | 5 | 2 | 4 | 2 |  | 1 | 1 | N/A |  |  |  | N/A | N/A | N/A | N/A | N/A | N/A | N/A | 2 | 2 | 4 | 1 | 3 | 1 | 1 | 0
EOP | Ivanpah | 115 | Wind, Onshore | 0 | 0 | 0 | 0 | 0 | 0 | 0 | 0 | 0 | 0 | 0 | 5 | 2 | 4 | 2 |  | 1 | 1 | N/A |  |  |  | N/A | N/A | N/A | N/A | N/A | N/A | N/A | 2 | 2 | 4 | 1 | 1 | 1 | 1 | 0
EOP | Ivanpah | 230 | Wind, Onshore | 0 | 0 | 0 | 0 | 0 | 0 | 0 | 0 | 0 | 0 | 0 | 5 | 2 | 4 | 2 |  | 1 | 1 | N/A |  |  |  | N/A | N/A | N/A | N/A | N/A | N/A | N/A | 2 | 2 | 4 | 1 | 1 | 1 | 1 | 0
EOP | Jackass (DOE) | 138 | Wind, Onshore | 0 | 0 | 0 | 0 | 0 | 0 | 0 | 0 | 0 | 0 | 0 | 5 | 2 | 4 | 2 |  | 1 | 1 | N/A |  |  |  | N/A | N/A | N/A | N/A | N/A | N/A | N/A | 2 | 2 | 4 | 1 | 3 | 1 | 1 | 0
PG&E NGBA | James B Black | 230 | Wind, Onshore | 0 | 0 | 0 | 0 | 0 | 0 | 0 | 0 | 0 | 0 | 0 | 5 | 2 | 1 | 1 |  | 4 | 1 | 1 |  |  |  | 5 | 1 | 1 | 1 | 2 | 2 | 1 | 2 | 2 | 4 | 2 | 3 | 1 | 1 | 0
PG&E GBA | Jefferson | 230 | Wind, Onshore | 0 | 0 | 0 | 0 | 0 | 0 | 0 | 0 | 0 | 0 | 0 | 5 | 4 | 1 | 1 |  | 1 | 1 | N/A |  |  |  | N/A | N/A | N/A | N/A | N/A | N/A | N/A | 2 | 1 | 3 | 1 | 2 | 1 | 1 | 0
PG&E NGBA | Jessup | 115 | Wind, Onshore | 0 | 0 | 0 | 0 | 0 | 0 | 0 | 0 | 0 | 0 | 0 | 5 | 2 | 1 | 1 |  | 1 | 1 | N/A |  |  |  | N/A | N/A | N/A | N/A | N/A | N/A | N/A | 2 | 2 | 3 | 2 | 3 | 1 | 1 | 0
SCE Metro | Johanna | 230 | Wind, Onshore | 0 | 0 | 0 | 0 | 0 | 0 | 0 | 0 | 0 | 0 | 0 | 1 | 1 | 1 | 1 |  | 1 | 1 | N/A |  |  |  | N/A | N/A | N/A | N/A | N/A | N/A | N/A | 1 | 1 | 2 | 1 | 1 | 1 | 1 | 0
SCE Eastern | Julian Hinds | 230 | Wind, Onshore | 0 | 0 | 0 | 0 | 0 | 0 | 0 | 0 | 0 | 0 | 0 | 5 | 4 | 1 | 1 |  | 3 | 1 | 1 |  |  |  | 1 | 1 | 1 | 1 | 1 | 2 | 1 | 2 | 1 | 4 | 1 | 3 | 1 | 1 | 0
PG&E GBA | Kasson | 115 | Wind, Onshore | 0 | 0 | 0 | 0 | 0 | 0 | 0 | 0 | 0 | 0 | 0 | 5 | 4 | 1 | 1 |  | 1 | 1 | N/A |  |  |  | N/A | N/A | N/A | N/A | N/A | N/A | N/A | 1 | 1 | 4 | 2 | 1 | 1 | 1 | 0
PG&E GBA | Kasson | 60 | Wind, Onshore | 0 | 0 | 0 | 0 | 0 | 0 | 0 | 0 | 0 | 0 | 0 | 5 | 4 | 1 | 1 |  | 1 | 1 | N/A |  |  |  | N/A | N/A | N/A | N/A | N/A | N/A | N/A | 1 | 1 | 4 | 2 | 1 | 1 | 1 | 0
PG&E FRESNO | Kearney | 230 | Wind, Onshore | 0 | 0 | 0 | 0 | 0 | 0 | 0 | 0 | 0 | 0 | 0 | 5 | 2 | 5 | 2 |  | 1 | 1 | N/A |  |  |  | N/A | N/A | N/A | N/A | N/A | N/A | N/A | 1 | 1 | 3 | 2 | 1 | 1 | 1 | 0
PG&E FRESNO | Kearney | 70 | Wind, Onshore | 0 | 0 | 0 | 0 | 0 | 0 | 0 | 0 | 0 | 0 | 0 | 5 | 2 | 5 | 2 |  | 1 | 1 | N/A |  |  |  | N/A | N/A | N/A | N/A | N/A | N/A | N/A | 1 | 1 | 3 | 2 | 1 | 1 | 1 | 0
PG&E GBA | Kelso | 230 | Wind, Onshore | 0 | 0 | 0 | 0 | 0 | 0 | 0 | 0 | 0 | 0 | 0 | 5 | 2 | 1 | 1 |  | 1 | 1 | 1 |  |  |  | 5 | 3 | 3 | 5 | 5 | 1 | 1 | 2 | 1 | 2 | 1 | 2 | 1 | 4 | 1
PG&E FRESNO | Kerchoff 1 | 115 | Wind, Onshore | 0 | 0 | 0 | 0 | 0 | 0 | 0 | 0 | 0 | 0 | 0 | 5 | 2 | 5 | 2 |  | 1 | 1 | N/A |  |  |  | N/A | N/A | N/A | N/A | N/A | N/A | N/A | 1 | 1 | 4 | 2 | 3 | 1 | 1 | 0
PG&E KERN | Kern Oil | 115 | Wind, Onshore | 0 | 0 | 0 | 0 | 0 | 0 | 0 | 0 | 0 | 0 | 0 | 5 | 2 | 5 | 2 |  | 1 | 1 | N/A |  |  |  | N/A | N/A | N/A | N/A | N/A | N/A | N/A | 1 | 1 | 1 | 1 | 1 | 1 | 1 | 0
PG&E KERN | Kern PP | 115 | Wind, Onshore | 0 | 0 | 0 | 0 | 0 | 0 | 0 | 0 | 0 | 0 | 0 | 5 | 2 | 5 | 2 |  | 1 | 1 | N/A |  |  |  | N/A | N/A | N/A | N/A | N/A | N/A | N/A | 1 | 1 | 2 | 1 | 2 | 1 | 1 | 0
PG&E KERN | Kern PP | 230 | Wind, Onshore | 0 | 0 | 0 | 0 | 0 | 0 | 0 | 0 | 0 | 0 | 0 | 5 | 2 | 5 | 2 |  | 1 | 1 | N/A |  |  |  | N/A | N/A | N/A | N/A | N/A | N/A | N/A | 1 | 1 | 2 | 1 | 2 | 1 | 1 | 0
PG&E KERN | Kern PP | 70 | Wind, Onshore | 0 | 0 | 0 | 0 | 0 | 0 | 0 | 0 | 0 | 0 | 0 | 5 | 2 | 5 | 2 |  | 1 | 1 | N/A |  |  |  | N/A | N/A | N/A | N/A | N/A | N/A | N/A | 1 | 1 | 2 | 1 | 2 | 1 | 1 | 0
PG&E KERN | Kernridge | 115 | Wind, Onshore | 0 | 0 | 0 | 0 | 0 | 0 | 0 | 0 | 0 | 0 | 0 | 5 | 2 | 5 | 2 |  | 1 | 1 | N/A |  |  |  | N/A | N/A | N/A | N/A | N/A | N/A | N/A | 1 | 1 | 1 | 1 | 1 | 1 | 1 | 0
PG&E FRESNO | Kingsburg | 115 | Wind, Onshore | 0 | 0 | 0 | 0 | 0 | 0 | 0 | 0 | 0 | 0 | 0 | 5 | 2 | 5 | 2 |  | 1 | 1 | N/A |  |  |  | N/A | N/A | N/A | N/A | N/A | N/A | N/A | 1 | 1 | 2 | 2 | 1 | 1 | 1 | 0
PG&E GBA | Kirker | 115 | Wind, Onshore | 0 | 0 | 0 | 0 | 0 | 0 | 0 | 0 | 0 | 0 | 0 | 5 | 2 | 1 | 1 |  | 1 | 1 | N/A |  |  |  | N/A | N/A | N/A | N/A | N/A | N/A | N/A | 2 | 1 | 3 | 1 | 1 | 1 | 1 | 0
PG&E NGBA | Knights Landing | 115 | Wind, Onshore | 0 | 0 | 0 | 0 | 0 | 0 | 0 | 0 | 0 | 0 | 0 | 5 | 5 | 3 | 3 |  | 1 | 1 | N/A |  |  |  | N/A | N/A | N/A | N/A | N/A | N/A | N/A | 2 | 1 | 4 | 2 | 3 | 1 | 1 | 0
PG&E NGBA | Konocti | 60 | Wind, Onshore | 0 | 0 | 0 | 0 | 0 | 0 | 0 | 0 | 0 | 0 | 0 | 5 | 2 | 1 | 1 |  | 1 | 1 | N/A |  |  |  | N/A | N/A | N/A | N/A | N/A | N/A | N/A | 2 | 2 | 4 | 2 | 3 | 1 | 1 | 0
SCE NOL | Kramer | 115 | Wind, Onshore | 0 | 0 | 0 | 0 | 0 | 0 | 0 | 0 | 0 | 0 | 0 | 3 | 3 | 1 | 1 |  | 1 | 1 | N/A |  |  |  | N/A | N/A | N/A | N/A | N/A | N/A | N/A | 2 | 1 | 4 | 1 | 3 | 1 | 1 | 0
SCE NOL | Kramer | 230 | Wind, Onshore | 0 | 0 | 0 | 0 | 0 | 0 | 0 | 0 | 0 | 0 | 0 | 3 | 3 | 1 | 1 |  | 1 | 1 | N/A |  |  |  | N/A | N/A | N/A | N/A | N/A | N/A | N/A | 2 | 1 | 4 | 1 | 3 | 1 | 1 | 0
SCE Metro | La Cienega | 230 | Wind, Onshore | 0 | 0 | 0 | 0 | 0 | 0 | 0 | 0 | 0 | 0 | 0 | 1 | 1 | 1 | 1 |  | 1 | 1 | N/A |  |  |  | N/A | N/A | N/A | N/A | N/A | N/A | N/A | 1 | 1 | 2 | 1 | 2 | 1 | 1 | 0
SCE Metro | La Fresa | 230 | Wind, Onshore | 0 | 0 | 0 | 0 | 0 | 0 | 0 | 0 | 0 | 0 | 0 | 1 | 1 | 1 | 1 |  | 1 | 1 | N/A |  |  |  | N/A | N/A | N/A | N/A | N/A | N/A | N/A | 1 | 1 | 2 | 1 | 2 | 1 | 1 | 0
SCE Metro | Laguna Bell | 230 | Wind, Onshore | 0 | 0 | 0 | 0 | 0 | 0 | 0 | 0 | 0 | 0 | 0 | 1 | 1 | 1 | 1 |  | 1 | 1 | N/A |  |  |  | N/A | N/A | N/A | N/A | N/A | N/A | N/A | 1 | 1 | 2 | 1 | 1 | 1 | 1 | 0
PG&E KERN | Lakeview | 70 | Wind, Onshore | 0 | 0 | 0 | 0 | 0 | 0 | 0 | 0 | 0 | 0 | 0 | 5 | 2 | 5 | 2 |  | 1 | 1 | N/A |  |  |  | N/A | N/A | N/A | N/A | N/A | N/A | N/A | 1 | 1 | 4 | 1 | 1 | 1 | 1 | 0
PG&E NGBA | Lakeville | 230 | Wind, Onshore | 0 | 0 | 0 | 0 | 0 | 0 | 0 | 0 | 0 | 0 | 0 | 5 | 4 | 1 | 1 |  | 1 | 1 | N/A |  |  |  | N/A | N/A | N/A | N/A | N/A | N/A | N/A | 2 | 1 | 4 | 2 | 3 | 1 | 1 | 0
PG&E NGBA | Lakeville | 60 | Wind, Onshore | 0 | 0 | 0 | 0 | 0 | 0 | 0 | 0 | 0 | 0 | 0 | 5 | 4 | 1 | 1 |  | 1 | 1 | N/A |  |  |  | N/A | N/A | N/A | N/A | N/A | N/A | N/A | 2 | 1 | 4 | 2 | 3 | 1 | 1 | 0
PG&E NGBA | Lakeville | 115 | Wind, Onshore | 0 | 0 | 0 | 0 | 0 | 0 | 0 | 0 | 0 | 0 | 0 | 5 | 4 | 1 | 1 |  | 1 | 1 | N/A |  |  |  | N/A | N/A | N/A | N/A | N/A | N/A | N/A | 2 | 1 | 4 | 2 | 3 | 1 | 1 | 0
PG&E GBA | Lakewood | 115 | Wind, Onshore | 0 | 0 | 0 | 0 | 0 | 0 | 0 | 0 | 0 | 0 | 0 | 5 | 2 | 1 | 1 |  | 1 | 1 | N/A |  |  |  | N/A | N/A | N/A | N/A | N/A | N/A | N/A | 2 | 1 | 3 | 1 | 2 | 1 | 1 | 0
PG&E NGBA | Lambie | 230 | Wind, Onshore | 0 | 0 | 0 | 0 | 0 | 0 | 0 | 0 | 0 | 0 | 0 | 5 | 4 | 1 | 1 |  | 1 | 1 | N/A |  |  |  | N/A | N/A | N/A | N/A | N/A | N/A | N/A | 2 | 1 | 1 | 1 | 1 | 1 | 1 | 0
PG&E GBA | Lammers | 115 | Wind, Onshore | 0 | 0 | 0 | 0 | 0 | 0 | 0 | 0 | 0 | 0 | 0 | 5 | 4 | 1 | 1 |  | 1 | 1 | N/A |  |  |  | N/A | N/A | N/A | N/A | N/A | N/A | N/A | 1 | 1 | 1 | 2 | 2 | 1 | 1 | 0
PG&E KERN | Lamont | 115 | Wind, Onshore | 0 | 0 | 0 | 0 | 0 | 0 | 0 | 0 | 0 | 0 | 0 | 5 | 2 | 5 | 2 |  | 1 | 1 | N/A |  |  |  | N/A | N/A | N/A | N/A | N/A | N/A | N/A | 1 | 1 | 2 | 1 | 1 | 1 | 1 | 0
PG&E FRESNO | Las Aguilas | 230 | Wind, Onshore | 0 | 0 | 0 | 0 | 0 | 0 | 0 | 0 | 0 | 0 | 0 | 5 | 2 | 5 | 2 |  | 1 | 1 | N/A |  |  |  | N/A | N/A | N/A | N/A | N/A | N/A | N/A | 2 | 2 | 4 | 2 | 2 | 1 | 1 | 0
EOP | Lathrop | 138 | Wind, Onshore | 0 | 0 | 0 | 0 | 0 | 0 | 0 | 0 | 0 | 0 | 0 | 5 | 2 | 4 | 2 |  | 3 | 1 | 3 |  |  |  | N/A | N/A | N/A | N/A | N/A | N/A | N/A | 2 | 2 | 4 | 1 | 3 | 1 | 1 | 0
EOP | Lathrop | 230 | Wind, Onshore | 0 | 0 | 171 | 0 | 171 | 0 | 0 | 0 | 171 | 0 | 171 | 5 | 2 | 4 | 2 |  | 3 | 2 | 3 |  |  |  | N/A | N/A | N/A | N/A | N/A | N/A | N/A | 2 | 2 | 4 | 1 | 3 | 5- | 5 | 1
PG&E FRESNO | Le Grand | 115 | Wind, Onshore | 0 | 0 | 0 | 0 | 0 | 0 | 0 | 0 | 0 | 0 | 0 | 5 | 2 | 5 | 2 |  | 1 | 1 | N/A |  |  |  | N/A | N/A | N/A | N/A | N/A | N/A | N/A | 1 | 1 | 3 | 2 | 1 | 1 | 1 | 0
PG&E FRESNO | Lemoore | 70 | Wind, Onshore | 0 | 0 | 0 | 0 | 0 | 0 | 0 | 0 | 0 | 0 | 0 | 5 | 2 | 5 | 2 |  | 1 | 1 | N/A |  |  |  | N/A | N/A | N/A | N/A | N/A | N/A | N/A | 1 | 1 | 3 | 2 | 2 | 1 | 1 | 0
PG&E KERN | Lerdo | 115 | Wind, Onshore | 0 | 0 | 0 | 0 | 0 | 0 | 0 | 0 | 0 | 0 | 0 | 5 | 2 | 5 | 2 |  | 1 | 1 | N/A |  |  |  | N/A | N/A | N/A | N/A | N/A | N/A | N/A | 1 | 1 | 4 | 1 | 1 | 1 | 1 | 0
SCE Metro | Lewis | 230 | Wind, Onshore | 0 | 0 | 0 | 0 | 0 | 0 | 0 | 0 | 0 | 0 | 0 | 1 | 1 | 1 | 1 |  | 1 | 1 | N/A |  |  |  | N/A | N/A | N/A | N/A | N/A | N/A | N/A | 1 | 1 | 3 | 1 | 2 | 1 | 1 | 0
SCE Metro | Lighthipe | 230 | Wind, Onshore | 0 | 0 | 0 | 0 | 0 | 0 | 0 | 0 | 0 | 0 | 0 | 1 | 1 | 1 | 1 |  | 1 | 1 | N/A |  |  |  | N/A | N/A | N/A | N/A | N/A | N/A | N/A | 1 | 1 | 2 | 1 | 1 | 1 | 1 | 0
SDGE | Lilac | 69 | Wind, Onshore | 0 | 0 | 0 | 0 | 0 | 0 | 0 | 0 | 0 | 0 | 0 | 1 | 1 | 1 | 1 |  | 1 | 1 | N/A |  |  |  | N/A | N/A | N/A | N/A | N/A | N/A | N/A | 2 | 1 | 3 | 1 | 3 | 1 | 1 | 0
PG&E NGBA | Lincoln | 115 | Wind, Onshore | 0 | 0 | 0 | 0 | 0 | 0 | 0 | 0 | 0 | 0 | 0 | 5 | 5 | 3 | 3 |  | 1 | 1 | N/A |  |  |  | N/A | N/A | N/A | N/A | N/A | N/A | N/A | 2 | 1 | 3 | 2 | 3 | 1 | 1 | 0
PG&E KERN | Live Oak | 115 | Wind, Onshore | 0 | 0 | 0 | 0 | 0 | 0 | 0 | 0 | 0 | 0 | 0 | 5 | 2 | 5 | 2 |  | 1 | 1 | N/A |  |  |  | N/A | N/A | N/A | N/A | N/A | N/A | N/A | 1 | 1 | 1 | 1 | 1 | 1 | 1 | 0
PG&E GBA | Llagas | 115 | Wind, Onshore | 0 | 0 | 0 | 0 | 0 | 0 | 0 | 0 | 0 | 0 | 0 | 5 | 4 | 1 | 1 |  | 1 | 1 | N/A |  |  |  | N/A | N/A | N/A | N/A | N/A | N/A | N/A | 2 | 1 | 2 | 2 | 1 | 1 | 1 | 0
PG&E GBA | Lockeford | 115 | Wind, Onshore | 0 | 0 | 0 | 0 | 0 | 0 | 0 | 0 | 0 | 0 | 0 | 5 | 4 | 1 | 1 |  | 1 | 1 | N/A |  |  |  | N/A | N/A | N/A | N/A | N/A | N/A | N/A | 1 | 1 | 4 | 2 | 2 | 1 | 1 | 0
PG&E GBA | Lockeford | 230 | Wind, Onshore | 0 | 0 | 0 | 0 | 0 | 0 | 0 | 0 | 0 | 0 | 0 | 5 | 4 | 1 | 1 |  | 1 | 1 | N/A |  |  |  | N/A | N/A | N/A | N/A | N/A | N/A | N/A | 1 | 1 | 4 | 2 | 2 | 1 | 1 | 0
PG&E GBA | Lockeford | 60 | Wind, Onshore | 0 | 0 | 0 | 0 | 0 | 0 | 0 | 0 | 0 | 0 | 0 | 5 | 4 | 1 | 1 |  | 1 | 1 | N/A |  |  |  | N/A | N/A | N/A | N/A | N/A | N/A | N/A | 1 | 1 | 4 | 2 | 2 | 1 | 1 | 0
PG&E GBA | Lodi | 230 | Wind, Onshore | 0 | 0 | 0 | 0 | 0 | 0 | 0 | 0 | 0 | 0 | 0 | 5 | 4 | 1 | 1 |  | 1 | 1 | N/A |  |  |  | N/A | N/A | N/A | N/A | N/A | N/A | N/A | 1 | 1 | 1 | 2 | 1 | 1 | 1 | 0
PG&E NGBA | Logan Creek | 230 | Wind, Onshore | 0 | 0 | 0 | 0 | 0 | 0 | 0 | 0 | 0 | 0 | 0 | 5 | 2 | 1 | 1 |  | 1 | 1 | N/A |  |  |  | N/A | N/A | N/A | N/A | N/A | N/A | N/A | 2 | 2 | 4 | 1 | 2 | 1 | 1 | 0
PG&E GBA | Lone Tree | 230 | Wind, Onshore | 0 | 0 | 0 | 0 | 0 | 0 | 0 | 0 | 0 | 0 | 0 | 5 | 2 | 1 | 1 |  | 1 | 1 | N/A |  |  |  | N/A | N/A | N/A | N/A | N/A | N/A | N/A | 2 | 1 | 3 | 1 | 2 | 1 | 1 | 0
PG&E FRESNO | Los Banos | 230 | Wind, Onshore | 0 | 0 | 0 | 69.3 | 69.3 | 0 | 69.3 | 69.3 | 0 | 0 | 0 | 5 | 2 | 5 | 2 | 3 | 4 | 2 | 5 |  |  |  | 5 | 5 | 2 | 2 | 5 | 5 | 2 | 1 | 1 | 4 | 2 | 1 | 1 | 5 | 1
PG&E FRESNO | Los Banos | 500 | Wind, Onshore | 0 | 0 | 0 | 0 | 0 | 0 | 0 | 0 | 0 | 0 | 0 | 1 | 1 | 1 | 1 |  | 4 | 1 | 5 |  |  |  | 5 | 5 | 2 | 2 | 5 | 5 | 2 | 1 | 1 | 4 | 2 | 1 | 1 | 1 | 0
SDGE | Los Coches | 138 | Wind, Onshore | 0 | 0 | 0 | 0 | 0 | 0 | 0 | 0 | 0 | 0 | 0 | 1 | 1 | 1 | 1 |  | 1 | 1 | N/A |  |  |  | N/A | N/A | N/A | N/A | N/A | N/A | N/A | 2 | 2 | 4 | 2 | 3 | 1+ | 1 | 1
SDGE | Los Coches | 69 | Wind, Onshore | 0 | 0 | 0 | 0 | 0 | 0 | 0 | 0 | 0 | 0 | 0 | 1 | 1 | 1 | 1 |  | 1 | 1 | N/A |  |  |  | N/A | N/A | N/A | N/A | N/A | N/A | N/A | 2 | 2 | 4 | 2 | 3 | 1 | 1 | 0
PG&E GBA | Los Esteros | 115 | Wind, Onshore | 0 | 0 | 0 | 0 | 0 | 0 | 0 | 0 | 0 | 0 | 0 | 5 | 4 | 1 | 1 |  | 1 | 1 | N/A |  |  |  | N/A | N/A | N/A | N/A | N/A | N/A | N/A | 2 | 1 | 1 | 2 | 1 | 1 | 1 | 0
PG&E GBA | Los Esteros | 230 | Wind, Onshore | 0 | 0 | 0 | 0 | 0 | 0 | 0 | 0 | 0 | 0 | 0 | 5 | 4 | 1 | 1 |  | 1 | 1 | N/A |  |  |  | N/A | N/A | N/A | N/A | N/A | N/A | N/A | 2 | 1 | 1 | 2 | 1 | 1 | 1 | 0
PG&E GBA | Los Positas | 230 | Wind, Onshore | 0 | 0 | 0 | 0 | 0 | 0 | 0 | 0 | 0 | 0 | 0 | 5 | 4 | 1 | 1 |  | 1 | 1 | N/A |  |  |  | N/A | N/A | N/A | N/A | N/A | N/A | N/A | 2 | 1 | 3 | 1 | 3 | 1 | 1 | 0
PG&E GBA | Los Positas | 60 | Wind, Onshore | 0 | 0 | 0 | 0 | 0 | 0 | 0 | 0 | 0 | 0 | 0 | 5 | 2 | 1 | 1 |  | 1 | 1 | N/A |  |  |  | N/A | N/A | N/A | N/A | N/A | N/A | N/A | 2 | 1 | 3 | 1 | 3 | 1 | 1 | 0
SDGE | Loveland | 69 | Wind, Onshore | 0 | 0 | 0 | 0 | 0 | 0 | 0 | 0 | 0 | 0 | 0 | 1 | 1 | 1 | 1 |  | 1 | 1 | N/A |  |  |  | N/A | N/A | N/A | N/A | N/A | N/A | N/A | 2 | 1 | 3 | 1 | 3 | 1 | 1 | 0
SCE NOL | Lugo | 230 | Wind, Onshore | 0 | 0 | 0 | 0 | 0 | 0 | 0 | 0 | 0 | 0 | 0 | 1 | 1 | 1 | 1 |  | 3 | 1 | 1 |  |  |  | 3 | 2 | 1 | 1 | 3 | 1 | 1 | 2 | 1 | 4 | 1 | 2 | 1+ | 1 | 1
SCE Metro | Lugo | 500 | Wind, Onshore | 0 | 0 | 0 | 0 | 0 | 0 | 0 | 0 | 0 | 0 | 0 | 1 | 1 | 1 | 1 |  | 3 | 1 | #N/A |  |  |  | N/A | N/A | N/A | N/A | N/A | N/A | N/A | 2 | 1 | 4 | 1 | 2 | 1 | 1 | 0
PG&E FRESNO | Madera | 70 | Wind, Onshore | 0 | 0 | 0 | 0 | 0 | 0 | 0 | 0 | 0 | 0 | 0 | 5 | 4 | 5 | 2 |  | 1 | 1 | N/A |  |  |  | N/A | N/A | N/A | N/A | N/A | N/A | N/A | 1 | 1 | 4 | 2 | 1 | 1 | 1 | 0
PG&E NGBA | Madison | 115 | Wind, Onshore | 0 | 0 | 0 | 0 | 0 | 0 | 0 | 0 | 0 | 0 | 0 | 5 | 2 | 1 | 1 |  | 3 | 1 | 1 |  |  |  | 5 | 3 | 1 | 1 | 3 | 3 | 1 | 2 | 1 | 4 | 2 | 3 | 1 | 1 | 0
PG&E KERN | Magunden | 115 | Wind, Onshore | 0 | 0 | 0 | 0 | 0 | 0 | 0 | 0 | 0 | 0 | 0 | 5 | 2 | 5 | 2 |  | 1 | 1 | N/A |  |  |  | N/A | N/A | N/A | N/A | N/A | N/A | N/A | 1 | 1 | 2 | 1 | 1 | 1 | 1 | 0
SCE Northern | Magunden | 230 | Wind, Onshore | 0 | 0 | 0 | 0 | 0 | 0 | 0 | 0 | 0 | 0 | 0 | 1 | 1 | 1 | 1 |  | 1 | 1 | N/A |  |  |  | N/A | N/A | N/A | N/A | N/A | N/A | N/A | 1 | 1 | 2 | 1 | 1 | 1 | 1 | 0
PG&E FRESNO | Malaga | 115 | Wind, Onshore | 0 | 0 | 0 | 0 | 0 | 0 | 0 | 0 | 0 | 0 | 0 | 5 | 2 | 5 | 2 |  | 1 | 1 | N/A |  |  |  | N/A | N/A | N/A | N/A | N/A | N/A | N/A | 1 | 1 | 1 | 2 | 1 | 1 | 1 | 0
PG&E NGBA | Malin | 500 | Wind, Onshore | 0 | 0 | 0 | 0 | 0 | 0 | 0 | 0 | 0 | 0 | 0 | 5 | 2 | 1 | 1 |  | 1 | 1 | N/A |  |  |  | N/A | N/A | N/A | N/A | N/A | N/A | N/A | 2 | 2 | 4 | 2 | 3 | 1 | 1 | 0
SCE Northern | Mandalay | 230 | Wind, Onshore | 0 | 0 | 0 | 0 | 0 | 0 | 0 | 0 | 0 | 0 | 0 | 5 | 2 | 4 | 2 |  | 1 | 1 | N/A |  |  |  | N/A | N/A | N/A | N/A | N/A | N/A | N/A | 2 | 1 | 2 | 1 | 1 | 1 | 1 | 0
PG&E FRESNO | Manning | 230 | Wind, Onshore | 0 | 0 | 0 | 0 | 0 | 0 | 0 | 0 | 0 | 0 | 0 | 5 | 2 | 5 | 2 |  | 1 | 1 | N/A |  |  |  | N/A | N/A | N/A | N/A | N/A | N/A | N/A | 1 | 1 | 2 | 2 | 1 | 1 | 1 | 0
PG&E FRESNO | Manning | 500 | Wind, Onshore | 0 | 0 | 0 | 0 | 0 | 0 | 0 | 0 | 0 | 0 | 0 | 1 | 1 | 1 | 1 |  | 1 | 1 | N/A |  |  |  | N/A | N/A | N/A | N/A | N/A | N/A | N/A | 1 | 1 | 2 | 2 | 1 | 1 | 1 | 0
PG&E GBA | Manteca | 115 | Wind, Onshore | 0 | 0 | 0 | 0 | 0 | 0 | 0 | 0 | 0 | 0 | 0 | 5 | 4 | 5 | 2 |  | 1 | 1 | N/A |  |  |  | N/A | N/A | N/A | N/A | N/A | N/A | N/A | 1 | 1 | 2 | 2 | 2 | 1 | 1 | 0
SDGE | Margarita | 138 | Wind, Onshore | 0 | 0 | 0 | 0 | 0 | 0 | 0 | 0 | 0 | 0 | 0 | 1 | 1 | 1 | 1 |  | 1 | 1 | N/A |  |  |  | N/A | N/A | N/A | N/A | N/A | N/A | N/A | 1 | 1 | 2 | 1 | 3 | 1 | 1 | 0
PG&E GBA | Martin | 230 | Wind, Onshore | 0 | 0 | 0 | 0 | 0 | 0 | 0 | 0 | 0 | 0 | 0 | 5 | 2 | 1 | 1 |  | 1 | 1 | N/A |  |  |  | N/A | N/A | N/A | N/A | N/A | N/A | N/A | 2 | 1 | 3 | 1 | 2 | 1 | 1 | 0
PG&E GBA | Martin | 115 | Wind, Onshore | 0 | 0 | 0 | 0 | 0 | 0 | 0 | 0 | 0 | 0 | 0 | 1 | 1 | 1 | 1 |  | 1 | 1 | N/A |  |  |  | N/A | N/A | N/A | N/A | N/A | N/A | N/A | 2 | 1 | 3 | 1 | 2 | 1 | 1 | 0
PG&E GBA | Martinez | 115 | Wind, Onshore | 0 | 0 | 0 | 0 | 0 | 0 | 0 | 0 | 0 | 0 | 0 | 5 | 4 | 1 | 1 |  | 1 | 1 | N/A |  |  |  | N/A | N/A | N/A | N/A | N/A | N/A | N/A | 2 | 1 | 1 | 1 | 1 | 1 | 1 | 0
PG&E FRESNO | Mc Mullin | 230 | Wind, Onshore | 0 | 0 | 0 | 0 | 0 | 0 | 0 | 0 | 0 | 0 | 0 | 5 | 2 | 5 | 2 |  | 1 | 1 | N/A |  |  |  | N/A | N/A | N/A | N/A | N/A | N/A | N/A | 1 | 1 | 3 | 2 | 1 | 1 | 1 | 0
PG&E FRESNO | McCall | 115 | Wind, Onshore | 0 | 0 | 0 | 0 | 0 | 0 | 0 | 0 | 0 | 0 | 0 | 5 | 2 | 5 | 2 |  | 1 | 1 | N/A |  |  |  | N/A | N/A | N/A | N/A | N/A | N/A | N/A | 1 | 1 | 3 | 2 | 1 | 1 | 1 | 0
PG&E FRESNO | McCall | 230 | Wind, Onshore | 0 | 0 | 0 | 0 | 0 | 0 | 0 | 0 | 0 | 0 | 0 | 5 | 2 | 5 | 2 |  | 1 | 1 | N/A |  |  |  | N/A | N/A | N/A | N/A | N/A | N/A | N/A | 1 | 1 | 3 | 2 | 1 | 1 | 1 | 0
PG&E GBA | Meadow Lane | 115 | Wind, Onshore | 0 | 0 | 0 | 0 | 0 | 0 | 0 | 0 | 0 | 0 | 0 | 5 | 2 | 1 | 1 |  | 1 | 1 | N/A |  |  |  | N/A | N/A | N/A | N/A | N/A | N/A | N/A | 2 | 1 | 2 | 1 | 1 | 1 | 1 | 0
PG&E GBA | Melones | 115 | Wind, Onshore | 0 | 0 | 0 | 0 | 0 | 0 | 0 | 0 | 0 | 0 | 0 | 5 | 4 | 1 | 1 |  | 1 | 1 | N/A |  |  |  | N/A | N/A | N/A | N/A | N/A | N/A | N/A | 2 | 1 | 4 | 1 | 3 | 1 | 1 | 0
PG&E GBA | Melones | 230 | Wind, Onshore | 0 | 0 | 0 | 0 | 0 | 0 | 0 | 0 | 0 | 0 | 0 | 5 | 4 | 1 | 1 |  | 1 | 1 | N/A |  |  |  | N/A | N/A | N/A | N/A | N/A | N/A | N/A | 2 | 1 | 4 | 1 | 3 | 1 | 1 | 0
SDGE | Melrose | 69 | Wind, Onshore | 0 | 0 | 0 | 0 | 0 | 0 | 0 | 0 | 0 | 0 | 0 | 1 | 1 | 1 | 1 |  | 1 | 1 | N/A |  |  |  | N/A | N/A | N/A | N/A | N/A | N/A | N/A | 2 | 1 | 3 | 1 | 3 | 1 | 1 | 0
PG&E NGBA | Mendocino | 115 | Wind, Onshore | 0 | 0 | 0 | 0 | 0 | 0 | 0 | 0 | 0 | 0 | 0 | 5 | 2 | 1 | 1 |  | 1 | 1 | N/A |  |  |  | N/A | N/A | N/A | N/A | N/A | N/A | N/A | 2 | 2 | 4 | 2 | 3 | 1 | 1 | 0
PG&E NGBA | Mendocino | 60 | Wind, Onshore | 0 | 0 | 0 | 0 | 0 | 0 | 0 | 0 | 0 | 0 | 0 | 5 | 2 | 1 | 1 |  | 1 | 1 | N/A |  |  |  | N/A | N/A | N/A | N/A | N/A | N/A | N/A | 2 | 2 | 4 | 2 | 3 | 1 | 1 | 0
PG&E FRESNO | Mendota | 115 | Wind, Onshore | 0 | 0 | 0 | 0 | 0 | 0 | 0 | 0 | 0 | 0 | 0 | 5 | 2 | 5 | 2 |  | 1 | 1 | N/A |  |  |  | N/A | N/A | N/A | N/A | N/A | N/A | N/A | 1 | 1 | 3 | 2 | 1 | 1 | 1 | 0
PG&E GBA | Menlo | 60 | Wind, Onshore | 0 | 0 | 0 | 0 | 0 | 0 | 0 | 0 | 0 | 0 | 0 | 5 | 2 | 1 | 1 |  | 1 | 1 | N/A |  |  |  | N/A | N/A | N/A | N/A | N/A | N/A | N/A | 2 | 1 | 3 | 1 | 2 | 1 | 1 | 0
PG&E FRESNO | Merced | 115 | Wind, Onshore | 0 | 0 | 0 | 0 | 0 | 0 | 0 | 0 | 0 | 0 | 0 | 5 | 4 | 5 | 2 |  | 1 | 1 | N/A |  |  |  | N/A | N/A | N/A | N/A | N/A | N/A | N/A | 1 | 1 | 4 | 2 | 1 | 1 | 1 | 0
EOP | Mercury | 138 | Wind, Onshore | 0 | 0 | 0 | 0 | 0 | 0 | 0 | 0 | 0 | 0 | 0 | 5 | 2 | 4 | 2 |  | 1 | 1 | N/A |  |  |  | N/A | N/A | N/A | N/A | N/A | N/A | N/A | 2 | 2 | 4 | 1 | 3 | 1 | 1 | 0
PG&E FRESNO | Mercy Springs | 70 | Wind, Onshore | 0 | 0 | 0 | 0 | 0 | 0 | 0 | 0 | 0 | 0 | 0 | 5 | 2 | 5 | 2 |  | 1 | 1 | N/A |  |  |  | N/A | N/A | N/A | N/A | N/A | N/A | N/A | 1 | 1 | 4 | 2 | 1 | 1 | 1 | 0
PG&E NGBA | Meridian | 60 | Wind, Onshore | 0 | 0 | 0 | 0 | 0 | 0 | 0 | 0 | 0 | 0 | 0 | 5 | 2 | 1 | 1 |  | 1 | 1 | N/A |  |  |  | N/A | N/A | N/A | N/A | N/A | N/A | N/A | 2 | 2 | 4 | 1 | 3 | 1 | 1 | 0
PG&E KERN | Mesa (PGE) | 115 | Wind, Onshore | 0 | 0 | 0 | 0 | 0 | 0 | 0 | 0 | 0 | 0 | 0 | 5 | 2 | 5 | 2 |  | 1 | 1 | N/A |  |  |  | N/A | N/A | N/A | N/A | N/A | N/A | N/A | 2 | 2 | 3 | 2 | 2 | 1 | 1 | 0
PG&E KERN | Mesa (PGE) | 230 | Wind, Onshore | 0 | 0 | 0 | 0 | 0 | 0 | 0 | 0 | 0 | 0 | 0 | 5 | 2 | 5 | 2 |  | 1 | 1 | N/A |  |  |  | N/A | N/A | N/A | N/A | N/A | N/A | N/A | 2 | 2 | 3 | 2 | 2 | 1 | 1 | 0
SCE Metro | Mesa (SCE) | 230 | Wind, Onshore | 0 | 0 | 0 | 0 | 0 | 0 | 0 | 0 | 0 | 0 | 0 | 1 | 1 | 1 | 1 |  | 1 | 1 | N/A |  |  |  | N/A | N/A | N/A | N/A | N/A | N/A | N/A | 1 | 1 | 3 | 1 | 2 | 1 | 1 | 0
SCE Metro | Mesa (SCE) | 500 | Wind, Onshore | 0 | 0 | 0 | 0 | 0 | 0 | 0 | 0 | 0 | 0 | 0 | 1 | 1 | 1 | 1 |  | 1 | 1 | N/A |  |  |  | N/A | N/A | N/A | N/A | N/A | N/A | N/A | 1 | 1 | 3 | 1 | 2 | 1 | 1 | 0
SDGE | Mesa Heights | 69 | Wind, Onshore | 0 | 0 | 0 | 0 | 0 | 0 | 0 | 0 | 0 | 0 | 0 | 1 | 1 | 1 | 1 |  | 1 | 1 | N/A |  |  |  | N/A | N/A | N/A | N/A | N/A | N/A | N/A | 2 | 1 | 2 | 1 | 3 | 1 | 1 | 0
PG&E GBA | Metcalf | 115 | Wind, Onshore | 0 | 0 | 0 | 0 | 0 | 0 | 0 | 0 | 0 | 0 | 0 | 5 | 4 | 1 | 1 |  | 1 | 1 | N/A |  |  |  | N/A | N/A | N/A | N/A | N/A | N/A | N/A | 2 | 1 | 1 | 2 | 3 | 1 | 1 | 0
PG&E GBA | Metcalf | 230 | Wind, Onshore | 0 | 0 | 0 | 0 | 0 | 0 | 0 | 0 | 0 | 0 | 0 | 5 | 4 | 1 | 1 |  | 1 | 1 | N/A |  |  |  | N/A | N/A | N/A | N/A | N/A | N/A | N/A | 2 | 1 | 1 | 2 | 3 | 1 | 1 | 0
PG&E GBA | Metcalf | 500 | Wind, Onshore | 0 | 0 | 0 | 0 | 0 | 0 | 0 | 0 | 0 | 0 | 0 | 1 | 1 | 1 | 1 | 5 | 1 | 1 | N/A |  |  |  | N/A | N/A | N/A | N/A | N/A | N/A | N/A | 2 | 1 | 1 | 2 | 3 | 1 | 1 | 0
PG&E KERN | Midway | 115 | Wind, Onshore | 0 | 0 | 0 | 0 | 0 | 0 | 0 | 0 | 0 | 0 | 0 | 5 | 2 | 5 | 2 |  | 3 | 1 | 1 |  |  |  | 1 | 1 | 1 | 1 | 1 | 1 | 1 | 1 | 1 | 3 | 1 | 1 | 1 | 1 | 0
PG&E KERN | Midway | 230 | Wind, Onshore | 0 | 0 | 0 | 0 | 0 | 0 | 0 | 0 | 0 | 0 | 0 | 5 | 2 | 5 | 2 |  | 3 | 1 | 1 |  |  |  | 1 | 1 | 1 | 1 | 1 | 1 | 1 | 1 | 1 | 3 | 1 | 1 | 1 | 1 | 0
PG&E KERN | Midway | 500 | Wind, Onshore | 0 | 0 | 0 | 0 | 0 | 0 | 0 | 0 | 0 | 0 | 0 | 5 | 2 | 4 | 2 |  | 3 | 1 | 1 |  |  |  | 1 | 1 | 1 | 1 | 1 | 1 | 1 | 1 | 1 | 3 | 1 | 1 | 1 | 1 | 0
SDGE | Miguel | 230 | Wind, Onshore | 0 | 0 | 0 | 0 | 0 | 0 | 0 | 0 | 0 | 0 | 0 | 1 | 1 | 1 | 1 |  | 1 | 1 | N/A |  |  |  | N/A | N/A | N/A | N/A | N/A | N/A | N/A | 2 | 1 | 3 | 1 | 2 | 1 | 1 | 0
SDGE | Miguel | 500 | Wind, Onshore | 0 | 0 | 0 | 0 | 0 | 0 | 0 | 0 | 0 | 0 | 0 | 1 | 1 | 1 | 1 |  | 1 | 1 | N/A |  |  |  | N/A | N/A | N/A | N/A | N/A | N/A | N/A | 2 | 1 | 3 | 1 | 2 | 1 | 1 | 0
SDGE | Miguel | 69 | Wind, Onshore | 0 | 0 | 0 | 0 | 0 | 0 | 0 | 0 | 0 | 0 | 0 | 1 | 1 | 1 | 1 |  | 1 | 1 | N/A |  |  |  | N/A | N/A | N/A | N/A | N/A | N/A | N/A | 2 | 1 | 3 | 1 | 2 | 1 | 1 | 0
PG&E GBA | Millbrae | 115 | Wind, Onshore | 0 | 0 | 0 | 0 | 0 | 0 | 0 | 0 | 0 | 0 | 0 | 1 | 1 | 1 | 1 |  | 1 | 1 | N/A |  |  |  | N/A | N/A | N/A | N/A | N/A | N/A | N/A | 2 | 1 | 3 | 1 | 2 | 1 | 1 | 0
PG&E GBA | Miller | 115 | Wind, Onshore | 0 | 0 | 0 | 0 | 0 | 0 | 0 | 0 | 0 | 0 | 0 | 5 | 4 | 1 | 1 |  | 1 | 1 | N/A |  |  |  | N/A | N/A | N/A | N/A | N/A | N/A | N/A | 1 | 1 | 4 | 2 | 1 | 1 | 1 | 0
SCE Metro | Mira Loma | 230 | Wind, Onshore | 0 | 0 | 0 | 0 | 0 | 0 | 0 | 0 | 0 | 0 | 0 | 1 | 1 | 1 | 1 |  | 1 | 1 | N/A |  |  |  | N/A | N/A | N/A | N/A | N/A | N/A | N/A | 1 | 1 | 1 | 1 | 1 | 1 | 1 | 0
SCE Metro | Mira Loma | 500 | Wind, Onshore | 0 | 0 | 0 | 0 | 0 | 0 | 0 | 0 | 0 | 0 | 0 | 1 | 1 | 1 | 1 |  | 1 | 1 | N/A |  |  |  | N/A | N/A | N/A | N/A | N/A | N/A | N/A | 1 | 1 | 1 | 1 | 1 | 1 | 1 | 0
SCE Eastern | Mirage | 115 | Wind, Onshore | 0 | 0 | 0 | 0 | 0 | 0 | 0 | 0 | 0 | 0 | 0 | 5 | 4 | 1 | 1 |  | 1 | 1 | N/A |  |  |  | N/A | N/A | N/A | N/A | N/A | N/A | N/A | 2 | 1 | 3 | 1 | 3 | 1 | 1 | 0
SCE Eastern | Mirage | 230 | Wind, Onshore | 0 | 0 | 0 | 60 | 60 | 0 | 0 | 0 | 0 | 60 | 60 | 5 | 4 | 1 | 1 |  | 1 | 2 | 2 |  |  |  | 1 | 1 | 1 | 1 | 1 | 2 | 1 | 2 | 1 | 3 | 1 | 3 | 5- | 1 | 1
SDGE | Mission | 138 | Wind, Onshore | 0 | 0 | 0 | 0 | 0 | 0 | 0 | 0 | 0 | 0 | 0 | 1 | 1 | 1 | 1 |  | 1 | 1 | N/A |  |  |  | N/A | N/A | N/A | N/A | N/A | N/A | N/A | 2 | 1 | 2 | 1 | 2 | 1 | 1 | 0
SDGE | Mission | 230 | Wind, Onshore | 0 | 0 | 0 | 0 | 0 | 0 | 0 | 0 | 0 | 0 | 0 | 1 | 1 | 1 | 1 |  | 1 | 1 | N/A |  |  |  | N/A | N/A | N/A | N/A | N/A | N/A | N/A | 2 | 1 | 2 | 1 | 2 | 1 | 1 | 0
SDGE | Mission | 69 | Wind, Onshore | 0 | 0 | 0 | 0 | 0 | 0 | 0 | 0 | 0 | 0 | 0 | 1 | 1 | 1 | 1 |  | 1 | 1 | N/A |  |  |  | N/A | N/A | N/A | N/A | N/A | N/A | N/A | 2 | 1 | 2 | 1 | 2 | 1 | 1 | 0
PG&E GBA | Mi-Wuk | 115 | Wind, Onshore | 0 | 0 | 0 | 0 | 0 | 0 | 0 | 0 | 0 | 0 | 0 | 5 | 4 | 1 | 1 |  | 1 | 1 | N/A |  |  |  | N/A | N/A | N/A | N/A | N/A | N/A | N/A | 2 | 1 | 4 | 1 | 3 | 1 | 1 | 0
EOP | Mohave | 500 | Wind, Onshore | 0 | 0 | 150 | 0 | 150 | 0 | 0 | 0 | 150 | 0 | 150 | 5 | 2 | 4 | 2 | 5 | 3 | 4 | 4 |  |  |  | N/A | N/A | N/A | N/A | N/A | N/A | N/A | 2 | 2 | 3 | 1 | 3 | 5- | 4 | 1
PG&E NGBA | Monroe | 115 | Wind, Onshore | 0 | 0 | 0 | 0 | 0 | 0 | 0 | 0 | 0 | 0 | 0 | 5 | 2 | 1 | 1 |  | 1 | 1 | N/A |  |  |  | N/A | N/A | N/A | N/A | N/A | N/A | N/A | 2 | 1 | 3 | 2 | 2 | 1 | 1 | 0
SDGE | Monserate | 69 | Wind, Onshore | 0 | 0 | 0 | 0 | 0 | 0 | 0 | 0 | 0 | 0 | 0 | 1 | 1 | 1 | 1 |  | 1 | 1 | N/A |  |  |  | N/A | N/A | N/A | N/A | N/A | N/A | N/A | 2 | 1 | 3 | 1 | 3 | 1 | 1 | 0
PG&E GBA | Monta Vista | 115 | Wind, Onshore | 0 | 0 | 0 | 0 | 0 | 0 | 0 | 0 | 0 | 0 | 0 | 5 | 4 | 1 | 1 |  | 1 | 1 | N/A |  |  |  | N/A | N/A | N/A | N/A | N/A | N/A | N/A | 2 | 1 | 3 | 2 | 3 | 1 | 1 | 0
PG&E GBA | Monta Vista | 230 | Wind, Onshore | 0 | 0 | 0 | 0 | 0 | 0 | 0 | 0 | 0 | 0 | 0 | 5 | 4 | 1 | 1 |  | 1 | 1 | N/A |  |  |  | N/A | N/A | N/A | N/A | N/A | N/A | N/A | 2 | 1 | 3 | 2 | 3 | 1 | 1 | 0
PG&E GBA | Monta Vista | 60 | Wind, Onshore | 0 | 0 | 0 | 0 | 0 | 0 | 0 | 0 | 0 | 0 | 0 | 5 | 4 | 1 | 1 |  | 1 | 1 | N/A |  |  |  | N/A | N/A | N/A | N/A | N/A | N/A | N/A | 2 | 1 | 3 | 2 | 3 | 1 | 1 | 0
PG&E NGBA | Monticello | 115 | Wind, Onshore | 0 | 0 | 0 | 0 | 0 | 0 | 0 | 0 | 0 | 0 | 0 | 5 | 2 | 1 | 1 |  | 1 | 1 | N/A |  |  |  | N/A | N/A | N/A | N/A | N/A | N/A | N/A | 2 | 1 | 4 | 2 | 3 | 1 | 1 | 0
SCE Northern | Moorpark | 230 | Wind, Onshore | 0 | 0 | 0 | 0 | 0 | 0 | 0 | 0 | 0 | 0 | 0 | 5 | 2 | 4 | 2 |  | 1 | 1 | N/A |  |  |  | N/A | N/A | N/A | N/A | N/A | N/A | N/A | 2 | 1 | 4 | 1 | 3 | 1 | 1 | 0
SCE Northern | Moorpark | 66 | Wind, Onshore | 0 | 0 | 0 | 0 | 0 | 0 | 0 | 0 | 0 | 0 | 0 | 5 | 2 | 4 | 2 |  | 1 | 1 | N/A |  |  |  | N/A | N/A | N/A | N/A | N/A | N/A | N/A | 2 | 1 | 4 | 1 | 3 | 1 | 1 | 0
PG&E GBA | Moraga | 115 | Wind, Onshore | 0 | 0 | 0 | 0 | 0 | 0 | 0 | 0 | 0 | 0 | 0 | 5 | 2 | 1 | 1 |  | 1 | 1 | N/A |  |  |  | N/A | N/A | N/A | N/A | N/A | N/A | N/A | 2 | 1 | 3 | 1 | 3 | 1 | 1 | 0
PG&E GBA | Moraga | 230 | Wind, Onshore | 0 | 0 | 0 | 0 | 0 | 0 | 0 | 0 | 0 | 0 | 0 | 5 | 4 | 1 | 1 |  | 1 | 1 | N/A |  |  |  | N/A | N/A | N/A | N/A | N/A | N/A | N/A | 2 | 1 | 3 | 1 | 3 | 1 | 1 | 0
PG&E GBA | Morgan Hill | 115 | Wind, Onshore | 0 | 0 | 0 | 0 | 0 | 0 | 0 | 0 | 0 | 0 | 0 | 5 | 4 | 1 | 1 |  | 1 | 1 | N/A |  |  |  | N/A | N/A | N/A | N/A | N/A | N/A | N/A | 2 | 1 | 3 | 2 | 2 | 1 | 1 | 0
PG&E KERN | Morro Bay | 115 | Wind, Onshore | 0 | 0 | 0 | 0 | 0 | 0 | 0 | 0 | 0 | 0 | 0 | 5 | 2 | 5 | 2 |  | 1 | 1 | N/A |  |  |  | N/A | N/A | N/A | N/A | N/A | N/A | N/A | 2 | 2 | 2 | 2 | 3 | 1 | 1 | 0
PG&E KERN | Morro Bay | 230 | Wind, Onshore | 0 | 0 | 0 | 0 | 0 | 0 | 0 | 0 | 0 | 0 | 0 | 5 | 2 | 5 | 2 |  | 1 | 1 | N/A |  |  |  | N/A | N/A | N/A | N/A | N/A | N/A | N/A | 2 | 2 | 2 | 2 | 3 | 1 | 1 | 0
PG&E KERN | Morro Bay | 500 | Wind, Onshore | 0 | 0 | 0 | 0 | 0 | 0 | 0 | 0 | 0 | 0 | 0 | 5 | 2 | 4 | 2 |  | 1 | 1 | N/A |  |  |  | N/A | N/A | N/A | N/A | N/A | N/A | N/A | 2 | 2 | 2 | 2 | 3 | 1 | 1 | 0
PG&E GBA | Moss Landing | 115 | Wind, Onshore | 0 | 0 | 0 | 0 | 0 | 0 | 0 | 0 | 0 | 0 | 0 | 5 | 4 | 1 | 1 |  | 3 | 1 | 1 |  |  |  | 1 | 1 | 2 | 2 | 2 | 1 | 1 | 2 | 2 | 1 | 2 | 2 | 1 | 1 | 0
PG&E GBA | Moss Landing | 230 | Wind, Onshore | 0 | 0 | 0 | 0 | 0 | 0 | 0 | 0 | 0 | 0 | 0 | 5 | 4 | 1 | 1 |  | 3 | 1 | 1 |  |  |  | 1 | 1 | 2 | 2 | 2 | 1 | 1 | 2 | 2 | 1 | 2 | 2 | 1 | 1 | 0
PG&E GBA | Moss Landing | 500 | Wind, Onshore | 0 | 0 | 0 | 0 | 0 | 0 | 0 | 0 | 0 | 0 | 0 | 5 | 4 | 1 | 1 |  | 3 | 1 | 1 |  |  |  | 1 | 1 | 2 | 2 | 2 | 1 | 1 | 2 | 2 | 1 | 2 | 2 | 2+ | 1 | 1
EOP | Mountain Pass | 115 | Wind, Onshore | 0 | 0 | 0 | 0 | 0 | 0 | 0 | 0 | 0 | 0 | 0 | 5 | 2 | 4 | 2 |  | 1 | 1 | N/A |  |  |  | N/A | N/A | N/A | N/A | N/A | N/A | N/A | 2 | 2 | 4 | 1 | 1 | 1 | 1 | 0
PG&E GBA | Mountain View | 115 | Wind, Onshore | 0 | 0 | 0 | 0 | 0 | 0 | 0 | 0 | 0 | 0 | 0 | 1 | 1 | 1 | 1 |  | 1 | 1 | N/A |  |  |  | N/A | N/A | N/A | N/A | N/A | N/A | N/A | 2 | 1 | 2 | 2 | 2 | 1 | 1 | 0
PG&E GBA | Mt Eden | 115 | Wind, Onshore | 0 | 0 | 0 | 0 | 0 | 0 | 0 | 0 | 0 | 0 | 0 | 5 | 2 | 1 | 1 |  | 1 | 1 | N/A |  |  |  | N/A | N/A | N/A | N/A | N/A | N/A | N/A | 2 | 1 | 2 | 1 | 2 | 1 | 1 | 0
PG&E KERN | Mt Poso | 115 | Wind, Onshore | 0 | 0 | 0 | 0 | 0 | 0 | 0 | 0 | 0 | 0 | 0 | 5 | 2 | 5 | 2 |  | 1 | 1 | N/A |  |  |  | N/A | N/A | N/A | N/A | N/A | N/A | N/A | 1 | 1 | 2 | 1 | 1 | 1 | 1 | 0
SDGE | Murray | 69 | Wind, Onshore | 0 | 0 | 0 | 0 | 0 | 0 | 0 | 0 | 0 | 0 | 0 | 1 | 1 | 1 | 1 |  | 1 | 1 | N/A |  |  |  | N/A | N/A | N/A | N/A | N/A | N/A | N/A | 2 | 1 | 2 | 1 | 2 | 1 | 1 | 0
PG&E FRESNO | Mustang | 230 | Wind, Onshore | 0 | 0 | 0 | 0 | 0 | 0 | 0 | 0 | 0 | 0 | 0 | 5 | 2 | 5 | 2 |  | 1 | 1 | N/A |  |  |  | N/A | N/A | N/A | N/A | N/A | N/A | N/A | 1 | 1 | 1 | 2 | 1 | 1 | 1 | 0
SCE Northern | Neenach | 66 | Wind, Onshore | 0 | 0 | 0 | 0 | 0 | 0 | 0 | 0 | 0 | 0 | 0 | 1 | 1 | 1 | 1 |  | 1 | 1 | N/A |  |  |  | N/A | N/A | N/A | N/A | N/A | N/A | N/A | 2 | 1 | 4 | 1 | 3 | 1 | 1 | 0
PG&E KERN | New Sub - Gates - Midway (Proposed) | 230 | Wind, Onshore | 0 | 0 | 0 | 0 | 0 | 0 | 0 | 0 | 0 | 0 | 0 | 5 | 2 | 5 | 2 |  | 1 | 1 | N/A |  |  |  | N/A | N/A | N/A | N/A | N/A | N/A | N/A | 1 | 1 | 4 | 2 | 1 | 1 | 1 | 0
PG&E KERN | New Sub - Gates - Templeton (Proposed) | 230 | Wind, Onshore | 0 | 0 | 0 | 0 | 0 | 0 | 0 | 0 | 0 | 0 | 0 | 5 | 2 | 5 | 2 |  | 1 | 1 | N/A |  |  |  | N/A | N/A | N/A | N/A | N/A | N/A | N/A | 1 | 1 | 4 | 2 | 1 | 1 | 1 | 0
SCE NOL | New Sub - Kramer - Lugo (Proposed) | 230 | Wind, Onshore | 0 | 0 | 0 | 0 | 0 | 0 | 0 | 0 | 0 | 0 | 0 | 3 | 3 | 1 | 1 |  | 1 | 1 | N/A |  |  |  | N/A | N/A | N/A | N/A | N/A | N/A | N/A | 2 | 1 | 2 | 1 | 1 | 1 | 1 | 0
PG&E FRESNO | New Sub - Los Banos - Midway (Proposed) | 500 | Wind, Onshore | 0 | 0 | 0 | 0 | 0 | 0 | 0 | 0 | 0 | 0 | 0 | 5 | 2 | 4 | 2 |  | 1 | 1 | N/A |  |  |  | N/A | N/A | N/A | N/A | N/A | N/A | N/A | 1 | 1 | 4 | 2 | 1 | 1 | 1 | 0
SCE NOL | New Sub - Lugo - Pisgah (Proposed) | 230 | Wind, Onshore | 0 | 0 | 0 | 0 | 0 | 0 | 0 | 0 | 0 | 0 | 0 | 1 | 1 | 1 | 1 |  | 2 | 1 | 1 |  |  |  | 1 | 1 | 1 | 1 | 1 | 3 | 1 | 2 | 1 | 3 | 1 | 3 | 1 | 5 | 1
PG&E KERN | New Sub - Midway - Wheeler Ridge (Proposed) | 230 | Wind, Onshore | 0 | 0 | 0 | 0 | 0 | 0 | 0 | 0 | 0 | 0 | 0 | 5 | 2 | 5 | 2 |  | 1 | 1 | N/A |  |  |  | N/A | N/A | N/A | N/A | N/A | N/A | N/A | 1 | 1 | 3 | 1 | 1 | 1 | 1 | 0
PG&E NGBA | New Sub - Near existing Leavitt (PSREC) | 345 | Wind, Onshore | YES | Northern CA Wind Mapped to NVE area | 448 | 0 | 448 | 0 | 0 | 0 | 448 | 0 | 448 | 5 | 2 | 1 | 1 |  | 3 | 1 | 4 |  |  |  | 5 | 2 | 1 | 2 | 2 | 4 | 1 | 2 | 2 | 1 | 1 | 3 | 5- | 1 | 1
PG&E NGBA | New Sub - Near existing Madeline (NVE) | 345 | Wind, Onshore | YES | Northern CA Wind Mapped to NVE area | 700 | 0 | 700 | 0 | 0 | 0 | 700 | 0 | 700 | 5 | 2 | 1 | 1 |  | 3 | 1 | 4 |  |  |  | 5 | 1 | 1 | 1 | 2 | 3 | 1 | 2 | 2 | 4 | 1 | 3 | 5- | 1 | 1
SDGE | New Sub - North Gila - IV (Proposed) | 500 | Wind, Onshore | 0 | 0 | 0 | 0 | 0 | 0 | 0 | 0 | 0 | 0 | 0 | 1 | 1 | 1 | 1 |  | 1 | 1 | N/A |  |  |  | N/A | N/A | N/A | N/A | N/A | N/A | N/A | 2 | 1 | 4 | 2 | 2 | 1 | 1 | 0
PG&E NGBA | New Sub - Pit 1 - Cottonwood (Proposed) | 230 | Wind, Onshore | 0 | 0 | 0 | 0 | 0 | 0 | 0 | 0 | 0 | 0 | 0 | 5 | 2 | 1 | 1 |  | 2 | 1 | 1 |  |  |  | 5 | 2 | 1 | 1 | 3 | 1 | 1 | 2 | 2 | 4 | 2 | 3 | 4+ | 4 | 1
PG&E GBA | New Sub - Rancho Seco - Bellota (Proposed) | 230 | Wind, Onshore | 0 | 0 | 0 | 0 | 0 | 0 | 0 | 0 | 0 | 0 | 0 | 5 | 4 | 1 | 1 |  | 1 | 1 | N/A |  |  |  | N/A | N/A | N/A | N/A | N/A | N/A | N/A | 1 | 1 | 4 | 2 | 3 | 1 | 1 | 0
SDGE | New Sub - Suncrest - Ocotillo (Proposed) | 500 | Wind, Onshore | 0 | 0 | 280 | 0 | 280 | 0 | 0 | 0 | 280 | 0 | 280 | 1 | 1 | 1 | 1 |  | 3 | 2 | 4 |  |  |  | 5 | 2 | 2 | 2 | 2 | 2 | 1 | 2 | 1 | 4 | 1 | 3 | 3+ | 3 | 1
PG&E FRESNO | New Sub - Westley - Quinto (Proposed) | 230 | Wind, Onshore | 0 | 0 | 0 | 0 | 0 | 0 | 0 | 0 | 0 | 0 | 0 | 1 | 1 | 1 | 1 |  | 1 | 1 | N/A |  |  |  | N/A | N/A | N/A | N/A | N/A | N/A | N/A | 1 | 1 | 4 | 2 | 1 | 1 | 1 | 0
PG&E GBA | Newark | 115 | Wind, Onshore | 0 | 0 | 0 | 0 | 0 | 0 | 0 | 0 | 0 | 0 | 0 | 5 | 4 | 1 | 1 |  | 1 | 1 | N/A |  |  |  | N/A | N/A | N/A | N/A | N/A | N/A | N/A | 2 | 1 | 3 | 1 | 2 | 1 | 1 | 0
PG&E GBA | Newark | 230 | Wind, Onshore | 0 | 0 | 0 | 0 | 0 | 0 | 0 | 0 | 0 | 0 | 0 | 5 | 4 | 1 | 1 |  | 1 | 1 | N/A |  |  |  | N/A | N/A | N/A | N/A | N/A | N/A | N/A | 2 | 1 | 3 | 1 | 2 | 1 | 1 | 0
PG&E GBA | Newark | 60 | Wind, Onshore | 0 | 0 | 0 | 0 | 0 | 0 | 0 | 0 | 0 | 0 | 0 | 5 | 2 | 1 | 1 |  | 1 | 1 | N/A |  |  |  | N/A | N/A | N/A | N/A | N/A | N/A | N/A | 2 | 1 | 3 | 1 | 2 | 1 | 1 | 0
PG&E FRESNO | Newhall | 115 | Wind, Onshore | 0 | 0 | 0 | 0 | 0 | 0 | 0 | 0 | 0 | 0 | 0 | 5 | 2 | 5 | 2 |  | 1 | 1 | N/A |  |  |  | N/A | N/A | N/A | N/A | N/A | N/A | N/A | 1 | 1 | 4 | 2 | 1 | 1 | 1 | 0
PG&E KERN | Norco | 115 | Wind, Onshore | 0 | 0 | 0 | 0 | 0 | 0 | 0 | 0 | 0 | 0 | 0 | 5 | 2 | 5 | 2 |  | 2 | 1 | 1 |  |  |  | 1 | 1 | 1 | 1 | 1 | 1 | 1 | 1 | 1 | 3 | 1 | 1 | 1 | 1 | 0
PG&E GBA | Nortech | 115 | Wind, Onshore | 0 | 0 | 0 | 0 | 0 | 0 | 0 | 0 | 0 | 0 | 0 | 5 | 4 | 1 | 1 |  | 2 | 1 | 1 |  |  |  | 5 | 3 | 3 | 3 | 4 | 3 | 1 | 2 | 1 | 2 | 2 | 1 | 1 | 1 | 0
SDGE | North City Metering | 138 | Wind, Onshore | 0 | 0 | 0 | 0 | 0 | 0 | 0 | 0 | 0 | 0 | 0 | 1 | 1 | 1 | 1 |  | 2 | 1 | 1 |  |  |  | 1 | 1 | 1 | 2 | 2 | 1 | 1 | 2 | 1 | 2 | 1 | 3 | 1 | 1 | 0
PG&E GBA | North Dublin | 230 | Wind, Onshore | 0 | 0 | 0 | 0 | 0 | 0 | 0 | 0 | 0 | 0 | 0 | 5 | 4 | 1 | 1 |  | 1 | 1 | N/A |  |  |  | N/A | N/A | N/A | N/A | N/A | N/A | N/A | 2 | 1 | 2 | 1 | 3 | 1 | 1 | 0
SDGE | North Gila | 500 | Wind, Onshore | 0 | 0 | 0 | 0 | 0 | 0 | 0 | 0 | 0 | 0 | 0 | 1 | 1 | 1 | 1 |  | 1 | 1 | N/A |  |  |  | N/A | N/A | N/A | N/A | N/A | N/A | N/A | 2 | 2 | 4 | 2 | 3 | 1 | 1 | 0
SCE Metro | North of SONGS | 230 | Wind, Onshore | 0 | 0 | 0 | 0 | 0 | 0 | 0 | 0 | 0 | 0 | 0 | 1 | 1 | 1 | 1 |  | 1 | 1 | N/A |  |  |  | N/A | N/A | N/A | N/A | N/A | N/A | N/A | 2 | 1 | 3 | 1 | 3 | 1 | 1 | 0
SCE Metro | North of SONGS | 500 | Wind, Onshore | 0 | 0 | 0 | 0 | 0 | 0 | 0 | 0 | 0 | 0 | 0 | 1 | 1 | 1 | 1 |  | 1 | 1 | N/A |  |  |  | N/A | N/A | N/A | N/A | N/A | N/A | N/A | 2 | 1 | 3 | 1 | 3 | 1 | 1 | 0
PG&E NGBA | Notre Dame | 115 | Wind, Onshore | 0 | 0 | 0 | 0 | 0 | 0 | 0 | 0 | 0 | 0 | 0 | 5 | 2 | 1 | 1 |  | 1 | 1 | N/A |  |  |  | N/A | N/A | N/A | N/A | N/A | N/A | N/A | 2 | 1 | 4 | 2 | 2 | 1 | 1 | 0
PG&E GBA | Oakland C | 115 | Wind, Onshore | 0 | 0 | 0 | 0 | 0 | 0 | 0 | 0 | 0 | 0 | 0 | 5 | 4 | 1 | 1 |  | 1 | 1 | N/A |  |  |  | N/A | N/A | N/A | N/A | N/A | N/A | N/A | 2 | 1 | 1 | 1 | 2 | 1 | 1 | 0
PG&E GBA | Oakland J | 115 | Wind, Onshore | 0 | 0 | 0 | 0 | 0 | 0 | 0 | 0 | 0 | 0 | 0 | 5 | 2 | 1 | 1 |  | 1 | 1 | 1 |  |  |  | 1 | 1 | 1 | 1 | 1 | 1 | 1 | 2 | 1 | 2 | 1 | 1 | 1 | 1 | 0
PG&E GBA | Oakland L | 115 | Wind, Onshore | 0 | 0 | 0 | 0 | 0 | 0 | 0 | 0 | 0 | 0 | 0 | 5 | 2 | 1 | 1 |  | 1 | 1 | N/A |  |  |  | N/A | N/A | N/A | N/A | N/A | N/A | N/A | 2 | 1 | 2 | 1 | 1 | 1 | 1 | 0
PG&E GBA | Oakland X | 115 | Wind, Onshore | 0 | 0 | 0 | 0 | 0 | 0 | 0 | 0 | 0 | 0 | 0 | 5 | 2 | 1 | 1 |  | 1 | 1 | N/A |  |  |  | N/A | N/A | N/A | N/A | N/A | N/A | N/A | 2 | 1 | 2 | 1 | 2 | 1 | 1 | 0
SDGE | Ocean Ranch | 69 | Wind, Onshore | 0 | 0 | 0 | 0 | 0 | 0 | 0 | 0 | 0 | 0 | 0 | 1 | 1 | 1 | 1 |  | 1 | 1 | N/A |  |  |  | N/A | N/A | N/A | N/A | N/A | N/A | N/A | 2 | 1 | 4 | 1 | 3 | 1 | 1 | 0
PG&E KERN | Oceano | 115 | Wind, Onshore | 0 | 0 | 0 | 0 | 0 | 0 | 0 | 0 | 0 | 0 | 0 | 5 | 2 | 5 | 2 |  | 1 | 1 | N/A |  |  |  | N/A | N/A | N/A | N/A | N/A | N/A | N/A | 2 | 2 | 4 | 2 | 3 | 1 | 1 | 0
SDGE | Ocotillo Express | 500 | Wind, Onshore | 0 | 0 | 130 | 0 | 130 | 0 | 0 | 0 | 130 | 0 | 130 | 1 | 1 | 1 | 1 |  | 4 | 4 | 2 |  |  |  | 4 | 1 | 1 | 1 | 1 | 2 | 1 | 2 | 1 | 4 | 2 | 3 | 5- | 1 | 1
PG&E KERN | Old River | 70 | Wind, Onshore | 0 | 0 | 0 | 0 | 0 | 0 | 0 | 0 | 0 | 0 | 0 | 5 | 2 | 5 | 2 |  | 1 | 1 | N/A |  |  |  | N/A | N/A | N/A | N/A | N/A | N/A | N/A | 1 | 1 | 4 | 1 | 2 | 1 | 1 | 0
SDGE | Old Town | 230 | Wind, Onshore | 0 | 0 | 0 | 0 | 0 | 0 | 0 | 0 | 0 | 0 | 0 | 1 | 1 | 1 | 1 |  | 1 | 1 | N/A |  |  |  | N/A | N/A | N/A | N/A | N/A | N/A | N/A | 2 | 1 | 3 | 1 | 2 | 1 | 1 | 0
SCE Metro | Olinda | 230 | Wind, Onshore | 0 | 0 | 0 | 0 | 0 | 0 | 0 | 0 | 0 | 0 | 0 | 1 | 1 | 1 | 1 |  | 1 | 1 | N/A |  |  |  | N/A | N/A | N/A | N/A | N/A | N/A | N/A | 1 | 1 | 2 | 1 | 2 | 1 | 1 | 0
PG&E FRESNO | Olive | 115 | Wind, Onshore | 0 | 0 | 0 | 0 | 0 | 0 | 0 | 0 | 0 | 0 | 0 | 5 | 2 | 5 | 2 |  | 1 | 1 | N/A |  |  |  | N/A | N/A | N/A | N/A | N/A | N/A | N/A | 1 | 1 | 4 | 1 | 1 | 1 | 1 | 0
PG&E NGBA | Olivehurst | 115 | Wind, Onshore | 0 | 0 | 0 | 0 | 0 | 0 | 0 | 0 | 0 | 0 | 0 | 5 | 4 | 1 | 1 |  | 1 | 1 | N/A |  |  |  | N/A | N/A | N/A | N/A | N/A | N/A | N/A | 2 | 2 | 2 | 1 | 2 | 1 | 1 | 0
PG&E NGBA | Oregon Trail | 60 | Wind, Onshore | 0 | 0 | 0 | 0 | 0 | 0 | 0 | 0 | 0 | 0 | 0 | 5 | 2 | 1 | 1 |  | 1 | 1 | N/A |  |  |  | N/A | N/A | N/A | N/A | N/A | N/A | N/A | 2 | 2 | 3 | 2 | 3 | 1 | 1 | 0
SCE Northern | Ormond Beach | 230 | Wind, Onshore | 0 | 0 | 0 | 0 | 0 | 0 | 0 | 0 | 0 | 0 | 0 | 5 | 2 | 4 | 2 |  | 1 | 1 | N/A |  |  |  | N/A | N/A | N/A | N/A | N/A | N/A | N/A | 2 | 1 | 1 | 1 | 1 | 1 | 1 | 0
PG&E FRESNO | Oro Loma | 115 | Wind, Onshore | 0 | 0 | 0 | 0 | 0 | 0 | 0 | 0 | 0 | 0 | 0 | 5 | 2 | 5 | 2 |  | 1 | 1 | N/A |  |  |  | N/A | N/A | N/A | N/A | N/A | N/A | N/A | 1 | 1 | 4 | 2 | 1 | 1 | 1 | 0
PG&E FRESNO | Oro Loma | 70 | Wind, Onshore | 0 | 0 | 0 | 0 | 0 | 0 | 0 | 0 | 0 | 0 | 0 | 5 | 2 | 5 | 2 |  | 1 | 1 | N/A |  |  |  | N/A | N/A | N/A | N/A | N/A | N/A | N/A | 1 | 1 | 4 | 2 | 1 | 1 | 1 | 0
PG&E FRESNO | Orosi | 70 | Wind, Onshore | 0 | 0 | 0 | 0 | 0 | 0 | 0 | 0 | 0 | 0 | 0 | 5 | 2 | 5 | 2 |  | 1 | 1 | N/A |  |  |  | N/A | N/A | N/A | N/A | N/A | N/A | N/A | 1 | 1 | 4 | 1 | 1 | 1 | 1 | 0
SDGE | Otay | 69 | Wind, Onshore | 0 | 0 | 0 | 0 | 0 | 0 | 0 | 0 | 0 | 0 | 0 | 1 | 1 | 1 | 1 |  | 1 | 1 | N/A |  |  |  | N/A | N/A | N/A | N/A | N/A | N/A | N/A | 2 | 1 | 1 | 1 | 1 | 1 | 1 | 0
SDGE | Otay Mesa | 230 | Wind, Onshore | 0 | 0 | 0 | 0 | 0 | 0 | 0 | 0 | 0 | 0 | 0 | 1 | 1 | 1 | 1 |  | 1 | 1 | N/A |  |  |  | N/A | N/A | N/A | N/A | N/A | N/A | N/A | 2 | 1 | 1 | 1 | 3 | 1 | 1 | 0
PG&E FRESNO | Padre Flats SW STA | 230 | Wind, Onshore | 0 | 0 | 0 | 0 | 0 | 0 | 0 | 0 | 0 | 0 | 0 | 5 | 2 | 5 | 2 |  | 1 | 1 | N/A |  |  |  | N/A | N/A | N/A | N/A | N/A | N/A | N/A | 1 | 1 | 4 | 2 | 1 | 1 | 1 | 0
EOP | Pahrump | 138 | Wind, Onshore | 0 | 0 | 0 | 0 | 0 | 0 | 0 | 0 | 0 | 0 | 0 | 5 | 2 | 4 | 2 |  | 1 | 1 | N/A |  |  |  | N/A | N/A | N/A | N/A | N/A | N/A | N/A | 2 | 2 | 4 | 1 | 3 | 1 | 1 | 0
EOP | Pahrump | 230 | Wind, Onshore | 0 | 0 | 0 | 0 | 0 | 0 | 0 | 0 | 0 | 0 | 0 | 5 | 2 | 4 | 2 |  | 1 | 1 | N/A |  |  |  | N/A | N/A | N/A | N/A | N/A | N/A | N/A | 2 | 2 | 4 | 1 | 3 | 1 | 1 | 0
SDGE | Pala | 69 | Wind, Onshore | 0 | 0 | 0 | 0 | 0 | 0 | 0 | 0 | 0 | 0 | 0 | 1 | 1 | 1 | 1 |  | 1 | 1 | N/A |  |  |  | N/A | N/A | N/A | N/A | N/A | N/A | N/A | 2 | 1 | 1 | 1 | 3 | 1 | 1 | 0
PG&E NGBA | Palermo | 115 | Wind, Onshore | 0 | 0 | 0 | 0 | 0 | 0 | 0 | 0 | 0 | 0 | 0 | 5 | 4 | 1 | 1 |  | 1 | 1 | N/A |  |  |  | N/A | N/A | N/A | N/A | N/A | N/A | N/A | 2 | 1 | 2 | 2 | 2 | 1 | 1 | 0
PG&E NGBA | Palermo | 230 | Wind, Onshore | 0 | 0 | 0 | 0 | 0 | 0 | 0 | 0 | 0 | 0 | 0 | 5 | 4 | 1 | 1 |  | 1 | 1 | N/A |  |  |  | N/A | N/A | N/A | N/A | N/A | N/A | N/A | 2 | 1 | 2 | 2 | 2 | 1 | 1 | 0
SCE Eastern | Palo Verde | 500 | Wind, Onshore | 0 | 0 | 0 | 0 | 0 | 0 | 0 | 0 | 0 | 0 | 0 | 5 | 4 | 4 | 4 |  | 1 | 1 | N/A |  |  |  | N/A | N/A | N/A | N/A | N/A | N/A | N/A | 2 | 1 | 4 | 2 | 3 | 1 | 1 | 0
SDGE | Palomar Energy | 230 | Wind, Onshore | 0 | 0 | 0 | 0 | 0 | 0 | 0 | 0 | 0 | 0 | 0 | 1 | 1 | 1 | 1 |  | 1 | 1 | N/A |  |  |  | N/A | N/A | N/A | N/A | N/A | N/A | N/A | 2 | 1 | 2 | 1 | 3 | 1 | 1 | 0
PG&E KERN | Panama | 70 | Wind, Onshore | 0 | 0 | 0 | 0 | 0 | 0 | 0 | 0 | 0 | 0 | 0 | 5 | 2 | 5 | 2 |  | 1 | 1 | N/A |  |  |  | N/A | N/A | N/A | N/A | N/A | N/A | N/A | 1 | 1 | 4 | 1 | 1 | 1 | 1 | 0
PG&E FRESNO | Panoche | 115 | Wind, Onshore | 0 | 0 | 0 | 0 | 0 | 0 | 0 | 0 | 0 | 0 | 0 | 5 | 2 | 5 | 2 |  | 1 | 1 | N/A |  |  |  | N/A | N/A | N/A | N/A | N/A | N/A | N/A | 1 | 1 | 1 | 2 | 1 | 1 | 1 | 0
PG&E FRESNO | Panoche | 230 | Wind, Onshore | 0 | 0 | 0 | 0 | 0 | 0 | 0 | 0 | 0 | 0 | 0 | 5 | 2 | 5 | 2 |  | 1 | 1 | N/A |  |  |  | N/A | N/A | N/A | N/A | N/A | N/A | N/A | 1 | 1 | 1 | 2 | 1 | 1 | 1 | 0
SCE Northern | Pardee | 230 | Wind, Onshore | 0 | 0 | 0 | 0 | 0 | 0 | 0 | 0 | 0 | 0 | 0 | 5 | 2 | 4 | 2 |  | 1 | 1 | N/A |  |  |  | N/A | N/A | N/A | N/A | N/A | N/A | N/A | 1 | 1 | 3 | 1 | 3 | 1 | 1 | 0
PG&E NGBA | Parkway | 230 | Wind, Onshore | 0 | 0 | 0 | 0 | 0 | 0 | 0 | 0 | 0 | 0 | 0 | 5 | 2 | 1 | 1 |  | 1 | 1 | N/A |  |  |  | N/A | N/A | N/A | N/A | N/A | N/A | N/A | 2 | 1 | 4 | 1 | 2 | 1 | 1 | 0
SCE Northern | Pastoria | 230 | Wind, Onshore | 0 | 0 | 0 | 0 | 0 | 0 | 0 | 0 | 0 | 0 | 0 | 5 | 2 | 4 | 2 |  | 1 | 1 | N/A |  |  |  | N/A | N/A | N/A | N/A | N/A | N/A | N/A | 1 | 1 | 2 | 1 | 3 | 1 | 1 | 0
SCE Metro | Pauda | 230 | Wind, Onshore | 0 | 0 | 0 | 0 | 0 | 0 | 0 | 0 | 0 | 0 | 0 | 1 | 1 | 1 | 1 |  | 1 | 1 | N/A |  |  |  | N/A | N/A | N/A | N/A | N/A | N/A | N/A | 1 | 1 | 2 | 1 | 2 | 1 | 1 | 0
PG&E GBA | Paul Sweet | 115 | Wind, Onshore | 0 | 0 | 0 | 0 | 0 | 0 | 0 | 0 | 0 | 0 | 0 | 1 | 1 | 1 | 1 |  | 1 | 1 | N/A |  |  |  | N/A | N/A | N/A | N/A | N/A | N/A | N/A | 2 | 2 | 2 | 2 | 3 | 1 | 1 | 0
PG&E NGBA | Peabody | 230 | Wind, Onshore | 0 | 0 | 0 | 0 | 0 | 0 | 0 | 0 | 0 | 0 | 0 | 5 | 2 | 1 | 1 |  | 1 | 1 | N/A |  |  |  | N/A | N/A | N/A | N/A | N/A | N/A | N/A | 2 | 1 | 2 | 1 | 2 | 1 | 1 | 0
PG&E NGBA | Pease | 115 | Wind, Onshore | 0 | 0 | 0 | 0 | 0 | 0 | 0 | 0 | 0 | 0 | 0 | 5 | 4 | 1 | 1 |  | 1 | 1 | N/A |  |  |  | N/A | N/A | N/A | N/A | N/A | N/A | N/A | 2 | 2 | 2 | 1 | 2 | 1 | 1 | 0
PG&E NGBA | Pease | 60 | Wind, Onshore | 0 | 0 | 0 | 0 | 0 | 0 | 0 | 0 | 0 | 0 | 0 | 5 | 4 | 1 | 1 |  | 1 | 1 | N/A |  |  |  | N/A | N/A | N/A | N/A | N/A | N/A | N/A | 2 | 2 | 2 | 1 | 2 | 1 | 1 | 0
SDGE | Penasquitos | 138 | Wind, Onshore | 0 | 0 | 0 | 0 | 0 | 0 | 0 | 0 | 0 | 0 | 0 | 1 | 1 | 1 | 1 |  | 1 | 1 | 1 |  |  |  | 1 | 1 | 1 | 2 | 2 | 1 | 1 | 2 | 1 | 2 | 1 | 3 | 1 | 1 | 0
SDGE | Penasquitos | 230 | Wind, Onshore | 0 | 0 | 0 | 0 | 0 | 0 | 0 | 0 | 0 | 0 | 0 | 1 | 1 | 1 | 1 |  | 1 | 1 | 1 |  |  |  | 1 | 1 | 1 | 2 | 2 | 1 | 1 | 2 | 1 | 2 | 1 | 3 | 1 | 1 | 0
SDGE | Penasquitos | 69 | Wind, Onshore | 0 | 0 | 0 | 0 | 0 | 0 | 0 | 0 | 0 | 0 | 0 | 1 | 1 | 1 | 1 |  | 1 | 1 | 1 |  |  |  | 1 | 1 | 1 | 2 | 2 | 1 | 1 | 2 | 1 | 2 | 1 | 3 | 1 | 1 | 0
SDGE | Pendleton | 69 | Wind, Onshore | 0 | 0 | 0 | 0 | 0 | 0 | 0 | 0 | 0 | 0 | 0 | 1 | 1 | 1 | 1 |  | 1 | 1 | N/A |  |  |  | N/A | N/A | N/A | N/A | N/A | N/A | N/A | 2 | 1 | 4 | 1 | 3 | 1 | 1 | 0
PG&E NGBA | Penngrove | 115 | Wind, Onshore | 0 | 0 | 0 | 0 | 0 | 0 | 0 | 0 | 0 | 0 | 0 | 5 | 2 | 1 | 1 |  | 1 | 1 | N/A |  |  |  | N/A | N/A | N/A | N/A | N/A | N/A | N/A | 2 | 1 | 3 | 2 | 2 | 1 | 1 | 0
PG&E GBA | Peoria | 115 | Wind, Onshore | 0 | 0 | 0 | 0 | 0 | 0 | 0 | 0 | 0 | 0 | 0 | 5 | 4 | 1 | 1 |  | 2 | 1 | 1 |  |  |  | 1 | 1 | 1 | 1 | 1 | 1 | 1 | 2 | 1 | 4 | 1 | 3 | 1 | 1 | 0
PG&E GBA | Piercy | 115 | Wind, Onshore | 0 | 0 | 0 | 0 | 0 | 0 | 0 | 0 | 0 | 0 | 0 | 5 | 4 | 1 | 1 |  | 1 | 1 | N/A |  |  |  | N/A | N/A | N/A | N/A | N/A | N/A | N/A | 2 | 1 | 2 | 2 | 2 | 1 | 1 | 0
PG&E FRESNO | Pine Flat | 230 | Wind, Onshore | 0 | 0 | 0 | 0 | 0 | 0 | 0 | 0 | 0 | 0 | 0 | 5 | 2 | 5 | 2 |  | 1 | 1 | N/A |  |  |  | N/A | N/A | N/A | N/A | N/A | N/A | N/A | 1 | 1 | 4 | 2 | 3 | 1 | 1 | 0
SCE NOL | Pisgah | 230 | Wind, Onshore | 0 | 0 | 0 | 0 | 0 | 0 | 0 | 0 | 0 | 0 | 0 | 1 | 1 | 1 | 1 |  | 1 | 1 | N/A |  |  |  | N/A | N/A | N/A | N/A | N/A | N/A | N/A | 2 | 1 | 4 | 1 | 1 | 1 | 1 | 0
PG&E NGBA | Pit 1 | 230 | Wind, Onshore | 0 | 0 | 0 | 0 | 0 | 0 | 0 | 0 | 0 | 0 | 0 | 5 | 2 | 1 | 1 |  | 1 | 1 | N/A |  |  |  | N/A | N/A | N/A | N/A | N/A | N/A | N/A | 2 | 2 | 4 | 2 | 3 | 1 | 1 | 0
PG&E NGBA | Pit 1 | 60 | Wind, Onshore | 0 | 0 | 0 | 0 | 0 | 0 | 0 | 0 | 0 | 0 | 0 | 5 | 2 | 1 | 1 |  | 1 | 1 | N/A |  |  |  | N/A | N/A | N/A | N/A | N/A | N/A | N/A | 2 | 2 | 4 | 2 | 3 | 1 | 1 | 0
PG&E NGBA | Pit 3 | 230 | Wind, Onshore | 0 | 0 | 0 | 0 | 0 | 0 | 0 | 0 | 0 | 0 | 0 | 5 | 2 | 1 | 1 |  | 1 | 1 | N/A |  |  |  | N/A | N/A | N/A | N/A | N/A | N/A | N/A | 2 | 2 | 4 | 2 | 3 | 1 | 1 | 0
PG&E NGBA | Pit 4 | 230 | Wind, Onshore | 0 | 0 | 0 | 0 | 0 | 0 | 0 | 0 | 0 | 0 | 0 | 5 | 2 | 1 | 1 |  | 1 | 1 | N/A |  |  |  | N/A | N/A | N/A | N/A | N/A | N/A | N/A | 2 | 2 | 4 | 2 | 3 | 1 | 1 | 0
PG&E GBA | Pittsburg | 115 | Wind, Onshore | 0 | 0 | 0 | 0 | 0 | 0 | 0 | 0 | 0 | 0 | 0 | 5 | 4 | 1 | 1 |  | 1 | 1 | N/A |  |  |  | N/A | N/A | N/A | N/A | N/A | N/A | N/A | 2 | 1 | 2 | 1 | 1 | 1 | 1 | 0
PG&E GBA | Pittsburg | 230 | Wind, Onshore | 0 | 0 | 0 | 0 | 0 | 0 | 0 | 0 | 0 | 0 | 0 | 5 | 4 | 1 | 1 |  | 1 | 1 | N/A |  |  |  | N/A | N/A | N/A | N/A | N/A | N/A | N/A | 2 | 1 | 2 | 1 | 1 | 1 | 1 | 0
PG&E NGBA | Pleasant Grove | 115 | Wind, Onshore | 0 | 0 | 0 | 0 | 0 | 0 | 0 | 0 | 0 | 0 | 0 | 5 | 4 | 1 | 1 |  | 1 | 1 | N/A |  |  |  | N/A | N/A | N/A | N/A | N/A | N/A | N/A | 2 | 1 | 2 | 2 | 3 | 1 | 1 | 0
PG&E NGBA | POE | 230 | Wind, Onshore | 0 | 0 | 0 | 0 | 0 | 0 | 0 | 0 | 0 | 0 | 0 | 5 | 5 | 3 | 3 |  | 1 | 1 | N/A |  |  |  | N/A | N/A | N/A | N/A | N/A | N/A | N/A | 2 | 1 | 4 | 2 | 3 | 1 | 1 | 0
SDGE | Point Loma | 69 | Wind, Onshore | 0 | 0 | 0 | 0 | 0 | 0 | 0 | 0 | 0 | 0 | 0 | 1 | 1 | 1 | 1 |  | 1 | 1 | N/A |  |  |  | N/A | N/A | N/A | N/A | N/A | N/A | N/A | 2 | 1 | 3 | 1 | 2 | 1 | 1 | 0
SDGE | Pomerado | 69 | Wind, Onshore | 0 | 0 | 0 | 0 | 0 | 0 | 0 | 0 | 0 | 0 | 0 | 1 | 1 | 1 | 1 |  | 1 | 1 | N/A |  |  |  | N/A | N/A | N/A | N/A | N/A | N/A | N/A | 2 | 1 | 3 | 1 | 3 | 1 | 1 | 0
PG&E KERN | Poso Mountain | 115 | Wind, Onshore | 0 | 0 | 0 | 0 | 0 | 0 | 0 | 0 | 0 | 0 | 0 | 5 | 2 | 5 | 2 |  | 1 | 1 | N/A |  |  |  | N/A | N/A | N/A | N/A | N/A | N/A | N/A | 1 | 1 | 3 | 1 | 2 | 1 | 1 | 0
EOP | Primm | 230 | Wind, Onshore | 0 | 0 | 0 | 0 | 0 | 0 | 0 | 0 | 0 | 0 | 0 | 5 | 2 | 4 | 2 |  | 1 | 1 | N/A |  |  |  | N/A | N/A | N/A | N/A | N/A | N/A | N/A | 2 | 2 | 4 | 1 | 2 | 1 | 1 | 0
PG&E NGBA | Putah Creek | 115 | Wind, Onshore | 0 | 0 | 0 | 0 | 0 | 0 | 0 | 0 | 0 | 0 | 0 | 5 | 2 | 1 | 1 |  | 1 | 1 | N/A |  |  |  | N/A | N/A | N/A | N/A | N/A | N/A | N/A | 2 | 1 | 3 | 2 | 3 | 1 | 1 | 0
SDGE | Q1806 | 138 | Wind, Onshore | 0 | 0 | 0 | 0 | 0 | 0 | 0 | 0 | 0 | 0 | 0 | 1 | 1 | 1 | 1 |  | 1 | 1 | N/A |  |  |  | N/A | N/A | N/A | N/A | N/A | N/A | N/A | 1 | 1 | 2 | 1 | 3 | 1 | 1 | 0
PG&E FRESNO | Quinto | 230 | Wind, Onshore | 0 | 0 | 0 | 0 | 0 | 0 | 0 | 0 | 0 | 0 | 0 | 5 | 2 | 5 | 2 |  | 1 | 1 | N/A |  |  |  | N/A | N/A | N/A | N/A | N/A | N/A | N/A | 1 | 1 | 4 | 2 | 1 | 1 | 1 | 0
PG&E GBA | Race Track | 115 | Wind, Onshore | 0 | 0 | 0 | 0 | 0 | 0 | 0 | 0 | 0 | 0 | 0 | 5 | 4 | 1 | 1 |  | 1 | 1 | N/A |  |  |  | N/A | N/A | N/A | N/A | N/A | N/A | N/A | 2 | 1 | 4 | 1 | 3 | 1 | 1 | 0
SDGE | Rancho Mission Viejo | 138 | Wind, Onshore | 0 | 0 | 0 | 0 | 0 | 0 | 0 | 0 | 0 | 0 | 0 | 1 | 1 | 1 | 1 |  | 1 | 1 | N/A |  |  |  | N/A | N/A | N/A | N/A | N/A | N/A | N/A | 1 | 1 | 2 | 1 | 3 | 1 | 1 | 0
PG&E GBA | Rancho Seco | 230 | Wind, Onshore | 0 | 0 | 0 | 0 | 0 | 0 | 0 | 0 | 0 | 0 | 0 | 5 | 4 | 1 | 1 |  | 1 | 1 | N/A |  |  |  | N/A | N/A | N/A | N/A | N/A | N/A | N/A | 2 | 1 | 1 | 2 | 3 | 1 | 1 | 0
SCE Metro | Rancho Vista | 230 | Wind, Onshore | 0 | 0 | 0 | 0 | 0 | 0 | 0 | 0 | 0 | 0 | 0 | 1 | 1 | 1 | 1 |  | 1 | 1 | N/A |  |  |  | N/A | N/A | N/A | N/A | N/A | N/A | N/A | 1 | 1 | 1 | 1 | 1 | 1 | 1 | 0
SCE Metro | Rancho Vista | 500 | Wind, Onshore | 0 | 0 | 0 | 0 | 0 | 0 | 0 | 0 | 0 | 0 | 0 | 1 | 1 | 1 | 1 |  | 1 | 1 | N/A |  |  |  | N/A | N/A | N/A | N/A | N/A | N/A | N/A | 1 | 1 | 1 | 1 | 1 | 1 | 1 | 0
SCE NOL | Ransburg | 115 | Wind, Onshore | 0 | 0 | 0 | 0 | 0 | 0 | 0 | 0 | 0 | 0 | 0 | 3 | 3 | 1 | 1 |  | 1 | 1 | N/A |  |  |  | N/A | N/A | N/A | N/A | N/A | N/A | N/A | 2 | 1 | 4 | 1 | 1 | 1 | 1 | 0
PG&E GBA | Ravenswood | 115 | Wind, Onshore | 0 | 0 | 0 | 0 | 0 | 0 | 0 | 0 | 0 | 0 | 0 | 5 | 2 | 1 | 1 |  | 1 | 1 | N/A |  |  |  | N/A | N/A | N/A | N/A | N/A | N/A | N/A | 2 | 1 | 2 | 1 | 2 | 1 | 1 | 0
PG&E GBA | Ravenswood | 230 | Wind, Onshore | 0 | 0 | 0 | 0 | 0 | 0 | 0 | 0 | 0 | 0 | 0 | 5 | 2 | 1 | 1 |  | 1 | 1 | N/A |  |  |  | N/A | N/A | N/A | N/A | N/A | N/A | N/A | 2 | 1 | 2 | 1 | 2 | 1 | 1 | 0
SCE Northern | Rector | 230 | Wind, Onshore | 0 | 0 | 0 | 0 | 0 | 0 | 0 | 0 | 0 | 0 | 0 | 1 | 1 | 1 | 1 |  | 1 | 1 | N/A |  |  |  | N/A | N/A | N/A | N/A | N/A | N/A | N/A | 1 | 1 | 2 | 1 | 2 | 1 | 1 | 0
SCE Eastern | Red Bluff | 230 | Wind, Onshore | 0 | 0 | 0 | 0 | 0 | 0 | 0 | 0 | 0 | 0 | 0 | 4 | 4 | 4 | 4 |  | 1 | 1 | N/A |  |  |  | N/A | N/A | N/A | N/A | N/A | N/A | N/A | 2 | 2 | 4 | 1 | 3 | 1 | 1 | 0
SCE Eastern | Red Bluff | 500 | Wind, Onshore | 0 | 0 | 0 | 0 | 0 | 0 | 0 | 0 | 0 | 0 | 0 | 4 | 4 | 4 | 4 |  | 1 | 1 | N/A |  |  |  | N/A | N/A | N/A | N/A | N/A | N/A | N/A | 2 | 2 | 4 | 1 | 3 | 1 | 1 | 0
PG&E NGBA | Redbud | 115 | Wind, Onshore | 0 | 0 | 0 | 0 | 0 | 0 | 0 | 0 | 0 | 0 | 0 | 5 | 2 | 1 | 1 |  | 1 | 1 | N/A |  |  |  | N/A | N/A | N/A | N/A | N/A | N/A | N/A | 2 | 2 | 4 | 2 | 3 | 1 | 1 | 0
SCE Metro | Redondo | 230 | Wind, Onshore | 0 | 0 | 0 | 0 | 0 | 0 | 0 | 0 | 0 | 0 | 0 | 1 | 1 | 1 | 1 |  | 1 | 1 | N/A |  |  |  | N/A | N/A | N/A | N/A | N/A | N/A | N/A | 1 | 1 | 2 | 1 | 2 | 1 | 1 | 0
PG&E FRESNO | Reedley | 115 | Wind, Onshore | 0 | 0 | 0 | 0 | 0 | 0 | 0 | 0 | 0 | 0 | 0 | 5 | 2 | 5 | 2 |  | 1 | 1 | N/A |  |  |  | N/A | N/A | N/A | N/A | N/A | N/A | N/A | 1 | 1 | 4 | 2 | 1 | 1 | 1 | 0
PG&E KERN | Renfro | 115 | Wind, Onshore | 0 | 0 | 0 | 0 | 0 | 0 | 0 | 0 | 0 | 0 | 0 | 5 | 2 | 5 | 2 |  | 1 | 1 | N/A |  |  |  | N/A | N/A | N/A | N/A | N/A | N/A | N/A | 1 | 1 | 2 | 1 | 2 | 1 | 1 | 0
PG&E GBA | Richmond R | 115 | Wind, Onshore | 0 | 0 | 0 | 0 | 0 | 0 | 0 | 0 | 0 | 0 | 0 | 5 | 4 | 1 | 1 |  | 1 | 1 | N/A |  |  |  | N/A | N/A | N/A | N/A | N/A | N/A | N/A | 2 | 1 | 2 | 1 | 2 | 1 | 1 | 0
PG&E NGBA | Rincon | 115 | Wind, Onshore | 0 | 0 | 0 | 0 | 0 | 0 | 0 | 0 | 0 | 0 | 0 | 5 | 2 | 1 | 1 |  | 1 | 1 | N/A |  |  |  | N/A | N/A | N/A | N/A | N/A | N/A | N/A | 2 | 1 | 3 | 2 | 2 | 1 | 1 | 0
PG&E KERN | Rio Bravo | 115 | Wind, Onshore | 0 | 0 | 0 | 0 | 0 | 0 | 0 | 0 | 0 | 0 | 0 | 5 | 2 | 5 | 2 |  | 1 | 1 | N/A |  |  |  | N/A | N/A | N/A | N/A | N/A | N/A | N/A | 1 | 1 | 2 | 1 | 1 | 1 | 1 | 0
SCE Metro | Rio Hondo | 230 | Wind, Onshore | 0 | 0 | 0 | 0 | 0 | 0 | 0 | 0 | 0 | 0 | 0 | 1 | 1 | 1 | 1 |  | 1 | 1 | N/A |  |  |  | N/A | N/A | N/A | N/A | N/A | N/A | N/A | 1 | 1 | 4 | 1 | 1 | 1 | 1 | 0
PG&E NGBA | Rio Oso | 115 | Wind, Onshore | 0 | 0 | 0 | 0 | 0 | 0 | 0 | 0 | 0 | 0 | 0 | 5 | 5 | 3 | 3 |  | 1 | 1 | N/A |  |  |  | N/A | N/A | N/A | N/A | N/A | N/A | N/A | 2 | 1 | 4 | 1 | 3 | 1 | 1 | 0
PG&E NGBA | Rio Oso | 230 | Wind, Onshore | 0 | 0 | 0 | 0 | 0 | 0 | 0 | 0 | 0 | 0 | 0 | 5 | 5 | 3 | 3 |  | 1 | 1 | N/A |  |  |  | N/A | N/A | N/A | N/A | N/A | N/A | N/A | 2 | 1 | 4 | 1 | 3 | 1 | 1 | 0
PG&E GBA | Ripon | 115 | Wind, Onshore | 0 | 0 | 0 | 0 | 0 | 0 | 0 | 0 | 0 | 0 | 0 | 5 | 4 | 1 | 1 |  | 1 | 1 | N/A |  |  |  | N/A | N/A | N/A | N/A | N/A | N/A | N/A | 1 | 1 | 2 | 2 | 2 | 1 | 1 | 0
PG&E GBA | Riverbank | 115 | Wind, Onshore | 0 | 0 | 0 | 0 | 0 | 0 | 0 | 0 | 0 | 0 | 0 | 5 | 4 | 1 | 1 |  | 1 | 1 | N/A |  |  |  | N/A | N/A | N/A | N/A | N/A | N/A | N/A | 1 | 1 | 3 | 2 | 2 | 1 | 1 | 0
SCE NOL | Roadway | 115 | Wind, Onshore | 0 | 0 | 0 | 0 | 0 | 0 | 0 | 0 | 0 | 0 | 0 | 1 | 1 | 1 | 1 |  | 1 | 1 | N/A |  |  |  | N/A | N/A | N/A | N/A | N/A | N/A | N/A | 2 | 1 | 2 | 1 | 1 | 1 | 1 | 0
PG&E NGBA | Rock Creek 1 | 230 | Wind, Onshore | 0 | 0 | 0 | 0 | 0 | 0 | 0 | 0 | 0 | 0 | 0 | 5 | 4 | 1 | 1 |  | 1 | 1 | N/A |  |  |  | N/A | N/A | N/A | N/A | N/A | N/A | N/A | 2 | 2 | 4 | 1 | 3 | 1 | 1 | 0
SCE Northern | Rosamond | 66 | Wind, Onshore | 0 | 0 | 0 | 0 | 0 | 0 | 0 | 0 | 0 | 0 | 0 | 1 | 1 | 1 | 1 |  | 1 | 1 | N/A |  |  |  | N/A | N/A | N/A | N/A | N/A | N/A | N/A | 2 | 1 | 4 | 1 | 3 | 1 | 1 | 0
PG&E GBA | Rossmoor | 230 | Wind, Onshore | 0 | 0 | 0 | 0 | 0 | 0 | 0 | 0 | 0 | 0 | 0 | 5 | 2 | 1 | 1 |  | 1 | 1 | N/A |  |  |  | N/A | N/A | N/A | N/A | N/A | N/A | N/A | 2 | 1 | 4 | 1 | 3 | 1 | 1 | 0
PG&E NGBA | Round Mountain | 230 | Wind, Onshore | 0 | 0 | 0 | 0 | 0 | 0 | 0 | 0 | 0 | 0 | 0 | 5 | 2 | 1 | 1 |  | 1 | 1 | 1 |  |  |  | 5 | 3 | 1 | 1 | 3 | 1 | 1 | 2 | 2 | 4 | 2 | 3 | 1 | 1 | 0
PG&E NGBA | Round Mountain | 500 | Wind, Onshore | 0 | 0 | 0 | 0 | 0 | 0 | 0 | 0 | 0 | 0 | 0 | 5 | 2 | 1 | 1 |  | 1 | 1 | 1 |  |  |  | 5 | 3 | 1 | 1 | 3 | 1 | 1 | 2 | 2 | 4 | 2 | 3 | 1 | 1 | 0
PG&E GBA | Salado | 115 | Wind, Onshore | 0 | 0 | 0 | 0 | 0 | 0 | 0 | 0 | 0 | 0 | 0 | 5 | 4 | 1 | 1 |  | 1 | 1 | N/A |  |  |  | N/A | N/A | N/A | N/A | N/A | N/A | N/A | 1 | 1 | 4 | 2 | 1 | 1 | 1 | 0
PG&E GBA | Salado | 60 | Wind, Onshore | 0 | 0 | 0 | 0 | 0 | 0 | 0 | 0 | 0 | 0 | 0 | 5 | 4 | 1 | 1 |  | 1 | 1 | N/A |  |  |  | N/A | N/A | N/A | N/A | N/A | N/A | N/A | 1 | 1 | 4 | 2 | 1 | 1 | 1 | 0
PG&E GBA | Salinas | 115 | Wind, Onshore | 0 | 0 | 0 | 0 | 0 | 0 | 0 | 0 | 0 | 0 | 0 | 1 | 1 | 1 | 1 |  | 1 | 1 | N/A |  |  |  | N/A | N/A | N/A | N/A | N/A | N/A | N/A | 2 | 2 | 3 | 2 | 2 | 1 | 1 | 0
SDGE | Salt Creek | 69 | Wind, Onshore | 0 | 0 | 0 | 0 | 0 | 0 | 0 | 0 | 0 | 0 | 0 | 1 | 1 | 1 | 1 |  | 1 | 1 | N/A |  |  |  | N/A | N/A | N/A | N/A | N/A | N/A | N/A | 2 | 1 | 3 | 1 | 2 | 1 | 1 | 0
SCE Eastern | San Bernardino | 230 | Wind, Onshore | 0 | 0 | 0 | 0 | 0 | 0 | 0 | 0 | 0 | 0 | 0 | 4 | 4 | 1 | 1 |  | 1 | 1 | N/A |  |  |  | N/A | N/A | N/A | N/A | N/A | N/A | N/A | 1 | 1 | 2 | 1 | 2 | 1 | 1 | 0
PG&E GBA | SAN FRAN A (POTRERO PP) | 115 | Wind, Onshore | 0 | 0 | 0 | 0 | 0 | 0 | 0 | 0 | 0 | 0 | 0 | 5 | 2 | 1 | 1 |  | 1 | 1 | N/A |  |  |  | N/A | N/A | N/A | N/A | N/A | N/A | N/A | 2 | 1 | 2 | 1 | 2 | 1 | 1 | 0
PG&E GBA | SAN FRAN A (POTRERO PP) | 230 | Wind, Onshore | 0 | 0 | 0 | 0 | 0 | 0 | 0 | 0 | 0 | 0 | 0 | 5 | 2 | 1 | 1 |  | 1 | 1 | N/A |  |  |  | N/A | N/A | N/A | N/A | N/A | N/A | N/A | 2 | 1 | 2 | 1 | 2 | 1 | 1 | 0
PG&E GBA | San Jose A | 115 | Wind, Onshore | 0 | 0 | 0 | 0 | 0 | 0 | 0 | 0 | 0 | 0 | 0 | 5 | 4 | 1 | 1 |  | 1 | 1 | N/A |  |  |  | N/A | N/A | N/A | N/A | N/A | N/A | N/A | 2 | 1 | 2 | 2 | 2 | 1 | 1 | 0
PG&E GBA | San Jose B | 115 | Wind, Onshore | 0 | 0 | 0 | 0 | 0 | 0 | 0 | 0 | 0 | 0 | 0 | 5 | 4 | 1 | 1 |  | 1 | 1 | N/A |  |  |  | N/A | N/A | N/A | N/A | N/A | N/A | N/A | 2 | 1 | 3 | 2 | 2 | 1 | 1 | 0
PG&E GBA | San Leandro U | 115 | Wind, Onshore | 0 | 0 | 0 | 0 | 0 | 0 | 0 | 0 | 0 | 0 | 0 | 5 | 2 | 1 | 1 |  | 1 | 1 | N/A |  |  |  | N/A | N/A | N/A | N/A | N/A | N/A | N/A | 2 | 1 | 3 | 1 | 2 | 1 | 1 | 0
PG&E KERN | San Luis Obispo | 115 | Wind, Onshore | 0 | 0 | 0 | 0 | 0 | 0 | 0 | 0 | 0 | 0 | 0 | 5 | 2 | 5 | 2 |  | 1 | 1 | N/A |  |  |  | N/A | N/A | N/A | N/A | N/A | N/A | N/A | 2 | 2 | 4 | 2 | 3 | 1 | 1 | 0
PG&E KERN | San Luis Obispo | 70 | Wind, Onshore | 0 | 0 | 0 | 0 | 0 | 0 | 0 | 0 | 0 | 0 | 0 | 5 | 2 | 5 | 2 |  | 1 | 1 | N/A |  |  |  | N/A | N/A | N/A | N/A | N/A | N/A | N/A | 2 | 2 | 4 | 2 | 3 | 1 | 1 | 0
SDGE | San Luis Rey | 230 | Wind, Onshore | 0 | 0 | 0 | 0 | 0 | 0 | 0 | 0 | 0 | 0 | 0 | 1 | 1 | 1 | 1 |  | 1 | 1 | N/A |  |  |  | N/A | N/A | N/A | N/A | N/A | N/A | N/A | 2 | 1 | 4 | 1 | 3 | 1 | 1 | 0
SDGE | San Luis Rey | 69 | Wind, Onshore | 0 | 0 | 0 | 0 | 0 | 0 | 0 | 0 | 0 | 0 | 0 | 1 | 1 | 1 | 1 |  | 1 | 1 | N/A |  |  |  | N/A | N/A | N/A | N/A | N/A | N/A | N/A | 2 | 1 | 4 | 1 | 3 | 1 | 1 | 0
SDGE | San Marcos | 69 | Wind, Onshore | 0 | 0 | 0 | 0 | 0 | 0 | 0 | 0 | 0 | 0 | 0 | 1 | 1 | 1 | 1 |  | 1 | 1 | N/A |  |  |  | N/A | N/A | N/A | N/A | N/A | N/A | N/A | 2 | 1 | 2 | 1 | 3 | 1 | 1 | 0
SCE Metro | San Onofre | 230 | Wind, Onshore | 0 | 0 | 0 | 0 | 0 | 0 | 0 | 0 | 0 | 0 | 0 | 1 | 1 | 1 | 1 |  | 1 | 1 | N/A |  |  |  | N/A | N/A | N/A | N/A | N/A | N/A | N/A | 2 | 1 | 4 | 1 | 3 | 1 | 1 | 0
PG&E GBA | San Pablo | 115 | Wind, Onshore | 0 | 0 | 0 | 0 | 0 | 0 | 0 | 0 | 0 | 0 | 0 | 5 | 4 | 1 | 1 |  | 1 | 1 | N/A |  |  |  | N/A | N/A | N/A | N/A | N/A | N/A | N/A | 2 | 1 | 2 | 1 | 1 | 1 | 1 | 0
PG&E GBA | San Ramon | 230 | Wind, Onshore | 0 | 0 | 0 | 0 | 0 | 0 | 0 | 0 | 0 | 0 | 0 | 5 | 2 | 1 | 1 |  | 1 | 1 | N/A |  |  |  | N/A | N/A | N/A | N/A | N/A | N/A | N/A | 2 | 1 | 2 | 1 | 3 | 1 | 1 | 0
SDGE | San Ysidro | 69 | Wind, Onshore | 0 | 0 | 0 | 0 | 0 | 0 | 0 | 0 | 0 | 0 | 0 | 1 | 1 | 1 | 1 |  | 1 | 1 | N/A |  |  |  | N/A | N/A | N/A | N/A | N/A | N/A | N/A | 2 | 1 | 2 | 1 | 2 | 1 | 1 | 0
SCE NOL | Sandlot | 230 | Wind, Onshore | 0 | 0 | 0 | 0 | 0 | 0 | 0 | 0 | 0 | 0 | 0 | 3 | 3 | 1 | 1 |  | 1 | 1 | N/A |  |  |  | N/A | N/A | N/A | N/A | N/A | N/A | N/A | 2 | 1 | 4 | 1 | 2 | 1 | 1 | 0
EOP | Sandy | 138 | Wind, Onshore | 0 | 0 | 0 | 0 | 0 | 0 | 0 | 0 | 0 | 0 | 0 | 5 | 2 | 4 | 2 |  | 1 | 1 | N/A |  |  |  | N/A | N/A | N/A | N/A | N/A | N/A | N/A | 2 | 2 | 4 | 1 | 3 | 1 | 1 | 0
PG&E FRESNO | Sanger | 115 | Wind, Onshore | 0 | 0 | 0 | 0 | 0 | 0 | 0 | 0 | 0 | 0 | 0 | 5 | 2 | 5 | 2 |  | 1 | 1 | N/A |  |  |  | N/A | N/A | N/A | N/A | N/A | N/A | N/A | 1 | 1 | 2 | 2 | 2 | 1 | 1 | 0
SCE Northern | Santa Clara | 230 | Wind, Onshore | 0 | 0 | 0 | 0 | 0 | 0 | 0 | 0 | 0 | 0 | 0 | 5 | 2 | 4 | 2 |  | 1 | 1 | N/A |  |  |  | N/A | N/A | N/A | N/A | N/A | N/A | N/A | 2 | 1 | 3 | 1 | 2 | 1 | 1 | 0
PG&E NGBA | Santa Rosa A | 115 | Wind, Onshore | 0 | 0 | 0 | 0 | 0 | 0 | 0 | 0 | 0 | 0 | 0 | 5 | 2 | 1 | 1 |  | 1 | 1 | N/A |  |  |  | N/A | N/A | N/A | N/A | N/A | N/A | N/A | 2 | 1 | 3 | 2 | 2 | 1 | 1 | 0
PG&E GBA | Santa Teresa | 115 | Wind, Onshore | 0 | 0 | 0 | 0 | 0 | 0 | 0 | 0 | 0 | 0 | 0 | 5 | 4 | 1 | 1 |  | 1 | 1 | N/A |  |  |  | N/A | N/A | N/A | N/A | N/A | N/A | N/A | 2 | 1 | 2 | 2 | 2 | 1 | 1 | 0
SDGE | Santee | 138 | Wind, Onshore | 0 | 0 | 0 | 0 | 0 | 0 | 0 | 0 | 0 | 0 | 0 | 1 | 1 | 1 | 1 |  | 1 | 1 | N/A |  |  |  | N/A | N/A | N/A | N/A | N/A | N/A | N/A | 2 | 1 | 2 | 1 | 2 | 1 | 1 | 0
SCE Metro | Santiago | 230 | Wind, Onshore | 0 | 0 | 0 | 0 | 0 | 0 | 0 | 0 | 0 | 0 | 0 | 1 | 1 | 1 | 1 |  | 1 | 1 | N/A |  |  |  | N/A | N/A | N/A | N/A | N/A | N/A | N/A | 1 | 1 | 2 | 1 | 2 | 1 | 1 | 0
PG&E GBA | Saratoga | 230 | Wind, Onshore | 0 | 0 | 0 | 0 | 0 | 0 | 0 | 0 | 0 | 0 | 0 | 5 | 4 | 1 | 1 |  | 1 | 1 | N/A |  |  |  | N/A | N/A | N/A | N/A | N/A | N/A | N/A | 2 | 1 | 4 | 2 | 3 | 1 | 1 | 0
SCE Northern | Saugus | 230 | Wind, Onshore | 0 | 0 | 0 | 0 | 0 | 0 | 0 | 0 | 0 | 0 | 0 | 5 | 2 | 4 | 2 |  | 1 | 1 | N/A |  |  |  | N/A | N/A | N/A | N/A | N/A | N/A | N/A | 1 | 1 | 3 | 1 | 3 | 1 | 1 | 0
PG&E FRESNO | Schindler | 115 | Wind, Onshore | 0 | 0 | 0 | 0 | 0 | 0 | 0 | 0 | 0 | 0 | 0 | 5 | 2 | 5 | 2 |  | 1 | 1 | N/A |  |  |  | N/A | N/A | N/A | N/A | N/A | N/A | N/A | 1 | 1 | 4 | 2 | 1 | 1 | 1 | 0
PG&E FRESNO | Schindler | 70 | Wind, Onshore | 0 | 0 | 0 | 0 | 0 | 0 | 0 | 0 | 0 | 0 | 0 | 5 | 2 | 5 | 2 |  | 1 | 1 | N/A |  |  |  | N/A | N/A | N/A | N/A | N/A | N/A | N/A | 1 | 1 | 4 | 2 | 1 | 1 | 1 | 0
PG&E GBA | Schulte | 115 | Wind, Onshore | 0 | 0 | 0 | 0 | 0 | 0 | 0 | 0 | 0 | 0 | 0 | 5 | 4 | 1 | 1 |  | 1 | 1 | N/A |  |  |  | N/A | N/A | N/A | N/A | N/A | N/A | N/A | 1 | 1 | 1 | 2 | 2 | 1 | 1 | 0
SDGE | Scripps | 69 | Wind, Onshore | 0 | 0 | 0 | 0 | 0 | 0 | 0 | 0 | 0 | 0 | 0 | 1 | 1 | 1 | 1 |  | 1 | 1 | N/A |  |  |  | N/A | N/A | N/A | N/A | N/A | N/A | N/A | 2 | 1 | 2 | 1 | 3 | 1 | 1 | 0
PG&E KERN | Semitropic | 115 | Wind, Onshore | 0 | 0 | 0 | 0 | 0 | 0 | 0 | 0 | 0 | 0 | 0 | 5 | 2 | 5 | 2 |  | 1 | 1 | N/A |  |  |  | N/A | N/A | N/A | N/A | N/A | N/A | N/A | 1 | 1 | 3 | 1 | 1 | 1 | 1 | 0
SCE Metro | Serrano | 230 | Wind, Onshore | 0 | 0 | 0 | 0 | 0 | 0 | 0 | 0 | 0 | 0 | 0 | 1 | 1 | 1 | 1 |  | 1 | 1 | N/A |  |  |  | N/A | N/A | N/A | N/A | N/A | N/A | N/A | 1 | 1 | 2 | 1 | 2 | 1 | 1 | 0
SCE Metro | Serrano | 500 | Wind, Onshore | 0 | 0 | 0 | 0 | 0 | 0 | 0 | 0 | 0 | 0 | 0 | 1 | 1 | 1 | 1 |  | 1 | 1 | N/A |  |  |  | N/A | N/A | N/A | N/A | N/A | N/A | N/A | 1 | 1 | 2 | 1 | 2 | 1 | 1 | 0
SDGE | Shadowridge | 138 | Wind, Onshore | 0 | 0 | 0 | 0 | 0 | 0 | 0 | 0 | 0 | 0 | 0 | 1 | 1 | 1 | 1 |  | 1 | 1 | N/A |  |  |  | N/A | N/A | N/A | N/A | N/A | N/A | N/A | 2 | 1 | 3 | 1 | 3 | 1 | 1 | 0
PG&E KERN | Shafter | 115 | Wind, Onshore | 0 | 0 | 0 | 0 | 0 | 0 | 0 | 0 | 0 | 0 | 0 | 5 | 2 | 5 | 2 |  | 1 | 1 | N/A |  |  |  | N/A | N/A | N/A | N/A | N/A | N/A | N/A | 1 | 1 | 3 | 1 | 1 | 1 | 1 | 0
PG&E NGBA | Silverado | 115 | Wind, Onshore | 0 | 0 | 0 | 0 | 0 | 0 | 0 | 0 | 0 | 0 | 0 | 5 | 2 | 1 | 1 |  | 1 | 1 | N/A |  |  |  | N/A | N/A | N/A | N/A | N/A | N/A | N/A | 2 | 1 | 4 | 2 | 3 | 1 | 1 | 0
SDGE | Silvergate | 230 | Wind, Onshore | 0 | 0 | 0 | 0 | 0 | 0 | 0 | 0 | 0 | 0 | 0 | 1 | 1 | 1 | 1 |  | 1 | 1 | N/A |  |  |  | N/A | N/A | N/A | N/A | N/A | N/A | N/A | 2 | 1 | 1 | 1 | 1 | 1 | 1 | 0
SDGE | Silvergate | 69 | Wind, Onshore | 0 | 0 | 0 | 0 | 0 | 0 | 0 | 0 | 0 | 0 | 0 | 1 | 1 | 1 | 1 |  | 1 | 1 | N/A |  |  |  | N/A | N/A | N/A | N/A | N/A | N/A | N/A | 2 | 1 | 1 | 1 | 1 | 1 | 1 | 0
PG&E KERN | Sisquoc | 115 | Wind, Onshore | 0 | 0 | 0 | 0 | 0 | 0 | 0 | 0 | 0 | 0 | 0 | 5 | 2 | 5 | 2 |  | 1 | 1 | N/A |  |  |  | N/A | N/A | N/A | N/A | N/A | N/A | N/A | 2 | 2 | 4 | 1 | 3 | 1 | 1 | 0
EOP | Sloan Canyon | 230 | Wind, Onshore | 0 | 0 | 0 | 0 | 0 | 0 | 0 | 0 | 0 | 0 | 0 | 5 | 2 | 4 | 2 |  | 3 | 1 | 1 |  |  |  | N/A | N/A | N/A | N/A | N/A | N/A | N/A | 2 | 2 | 3 | 1 | 3 | 4+ | 5 | 1
EOP | Sloan Canyon | 500 | Wind, Onshore | 0 | 0 | 0 | 0 | 0 | 0 | 0 | 0 | 0 | 0 | 0 | 5 | 2 | 4 | 2 |  | 3 | 1 | 1 |  |  |  | N/A | N/A | N/A | N/A | N/A | N/A | N/A | 2 | 2 | 3 | 1 | 3 | 1 | 1 | 0
PG&E KERN | Smyrna | 115 | Wind, Onshore | 0 | 0 | 0 | 0 | 0 | 0 | 0 | 0 | 0 | 0 | 0 | 5 | 2 | 5 | 2 |  | 1 | 1 | N/A |  |  |  | N/A | N/A | N/A | N/A | N/A | N/A | N/A | 1 | 1 | 4 | 1 | 1 | 1 | 1 | 0
PG&E GBA | Sobrante | 115 | Wind, Onshore | 0 | 0 | 0 | 0 | 0 | 0 | 0 | 0 | 0 | 0 | 0 | 5 | 4 | 1 | 1 |  | 1 | 1 | N/A |  |  |  | N/A | N/A | N/A | N/A | N/A | N/A | N/A | 2 | 1 | 2 | 1 | 3 | 1 | 1 | 0
PG&E GBA | Sobrante | 230 | Wind, Onshore | 0 | 0 | 0 | 0 | 0 | 0 | 0 | 0 | 0 | 0 | 0 | 5 | 4 | 1 | 1 |  | 1 | 1 | N/A |  |  |  | N/A | N/A | N/A | N/A | N/A | N/A | N/A | 2 | 1 | 2 | 1 | 3 | 1 | 1 | 0
PG&E KERN | Solar | 230 | Wind, Onshore | 0 | 0 | 0 | 0 | 0 | 0 | 0 | 0 | 0 | 0 | 0 | 5 | 2 | 5 | 2 |  | 1 | 1 | N/A |  |  |  | N/A | N/A | N/A | N/A | N/A | N/A | N/A | 2 | 1 | 4 | 2 | 3 | 1 | 1 | 0
PG&E GBA | Soledad | 115 | Wind, Onshore | 0 | 0 | 0 | 0 | 0 | 0 | 0 | 0 | 0 | 0 | 0 | 1 | 1 | 1 | 1 |  | 1 | 1 | 1 |  |  |  | 2 | 1 | 1 | 1 | 1 | 1 | 1 | 2 | 2 | 4 | 2 | 3 | 1 | 1 | 0
PG&E GBA | Soledad | 60 | Wind, Onshore | 0 | 0 | 0 | 0 | 0 | 0 | 0 | 0 | 0 | 0 | 0 | 5 | 4 | 1 | 1 |  | 1 | 1 | 1 |  |  |  | 2 | 1 | 1 | 1 | 1 | 1 | 1 | 2 | 2 | 4 | 2 | 3 | 1 | 4 | 1
SDGE | Spring Valley | 69 | Wind, Onshore | 0 | 0 | 0 | 0 | 0 | 0 | 0 | 0 | 0 | 0 | 0 | 1 | 1 | 1 | 1 |  | 1 | 1 | N/A |  |  |  | N/A | N/A | N/A | N/A | N/A | N/A | N/A | 2 | 1 | 2 | 1 | 2 | 1 | 1 | 0
SCE Northern | Springville | 230 | Wind, Onshore | 0 | 0 | 0 | 0 | 0 | 0 | 0 | 0 | 0 | 0 | 0 | 1 | 1 | 1 | 1 |  | 1 | 1 | N/A |  |  |  | N/A | N/A | N/A | N/A | N/A | N/A | N/A | 1 | 1 | 4 | 1 | 1 | 1 | 1 | 0
PG&E GBA | Stagg | 230 | Wind, Onshore | 0 | 0 | 0 | 0 | 0 | 0 | 0 | 0 | 0 | 0 | 0 | 5 | 4 | 1 | 1 |  | 1 | 1 | N/A |  |  |  | N/A | N/A | N/A | N/A | N/A | N/A | N/A | 1 | 1 | 3 | 2 | 2 | 1 | 1 | 0
PG&E GBA | Standard Oil | 115 | Wind, Onshore | 0 | 0 | 0 | 0 | 0 | 0 | 0 | 0 | 0 | 0 | 0 | 5 | 4 | 1 | 1 |  | 1 | 1 | N/A |  |  |  | N/A | N/A | N/A | N/A | N/A | N/A | N/A | 2 | 1 | 1 | 1 | 2 | 1 | 1 | 0
PG&E GBA | Stanislaus | 115 | Wind, Onshore | 0 | 0 | 0 | 0 | 0 | 0 | 0 | 0 | 0 | 0 | 0 | 5 | 4 | 1 | 1 |  | 1 | 1 | N/A |  |  |  | N/A | N/A | N/A | N/A | N/A | N/A | N/A | 2 | 1 | 4 | 1 | 3 | 1 | 1 | 0
PG&E KERN | Stockdale | 115 | Wind, Onshore | 0 | 0 | 0 | 0 | 0 | 0 | 0 | 0 | 0 | 0 | 0 | 5 | 2 | 5 | 2 |  | 1 | 1 | N/A |  |  |  | N/A | N/A | N/A | N/A | N/A | N/A | N/A | 1 | 1 | 2 | 1 | 2 | 1 | 1 | 0
PG&E KERN | Stockdale | 230 | Wind, Onshore | 0 | 0 | 0 | 0 | 0 | 0 | 0 | 0 | 0 | 0 | 0 | 5 | 2 | 5 | 2 |  | 1 | 1 | N/A |  |  |  | N/A | N/A | N/A | N/A | N/A | N/A | N/A | 1 | 1 | 2 | 1 | 2 | 1 | 1 | 0
PG&E GBA | Stockton A | 115 | Wind, Onshore | 0 | 0 | 0 | 0 | 0 | 0 | 0 | 0 | 0 | 0 | 0 | 5 | 4 | 1 | 1 |  | 1 | 1 | N/A |  |  |  | N/A | N/A | N/A | N/A | N/A | N/A | N/A | 1 | 1 | 3 | 2 | 1 | 1 | 1 | 0
PG&E GBA | Stone | 115 | Wind, Onshore | 0 | 0 | 0 | 0 | 0 | 0 | 0 | 0 | 0 | 0 | 0 | 5 | 4 | 1 | 1 |  | 1 | 1 | N/A |  |  |  | N/A | N/A | N/A | N/A | N/A | N/A | N/A | 2 | 1 | 3 | 2 | 2 | 1 | 1 | 0
PG&E FRESNO | Storey | 230 | Wind, Onshore | 0 | 0 | 0 | 0 | 0 | 0 | 0 | 0 | 0 | 0 | 0 | 5 | 2 | 5 | 2 |  | 1 | 1 | N/A |  |  |  | N/A | N/A | N/A | N/A | N/A | N/A | N/A | 1 | 1 | 4 | 2 | 1 | 1 | 1 | 0
PG&E NGBA | Summit | 115 | Wind, Onshore | 0 | 0 | 220 | 0 | 220 | 0 | 0 | 0 | 220 | 0 | 220 | 5 | 5 | 3 | 3 |  | 3 | 4 | 3 |  |  |  | 3 | 2 | 1 | 2 | 2 | 2 | 1 | 2 | 1 | 4 | 2 | 3 | 5- | 1 | 1
SDGE | Suncrest | 230 | Wind, Onshore | 0 | 0 | 0 | 0 | 0 | 0 | 0 | 0 | 0 | 0 | 0 | 1 | 1 | 1 | 1 |  | 1 | 1 | N/A |  |  |  | N/A | N/A | N/A | N/A | N/A | N/A | N/A | 2 | 1 | 4 | 1 | 3 | 1 | 1 | 0
SDGE | Suncrest | 500 | Wind, Onshore | 0 | 0 | 0 | 0 | 0 | 0 | 0 | 0 | 0 | 0 | 0 | 1 | 1 | 1 | 1 |  | 1 | 1 | N/A |  |  |  | N/A | N/A | N/A | N/A | N/A | N/A | N/A | 2 | 1 | 4 | 1 | 3 | 1 | 1 | 0
PG&E KERN | Sunrise | 230 | Wind, Onshore | 0 | 0 | 0 | 0 | 0 | 0 | 0 | 0 | 0 | 0 | 0 | 5 | 2 | 5 | 2 |  | 1 | 1 | N/A |  |  |  | N/A | N/A | N/A | N/A | N/A | N/A | N/A | 1 | 1 | 1 | 1 | 1 | 1 | 1 | 0
PG&E KERN | Sunset | 230 | Wind, Onshore | 0 | 0 | 0 | 0 | 0 | 0 | 0 | 0 | 0 | 0 | 0 | 5 | 2 | 5 | 2 |  | 1 | 1 | N/A |  |  |  | N/A | N/A | N/A | N/A | N/A | N/A | N/A | 1 | 1 | 1 | 1 | 1 | 1 | 1 | 0
PG&E GBA | Swift | 115 | Wind, Onshore | 0 | 0 | 0 | 0 | 0 | 0 | 0 | 0 | 0 | 0 | 0 | 5 | 4 | 1 | 1 |  | 1 | 1 | N/A |  |  |  | N/A | N/A | N/A | N/A | N/A | N/A | N/A | 2 | 1 | 2 | 2 | 2 | 1 | 1 | 0
SDGE | Sycamore Canyon | 138 | Wind, Onshore | 0 | 0 | 0 | 0 | 0 | 0 | 0 | 0 | 0 | 0 | 0 | 1 | 1 | 1 | 1 |  | 1 | 1 | N/A |  |  |  | N/A | N/A | N/A | N/A | N/A | N/A | N/A | 2 | 1 | 4 | 1 | 3 | 1 | 1 | 0
SDGE | Sycamore Canyon | 230 | Wind, Onshore | 0 | 0 | 0 | 0 | 0 | 0 | 0 | 0 | 0 | 0 | 0 | 1 | 1 | 1 | 1 |  | 1 | 1 | N/A |  |  |  | N/A | N/A | N/A | N/A | N/A | N/A | N/A | 2 | 1 | 4 | 1 | 3 | 1 | 1 | 0
SDGE | Sycamore Canyon | 69 | Wind, Onshore | 0 | 0 | 0 | 0 | 0 | 0 | 0 | 0 | 0 | 0 | 0 | 1 | 1 | 1 | 1 |  | 1 | 1 | N/A |  |  |  | N/A | N/A | N/A | N/A | N/A | N/A | N/A | 2 | 1 | 4 | 1 | 3 | 1 | 1 | 0
SCE Northern | Sylmar | 230 | Wind, Onshore | 0 | 0 | 0 | 0 | 0 | 0 | 0 | 0 | 0 | 0 | 0 | 5 | 2 | 4 | 2 |  | 1 | 1 | N/A |  |  |  | N/A | N/A | N/A | N/A | N/A | N/A | N/A | 1 | 1 | 2 | 1 | 1 | 1 | 1 | 0
PG&E NGBA | Table Mountain | 115 | Wind, Onshore | 0 | 0 | 0 | 0 | 0 | 0 | 0 | 0 | 0 | 0 | 0 | 5 | 2 | 1 | 1 |  | 1 | 1 | 1 |  |  |  | 1 | 1 | 1 | 1 | 1 | 1 | 1 | 2 | 1 | 3 | 2 | 1 | 1 | 1 | 0
PG&E NGBA | Table Mountain | 230 | Wind, Onshore | 0 | 0 | 0 | 0 | 0 | 0 | 0 | 0 | 0 | 0 | 0 | 5 | 4 | 1 | 1 |  | 1 | 1 | 1 |  |  |  | 1 | 1 | 1 | 1 | 1 | 1 | 1 | 2 | 1 | 3 | 2 | 1 | 1 | 4 | 1
PG&E NGBA | Table Mountain | 500 | Wind, Onshore | 0 | 0 | 0 | 0 | 0 | 0 | 0 | 0 | 0 | 0 | 0 | 5 | 2 | 1 | 1 |  | 1 | 1 | 1 |  |  |  | 1 | 1 | 1 | 1 | 1 | 1 | 1 | 2 | 1 | 3 | 2 | 1 | 1 | 1 | 0
PG&E NGBA | Table Mountain | 60 | Wind, Onshore | 0 | 0 | 0 | 0 | 0 | 0 | 0 | 0 | 0 | 0 | 0 | 5 | 4 | 1 | 1 |  | 1 | 1 | N/A |  |  |  | N/A | N/A | N/A | N/A | N/A | N/A | N/A | 2 | 1 | 3 | 2 | 1 | 1 | 1 | 0
PG&E KERN | Taft | 115 | Wind, Onshore | 0 | 0 | 0 | 0 | 0 | 0 | 0 | 0 | 0 | 0 | 0 | 5 | 2 | 5 | 2 |  | 1 | 1 | N/A |  |  |  | N/A | N/A | N/A | N/A | N/A | N/A | N/A | 1 | 1 | 2 | 1 | 2 | 1 | 1 | 0
SDGE | Talega | 138 | Wind, Onshore | 0 | 0 | 0 | 0 | 0 | 0 | 0 | 0 | 0 | 0 | 0 | 1 | 1 | 1 | 1 |  | 1 | 1 | N/A |  |  |  | N/A | N/A | N/A | N/A | N/A | N/A | N/A | 2 | 1 | 3 | 1 | 3 | 1 | 1 | 0
SDGE | Talega | 230 | Wind, Onshore | 0 | 0 | 0 | 0 | 0 | 0 | 0 | 0 | 0 | 0 | 0 | 1 | 1 | 1 | 1 |  | 1 | 1 | N/A |  |  |  | N/A | N/A | N/A | N/A | N/A | N/A | N/A | 2 | 1 | 3 | 1 | 3 | 1 | 1 | 0
PG&E GBA | Tassajara | 230 | Wind, Onshore | 0 | 0 | 0 | 0 | 0 | 0 | 0 | 0 | 0 | 0 | 0 | 5 | 2 | 1 | 1 |  | 1 | 1 | N/A |  |  |  | N/A | N/A | N/A | N/A | N/A | N/A | N/A | 2 | 1 | 3 | 1 | 3 | 1 | 1 | 0
PG&E KERN | Tejon | 70 | Wind, Onshore | 0 | 0 | 0 | 0 | 0 | 0 | 0 | 0 | 0 | 0 | 0 | 5 | 2 | 5 | 2 |  | 1 | 1 | N/A |  |  |  | N/A | N/A | N/A | N/A | N/A | N/A | N/A | 1 | 1 | 3 | 1 | 1 | 1 | 1 | 0
SDGE | Telegraph Canyon | 138 | Wind, Onshore | 0 | 0 | 0 | 0 | 0 | 0 | 0 | 0 | 0 | 0 | 0 | 1 | 1 | 1 | 1 |  | 1 | 1 | N/A |  |  |  | N/A | N/A | N/A | N/A | N/A | N/A | N/A | 2 | 1 | 2 | 1 | 2 | 1 | 1 | 0
PG&E KERN | Temblor | 115 | Wind, Onshore | 0 | 0 | 0 | 0 | 0 | 0 | 0 | 0 | 0 | 0 | 0 | 5 | 2 | 5 | 2 |  | 1 | 1 | N/A |  |  |  | N/A | N/A | N/A | N/A | N/A | N/A | N/A | 1 | 1 | 2 | 1 | 1 | 1 | 1 | 0
PG&E KERN | Templeton | 230 | Wind, Onshore | 0 | 0 | 0 | 0 | 0 | 0 | 0 | 0 | 0 | 0 | 0 | 5 | 2 | 5 | 2 |  | 1 | 1 | 1 |  |  |  | 5 | 3 | 1 | 1 | 3 | 2 | 1 | 2 | 2 | 4 | 2 | 3 | 1 | 4 | 1
PG&E KERN | Templeton | 70 | Wind, Onshore | 0 | 0 | 0 | 0 | 0 | 0 | 0 | 0 | 0 | 0 | 0 | 5 | 2 | 5 | 2 |  | 1 | 1 | 1 |  |  |  | 5 | 3 | 1 | 1 | 3 | 2 | 1 | 2 | 2 | 4 | 2 | 3 | 1 | 1 | 0
PG&E GBA | Tesla | 115 | Wind, Onshore | 0 | 0 | 0 | 0 | 0 | 0 | 0 | 0 | 0 | 0 | 0 | 5 | 4 | 1 | 1 |  | 2 | 1 | 1 |  |  |  | 5 | 4 | 3 | 4 | 5 | 1 | 1 | 2 | 1 | 2 | 1 | 2 | 1 | 1 | 0
PG&E GBA | Tesla | 230 | Wind, Onshore | 0 | 0 | 0 | 0 | 0 | 0 | 0 | 0 | 0 | 0 | 0 | 5 | 4 | 1 | 1 | 4 | 2 | 1 | 1 |  |  |  | 5 | 4 | 3 | 4 | 5 | 1 | 1 | 2 | 1 | 2 | 1 | 2 | 4+ | 4 | 1
PG&E GBA | Tesla | 500 | Wind, Onshore | 0 | 0 | 0 | 0 | 0 | 0 | 0 | 0 | 0 | 0 | 0 | 5 | 4 | 1 | 1 | 5 | 2 | 1 | 1 |  |  |  | 5 | 4 | 3 | 4 | 5 | 1 | 1 | 2 | 1 | 2 | 1 | 2 | 4+ | 4 | 1
PG&E KERN | Tevis | 115 | Wind, Onshore | 0 | 0 | 0 | 0 | 0 | 0 | 0 | 0 | 0 | 0 | 0 | 5 | 2 | 5 | 2 |  | 1 | 1 | N/A |  |  |  | N/A | N/A | N/A | N/A | N/A | N/A | N/A | 1 | 1 | 2 | 1 | 2 | 1 | 1 | 0
EOP | Thousandaire | 138 | Wind, Onshore | 0 | 0 | 0 | 0 | 0 | 0 | 0 | 0 | 0 | 0 | 0 | 5 | 2 | 4 | 2 |  | 1 | 1 | N/A |  |  |  | N/A | N/A | N/A | N/A | N/A | N/A | N/A | 2 | 2 | 4 | 1 | 3 | 1 | 1 | 0
PG&E KERN | Topaz | 230 | Wind, Onshore | 0 | 0 | 0 | 0 | 0 | 0 | 0 | 0 | 0 | 0 | 0 | 5 | 2 | 5 | 2 |  | 1 | 1 | N/A |  |  |  | N/A | N/A | N/A | N/A | N/A | N/A | N/A | 1 | 1 | 3 | 1 | 2 | 1 | 1 | 0
SCE NOL | Tortilla | 115 | Wind, Onshore | 0 | 0 | 0 | 0 | 0 | 0 | 0 | 0 | 0 | 0 | 0 | 3 | 3 | 1 | 1 |  | 1 | 1 | N/A |  |  |  | N/A | N/A | N/A | N/A | N/A | N/A | N/A | 2 | 1 | 4 | 1 | 2 | 1 | 1 | 0
SDGE | Trabuco | 138 | Wind, Onshore | 0 | 0 | 0 | 0 | 0 | 0 | 0 | 0 | 0 | 0 | 0 | 1 | 1 | 1 | 1 |  | 1 | 1 | N/A |  |  |  | N/A | N/A | N/A | N/A | N/A | N/A | N/A | 1 | 1 | 1 | 1 | 2 | 1 | 1 | 0
PG&E GBA | Tracy | 115 | Wind, Onshore | 0 | 0 | 0 | 0 | 0 | 0 | 0 | 0 | 0 | 0 | 0 | 5 | 4 | 1 | 1 |  | 1 | 1 | N/A |  |  |  | N/A | N/A | N/A | N/A | N/A | N/A | N/A | 2 | 1 | 3 | 1 | 2 | 1 | 1 | 0
PG&E FRESNO | Tranquility | 230 | Wind, Onshore | 0 | 0 | 0 | 0 | 0 | 0 | 0 | 0 | 0 | 0 | 0 | 5 | 2 | 5 | 2 |  | 1 | 1 | N/A |  |  |  | N/A | N/A | N/A | N/A | N/A | N/A | N/A | 1 | 1 | 4 | 2 | 1 | 1 | 1 | 0
PG&E GBA | Trimble | 115 | Wind, Onshore | 0 | 0 | 0 | 0 | 0 | 0 | 0 | 0 | 0 | 0 | 0 | 5 | 4 | 1 | 1 |  | 1 | 1 | N/A |  |  |  | N/A | N/A | N/A | N/A | N/A | N/A | N/A | 2 | 1 | 3 | 2 | 2 | 1 | 1 | 0
EOP | Trout Canyon | 230 | Wind, Onshore | 0 | 0 | 0 | 0 | 0 | 0 | 0 | 0 | 0 | 0 | 0 | 5 | 2 | 4 | 2 |  | 3 | 1 | 1 |  |  |  | N/A | N/A | N/A | N/A | N/A | N/A | N/A | 2 | 2 | 4 | 1 | 3 | 1 | 1 | 0
EOP | Trout Canyon | 500 | Wind, Onshore | 0 | 0 | 0 | 0 | 0 | 0 | 0 | 0 | 0 | 0 | 0 | 5 | 2 | 4 | 2 |  | 3 | 1 | 1 |  |  |  | N/A | N/A | N/A | N/A | N/A | N/A | N/A | 2 | 2 | 4 | 1 | 3 | 1 | 1 | 0
PG&E NGBA | Tulucay | 230 | Wind, Onshore | 0 | 0 | 0 | 0 | 0 | 0 | 0 | 0 | 0 | 0 | 0 | 5 | 2 | 1 | 1 |  | 1 | 1 | N/A |  |  |  | N/A | N/A | N/A | N/A | N/A | N/A | N/A | 2 | 1 | 3 | 2 | 3 | 1 | 1 | 0
PG&E NGBA | Tulucay | 60 | Wind, Onshore | 0 | 0 | 0 | 0 | 0 | 0 | 0 | 0 | 0 | 0 | 0 | 5 | 2 | 1 | 1 |  | 1 | 1 | N/A |  |  |  | N/A | N/A | N/A | N/A | N/A | N/A | N/A | 2 | 1 | 3 | 2 | 3 | 1 | 1 | 0
PG&E KERN | Tupman | 115 | Wind, Onshore | 0 | 0 | 0 | 0 | 0 | 0 | 0 | 0 | 0 | 0 | 0 | 5 | 2 | 5 | 2 |  | 1 | 1 | N/A |  |  |  | N/A | N/A | N/A | N/A | N/A | N/A | N/A | 1 | 1 | 2 | 1 | 1 | 1 | 1 | 0
PG&E NGBA | Ukiah | 115 | Wind, Onshore | 0 | 0 | 0 | 0 | 0 | 0 | 0 | 0 | 0 | 0 | 0 | 5 | 2 | 1 | 1 |  | 1 | 1 | N/A |  |  |  | N/A | N/A | N/A | N/A | N/A | N/A | N/A | 2 | 2 | 4 | 2 | 3 | 1 | 1 | 0
PG&E KERN | Union (Estrella) | 70 | Wind, Onshore | 0 | 0 | 0 | 0 | 0 | 0 | 0 | 0 | 0 | 0 | 0 | 5 | 2 | 5 | 2 |  | 1 | 1 | N/A |  |  |  | N/A | N/A | N/A | N/A | N/A | N/A | N/A | 2 | 2 | 4 | 2 | 3 | 1 | 1 | 0
PG&E NGBA | Vaca Dixon | 115 | Wind, Onshore | 0 | 0 | 0 | 0 | 0 | 0 | 0 | 0 | 0 | 0 | 0 | 5 | 2 | 1 | 1 |  | 3 | 1 | 2 |  |  |  | 3 | 1 | 1 | 1 | 2 | 1 | 1 | 2 | 1 | 1 | 1 | 3 | 1 | 1 | 0
PG&E NGBA | Vaca Dixon | 230 | Wind, Onshore | 0 | 0 | 70 | 0 | 70 | 0 | 0 | 0 | 70 | 0 | 70 | 5 | 2 | 1 | 1 |  | 3 | 2 | 2 |  |  |  | 3 | 1 | 1 | 1 | 2 | 1 | 1 | 2 | 1 | 1 | 1 | 3 | 5- | 1 | 1
PG&E NGBA | Vaca Dixon | 500 | Wind, Onshore | 0 | 0 | 0 | 0 | 0 | 0 | 0 | 0 | 0 | 0 | 0 | 5 | 2 | 1 | 1 |  | 3 | 1 | 2 |  |  |  | 3 | 1 | 1 | 1 | 2 | 1 | 1 | 2 | 1 | 1 | 1 | 3 | 1 | 1 | 0
PG&E NGBA | Vaca Dixon | 60 | Wind, Onshore | 0 | 0 | 0 | 0 | 0 | 0 | 0 | 0 | 0 | 0 | 0 | 5 | 2 | 1 | 1 |  | 1 | 1 | N/A |  |  |  | N/A | N/A | N/A | N/A | N/A | N/A | N/A | 2 | 1 | 1 | 1 | 3 | 1 | 1 | 0
SCE Eastern | Valley (SCE) | 500 | Wind, Onshore | 0 | 0 | 0 | 0 | 0 | 0 | 0 | 0 | 0 | 0 | 0 | 4 | 4 | 1 | 1 |  | 1 | 1 | N/A |  |  |  | N/A | N/A | N/A | N/A | N/A | N/A | N/A | 1 | 1 | 2 | 1 | 2 | 1 | 1 | 0
EOP | Valley (VEA) | 138 | Wind, Onshore | 0 | 0 | 0 | 0 | 0 | 0 | 0 | 0 | 0 | 0 | 0 | 5 | 2 | 4 | 2 |  | 1 | 1 | N/A |  |  |  | N/A | N/A | N/A | N/A | N/A | N/A | N/A | 2 | 2 | 4 | 1 | 3 | 1 | 1 | 0
SDGE | Valley Center | 69 | Wind, Onshore | 0 | 0 | 0 | 0 | 0 | 0 | 0 | 0 | 0 | 0 | 0 | 1 | 1 | 1 | 1 |  | 1 | 1 | N/A |  |  |  | N/A | N/A | N/A | N/A | N/A | N/A | N/A | 2 | 1 | 4 | 1 | 3 | 1 | 1 | 0
PG&E GBA | Valley Home | 115 | Wind, Onshore | 0 | 0 | 0 | 0 | 0 | 0 | 0 | 0 | 0 | 0 | 0 | 5 | 4 | 1 | 1 |  | 1 | 1 | N/A |  |  |  | N/A | N/A | N/A | N/A | N/A | N/A | N/A | 1 | 1 | 4 | 2 | 1 | 1 | 1 | 0
PG&E GBA | Valley Springs | 230 | Wind, Onshore | 0 | 0 | 0 | 0 | 0 | 0 | 0 | 0 | 0 | 0 | 0 | 5 | 4 | 1 | 1 |  | 1 | 1 | N/A |  |  |  | N/A | N/A | N/A | N/A | N/A | N/A | N/A | 2 | 1 | 4 | 1 | 3 | 1 | 1 | 0
PG&E GBA | Valley Springs | 60 | Wind, Onshore | 0 | 0 | 0 | 0 | 0 | 0 | 0 | 0 | 0 | 0 | 0 | 5 | 4 | 1 | 1 |  | 1 | 1 | N/A |  |  |  | N/A | N/A | N/A | N/A | N/A | N/A | N/A | 2 | 1 | 4 | 1 | 3 | 1 | 1 | 0
EOP | Valley Switch | 138 | Wind, Onshore | 0 | 0 | 0 | 0 | 0 | 0 | 0 | 0 | 0 | 0 | 0 | 5 | 2 | 4 | 2 |  | 1 | 1 | N/A |  |  |  | N/A | N/A | N/A | N/A | N/A | N/A | N/A | 2 | 2 | 4 | 1 | 3 | 1 | 1 | 0
EOP | Valley Switch | 230 | Wind, Onshore | 0 | 0 | 0 | 0 | 0 | 0 | 0 | 0 | 0 | 0 | 0 | 5 | 2 | 4 | 2 |  | 1 | 1 | N/A |  |  |  | N/A | N/A | N/A | N/A | N/A | N/A | N/A | 2 | 2 | 4 | 1 | 3 | 1 | 1 | 0
PG&E GBA | Vasco | 230 | Wind, Onshore | 0 | 0 | 0 | 0 | 0 | 0 | 0 | 0 | 0 | 0 | 0 | 5 | 4 | 1 | 1 |  | 1 | 1 | N/A |  |  |  | N/A | N/A | N/A | N/A | N/A | N/A | N/A | 2 | 1 | 3 | 1 | 3 | 1 | 1 | 0
PG&E GBA | Vasona | 230 | Wind, Onshore | 0 | 0 | 0 | 0 | 0 | 0 | 0 | 0 | 0 | 0 | 0 | 5 | 4 | 1 | 1 |  | 1 | 1 | N/A |  |  |  | N/A | N/A | N/A | N/A | N/A | N/A | N/A | 2 | 1 | 4 | 2 | 3 | 1 | 1 | 0
SCE Northern | Vestal | 230 | Wind, Onshore | 0 | 0 | 0 | 0 | 0 | 0 | 0 | 0 | 0 | 0 | 0 | 1 | 1 | 1 | 1 |  | 1 | 1 | N/A |  |  |  | N/A | N/A | N/A | N/A | N/A | N/A | N/A | 1 | 1 | 4 | 1 | 1 | 1 | 1 | 0
SCE Northern | Vestal | 66 | Wind, Onshore | 0 | 0 | 0 | 0 | 0 | 0 | 0 | 0 | 0 | 0 | 0 | 1 | 1 | 1 | 1 |  | 1 | 1 | N/A |  |  |  | N/A | N/A | N/A | N/A | N/A | N/A | N/A | 1 | 1 | 4 | 1 | 1 | 1 | 1 | 0
SCE NOL | Victor | 115 | Wind, Onshore | 0 | 0 | 0 | 0 | 0 | 0 | 0 | 0 | 0 | 0 | 0 | 1 | 1 | 1 | 1 |  | 1 | 1 | N/A |  |  |  | N/A | N/A | N/A | N/A | N/A | N/A | N/A | 2 | 1 | 3 | 1 | 2 | 1 | 1 | 0
SCE NOL | Victor | 230 | Wind, Onshore | 0 | 0 | 0 | 0 | 0 | 0 | 0 | 0 | 0 | 0 | 0 | 1 | 1 | 1 | 1 |  | 1 | 1 | N/A |  |  |  | N/A | N/A | N/A | N/A | N/A | N/A | N/A | 2 | 1 | 3 | 1 | 2 | 1 | 1 | 0
SCE Metro | Viejo | 230 | Wind, Onshore | 0 | 0 | 0 | 0 | 0 | 0 | 0 | 0 | 0 | 0 | 0 | 1 | 1 | 1 | 1 |  | 1 | 1 | N/A |  |  |  | N/A | N/A | N/A | N/A | N/A | N/A | N/A | 1 | 1 | 3 | 1 | 2 | 1 | 1 | 0
PG&E GBA | Vierra | 115 | Wind, Onshore | 0 | 0 | 0 | 0 | 0 | 0 | 0 | 0 | 0 | 0 | 0 | 5 | 4 | 1 | 1 |  | 1 | 1 | N/A |  |  |  | N/A | N/A | N/A | N/A | N/A | N/A | N/A | 1 | 1 | 1 | 2 | 1 | 1 | 1 | 0
SCE Metro | Villa Park | 230 | Wind, Onshore | 0 | 0 | 0 | 0 | 0 | 0 | 0 | 0 | 0 | 0 | 0 | 1 | 1 | 1 | 1 |  | 1 | 1 | N/A |  |  |  | N/A | N/A | N/A | N/A | N/A | N/A | N/A | 1 | 1 | 2 | 1 | 2 | 1 | 1 | 0
SCE Northern | Vincent | 230 | Wind, Onshore | 0 | 0 | 0 | 0 | 0 | 0 | 0 | 0 | 0 | 0 | 0 | 1 | 1 | 1 | 1 |  | 1 | 1 | N/A |  |  |  | N/A | N/A | N/A | N/A | N/A | N/A | N/A | 2 | 1 | 4 | 1 | 3 | 1 | 1 | 0
SCE Northern | Vincent | 500 | Wind, Onshore | 0 | 0 | 0 | 0 | 0 | 0 | 0 | 0 | 0 | 0 | 0 | 1 | 1 | 1 | 1 |  | 1 | 1 | N/A |  |  |  | N/A | N/A | N/A | N/A | N/A | N/A | N/A | 2 | 1 | 4 | 1 | 3 | 1 | 1 | 0
PG&E GBA | Vineyard | 230 | Wind, Onshore | 0 | 0 | 0 | 0 | 0 | 0 | 0 | 0 | 0 | 0 | 0 | 5 | 4 | 1 | 1 |  | 1 | 1 | N/A |  |  |  | N/A | N/A | N/A | N/A | N/A | N/A | N/A | 2 | 1 | 2 | 1 | 3 | 1 | 1 | 0
SDGE | Vineyard | 69 | Wind, Onshore | 0 | 0 | 0 | 0 | 0 | 0 | 0 | 0 | 0 | 0 | 0 | 1 | 1 | 1 | 1 |  | 1 | 1 | N/A |  |  |  | N/A | N/A | N/A | N/A | N/A | N/A | N/A | 2 | 1 | 2 | 1 | 3 | 1 | 1 | 0
SCE Eastern | Vista (SCE) | 230 | Wind, Onshore | 0 | 0 | 0 | 0 | 0 | 0 | 0 | 0 | 0 | 0 | 0 | 4 | 4 | 1 | 1 |  | 1 | 1 | N/A |  |  |  | N/A | N/A | N/A | N/A | N/A | N/A | N/A | 1 | 1 | 2 | 1 | 1 | 1 | 1 | 0
EOP | Vista (VEA) | 138 | Wind, Onshore | 0 | 0 | 0 | 0 | 0 | 0 | 0 | 0 | 0 | 0 | 0 | 5 | 2 | 4 | 2 |  | 1 | 1 | N/A |  |  |  | N/A | N/A | N/A | N/A | N/A | N/A | N/A | 2 | 2 | 4 | 1 | 3 | 1 | 1 | 0
EOP | Vista (VEA) | 230 | Wind, Onshore | 0 | 0 | 0 | 0 | 0 | 0 | 0 | 0 | 0 | 0 | 0 | 5 | 2 | 4 | 2 |  | 1 | 1 | N/A |  |  |  | N/A | N/A | N/A | N/A | N/A | N/A | N/A | 2 | 2 | 4 | 1 | 3 | 1 | 1 | 0
PG&E FRESNO | Wahtoke | 115 | Wind, Onshore | 0 | 0 | 0 | 0 | 0 | 0 | 0 | 0 | 0 | 0 | 0 | 5 | 2 | 5 | 2 |  | 1 | 1 | N/A |  |  |  | N/A | N/A | N/A | N/A | N/A | N/A | N/A | 1 | 1 | 3 | 2 | 1 | 1 | 1 | 0
SCE Northern | Wakefield | 66 | Wind, Onshore | 0 | 0 | 0 | 0 | 0 | 0 | 0 | 0 | 0 | 0 | 0 | 5 | 2 | 4 | 2 |  | 1 | 1 | N/A |  |  |  | N/A | N/A | N/A | N/A | N/A | N/A | N/A | 2 | 1 | 4 | 1 | 3 | 1 | 1 | 0
SCE Metro | Walnut | 230 | Wind, Onshore | 0 | 0 | 0 | 0 | 0 | 0 | 0 | 0 | 0 | 0 | 0 | 1 | 1 | 1 | 1 |  | 1 | 1 | N/A |  |  |  | N/A | N/A | N/A | N/A | N/A | N/A | N/A | 1 | 1 | 1 | 1 | 1 | 1 | 1 | 0
SCE Northern | Warne | 230 | Wind, Onshore | 0 | 0 | 0 | 0 | 0 | 0 | 0 | 0 | 0 | 0 | 0 | 5 | 2 | 4 | 2 |  | 1 | 1 | N/A |  |  |  | N/A | N/A | N/A | N/A | N/A | N/A | N/A | 1 | 1 | 4 | 1 | 3 | 1 | 1 | 0
PG&E GBA | Warnerville | 230 | Wind, Onshore | 0 | 0 | 0 | 0 | 0 | 0 | 0 | 0 | 0 | 0 | 0 | 5 | 4 | 5 | 2 |  | 1 | 1 | N/A |  |  |  | N/A | N/A | N/A | N/A | N/A | N/A | N/A | 1 | 1 | 3 | 2 | 2 | 1 | 1 | 0
PG&E FRESNO | Waukena | 115 | Wind, Onshore | 0 | 0 | 0 | 0 | 0 | 0 | 0 | 0 | 0 | 0 | 0 | 5 | 2 | 5 | 2 |  | 1 | 1 | N/A |  |  |  | N/A | N/A | N/A | N/A | N/A | N/A | N/A | 1 | 1 | 4 | 2 | 1 | 1 | 1 | 0
PG&E GBA | Weber | 230 | Wind, Onshore | 0 | 0 | 0 | 0 | 0 | 0 | 0 | 0 | 0 | 0 | 0 | 5 | 4 | 1 | 1 |  | 1 | 1 | N/A |  |  |  | N/A | N/A | N/A | N/A | N/A | N/A | N/A | 1 | 1 | 3 | 2 | 1 | 1 | 1 | 0
PG&E GBA | Weber | 60 | Wind, Onshore | 0 | 0 | 0 | 0 | 0 | 0 | 0 | 0 | 0 | 0 | 0 | 5 | 4 | 1 | 1 |  | 1 | 1 | N/A |  |  |  | N/A | N/A | N/A | N/A | N/A | N/A | N/A | 1 | 1 | 3 | 2 | 1 | 1 | 1 | 0
PG&E FRESNO | West Fresno | 115 | Wind, Onshore | 0 | 0 | 0 | 0 | 0 | 0 | 0 | 0 | 0 | 0 | 0 | 5 | 2 | 5 | 2 |  | 1 | 1 | N/A |  |  |  | N/A | N/A | N/A | N/A | N/A | N/A | N/A | 1 | 1 | 2 | 2 | 1 | 1 | 1 | 0
PG&E FRESNO | Westley | 230 | Wind, Onshore | 0 | 0 | 0 | 0 | 0 | 0 | 0 | 0 | 0 | 0 | 0 | 1 | 1 | 1 | 1 |  | 1 | 1 | N/A |  |  |  | N/A | N/A | N/A | N/A | N/A | N/A | N/A | 1 | 1 | 4 | 2 | 1 | 1 | 1 | 0
PG&E KERN | Westpark | 115 | Wind, Onshore | 0 | 0 | 0 | 0 | 0 | 0 | 0 | 0 | 0 | 0 | 0 | 5 | 2 | 5 | 2 |  | 1 | 1 | N/A |  |  |  | N/A | N/A | N/A | N/A | N/A | N/A | N/A | 1 | 1 | 3 | 1 | 1 | 1 | 1 | 0
PG&E KERN | Wheeler Ridge | 230 | Wind, Onshore | 0 | 0 | 0 | 0 | 0 | 0 | 0 | 0 | 0 | 0 | 0 | 5 | 2 | 5 | 2 |  | 1 | 1 | N/A |  |  |  | N/A | N/A | N/A | N/A | N/A | N/A | N/A | 1 | 1 | 4 | 1 | 1 | 1 | 1 | 0
PG&E KERN | Wheeler Ridge | 115 | Wind, Onshore | 0 | 0 | 0 | 0 | 0 | 0 | 0 | 0 | 0 | 0 | 0 | 5 | 2 | 5 | 2 |  | 1 | 1 | N/A |  |  |  | N/A | N/A | N/A | N/A | N/A | N/A | N/A | 1 | 1 | 4 | 1 | 1 | 1 | 1 | 0
PG&E KERN | Wheeler Ridge | 70 | Wind, Onshore | 0 | 0 | 0 | 0 | 0 | 0 | 0 | 0 | 0 | 0 | 0 | 5 | 2 | 5 | 2 |  | 1 | 1 | N/A |  |  |  | N/A | N/A | N/A | N/A | N/A | N/A | N/A | 1 | 1 | 4 | 1 | 1 | 1 | 1 | 0
SCE Northern | Whirlwind | 230 | Wind, Onshore | 0 | 0 | 0 | 0 | 0 | 0 | 0 | 0 | 0 | 0 | 0 | 1 | 1 | 1 | 1 | 5 | 1 | 1 | 1 |  |  |  | 1 | 1 | 1 | 1 | 2 | 1 | 1 | 2 | 1 | 4 | 1 | 3 | 4+ | 4 | 1
SCE Northern | Whirlwind | 500 | Wind, Onshore | 0 | 0 | 0 | 0 | 0 | 0 | 0 | 0 | 0 | 0 | 0 | 1 | 1 | 1 | 1 |  | 1 | 1 | 1 |  |  |  | 1 | 1 | 1 | 1 | 2 | 1 | 1 | 2 | 1 | 4 | 1 | 3 | 1 | 1 | 0
PG&E GBA | Whisman | 115 | Wind, Onshore | 0 | 0 | 0 | 0 | 0 | 0 | 0 | 0 | 0 | 0 | 0 | 1 | 1 | 1 | 1 |  | 1 | 1 | N/A |  |  |  | N/A | N/A | N/A | N/A | N/A | N/A | N/A | 2 | 1 | 2 | 2 | 2 | 1 | 1 | 0
SCE Eastern | Wildlife | 230 | Wind, Onshore | 0 | 0 | 0 | 0 | 0 | 0 | 0 | 0 | 0 | 0 | 0 | 4 | 4 | 1 | 1 |  | 1 | 1 | N/A |  |  |  | N/A | N/A | N/A | N/A | N/A | N/A | N/A | 1 | 1 | 1 | 1 | 1 | 1 | 1 | 0
PG&E FRESNO | Wilson | 115 | Wind, Onshore | 0 | 0 | 0 | 0 | 0 | 0 | 0 | 0 | 0 | 0 | 0 | 5 | 4 | 5 | 2 |  | 3 | 1 | 1 |  |  |  | 1 | 1 | 1 | 1 | 1 | 1 | 1 | 1 | 1 | 4 | 2 | 1 | 1 | 1 | 0
PG&E FRESNO | Wilson | 230 | Wind, Onshore | 0 | 0 | 0 | 0 | 0 | 0 | 0 | 0 | 0 | 0 | 0 | 5 | 4 | 5 | 2 |  | 3 | 1 | 1 |  |  |  | 1 | 1 | 1 | 1 | 1 | 1 | 1 | 1 | 1 | 4 | 2 | 1 | 1 | 5 | 1
SCE Northern | Windhub | 230 | Wind, Onshore | 0 | 0 | 0 | 0 | 0 | 0 | 0 | 0 | 0 | 0 | 0 | 1 | 1 | 1 | 1 | 4 | 1 | 1 | 2 |  |  |  | 2 | 1 | 1 | 1 | 3 | 1 | 1 | 2 | 1 | 4 | 1 | 2 | 1+ | 4 | 1
SCE Northern | Windhub | 500 | Wind, Onshore | 0 | 0 | 0 | 0 | 0 | 0 | 0 | 0 | 0 | 0 | 0 | 1 | 1 | 1 | 1 |  | 4 | 1 | 1 |  |  |  | 3 | 1 | 1 | 1 | 2 | 1 | 1 | 2 | 1 | 4 | 1 | 2 | 1 | 1 | 0
PG&E GBA | Windmaster | 230 | Wind, Onshore | 0 | 0 | 0 | 0 | 0 | 0 | 0 | 0 | 0 | 0 | 0 | 5 | 2 | 1 | 1 |  | 1 | 1 | N/A |  |  |  | N/A | N/A | N/A | N/A | N/A | N/A | N/A | 2 | 1 | 2 | 1 | 2 | 1 | 1 | 0
PG&E NGBA | Windsor | 60 | Wind, Onshore | 0 | 0 | 0 | 0 | 0 | 0 | 0 | 0 | 0 | 0 | 0 | 5 | 2 | 1 | 1 |  | 1 | 1 | N/A |  |  |  | N/A | N/A | N/A | N/A | N/A | N/A | N/A | 1 | 1 | 2 | 1 | 2 | 1 | 1 | 0
PG&E NGBA | Woodland | 115 | Wind, Onshore | 0 | 0 | 0 | 0 | 0 | 0 | 0 | 0 | 0 | 0 | 0 | 5 | 5 | 3 | 3 |  | 1 | 1 | N/A |  |  |  | N/A | N/A | N/A | N/A | N/A | N/A | N/A | 2 | 1 | 4 | 2 | 3 | 1 | 1 | 0
PG&E FRESNO | Woodward | 115 | Wind, Onshore | 0 | 0 | 0 | 0 | 0 | 0 | 0 | 0 | 0 | 0 | 0 | 5 | 2 | 5 | 2 |  | 1 | 1 | N/A |  |  |  | N/A | N/A | N/A | N/A | N/A | N/A | N/A | 1 | 1 | 2 | 2 | 2 | 1 | 1 | 0
PG&E NGBA | Wyandotte | 115 | Wind, Onshore | 0 | 0 | 0 | 0 | 0 | 0 | 0 | 0 | 0 | 0 | 0 | 5 | 4 | 1 | 1 |  | 1 | 1 | N/A |  |  |  | N/A | N/A | N/A | N/A | N/A | N/A | N/A | 2 | 1 | 2 | 2 | 2 | 1 | 1 | 0
PG&E KERN | 7th Standard | 115 | Distributed_Solar | 0 | 0 | 0 | 0 | 0 | 0 | 0 | 0 | 0 | 0 | 0 | 5 | 2 | 5 | 2 | [14 empty] | 1 | 1 | 3 | 1 | 2 | 1 | 1 | 0
SCE Metro | Alamitos | 230 | Distributed_Solar | 0 | 0 | 0 | 0 | 0 | 0 | 0 | 0 | 0 | 0 | 0 | 1 | 1 | 1 | 1 | [14 empty] | 1 | 1 | 1 | 1 | 1 | 1 | 1 | 0
SCE Eastern | Alberhill | 115 | Distributed_Solar | 0 | 0 | 0 | 0 | 0 | 0 | 0 | 0 | 0 | 0 | 0 | 4 | 4 | 1 | 1 | [14 empty] | 1 | 1 | 4 | 1 | 1 | 1 | 1 | 0
SCE Eastern | Alberhill | 500 | Distributed_Solar | 0 | 0 | 0 | 0 | 0 | 0 | 0 | 0 | 0 | 0 | 0 | 4 | 4 | 1 | 1 | [14 empty] | 1 | 1 | 4 | 1 | 1 | 1 | 1 | 0
PG&E GBA | Alhambra | 115 | Distributed_Solar | 0 | 0 | 0 | 0 | 0 | 0 | 0 | 0 | 0 | 0 | 0 | 5 | 2 | 1 | 1 | [14 empty] | 2 | 1 | 2 | 1 | 2 | 1 | 1 | 0
PG&E FRESNO | Alpaugh | 115 | Distributed_Solar | 0 | 0 | 0 | 0 | 0 | 0 | 0 | 0 | 0 | 0 | 0 | 5 | 2 | 5 | 2 | 3 | [13 empty] | 1 | 1 | 3 | 1 | 1 | 1 | 4 | 1
SDGE | Alpine | 69 | Distributed_Solar | 0 | 0 | 0 | 0 | 0 | 0 | 0 | 0 | 0 | 0 | 0 | 1 | 1 | 1 | 1 | [14 empty] | 2 | 1 | 4 | 1 | 3 | 1 | 1 | 0
PG&E GBA | Altamont Midway (Sandhill) | 230 | Distributed_Solar | 0 | 0 | 0 | 0 | 0 | 0 | 0 | 0 | 0 | 0 | 0 | 5 | 2 | 1 | 1 | [14 empty] | 2 | 1 | 2 | 1 | 3 | 1 | 1 | 0
SCE Northern | Antelope | 66 | Distributed_Solar | 0 | 0 | 0 | 6 | 6 | 0 | 6 | 6 | 0 | 0 | 0 | 1 | 1 | 1 | 1 | [14 empty] | 2 | 1 | 4 | 1 | 3 | 4+ | 1 | 1
SCE Northern | Antelope | 230 | Distributed_Solar | 0 | 0 | 0 | 0 | 0 | 0 | 0 | 0 | 0 | 0 | 0 | 1 | 1 | 1 | 1 | 4 | [13 empty] | 2 | 1 | 4 | 1 | 3 | 4+ | 4 | 1
SCE Northern | Antelope | 500 | Distributed_Solar | 0 | 0 | 0 | 0 | 0 | 0 | 0 | 0 | 0 | 0 | 0 | 1 | 1 | 1 | 1 | [14 empty] | 2 | 1 | 4 | 1 | 3 | 1 | 1 | 0
PG&E NGBA | Arcata | 60 | Distributed_Solar | 0 | 0 | 0 | 4 | 4 | 0 | 4 | 4 | 0 | 0 | 0 | 5 | 2 | 1 | 1 | [14 empty] | 2 | 2 | 4 | 2 | 3 | 1 | 4 | 1
PG&E KERN | Arco | 230 | Distributed_Solar | 0 | 0 | 0 | 4.79 | 4.79 | 0 | 4.79 | 4.79 | 0 | 0 | 0 | 5 | 2 | 5 | 2 | 3 | [13 empty] | 1 | 1 | 4 | 1 | 1 | 1 | 1 | 1
PG&E KERN | Arco | 70 | Distributed_Solar | 0 | 0 | 0 | 0 | 0 | 0 | 0 | 0 | 0 | 0 | 0 | 5 | 2 | 5 | 2 | [14 empty] | 1 | 1 | 4 | 1 | 1 | 1 | 1 | 0
SCE Metro | ArcoGen | 230 | Distributed_Solar | 0 | 0 | 0 | 0 | 0 | 0 | 0 | 0 | 0 | 0 | 0 | 1 | 1 | 1 | 1 | [14 empty] | 1 | 1 | 1 | 1 | 1 | 1 | 1 | 0
SDGE | Artesian | 230 | Distributed_Solar | 0 | 0 | 0 | 0 | 0 | 0 | 0 | 0 | 0 | 0 | 0 | 1 | 1 | 1 | 1 | [14 empty] | 2 | 1 | 2 | 1 | 3 | 1 | 1 | 0
SDGE | Artesian | 69 | Distributed_Solar | 0 | 0 | 0 | 0 | 0 | 0 | 0 | 0 | 0 | 0 | 0 | 1 | 1 | 1 | 1 | [14 empty] | 2 | 1 | 2 | 1 | 3 | 1 | 1 | 0
PG&E FRESNO | Ashlan | 230 | Distributed_Solar | 0 | 0 | 0 | 0 | 0 | 0 | 0 | 0 | 0 | 0 | 0 | 5 | 4 | 5 | 2 | [14 empty] | 1 | 1 | 2 | 2 | 1 | 1 | 1 | 0
PG&E NGBA | Atlantic | 115 | Distributed_Solar | 0 | 0 | 0 | 0 | 0 | 0 | 0 | 0 | 0 | 0 | 0 | 5 | 4 | 1 | 1 | [14 empty] | 2 | 1 | 2 | 2 | 3 | 1 | 1 | 0
PG&E NGBA | Atlantic | 230 | Distributed_Solar | 0 | 0 | 0 | 0 | 0 | 0 | 0 | 0 | 0 | 0 | 0 | 5 | 4 | 1 | 1 | [14 empty] | 2 | 1 | 2 | 2 | 3 | 1 | 1 | 0
PG&E NGBA | Atlantic | 60 | Distributed_Solar | 0 | 0 | 0 | 0 | 0 | 0 | 0 | 0 | 0 | 0 | 0 | 5 | 4 | 1 | 1 | [14 empty] | 2 | 1 | 2 | 2 | 3 | 1 | 1 | 0
PG&E FRESNO | Atwater | 115 | Distributed_Solar | 0 | 0 | 0 | 2 | 2 | 0 | 2 | 2 | 0 | 0 | 0 | 5 | 4 | 5 | 2 | [14 empty] | 1 | 1 | 2 | 2 | 1 | 1 | 1 | 1
PG&E GBA | Avena | 115 | Distributed_Solar | 0 | 0 | 0 | 0 | 0 | 0 | 0 | 0 | 0 | 0 | 0 | 5 | 4 | 1 | 1 | [14 empty] | 1 | 1 | 3 | 2 | 1 | 1 | 1 | 0
SDGE | Avocado | 69 | Distributed_Solar | 0 | 0 | 0 | 0 | 0 | 0 | 0 | 0 | 0 | 0 | 0 | 1 | 1 | 1 | 1 | [14 empty] | 2 | 1 | 3 | 1 | 3 | 1 | 1 | 0
PG&E NGBA | Bahia | 230 | Distributed_Solar | 0 | 0 | 0 | 0 | 0 | 0 | 0 | 0 | 0 | 0 | 0 | 5 | 4 | 1 | 1 | [14 empty] | 2 | 1 | 1 | 1 | 2 | 1 | 1 | 0
SCE Northern | Bailey | 230 | Distributed_Solar | 0 | 0 | 0 | 0 | 0 | 0 | 0 | 0 | 0 | 0 | 0 | 5 | 2 | 4 | 2 | [14 empty] | 1 | 1 | 4 | 1 | 3 | 1 | 1 | 0
SCE NOL | Baker | 115 | Distributed_Solar | 0 | 0 | 0 | 0 | 0 | 0 | 0 | 0 | 0 | 0 | 0 | 3 | 3 | 1 | 1 | [14 empty] | 2 | 2 | 4 | 1 | 1 | 1 | 1 | 0
PG&E KERN | Bakersfield | 230 | Distributed_Solar | 0 | 0 | 0 | 0 | 0 | 0 | 0 | 0 | 0 | 0 | 0 | 5 | 2 | 5 | 2 | [14 empty] | 1 | 1 | 3 | 1 | 1 | 1 | 1 | 0
PG&E FRESNO | Balch | 230 | Distributed_Solar | 0 | 0 | 0 | 0 | 0 | 0 | 0 | 0 | 0 | 0 | 0 | 5 | 2 | 5 | 2 | [14 empty] | 1 | 1 | 4 | 2 | 3 | 1 | 1 | 0
SCE Eastern | Bannister | 230 | Distributed_Solar | 0 | 0 | 0 | 0 | 0 | 0 | 0 | 0 | 0 | 0 | 0 | 5 | 4 | 1 | 1 | [14 empty] | 2 | 1 | 2 | 2 | 1 | 1 | 1 | 0
SCE Metro | Barre | 230 | Distributed_Solar | 0 | 0 | 0 | 0 | 0 | 0 | 0 | 0 | 0 | 0 | 0 | 1 | 1 | 1 | 1 | [14 empty] | 1 | 1 | 1 | 1 | 1 | 4+ | 1 | 1
SDGE | Bay Boulevard | 69 | Distributed_Solar | 0 | 0 | 0 | 0 | 0 | 0 | 0 | 0 | 0 | 0 | 0 | 1 | 1 | 1 | 1 | [14 empty] | 2 | 1 | 2 | 1 | 1 | 1 | 1 | 0
SDGE | Bay Boulevard | 230 | Distributed_Solar | 0 | 0 | 0 | 0 | 0 | 0 | 0 | 0 | 0 | 0 | 0 | 1 | 1 | 1 | 1 | [14 empty] | 2 | 1 | 2 | 1 | 1 | 1 | 1 | 0
EOP | Beatty | 138 | Distributed_Solar | 0 | 0 | 0 | 0 | 0 | 0 | 0 | 0 | 0 | 0 | 0 | 5 | 2 | 4 | 2 | [14 empty] | 2 | 2 | 4 | 1 | 3 | 1 | 1 | 0
EOP | Beatty | 230 | Distributed_Solar | 0 | 0 | 0 | 0 | 0 | 0 | 0 | 0 | 0 | 0 | 0 | 5 | 2 | 4 | 2 | [14 empty] | 2 | 2 | 4 | 1 | 3 | 1 | 1 | 0
PG&E NGBA | Belden | 230 | Distributed_Solar | 0 | 0 | 0 | 0 | 0 | 0 | 0 | 0 | 0 | 0 | 0 | 5 | 5 | 3 | 3 | [14 empty] | 2 | 2 | 4 | 1 | 3 | 1 | 1 | 0
PG&E NGBA | Bell | 115 | Distributed_Solar | 0 | 0 | 0 | 0 | 0 | 0 | 0 | 0 | 0 | 0 | 0 | 5 | 4 | 1 | 1 | [14 empty] | 2 | 1 | 4 | 2 | 3 | 1 | 1 | 0
PG&E NGBA | Bellevue | 115 | Distributed_Solar | 0 | 0 | 0 | 0 | 0 | 0 | 0 | 0 | 0 | 0 | 0 | 5 | 2 | 1 | 1 | [14 empty] | 2 | 1 | 2 | 2 | 2 | 1 | 1 | 0
PG&E GBA | Bellota | 115 | Distributed_Solar | 0 | 0 | 0 | 0 | 0 | 0 | 0 | 0 | 0 | 0 | 0 | 5 | 4 | 1 | 1 | [14 empty] | 1 | 1 | 4 | 2 | 3 | 1 | 1 | 0
PG&E GBA | Bellota | 230 | Distributed_Solar | 0 | 0 | 0 | 0 | 0 | 0 | 0 | 0 | 0 | 0 | 0 | 5 | 4 | 1 | 1 | [14 empty] | 1 | 1 | 4 | 2 | 3 | 1 | 1 | 0
SCE Northern | Big Creek | 230 | Distributed_Solar | 0 | 0 | 0 | 0 | 0 | 0 | 0 | 0 | 0 | 0 | 0 | 1 | 1 | 1 | 1 | [14 empty] | 1 | 1 | 4 | 2 | 3 | 1 | 1 | 0
PG&E FRESNO | Biola | 70 | Distributed_Solar | 0 | 0 | 0 | 0 | 0 | 0 | 0 | 0 | 0 | 0 | 0 | 5 | 2 | 5 | 2 | [14 empty] | 1 | 1 | 4 | 2 | 1 | 1 | 1 | 0
PG&E GBA | Birds Landing | 230 | Distributed_Solar | 0 | 0 | 0 | 0 | 0 | 0 | 0 | 0 | 0 | 0 | 0 | 5 | 4 | 1 | 1 | [14 empty] | 2 | 1 | 4 | 1 | 1 | 1 | 1 | 0
SCE Northern | Bliss | 66 | Distributed_Solar | 0 | 0 | 0 | 0 | 0 | 0 | 0 | 0 | 0 | 0 | 0 | 1 | 1 | 1 | 1 | [14 empty] | 1 | 1 | 4 | 1 | 1 | 1 | 1 | 0
SCE Eastern | Blythe | 161 | Distributed_Solar | 0 | 0 | 0 | 0 | 0 | 0 | 0 | 0 | 0 | 0 | 0 | 5 | 2 | 1 | 1 | 3 | [13 empty] | 2 | 2 | 2 | 1 | 1 | 4+ | 1 | 1
PG&E NGBA | Bogue | 115 | Distributed_Solar | 0 | 0 | 0 | 0 | 0 | 0 | 0 | 0 | 0 | 0 | 0 | 5 | 4 | 1 | 1 | [14 empty] | 2 | 2 | 2 | 1 | 2 | 1 | 1 | 0
PG&E FRESNO | Borden | 230 | Distributed_Solar | 0 | 0 | 0 | 0 | 0 | 0 | 0 | 0 | 0 | 0 | 0 | 5 | 2 | 5 | 2 | 1 | [13 empty] | 1 | 1 | 4 | 2 | 1 | 1 | 1 | 0
PG&E FRESNO | Borden | 70 | Distributed_Solar | 0 | 0 | 0 | 0 | 0 | 0 | 0 | 0 | 0 | 0 | 0 | 5 | 2 | 5 | 2 | [14 empty] | 1 | 1 | 4 | 2 | 1 | 1 | 5 | 1
SDGE | Boulevard East | 138 | Distributed_Solar | 0 | 0 | 0 | 0 | 0 | 0 | 0 | 0 | 0 | 0 | 0 | 1 | 1 | 1 | 1 | [14 empty] | 2 | 1 | 4 | 1 | 3 | 1+ | 1 | 1
SDGE | Boulevard East | 69 | Distributed_Solar | 0 | 0 | 0 | 0 | 0 | 0 | 0 | 0 | 0 | 0 | 0 | 1 | 1 | 1 | 1 | [14 empty] | 2 | 1 | 4 | 1 | 3 | 1 | 1 | 0
PG&E GBA | Brentwood | 230 | Distributed_Solar | 0 | 0 | 0 | 2 | 2 | 0 | 2 | 2 | 0 | 0 | 0 | 5 | 4 | 1 | 1 | [14 empty] | 2 | 1 | 4 | 1 | 3 | 1 | 1 | 1
PG&E NGBA | Bridgeville | 115 | Distributed_Solar | 0 | 0 | 0 | 0 | 0 | 0 | 0 | 0 | 0 | 0 | 0 | 5 | 2 | 1 | 1 | [14 empty] | 2 | 2 | 4 | 2 | 3 | 1 | 1 | 0
PG&E NGBA | Brighton | 115 | Distributed_Solar | 0 | 0 | 0 | 0 | 0 | 0 | 0 | 0 | 0 | 0 | 0 | 5 | 4 | 1 | 1 | [14 empty] | 2 | 1 | 2 | 2 | 1 | 1 | 1 | 0
PG&E NGBA | Brighton | 230 | Distributed_Solar | 0 | 0 | 0 | 0 | 0 | 0 | 0 | 0 | 0 | 0 | 0 | 5 | 4 | 1 | 1 | [14 empty] | 2 | 1 | 2 | 2 | 1 | 1 | 1 | 0
PG&E NGBA | Brunswick | 115 | Distributed_Solar | 0 | 0 | 0 | 0 | 0 | 0 | 0 | 0 | 0 | 0 | 0 | 5 | 4 | 1 | 1 | [14 empty] | 2 | 1 | 4 | 1 | 3 | 1 | 4 | 1
PG&E NGBA | Bucks Creek | 230 | Distributed_Solar | 0 | 0 | 0 | 0 | 0 | 0 | 0 | 0 | 0 | 0 | 0 | 5 | 5 | 3 | 3 | [14 empty] | 2 | 2 | 4 | 1 | 3 | 1 | 1 | 0
PG&E KERN | Buena Vista | 230 | Distributed_Solar | 0 | 0 | 0 | 0 | 0 | 0 | 0 | 0 | 0 | 0 | 0 | 5 | 2 | 5 | 2 | [14 empty] | 2 | 2 | 4 | 2 | 1 | 1 | 1 | 0
PG&E FRESNO | Bullard | 115 | Distributed_Solar | 0 | 0 | 0 | 0 | 0 | 0 | 0 | 0 | 0 | 0 | 0 | 5 | 2 | 5 | 2 | [14 empty] | 1 | 1 | 1 | 2 | 2 | 1 | 1 | 0
PG&E GBA | Burlingame | 115 | Distributed_Solar | 0 | 0 | 0 | 0 | 0 | 0 | 0 | 0 | 0 | 0 | 0 | 5 | 2 | 1 | 1 | [14 empty] | 2 | 1 | 3 | 1 | 2 | 1 | 1 | 0
PG&E NGBA | Burney Forest | 230 | Distributed_Solar | 0 | 0 | 0 | 0 | 0 | 0 | 0 | 0 | 0 | 0 | 0 | 5 | 2 | 1 | 1 | [14 empty] | 2 | 2 | 4 | 2 | 3 | 1 | 1 | 0
PG&E NGBA | Butte | 115 | Distributed_Solar | 0 | 0 | 0 | 0 | 0 | 0 | 0 | 0 | 0 | 0 | 0 | 5 | 2 | 1 | 1 | [14 empty] | 2 | 1 | 4 | 2 | 2 | 1 | 1 | 0
PG&E KERN | Cabrillo | 115 | Distributed_Solar | 0 | 0 | 0 | 0 | 0 | 0 | 0 | 0 | 0 | 0 | 0 | 5 | 2 | 5 | 2 | [14 empty] | 2 | 2 | 4 | 1 | 3 | 1 | 1 | 0
PG&E FRESNO | Cal Flats | 230 | Distributed_Solar | 0 | 0 | 0 | 0 | 0 | 0 | 0 | 0 | 0 | 0 | 0 | 5 | 2 | 5 | 2 | [14 empty] | 2 | 2 | 4 | 2 | 2 | 1 | 1 | 0
SCE NOL | Calcite | 230 | Distributed_Solar | 0 | 0 | 0 | 0 | 0 | 0 | 0 | 0 | 0 | 0 | 0 | 1 | 1 | 1 | 1 | [14 empty] | 2 | 1 | 4 | 1 | 3 | 1 | 1 | 0
PG&E KERN | Caliente | 230 | Distributed_Solar | 0 | 0 | 0 | 0 | 0 | 0 | 0 | 0 | 0 | 0 | 0 | 5 | 2 | 5 | 2 | [14 empty] | 2 | 1 | 4 | 2 | 2 | 1 | 1 | 0
PG&E FRESNO | California Ave | 115 | Distributed_Solar | 0 | 0 | 0 | 0 | 0 | 0 | 0 | 0 | 0 | 0 | 0 | 5 | 2 | 5 | 2 | [14 empty] | 1 | 1 | 2 | 2 | 1 | 1 | 1 | 0
PG&E KERN | Callender | 115 | Distributed_Solar | 0 | 0 | 0 | 0 | 0 | 0 | 0 | 0 | 0 | 0 | 0 | 5 | 2 | 5 | 2 | [14 empty] | 2 | 2 | 4 | 2 | 2 | 1 | 1 | 0
PG&E NGBA | Calpella | 115 | Distributed_Solar | 0 | 0 | 0 | 4 | 4 | 0 | 4 | 4 | 0 | 0 | 0 | 5 | 2 | 1 | 1 | [14 empty] | 2 | 2 | 4 | 2 | 3 | 1 | 1 | 1
PG&E GBA | Camanche | 230 | Distributed_Solar | 0 | 0 | 0 | 0 | 0 | 0 | 0 | 0 | 0 | 0 | 0 | 5 | 4 | 1 | 1 | [14 empty] | 1 | 1 | 4 | 2 | 3 | 1 | 1 | 0
SDGE | Cameron | 69 | Distributed_Solar | 0 | 0 | 0 | 0 | 0 | 0 | 0 | 0 | 0 | 0 | 0 | 1 | 1 | 1 | 1 | [14 empty] | 1 | 1 | 2 | 1 | 1 | 1 | 5 | 1
SDGE | Cannon | 69 | Distributed_Solar | 0 | 0 | 0 | 0 | 0 | 0 | 0 | 0 | 0 | 0 | 0 | 1 | 1 | 1 | 1 | [14 empty] | 2 | 1 | 1 | 1 | 3 | 1 | 1 | 0
PG&E FRESNO | Cantua | 115 | Distributed_Solar | 0 | 0 | 0 | 0 | 0 | 0 | 0 | 0 | 0 | 0 | 0 | 5 | 2 | 5 | 2 | [14 empty] | 1 | 1 | 4 | 2 | 1 | 1 | 1 | 0
SDGE | Capistrano | 138 | Distributed_Solar | 0 | 0 | 0 | 0 | 0 | 0 | 0 | 0 | 0 | 0 | 0 | 1 | 1 | 1 | 1 | [14 empty] | 1 | 1 | 2 | 1 | 3 | 1 | 1 | 0
SDGE | Capistrano | 230 | Distributed_Solar | 0 | 0 | 0 | 0 | 0 | 0 | 0 | 0 | 0 | 0 | 0 | 1 | 1 | 1 | 1 | [14 empty] | 1 | 1 | 2 | 1 | 3 | 1 | 1 | 0
PG&E NGBA | Carberry | 230 | Distributed_Solar | 0 | 0 | 0 | 0 | 0 | 0 | 0 | 0 | 0 | 0 | 0 | 5 | 2 | 1 | 1 | [14 empty] | 2 | 2 | 4 | 2 | 3 | 1 | 1 | 0
SCE Eastern | Cardiff | 66 | Distributed_Solar | 0 | 0 | 0 | 0 | 0 | 0 | 0 | 0 | 0 | 0 | 0 | 4 | 4 | 1 | 1 | [14 empty] | 1 | 1 | 2 | 1 | 1 | 1 | 1 | 0
PG&E NGBA | Caribou | 60 | Distributed_Solar | 0 | 0 | 0 | 0 | 0 | 0 | 0 | 0 | 0 | 0 | 0 | 5 | 4 | 1 | 1 | [14 empty] | 2 | 2 | 4 | 1 | 3 | 1 | 1 | 0
PG&E NGBA | Caribou | 115 | Distributed_Solar | 0 | 0 | 0 | 0 | 0 | 0 | 0 | 0 | 0 | 0 | 0 | 5 | 4 | 1 | 1 | [14 empty] | 2 | 2 | 4 | 1 | 3 | 1 | 1 | 0
PG&E NGBA | Caribou | 230 | Distributed_Solar | 0 | 0 | 0 | 0 | 0 | 0 | 0 | 0 | 0 | 0 | 0 | 5 | 4 | 1 | 1 | [14 empty] | 2 | 2 | 4 | 1 | 3 | 1 | 1 | 0
EOP | Carpenter Canyon (fka Gamebird) | 138 | Distributed_Solar | 0 | 0 | 0 | 0 | 0 | 0 | 0 | 0 | 0 | 0 | 0 | 5 | 2 | 4 | 2 | [14 empty] | 2 | 2 | 4 | 1 | 3 | 1 | 1 | 0
EOP | Carpenter Canyon (fka Gamebird) | 230 | Distributed_Solar | 0 | 0 | 0 | 0 | 0 | 0 | 0 | 0 | 0 | 0 | 0 | 5 | 2 | 4 | 2 | [14 empty] | 2 | 2 | 4 | 1 | 3 | 1 | 1 | 0
PG&E NGBA | Carquinez | 115 | Distributed_Solar | 0 | 0 | 0 | 0 | 0 | 0 | 0 | 0 | 0 | 0 | 0 | 5 | 2 | 1 | 1 | [14 empty] | 2 | 1 | 2 | 1 | 1 | 1 | 1 | 0
SDGE | Carrizo Gorge | 138 | Distributed_Solar | 0 | 0 | 0 | 0 | 0 | 0 | 0 | 0 | 0 | 0 | 0 | 1 | 1 | 1 | 1 | [14 empty] | 2 | 1 | 4 | 1 | 3 | 1 | 1 | 0
PG&E KERN | Carrizo Plains | 115 | Distributed_Solar | 0 | 0 | 0 | 0 | 0 | 0 | 0 | 0 | 0 | 0 | 0 | 5 | 2 | 5 | 2 | [14 empty] | 2 | 1 | 4 | 2 | 2 | 1 | 1 | 0
PG&E KERN | Casaloma | 230 | Distributed_Solar | 0 | 0 | 0 | 0 | 0 | 0 | 0 | 0 | 0 | 0 | 0 | 5 | 2 | 5 | 2 | [14 empty] | 1 | 1 | 3 | 1 | 1 | 1 | 1 | 0
PG&E GBA | Castro Valley | 230 | Distributed_Solar | 0 | 0 | 0 | 0 | 0 | 0 | 0 | 0 | 0 | 0 | 0 | 5 | 4 | 1 | 1 | [14 empty] | 2 | 1 | 2 | 1 | 2 | 1 | 1 | 0
PG&E GBA | Cayetano | 230 | Distributed_Solar | 0 | 0 | 0 | 0 | 0 | 0 | 0 | 0 | 0 | 0 | 0 | 5 | 4 | 1 | 1 | [14 empty] | 2 | 1 | 3 | 1 | 3 | 1 | 1 | 0
SCE Metro | Center | 230 | Distributed_Solar | 0 | 0 | 0 | 0 | 0 | 0 | 0 | 0 | 0 | 0 | 0 | 1 | 1 | 1 | 1 | [14 empty] | 1 | 1 | 1 | 1 | 1 | 1 | 1 | 0
PG&E KERN | Charca | 115 | Distributed_Solar | 0 | 0 | 0 | 4.62 | 4.62 | 0 | 4.62 | 4.62 | 0 | 0 | 0 | 5 | 2 | 5 | 2 | [14 empty] | 1 | 1 | 4 | 1 | 1 | 1 | 1 | 1
EOP | Charleston | 138 | Distributed_Solar | 0 | 0 | 0 | 0 | 0 | 0 | 0 | 0 | 0 | 0 | 0 | 5 | 2 | 4 | 2 | [14 empty] | 2 | 2 | 4 | 1 | 3 | 1 | 1 | 0
SCE Metro | Chevmain | 230 | Distributed_Solar | 0 | 0 | 0 | 0 | 0 | 0 | 0 | 0 | 0 | 0 | 0 | 1 | 1 | 1 | 1 | [14 empty] | 1 | 1 | 1 | 1 | 1 | 1 | 1 | 0
SDGE | Chicarita | 138 | Distributed_Solar | 0 | 0 | 0 | 0 | 0 | 0 | 0 | 0 | 0 | 0 | 0 | 1 | 1 | 1 | 1 | [14 empty] | 2 | 1 | 3 | 1 | 3 | 1 | 1 | 0
SCE Metro | Chino | 230 | Distributed_Solar | 0 | 0 | 0 | 0 | 0 | 0 | 0 | 0 | 0 | 0 | 0 | 1 | 1 | 1 | 1 | [14 empty] | 1 | 1 | 1 | 1 | 2 | 1+ | 1 | 1
PG&E FRESNO | Chowchilla | 115 | Distributed_Solar | 0 | 0 | 0 | 7.56 | 7.56 | 0 | 7.56 | 7.56 | 0 | 0 | 0 | 5 | 2 | 5 | 2 | [14 empty] | 1 | 1 | 1 | 2 | 2 | 1 | 1 | 1
PG&E GBA | Christie | 60 | Distributed_Solar | 0 | 0 | 0 | 0 | 0 | 0 | 0 | 0 | 0 | 0 | 0 | 5 | 4 | 1 | 1 | [14 empty] | 2 | 1 | 2 | 1 | 2 | 1 | 1 | 0
PG&E GBA | Christie | 115 | Distributed_Solar | 0 | 0 | 0 | 0 | 0 | 0 | 0 | 0 | 0 | 0 | 0 | 5 | 2 | 1 | 1 | [14 empty] | 2 | 1 | 2 | 1 | 2 | 1 | 1 | 0
SCE Eastern | Cielo Azul | 500 | Distributed_Solar | 0 | 0 | 0 | 0 | 0 | 0 | 0 | 0 | 0 | 0 | 0 | 5 | 4 | 4 | 4 | [14 empty] | 2 | 2 | 4 | 1 | 3 | 1 | 1 | 0
PG&E GBA | Clay | 60 | Distributed_Solar | 0 | 0 | 0 | 0 | 0 | 0 | 0 | 0 | 0 | 0 | 0 | 5 | 4 | 1 | 1 | [14 empty] | 2 | 1 | 3 | 1 | 3 | 1 | 1 | 0
PG&E GBA | Clayton | 115 | Distributed_Solar | 0 | 0 | 0 | 0 | 0 | 0 | 0 | 0 | 0 | 0 | 0 | 5 | 2 | 1 | 1 | [14 empty] | 2 | 1 | 4 | 1 | 2 | 1 | 1 | 0
PG&E NGBA | Cloverdale | 115 | Distributed_Solar | 0 | 0 | 0 | 0 | 0 | 0 | 0 | 0 | 0 | 0 | 0 | 5 | 2 | 1 | 1 | [14 empty] | 2 | 2 | 4 | 2 | 3 | 1 | 1 | 0
PG&E FRESNO | Clovis | 115 | Distributed_Solar | 0 | 0 | 0 | 0 | 0 | 0 | 0 | 0 | 0 | 0 | 0 | 5 | 2 | 5 | 2 | [14 empty] | 1 | 1 | 2 | 2 | 2 | 1 | 1 | 0
PG&E GBA | Coburn | 230 | Distributed_Solar | 0 | 0 | 0 | 0 | 0 | 0 | 0 | 0 | 0 | 0 | 0 | 5 | 4 | 5 | 2 | [14 empty] | 2 | 2 | 2 | 2 | 3 | 1 | 1 | 0
PG&E GBA | Coburn | 60 | Distributed_Solar | 0 | 0 | 0 | 0 | 0 | 0 | 0 | 0 | 0 | 0 | 0 | 5 | 4 | 5 | 2 | [14 empty] | 2 | 2 | 2 | 2 | 3 | 1 | 1 | 0
PG&E NGBA | Colgate | 230 | Distributed_Solar | 0 | 0 | 0 | 0 | 0 | 0 | 0 | 0 | 0 | 0 | 0 | 5 | 4 | 1 | 1 | [14 empty] | 2 | 1 | 4 | 1 | 3 | 1 | 1 | 0
PG&E GBA | Collierville | 230 | Distributed_Solar | 0 | 0 | 0 | 0 | 0 | 0 | 0 | 0 | 0 | 0 | 0 | 5 | 4 | 1 | 1 | [14 empty] | 2 | 1 | 4 | 1 | 3 | 1 | 1 | 0
PG&E GBA | Collinsville | 230 | Distributed_Solar | 0 | 0 | 0 | 0 | 0 | 0 | 0 | 0 | 0 | 0 | 0 | 5 | 2 | 1 | 1 | [14 empty] | 2 | 1 | 3 | 1 | 1 | 1 | 1 | 0
PG&E GBA | Collinsville | 500 | Distributed_Solar | 0 | 0 | 0 | 0 | 0 | 0 | 0 | 0 | 0 | 0 | 0 | 5 | 2 | 1 | 1 | [14 empty] | 2 | 1 | 3 | 1 | 1 | 1 | 1 | 0
SCE Eastern | Colorado River | 230 | Distributed_Solar | 0 | 0 | 0 | 0 | 0 | 0 | 0 | 0 | 0 | 0 | 0 | 4 | 4 | 4 | 4 | [14 empty] | 2 | 2 | 3 | 1 | 3 | 1 | 1 | 0
SCE Eastern | Colorado River | 500 | Distributed_Solar | 0 | 0 | 0 | 0 | 0 | 0 | 0 | 0 | 0 | 0 | 0 | 4 | 4 | 4 | 4 | [14 empty] | 2 | 2 | 3 | 1 | 3 | 1 | 1 | 0
PG&E KERN | Columbus | 115 | Distributed_Solar | 0 | 0 | 0 | 0 | 0 | 0 | 0 | 0 | 0 | 0 | 0 | 5 | 2 | 5 | 2 | [14 empty] | 1 | 1 | 2 | 1 | 2 | 1 | 1 | 0
PG&E GBA | Contra Costa | 115 | Distributed_Solar | 0 | 0 | 0 | 0 | 0 | 0 | 0 | 0 | 0 | 0 | 0 | 5 | 4 | 1 | 1 | [14 empty] | 2 | 1 | 2 | 1 | 2 | 1 | 1 | 0
PG&E GBA | Contra Costa | 230 | Distributed_Solar | 0 | 0 | 0 | 0 | 0 | 0 | 0 | 0 | 0 | 0 | 0 | 5 | 4 | 1 | 1 | [14 empty] | 2 | 1 | 2 | 1 | 2 | 1 | 1 | 0
PG&E GBA | Contra Costa PP | 230 | Distributed_Solar | 0 | 0 | 0 | 0 | 0 | 0 | 0 | 0 | 0 | 0 | 0 | 5 | 4 | 1 | 1 | [14 empty] | 2 | 1 | 1 | 1 | 2 | 1 | 1 | 0
SCE NOL | Control | 115 | Distributed_Solar | 0 | 0 | 0 | 0 | 0 | 0 | 0 | 0 | 0 | 0 | 0 | 3 | 3 | 1 | 1 | [14 empty] | 2 | 2 | 4 | 1 | 3 | 1 | 1 | 0
SCE NOL | Control | 55 | Distributed_Solar | 0 | 0 | 0 | 0 | 0 | 0 | 0 | 0 | 0 | 0 | 0 | 3 | 3 | 1 | 1 | [14 empty] | 2 | 2 | 4 | 1 | 3 | 1 | 1 | 0
PG&E GBA | Cooley Landing | 115 | Distributed_Solar | 0 | 0 | 0 | 0 | 0 | 0 | 0 | 0 | 0 | 0 | 0 | 5 | 2 | 1 | 1 | [14 empty] | 2 | 1 | 2 | 1 | 1 | 1 | 1 | 0
PG&E GBA | Cooley Landing | 60 | Distributed_Solar | 0 | 0 | 0 | 0 | 0 | 0 | 0 | 0 | 0 | 0 | 0 | 1 | 1 | 1 | 1 | [14 empty] | 2 | 1 | 2 | 1 | 1 | 1 | 1 | 0
SCE NOL | Coolwater | 230 | Distributed_Solar | 0 | 0 | 0 | 0 | 0 | 0 | 0 | 0 | 0 | 0 | 0 | 3 | 3 | 1 | 1 | [14 empty] | 2 | 1 | 2 | 1 | 1 | 1 | 1 | 0
SCE NOL | Coolwater | 115 | Distributed_Solar | 0 | 0 | 0 | 0 | 0 | 0 | 0 | 0 | 0 | 0 | 0 | 3 | 3 | 1 | 1 | 3 | [13 empty] | 2 | 1 | 2 | 1 | 1 | 4+ | 1 | 1
PG&E KERN | Copus | 70 | Distributed_Solar | 0 | 0 | 0 | 0 | 0 | 0 | 0 | 0 | 0 | 0 | 0 | 5 | 2 | 5 | 2 | [14 empty] | 1 | 1 | 3 | 1 | 1 | 1 | 1 | 0
PG&E FRESNO | Corcoran | 70 | Distributed_Solar | 0 | 0 | 0 | 0 | 0 | 0 | 0 | 0 | 0 | 0 | 0 | 5 | 2 | 5 | 2 | [14 empty] | 1 | 1 | 4 | 2 | 1 | 1 | 5 | 1
PG&E FRESNO | Corcoran | 115 | Distributed_Solar | 0 | 0 | 0 | 0 | 0 | 0 | 0 | 0 | 0 | 0 | 0 | 5 | 2 | 5 | 2 | [14 empty] | 1 | 1 | 4 | 2 | 1 | 1 | 1 | 0
PG&E NGBA | Corona | 115 | Distributed_Solar | 0 | 0 | 0 | 0 | 0 | 0 | 0 | 0 | 0 | 0 | 0 | 5 | 2 | 1 | 1 | [14 empty] | 2 | 1 | 3 | 2 | 3 | 1 | 1 | 0
PG&E NGBA | Cortina | 230 | Distributed_Solar | 0 | 0 | 0 | 0 | 0 | 0 | 0 | 0 | 0 | 0 | 0 | 5 | 2 | 1 | 1 | [14 empty] | 2 | 2 | 4 | 1 | 3 | 1 | 1 | 0
PG&E NGBA | Cortina | 115 | Distributed_Solar | 0 | 0 | 0 | 0 | 0 | 0 | 0 | 0 | 0 | 0 | 0 | 5 | 2 | 1 | 1 | 1 | [13 empty] | 2 | 2 | 4 | 1 | 3 | 1 | 1 | 0
PG&E GBA | Cottle | 230 | Distributed_Solar | 0 | 0 | 0 | 0 | 0 | 0 | 0 | 0 | 0 | 0 | 0 | 5 | 4 | 5 | 2 | 3 | [13 empty] | 1 | 1 | 3 | 2 | 1 | 1 | 1 | 0
PG&E NGBA | Cottonwood | 115 | Distributed_Solar | 0 | 0 | 0 | 0 | 0 | 0 | 0 | 0 | 0 | 0 | 0 | 5 | 2 | 1 | 1 | [14 empty] | 2 | 2 | 3 | 2 | 3 | 1 | 1 | 0
PG&E NGBA | Cottonwood | 230 | Distributed_Solar | 0 | 0 | 0 | 0 | 0 | 0 | 0 | 0 | 0 | 0 | 0 | 5 | 2 | 1 | 1 | [14 empty] | 2 | 2 | 3 | 2 | 3 | 1 | 1 | 0
PG&E NGBA | Cottonwood | 60 | Distributed_Solar | 0 | 0 | 0 | 0 | 0 | 0 | 0 | 0 | 0 | 0 | 0 | 5 | 2 | 1 | 1 | [14 empty] | 2 | 2 | 3 | 2 | 3 | 1 | 1 | 0
PG&E NGBA | Cove Road | 230 | Distributed_Solar | 0 | 0 | 0 | 0 | 0 | 0 | 0 | 0 | 0 | 0 | 0 | 5 | 2 | 1 | 1 | [14 empty] | 2 | 2 | 4 | 2 | 3 | 1 | 1 | 0
PG&E GBA | Coyote | 230 | Distributed_Solar | 0 | 0 | 0 | 0 | 0 | 0 | 0 | 0 | 0 | 0 | 0 | 5 | 4 | 1 | 1 | [14 empty] | 2 | 1 | 3 | 2 | 2 | 1 | 1 | 0
PG&E GBA | Crazy Horse Canyon | 115 | Distributed_Solar | 0 | 0 | 0 | 0 | 0 | 0 | 0 | 0 | 0 | 0 | 0 | 1 | 1 | 1 | 1 | [14 empty] | 2 | 2 | 4 | 2 | 3 | 1 | 1 | 0
SDGE | Creelman | 69 | Distributed_Solar | 0 | 0 | 0 | 0 | 0 | 0 | 0 | 0 | 0 | 0 | 0 | 1 | 1 | 1 | 1 | [14 empty] | 2 | 1 | 4 | 1 | 3 | 1+ | 1 | 1
PG&E FRESNO | Crescent | 70 | Distributed_Solar | 0 | 0 | 0 | 0 | 0 | 0 | 0 | 0 | 0 | 0 | 0 | 5 | 2 | 5 | 2 | [14 empty] | 1 | 1 | 3 | 2 | 1 | 1 | 1 | 0
PG&E FRESNO | Cressey | 115 | Distributed_Solar | 0 | 0 | 0 | 0 | 0 | 0 | 0 | 0 | 0 | 0 | 0 | 5 | 4 | 5 | 2 | [14 empty] | 1 | 1 | 3 | 2 | 1 | 1 | 1 | 0
PG&E NGBA | Cresta | 230 | Distributed_Solar | 0 | 0 | 0 | 0 | 0 | 0 | 0 | 0 | 0 | 0 | 0 | 5 | 5 | 3 | 3 | [14 empty] | 2 | 1 | 4 | 2 | 3 | 1 | 1 | 0
SDGE | Crestwood | 69 | Distributed_Solar | 0 | 0 | 0 | 0 | 0 | 0 | 0 | 0 | 0 | 0 | 0 | 1 | 1 | 1 | 1 | [14 empty] | 2 | 1 | 4 | 1 | 3 | 1 | 1 | 0
PG&E GBA | Crow Creek | 60 | Distributed_Solar | 0 | 0 | 0 | 0 | 0 | 0 | 0 | 0 | 0 | 0 | 0 | 5 | 4 | 1 | 1 | [14 empty] | 1 | 1 | 4 | 2 | 1 | 1 | 1 | 0
PG&E GBA | Crows Landing | 60 | Distributed_Solar | 0 | 0 | 0 | 0 | 0 | 0 | 0 | 0 | 0 | 0 | 0 | 5 | 4 | 1 | 1 | [14 empty] | 1 | 1 | 4 | 2 | 1 | 1 | 1 | 0
PG&E GBA | Curtis | 115 | Distributed_Solar | 0 | 0 | 0 | 0 | 0 | 0 | 0 | 0 | 0 | 0 | 0 | 5 | 4 | 1 | 1 | [14 empty] | 2 | 1 | 4 | 1 | 3 | 1 | 1 | 0
PG&E FRESNO | Dairyland | 115 | Distributed_Solar | 0 | 0 | 0 | 0 | 0 | 0 | 0 | 0 | 0 | 0 | 0 | 5 | 2 | 5 | 2 | [14 empty] | 1 | 1 | 3 | 2 | 1 | 1 | 5 | 1
PG&E NGBA | Davis | 115 | Distributed_Solar | 0 | 0 | 0 | 0 | 0 | 0 | 0 | 0 | 0 | 0 | 0 | 5 | 2 | 1 | 1 | 3 | [13 empty] | 2 | 1 | 4 | 2 | 3 | 1 | 1 | 0
SCE Metro | Del Amo | 500 | Distributed_Solar | 0 | 0 | 0 | 0 | 0 | 0 | 0 | 0 | 0 | 0 | 0 | 1 | 1 | 1 | 1 | [14 empty] | 1 | 1 | 3 | 1 | 2 | 1 | 1 | 0
SCE Metro | Del Amo | 230 | Distributed_Solar | 0 | 0 | 0 | 0 | 0 | 0 | 0 | 0 | 0 | 0 | 0 | 1 | 1 | 1 | 1 | [14 empty] | 1 | 1 | 3 | 1 | 2 | 1 | 1 | 0
SCE Eastern | Delaney | 500 | Distributed_Solar | 0 | 0 | 0 | 0 | 0 | 0 | 0 | 0 | 0 | 0 | 0 | 5 | 4 | 4 | 4 | [14 empty] | 2 | 1 | 4 | 2 | 3 | 1 | 1 | 0
PG&E NGBA | Delevan | 230 | Distributed_Solar | 0 | 0 | 0 | 0 | 0 | 0 | 0 | 0 | 0 | 0 | 0 | 5 | 2 | 1 | 1 | [14 empty] | 2 | 2 | 1 | 1 | 3 | 1 | 1 | 0
PG&E GBA | Delta PP | 230 | Distributed_Solar | 0 | 0 | 0 | 0 | 0 | 0 | 0 | 0 | 0 | 0 | 0 | 5 | 2 | 1 | 1 | [14 empty] | 2 | 1 | 3 | 1 | 2 | 1 | 1 | 0
EOP | Desert View | 230 | Distributed_Solar | 0 | 0 | 0 | 0 | 0 | 0 | 0 | 0 | 0 | 0 | 0 | 5 | 2 | 4 | 2 | [14 empty] | 2 | 1 | 4 | 1 | 3 | 1 | 1 | 0
SCE Eastern | Devers | 230 | Distributed_Solar | 0 | 0 | 0 | 0 | 0 | 0 | 0 | 0 | 0 | 0 | 0 | 4 | 4 | 1 | 1 | 5 | [13 empty] | 2 | 1 | 1 | 1 | 3 | 4+ | 1 | 1
SCE Eastern | Devers | 500 | Distributed_Solar | 0 | 0 | 0 | 0 | 0 | 0 | 0 | 0 | 0 | 0 | 0 | 4 | 4 | 1 | 1 | [14 empty] | 2 | 1 | 1 | 1 | 3 | 1 | 1 | 0
PG&E KERN | Diablo Canyon | 230 | Distributed_Solar | 0 | 0 | 0 | 0 | 0 | 0 | 0 | 0 | 0 | 0 | 0 | 5 | 2 | 5 | 2 | [14 empty] | 2 | 2 | 4 | 2 | 3 | 1 | 1 | 0
PG&E KERN | Diablo Canyon | 500 | Distributed_Solar | 0 | 0 | 0 | 0 | 0 | 0 | 0 | 0 | 0 | 0 | 0 | 5 | 2 | 4 | 2 | [14 empty] | 2 | 2 | 4 | 2 | 3 | 1 | 1 | 0
PG&E KERN | Divide | 115 | Distributed_Solar | 0 | 0 | 0 | 0 | 0 | 0 | 0 | 0 | 0 | 0 | 0 | 5 | 2 | 5 | 2 | [14 empty] | 2 | 2 | 4 | 1 | 2 | 1 | 1 | 0
PG&E GBA | Dixon Landing | 115 | Distributed_Solar | 0 | 0 | 0 | 0 | 0 | 0 | 0 | 0 | 0 | 0 | 0 | 5 | 4 | 1 | 1 | [14 empty] | 2 | 1 | 2 | 1 | 2 | 1 | 4 | 1
PG&E FRESNO | Dos Amigos | 230 | Distributed_Solar | 0 | 0 | 0 | 3 | 3 | 0 | 3 | 3 | 0 | 0 | 0 | 5 | 2 | 5 | 2 | [14 empty] | 1 | 1 | 4 | 2 | 1 | 1 | 1 | 1
PG&E NGBA | Drum | 115 | Distributed_Solar | 0 | 0 | 0 | 0 | 0 | 0 | 0 | 0 | 0 | 0 | 0 | 5 | 5 | 3 | 3 | [14 empty] | 2 | 1 | 4 | 2 | 3 | 1 | 1 | 0
PG&E GBA | Dumbarton | 115 | Distributed_Solar | 0 | 0 | 0 | 0 | 0 | 0 | 0 | 0 | 0 | 0 | 0 | 5 | 2 | 1 | 1 | [14 empty] | 2 | 1 | 3 | 1 | 2 | 1 | 5 | 1
SCE NOL | Dunn Siding | 115 | Distributed_Solar | 0 | 0 | 0 | 0 | 0 | 0 | 0 | 0 | 0 | 0 | 0 | 3 | 3 | 1 | 1 | [14 empty] | 2 | 1 | 4 | 1 | 1 | 1 | 1 | 0
SCE Eastern | Eagle Mountain | 230 | Distributed_Solar | 0 | 0 | 0 | 0 | 0 | 0 | 0 | 0 | 0 | 0 | 0 | 5 | 4 | 1 | 1 | [14 empty] | 2 | 2 | 4 | 1 | 3 | 1 | 1 | 0
PG&E NGBA | Eagle Rock (PGE) | 60 | Distributed_Solar | 0 | 0 | 0 | 0 | 0 | 0 | 0 | 0 | 0 | 0 | 0 | 5 | 2 | 1 | 1 | [14 empty] | 2 | 2 | 4 | 2 | 3 | 1 | 1 | 0
PG&E NGBA | Eagle Rock (PGE) | 115 | Distributed_Solar | 0 | 0 | 0 | 0 | 0 | 0 | 0 | 0 | 0 | 0 | 0 | 5 | 2 | 1 | 1 | [14 empty] | 2 | 2 | 4 | 2 | 3 | 1 | 1 | 0
SCE Metro | Eagle Rock (SCE) | 230 | Distributed_Solar | 0 | 0 | 0 | 0 | 0 | 0 | 0 | 0 | 0 | 0 | 0 | 1 | 1 | 1 | 1 | [14 empty] | 1 | 1 | 2 | 1 | 2 | 1 | 1 | 0
PG&E NGBA | East Marysville | 115 | Distributed_Solar | 0 | 0 | 0 | 0 | 0 | 0 | 0 | 0 | 0 | 0 | 0 | 5 | 4 | 1 | 1 | [14 empty] | 2 | 2 | 2 | 1 | 2 | 1 | 1 | 0
PG&E NGBA | East Nicolaus | 115 | Distributed_Solar | 0 | 0 | 0 | 0 | 0 | 0 | 0 | 0 | 0 | 0 | 0 | 5 | 4 | 1 | 1 | [14 empty] | 2 | 1 | 4 | 1 | 3 | 1 | 1 | 0
PG&E NGBA | East Nicolaus | 60 | Distributed_Solar | 0 | 0 | 0 | 0 | 0 | 0 | 0 | 0 | 0 | 0 | 0 | 5 | 4 | 1 | 1 | [14 empty] | 2 | 1 | 4 | 1 | 3 | 1 | 1 | 0
PG&E GBA | Eastshore | 115 | Distributed_Solar | 0 | 0 | 0 | 0 | 0 | 0 | 0 | 0 | 0 | 0 | 0 | 5 | 2 | 1 | 1 | [14 empty] | 2 | 1 | 2 | 1 | 1 | 1 | 1 | 0
PG&E GBA | Eastshore | 230 | Distributed_Solar | 0 | 0 | 0 | 0 | 0 | 0 | 0 | 0 | 0 | 0 | 0 | 5 | 2 | 1 | 1 | [14 empty] | 2 | 1 | 2 | 1 | 1 | 1 | 1 | 0
SDGE | ECO | 138 | Distributed_Solar | 0 | 0 | 0 | 0 | 0 | 0 | 0 | 0 | 0 | 0 | 0 | 1 | 1 | 1 | 1 | [14 empty] | 2 | 1 | 4 | 1 | 3 | 1 | 1 | 0
SDGE | ECO | 230 | Distributed_Solar | 0 | 0 | 0 | 0 | 0 | 0 | 0 | 0 | 0 | 0 | 0 | 1 | 1 | 1 | 1 | [14 empty] | 2 | 1 | 4 | 1 | 3 | 1 | 1 | 0
SDGE | ECO | 500 | Distributed_Solar | 0 | 0 | 0 | 0 | 0 | 0 | 0 | 0 | 0 | 0 | 0 | 1 | 1 | 1 | 1 | [14 empty] | 2 | 1 | 4 | 1 | 3 | 1 | 1 | 0
PG&E GBA | Edenvale | 115 | Distributed_Solar | 0 | 0 | 0 | 0 | 0 | 0 | 0 | 0 | 0 | 0 | 0 | 5 | 4 | 1 | 1 | [14 empty] | 2 | 1 | 2 | 2 | 2 | 1 | 1 | 0
PG&E GBA | Edes | 115 | Distributed_Solar | 0 | 0 | 0 | 0 | 0 | 0 | 0 | 0 | 0 | 0 | 0 | 5 | 2 | 1 | 1 | [14 empty] | 2 | 1 | 3 | 1 | 1 | 1 | 5 | 1
PG&E GBA | Eight Mile | 230 | Distributed_Solar | 0 | 0 | 0 | 0 | 0 | 0 | 0 | 0 | 0 | 0 | 0 | 5 | 4 | 1 | 1 | [14 empty] | 1 | 1 | 2 | 2 | 1 | 1 | 1 | 0
SDGE | El Cajon | 69 | Distributed_Solar | 0 | 0 | 0 | 0 | 0 | 0 | 0 | 0 | 0 | 0 | 0 | 1 | 1 | 1 | 1 | [14 empty] | 2 | 1 | 2 | 1 | 1 | 1+ | 1 | 1
SCE Eastern | El Casco | 230 | Distributed_Solar | 0 | 0 | 0 | 0 | 0 | 0 | 0 | 0 | 0 | 0 | 0 | 4 | 4 | 1 | 1 | [14 empty] | 1 | 1 | 4 | 1 | 2 | 1 | 1 | 0
PG&E GBA | El Cerrito G | 115 | Distributed_Solar | 0 | 0 | 0 | 0 | 0 | 0 | 0 | 0 | 0 | 0 | 0 | 5 | 2 | 1 | 1 | [14 empty] | 2 | 1 | 2 | 1 | 2 | 1 | 1 | 0
PG&E NGBA | El Dorado PH | 115 | Distributed_Solar | 0 | 0 | 0 | 0 | 0 | 0 | 0 | 0 | 0 | 0 | 0 | 5 | 4 | 1 | 1 | [14 empty] | 2 | 1 | 4 | 2 | 3 | 1 | 1 | 0
PG&E FRESNO | El Nido (PGE) | 115 | Distributed_Solar | 0 | 0 | 0 | 3 | 3 | 0 | 3 | 3 | 0 | 0 | 0 | 5 | 4 | 5 | 2 | [14 empty] | 1 | 1 | 4 | 2 | 1 | 1 | 1 | 1
SCE Metro | El Nido (SCE) | 230 | Distributed_Solar | 0 | 0 | 0 | 0 | 0 | 0 | 0 | 0 | 0 | 0 | 0 | 1 | 1 | 1 | 1 | [14 empty] | 1 | 1 | 2 | 1 | 2 | 1 | 1 | 0
PG&E GBA | El Patio | 115 | Distributed_Solar | 0 | 0 | 0 | 0 | 0 | 0 | 0 | 0 | 0 | 0 | 0 | 5 | 4 | 1 | 1 | [14 empty] | 2 | 1 | 3 | 2 | 2 | 1 | 1 | 0
SCE Metro | El Segundo | 230 | Distributed_Solar | 0 | 0 | 0 | 0 | 0 | 0 | 0 | 0 | 0 | 0 | 0 | 1 | 1 | 1 | 1 | [14 empty] | 1 | 1 | 1 | 1 | 1 | 1 | 1 | 0
EOP | Eldorado | 230 | Distributed_Solar | 0 | 0 | 0 | 0 | 0 | 0 | 0 | 0 | 0 | 0 | 0 | 5 | 2 | 4 | 2 | [14 empty] | 2 | 2 | 2 | 1 | 3 | 1 | 1 | 0
EOP | Eldorado | 500 | Distributed_Solar | 0 | 0 | 0 | 0 | 0 | 0 | 0 | 0 | 0 | 0 | 0 | 5 | 2 | 4 | 2 | [14 empty] | 2 | 2 | 2 | 1 | 3 | 1 | 1 | 0
SCE Northern | Elizabeth Lake | 66 | Distributed_Solar | 0 | 0 | 0 | 0 | 0 | 0 | 0 | 0 | 0 | 0 | 0 | 5 | 2 | 4 | 2 | [14 empty] | 1 | 1 | 3 | 1 | 3 | 1 | 1 | 0
PG&E KERN | Elk Hills | 230 | Distributed_Solar | 0 | 0 | 0 | 0 | 0 | 0 | 0 | 0 | 0 | 0 | 0 | 5 | 2 | 5 | 2 | [14 empty] | 1 | 1 | 3 | 1 | 1 | 1 | 4 | 1
SDGE | Elliot | 69 | Distributed_Solar | 0 | 0 | 0 | 0 | 0 | 0 | 0 | 0 | 0 | 0 | 0 | 1 | 1 | 1 | 1 | [14 empty] | 2 | 1 | 2 | 1 | 2 | 1 | 1 | 0
SCE Metro | Ellis | 230 | Distributed_Solar | 0 | 0 | 0 | 0 | 0 | 0 | 0 | 0 | 0 | 0 | 0 | 1 | 1 | 1 | 1 | [14 empty] | 1 | 1 | 2 | 1 | 2 | 1 | 1 | 0
SDGE | Encina | 138 | Distributed_Solar | 0 | 0 | 0 | 0 | 0 | 0 | 0 | 0 | 0 | 0 | 0 | 1 | 1 | 1 | 1 | [14 empty] | 2 | 1 | 1 | 1 | 3 | 1 | 1 | 0
SDGE | Encina | 230 | Distributed_Solar | 0 | 0 | 0 | 0 | 0 | 0 | 0 | 0 | 0 | 0 | 0 | 1 | 1 | 1 | 1 | [14 empty] | 2 | 1 | 1 | 1 | 3 | 1 | 1 | 0
SDGE | Escondido | 230 | Distributed_Solar | 0 | 0 | 0 | 0 | 0 | 0 | 0 | 0 | 0 | 0 | 0 | 1 | 1 | 1 | 1 | [14 empty] | 2 | 1 | 1 | 1 | 3 | 1 | 1 | 0
SDGE | Escondido | 69 | Distributed_Solar | 0 | 0 | 0 | 0 | 0 | 0 | 0 | 0 | 0 | 0 | 0 | 1 | 1 | 1 | 1 | [14 empty] | 2 | 1 | 1 | 1 | 3 | 1 | 1 | 0
PG&E KERN | Estrella | 230 | Distributed_Solar | 0 | 0 | 0 | 0 | 0 | 0 | 0 | 0 | 0 | 0 | 0 | 5 | 2 | 5 | 2 | [14 empty] | 2 | 2 | 4 | 2 | 3 | 1 | 1 | 0
SCE Eastern | Etiwanda | 230 | Distributed_Solar | 0 | 0 | 0 | 0 | 0 | 0 | 0 | 0 | 0 | 0 | 0 | 1 | 1 | 1 | 1 | [14 empty] | 1 | 1 | 2 | 1 | 1 | 1 | 1 | 0
PG&E GBA | Evergreen | 115 | Distributed_Solar | 0 | 0 | 0 | 0 | 0 | 0 | 0 | 0 | 0 | 0 | 0 | 5 | 4 | 1 | 1 | [14 empty] | 2 | 1 | 2 | 2 | 2 | 1 | 1 | 0
PG&E GBA | Evergreen | 60 | Distributed_Solar | 0 | 0 | 0 | 0 | 0 | 0 | 0 | 0 | 0 | 0 | 0 | 5 | 4 | 1 | 1 | [14 empty] | 2 | 1 | 2 | 2 | 2 | 1 | 1 | 0
PG&E FRESNO | Excelsior | 115 | Distributed_Solar | 0 | 0 | 0 | 0 | 0 | 0 | 0 | 0 | 0 | 0 | 0 | 5 | 2 | 5 | 2 | [14 empty] | 1 | 1 | 4 | 2 | 1 | 1 | 1 | 0
PG&E FRESNO | Exchequer | 115 | Distributed_Solar | 0 | 0 | 0 | 0 | 0 | 0 | 0 | 0 | 0 | 0 | 0 | 5 | 4 | 5 | 2 | [14 empty] | 2 | 1 | 4 | 1 | 2 | 1 | 1 | 0
PG&E KERN | Fairway | 115 | Distributed_Solar | 0 | 0 | 0 | 0 | 0 | 0 | 0 | 0 | 0 | 0 | 0 | 5 | 2 | 5 | 2 | [14 empty] | 2 | 2 | 3 | 1 | 2 | 1 | 1 | 0
PG&E KERN | Famoso | 115 | Distributed_Solar | 0 | 0 | 0 | 0 | 0 | 0 | 0 | 0 | 0 | 0 | 0 | 5 | 2 | 5 | 2 | [14 empty] | 1 | 1 | 4 | 1 | 1 | 1 | 4 | 1
PG&E NGBA | Fern Road | 500 | Distributed_Solar | 0 | 0 | 0 | 0 | 0 | 0 | 0 | 0 | 0 | 0 | 0 | 5 | 2 | 1 | 1 | [14 empty] | 2 | 2 | 4 | 2 | 3 | 1 | 1 | 0
PG&E GBA | Fibreboard (SPI Sonora) | 115 | Distributed_Solar | 0 | 0 | 0 | 0 | 0 | 0 | 0 | 0 | 0 | 0 | 0 | 5 | 4 | 1 | 1 | [14 empty] | 2 | 1 | 2 | 1 | 2 | 1 | 1 | 0
PG&E FRESNO | Figarden | 230 | Distributed_Solar | 0 | 0 | 0 | 0 | 0 | 0 | 0 | 0 | 0 | 0 | 0 | 5 | 4 | 5 | 2 | [14 empty] | 1 | 1 | 3 | 2 | 2 | 1 | 1 | 0
PG&E FRESNO | Fink | 230 | Distributed_Solar | 0 | 0 | 0 | 0 | 0 | 0 | 0 | 0 | 0 | 0 | 0 | 1 | 1 | 1 | 1 | [14 empty] | 1 | 1 | 4 | 2 | 1 | 1 | 1 | 0
PG&E NGBA | Fitch Mountain | 60 | Distributed_Solar | 0 | 0 | 0 | 0 | 0 | 0 | 0 | 0 | 0 | 0 | 0 | 5 | 2 | 1 | 1 | [14 empty] | 2 | 2 | 4 | 2 | 3 | 1 | 1 | 0
PG&E GBA | FMC | 115 | Distributed_Solar | 0 | 0 | 0 | 0 | 0 | 0 | 0 | 0 | 0 | 0 | 0 | 5 | 4 | 1 | 1 | [14 empty] | 2 | 1 | 2 | 2 | 2 | 1 | 1 | 0
PG&E GBA | Fremont | 115 | Distributed_Solar | 0 | 0 | 0 | 0 | 0 | 0 | 0 | 0 | 0 | 0 | 0 | 1 | 1 | 1 | 1 | [14 empty] | 2 | 1 | 3 | 1 | 2 | 1 | 1 | 0
PG&E GBA | French Camp | 60 | Distributed_Solar | 0 | 0 | 0 | 0 | 0 | 0 | 0 | 0 | 0 | 0 | 0 | 5 | 4 | 1 | 1 | [14 empty] | 1 | 1 | 3 | 2 | 1 | 1 | 1 | 0
PG&E GBA | Frogtown | 115 | Distributed_Solar | 0 | 0 | 0 | 0 | 0 | 0 | 0 | 0 | 0 | 0 | 0 | 5 | 4 | 1 | 1 | [14 empty] | 2 | 1 | 4 | 1 | 3 | 1 | 1 | 0
PG&E NGBA | Fulton | 115 | Distributed_Solar | 0 | 0 | 0 | 0 | 0 | 0 | 0 | 0 | 0 | 0 | 0 | 5 | 4 | 1 | 1 | [14 empty] | 2 | 1 | 3 | 2 | 2 | 1 | 1 | 0
PG&E NGBA | Fulton | 230 | Distributed_Solar | 0 | 0 | 0 | 0 | 0 | 0 | 0 | 0 | 0 | 0 | 0 | 5 | 4 | 1 | 1 | [14 empty] | 2 | 1 | 3 | 2 | 2 | 1 | 1 | 0
PG&E NGBA | Fulton | 60 | Distributed_Solar | 0 | 0 | 0 | 0 | 0 | 0 | 0 | 0 | 0 | 0 | 0 | 5 | 2 | 1 | 1 | [14 empty] | 2 | 1 | 3 | 2 | 2 | 1 | 1 | 0
PG&E KERN | Ganso | 115 | Distributed_Solar | 0 | 0 | 0 | 0 | 0 | 0 | 0 | 0 | 0 | 0 | 0 | 5 | 2 | 5 | 2 | [14 empty] | 1 | 1 | 3 | 1 | 1 | 1 | 4 | 1
PG&E FRESNO | Gates | 230 | Distributed_Solar | 0 | 0 | 0 | 3 | 3 | 0 | 3 | 3 | 0 | 0 | 0 | 5 | 2 | 5 | 2 | 4 | [13 empty] | 1 | 1 | 3 | 2 | 1 | 1 | 1 | 1
PG&E FRESNO | Gates | 500 | Distributed_Solar | 0 | 0 | 0 | 0 | 0 | 0 | 0 | 0 | 0 | 0 | 0 | 5 | 2 | 5 | 2 | [14 empty] | 1 | 1 | 3 | 2 | 1 | 1 | 1 | 0
PG&E NGBA | Geysers 12 | 230 | Distributed_Solar | 0 | 0 | 0 | 0 | 0 | 0 | 0 | 0 | 0 | 0 | 0 | 5 | 4 | 1 | 1 | [14 empty] | 2 | 2 | 4 | 2 | 3 | 1 | 1 | 0
PG&E NGBA | Geysers 17 | 230 | Distributed_Solar | 0 | 0 | 0 | 0 | 0 | 0 | 0 | 0 | 0 | 0 | 0 | 5 | 4 | 1 | 1 | [14 empty] | 2 | 2 | 4 | 2 | 3 | 1 | 1 | 0
PG&E NGBA | Geysers 3 | 115 | Distributed_Solar | 0 | 0 | 0 | 0 | 0 | 0 | 0 | 0 | 0 | 0 | 0 | 5 | 2 | 1 | 1 | [14 empty] | 2 | 2 | 4 | 2 | 3 | 1 | 1 | 0
PG&E NGBA | Glenn | 230 | Distributed_Solar | 0 | 0 | 0 | 0 | 0 | 0 | 0 | 0 | 0 | 0 | 0 | 5 | 2 | 1 | 1 | [14 empty] | 2 | 2 | 4 | 1 | 3 | 1 | 1 | 0
PG&E NGBA | Glenn | 60 | Distributed_Solar | 0 | 0 | 0 | 0 | 0 | 0 | 0 | 0 | 0 | 0 | 0 | 5 | 2 | 1 | 1 | [14 empty] | 2 | 2 | 4 | 1 | 3 | 1 | 1 | 0
PG&E NGBA | Gold Hill | 115 | Distributed_Solar | 0 | 0 | 0 | 0 | 0 | 0 | 0 | 0 | 0 | 0 | 0 | 5 | 4 | 1 | 1 | [14 empty] | 2 | 1 | 4 | 2 | 3 | 1 | 1 | 0
PG&E NGBA | Gold Hill | 230 | Distributed_Solar | 0 | 0 | 0 | 0 | 0 | 0 | 0 | 0 | 0 | 0 | 0 | 5 | 4 | 1 | 1 | [14 empty] | 2 | 1 | 4 | 2 | 3 | 1 | 1 | 0
SCE Northern | Goleta | 230 | Distributed_Solar | 0 | 0 | 0 | 0 | 0 | 0 | 0 | 0 | 0 | 0 | 0 | 5 | 2 | 4 | 2 | [14 empty] | 2 | 2 | 2 | 1 | 2 | 1 | 1 | 0
SCE Metro | Goodrich | 230 | Distributed_Solar | 0 | 0 | 0 | 0 | 0 | 0 | 0 | 0 | 0 | 0 | 0 | 1 | 1 | 1 | 1 | [14 empty] | 1 | 1 | 3 | 1 | 2 | 1 | 1 | 0
PG&E KERN | Goose Lake | 115 | Distributed_Solar | 0 | 0 | 0 | 0 | 0 | 0 | 0 | 0 | 0 | 0 | 0 | 5 | 2 | 5 | 2 | [14 empty] | 1 | 1 | 2 | 1 | 1 | 1 | 1 | 0
SCE Metro | Gould | 230 | Distributed_Solar | 0 | 0 | 0 | 0 | 0 | 0 | 0 | 0 | 0 | 0 | 0 | 1 | 1 | 1 | 1 | [14 empty] | 1 | 1 | 4 | 1 | 2 | 1 | 1 | 0
PG&E NGBA | Grand Island | 115 | Distributed_Solar | 0 | 0 | 0 | 2.73 | 2.73 | 0 | 2.73 | 2.73 | 0 | 0 | 0 | 5 | 4 | 1 | 1 | [14 empty] | 2 | 1 | 4 | 2 | 2 | 1 | 1 | 1
SDGE | Granite | 69 | Distributed_Solar | 0 | 0 | 0 | 0 | 0 | 0 | 0 | 0 | 0 | 0 | 0 | 1 | 1 | 1 | 1 | [14 empty] | 2 | 1 | 2 | 2 | 2 | 1 | 1 | 0
PG&E GBA | Grant | 115 | Distributed_Solar | 0 | 0 | 0 | 0 | 0 | 0 | 0 | 0 | 0 | 0 | 0 | 5 | 2 | 1 | 1 | [14 empty] | 2 | 1 | 2 | 1 | 2 | 1 | 1 | 0
PG&E GBA | Green Valley | 115 | Distributed_Solar | 0 | 0 | 0 | 0 | 0 | 0 | 0 | 0 | 0 | 0 | 0 | 5 | 4 | 1 | 1 | [14 empty] | 2 | 2 | 3 | 2 | 2 | 1 | 1 | 0
PG&E NGBA | Greenleaf 1 | 115 | Distributed_Solar | 0 | 0 | 0 | 0 | 0 | 0 | 0 | 0 | 0 | 0 | 0 | 5 | 4 | 1 | 1 | [14 empty] | 2 | 2 | 1 | 1 | 3 | 1 | 1 | 0
PG&E FRESNO | Gregg | 230 | Distributed_Solar | 0 | 0 | 0 | 0 | 0 | 0 | 0 | 0 | 0 | 0 | 0 | 5 | 2 | 5 | 2 | [14 empty] | 1 | 1 | 3 | 2 | 1 | 1 | 1 | 0
PG&E FRESNO | Grimmway-Malaga | 115 | Distributed_Solar | 0 | 0 | 0 | 0 | 0 | 0 | 0 | 0 | 0 | 0 | 0 | 5 | 2 | 5 | 2 | [14 empty] | 1 | 1 | 2 | 1 | 1 | 1 | 1 | 0
PG&E NGBA | Grizzly | 230 | Distributed_Solar | 0 | 0 | 0 | 0 | 0 | 0 | 0 | 0 | 0 | 0 | 0 | 5 | 5 | 3 | 3 | [14 empty] | 2 | 2 | 4 | 1 | 3 | 1 | 1 | 0
PG&E FRESNO | Guernsey | 70 | Distributed_Solar | 0 | 0 | 0 | 0 | 0 | 0 | 0 | 0 | 0 | 0 | 0 | 5 | 2 | 5 | 2 | [14 empty] | 1 | 1 | 3 | 2 | 1 | 1 | 5 | 1
PG&E FRESNO | GWF Hanford | 115 | Distributed_Solar | 0 | 0 | 0 | 0 | 0 | 0 | 0 | 0 | 0 | 0 | 0 | 5 | 2 | 5 | 2 | [14 empty] | 2 | 1 | 2 | 1 | 1 | 1 | 1 | 0
PG&E FRESNO | Haas | 230 | Distributed_Solar | 0 | 0 | 0 | 0 | 0 | 0 | 0 | 0 | 0 | 0 | 0 | 5 | 2 | 5 | 2 | [14 empty] | 1 | 1 | 4 | 2 | 3 | 1 | 1 | 0
PG&E FRESNO | Hammonds | 115 | Distributed_Solar | 0 | 0 | 0 | 0 | 0 | 0 | 0 | 0 | 0 | 0 | 0 | 5 | 2 | 5 | 2 | [14 empty] | 1 | 1 | 2 | 2 | 1 | 1 | 1 | 0
SCE Metro | HarborGen | 230 | Distributed_Solar | 0 | 0 | 0 | 0 | 0 | 0 | 0 | 0 | 0 | 0 | 0 | 1 | 1 | 1 | 1 | [14 empty] | 1 | 1 | 2 | 1 | 1 | 1 | 1 | 0
PG&E NGBA | Harris | 60 | Distributed_Solar | 0 | 0 | 0 | 0 | 0 | 0 | 0 | 0 | 0 | 0 | 0 | 5 | 2 | 1 | 1 | [14 empty] | 2 | 2 | 2 | 2 | 3 | 1 | 1 | 0
EOP | Harry Allen | 500 | Distributed_Solar | 0 | 0 | 0 | 0 | 0 | 0 | 0 | 0 | 0 | 0 | 0 | 5 | 2 | 4 | 2 | [14 empty] | 2 | 2 | 4 | 1 | 3 | 1 | 1 | 0
PG&E NGBA | Hartley | 60 | Distributed_Solar | 0 | 0 | 0 | 0 | 0 | 0 | 0 | 0 | 0 | 0 | 0 | 5 | 2 | 1 | 1 | [14 empty] | 2 | 2 | 4 | 2 | 3 | 1 | 1 | 0
SCE NOL | Harvard | 115 | Distributed_Solar | 0 | 0 | 0 | 0 | 0 | 0 | 0 | 0 | 0 | 0 | 0 | 3 | 3 | 1 | 1 | [14 empty] | 2 | 1 | 4 | 1 | 1 | 1 | 1 | 0
SDGE | Hassayampa | 500 | Distributed_Solar | 0 | 0 | 0 | 0 | 0 | 0 | 0 | 0 | 0 | 0 | 0 | 5 | 3 | 4 | 4 | [14 empty] | 2 | 1 | 4 | 2 | 3 | 1 | 1 | 0
PG&E FRESNO | Helm | 230 | Distributed_Solar | 0 | 0 | 0 | 0 | 0 | 0 | 0 | 0 | 0 | 0 | 0 | 5 | 2 | 5 | 2 | [14 empty] | 1 | 1 | 2 | 2 | 1 | 1 | 1 | 0
PG&E FRESNO | Helm | 70 | Distributed_Solar | 0 | 0 | 0 | 0 | 0 | 0 | 0 | 0 | 0 | 0 | 0 | 5 | 2 | 5 | 2 | [14 empty] | 1 | 1 | 2 | 2 | 1 | 1 | 1 | 0
PG&E FRESNO | Henrietta | 115 | Distributed_Solar | 0 | 0 | 0 | 0 | 0 | 0 | 0 | 0 | 0 | 0 | 0 | 5 | 2 | 5 | 2 | [14 empty] | 1 | 1 | 1 | 2 | 1 | 1 | 1 | 0
PG&E FRESNO | Henrietta | 230 | Distributed_Solar | 0 | 0 | 0 | 0 | 0 | 0 | 0 | 0 | 0 | 0 | 0 | 5 | 2 | 5 | 2 | 3 | [13 empty] | 1 | 1 | 1 | 2 | 1 | 1 | 1 | 0
PG&E FRESNO | Henrietta | 70 | Distributed_Solar | 0 | 0 | 0 | 0 | 0 | 0 | 0 | 0 | 0 | 0 | 0 | 5 | 2 | 5 | 2 | [14 empty] | 1 | 1 | 1 | 2 | 1 | 1 | 5 | 1 | no distributed solar in the portfolio
PG&E FRESNO | Herndon | 115 | Distributed_Solar | 0 | 0 | 0 | 0 | 0 | 0 | 0 | 0 | 0 | 0 | 0 | 5 | 2 | 5 | 2 | [14 empty] | 1 | 1 | 3 | 2 | 1 | 1 | 1 | 0
PG&E FRESNO | Herndon | 230 | Distributed_Solar | 0 | 0 | 0 | 0 | 0 | 0 | 0 | 0 | 0 | 0 | 0 | 5 | 4 | 5 | 2 | [14 empty] | 1 | 1 | 3 | 2 | 1 | 1 | 1 | 0
PG&E GBA | Hicks | 230 | Distributed_Solar | 0 | 0 | 0 | 0 | 0 | 0 | 0 | 0 | 0 | 0 | 0 | 5 | 4 | 1 | 1 | [14 empty] | 2 | 1 | 4 | 2 | 2 | 1 | 1 | 0
PG&E NGBA | Higgins | 115 | Distributed_Solar | 0 | 0 | 0 | 0 | 0 | 0 | 0 | 0 | 0 | 0 | 0 | 5 | 4 | 1 | 1 | [14 empty] | 2 | 1 | 4 | 1 | 3 | 1 | 1 | 0
PG&E NGBA | Hilltop | 345 | Distributed_Solar | 0 | 0 | 0 | 0 | 0 | 0 | 0 | 0 | 0 | 0 | 0 | 5 | 2 | 1 | 1 | [14 empty] | 2 | 2 | 4 | 1 | 3 | 1 | 1 | 0
SCE Metro | Hinson | 230 | Distributed_Solar | 0 | 0 | 0 | 0.68 | 0.68 | 0 | 0.68 | 0.68 | 0 | 0 | 0 | 1 | 1 | 1 | 1 | [14 empty] | 1 | 1 | 2 | 1 | 1 | 1 | 4 | 1
PG&E GBA | Hollister | 115 | Distributed_Solar | 0 | 0 | 0 | 0 | 0 | 0 | 0 | 0 | 0 | 0 | 0 | 5 | 4 | 1 | 1 | 3 | [13 empty] | 2 | 2 | 4 | 2 | 3 | 1 | 1 | 0
PG&E NGBA | Homestake | 115 | Distributed_Solar | 0 | 0 | 0 | 0 | 0 | 0 | 0 | 0 | 0 | 0 | 0 | 5 | 2 | 1 | 1 | [14 empty] | 2 | 1 | 4 | 2 | 3 | 1 | 1 | 0
PG&E NGBA | Honcut | 115 | Distributed_Solar | 0 | 0 | 0 | 0 | 0 | 0 | 0 | 0 | 0 | 0 | 0 | 5 | 4 | 1 | 1 | [14 empty] | 2 | 1 | 4 | 2 | 3 | 1 | 1 | 0
SDGE | Hoodoo Wash | 500 | Distributed_Solar | 0 | 0 | 0 | 0 | 0 | 0 | 0 | 0 | 0 | 0 | 0 | 5 | 2 | 4 | 2 | [14 empty] | 2 | 2 | 4 | 2 | 3 | 1 | 1 | 0
PG&E NGBA | Hopland | 115 | Distributed_Solar | 0 | 0 | 0 | 0 | 0 | 0 | 0 | 0 | 0 | 0 | 0 | 5 | 2 | 1 | 1 | [14 empty] | 2 | 2 | 4 | 2 | 3 | 1 | 1 | 0
PG&E NGBA | Hopland | 60 | Distributed_Solar | 0 | 0 | 0 | 0 | 0 | 0 | 0 | 0 | 0 | 0 | 0 | 5 | 2 | 1 | 1 | [14 empty] | 2 | 2 | 4 | 2 | 3 | 1 | 1 | 0
PG&E NGBA | Humboldt | 115 | Distributed_Solar | 0 | 0 | 0 | 0 | 0 | 0 | 0 | 0 | 0 | 0 | 0 | 5 | 2 | 1 | 1 | 3 | [13 empty] | 2 | 2 | 3 | 2 | 3 | 1 | 1 | 0
PG&E NGBA | Humboldt | 60 | Distributed_Solar | 0 | 0 | 0 | 1.999 | 1.999 | 0 | 1.999 | 1.999 | 0 | 0 | 0 | 5 | 2 | 1 | 1 | [14 empty] | 2 | 2 | 3 | 2 | 3 | 1 | 1 | 1
PG&E NGBA | Humboldt | 500 | Distributed_Solar | 0 | 0 | 0 | 0 | 0 | 0 | 0 | 0 | 0 | 0 | 0 | 5 | 2 | 1 | 1 | [14 empty] | 2 | 2 | 3 | 2 | 3 | 1 | 1 | 0
SCE Metro | Huntington Beach | 230 | Distributed_Solar | 0 | 0 | 0 | 0 | 0 | 0 | 0 | 0 | 0 | 0 | 0 | 1 | 1 | 1 | 1 | [14 empty] | 1 | 1 | 1 | 1 | 2 | 1 | 1 | 0
PG&E NGBA | Ignacio | 115 | Distributed_Solar | 0 | 0 | 0 | 0 | 0 | 0 | 0 | 0 | 0 | 0 | 0 | 5 | 4 | 1 | 1 | [14 empty] | 2 | 1 | 4 | 1 | 3 | 1 | 1 | 0
PG&E NGBA | Ignacio | 230 | Distributed_Solar | 0 | 0 | 0 | 0 | 0 | 0 | 0 | 0 | 0 | 0 | 0 | 5 | 2 | 1 | 1 | [14 empty] | 2 | 1 | 4 | 1 | 3 | 1 | 1 | 0
PG&E NGBA | Ignacio | 60 | Distributed_Solar | 0 | 0 | 0 | 0 | 0 | 0 | 0 | 0 | 0 | 0 | 0 | 5 | 2 | 1 | 1 | [14 empty] | 2 | 1 | 4 | 1 | 3 | 1 | 1 | 0
SDGE | Imperial Beach | 69 | Distributed_Solar | 0 | 0 | 0 | 0 | 0 | 0 | 0 | 0 | 0 | 0 | 0 | 1 | 1 | 1 | 1 | [14 empty] | 2 | 1 | 3 | 1 | 2 | 1+ | 1 | 1
SDGE | Imperial Valley | 230 | Distributed_Solar | 0 | 0 | 0 | 0 | 0 | 0 | 0 | 0 | 0 | 0 | 0 | 1 | 1 | 1 | 1 | [14 empty] | 1 | 1 | 2 | 2 | 1 | 1 | 1 | 0
SDGE | Imperial Valley | 500 | Distributed_Solar | 0 | 0 | 0 | 0 | 0 | 0 | 0 | 0 | 0 | 0 | 0 | 1 | 1 | 1 | 1 | [14 empty] | 1 | 1 | 2 | 2 | 1 | 1 | 1 | 0
EOP | Innovation | 138 | Distributed_Solar | 0 | 0 | 0 | 0 | 0 | 0 | 0 | 0 | 0 | 0 | 0 | 5 | 2 | 4 | 2 | [14 empty] | 2 | 2 | 4 | 1 | 3 | 1 | 1 | 0
EOP | Innovation | 230 | Distributed_Solar | 0 | 0 | 0 | 0 | 0 | 0 | 0 | 0 | 0 | 0 | 0 | 5 | 2 | 4 | 2 | [14 empty] | 2 | 2 | 4 | 1 | 3 | 1 | 1 | 0
SCE NOL | Inyokern | 115 | Distributed_Solar | 0 | 0 | 0 | 0 | 0 | 0 | 0 | 0 | 0 | 0 | 0 | 3 | 3 | 1 | 1 | [14 empty] | 2 | 2 | 4 | 1 | 3 | 4+ | 1 | 1
EOP | IS Tap | 138 | Distributed_Solar | 0 | 0 | 0 | 0 | 0 | 0 | 0 | 0 | 0 | 0 | 0 | 5 | 2 | 4 | 2 | [14 empty] | 2 | 2 | 4 | 1 | 3 | 1 | 1 | 0
EOP | Ivanpah | 115 | Distributed_Solar | 0 | 0 | 0 | 0 | 0 | 0 | 0 | 0 | 0 | 0 | 0 | 5 | 2 | 4 | 2 | [14 empty] | 2 | 2 | 4 | 1 | 1 | 1 | 1 | 0
EOP | Ivanpah | 230 | Distributed_Solar | 0 | 0 | 0 | 0 | 0 | 0 | 0 | 0 | 0 | 0 | 0 | 5 | 2 | 4 | 2 | [14 empty] | 2 | 2 | 4 | 1 | 1 | 1 | 1 | 0
EOP | Jackass (DOE) | 138 | Distributed_Solar | 0 | 0 | 0 | 0 | 0 | 0 | 0 | 0 | 0 | 0 | 0 | 5 | 2 | 4 | 2 | [14 empty] | 2 | 2 | 4 | 1 | 3 | 1 | 1 | 0
PG&E NGBA | James B Black | 230 | Distributed_Solar | 0 | 0 | 0 | 0 | 0 | 0 | 0 | 0 | 0 | 0 | 0 | 5 | 2 | 1 | 1 | [14 empty] | 2 | 2 | 4 | 2 | 3 | 1 | 1 | 0
PG&E GBA | Jefferson | 230 | Distributed_Solar | 0 | 0 | 0 | 0 | 0 | 0 | 0 | 0 | 0 | 0 | 0 | 5 | 4 | 1 | 1 | [14 empty] | 2 | 1 | 3 | 1 | 2 | 1 | 1 | 0
PG&E NGBA | Jessup | 115 | Distributed_Solar | 0 | 0 | 0 | 0 | 0 | 0 | 0 | 0 | 0 | 0 | 0 | 5 | 2 | 1 | 1 | [14 empty] | 2 | 2 | 3 | 2 | 3 | 1 | 1 | 0
SCE Metro | Johanna | 230 | Distributed_Solar | 0 | 0 | 0 | 0 | 0 | 0 | 0 | 0 | 0 | 0 | 0 | 1 | 1 | 1 | 1 | [14 empty] | 1 | 1 | 2 | 1 | 1 | 1 | 1 | 0
SCE Eastern | Julian Hinds | 230 | Distributed_Solar | 0 | 0 | 0 | 0 | 0 | 0 | 0 | 0 | 0 | 0 | 0 | 5 | 4 | 1 | 1 | [14 empty] | 2 | 1 | 4 | 1 | 3 | 1 | 1 | 0
PG&E GBA | Kasson | 115 | Distributed_Solar | 0 | 0 | 0 | 0 | 0 | 0 | 0 | 0 | 0 | 0 | 0 | 5 | 4 | 1 | 1 | [14 empty] | 1 | 1 | 4 | 2 | 1 | 1 | 1 | 0
PG&E GBA | Kasson | 60 | Distributed_Solar | 0 | 0 | 0 | 0 | 0 | 0 | 0 | 0 | 0 | 0 | 0 | 5 | 4 | 1 | 1 | [14 empty] | 1 | 1 | 4 | 2 | 1 | 1 | 1 | 0
PG&E FRESNO | Kearney | 230 | Distributed_Solar | 0 | 0 | 0 | 0 | 0 | 0 | 0 | 0 | 0 | 0 | 0 | 5 | 2 | 5 | 2 | [14 empty] | 1 | 1 | 3 | 2 | 1 | 1 | 5 | 1 | no distributed solar in this portfolio
PG&E FRESNO | Kearney | 70 | Distributed_Solar | 0 | 0 | 0 | 0 | 0 | 0 | 0 | 0 | 0 | 0 | 0 | 5 | 2 | 5 | 2 | [14 empty] | 1 | 1 | 3 | 2 | 1 | 1 | 1 | 0
PG&E GBA | Kelso | 230 | Distributed_Solar | 0 | 0 | 0 | 0 | 0 | 0 | 0 | 0 | 0 | 0 | 0 | 5 | 2 | 1 | 1 | [14 empty] | 2 | 1 | 2 | 1 | 2 | 1 | 1 | 0
PG&E FRESNO | Kerchoff 1 | 115 | Distributed_Solar | 0 | 0 | 0 | 0 | 0 | 0 | 0 | 0 | 0 | 0 | 0 | 5 | 2 | 5 | 2 | [14 empty] | 1 | 1 | 4 | 2 | 3 | 1 | 1 | 0
PG&E KERN | Kern Oil | 115 | Distributed_Solar | 0 | 0 | 0 | 0 | 0 | 0 | 0 | 0 | 0 | 0 | 0 | 5 | 2 | 5 | 2 | [14 empty] | 1 | 1 | 1 | 1 | 1 | 1 | 4 | 1
PG&E KERN | Kern PP | 115 | Distributed_Solar | 0 | 0 | 0 | 0 | 0 | 0 | 0 | 0 | 0 | 0 | 0 | 5 | 2 | 5 | 2 | [14 empty] | 1 | 1 | 2 | 1 | 2 | 1 | 1 | 0
PG&E KERN | Kern PP | 230 | Distributed_Solar | 0 | 0 | 0 | 0 | 0 | 0 | 0 | 0 | 0 | 0 | 0 | 5 | 2 | 5 | 2 | [14 empty] | 1 | 1 | 2 | 1 | 2 | 1 | 1 | 0
PG&E KERN | Kern PP | 70 | Distributed_Solar | 0 | 0 | 0 | 0 | 0 | 0 | 0 | 0 | 0 | 0 | 0 | 5 | 2 | 5 | 2 | [14 empty] | 1 | 1 | 2 | 1 | 2 | 1 | 1 | 0
PG&E KERN | Kernridge | 115 | Distributed_Solar | 0 | 0 | 0 | 0 | 0 | 0 | 0 | 0 | 0 | 0 | 0 | 5 | 2 | 5 | 2 | [14 empty] | 1 | 1 | 1 | 1 | 1 | 1 | 1 | 0
PG&E FRESNO | Kingsburg | 115 | Distributed_Solar | 0 | 0 | 0 | 0 | 0 | 0 | 0 | 0 | 0 | 0 | 0 | 5 | 2 | 5 | 2 | [14 empty] | 1 | 1 | 2 | 2 | 1 | 1 | 1 | 0
PG&E GBA | Kirker | 115 | Distributed_Solar | 0 | 0 | 0 | 2.9 | 2.9 | 0 | 2.9 | 2.9 | 0 | 0 | 0 | 5 | 2 | 1 | 1 | [14 empty] | 2 | 1 | 3 | 1 | 1 | 4+ | 1 | 1
PG&E NGBA | Knights Landing | 115 | Distributed_Solar | 0 | 0 | 0 | 0 | 0 | 0 | 0 | 0 | 0 | 0 | 0 | 5 | 5 | 3 | 3 | [14 empty] | 2 | 1 | 4 | 2 | 3 | 1 | 1 | 0
PG&E NGBA | Konocti | 60 | Distributed_Solar | 0 | 0 | 0 | 0 | 0 | 0 | 0 | 0 | 0 | 0 | 0 | 5 | 2 | 1 | 1 | [14 empty] | 2 | 2 | 4 | 2 | 3 | 1 | 1 | 0
SCE NOL | Kramer | 115 | Distributed_Solar | 0 | 0 | 0 | 0 | 0 | 0 | 0 | 0 | 0 | 0 | 0 | 3 | 3 | 1 | 1 | 3 | [13 empty] | 2 | 1 | 4 | 1 | 3 | 4+ | 5 | 1
SCE NOL | Kramer | 230 | Distributed_Solar | 0 | 0 | 0 | 0 | 0 | 0 | 0 | 0 | 0 | 0 | 0 | 3 | 3 | 1 | 1 | 4 | [13 empty] | 2 | 1 | 4 | 1 | 3 | 4+ | 1 | 1
SCE Metro | La Cienega | 230 | Distributed_Solar | 0 | 0 | 0 | 0 | 0 | 0 | 0 | 0 | 0 | 0 | 0 | 1 | 1 | 1 | 1 | [14 empty] | 1 | 1 | 2 | 1 | 2 | 1 | 1 | 0
SCE Metro | La Fresa | 230 | Distributed_Solar | 0 | 0 | 0 | 0 | 0 | 0 | 0 | 0 | 0 | 0 | 0 | 1 | 1 | 1 | 1 | [14 empty] | 1 | 1 | 2 | 1 | 2 | 1 | 4 | 1
SCE Metro | Laguna Bell | 230 | Distributed_Solar | 0 | 0 | 0 | 0.68 | 0.68 | 0 | 0.68 | 0.68 | 0 | 0 | 0 | 1 | 1 | 1 | 1 | 5 | [13 empty] | 1 | 1 | 2 | 1 | 1 | 4+ | 4 | 1
PG&E KERN | Lakeview | 70 | Distributed_Solar | 0 | 0 | 0 | 0 | 0 | 0 | 0 | 0 | 0 | 0 | 0 | 5 | 2 | 5 | 2 | [14 empty] | 1 | 1 | 4 | 1 | 1 | 1 | 1 | 0
PG&E NGBA | Lakeville | 230 | Distributed_Solar | 0 | 0 | 0 | 0 | 0 | 0 | 0 | 0 | 0 | 0 | 0 | 5 | 4 | 1 | 1 | [14 empty] | 2 | 1 | 4 | 2 | 3 | 1 | 1 | 0
PG&E NGBA | Lakeville | 60 | Distributed_Solar | 0 | 0 | 0 | 0 | 0 | 0 | 0 | 0 | 0 | 0 | 0 | 5 | 4 | 1 | 1 | [14 empty] | 2 | 1 | 4 | 2 | 3 | 1 | 5 | 1
PG&E NGBA | Lakeville | 115 | Distributed_Solar | 0 | 0 | 0 | 0 | 0 | 0 | 0 | 0 | 0 | 0 | 0 | 5 | 4 | 1 | 1 | [14 empty] | 2 | 1 | 4 | 2 | 3 | 1 | 1 | 0
PG&E GBA | Lakewood | 115 | Distributed_Solar | 0 | 0 | 0 | 0 | 0 | 0 | 0 | 0 | 0 | 0 | 0 | 5 | 2 | 1 | 1 | [14 empty] | 2 | 1 | 3 | 1 | 2 | 1 | 1 | 0
PG&E NGBA | Lambie | 230 | Distributed_Solar | 0 | 0 | 0 | 0 | 0 | 0 | 0 | 0 | 0 | 0 | 0 | 5 | 4 | 1 | 1 | [14 empty] | 2 | 1 | 1 | 1 | 1 | 1 | 1 | 0
PG&E GBA | Lammers | 115 | Distributed_Solar | 0 | 0 | 0 | 0 | 0 | 0 | 0 | 0 | 0 | 0 | 0 | 5 | 4 | 1 | 1 | 3 | [13 empty] | 1 | 1 | 1 | 2 | 2 | 1 | 1 | 0
PG&E KERN | Lamont | 115 | Distributed_Solar | 0 | 0 | 0 | 0 | 0 | 0 | 0 | 0 | 0 | 0 | 0 | 5 | 2 | 5 | 2 | 3 | [13 empty] | 1 | 1 | 2 | 1 | 1 | 1 | 4 | 1
PG&E FRESNO | Las Aguilas | 230 | Distributed_Solar | 0 | 0 | 0 | 0 | 0 | 0 | 0 | 0 | 0 | 0 | 0 | 5 | 2 | 5 | 2 | [14 empty] | 2 | 2 | 4 | 2 | 2 | 1 | 1 | 0
EOP | Lathrop | 138 | Distributed_Solar | 0 | 0 | 0 | 0 | 0 | 0 | 0 | 0 | 0 | 0 | 0 | 5 | 2 | 4 | 2 | [14 empty] | 2 | 2 | 4 | 1 | 3 | 1 | 1 | 0
EOP | Lathrop | 230 | Distributed_Solar | 0 | 0 | 0 | 0 | 0 | 0 | 0 | 0 | 0 | 0 | 0 | 5 | 2 | 4 | 2 | [14 empty] | 2 | 2 | 4 | 1 | 3 | 1 | 1 | 0
PG&E FRESNO | Le Grand | 115 | Distributed_Solar | 0 | 0 | 0 | 0 | 0 | 0 | 0 | 0 | 0 | 0 | 0 | 5 | 2 | 5 | 2 | [14 empty] | 1 | 1 | 3 | 2 | 1 | 1 | 1 | 0
PG&E FRESNO | Lemoore | 70 | Distributed_Solar | 0 | 0 | 0 | 0 | 0 | 0 | 0 | 0 | 0 | 0 | 0 | 5 | 2 | 5 | 2 | [14 empty] | 1 | 1 | 3 | 2 | 2 | 1 | 1 | 0
PG&E KERN | Lerdo | 115 | Distributed_Solar | 0 | 0 | 0 | 0 | 0 | 0 | 0 | 0 | 0 | 0 | 0 | 5 | 2 | 5 | 2 | [14 empty] | 1 | 1 | 4 | 1 | 1 | 1 | 1 | 0
SCE Metro | Lewis | 230 | Distributed_Solar | 0 | 0 | 0 | 0 | 0 | 0 | 0 | 0 | 0 | 0 | 0 | 1 | 1 | 1 | 1 | [14 empty] | 1 | 1 | 3 | 1 | 2 | 1 | 1 | 0
SCE Metro | Lighthipe | 230 | Distributed_Solar | 0 | 0 | 0 | 1.32 | 1.32 | 0 | 1.32 | 1.32 | 0 | 0 | 0 | 1 | 1 | 1 | 1 | [14 empty] | 1 | 1 | 2 | 1 | 1 | 4+ | 4 | 1
SDGE | Lilac | 69 | Distributed_Solar | 0 | 0 | 0 | 0 | 0 | 0 | 0 | 0 | 0 | 0 | 0 | 1 | 1 | 1 | 1 | [14 empty] | 2 | 1 | 3 | 1 | 3 | 1 | 1 | 0
PG&E NGBA | Lincoln | 115 | Distributed_Solar | 0 | 0 | 0 | 0 | 0 | 0 | 0 | 0 | 0 | 0 | 0 | 5 | 5 | 3 | 3 | [14 empty] | 2 | 1 | 3 | 2 | 3 | 1 | 1 | 0
PG&E KERN | Live Oak | 115 | Distributed_Solar | 0 | 0 | 0 | 0 | 0 | 0 | 0 | 0 | 0 | 0 | 0 | 5 | 2 | 5 | 2 | [14 empty] | 1 | 1 | 1 | 1 | 1 | 1 | 1 | 0
PG&E GBA | Llagas | 115 | Distributed_Solar | 0 | 0 | 0 | 0 | 0 | 0 | 0 | 0 | 0 | 0 | 0 | 5 | 4 | 1 | 1 | [14 empty] | 2 | 1 | 2 | 2 | 1 | 1 | 1 | 0
PG&E GBA | Lockeford | 115 | Distributed_Solar | 0 | 0 | 0 | 0 | 0 | 0 | 0 | 0 | 0 | 0 | 0 | 5 | 4 | 1 | 1 | [14 empty] | 1 | 1 | 4 | 2 | 2 | 1 | 1 | 0
PG&E GBA | Lockeford | 230 | Distributed_Solar | 0 | 0 | 0 | 0 | 0 | 0 | 0 | 0 | 0 | 0 | 0 | 5 | 4 | 1 | 1 | [14 empty] | 1 | 1 | 4 | 2 | 2 | 1 | 1 | 0
PG&E GBA | Lockeford | 60 | Distributed_Solar | 0 | 0 | 0 | 0 | 0 | 0 | 0 | 0 | 0 | 0 | 0 | 5 | 4 | 1 | 1 | [14 empty] | 1 | 1 | 4 | 2 | 2 | 1 | 1 | 0
PG&E GBA | Lodi | 230 | Distributed_Solar | 0 | 0 | 0 | 0 | 0 | 0 | 0 | 0 | 0 | 0 | 0 | 5 | 4 | 1 | 1 | [14 empty] | 1 | 1 | 1 | 2 | 1 | 1 | 1 | 0
PG&E NGBA | Logan Creek | 230 | Distributed_Solar | 0 | 0 | 0 | 0 | 0 | 0 | 0 | 0 | 0 | 0 | 0 | 5 | 2 | 1 | 1 | [14 empty] | 2 | 2 | 4 | 1 | 2 | 1 | 1 | 0
PG&E GBA | Lone Tree | 230 | Distributed_Solar | 0 | 0 | 0 | 0 | 0 | 0 | 0 | 0 | 0 | 0 | 0 | 5 | 2 | 1 | 1 | [14 empty] | 2 | 1 | 3 | 1 | 2 | 1 | 4 | 1
PG&E FRESNO | Los Banos | 230 | Distributed_Solar | 0 | 0 | 0 | 5.9 | 5.9 | 0 | 5.9 | 5.9 | 0 | 0 | 0 | 5 | 2 | 5 | 2 | 3 | [13 empty] | 1 | 1 | 4 | 2 | 1 | 1 | 1 | 1
PG&E FRESNO | Los Banos | 500 | Distributed_Solar | 0 | 0 | 0 | 0 | 0 | 0 | 0 | 0 | 0 | 0 | 0 | 1 | 1 | 1 | 1 | [14 empty] | 1 | 1 | 4 | 2 | 1 | 1 | 1 | 0
SDGE | Los Coches | 138 | Distributed_Solar | 0 | 0 | 0 | 0 | 0 | 0 | 0 | 0 | 0 | 0 | 0 | 1 | 1 | 1 | 1 | [14 empty] | 2 | 2 | 4 | 2 | 3 | 1 | 1 | 0
SDGE | Los Coches | 69 | Distributed_Solar | 0 | 0 | 0 | 0 | 0 | 0 | 0 | 0 | 0 | 0 | 0 | 1 | 1 | 1 | 1 | [14 empty] | 2 | 2 | 4 | 2 | 3 | 1 | 1 | 0
PG&E GBA | Los Esteros | 115 | Distributed_Solar | 0 | 0 | 0 | 0 | 0 | 0 | 0 | 0 | 0 | 0 | 0 | 5 | 4 | 1 | 1 | [14 empty] | 2 | 1 | 1 | 2 | 1 | 1 | 1 | 0
PG&E GBA | Los Esteros | 230 | Distributed_Solar | 0 | 0 | 0 | 0 | 0 | 0 | 0 | 0 | 0 | 0 | 0 | 5 | 4 | 1 | 1 | [14 empty] | 2 | 1 | 1 | 2 | 1 | 1 | 1 | 0
PG&E GBA | Los Positas | 230 | Distributed_Solar | 0 | 0 | 0 | 0 | 0 | 0 | 0 | 0 | 0 | 0 | 0 | 5 | 4 | 1 | 1 | [14 empty] | 2 | 1 | 3 | 1 | 3 | 1 | 1 | 0
PG&E GBA | Los Positas | 60 | Distributed_Solar | 0 | 0 | 0 | 0 | 0 | 0 | 0 | 0 | 0 | 0 | 0 | 5 | 2 | 1 | 1 | 3 | [13 empty] | 2 | 1 | 3 | 1 | 3 | 1 | 1 | 0
SDGE | Loveland | 69 | Distributed_Solar | 0 | 0 | 0 | 0 | 0 | 0 | 0 | 0 | 0 | 0 | 0 | 1 | 1 | 1 | 1 | [14 empty] | 2 | 1 | 3 | 1 | 3 | 1 | 5 | 1
SCE NOL | Lugo | 230 | Distributed_Solar | 0 | 0 | 0 | 0 | 0 | 0 | 0 | 0 | 0 | 0 | 0 | 1 | 1 | 1 | 1 | [14 empty] | 2 | 1 | 4 | 1 | 2 | 1 | 1 | 0
SCE Metro | Lugo | 500 | Distributed_Solar | 0 | 0 | 0 | 0 | 0 | 0 | 0 | 0 | 0 | 0 | 0 | 1 | 1 | 1 | 1 | [14 empty] | 2 | 1 | 4 | 1 | 2 | 1 | 1 | 0
PG&E FRESNO | Madera | 70 | Distributed_Solar | 0 | 0 | 0 | 0 | 0 | 0 | 0 | 0 | 0 | 0 | 0 | 5 | 4 | 5 | 2 | [14 empty] | 1 | 1 | 4 | 2 | 1 | 1 | 1 | 0
PG&E NGBA | Madison | 115 | Distributed_Solar | 0 | 0 | 0 | 0 | 0 | 0 | 0 | 0 | 0 | 0 | 0 | 5 | 2 | 1 | 1 | [14 empty] | 2 | 1 | 4 | 2 | 3 | 1 | 1 | 0
PG&E KERN | Magunden | 115 | Distributed_Solar | 0 | 0 | 0 | 0 | 0 | 0 | 0 | 0 | 0 | 0 | 0 | 5 | 2 | 5 | 2 | [14 empty] | 1 | 1 | 2 | 1 | 1 | 1 | 1 | 0
SCE Northern | Magunden | 230 | Distributed_Solar | 0 | 0 | 0 | 0 | 0 | 0 | 0 | 0 | 0 | 0 | 0 | 1 | 1 | 1 | 1 | [14 empty] | 1 | 1 | 2 | 1 | 1 | 1 | 1 | 0
PG&E FRESNO | Malaga | 115 | Distributed_Solar | 0 | 0 | 0 | 0 | 0 | 0 | 0 | 0 | 0 | 0 | 0 | 5 | 2 | 5 | 2 | [14 empty] | 1 | 1 | 1 | 2 | 1 | 1 | 1 | 0
PG&E NGBA | Malin | 500 | Distributed_Solar | 0 | 0 | 0 | 0 | 0 | 0 | 0 | 0 | 0 | 0 | 0 | 5 | 2 | 1 | 1 | [14 empty] | 2 | 2 | 4 | 2 | 3 | 1 | 1 | 0
SCE Northern | Mandalay | 230 | Distributed_Solar | 0 | 0 | 0 | 0 | 0 | 0 | 0 | 0 | 0 | 0 | 0 | 5 | 2 | 4 | 2 | [14 empty] | 2 | 1 | 2 | 1 | 1 | 1 | 1 | 0
PG&E FRESNO | Manning | 230 | Distributed_Solar | 0 | 0 | 0 | 0 | 0 | 0 | 0 | 0 | 0 | 0 | 0 | 5 | 2 | 5 | 2 | [14 empty] | 1 | 1 | 2 | 2 | 1 | 1 | 1 | 0
PG&E FRESNO | Manning | 500 | Distributed_Solar | 0 | 0 | 0 | 0 | 0 | 0 | 0 | 0 | 0 | 0 | 0 | 1 | 1 | 1 | 1 | [14 empty] | 1 | 1 | 2 | 2 | 1 | 1 | 1 | 0
PG&E GBA | Manteca | 115 | Distributed_Solar | 0 | 0 | 0 | 0 | 0 | 0 | 0 | 0 | 0 | 0 | 0 | 5 | 4 | 5 | 2 | [14 empty] | 1 | 1 | 2 | 2 | 2 | 1 | 4 | 1
SDGE | Margarita | 138 | Distributed_Solar | 0 | 0 | 0 | 0 | 0 | 0 | 0 | 0 | 0 | 0 | 0 | 1 | 1 | 1 | 1 | [14 empty] | 1 | 1 | 2 | 1 | 3 | 1 | 1 | 0
PG&E GBA | Martin | 230 | Distributed_Solar | 0 | 0 | 0 | 0 | 0 | 0 | 0 | 0 | 0 | 0 | 0 | 5 | 2 | 1 | 1 | [14 empty] | 2 | 1 | 3 | 1 | 2 | 1 | 1 | 0
PG&E GBA | Martin | 115 | Distributed_Solar | 0 | 0 | 0 | 0 | 0 | 0 | 0 | 0 | 0 | 0 | 0 | 1 | 1 | 1 | 1 | 4 | [13 empty] | 2 | 1 | 3 | 1 | 2 | 1 | 1 | 0
PG&E GBA | Martinez | 115 | Distributed_Solar | 0 | 0 | 0 | 0 | 0 | 0 | 0 | 0 | 0 | 0 | 0 | 5 | 4 | 1 | 1 | [14 empty] | 2 | 1 | 1 | 1 | 1 | 1 | 1 | 0
PG&E FRESNO | Mc Mullin | 230 | Distributed_Solar | 0 | 0 | 0 | 0 | 0 | 0 | 0 | 0 | 0 | 0 | 0 | 5 | 2 | 5 | 2 | [14 empty] | 1 | 1 | 3 | 2 | 1 | 1 | 1 | 0
PG&E FRESNO | McCall | 115 | Distributed_Solar | 0 | 0 | 0 | 0 | 0 | 0 | 0 | 0 | 0 | 0 | 0 | 5 | 2 | 5 | 2 | [14 empty] | 1 | 1 | 3 | 2 | 1 | 1 | 5 | 1 | no distributes solar in this years portfolio
PG&E FRESNO | McCall | 230 | Distributed_Solar | 0 | 0 | 0 | 0 | 0 | 0 | 0 | 0 | 0 | 0 | 0 | 5 | 2 | 5 | 2 | [14 empty] | 1 | 1 | 3 | 2 | 1 | 1 | 1 | 0
PG&E GBA | Meadow Lane | 115 | Distributed_Solar | 0 | 0 | 0 | 0 | 0 | 0 | 0 | 0 | 0 | 0 | 0 | 5 | 2 | 1 | 1 | [14 empty] | 2 | 1 | 2 | 1 | 1 | 1 | 1 | 0
PG&E GBA | Melones | 115 | Distributed_Solar | 0 | 0 | 0 | 0 | 0 | 0 | 0 | 0 | 0 | 0 | 0 | 5 | 4 | 1 | 1 | [14 empty] | 2 | 1 | 4 | 1 | 3 | 1 | 1 | 0
PG&E GBA | Melones | 230 | Distributed_Solar | 0 | 0 | 0 | 0 | 0 | 0 | 0 | 0 | 0 | 0 | 0 | 5 | 4 | 1 | 1 | [14 empty] | 2 | 1 | 4 | 1 | 3 | 1 | 1 | 0
SDGE | Melrose | 69 | Distributed_Solar | 0 | 0 | 0 | 0 | 0 | 0 | 0 | 0 | 0 | 0 | 0 | 1 | 1 | 1 | 1 | [14 empty] | 2 | 1 | 3 | 1 | 3 | 1 | 1 | 0
PG&E NGBA | Mendocino | 115 | Distributed_Solar | 0 | 0 | 0 | 5 | 5 | 0 | 5 | 5 | 0 | 0 | 0 | 5 | 2 | 1 | 1 | [14 empty] | 2 | 2 | 4 | 2 | 3 | 1 | 1 | 1
PG&E NGBA | Mendocino | 60 | Distributed_Solar | 0 | 0 | 0 | 0 | 0 | 0 | 0 | 0 | 0 | 0 | 0 | 5 | 2 | 1 | 1 | [14 empty] | 2 | 2 | 4 | 2 | 3 | 1 | 1 | 0
PG&E FRESNO | Mendota | 115 | Distributed_Solar | 0 | 0 | 0 | 0 | 0 | 0 | 0 | 0 | 0 | 0 | 0 | 5 | 2 | 5 | 2 | [14 empty] | 1 | 1 | 3 | 2 | 1 | 1 | 1 | 0
PG&E GBA | Menlo | 60 | Distributed_Solar | 0 | 0 | 0 | 0 | 0 | 0 | 0 | 0 | 0 | 0 | 0 | 5 | 2 | 1 | 1 | [14 empty] | 2 | 1 | 3 | 1 | 2 | 1 | 1 | 0
PG&E FRESNO | Merced | 115 | Distributed_Solar | 0 | 0 | 0 | 0 | 0 | 0 | 0 | 0 | 0 | 0 | 0 | 5 | 4 | 5 | 2 | [14 empty] | 1 | 1 | 4 | 2 | 1 | 1 | 5 | 1
EOP | Mercury | 138 | Distributed_Solar | 0 | 0 | 0 | 0 | 0 | 0 | 0 | 0 | 0 | 0 | 0 | 5 | 2 | 4 | 2 | [14 empty] | 2 | 2 | 4 | 1 | 3 | 1 | 1 | 0
PG&E FRESNO | Mercy Springs | 70 | Distributed_Solar | 0 | 0 | 0 | 0 | 0 | 0 | 0 | 0 | 0 | 0 | 0 | 5 | 2 | 5 | 2 | [14 empty] | 1 | 1 | 4 | 2 | 1 | 1 | 1 | 0
PG&E NGBA | Meridian | 60 | Distributed_Solar | 0 | 0 | 0 | 0 | 0 | 0 | 0 | 0 | 0 | 0 | 0 | 5 | 2 | 1 | 1 | [14 empty] | 2 | 2 | 4 | 1 | 3 | 1 | 1 | 0
PG&E KERN | Mesa (PGE) | 115 | Distributed_Solar | 0 | 0 | 0 | 0 | 0 | 0 | 0 | 0 | 0 | 0 | 0 | 5 | 2 | 5 | 2 | [14 empty] | 2 | 2 | 3 | 2 | 2 | 1 | 1 | 0
PG&E KERN | Mesa (PGE) | 230 | Distributed_Solar | 0 | 0 | 0 | 0 | 0 | 0 | 0 | 0 | 0 | 0 | 0 | 5 | 2 | 5 | 2 | [14 empty] | 2 | 2 | 3 | 2 | 2 | 1 | 1 | 0
SCE Metro | Mesa (SCE) | 230 | Distributed_Solar | 0 | 0 | 0 | 1.92 | 1.92 | 0 | 1.92 | 1.92 | 0 | 0 | 0 | 1 | 1 | 1 | 1 | [14 empty] | 1 | 1 | 3 | 1 | 2 | 1 | 3 | 1
SCE Metro | Mesa (SCE) | 500 | Distributed_Solar | 0 | 0 | 0 | 0 | 0 | 0 | 0 | 0 | 0 | 0 | 0 | 1 | 1 | 1 | 1 | [14 empty] | 1 | 1 | 3 | 1 | 2 | 1 | 1 | 0
SDGE | Mesa Heights | 69 | Distributed_Solar | 0 | 0 | 0 | 0 | 0 | 0 | 0 | 0 | 0 | 0 | 0 | 1 | 1 | 1 | 1 | [14 empty] | 2 | 1 | 2 | 1 | 3 | 1 | 1 | 0
PG&E GBA | Metcalf | 115 | Distributed_Solar | 0 | 0 | 0 | 0 | 0 | 0 | 0 | 0 | 0 | 0 | 0 | 5 | 4 | 1 | 1 | [14 empty] | 2 | 1 | 1 | 2 | 3 | 1 | 1 | 0
PG&E GBA | Metcalf | 230 | Distributed_Solar | 0 | 0 | 0 | 0 | 0 | 0 | 0 | 0 | 0 | 0 | 0 | 5 | 4 | 1 | 1 | [14 empty] | 2 | 1 | 1 | 2 | 3 | 1 | 1 | 0
PG&E GBA | Metcalf | 500 | Distributed_Solar | 0 | 0 | 0 | 0 | 0 | 0 | 0 | 0 | 0 | 0 | 0 | 1 | 1 | 1 | 1 | [14 empty] | 2 | 1 | 1 | 2 | 3 | 1 | 1 | 0
PG&E KERN | Midway | 115 | Distributed_Solar | 0 | 0 | 0 | 0 | 0 | 0 | 0 | 0 | 0 | 0 | 0 | 5 | 2 | 5 | 2 | 4 | [13 empty] | 1 | 1 | 3 | 1 | 1 | 1 | 1 | 0
PG&E KERN | Midway | 230 | Distributed_Solar | 0 | 0 | 0 | 0 | 0 | 0 | 0 | 0 | 0 | 0 | 0 | 5 | 2 | 5 | 2 | [14 empty] | 1 | 1 | 3 | 1 | 1 | 1 | 1 | 0
PG&E KERN | Midway | 500 | Distributed_Solar | 0 | 0 | 0 | 0 | 0 | 0 | 0 | 0 | 0 | 0 | 0 | 5 | 2 | 4 | 2 | [14 empty] | 1 | 1 | 3 | 1 | 1 | 1 | 1 | 0
SDGE | Miguel | 230 | Distributed_Solar | 0 | 0 | 0 | 0 | 0 | 0 | 0 | 0 | 0 | 0 | 0 | 1 | 1 | 1 | 1 | [14 empty] | 2 | 1 | 3 | 1 | 2 | 1 | 1 | 0
SDGE | Miguel | 500 | Distributed_Solar | 0 | 0 | 0 | 0 | 0 | 0 | 0 | 0 | 0 | 0 | 0 | 1 | 1 | 1 | 1 | [14 empty] | 2 | 1 | 3 | 1 | 2 | 1 | 1 | 0
SDGE | Miguel | 69 | Distributed_Solar | 0 | 0 | 0 | 0 | 0 | 0 | 0 | 0 | 0 | 0 | 0 | 1 | 1 | 1 | 1 | [14 empty] | 2 | 1 | 3 | 1 | 2 | 1 | 1 | 0
PG&E GBA | Millbrae | 115 | Distributed_Solar | 0 | 0 | 0 | 0 | 0 | 0 | 0 | 0 | 0 | 0 | 0 | 1 | 1 | 1 | 1 | [14 empty] | 2 | 1 | 3 | 1 | 2 | 1 | 5 | 1
PG&E GBA | Miller | 115 | Distributed_Solar | 0 | 0 | 0 | 0 | 0 | 0 | 0 | 0 | 0 | 0 | 0 | 5 | 4 | 1 | 1 | [14 empty] | 1 | 1 | 4 | 2 | 1 | 1 | 1 | 0
SCE Metro | Mira Loma | 230 | Distributed_Solar | 0 | 0 | 0 | 0 | 0 | 0 | 0 | 0 | 0 | 0 | 0 | 1 | 1 | 1 | 1 | [14 empty] | 1 | 1 | 1 | 1 | 1 | 1 | 1 | 0
SCE Metro | Mira Loma | 500 | Distributed_Solar | 0 | 0 | 0 | 0 | 0 | 0 | 0 | 0 | 0 | 0 | 0 | 1 | 1 | 1 | 1 | [14 empty] | 1 | 1 | 1 | 1 | 1 | 1 | 1 | 0
SCE Eastern | Mirage | 115 | Distributed_Solar | 0 | 0 | 0 | 0 | 0 | 0 | 0 | 0 | 0 | 0 | 0 | 5 | 4 | 1 | 1 | [14 empty] | 2 | 1 | 3 | 1 | 3 | 1 | 1 | 0
SCE Eastern | Mirage | 230 | Distributed_Solar | 0 | 0 | 0 | 0 | 0 | 0 | 0 | 0 | 0 | 0 | 0 | 5 | 4 | 1 | 1 | [14 empty] | 2 | 1 | 3 | 1 | 3 | 1 | 1 | 0
SDGE | Mission | 138 | Distributed_Solar | 0 | 0 | 0 | 0 | 0 | 0 | 0 | 0 | 0 | 0 | 0 | 1 | 1 | 1 | 1 | [14 empty] | 2 | 1 | 2 | 1 | 2 | 1 | 1 | 0
SDGE | Mission | 230 | Distributed_Solar | 0 | 0 | 0 | 0 | 0 | 0 | 0 | 0 | 0 | 0 | 0 | 1 | 1 | 1 | 1 | [14 empty] | 2 | 1 | 2 | 1 | 2 | 1 | 1 | 0
SDGE | Mission | 69 | Distributed_Solar | 0 | 0 | 0 | 0 | 0 | 0 | 0 | 0 | 0 | 0 | 0 | 1 | 1 | 1 | 1 | [14 empty] | 2 | 1 | 2 | 1 | 2 | 1 | 1 | 0
PG&E GBA | Mi-Wuk | 115 | Distributed_Solar | 0 | 0 | 0 | 0 | 0 | 0 | 0 | 0 | 0 | 0 | 0 | 5 | 4 | 1 | 1 | [14 empty] | 2 | 1 | 4 | 1 | 3 | 1 | 1 | 0
EOP | Mohave | 500 | Distributed_Solar | 0 | 0 | 0 | 0 | 0 | 0 | 0 | 0 | 0 | 0 | 0 | 5 | 2 | 4 | 2 | [14 empty] | 2 | 2 | 3 | 1 | 3 | 1 | 1 | 0
PG&E NGBA | Monroe | 115 | Distributed_Solar | 0 | 0 | 0 | 0 | 0 | 0 | 0 | 0 | 0 | 0 | 0 | 5 | 2 | 1 | 1 | [14 empty] | 2 | 1 | 3 | 2 | 2 | 1 | 1 | 0
SDGE | Monserate | 69 | Distributed_Solar | 0 | 0 | 0 | 0 | 0 | 0 | 0 | 0 | 0 | 0 | 0 | 1 | 1 | 1 | 1 | [14 empty] | 2 | 1 | 3 | 1 | 3 | 1 | 1 | 0
PG&E GBA | Monta Vista | 115 | Distributed_Solar | 0 | 0 | 0 | 0 | 0 | 0 | 0 | 0 | 0 | 0 | 0 | 5 | 4 | 1 | 1 | [14 empty] | 2 | 1 | 3 | 2 | 3 | 1 | 1 | 0
PG&E GBA | Monta Vista | 230 | Distributed_Solar | 0 | 0 | 0 | 0 | 0 | 0 | 0 | 0 | 0 | 0 | 0 | 5 | 4 | 1 | 1 | [14 empty] | 2 | 1 | 3 | 2 | 3 | 1 | 1 | 0
PG&E GBA | Monta Vista | 60 | Distributed_Solar | 0 | 0 | 0 | 0 | 0 | 0 | 0 | 0 | 0 | 0 | 0 | 5 | 4 | 1 | 1 | [14 empty] | 2 | 1 | 3 | 2 | 3 | 1 | 1 | 0
PG&E NGBA | Monticello | 115 | Distributed_Solar | 0 | 0 | 0 | 0 | 0 | 0 | 0 | 0 | 0 | 0 | 0 | 5 | 2 | 1 | 1 | [14 empty] | 2 | 1 | 4 | 2 | 3 | 1 | 1 | 0
SCE Northern | Moorpark | 230 | Distributed_Solar | 0 | 0 | 0 | 0 | 0 | 0 | 0 | 0 | 0 | 0 | 0 | 5 | 2 | 4 | 2 | [14 empty] | 2 | 1 | 4 | 1 | 3 | 1 | 1 | 0
SCE Northern | Moorpark | 66 | Distributed_Solar | 0 | 0 | 0 | 0 | 0 | 0 | 0 | 0 | 0 | 0 | 0 | 5 | 2 | 4 | 2 | [14 empty] | 2 | 1 | 4 | 1 | 3 | 1 | 1 | 0
PG&E GBA | Moraga | 115 | Distributed_Solar | 0 | 0 | 0 | 0 | 0 | 0 | 0 | 0 | 0 | 0 | 0 | 5 | 2 | 1 | 1 | [14 empty] | 2 | 1 | 3 | 1 | 3 | 1 | 1 | 0
PG&E GBA | Moraga | 230 | Distributed_Solar | 0 | 0 | 0 | 0 | 0 | 0 | 0 | 0 | 0 | 0 | 0 | 5 | 4 | 1 | 1 | [14 empty] | 2 | 1 | 3 | 1 | 3 | 1 | 1 | 0
PG&E GBA | Morgan Hill | 115 | Distributed_Solar | 0 | 0 | 0 | 0 | 0 | 0 | 0 | 0 | 0 | 0 | 0 | 5 | 4 | 1 | 1 | [14 empty] | 2 | 1 | 3 | 2 | 2 | 1 | 1 | 0
PG&E KERN | Morro Bay | 115 | Distributed_Solar | 0 | 0 | 0 | 0 | 0 | 0 | 0 | 0 | 0 | 0 | 0 | 5 | 2 | 5 | 2 | [14 empty] | 2 | 2 | 2 | 2 | 3 | 1 | 1 | 0
PG&E KERN | Morro Bay | 230 | Distributed_Solar | 0 | 0 | 0 | 0 | 0 | 0 | 0 | 0 | 0 | 0 | 0 | 5 | 2 | 5 | 2 | [14 empty] | 2 | 2 | 2 | 2 | 3 | 1 | 1 | 0
PG&E KERN | Morro Bay | 500 | Distributed_Solar | 0 | 0 | 0 | 0 | 0 | 0 | 0 | 0 | 0 | 0 | 0 | 5 | 2 | 4 | 2 | [14 empty] | 2 | 2 | 2 | 2 | 3 | 1 | 1 | 0
PG&E GBA | Moss Landing | 115 | Distributed_Solar | 0 | 0 | 0 | 0 | 0 | 0 | 0 | 0 | 0 | 0 | 0 | 5 | 4 | 1 | 1 | [14 empty] | 2 | 2 | 1 | 2 | 2 | 1 | 1 | 0
PG&E GBA | Moss Landing | 230 | Distributed_Solar | 0 | 0 | 0 | 0 | 0 | 0 | 0 | 0 | 0 | 0 | 0 | 5 | 4 | 1 | 1 | [14 empty] | 2 | 2 | 1 | 2 | 2 | 1 | 1 | 0
PG&E GBA | Moss Landing | 500 | Distributed_Solar | 0 | 0 | 0 | 0 | 0 | 0 | 0 | 0 | 0 | 0 | 0 | 5 | 4 | 1 | 1 | [14 empty] | 2 | 2 | 1 | 2 | 2 | 1 | 1 | 0
EOP | Mountain Pass | 115 | Distributed_Solar | 0 | 0 | 0 | 0 | 0 | 0 | 0 | 0 | 0 | 0 | 0 | 5 | 2 | 4 | 2 | [14 empty] | 2 | 2 | 4 | 1 | 1 | 1 | 1 | 0
PG&E GBA | Mountain View | 115 | Distributed_Solar | 0 | 0 | 0 | 0 | 0 | 0 | 0 | 0 | 0 | 0 | 0 | 1 | 1 | 1 | 1 | [14 empty] | 2 | 1 | 2 | 2 | 2 | 1 | 1 | 0
PG&E GBA | Mt Eden | 115 | Distributed_Solar | 0 | 0 | 0 | 0 | 0 | 0 | 0 | 0 | 0 | 0 | 0 | 5 | 2 | 1 | 1 | [14 empty] | 2 | 1 | 2 | 1 | 2 | 1 | 1 | 0
PG&E KERN | Mt Poso | 115 | Distributed_Solar | 0 | 0 | 0 | 0 | 0 | 0 | 0 | 0 | 0 | 0 | 0 | 5 | 2 | 5 | 2 | [14 empty] | 1 | 1 | 2 | 1 | 1 | 1 | 1 | 0
SDGE | Murray | 69 | Distributed_Solar | 0 | 0 | 0 | 0 | 0 | 0 | 0 | 0 | 0 | 0 | 0 | 1 | 1 | 1 | 1 | [14 empty] | 2 | 1 | 2 | 1 | 2 | 1 | 1 | 0
PG&E FRESNO | Mustang | 230 | Distributed_Solar | 0 | 0 | 0 | 0 | 0 | 0 | 0 | 0 | 0 | 0 | 0 | 5 | 2 | 5 | 2 | [14 empty] | 1 | 1 | 1 | 2 | 1 | 1 | 1 | 0
SCE Northern | Neenach | 66 | Distributed_Solar | 0 | 0 | 0 | 0 | 0 | 0 | 0 | 0 | 0 | 0 | 0 | 1 | 1 | 1 | 1 | [14 empty] | 2 | 1 | 4 | 1 | 3 | 1 | 1 | 0
PG&E KERN | New Sub - Gates - Midway (Proposed) | 230 | Distributed_Solar | 0 | 0 | 0 | 0 | 0 | 0 | 0 | 0 | 0 | 0 | 0 | 5 | 2 | 5 | 2 | [14 empty] | 1 | 1 | 4 | 2 | 1 | 1 | 1 | 0
PG&E KERN | New Sub - Gates - Templeton (Proposed) | 230 | Distributed_Solar | 0 | 0 | 0 | 0 | 0 | 0 | 0 | 0 | 0 | 0 | 0 | 5 | 2 | 5 | 2 | [14 empty] | 1 | 1 | 4 | 2 | 1 | 1 | 1 | 0
SCE NOL | New Sub - Kramer - Lugo (Proposed) | 230 | Distributed_Solar | 0 | 0 | 0 | 0 | 0 | 0 | 0 | 0 | 0 | 0 | 0 | 3 | 3 | 1 | 1 | [14 empty] | 2 | 1 | 2 | 1 | 1 | 1 | 1 | 0
PG&E FRESNO | New Sub - Los Banos - Midway (Proposed) | 500 | Distributed_Solar | 0 | 0 | 0 | 0 | 0 | 0 | 0 | 0 | 0 | 0 | 0 | 5 | 2 | 4 | 2 | [14 empty] | 1 | 1 | 4 | 2 | 1 | 1 | 1 | 0
SCE NOL | New Sub - Lugo - Pisgah (Proposed) | 230 | Distributed_Solar | 0 | 0 | 0 | 0 | 0 | 0 | 0 | 0 | 0 | 0 | 0 | 1 | 1 | 1 | 1 | [14 empty] | 2 | 1 | 3 | 1 | 3 | 1 | 1 | 0
PG&E KERN | New Sub - Midway - Wheeler Ridge (Proposed) | 230 | Distributed_Solar | 0 | 0 | 0 | 0 | 0 | 0 | 0 | 0 | 0 | 0 | 0 | 5 | 2 | 5 | 2 | [14 empty] | 1 | 1 | 3 | 1 | 1 | 1 | 1 | 0
PG&E NGBA | New Sub - Near existing Leavitt (PSREC) | 345 | Distributed_Solar | 0 | 0 | 0 | 0 | 0 | 0 | 0 | 0 | 0 | 0 | 0 | 5 | 2 | 1 | 1 | [14 empty] | 2 | 2 | 1 | 1 | 3 | 1 | 1 | 0
PG&E NGBA | New Sub - Near existing Madeline (NVE) | 345 | Distributed_Solar | 0 | 0 | 0 | 0 | 0 | 0 | 0 | 0 | 0 | 0 | 0 | 5 | 2 | 1 | 1 | [14 empty] | 2 | 2 | 4 | 1 | 3 | 1 | 1 | 0
SDGE | New Sub - North Gila - IV (Proposed) | 500 | Distributed_Solar | 0 | 0 | 0 | 0 | 0 | 0 | 0 | 0 | 0 | 0 | 0 | 1 | 1 | 1 | 1 | [14 empty] | 2 | 1 | 4 | 2 | 2 | 1 | 1 | 0
PG&E NGBA | New Sub - Pit 1 - Cottonwood (Proposed) | 230 | Distributed_Solar | 0 | 0 | 0 | 0 | 0 | 0 | 0 | 0 | 0 | 0 | 0 | 5 | 2 | 1 | 1 | [14 empty] | 2 | 2 | 4 | 2 | 3 | 1 | 1 | 0
PG&E GBA | New Sub - Rancho Seco - Bellota (Proposed) | 230 | Distributed_Solar | 0 | 0 | 0 | 0 | 0 | 0 | 0 | 0 | 0 | 0 | 0 | 5 | 4 | 1 | 1 | [14 empty] | 1 | 1 | 4 | 2 | 3 | 1 | 1 | 0
SDGE | New Sub - Suncrest - Ocotillo (Proposed) | 500 | Distributed_Solar | 0 | 0 | 0 | 0 | 0 | 0 | 0 | 0 | 0 | 0 | 0 | 1 | 1 | 1 | 1 | [14 empty] | 2 | 1 | 4 | 1 | 3 | 1 | 1 | 0
PG&E FRESNO | New Sub - Westley - Quinto (Proposed) | 230 | Distributed_Solar | 0 | 0 | 0 | 0 | 0 | 0 | 0 | 0 | 0 | 0 | 0 | 1 | 1 | 1 | 1 | [14 empty] | 1 | 1 | 4 | 2 | 1 | 1 | 1 | 0
PG&E GBA | Newark | 115 | Distributed_Solar | 0 | 0 | 0 | 0 | 0 | 0 | 0 | 0 | 0 | 0 | 0 | 5 | 4 | 1 | 1 | [14 empty] | 2 | 1 | 3 | 1 | 2 | 1 | 1 | 0
PG&E GBA | Newark | 230 | Distributed_Solar | 0 | 0 | 0 | 0 | 0 | 0 | 0 | 0 | 0 | 0 | 0 | 5 | 4 | 1 | 1 | [14 empty] | 2 | 1 | 3 | 1 | 2 | 1 | 1 | 0
PG&E GBA | Newark | 60 | Distributed_Solar | 0 | 0 | 0 | 0 | 0 | 0 | 0 | 0 | 0 | 0 | 0 | 5 | 2 | 1 | 1 | 3 | [13 empty] | 2 | 1 | 3 | 1 | 2 | 1 | 4 | 1
PG&E FRESNO | Newhall | 115 | Distributed_Solar | 0 | 0 | 0 | 0 | 0 | 0 | 0 | 0 | 0 | 0 | 0 | 5 | 2 | 5 | 2 | [14 empty] | 1 | 1 | 4 | 2 | 1 | 1 | 1 | 0
PG&E KERN | Norco | 115 | Distributed_Solar | 0 | 0 | 0 | 0 | 0 | 0 | 0 | 0 | 0 | 0 | 0 | 5 | 2 | 5 | 2 | [14 empty] | 1 | 1 | 3 | 1 | 1 | 1 | 1 | 0
PG&E GBA | Nortech | 115 | Distributed_Solar | 0 | 0 | 0 | 0 | 0 | 0 | 0 | 0 | 0 | 0 | 0 | 5 | 4 | 1 | 1 | [14 empty] | 2 | 1 | 2 | 2 | 1 | 1 | 1 | 0
SDGE | North City Metering | 138 | Distributed_Solar | 0 | 0 | 0 | 0 | 0 | 0 | 0 | 0 | 0 | 0 | 0 | 1 | 1 | 1 | 1 | [14 empty] | 2 | 1 | 2 | 1 | 3 | 1 | 1 | 0
PG&E GBA | North Dublin | 230 | Distributed_Solar | 0 | 0 | 0 | 0 | 0 | 0 | 0 | 0 | 0 | 0 | 0 | 5 | 4 | 1 | 1 | [14 empty] | 2 | 1 | 2 | 1 | 3 | 1 | 1 | 0
SDGE | North Gila | 500 | Distributed_Solar | 0 | 0 | 0 | 0 | 0 | 0 | 0 | 0 | 0 | 0 | 0 | 1 | 1 | 1 | 1 | [14 empty] | 2 | 2 | 4 | 2 | 3 | 1 | 1 | 0
SCE Metro | North of SONGS | 230 | Distributed_Solar | 0 | 0 | 0 | 0 | 0 | 0 | 0 | 0 | 0 | 0 | 0 | 1 | 1 | 1 | 1 | [14 empty] | 2 | 1 | 3 | 1 | 3 | 1 | 1 | 0
SCE Metro | North of SONGS | 500 | Distributed_Solar | 0 | 0 | 0 | 0 | 0 | 0 | 0 | 0 | 0 | 0 | 0 | 1 | 1 | 1 | 1 | [14 empty] | 2 | 1 | 3 | 1 | 3 | 1 | 1 | 0
PG&E NGBA | Notre Dame | 115 | Distributed_Solar | 0 | 0 | 0 | 0 | 0 | 0 | 0 | 0 | 0 | 0 | 0 | 5 | 2 | 1 | 1 | [14 empty] | 2 | 1 | 4 | 2 | 2 | 1 | 1 | 0
PG&E GBA | Oakland C | 115 | Distributed_Solar | 0 | 0 | 0 | 0 | 0 | 0 | 0 | 0 | 0 | 0 | 0 | 5 | 4 | 1 | 1 | [14 empty] | 2 | 1 | 1 | 1 | 2 | 1 | 1 | 0
PG&E GBA | Oakland J | 115 | Distributed_Solar | 0 | 0 | 0 | 0 | 0 | 0 | 0 | 0 | 0 | 0 | 0 | 5 | 2 | 1 | 1 | [14 empty] | 2 | 1 | 2 | 1 | 1 | 1 | 1 | 0
PG&E GBA | Oakland L | 115 | Distributed_Solar | 0 | 0 | 0 | 0 | 0 | 0 | 0 | 0 | 0 | 0 | 0 | 5 | 2 | 1 | 1 | [14 empty] | 2 | 1 | 2 | 1 | 1 | 1 | 1 | 0
PG&E GBA | Oakland X | 115 | Distributed_Solar | 0 | 0 | 0 | 0 | 0 | 0 | 0 | 0 | 0 | 0 | 0 | 5 | 2 | 1 | 1 | [14 empty] | 2 | 1 | 2 | 1 | 2 | 1 | 1 | 0
SDGE | Ocean Ranch | 69 | Distributed_Solar | 0 | 0 | 0 | 0 | 0 | 0 | 0 | 0 | 0 | 0 | 0 | 1 | 1 | 1 | 1 | [14 empty] | 2 | 1 | 4 | 1 | 3 | 1 | 1 | 0
PG&E KERN | Oceano | 115 | Distributed_Solar | 0 | 0 | 0 | 0 | 0 | 0 | 0 | 0 | 0 | 0 | 0 | 5 | 2 | 5 | 2 | [14 empty] | 2 | 2 | 4 | 2 | 3 | 1 | 1 | 0
SDGE | Ocotillo Express | 500 | Distributed_Solar | 0 | 0 | 0 | 0 | 0 | 0 | 0 | 0 | 0 | 0 | 0 | 1 | 1 | 1 | 1 | [14 empty] | 2 | 1 | 4 | 2 | 3 | 1 | 1 | 0
PG&E KERN | Old River | 70 | Distributed_Solar | 0 | 0 | 0 | 2.4 | 2.4 | 0 | 2.4 | 2.4 | 0 | 0 | 0 | 5 | 2 | 5 | 2 | [14 empty] | 1 | 1 | 4 | 1 | 2 | 1 | 1 | 1
SDGE | Old Town | 230 | Distributed_Solar | 0 | 0 | 0 | 0 | 0 | 0 | 0 | 0 | 0 | 0 | 0 | 1 | 1 | 1 | 1 | [14 empty] | 2 | 1 | 3 | 1 | 2 | 1 | 1 | 0
SCE Metro | Olinda | 230 | Distributed_Solar | 0 | 0 | 0 | 0 | 0 | 0 | 0 | 0 | 0 | 0 | 0 | 1 | 1 | 1 | 1 | [14 empty] | 1 | 1 | 2 | 1 | 2 | 1 | 1 | 0
PG&E FRESNO | Olive | 115 | Distributed_Solar | 0 | 0 | 0 | 0 | 0 | 0 | 0 | 0 | 0 | 0 | 0 | 5 | 2 | 5 | 2 | [14 empty] | 1 | 1 | 4 | 1 | 1 | 1 | 1 | 0
PG&E NGBA | Olivehurst | 115 | Distributed_Solar | 0 | 0 | 0 | 0 | 0 | 0 | 0 | 0 | 0 | 0 | 0 | 5 | 4 | 1 | 1 | [14 empty] | 2 | 2 | 2 | 1 | 2 | 1 | 1 | 0
PG&E NGBA | Oregon Trail | 60 | Distributed_Solar | 0 | 0 | 0 | 0 | 0 | 0 | 0 | 0 | 0 | 0 | 0 | 5 | 2 | 1 | 1 | [14 empty] | 2 | 2 | 3 | 2 | 3 | 1 | 1 | 0
SCE Northern | Ormond Beach | 230 | Distributed_Solar | 0 | 0 | 0 | 0 | 0 | 0 | 0 | 0 | 0 | 0 | 0 | 5 | 2 | 4 | 2 | [14 empty] | 2 | 1 | 1 | 1 | 1 | 1 | 1 | 0
PG&E FRESNO | Oro Loma | 115 | Distributed_Solar | 0 | 0 | 0 | 0 | 0 | 0 | 0 | 0 | 0 | 0 | 0 | 5 | 2 | 5 | 2 | [14 empty] | 1 | 1 | 4 | 2 | 1 | 1 | 1 | 0
PG&E FRESNO | Oro Loma | 70 | Distributed_Solar | 0 | 0 | 0 | 5 | 5 | 0 | 5 | 5 | 0 | 0 | 0 | 5 | 2 | 5 | 2 | [14 empty] | 1 | 1 | 4 | 2 | 1 | 1 | 1 | 1
PG&E FRESNO | Orosi | 70 | Distributed_Solar | 0 | 0 | 0 | 0 | 0 | 0 | 0 | 0 | 0 | 0 | 0 | 5 | 2 | 5 | 2 | [14 empty] | 1 | 1 | 4 | 1 | 1 | 1 | 1 | 0
SDGE | Otay | 69 | Distributed_Solar | 0 | 0 | 0 | 0 | 0 | 0 | 0 | 0 | 0 | 0 | 0 | 1 | 1 | 1 | 1 | [14 empty] | 2 | 1 | 1 | 1 | 1 | 1 | 1 | 0
SDGE | Otay Mesa | 230 | Distributed_Solar | 0 | 0 | 0 | 0 | 0 | 0 | 0 | 0 | 0 | 0 | 0 | 1 | 1 | 1 | 1 | [14 empty] | 2 | 1 | 1 | 1 | 3 | 1 | 1 | 0
PG&E FRESNO | Padre Flats SW STA | 230 | Distributed_Solar | 0 | 0 | 0 | 0 | 0 | 0 | 0 | 0 | 0 | 0 | 0 | 5 | 2 | 5 | 2 | [14 empty] | 1 | 1 | 4 | 2 | 1 | 1 | 1 | 0
EOP | Pahrump | 138 | Distributed_Solar | 0 | 0 | 0 | 0 | 0 | 0 | 0 | 0 | 0 | 0 | 0 | 5 | 2 | 4 | 2 | [14 empty] | 2 | 2 | 4 | 1 | 3 | 1 | 1 | 0
EOP | Pahrump | 230 | Distributed_Solar | 0 | 0 | 0 | 0 | 0 | 0 | 0 | 0 | 0 | 0 | 0 | 5 | 2 | 4 | 2 | [14 empty] | 2 | 2 | 4 | 1 | 3 | 1 | 1 | 0
SDGE | Pala | 69 | Distributed_Solar | 0 | 0 | 0 | 0 | 0 | 0 | 0 | 0 | 0 | 0 | 0 | 1 | 1 | 1 | 1 | [14 empty] | 2 | 1 | 1 | 1 | 3 | 1 | 1 | 0
PG&E NGBA | Palermo | 115 | Distributed_Solar | 0 | 0 | 0 | 0 | 0 | 0 | 0 | 0 | 0 | 0 | 0 | 5 | 4 | 1 | 1 | [14 empty] | 2 | 1 | 2 | 2 | 2 | 1 | 1 | 0
PG&E NGBA | Palermo | 230 | Distributed_Solar | 0 | 0 | 0 | 0 | 0 | 0 | 0 | 0 | 0 | 0 | 0 | 5 | 4 | 1 | 1 | [14 empty] | 2 | 1 | 2 | 2 | 2 | 1 | 1 | 0
SCE Eastern | Palo Verde | 500 | Distributed_Solar | 0 | 0 | 0 | 0 | 0 | 0 | 0 | 0 | 0 | 0 | 0 | 5 | 4 | 4 | 4 | [14 empty] | 2 | 1 | 4 | 2 | 3 | 1 | 1 | 0
SDGE | Palomar Energy | 230 | Distributed_Solar | 0 | 0 | 0 | 0 | 0 | 0 | 0 | 0 | 0 | 0 | 0 | 1 | 1 | 1 | 1 | [14 empty] | 2 | 1 | 2 | 1 | 3 | 1 | 1 | 0
PG&E KERN | Panama | 70 | Distributed_Solar | 0 | 0 | 0 | 0 | 0 | 0 | 0 | 0 | 0 | 0 | 0 | 5 | 2 | 5 | 2 | [14 empty] | 1 | 1 | 4 | 1 | 1 | 1 | 1 | 0
PG&E FRESNO | Panoche | 115 | Distributed_Solar | 0 | 0 | 0 | 4.4 | 4.4 | 0 | 4.4 | 4.4 | 0 | 0 | 0 | 5 | 2 | 5 | 2 | [14 empty] | 1 | 1 | 1 | 2 | 1 | 1 | 3 | 1
PG&E FRESNO | Panoche | 230 | Distributed_Solar | 0 | 0 | 0 | 0 | 0 | 0 | 0 | 0 | 0 | 0 | 0 | 5 | 2 | 5 | 2 | [14 empty] | 1 | 1 | 1 | 2 | 1 | 1 | 1 | 0
SCE Northern | Pardee | 230 | Distributed_Solar | 0 | 0 | 0 | 0 | 0 | 0 | 0 | 0 | 0 | 0 | 0 | 5 | 2 | 4 | 2 | [14 empty] | 1 | 1 | 3 | 1 | 3 | 1 | 1 | 0
PG&E NGBA | Parkway | 230 | Distributed_Solar | 0 | 0 | 0 | 0 | 0 | 0 | 0 | 0 | 0 | 0 | 0 | 5 | 2 | 1 | 1 | [14 empty] | 2 | 1 | 4 | 1 | 2 | 1 | 1 | 0
SCE Northern | Pastoria | 230 | Distributed_Solar | 0 | 0 | 0 | 0 | 0 | 0 | 0 | 0 | 0 | 0 | 0 | 5 | 2 | 4 | 2 | [14 empty] | 1 | 1 | 2 | 1 | 3 | 1 | 1 | 0
SCE Metro | Pauda | 230 | Distributed_Solar | 0 | 0 | 0 | 0 | 0 | 0 | 0 | 0 | 0 | 0 | 0 | 1 | 1 | 1 | 1 | [14 empty] | 1 | 1 | 2 | 1 | 2 | 1 | 1 | 0
PG&E GBA | Paul Sweet | 115 | Distributed_Solar | 0 | 0 | 0 | 0 | 0 | 0 | 0 | 0 | 0 | 0 | 0 | 1 | 1 | 1 | 1 | [14 empty] | 2 | 2 | 2 | 2 | 3 | 1 | 1 | 0
PG&E NGBA | Peabody | 230 | Distributed_Solar | 0 | 0 | 0 | 0 | 0 | 0 | 0 | 0 | 0 | 0 | 0 | 5 | 2 | 1 | 1 | [14 empty] | 2 | 1 | 2 | 1 | 2 | 1 | 4 | 1
PG&E NGBA | Pease | 115 | Distributed_Solar | 0 | 0 | 0 | 0 | 0 | 0 | 0 | 0 | 0 | 0 | 0 | 5 | 4 | 1 | 1 | [14 empty] | 2 | 2 | 2 | 1 | 2 | 1 | 1 | 0
PG&E NGBA | Pease | 60 | Distributed_Solar | 0 | 0 | 0 | 0 | 0 | 0 | 0 | 0 | 0 | 0 | 0 | 5 | 4 | 1 | 1 | [14 empty] | 2 | 2 | 2 | 1 | 2 | 1 | 4 | 1
SDGE | Penasquitos | 138 | Distributed_Solar | 0 | 0 | 0 | 0 | 0 | 0 | 0 | 0 | 0 | 0 | 0 | 1 | 1 | 1 | 1 | [14 empty] | 2 | 1 | 2 | 1 | 3 | 1 | 1 | 0
SDGE | Penasquitos | 230 | Distributed_Solar | 0 | 0 | 0 | 0 | 0 | 0 | 0 | 0 | 0 | 0 | 0 | 1 | 1 | 1 | 1 | [14 empty] | 2 | 1 | 2 | 1 | 3 | 1 | 1 | 0
SDGE | Penasquitos | 69 | Distributed_Solar | 0 | 0 | 0 | 0 | 0 | 0 | 0 | 0 | 0 | 0 | 0 | 1 | 1 | 1 | 1 | [14 empty] | 2 | 1 | 2 | 1 | 3 | 1 | 1 | 0
SDGE | Pendleton | 69 | Distributed_Solar | 0 | 0 | 0 | 0 | 0 | 0 | 0 | 0 | 0 | 0 | 0 | 1 | 1 | 1 | 1 | [14 empty] | 2 | 1 | 4 | 1 | 3 | 1 | 1 | 0
PG&E NGBA | Penngrove | 115 | Distributed_Solar | 0 | 0 | 0 | 0 | 0 | 0 | 0 | 0 | 0 | 0 | 0 | 5 | 2 | 1 | 1 | [14 empty] | 2 | 1 | 3 | 2 | 2 | 1 | 1 | 0
PG&E GBA | Peoria | 115 | Distributed_Solar | 0 | 0 | 0 | 0 | 0 | 0 | 0 | 0 | 0 | 0 | 0 | 5 | 4 | 1 | 1 | [14 empty] | 2 | 1 | 4 | 1 | 3 | 1 | 1 | 0
PG&E GBA | Piercy | 115 | Distributed_Solar | 0 | 0 | 0 | 0 | 0 | 0 | 0 | 0 | 0 | 0 | 0 | 5 | 4 | 1 | 1 | [14 empty] | 2 | 1 | 2 | 2 | 2 | 1 | 1 | 0
PG&E FRESNO | Pine Flat | 230 | Distributed_Solar | 0 | 0 | 0 | 0 | 0 | 0 | 0 | 0 | 0 | 0 | 0 | 5 | 2 | 5 | 2 | [14 empty] | 1 | 1 | 4 | 2 | 3 | 1 | 1 | 0
SCE NOL | Pisgah | 230 | Distributed_Solar | 0 | 0 | 0 | 0 | 0 | 0 | 0 | 0 | 0 | 0 | 0 | 1 | 1 | 1 | 1 | [14 empty] | 2 | 1 | 4 | 1 | 1 | 1 | 1 | 0
PG&E NGBA | Pit 1 | 230 | Distributed_Solar | 0 | 0 | 0 | 0 | 0 | 0 | 0 | 0 | 0 | 0 | 0 | 5 | 2 | 1 | 1 | [14 empty] | 2 | 2 | 4 | 2 | 3 | 1 | 1 | 0
PG&E NGBA | Pit 1 | 60 | Distributed_Solar | 0 | 0 | 0 | 0 | 0 | 0 | 0 | 0 | 0 | 0 | 0 | 5 | 2 | 1 | 1 | [14 empty] | 2 | 2 | 4 | 2 | 3 | 1 | 1 | 0
PG&E NGBA | Pit 3 | 230 | Distributed_Solar | 0 | 0 | 0 | 0 | 0 | 0 | 0 | 0 | 0 | 0 | 0 | 5 | 2 | 1 | 1 | [14 empty] | 2 | 2 | 4 | 2 | 3 | 1 | 1 | 0
PG&E NGBA | Pit 4 | 230 | Distributed_Solar | 0 | 0 | 0 | 0 | 0 | 0 | 0 | 0 | 0 | 0 | 0 | 5 | 2 | 1 | 1 | [14 empty] | 2 | 2 | 4 | 2 | 3 | 1 | 1 | 0
PG&E GBA | Pittsburg | 115 | Distributed_Solar | 0 | 0 | 0 | 0 | 0 | 0 | 0 | 0 | 0 | 0 | 0 | 5 | 4 | 1 | 1 | [14 empty] | 2 | 1 | 2 | 1 | 1 | 1 | 1 | 0
PG&E GBA | Pittsburg | 230 | Distributed_Solar | 0 | 0 | 0 | 0 | 0 | 0 | 0 | 0 | 0 | 0 | 0 | 5 | 4 | 1 | 1 | [14 empty] | 2 | 1 | 2 | 1 | 1 | 1 | 1 | 0
PG&E NGBA | Pleasant Grove | 115 | Distributed_Solar | 0 | 0 | 0 | 0 | 0 | 0 | 0 | 0 | 0 | 0 | 0 | 5 | 4 | 1 | 1 | [14 empty] | 2 | 1 | 2 | 2 | 3 | 1 | 1 | 0
PG&E NGBA | POE | 230 | Distributed_Solar | 0 | 0 | 0 | 0 | 0 | 0 | 0 | 0 | 0 | 0 | 0 | 5 | 5 | 3 | 3 | [14 empty] | 2 | 1 | 4 | 2 | 3 | 1 | 1 | 0
SDGE | Point Loma | 69 | Distributed_Solar | 0 | 0 | 0 | 0 | 0 | 0 | 0 | 0 | 0 | 0 | 0 | 1 | 1 | 1 | 1 | [14 empty] | 2 | 1 | 3 | 1 | 2 | 1 | 1 | 0
SDGE | Pomerado | 69 | Distributed_Solar | 0 | 0 | 0 | 0 | 0 | 0 | 0 | 0 | 0 | 0 | 0 | 1 | 1 | 1 | 1 | [14 empty] | 2 | 1 | 3 | 1 | 3 | 1 | 1 | 0
PG&E KERN | Poso Mountain | 115 | Distributed_Solar | 0 | 0 | 0 | 0 | 0 | 0 | 0 | 0 | 0 | 0 | 0 | 5 | 2 | 5 | 2 | [14 empty] | 1 | 1 | 3 | 1 | 2 | 1 | 1 | 0
EOP | Primm | 230 | Distributed_Solar | 0 | 0 | 0 | 0 | 0 | 0 | 0 | 0 | 0 | 0 | 0 | 5 | 2 | 4 | 2 | [14 empty] | 2 | 2 | 4 | 1 | 2 | 1 | 1 | 0
PG&E NGBA | Putah Creek | 115 | Distributed_Solar | 0 | 0 | 0 | 0 | 0 | 0 | 0 | 0 | 0 | 0 | 0 | 5 | 2 | 1 | 1 | [14 empty] | 2 | 1 | 3 | 2 | 3 | 1 | 4 | 1
SDGE | Q1806 | 138 | Distributed_Solar | 0 | 0 | 0 | 0 | 0 | 0 | 0 | 0 | 0 | 0 | 0 | 1 | 1 | 1 | 1 | [14 empty] | 1 | 1 | 2 | 1 | 3 | 1 | 1 | 0
PG&E FRESNO | Quinto | 230 | Distributed_Solar | 0 | 0 | 0 | 0 | 0 | 0 | 0 | 0 | 0 | 0 | 0 | 5 | 2 | 5 | 2 | [14 empty] | 1 | 1 | 4 | 2 | 1 | 1 | 1 | 0
PG&E GBA | Race Track | 115 | Distributed_Solar | 0 | 0 | 0 | 0 | 0 | 0 | 0 | 0 | 0 | 0 | 0 | 5 | 4 | 1 | 1 | [14 empty] | 2 | 1 | 4 | 1 | 3 | 1 | 1 | 0
SDGE | Rancho Mission Viejo | 138 | Distributed_Solar | 0 | 0 | 0 | 0 | 0 | 0 | 0 | 0 | 0 | 0 | 0 | 1 | 1 | 1 | 1 | [14 empty] | 1 | 1 | 2 | 1 | 3 | 1 | 1 | 0
PG&E GBA | Rancho Seco | 230 | Distributed_Solar | 0 | 0 | 0 | 0 | 0 | 0 | 0 | 0 | 0 | 0 | 0 | 5 | 4 | 1 | 1 | [14 empty] | 2 | 1 | 1 | 2 | 3 | 1 | 1 | 0
SCE Metro | Rancho Vista | 230 | Distributed_Solar | 0 | 0 | 0 | 0 | 0 | 0 | 0 | 0 | 0 | 0 | 0 | 1 | 1 | 1 | 1 | [14 empty] | 1 | 1 | 1 | 1 | 1 | 1 | 1 | 0
SCE Metro | Rancho Vista | 500 | Distributed_Solar | 0 | 0 | 0 | 0 | 0 | 0 | 0 | 0 | 0 | 0 | 0 | 1 | 1 | 1 | 1 | [14 empty] | 1 | 1 | 1 | 1 | 1 | 1 | 1 | 0
SCE NOL | Ransburg | 115 | Distributed_Solar | 0 | 0 | 0 | 0 | 0 | 0 | 0 | 0 | 0 | 0 | 0 | 3 | 3 | 1 | 1 | [14 empty] | 2 | 1 | 4 | 1 | 1 | 1 | 5 | 1
PG&E GBA | Ravenswood | 115 | Distributed_Solar | 0 | 0 | 0 | 0 | 0 | 0 | 0 | 0 | 0 | 0 | 0 | 5 | 2 | 1 | 1 | [14 empty] | 2 | 1 | 2 | 1 | 2 | 1 | 1 | 0
PG&E GBA | Ravenswood | 230 | Distributed_Solar | 0 | 0 | 0 | 0 | 0 | 0 | 0 | 0 | 0 | 0 | 0 | 5 | 2 | 1 | 1 | [14 empty] | 2 | 1 | 2 | 1 | 2 | 1 | 1 | 0
SCE Northern | Rector | 230 | Distributed_Solar | 0 | 0 | 0 | 12 | 12 | 0 | 12 | 12 | 0 | 0 | 0 | 1 | 1 | 1 | 1 | [14 empty] | 1 | 1 | 2 | 1 | 2 | 4+ | 3 | 1
SCE Eastern | Red Bluff | 230 | Distributed_Solar | 0 | 0 | 0 | 0 | 0 | 0 | 0 | 0 | 0 | 0 | 0 | 4 | 4 | 4 | 4 | 1 | [13 empty] | 2 | 2 | 4 | 1 | 3 | 1 | 1 | 0
SCE Eastern | Red Bluff | 500 | Distributed_Solar | 0 | 0 | 0 | 0 | 0 | 0 | 0 | 0 | 0 | 0 | 0 | 4 | 4 | 4 | 4 | [14 empty] | 2 | 2 | 4 | 1 | 3 | 1 | 1 | 0
PG&E NGBA | Redbud | 115 | Distributed_Solar | 0 | 0 | 0 | 0 | 0 | 0 | 0 | 0 | 0 | 0 | 0 | 5 | 2 | 1 | 1 | [14 empty] | 2 | 2 | 4 | 2 | 3 | 1 | 1 | 0
SCE Metro | Redondo | 230 | Distributed_Solar | 0 | 0 | 0 | 0 | 0 | 0 | 0 | 0 | 0 | 0 | 0 | 1 | 1 | 1 | 1 | [14 empty] | 1 | 1 | 2 | 1 | 2 | 1 | 1 | 0
PG&E FRESNO | Reedley | 115 | Distributed_Solar | 0 | 0 | 0 | 0 | 0 | 0 | 0 | 0 | 0 | 0 | 0 | 5 | 2 | 5 | 2 | [14 empty] | 1 | 1 | 4 | 2 | 1 | 1 | 1 | 0
PG&E KERN | Renfro | 115 | Distributed_Solar | 0 | 0 | 0 | 0 | 0 | 0 | 0 | 0 | 0 | 0 | 0 | 5 | 2 | 5 | 2 | [14 empty] | 1 | 1 | 2 | 1 | 2 | 1 | 1 | 0
PG&E GBA | Richmond R | 115 | Distributed_Solar | 0 | 0 | 0 | 0 | 0 | 0 | 0 | 0 | 0 | 0 | 0 | 5 | 4 | 1 | 1 | [14 empty] | 2 | 1 | 2 | 1 | 2 | 1 | 5 | 1
PG&E NGBA | Rincon | 115 | Distributed_Solar | 0 | 0 | 0 | 0 | 0 | 0 | 0 | 0 | 0 | 0 | 0 | 5 | 2 | 1 | 1 | [14 empty] | 2 | 1 | 3 | 2 | 2 | 1 | 1 | 0
PG&E KERN | Rio Bravo | 115 | Distributed_Solar | 0 | 0 | 0 | 0 | 0 | 0 | 0 | 0 | 0 | 0 | 0 | 5 | 2 | 5 | 2 | 4 | [13 empty] | 1 | 1 | 2 | 1 | 1 | 1 | 1 | 0
SCE Metro | Rio Hondo | 230 | Distributed_Solar | 0 | 0 | 0 | 0 | 0 | 0 | 0 | 0 | 0 | 0 | 0 | 1 | 1 | 1 | 1 | [14 empty] | 1 | 1 | 4 | 1 | 1 | 1 | 1 | 0
PG&E NGBA | Rio Oso | 115 | Distributed_Solar | 0 | 0 | 0 | 0 | 0 | 0 | 0 | 0 | 0 | 0 | 0 | 5 | 5 | 3 | 3 | [14 empty] | 2 | 1 | 4 | 1 | 3 | 1 | 1 | 0
PG&E NGBA | Rio Oso | 230 | Distributed_Solar | 0 | 0 | 0 | 0 | 0 | 0 | 0 | 0 | 0 | 0 | 0 | 5 | 5 | 3 | 3 | [14 empty] | 2 | 1 | 4 | 1 | 3 | 1 | 1 | 0
PG&E GBA | Ripon | 115 | Distributed_Solar | 0 | 0 | 0 | 2.6 | 2.6 | 0 | 2.6 | 2.6 | 0 | 0 | 0 | 5 | 4 | 1 | 1 | 3 | [13 empty] | 1 | 1 | 2 | 2 | 2 | 1 | 1 | 1
PG&E GBA | Riverbank | 115 | Distributed_Solar | 0 | 0 | 0 | 0 | 0 | 0 | 0 | 0 | 0 | 0 | 0 | 5 | 4 | 1 | 1 | [14 empty] | 1 | 1 | 3 | 2 | 2 | 1 | 1 | 0
SCE NOL | Roadway | 115 | Distributed_Solar | 0 | 0 | 0 | 0 | 0 | 0 | 0 | 0 | 0 | 0 | 0 | 1 | 1 | 1 | 1 | 3 | [13 empty] | 2 | 1 | 2 | 1 | 1 | 1 | 5 | 1
PG&E NGBA | Rock Creek 1 | 230 | Distributed_Solar | 0 | 0 | 0 | 0 | 0 | 0 | 0 | 0 | 0 | 0 | 0 | 5 | 4 | 1 | 1 | [14 empty] | 2 | 2 | 4 | 1 | 3 | 1 | 1 | 0
SCE Northern | Rosamond | 66 | Distributed_Solar | 0 | 0 | 0 | 0 | 0 | 0 | 0 | 0 | 0 | 0 | 0 | 1 | 1 | 1 | 1 | [14 empty] | 2 | 1 | 4 | 1 | 3 | 1 | 1 | 0
PG&E GBA | Rossmoor | 230 | Distributed_Solar | 0 | 0 | 0 | 0 | 0 | 0 | 0 | 0 | 0 | 0 | 0 | 5 | 2 | 1 | 1 | [14 empty] | 2 | 1 | 4 | 1 | 3 | 1 | 1 | 0
PG&E NGBA | Round Mountain | 230 | Distributed_Solar | 0 | 0 | 0 | 0 | 0 | 0 | 0 | 0 | 0 | 0 | 0 | 5 | 2 | 1 | 1 | [14 empty] | 2 | 2 | 4 | 2 | 3 | 1 | 1 | 0
PG&E NGBA | Round Mountain | 500 | Distributed_Solar | 0 | 0 | 0 | 0 | 0 | 0 | 0 | 0 | 0 | 0 | 0 | 5 | 2 | 1 | 1 | [14 empty] | 2 | 2 | 4 | 2 | 3 | 1 | 1 | 0
PG&E GBA | Salado | 115 | Distributed_Solar | 0 | 0 | 0 | 0 | 0 | 0 | 0 | 0 | 0 | 0 | 0 | 5 | 4 | 1 | 1 | [14 empty] | 1 | 1 | 4 | 2 | 1 | 1 | 1 | 0
PG&E GBA | Salado | 60 | Distributed_Solar | 0 | 0 | 0 | 0 | 0 | 0 | 0 | 0 | 0 | 0 | 0 | 5 | 4 | 1 | 1 | [14 empty] | 1 | 1 | 4 | 2 | 1 | 1 | 1 | 0
PG&E GBA | Salinas | 115 | Distributed_Solar | 0 | 0 | 0 | 0 | 0 | 0 | 0 | 0 | 0 | 0 | 0 | 1 | 1 | 1 | 1 | [14 empty] | 2 | 2 | 3 | 2 | 2 | 1 | 4 | 1
SDGE | Salt Creek | 69 | Distributed_Solar | 0 | 0 | 0 | 0 | 0 | 0 | 0 | 0 | 0 | 0 | 0 | 1 | 1 | 1 | 1 | [14 empty] | 2 | 1 | 3 | 1 | 2 | 1 | 1 | 0
SCE Eastern | San Bernardino | 230 | Distributed_Solar | 0 | 0 | 0 | 0 | 0 | 0 | 0 | 0 | 0 | 0 | 0 | 4 | 4 | 1 | 1 | [14 empty] | 1 | 1 | 2 | 1 | 2 | 4+ | 1 | 1
PG&E GBA | SAN FRAN A (POTRERO PP) | 115 | Distributed_Solar | 0 | 0 | 0 | 0 | 0 | 0 | 0 | 0 | 0 | 0 | 0 | 5 | 2 | 1 | 1 | [14 empty] | 2 | 1 | 2 | 1 | 2 | 1 | 1 | 0
PG&E GBA | SAN FRAN A (POTRERO PP) | 230 | Distributed_Solar | 0 | 0 | 0 | 0 | 0 | 0 | 0 | 0 | 0 | 0 | 0 | 5 | 2 | 1 | 1 | [14 empty] | 2 | 1 | 2 | 1 | 2 | 1 | 1 | 0
PG&E GBA | San Jose A | 115 | Distributed_Solar | 0 | 0 | 0 | 0 | 0 | 0 | 0 | 0 | 0 | 0 | 0 | 5 | 4 | 1 | 1 | [14 empty] | 2 | 1 | 2 | 2 | 2 | 1 | 1 | 0
PG&E GBA | San Jose B | 115 | Distributed_Solar | 0 | 0 | 0 | 0 | 0 | 0 | 0 | 0 | 0 | 0 | 0 | 5 | 4 | 1 | 1 | [14 empty] | 2 | 1 | 3 | 2 | 2 | 1 | 1 | 0
PG&E GBA | San Leandro U | 115 | Distributed_Solar | 0 | 0 | 0 | 0 | 0 | 0 | 0 | 0 | 0 | 0 | 0 | 5 | 2 | 1 | 1 | [14 empty] | 2 | 1 | 3 | 1 | 2 | 1 | 1 | 0
PG&E KERN | San Luis Obispo | 115 | Distributed_Solar | 0 | 0 | 0 | 0 | 0 | 0 | 0 | 0 | 0 | 0 | 0 | 5 | 2 | 5 | 2 | [14 empty] | 2 | 2 | 4 | 2 | 3 | 1 | 1 | 0
PG&E KERN | San Luis Obispo | 70 | Distributed_Solar | 0 | 0 | 0 | 0 | 0 | 0 | 0 | 0 | 0 | 0 | 0 | 5 | 2 | 5 | 2 | [14 empty] | 2 | 2 | 4 | 2 | 3 | 1 | 1 | 0
SDGE | San Luis Rey | 230 | Distributed_Solar | 0 | 0 | 0 | 0 | 0 | 0 | 0 | 0 | 0 | 0 | 0 | 1 | 1 | 1 | 1 | [14 empty] | 2 | 1 | 4 | 1 | 3 | 1 | 1 | 0
SDGE | San Luis Rey | 69 | Distributed_Solar | 0 | 0 | 0 | 0 | 0 | 0 | 0 | 0 | 0 | 0 | 0 | 1 | 1 | 1 | 1 | [14 empty] | 2 | 1 | 4 | 1 | 3 | 1 | 1 | 0
SDGE | San Marcos | 69 | Distributed_Solar | 0 | 0 | 0 | 0 | 0 | 0 | 0 | 0 | 0 | 0 | 0 | 1 | 1 | 1 | 1 | [14 empty] | 2 | 1 | 2 | 1 | 3 | 1 | 1 | 0
SCE Metro | San Onofre | 230 | Distributed_Solar | 0 | 0 | 0 | 0 | 0 | 0 | 0 | 0 | 0 | 0 | 0 | 1 | 1 | 1 | 1 | [14 empty] | 2 | 1 | 4 | 1 | 3 | 1 | 1 | 0
PG&E GBA | San Pablo | 115 | Distributed_Solar | 0 | 0 | 0 | 0 | 0 | 0 | 0 | 0 | 0 | 0 | 0 | 5 | 4 | 1 | 1 | [14 empty] | 2 | 1 | 2 | 1 | 1 | 1 | 1 | 0
PG&E GBA | San Ramon | 230 | Distributed_Solar | 0 | 0 | 0 | 0 | 0 | 0 | 0 | 0 | 0 | 0 | 0 | 5 | 2 | 1 | 1 | [14 empty] | 2 | 1 | 2 | 1 | 3 | 1 | 1 | 0
SDGE | San Ysidro | 69 | Distributed_Solar | 0 | 0 | 0 | 0 | 0 | 0 | 0 | 0 | 0 | 0 | 0 | 1 | 1 | 1 | 1 | [14 empty] | 2 | 1 | 2 | 1 | 2 | 1 | 1 | 0
SCE NOL | Sandlot | 230 | Distributed_Solar | 0 | 0 | 0 | 0 | 0 | 0 | 0 | 0 | 0 | 0 | 0 | 3 | 3 | 1 | 1 | [14 empty] | 2 | 1 | 4 | 1 | 2 | 1 | 1 | 0
EOP | Sandy | 138 | Distributed_Solar | 0 | 0 | 0 | 0 | 0 | 0 | 0 | 0 | 0 | 0 | 0 | 5 | 2 | 4 | 2 | [14 empty] | 2 | 2 | 4 | 1 | 3 | 1 | 1 | 0
PG&E FRESNO | Sanger | 115 | Distributed_Solar | 0 | 0 | 0 | 0 | 0 | 0 | 0 | 0 | 0 | 0 | 0 | 5 | 2 | 5 | 2 | 3 | [13 empty] | 1 | 1 | 2 | 2 | 2 | 1 | 1 | 0
SCE Northern | Santa Clara | 230 | Distributed_Solar | 0 | 0 | 0 | 0 | 0 | 0 | 0 | 0 | 0 | 0 | 0 | 5 | 2 | 4 | 2 | [14 empty] | 2 | 1 | 3 | 1 | 2 | 1 | 1 | 0
PG&E NGBA | Santa Rosa A | 115 | Distributed_Solar | 0 | 0 | 0 | 0 | 0 | 0 | 0 | 0 | 0 | 0 | 0 | 5 | 2 | 1 | 1 | [14 empty] | 2 | 1 | 3 | 2 | 2 | 1 | 1 | 0
PG&E GBA | Santa Teresa | 115 | Distributed_Solar | 0 | 0 | 0 | 0 | 0 | 0 | 0 | 0 | 0 | 0 | 0 | 5 | 4 | 1 | 1 | [14 empty] | 2 | 1 | 2 | 2 | 2 | 1 | 1 | 0
SDGE | Santee | 138 | Distributed_Solar | 0 | 0 | 0 | 0 | 0 | 0 | 0 | 0 | 0 | 0 | 0 | 1 | 1 | 1 | 1 | [14 empty] | 2 | 1 | 2 | 1 | 2 | 1 | 1 | 0
SCE Metro | Santiago | 230 | Distributed_Solar | 0 | 0 | 0 | 0 | 0 | 0 | 0 | 0 | 0 | 0 | 0 | 1 | 1 | 1 | 1 | [14 empty] | 1 | 1 | 2 | 1 | 2 | 1 | 1 | 0
PG&E GBA | Saratoga | 230 | Distributed_Solar | 0 | 0 | 0 | 0 | 0 | 0 | 0 | 0 | 0 | 0 | 0 | 5 | 4 | 1 | 1 | [14 empty] | 2 | 1 | 4 | 2 | 3 | 1 | 1 | 0
SCE Northern | Saugus | 230 | Distributed_Solar | 0 | 0 | 0 | 0 | 0 | 0 | 0 | 0 | 0 | 0 | 0 | 5 | 2 | 4 | 2 | [14 empty] | 1 | 1 | 3 | 1 | 3 | 1 | 1 | 0
PG&E FRESNO | Schindler | 115 | Distributed_Solar | 0 | 0 | 0 | 0 | 0 | 0 | 0 | 0 | 0 | 0 | 0 | 5 | 2 | 5 | 2 | 3 | [13 empty] | 1 | 1 | 4 | 2 | 1 | 1 | 1 | 0
PG&E FRESNO | Schindler | 70 | Distributed_Solar | 0 | 0 | 0 | 0 | 0 | 0 | 0 | 0 | 0 | 0 | 0 | 5 | 2 | 5 | 2 | [14 empty] | 1 | 1 | 4 | 2 | 1 | 1 | 1 | 0
PG&E GBA | Schulte | 115 | Distributed_Solar | 0 | 0 | 0 | 0 | 0 | 0 | 0 | 0 | 0 | 0 | 0 | 5 | 4 | 1 | 1 | [14 empty] | 1 | 1 | 1 | 2 | 2 | 1 | 1 | 0
SDGE | Scripps | 69 | Distributed_Solar | 0 | 0 | 0 | 0 | 0 | 0 | 0 | 0 | 0 | 0 | 0 | 1 | 1 | 1 | 1 | [14 empty] | 2 | 1 | 2 | 1 | 3 | 1 | 1 | 0
PG&E KERN | Semitropic | 115 | Distributed_Solar | 0 | 0 | 0 | 4.66 | 4.66 | 0 | 4.66 | 4.66 | 0 | 0 | 0 | 5 | 2 | 5 | 2 | [14 empty] | 1 | 1 | 3 | 1 | 1 | 1 | 1 | 1
SCE Metro | Serrano | 230 | Distributed_Solar | 0 | 0 | 0 | 0 | 0 | 0 | 0 | 0 | 0 | 0 | 0 | 1 | 1 | 1 | 1 | [14 empty] | 1 | 1 | 2 | 1 | 2 | 1 | 1 | 0
SCE Metro | Serrano | 500 | Distributed_Solar | 0 | 0 | 0 | 0 | 0 | 0 | 0 | 0 | 0 | 0 | 0 | 1 | 1 | 1 | 1 | [14 empty] | 1 | 1 | 2 | 1 | 2 | 1 | 1 | 0
SDGE | Shadowridge | 138 | Distributed_Solar | 0 | 0 | 0 | 0 | 0 | 0 | 0 | 0 | 0 | 0 | 0 | 1 | 1 | 1 | 1 | [14 empty] | 2 | 1 | 3 | 1 | 3 | 1 | 1 | 0
PG&E KERN | Shafter | 115 | Distributed_Solar | 0 | 0 | 0 | 2.25 | 2.25 | 0 | 2.25 | 2.25 | 0 | 0 | 0 | 5 | 2 | 5 | 2 | [14 empty] | 1 | 1 | 3 | 1 | 1 | 1 | 1 | 1
PG&E NGBA | Silverado | 115 | Distributed_Solar | 0 | 0 | 0 | 0 | 0 | 0 | 0 | 0 | 0 | 0 | 0 | 5 | 2 | 1 | 1 | [14 empty] | 2 | 1 | 4 | 2 | 3 | 1 | 1 | 0
SDGE | Silvergate | 230 | Distributed_Solar | 0 | 0 | 0 | 0 | 0 | 0 | 0 | 0 | 0 | 0 | 0 | 1 | 1 | 1 | 1 | [14 empty] | 2 | 1 | 1 | 1 | 1 | 1 | 1 | 0
SDGE | Silvergate | 69 | Distributed_Solar | 0 | 0 | 0 | 0 | 0 | 0 | 0 | 0 | 0 | 0 | 0 | 1 | 1 | 1 | 1 | [14 empty] | 2 | 1 | 1 | 1 | 1 | 1 | 1 | 0
PG&E KERN | Sisquoc | 115 | Distributed_Solar | 0 | 0 | 0 | 0 | 0 | 0 | 0 | 0 | 0 | 0 | 0 | 5 | 2 | 5 | 2 | [14 empty] | 2 | 2 | 4 | 1 | 3 | 1 | 1 | 0
EOP | Sloan Canyon | 230 | Distributed_Solar | 0 | 0 | 0 | 0 | 0 | 0 | 0 | 0 | 0 | 0 | 0 | 5 | 2 | 4 | 2 | [14 empty] | 2 | 2 | 3 | 1 | 3 | 1 | 1 | 0
EOP | Sloan Canyon | 500 | Distributed_Solar | 0 | 0 | 0 | 0 | 0 | 0 | 0 | 0 | 0 | 0 | 0 | 5 | 2 | 4 | 2 | [14 empty] | 2 | 2 | 3 | 1 | 3 | 1 | 1 | 0
PG&E KERN | Smyrna | 115 | Distributed_Solar | 0 | 0 | 0 | 0 | 0 | 0 | 0 | 0 | 0 | 0 | 0 | 5 | 2 | 5 | 2 | [14 empty] | 1 | 1 | 4 | 1 | 1 | 1 | 4 | 1
PG&E GBA | Sobrante | 115 | Distributed_Solar | 0 | 0 | 0 | 0 | 0 | 0 | 0 | 0 | 0 | 0 | 0 | 5 | 4 | 1 | 1 | [14 empty] | 2 | 1 | 2 | 1 | 3 | 1 | 1 | 0
PG&E GBA | Sobrante | 230 | Distributed_Solar | 0 | 0 | 0 | 0 | 0 | 0 | 0 | 0 | 0 | 0 | 0 | 5 | 4 | 1 | 1 | [14 empty] | 2 | 1 | 2 | 1 | 3 | 1 | 1 | 0
PG&E KERN | Solar | 230 | Distributed_Solar | 0 | 0 | 0 | 0 | 0 | 0 | 0 | 0 | 0 | 0 | 0 | 5 | 2 | 5 | 2 | [14 empty] | 2 | 1 | 4 | 2 | 3 | 1 | 1 | 0
PG&E GBA | Soledad | 115 | Distributed_Solar | 0 | 0 | 0 | 0 | 0 | 0 | 0 | 0 | 0 | 0 | 0 | 1 | 1 | 1 | 1 | [14 empty] | 2 | 2 | 4 | 2 | 3 | 1 | 1 | 0
PG&E GBA | Soledad | 60 | Distributed_Solar | 0 | 0 | 0 | 0 | 0 | 0 | 0 | 0 | 0 | 0 | 0 | 5 | 4 | 1 | 1 | [14 empty] | 2 | 2 | 4 | 2 | 3 | 1 | 1 | 0
SDGE | Spring Valley | 69 | Distributed_Solar | 0 | 0 | 0 | 0 | 0 | 0 | 0 | 0 | 0 | 0 | 0 | 1 | 1 | 1 | 1 | [14 empty] | 2 | 1 | 2 | 1 | 2 | 1 | 1 | 0
SCE Northern | Springville | 230 | Distributed_Solar | 0 | 0 | 0 | 3 | 3 | 0 | 3 | 3 | 0 | 0 | 0 | 1 | 1 | 1 | 1 | 4 | [13 empty] | 1 | 1 | 4 | 1 | 1 | 4+ | 1 | 1
PG&E GBA | Stagg | 230 | Distributed_Solar | 0 | 0 | 0 | 0 | 0 | 0 | 0 | 0 | 0 | 0 | 0 | 5 | 4 | 1 | 1 | [14 empty] | 1 | 1 | 3 | 2 | 2 | 1 | 1 | 0
PG&E GBA | Standard Oil | 115 | Distributed_Solar | 0 | 0 | 0 | 0 | 0 | 0 | 0 | 0 | 0 | 0 | 0 | 5 | 4 | 1 | 1 | [14 empty] | 2 | 1 | 1 | 1 | 2 | 1 | 1 | 0
PG&E GBA | Stanislaus | 115 | Distributed_Solar | 0 | 0 | 0 | 0 | 0 | 0 | 0 | 0 | 0 | 0 | 0 | 5 | 4 | 1 | 1 | [14 empty] | 2 | 1 | 4 | 1 | 3 | 1 | 1 | 0
PG&E KERN | Stockdale | 115 | Distributed_Solar | 0 | 0 | 0 | 0 | 0 | 0 | 0 | 0 | 0 | 0 | 0 | 5 | 2 | 5 | 2 | [14 empty] | 1 | 1 | 2 | 1 | 2 | 1 | 4 | 1
PG&E KERN | Stockdale | 230 | Distributed_Solar | 0 | 0 | 0 | 0 | 0 | 0 | 0 | 0 | 0 | 0 | 0 | 5 | 2 | 5 | 2 | [14 empty] | 1 | 1 | 2 | 1 | 2 | 1 | 1 | 0
PG&E GBA | Stockton A | 115 | Distributed_Solar | 0 | 0 | 0 | 0 | 0 | 0 | 0 | 0 | 0 | 0 | 0 | 5 | 4 | 1 | 1 | [14 empty] | 1 | 1 | 3 | 2 | 1 | 1 | 1 | 0
PG&E GBA | Stone | 115 | Distributed_Solar | 0 | 0 | 0 | 0 | 0 | 0 | 0 | 0 | 0 | 0 | 0 | 5 | 4 | 1 | 1 | [14 empty] | 2 | 1 | 3 | 2 | 2 | 1 | 1 | 0
PG&E FRESNO | Storey | 230 | Distributed_Solar | 0 | 0 | 0 | 0 | 0 | 0 | 0 | 0 | 0 | 0 | 0 | 5 | 2 | 5 | 2 | [14 empty] | 1 | 1 | 4 | 2 | 1 | 1 | 1 | 0
PG&E NGBA | Summit | 115 | Distributed_Solar | 0 | 0 | 0 | 0 | 0 | 0 | 0 | 0 | 0 | 0 | 0 | 5 | 5 | 3 | 3 | [14 empty] | 2 | 1 | 4 | 2 | 3 | 1 | 1 | 0
SDGE | Suncrest | 230 | Distributed_Solar | 0 | 0 | 0 | 0 | 0 | 0 | 0 | 0 | 0 | 0 | 0 | 1 | 1 | 1 | 1 | [14 empty] | 2 | 1 | 4 | 1 | 3 | 1 | 1 | 0
SDGE | Suncrest | 500 | Distributed_Solar | 0 | 0 | 0 | 0 | 0 | 0 | 0 | 0 | 0 | 0 | 0 | 1 | 1 | 1 | 1 | [14 empty] | 2 | 1 | 4 | 1 | 3 | 1 | 1 | 0
PG&E KERN | Sunrise | 230 | Distributed_Solar | 0 | 0 | 0 | 0 | 0 | 0 | 0 | 0 | 0 | 0 | 0 | 5 | 2 | 5 | 2 | [14 empty] | 1 | 1 | 1 | 1 | 1 | 1 | 1 | 0
PG&E KERN | Sunset | 230 | Distributed_Solar | 0 | 0 | 0 | 0 | 0 | 0 | 0 | 0 | 0 | 0 | 0 | 5 | 2 | 5 | 2 | [14 empty] | 1 | 1 | 1 | 1 | 1 | 1 | 1 | 0
PG&E GBA | Swift | 115 | Distributed_Solar | 0 | 0 | 0 | 0 | 0 | 0 | 0 | 0 | 0 | 0 | 0 | 5 | 4 | 1 | 1 | [14 empty] | 2 | 1 | 2 | 2 | 2 | 1 | 1 | 0
SDGE | Sycamore Canyon | 138 | Distributed_Solar | 0 | 0 | 0 | 0 | 0 | 0 | 0 | 0 | 0 | 0 | 0 | 1 | 1 | 1 | 1 | [14 empty] | 2 | 1 | 4 | 1 | 3 | 1 | 1 | 0
SDGE | Sycamore Canyon | 230 | Distributed_Solar | 0 | 0 | 0 | 0 | 0 | 0 | 0 | 0 | 0 | 0 | 0 | 1 | 1 | 1 | 1 | [14 empty] | 2 | 1 | 4 | 1 | 3 | 1 | 1 | 0
SDGE | Sycamore Canyon | 69 | Distributed_Solar | 0 | 0 | 0 | 0 | 0 | 0 | 0 | 0 | 0 | 0 | 0 | 1 | 1 | 1 | 1 | [14 empty] | 2 | 1 | 4 | 1 | 3 | 1 | 1 | 0
SCE Northern | Sylmar | 230 | Distributed_Solar | 0 | 0 | 0 | 0 | 0 | 0 | 0 | 0 | 0 | 0 | 0 | 5 | 2 | 4 | 2 | [14 empty] | 1 | 1 | 2 | 1 | 1 | 1 | 1 | 0
PG&E NGBA | Table Mountain | 115 | Distributed_Solar | 0 | 0 | 0 | 0 | 0 | 0 | 0 | 0 | 0 | 0 | 0 | 5 | 2 | 1 | 1 | [14 empty] | 2 | 1 | 3 | 2 | 1 | 1 | 1 | 0
PG&E NGBA | Table Mountain | 230 | Distributed_Solar | 0 | 0 | 0 | 0 | 0 | 0 | 0 | 0 | 0 | 0 | 0 | 5 | 4 | 1 | 1 | [14 empty] | 2 | 1 | 3 | 2 | 1 | 1 | 1 | 0
PG&E NGBA | Table Mountain | 500 | Distributed_Solar | 0 | 0 | 0 | 0 | 0 | 0 | 0 | 0 | 0 | 0 | 0 | 5 | 2 | 1 | 1 | [14 empty] | 2 | 1 | 3 | 2 | 1 | 1 | 1 | 0
PG&E NGBA | Table Mountain | 60 | Distributed_Solar | 0 | 0 | 0 | 0 | 0 | 0 | 0 | 0 | 0 | 0 | 0 | 5 | 4 | 1 | 1 | [14 empty] | 2 | 1 | 3 | 2 | 1 | 1 | 1 | 0
PG&E KERN | Taft | 115 | Distributed_Solar | 0 | 0 | 0 | 0 | 0 | 0 | 0 | 0 | 0 | 0 | 0 | 5 | 2 | 5 | 2 | [14 empty] | 1 | 1 | 2 | 1 | 2 | 1 | 4 | 1
SDGE | Talega | 138 | Distributed_Solar | 0 | 0 | 0 | 0 | 0 | 0 | 0 | 0 | 0 | 0 | 0 | 1 | 1 | 1 | 1 | [14 empty] | 2 | 1 | 3 | 1 | 3 | 1 | 1 | 0
SDGE | Talega | 230 | Distributed_Solar | 0 | 0 | 0 | 0 | 0 | 0 | 0 | 0 | 0 | 0 | 0 | 1 | 1 | 1 | 1 | [14 empty] | 2 | 1 | 3 | 1 | 3 | 1 | 1 | 0
PG&E GBA | Tassajara | 230 | Distributed_Solar | 0 | 0 | 0 | 0 | 0 | 0 | 0 | 0 | 0 | 0 | 0 | 5 | 2 | 1 | 1 | [14 empty] | 2 | 1 | 3 | 1 | 3 | 1 | 1 | 0
PG&E KERN | Tejon | 70 | Distributed_Solar | 0 | 0 | 0 | 0 | 0 | 0 | 0 | 0 | 0 | 0 | 0 | 5 | 2 | 5 | 2 | [14 empty] | 1 | 1 | 3 | 1 | 1 | 1 | 1 | 0
SDGE | Telegraph Canyon | 138 | Distributed_Solar | 0 | 0 | 0 | 0 | 0 | 0 | 0 | 0 | 0 | 0 | 0 | 1 | 1 | 1 | 1 | [14 empty] | 2 | 1 | 2 | 1 | 2 | 1 | 1 | 0
PG&E KERN | Temblor | 115 | Distributed_Solar | 0 | 0 | 0 | 0 | 0 | 0 | 0 | 0 | 0 | 0 | 0 | 5 | 2 | 5 | 2 | [14 empty] | 1 | 1 | 2 | 1 | 1 | 1 | 1 | 0
PG&E KERN | Templeton | 230 | Distributed_Solar | 0 | 0 | 0 | 0 | 0 | 0 | 0 | 0 | 0 | 0 | 0 | 5 | 2 | 5 | 2 | [14 empty] | 2 | 2 | 4 | 2 | 3 | 1 | 1 | 0
PG&E KERN | Templeton | 70 | Distributed_Solar | 0 | 0 | 0 | 0 | 0 | 0 | 0 | 0 | 0 | 0 | 0 | 5 | 2 | 5 | 2 | [14 empty] | 2 | 2 | 4 | 2 | 3 | 1 | 1 | 0
PG&E GBA | Tesla | 115 | Distributed_Solar | 0 | 0 | 0 | 0 | 0 | 0 | 0 | 0 | 0 | 0 | 0 | 5 | 4 | 1 | 1 | [14 empty] | 2 | 1 | 2 | 1 | 2 | 1 | 1 | 0
PG&E GBA | Tesla | 230 | Distributed_Solar | 0 | 0 | 0 | 0 | 0 | 0 | 0 | 0 | 0 | 0 | 0 | 5 | 4 | 1 | 1 | [14 empty] | 2 | 1 | 2 | 1 | 2 | 1 | 1 | 0
PG&E GBA | Tesla | 500 | Distributed_Solar | 0 | 0 | 0 | 0 | 0 | 0 | 0 | 0 | 0 | 0 | 0 | 5 | 4 | 1 | 1 | [14 empty] | 2 | 1 | 2 | 1 | 2 | 1 | 1 | 0
PG&E KERN | Tevis | 115 | Distributed_Solar | 0 | 0 | 0 | 0 | 0 | 0 | 0 | 0 | 0 | 0 | 0 | 5 | 2 | 5 | 2 | 4 | [13 empty] | 1 | 1 | 2 | 1 | 2 | 1 | 1 | 0
EOP | Thousandaire | 138 | Distributed_Solar | 0 | 0 | 0 | 0 | 0 | 0 | 0 | 0 | 0 | 0 | 0 | 5 | 2 | 4 | 2 | [14 empty] | 2 | 2 | 4 | 1 | 3 | 1 | 1 | 0
PG&E KERN | Topaz | 230 | Distributed_Solar | 0 | 0 | 0 | 0 | 0 | 0 | 0 | 0 | 0 | 0 | 0 | 5 | 2 | 5 | 2 | [14 empty] | 1 | 1 | 3 | 1 | 2 | 1 | 1 | 0
SCE NOL | Tortilla | 115 | Distributed_Solar | 0 | 0 | 0 | 3 | 3 | 0 | 3 | 3 | 0 | 0 | 0 | 3 | 3 | 1 | 1 | [14 empty] | 2 | 1 | 4 | 1 | 2 | 1+ | 1 | 1
SDGE | Trabuco | 138 | Distributed_Solar | 0 | 0 | 0 | 0 | 0 | 0 | 0 | 0 | 0 | 0 | 0 | 1 | 1 | 1 | 1 | [14 empty] | 1 | 1 | 1 | 1 | 2 | 1 | 1 | 0
PG&E GBA | Tracy | 115 | Distributed_Solar | 0 | 0 | 0 | 0 | 0 | 0 | 0 | 0 | 0 | 0 | 0 | 5 | 4 | 1 | 1 | [14 empty] | 2 | 1 | 3 | 1 | 2 | 1 | 1 | 0
PG&E FRESNO | Tranquility | 230 | Distributed_Solar | 0 | 0 | 0 | 0 | 0 | 0 | 0 | 0 | 0 | 0 | 0 | 5 | 2 | 5 | 2 | [14 empty] | 1 | 1 | 4 | 2 | 1 | 1 | 1 | 0
PG&E GBA | Trimble | 115 | Distributed_Solar | 0 | 0 | 0 | 0 | 0 | 0 | 0 | 0 | 0 | 0 | 0 | 5 | 4 | 1 | 1 | [14 empty] | 2 | 1 | 3 | 2 | 2 | 1 | 1 | 0
EOP | Trout Canyon | 230 | Distributed_Solar | 0 | 0 | 0 | 0 | 0 | 0 | 0 | 0 | 0 | 0 | 0 | 5 | 2 | 4 | 2 | [14 empty] | 2 | 2 | 4 | 1 | 3 | 1 | 1 | 0
EOP | Trout Canyon | 500 | Distributed_Solar | 0 | 0 | 0 | 0 | 0 | 0 | 0 | 0 | 0 | 0 | 0 | 5 | 2 | 4 | 2 | [14 empty] | 2 | 2 | 4 | 1 | 3 | 1 | 1 | 0
PG&E NGBA | Tulucay | 230 | Distributed_Solar | 0 | 0 | 0 | 0 | 0 | 0 | 0 | 0 | 0 | 0 | 0 | 5 | 2 | 1 | 1 | [14 empty] | 2 | 1 | 3 | 2 | 3 | 1 | 1 | 0
PG&E NGBA | Tulucay | 60 | Distributed_Solar | 0 | 0 | 0 | 0 | 0 | 0 | 0 | 0 | 0 | 0 | 0 | 5 | 2 | 1 | 1 | [14 empty] | 2 | 1 | 3 | 2 | 3 | 1 | 1 | 0
PG&E KERN | Tupman | 115 | Distributed_Solar | 0 | 0 | 0 | 0 | 0 | 0 | 0 | 0 | 0 | 0 | 0 | 5 | 2 | 5 | 2 | [14 empty] | 1 | 1 | 2 | 1 | 1 | 1 | 1 | 0
PG&E NGBA | Ukiah | 115 | Distributed_Solar | 0 | 0 | 0 | 0 | 0 | 0 | 0 | 0 | 0 | 0 | 0 | 5 | 2 | 1 | 1 | [14 empty] | 2 | 2 | 4 | 2 | 3 | 1 | 1 | 0
PG&E KERN | Union (Estrella) | 70 | Distributed_Solar | 0 | 0 | 0 | 0 | 0 | 0 | 0 | 0 | 0 | 0 | 0 | 5 | 2 | 5 | 2 | [14 empty] | 2 | 2 | 4 | 2 | 3 | 1 | 1 | 0
PG&E NGBA | Vaca Dixon | 115 | Distributed_Solar | 0 | 0 | 0 | 0 | 0 | 0 | 0 | 0 | 0 | 0 | 0 | 5 | 2 | 1 | 1 | [14 empty] | 2 | 1 | 1 | 1 | 3 | 1 | 1 | 0
PG&E NGBA | Vaca Dixon | 230 | Distributed_Solar | 0 | 0 | 0 | 0 | 0 | 0 | 0 | 0 | 0 | 0 | 0 | 5 | 2 | 1 | 1 | [14 empty] | 2 | 1 | 1 | 1 | 3 | 1 | 1 | 0
PG&E NGBA | Vaca Dixon | 500 | Distributed_Solar | 0 | 0 | 0 | 0 | 0 | 0 | 0 | 0 | 0 | 0 | 0 | 5 | 2 | 1 | 1 | [14 empty] | 2 | 1 | 1 | 1 | 3 | 1 | 1 | 0
PG&E NGBA | Vaca Dixon | 60 | Distributed_Solar | 0 | 0 | 0 | 0 | 0 | 0 | 0 | 0 | 0 | 0 | 0 | 5 | 2 | 1 | 1 | [14 empty] | 2 | 1 | 1 | 1 | 3 | 1 | 1 | 0
SCE Eastern | Valley (SCE) | 500 | Distributed_Solar | 0 | 0 | 0 | 0 | 0 | 0 | 0 | 0 | 0 | 0 | 0 | 4 | 4 | 1 | 1 | [14 empty] | 1 | 1 | 2 | 1 | 2 | 1 | 1 | 0
EOP | Valley (VEA) | 138 | Distributed_Solar | 0 | 0 | 0 | 0 | 0 | 0 | 0 | 0 | 0 | 0 | 0 | 5 | 2 | 4 | 2 | [14 empty] | 2 | 2 | 4 | 1 | 3 | 1 | 1 | 0
SDGE | Valley Center | 69 | Distributed_Solar | 0 | 0 | 0 | 0 | 0 | 0 | 0 | 0 | 0 | 0 | 0 | 1 | 1 | 1 | 1 | [14 empty] | 2 | 1 | 4 | 1 | 3 | 1+ | 5 | 1
PG&E GBA | Valley Home | 115 | Distributed_Solar | 0 | 0 | 0 | 0 | 0 | 0 | 0 | 0 | 0 | 0 | 0 | 5 | 4 | 1 | 1 | [14 empty] | 1 | 1 | 4 | 2 | 1 | 1 | 1 | 0
PG&E GBA | Valley Springs | 230 | Distributed_Solar | 0 | 0 | 0 | 0 | 0 | 0 | 0 | 0 | 0 | 0 | 0 | 5 | 4 | 1 | 1 | [14 empty] | 2 | 1 | 4 | 1 | 3 | 1 | 1 | 0
PG&E GBA | Valley Springs | 60 | Distributed_Solar | 0 | 0 | 0 | 0 | 0 | 0 | 0 | 0 | 0 | 0 | 0 | 5 | 4 | 1 | 1 | [14 empty] | 2 | 1 | 4 | 1 | 3 | 1 | 1 | 0
EOP | Valley Switch | 138 | Distributed_Solar | 0 | 0 | 0 | 0 | 0 | 0 | 0 | 0 | 0 | 0 | 0 | 5 | 2 | 4 | 2 | [14 empty] | 2 | 2 | 4 | 1 | 3 | 1 | 1 | 0
EOP | Valley Switch | 230 | Distributed_Solar | 0 | 0 | 0 | 0 | 0 | 0 | 0 | 0 | 0 | 0 | 0 | 5 | 2 | 4 | 2 | [14 empty] | 2 | 2 | 4 | 1 | 3 | 1 | 1 | 0
PG&E GBA | Vasco | 230 | Distributed_Solar | 0 | 0 | 0 | 0 | 0 | 0 | 0 | 0 | 0 | 0 | 0 | 5 | 4 | 1 | 1 | [14 empty] | 2 | 1 | 3 | 1 | 3 | 1 | 1 | 0
PG&E GBA | Vasona | 230 | Distributed_Solar | 0 | 0 | 0 | 0 | 0 | 0 | 0 | 0 | 0 | 0 | 0 | 5 | 4 | 1 | 1 | [14 empty] | 2 | 1 | 4 | 2 | 3 | 1 | 1 | 0
SCE Northern | Vestal | 230 | Distributed_Solar | 0 | 0 | 0 | 0 | 0 | 0 | 0 | 0 | 0 | 0 | 0 | 1 | 1 | 1 | 1 | [14 empty] | 1 | 1 | 4 | 1 | 1 | 4+ | 1 | 1
SCE Northern | Vestal | 66 | Distributed_Solar | 0 | 0 | 0 | 0 | 0 | 0 | 0 | 0 | 0 | 0 | 0 | 1 | 1 | 1 | 1 | [14 empty] | 1 | 1 | 4 | 1 | 1 | 1 | 1 | 0
SCE NOL | Victor | 115 | Distributed_Solar | 0 | 0 | 0 | 7 | 7 | 0 | 7 | 7 | 0 | 0 | 0 | 1 | 1 | 1 | 1 | 3 | [13 empty] | 2 | 1 | 3 | 1 | 2 | 1+ | 1 | 1
SCE NOL | Victor | 230 | Distributed_Solar | 0 | 0 | 0 | 0 | 0 | 0 | 0 | 0 | 0 | 0 | 0 | 1 | 1 | 1 | 1 | 4 | [13 empty] | 2 | 1 | 3 | 1 | 2 | 4+ | 5 | 1
SCE Metro | Viejo | 230 | Distributed_Solar | 0 | 0 | 0 | 0 | 0 | 0 | 0 | 0 | 0 | 0 | 0 | 1 | 1 | 1 | 1 | [14 empty] | 1 | 1 | 3 | 1 | 2 | 1 | 1 | 0
PG&E GBA | Vierra | 115 | Distributed_Solar | 0 | 0 | 0 | 2.975 | 2.975 | 0 | 2.975 | 2.975 | 0 | 0 | 0 | 5 | 4 | 1 | 1 | [14 empty] | 1 | 1 | 1 | 2 | 1 | 1 | 1 | 1
SCE Metro | Villa Park | 230 | Distributed_Solar | 0 | 0 | 0 | 0 | 0 | 0 | 0 | 0 | 0 | 0 | 0 | 1 | 1 | 1 | 1 | [14 empty] | 1 | 1 | 2 | 1 | 2 | 1 | 1 | 0
SCE Northern | Vincent | 230 | Distributed_Solar | 0 | 0 | 0 | 0 | 0 | 0 | 0 | 0 | 0 | 0 | 0 | 1 | 1 | 1 | 1 | [14 empty] | 2 | 1 | 4 | 1 | 3 | 1 | 1 | 0
SCE Northern | Vincent | 500 | Distributed_Solar | 0 | 0 | 0 | 0 | 0 | 0 | 0 | 0 | 0 | 0 | 0 | 1 | 1 | 1 | 1 | [14 empty] | 2 | 1 | 4 | 1 | 3 | 1 | 1 | 0
PG&E GBA | Vineyard | 230 | Distributed_Solar | 0 | 0 | 0 | 0 | 0 | 0 | 0 | 0 | 0 | 0 | 0 | 5 | 4 | 1 | 1 | [14 empty] | 2 | 1 | 2 | 1 | 3 | 1 | 1 | 0
SDGE | Vineyard | 69 | Distributed_Solar | 0 | 0 | 0 | 0 | 0 | 0 | 0 | 0 | 0 | 0 | 0 | 1 | 1 | 1 | 1 | [14 empty] | 2 | 1 | 2 | 1 | 3 | 1 | 1 | 0
SCE Eastern | Vista (SCE) | 230 | Distributed_Solar | 0 | 0 | 0 | 0 | 0 | 0 | 0 | 0 | 0 | 0 | 0 | 4 | 4 | 1 | 1 | [14 empty] | 1 | 1 | 2 | 1 | 1 | 1 | 1 | 0
EOP | Vista (VEA) | 138 | Distributed_Solar | 0 | 0 | 0 | 0 | 0 | 0 | 0 | 0 | 0 | 0 | 0 | 5 | 2 | 4 | 2 | [14 empty] | 2 | 2 | 4 | 1 | 3 | 1 | 1 | 0
EOP | Vista (VEA) | 230 | Distributed_Solar | 0 | 0 | 0 | 0 | 0 | 0 | 0 | 0 | 0 | 0 | 0 | 5 | 2 | 4 | 2 | [14 empty] | 2 | 2 | 4 | 1 | 3 | 1 | 1 | 0
PG&E FRESNO | Wahtoke | 115 | Distributed_Solar | 0 | 0 | 0 | 0 | 0 | 0 | 0 | 0 | 0 | 0 | 0 | 5 | 2 | 5 | 2 | [14 empty] | 1 | 1 | 3 | 2 | 1 | 1 | 1 | 0
SCE Northern | Wakefield | 66 | Distributed_Solar | 0 | 0 | 0 | 0 | 0 | 0 | 0 | 0 | 0 | 0 | 0 | 5 | 2 | 4 | 2 | [14 empty] | 2 | 1 | 4 | 1 | 3 | 1 | 1 | 0
SCE Metro | Walnut | 230 | Distributed_Solar | 0 | 0 | 0 | 0 | 0 | 0 | 0 | 0 | 0 | 0 | 0 | 1 | 1 | 1 | 1 | [14 empty] | 1 | 1 | 1 | 1 | 1 | 1 | 1 | 0
SCE Northern | Warne | 230 | Distributed_Solar | 0 | 0 | 0 | 0 | 0 | 0 | 0 | 0 | 0 | 0 | 0 | 5 | 2 | 4 | 2 | [14 empty] | 1 | 1 | 4 | 1 | 3 | 1 | 1 | 0
PG&E GBA | Warnerville | 230 | Distributed_Solar | 0 | 0 | 0 | 0 | 0 | 0 | 0 | 0 | 0 | 0 | 0 | 5 | 4 | 5 | 2 | [14 empty] | 1 | 1 | 3 | 2 | 2 | 1 | 1 | 0
PG&E FRESNO | Waukena | 115 | Distributed_Solar | 0 | 0 | 0 | 0 | 0 | 0 | 0 | 0 | 0 | 0 | 0 | 5 | 2 | 5 | 2 | [14 empty] | 1 | 1 | 4 | 2 | 1 | 1 | 1 | 0
PG&E GBA | Weber | 230 | Distributed_Solar | 0 | 0 | 0 | 0 | 0 | 0 | 0 | 0 | 0 | 0 | 0 | 5 | 4 | 1 | 1 | [14 empty] | 1 | 1 | 3 | 2 | 1 | 1 | 1 | 0
PG&E GBA | Weber | 60 | Distributed_Solar | 0 | 0 | 0 | 0 | 0 | 0 | 0 | 0 | 0 | 0 | 0 | 5 | 4 | 1 | 1 | 3 | [13 empty] | 1 | 1 | 3 | 2 | 1 | 1 | 4 | 1
PG&E FRESNO | West Fresno | 115 | Distributed_Solar | 0 | 0 | 0 | 0 | 0 | 0 | 0 | 0 | 0 | 0 | 0 | 5 | 2 | 5 | 2 | [14 empty] | 1 | 1 | 2 | 2 | 1 | 1 | 1 | 0
PG&E FRESNO | Westley | 230 | Distributed_Solar | 0 | 0 | 0 | 0 | 0 | 0 | 0 | 0 | 0 | 0 | 0 | 1 | 1 | 1 | 1 | [14 empty] | 1 | 1 | 4 | 2 | 1 | 1 | 1 | 0
PG&E KERN | Westpark | 115 | Distributed_Solar | 0 | 0 | 0 | 0 | 0 | 0 | 0 | 0 | 0 | 0 | 0 | 5 | 2 | 5 | 2 | [14 empty] | 1 | 1 | 3 | 1 | 1 | 1 | 1 | 0
PG&E KERN | Wheeler Ridge | 230 | Distributed_Solar | 0 | 0 | 0 | 0 | 0 | 0 | 0 | 0 | 0 | 0 | 0 | 5 | 2 | 5 | 2 | [14 empty] | 1 | 1 | 4 | 1 | 1 | 1 | 1 | 0
PG&E KERN | Wheeler Ridge | 115 | Distributed_Solar | 0 | 0 | 0 | 0 | 0 | 0 | 0 | 0 | 0 | 0 | 0 | 5 | 2 | 5 | 2 | [14 empty] | 1 | 1 | 4 | 1 | 1 | 1 | 1 | 0
PG&E KERN | Wheeler Ridge | 70 | Distributed_Solar | 0 | 0 | 0 | 0 | 0 | 0 | 0 | 0 | 0 | 0 | 0 | 5 | 2 | 5 | 2 | [14 empty] | 1 | 1 | 4 | 1 | 1 | 1 | 1 | 0
SCE Northern | Whirlwind | 230 | Distributed_Solar | 0 | 0 | 0 | 0 | 0 | 0 | 0 | 0 | 0 | 0 | 0 | 1 | 1 | 1 | 1 | [14 empty] | 2 | 1 | 4 | 1 | 3 | 1 | 1 | 0
SCE Northern | Whirlwind | 500 | Distributed_Solar | 0 | 0 | 0 | 0 | 0 | 0 | 0 | 0 | 0 | 0 | 0 | 1 | 1 | 1 | 1 | [14 empty] | 2 | 1 | 4 | 1 | 3 | 1 | 1 | 0
PG&E GBA | Whisman | 115 | Distributed_Solar | 0 | 0 | 0 | 0 | 0 | 0 | 0 | 0 | 0 | 0 | 0 | 1 | 1 | 1 | 1 | [14 empty] | 2 | 1 | 2 | 2 | 2 | 1 | 1 | 0
SCE Eastern | Wildlife | 230 | Distributed_Solar | 0 | 0 | 0 | 0 | 0 | 0 | 0 | 0 | 0 | 0 | 0 | 4 | 4 | 1 | 1 | [14 empty] | 1 | 1 | 1 | 1 | 1 | 1 | 1 | 0
PG&E FRESNO | Wilson | 115 | Distributed_Solar | 0 | 0 | 0 | 0 | 0 | 0 | 0 | 0 | 0 | 0 | 0 | 5 | 4 | 5 | 2 | [14 empty] | 1 | 1 | 4 | 2 | 1 | 1 | 1 | 0
PG&E FRESNO | Wilson | 230 | Distributed_Solar | 0 | 0 | 0 | 0 | 0 | 0 | 0 | 0 | 0 | 0 | 0 | 5 | 4 | 5 | 2 | [14 empty] | 1 | 1 | 4 | 2 | 1 | 1 | 1 | 0
SCE Northern | Windhub | 230 | Distributed_Solar | 0 | 0 | 0 | 0 | 0 | 0 | 0 | 0 | 0 | 0 | 0 | 1 | 1 | 1 | 1 | 4 | [13 empty] | 2 | 1 | 4 | 1 | 2 | 1+ | 1 | 1
SCE Northern | Windhub | 500 | Distributed_Solar | 0 | 0 | 0 | 0 | 0 | 0 | 0 | 0 | 0 | 0 | 0 | 1 | 1 | 1 | 1 | [14 empty] | 2 | 1 | 4 | 1 | 2 | 1 | 1 | 0
PG&E GBA | Windmaster | 230 | Distributed_Solar | 0 | 0 | 0 | 0 | 0 | 0 | 0 | 0 | 0 | 0 | 0 | 5 | 2 | 1 | 1 | [14 empty] | 2 | 1 | 2 | 1 | 2 | 1 | 1 | 0
PG&E NGBA | Windsor | 60 | Distributed_Solar | 0 | 0 | 0 | 0 | 0 | 0 | 0 | 0 | 0 | 0 | 0 | 5 | 2 | 1 | 1 | [14 empty] | 1 | 1 | 2 | 1 | 2 | 1 | 1 | 0
PG&E NGBA | Woodland | 115 | Distributed_Solar | 0 | 0 | 0 | 0 | 0 | 0 | 0 | 0 | 0 | 0 | 0 | 5 | 5 | 3 | 3 | [14 empty] | 2 | 1 | 4 | 2 | 3 | 1 | 1 | 0
PG&E FRESNO | Woodward | 115 | Distributed_Solar | 0 | 0 | 0 | 0 | 0 | 0 | 0 | 0 | 0 | 0 | 0 | 5 | 2 | 5 | 2 | [14 empty] | 1 | 1 | 2 | 2 | 2 | 1 | 1 | 0
PG&E NGBA | Wyandotte | 115 | Distributed_Solar | 0 | 0 | 0 | 0 | 0 | 0 | 0 | 0 | 0 | 0 | 0 | 5 | 4 | 1 | 1 | [14 empty] | 2 | 1 | 2 | 2 | 2 | 1 | 4 | 1
PG&E KERN | 7th Standard | 115 | Solar | 0 | 0 | 0 | 0 | 0 | 0 | 0 | 0 | 0 | 0 | 0 | 5 | 2 | 5 | 2 |  | 1 | 1 | 1 | 1 | 2 | 1 | 1 | 1 | 1 | 1 | 1 | 1 | 1 | 1 | 1 | 3 | 1 | 2 | 2+ | 1 | 1
SCE Metro | Alamitos | 230 | Solar | 0 | 0 | 0 | 0 | 0 | 0 | 0 | 0 | 0 | 0 | 0 | 1 | 1 | 1 | 1 |  | 1 | 1 | 1 | 1 | 1 | 2 | 1 | 1 | 1 | 3 | 3 | 1 | 1 | 1 | 1 | 1 | 1 | 1 | 1 | 1 | 0
SCE Eastern | Alberhill | 115 | Solar | 0 | 0 | 0 | 0 | 0 | 0 | 0 | 0 | 0 | 0 | 0 | 4 | 4 | 1 | 1 |  | 1 | 1 | 1 | 1 | 1 | 2 | 5 | 1 | 1 | 1 | 3 | 1 | 1 | 1 | 1 | 4 | 1 | 1 | 1 | 1 | 0
SCE Eastern | Alberhill | 500 | Solar | 0 | 0 | 0 | 0 | 0 | 0 | 0 | 0 | 0 | 0 | 0 | 4 | 4 | 1 | 1 |  | 1 | 1 | 1 | 1 | 1 | 2 | 5 | 1 | 1 | 1 | 3 | 1 | 1 | 1 | 1 | 4 | 1 | 1 | 1 | 1 | 0
PG&E GBA | Alhambra | 115 | Solar | 0 | 0 | 0 | 0 | 0 | 0 | 0 | 0 | 0 | 0 | 0 | 5 | 2 | 1 | 1 |  | 1 | 1 | 1 | 1 | 1 | 2 | 2 | 1 | 2 | 2 | 3 | 1 | 1 | 2 | 1 | 2 | 1 | 2 | 1 | 1 | 0
PG&E FRESNO | Alpaugh | 115 | Solar | 0 | 0 | 0 | 0 | 0 | 0 | 0 | 0 | 0 | 0 | 0 | 5 | 2 | 5 | 2 | 3 | 1 | 1 | 1 | 1 | 1 | 1 | 1 | 1 | 1 | 1 | 1 | 1 | 1 | 1 | 1 | 3 | 1 | 1 | 2+ | 1 | 1
SDGE | Alpine | 69 | Solar | 0 | 0 | 0 | 0 | 0 | 0 | 0 | 0 | 0 | 0 | 0 | 1 | 1 | 1 | 1 |  | 1 | 3 | 1 | 1 | 1 | 2 | 5 | 1 | 1 | 2 | 3 | 2 | 1 | 2 | 1 | 4 | 1 | 3 | 1 | 1 | 0
PG&E GBA | Altamont Midway (Sandhill) | 230 | Solar | 0 | 0 | 0 | 0 | 0 | 0 | 0 | 0 | 0 | 0 | 0 | 5 | 2 | 1 | 1 |  | 1 | 1 | 1 | 1 | 1 | 2 | 5 | 2 | 2 | 2 | 3 | 1 | 1 | 2 | 1 | 2 | 1 | 3 | 1 | 1 | 0
SCE Northern | Antelope | 66 | Solar | 0 | 0 | 0 | 0 | 0 | 0 | 0 | 0 | 0 | 0 | 0 | 1 | 1 | 1 | 1 |  | 1 | 1 | 2 | 3 | 1 | 2 | 3 | 1 | 1 | 1 | 1 | 1 | 1 | 2 | 1 | 4 | 1 | 3 | 4+ | 4 | 1 | no concern
SCE Northern | Antelope | 230 | Solar | 0 | 0 | 713 | 0 | 713 | 0 | 0 | 0 | 713 | 0 | 713 | 1 | 1 | 1 | 1 | 4 | 1 | 1 | 2 | 3 | 1 | 2 | 3 | 1 | 1 | 1 | 1 | 1 | 1 | 2 | 1 | 4 | 1 | 3 | 5- | 1 | 1 | solar CI, consistent
SCE Northern | Antelope | 500 | Solar | 0 | 0 | 326 | 0 | 326 | 0 | 0 | 0 | 326 | 0 | 326 | 1 | 1 | 1 | 1 |  | 1 | 2 | 2 | 3 | 1 | 2 | 3 | 1 | 1 | 1 | 1 | 1 | 1 | 2 | 1 | 4 | 1 | 3 | 5- | 1 | 1 | solar CI, consistent
PG&E NGBA | Arcata | 60 | Solar | 0 | 0 | 0 | 0 | 0 | 0 | 0 | 0 | 0 | 0 | 0 | 5 | 2 | 1 | 1 |  | 1 | 3 | 1 | 1 | 1 | 2 | 1 | 1 | 1 | 2 | 2 | 1 | 1 | 2 | 2 | 4 | 2 | 3 | 1 | 1 | 0
PG&E KERN | Arco | 230 | Solar | 0 | 0 | 870 | 455 | 1325 | 0 | 0 | 0 | 870 | 455 | 1325 | 5 | 2 | 5 | 2 | 3 | 1 | 2 | 2 | 1 | 2 | 1 | 2 | 2 | 1 | 1 | 3 | 1 | 1 | 1 | 1 | 4 | 1 | 1 | 4- | 1 | 1
PG&E KERN | Arco | 70 | Solar | 0 | 0 | 60 | 0 | 60 | 60 | 0 | 60 | 0 | 0 | 0 | 5 | 2 | 5 | 2 |  | 1 | 4 | 2 | 1 | 2 | 1 | 2 | 2 | 1 | 1 | 3 | 1 | 1 | 1 | 1 | 4 | 1 | 1 | 1 | 1 | 1
SCE Metro | ArcoGen | 230 | Solar | 0 | 0 | 0 | 0 | 0 | 0 | 0 | 0 | 0 | 0 | 0 | 1 | 1 | 1 | 1 |  | 1 | 1 | 1 | 1 | 1 | 2 | 1 | 1 | 1 | 2 | 2 | 1 | 1 | 1 | 1 | 1 | 1 | 1 | 1 | 1 | 0
SDGE | Artesian | 230 | Solar | 0 | 0 | 0 | 0 | 0 | 0 | 0 | 0 | 0 | 0 | 0 | 1 | 1 | 1 | 1 |  | 1 | 1 | 1 | 1 | 1 | 2 | 5 | 2 | 2 | 1 | 3 | 1 | 1 | 2 | 1 | 2 | 1 | 3 | 1 | 1 | 0
SDGE | Artesian | 69 | Solar | 0 | 0 | 0 | 0 | 0 | 0 | 0 | 0 | 0 | 0 | 0 | 1 | 1 | 1 | 1 |  | 1 | 1 | 1 | 1 | 1 | 2 | 5 | 2 | 2 | 1 | 3 | 1 | 1 | 2 | 1 | 2 | 1 | 3 | 1 | 1 | 0
PG&E FRESNO | Ashlan | 230 | Solar | 0 | 0 | 0 | 0 | 0 | 0 | 0 | 0 | 0 | 0 | 0 | 5 | 4 | 5 | 2 |  | 1 | 1 | 1 | 1 | 2 | 1 | 1 | 1 | 1 | 1 | 1 | 1 | 1 | 1 | 1 | 2 | 2 | 1 | 1 | 1 | 0
PG&E NGBA | Atlantic | 115 | Solar | 0 | 0 | 0 | 0 | 0 | 0 | 0 | 0 | 0 | 0 | 0 | 5 | 4 | 1 | 1 |  | 1 | 1 | 1 | 1 | 1 | 2 | 3 | 1 | 1 | 1 | 1 | 1 | 1 | 2 | 1 | 2 | 2 | 3 | 1 | 1 | 0
PG&E NGBA | Atlantic | 230 | Solar | 0 | 0 | 0 | 0 | 0 | 0 | 0 | 0 | 0 | 0 | 0 | 5 | 4 | 1 | 1 |  | 1 | 1 | 1 | 1 | 1 | 2 | 3 | 1 | 1 | 1 | 1 | 1 | 1 | 2 | 1 | 2 | 2 | 3 | 1 | 1 | 0
PG&E NGBA | Atlantic | 60 | Solar | 0 | 0 | 0 | 0 | 0 | 0 | 0 | 0 | 0 | 0 | 0 | 5 | 4 | 1 | 1 |  | 1 | 1 | 1 | 1 | 1 | 2 | 3 | 1 | 1 | 1 | 1 | 1 | 1 | 2 | 1 | 2 | 2 | 3 | 1 | 1 | 0
PG&E FRESNO | Atwater | 115 | Solar | 0 | 0 | 0 | 0 | 0 | 0 | 0 | 0 | 0 | 0 | 0 | 5 | 4 | 5 | 2 |  | 1 | 1 | 1 | 1 | 1 | 1 | 1 | 1 | 1 | 1 | 2 | 1 | 1 | 1 | 1 | 2 | 2 | 1 | 4+ | 1 | 1
PG&E GBA | Avena | 115 | Solar | 0 | 0 | 0 | 0 | 0 | 0 | 0 | 0 | 0 | 0 | 0 | 5 | 4 | 1 | 1 |  | 1 | 1 | 1 | 1 | 1 | 1 | 1 | 1 | 1 | 1 | 1 | 1 | 1 | 1 | 1 | 3 | 2 | 1 | 1 | 1 | 0
SDGE | Avocado | 69 | Solar | 0 | 0 | 0 | 0 | 0 | 0 | 0 | 0 | 0 | 0 | 0 | 1 | 1 | 1 | 1 |  | 1 | 1 | 1 | 1 | 1 | 2 | 5 | 3 | 1 | 1 | 3 | 1 | 1 | 2 | 1 | 3 | 1 | 3 | 1 | 1 | 0
PG&E NGBA | Bahia | 230 | Solar | 0 | 0 | 0 | 0 | 0 | 0 | 0 | 0 | 0 | 0 | 0 | 5 | 4 | 1 | 1 |  | 1 | 1 | 1 | 1 | 1 | 2 | 2 | 1 | 1 | 1 | 3 | 1 | 1 | 2 | 1 | 1 | 1 | 2 | 2+ | 1 | 1
SCE Northern | Bailey | 230 | Solar | 0 | 0 | 0 | 0 | 0 | 0 | 0 | 0 | 0 | 0 | 0 | 5 | 2 | 4 | 2 |  | 1 | 1 | 1 | 1 | 1 | 2 | 5 | 2 | 2 | 2 | 5 | 2 | 1 | 1 | 1 | 4 | 1 | 3 | 1 | 1 | 0
SCE NOL | Baker | 115 | Solar | 0 | 0 | 0 | 0 | 0 | 0 | 0 | 0 | 0 | 0 | 0 | 3 | 3 | 1 | 1 |  | 1 | 1 | 1 | 1 | 1 | 2 | 1 | 1 | 1 | 1 | 1 | 2 | 1 | 2 | 2 | 4 | 1 | 1 | 1 | 1 | 0
PG&E KERN | Bakersfield | 230 | Solar | 0 | 0 | 440 | 0 | 440 | 0 | 0 | 0 | 440 | 0 | 440 | 5 | 2 | 5 | 2 |  | 1 | 1 | 2 | 3 | 1 | 1 | 2 | 1 | 1 | 1 | 2 | 1 | 1 | 1 | 1 | 3 | 1 | 1 | 5- | 1 | 1
PG&E FRESNO | Balch | 230 | Solar | 0 | 0 | 190 | 0 | 190 | 0 | 0 | 0 | 190 | 0 | 190 | 5 | 2 | 5 | 2 |  | 2 | 2 | 2 | 1 | 1 | 2 | 5 | 1 | 1 | 1 | 2 | 2 | 1 | 1 | 1 | 4 | 2 | 3 | 5- | 1 | 1 | solar CI, no concern
SCE Eastern | Bannister | 230 | Solar | 0 | 0 | 0 | 0 | 0 | 0 | 0 | 0 | 0 | 0 | 0 | 5 | 4 | 1 | 1 |  | 1 | 1 | 1 | 1 | 1 | 2 | 1 | 1 | 1 | 2 | 2 | 1 | 1 | 2 | 1 | 2 | 2 | 1 | 2+ | 1 | 1
SCE Metro | Barre | 230 | Solar | 0 | 0 | 0 | 0 | 0 | 0 | 0 | 0 | 0 | 0 | 0 | 1 | 1 | 1 | 1 |  | 1 | 2 | 1 | 1 | 1 | 2 | 1 | 1 | 1 | 5 | 5 | 1 | 1 | 1 | 1 | 1 | 1 | 1 | 4+ | 4 | 1
SDGE | Bay Boulevard | 69 | Solar | 0 | 0 | 0 | 0 | 0 | 0 | 0 | 0 | 0 | 0 | 0 | 1 | 1 | 1 | 1 |  | 1 | 1 | 1 | 1 | 1 | 2 | 2 | 1 | 2 | 4 | 4 | 1 | 1 | 2 | 1 | 2 | 1 | 1 | 1 | 1 | 0
SDGE | Bay Boulevard | 230 | Solar | 0 | 0 | 0 | 0 | 0 | 0 | 0 | 0 | 0 | 0 | 0 | 1 | 1 | 1 | 1 |  | 1 | 1 | 1 | 1 | 1 | 2 | 2 | 1 | 2 | 4 | 4 | 1 | 1 | 2 | 1 | 2 | 1 | 1 | 1 | 1 | 0
EOP | Beatty | 138 | Solar | 0 | 0 | 0 | 0 | 0 | 0 | 0 | 0 | 0 | 0 | 0 | 5 | 2 | 4 | 2 |  | 1 | 1 | 2 | N/A | N/A | 2 | N/A | N/A | N/A | N/A | N/A | N/A | N/A | 2 | 2 | 4 | 1 | 3 | 1 | 1 | 0
EOP | Beatty | 230 | Solar | 0 | 0 | 500 | 0 | 500 | 0 | 0 | 0 | 500 | 0 | 500 | 5 | 2 | 4 | 2 |  | 1 | 1 | 2 | N/A | N/A | 2 | N/A | N/A | N/A | N/A | N/A | N/A | N/A | 2 | 2 | 4 | 1 | 3 | 1 | 3 | 1
PG&E NGBA | Belden | 230 | Solar | 0 | 0 | 0 | 0 | 0 | 0 | 0 | 0 | 0 | 0 | 0 | 5 | 5 | 3 | 3 |  | 1 | 1 | 1 | 1 | 1 | 2 | 4 | 1 | 2 | 2 | 3 | 2 | 1 | 2 | 2 | 4 | 1 | 3 | 1 | 1 | 0
PG&E NGBA | Bell | 115 | Solar | 0 | 0 | 0 | 0 | 0 | 0 | 0 | 0 | 0 | 0 | 0 | 5 | 4 | 1 | 1 |  | 1 | 1 | 1 | 1 | 1 | 2 | 5 | 3 | 1 | 1 | 3 | 1 | 1 | 2 | 1 | 4 | 2 | 3 | 1 | 1 | 0
PG&E NGBA | Bellevue | 115 | Solar | 0 | 0 | 0 | 0 | 0 | 0 | 0 | 0 | 0 | 0 | 0 | 5 | 2 | 1 | 1 |  | 1 | 1 | 1 | 1 | 1 | 2 | 2 | 1 | 1 | 2 | 3 | 1 | 1 | 2 | 1 | 2 | 2 | 2 | 1+ | 1 | 1
PG&E GBA | Bellota | 115 | Solar | 0 | 0 | 0 | 0 | 0 | 0 | 0 | 0 | 0 | 0 | 0 | 5 | 4 | 1 | 1 |  | 2 | 1 | 1 | 1 | 1 | 1 | 2 | 1 | 1 | 1 | 2 | 1 | 1 | 1 | 1 | 4 | 2 | 3 | 1 | 1 | 0
PG&E GBA | Bellota | 230 | Solar | 0 | 0 | 0 | 0 | 0 | 0 | 0 | 0 | 0 | 0 | 0 | 5 | 4 | 1 | 1 | 3 | 1 | 1 | 1 | 1 | 1 | 1 | 2 | 1 | 1 | 1 | 2 | 1 | 1 | 1 | 1 | 4 | 2 | 3 | 1 | 4 | 1
SCE Northern | Big Creek | 230 | Solar | 0 | 0 | 0 | 0 | 0 | 0 | 0 | 0 | 0 | 0 | 0 | 1 | 1 | 1 | 1 |  | 1 | 1 | 1 | 1 | 1 | 2 | 2 | 1 | 2 | 1 | 3 | 2 | 1 | 1 | 1 | 4 | 2 | 3 | 1 | 1 | 0
PG&E FRESNO | Biola | 70 | Solar | 0 | 0 | 0 | 0 | 0 | 0 | 0 | 0 | 0 | 0 | 0 | 5 | 2 | 5 | 2 |  | 1 | 1 | 1 | 1 | 2 | 1 | 1 | 1 | 1 | 1 | 1 | 1 | 1 | 1 | 1 | 4 | 2 | 1 | 1 | 1 | 0
PG&E GBA | Birds Landing | 230 | Solar | 0 | 0 | 0 | 0 | 0 | 0 | 0 | 0 | 0 | 0 | 0 | 5 | 4 | 1 | 1 | 3 | 2 | 1 | 1 | 1 | 1 | 2 | 3 | 1 | 1 | 1 | 1 | 1 | 1 | 2 | 1 | 4 | 1 | 1 | 1+ | 4 | 1
SCE Northern | Bliss | 66 | Solar | 0 | 0 | 0 | 0 | 0 | 0 | 0 | 0 | 0 | 0 | 0 | 1 | 1 | 1 | 1 |  | 1 | 1 | 1 | 1 | 2 | 1 | 1 | 1 | 1 | 1 | 1 | 1 | 1 | 1 | 1 | 4 | 1 | 1 | 1 | 1 | 0
SCE Eastern | Blythe | 161 | Solar | 0 | 0 | 0 | 160 | 160 | 0 | 160 | 160 | 0 | 0 | 0 | 5 | 2 | 1 | 1 | 3 | 1 | 4 | 1 | 1 | 1 | 2 | 1 | 1 | 1 | 1 | 1 | 1 | 1 | 2 | 2 | 2 | 1 | 1 | 4+ | 1 | 1
PG&E NGBA | Bogue | 115 | Solar | 0 | 0 | 0 | 0 | 0 | 0 | 0 | 0 | 0 | 0 | 0 | 5 | 4 | 1 | 1 |  | 1 | 1 | 1 | 1 | 2 | 2 | 1 | 1 | 1 | 1 | 2 | 1 | 1 | 2 | 2 | 2 | 1 | 2 | 1 | 1 | 0
PG&E FRESNO | Borden | 230 | Solar | 0 | 0 | 0 | 0 | 0 | 0 | 0 | 0 | 0 | 0 | 0 | 5 | 2 | 5 | 2 | 1 | 1 | 1 | 1 | 1 | 1 | 1 | 2 | 1 | 1 | 1 | 2 | 1 | 1 | 1 | 1 | 4 | 2 | 1 | 4+ | 5 | 1
PG&E FRESNO | Borden | 70 | Solar | 0 | 0 | 0 | 0 | 0 | 0 | 0 | 0 | 0 | 0 | 0 | 5 | 2 | 5 | 2 |  | 1 | 1 | 1 | 1 | 1 | 1 | 2 | 1 | 1 | 1 | 2 | 1 | 1 | 1 | 1 | 4 | 2 | 1 | 1 | 1 | 0
SDGE | Boulevard East | 138 | Solar | 0 | 0 | 20 | 10 | 30 | 0 | 0 | 0 | 20 | 10 | 30 | 1 | 1 | 1 | 1 |  | 3 | 4 | 1 | 1 | 1 | 2 | 5 | 1 | 1 | 1 | 1 | 1 | 1 | 2 | 1 | 4 | 1 | 3 | 5- | 1 | 1
SDGE | Boulevard East | 69 | Solar | 0 | 0 | 0 | 17.4 | 17.4 | 0 | 17.4 | 17.4 | 0 | 0 | 0 | 1 | 1 | 1 | 1 |  | 1 | 3 | 1 | 1 | 1 | 2 | 5 | 1 | 1 | 1 | 1 | 1 | 1 | 2 | 1 | 4 | 1 | 3 | 4+ | 4 | 1
PG&E GBA | Brentwood | 230 | Solar | 0 | 0 | 0 | 0 | 0 | 0 | 0 | 0 | 0 | 0 | 0 | 5 | 4 | 1 | 1 |  | 1 | 1 | 1 | 1 | 1 | 2 | 2 | 1 | 1 | 1 | 2 | 1 | 1 | 2 | 1 | 4 | 1 | 3 | 4+ | 1 | 1
PG&E NGBA | Bridgeville | 115 | Solar | 0 | 0 | 0 | 0 | 0 | 0 | 0 | 0 | 0 | 0 | 0 | 5 | 2 | 1 | 1 |  | 3 | 1 | 1 | 1 | 1 | 2 | 1 | 1 | 1 | 1 | 1 | 2 | 1 | 2 | 2 | 4 | 2 | 3 | 1 | 1 | 0
PG&E NGBA | Brighton | 115 | Solar | 0 | 0 | 0 | 0 | 0 | 0 | 0 | 0 | 0 | 0 | 0 | 5 | 4 | 1 | 1 |  | 1 | 1 | 1 | 1 | 1 | 2 | 2 | 1 | 1 | 1 | 1 | 1 | 1 | 2 | 1 | 2 | 2 | 1 | 1 | 1 | 0
PG&E NGBA | Brighton | 230 | Solar | 0 | 0 | 0 | 0 | 0 | 0 | 0 | 0 | 0 | 0 | 0 | 5 | 4 | 1 | 1 |  | 1 | 1 | 1 | 1 | 1 | 2 | 2 | 1 | 1 | 1 | 1 | 1 | 1 | 2 | 1 | 2 | 2 | 1 | 1 | 1 | 0
PG&E NGBA | Brunswick | 115 | Solar | 0 | 0 | 0 | 0 | 0 | 0 | 0 | 0 | 0 | 0 | 0 | 5 | 4 | 1 | 1 |  | 1 | 1 | 1 | 1 | 1 | 2 | 5 | 3 | 1 | 1 | 3 | 1 | 1 | 2 | 1 | 4 | 1 | 3 | 4+ | 1 | 1
PG&E NGBA | Bucks Creek | 230 | Solar | 0 | 0 | 0 | 0 | 0 | 0 | 0 | 0 | 0 | 0 | 0 | 5 | 5 | 3 | 3 |  | 1 | 1 | 1 | 1 | 1 | 2 | 5 | 1 | 2 | 2 | 3 | 2 | 1 | 2 | 2 | 4 | 1 | 3 | 1 | 1 | 0
PG&E KERN | Buena Vista | 230 | Solar | 0 | 0 | 5 | 295 | 300 | 0 | 0 | 0 | 5 | 295 | 300 | 5 | 2 | 5 | 2 |  | 1 | 1 | 1 | 2 | 2 | 1 | 2 | 1 | 1 | 1 | 1 | 1 | 1 | 2 | 2 | 4 | 2 | 1 | 5- | 1 | 1
PG&E FRESNO | Bullard | 115 | Solar | 0 | 0 | 0 | 0 | 0 | 0 | 0 | 0 | 0 | 0 | 0 | 5 | 2 | 5 | 2 |  | 1 | 1 | 1 | 1 | 1 | 1 | 2 | 1 | 1 | 1 | 2 | 1 | 1 | 1 | 1 | 1 | 2 | 2 | 4+ | 1 | 1
PG&E GBA | Burlingame | 115 | Solar | 0 | 0 | 40 | 0 | 40 | 0 | 0 | 0 | 40 | 0 | 40 | 5 | 2 | 1 | 1 |  | 1 | 1 | 1 | 2 | 1 | 2 | 1 | 1 | 1 | 2 | 3 | 1 | 1 | 2 | 1 | 3 | 1 | 2 | 5- | 1 | 1 | solar CI, no concern
PG&E NGBA | Burney Forest | 230 | Solar | 0 | 0 | 0 | 0 | 0 | 0 | 0 | 0 | 0 | 0 | 0 | 5 | 2 | 1 | 1 |  | 1 | 1 | 1 | 1 | 1 | 2 | 3 | 1 | 1 | 1 | 1 | 1 | 1 | 2 | 2 | 4 | 2 | 3 | 1 | 1 | 0
PG&E NGBA | Butte | 115 | Solar | 0 | 0 | 0 | 0 | 0 | 0 | 0 | 0 | 0 | 0 | 0 | 5 | 2 | 1 | 1 |  | 1 | 1 | 1 | 1 | 1 | 2 | 2 | 2 | 1 | 1 | 2 | 1 | 1 | 2 | 1 | 4 | 2 | 2 | 2+ | 1 | 1
PG&E KERN | Cabrillo | 115 | Solar | 0 | 0 | 0 | 0 | 0 | 0 | 0 | 0 | 0 | 0 | 0 | 5 | 2 | 5 | 2 |  | 4 | 1 | 1 | 1 | 1 | 2 | 2 | 1 | 1 | 2 | 3 | 1 | 1 | 2 | 2 | 4 | 1 | 3 | 1+ | 1 | 1
PG&E FRESNO | Cal Flats | 230 | Solar | 0 | 0 | 0 | 0 | 0 | 0 | 0 | 0 | 0 | 0 | 0 | 5 | 2 | 5 | 2 |  | 1 | 1 | 1 | 1 | 1 | 2 | 5 | 1 | 1 | 1 | 2 | 3 | 1 | 2 | 2 | 4 | 2 | 2 | 1 | 1 | 0
SCE NOL | Calcite | 230 | Solar | 0 | 0 | 106 | 0 | 106 | 0 | 0 | 0 | 106 | 0 | 106 | 1 | 1 | 1 | 1 | 3 | 1 | 2 | 1 | 3 | 1 | 2 | 1 | 1 | 1 | 1 | 2 | 1 | 1 | 2 | 1 | 4 | 1 | 3 | 4+ | 5 | 1
PG&E KERN | Caliente | 230 | Solar | 0 | 0 | 0 | 0 | 0 | 0 | 0 | 0 | 0 | 0 | 0 | 5 | 2 | 5 | 2 | 1 | 1 | 1 | 1 | 1 | 1 | 2 | 2 | 2 | 1 | 1 | 3 | 1 | 1 | 2 | 1 | 4 | 2 | 2 | 1 | 1 | 0
PG&E FRESNO | California Ave | 115 | Solar | 0 | 0 | 0 | 0 | 0 | 0 | 0 | 0 | 0 | 0 | 0 | 5 | 2 | 5 | 2 |  | 1 | 1 | 1 | 1 | 2 | 1 | 1 | 1 | 1 | 1 | 1 | 1 | 1 | 1 | 1 | 2 | 2 | 1 | 4+ | 1 | 1
PG&E KERN | Callender | 115 | Solar | 0 | 0 | 0 | 0 | 0 | 0 | 0 | 0 | 0 | 0 | 0 | 5 | 2 | 5 | 2 |  | 1 | 1 | 1 | 1 | 1 | 2 | 2 | 1 | 1 | 1 | 1 | 1 | 1 | 2 | 2 | 4 | 2 | 2 | 1 | 1 | 0
PG&E NGBA | Calpella | 115 | Solar | 0 | 0 | 0 | 0 | 0 | 0 | 0 | 0 | 0 | 0 | 0 | 5 | 2 | 1 | 1 |  | 1 | 1 | 1 | 1 | 1 | 2 | 3 | 1 | 1 | 1 | 2 | 2 | 1 | 2 | 2 | 4 | 2 | 3 | 4+ | 1 | 1
PG&E GBA | Camanche | 230 | Solar | 0 | 0 | 0 | 0 | 0 | 0 | 0 | 0 | 0 | 0 | 0 | 5 | 4 | 1 | 1 |  | 1 | 1 | 1 | 1 | 1 | 1 | 1 | 2 | 1 | 2 | 3 | 1 | 1 | 1 | 1 | 4 | 2 | 3 | 4+ | 1 | 1
SDGE | Cameron | 69 | Solar | 0 | 0 | 0 | 0 | 0 | 0 | 0 | 0 | 0 | 0 | 0 | 1 | 1 | 1 | 1 |  | 1 | 1 | 1 | 1 | 1 | 2 | 5 | 1 | 1 | 1 | 1 | 1 | 1 | 1 | 1 | 2 | 1 | 1 | 1 | 1 | 0
SDGE | Cannon | 69 | Solar | 0 | 0 | 0 | 0 | 0 | 0 | 0 | 0 | 0 | 0 | 0 | 1 | 1 | 1 | 1 |  | 1 | 1 | 1 | 1 | 1 | 2 | 1 | 1 | 1 | 1 | 2 | 1 | 1 | 2 | 1 | 1 | 1 | 3 | 1 | 1 | 0
PG&E FRESNO | Cantua | 115 | Solar | 0 | 0 | 100 | 0 | 100 | 0 | 0 | 0 | 100 | 0 | 100 | 5 | 2 | 5 | 2 |  | 1 | 3 | 1 | 1 | 1 | 1 | 2 | 1 | 1 | 1 | 1 | 1 | 1 | 1 | 1 | 4 | 2 | 1 | 5- | 1 | 1 | solar CI, no concern
SDGE | Capistrano | 138 | Solar | 0 | 0 | 0 | 0 | 0 | 0 | 0 | 0 | 0 | 0 | 0 | 1 | 1 | 1 | 1 |  | 1 | 1 | 1 | 1 | 1 | 2 | 5 | 1 | 2 | 3 | 3 | 2 | 1 | 1 | 1 | 2 | 1 | 3 | 1 | 1 | 0
SDGE | Capistrano | 230 | Solar | 0 | 0 | 0 | 0 | 0 | 0 | 0 | 0 | 0 | 0 | 0 | 1 | 1 | 1 | 1 |  | 1 | 1 | 1 | 1 | 1 | 2 | 5 | 1 | 2 | 3 | 3 | 2 | 1 | 1 | 1 | 2 | 1 | 3 | 1 | 1 | 0
PG&E NGBA | Carberry | 230 | Solar | 0 | 0 | 0 | 0 | 0 | 0 | 0 | 0 | 0 | 0 | 0 | 5 | 2 | 1 | 1 |  | 1 | 1 | 1 | 1 | 1 | 2 | 3 | 2 | 1 | 1 | 2 | 1 | 1 | 2 | 2 | 4 | 2 | 3 | 1 | 1 | 0
SCE Eastern | Cardiff | 66 | Solar | 0 | 0 | 0 | 0 | 0 | 0 | 0 | 0 | 0 | 0 | 0 | 4 | 4 | 1 | 1 |  | 1 | 1 | 1 | 1 | 1 | 2 | 5 | 1 | 2 | 2 | 3 | 1 | 1 | 1 | 1 | 2 | 1 | 1 | 1 | 1 | 0
PG&E NGBA | Caribou | 60 | Solar | 0 | 0 | 0 | 0 | 0 | 0 | 0 | 0 | 0 | 0 | 0 | 5 | 4 | 1 | 1 |  | 2 | 1 | 1 | 1 | 1 | 2 | 5 | 1 | 1 | 1 | 2 | 1 | 1 | 2 | 2 | 4 | 1 | 3 | 1 | 1 | 0
PG&E NGBA | Caribou | 115 | Solar | 0 | 0 | 0 | 0 | 0 | 0 | 0 | 0 | 0 | 0 | 0 | 5 | 4 | 1 | 1 |  | 2 | 1 | 1 | 1 | 1 | 2 | 5 | 1 | 1 | 1 | 2 | 1 | 1 | 2 | 2 | 4 | 1 | 3 | 1 | 1 | 0
PG&E NGBA | Caribou | 230 | Solar | 0 | 0 | 0 | 0 | 0 | 0 | 0 | 0 | 0 | 0 | 0 | 5 | 4 | 1 | 1 |  | 2 | 1 | 1 | 1 | 1 | 2 | 5 | 1 | 1 | 1 | 2 | 1 | 1 | 2 | 2 | 4 | 1 | 3 | 1 | 1 | 0
EOP | Carpenter Canyon (fka Gamebird) | 138 | Solar | 0 | 0 | 0 | 0 | 0 | 0 | 0 | 0 | 0 | 0 | 0 | 5 | 2 | 4 | 2 |  | 1 | 1 | 2 | N/A | N/A | 2 | N/A | N/A | N/A | N/A | N/A | N/A | N/A | 2 | 2 | 4 | 1 | 3 | 1 | 1 | 0
EOP | Carpenter Canyon (fka Gamebird) | 230 | Solar | 0 | 0 | 550 | 180 | 730 | 0 | 0 | 0 | 550 | 180 | 730 | 5 | 2 | 4 | 2 |  | 1 | 1 | 2 | N/A | N/A | 2 | N/A | N/A | N/A | N/A | N/A | N/A | N/A | 2 | 2 | 4 | 1 | 3 | 2- | 1 | 1
PG&E NGBA | Carquinez | 115 | Solar | 0 | 0 | 0 | 0 | 0 | 0 | 0 | 0 | 0 | 0 | 0 | 5 | 2 | 1 | 1 |  | 1 | 1 | 1 | 1 | 1 | 2 | 2 | 1 | 1 | 1 | 3 | 1 | 1 | 2 | 1 | 2 | 1 | 1 | 1 | 1 | 0
SDGE | Carrizo Gorge | 138 | Solar | 0 | 0 | 0 | 0 | 0 | 0 | 0 | 0 | 0 | 0 | 0 | 1 | 1 | 1 | 1 |  | 1 | 2 | 1 | 1 | 1 | 2 | 5 | 1 | 1 | 1 | 1 | 1 | 1 | 2 | 1 | 4 | 1 | 3 | 1 | 4 | 1
PG&E KERN | Carrizo Plains | 115 | Solar | 0 | 0 | 0 | 0 | 0 | 0 | 0 | 0 | 0 | 0 | 0 | 5 | 2 | 5 | 2 |  | 1 | 1 | 1 | 1 | 1 | 1 | 3 | 1 | 1 | 1 | 2 | 2 | 1 | 2 | 1 | 4 | 2 | 2 | 1 | 1 | 0
PG&E KERN | Casaloma | 230 | Solar | 0 | 0 | 0 | 220 | 220 | 0 | 0 | 0 | 0 | 220 | 220 | 5 | 2 | 5 | 2 |  | 1 | 1 | 1 | 3 | 2 | 1 | 1 | 1 | 1 | 1 | 1 | 1 | 1 | 1 | 1 | 3 | 1 | 1 | 5- | 1 | 1
PG&E GBA | Castro Valley | 230 | Solar | 0 | 0 | 0 | 0 | 0 | 0 | 0 | 0 | 0 | 0 | 0 | 5 | 4 | 1 | 1 |  | 1 | 1 | 1 | 1 | 1 | 2 | 5 | 3 | 1 | 2 | 4 | 1 | 1 | 2 | 1 | 2 | 1 | 2 | 2+ | 1 | 1
PG&E GBA | Cayetano | 230 | Solar | 0 | 0 | 0 | 0 | 0 | 0 | 0 | 0 | 0 | 0 | 0 | 5 | 4 | 1 | 1 |  | 1 | 1 | 1 | 1 | 1 | 2 | 5 | 2 | 2 | 3 | 3 | 1 | 1 | 2 | 1 | 3 | 1 | 3 | 2+ | 4 | 1
SCE Metro | Center | 230 | Solar | 0 | 0 | 0 | 0 | 0 | 0 | 0 | 0 | 0 | 0 | 0 | 1 | 1 | 1 | 1 |  | 1 | 1 | 1 | 1 | 1 | 2 | 1 | 1 | 1 | 1 | 1 | 1 | 1 | 1 | 1 | 1 | 1 | 1 | 2+ | 1 | 1
PG&E KERN | Charca | 115 | Solar | 0 | 0 | 0 | 0 | 0 | 0 | 0 | 0 | 0 | 0 | 0 | 5 | 2 | 5 | 2 |  | 1 | 1 | 1 | 1 | 3 | 1 | 1 | 1 | 1 | 1 | 1 | 1 | 1 | 1 | 1 | 4 | 1 | 1 | 4+ | 1 | 1
EOP | Charleston | 138 | Solar | 0 | 0 | 0 | 0 | 0 | 0 | 0 | 0 | 0 | 0 | 0 | 5 | 2 | 4 | 2 |  | 1 | 1 | 1 | N/A | N/A | 2 | N/A | N/A | N/A | N/A | N/A | N/A | N/A | 2 | 2 | 4 | 1 | 3 | 1 | 1 | 0
SCE Metro | Chevmain | 230 | Solar | 0 | 0 | 0 | 0 | 0 | 0 | 0 | 0 | 0 | 0 | 0 | 1 | 1 | 1 | 1 |  | 1 | 1 | 1 | 1 | 1 | 2 | 1 | 1 | 1 | 2 | 3 | 1 | 1 | 1 | 1 | 1 | 1 | 1 | 1 | 1 | 0
SDGE | Chicarita | 138 | Solar | 0 | 0 | 0 | 0 | 0 | 0 | 0 | 0 | 0 | 0 | 0 | 1 | 1 | 1 | 1 |  | 1 | 1 | 1 | 1 | 1 | 2 | 5 | 2 | 2 | 2 | 3 | 1 | 1 | 2 | 1 | 3 | 1 | 3 | 1 | 1 | 0
SCE Metro | Chino | 230 | Solar | 0 | 0 | 0 | 0 | 0 | 0 | 0 | 0 | 0 | 0 | 0 | 1 | 1 | 1 | 1 |  | 1 | 1 | 1 | 1 | 1 | 2 | 3 | 1 | 1 | 1 | 1 | 1 | 1 | 1 | 1 | 1 | 1 | 2 | 2+ | 1 | 1
PG&E FRESNO | Chowchilla | 115 | Solar | 0 | 0 | 0 | 0 | 0 | 0 | 0 | 0 | 0 | 0 | 0 | 5 | 2 | 5 | 2 |  | 1 | 1 | 1 | 1 | 1 | 1 | 2 | 1 | 1 | 1 | 2 | 1 | 1 | 1 | 1 | 1 | 2 | 2 | 4+ | 1 | 1
PG&E GBA | Christie | 60 | Solar | 0 | 0 | 0 | 0 | 0 | 0 | 0 | 0 | 0 | 0 | 0 | 5 | 4 | 1 | 1 |  | 3 | 1 | 1 | 1 | 1 | 2 | 2 | 1 | 1 | 2 | 3 | 1 | 1 | 2 | 1 | 2 | 1 | 2 | 1 | 1 | 0
PG&E GBA | Christie | 115 | Solar | 0 | 0 | 0 | 0 | 0 | 0 | 0 | 0 | 0 | 0 | 0 | 5 | 2 | 1 | 1 |  | 3 | 1 | 1 | 1 | 1 | 2 | 2 | 1 | 1 | 2 | 3 | 1 | 1 | 2 | 1 | 2 | 1 | 2 | 1 | 1 | 0
SCE Eastern | Cielo Azul | 500 | Solar | 0 | 0 | 150 | 2325 | 2475 | 0 | 2025 | 2025 | 150 | 300 | 450 | 5 | 4 | 4 | 4 |  | 1 | 2 | 2 | N/A | N/A | 2 | N/A | N/A | N/A | N/A | N/A | N/A | N/A | 2 | 2 | 4 | 1 | 3 | 4+ | 5 | 1
PG&E GBA | Clay | 60 | Solar | 0 | 0 | 0 | 0 | 0 | 0 | 0 | 0 | 0 | 0 | 0 | 5 | 4 | 1 | 1 |  | 1 | 1 | 1 | 1 | 1 | 2 | 3 | 4 | 1 | 2 | 5 | 2 | 1 | 2 | 1 | 3 | 1 | 3 | 1+ | 1 | 1
PG&E GBA | Clayton | 115 | Solar | 0 | 0 | 0 | 0 | 0 | 0 | 0 | 0 | 0 | 0 | 0 | 5 | 2 | 1 | 1 |  | 1 | 1 | 1 | 1 | 1 | 2 | 5 | 2 | 3 | 2 | 3 | 1 | 1 | 2 | 1 | 4 | 1 | 2 | 2+ | 1 | 1
PG&E NGBA | Cloverdale | 115 | Solar | 0 | 0 | 0 | 0 | 0 | 0 | 0 | 0 | 0 | 0 | 0 | 5 | 2 | 1 | 1 |  | 1 | 1 | 1 | 1 | 1 | 2 | 4 | 2 | 1 | 2 | 3 | 1 | 1 | 2 | 2 | 4 | 2 | 3 | 2+ | 1 | 1
PG&E FRESNO | Clovis | 115 | Solar | 0 | 0 | 0 | 0 | 0 | 0 | 0 | 0 | 0 | 0 | 0 | 5 | 2 | 5 | 2 |  | 1 | 1 | 1 | 1 | 1 | 1 | 3 | 2 | 1 | 1 | 2 | 1 | 1 | 1 | 1 | 2 | 2 | 2 | 1 | 1 | 0
PG&E GBA | Coburn | 230 | Solar | 0 | 0 | 0 | 0 | 0 | 0 | 0 | 0 | 0 | 0 | 0 | 5 | 4 | 5 | 2 |  | 1 | 1 | 1 | 1 | 1 | 2 | 3 | 1 | 1 | 1 | 1 | 1 | 1 | 2 | 2 | 2 | 2 | 3 | 1 | 1 | 0
PG&E GBA | Coburn | 60 | Solar | 0 | 0 | 0 | 0 | 0 | 0 | 0 | 0 | 0 | 0 | 0 | 5 | 4 | 5 | 2 |  | 1 | 1 | 1 | 1 | 1 | 2 | 3 | 1 | 1 | 1 | 1 | 1 | 1 | 2 | 2 | 2 | 2 | 3 | 1 | 1 | 0
PG&E NGBA | Colgate | 230 | Solar | 0 | 0 | 0 | 0 | 0 | 0 | 0 | 0 | 0 | 0 | 0 | 5 | 4 | 1 | 1 |  | 1 | 1 | 1 | 1 | 1 | 2 | 5 | 3 | 1 | 1 | 4 | 1 | 1 | 2 | 1 | 4 | 1 | 3 | 1 | 1 | 0
PG&E GBA | Collierville | 230 | Solar | 0 | 0 | 0 | 0 | 0 | 0 | 0 | 0 | 0 | 0 | 0 | 5 | 4 | 1 | 1 |  | 2 | 1 | 1 | 1 | 1 | 2 | 5 | 1 | 1 | 1 | 2 | 1 | 1 | 2 | 1 | 4 | 1 | 3 | 1 | 1 | 0
PG&E GBA | Collinsville | 230 | Solar | 0 | 0 | 0 | 0 | 0 | 0 | 0 | 0 | 0 | 0 | 0 | 5 | 2 | 1 | 1 |  | 1 | 1 | 1 | 1 | 1 | 2 | 3 | 1 | 1 | 1 | 1 | 1 | 1 | 2 | 1 | 3 | 1 | 1 | 1 | 1 | 0
PG&E GBA | Collinsville | 500 | Solar | 0 | 0 | 0 | 0 | 0 | 0 | 0 | 0 | 0 | 0 | 0 | 5 | 2 | 1 | 1 |  | 1 | 1 | 1 | 1 | 1 | 2 | 3 | 1 | 1 | 1 | 1 | 1 | 1 | 2 | 1 | 3 | 1 | 1 | 1 | 1 | 0
SCE Eastern | Colorado River | 230 | Solar | 0 | 0 | 600 | 1200 | 1800 | 0 | 500 | 500 | 600 | 700 | 1300 | 4 | 4 | 4 | 4 | 4 | 1 | 2 | 3 | 2 | 5 | 2 | 1 | 1 | 1 | 1 | 2 | 1 | 1 | 2 | 2 | 3 | 1 | 3 | 2- | 1 | 1
SCE Eastern | Colorado River | 500 | Solar | 0 | 0 | 0 | 0 | 0 | 0 | 0 | 0 | 0 | 0 | 0 | 4 | 4 | 4 | 4 | 2 | 1 | 1 | 3 | 2 | 5 | 2 | 1 | 1 | 1 | 1 | 2 | 1 | 1 | 2 | 2 | 3 | 1 | 3 | 1+ | 1 | 1
PG&E KERN | Columbus | 115 | Solar | 0 | 0 | 100 | 0 | 100 | 0 | 0 | 0 | 100 | 0 | 100 | 5 | 2 | 5 | 2 |  | 2 | 3 | 1 | 1 | 1 | 1 | 2 | 2 | 1 | 1 | 2 | 1 | 1 | 1 | 1 | 2 | 1 | 2 | 5- | 1 | 1
PG&E GBA | Contra Costa | 115 | Solar | 0 | 0 | 0 | 0 | 0 | 0 | 0 | 0 | 0 | 0 | 0 | 5 | 4 | 1 | 1 |  | 2 | 1 | 1 | 1 | 1 | 2 | 3 | 1 | 2 | 1 | 2 | 1 | 1 | 2 | 1 | 2 | 1 | 2 | 1 | 1 | 0
PG&E GBA | Contra Costa | 230 | Solar | 0 | 0 | 0 | 0 | 0 | 0 | 0 | 0 | 0 | 0 | 0 | 5 | 4 | 1 | 1 |  | 2 | 1 | 1 | 1 | 1 | 2 | 3 | 1 | 2 | 1 | 2 | 1 | 1 | 2 | 1 | 2 | 1 | 2 | 2+ | 1 | 1
PG&E GBA | Contra Costa PP | 230 | Solar | 0 | 0 | 0 | 0 | 0 | 0 | 0 | 0 | 0 | 0 | 0 | 5 | 4 | 1 | 1 |  | 1 | 1 | 1 | 1 | 1 | 2 | 2 | 1 | 1 | 1 | 1 | 1 | 1 | 2 | 1 | 1 | 1 | 2 | 1 | 1 | 0
SCE NOL | Control | 115 | Solar | 0 | 0 | 0 | 0 | 0 | 0 | 0 | 0 | 0 | 0 | 0 | 3 | 3 | 1 | 1 |  | 1 | 1 | 1 | 1 | 1 | 2 | 1 | 1 | 1 | 1 | 1 | 3 | 1 | 2 | 2 | 4 | 1 | 3 | 1 | 1 | 0
SCE NOL | Control | 55 | Solar | 0 | 0 | 0 | 0 | 0 | 0 | 0 | 0 | 0 | 0 | 0 | 3 | 3 | 1 | 1 |  | 1 | 1 | #N/A | N/A | N/A | 2 | N/A | N/A | N/A | N/A | N/A | N/A | N/A | 2 | 2 | 4 | 1 | 3 | 1 | 1 | 0
PG&E GBA | Cooley Landing | 115 | Solar | 0 | 0 | 0 | 0 | 0 | 0 | 0 | 0 | 0 | 0 | 0 | 5 | 2 | 1 | 1 |  | 3 | 1 | 1 | 1 | 1 | 2 | 1 | 1 | 3 | 3 | 3 | 1 | 1 | 2 | 1 | 2 | 1 | 1 | 1 | 1 | 0
PG&E GBA | Cooley Landing | 60 | Solar | 0 | 0 | 0 | 0 | 0 | 0 | 0 | 0 | 0 | 0 | 0 | 1 | 1 | 1 | 1 |  | 3 | 1 | 1 | 1 | 1 | 2 | 1 | 1 | 3 | 3 | 3 | 1 | 1 | 2 | 1 | 2 | 1 | 1 | 1 | 1 | 0
SCE NOL | Coolwater | 230 | Solar | 0 | 0 | 0 | 0 | 0 | 0 | 0 | 0 | 0 | 0 | 0 | 3 | 3 | 1 | 1 |  | 3 | 1 | 1 | 1 | 1 | 2 | 1 | 3 | 1 | 1 | 3 | 1 | 1 | 2 | 1 | 2 | 1 | 1 | 4+ | 1 | 1
SCE NOL | Coolwater | 115 | Solar | 0 | 0 | 0 | 0 | 0 | 0 | 0 | 0 | 0 | 0 | 0 | 3 | 3 | 1 | 1 | 3 | 3 | 3 | 1 | 1 | 1 | 2 | 1 | 3 | 1 | 1 | 3 | 1 | 1 | 2 | 1 | 2 | 1 | 1 | 4+ | 5 | 1
PG&E KERN | Copus | 70 | Solar | 0 | 0 | 0 | 0 | 0 | 0 | 0 | 0 | 0 | 0 | 0 | 5 | 2 | 5 | 2 |  | 1 | 1 | 1 | 1 | 1 | 1 | 1 | 1 | 1 | 1 | 2 | 1 | 1 | 1 | 1 | 3 | 1 | 1 | 4+ | 1 | 1
PG&E FRESNO | Corcoran | 70 | Solar | 0 | 0 | 0 | 0 | 0 | 0 | 0 | 0 | 0 | 0 | 0 | 5 | 2 | 5 | 2 |  | 1 | 1 | 1 | 1 | 1 | 1 | 1 | 1 | 1 | 1 | 1 | 1 | 1 | 1 | 1 | 4 | 2 | 1 | 1 | 1 | 0
PG&E FRESNO | Corcoran | 115 | Solar | 0 | 0 | 0 | 0 | 0 | 0 | 0 | 0 | 0 | 0 | 0 | 5 | 2 | 5 | 2 |  | 1 | 1 | 1 | 1 | 1 | 1 | 1 | 1 | 1 | 1 | 1 | 1 | 1 | 1 | 1 | 4 | 2 | 1 | 4+ | 1 | 1
PG&E NGBA | Corona | 115 | Solar | 0 | 0 | 0 | 0 | 0 | 0 | 0 | 0 | 0 | 0 | 0 | 5 | 2 | 1 | 1 |  | 1 | 1 | 1 | 1 | 1 | 2 | 3 | 2 | 1 | 2 | 3 | 1 | 1 | 2 | 1 | 3 | 2 | 3 | 4+ | 1 | 1
PG&E NGBA | Cortina | 230 | Solar | 0 | 0 | 0 | 0 | 0 | 0 | 0 | 0 | 0 | 0 | 0 | 5 | 2 | 1 | 1 |  | 1 | 1 | 1 | 1 | 1 | 2 | 5 | 1 | 1 | 1 | 3 | 1 | 1 | 2 | 2 | 4 | 1 | 3 | 1+ | 1 | 1
PG&E NGBA | Cortina | 115 | Solar | 0 | 0 | 0 | 0 | 0 | 0 | 0 | 0 | 0 | 0 | 0 | 5 | 2 | 1 | 1 | 1 | 1 | 1 | 1 | 1 | 1 | 2 | 4 | 1 | 1 | 1 | 3 | 1 | 1 | 2 | 2 | 4 | 1 | 3 | 1 | 4 | 1
PG&E GBA | Cottle | 230 | Solar | 0 | 0 | 0 | 0 | 0 | 0 | 0 | 0 | 0 | 0 | 0 | 5 | 4 | 5 | 2 |  | 1 | 1 | 1 | 1 | 1 | 1 | 2 | 2 | 1 | 1 | 3 | 1 | 1 | 1 | 1 | 3 | 2 | 1 | 4+ | 1 | 1
PG&E NGBA | Cottonwood | 115 | Solar | 0 | 0 | 0 | 0 | 0 | 0 | 0 | 0 | 0 | 0 | 0 | 5 | 2 | 1 | 1 |  | 4 | 1 | 1 | 1 | 1 | 2 | 5 | 1 | 1 | 1 | 2 | 1 | 1 | 2 | 2 | 3 | 2 | 3 | 1 | 1 | 0
PG&E NGBA | Cottonwood | 230 | Solar | 0 | 0 | 0 | 0 | 0 | 0 | 0 | 0 | 0 | 0 | 0 | 5 | 2 | 1 | 1 |  | 4 | 1 | 1 | 1 | 1 | 2 | 5 | 1 | 1 | 1 | 2 | 1 | 1 | 2 | 2 | 3 | 2 | 3 | 1+ | 1 | 1
PG&E NGBA | Cottonwood | 60 | Solar | 0 | 0 | 0 | 0 | 0 | 0 | 0 | 0 | 0 | 0 | 0 | 5 | 2 | 1 | 1 |  | 4 | 1 | 1 | 1 | 1 | 2 | 5 | 1 | 1 | 1 | 2 | 1 | 1 | 2 | 2 | 3 | 2 | 3 | 1 | 1 | 0
PG&E NGBA | Cove Road | 230 | Solar | 0 | 0 | 0 | 0 | 0 | 0 | 0 | 0 | 0 | 0 | 0 | 5 | 2 | 1 | 1 |  | 1 | 1 | 1 | 1 | 1 | 2 | 5 | 2 | 1 | 1 | 3 | 1 | 1 | 2 | 2 | 4 | 2 | 3 | 1 | 1 | 0
PG&E GBA | Coyote | 230 | Solar | 0 | 0 | 0 | 0 | 0 | 0 | 0 | 0 | 0 | 0 | 0 | 5 | 4 | 1 | 1 |  | 1 | 1 | 1 | 1 | 1 | 2 | 5 | 3 | 1 | 1 | 3 | 2 | 1 | 2 | 1 | 3 | 2 | 2 | 1 | 1 | 0
PG&E GBA | Crazy Horse Canyon | 115 | Solar | 0 | 0 | 0 | 0 | 0 | 0 | 0 | 0 | 0 | 0 | 0 | 1 | 1 | 1 | 1 |  | 1 | 1 | 1 | 1 | 1 | 1 | 2 | 1 | 1 | 1 | 1 | 1 | 1 | 2 | 2 | 4 | 2 | 3 | 1 | 1 | 0
SDGE | Creelman | 69 | Solar | 0 | 0 | 0 | 0 | 0 | 0 | 0 | 0 | 0 | 0 | 0 | 1 | 1 | 1 | 1 |  | 1 | 3 | 1 | 1 | 1 | 2 | 5 | 2 | 1 | 1 | 3 | 1 | 1 | 2 | 1 | 4 | 1 | 3 | 1 | 1 | 0
PG&E FRESNO | Crescent | 70 | Solar | 0 | 0 | 5 | 35 | 40 | 0 | 35 | 35 | 5 | 0 | 5 | 5 | 2 | 5 | 2 |  | 1 | 4 | 1 | 1 | 1 | 1 | 1 | 1 | 1 | 1 | 1 | 1 | 1 | 1 | 1 | 3 | 2 | 1 | 4+ | 4 | 1
PG&E FRESNO | Cressey | 115 | Solar | 0 | 0 | 0 | 0 | 0 | 0 | 0 | 0 | 0 | 0 | 0 | 5 | 4 | 5 | 2 |  | 1 | 1 | 1 | 1 | 1 | 1 | 1 | 1 | 1 | 1 | 1 | 1 | 1 | 1 | 1 | 3 | 2 | 1 | 1+ | 1 | 1
PG&E NGBA | Cresta | 230 | Solar | 0 | 0 | 0 | 0 | 0 | 0 | 0 | 0 | 0 | 0 | 0 | 5 | 5 | 3 | 3 |  | 1 | 1 | 1 | 1 | 1 | 2 | 5 | 1 | 1 | 3 | 3 | 1 | 1 | 2 | 1 | 4 | 2 | 3 | 1 | 1 | 0
SDGE | Crestwood | 69 | Solar | 0 | 0 | 0 | 0 | 0 | 0 | 0 | 0 | 0 | 0 | 0 | 1 | 1 | 1 | 1 |  | 1 | 1 | 1 | 1 | 1 | 2 | 5 | 1 | 1 | 1 | 1 | 1 | 1 | 2 | 1 | 4 | 1 | 3 | 1 | 1 | 0
PG&E GBA | Crow Creek | 60 | Solar | 0 | 0 | 0 | 0 | 0 | 0 | 0 | 0 | 0 | 0 | 0 | 5 | 4 | 1 | 1 |  | 1 | 1 | 1 | 1 | 1 | 1 | 2 | 1 | 1 | 1 | 2 | 1 | 1 | 1 | 1 | 4 | 2 | 1 | 1 | 1 | 0
PG&E GBA | Crows Landing | 60 | Solar | 0 | 0 | 0 | 0 | 0 | 0 | 0 | 0 | 0 | 0 | 0 | 5 | 4 | 1 | 1 |  | 1 | 1 | 1 | 1 | 1 | 1 | 2 | 1 | 1 | 1 | 1 | 1 | 1 | 1 | 1 | 4 | 2 | 1 | 1 | 1 | 0
PG&E GBA | Curtis | 115 | Solar | 0 | 0 | 0 | 0 | 0 | 0 | 0 | 0 | 0 | 0 | 0 | 5 | 4 | 1 | 1 |  | 1 | 1 | 1 | 1 | 1 | 2 | 5 | 1 | 1 | 1 | 3 | 1 | 1 | 2 | 1 | 4 | 1 | 3 | 1 | 1 | 0
PG&E FRESNO | Dairyland | 115 | Solar | 0 | 0 | 5 | 0 | 5 | 0 | 0 | 0 | 5 | 0 | 5 | 5 | 2 | 5 | 2 |  | 1 | 1 | 1 | 1 | 1 | 1 | 1 | 1 | 1 | 1 | 1 | 1 | 1 | 1 | 1 | 3 | 2 | 1 | 1 | 1 | 1
PG&E NGBA | Davis | 115 | Solar | 0 | 0 | 0 | 0 | 0 | 0 | 0 | 0 | 0 | 0 | 0 | 5 | 2 | 1 | 1 | 3 | 1 | 1 | 1 | 1 | 3 | 2 | 1 | 1 | 1 | 1 | 1 | 1 | 1 | 2 | 1 | 4 | 2 | 3 | 2+ | 4 | 1
SCE Metro | Del Amo | 500 | Solar | 0 | 0 | 0 | 0 | 0 | 0 | 0 | 0 | 0 | 0 | 0 | 1 | 1 | 1 | 1 |  | 1 | 1 | 5 | 5 | 1 | 2 | 2 | 2 | 2 | 3 | 4 | 2 | 2 | 1 | 1 | 3 | 1 | 2 | 1 | 1 | 0
SCE Metro | Del Amo | 230 | Solar | 0 | 0 | 400 | 0 | 400 | 0 | 0 | 0 | 400 | 0 | 400 | 1 | 1 | 1 | 1 |  | 1 | 1 | 5 | 5 | 1 | 2 | 2 | 2 | 2 | 3 | 4 | 2 | 2 | 1 | 1 | 3 | 1 | 2 | 5- | 1 | 1 | urban solar, discussed being distributed in the metro area. leaving for now
SCE Eastern | Delaney | 500 | Solar | 0 | 0 | 170 | 550 | 720 | 0 | 0 | 0 | 170 | 550 | 720 | 5 | 4 | 4 | 4 |  | 1 | 1 | 1 | N/A | N/A | 2 | N/A | N/A | N/A | N/A | N/A | N/A | N/A | 2 | 1 | 4 | 2 | 3 | 2- | 1 | 1
PG&E NGBA | Delevan | 230 | Solar | 0 | 0 | 0 | 0 | 0 | 0 | 0 | 0 | 0 | 0 | 0 | 5 | 2 | 1 | 1 | 3 | 1 | 1 | 1 | 1 | 1 | 2 | 3 | 1 | 1 | 1 | 2 | 1 | 1 | 2 | 2 | 1 | 1 | 3 | 4+ | 4 | 1
PG&E GBA | Delta PP | 230 | Solar | 0 | 0 | 250 | 0 | 250 | 0 | 0 | 0 | 250 | 0 | 250 | 5 | 2 | 1 | 1 |  | 1 | 1 | 3 | 1 | 2 | 2 | 2 | 1 | 1 | 1 | 2 | 1 | 1 | 2 | 1 | 3 | 1 | 2 | 5- | 1 | 1
EOP | Desert View | 230 | Solar | 0 | 0 | 0 | 0 | 0 | 0 | 0 | 0 | 0 | 0 | 0 | 5 | 2 | 4 | 2 |  | 1 | 1 | 1 | N/A | N/A | 2 | N/A | N/A | N/A | N/A | N/A | N/A | N/A | 2 | 1 | 4 | 1 | 3 | 4+ | 5 | 1
SCE Eastern | Devers | 230 | Solar | 0 | 0 | 0 | 480 | 480 | 0 | 0 | 0 | 0 | 480 | 480 | 4 | 4 | 1 | 1 | 5 | 3 | 2 | 2 | 2 | 1 | 2 | 3 | 1 | 1 | 1 | 2 | 1 | 1 | 2 | 1 | 1 | 1 | 3 | 4- | 5 | 1
SCE Eastern | Devers | 500 | Solar | 0 | 0 | 0 | 0 | 0 | 0 | 0 | 0 | 0 | 0 | 0 | 4 | 4 | 1 | 1 |  | 4 | 1 | 2 | 2 | 1 | 2 | 3 | 1 | 1 | 1 | 2 | 1 | 1 | 2 | 1 | 1 | 1 | 3 | 1+ | 1 | 1
PG&E KERN | Diablo Canyon | 230 | Solar | 0 | 0 | 0 | 0 | 0 | 0 | 0 | 0 | 0 | 0 | 0 | 5 | 2 | 5 | 2 |  | 1 | 1 | 1 | 1 | 1 | 2 | 5 | 1 | 1 | 3 | 3 | 2 | 1 | 2 | 2 | 4 | 2 | 3 | 1 | 1 | 0
PG&E KERN | Diablo Canyon | 500 | Solar | 0 | 0 | 0 | 0 | 0 | 0 | 0 | 0 | 0 | 0 | 0 | 5 | 2 | 4 | 2 |  | 1 | 1 | 1 | 1 | 1 | 2 | 5 | 1 | 1 | 3 | 3 | 2 | 1 | 2 | 2 | 4 | 2 | 3 | 1 | 1 | 0
PG&E KERN | Divide | 115 | Solar | 0 | 0 | 0 | 0 | 0 | 0 | 0 | 0 | 0 | 0 | 0 | 5 | 2 | 5 | 2 |  | 1 | 1 | 1 | 1 | 1 | 2 | 1 | 1 | 1 | 2 | 2 | 1 | 1 | 2 | 2 | 4 | 1 | 2 | 2+ | 1 | 1
PG&E GBA | Dixon Landing | 115 | Solar | 0 | 0 | 0 | 0 | 0 | 0 | 0 | 0 | 0 | 0 | 0 | 5 | 4 | 1 | 1 |  | 1 | 1 | 1 | 1 | 1 | 2 | 5 | 2 | 1 | 2 | 2 | 2 | 1 | 2 | 1 | 2 | 1 | 2 | 2+ | 1 | 1
PG&E FRESNO | Dos Amigos | 230 | Solar | 0 | 0 | 193.2 | 390 | 583.2 | 0 | 0 | 0 | 193.2 | 390 | 583.2 | 5 | 2 | 5 | 2 |  | 1 | 1 | 2 | 1 | 2 | 1 | 3 | 2 | 1 | 1 | 2 | 1 | 1 | 1 | 1 | 4 | 2 | 1 | 5- | 1 | 1
PG&E NGBA | Drum | 115 | Solar | 0 | 0 | 0 | 0 | 0 | 0 | 0 | 0 | 0 | 0 | 0 | 5 | 5 | 3 | 3 |  | 1 | 1 | 1 | 1 | 1 | 2 | 5 | 1 | 1 | 1 | 1 | 1 | 1 | 2 | 1 | 4 | 2 | 3 | 1 | 1 | 0
PG&E GBA | Dumbarton | 115 | Solar | 0 | 0 | 0 | 0 | 0 | 0 | 0 | 0 | 0 | 0 | 0 | 5 | 2 | 1 | 1 |  | 1 | 1 | 1 | 1 | 1 | 2 | 5 | 2 | 1 | 3 | 3 | 1 | 1 | 2 | 1 | 3 | 1 | 2 | 4+ | 1 | 1
SCE NOL | Dunn Siding | 115 | Solar | 0 | 0 | 0 | 0 | 0 | 0 | 0 | 0 | 0 | 0 | 0 | 3 | 3 | 1 | 1 |  | 1 | 1 | 1 | 1 | 1 | 2 | 1 | 1 | 1 | 1 | 2 | 2 | 1 | 2 | 1 | 4 | 1 | 1 | 1 | 1 | 0
SCE Eastern | Eagle Mountain | 230 | Solar | 0 | 0 | 0 | 0 | 0 | 0 | 0 | 0 | 0 | 0 | 0 | 5 | 4 | 1 | 1 |  | 1 | 1 | 1 | 1 | 1 | 2 | 1 | 1 | 1 | 1 | 1 | 2 | 1 | 2 | 2 | 4 | 1 | 3 | 1 | 1 | 0
PG&E NGBA | Eagle Rock (PGE) | 60 | Solar | 0 | 0 | 0 | 0 | 0 | 0 | 0 | 0 | 0 | 0 | 0 | 5 | 2 | 1 | 1 |  | 2 | 1 | 1 | 1 | 1 | 2 | 5 | 2 | 2 | 3 | 4 | 1 | 1 | 2 | 2 | 4 | 2 | 3 | 1 | 1 | 0
PG&E NGBA | Eagle Rock (PGE) | 115 | Solar | 0 | 0 | 0 | 0 | 0 | 0 | 0 | 0 | 0 | 0 | 0 | 5 | 2 | 1 | 1 |  | 2 | 1 | 1 | 1 | 1 | 2 | 5 | 2 | 2 | 3 | 4 | 1 | 1 | 2 | 2 | 4 | 2 | 3 | 1 | 1 | 0
SCE Metro | Eagle Rock (SCE) | 230 | Solar | 0 | 0 | 0 | 0 | 0 | 0 | 0 | 0 | 0 | 0 | 0 | 1 | 1 | 1 | 1 |  | 1 | 1 | 1 | 1 | 1 | 2 | 3 | 1 | 1 | 1 | 1 | 1 | 1 | 1 | 1 | 2 | 1 | 2 | 1 | 1 | 0
PG&E NGBA | East Marysville | 115 | Solar | 0 | 0 | 0 | 0 | 0 | 0 | 0 | 0 | 0 | 0 | 0 | 5 | 4 | 1 | 1 |  | 1 | 1 | 1 | 1 | 1 | 2 | 1 | 1 | 1 | 1 | 2 | 1 | 1 | 2 | 2 | 2 | 1 | 2 | 1+ | 1 | 1
PG&E NGBA | East Nicolaus | 115 | Solar | 0 | 0 | 0 | 0 | 0 | 0 | 0 | 0 | 0 | 0 | 0 | 5 | 4 | 1 | 1 |  | 1 | 1 | 1 | 1 | 2 | 2 | 1 | 1 | 1 | 1 | 2 | 1 | 1 | 2 | 1 | 4 | 1 | 3 | 1 | 1 | 0
PG&E NGBA | East Nicolaus | 60 | Solar | 0 | 0 | 0 | 0 | 0 | 0 | 0 | 0 | 0 | 0 | 0 | 5 | 4 | 1 | 1 |  | 1 | 1 | 1 | 1 | 2 | 2 | 1 | 1 | 1 | 1 | 2 | 1 | 1 | 2 | 1 | 4 | 1 | 3 | 1 | 1 | 0
PG&E GBA | Eastshore | 115 | Solar | 0 | 0 | 130 | 0 | 130 | 0 | 0 | 0 | 130 | 0 | 130 | 5 | 2 | 1 | 1 |  | 4 | 4 | 3 | 2 | 1 | 2 | 3 | 2 | 1 | 2 | 3 | 1 | 1 | 2 | 1 | 2 | 1 | 1 | 5- | 1 | 1
PG&E GBA | Eastshore | 230 | Solar | 0 | 0 | 245 | 200 | 445 | 0 | 0 | 0 | 245 | 200 | 445 | 5 | 2 | 1 | 1 |  | 4 | 1 | 3 | 2 | 1 | 2 | 3 | 2 | 1 | 2 | 3 | 1 | 1 | 2 | 1 | 2 | 1 | 1 | 5- | 1 | 1
SDGE | ECO | 138 | Solar | 0 | 0 | 0 | 0 | 0 | 0 | 0 | 0 | 0 | 0 | 0 | 1 | 1 | 1 | 1 | 3 | 3 | 1 | 1 | 1 | 1 | 2 | 2 | 1 | 1 | 1 | 2 | 1 | 1 | 2 | 1 | 4 | 1 | 3 | 1 | 1 | 0
SDGE | ECO | 230 | Solar | 0 | 0 | 0 | 0 | 0 | 0 | 0 | 0 | 0 | 0 | 0 | 1 | 1 | 1 | 1 |  | 2 | 1 | 1 | N/A | N/A | 2 | N/A | N/A | N/A | N/A | N/A | N/A | N/A | 2 | 1 | 4 | 1 | 3 | 1 | 1 | 0
SDGE | ECO | 500 | Solar | 0 | 0 | 0 | 0 | 0 | 0 | 0 | 0 | 0 | 0 | 0 | 1 | 1 | 1 | 1 |  | 2 | 1 | 1 | N/A | N/A | 2 | N/A | N/A | N/A | N/A | N/A | N/A | N/A | 2 | 1 | 4 | 1 | 3 | 1 | 1 | 0
PG&E GBA | Edenvale | 115 | Solar | 0 | 0 | 0 | 0 | 0 | 0 | 0 | 0 | 0 | 0 | 0 | 5 | 4 | 1 | 1 |  | 1 | 1 | 1 | 1 | 1 | 2 | 5 | 3 | 1 | 1 | 3 | 2 | 1 | 2 | 1 | 2 | 2 | 2 | 2+ | 1 | 1
PG&E GBA | Edes | 115 | Solar | 0 | 0 | 0 | 0 | 0 | 0 | 0 | 0 | 0 | 0 | 0 | 5 | 2 | 1 | 1 |  | 1 | 1 | 1 | 1 | 1 | 2 | 3 | 2 | 1 | 2 | 3 | 1 | 1 | 2 | 1 | 3 | 1 | 1 | 2+ | 1 | 1
PG&E GBA | Eight Mile | 230 | Solar | 0 | 0 | 0 | 0 | 0 | 0 | 0 | 0 | 0 | 0 | 0 | 5 | 4 | 1 | 1 |  | 1 | 1 | 1 | 1 | 2 | 1 | 1 | 1 | 1 | 1 | 1 | 1 | 1 | 1 | 1 | 2 | 2 | 1 | 1 | 1 | 0
SDGE | El Cajon | 69 | Solar | 0 | 0 | 0 | 0 | 0 | 0 | 0 | 0 | 0 | 0 | 0 | 1 | 1 | 1 | 1 |  | 1 | 1 | 1 | 1 | 1 | 2 | 5 | 2 | 2 | 2 | 3 | 1 | 1 | 2 | 1 | 2 | 1 | 1 | 1 | 1 | 0
SCE Eastern | El Casco | 230 | Solar | 0 | 0 | 0 | 0 | 0 | 0 | 0 | 0 | 0 | 0 | 0 | 4 | 4 | 1 | 1 |  | 1 | 1 | 1 | 1 | 1 | 2 | 5 | 1 | 1 | 2 | 3 | 1 | 1 | 1 | 1 | 4 | 1 | 2 | 1 | 1 | 0
PG&E GBA | El Cerrito G | 115 | Solar | 0 | 0 | 0 | 0 | 0 | 0 | 0 | 0 | 0 | 0 | 0 | 5 | 2 | 1 | 1 |  | 1 | 1 | 1 | 1 | 1 | 2 | 2 | 1 | 2 | 3 | 3 | 1 | 1 | 2 | 1 | 2 | 1 | 2 | 4+ | 1 | 1
PG&E NGBA | El Dorado PH | 115 | Solar | 0 | 0 | 0 | 0 | 0 | 0 | 0 | 0 | 0 | 0 | 0 | 5 | 4 | 1 | 1 |  | 1 | 1 | 1 | 1 | 1 | 2 | 5 | 2 | 1 | 1 | 3 | 1 | 1 | 2 | 1 | 4 | 2 | 3 | 1 | 1 | 0
PG&E FRESNO | El Nido (PGE) | 115 | Solar | 0 | 0 | 0 | 0 | 0 | 0 | 0 | 0 | 0 | 0 | 0 | 5 | 4 | 5 | 2 |  | 1 | 1 | 1 | 1 | 1 | 1 | 1 | 1 | 1 | 1 | 2 | 1 | 1 | 1 | 1 | 4 | 2 | 1 | 1 | 1 | 0
SCE Metro | El Nido (SCE) | 230 | Solar | 0 | 0 | 0 | 0 | 0 | 0 | 0 | 0 | 0 | 0 | 0 | 1 | 1 | 1 | 1 |  | 1 | 1 | 1 | 1 | 1 | 2 | 1 | 1 | 1 | 2 | 3 | 1 | 1 | 1 | 1 | 2 | 1 | 2 | 1 | 1 | 0
PG&E GBA | El Patio | 115 | Solar | 0 | 0 | 0 | 0 | 0 | 0 | 0 | 0 | 0 | 0 | 0 | 5 | 4 | 1 | 1 |  | 1 | 1 | 1 | 1 | 1 | 2 | 2 | 3 | 1 | 3 | 3 | 1 | 1 | 2 | 1 | 3 | 2 | 2 | 2+ | 1 | 1
SCE Metro | El Segundo | 230 | Solar | 0 | 0 | 0 | 0 | 0 | 0 | 0 | 0 | 0 | 0 | 0 | 1 | 1 | 1 | 1 |  | 1 | 1 | 1 | 1 | 1 | 2 | 1 | 1 | 1 | 2 | 3 | 1 | 1 | 1 | 1 | 1 | 1 | 1 | 1 | 1 | 0
EOP | Eldorado | 230 | Solar | 0 | 0 | 0 | 0 | 0 | 0 | 0 | 0 | 0 | 0 | 0 | 5 | 2 | 4 | 2 | 4 | 1 | 2 | 2 | N/A | N/A | 2 | N/A | N/A | N/A | N/A | N/A | N/A | N/A | 2 | 2 | 2 | 1 | 3 | 1 | 1 | 0
EOP | Eldorado | 500 | Solar | 0 | 0 | 600 | 0 | 600 | 0 | 0 | 0 | 600 | 0 | 600 | 5 | 2 | 4 | 2 | 5 | 1 | 1 | 2 | N/A | N/A | 2 | N/A | N/A | N/A | N/A | N/A | N/A | N/A | 2 | 2 | 2 | 1 | 3 | 5- | 1 | 1
SCE Northern | Elizabeth Lake | 66 | Solar | 0 | 0 | 0 | 0 | 0 | 0 | 0 | 0 | 0 | 0 | 0 | 5 | 2 | 4 | 2 |  | 1 | 1 | 1 | 1 | 1 | 2 | 5 | 1 | 1 | 1 | 2 | 1 | 1 | 1 | 1 | 3 | 1 | 3 | 1 | 1 | 0
PG&E KERN | Elk Hills | 230 | Solar | 0 | 0 | 0 | 0 | 0 | 0 | 0 | 0 | 0 | 0 | 0 | 5 | 2 | 5 | 2 |  | 1 | 1 | 1 | 1 | 1 | 1 | 1 | 1 | 2 | 4 | 4 | 1 | 1 | 1 | 1 | 3 | 1 | 1 | 4+ | 1 | 1
SDGE | Elliot | 69 | Solar | 0 | 0 | 0 | 0 | 0 | 0 | 0 | 0 | 0 | 0 | 0 | 1 | 1 | 1 | 1 |  | 1 | 1 | 1 | 1 | 1 | 2 | 2 | 1 | 1 | 1 | 3 | 1 | 1 | 2 | 1 | 2 | 1 | 2 | 1 | 1 | 0
SCE Metro | Ellis | 230 | Solar | 0 | 0 | 0 | 0 | 0 | 0 | 0 | 0 | 0 | 0 | 0 | 1 | 1 | 1 | 1 |  | 1 | 1 | 1 | 1 | 1 | 2 | 1 | 1 | 1 | 5 | 5 | 1 | 1 | 1 | 1 | 2 | 1 | 2 | 1 | 1 | 0
SDGE | Encina | 138 | Solar | 0 | 0 | 0 | 0 | 0 | 0 | 0 | 0 | 0 | 0 | 0 | 1 | 1 | 1 | 1 |  | 1 | 1 | 1 | 3 | 3 | 2 | 1 | 2 | 1 | 2 | 3 | 1 | 1 | 2 | 1 | 1 | 1 | 3 | 1 | 1 | 0
SDGE | Encina | 230 | Solar | 0 | 0 | 20 | 0 | 20 | 0 | 0 | 0 | 20 | 0 | 20 | 1 | 1 | 1 | 1 |  | 1 | 5 | 1 | 3 | 3 | 2 | 1 | 2 | 1 | 2 | 3 | 1 | 1 | 2 | 1 | 1 | 1 | 3 | 5- | 1 | 1
SDGE | Escondido | 230 | Solar | 0 | 0 | 0 | 0 | 0 | 0 | 0 | 0 | 0 | 0 | 0 | 1 | 1 | 1 | 1 |  | 1 | 1 | 1 | 1 | 1 | 2 | 4 | 1 | 1 | 1 | 2 | 1 | 1 | 2 | 1 | 1 | 1 | 3 | 1 | 1 | 0
SDGE | Escondido | 69 | Solar | 0 | 0 | 0 | 0 | 0 | 0 | 0 | 0 | 0 | 0 | 0 | 1 | 1 | 1 | 1 |  | 1 | 3 | 1 | 1 | 1 | 2 | 4 | 1 | 1 | 1 | 2 | 1 | 1 | 2 | 1 | 1 | 1 | 3 | 1 | 1 | 0
PG&E KERN | Estrella | 230 | Solar | 0 | 0 | 0 | 0 | 0 | 0 | 0 | 0 | 0 | 0 | 0 | 5 | 2 | 5 | 2 |  | 1 | 1 | 1 | 1 | 1 | 1 | 2 | 1 | 1 | 1 | 1 | 1 | 1 | 2 | 2 | 4 | 2 | 3 | 1 | 1 | 0
SCE Eastern | Etiwanda | 230 | Solar | 0 | 0 | 600 | 730 | 1330 | 0 | 0 | 0 | 600 | 730 | 1330 | 1 | 1 | 1 | 1 |  | 1 | 2 | 5 | 3 | 4 | 2 | 5 | 2 | 2 | 2 | 4 | 2 | 2 | 1 | 1 | 2 | 1 | 1 | 5- | 1 | 1
PG&E GBA | Evergreen | 115 | Solar | 0 | 0 | 0 | 0 | 0 | 0 | 0 | 0 | 0 | 0 | 0 | 5 | 4 | 1 | 1 |  | 1 | 1 | 1 | 1 | 1 | 2 | 5 | 1 | 1 | 1 | 2 | 2 | 1 | 2 | 1 | 2 | 2 | 2 | 2+ | 1 | 1
PG&E GBA | Evergreen | 60 | Solar | 0 | 0 | 0 | 0 | 0 | 0 | 0 | 0 | 0 | 0 | 0 | 5 | 4 | 1 | 1 |  | 1 | 1 | 1 | 1 | 1 | 2 | 5 | 1 | 1 | 1 | 2 | 2 | 1 | 2 | 1 | 2 | 2 | 2 | 1 | 1 | 0
PG&E FRESNO | Excelsior | 115 | Solar | 0 | 0 | 0 | 0 | 0 | 0 | 0 | 0 | 0 | 0 | 0 | 5 | 2 | 5 | 2 | 1 | 1 | 1 | 1 | 1 | 2 | 1 | 1 | 1 | 1 | 1 | 1 | 1 | 1 | 1 | 1 | 4 | 2 | 1 | 4+ | 5 | 1
PG&E FRESNO | Exchequer | 115 | Solar | 0 | 0 | 0 | 0 | 0 | 0 | 0 | 0 | 0 | 0 | 0 | 5 | 4 | 5 | 2 |  | 1 | 1 | 1 | 1 | 1 | 1 | 3 | 3 | 1 | 1 | 4 | 3 | 1 | 2 | 1 | 4 | 1 | 2 | 1 | 1 | 0
PG&E KERN | Fairway | 115 | Solar | 0 | 0 | 0 | 0 | 0 | 0 | 0 | 0 | 0 | 0 | 0 | 5 | 2 | 5 | 2 |  | 1 | 1 | 1 | 1 | 1 | 2 | 1 | 1 | 1 | 1 | 1 | 1 | 1 | 2 | 2 | 3 | 1 | 2 | 4+ | 1 | 1
PG&E KERN | Famoso | 115 | Solar | 0 | 0 | 0 | 0 | 0 | 0 | 0 | 0 | 0 | 0 | 0 | 5 | 2 | 5 | 2 |  | 1 | 1 | 1 | 1 | 3 | 1 | 2 | 1 | 1 | 1 | 1 | 1 | 1 | 1 | 1 | 4 | 1 | 1 | 4+ | 1 | 1
PG&E NGBA | Fern Road | 500 | Solar | 0 | 0 | 0 | 225 | 225 | 0 | 0 | 0 | 0 | 225 | 225 | 5 | 2 | 1 | 1 |  | 4 | 2 | 2 | 1 | 1 | 2 | 5 | 3 | 1 | 1 | 4 | 1 | 1 | 2 | 2 | 4 | 2 | 3 | 5- | 1 | 1
PG&E GBA | Fibreboard (SPI Sonora) | 115 | Solar | 0 | 0 | 0 | 0 | 0 | 0 | 0 | 0 | 0 | 0 | 0 | 5 | 4 | 1 | 1 |  | 2 | 1 | N/A | N/A | N/A | 2 | N/A | N/A | N/A | N/A | N/A | N/A | N/A | 2 | 1 | 2 | 1 | 2 | 1 | 1 | 0
PG&E FRESNO | Figarden | 230 | Solar | 0 | 0 | 0 | 0 | 0 | 0 | 0 | 0 | 0 | 0 | 0 | 5 | 4 | 5 | 2 |  | 1 | 1 | 1 | 1 | 2 | 1 | 1 | 1 | 1 | 1 | 1 | 1 | 1 | 1 | 1 | 3 | 2 | 2 | 1 | 1 | 0
PG&E FRESNO | Fink | 230 | Solar | 0 | 0 | 200 | 0 | 200 | 0 | 0 | 0 | 200 | 0 | 200 | 1 | 1 | 1 | 1 |  | 1 | 1 | 2 | 1 | 1 | 1 | 3 | 1 | 1 | 1 | 2 | 1 | 1 | 1 | 1 | 4 | 2 | 1 | 5- | 1 | 1
PG&E NGBA | Fitch Mountain | 60 | Solar | 0 | 0 | 0 | 0 | 0 | 0 | 0 | 0 | 0 | 0 | 0 | 5 | 2 | 1 | 1 |  | 1 | 1 | 1 | 1 | 1 | 2 | 1 | 1 | 2 | 3 | 4 | 1 | 1 | 2 | 2 | 4 | 2 | 3 | 1 | 1 | 0
PG&E GBA | FMC | 115 | Solar | 0 | 0 | 0 | 0 | 0 | 0 | 0 | 0 | 0 | 0 | 0 | 5 | 4 | 1 | 1 |  | 1 | 1 | 1 | 1 | 1 | 2 | 5 | 1 | 1 | 1 | 1 | 2 | 1 | 2 | 1 | 2 | 2 | 2 | 2+ | 1 | 1
PG&E GBA | Fremont | 115 | Solar | 0 | 0 | 0 | 0 | 0 | 0 | 0 | 0 | 0 | 0 | 0 | 1 | 1 | 1 | 1 |  | 1 | 1 | 1 | 1 | 1 | 2 | 5 | 2 | 1 | 2 | 3 | 2 | 1 | 2 | 1 | 3 | 1 | 2 | 1 | 1 | 0
PG&E GBA | French Camp | 60 | Solar | 0 | 0 | 0 | 0 | 0 | 0 | 0 | 0 | 0 | 0 | 0 | 5 | 4 | 1 | 1 |  | 1 | 1 | 1 | 1 | 2 | 1 | 1 | 1 | 1 | 1 | 1 | 1 | 1 | 1 | 1 | 3 | 2 | 1 | 4+ | 1 | 1
PG&E GBA | Frogtown | 115 | Solar | 0 | 0 | 0 | 0 | 0 | 0 | 0 | 0 | 0 | 0 | 0 | 5 | 4 | 1 | 1 |  | 1 | 1 | 1 | 1 | 1 | 2 | 5 | 3 | 1 | 1 | 3 | 2 | 1 | 2 | 1 | 4 | 1 | 3 | 1 | 1 | 0
PG&E NGBA | Fulton | 115 | Solar | 0 | 0 | 0 | 0 | 0 | 0 | 0 | 0 | 0 | 0 | 0 | 5 | 4 | 1 | 1 |  | 1 | 1 | 1 | 1 | 1 | 2 | 1 | 1 | 2 | 3 | 4 | 1 | 1 | 2 | 1 | 3 | 2 | 2 | 1 | 1 | 0
PG&E NGBA | Fulton | 230 | Solar | 0 | 0 | 0 | 0 | 0 | 0 | 0 | 0 | 0 | 0 | 0 | 5 | 4 | 1 | 1 |  | 1 | 1 | 1 | 1 | 1 | 2 | 1 | 1 | 2 | 3 | 4 | 1 | 1 | 2 | 1 | 3 | 2 | 2 | 1 | 1 | 0
PG&E NGBA | Fulton | 60 | Solar | 0 | 0 | 0 | 0 | 0 | 0 | 0 | 0 | 0 | 0 | 0 | 5 | 2 | 1 | 1 |  | 1 | 1 | 1 | 1 | 1 | 2 | 1 | 1 | 2 | 3 | 4 | 1 | 1 | 2 | 1 | 3 | 2 | 2 | 1 | 1 | 0
PG&E KERN | Ganso | 115 | Solar | 0 | 0 | 0 | 0 | 0 | 0 | 0 | 0 | 0 | 0 | 0 | 5 | 2 | 5 | 2 |  | 1 | 1 | 1 | 1 | 2 | 1 | 1 | 1 | 1 | 1 | 1 | 1 | 1 | 1 | 1 | 3 | 1 | 1 | 2+ | 1 | 1
PG&E FRESNO | Gates | 230 | Solar | 0 | 0 | 166 | 477.5 | 643.5 | 166 | 477.5 | 643.5 | 0 | 0 | 0 | 5 | 2 | 5 | 2 | 4 | 1 | 1 | 2 | 2 | 2 | 1 | 1 | 1 | 1 | 1 | 1 | 1 | 1 | 1 | 1 | 3 | 2 | 1 | 4+ | 5 | 1
PG&E FRESNO | Gates | 500 | Solar | 0 | 0 | 230 | 0 | 230 | 0 | 0 | 0 | 230 | 0 | 230 | 5 | 2 | 5 | 2 |  | 1 | 1 | 2 | 2 | 2 | 1 | 1 | 1 | 1 | 1 | 1 | 1 | 1 | 1 | 1 | 3 | 2 | 1 | 5- | 1 | 1
PG&E NGBA | Geysers 12 | 230 | Solar | 0 | 0 | 0 | 0 | 0 | 0 | 0 | 0 | 0 | 0 | 0 | 5 | 4 | 1 | 1 |  | 1 | 1 | 1 | 1 | 1 | 2 | 3 | 2 | 2 | 3 | 5 | 1 | 1 | 2 | 2 | 4 | 2 | 3 | 1 | 1 | 0
PG&E NGBA | Geysers 17 | 230 | Solar | 0 | 0 | 0 | 0 | 0 | 0 | 0 | 0 | 0 | 0 | 0 | 5 | 4 | 1 | 1 |  | 1 | 1 | 1 | 1 | 1 | 2 | 3 | 2 | 2 | 3 | 5 | 1 | 1 | 2 | 2 | 4 | 2 | 3 | 1 | 1 | 0
PG&E NGBA | Geysers 3 | 115 | Solar | 0 | 0 | 0 | 0 | 0 | 0 | 0 | 0 | 0 | 0 | 0 | 5 | 2 | 1 | 1 |  | 1 | 1 | 1 | 1 | 1 | 2 | 3 | 2 | 2 | 3 | 5 | 1 | 1 | 2 | 2 | 4 | 2 | 3 | 1 | 1 | 0
PG&E NGBA | Glenn | 230 | Solar | 0 | 0 | 0 | 320 | 320 | 0 | 0 | 0 | 0 | 320 | 320 | 5 | 2 | 1 | 1 | 3 | 1 | 1 | 1 | 1 | 2 | 2 | 1 | 2 | 1 | 1 | 2 | 1 | 1 | 2 | 2 | 4 | 1 | 3 | 3- | 4 | 1
PG&E NGBA | Glenn | 60 | Solar | 0 | 0 | 0 | 0 | 0 | 0 | 0 | 0 | 0 | 0 | 0 | 5 | 2 | 1 | 1 |  | 1 | 1 | 1 | 1 | 2 | 2 | 1 | 2 | 1 | 1 | 2 | 1 | 1 | 2 | 2 | 4 | 1 | 3 | 1 | 1 | 0
PG&E NGBA | Gold Hill | 115 | Solar | 0 | 0 | 0 | 0 | 0 | 0 | 0 | 0 | 0 | 0 | 0 | 5 | 4 | 1 | 1 |  | 1 | 1 | 1 | 1 | 1 | 2 | 2 | 1 | 1 | 1 | 2 | 1 | 1 | 2 | 1 | 4 | 2 | 3 | 1 | 1 | 0
PG&E NGBA | Gold Hill | 230 | Solar | 0 | 0 | 0 | 0 | 0 | 0 | 0 | 0 | 0 | 0 | 0 | 5 | 4 | 1 | 1 |  | 1 | 1 | 1 | 1 | 1 | 2 | 2 | 1 | 1 | 1 | 2 | 1 | 1 | 2 | 1 | 4 | 2 | 3 | 1 | 1 | 0
SCE Northern | Goleta | 230 | Solar | 0 | 0 | 0 | 0 | 0 | 0 | 0 | 0 | 0 | 0 | 0 | 5 | 2 | 4 | 2 |  | 1 | 5 | 1 | 1 | 1 | 2 | 5 | 1 | 1 | 1 | 1 | 2 | 1 | 2 | 2 | 2 | 1 | 2 | 2+ | 1 | 1
SCE Metro | Goodrich | 230 | Solar | 0 | 0 | 0 | 0 | 0 | 0 | 0 | 0 | 0 | 0 | 0 | 1 | 1 | 1 | 1 |  | 1 | 1 | 1 | 1 | 1 | 2 | 5 | 1 | 2 | 5 | 5 | 5 | 1 | 1 | 1 | 3 | 1 | 2 | 1 | 1 | 0
PG&E KERN | Goose Lake | 115 | Solar | 0 | 0 | 0 | 0 | 0 | 0 | 0 | 0 | 0 | 0 | 0 | 5 | 2 | 5 | 2 |  | 1 | 1 | 1 | 1 | 2 | 1 | 1 | 1 | 1 | 1 | 2 | 1 | 1 | 1 | 1 | 2 | 1 | 1 | 4+ | 1 | 1
SCE Metro | Gould | 230 | Solar | 0 | 0 | 0 | 0 | 0 | 0 | 0 | 0 | 0 | 0 | 0 | 1 | 1 | 1 | 1 |  | 1 | 1 | 1 | 1 | 1 | 2 | 3 | 1 | 1 | 1 | 1 | 1 | 1 | 1 | 1 | 4 | 1 | 2 | 1 | 1 | 0
PG&E NGBA | Grand Island | 115 | Solar | 0 | 0 | 0 | 0 | 0 | 0 | 0 | 0 | 0 | 0 | 0 | 5 | 4 | 1 | 1 |  | 1 | 1 | 1 | 1 | 1 | 1 | 1 | 1 | 1 | 1 | 1 | 1 | 1 | 2 | 1 | 4 | 2 | 2 | 2+ | 1 | 1
SDGE | Granite | 69 | Solar | 0 | 0 | 0 | 0 | 0 | 0 | 0 | 0 | 0 | 0 | 0 | 1 | 1 | 1 | 1 |  | 1 | 3 | 1 | 1 | 1 | 2 | 2 | 2 | 1 | 1 | 2 | 1 | 1 | 2 | 1 | 2 | 2 | 2 | 1 | 1 | 0
PG&E GBA | Grant | 115 | Solar | 0 | 0 | 0 | 0 | 0 | 0 | 0 | 0 | 0 | 0 | 0 | 5 | 2 | 1 | 1 |  | 1 | 1 | 1 | 1 | 1 | 2 | 3 | 2 | 1 | 2 | 3 | 1 | 1 | 2 | 1 | 2 | 1 | 2 | 2+ | 1 | 1
PG&E GBA | Green Valley | 115 | Solar | 0 | 0 | 0 | 0 | 0 | 0 | 0 | 0 | 0 | 0 | 0 | 5 | 4 | 1 | 1 |  | 1 | 1 | 1 | 1 | 1 | 1 | 2 | 1 | 1 | 1 | 2 | 1 | 1 | 2 | 2 | 3 | 2 | 2 | 1 | 1 | 0
PG&E NGBA | Greenleaf 1 | 115 | Solar | 0 | 0 | 0 | 0 | 0 | 0 | 0 | 0 | 0 | 0 | 0 | 5 | 4 | 1 | 1 |  | 1 | 1 | 1 | 1 | 2 | 2 | 1 | 1 | 1 | 2 | 2 | 1 | 1 | 2 | 2 | 1 | 1 | 3 | 1 | 1 | 0
PG&E FRESNO | Gregg | 230 | Solar | 0 | 0 | 100 | 270 | 370 | 0 | 0 | 0 | 100 | 270 | 370 | 5 | 2 | 5 | 2 |  | 1 | 1 | 1 | 3 | 2 | 1 | 2 | 1 | 1 | 1 | 1 | 1 | 1 | 1 | 1 | 3 | 2 | 1 | 5- | 1 | 1
PG&E FRESNO | Grimmway-Malaga | 115 | Solar | 0 | 0 | 75 | 0 | 75 | 0 | 0 | 0 | 75 | 0 | 75 | 5 | 2 | 5 | 2 |  | 1 | 2 | 1 | 1 | 2 | 1 | 1 | 1 | 1 | 1 | 1 | 1 | 1 | 1 | 1 | 2 | 1 | 1 | 5- | 1 | 1 | fresno solar, no concern
PG&E NGBA | Grizzly | 230 | Solar | 0 | 0 | 0 | 0 | 0 | 0 | 0 | 0 | 0 | 0 | 0 | 5 | 5 | 3 | 3 |  | 2 | 1 | 1 | 1 | 1 | 2 | 5 | 1 | 1 | 2 | 3 | 2 | 1 | 2 | 2 | 4 | 1 | 3 | 1 | 1 | 0
PG&E FRESNO | Guernsey | 70 | Solar | 0 | 0 | 0 | 0 | 0 | 0 | 0 | 0 | 0 | 0 | 0 | 5 | 2 | 5 | 2 |  | 1 | 1 | 1 | 1 | 1 | 1 | 1 | 1 | 1 | 1 | 1 | 1 | 1 | 1 | 1 | 3 | 2 | 1 | 4+ | 1 | 1
PG&E FRESNO | GWF Hanford | 115 | Solar | 0 | 0 | 0 | 0 | 0 | 0 | 0 | 0 | 0 | 0 | 0 | 5 | 2 | 5 | 2 |  | 1 | 3 | 1 | 1 | 1 | 2 | 1 | 1 | 1 | 1 | 1 | 1 | 1 | 2 | 1 | 2 | 1 | 1 | 1 | 1 | 0
PG&E FRESNO | Haas | 230 | Solar | 0 | 0 | 150 | 0 | 150 | 0 | 0 | 0 | 150 | 0 | 150 | 5 | 2 | 5 | 2 |  | 1 | 2 | 2 | 1 | 1 | 2 | 5 | 1 | 1 | 1 | 2 | 2 | 1 | 1 | 1 | 4 | 2 | 3 | 5- | 1 | 1 | fresno solar, no concern
PG&E FRESNO | Hammonds | 115 | Solar | 0 | 0 | 0 | 0 | 0 | 0 | 0 | 0 | 0 | 0 | 0 | 5 | 2 | 5 | 2 |  | 1 | 1 | 1 | 1 | 2 | 1 | 1 | 1 | 1 | 1 | 1 | 1 | 1 | 1 | 1 | 2 | 2 | 1 | 1 | 1 | 0
SCE Metro | HarborGen | 230 | Solar | 0 | 0 | 0 | 0 | 0 | 0 | 0 | 0 | 0 | 0 | 0 | 1 | 1 | 1 | 1 |  | 1 | 1 | 1 | 1 | 1 | 2 | 1 | 1 | 1 | 2 | 2 | 1 | 1 | 1 | 1 | 2 | 1 | 1 | 1 | 1 | 0
PG&E NGBA | Harris | 60 | Solar | 0 | 0 | 0 | 0 | 0 | 0 | 0 | 0 | 0 | 0 | 0 | 5 | 2 | 1 | 1 |  | 1 | 1 | 1 | 1 | 1 | 2 | 1 | 1 | 1 | 2 | 2 | 1 | 1 | 2 | 2 | 2 | 2 | 3 | 1 | 1 | 0
EOP | Harry Allen | 500 | Solar | 0 | 0 | 0 | 0 | 0 | 0 | 0 | 0 | 0 | 0 | 0 | 5 | 2 | 4 | 2 |  | 1 | 1 | #N/A | N/A | N/A | 2 | N/A | N/A | N/A | N/A | N/A | N/A | N/A | 2 | 2 | 4 | 1 | 3 | 1 | 1 | 0
PG&E NGBA | Hartley | 60 | Solar | 0 | 0 | 0 | 0 | 0 | 0 | 0 | 0 | 0 | 0 | 0 | 5 | 2 | 1 | 1 |  | 1 | 1 | 1 | 1 | 1 | 2 | 5 | 1 | 1 | 1 | 2 | 1 | 1 | 2 | 2 | 4 | 2 | 3 | 1+ | 1 | 1
SCE NOL | Harvard | 115 | Solar | 0 | 0 | 0 | 0 | 0 | 0 | 0 | 0 | 0 | 0 | 0 | 3 | 3 | 1 | 1 |  | 1 | 1 | 1 | 1 | 1 | 2 | 1 | 1 | 1 | 1 | 1 | 1 | 1 | 2 | 1 | 4 | 1 | 1 | 1 | 1 | 0
SDGE | Hassayampa | 500 | Solar | 0 | 0 | 1500 | 871 | 2371 | 0 | 85 | 85 | 1500 | 786 | 2286 | 5 | 3 | 4 | 4 |  | 1 | 2 | 2 | N/A | N/A | 2 | N/A | N/A | N/A | N/A | N/A | N/A | N/A | 2 | 1 | 4 | 2 | 3 | 5- | 1 | 1
PG&E FRESNO | Helm | 230 | Solar | 0 | 0 | 150 | 0 | 150 | 0 | 0 | 0 | 150 | 0 | 150 | 5 | 2 | 5 | 2 | 3 | 1 | 2 | 1 | 1 | 1 | 1 | 1 | 1 | 1 | 1 | 1 | 1 | 1 | 1 | 1 | 2 | 2 | 1 | 5- | 4 | 1
PG&E FRESNO | Helm | 70 | Solar | 0 | 0 | 0 | 0 | 0 | 0 | 0 | 0 | 0 | 0 | 0 | 5 | 2 | 5 | 2 |  | 1 | 1 | 1 | 1 | 1 | 1 | 1 | 1 | 1 | 1 | 1 | 1 | 1 | 1 | 1 | 2 | 2 | 1 | 1 | 1 | 0
PG&E FRESNO | Henrietta | 115 | Solar | 0 | 0 | 80 | 0 | 80 | 0 | 0 | 0 | 80 | 0 | 80 | 5 | 2 | 5 | 2 |  | 1 | 2 | 1 | 1 | 1 | 1 | 1 | 1 | 1 | 1 | 1 | 1 | 1 | 1 | 1 | 1 | 2 | 1 | 5- | 1 | 1 | no concern , fresno solar
PG&E FRESNO | Henrietta | 230 | Solar | 0 | 0 | 505 | 0 | 505 | 0 | 0 | 0 | 505 | 0 | 505 | 5 | 2 | 5 | 2 | 3 | 1 | 1 | 1 | 1 | 1 | 1 | 1 | 1 | 1 | 1 | 1 | 1 | 1 | 1 | 1 | 1 | 2 | 1 | 5- | 1 | 1 | no concern , fresno solar
PG&E FRESNO | Henrietta | 70 | Solar | 0 | 0 | 0 | 0 | 0 | 0 | 0 | 0 | 0 | 0 | 0 | 5 | 2 | 5 | 2 |  | 1 | 5 | 1 | 1 | 1 | 1 | 1 | 1 | 1 | 1 | 1 | 1 | 1 | 1 | 1 | 1 | 2 | 1 | 1 | 1 | 0
PG&E FRESNO | Herndon | 115 | Solar | 0 | 0 | 0 | 0 | 0 | 0 | 0 | 0 | 0 | 0 | 0 | 5 | 2 | 5 | 2 |  | 1 | 1 | 1 | 1 | 2 | 1 | 1 | 1 | 1 | 1 | 1 | 1 | 1 | 1 | 1 | 3 | 2 | 1 | 1 | 1 | 0
PG&E FRESNO | Herndon | 230 | Solar | 0 | 0 | 0 | 0 | 0 | 0 | 0 | 0 | 0 | 0 | 0 | 5 | 4 | 5 | 2 |  | 1 | 1 | 1 | 1 | 2 | 1 | 1 | 1 | 1 | 1 | 1 | 1 | 1 | 1 | 1 | 3 | 2 | 1 | 1 | 1 | 0
PG&E GBA | Hicks | 230 | Solar | 0 | 0 | 0 | 0 | 0 | 0 | 0 | 0 | 0 | 0 | 0 | 5 | 4 | 1 | 1 |  | 1 | 1 | 1 | 1 | 1 | 2 | 2 | 3 | 1 | 2 | 4 | 1 | 1 | 2 | 1 | 4 | 2 | 2 | 1 | 1 | 0
PG&E NGBA | Higgins | 115 | Solar | 0 | 0 | 0 | 0 | 0 | 0 | 0 | 0 | 0 | 0 | 0 | 5 | 4 | 1 | 1 |  | 1 | 1 | 1 | 1 | 1 | 2 | 5 | 3 | 1 | 1 | 3 | 1 | 1 | 2 | 1 | 4 | 1 | 3 | 1+ | 1 | 1
PG&E NGBA | Hilltop | 345 | Solar | 0 | 0 | 0 | 0 | 0 | 0 | 0 | 0 | 0 | 0 | 0 | 5 | 2 | 1 | 1 |  | 3 | 1 | 1 | 1 | 1 | 2 | 1 | 1 | 1 | 1 | 2 | 2 | 1 | 2 | 2 | 4 | 1 | 3 | 1 | 1 | 0
SCE Metro | Hinson | 230 | Solar | 0 | 0 | 0 | 0 | 0 | 0 | 0 | 0 | 0 | 0 | 0 | 1 | 1 | 1 | 1 |  | 1 | 1 | 1 | 1 | 1 | 2 | 1 | 1 | 1 | 2 | 2 | 1 | 1 | 1 | 1 | 2 | 1 | 1 | 2+ | 1 | 1
PG&E GBA | Hollister | 115 | Solar | 0 | 0 | 0 | 0 | 0 | 0 | 0 | 0 | 0 | 0 | 0 | 5 | 4 | 1 | 1 | 3 | 1 | 1 | 1 | 1 | 1 | 2 | 3 | 1 | 1 | 1 | 2 | 1 | 1 | 2 | 2 | 4 | 2 | 3 | 4+ | 1 | 1
PG&E NGBA | Homestake | 115 | Solar | 0 | 0 | 0 | 0 | 0 | 0 | 0 | 0 | 0 | 0 | 0 | 5 | 2 | 1 | 1 |  | 1 | 1 | 1 | 1 | 1 | 2 | 5 | 2 | 1 | 1 | 3 | 2 | 1 | 2 | 1 | 4 | 2 | 3 | 1 | 1 | 0
PG&E NGBA | Honcut | 115 | Solar | 0 | 0 | 0 | 0 | 0 | 0 | 0 | 0 | 0 | 0 | 0 | 5 | 4 | 1 | 1 |  | 1 | 1 | 1 | 1 | 1 | 2 | 2 | 3 | 1 | 1 | 3 | 1 | 1 | 2 | 1 | 4 | 2 | 3 | 1 | 1 | 0
SDGE | Hoodoo Wash | 500 | Solar | 0 | 0 | 825.5 | 1979 | 2804.5 | 237.5 | 179 | 416.5 | 588 | 1800 | 2388 | 5 | 2 | 4 | 2 |  | 1 | 3 | 2 | N/A | N/A | 2 | N/A | N/A | N/A | N/A | N/A | N/A | N/A | 2 | 2 | 4 | 2 | 3 | 3- | 1 | 1
PG&E NGBA | Hopland | 115 | Solar | 0 | 0 | 0 | 0 | 0 | 0 | 0 | 0 | 0 | 0 | 0 | 5 | 2 | 1 | 1 |  | 1 | 1 | 1 | 1 | 1 | 2 | 5 | 3 | 1 | 1 | 3 | 1 | 1 | 2 | 2 | 4 | 2 | 3 | 2+ | 1 | 1
PG&E NGBA | Hopland | 60 | Solar | 0 | 0 | 0 | 0 | 0 | 0 | 0 | 0 | 0 | 0 | 0 | 5 | 2 | 1 | 1 |  | 1 | 1 | 1 | 1 | 1 | 2 | 5 | 3 | 1 | 1 | 3 | 1 | 1 | 2 | 2 | 4 | 2 | 3 | 1 | 1 | 0
PG&E NGBA | Humboldt | 115 | Solar | 0 | 0 | 0 | 0 | 0 | 0 | 0 | 0 | 0 | 0 | 0 | 5 | 2 | 1 | 1 |  | 4 | 1 | 2 | 1 | 1 | 2 | 1 | 1 | 1 | 2 | 2 | 1 | 1 | 2 | 2 | 3 | 2 | 3 | 1 | 1 | 0
PG&E NGBA | Humboldt | 60 | Solar | 0 | 0 | 0 | 0 | 0 | 0 | 0 | 0 | 0 | 0 | 0 | 5 | 2 | 1 | 1 |  | 4 | 1 | 2 | 1 | 1 | 2 | 1 | 1 | 1 | 2 | 2 | 1 | 1 | 2 | 2 | 3 | 2 | 3 | 1 | 1 | 0
PG&E NGBA | Humboldt | 500 | Solar | 0 | 0 | 0 | 457.5 | 457.5 | 0 | 0 | 0 | 0 | 457.5 | 457.5 | 5 | 2 | 1 | 1 |  | 4 | 1 | 2 | 1 | 1 | 2 | 1 | 1 | 1 | 2 | 2 | 1 | 1 | 2 | 2 | 3 | 2 | 3 | 5- | 1 | 1
SCE Metro | Huntington Beach | 230 | Solar | 0 | 0 | 0 | 0 | 0 | 0 | 0 | 0 | 0 | 0 | 0 | 1 | 1 | 1 | 1 |  | 1 | 1 | 1 | 1 | 1 | 2 | 1 | 1 | 1 | 5 | 5 | 1 | 1 | 1 | 1 | 1 | 1 | 2 | 1 | 1 | 0
PG&E NGBA | Ignacio | 115 | Solar | 0 | 0 | 0 | 0 | 0 | 0 | 0 | 0 | 0 | 0 | 0 | 5 | 4 | 1 | 1 |  | 1 | 1 | 1 | 1 | 1 | 2 | 2 | 2 | 1 | 1 | 3 | 1 | 1 | 2 | 1 | 4 | 1 | 3 | 1 | 1 | 0
PG&E NGBA | Ignacio | 230 | Solar | 0 | 0 | 0 | 0 | 0 | 0 | 0 | 0 | 0 | 0 | 0 | 5 | 2 | 1 | 1 |  | 1 | 1 | 1 | 1 | 1 | 2 | 2 | 2 | 1 | 1 | 3 | 1 | 1 | 2 | 1 | 4 | 1 | 3 | 1 | 1 | 0
PG&E NGBA | Ignacio | 60 | Solar | 0 | 0 | 0 | 0 | 0 | 0 | 0 | 0 | 0 | 0 | 0 | 5 | 2 | 1 | 1 |  | 1 | 1 | 1 | 1 | 1 | 2 | 2 | 2 | 1 | 1 | 3 | 1 | 1 | 2 | 1 | 4 | 1 | 3 | 1 | 1 | 0
SDGE | Imperial Beach | 69 | Solar | 0 | 0 | 0 | 0 | 0 | 0 | 0 | 0 | 0 | 0 | 0 | 1 | 1 | 1 | 1 |  | 1 | 1 | 1 | 1 | 1 | 2 | 2 | 1 | 2 | 4 | 4 | 1 | 1 | 2 | 1 | 3 | 1 | 2 | 1 | 1 | 0
SDGE | Imperial Valley | 230 | Solar | 0 | 0 | 375 | 482 | 857 | 0 | 107 | 107 | 375 | 375 | 750 | 1 | 1 | 1 | 1 | 4 | 3 | 2 | 3 | 2 | 3 | 2 | 1 | 1 | 1 | 1 | 1 | 1 | 1 | 1 | 1 | 2 | 2 | 1 | 3- | 1 | 1
SDGE | Imperial Valley | 500 | Solar | 0 | 0 | 200 | 0 | 200 | 0 | 0 | 0 | 200 | 0 | 200 | 1 | 1 | 1 | 1 | 5 | 4 | 2 | 3 | 2 | 3 | 2 | 1 | 1 | 1 | 1 | 1 | 1 | 1 | 1 | 1 | 2 | 2 | 1 | 5- | 1 | 1
EOP | Innovation | 138 | Solar | 0 | 0 | 0 | 0 | 0 | 0 | 0 | 0 | 0 | 0 | 0 | 5 | 2 | 4 | 2 |  | 1 | 1 | 2 | N/A | N/A | 2 | N/A | N/A | N/A | N/A | N/A | N/A | N/A | 2 | 2 | 4 | 1 | 3 | 1 | 1 | 0
EOP | Innovation | 230 | Solar | 0 | 0 | 400 | 0 | 400 | 0 | 0 | 0 | 400 | 0 | 400 | 5 | 2 | 4 | 2 |  | 1 | 1 | 2 | N/A | N/A | 2 | N/A | N/A | N/A | N/A | N/A | N/A | N/A | 2 | 2 | 4 | 1 | 3 | 5- | 4 | 1
SCE NOL | Inyokern | 115 | Solar | 0 | 0 | 0 | 31.8 | 31.8 | 0 | 31.8 | 31.8 | 0 | 0 | 0 | 3 | 3 | 1 | 1 |  | 1 | 1 | 1 | 3 | 1 | 1 | 1 | 2 | 1 | 1 | 2 | 1 | 1 | 2 | 2 | 4 | 1 | 3 | 4+ | 1 | 1
EOP | IS Tap | 138 | Solar | 0 | 0 | 0 | 0 | 0 | 0 | 0 | 0 | 0 | 0 | 0 | 5 | 2 | 4 | 2 |  | 1 | 1 | #N/A | N/A | N/A | 2 | N/A | N/A | N/A | N/A | N/A | N/A | N/A | 2 | 2 | 4 | 1 | 3 | 1 | 1 | 0
EOP | Ivanpah | 115 | Solar | 0 | 0 | 0 | 0 | 0 | 0 | 0 | 0 | 0 | 0 | 0 | 5 | 2 | 4 | 2 |  | 1 | 1 | #N/A | N/A | N/A | 2 | N/A | N/A | N/A | N/A | N/A | N/A | N/A | 2 | 2 | 4 | 1 | 1 | 1 | 1 | 0
EOP | Ivanpah | 230 | Solar | 0 | 0 | 0 | 0 | 0 | 0 | 0 | 0 | 0 | 0 | 0 | 5 | 2 | 4 | 2 |  | 1 | 1 | #N/A | N/A | N/A | 2 | N/A | N/A | N/A | N/A | N/A | N/A | N/A | 2 | 2 | 4 | 1 | 1 | 1 | 1 | 0
EOP | Jackass (DOE) | 138 | Solar | 0 | 0 | 0 | 0 | 0 | 0 | 0 | 0 | 0 | 0 | 0 | 5 | 2 | 4 | 2 |  | 1 | 1 | 1 | N/A | N/A | 2 | N/A | N/A | N/A | N/A | N/A | N/A | N/A | 2 | 2 | 4 | 1 | 3 | 1 | 1 | 0
PG&E NGBA | James B Black | 230 | Solar | 0 | 0 | 0 | 0 | 0 | 0 | 0 | 0 | 0 | 0 | 0 | 5 | 2 | 1 | 1 |  | 4 | 1 | 1 | 1 | 1 | 2 | 5 | 1 | 1 | 1 | 1 | 1 | 1 | 2 | 2 | 4 | 2 | 3 | 1 | 1 | 0
PG&E GBA | Jefferson | 230 | Solar | 0 | 0 | 0 | 140 | 140 | 0 | 0 | 0 | 0 | 140 | 140 | 5 | 4 | 1 | 1 |  | 1 | 2 | 3 | 2 | 1 | 2 | 1 | 1 | 2 | 3 | 3 | 1 | 1 | 2 | 1 | 3 | 1 | 2 | 5- | 1 | 1
PG&E NGBA | Jessup | 115 | Solar | 0 | 0 | 0 | 0 | 0 | 0 | 0 | 0 | 0 | 0 | 0 | 5 | 2 | 1 | 1 |  | 1 | 1 | 1 | 1 | 1 | 2 | 5 | 2 | 1 | 1 | 3 | 1 | 1 | 2 | 2 | 3 | 2 | 3 | 1 | 1 | 0
SCE Metro | Johanna | 230 | Solar | 0 | 0 | 0 | 0 | 0 | 0 | 0 | 0 | 0 | 0 | 0 | 1 | 1 | 1 | 1 |  | 1 | 2 | 1 | 1 | 1 | 2 | 1 | 1 | 1 | 3 | 3 | 1 | 1 | 1 | 1 | 2 | 1 | 1 | 1 | 1 | 0
SCE Eastern | Julian Hinds | 230 | Solar | 0 | 0 | 0 | 0 | 0 | 0 | 0 | 0 | 0 | 0 | 0 | 5 | 4 | 1 | 1 |  | 3 | 1 | 1 | 1 | 1 | 2 | 1 | 5 | 1 | 1 | 5 | 1 | 1 | 2 | 1 | 4 | 1 | 3 | 1 | 1 | 0
PG&E GBA | Kasson | 115 | Solar | 0 | 0 | 0 | 0 | 0 | 0 | 0 | 0 | 0 | 0 | 0 | 5 | 4 | 1 | 1 |  | 1 | 1 | 1 | 1 | 2 | 1 | 1 | 1 | 1 | 1 | 1 | 1 | 1 | 1 | 1 | 4 | 2 | 1 | 1 | 1 | 0
PG&E GBA | Kasson | 60 | Solar | 0 | 0 | 0 | 0 | 0 | 0 | 0 | 0 | 0 | 0 | 0 | 5 | 4 | 1 | 1 |  | 1 | 1 | 1 | 1 | 2 | 1 | 1 | 1 | 1 | 1 | 1 | 1 | 1 | 1 | 1 | 4 | 2 | 1 | 1 | 1 | 0
PG&E FRESNO | Kearney | 230 | Solar | 0 | 0 | 20 | 0 | 20 | 0 | 0 | 0 | 20 | 0 | 20 | 5 | 2 | 5 | 2 |  | 1 | 5 | 1 | 1 | 2 | 1 | 1 | 1 | 1 | 1 | 1 | 1 | 1 | 1 | 1 | 3 | 2 | 1 | 5- | 5 | 1 | fresno solar, no concern
PG&E FRESNO | Kearney | 70 | Solar | 0 | 0 | 0 | 0 | 0 | 0 | 0 | 0 | 0 | 0 | 0 | 5 | 2 | 5 | 2 |  | 1 | 1 | 1 | 1 | 2 | 1 | 1 | 1 | 1 | 1 | 1 | 1 | 1 | 1 | 1 | 3 | 2 | 1 | 1 | 1 | 0
PG&E GBA | Kelso | 230 | Solar | 0 | 0 | 0 | 0 | 0 | 0 | 0 | 0 | 0 | 0 | 0 | 5 | 2 | 1 | 1 |  | 1 | 2 | 1 | 1 | 1 | 2 | 2 | 2 | 1 | 1 | 2 | 1 | 1 | 2 | 1 | 2 | 1 | 2 | 1 | 1 | 0
PG&E FRESNO | Kerchoff 1 | 115 | Solar | 0 | 0 | 0 | 0 | 0 | 0 | 0 | 0 | 0 | 0 | 0 | 5 | 2 | 5 | 2 |  | 1 | 1 | 1 | 1 | 1 | 2 | 5 | 2 | 1 | 1 | 3 | 1 | 1 | 1 | 1 | 4 | 2 | 3 | 1 | 1 | 0
PG&E KERN | Kern Oil | 115 | Solar | 0 | 0 | 0 | 115 | 115 | 0 | 0 | 0 | 0 | 115 | 115 | 5 | 2 | 5 | 2 |  | 1 | 3 | 1 | 1 | 1 | 1 | 2 | 2 | 1 | 1 | 2 | 1 | 1 | 1 | 1 | 1 | 1 | 1 | 5- | 1 | 1
PG&E KERN | Kern PP | 115 | Solar | 0 | 0 | 100 | 120 | 220 | 0 | 0 | 0 | 100 | 120 | 220 | 5 | 2 | 5 | 2 |  | 1 | 4 | 1 | 3 | 1 | 1 | 1 | 1 | 1 | 1 | 1 | 1 | 1 | 1 | 1 | 2 | 1 | 2 | 5- | 1 | 1
PG&E KERN | Kern PP | 230 | Solar | 0 | 0 | 0 | 0 | 0 | 0 | 0 | 0 | 0 | 0 | 0 | 5 | 2 | 5 | 2 |  | 1 | 1 | 1 | 3 | 1 | 1 | 1 | 1 | 1 | 1 | 1 | 1 | 1 | 1 | 1 | 2 | 1 | 2 | 1 | 1 | 0
PG&E KERN | Kern PP | 70 | Solar | 0 | 0 | 0 | 0 | 0 | 0 | 0 | 0 | 0 | 0 | 0 | 5 | 2 | 5 | 2 |  | 1 | 1 | 1 | 3 | 1 | 1 | 1 | 1 | 1 | 1 | 1 | 1 | 1 | 1 | 1 | 2 | 1 | 2 | 1 | 1 | 0
PG&E KERN | Kernridge | 115 | Solar | 0 | 0 | 100 | 0 | 100 | 0 | 0 | 0 | 100 | 0 | 100 | 5 | 2 | 5 | 2 |  | 1 | 3 | 1 | 1 | 1 | 1 | 1 | 2 | 1 | 1 | 3 | 1 | 1 | 1 | 1 | 1 | 1 | 1 | 1 | 1 | 1
PG&E FRESNO | Kingsburg | 115 | Solar | 0 | 0 | 0 | 0 | 0 | 0 | 0 | 0 | 0 | 0 | 0 | 5 | 2 | 5 | 2 |  | 1 | 1 | 1 | 1 | 2 | 1 | 1 | 1 | 1 | 1 | 1 | 1 | 1 | 1 | 1 | 2 | 2 | 1 | 2+ | 1 | 1
PG&E GBA | Kirker | 115 | Solar | 0 | 0 | 0 | 0 | 0 | 0 | 0 | 0 | 0 | 0 | 0 | 5 | 2 | 1 | 1 |  | 1 | 1 | 1 | 1 | 1 | 2 | 3 | 1 | 1 | 1 | 2 | 1 | 1 | 2 | 1 | 3 | 1 | 1 | 4+ | 1 | 1
PG&E NGBA | Knights Landing | 115 | Solar | 0 | 0 | 0 | 0 | 0 | 0 | 0 | 0 | 0 | 0 | 0 | 5 | 5 | 3 | 3 |  | 1 | 1 | 1 | 1 | 2 | 2 | 1 | 1 | 1 | 2 | 3 | 1 | 1 | 2 | 1 | 4 | 2 | 3 | 1 | 1 | 0
PG&E NGBA | Konocti | 60 | Solar | 0 | 0 | 0 | 0 | 0 | 0 | 0 | 0 | 0 | 0 | 0 | 5 | 2 | 1 | 1 |  | 1 | 1 | 1 | 1 | 1 | 2 | 5 | 1 | 1 | 2 | 3 | 1 | 1 | 2 | 2 | 4 | 2 | 3 | 1+ | 1 | 1
SCE NOL | Kramer | 115 | Solar | 0 | 0 | 0 | 4 | 4 | 0 | 4 | 4 | 0 | 0 | 0 | 3 | 3 | 1 | 1 | 3 | 1 | 1 | 2 | 2 | 1 | 2 | 1 | 2 | 1 | 1 | 3 | 2 | 1 | 2 | 1 | 4 | 1 | 3 | 4+ | 4 | 1
SCE NOL | Kramer | 230 | Solar | 0 | 0 | 70 | 200 | 270 | 70 | 200 | 270 | 0 | 0 | 0 | 3 | 3 | 1 | 1 | 4 | 1 | 1 | 2 | 2 | 1 | 2 | 1 | 2 | 1 | 1 | 3 | 2 | 1 | 2 | 1 | 4 | 1 | 3 | 4+ | 3 | 1
SCE Metro | La Cienega | 230 | Solar | 0 | 0 | 0 | 0 | 0 | 0 | 0 | 0 | 0 | 0 | 0 | 1 | 1 | 1 | 1 |  | 1 | 1 | 1 | 1 | 1 | 2 | 5 | 1 | 1 | 1 | 1 | 1 | 1 | 1 | 1 | 2 | 1 | 2 | 1 | 1 | 0
SCE Metro | La Fresa | 230 | Solar | 0 | 0 | 0 | 0 | 0 | 0 | 0 | 0 | 0 | 0 | 0 | 1 | 1 | 1 | 1 |  | 1 | 1 | 1 | 1 | 1 | 2 | 1 | 1 | 1 | 3 | 3 | 1 | 1 | 1 | 1 | 2 | 1 | 2 | 2+ | 1 | 1
SCE Metro | Laguna Bell | 230 | Solar | 0 | 0 | 0 | 0 | 0 | 0 | 0 | 0 | 0 | 0 | 0 | 1 | 1 | 1 | 1 |  | 1 | 1 | 1 | 1 | 1 | 2 | 1 | 1 | 1 | 1 | 1 | 1 | 1 | 1 | 1 | 2 | 1 | 1 | 2+ | 1 | 1
PG&E KERN | Lakeview | 70 | Solar | 0 | 0 | 0 | 0 | 0 | 0 | 0 | 0 | 0 | 0 | 0 | 5 | 2 | 5 | 2 |  | 1 | 4 | 1 | 1 | 2 | 1 | 1 | 1 | 1 | 1 | 1 | 1 | 1 | 1 | 1 | 4 | 1 | 1 | 2+ | 4 | 1
PG&E NGBA | Lakeville | 230 | Solar | 0 | 0 | 0 | 0 | 0 | 0 | 0 | 0 | 0 | 0 | 0 | 5 | 4 | 1 | 1 | 3 | 1 | 1 | 1 | 1 | 1 | 2 | 3 | 3 | 1 | 2 | 3 | 1 | 1 | 2 | 1 | 4 | 2 | 3 | 4+ | 1 | 1
PG&E NGBA | Lakeville | 60 | Solar | 0 | 0 | 0 | 0 | 0 | 0 | 0 | 0 | 0 | 0 | 0 | 5 | 4 | 1 | 1 |  | 1 | 1 | 1 | 1 | 1 | 2 | 3 | 3 | 1 | 2 | 3 | 1 | 1 | 2 | 1 | 4 | 2 | 3 | 1 | 1 | 0
PG&E NGBA | Lakeville | 115 | Solar | 0 | 0 | 0 | 0 | 0 | 0 | 0 | 0 | 0 | 0 | 0 | 5 | 4 | 1 | 1 |  | 1 | 2 | 1 | 1 | 1 | 2 | 3 | 3 | 1 | 2 | 3 | 1 | 1 | 2 | 1 | 4 | 2 | 3 | 1 | 1 | 0
PG&E GBA | Lakewood | 115 | Solar | 0 | 0 | 0 | 0 | 0 | 0 | 0 | 0 | 0 | 0 | 0 | 5 | 2 | 1 | 1 |  | 1 | 1 | 1 | 1 | 1 | 2 | 5 | 2 | 2 | 3 | 4 | 1 | 1 | 2 | 1 | 3 | 1 | 2 | 2+ | 1 | 1
PG&E NGBA | Lambie | 230 | Solar | 0 | 0 | 0 | 0 | 0 | 0 | 0 | 0 | 0 | 0 | 0 | 5 | 4 | 1 | 1 |  | 1 | 1 | 1 | 1 | 1 | 2 | 3 | 1 | 1 | 1 | 2 | 1 | 1 | 2 | 1 | 1 | 1 | 1 | 1 | 1 | 0
PG&E GBA | Lammers | 115 | Solar | 0 | 0 | 0 | 0 | 0 | 0 | 0 | 0 | 0 | 0 | 0 | 5 | 4 | 1 | 1 |  | 1 | 1 | 1 | 1 | 1 | 1 | 3 | 2 | 1 | 1 | 2 | 1 | 1 | 1 | 1 | 1 | 2 | 2 | 2+ | 1 | 1
PG&E KERN | Lamont | 115 | Solar | 0 | 0 | 50 | 80 | 130 | 0 | 0 | 0 | 50 | 80 | 130 | 5 | 2 | 5 | 2 | 3 | 1 | 3 | 1 | 1 | 2 | 1 | 1 | 1 | 1 | 1 | 1 | 1 | 1 | 1 | 1 | 2 | 1 | 1 | 3- | 4 | 1
PG&E FRESNO | Las Aguilas | 230 | Solar | 0 | 0 | 0 | 0 | 0 | 0 | 0 | 0 | 0 | 0 | 0 | 5 | 2 | 5 | 2 |  | 1 | 1 | 1 | 1 | 1 | 2 | 5 | 3 | 1 | 1 | 3 | 3 | 1 | 2 | 2 | 4 | 2 | 2 | 1 | 1 | 0
EOP | Lathrop | 138 | Solar | 0 | 0 | 0 | 0 | 0 | 0 | 0 | 0 | 0 | 0 | 0 | 5 | 2 | 4 | 2 |  | 3 | 1 | 1 | N/A | N/A | 2 | N/A | N/A | N/A | N/A | N/A | N/A | N/A | 2 | 2 | 4 | 1 | 3 | 1+ | 1 | 1
EOP | Lathrop | 230 | Solar | 0 | 0 | 300 | 470 | 770 | 0 | 0 | 0 | 300 | 470 | 770 | 5 | 2 | 4 | 2 |  | 3 | 1 | 1 | N/A | N/A | 2 | N/A | N/A | N/A | N/A | N/A | N/A | N/A | 2 | 2 | 4 | 1 | 3 | 3- | 1 | 1
PG&E FRESNO | Le Grand | 115 | Solar | 0 | 0 | 0 | 0 | 0 | 0 | 0 | 0 | 0 | 0 | 0 | 5 | 2 | 5 | 2 | 3 | 1 | 1 | 1 | 1 | 1 | 1 | 2 | 1 | 1 | 1 | 2 | 1 | 1 | 1 | 1 | 3 | 2 | 1 | 2+ | 5 | 1
PG&E FRESNO | Lemoore | 70 | Solar | 0 | 0 | 45 | 0 | 45 | 0 | 0 | 0 | 45 | 0 | 45 | 5 | 2 | 5 | 2 |  | 1 | 4 | 1 | 1 | 1 | 1 | 1 | 1 | 1 | 1 | 1 | 1 | 1 | 1 | 1 | 3 | 2 | 2 | 5- | 1 | 1
PG&E KERN | Lerdo | 115 | Solar | 0 | 0 | 0 | 0 | 0 | 0 | 0 | 0 | 0 | 0 | 0 | 5 | 2 | 5 | 2 |  | 1 | 1 | 1 | 1 | 2 | 1 | 2 | 1 | 1 | 1 | 1 | 1 | 1 | 1 | 1 | 4 | 1 | 1 | 4+ | 1 | 1
SCE Metro | Lewis | 230 | Solar | 0 | 0 | 0 | 0 | 0 | 0 | 0 | 0 | 0 | 0 | 0 | 1 | 1 | 1 | 1 |  | 1 | 1 | 1 | 1 | 1 | 2 | 2 | 1 | 1 | 1 | 1 | 1 | 1 | 1 | 1 | 3 | 1 | 2 | 1 | 1 | 0
SCE Metro | Lighthipe | 230 | Solar | 0 | 0 | 0 | 0 | 0 | 0 | 0 | 0 | 0 | 0 | 0 | 1 | 1 | 1 | 1 |  | 1 | 1 | 1 | 1 | 1 | 2 | 1 | 1 | 1 | 1 | 1 | 1 | 1 | 1 | 1 | 2 | 1 | 1 | 4+ | 1 | 1
SDGE | Lilac | 69 | Solar | 0 | 0 | 0 | 0 | 0 | 0 | 0 | 0 | 0 | 0 | 0 | 1 | 1 | 1 | 1 |  | 1 | 1 | 1 | 1 | 1 | 2 | 5 | 1 | 1 | 1 | 2 | 1 | 1 | 2 | 1 | 3 | 1 | 3 | 1 | 1 | 0
PG&E NGBA | Lincoln | 115 | Solar | 0 | 0 | 0 | 0 | 0 | 0 | 0 | 0 | 0 | 0 | 0 | 5 | 5 | 3 | 3 |  | 1 | 1 | 1 | 1 | 1 | 2 | 3 | 2 | 1 | 1 | 2 | 1 | 1 | 2 | 1 | 3 | 2 | 3 | 2+ | 1 | 1
PG&E KERN | Live Oak | 115 | Solar | 0 | 0 | 100 | 110 | 210 | 0 | 0 | 0 | 100 | 110 | 210 | 5 | 2 | 5 | 2 |  | 1 | 4 | 1 | 2 | 1 | 1 | 1 | 1 | 1 | 1 | 1 | 1 | 1 | 1 | 1 | 1 | 1 | 1 | 5- | 1 | 1
PG&E GBA | Llagas | 115 | Solar | 0 | 0 | 0 | 0 | 0 | 0 | 0 | 0 | 0 | 0 | 0 | 5 | 4 | 1 | 1 |  | 1 | 1 | 1 | 1 | 1 | 2 | 3 | 2 | 1 | 1 | 2 | 1 | 1 | 2 | 1 | 2 | 2 | 1 | 2+ | 4 | 1
PG&E GBA | Lockeford | 115 | Solar | 0 | 0 | 0 | 0 | 0 | 0 | 0 | 0 | 0 | 0 | 0 | 5 | 4 | 1 | 1 |  | 1 | 1 | 1 | 1 | 1 | 1 | 1 | 1 | 1 | 1 | 1 | 1 | 1 | 1 | 1 | 4 | 2 | 2 | 1+ | 1 | 1
PG&E GBA | Lockeford | 230 | Solar | 0 | 0 | 0 | 0 | 0 | 0 | 0 | 0 | 0 | 0 | 0 | 5 | 4 | 1 | 1 |  | 1 | 1 | 1 | 1 | 1 | 1 | 1 | 1 | 1 | 1 | 1 | 1 | 1 | 1 | 1 | 4 | 2 | 2 | 2+ | 1 | 1
PG&E GBA | Lockeford | 60 | Solar | 0 | 0 | 0 | 0 | 0 | 0 | 0 | 0 | 0 | 0 | 0 | 5 | 4 | 1 | 1 |  | 1 | 1 | 1 | 1 | 1 | 1 | 1 | 1 | 1 | 1 | 1 | 1 | 1 | 1 | 1 | 4 | 2 | 2 | 1 | 1 | 0
PG&E GBA | Lodi | 230 | Solar | 0 | 0 | 0 | 0 | 0 | 0 | 0 | 0 | 0 | 0 | 0 | 5 | 4 | 1 | 1 |  | 1 | 1 | 1 | 1 | 2 | 1 | 1 | 1 | 1 | 1 | 1 | 1 | 1 | 1 | 1 | 1 | 2 | 1 | 1 | 1 | 0
PG&E NGBA | Logan Creek | 230 | Solar | 0 | 0 | 0 | 0 | 0 | 0 | 0 | 0 | 0 | 0 | 0 | 5 | 2 | 1 | 1 |  | 1 | 1 | 1 | 1 | 1 | 2 | 2 | 1 | 1 | 1 | 1 | 1 | 1 | 2 | 2 | 4 | 1 | 2 | 1+ | 1 | 1
PG&E GBA | Lone Tree | 230 | Solar | 0 | 0 | 0 | 0 | 0 | 0 | 0 | 0 | 0 | 0 | 0 | 5 | 2 | 1 | 1 |  | 1 | 1 | 1 | 1 | 1 | 2 | 3 | 1 | 2 | 2 | 2 | 1 | 1 | 2 | 1 | 3 | 1 | 2 | 2+ | 1 | 1
PG&E FRESNO | Los Banos | 230 | Solar | 0 | 0 | 270 | 250 | 520 | 0 | 0 | 0 | 270 | 250 | 520 | 5 | 2 | 5 | 2 | 3 | 4 | 2 | 3 | 1 | 3 | 1 | 3 | 2 | 1 | 1 | 3 | 1 | 1 | 1 | 1 | 4 | 2 | 1 | 1 | 1 | 1
PG&E FRESNO | Los Banos | 500 | Solar | 0 | 0 | 760 | 500 | 1260 | 0 | 0 | 0 | 760 | 500 | 1260 | 1 | 1 | 1 | 1 | 2 | 4 | 1 | 3 | 1 | 3 | 1 | 3 | 2 | 1 | 1 | 3 | 1 | 1 | 1 | 1 | 4 | 2 | 1 | 1+ | 1 | 1
SDGE | Los Coches | 138 | Solar | 0 | 0 | 0 | 0 | 0 | 0 | 0 | 0 | 0 | 0 | 0 | 1 | 1 | 1 | 1 |  | 1 | 1 | 1 | 1 | 1 | 2 | 5 | 2 | 1 | 2 | 3 | 1 | 1 | 2 | 2 | 4 | 2 | 3 | 1 | 1 | 0
SDGE | Los Coches | 69 | Solar | 0 | 0 | 0 | 0 | 0 | 0 | 0 | 0 | 0 | 0 | 0 | 1 | 1 | 1 | 1 |  | 1 | 1 | 1 | 1 | 1 | 2 | 5 | 2 | 1 | 2 | 3 | 1 | 1 | 2 | 2 | 4 | 2 | 3 | 1 | 1 | 0
PG&E GBA | Los Esteros | 115 | Solar | 0 | 0 | 0 | 0 | 0 | 0 | 0 | 0 | 0 | 0 | 0 | 5 | 4 | 1 | 1 |  | 1 | 1 | 1 | 1 | 1 | 2 | 5 | 1 | 1 | 1 | 2 | 2 | 1 | 2 | 1 | 1 | 2 | 1 | 1+ | 1 | 1
PG&E GBA | Los Esteros | 230 | Solar | 0 | 0 | 0 | 0 | 0 | 0 | 0 | 0 | 0 | 0 | 0 | 5 | 4 | 1 | 1 |  | 1 | 1 | 1 | 1 | 1 | 2 | 5 | 1 | 1 | 1 | 2 | 2 | 1 | 2 | 1 | 1 | 2 | 1 | 1 | 1 | 0
PG&E GBA | Los Positas | 230 | Solar | 0 | 0 | 0 | 0 | 0 | 0 | 0 | 0 | 0 | 0 | 0 | 5 | 4 | 1 | 1 |  | 1 | 1 | 1 | 1 | 1 | 2 | 5 | 2 | 2 | 3 | 3 | 1 | 1 | 2 | 1 | 3 | 1 | 3 | 4+ | 1 | 1
PG&E GBA | Los Positas | 60 | Solar | 0 | 0 | 0 | 0 | 0 | 0 | 0 | 0 | 0 | 0 | 0 | 5 | 2 | 1 | 1 |  | 1 | 1 | 1 | 1 | 1 | 2 | 5 | 2 | 2 | 3 | 3 | 1 | 1 | 2 | 1 | 3 | 1 | 3 | 1 | 1 | 0
SDGE | Loveland | 69 | Solar | 0 | 0 | 0 | 0 | 0 | 0 | 0 | 0 | 0 | 0 | 0 | 1 | 1 | 1 | 1 |  | 1 | 1 | 1 | 1 | 1 | 2 | 5 | 1 | 1 | 2 | 3 | 1 | 1 | 2 | 1 | 3 | 1 | 3 | 1 | 1 | 0
SCE NOL | Lugo | 230 | Solar | 0 | 0 | 300 | 0 | 300 | 0 | 0 | 0 | 300 | 0 | 300 | 1 | 1 | 1 | 1 |  | 3 | 1 | 2 | 2 | 1 | 2 | 3 | 1 | 3 | 2 | 3 | 1 | 1 | 2 | 1 | 4 | 1 | 2 | 5- | 1 | 1
SCE Metro | Lugo | 500 | Solar | 0 | 0 | 0 | 0 | 0 | 0 | 0 | 0 | 0 | 0 | 0 | 1 | 1 | 1 | 1 |  | 3 | 1 | #N/A | N/A | N/A | 2 | N/A | N/A | N/A | N/A | N/A | N/A | N/A | 2 | 1 | 4 | 1 | 2 | 1 | 1 | 0
PG&E FRESNO | Madera | 70 | Solar | 0 | 0 | 0 | 0 | 0 | 0 | 0 | 0 | 0 | 0 | 0 | 5 | 4 | 5 | 2 |  | 1 | 1 | 1 | 1 | 2 | 1 | 2 | 1 | 1 | 1 | 1 | 1 | 1 | 1 | 1 | 4 | 2 | 1 | 2+ | 1 | 1
PG&E NGBA | Madison | 115 | Solar | 0 | 0 | 0 | 13 | 13 | 0 | 13 | 13 | 0 | 0 | 0 | 5 | 2 | 1 | 1 |  | 3 | 1 | 1 | 1 | 2 | 2 | 1 | 3 | 1 | 1 | 3 | 1 | 1 | 2 | 1 | 4 | 2 | 3 | 1 | 1 | 1
PG&E KERN | Magunden | 115 | Solar | 0 | 0 | 105 | 115 | 220 | 0 | 0 | 0 | 105 | 115 | 220 | 5 | 2 | 5 | 2 |  | 1 | 4 | 2 | 2 | 1 | 1 | 2 | 1 | 1 | 1 | 2 | 1 | 1 | 1 | 1 | 2 | 1 | 1 | 5- | 1 | 1
SCE Northern | Magunden | 230 | Solar | 0 | 0 | 0 | 0 | 0 | 0 | 0 | 0 | 0 | 0 | 0 | 1 | 1 | 1 | 1 |  | 1 | 1 | 2 | 2 | 1 | 1 | 2 | 1 | 1 | 1 | 2 | 1 | 1 | 1 | 1 | 2 | 1 | 1 | 4+ | 1 | 1
PG&E FRESNO | Malaga | 115 | Solar | 0 | 0 | 0 | 0 | 0 | 0 | 0 | 0 | 0 | 0 | 0 | 5 | 2 | 5 | 2 |  | 1 | 1 | 1 | 1 | 2 | 1 | 1 | 1 | 1 | 1 | 1 | 1 | 1 | 1 | 1 | 1 | 2 | 1 | 4+ | 1 | 1
PG&E NGBA | Malin | 500 | Solar | 0 | 0 | 0 | 0 | 0 | 0 | 0 | 0 | 0 | 0 | 0 | 5 | 2 | 1 | 1 |  | 1 | 1 | 1 | 1 | 1 | 2 | 1 | 2 | 1 | 1 | 2 | 1 | 1 | 2 | 2 | 4 | 2 | 3 | 1 | 1 | 0
SCE Northern | Mandalay | 230 | Solar | 0 | 0 | 0 | 0 | 0 | 0 | 0 | 0 | 0 | 0 | 0 | 5 | 2 | 4 | 2 |  | 1 | 1 | 1 | 1 | 1 | 1 | 1 | 1 | 1 | 1 | 1 | 1 | 1 | 2 | 1 | 2 | 1 | 1 | 1 | 1 | 0
PG&E FRESNO | Manning | 230 | Solar | 0 | 0 | 0 | 0 | 0 | 0 | 0 | 0 | 0 | 0 | 0 | 5 | 2 | 5 | 2 | 1 | 1 | 1 | 1 | 1 | 3 | 1 | 2 | 1 | 1 | 1 | 1 | 1 | 1 | 1 | 1 | 2 | 2 | 1 | 1+ | 4 | 1
PG&E FRESNO | Manning | 500 | Solar | 0 | 0 | 585 | 500 | 1085 | 0 | 0 | 0 | 585 | 500 | 1085 | 1 | 1 | 1 | 1 | 2 | 1 | 1 | 1 | 1 | 3 | 1 | 2 | 1 | 1 | 1 | 1 | 1 | 1 | 1 | 1 | 2 | 2 | 1 | 3- | 4 | 1
PG&E GBA | Manteca | 115 | Solar | 0 | 0 | 0 | 0 | 0 | 0 | 0 | 0 | 0 | 0 | 0 | 5 | 4 | 5 | 2 |  | 1 | 1 | 1 | 1 | 2 | 1 | 1 | 1 | 1 | 1 | 1 | 1 | 1 | 1 | 1 | 2 | 2 | 2 | 1+ | 1 | 1
SDGE | Margarita | 138 | Solar | 0 | 0 | 90 | 0 | 90 | 0 | 0 | 0 | 90 | 0 | 90 | 1 | 1 | 1 | 1 |  | 1 | 2 | 2 | 2 | 1 | 2 | 5 | 1 | 2 | 2 | 3 | 2 | 1 | 1 | 1 | 2 | 1 | 3 | 5- | 1 | 1
PG&E GBA | Martin | 230 | Solar | 0 | 0 | 0 | 0 | 0 | 0 | 0 | 0 | 0 | 0 | 0 | 5 | 2 | 1 | 1 |  | 1 | 1 | 1 | 1 | 1 | 2 | 1 | 1 | 1 | 1 | 1 | 1 | 1 | 2 | 1 | 3 | 1 | 2 | 1 | 1 | 0
PG&E GBA | Martin | 115 | Solar | 0 | 0 | 0 | 0 | 0 | 0 | 0 | 0 | 0 | 0 | 0 | 1 | 1 | 1 | 1 |  | 1 | 3 | 1 | 1 | 1 | 2 | 1 | 1 | 1 | 1 | 1 | 1 | 1 | 2 | 1 | 3 | 1 | 2 | 1 | 1 | 0
PG&E GBA | Martinez | 115 | Solar | 0 | 0 | 0 | 0 | 0 | 0 | 0 | 0 | 0 | 0 | 0 | 5 | 4 | 1 | 1 |  | 1 | 1 | 1 | 1 | 1 | 2 | 2 | 1 | 1 | 2 | 3 | 1 | 1 | 2 | 1 | 1 | 1 | 1 | 1 | 1 | 0
PG&E FRESNO | Mc Mullin | 230 | Solar | 0 | 0 | 100 | 0 | 100 | 0 | 0 | 0 | 100 | 0 | 100 | 5 | 2 | 5 | 2 |  | 1 | 2 | 1 | 1 | 1 | 1 | 1 | 1 | 1 | 1 | 1 | 1 | 1 | 1 | 1 | 3 | 2 | 1 | 5- | 5 | 1 | mapped more solar here last year, solar CI in fresno, no concern
PG&E FRESNO | McCall | 115 | Solar | 0 | 0 | 0 | 0 | 0 | 0 | 0 | 0 | 0 | 0 | 0 | 5 | 2 | 5 | 2 |  | 1 | 1 | 1 | 3 | 2 | 1 | 1 | 1 | 1 | 1 | 1 | 1 | 1 | 1 | 1 | 3 | 2 | 1 | 1 | 1 | 0
PG&E FRESNO | McCall | 230 | Solar | 0 | 0 | 213 | 0 | 213 | 0 | 0 | 0 | 213 | 0 | 213 | 5 | 2 | 5 | 2 |  | 1 | 1 | 1 | 3 | 2 | 1 | 1 | 1 | 1 | 1 | 1 | 1 | 1 | 1 | 1 | 3 | 2 | 1 | 5- | 1 | 1 | fresno solar, no concern
PG&E GBA | Meadow Lane | 115 | Solar | 0 | 0 | 0 | 0 | 0 | 0 | 0 | 0 | 0 | 0 | 0 | 5 | 2 | 1 | 1 |  | 1 | 1 | 1 | 1 | 1 | 2 | 3 | 1 | 2 | 2 | 3 | 1 | 1 | 2 | 1 | 2 | 1 | 1 | 2+ | 1 | 1
PG&E GBA | Melones | 115 | Solar | 0 | 0 | 0 | 0 | 0 | 0 | 0 | 0 | 0 | 0 | 0 | 5 | 4 | 1 | 1 |  | 1 | 1 | 1 | 1 | 1 | 2 | 5 | 2 | 1 | 2 | 3 | 2 | 1 | 2 | 1 | 4 | 1 | 3 | 1 | 1 | 0
PG&E GBA | Melones | 230 | Solar | 0 | 0 | 0 | 0 | 0 | 0 | 0 | 0 | 0 | 0 | 0 | 5 | 4 | 1 | 1 |  | 1 | 1 | 1 | 1 | 1 | 2 | 5 | 2 | 1 | 2 | 3 | 2 | 1 | 2 | 1 | 4 | 1 | 3 | 1 | 1 | 0
SDGE | Melrose | 69 | Solar | 0 | 0 | 0 | 0 | 0 | 0 | 0 | 0 | 0 | 0 | 0 | 1 | 1 | 1 | 1 |  | 1 | 1 | 1 | 1 | 1 | 2 | 2 | 3 | 1 | 2 | 3 | 1 | 1 | 2 | 1 | 3 | 1 | 3 | 1 | 1 | 0
PG&E NGBA | Mendocino | 115 | Solar | 0 | 0 | 0 | 0 | 0 | 0 | 0 | 0 | 0 | 0 | 0 | 5 | 2 | 1 | 1 |  | 1 | 1 | 1 | 1 | 1 | 2 | 3 | 1 | 1 | 1 | 2 | 1 | 1 | 2 | 2 | 4 | 2 | 3 | 1 | 1 | 0
PG&E NGBA | Mendocino | 60 | Solar | 0 | 0 | 0 | 0 | 0 | 0 | 0 | 0 | 0 | 0 | 0 | 5 | 2 | 1 | 1 |  | 1 | 1 | 1 | 1 | 1 | 2 | 3 | 1 | 1 | 1 | 2 | 1 | 1 | 2 | 2 | 4 | 2 | 3 | 1 | 1 | 0
PG&E FRESNO | Mendota | 115 | Solar | 0 | 0 | 0 | 0 | 0 | 0 | 0 | 0 | 0 | 0 | 0 | 5 | 2 | 5 | 2 | 1 | 1 | 1 | 1 | 1 | 1 | 1 | 1 | 1 | 1 | 1 | 1 | 1 | 1 | 1 | 1 | 3 | 2 | 1 | 1 | 1 | 0
PG&E GBA | Menlo | 60 | Solar | 0 | 0 | 0 | 0 | 0 | 0 | 0 | 0 | 0 | 0 | 0 | 5 | 2 | 1 | 1 |  | 1 | 1 | 1 | 1 | 1 | 2 | 1 | 3 | 2 | 3 | 5 | 1 | 1 | 2 | 1 | 3 | 1 | 2 | 2+ | 1 | 1
PG&E FRESNO | Merced | 115 | Solar | 0 | 0 | 0 | 0 | 0 | 0 | 0 | 0 | 0 | 0 | 0 | 5 | 4 | 5 | 2 |  | 1 | 1 | 1 | 1 | 1 | 1 | 1 | 2 | 1 | 1 | 3 | 1 | 1 | 1 | 1 | 4 | 2 | 1 | 4+ | 1 | 1
EOP | Mercury | 138 | Solar | 0 | 0 | 0 | 0 | 0 | 0 | 0 | 0 | 0 | 0 | 0 | 5 | 2 | 4 | 2 |  | 1 | 1 | 1 | N/A | N/A | 2 | N/A | N/A | N/A | N/A | N/A | N/A | N/A | 2 | 2 | 4 | 1 | 3 | 1 | 1 | 0
PG&E FRESNO | Mercy Springs | 70 | Solar | 0 | 0 | 0 | 75 | 75 | 0 | 75 | 75 | 0 | 0 | 0 | 5 | 2 | 5 | 2 |  | 1 | 5 | 1 | 1 | 1 | 1 | 2 | 2 | 1 | 1 | 2 | 1 | 1 | 1 | 1 | 4 | 2 | 1 | 2+ | 1 | 1
PG&E NGBA | Meridian | 60 | Solar | 0 | 0 | 0 | 0 | 0 | 0 | 0 | 0 | 0 | 0 | 0 | 5 | 2 | 1 | 1 |  | 1 | 1 | 1 | 1 | 2 | 2 | 1 | 1 | 1 | 2 | 3 | 1 | 1 | 2 | 2 | 4 | 1 | 3 | 1 | 1 | 0
PG&E KERN | Mesa (PGE) | 115 | Solar | 0 | 0 | 0 | 0 | 0 | 0 | 0 | 0 | 0 | 0 | 0 | 5 | 2 | 5 | 2 |  | 1 | 1 | 1 | 1 | 1 | 2 | 2 | 1 | 1 | 1 | 1 | 1 | 1 | 2 | 2 | 3 | 2 | 2 | 1 | 1 | 0
PG&E KERN | Mesa (PGE) | 230 | Solar | 0 | 0 | 0 | 0 | 0 | 0 | 0 | 0 | 0 | 0 | 0 | 5 | 2 | 5 | 2 |  | 1 | 1 | 1 | 1 | 1 | 2 | 2 | 1 | 1 | 1 | 1 | 1 | 1 | 2 | 2 | 3 | 2 | 2 | 1 | 1 | 0
SCE Metro | Mesa (SCE) | 230 | Solar | 0 | 0 | 0 | 0 | 0 | 0 | 0 | 0 | 0 | 0 | 0 | 1 | 1 | 1 | 1 |  | 1 | 1 | 1 | 1 | 1 | 2 | 1 | 1 | 1 | 1 | 1 | 1 | 1 | 1 | 1 | 3 | 1 | 2 | 1 | 1 | 0
SCE Metro | Mesa (SCE) | 500 | Solar | 0 | 0 | 0 | 0 | 0 | 0 | 0 | 0 | 0 | 0 | 0 | 1 | 1 | 1 | 1 |  | 1 | 1 | 1 | 1 | 1 | 2 | 1 | 1 | 1 | 1 | 1 | 1 | 1 | 1 | 1 | 3 | 1 | 2 | 1 | 1 | 0
SDGE | Mesa Heights | 69 | Solar | 0 | 0 | 0 | 0 | 0 | 0 | 0 | 0 | 0 | 0 | 0 | 1 | 1 | 1 | 1 |  | 1 | 1 | 1 | 1 | 1 | 2 | 1 | 1 | 1 | 2 | 3 | 1 | 1 | 2 | 1 | 2 | 1 | 3 | 1 | 1 | 0
PG&E GBA | Metcalf | 115 | Solar | 0 | 0 | 0 | 0 | 0 | 0 | 0 | 0 | 0 | 0 | 0 | 5 | 4 | 1 | 1 |  | 1 | 1 | 1 | 1 | 1 | 2 | 5 | 3 | 1 | 1 | 3 | 2 | 1 | 2 | 1 | 1 | 2 | 3 | 1 | 1 | 0
PG&E GBA | Metcalf | 230 | Solar | 0 | 0 | 0 | 0 | 0 | 0 | 0 | 0 | 0 | 0 | 0 | 5 | 4 | 1 | 1 |  | 1 | 1 | 1 | 1 | 1 | 2 | 5 | 3 | 1 | 1 | 3 | 2 | 1 | 2 | 1 | 1 | 2 | 3 | 1 | 1 | 0
PG&E GBA | Metcalf | 500 | Solar | 0 | 0 | 0 | 0 | 0 | 0 | 0 | 0 | 0 | 0 | 0 | 1 | 1 | 1 | 1 | 5 | 1 | 1 | 1 | 1 | 1 | 2 | 5 | 3 | 1 | 1 | 3 | 2 | 1 | 2 | 1 | 1 | 2 | 3 | 1 | 1 | 0
PG&E KERN | Midway | 115 | Solar | 0 | 0 | 205 | 0 | 205 | 0 | 0 | 0 | 205 | 0 | 205 | 5 | 2 | 5 | 2 | 4 | 3 | 4 | 2 | 2 | 3 | 1 | 1 | 1 | 1 | 2 | 2 | 1 | 1 | 1 | 1 | 3 | 1 | 1 | 4+ | 4 | 1
PG&E KERN | Midway | 230 | Solar | 0 | 0 | 150 | 0 | 150 | 0 | 0 | 0 | 150 | 0 | 150 | 5 | 2 | 5 | 2 | 4 | 3 | 2 | 2 | 2 | 3 | 1 | 1 | 1 | 1 | 2 | 2 | 1 | 1 | 1 | 1 | 3 | 1 | 1 | 3- | 1 | 1
PG&E KERN | Midway | 500 | Solar | 0 | 0 | 750 | 450 | 1200 | 0 | 0 | 0 | 750 | 450 | 1200 | 5 | 2 | 4 | 2 | 5 | 3 | 1 | 2 | 2 | 3 | 1 | 1 | 1 | 1 | 2 | 2 | 1 | 1 | 1 | 1 | 3 | 1 | 1 | 1 | 3 | 1
SDGE | Miguel | 230 | Solar | 0 | 0 | 0 | 0 | 0 | 0 | 0 | 0 | 0 | 0 | 0 | 1 | 1 | 1 | 1 |  | 1 | 1 | 1 | 1 | 1 | 2 | 3 | 1 | 3 | 4 | 5 | 1 | 1 | 2 | 1 | 3 | 1 | 2 | 1 | 1 | 0
SDGE | Miguel | 500 | Solar | 0 | 0 | 0 | 0 | 0 | 0 | 0 | 0 | 0 | 0 | 0 | 1 | 1 | 1 | 1 |  | 1 | 1 | 1 | 1 | 1 | 2 | 3 | 1 | 3 | 4 | 5 | 1 | 1 | 2 | 1 | 3 | 1 | 2 | 1 | 1 | 0
SDGE | Miguel | 69 | Solar | 0 | 0 | 0 | 0 | 0 | 0 | 0 | 0 | 0 | 0 | 0 | 1 | 1 | 1 | 1 |  | 1 | 1 | 1 | 1 | 1 | 2 | 3 | 1 | 3 | 4 | 5 | 1 | 1 | 2 | 1 | 3 | 1 | 2 | 1 | 1 | 0
PG&E GBA | Millbrae | 115 | Solar | 0 | 0 | 0 | 0 | 0 | 0 | 0 | 0 | 0 | 0 | 0 | 1 | 1 | 1 | 1 |  | 1 | 1 | 1 | 1 | 1 | 2 | 1 | 1 | 2 | 3 | 4 | 1 | 1 | 2 | 1 | 3 | 1 | 2 | 4+ | 1 | 1
PG&E GBA | Miller | 115 | Solar | 0 | 0 | 0 | 0 | 0 | 0 | 0 | 0 | 0 | 0 | 0 | 5 | 4 | 1 | 1 |  | 1 | 1 | 1 | 1 | 1 | 1 | 3 | 1 | 1 | 1 | 1 | 1 | 1 | 1 | 1 | 4 | 2 | 1 | 1 | 1 | 0
SCE Metro | Mira Loma | 230 | Solar | 0 | 0 | 0 | 0 | 0 | 0 | 0 | 0 | 0 | 0 | 0 | 1 | 1 | 1 | 1 |  | 1 | 1 | 1 | 1 | 1 | 2 | 2 | 1 | 1 | 1 | 1 | 1 | 1 | 1 | 1 | 1 | 1 | 1 | 1+ | 1 | 1
SCE Metro | Mira Loma | 500 | Solar | 0 | 0 | 0 | 0 | 0 | 0 | 0 | 0 | 0 | 0 | 0 | 1 | 1 | 1 | 1 |  | 1 | 1 | 1 | 1 | 1 | 2 | 2 | 1 | 1 | 1 | 1 | 1 | 1 | 1 | 1 | 1 | 1 | 1 | 2+ | 1 | 1
SCE Eastern | Mirage | 115 | Solar | 0 | 0 | 0 | 0 | 0 | 0 | 0 | 0 | 0 | 0 | 0 | 5 | 4 | 1 | 1 |  | 1 | 1 | 1 | 1 | 1 | 2 | 1 | 1 | 1 | 1 | 1 | 1 | 1 | 2 | 1 | 3 | 1 | 3 | 1 | 1 | 0
SCE Eastern | Mirage | 230 | Solar | 0 | 0 | 0 | 0 | 0 | 0 | 0 | 0 | 0 | 0 | 0 | 5 | 4 | 1 | 1 |  | 1 | 1 | 1 | 1 | 1 | 2 | 1 | 1 | 1 | 1 | 1 | 1 | 1 | 2 | 1 | 3 | 1 | 3 | 1 | 1 | 0
SDGE | Mission | 138 | Solar | 0 | 0 | 0 | 0 | 0 | 0 | 0 | 0 | 0 | 0 | 0 | 1 | 1 | 1 | 1 |  | 1 | 1 | 1 | 1 | 1 | 2 | 1 | 1 | 1 | 2 | 3 | 1 | 1 | 2 | 1 | 2 | 1 | 2 | 1 | 1 | 0
SDGE | Mission | 230 | Solar | 0 | 0 | 0 | 0 | 0 | 0 | 0 | 0 | 0 | 0 | 0 | 1 | 1 | 1 | 1 |  | 1 | 1 | 1 | 1 | 1 | 2 | 1 | 1 | 1 | 2 | 3 | 1 | 1 | 2 | 1 | 2 | 1 | 2 | 1 | 1 | 0
SDGE | Mission | 69 | Solar | 0 | 0 | 0 | 0 | 0 | 0 | 0 | 0 | 0 | 0 | 0 | 1 | 1 | 1 | 1 |  | 1 | 1 | 1 | 1 | 1 | 2 | 1 | 1 | 1 | 2 | 3 | 1 | 1 | 2 | 1 | 2 | 1 | 2 | 1 | 1 | 0
PG&E GBA | Mi-Wuk | 115 | Solar | 0 | 0 | 0 | 0 | 0 | 0 | 0 | 0 | 0 | 0 | 0 | 5 | 4 | 1 | 1 |  | 1 | 1 | 1 | 1 | 1 | 2 | 5 | 1 | 1 | 2 | 2 | 1 | 1 | 2 | 1 | 4 | 1 | 3 | 1 | 1 | 0
EOP | Mohave | 500 | Solar | 0 | 0 | 1165 | 587 | 1752 | 0 | 0 | 0 | 1165 | 587 | 1752 | 5 | 2 | 4 | 2 | 5 | 3 | 1 | 3 | N/A | N/A | 2 | N/A | N/A | N/A | N/A | N/A | N/A | N/A | 2 | 2 | 3 | 1 | 3 | 5- | 1 | 1
PG&E NGBA | Monroe | 115 | Solar | 0 | 0 | 0 | 0 | 0 | 0 | 0 | 0 | 0 | 0 | 0 | 5 | 2 | 1 | 1 |  | 1 | 1 | 1 | 1 | 1 | 2 | 1 | 1 | 2 | 3 | 3 | 1 | 1 | 2 | 1 | 3 | 2 | 2 | 1 | 1 | 0
SDGE | Monserate | 69 | Solar | 0 | 0 | 0 | 0 | 0 | 0 | 0 | 0 | 0 | 0 | 0 | 1 | 1 | 1 | 1 |  | 1 | 1 | 1 | 1 | 1 | 2 | 4 | 3 | 1 | 1 | 3 | 1 | 1 | 2 | 1 | 3 | 1 | 3 | 1 | 1 | 0
PG&E GBA | Monta Vista | 115 | Solar | 0 | 0 | 0 | 0 | 0 | 0 | 0 | 0 | 0 | 0 | 0 | 5 | 4 | 1 | 1 |  | 1 | 1 | 1 | 1 | 1 | 2 | 1 | 3 | 1 | 2 | 4 | 1 | 1 | 2 | 1 | 3 | 2 | 3 | 1 | 1 | 0
PG&E GBA | Monta Vista | 230 | Solar | 0 | 0 | 0 | 0 | 0 | 0 | 0 | 0 | 0 | 0 | 0 | 5 | 4 | 1 | 1 |  | 1 | 1 | 1 | 1 | 1 | 2 | 1 | 3 | 1 | 2 | 4 | 1 | 1 | 2 | 1 | 3 | 2 | 3 | 1 | 1 | 0
PG&E GBA | Monta Vista | 60 | Solar | 0 | 0 | 0 | 0 | 0 | 0 | 0 | 0 | 0 | 0 | 0 | 5 | 4 | 1 | 1 |  | 1 | 1 | 1 | 1 | 1 | 2 | 1 | 3 | 1 | 2 | 4 | 1 | 1 | 2 | 1 | 3 | 2 | 3 | 1 | 1 | 0
PG&E NGBA | Monticello | 115 | Solar | 0 | 0 | 0 | 0 | 0 | 0 | 0 | 0 | 0 | 0 | 0 | 5 | 2 | 1 | 1 |  | 1 | 1 | 1 | 1 | 1 | 2 | 3 | 3 | 1 | 1 | 3 | 2 | 1 | 2 | 1 | 4 | 2 | 3 | 1 | 1 | 0
SCE Northern | Moorpark | 230 | Solar | 0 | 0 | 0 | 0 | 0 | 0 | 0 | 0 | 0 | 0 | 0 | 5 | 2 | 4 | 2 |  | 1 | 1 | 1 | 1 | 1 | 1 | 2 | 1 | 1 | 1 | 1 | 1 | 1 | 2 | 1 | 4 | 1 | 3 | 1 | 1 | 0
SCE Northern | Moorpark | 66 | Solar | 0 | 0 | 0 | 0 | 0 | 0 | 0 | 0 | 0 | 0 | 0 | 5 | 2 | 4 | 2 |  | 1 | 1 | 1 | 1 | 1 | 1 | 2 | 1 | 1 | 1 | 1 | 1 | 1 | 2 | 1 | 4 | 1 | 3 | 1 | 1 | 0
PG&E GBA | Moraga | 115 | Solar | 0 | 0 | 0 | 0 | 0 | 0 | 0 | 0 | 0 | 0 | 0 | 5 | 2 | 1 | 1 |  | 1 | 1 | 1 | 1 | 1 | 2 | 3 | 2 | 2 | 3 | 4 | 1 | 1 | 2 | 1 | 3 | 1 | 3 | 1 | 1 | 0
PG&E GBA | Moraga | 230 | Solar | 0 | 0 | 0 | 0 | 0 | 0 | 0 | 0 | 0 | 0 | 0 | 5 | 4 | 1 | 1 |  | 1 | 1 | 1 | 1 | 1 | 2 | 3 | 2 | 2 | 3 | 4 | 1 | 1 | 2 | 1 | 3 | 1 | 3 | 1 | 1 | 0
PG&E GBA | Morgan Hill | 115 | Solar | 0 | 0 | 0 | 0 | 0 | 0 | 0 | 0 | 0 | 0 | 0 | 5 | 4 | 1 | 1 |  | 1 | 1 | 1 | 1 | 1 | 2 | 5 | 3 | 1 | 1 | 3 | 1 | 1 | 2 | 1 | 3 | 2 | 2 | 1 | 1 | 0
PG&E KERN | Morro Bay | 115 | Solar | 0 | 0 | 0 | 0 | 0 | 0 | 0 | 0 | 0 | 0 | 0 | 5 | 2 | 5 | 2 |  | 1 | 1 | 2 | 1 | 5 | 2 | 5 | 1 | 1 | 1 | 2 | 2 | 1 | 2 | 2 | 2 | 2 | 3 | 1 | 1 | 0
PG&E KERN | Morro Bay | 230 | Solar | 0 | 0 | 0 | 0 | 0 | 0 | 0 | 0 | 0 | 0 | 0 | 5 | 2 | 5 | 2 |  | 1 | 1 | 2 | 1 | 5 | 2 | 5 | 1 | 1 | 1 | 2 | 2 | 1 | 2 | 2 | 2 | 2 | 3 | 1 | 1 | 0
PG&E KERN | Morro Bay | 500 | Solar | 0 | 0 | 420 | 0 | 420 | 0 | 0 | 0 | 420 | 0 | 420 | 5 | 2 | 4 | 2 |  | 1 | 1 | 2 | 1 | 5 | 2 | 5 | 1 | 1 | 1 | 2 | 2 | 1 | 2 | 2 | 2 | 2 | 3 | 5- | 1 | 1
PG&E GBA | Moss Landing | 115 | Solar | 0 | 0 | 0 | 0 | 0 | 0 | 0 | 0 | 0 | 0 | 0 | 5 | 4 | 1 | 1 |  | 3 | 1 | 1 | 1 | 1 | 1 | 1 | 1 | 1 | 1 | 1 | 1 | 1 | 2 | 2 | 1 | 2 | 2 | 1 | 1 | 0
PG&E GBA | Moss Landing | 230 | Solar | 0 | 0 | 0 | 0 | 0 | 0 | 0 | 0 | 0 | 0 | 0 | 5 | 4 | 1 | 1 |  | 3 | 1 | 1 | 1 | 1 | 1 | 1 | 1 | 1 | 1 | 1 | 1 | 1 | 2 | 2 | 1 | 2 | 2 | 1 | 1 | 0
PG&E GBA | Moss Landing | 500 | Solar | 0 | 0 | 0 | 0 | 0 | 0 | 0 | 0 | 0 | 0 | 0 | 5 | 4 | 1 | 1 |  | 3 | 1 | 1 | 1 | 1 | 1 | 1 | 1 | 1 | 1 | 1 | 1 | 1 | 2 | 2 | 1 | 2 | 2 | 1 | 1 | 0
EOP | Mountain Pass | 115 | Solar | 0 | 0 | 0 | 0 | 0 | 0 | 0 | 0 | 0 | 0 | 0 | 5 | 2 | 4 | 2 |  | 1 | 1 | #N/A | N/A | N/A | 2 | N/A | N/A | N/A | N/A | N/A | N/A | N/A | 2 | 2 | 4 | 1 | 1 | 1 | 1 | 0
PG&E GBA | Mountain View | 115 | Solar | 0 | 0 | 0 | 0 | 0 | 0 | 0 | 0 | 0 | 0 | 0 | 1 | 1 | 1 | 1 |  | 1 | 1 | 1 | 1 | 1 | 2 | 1 | 2 | 1 | 3 | 4 | 1 | 1 | 2 | 1 | 2 | 2 | 2 | 1 | 1 | 0
PG&E GBA | Mt Eden | 115 | Solar | 0 | 0 | 0 | 0 | 0 | 0 | 0 | 0 | 0 | 0 | 0 | 5 | 2 | 1 | 1 |  | 1 | 1 | 1 | 1 | 1 | 2 | 3 | 2 | 1 | 2 | 3 | 1 | 1 | 2 | 1 | 2 | 1 | 2 | 4+ | 1 | 1
PG&E KERN | Mt Poso | 115 | Solar | 0 | 0 | 0 | 0 | 0 | 0 | 0 | 0 | 0 | 0 | 0 | 5 | 2 | 5 | 2 |  | 1 | 1 | 1 | 1 | 1 | 1 | 2 | 1 | 1 | 1 | 1 | 1 | 1 | 1 | 1 | 2 | 1 | 1 | 1 | 1 | 0
SDGE | Murray | 69 | Solar | 0 | 0 | 0 | 0 | 0 | 0 | 0 | 0 | 0 | 0 | 0 | 1 | 1 | 1 | 1 |  | 1 | 1 | 1 | 1 | 1 | 2 | 5 | 2 | 3 | 2 | 5 | 1 | 1 | 2 | 1 | 2 | 1 | 2 | 1 | 1 | 0
PG&E FRESNO | Mustang | 230 | Solar | 0 | 0 | 0 | 0 | 0 | 0 | 0 | 0 | 0 | 0 | 0 | 5 | 2 | 5 | 2 |  | 1 | 2 | 1 | 1 | 1 | 1 | 1 | 1 | 1 | 1 | 1 | 1 | 1 | 1 | 1 | 1 | 2 | 1 | 4+ | 5 | 1
SCE Northern | Neenach | 66 | Solar | 0 | 0 | 0 | 0 | 0 | 0 | 0 | 0 | 0 | 0 | 0 | 1 | 1 | 1 | 1 |  | 1 | 1 | 1 | 1 | 1 | 2 | 2 | 1 | 1 | 1 | 2 | 1 | 1 | 2 | 1 | 4 | 1 | 3 | 1 | 1 | 0
PG&E KERN | New Sub - Gates - Midway (Proposed) | 230 | Solar | 0 | 0 | 890 | 720 | 1610 | 0 | 440 | 440 | 890 | 280 | 1170 | 5 | 2 | 5 | 2 | 3 | 1 | 3 | 2 | 2 | 2 | 1 | 2 | 2 | 1 | 1 | 2 | 1 | 1 | 1 | 1 | 4 | 2 | 1 | 5- | 1 | 1
PG&E KERN | New Sub - Gates - Templeton (Proposed) | 230 | Solar | 0 | 0 | 0 | 190 | 190 | 0 | 0 | 0 | 0 | 190 | 190 | 5 | 2 | 5 | 2 |  | 1 | 2 | 1 | 1 | 1 | 1 | 2 | 2 | 1 | 1 | 2 | 1 | 1 | 1 | 1 | 4 | 2 | 1 | 4+ | 5 | 1
SCE NOL | New Sub - Kramer - Lugo (Proposed) | 230 | Solar | 0 | 0 | 0 | 0 | 0 | 0 | 0 | 0 | 0 | 0 | 0 | 3 | 3 | 1 | 1 |  | 1 | 1 | 1 | 1 | 1 | 2 | 1 | 1 | 1 | 1 | 2 | 1 | 1 | 2 | 1 | 2 | 1 | 1 | 1 | 1 | 0
PG&E FRESNO | New Sub - Los Banos - Midway (Proposed) | 500 | Solar | 0 | 0 | 816 | 0 | 816 | 0 | 0 | 0 | 816 | 0 | 816 | 5 | 2 | 4 | 2 | 5 | 1 | 1 | 1 | 1 | 1 | 1 | 1 | 1 | 1 | 1 | 1 | 1 | 1 | 1 | 1 | 4 | 2 | 1 | 3+ | 4 | 1
SCE NOL | New Sub - Lugo - Pisgah (Proposed) | 230 | Solar | 0 | 0 | 0 | 0 | 0 | 0 | 0 | 0 | 0 | 0 | 0 | 1 | 1 | 1 | 1 |  | 2 | 1 | 1 | 1 | 1 | 2 | 1 | 1 | 1 | 1 | 1 | 3 | 1 | 2 | 1 | 3 | 1 | 3 | 1 | 1 | 0
PG&E KERN | New Sub - Midway - Wheeler Ridge (Proposed) | 230 | Solar | 0 | 0 | 890 | 275 | 1165 | 0 | 0 | 0 | 890 | 275 | 1165 | 5 | 2 | 5 | 2 |  | 1 | 2 | 2 | 1 | 2 | 1 | 1 | 1 | 1 | 2 | 2 | 1 | 1 | 1 | 1 | 3 | 1 | 1 | 5- | 1 | 1
PG&E NGBA | New Sub - Near existing Leavitt (PSREC) | 345 | Solar | 0 | 0 | 0 | 0 | 0 | 0 | 0 | 0 | 0 | 0 | 0 | 5 | 2 | 1 | 1 |  | 3 | 1 | 1 | 1 | 1 | 2 | 5 | 1 | 1 | 1 | 3 | 1 | 1 | 2 | 2 | 1 | 1 | 3 | 1 | 1 | 0
PG&E NGBA | New Sub - Near existing Madeline (NVE) | 345 | Solar | 0 | 0 | 0 | 0 | 0 | 0 | 0 | 0 | 0 | 0 | 0 | 5 | 2 | 1 | 1 |  | 3 | 1 | 1 | 1 | 1 | 2 | 5 | 1 | 1 | 1 | 1 | 3 | 1 | 2 | 2 | 4 | 1 | 3 | 1 | 1 | 0
SDGE | New Sub - North Gila - IV (Proposed) | 500 | Solar | 0 | 0 | 650 | 500 | 1150 | 0 | 0 | 0 | 650 | 500 | 1150 | 1 | 1 | 1 | 1 |  | 1 | 1 | 3 | 2 | 5 | 2 | 1 | 1 | 1 | 1 | 1 | 1 | 1 | 2 | 1 | 4 | 2 | 2 | 2- | 1 | 1
PG&E NGBA | New Sub - Pit 1 - Cottonwood (Proposed) | 230 | Solar | 0 | 0 | 0 | 0 | 0 | 0 | 0 | 0 | 0 | 0 | 0 | 5 | 2 | 1 | 1 |  | 2 | 1 | 1 | 1 | 1 | 2 | 5 | 2 | 1 | 1 | 2 | 1 | 1 | 2 | 2 | 4 | 2 | 3 | 1 | 1 | 0
PG&E GBA | New Sub - Rancho Seco - Bellota (Proposed) | 230 | Solar | 0 | 0 | 0 | 0 | 0 | 0 | 0 | 0 | 0 | 0 | 0 | 5 | 4 | 1 | 1 |  | 1 | 1 | 1 | 1 | 1 | 1 | 1 | 1 | 1 | 2 | 3 | 1 | 1 | 1 | 1 | 4 | 2 | 3 | 1 | 4 | 1
SDGE | New Sub - Suncrest - Ocotillo (Proposed) | 500 | Solar | 0 | 0 | 0 | 0 | 0 | 0 | 0 | 0 | 0 | 0 | 0 | 1 | 1 | 1 | 1 |  | 3 | 1 | 1 | 1 | 1 | 2 | 5 | 1 | 1 | 1 | 2 | 2 | 1 | 2 | 1 | 4 | 1 | 3 | 1 | 1 | 0
PG&E FRESNO | New Sub - Westley - Quinto (Proposed) | 230 | Solar | 0 | 0 | 175 | 0 | 175 | 0 | 0 | 0 | 175 | 0 | 175 | 1 | 1 | 1 | 1 |  | 1 | 2 | 1 | 1 | 2 | 1 | 3 | 2 | 1 | 1 | 2 | 1 | 1 | 1 | 1 | 4 | 2 | 1 | 4- | 1 | 1
PG&E GBA | Newark | 115 | Solar | 0 | 0 | 0 | 0 | 0 | 0 | 0 | 0 | 0 | 0 | 0 | 5 | 4 | 1 | 1 |  | 1 | 1 | 1 | 1 | 1 | 2 | 5 | 2 | 1 | 3 | 3 | 1 | 1 | 2 | 1 | 3 | 1 | 2 | 1 | 1 | 0
PG&E GBA | Newark | 230 | Solar | 0 | 0 | 0 | 0 | 0 | 0 | 0 | 0 | 0 | 0 | 0 | 5 | 4 | 1 | 1 |  | 1 | 1 | 1 | 1 | 1 | 2 | 5 | 2 | 1 | 3 | 3 | 1 | 1 | 2 | 1 | 3 | 1 | 2 | 4+ | 1 | 1
PG&E GBA | Newark | 60 | Solar | 0 | 0 | 0 | 0 | 0 | 0 | 0 | 0 | 0 | 0 | 0 | 5 | 2 | 1 | 1 | 3 | 1 | 1 | 1 | 1 | 1 | 2 | 5 | 2 | 1 | 3 | 3 | 1 | 1 | 2 | 1 | 3 | 1 | 2 | 1 | 1 | 0
PG&E FRESNO | Newhall | 115 | Solar | 0 | 0 | 0 | 0 | 0 | 0 | 0 | 0 | 0 | 0 | 0 | 5 | 2 | 5 | 2 |  | 1 | 1 | 1 | 1 | 1 | 1 | 2 | 2 | 1 | 1 | 2 | 1 | 1 | 1 | 1 | 4 | 2 | 1 | 4+ | 1 | 1
PG&E KERN | Norco | 115 | Solar | 0 | 0 | 0 | 0 | 0 | 0 | 0 | 0 | 0 | 0 | 0 | 5 | 2 | 5 | 2 |  | 2 | 1 | 1 | 1 | 1 | 1 | 1 | 1 | 2 | 3 | 3 | 1 | 1 | 1 | 1 | 3 | 1 | 1 | 1 | 1 | 0
PG&E GBA | Nortech | 115 | Solar | 0 | 0 | 0 | 0 | 0 | 0 | 0 | 0 | 0 | 0 | 0 | 5 | 4 | 1 | 1 |  | 2 | 1 | 1 | 1 | 1 | 2 | 5 | 1 | 1 | 1 | 1 | 2 | 1 | 2 | 1 | 2 | 2 | 1 | 4+ | 1 | 1
SDGE | North City Metering | 138 | Solar | 0 | 0 | 0 | 0 | 0 | 0 | 0 | 0 | 0 | 0 | 0 | 1 | 1 | 1 | 1 |  | 2 | 1 | 1 | 1 | 1 | 2 | 2 | 1 | 1 | 1 | 2 | 1 | 1 | 2 | 1 | 2 | 1 | 3 | 1 | 1 | 0
PG&E GBA | North Dublin | 230 | Solar | 0 | 0 | 0 | 0 | 0 | 0 | 0 | 0 | 0 | 0 | 0 | 5 | 4 | 1 | 1 |  | 1 | 1 | 1 | 1 | 1 | 2 | 5 | 1 | 1 | 3 | 3 | 1 | 1 | 2 | 1 | 2 | 1 | 3 | 1 | 1 | 0
SDGE | North Gila | 500 | Solar | 0 | 0 | 200 | 430 | 630 | 0 | 0 | 0 | 200 | 430 | 630 | 1 | 1 | 1 | 1 |  | 1 | 1 | 3 | N/A | N/A | 2 | N/A | N/A | N/A | N/A | N/A | N/A | N/A | 2 | 2 | 4 | 2 | 3 | 3- | 1 | 1
SCE Metro | North of SONGS | 230 | Solar | 0 | 0 | 0 | 0 | 0 | 0 | 0 | 0 | 0 | 0 | 0 | 1 | 1 | 1 | 1 |  | 1 | 1 | 1 | 1 | 1 | 2 | 5 | 1 | 2 | 2 | 3 | 2 | 1 | 2 | 1 | 3 | 1 | 3 | 1 | 1 | 0
SCE Metro | North of SONGS | 500 | Solar | 0 | 0 | 0 | 0 | 0 | 0 | 0 | 0 | 0 | 0 | 0 | 1 | 1 | 1 | 1 |  | 1 | 1 | 1 | 1 | 1 | 2 | 5 | 1 | 2 | 2 | 3 | 2 | 1 | 2 | 1 | 3 | 1 | 3 | 1 | 1 | 0
PG&E NGBA | Notre Dame | 115 | Solar | 0 | 0 | 0 | 0 | 0 | 0 | 0 | 0 | 0 | 0 | 0 | 5 | 2 | 1 | 1 |  | 1 | 1 | 1 | 1 | 1 | 2 | 2 | 2 | 1 | 1 | 3 | 1 | 1 | 2 | 1 | 4 | 2 | 2 | 1+ | 1 | 1
PG&E GBA | Oakland C | 115 | Solar | 0 | 0 | 0 | 0 | 0 | 0 | 0 | 0 | 0 | 0 | 0 | 5 | 4 | 1 | 1 |  | 1 | 1 | 1 | 1 | 1 | 2 | 1 | 1 | 1 | 2 | 2 | 1 | 1 | 2 | 1 | 1 | 1 | 2 | 1 | 1 | 0
PG&E GBA | Oakland J | 115 | Solar | 0 | 0 | 0 | 0 | 0 | 0 | 0 | 0 | 0 | 0 | 0 | 5 | 2 | 1 | 1 |  | 1 | 1 | 1 | 1 | 1 | 2 | 2 | 2 | 1 | 2 | 3 | 1 | 1 | 2 | 1 | 2 | 1 | 1 | 2+ | 1 | 1
PG&E GBA | Oakland L | 115 | Solar | 0 | 0 | 0 | 0 | 0 | 0 | 0 | 0 | 0 | 0 | 0 | 5 | 2 | 1 | 1 |  | 1 | 1 | 1 | 1 | 1 | 2 | 2 | 1 | 1 | 3 | 3 | 1 | 1 | 2 | 1 | 2 | 1 | 1 | 2+ | 1 | 1
PG&E GBA | Oakland X | 115 | Solar | 0 | 0 | 0 | 70 | 70 | 0 | 0 | 0 | 0 | 70 | 70 | 5 | 2 | 1 | 1 |  | 1 | 2 | 2 | 1 | 1 | 2 | 2 | 2 | 1 | 3 | 3 | 1 | 1 | 2 | 1 | 2 | 1 | 2 | 5- | 1 | 1
SDGE | Ocean Ranch | 69 | Solar | 0 | 0 | 0 | 0 | 0 | 0 | 0 | 0 | 0 | 0 | 0 | 1 | 1 | 1 | 1 |  | 1 | 1 | 1 | 1 | 1 | 2 | 1 | 3 | 1 | 2 | 3 | 1 | 1 | 2 | 1 | 4 | 1 | 3 | 1 | 1 | 0
PG&E KERN | Oceano | 115 | Solar | 0 | 0 | 0 | 0 | 0 | 0 | 0 | 0 | 0 | 0 | 0 | 5 | 2 | 5 | 2 |  | 1 | 1 | 1 | 1 | 1 | 2 | 2 | 1 | 1 | 1 | 1 | 1 | 1 | 2 | 2 | 4 | 2 | 3 | 1 | 1 | 0
SDGE | Ocotillo Express | 500 | Solar | 0 | 0 | 0 | 0 | 0 | 0 | 0 | 0 | 0 | 0 | 0 | 1 | 1 | 1 | 1 |  | 4 | 1 | 1 | 1 | 1 | 2 | 1 | 1 | 1 | 1 | 2 | 1 | 1 | 2 | 1 | 4 | 2 | 3 | 1 | 1 | 0
PG&E KERN | Old River | 70 | Solar | 0 | 0 | 0 | 0 | 0 | 0 | 0 | 0 | 0 | 0 | 0 | 5 | 2 | 5 | 2 |  | 1 | 1 | 1 | 1 | 2 | 1 | 1 | 1 | 1 | 1 | 1 | 1 | 1 | 1 | 1 | 4 | 1 | 2 | 2+ | 1 | 1
SDGE | Old Town | 230 | Solar | 0 | 0 | 0 | 0 | 0 | 0 | 0 | 0 | 0 | 0 | 0 | 1 | 1 | 1 | 1 |  | 1 | 1 | 1 | 1 | 1 | 2 | 1 | 1 | 1 | 3 | 3 | 1 | 1 | 2 | 1 | 3 | 1 | 2 | 1 | 1 | 0
SCE Metro | Olinda | 230 | Solar | 0 | 0 | 0 | 0 | 0 | 0 | 0 | 0 | 0 | 0 | 0 | 1 | 1 | 1 | 1 |  | 1 | 1 | 1 | 1 | 1 | 2 | 5 | 2 | 1 | 1 | 2 | 1 | 1 | 1 | 1 | 2 | 1 | 2 | 1 | 1 | 0
PG&E FRESNO | Olive | 115 | Solar | 0 | 0 | 0 | 0 | 0 | 0 | 0 | 0 | 0 | 0 | 0 | 5 | 2 | 5 | 2 | 3 | 1 | 1 | 1 | 1 | 1 | 1 | 2 | 1 | 1 | 1 | 2 | 1 | 1 | 1 | 1 | 4 | 1 | 1 | 1 | 4 | 1
PG&E NGBA | Olivehurst | 115 | Solar | 0 | 0 | 0 | 0 | 0 | 0 | 0 | 0 | 0 | 0 | 0 | 5 | 4 | 1 | 1 |  | 1 | 1 | 1 | 1 | 2 | 2 | 1 | 1 | 1 | 1 | 1 | 1 | 1 | 2 | 2 | 2 | 1 | 2 | 1 | 1 | 0
PG&E NGBA | Oregon Trail | 60 | Solar | 0 | 0 | 0 | 0 | 0 | 0 | 0 | 0 | 0 | 0 | 0 | 5 | 2 | 1 | 1 |  | 1 | 1 | 1 | 1 | 1 | 2 | 5 | 3 | 1 | 1 | 3 | 1 | 1 | 2 | 2 | 3 | 2 | 3 | 2+ | 1 | 1
SCE Northern | Ormond Beach | 230 | Solar | 0 | 0 | 332 | 0 | 332 | 0 | 0 | 0 | 332 | 0 | 332 | 5 | 2 | 4 | 2 |  | 1 | 1 | 2 | 2 | 3 | 1 | 1 | 1 | 1 | 1 | 1 | 1 | 1 | 2 | 1 | 1 | 1 | 1 | 5- | 1 | 1
PG&E FRESNO | Oro Loma | 115 | Solar | 0 | 0 | 110 | 0 | 110 | 0 | 0 | 0 | 110 | 0 | 110 | 5 | 2 | 5 | 2 |  | 1 | 3 | 1 | 1 | 1 | 1 | 1 | 1 | 1 | 1 | 1 | 1 | 1 | 1 | 1 | 4 | 2 | 1 | 3- | 1 | 1
PG&E FRESNO | Oro Loma | 70 | Solar | 0 | 0 | 0 | 0 | 0 | 0 | 0 | 0 | 0 | 0 | 0 | 5 | 2 | 5 | 2 |  | 1 | 1 | 1 | 1 | 1 | 1 | 1 | 1 | 1 | 1 | 1 | 1 | 1 | 1 | 1 | 4 | 2 | 1 | 1+ | 1 | 1
PG&E FRESNO | Orosi | 70 | Solar | 0 | 0 | 0 | 0 | 0 | 0 | 0 | 0 | 0 | 0 | 0 | 5 | 2 | 5 | 2 |  | 1 | 1 | 1 | 1 | 1 | 1 | 1 | 1 | 1 | 1 | 2 | 1 | 1 | 1 | 1 | 4 | 1 | 1 | 1+ | 1 | 1
SDGE | Otay | 69 | Solar | 0 | 0 | 0 | 0 | 0 | 0 | 0 | 0 | 0 | 0 | 0 | 1 | 1 | 1 | 1 |  | 1 | 3 | 1 | 1 | 1 | 2 | 2 | 1 | 3 | 4 | 5 | 1 | 1 | 2 | 1 | 1 | 1 | 1 | 1 | 1 | 0
SDGE | Otay Mesa | 230 | Solar | 0 | 0 | 0 | 0 | 0 | 0 | 0 | 0 | 0 | 0 | 0 | 1 | 1 | 1 | 1 |  | 1 | 2 | 1 | 1 | 1 | 2 | 5 | 1 | 4 | 4 | 5 | 1 | 1 | 2 | 1 | 1 | 1 | 3 | 1 | 1 | 0
PG&E FRESNO | Padre Flats SW STA | 230 | Solar | 0 | 0 | 370 | 0 | 370 | 0 | 0 | 0 | 370 | 0 | 370 | 5 | 2 | 5 | 2 |  | 1 | 1 | 2 | 1 | 1 | 1 | 3 | 2 | 1 | 1 | 2 | 1 | 1 | 1 | 1 | 4 | 2 | 1 | 5- | 1 | 1
EOP | Pahrump | 138 | Solar | 0 | 0 | 0 | 0 | 0 | 0 | 0 | 0 | 0 | 0 | 0 | 5 | 2 | 4 | 2 |  | 1 | 1 | 1 | N/A | N/A | 2 | N/A | N/A | N/A | N/A | N/A | N/A | N/A | 2 | 2 | 4 | 1 | 3 | 1 | 1 | 0
EOP | Pahrump | 230 | Solar | 0 | 0 | 0 | 0 | 0 | 0 | 0 | 0 | 0 | 0 | 0 | 5 | 2 | 4 | 2 |  | 1 | 1 | 1 | N/A | N/A | 2 | N/A | N/A | N/A | N/A | N/A | N/A | N/A | 2 | 2 | 4 | 1 | 3 | 1 | 1 | 0
SDGE | Pala | 69 | Solar | 0 | 0 | 0 | 0 | 0 | 0 | 0 | 0 | 0 | 0 | 0 | 1 | 1 | 1 | 1 |  | 1 | 1 | 1 | 1 | 1 | 2 | 5 | 2 | 1 | 1 | 2 | 1 | 1 | 2 | 1 | 1 | 1 | 3 | 1 | 1 | 0
PG&E NGBA | Palermo | 115 | Solar | 0 | 0 | 0 | 0 | 0 | 0 | 0 | 0 | 0 | 0 | 0 | 5 | 4 | 1 | 1 |  | 1 | 1 | 1 | 1 | 1 | 2 | 3 | 3 | 1 | 1 | 4 | 1 | 1 | 2 | 1 | 2 | 2 | 2 | 1 | 1 | 0
PG&E NGBA | Palermo | 230 | Solar | 0 | 0 | 0 | 0 | 0 | 0 | 0 | 0 | 0 | 0 | 0 | 5 | 4 | 1 | 1 |  | 1 | 1 | 1 | 1 | 1 | 2 | 3 | 3 | 1 | 1 | 4 | 1 | 1 | 2 | 1 | 2 | 2 | 2 | 1 | 1 | 0
SCE Eastern | Palo Verde | 500 | Solar | 0 | 0 | 0 | 0 | 0 | 0 | 0 | 0 | 0 | 0 | 0 | 5 | 4 | 4 | 4 |  | 1 | 1 | 1 | 1 | 1 | 2 | 1 | 1 | 1 | 1 | 1 | 1 | 1 | 2 | 1 | 4 | 2 | 3 | 1 | 1 | 0
SDGE | Palomar Energy | 230 | Solar | 0 | 0 | 0 | 0 | 0 | 0 | 0 | 0 | 0 | 0 | 0 | 1 | 1 | 1 | 1 |  | 1 | 1 | 1 | 1 | 1 | 2 | 2 | 1 | 1 | 1 | 2 | 1 | 1 | 2 | 1 | 2 | 1 | 3 | 1 | 1 | 0
PG&E KERN | Panama | 70 | Solar | 0 | 0 | 0 | 0 | 0 | 0 | 0 | 0 | 0 | 0 | 0 | 5 | 2 | 5 | 2 |  | 1 | 1 | 1 | 1 | 2 | 1 | 1 | 1 | 1 | 1 | 1 | 1 | 1 | 1 | 1 | 4 | 1 | 1 | 1 | 1 | 0
PG&E FRESNO | Panoche | 115 | Solar | 0 | 0 | 90 | 0 | 90 | 0 | 0 | 0 | 90 | 0 | 90 | 5 | 2 | 5 | 2 |  | 1 | 2 | 1 | 2 | 2 | 1 | 1 | 1 | 1 | 1 | 1 | 1 | 1 | 1 | 1 | 1 | 2 | 1 | 5- | 1 | 1
PG&E FRESNO | Panoche | 230 | Solar | 0 | 0 | 0 | 280 | 280 | 0 | 0 | 0 | 0 | 280 | 280 | 5 | 2 | 5 | 2 | 3 | 1 | 1 | 1 | 2 | 2 | 1 | 1 | 1 | 1 | 1 | 1 | 1 | 1 | 1 | 1 | 1 | 2 | 1 | 5- | 5 | 1
SCE Northern | Pardee | 230 | Solar | 0 | 0 | 0 | 0 | 0 | 0 | 0 | 0 | 0 | 0 | 0 | 5 | 2 | 4 | 2 |  | 1 | 5 | 1 | 1 | 1 | 2 | 5 | 1 | 1 | 1 | 2 | 1 | 1 | 1 | 1 | 3 | 1 | 3 | 1 | 1 | 0
PG&E NGBA | Parkway | 230 | Solar | 0 | 0 | 0 | 0 | 0 | 0 | 0 | 0 | 0 | 0 | 0 | 5 | 2 | 1 | 1 |  | 1 | 1 | 1 | 1 | 1 | 2 | 2 | 1 | 1 | 1 | 3 | 1 | 1 | 2 | 1 | 4 | 1 | 2 | 1 | 1 | 0
SCE Northern | Pastoria | 230 | Solar | 0 | 0 | 0 | 105 | 105 | 0 | 105 | 105 | 0 | 0 | 0 | 5 | 2 | 4 | 2 |  | 1 | 2 | 2 | 1 | 2 | 2 | 3 | 2 | 1 | 1 | 2 | 1 | 1 | 1 | 1 | 2 | 1 | 3 | 2+ | 1 | 1
SCE Metro | Pauda | 230 | Solar | 0 | 0 | 0 | 0 | 0 | 0 | 0 | 0 | 0 | 0 | 0 | 1 | 1 | 1 | 1 |  | 1 | 1 | 1 | 1 | 1 | 2 | 5 | 1 | 1 | 1 | 1 | 1 | 1 | 1 | 1 | 2 | 1 | 2 | 1 | 1 | 0
PG&E GBA | Paul Sweet | 115 | Solar | 0 | 0 | 0 | 0 | 0 | 0 | 0 | 0 | 0 | 0 | 0 | 1 | 1 | 1 | 1 |  | 1 | 1 | 1 | 1 | 1 | 1 | 1 | 1 | 1 | 3 | 3 | 1 | 1 | 2 | 2 | 2 | 2 | 3 | 4+ | 1 | 1
PG&E NGBA | Peabody | 230 | Solar | 0 | 0 | 0 | 0 | 0 | 0 | 0 | 0 | 0 | 0 | 0 | 5 | 2 | 1 | 1 |  | 1 | 1 | 1 | 1 | 1 | 2 | 3 | 1 | 1 | 1 | 2 | 1 | 1 | 2 | 1 | 2 | 1 | 2 | 4+ | 1 | 1
PG&E NGBA | Pease | 115 | Solar | 0 | 0 | 0 | 0 | 0 | 0 | 0 | 0 | 0 | 0 | 0 | 5 | 4 | 1 | 1 |  | 1 | 1 | 1 | 1 | 1 | 2 | 1 | 1 | 1 | 1 | 2 | 1 | 1 | 2 | 2 | 2 | 1 | 2 | 4+ | 1 | 1
PG&E NGBA | Pease | 60 | Solar | 0 | 0 | 0 | 0 | 0 | 0 | 0 | 0 | 0 | 0 | 0 | 5 | 4 | 1 | 1 |  | 1 | 1 | 1 | 1 | 1 | 2 | 1 | 1 | 1 | 1 | 2 | 1 | 1 | 2 | 2 | 2 | 1 | 2 | 1 | 1 | 0
SDGE | Penasquitos | 138 | Solar | 0 | 0 | 0 | 0 | 0 | 0 | 0 | 0 | 0 | 0 | 0 | 1 | 1 | 1 | 1 |  | 1 | 1 | 1 | 1 | 1 | 2 | 1 | 1 | 2 | 2 | 3 | 1 | 1 | 2 | 1 | 2 | 1 | 3 | 1 | 1 | 0
SDGE | Penasquitos | 230 | Solar | 0 | 0 | 0 | 0 | 0 | 0 | 0 | 0 | 0 | 0 | 0 | 1 | 1 | 1 | 1 |  | 1 | 1 | 1 | 1 | 1 | 2 | 1 | 1 | 2 | 2 | 3 | 1 | 1 | 2 | 1 | 2 | 1 | 3 | 1 | 1 | 0
SDGE | Penasquitos | 69 | Solar | 0 | 0 | 0 | 0 | 0 | 0 | 0 | 0 | 0 | 0 | 0 | 1 | 1 | 1 | 1 |  | 1 | 1 | 1 | 1 | 1 | 2 | 1 | 1 | 2 | 2 | 3 | 1 | 1 | 2 | 1 | 2 | 1 | 3 | 1 | 1 | 0
SDGE | Pendleton | 69 | Solar | 0 | 0 | 0 | 0 | 0 | 0 | 0 | 0 | 0 | 0 | 0 | 1 | 1 | 1 | 1 |  | 1 | 4 | 1 | 1 | 1 | 2 | 5 | 3 | 1 | 1 | 3 | 1 | 1 | 2 | 1 | 4 | 1 | 3 | 1 | 1 | 0
PG&E NGBA | Penngrove | 115 | Solar | 0 | 0 | 0 | 0 | 0 | 0 | 0 | 0 | 0 | 0 | 0 | 5 | 2 | 1 | 1 |  | 1 | 1 | 1 | 1 | 1 | 2 | 3 | 2 | 1 | 2 | 3 | 1 | 1 | 2 | 1 | 3 | 2 | 2 | 4+ | 1 | 1
PG&E GBA | Peoria | 115 | Solar | 0 | 0 | 0 | 0 | 0 | 0 | 0 | 0 | 0 | 0 | 0 | 5 | 4 | 1 | 1 |  | 2 | 1 | 1 | 1 | 1 | 2 | 5 | 2 | 1 | 1 | 3 | 2 | 1 | 2 | 1 | 4 | 1 | 3 | 1 | 1 | 0
PG&E GBA | Piercy | 115 | Solar | 0 | 0 | 0 | 0 | 0 | 0 | 0 | 0 | 0 | 0 | 0 | 5 | 4 | 1 | 1 |  | 1 | 1 | 1 | 1 | 1 | 2 | 5 | 3 | 1 | 1 | 3 | 2 | 1 | 2 | 1 | 2 | 2 | 2 | 1+ | 1 | 1
PG&E FRESNO | Pine Flat | 230 | Solar | 0 | 0 | 225 | 0 | 225 | 0 | 0 | 0 | 225 | 0 | 225 | 5 | 2 | 5 | 2 |  | 1 | 1 | 1 | 1 | 2 | 1 | 3 | 2 | 1 | 1 | 3 | 2 | 1 | 1 | 1 | 4 | 2 | 3 | 5- | 1 | 1 | fresno solar, no concern
SCE NOL | Pisgah | 230 | Solar | 0 | 0 | 0 | 0 | 0 | 0 | 0 | 0 | 0 | 0 | 0 | 1 | 1 | 1 | 1 | 4 | 1 | 5 | 1 | 1 | 1 | 2 | 1 | 2 | 3 | 3 | 3 | 2 | 1 | 2 | 1 | 4 | 1 | 1 | 2+ | 5 | 1
PG&E NGBA | Pit 1 | 230 | Solar | 0 | 0 | 0 | 0 | 0 | 0 | 0 | 0 | 0 | 0 | 0 | 5 | 2 | 1 | 1 |  | 1 | 1 | 1 | 1 | 1 | 2 | 1 | 1 | 1 | 1 | 2 | 1 | 1 | 2 | 2 | 4 | 2 | 3 | 1 | 1 | 0
PG&E NGBA | Pit 1 | 60 | Solar | 0 | 0 | 0 | 0 | 0 | 0 | 0 | 0 | 0 | 0 | 0 | 5 | 2 | 1 | 1 |  | 1 | 1 | 1 | 1 | 1 | 2 | 1 | 1 | 1 | 1 | 2 | 1 | 1 | 2 | 2 | 4 | 2 | 3 | 1 | 1 | 0
PG&E NGBA | Pit 3 | 230 | Solar | 0 | 0 | 0 | 0 | 0 | 0 | 0 | 0 | 0 | 0 | 0 | 5 | 2 | 1 | 1 |  | 1 | 1 | 1 | 1 | 1 | 2 | 3 | 1 | 1 | 1 | 1 | 1 | 1 | 2 | 2 | 4 | 2 | 3 | 1 | 1 | 0
PG&E NGBA | Pit 4 | 230 | Solar | 0 | 0 | 0 | 0 | 0 | 0 | 0 | 0 | 0 | 0 | 0 | 5 | 2 | 1 | 1 |  | 1 | 1 | 1 | 1 | 1 | 2 | 5 | 1 | 1 | 1 | 1 | 1 | 1 | 2 | 2 | 4 | 2 | 3 | 1 | 1 | 0
PG&E GBA | Pittsburg | 115 | Solar | 0 | 0 | 0 | 0 | 0 | 0 | 0 | 0 | 0 | 0 | 0 | 5 | 4 | 1 | 1 |  | 1 | 1 | 1 | 1 | 1 | 2 | 3 | 1 | 1 | 1 | 2 | 1 | 1 | 2 | 1 | 2 | 1 | 1 | 1 | 1 | 0
PG&E GBA | Pittsburg | 230 | Solar | 0 | 0 | 0 | 0 | 0 | 0 | 0 | 0 | 0 | 0 | 0 | 5 | 4 | 1 | 1 |  | 1 | 1 | 1 | 1 | 1 | 2 | 3 | 1 | 1 | 1 | 2 | 1 | 1 | 2 | 1 | 2 | 1 | 1 | 1 | 1 | 0
PG&E NGBA | Pleasant Grove | 115 | Solar | 0 | 0 | 0 | 0 | 0 | 0 | 0 | 0 | 0 | 0 | 0 | 5 | 4 | 1 | 1 |  | 1 | 1 | 1 | 1 | 1 | 2 | 2 | 1 | 1 | 1 | 1 | 1 | 1 | 2 | 1 | 2 | 2 | 3 | 4+ | 1 | 1
PG&E NGBA | POE | 230 | Solar | 0 | 0 | 0 | 0 | 0 | 0 | 0 | 0 | 0 | 0 | 0 | 5 | 5 | 3 | 3 |  | 1 | 1 | 1 | 1 | 1 | 2 | 2 | 1 | 1 | 3 | 3 | 1 | 1 | 2 | 1 | 4 | 2 | 3 | 1 | 1 | 0
SDGE | Point Loma | 69 | Solar | 0 | 0 | 0 | 0 | 0 | 0 | 0 | 0 | 0 | 0 | 0 | 1 | 1 | 1 | 1 |  | 1 | 1 | 1 | 1 | 1 | 2 | 1 | 1 | 1 | 3 | 3 | 1 | 1 | 2 | 1 | 3 | 1 | 2 | 1 | 1 | 0
SDGE | Pomerado | 69 | Solar | 0 | 0 | 0 | 0 | 0 | 0 | 0 | 0 | 0 | 0 | 0 | 1 | 1 | 1 | 1 |  | 1 | 5 | 1 | 1 | 1 | 2 | 5 | 3 | 2 | 2 | 5 | 1 | 1 | 2 | 1 | 3 | 1 | 3 | 1 | 1 | 0
PG&E KERN | Poso Mountain | 115 | Solar | 0 | 0 | 100 | 150 | 250 | 0 | 0 | 0 | 100 | 150 | 250 | 5 | 2 | 5 | 2 |  | 1 | 4 | 1 | 1 | 1 | 1 | 3 | 3 | 1 | 1 | 3 | 1 | 1 | 1 | 1 | 3 | 1 | 2 | 5- | 1 | 1
EOP | Primm | 230 | Solar | 0 | 0 | 0 | 0 | 0 | 0 | 0 | 0 | 0 | 0 | 0 | 5 | 2 | 4 | 2 |  | 1 | 1 | 1 | N/A | N/A | 2 | N/A | N/A | N/A | N/A | N/A | N/A | N/A | 2 | 2 | 4 | 1 | 2 | 1 | 1 | 0
PG&E NGBA | Putah Creek | 115 | Solar | 0 | 0 | 0 | 0 | 0 | 0 | 0 | 0 | 0 | 0 | 0 | 5 | 2 | 1 | 1 |  | 1 | 1 | 1 | 1 | 1 | 2 | 3 | 2 | 1 | 1 | 2 | 1 | 1 | 2 | 1 | 3 | 2 | 3 | 4+ | 4 | 1
SDGE | Q1806 | 138 | Solar | 0 | 0 | 0 | 0 | 0 | 0 | 0 | 0 | 0 | 0 | 0 | 1 | 1 | 1 | 1 |  | 1 | 1 | 1 | 1 | 1 | 2 | 5 | 1 | 2 | 3 | 3 | 2 | 1 | 1 | 1 | 2 | 1 | 3 | 1 | 1 | 0
PG&E FRESNO | Quinto | 230 | Solar | 0 | 0 | 370 | 0 | 370 | 0 | 0 | 0 | 370 | 0 | 370 | 5 | 2 | 5 | 2 |  | 1 | 1 | 2 | 1 | 1 | 1 | 2 | 2 | 1 | 1 | 2 | 1 | 1 | 1 | 1 | 4 | 2 | 1 | 5- | 3 | 1
PG&E GBA | Race Track | 115 | Solar | 0 | 0 | 0 | 0 | 0 | 0 | 0 | 0 | 0 | 0 | 0 | 5 | 4 | 1 | 1 |  | 1 | 1 | 1 | 1 | 1 | 2 | 5 | 1 | 1 | 1 | 2 | 1 | 1 | 2 | 1 | 4 | 1 | 3 | 1 | 1 | 0
SDGE | Rancho Mission Viejo | 138 | Solar | 0 | 0 | 0 | 0 | 0 | 0 | 0 | 0 | 0 | 0 | 0 | 1 | 1 | 1 | 1 |  | 1 | 1 | 1 | 1 | 1 | 2 | 5 | 1 | 2 | 2 | 3 | 2 | 1 | 1 | 1 | 2 | 1 | 3 | 1 | 1 | 0
PG&E GBA | Rancho Seco | 230 | Solar | 0 | 0 | 0 | 100 | 100 | 0 | 0 | 0 | 0 | 100 | 100 | 5 | 4 | 1 | 1 |  | 1 | 2 | 1 | 1 | 1 | 1 | 1 | 3 | 1 | 2 | 3 | 1 | 1 | 2 | 1 | 1 | 2 | 3 | 5- | 1 | 1
SCE Metro | Rancho Vista | 230 | Solar | 0 | 0 | 0 | 0 | 0 | 0 | 0 | 0 | 0 | 0 | 0 | 1 | 1 | 1 | 1 |  | 1 | 1 | 1 | 1 | 1 | 2 | 5 | 1 | 1 | 1 | 1 | 1 | 1 | 1 | 1 | 1 | 1 | 1 | 1 | 1 | 0
SCE Metro | Rancho Vista | 500 | Solar | 0 | 0 | 0 | 0 | 0 | 0 | 0 | 0 | 0 | 0 | 0 | 1 | 1 | 1 | 1 |  | 1 | 1 | 1 | 1 | 1 | 2 | 5 | 1 | 1 | 1 | 1 | 1 | 1 | 1 | 1 | 1 | 1 | 1 | 1 | 1 | 0
SCE NOL | Ransburg | 115 | Solar | 0 | 0 | 0 | 0 | 0 | 0 | 0 | 0 | 0 | 0 | 0 | 3 | 3 | 1 | 1 |  | 1 | 1 | 1 | 1 | 1 | 2 | 1 | 1 | 1 | 1 | 1 | 1 | 1 | 2 | 1 | 4 | 1 | 1 | 1 | 1 | 0
PG&E GBA | Ravenswood | 115 | Solar | 0 | 0 | 0 | 0 | 0 | 0 | 0 | 0 | 0 | 0 | 0 | 5 | 2 | 1 | 1 |  | 1 | 1 | 1 | 1 | 1 | 2 | 1 | 1 | 3 | 3 | 3 | 1 | 1 | 2 | 1 | 2 | 1 | 2 | 1 | 1 | 0
PG&E GBA | Ravenswood | 230 | Solar | 0 | 0 | 0 | 0 | 0 | 0 | 0 | 0 | 0 | 0 | 0 | 5 | 2 | 1 | 1 |  | 1 | 1 | 1 | 1 | 1 | 2 | 1 | 1 | 3 | 3 | 3 | 1 | 1 | 2 | 1 | 2 | 1 | 2 | 1 | 1 | 0
SCE Northern | Rector | 230 | Solar | 0 | 0 | 170 | 0 | 170 | 0 | 0 | 0 | 170 | 0 | 170 | 1 | 1 | 1 | 1 |  | 1 | 2 | 1 | 3 | 2 | 1 | 1 | 1 | 1 | 1 | 1 | 1 | 1 | 1 | 1 | 2 | 1 | 2 | 2- | 3 | 1
SCE Eastern | Red Bluff | 230 | Solar | 0 | 0 | 0 | 500 | 500 | 0 | 0 | 0 | 0 | 500 | 500 | 4 | 4 | 4 | 4 | 1 | 1 | 1 | 4 | 2 | 3 | 2 | 1 | 1 | 1 | 1 | 2 | 2 | 1 | 2 | 2 | 4 | 1 | 3 | 2+ | 1 | 1
SCE Eastern | Red Bluff | 500 | Solar | 0 | 0 | 175 | 0 | 175 | 175 | 0 | 175 | 0 | 0 | 0 | 4 | 4 | 4 | 4 | 5 | 1 | 2 | 4 | 2 | 3 | 2 | 1 | 1 | 1 | 1 | 2 | 2 | 1 | 2 | 2 | 4 | 1 | 3 | 4+ | 4 | 1
PG&E NGBA | Redbud | 115 | Solar | 0 | 0 | 0 | 0 | 0 | 0 | 0 | 0 | 0 | 0 | 0 | 5 | 2 | 1 | 1 |  | 1 | 1 | 1 | 1 | 1 | 2 | 5 | 1 | 1 | 1 | 2 | 1 | 1 | 2 | 2 | 4 | 2 | 3 | 1 | 1 | 0
SCE Metro | Redondo | 230 | Solar | 0 | 0 | 0 | 0 | 0 | 0 | 0 | 0 | 0 | 0 | 0 | 1 | 1 | 1 | 1 |  | 1 | 1 | 1 | 1 | 1 | 2 | 1 | 1 | 1 | 3 | 3 | 1 | 1 | 1 | 1 | 2 | 1 | 2 | 1 | 1 | 0
PG&E FRESNO | Reedley | 115 | Solar | 0 | 0 | 0 | 0 | 0 | 0 | 0 | 0 | 0 | 0 | 0 | 5 | 2 | 5 | 2 |  | 1 | 1 | 1 | 1 | 1 | 1 | 1 | 1 | 1 | 1 | 1 | 1 | 1 | 1 | 1 | 4 | 2 | 1 | 2+ | 1 | 1
PG&E KERN | Renfro | 115 | Solar | 0 | 0 | 0 | 0 | 0 | 0 | 0 | 0 | 0 | 0 | 0 | 5 | 2 | 5 | 2 |  | 1 | 1 | 1 | 1 | 2 | 1 | 1 | 1 | 1 | 1 | 1 | 1 | 1 | 1 | 1 | 2 | 1 | 2 | 1 | 1 | 0
PG&E GBA | Richmond R | 115 | Solar | 0 | 0 | 0 | 0 | 0 | 0 | 0 | 0 | 0 | 0 | 0 | 5 | 4 | 1 | 1 |  | 1 | 1 | 1 | 1 | 1 | 2 | 2 | 1 | 2 | 2 | 2 | 1 | 1 | 2 | 1 | 2 | 1 | 2 | 4+ | 1 | 1
PG&E NGBA | Rincon | 115 | Solar | 0 | 0 | 0 | 0 | 0 | 0 | 0 | 0 | 0 | 0 | 0 | 5 | 2 | 1 | 1 |  | 1 | 1 | 1 | 1 | 1 | 2 | 1 | 2 | 1 | 3 | 3 | 1 | 1 | 2 | 1 | 3 | 2 | 2 | 2+ | 1 | 1
PG&E KERN | Rio Bravo | 115 | Solar | 0 | 0 | 0 | 0 | 0 | 0 | 0 | 0 | 0 | 0 | 0 | 5 | 2 | 5 | 2 |  | 1 | 1 | 1 | 1 | 2 | 1 | 1 | 1 | 1 | 1 | 1 | 1 | 1 | 1 | 1 | 2 | 1 | 1 | 2+ | 1 | 1
SCE Metro | Rio Hondo | 230 | Solar | 0 | 0 | 0 | 0 | 0 | 0 | 0 | 0 | 0 | 0 | 0 | 1 | 1 | 1 | 1 |  | 1 | 2 | 1 | 1 | 1 | 2 | 5 | 1 | 1 | 3 | 3 | 3 | 1 | 1 | 1 | 4 | 1 | 1 | 2+ | 1 | 1
PG&E NGBA | Rio Oso | 115 | Solar | 0 | 0 | 0 | 0 | 0 | 0 | 0 | 0 | 0 | 0 | 0 | 5 | 5 | 3 | 3 |  | 1 | 1 | 1 | 1 | 1 | 2 | 1 | 1 | 1 | 1 | 2 | 1 | 1 | 2 | 1 | 4 | 1 | 3 | 1 | 1 | 0
PG&E NGBA | Rio Oso | 230 | Solar | 0 | 0 | 0 | 0 | 0 | 0 | 0 | 0 | 0 | 0 | 0 | 5 | 5 | 3 | 3 |  | 1 | 1 | 1 | 1 | 1 | 2 | 1 | 1 | 1 | 1 | 2 | 1 | 1 | 2 | 1 | 4 | 1 | 3 | 1+ | 1 | 1
PG&E GBA | Ripon | 115 | Solar | 0 | 0 | 0 | 0 | 0 | 0 | 0 | 0 | 0 | 0 | 0 | 5 | 4 | 1 | 1 |  | 1 | 2 | 1 | 1 | 2 | 1 | 1 | 1 | 1 | 1 | 1 | 1 | 1 | 1 | 1 | 2 | 2 | 2 | 2+ | 1 | 1
PG&E GBA | Riverbank | 115 | Solar | 0 | 0 | 0 | 0 | 0 | 0 | 0 | 0 | 0 | 0 | 0 | 5 | 4 | 1 | 1 |  | 1 | 1 | 1 | 1 | 1 | 1 | 2 | 2 | 1 | 1 | 2 | 1 | 1 | 1 | 1 | 3 | 2 | 2 | 1 | 1 | 0
SCE NOL | Roadway | 115 | Solar | 0 | 0 | 0 | 0 | 0 | 0 | 0 | 0 | 0 | 0 | 0 | 1 | 1 | 1 | 1 | 3 | 1 | 1 | 1 | 1 | 1 | 2 | 1 | 1 | 1 | 1 | 2 | 1 | 1 | 2 | 1 | 2 | 1 | 1 | 4+ | 5 | 1
PG&E NGBA | Rock Creek 1 | 230 | Solar | 0 | 0 | 0 | 0 | 0 | 0 | 0 | 0 | 0 | 0 | 0 | 5 | 4 | 1 | 1 |  | 1 | 1 | 1 | 1 | 1 | 2 | 5 | 1 | 1 | 2 | 3 | 2 | 1 | 2 | 2 | 4 | 1 | 3 | 1 | 1 | 0
SCE Northern | Rosamond | 66 | Solar | 0 | 0 | 0 | 0 | 0 | 0 | 0 | 0 | 0 | 0 | 0 | 1 | 1 | 1 | 1 |  | 1 | 1 | 1 | 1 | 1 | 2 | 1 | 1 | 1 | 1 | 1 | 1 | 1 | 2 | 1 | 4 | 1 | 3 | 1 | 1 | 0
PG&E GBA | Rossmoor | 230 | Solar | 0 | 0 | 0 | 0 | 0 | 0 | 0 | 0 | 0 | 0 | 0 | 5 | 2 | 1 | 1 |  | 1 | 1 | 1 | 1 | 1 | 2 | 5 | 3 | 2 | 3 | 5 | 1 | 1 | 2 | 1 | 4 | 1 | 3 | 1 | 1 | 0
PG&E NGBA | Round Mountain | 230 | Solar | 0 | 0 | 0 | 0 | 0 | 0 | 0 | 0 | 0 | 0 | 0 | 5 | 2 | 1 | 1 |  | 1 | 1 | 1 | 1 | 1 | 2 | 5 | 3 | 1 | 1 | 3 | 1 | 1 | 2 | 2 | 4 | 2 | 3 | 1 | 1 | 0
PG&E NGBA | Round Mountain | 500 | Solar | 0 | 0 | 0 | 0 | 0 | 0 | 0 | 0 | 0 | 0 | 0 | 5 | 2 | 1 | 1 |  | 1 | 1 | 1 | 1 | 1 | 2 | 5 | 3 | 1 | 1 | 3 | 1 | 1 | 2 | 2 | 4 | 2 | 3 | 1 | 1 | 0
PG&E GBA | Salado | 115 | Solar | 0 | 0 | 0 | 0 | 0 | 0 | 0 | 0 | 0 | 0 | 0 | 5 | 4 | 1 | 1 |  | 1 | 1 | 1 | 1 | 1 | 1 | 2 | 2 | 1 | 1 | 2 | 1 | 1 | 1 | 1 | 4 | 2 | 1 | 1+ | 1 | 1
PG&E GBA | Salado | 60 | Solar | 0 | 0 | 0 | 0 | 0 | 0 | 0 | 0 | 0 | 0 | 0 | 5 | 4 | 1 | 1 |  | 1 | 1 | 1 | 1 | 1 | 1 | 2 | 2 | 1 | 1 | 2 | 1 | 1 | 1 | 1 | 4 | 2 | 1 | 1 | 1 | 0
PG&E GBA | Salinas | 115 | Solar | 0 | 0 | 0 | 0 | 0 | 0 | 0 | 0 | 0 | 0 | 0 | 1 | 1 | 1 | 1 |  | 1 | 1 | 1 | 1 | 2 | 1 | 2 | 1 | 1 | 1 | 1 | 1 | 1 | 2 | 2 | 3 | 2 | 2 | 4+ | 1 | 1
SDGE | Salt Creek | 69 | Solar | 0 | 0 | 0 | 0 | 0 | 0 | 0 | 0 | 0 | 0 | 0 | 1 | 1 | 1 | 1 |  | 1 | 1 | 1 | 1 | 1 | 2 | 3 | 1 | 3 | 4 | 5 | 1 | 1 | 2 | 1 | 3 | 1 | 2 | 1 | 1 | 0
SCE Eastern | San Bernardino | 230 | Solar | 0 | 0 | 0 | 0 | 0 | 0 | 0 | 0 | 0 | 0 | 0 | 4 | 4 | 1 | 1 |  | 1 | 1 | 1 | 1 | 1 | 2 | 5 | 1 | 1 | 2 | 3 | 1 | 1 | 1 | 1 | 2 | 1 | 2 | 2+ | 1 | 1
PG&E GBA | SAN FRAN A (POTRERO PP) | 115 | Solar | 0 | 0 | 0 | 0 | 0 | 0 | 0 | 0 | 0 | 0 | 0 | 5 | 2 | 1 | 1 |  | 1 | 1 | 1 | 2 | 1 | 2 | 1 | 1 | 1 | 1 | 1 | 1 | 1 | 2 | 1 | 2 | 1 | 2 | 1 | 1 | 0
PG&E GBA | SAN FRAN A (POTRERO PP) | 230 | Solar | 0 | 0 | 60 | 0 | 60 | 0 | 0 | 0 | 60 | 0 | 60 | 5 | 2 | 1 | 1 |  | 1 | 2 | 1 | 2 | 1 | 2 | 1 | 1 | 1 | 1 | 1 | 1 | 1 | 2 | 1 | 2 | 1 | 2 | 5- | 1 | 1 | no concern
PG&E GBA | San Jose A | 115 | Solar | 0 | 0 | 0 | 0 | 0 | 0 | 0 | 0 | 0 | 0 | 0 | 5 | 4 | 1 | 1 |  | 1 | 1 | 1 | 1 | 1 | 2 | 5 | 1 | 1 | 1 | 1 | 2 | 1 | 2 | 1 | 2 | 2 | 2 | 1 | 1 | 0
PG&E GBA | San Jose B | 115 | Solar | 0 | 0 | 0 | 0 | 0 | 0 | 0 | 0 | 0 | 0 | 0 | 5 | 4 | 1 | 1 |  | 1 | 1 | 1 | 1 | 1 | 2 | 5 | 1 | 1 | 1 | 1 | 2 | 1 | 2 | 1 | 3 | 2 | 2 | 1 | 1 | 0
PG&E GBA | San Leandro U | 115 | Solar | 0 | 0 | 0 | 0 | 0 | 0 | 0 | 0 | 0 | 0 | 0 | 5 | 2 | 1 | 1 |  | 1 | 1 | 1 | 1 | 1 | 2 | 3 | 3 | 1 | 2 | 4 | 1 | 1 | 2 | 1 | 3 | 1 | 2 | 4+ | 1 | 1
PG&E KERN | San Luis Obispo | 115 | Solar | 0 | 0 | 0 | 0 | 0 | 0 | 0 | 0 | 0 | 0 | 0 | 5 | 2 | 5 | 2 |  | 1 | 1 | 1 | 1 | 1 | 2 | 5 | 1 | 1 | 2 | 3 | 1 | 1 | 2 | 2 | 4 | 2 | 3 | 2+ | 1 | 1
PG&E KERN | San Luis Obispo | 70 | Solar | 0 | 0 | 0 | 0 | 0 | 0 | 0 | 0 | 0 | 0 | 0 | 5 | 2 | 5 | 2 |  | 1 | 1 | 1 | 1 | 1 | 2 | 5 | 1 | 1 | 2 | 3 | 1 | 1 | 2 | 2 | 4 | 2 | 3 | 1 | 1 | 0
SDGE | San Luis Rey | 230 | Solar | 0 | 0 | 0 | 0 | 0 | 0 | 0 | 0 | 0 | 0 | 0 | 1 | 1 | 1 | 1 |  | 1 | 1 | 1 | 1 | 1 | 2 | 1 | 2 | 2 | 2 | 3 | 1 | 1 | 2 | 1 | 4 | 1 | 3 | 1 | 1 | 0
SDGE | San Luis Rey | 69 | Solar | 0 | 0 | 0 | 0 | 0 | 0 | 0 | 0 | 0 | 0 | 0 | 1 | 1 | 1 | 1 |  | 1 | 1 | 1 | 1 | 1 | 2 | 1 | 2 | 2 | 2 | 3 | 1 | 1 | 2 | 1 | 4 | 1 | 3 | 1 | 1 | 0
SDGE | San Marcos | 69 | Solar | 0 | 0 | 0 | 0 | 0 | 0 | 0 | 0 | 0 | 0 | 0 | 1 | 1 | 1 | 1 |  | 1 | 1 | 1 | 1 | 1 | 2 | 2 | 2 | 1 | 1 | 3 | 1 | 1 | 2 | 1 | 2 | 1 | 3 | 1 | 1 | 0
SCE Metro | San Onofre | 230 | Solar | 0 | 0 | 0 | 0 | 0 | 0 | 0 | 0 | 0 | 0 | 0 | 1 | 1 | 1 | 1 |  | 1 | 1 | 1 | 1 | 1 | 2 | 5 | 1 | 3 | 3 | 3 | 3 | 1 | 2 | 1 | 4 | 1 | 3 | 1 | 1 | 0
PG&E GBA | San Pablo | 115 | Solar | 0 | 0 | 0 | 40 | 40 | 0 | 0 | 0 | 0 | 40 | 40 | 5 | 4 | 1 | 1 |  | 1 | 1 | 1 | 1 | 1 | 2 | 2 | 1 | 2 | 3 | 3 | 1 | 1 | 2 | 1 | 2 | 1 | 1 | 5- | 1 | 1
PG&E GBA | San Ramon | 230 | Solar | 0 | 0 | 0 | 0 | 0 | 0 | 0 | 0 | 0 | 0 | 0 | 5 | 2 | 1 | 1 |  | 1 | 1 | 1 | 1 | 1 | 2 | 5 | 2 | 1 | 2 | 3 | 1 | 1 | 2 | 1 | 2 | 1 | 3 | 4+ | 1 | 1
SDGE | San Ysidro | 69 | Solar | 0 | 0 | 0 | 0 | 0 | 0 | 0 | 0 | 0 | 0 | 0 | 1 | 1 | 1 | 1 |  | 1 | 1 | 1 | 1 | 1 | 2 | 3 | 1 | 4 | 4 | 5 | 1 | 1 | 2 | 1 | 2 | 1 | 2 | 1 | 1 | 0
SCE NOL | Sandlot | 230 | Solar | 0 | 0 | 0 | 0 | 0 | 0 | 0 | 0 | 0 | 0 | 0 | 3 | 3 | 1 | 1 |  | 1 | 1 | 1 | 1 | 1 | 2 | 1 | 1 | 1 | 1 | 2 | 1 | 1 | 2 | 1 | 4 | 1 | 2 | 1 | 1 | 0
EOP | Sandy | 138 | Solar | 0 | 0 | 0 | 0 | 0 | 0 | 0 | 0 | 0 | 0 | 0 | 5 | 2 | 4 | 2 |  | 1 | 1 | 1 | N/A | N/A | 2 | N/A | N/A | N/A | N/A | N/A | N/A | N/A | 2 | 2 | 4 | 1 | 3 | 1 | 1 | 0
PG&E FRESNO | Sanger | 115 | Solar | 0 | 0 | 0 | 0 | 0 | 0 | 0 | 0 | 0 | 0 | 0 | 5 | 2 | 5 | 2 | 3 | 1 | 1 | 1 | 1 | 2 | 1 | 1 | 1 | 1 | 1 | 1 | 1 | 1 | 1 | 1 | 2 | 2 | 2 | 4+ | 5 | 1
SCE Northern | Santa Clara | 230 | Solar | 0 | 0 | 0 | 0 | 0 | 0 | 0 | 0 | 0 | 0 | 0 | 5 | 2 | 4 | 2 |  | 1 | 1 | 1 | 1 | 1 | 2 | 1 | 1 | 1 | 1 | 1 | 1 | 1 | 2 | 1 | 3 | 1 | 2 | 1 | 1 | 0
PG&E NGBA | Santa Rosa A | 115 | Solar | 0 | 0 | 0 | 0 | 0 | 0 | 0 | 0 | 0 | 0 | 0 | 5 | 2 | 1 | 1 |  | 1 | 1 | 1 | 1 | 1 | 2 | 1 | 2 | 1 | 3 | 3 | 1 | 1 | 2 | 1 | 3 | 2 | 2 | 1 | 1 | 0
PG&E GBA | Santa Teresa | 115 | Solar | 0 | 0 | 0 | 0 | 0 | 0 | 0 | 0 | 0 | 0 | 0 | 5 | 4 | 1 | 1 |  | 1 | 1 | 1 | 1 | 1 | 2 | 5 | 3 | 1 | 1 | 3 | 2 | 1 | 2 | 1 | 2 | 2 | 2 | 1 | 1 | 0
SDGE | Santee | 138 | Solar | 0 | 0 | 0 | 0 | 0 | 0 | 0 | 0 | 0 | 0 | 0 | 1 | 1 | 1 | 1 |  | 1 | 1 | 1 | 1 | 1 | 2 | 5 | 3 | 1 | 2 | 4 | 1 | 1 | 2 | 1 | 2 | 1 | 2 | 1 | 1 | 0
SCE Metro | Santiago | 230 | Solar | 0 | 0 | 0 | 0 | 0 | 0 | 0 | 0 | 0 | 0 | 0 | 1 | 1 | 1 | 1 |  | 1 | 1 | 1 | 1 | 1 | 2 | 5 | 1 | 1 | 2 | 3 | 1 | 1 | 1 | 1 | 2 | 1 | 2 | 2+ | 1 | 1
PG&E GBA | Saratoga | 230 | Solar | 0 | 0 | 0 | 0 | 0 | 0 | 0 | 0 | 0 | 0 | 0 | 5 | 4 | 1 | 1 |  | 1 | 1 | 1 | 1 | 1 | 2 | 1 | 3 | 1 | 2 | 5 | 1 | 1 | 2 | 1 | 4 | 2 | 3 | 1 | 1 | 0
SCE Northern | Saugus | 230 | Solar | 0 | 0 | 0 | 0 | 0 | 0 | 0 | 0 | 0 | 0 | 0 | 5 | 2 | 4 | 2 |  | 1 | 1 | 1 | 1 | 1 | 2 | 5 | 1 | 1 | 1 | 2 | 1 | 1 | 1 | 1 | 3 | 1 | 3 | 1 | 1 | 0
PG&E FRESNO | Schindler | 115 | Solar | 0 | 0 | 210 | 0 | 210 | 0 | 0 | 0 | 210 | 0 | 210 | 5 | 2 | 5 | 2 | 3 | 1 | 4 | 1 | 1 | 1 | 1 | 1 | 1 | 1 | 1 | 1 | 1 | 1 | 1 | 1 | 4 | 2 | 1 | 5- | 1 | 1
PG&E FRESNO | Schindler | 70 | Solar | 0 | 0 | 0 | 0 | 0 | 0 | 0 | 0 | 0 | 0 | 0 | 5 | 2 | 5 | 2 |  | 1 | 1 | 1 | 1 | 1 | 1 | 1 | 1 | 1 | 1 | 1 | 1 | 1 | 1 | 1 | 4 | 2 | 1 | 1 | 1 | 0
PG&E GBA | Schulte | 115 | Solar | 0 | 0 | 0 | 0 | 0 | 0 | 0 | 0 | 0 | 0 | 0 | 5 | 4 | 1 | 1 |  | 1 | 1 | 1 | 1 | 1 | 1 | 5 | 1 | 1 | 1 | 1 | 2 | 1 | 1 | 1 | 1 | 2 | 2 | 1 | 1 | 0
SDGE | Scripps | 69 | Solar | 0 | 0 | 0 | 0 | 0 | 0 | 0 | 0 | 0 | 0 | 0 | 1 | 1 | 1 | 1 |  | 1 | 1 | 1 | 1 | 1 | 2 | 5 | 3 | 1 | 2 | 5 | 1 | 1 | 2 | 1 | 2 | 1 | 3 | 1 | 1 | 0
PG&E KERN | Semitropic | 115 | Solar | 0 | 0 | 0 | 0 | 0 | 0 | 0 | 0 | 0 | 0 | 0 | 5 | 2 | 5 | 2 |  | 1 | 1 | 1 | 1 | 2 | 1 | 1 | 1 | 1 | 1 | 2 | 1 | 1 | 1 | 1 | 3 | 1 | 1 | 4+ | 1 | 1
SCE Metro | Serrano | 230 | Solar | 0 | 0 | 0 | 0 | 0 | 0 | 0 | 0 | 0 | 0 | 0 | 1 | 1 | 1 | 1 |  | 1 | 1 | 1 | 1 | 1 | 2 | 5 | 2 | 1 | 1 | 3 | 2 | 1 | 1 | 1 | 2 | 1 | 2 | 1 | 1 | 0
SCE Metro | Serrano | 500 | Solar | 0 | 0 | 0 | 0 | 0 | 0 | 0 | 0 | 0 | 0 | 0 | 1 | 1 | 1 | 1 |  | 1 | 1 | 1 | 1 | 1 | 2 | 5 | 2 | 1 | 1 | 3 | 2 | 1 | 1 | 1 | 2 | 1 | 2 | 1 | 1 | 0
SDGE | Shadowridge | 138 | Solar | 0 | 0 | 0 | 0 | 0 | 0 | 0 | 0 | 0 | 0 | 0 | 1 | 1 | 1 | 1 |  | 1 | 1 | 1 | 1 | 1 | 2 | 1 | 2 | 1 | 1 | 3 | 1 | 1 | 2 | 1 | 3 | 1 | 3 | 1 | 1 | 0
PG&E KERN | Shafter | 115 | Solar | 0 | 0 | 75 | 45 | 120 | 0 | 0 | 0 | 75 | 45 | 120 | 5 | 2 | 5 | 2 |  | 1 | 3 | 1 | 1 | 3 | 1 | 1 | 1 | 1 | 1 | 1 | 1 | 1 | 1 | 1 | 3 | 1 | 1 | 3- | 1 | 1
PG&E NGBA | Silverado | 115 | Solar | 0 | 0 | 0 | 0 | 0 | 0 | 0 | 0 | 0 | 0 | 0 | 5 | 2 | 1 | 1 |  | 1 | 1 | 1 | 1 | 1 | 2 | 2 | 3 | 1 | 2 | 4 | 1 | 1 | 2 | 1 | 4 | 2 | 3 | 2+ | 1 | 1
SDGE | Silvergate | 230 | Solar | 0 | 0 | 60 | 0 | 60 | 0 | 0 | 0 | 60 | 0 | 60 | 1 | 1 | 1 | 1 |  | 1 | 2 | 2 | 1 | 1 | 2 | 4 | 1 | 2 | 3 | 4 | 1 | 1 | 2 | 1 | 1 | 1 | 1 | 5- | 1 | 1
SDGE | Silvergate | 69 | Solar | 0 | 0 | 0 | 0 | 0 | 0 | 0 | 0 | 0 | 0 | 0 | 1 | 1 | 1 | 1 |  | 1 | 1 | 2 | 1 | 1 | 2 | 4 | 1 | 2 | 3 | 4 | 1 | 1 | 2 | 1 | 1 | 1 | 1 | 1 | 1 | 0
PG&E KERN | Sisquoc | 115 | Solar | 0 | 0 | 0 | 100 | 100 | 0 | 0 | 0 | 0 | 100 | 100 | 5 | 2 | 5 | 2 |  | 1 | 3 | 1 | 1 | 1 | 2 | 2 | 1 | 1 | 1 | 1 | 1 | 1 | 2 | 2 | 4 | 1 | 3 | 5- | 1 | 1
EOP | Sloan Canyon | 230 | Solar | 0 | 0 | 0 | 0 | 0 | 0 | 0 | 0 | 0 | 0 | 0 | 5 | 2 | 4 | 2 |  | 3 | 1 | 1 | N/A | N/A | 2 | N/A | N/A | N/A | N/A | N/A | N/A | N/A | 2 | 2 | 3 | 1 | 3 | 1 | 1 | 0
EOP | Sloan Canyon | 500 | Solar | 0 | 0 | 0 | 0 | 0 | 0 | 0 | 0 | 0 | 0 | 0 | 5 | 2 | 4 | 2 |  | 3 | 1 | 1 | N/A | N/A | 2 | N/A | N/A | N/A | N/A | N/A | N/A | N/A | 2 | 2 | 3 | 1 | 3 | 1 | 1 | 0
PG&E KERN | Smyrna | 115 | Solar | 0 | 0 | 0 | 0 | 0 | 0 | 0 | 0 | 0 | 0 | 0 | 5 | 2 | 5 | 2 |  | 1 | 1 | 1 | 1 | 1 | 1 | 1 | 1 | 1 | 1 | 1 | 1 | 1 | 1 | 1 | 4 | 1 | 1 | 4+ | 1 | 1
PG&E GBA | Sobrante | 115 | Solar | 0 | 0 | 0 | 40 | 40 | 0 | 0 | 0 | 0 | 40 | 40 | 5 | 4 | 1 | 1 |  | 1 | 1 | 1 | 1 | 1 | 2 | 3 | 1 | 2 | 3 | 3 | 1 | 1 | 2 | 1 | 2 | 1 | 3 | 5- | 1 | 1
PG&E GBA | Sobrante | 230 | Solar | 0 | 0 | 0 | 0 | 0 | 0 | 0 | 0 | 0 | 0 | 0 | 5 | 4 | 1 | 1 |  | 1 | 1 | 1 | 1 | 1 | 2 | 3 | 1 | 2 | 3 | 3 | 1 | 1 | 2 | 1 | 2 | 1 | 3 | 4+ | 1 | 1
PG&E KERN | Solar | 230 | Solar | 0 | 0 | 0 | 0 | 0 | 0 | 0 | 0 | 0 | 0 | 0 | 5 | 2 | 5 | 2 |  | 1 | 1 | 1 | 1 | 1 | 2 | 5 | 1 | 1 | 1 | 2 | 2 | 1 | 2 | 1 | 4 | 2 | 3 | 1 | 1 | 0
PG&E GBA | Soledad | 115 | Solar | 0 | 0 | 0 | 0 | 0 | 0 | 0 | 0 | 0 | 0 | 0 | 1 | 1 | 1 | 1 |  | 1 | 1 | 1 | 1 | 1 | 2 | 5 | 1 | 1 | 1 | 1 | 1 | 1 | 2 | 2 | 4 | 2 | 3 | 1 | 1 | 0
PG&E GBA | Soledad | 60 | Solar | 0 | 0 | 0 | 0 | 0 | 0 | 0 | 0 | 0 | 0 | 0 | 5 | 4 | 1 | 1 |  | 1 | 1 | 1 | 1 | 1 | 2 | 5 | 1 | 1 | 1 | 1 | 1 | 1 | 2 | 2 | 4 | 2 | 3 | 1 | 1 | 0
SDGE | Spring Valley | 69 | Solar | 0 | 0 | 0 | 0 | 0 | 0 | 0 | 0 | 0 | 0 | 0 | 1 | 1 | 1 | 1 |  | 1 | 1 | 1 | 1 | 1 | 2 | 5 | 1 | 3 | 3 | 5 | 1 | 1 | 2 | 1 | 2 | 1 | 2 | 1 | 1 | 0
SCE Northern | Springville | 230 | Solar | 0 | 0 | 0 | 0 | 0 | 0 | 0 | 0 | 0 | 0 | 0 | 1 | 1 | 1 | 1 | 4 | 1 | 1 | 1 | 1 | 1 | 1 | 2 | 2 | 1 | 1 | 3 | 2 | 1 | 1 | 1 | 4 | 1 | 1 | 4+ | 4 | 1
PG&E GBA | Stagg | 230 | Solar | 0 | 0 | 0 | 0 | 0 | 0 | 0 | 0 | 0 | 0 | 0 | 5 | 4 | 1 | 1 |  | 1 | 1 | 1 | 1 | 3 | 1 | 1 | 1 | 1 | 1 | 1 | 1 | 1 | 1 | 1 | 3 | 2 | 2 | 1 | 1 | 0
PG&E GBA | Standard Oil | 115 | Solar | 0 | 0 | 0 | 40 | 40 | 0 | 0 | 0 | 0 | 40 | 40 | 5 | 4 | 1 | 1 |  | 1 | 1 | 1 | 1 | 1 | 2 | 2 | 1 | 2 | 2 | 2 | 1 | 1 | 2 | 1 | 1 | 1 | 2 | 5- | 1 | 1
PG&E GBA | Stanislaus | 115 | Solar | 0 | 0 | 0 | 0 | 0 | 0 | 0 | 0 | 0 | 0 | 0 | 5 | 4 | 1 | 1 |  | 1 | 1 | 1 | 1 | 1 | 2 | 2 | 2 | 1 | 1 | 2 | 1 | 1 | 2 | 1 | 4 | 1 | 3 | 1 | 1 | 0
PG&E KERN | Stockdale | 115 | Solar | 0 | 0 | 0 | 0 | 0 | 0 | 0 | 0 | 0 | 0 | 0 | 5 | 2 | 5 | 2 |  | 1 | 1 | 1 | 1 | 2 | 1 | 1 | 1 | 1 | 1 | 1 | 1 | 1 | 1 | 1 | 2 | 1 | 2 | 1 | 1 | 0
PG&E KERN | Stockdale | 230 | Solar | 0 | 0 | 0 | 0 | 0 | 0 | 0 | 0 | 0 | 0 | 0 | 5 | 2 | 5 | 2 |  | 1 | 1 | 1 | 1 | 2 | 1 | 1 | 1 | 1 | 1 | 1 | 1 | 1 | 1 | 1 | 2 | 1 | 2 | 4+ | 1 | 1
PG&E GBA | Stockton A | 115 | Solar | 0 | 0 | 0 | 0 | 0 | 0 | 0 | 0 | 0 | 0 | 0 | 5 | 4 | 1 | 1 |  | 1 | 1 | 1 | 1 | 3 | 1 | 1 | 1 | 1 | 1 | 1 | 1 | 1 | 1 | 1 | 3 | 2 | 1 | 2+ | 1 | 1
PG&E GBA | Stone | 115 | Solar | 0 | 0 | 0 | 0 | 0 | 0 | 0 | 0 | 0 | 0 | 0 | 5 | 4 | 1 | 1 |  | 1 | 1 | 1 | 1 | 1 | 2 | 5 | 1 | 1 | 1 | 1 | 2 | 1 | 2 | 1 | 3 | 2 | 2 | 2+ | 1 | 1
PG&E FRESNO | Storey | 230 | Solar | 0 | 0 | 0 | 0 | 0 | 0 | 0 | 0 | 0 | 0 | 0 | 5 | 2 | 5 | 2 |  | 1 | 1 | 1 | 1 | 1 | 1 | 2 | 1 | 1 | 1 | 2 | 1 | 1 | 1 | 1 | 4 | 2 | 1 | 2+ | 1 | 1
PG&E NGBA | Summit | 115 | Solar | 0 | 0 | 0 | 0 | 0 | 0 | 0 | 0 | 0 | 0 | 0 | 5 | 5 | 3 | 3 |  | 3 | 1 | 1 | 1 | 1 | 2 | 2 | 1 | 1 | 1 | 2 | 2 | 1 | 2 | 1 | 4 | 2 | 3 | 1 | 1 | 0
SDGE | Suncrest | 230 | Solar | 0 | 0 | 0 | 0 | 0 | 0 | 0 | 0 | 0 | 0 | 0 | 1 | 1 | 1 | 1 |  | 1 | 1 | 1 | 1 | 1 | 2 | 5 | 1 | 1 | 2 | 2 | 2 | 1 | 2 | 1 | 4 | 1 | 3 | 1 | 1 | 0
SDGE | Suncrest | 500 | Solar | 0 | 0 | 0 | 0 | 0 | 0 | 0 | 0 | 0 | 0 | 0 | 1 | 1 | 1 | 1 |  | 1 | 1 | 1 | 1 | 1 | 2 | 5 | 1 | 1 | 2 | 2 | 2 | 1 | 2 | 1 | 4 | 1 | 3 | 1 | 1 | 0
PG&E KERN | Sunrise | 230 | Solar | 0 | 0 | 0 | 0 | 0 | 0 | 0 | 0 | 0 | 0 | 0 | 5 | 2 | 5 | 2 |  | 1 | 1 | 1 | 1 | 1 | 1 | 1 | 1 | 1 | 3 | 3 | 1 | 1 | 1 | 1 | 1 | 1 | 1 | 1 | 1 | 0
PG&E KERN | Sunset | 230 | Solar | 0 | 0 | 0 | 0 | 0 | 0 | 0 | 0 | 0 | 0 | 0 | 5 | 2 | 5 | 2 |  | 1 | 1 | 1 | 1 | 1 | 1 | 1 | 1 | 1 | 2 | 2 | 1 | 1 | 1 | 1 | 1 | 1 | 1 | 1 | 1 | 0
PG&E GBA | Swift | 115 | Solar | 0 | 0 | 0 | 0 | 0 | 0 | 0 | 0 | 0 | 0 | 0 | 5 | 4 | 1 | 1 |  | 1 | 1 | 1 | 1 | 1 | 2 | 5 | 2 | 1 | 1 | 2 | 2 | 1 | 2 | 1 | 2 | 2 | 2 | 1 | 1 | 0
SDGE | Sycamore Canyon | 138 | Solar | 0 | 0 | 0 | 0 | 0 | 0 | 0 | 0 | 0 | 0 | 0 | 1 | 1 | 1 | 1 |  | 1 | 1 | 1 | 1 | 1 | 2 | 5 | 3 | 2 | 2 | 5 | 1 | 1 | 2 | 1 | 4 | 1 | 3 | 1 | 1 | 0
SDGE | Sycamore Canyon | 230 | Solar | 0 | 0 | 0 | 0 | 0 | 0 | 0 | 0 | 0 | 0 | 0 | 1 | 1 | 1 | 1 |  | 1 | 1 | 1 | 1 | 1 | 2 | 5 | 3 | 2 | 2 | 5 | 1 | 1 | 2 | 1 | 4 | 1 | 3 | 1 | 1 | 0
SDGE | Sycamore Canyon | 69 | Solar | 0 | 0 | 0 | 0 | 0 | 0 | 0 | 0 | 0 | 0 | 0 | 1 | 1 | 1 | 1 |  | 1 | 1 | 1 | 1 | 1 | 2 | 5 | 3 | 2 | 2 | 5 | 1 | 1 | 2 | 1 | 4 | 1 | 3 | 1 | 1 | 0
SCE Northern | Sylmar | 230 | Solar | 0 | 0 | 0 | 0 | 0 | 0 | 0 | 0 | 0 | 0 | 0 | 5 | 2 | 4 | 2 |  | 1 | 1 | 1 | 1 | 1 | 2 | 5 | 1 | 1 | 1 | 2 | 1 | 1 | 1 | 1 | 2 | 1 | 1 | 1 | 1 | 0
PG&E NGBA | Table Mountain | 115 | Solar | 0 | 0 | 0 | 0 | 0 | 0 | 0 | 0 | 0 | 0 | 0 | 5 | 2 | 1 | 1 |  | 1 | 1 | 1 | 1 | 1 | 2 | 2 | 3 | 1 | 2 | 4 | 1 | 1 | 2 | 1 | 3 | 2 | 1 | 1 | 1 | 0
PG&E NGBA | Table Mountain | 230 | Solar | 0 | 0 | 0 | 0 | 0 | 0 | 0 | 0 | 0 | 0 | 0 | 5 | 4 | 1 | 1 |  | 1 | 1 | 1 | 1 | 1 | 2 | 2 | 3 | 1 | 2 | 4 | 1 | 1 | 2 | 1 | 3 | 2 | 1 | 1 | 1 | 0
PG&E NGBA | Table Mountain | 500 | Solar | 0 | 0 | 0 | 0 | 0 | 0 | 0 | 0 | 0 | 0 | 0 | 5 | 2 | 1 | 1 |  | 1 | 1 | 1 | 1 | 1 | 2 | 2 | 3 | 1 | 2 | 4 | 1 | 1 | 2 | 1 | 3 | 2 | 1 | 1 | 1 | 0
PG&E NGBA | Table Mountain | 60 | Solar | 0 | 0 | 0 | 0 | 0 | 0 | 0 | 0 | 0 | 0 | 0 | 5 | 4 | 1 | 1 |  | 1 | 1 | 1 | 1 | 1 | 2 | 2 | 3 | 1 | 2 | 4 | 1 | 1 | 2 | 1 | 3 | 2 | 1 | 1 | 1 | 0
PG&E KERN | Taft | 115 | Solar | 0 | 0 | 0 | 0 | 0 | 0 | 0 | 0 | 0 | 0 | 0 | 5 | 2 | 5 | 2 |  | 1 | 1 | 1 | 1 | 1 | 1 | 1 | 1 | 2 | 3 | 4 | 1 | 1 | 1 | 1 | 2 | 1 | 2 | 4+ | 4 | 1
SDGE | Talega | 138 | Solar | 0 | 0 | 0 | 0 | 0 | 0 | 0 | 0 | 0 | 0 | 0 | 1 | 1 | 1 | 1 |  | 1 | 1 | 1 | 1 | 1 | 2 | 5 | 1 | 2 | 2 | 3 | 2 | 1 | 2 | 1 | 3 | 1 | 3 | 1 | 1 | 0
SDGE | Talega | 230 | Solar | 0 | 0 | 0 | 0 | 0 | 0 | 0 | 0 | 0 | 0 | 0 | 1 | 1 | 1 | 1 |  | 1 | 1 | 1 | 1 | 1 | 2 | 5 | 1 | 2 | 2 | 3 | 2 | 1 | 2 | 1 | 3 | 1 | 3 | 1 | 1 | 0
PG&E GBA | Tassajara | 230 | Solar | 0 | 0 | 0 | 0 | 0 | 0 | 0 | 0 | 0 | 0 | 0 | 5 | 2 | 1 | 1 |  | 1 | 1 | 1 | 1 | 1 | 2 | 5 | 2 | 2 | 3 | 3 | 1 | 1 | 2 | 1 | 3 | 1 | 3 | 1 | 1 | 0
PG&E KERN | Tejon | 70 | Solar | 0 | 0 | 0 | 0 | 0 | 0 | 0 | 0 | 0 | 0 | 0 | 5 | 2 | 5 | 2 |  | 1 | 1 | 1 | 1 | 2 | 1 | 2 | 1 | 1 | 1 | 1 | 1 | 1 | 1 | 1 | 3 | 1 | 1 | 4+ | 1 | 1
SDGE | Telegraph Canyon | 138 | Solar | 0 | 0 | 0 | 0 | 0 | 0 | 0 | 0 | 0 | 0 | 0 | 1 | 1 | 1 | 1 |  | 1 | 1 | 1 | 1 | 1 | 2 | 3 | 1 | 3 | 4 | 5 | 1 | 1 | 2 | 1 | 2 | 1 | 2 | 1 | 1 | 0
PG&E KERN | Temblor | 115 | Solar | 0 | 0 | 0 | 0 | 0 | 0 | 0 | 0 | 0 | 0 | 0 | 5 | 2 | 5 | 2 |  | 1 | 1 | 1 | 1 | 1 | 1 | 1 | 1 | 1 | 1 | 2 | 1 | 1 | 1 | 1 | 2 | 1 | 1 | 1 | 1 | 0
PG&E KERN | Templeton | 230 | Solar | 0 | 0 | 0 | 0 | 0 | 0 | 0 | 0 | 0 | 0 | 0 | 5 | 2 | 5 | 2 |  | 1 | 1 | 1 | 1 | 1 | 1 | 3 | 1 | 1 | 1 | 1 | 1 | 1 | 2 | 2 | 4 | 2 | 3 | 1 | 1 | 0
PG&E KERN | Templeton | 70 | Solar | 0 | 0 | 0 | 0 | 0 | 0 | 0 | 0 | 0 | 0 | 0 | 5 | 2 | 5 | 2 |  | 1 | 1 | 1 | 1 | 1 | 1 | 3 | 1 | 1 | 1 | 1 | 1 | 1 | 2 | 2 | 4 | 2 | 3 | 1 | 1 | 0
PG&E GBA | Tesla | 115 | Solar | 0 | 0 | 0 | 0 | 0 | 0 | 0 | 0 | 0 | 0 | 0 | 5 | 4 | 1 | 1 |  | 2 | 1 | 2 | 1 | 3 | 2 | 3 | 2 | 1 | 1 | 2 | 1 | 1 | 2 | 1 | 2 | 1 | 2 | 1 | 1 | 0
PG&E GBA | Tesla | 230 | Solar | 0 | 0 | 0 | 0 | 0 | 0 | 0 | 0 | 0 | 0 | 0 | 5 | 4 | 1 | 1 |  | 2 | 2 | 2 | 1 | 3 | 2 | 3 | 2 | 1 | 1 | 2 | 1 | 1 | 2 | 1 | 2 | 1 | 2 | 1 | 1 | 0
PG&E GBA | Tesla | 500 | Solar | 0 | 0 | 0 | 300 | 300 | 0 | 0 | 0 | 0 | 300 | 300 | 5 | 4 | 1 | 1 | 5 | 2 | 2 | 2 | 1 | 3 | 2 | 3 | 2 | 1 | 1 | 2 | 1 | 1 | 2 | 1 | 2 | 1 | 2 | 3+ | 3 | 1
PG&E KERN | Tevis | 115 | Solar | 0 | 0 | 0 | 0 | 0 | 0 | 0 | 0 | 0 | 0 | 0 | 5 | 2 | 5 | 2 |  | 1 | 1 | 1 | 1 | 2 | 1 | 1 | 1 | 1 | 2 | 2 | 1 | 1 | 1 | 1 | 2 | 1 | 2 | 2+ | 1 | 1
EOP | Thousandaire | 138 | Solar | 0 | 0 | 0 | 0 | 0 | 0 | 0 | 0 | 0 | 0 | 0 | 5 | 2 | 4 | 2 |  | 1 | 1 | 1 | N/A | N/A | 2 | N/A | N/A | N/A | N/A | N/A | N/A | N/A | 2 | 2 | 4 | 1 | 3 | 1 | 1 | 0
PG&E KERN | Topaz | 230 | Solar | 0 | 0 | 0 | 0 | 0 | 0 | 0 | 0 | 0 | 0 | 0 | 5 | 2 | 5 | 2 |  | 1 | 1 | 1 | 1 | 1 | 2 | 5 | 1 | 1 | 1 | 2 | 2 | 1 | 1 | 1 | 3 | 1 | 2 | 1 | 1 | 0
SCE NOL | Tortilla | 115 | Solar | 0 | 0 | 0 | 0 | 0 | 0 | 0 | 0 | 0 | 0 | 0 | 3 | 3 | 1 | 1 |  | 1 | 1 | 1 | 1 | 1 | 2 | 1 | 2 | 2 | 1 | 3 | 1 | 1 | 2 | 1 | 4 | 1 | 2 | 1+ | 1 | 1
SDGE | Trabuco | 138 | Solar | 0 | 0 | 0 | 0 | 0 | 0 | 0 | 0 | 0 | 0 | 0 | 1 | 1 | 1 | 1 |  | 1 | 1 | 1 | 1 | 1 | 2 | 5 | 1 | 2 | 3 | 3 | 2 | 1 | 1 | 1 | 1 | 1 | 2 | 1 | 1 | 0
PG&E GBA | Tracy | 115 | Solar | 0 | 0 | 0 | 0 | 0 | 0 | 0 | 0 | 0 | 0 | 0 | 5 | 4 | 1 | 1 |  | 1 | 1 | 1 | 1 | 1 | 2 | 2 | 2 | 1 | 1 | 2 | 1 | 1 | 2 | 1 | 3 | 1 | 2 | 4+ | 1 | 1
PG&E FRESNO | Tranquility | 230 | Solar | 0 | 0 | 210 | 760 | 970 | 0 | 400 | 400 | 210 | 360 | 570 | 5 | 2 | 5 | 2 | 3 | 1 | 2 | 1 | 2 | 1 | 1 | 1 | 1 | 1 | 1 | 1 | 1 | 1 | 1 | 1 | 4 | 2 | 1 | 3+ | 3 | 1
PG&E GBA | Trimble | 115 | Solar | 0 | 0 | 0 | 0 | 0 | 0 | 0 | 0 | 0 | 0 | 0 | 5 | 4 | 1 | 1 |  | 1 | 1 | 1 | 1 | 1 | 2 | 5 | 1 | 1 | 1 | 1 | 2 | 1 | 2 | 1 | 3 | 2 | 2 | 2+ | 1 | 1
EOP | Trout Canyon | 230 | Solar | 0 | 0 | 900 | 866 | 1766 | 65 | 650 | 715 | 835 | 216 | 1051 | 5 | 2 | 4 | 2 |  | 3 | 3 | 2 | N/A | N/A | 2 | N/A | N/A | N/A | N/A | N/A | N/A | N/A | 2 | 2 | 4 | 1 | 3 | 4+ | 3 | 1
EOP | Trout Canyon | 500 | Solar | 0 | 0 | 0 | 0 | 0 | 0 | 0 | 0 | 0 | 0 | 0 | 5 | 2 | 4 | 2 |  | 3 | 1 | 3 | N/A | N/A | 2 | N/A | N/A | N/A | N/A | N/A | N/A | N/A | 2 | 2 | 4 | 1 | 3 | 1 | 1 | 0
PG&E NGBA | Tulucay | 230 | Solar | 0 | 0 | 0 | 0 | 0 | 0 | 0 | 0 | 0 | 0 | 0 | 5 | 2 | 1 | 1 |  | 1 | 1 | 1 | 1 | 1 | 2 | 2 | 2 | 1 | 1 | 3 | 1 | 1 | 2 | 1 | 3 | 2 | 3 | 1 | 1 | 0
PG&E NGBA | Tulucay | 60 | Solar | 0 | 0 | 0 | 0 | 0 | 0 | 0 | 0 | 0 | 0 | 0 | 5 | 2 | 1 | 1 |  | 1 | 1 | 1 | 1 | 1 | 2 | 2 | 2 | 1 | 1 | 3 | 1 | 1 | 2 | 1 | 3 | 2 | 3 | 4+ | 5 | 1
PG&E KERN | Tupman | 115 | Solar | 0 | 0 | 0 | 0 | 0 | 0 | 0 | 0 | 0 | 0 | 0 | 5 | 2 | 5 | 2 |  | 1 | 1 | 1 | 1 | 1 | 1 | 1 | 1 | 1 | 2 | 2 | 1 | 1 | 1 | 1 | 2 | 1 | 1 | 4+ | 1 | 1
PG&E NGBA | Ukiah | 115 | Solar | 0 | 0 | 0 | 0 | 0 | 0 | 0 | 0 | 0 | 0 | 0 | 5 | 2 | 1 | 1 |  | 1 | 1 | 1 | 1 | 1 | 2 | 5 | 1 | 1 | 2 | 2 | 2 | 1 | 2 | 2 | 4 | 2 | 3 | 1 | 1 | 0
PG&E KERN | Union (Estrella) | 70 | Solar | 0 | 0 | 0 | 0 | 0 | 0 | 0 | 0 | 0 | 0 | 0 | 5 | 2 | 5 | 2 |  | 1 | 1 | 1 | 1 | 1 | 1 | 2 | 1 | 1 | 1 | 1 | 1 | 1 | 2 | 2 | 4 | 2 | 3 | 1 | 1 | 0
PG&E NGBA | Vaca Dixon | 115 | Solar | 0 | 0 | 0 | 0 | 0 | 0 | 0 | 0 | 0 | 0 | 0 | 5 | 2 | 1 | 1 |  | 3 | 1 | 1 | 1 | 2 | 2 | 2 | 1 | 1 | 1 | 1 | 1 | 1 | 2 | 1 | 1 | 1 | 3 | 1 | 1 | 0
PG&E NGBA | Vaca Dixon | 230 | Solar | 0 | 0 | 0 | 0 | 0 | 0 | 0 | 0 | 0 | 0 | 0 | 5 | 2 | 1 | 1 |  | 3 | 1 | 1 | 1 | 2 | 2 | 2 | 1 | 1 | 1 | 1 | 1 | 1 | 2 | 1 | 1 | 1 | 3 | 1 | 1 | 0
PG&E NGBA | Vaca Dixon | 500 | Solar | 0 | 0 | 0 | 0 | 0 | 0 | 0 | 0 | 0 | 0 | 0 | 5 | 2 | 1 | 1 |  | 3 | 1 | 1 | 1 | 2 | 2 | 2 | 1 | 1 | 1 | 1 | 1 | 1 | 2 | 1 | 1 | 1 | 3 | 2+ | 1 | 1
PG&E NGBA | Vaca Dixon | 60 | Solar | 0 | 0 | 0 | 0 | 0 | 0 | 0 | 0 | 0 | 0 | 0 | 5 | 2 | 1 | 1 |  | 1 | 1 | 1 | 1 | 2 | 2 | 2 | 1 | 1 | 1 | 1 | 1 | 1 | 2 | 1 | 1 | 1 | 3 | 1 | 1 | 0
SCE Eastern | Valley (SCE) | 500 | Solar | 0 | 0 | 0 | 0 | 0 | 0 | 0 | 0 | 0 | 0 | 0 | 4 | 4 | 1 | 1 |  | 1 | 2 | 1 | 1 | 1 | 2 | 5 | 1 | 1 | 2 | 2 | 1 | 1 | 1 | 1 | 2 | 1 | 2 | 1 | 1 | 0
EOP | Valley (VEA) | 138 | Solar | 0 | 0 | 0 | 0 | 0 | 0 | 0 | 0 | 0 | 0 | 0 | 5 | 2 | 4 | 2 |  | 1 | 1 | 1 | N/A | N/A | 2 | N/A | N/A | N/A | N/A | N/A | N/A | N/A | 2 | 2 | 4 | 1 | 3 | 1 | 1 | 0
SDGE | Valley Center | 69 | Solar | 0 | 0 | 0 | 0 | 0 | 0 | 0 | 0 | 0 | 0 | 0 | 1 | 1 | 1 | 1 |  | 1 | 1 | 1 | 1 | 1 | 2 | 5 | 1 | 1 | 1 | 2 | 1 | 1 | 2 | 1 | 4 | 1 | 3 | 1 | 1 | 0
PG&E GBA | Valley Home | 115 | Solar | 0 | 0 | 0 | 0 | 0 | 0 | 0 | 0 | 0 | 0 | 0 | 5 | 4 | 1 | 1 |  | 1 | 1 | 1 | 1 | 1 | 1 | 2 | 1 | 1 | 1 | 2 | 1 | 1 | 1 | 1 | 4 | 2 | 1 | 1 | 1 | 0
PG&E GBA | Valley Springs | 230 | Solar | 0 | 0 | 0 | 0 | 0 | 0 | 0 | 0 | 0 | 0 | 0 | 5 | 4 | 1 | 1 |  | 1 | 1 | 1 | 1 | 1 | 1 | 3 | 4 | 1 | 1 | 5 | 2 | 1 | 2 | 1 | 4 | 1 | 3 | 1+ | 1 | 1
PG&E GBA | Valley Springs | 60 | Solar | 0 | 0 | 0 | 0 | 0 | 0 | 0 | 0 | 0 | 0 | 0 | 5 | 4 | 1 | 1 |  | 1 | 1 | 1 | 1 | 1 | 1 | 3 | 4 | 1 | 1 | 5 | 2 | 1 | 2 | 1 | 4 | 1 | 3 | 1 | 1 | 0
EOP | Valley Switch | 138 | Solar | 0 | 0 | 0 | 0 | 0 | 0 | 0 | 0 | 0 | 0 | 0 | 5 | 2 | 4 | 2 |  | 1 | 1 | 1 | N/A | N/A | 2 | N/A | N/A | N/A | N/A | N/A | N/A | N/A | 2 | 2 | 4 | 1 | 3 | 1+ | 1 | 1
EOP | Valley Switch | 230 | Solar | 0 | 0 | 0 | 0 | 0 | 0 | 0 | 0 | 0 | 0 | 0 | 5 | 2 | 4 | 2 |  | 1 | 1 | 1 | N/A | N/A | 2 | N/A | N/A | N/A | N/A | N/A | N/A | N/A | 2 | 2 | 4 | 1 | 3 | 1+ | 1 | 1
PG&E GBA | Vasco | 230 | Solar | 0 | 0 | 0 | 0 | 0 | 0 | 0 | 0 | 0 | 0 | 0 | 5 | 4 | 1 | 1 |  | 1 | 1 | 1 | 1 | 1 | 2 | 5 | 2 | 2 | 3 | 4 | 1 | 1 | 2 | 1 | 3 | 1 | 3 | 1 | 1 | 0
PG&E GBA | Vasona | 230 | Solar | 0 | 0 | 0 | 0 | 0 | 0 | 0 | 0 | 0 | 0 | 0 | 5 | 4 | 1 | 1 |  | 1 | 1 | 1 | 1 | 1 | 2 | 1 | 2 | 1 | 3 | 5 | 1 | 1 | 2 | 1 | 4 | 2 | 3 | 1 | 1 | 0
SCE Northern | Vestal | 230 | Solar | 0 | 0 | 92 | 50 | 142 | 0 | 50 | 50 | 92 | 0 | 92 | 1 | 1 | 1 | 1 |  | 1 | 2 | 1 | 1 | 1 | 1 | 2 | 1 | 1 | 1 | 1 | 1 | 1 | 1 | 1 | 4 | 1 | 1 | 2- | 4 | 1
SCE Northern | Vestal | 66 | Solar | 0 | 0 | 0 | 0 | 0 | 0 | 0 | 0 | 0 | 0 | 0 | 1 | 1 | 1 | 1 |  | 1 | 1 | 1 | 1 | 1 | 1 | 2 | 1 | 1 | 1 | 1 | 1 | 1 | 1 | 1 | 4 | 1 | 1 | 1 | 1 | 0
SCE NOL | Victor | 115 | Solar | 0 | 0 | 0 | 0 | 0 | 0 | 0 | 0 | 0 | 0 | 0 | 1 | 1 | 1 | 1 | 3 | 1 | 1 | 1 | 5 | 1 | 2 | 1 | 1 | 1 | 1 | 2 | 1 | 1 | 2 | 1 | 3 | 1 | 2 | 1 | 4 | 1
SCE NOL | Victor | 230 | Solar | 0 | 0 | 150 | 50 | 200 | 0 | 0 | 0 | 150 | 50 | 200 | 1 | 1 | 1 | 1 | 4 | 1 | 1 | 1 | 5 | 1 | 2 | 1 | 1 | 1 | 1 | 2 | 1 | 1 | 2 | 1 | 3 | 1 | 2 | 5- | 1 | 1
SCE Metro | Viejo | 230 | Solar | 0 | 0 | 0 | 0 | 0 | 0 | 0 | 0 | 0 | 0 | 0 | 1 | 1 | 1 | 1 |  | 1 | 1 | 1 | 1 | 1 | 2 | 5 | 1 | 1 | 2 | 3 | 2 | 1 | 1 | 1 | 3 | 1 | 2 | 2+ | 1 | 1
PG&E GBA | Vierra | 115 | Solar | 0 | 0 | 0 | 0 | 0 | 0 | 0 | 0 | 0 | 0 | 0 | 5 | 4 | 1 | 1 |  | 1 | 2 | 1 | 1 | 2 | 1 | 1 | 1 | 1 | 1 | 1 | 1 | 1 | 1 | 1 | 1 | 2 | 1 | 4+ | 1 | 1
SCE Metro | Villa Park | 230 | Solar | 0 | 0 | 0 | 0 | 0 | 0 | 0 | 0 | 0 | 0 | 0 | 1 | 1 | 1 | 1 |  | 1 | 1 | 1 | 1 | 1 | 2 | 5 | 2 | 1 | 1 | 3 | 1 | 1 | 1 | 1 | 2 | 1 | 2 | 1 | 1 | 0
SCE Northern | Vincent | 230 | Solar | 0 | 0 | 1800 | 0 | 1800 | 0 | 0 | 0 | 1800 | 0 | 1800 | 1 | 1 | 1 | 1 | 4 | 1 | 3 | 2 | 5 | 5 | 2 | 3 | 1 | 2 | 2 | 2 | 1 | 1 | 2 | 1 | 4 | 1 | 3 | 5- | 1 | 1
SCE Northern | Vincent | 500 | Solar | 0 | 0 | 0 | 0 | 0 | 0 | 0 | 0 | 0 | 0 | 0 | 1 | 1 | 1 | 1 | 5 | 1 | 1 | 2 | 5 | 5 | 2 | 3 | 1 | 2 | 2 | 2 | 1 | 1 | 2 | 1 | 4 | 1 | 3 | 1 | 1 | 0
PG&E GBA | Vineyard | 230 | Solar | 0 | 0 | 0 | 0 | 0 | 0 | 0 | 0 | 0 | 0 | 0 | 5 | 4 | 1 | 1 |  | 1 | 1 | 1 | 1 | 1 | 2 | 5 | 2 | 1 | 2 | 3 | 1 | 1 | 2 | 1 | 2 | 1 | 3 | 4+ | 1 | 1
SDGE | Vineyard | 69 | Solar | 0 | 0 | 0 | 0 | 0 | 0 | 0 | 0 | 0 | 0 | 0 | 1 | 1 | 1 | 1 |  | 1 | 1 | 1 | 1 | 1 | 2 | 5 | 2 | 1 | 2 | 3 | 1 | 1 | 2 | 1 | 2 | 1 | 3 | 1 | 1 | 0
SCE Eastern | Vista (SCE) | 230 | Solar | 0 | 0 | 0 | 0 | 0 | 0 | 0 | 0 | 0 | 0 | 0 | 4 | 4 | 1 | 1 |  | 1 | 1 | 1 | 1 | 1 | 2 | 5 | 1 | 2 | 3 | 5 | 1 | 1 | 1 | 1 | 2 | 1 | 1 | 2+ | 1 | 1
EOP | Vista (VEA) | 138 | Solar | 0 | 0 | 0 | 0 | 0 | 0 | 0 | 0 | 0 | 0 | 0 | 5 | 2 | 4 | 2 |  | 1 | 1 | 1 | N/A | N/A | 2 | N/A | N/A | N/A | N/A | N/A | N/A | N/A | 2 | 2 | 4 | 1 | 3 | 1 | 1 | 0
EOP | Vista (VEA) | 230 | Solar | 0 | 0 | 0 | 0 | 0 | 0 | 0 | 0 | 0 | 0 | 0 | 5 | 2 | 4 | 2 |  | 1 | 1 | 1 | N/A | N/A | 2 | N/A | N/A | N/A | N/A | N/A | N/A | N/A | 2 | 2 | 4 | 1 | 3 | 1 | 5 | 1
PG&E FRESNO | Wahtoke | 115 | Solar | 0 | 0 | 0 | 0 | 0 | 0 | 0 | 0 | 0 | 0 | 0 | 5 | 2 | 5 | 2 |  | 1 | 1 | 1 | 1 | 2 | 1 | 1 | 1 | 1 | 1 | 1 | 1 | 1 | 1 | 1 | 3 | 2 | 1 | 4+ | 1 | 1
SCE Northern | Wakefield | 66 | Solar | 0 | 0 | 0 | 0 | 0 | 0 | 0 | 0 | 0 | 0 | 0 | 5 | 2 | 4 | 2 |  | 1 | 3 | 1 | 1 | 1 | 2 | 1 | 1 | 1 | 1 | 1 | 1 | 1 | 2 | 1 | 4 | 1 | 3 | 1 | 1 | 0
SCE Metro | Walnut | 230 | Solar | 0 | 0 | 0 | 0 | 0 | 0 | 0 | 0 | 0 | 0 | 0 | 1 | 1 | 1 | 1 |  | 1 | 1 | 1 | 1 | 1 | 2 | 5 | 2 | 1 | 1 | 2 | 2 | 1 | 1 | 1 | 1 | 1 | 1 | 2+ | 1 | 1
SCE Northern | Warne | 230 | Solar | 0 | 0 | 0 | 0 | 0 | 0 | 0 | 0 | 0 | 0 | 0 | 5 | 2 | 4 | 2 |  | 1 | 1 | 1 | 1 | 1 | 2 | 5 | 3 | 1 | 1 | 5 | 2 | 1 | 1 | 1 | 4 | 1 | 3 | 1 | 1 | 0
PG&E GBA | Warnerville | 230 | Solar | 0 | 0 | 0 | 0 | 0 | 0 | 0 | 0 | 0 | 0 | 0 | 5 | 4 | 5 | 2 |  | 1 | 1 | 1 | 1 | 1 | 2 | 2 | 2 | 1 | 1 | 3 | 1 | 1 | 1 | 1 | 3 | 2 | 2 | 1 | 1 | 0
PG&E FRESNO | Waukena | 115 | Solar | 0 | 0 | 0 | 0 | 0 | 0 | 0 | 0 | 0 | 0 | 0 | 5 | 2 | 5 | 2 |  | 1 | 1 | 1 | 1 | 1 | 1 | 1 | 1 | 1 | 1 | 1 | 1 | 1 | 1 | 1 | 4 | 2 | 1 | 1 | 1 | 0
PG&E GBA | Weber | 230 | Solar | 0 | 0 | 0 | 0 | 0 | 0 | 0 | 0 | 0 | 0 | 0 | 5 | 4 | 1 | 1 |  | 1 | 1 | 1 | 1 | 2 | 1 | 1 | 1 | 1 | 1 | 1 | 1 | 1 | 1 | 1 | 3 | 2 | 1 | 4+ | 1 | 1
PG&E GBA | Weber | 60 | Solar | 0 | 0 | 0 | 0 | 0 | 0 | 0 | 0 | 0 | 0 | 0 | 5 | 4 | 1 | 1 |  | 1 | 3 | 1 | 1 | 2 | 1 | 1 | 1 | 1 | 1 | 1 | 1 | 1 | 1 | 1 | 3 | 2 | 1 | 1 | 1 | 0
PG&E FRESNO | West Fresno | 115 | Solar | 0 | 0 | 67 | 0 | 67 | 0 | 0 | 0 | 67 | 0 | 67 | 5 | 2 | 5 | 2 |  | 1 | 2 | 1 | 2 | 2 | 1 | 1 | 1 | 1 | 1 | 1 | 1 | 1 | 1 | 1 | 2 | 2 | 1 | 5- | 1 | 1 | fresno solar, no concern
PG&E FRESNO | Westley | 230 | Solar | 0 | 0 | 155 | 0 | 155 | 0 | 0 | 0 | 155 | 0 | 155 | 1 | 1 | 1 | 1 |  | 1 | 2 | 2 | 1 | 2 | 1 | 3 | 3 | 1 | 1 | 3 | 1 | 1 | 1 | 1 | 4 | 2 | 1 | 5- | 1 | 1 | fresno solar, no concern
PG&E KERN | Westpark | 115 | Solar | 0 | 0 | 0 | 0 | 0 | 0 | 0 | 0 | 0 | 0 | 0 | 5 | 2 | 5 | 2 |  | 1 | 1 | 1 | 1 | 1 | 1 | 1 | 1 | 1 | 1 | 1 | 1 | 1 | 1 | 1 | 3 | 1 | 1 | 2+ | 1 | 1
PG&E KERN | Wheeler Ridge | 230 | Solar | 0 | 0 | 0 | 90 | 90 | 0 | 0 | 0 | 0 | 90 | 90 | 5 | 2 | 5 | 2 | 1 | 1 | 1 | 1 | 1 | 2 | 1 | 1 | 1 | 1 | 1 | 1 | 1 | 1 | 1 | 1 | 4 | 1 | 1 | 2+ | 4 | 1
PG&E KERN | Wheeler Ridge | 115 | Solar | 0 | 0 | 95 | 0 | 95 | 0 | 0 | 0 | 95 | 0 | 95 | 5 | 2 | 5 | 2 |  | 1 | 2 | 1 | 1 | 2 | 1 | 1 | 1 | 1 | 1 | 1 | 1 | 1 | 1 | 1 | 4 | 1 | 1 | 5- | 1 | 1
PG&E KERN | Wheeler Ridge | 70 | Solar | 0 | 0 | 0 | 0 | 0 | 0 | 0 | 0 | 0 | 0 | 0 | 5 | 2 | 5 | 2 |  | 1 | 4 | 1 | 1 | 2 | 1 | 1 | 1 | 1 | 1 | 1 | 1 | 1 | 1 | 1 | 4 | 1 | 1 | 1 | 1 | 0
SCE Northern | Whirlwind | 230 | Solar | 0 | 0 | 1485 | 188 | 1673 | 44 | 188 | 232 | 1441 | 0 | 1441 | 1 | 1 | 1 | 1 | 5 | 1 | 3 | 2 | 5 | 1 | 2 | 1 | 2 | 2 | 2 | 2 | 2 | 1 | 2 | 1 | 4 | 1 | 3 | 5- | 1 | 1
SCE Northern | Whirlwind | 500 | Solar | 0 | 0 | 1032 | 0 | 1032 | 0 | 0 | 0 | 1032 | 0 | 1032 | 1 | 1 | 1 | 1 | 5 | 1 | 1 | 2 | 5 | 1 | 2 | 1 | 2 | 2 | 2 | 2 | 2 | 1 | 2 | 1 | 4 | 1 | 3 | 5- | 1 | 1
PG&E GBA | Whisman | 115 | Solar | 0 | 0 | 0 | 0 | 0 | 0 | 0 | 0 | 0 | 0 | 0 | 1 | 1 | 1 | 1 |  | 1 | 1 | 1 | 1 | 1 | 2 | 1 | 2 | 2 | 3 | 4 | 1 | 1 | 2 | 1 | 2 | 2 | 2 | 2+ | 1 | 1
SCE Eastern | Wildlife | 230 | Solar | 0 | 0 | 0 | 0 | 0 | 0 | 0 | 0 | 0 | 0 | 0 | 4 | 4 | 1 | 1 |  | 1 | 1 | 1 | 1 | 1 | 2 | 2 | 1 | 1 | 1 | 1 | 1 | 1 | 1 | 1 | 1 | 1 | 1 | 1 | 1 | 0
PG&E FRESNO | Wilson | 115 | Solar | 0 | 0 | 0 | 0 | 0 | 0 | 0 | 0 | 0 | 0 | 0 | 5 | 4 | 5 | 2 |  | 3 | 1 | 1 | 1 | 1 | 1 | 2 | 2 | 2 | 2 | 3 | 1 | 1 | 1 | 1 | 4 | 2 | 1 | 1 | 1 | 0
PG&E FRESNO | Wilson | 230 | Solar | 0 | 0 | 0 | 0 | 0 | 0 | 0 | 0 | 0 | 0 | 0 | 5 | 4 | 5 | 2 |  | 3 | 1 | 1 | 1 | 1 | 1 | 2 | 2 | 2 | 2 | 3 | 1 | 1 | 1 | 1 | 4 | 2 | 1 | 1 | 1 | 0
SCE Northern | Windhub | 230 | Solar | 0 | 0 | 0 | 1020 | 1020 | 0 | 1020 | 1020 | 0 | 0 | 0 | 1 | 1 | 1 | 1 | 4 | 1 | 2 | 1 | 2 | 1 | 2 | 3 | 1 | 1 | 1 | 2 | 1 | 1 | 2 | 1 | 4 | 1 | 2 | 4+ | 4 | 1
SCE Northern | Windhub | 500 | Solar | 0 | 0 | 153 | 0 | 153 | 153 | 0 | 153 | 0 | 0 | 0 | 1 | 1 | 1 | 1 | 5 | 4 | 4 | 1 | 2 | 1 | 2 | 3 | 1 | 1 | 1 | 2 | 1 | 1 | 2 | 1 | 4 | 1 | 2 | 4+ | 4 | 1
PG&E GBA | Windmaster | 230 | Solar | 0 | 0 | 260 | 0 | 260 | 0 | 0 | 0 | 260 | 0 | 260 | 5 | 2 | 1 | 1 |  | 1 | 1 | 3 | 1 | 2 | 2 | 3 | 1 | 1 | 1 | 2 | 1 | 1 | 2 | 1 | 2 | 1 | 2 | 5- | 1 | 1
PG&E NGBA | Windsor | 60 | Solar | 0 | 0 | 0 | 0 | 0 | 0 | 0 | 0 | 0 | 0 | 0 | 5 | 2 | 1 | 1 |  | 1 | 1 | 1 | 1 | 1 | 2 | 2 | 1 | 2 | 2 | 2 | 1 | 1 | 1 | 1 | 2 | 1 | 2 | 2+ | 1 | 1
PG&E NGBA | Woodland | 115 | Solar | 0 | 0 | 0 | 12 | 12 | 0 | 12 | 12 | 0 | 0 | 0 | 5 | 5 | 3 | 3 |  | 1 | 1 | 1 | 1 | 2 | 2 | 1 | 2 | 1 | 1 | 2 | 1 | 1 | 2 | 1 | 4 | 2 | 3 | 4+ | 1 | 1
PG&E FRESNO | Woodward | 115 | Solar | 0 | 0 | 0 | 0 | 0 | 0 | 0 | 0 | 0 | 0 | 0 | 5 | 2 | 5 | 2 |  | 1 | 1 | 1 | 1 | 1 | 1 | 3 | 2 | 2 | 2 | 3 | 1 | 1 | 1 | 1 | 2 | 2 | 2 | 2+ | 1 | 1
PG&E NGBA | Wyandotte | 115 | Solar | 0 | 0 | 0 | 0 | 0 | 0 | 0 | 0 | 0 | 0 | 0 | 5 | 4 | 1 | 1 |  | 1 | 1 | 1 | 1 | 1 | 2 | 3 | 3 | 1 | 1 | 4 | 1 | 1 | 2 | 1 | 2 | 2 | 2 | 4+ | 1 | 1
PG&E KERN | 7th Standard | 115 | Battery | 0 | 0 | 0 | 0 | 0 | 0 | 0 | 0 | 0 | 0 | 0 | 5 | 2 | 5 | 2 |  |  | 1 | [11 empty] | 1 | 1 | 3 | 1 | 2 | 1 | 1 | 0
SCE Metro | Alamitos | 230 | Battery | 0 | 0 | 82 | 188 | 270 | 82 | 0 | 82 | 0 | 188 | 188 | 1 | 1 | 1 | 1 |  |  | 1 | [11 empty] | 1 | 1 | 1 | 1 | 1 | 3+ | 1 | 1
SCE Eastern | Alberhill | 115 | Battery | 0 | 0 | 0 | 0 | 0 | 0 | 0 | 0 | 0 | 0 | 0 | 4 | 4 | 1 | 1 |  |  | 1 | [11 empty] | 1 | 1 | 4 | 1 | 1 | 1 | 1 | 0
SCE Eastern | Alberhill | 500 | Battery | 0 | 0 | 0 | 0 | 0 | 0 | 0 | 0 | 0 | 0 | 0 | 4 | 4 | 1 | 1 |  |  | 1 | [11 empty] | 1 | 1 | 4 | 1 | 1 | 1+ | 1 | 1
PG&E GBA | Alhambra | 115 | Battery | 0 | 0 | 0 | 0 | 0 | 0 | 0 | 0 | 0 | 0 | 0 | 5 | 2 | 1 | 1 |  |  | 1 | [11 empty] | 2 | 1 | 2 | 1 | 2 | 1 | 1 | 0
PG&E FRESNO | Alpaugh | 115 | Battery | 0 | 0 | 0 | 0 | 0 | 0 | 0 | 0 | 0 | 0 | 0 | 5 | 2 | 5 | 2 | 3 |  | 1 | [11 empty] | 1 | 1 | 3 | 1 | 1 | 2+ | 4 | 1
SDGE | Alpine | 69 | Battery | 0 | 0 | 6 | 0 | 6 | 6 | 0 | 6 | 0 | 0 | 0 | 1 | 1 | 1 | 1 |  |  | 3 | [11 empty] | 2 | 1 | 4 | 1 | 3 | 2+ | 1 | 1
PG&E GBA | Altamont Midway (Sandhill) | 230 | Battery | 0 | 0 | 0 | 0 | 0 | 0 | 0 | 0 | 0 | 0 | 0 | 5 | 2 | 1 | 1 |  |  | 1 | [11 empty] | 2 | 1 | 2 | 1 | 3 | 1 | 1 | 0
SCE Northern | Antelope | 66 | Battery | 0 | 0 | 0 | 0 | 0 | 0 | 0 | 0 | 0 | 0 | 0 | 1 | 1 | 1 | 1 |  |  | 1 | [11 empty] | 2 | 1 | 4 | 1 | 3 | 4+ | 1 | 1
SCE Northern | Antelope | 230 | Battery | 0 | 0 | 0 | 157 | 157 | 0 | 0 | 0 | 0 | 157 | 157 | 1 | 1 | 1 | 1 | 4 |  | 1 | [11 empty] | 2 | 1 | 4 | 1 | 3 | 4+ | 1 | 1 | no concern
SCE Northern | Antelope | 500 | Battery | 0 | 0 | 0 | 0 | 0 | 0 | 0 | 0 | 0 | 0 | 0 | 1 | 1 | 1 | 1 |  |  | 2 | [11 empty] | 2 | 1 | 4 | 1 | 3 | 1 | 1 | 0
PG&E NGBA | Arcata | 60 | Battery | 0 | 0 | 2.5 | 0 | 2.5 | 2.5 | 0 | 2.5 | 0 | 0 | 0 | 5 | 2 | 1 | 1 |  |  | 3 | [11 empty] | 2 | 2 | 4 | 2 | 3 | 1 | 1 | 1
PG&E KERN | Arco | 230 | Battery | 0 | 0 | 0 | 0 | 0 | 0 | 0 | 0 | 0 | 0 | 0 | 5 | 2 | 5 | 2 | 3 |  | 2 | [11 empty] | 1 | 1 | 4 | 1 | 1 | 4+ | 4 | 1
PG&E KERN | Arco | 70 | Battery | 0 | 0 | 2 | 0 | 2 | 2 | 0 | 2 | 0 | 0 | 0 | 5 | 2 | 5 | 2 |  |  | 4 | [11 empty] | 1 | 1 | 4 | 1 | 1 | 2+ | 1 | 1
SCE Metro | ArcoGen | 230 | Battery | 0 | 0 | 0 | 0 | 0 | 0 | 0 | 0 | 0 | 0 | 0 | 1 | 1 | 1 | 1 |  |  | 1 | [11 empty] | 1 | 1 | 1 | 1 | 1 | 1 | 1 | 0
SDGE | Artesian | 230 | Battery | 0 | 0 | 0 | 0 | 0 | 0 | 0 | 0 | 0 | 0 | 0 | 1 | 1 | 1 | 1 |  |  | 1 | [11 empty] | 2 | 1 | 2 | 1 | 3 | 1 | 1 | 0
SDGE | Artesian | 69 | Battery | 0 | 0 | 0 | 0 | 0 | 0 | 0 | 0 | 0 | 0 | 0 | 1 | 1 | 1 | 1 |  |  | 1 | [11 empty] | 2 | 1 | 2 | 1 | 3 | 1 | 1 | 0
PG&E FRESNO | Ashlan | 230 | Battery | 0 | 0 | 0 | 0 | 0 | 0 | 0 | 0 | 0 | 0 | 0 | 5 | 4 | 5 | 2 |  |  | 1 | [11 empty] | 1 | 1 | 2 | 2 | 1 | 1 | 1 | 0
PG&E NGBA | Atlantic | 115 | Battery | 0 | 0 | 0 | 0 | 0 | 0 | 0 | 0 | 0 | 0 | 0 | 5 | 4 | 1 | 1 |  |  | 1 | [11 empty] | 2 | 1 | 2 | 2 | 3 | 1 | 1 | 0
PG&E NGBA | Atlantic | 230 | Battery | 0 | 0 | 0 | 0 | 0 | 0 | 0 | 0 | 0 | 0 | 0 | 5 | 4 | 1 | 1 |  |  | 1 | [11 empty] | 2 | 1 | 2 | 2 | 3 | 1 | 1 | 0
PG&E NGBA | Atlantic | 60 | Battery | 0 | 0 | 0 | 0 | 0 | 0 | 0 | 0 | 0 | 0 | 0 | 5 | 4 | 1 | 1 |  |  | 1 | [11 empty] | 2 | 1 | 2 | 2 | 3 | 1 | 1 | 0
PG&E FRESNO | Atwater | 115 | Battery | 0 | 0 | 0 | 0 | 0 | 0 | 0 | 0 | 0 | 0 | 0 | 5 | 4 | 5 | 2 |  |  | 1 | [11 empty] | 1 | 1 | 2 | 2 | 1 | 4+ | 1 | 1
PG&E GBA | Avena | 115 | Battery | 0 | 0 | 0 | 0 | 0 | 0 | 0 | 0 | 0 | 0 | 0 | 5 | 4 | 1 | 1 |  |  | 1 | [11 empty] | 1 | 1 | 3 | 2 | 1 | 1 | 1 | 0
SDGE | Avocado | 69 | Battery | 0 | 0 | 0 | 0 | 0 | 0 | 0 | 0 | 0 | 0 | 0 | 1 | 1 | 1 | 1 |  |  | 1 | [11 empty] | 2 | 1 | 3 | 1 | 3 | 4+ | 5 | 1
PG&E NGBA | Bahia | 230 | Battery | 0 | 0 | 0 | 0 | 0 | 0 | 0 | 0 | 0 | 0 | 0 | 5 | 4 | 1 | 1 |  |  | 1 | [11 empty] | 2 | 1 | 1 | 1 | 2 | 1 | 1 | 0
SCE Northern | Bailey | 230 | Battery | 0 | 0 | 0 | 0 | 0 | 0 | 0 | 0 | 0 | 0 | 0 | 5 | 2 | 4 | 2 |  |  | 1 | [11 empty] | 1 | 1 | 4 | 1 | 3 | 1 | 1 | 0
SCE NOL | Baker | 115 | Battery | 0 | 0 | 0 | 0 | 0 | 0 | 0 | 0 | 0 | 0 | 0 | 3 | 3 | 1 | 1 |  |  | 1 | [11 empty] | 2 | 2 | 4 | 1 | 1 | 1 | 1 | 0
PG&E KERN | Bakersfield | 230 | Battery | 0 | 0 | 0 | 0 | 0 | 0 | 0 | 0 | 0 | 0 | 0 | 5 | 2 | 5 | 2 |  |  | 1 | [11 empty] | 1 | 1 | 3 | 1 | 1 | 1 | 1 | 0
PG&E FRESNO | Balch | 230 | Battery | 0 | 0 | 0 | 0 | 0 | 0 | 0 | 0 | 0 | 0 | 0 | 5 | 2 | 5 | 2 |  |  | 2 | [11 empty] | 1 | 1 | 4 | 2 | 3 | 1 | 1 | 0
SCE Eastern | Bannister | 230 | Battery | 0 | 0 | 0 | 0 | 0 | 0 | 0 | 0 | 0 | 0 | 0 | 5 | 4 | 1 | 1 |  |  | 1 | [11 empty] | 2 | 1 | 2 | 2 | 1 | 2+ | 1 | 1
SCE Metro | Barre | 230 | Battery | 0 | 0 | 0 | 72 | 72 | 0 | 0 | 0 | 0 | 72 | 72 | 1 | 1 | 1 | 1 |  |  | 2 | [11 empty] | 1 | 1 | 1 | 1 | 1 | 3- | 1 | 1
SDGE | Bay Boulevard | 69 | Battery | 0 | 0 | 0 | 0 | 0 | 0 | 0 | 0 | 0 | 0 | 0 | 1 | 1 | 1 | 1 |  |  | 1 | [11 empty] | 2 | 1 | 2 | 1 | 1 | 1 | 1 | 0
SDGE | Bay Boulevard | 230 | Battery | 0 | 0 | 0 | 0 | 0 | 0 | 0 | 0 | 0 | 0 | 0 | 1 | 1 | 1 | 1 |  |  | 1 | [11 empty] | 2 | 1 | 2 | 1 | 1 | 1 | 1 | 0
EOP | Beatty | 138 | Battery | 0 | 0 | 0 | 0 | 0 | 0 | 0 | 0 | 0 | 0 | 0 | 5 | 2 | 4 | 2 |  |  | 1 | [11 empty] | 2 | 2 | 4 | 1 | 3 | 1 | 1 | 0
EOP | Beatty | 230 | Battery | 0 | 0 | 0 | 170 | 170 | 0 | 0 | 0 | 0 | 170 | 170 | 5 | 2 | 4 | 2 |  |  | 1 | [11 empty] | 2 | 2 | 4 | 1 | 3 | 4+ | 1 | 1
PG&E NGBA | Belden | 230 | Battery | 0 | 0 | 0 | 0 | 0 | 0 | 0 | 0 | 0 | 0 | 0 | 5 | 5 | 3 | 3 |  |  | 1 | [11 empty] | 2 | 2 | 4 | 1 | 3 | 1 | 1 | 0
PG&E NGBA | Bell | 115 | Battery | 0 | 0 | 0 | 0 | 0 | 0 | 0 | 0 | 0 | 0 | 0 | 5 | 4 | 1 | 1 |  |  | 1 | [11 empty] | 2 | 1 | 4 | 2 | 3 | 1 | 1 | 0
PG&E NGBA | Bellevue | 115 | Battery | 0 | 0 | 0 | 0 | 0 | 0 | 0 | 0 | 0 | 0 | 0 | 5 | 2 | 1 | 1 |  |  | 1 | [11 empty] | 2 | 1 | 2 | 2 | 2 | 1 | 1 | 0
PG&E GBA | Bellota | 115 | Battery | 0 | 0 | 0 | 0 | 0 | 0 | 0 | 0 | 0 | 0 | 0 | 5 | 4 | 1 | 1 | 3 |  | 1 | [11 empty] | 1 | 1 | 4 | 2 | 3 | 2+ | 1 | 1
PG&E GBA | Bellota | 230 | Battery | 0 | 0 | 0 | 0 | 0 | 0 | 0 | 0 | 0 | 0 | 0 | 5 | 4 | 1 | 1 | 3 |  | 1 | [11 empty] | 1 | 1 | 4 | 2 | 3 | 1+ | 1 | 1
SCE Northern | Big Creek | 230 | Battery | 0 | 0 | 0 | 0 | 0 | 0 | 0 | 0 | 0 | 0 | 0 | 1 | 1 | 1 | 1 |  |  | 1 | [11 empty] | 1 | 1 | 4 | 2 | 3 | 1 | 1 | 0
PG&E FRESNO | Biola | 70 | Battery | 0 | 0 | 0 | 0 | 0 | 0 | 0 | 0 | 0 | 0 | 0 | 5 | 2 | 5 | 2 |  |  | 1 | [11 empty] | 1 | 1 | 4 | 2 | 1 | 1 | 1 | 0
PG&E GBA | Birds Landing | 230 | Battery | 0 | 0 | 0 | 0 | 0 | 0 | 0 | 0 | 0 | 0 | 0 | 5 | 4 | 1 | 1 | 3 |  | 1 | [11 empty] | 2 | 1 | 4 | 1 | 1 | 4+ | 4 | 1
SCE Northern | Bliss | 66 | Battery | 0 | 0 | 0 | 0 | 0 | 0 | 0 | 0 | 0 | 0 | 0 | 1 | 1 | 1 | 1 |  |  | 1 | [11 empty] | 1 | 1 | 4 | 1 | 1 | 1 | 1 | 0
SCE Eastern | Blythe | 161 | Battery | 0 | 0 | 160 | 0 | 160 | 160 | 0 | 160 | 0 | 0 | 0 | 5 | 2 | 1 | 1 | 3 |  | 4 | [11 empty] | 2 | 2 | 2 | 1 | 1 | 4+ | 1 | 1
PG&E NGBA | Bogue | 115 | Battery | 0 | 0 | 0 | 0 | 0 | 0 | 0 | 0 | 0 | 0 | 0 | 5 | 4 | 1 | 1 |  |  | 1 | [11 empty] | 2 | 2 | 2 | 1 | 2 | 1 | 1 | 0
PG&E FRESNO | Borden | 230 | Battery | 0 | 0 | 0 | 0 | 0 | 0 | 0 | 0 | 0 | 0 | 0 | 5 | 2 | 5 | 2 | 1 |  | 1 | [11 empty] | 1 | 1 | 4 | 2 | 1 | 2+ | 5 | 1
PG&E FRESNO | Borden | 70 | Battery | 0 | 0 | 0 | 0 | 0 | 0 | 0 | 0 | 0 | 0 | 0 | 5 | 2 | 5 | 2 |  |  | 1 | [11 empty] | 1 | 1 | 4 | 2 | 1 | 1 | 1 | 0
SDGE | Boulevard East | 138 | Battery | 0 | 0 | 0 | 0 | 0 | 0 | 0 | 0 | 0 | 0 | 0 | 1 | 1 | 1 | 1 | 1 |  | 4 | [11 empty] | 2 | 1 | 4 | 1 | 3 | 4+ | 1 | 1
SDGE | Boulevard East | 69 | Battery | 0 | 0 | 17.4 | 0 | 17.4 | 17.4 | 0 | 17.4 | 0 | 0 | 0 | 1 | 1 | 1 | 1 |  |  | 3 | [11 empty] | 2 | 1 | 4 | 1 | 3 | 4+ | 5 | 1
PG&E GBA | Brentwood | 230 | Battery | 0 | 0 | 0 | 0 | 0 | 0 | 0 | 0 | 0 | 0 | 0 | 5 | 4 | 1 | 1 |  |  | 1 | [11 empty] | 2 | 1 | 4 | 1 | 3 | 1+ | 4 | 1
PG&E NGBA | Bridgeville | 115 | Battery | 0 | 0 | 0 | 0 | 0 | 0 | 0 | 0 | 0 | 0 | 0 | 5 | 2 | 1 | 1 |  |  | 1 | [11 empty] | 2 | 2 | 4 | 2 | 3 | 1 | 1 | 0
PG&E NGBA | Brighton | 115 | Battery | 0 | 0 | 0 | 0 | 0 | 0 | 0 | 0 | 0 | 0 | 0 | 5 | 4 | 1 | 1 |  |  | 1 | [11 empty] | 2 | 1 | 2 | 2 | 1 | 1 | 1 | 0
PG&E NGBA | Brighton | 230 | Battery | 0 | 0 | 0 | 0 | 0 | 0 | 0 | 0 | 0 | 0 | 0 | 5 | 4 | 1 | 1 |  |  | 1 | [11 empty] | 2 | 1 | 2 | 2 | 1 | 1 | 1 | 0
PG&E NGBA | Brunswick | 115 | Battery | 0 | 0 | 0 | 0 | 0 | 0 | 0 | 0 | 0 | 0 | 0 | 5 | 4 | 1 | 1 |  |  | 1 | [11 empty] | 2 | 1 | 4 | 1 | 3 | 1 | 1 | 0
PG&E NGBA | Bucks Creek | 230 | Battery | 0 | 0 | 0 | 0 | 0 | 0 | 0 | 0 | 0 | 0 | 0 | 5 | 5 | 3 | 3 |  |  | 1 | [11 empty] | 2 | 2 | 4 | 1 | 3 | 1 | 1 | 0
PG&E KERN | Buena Vista | 230 | Battery | 0 | 0 | 0 | 0 | 0 | 0 | 0 | 0 | 0 | 0 | 0 | 5 | 2 | 5 | 2 |  |  | 1 | [11 empty] | 2 | 2 | 4 | 2 | 1 | 1 | 1 | 0
PG&E FRESNO | Bullard | 115 | Battery | 0 | 0 | 0 | 0 | 0 | 0 | 0 | 0 | 0 | 0 | 0 | 5 | 2 | 5 | 2 |  |  | 1 | [11 empty] | 1 | 1 | 1 | 2 | 2 | 1 | 1 | 0
PG&E GBA | Burlingame | 115 | Battery | 0 | 0 | 0 | 0 | 0 | 0 | 0 | 0 | 0 | 0 | 0 | 5 | 2 | 1 | 1 |  |  | 1 | [11 empty] | 2 | 1 | 3 | 1 | 2 | 1 | 1 | 0
PG&E NGBA | Burney Forest | 230 | Battery | 0 | 0 | 0 | 0 | 0 | 0 | 0 | 0 | 0 | 0 | 0 | 5 | 2 | 1 | 1 |  |  | 1 | [11 empty] | 2 | 2 | 4 | 2 | 3 | 1 | 1 | 0
PG&E NGBA | Butte | 115 | Battery | 0 | 0 | 0 | 0 | 0 | 0 | 0 | 0 | 0 | 0 | 0 | 5 | 2 | 1 | 1 |  |  | 1 | [11 empty] | 2 | 1 | 4 | 2 | 2 | 1 | 1 | 0
PG&E KERN | Cabrillo | 115 | Battery | 0 | 0 | 0 | 0 | 0 | 0 | 0 | 0 | 0 | 0 | 0 | 5 | 2 | 5 | 2 |  |  | 1 | [11 empty] | 2 | 2 | 4 | 1 | 3 | 1 | 1 | 0
PG&E FRESNO | Cal Flats | 230 | Battery | 0 | 0 | 0 | 0 | 0 | 0 | 0 | 0 | 0 | 0 | 0 | 5 | 2 | 5 | 2 |  |  | 1 | [11 empty] | 2 | 2 | 4 | 2 | 2 | 1 | 1 | 0
SCE NOL | Calcite | 230 | Battery | 0 | 0 | 0 | 0 | 0 | 0 | 0 | 0 | 0 | 0 | 0 | 1 | 1 | 1 | 1 | 3 |  | 2 | [11 empty] | 2 | 1 | 4 | 1 | 3 | 4+ | 5 | 1
PG&E KERN | Caliente | 230 | Battery | 0 | 0 | 0 | 0 | 0 | 0 | 0 | 0 | 0 | 0 | 0 | 5 | 2 | 5 | 2 | 1 |  | 1 | [11 empty] | 2 | 1 | 4 | 2 | 2 | 2+ | 1 | 1
PG&E FRESNO | California Ave | 115 | Battery | 0 | 0 | 0 | 0 | 0 | 0 | 0 | 0 | 0 | 0 | 0 | 5 | 2 | 5 | 2 |  |  | 1 | [11 empty] | 1 | 1 | 2 | 2 | 1 | 1 | 1 | 0
PG&E KERN | Callender | 115 | Battery | 0 | 0 | 0 | 0 | 0 | 0 | 0 | 0 | 0 | 0 | 0 | 5 | 2 | 5 | 2 |  |  | 1 | [11 empty] | 2 | 2 | 4 | 2 | 2 | 1 | 1 | 0
PG&E NGBA | Calpella | 115 | Battery | 0 | 0 | 0 | 0 | 0 | 0 | 0 | 0 | 0 | 0 | 0 | 5 | 2 | 1 | 1 |  |  | 1 | [11 empty] | 2 | 2 | 4 | 2 | 3 | 1 | 5 | 1
PG&E GBA | Camanche | 230 | Battery | 0 | 0 | 0 | 0 | 0 | 0 | 0 | 0 | 0 | 0 | 0 | 5 | 4 | 1 | 1 |  |  | 1 | [11 empty] | 1 | 1 | 4 | 2 | 3 | 4+ | 1 | 1
SDGE | Cameron | 69 | Battery | 0 | 0 | 0 | 0 | 0 | 0 | 0 | 0 | 0 | 0 | 0 | 1 | 1 | 1 | 1 |  |  | 1 | [11 empty] | 1 | 1 | 2 | 1 | 1 | 1 | 5 | 1
SDGE | Cannon | 69 | Battery | 0 | 0 | 0 | 0 | 0 | 0 | 0 | 0 | 0 | 0 | 0 | 1 | 1 | 1 | 1 |  |  | 1 | [11 empty] | 2 | 1 | 1 | 1 | 3 | 1 | 1 | 0
PG&E FRESNO | Cantua | 115 | Battery | 0 | 0 | 0 | 0 | 0 | 0 | 0 | 0 | 0 | 0 | 0 | 5 | 2 | 5 | 2 |  |  | 3 | [11 empty] | 1 | 1 | 4 | 2 | 1 | 1 | 1 | 0
SDGE | Capistrano | 138 | Battery | 0 | 0 | 0 | 0 | 0 | 0 | 0 | 0 | 0 | 0 | 0 | 1 | 1 | 1 | 1 |  |  | 1 | [11 empty] | 1 | 1 | 2 | 1 | 3 | 4+ | 4 | 1
SDGE | Capistrano | 230 | Battery | 0 | 0 | 0 | 0 | 0 | 0 | 0 | 0 | 0 | 0 | 0 | 1 | 1 | 1 | 1 |  |  | 1 | [11 empty] | 1 | 1 | 2 | 1 | 3 | 1 | 1 | 0
PG&E NGBA | Carberry | 230 | Battery | 0 | 0 | 0 | 0 | 0 | 0 | 0 | 0 | 0 | 0 | 0 | 5 | 2 | 1 | 1 |  |  | 1 | [11 empty] | 2 | 2 | 4 | 2 | 3 | 1 | 1 | 0
SCE Eastern | Cardiff | 66 | Battery | 0 | 0 | 0 | 0 | 0 | 0 | 0 | 0 | 0 | 0 | 0 | 4 | 4 | 1 | 1 |  |  | 1 | [11 empty] | 1 | 1 | 2 | 1 | 1 | 1 | 1 | 0
PG&E NGBA | Caribou | 60 | Battery | 0 | 0 | 0 | 0 | 0 | 0 | 0 | 0 | 0 | 0 | 0 | 5 | 4 | 1 | 1 |  |  | 1 | [11 empty] | 2 | 2 | 4 | 1 | 3 | 1 | 1 | 0
PG&E NGBA | Caribou | 115 | Battery | 0 | 0 | 0 | 0 | 0 | 0 | 0 | 0 | 0 | 0 | 0 | 5 | 4 | 1 | 1 |  |  | 1 | [11 empty] | 2 | 2 | 4 | 1 | 3 | 1 | 1 | 0
PG&E NGBA | Caribou | 230 | Battery | 0 | 0 | 0 | 0 | 0 | 0 | 0 | 0 | 0 | 0 | 0 | 5 | 4 | 1 | 1 |  |  | 1 | [11 empty] | 2 | 2 | 4 | 1 | 3 | 1 | 1 | 0
EOP | Carpenter Canyon (fka Gamebird) | 138 | Battery | 0 | 0 | 0 | 0 | 0 | 0 | 0 | 0 | 0 | 0 | 0 | 5 | 2 | 4 | 2 |  |  | 1 | [11 empty] | 2 | 2 | 4 | 1 | 3 | 1 | 1 | 0
EOP | Carpenter Canyon (fka Gamebird) | 230 | Battery | 0 | 0 | 0 | 36.5 | 36.5 | 0 | 0 | 0 | 0 | 36.5 | 36.5 | 5 | 2 | 4 | 2 |  |  | 1 | [11 empty] | 2 | 2 | 4 | 1 | 3 | 4+ | 5 | 1
PG&E NGBA | Carquinez | 115 | Battery | 0 | 0 | 0 | 0 | 0 | 0 | 0 | 0 | 0 | 0 | 0 | 5 | 2 | 1 | 1 |  |  | 1 | [11 empty] | 2 | 1 | 2 | 1 | 1 | 1 | 1 | 0
SDGE | Carrizo Gorge | 138 | Battery | 0 | 0 | 70 | 0 | 70 | 70 | 0 | 70 | 0 | 0 | 0 | 1 | 1 | 1 | 1 |  |  | 2 | [11 empty] | 2 | 1 | 4 | 1 | 3 | 4+ | 1 | 1
PG&E KERN | Carrizo Plains | 115 | Battery | 0 | 0 | 0 | 0 | 0 | 0 | 0 | 0 | 0 | 0 | 0 | 5 | 2 | 5 | 2 |  |  | 1 | [11 empty] | 2 | 1 | 4 | 2 | 2 | 1 | 1 | 0
PG&E KERN | Casaloma | 230 | Battery | 0 | 0 | 0 | 0 | 0 | 0 | 0 | 0 | 0 | 0 | 0 | 5 | 2 | 5 | 2 |  |  | 1 | [11 empty] | 1 | 1 | 3 | 1 | 1 | 1 | 1 | 0
PG&E GBA | Castro Valley | 230 | Battery | 0 | 0 | 0 | 0 | 0 | 0 | 0 | 0 | 0 | 0 | 0 | 5 | 4 | 1 | 1 |  |  | 1 | [11 empty] | 2 | 1 | 2 | 1 | 2 | 1 | 1 | 0
PG&E GBA | Cayetano | 230 | Battery | 0 | 0 | 0 | 0 | 0 | 0 | 0 | 0 | 0 | 0 | 0 | 5 | 4 | 1 | 1 |  |  | 1 | [11 empty] | 2 | 1 | 3 | 1 | 3 | 1 | 4 | 1
SCE Metro | Center | 230 | Battery | 0 | 0 | 0 | 0 | 0 | 0 | 0 | 0 | 0 | 0 | 0 | 1 | 1 | 1 | 1 |  |  | 1 | [11 empty] | 1 | 1 | 1 | 1 | 1 | 1+ | 4 | 1
PG&E KERN | Charca | 115 | Battery | 0 | 0 | 0 | 0 | 0 | 0 | 0 | 0 | 0 | 0 | 0 | 5 | 2 | 5 | 2 |  |  | 1 | [11 empty] | 1 | 1 | 4 | 1 | 1 | 4+ | 1 | 1
EOP | Charleston | 138 | Battery | 0 | 0 | 0 | 0 | 0 | 0 | 0 | 0 | 0 | 0 | 0 | 5 | 2 | 4 | 2 |  |  | 1 | [11 empty] | 2 | 2 | 4 | 1 | 3 | 1 | 1 | 0
SCE Metro | Chevmain | 230 | Battery | 0 | 0 | 0 | 0 | 0 | 0 | 0 | 0 | 0 | 0 | 0 | 1 | 1 | 1 | 1 |  |  | 1 | [11 empty] | 1 | 1 | 1 | 1 | 1 | 1 | 1 | 0
SDGE | Chicarita | 138 | Battery | 0 | 0 | 0 | 0 | 0 | 0 | 0 | 0 | 0 | 0 | 0 | 1 | 1 | 1 | 1 |  |  | 1 | [11 empty] | 2 | 1 | 3 | 1 | 3 | 2+ | 1 | 1
SCE Metro | Chino | 230 | Battery | 0 | 0 | 225 | 358 | 583 | 225 | 0 | 225 | 0 | 358 | 358 | 1 | 1 | 1 | 1 |  |  | 1 | [11 empty] | 1 | 1 | 1 | 1 | 2 | 3- | 1 | 1
PG&E FRESNO | Chowchilla | 115 | Battery | 0 | 0 | 0 | 0 | 0 | 0 | 0 | 0 | 0 | 0 | 0 | 5 | 2 | 5 | 2 |  |  | 1 | [11 empty] | 1 | 1 | 1 | 2 | 2 | 4+ | 5 | 1
PG&E GBA | Christie | 60 | Battery | 0 | 0 | 0 | 0 | 0 | 0 | 0 | 0 | 0 | 0 | 0 | 5 | 4 | 1 | 1 |  |  | 1 | [11 empty] | 2 | 1 | 2 | 1 | 2 | 1 | 1 | 0
PG&E GBA | Christie | 115 | Battery | 0 | 0 | 0 | 0 | 0 | 0 | 0 | 0 | 0 | 0 | 0 | 5 | 2 | 1 | 1 |  |  | 1 | [11 empty] | 2 | 1 | 2 | 1 | 2 | 1 | 1 | 0
SCE Eastern | Cielo Azul | 500 | Battery | 0 | 0 | 471.516 | 0 | 471.516 | 471.516 | 0 | 471.516 | 0 | 0 | 0 | 5 | 4 | 4 | 4 |  |  | 2 | [11 empty] | 2 | 2 | 4 | 1 | 3 | 4+ | 5 | 1
PG&E GBA | Clay | 60 | Battery | 0 | 0 | 0 | 0 | 0 | 0 | 0 | 0 | 0 | 0 | 0 | 5 | 4 | 1 | 1 |  |  | 1 | [11 empty] | 2 | 1 | 3 | 1 | 3 | 1 | 1 | 0
PG&E GBA | Clayton | 115 | Battery | 0 | 0 | 0 | 0 | 0 | 0 | 0 | 0 | 0 | 0 | 0 | 5 | 2 | 1 | 1 |  |  | 1 | [11 empty] | 2 | 1 | 4 | 1 | 2 | 1 | 1 | 0
PG&E NGBA | Cloverdale | 115 | Battery | 0 | 0 | 0 | 0 | 0 | 0 | 0 | 0 | 0 | 0 | 0 | 5 | 2 | 1 | 1 |  |  | 1 | [11 empty] | 2 | 2 | 4 | 2 | 3 | 1 | 1 | 0
PG&E FRESNO | Clovis | 115 | Battery | 0 | 0 | 0 | 0 | 0 | 0 | 0 | 0 | 0 | 0 | 0 | 5 | 2 | 5 | 2 |  |  | 1 | [11 empty] | 1 | 1 | 2 | 2 | 2 | 1 | 1 | 0
PG&E GBA | Coburn | 230 | Battery | 0 | 0 | 0 | 0 | 0 | 0 | 0 | 0 | 0 | 0 | 0 | 5 | 4 | 5 | 2 |  |  | 1 | [11 empty] | 2 | 2 | 2 | 2 | 3 | 2+ | 1 | 1
PG&E GBA | Coburn | 60 | Battery | 0 | 0 | 0 | 0 | 0 | 0 | 0 | 0 | 0 | 0 | 0 | 5 | 4 | 5 | 2 |  |  | 1 | [11 empty] | 2 | 2 | 2 | 2 | 3 | 1 | 1 | 0
PG&E NGBA | Colgate | 230 | Battery | 0 | 0 | 0 | 0 | 0 | 0 | 0 | 0 | 0 | 0 | 0 | 5 | 4 | 1 | 1 |  |  | 1 | [11 empty] | 2 | 1 | 4 | 1 | 3 | 1 | 1 | 0
PG&E GBA | Collierville | 230 | Battery | 0 | 0 | 0 | 0 | 0 | 0 | 0 | 0 | 0 | 0 | 0 | 5 | 4 | 1 | 1 |  |  | 1 | [11 empty] | 2 | 1 | 4 | 1 | 3 | 1 | 1 | 0
PG&E GBA | Collinsville | 230 | Battery | 0 | 0 | 0 | 0 | 0 | 0 | 0 | 0 | 0 | 0 | 0 | 5 | 2 | 1 | 1 |  |  | 1 | [11 empty] | 2 | 1 | 3 | 1 | 1 | 1 | 1 | 0
PG&E GBA | Collinsville | 500 | Battery | 0 | 0 | 0 | 0 | 0 | 0 | 0 | 0 | 0 | 0 | 0 | 5 | 2 | 1 | 1 |  |  | 1 | [11 empty] | 2 | 1 | 3 | 1 | 1 | 1 | 1 | 0
SCE Eastern | Colorado River | 230 | Battery | 0 | 0 | 30 | 0 | 30 | 30 | 0 | 30 | 0 | 0 | 0 | 4 | 4 | 4 | 4 | 4 |  | 2 | [11 empty] | 2 | 2 | 3 | 1 | 3 | 4+ | 5 | 1
SCE Eastern | Colorado River | 500 | Battery | 0 | 0 | 0 | 0 | 0 | 0 | 0 | 0 | 0 | 0 | 0 | 4 | 4 | 4 | 4 | 2 |  | 1 | [11 empty] | 2 | 2 | 3 | 1 | 3 | 1 | 1 | 0
PG&E KERN | Columbus | 115 | Battery | 0 | 0 | 0 | 0 | 0 | 0 | 0 | 0 | 0 | 0 | 0 | 5 | 2 | 5 | 2 |  |  | 3 | [11 empty] | 1 | 1 | 2 | 1 | 2 | 4+ | 1 | 1
PG&E GBA | Contra Costa | 115 | Battery | 0 | 0 | 0 | 0 | 0 | 0 | 0 | 0 | 0 | 0 | 0 | 5 | 4 | 1 | 1 |  |  | 1 | [11 empty] | 2 | 1 | 2 | 1 | 2 | 1 | 1 | 0
PG&E GBA | Contra Costa | 230 | Battery | 0 | 0 | 0 | 0 | 0 | 0 | 0 | 0 | 0 | 0 | 0 | 5 | 4 | 1 | 1 |  |  | 1 | [11 empty] | 2 | 1 | 2 | 1 | 2 | 2+ | 1 | 1
PG&E GBA | Contra Costa PP | 230 | Battery | 0 | 0 | 0 | 0 | 0 | 0 | 0 | 0 | 0 | 0 | 0 | 5 | 4 | 1 | 1 |  |  | 1 | [11 empty] | 2 | 1 | 1 | 1 | 2 | 1 | 1 | 0
SCE NOL | Control | 115 | Battery | 0 | 0 | 0 | 0 | 0 | 0 | 0 | 0 | 0 | 0 | 0 | 3 | 3 | 1 | 1 |  |  | 1 | [11 empty] | 2 | 2 | 4 | 1 | 3 | 1 | 1 | 0
SCE NOL | Control | 55 | Battery | 0 | 0 | 0 | 0 | 0 | 0 | 0 | 0 | 0 | 0 | 0 | 3 | 3 | 1 | 1 |  |  | 1 | [11 empty] | 2 | 2 | 4 | 1 | 3 | 1 | 1 | 0
PG&E GBA | Cooley Landing | 115 | Battery | 0 | 0 | 0 | 0 | 0 | 0 | 0 | 0 | 0 | 0 | 0 | 5 | 2 | 1 | 1 |  |  | 1 | [11 empty] | 2 | 1 | 2 | 1 | 1 | 1 | 1 | 0
PG&E GBA | Cooley Landing | 60 | Battery | 0 | 0 | 0 | 0 | 0 | 0 | 0 | 0 | 0 | 0 | 0 | 1 | 1 | 1 | 1 |  |  | 1 | [11 empty] | 2 | 1 | 2 | 1 | 1 | 4+ | 4 | 1
SCE NOL | Coolwater | 230 | Battery | 0 | 0 | 0 | 0 | 0 | 0 | 0 | 0 | 0 | 0 | 0 | 3 | 3 | 1 | 1 |  |  | 1 | [11 empty] | 2 | 1 | 2 | 1 | 1 | 4+ | 1 | 1
SCE NOL | Coolwater | 115 | Battery | 0 | 0 | 113.5 | 0 | 113.5 | 113.5 | 0 | 113.5 | 0 | 0 | 0 | 3 | 3 | 1 | 1 | 3 |  | 3 | [11 empty] | 2 | 1 | 2 | 1 | 1 | 4+ | 1 | 1
PG&E KERN | Copus | 70 | Battery | 0 | 0 | 0 | 0 | 0 | 0 | 0 | 0 | 0 | 0 | 0 | 5 | 2 | 5 | 2 |  |  | 1 | [11 empty] | 1 | 1 | 3 | 1 | 1 | 1 | 1 | 0
PG&E FRESNO | Corcoran | 70 | Battery | 0 | 0 | 0 | 0 | 0 | 0 | 0 | 0 | 0 | 0 | 0 | 5 | 2 | 5 | 2 |  |  | 1 | [11 empty] | 1 | 1 | 4 | 2 | 1 | 1 | 1 | 0
PG&E FRESNO | Corcoran | 115 | Battery | 0 | 0 | 0 | 0 | 0 | 0 | 0 | 0 | 0 | 0 | 0 | 5 | 2 | 5 | 2 |  |  | 1 | [11 empty] | 1 | 1 | 4 | 2 | 1 | 1 | 1 | 0
PG&E NGBA | Corona | 115 | Battery | 0 | 0 | 0 | 0 | 0 | 0 | 0 | 0 | 0 | 0 | 0 | 5 | 2 | 1 | 1 |  |  | 1 | [11 empty] | 2 | 1 | 3 | 2 | 3 | 4+ | 1 | 1
PG&E NGBA | Cortina | 230 | Battery | 0 | 0 | 0 | 0 | 0 | 0 | 0 | 0 | 0 | 0 | 0 | 5 | 2 | 1 | 1 |  |  | 1 | [11 empty] | 2 | 2 | 4 | 1 | 3 | 1 | 1 | 0
PG&E NGBA | Cortina | 115 | Battery | 0 | 0 | 0 | 0 | 0 | 0 | 0 | 0 | 0 | 0 | 0 | 5 | 2 | 1 | 1 | 1 |  | 1 | [11 empty] | 2 | 2 | 4 | 1 | 3 | 4+ | 4 | 1
PG&E GBA | Cottle | 230 | Battery | 0 | 0 | 0 | 0 | 0 | 0 | 0 | 0 | 0 | 0 | 0 | 5 | 4 | 5 | 2 | 3 |  | 1 | [11 empty] | 1 | 1 | 3 | 2 | 1 | 4+ | 1 | 1
PG&E NGBA | Cottonwood | 115 | Battery | 0 | 0 | 0 | 0 | 0 | 0 | 0 | 0 | 0 | 0 | 0 | 5 | 2 | 1 | 1 |  |  | 1 | [11 empty] | 2 | 2 | 3 | 2 | 3 | 1 | 1 | 0
PG&E NGBA | Cottonwood | 230 | Battery | 0 | 0 | 0 | 0 | 0 | 0 | 0 | 0 | 0 | 0 | 0 | 5 | 2 | 1 | 1 |  |  | 1 | [11 empty] | 2 | 2 | 3 | 2 | 3 | 1 | 1 | 0
PG&E NGBA | Cottonwood | 60 | Battery | 0 | 0 | 0 | 0 | 0 | 0 | 0 | 0 | 0 | 0 | 0 | 5 | 2 | 1 | 1 |  |  | 1 | [11 empty] | 2 | 2 | 3 | 2 | 3 | 1 | 1 | 0
PG&E NGBA | Cove Road | 230 | Battery | 0 | 0 | 0 | 0 | 0 | 0 | 0 | 0 | 0 | 0 | 0 | 5 | 2 | 1 | 1 |  |  | 1 | [11 empty] | 2 | 2 | 4 | 2 | 3 | 1 | 1 | 0
PG&E GBA | Coyote | 230 | Battery | 0 | 0 | 0 | 0 | 0 | 0 | 0 | 0 | 0 | 0 | 0 | 5 | 4 | 1 | 1 |  |  | 1 | [11 empty] | 2 | 1 | 3 | 2 | 2 | 1 | 1 | 0
PG&E GBA | Crazy Horse Canyon | 115 | Battery | 0 | 0 | 0 | 0 | 0 | 0 | 0 | 0 | 0 | 0 | 0 | 1 | 1 | 1 | 1 |  |  | 1 | [11 empty] | 2 | 2 | 4 | 2 | 3 | 1 | 1 | 0
SDGE | Creelman | 69 | Battery | 0 | 0 | 7.36 | 0 | 7.36 | 7.36 | 0 | 7.36 | 0 | 0 | 0 | 1 | 1 | 1 | 1 |  |  | 3 | [11 empty] | 2 | 1 | 4 | 1 | 3 | 2+ | 1 | 1
PG&E FRESNO | Crescent | 70 | Battery | 0 | 0 | 35 | 0 | 35 | 35 | 0 | 35 | 0 | 0 | 0 | 5 | 2 | 5 | 2 |  |  | 4 | [11 empty] | 1 | 1 | 3 | 2 | 1 | 4+ | 1 | 1
PG&E FRESNO | Cressey | 115 | Battery | 0 | 0 | 0 | 0 | 0 | 0 | 0 | 0 | 0 | 0 | 0 | 5 | 4 | 5 | 2 |  |  | 1 | [11 empty] | 1 | 1 | 3 | 2 | 1 | 1 | 1 | 0
PG&E NGBA | Cresta | 230 | Battery | 0 | 0 | 0 | 0 | 0 | 0 | 0 | 0 | 0 | 0 | 0 | 5 | 5 | 3 | 3 |  |  | 1 | [11 empty] | 2 | 1 | 4 | 2 | 3 | 1 | 1 | 0
SDGE | Crestwood | 69 | Battery | 0 | 0 | 0 | 0 | 0 | 0 | 0 | 0 | 0 | 0 | 0 | 1 | 1 | 1 | 1 |  |  | 1 | [11 empty] | 2 | 1 | 4 | 1 | 3 | 1 | 1 | 0
PG&E GBA | Crow Creek | 60 | Battery | 0 | 0 | 0 | 0 | 0 | 0 | 0 | 0 | 0 | 0 | 0 | 5 | 4 | 1 | 1 |  |  | 1 | [11 empty] | 1 | 1 | 4 | 2 | 1 | 1 | 1 | 0
PG&E GBA | Crows Landing | 60 | Battery | 0 | 0 | 0 | 0 | 0 | 0 | 0 | 0 | 0 | 0 | 0 | 5 | 4 | 1 | 1 |  |  | 1 | [11 empty] | 1 | 1 | 4 | 2 | 1 | 1 | 1 | 0
PG&E GBA | Curtis | 115 | Battery | 0 | 0 | 0 | 0 | 0 | 0 | 0 | 0 | 0 | 0 | 0 | 5 | 4 | 1 | 1 |  |  | 1 | [11 empty] | 2 | 1 | 4 | 1 | 3 | 1 | 1 | 0
PG&E FRESNO | Dairyland | 115 | Battery | 0 | 0 | 0 | 0 | 0 | 0 | 0 | 0 | 0 | 0 | 0 | 5 | 2 | 5 | 2 |  |  | 1 | [11 empty] | 1 | 1 | 3 | 2 | 1 | 1 | 1 | 0
PG&E NGBA | Davis | 115 | Battery | 0 | 0 | 0 | 0 | 0 | 0 | 0 | 0 | 0 | 0 | 0 | 5 | 2 | 1 | 1 | 3 |  | 1 | [11 empty] | 2 | 1 | 4 | 2 | 3 | 2+ | 4 | 1
SCE Metro | Del Amo | 500 | Battery | 0 | 0 | 0 | 0 | 0 | 0 | 0 | 0 | 0 | 0 | 0 | 1 | 1 | 1 | 1 |  |  | 1 | [11 empty] | 1 | 1 | 3 | 1 | 2 | 1 | 1 | 0
SCE Metro | Del Amo | 230 | Battery | 0 | 0 | 0 | 0 | 0 | 0 | 0 | 0 | 0 | 0 | 0 | 1 | 1 | 1 | 1 |  |  | 1 | [11 empty] | 1 | 1 | 3 | 1 | 2 | 4+ | 1 | 1
SCE Eastern | Delaney | 500 | Battery | 0 | 0 | 0 | 0 | 0 | 0 | 0 | 0 | 0 | 0 | 0 | 5 | 4 | 4 | 4 |  |  | 1 | [11 empty] | 2 | 1 | 4 | 2 | 3 | 4+ | 5 | 1
PG&E NGBA | Delevan | 230 | Battery | 0 | 0 | 0 | 0 | 0 | 0 | 0 | 0 | 0 | 0 | 0 | 5 | 2 | 1 | 1 | 3 |  | 1 | [11 empty] | 2 | 2 | 1 | 1 | 3 | 4+ | 4 | 1
PG&E GBA | Delta PP | 230 | Battery | 0 | 0 | 0 | 0 | 0 | 0 | 0 | 0 | 0 | 0 | 0 | 5 | 2 | 1 | 1 |  |  | 1 | [11 empty] | 2 | 1 | 3 | 1 | 2 | 4+ | 1 | 1
EOP | Desert View | 230 | Battery | 0 | 0 | 0 | 0 | 0 | 0 | 0 | 0 | 0 | 0 | 0 | 5 | 2 | 4 | 2 |  |  | 1 | [11 empty] | 2 | 1 | 4 | 1 | 3 | 4+ | 5 | 1
SCE Eastern | Devers | 230 | Battery | 0 | 0 | 200 | 100 | 300 | 200 | 100 | 300 | 0 | 0 | 0 | 4 | 4 | 1 | 1 | 5 |  | 2 | [11 empty] | 2 | 1 | 1 | 1 | 3 | 4+ | 3 | 1
SCE Eastern | Devers | 500 | Battery | 0 | 0 | 0 | 0 | 0 | 0 | 0 | 0 | 0 | 0 | 0 | 4 | 4 | 1 | 1 |  |  | 1 | [11 empty] | 2 | 1 | 1 | 1 | 3 | 1+ | 1 | 1
PG&E KERN | Diablo Canyon | 230 | Battery | 0 | 0 | 0 | 0 | 0 | 0 | 0 | 0 | 0 | 0 | 0 | 5 | 2 | 5 | 2 |  |  | 1 | [11 empty] | 2 | 2 | 4 | 2 | 3 | 1 | 1 | 0
PG&E KERN | Diablo Canyon | 500 | Battery | 0 | 0 | 0 | 0 | 0 | 0 | 0 | 0 | 0 | 0 | 0 | 5 | 2 | 4 | 2 | 5 |  | 1 | [11 empty] | 2 | 2 | 4 | 2 | 3 | 4+ | 1 | 1
PG&E KERN | Divide | 115 | Battery | 0 | 0 | 0 | 0 | 0 | 0 | 0 | 0 | 0 | 0 | 0 | 5 | 2 | 5 | 2 |  |  | 1 | [11 empty] | 2 | 2 | 4 | 1 | 2 | 1 | 1 | 0
PG&E GBA | Dixon Landing | 115 | Battery | 0 | 0 | 0 | 0 | 0 | 0 | 0 | 0 | 0 | 0 | 0 | 5 | 4 | 1 | 1 |  |  | 1 | [11 empty] | 2 | 1 | 2 | 1 | 2 | 1 | 1 | 0
PG&E FRESNO | Dos Amigos | 230 | Battery | 0 | 0 | 0 | 260 | 260 | 0 | 0 | 0 | 0 | 260 | 260 | 5 | 2 | 5 | 2 |  |  | 1 | [11 empty] | 1 | 1 | 4 | 2 | 1 | 5- | 1 | 1
PG&E NGBA | Drum | 115 | Battery | 0 | 0 | 0 | 0 | 0 | 0 | 0 | 0 | 0 | 0 | 0 | 5 | 5 | 3 | 3 |  |  | 1 | [11 empty] | 2 | 1 | 4 | 2 | 3 | 1 | 1 | 0
PG&E GBA | Dumbarton | 115 | Battery | 0 | 0 | 0 | 0 | 0 | 0 | 0 | 0 | 0 | 0 | 0 | 5 | 2 | 1 | 1 |  |  | 1 | [11 empty] | 2 | 1 | 3 | 1 | 2 | 1 | 1 | 0
SCE NOL | Dunn Siding | 115 | Battery | 0 | 0 | 0 | 0 | 0 | 0 | 0 | 0 | 0 | 0 | 0 | 3 | 3 | 1 | 1 |  |  | 1 | [11 empty] | 2 | 1 | 4 | 1 | 1 | 1 | 1 | 0
SCE Eastern | Eagle Mountain | 230 | Battery | 0 | 0 | 0 | 0 | 0 | 0 | 0 | 0 | 0 | 0 | 0 | 5 | 4 | 1 | 1 |  |  | 1 | [11 empty] | 2 | 2 | 4 | 1 | 3 | 1 | 1 | 0
PG&E NGBA | Eagle Rock (PGE) | 60 | Battery | 0 | 0 | 0 | 0 | 0 | 0 | 0 | 0 | 0 | 0 | 0 | 5 | 2 | 1 | 1 |  |  | 1 | [11 empty] | 2 | 2 | 4 | 2 | 3 | 1 | 1 | 0
PG&E NGBA | Eagle Rock (PGE) | 115 | Battery | 0 | 0 | 0 | 0 | 0 | 0 | 0 | 0 | 0 | 0 | 0 | 5 | 2 | 1 | 1 |  |  | 1 | [11 empty] | 2 | 2 | 4 | 2 | 3 | 1 | 1 | 0
SCE Metro | Eagle Rock (SCE) | 230 | Battery | 0 | 0 | 0 | 0 | 0 | 0 | 0 | 0 | 0 | 0 | 0 | 1 | 1 | 1 | 1 |  |  | 1 | [11 empty] | 1 | 1 | 2 | 1 | 2 | 1 | 1 | 0
PG&E NGBA | East Marysville | 115 | Battery | 0 | 0 | 0 | 0 | 0 | 0 | 0 | 0 | 0 | 0 | 0 | 5 | 4 | 1 | 1 |  |  | 1 | [11 empty] | 2 | 2 | 2 | 1 | 2 | 1 | 1 | 0
PG&E NGBA | East Nicolaus | 115 | Battery | 0 | 0 | 0 | 0 | 0 | 0 | 0 | 0 | 0 | 0 | 0 | 5 | 4 | 1 | 1 |  |  | 1 | [11 empty] | 2 | 1 | 4 | 1 | 3 | 1 | 1 | 0
PG&E NGBA | East Nicolaus | 60 | Battery | 0 | 0 | 0 | 0 | 0 | 0 | 0 | 0 | 0 | 0 | 0 | 5 | 4 | 1 | 1 |  |  | 1 | [11 empty] | 2 | 1 | 4 | 1 | 3 | 1 | 1 | 0
PG&E GBA | Eastshore | 115 | Battery | 0 | 0 | 0 | 90.7 | 90.7 | 0 | 0 | 0 | 0 | 90.7 | 90.7 | 5 | 2 | 1 | 1 | 4 |  | 4 | [11 empty] | 2 | 1 | 2 | 1 | 1 | 2- | 1 | 1
PG&E GBA | Eastshore | 230 | Battery | 0 | 0 | 0 | 5 | 5 | 0 | 0 | 0 | 0 | 5 | 5 | 5 | 2 | 1 | 1 |  |  | 1 | [11 empty] | 2 | 1 | 2 | 1 | 1 | 5- | 1 | 1
SDGE | ECO | 138 | Battery | 0 | 0 | 0 | 0 | 0 | 0 | 0 | 0 | 0 | 0 | 0 | 1 | 1 | 1 | 1 | 3 |  | 1 | [11 empty] | 2 | 1 | 4 | 1 | 3 | 1 | 1 | 0
SDGE | ECO | 230 | Battery | 0 | 0 | 0 | 0 | 0 | 0 | 0 | 0 | 0 | 0 | 0 | 1 | 1 | 1 | 1 |  |  | 1 | [11 empty] | 2 | 1 | 4 | 1 | 3 | 1 | 1 | 0
SDGE | ECO | 500 | Battery | 0 | 0 | 0 | 0 | 0 | 0 | 0 | 0 | 0 | 0 | 0 | 1 | 1 | 1 | 1 |  |  | 1 | [11 empty] | 2 | 1 | 4 | 1 | 3 | 1 | 1 | 0
PG&E GBA | Edenvale | 115 | Battery | 0 | 0 | 0 | 0 | 0 | 0 | 0 | 0 | 0 | 0 | 0 | 5 | 4 | 1 | 1 |  |  | 1 | [11 empty] | 2 | 1 | 2 | 2 | 2 | 1 | 1 | 0
PG&E GBA | Edes | 115 | Battery | 0 | 0 | 0 | 0 | 0 | 0 | 0 | 0 | 0 | 0 | 0 | 5 | 2 | 1 | 1 |  |  | 1 | [11 empty] | 2 | 1 | 3 | 1 | 1 | 1 | 1 | 0
PG&E GBA | Eight Mile | 230 | Battery | 0 | 0 | 0 | 0 | 0 | 0 | 0 | 0 | 0 | 0 | 0 | 5 | 4 | 1 | 1 |  |  | 1 | [11 empty] | 1 | 1 | 2 | 2 | 1 | 1 | 1 | 0
SDGE | El Cajon | 69 | Battery | 0 | 0 | 0 | 0 | 0 | 0 | 0 | 0 | 0 | 0 | 0 | 1 | 1 | 1 | 1 |  |  | 1 | [11 empty] | 2 | 1 | 2 | 1 | 1 | 4+ | 5 | 1
SCE Eastern | El Casco | 230 | Battery | 0 | 0 | 0 | 0 | 0 | 0 | 0 | 0 | 0 | 0 | 0 | 4 | 4 | 1 | 1 |  |  | 1 | [11 empty] | 1 | 1 | 4 | 1 | 2 | 4+ | 5 | 1
PG&E GBA | El Cerrito G | 115 | Battery | 0 | 0 | 0 | 0 | 0 | 0 | 0 | 0 | 0 | 0 | 0 | 5 | 2 | 1 | 1 |  |  | 1 | [11 empty] | 2 | 1 | 2 | 1 | 2 | 1 | 1 | 0
PG&E NGBA | El Dorado PH | 115 | Battery | 0 | 0 | 0 | 0 | 0 | 0 | 0 | 0 | 0 | 0 | 0 | 5 | 4 | 1 | 1 |  |  | 1 | [11 empty] | 2 | 1 | 4 | 2 | 3 | 4+ | 1 | 1
PG&E FRESNO | El Nido (PGE) | 115 | Battery | 0 | 0 | 0 | 0 | 0 | 0 | 0 | 0 | 0 | 0 | 0 | 5 | 4 | 5 | 2 |  |  | 1 | [11 empty] | 1 | 1 | 4 | 2 | 1 | 4+ | 1 | 1
SCE Metro | El Nido (SCE) | 230 | Battery | 0 | 0 | 0 | 400 | 400 | 0 | 0 | 0 | 0 | 400 | 400 | 1 | 1 | 1 | 1 |  |  | 1 | [11 empty] | 1 | 1 | 2 | 1 | 2 | 2- | 1 | 1
PG&E GBA | El Patio | 115 | Battery | 0 | 0 | 0 | 0 | 0 | 0 | 0 | 0 | 0 | 0 | 0 | 5 | 4 | 1 | 1 |  |  | 1 | [11 empty] | 2 | 1 | 3 | 2 | 2 | 1 | 1 | 0
SCE Metro | El Segundo | 230 | Battery | 0 | 0 | 0 | 0 | 0 | 0 | 0 | 0 | 0 | 0 | 0 | 1 | 1 | 1 | 1 |  |  | 1 | [11 empty] | 1 | 1 | 1 | 1 | 1 | 1 | 1 | 0
EOP | Eldorado | 230 | Battery | 0 | 0 | 0 | 150 | 150 | 0 | 0 | 0 | 0 | 150 | 150 | 5 | 2 | 4 | 2 | 4 |  | 2 | [11 empty] | 2 | 2 | 2 | 1 | 3 | 4+ | 5 | 1
EOP | Eldorado | 500 | Battery | 0 | 0 | 0 | 0 | 0 | 0 | 0 | 0 | 0 | 0 | 0 | 5 | 2 | 4 | 2 | 5 |  | 1 | [11 empty] | 2 | 2 | 2 | 1 | 3 | 1 | 1 | 0
SCE Northern | Elizabeth Lake | 66 | Battery | 0 | 0 | 0 | 0 | 0 | 0 | 0 | 0 | 0 | 0 | 0 | 5 | 2 | 4 | 2 |  |  | 1 | [11 empty] | 1 | 1 | 3 | 1 | 3 | 1 | 1 | 0
PG&E KERN | Elk Hills | 230 | Battery | 0 | 0 | 0 | 0 | 0 | 0 | 0 | 0 | 0 | 0 | 0 | 5 | 2 | 5 | 2 |  |  | 1 | [11 empty] | 1 | 1 | 3 | 1 | 1 | 1 | 1 | 0
SDGE | Elliot | 69 | Battery | 0 | 0 | 0 | 0 | 0 | 0 | 0 | 0 | 0 | 0 | 0 | 1 | 1 | 1 | 1 |  |  | 1 | [11 empty] | 2 | 1 | 2 | 1 | 2 | 1 | 5 | 1
SCE Metro | Ellis | 230 | Battery | 0 | 0 | 0 | 0 | 0 | 0 | 0 | 0 | 0 | 0 | 0 | 1 | 1 | 1 | 1 |  |  | 1 | [11 empty] | 1 | 1 | 2 | 1 | 2 | 1+ | 1 | 1
SDGE | Encina | 138 | Battery | 0 | 0 | 0 | 0 | 0 | 0 | 0 | 0 | 0 | 0 | 0 | 1 | 1 | 1 | 1 | 3 |  | 1 | [11 empty] | 2 | 1 | 1 | 1 | 3 | 2+ | 1 | 1
SDGE | Encina | 230 | Battery | 0 | 0 | 0 | 0 | 0 | 0 | 0 | 0 | 0 | 0 | 0 | 1 | 1 | 1 | 1 |  |  | 5 | [11 empty] | 2 | 1 | 1 | 1 | 3 | 1 | 1 | 0
SDGE | Escondido | 230 | Battery | 0 | 0 | 0 | 0 | 0 | 0 | 0 | 0 | 0 | 0 | 0 | 1 | 1 | 1 | 1 |  |  | 1 | [11 empty] | 2 | 1 | 1 | 1 | 3 | 4+ | 5 | 1
SDGE | Escondido | 69 | Battery | 0 | 0 | 13 | 0 | 13 | 13 | 0 | 13 | 0 | 0 | 0 | 1 | 1 | 1 | 1 |  |  | 3 | [11 empty] | 2 | 1 | 1 | 1 | 3 | 4+ | 1 | 1
PG&E KERN | Estrella | 230 | Battery | 0 | 0 | 0 | 0 | 0 | 0 | 0 | 0 | 0 | 0 | 0 | 5 | 2 | 5 | 2 |  |  | 1 | [11 empty] | 2 | 2 | 4 | 2 | 3 | 1 | 1 | 0
SCE Eastern | Etiwanda | 230 | Battery | 0 | 0 | 70 | 0 | 70 | 70 | 0 | 70 | 0 | 0 | 0 | 1 | 1 | 1 | 1 | 5 |  | 2 | [11 empty] | 1 | 1 | 2 | 1 | 1 | 4+ | 4 | 1
PG&E GBA | Evergreen | 115 | Battery | 0 | 0 | 0 | 0 | 0 | 0 | 0 | 0 | 0 | 0 | 0 | 5 | 4 | 1 | 1 |  |  | 1 | [11 empty] | 2 | 1 | 2 | 2 | 2 | 1 | 1 | 0
PG&E GBA | Evergreen | 60 | Battery | 0 | 0 | 0 | 0 | 0 | 0 | 0 | 0 | 0 | 0 | 0 | 5 | 4 | 1 | 1 |  |  | 1 | [11 empty] | 2 | 1 | 2 | 2 | 2 | 1 | 1 | 0
PG&E FRESNO | Excelsior | 115 | Battery | 0 | 0 | 0 | 0 | 0 | 0 | 0 | 0 | 0 | 0 | 0 | 5 | 2 | 5 | 2 | 1 |  | 1 | [11 empty] | 1 | 1 | 4 | 2 | 1 | 4+ | 5 | 1
PG&E FRESNO | Exchequer | 115 | Battery | 0 | 0 | 0 | 0 | 0 | 0 | 0 | 0 | 0 | 0 | 0 | 5 | 4 | 5 | 2 |  |  | 1 | [11 empty] | 2 | 1 | 4 | 1 | 2 | 1 | 1 | 0
PG&E KERN | Fairway | 115 | Battery | 0 | 0 | 0 | 0 | 0 | 0 | 0 | 0 | 0 | 0 | 0 | 5 | 2 | 5 | 2 |  |  | 1 | [11 empty] | 2 | 2 | 3 | 1 | 2 | 4+ | 1 | 1
PG&E KERN | Famoso | 115 | Battery | 0 | 0 | 0 | 0 | 0 | 0 | 0 | 0 | 0 | 0 | 0 | 5 | 2 | 5 | 2 |  |  | 1 | [11 empty] | 1 | 1 | 4 | 1 | 1 | 4+ | 1 | 1
PG&E NGBA | Fern Road | 500 | Battery | 0 | 0 | 0 | 0 | 0 | 0 | 0 | 0 | 0 | 0 | 0 | 5 | 2 | 1 | 1 |  |  | 2 | [11 empty] | 2 | 2 | 4 | 2 | 3 | 1 | 1 | 0
PG&E GBA | Fibreboard (SPI Sonora) | 115 | Battery | 0 | 0 | 0 | 0 | 0 | 0 | 0 | 0 | 0 | 0 | 0 | 5 | 4 | 1 | 1 |  |  | 1 | [11 empty] | 2 | 1 | 2 | 1 | 2 | 1 | 1 | 0
PG&E FRESNO | Figarden | 230 | Battery | 0 | 0 | 0 | 0 | 0 | 0 | 0 | 0 | 0 | 0 | 0 | 5 | 4 | 5 | 2 |  |  | 1 | [11 empty] | 1 | 1 | 3 | 2 | 2 | 1 | 1 | 0
PG&E FRESNO | Fink | 230 | Battery | 0 | 0 | 0 | 0 | 0 | 0 | 0 | 0 | 0 | 0 | 0 | 1 | 1 | 1 | 1 |  |  | 1 | [11 empty] | 1 | 1 | 4 | 2 | 1 | 1 | 5 | 1
PG&E NGBA | Fitch Mountain | 60 | Battery | 0 | 0 | 0 | 0 | 0 | 0 | 0 | 0 | 0 | 0 | 0 | 5 | 2 | 1 | 1 |  |  | 1 | [11 empty] | 2 | 2 | 4 | 2 | 3 | 1 | 1 | 0
PG&E GBA | FMC | 115 | Battery | 0 | 0 | 0 | 0 | 0 | 0 | 0 | 0 | 0 | 0 | 0 | 5 | 4 | 1 | 1 |  |  | 1 | [11 empty] | 2 | 1 | 2 | 2 | 2 | 1 | 1 | 0
PG&E GBA | Fremont | 115 | Battery | 0 | 0 | 0 | 0 | 0 | 0 | 0 | 0 | 0 | 0 | 0 | 1 | 1 | 1 | 1 |  |  | 1 | [11 empty] | 2 | 1 | 3 | 1 | 2 | 1 | 1 | 0
PG&E GBA | French Camp | 60 | Battery | 0 | 0 | 0 | 0 | 0 | 0 | 0 | 0 | 0 | 0 | 0 | 5 | 4 | 1 | 1 |  |  | 1 | [11 empty] | 1 | 1 | 3 | 2 | 1 | 1 | 1 | 0
PG&E GBA | Frogtown | 115 | Battery | 0 | 0 | 0 | 0 | 0 | 0 | 0 | 0 | 0 | 0 | 0 | 5 | 4 | 1 | 1 |  |  | 1 | [11 empty] | 2 | 1 | 4 | 1 | 3 | 1 | 1 | 0
PG&E NGBA | Fulton | 115 | Battery | 0 | 0 | 0 | 0 | 0 | 0 | 0 | 0 | 0 | 0 | 0 | 5 | 4 | 1 | 1 | 1 |  | 1 | [11 empty] | 2 | 1 | 3 | 2 | 2 | 1 | 1 | 0
PG&E NGBA | Fulton | 230 | Battery | 0 | 0 | 0 | 0 | 0 | 0 | 0 | 0 | 0 | 0 | 0 | 5 | 4 | 1 | 1 |  |  | 1 | [11 empty] | 2 | 1 | 3 | 2 | 2 | 2+ | 5 | 1
PG&E NGBA | Fulton | 60 | Battery | 0 | 0 | 0 | 0 | 0 | 0 | 0 | 0 | 0 | 0 | 0 | 5 | 2 | 1 | 1 |  |  | 1 | [11 empty] | 2 | 1 | 3 | 2 | 2 | 1 | 1 | 0
PG&E KERN | Ganso | 115 | Battery | 0 | 0 | 0 | 0 | 0 | 0 | 0 | 0 | 0 | 0 | 0 | 5 | 2 | 5 | 2 |  |  | 1 | [11 empty] | 1 | 1 | 3 | 1 | 1 | 1 | 1 | 0
PG&E FRESNO | Gates | 230 | Battery | 0 | 0 | 0 | 120 | 120 | 0 | 0 | 0 | 0 | 120 | 120 | 5 | 2 | 5 | 2 | 4 |  | 1 | [11 empty] | 1 | 1 | 3 | 2 | 1 | 4+ | 5 | 1
PG&E FRESNO | Gates | 500 | Battery | 0 | 0 | 190 | 35 | 225 | 190 | 35 | 225 | 0 | 0 | 0 | 5 | 2 | 5 | 2 | 5 |  | 1 | [11 empty] | 1 | 1 | 3 | 2 | 1 | 4+ | 1 | 1
PG&E NGBA | Geysers 12 | 230 | Battery | 0 | 0 | 0 | 0 | 0 | 0 | 0 | 0 | 0 | 0 | 0 | 5 | 4 | 1 | 1 |  |  | 1 | [11 empty] | 2 | 2 | 4 | 2 | 3 | 1 | 1 | 0
PG&E NGBA | Geysers 17 | 230 | Battery | 0 | 0 | 0 | 0 | 0 | 0 | 0 | 0 | 0 | 0 | 0 | 5 | 4 | 1 | 1 |  |  | 1 | [11 empty] | 2 | 2 | 4 | 2 | 3 | 4+ | 1 | 1
PG&E NGBA | Geysers 3 | 115 | Battery | 0 | 0 | 0 | 0 | 0 | 0 | 0 | 0 | 0 | 0 | 0 | 5 | 2 | 1 | 1 |  |  | 1 | [11 empty] | 2 | 2 | 4 | 2 | 3 | 1 | 1 | 0
PG&E NGBA | Glenn | 230 | Battery | 0 | 0 | 0 | 0 | 0 | 0 | 0 | 0 | 0 | 0 | 0 | 5 | 2 | 1 | 1 | 3 |  | 1 | [11 empty] | 2 | 2 | 4 | 1 | 3 | 2+ | 4 | 1
PG&E NGBA | Glenn | 60 | Battery | 0 | 0 | 0 | 0 | 0 | 0 | 0 | 0 | 0 | 0 | 0 | 5 | 2 | 1 | 1 |  |  | 1 | [11 empty] | 2 | 2 | 4 | 1 | 3 | 1 | 1 | 0
PG&E NGBA | Gold Hill | 115 | Battery | 0 | 0 | 0 | 0 | 0 | 0 | 0 | 0 | 0 | 0 | 0 | 5 | 4 | 1 | 1 |  |  | 1 | [11 empty] | 2 | 1 | 4 | 2 | 3 | 4+ | 1 | 1
PG&E NGBA | Gold Hill | 230 | Battery | 0 | 0 | 0 | 0 | 0 | 0 | 0 | 0 | 0 | 0 | 0 | 5 | 4 | 1 | 1 |  |  | 1 | [11 empty] | 2 | 1 | 4 | 2 | 3 | 1 | 1 | 0
SCE Northern | Goleta | 230 | Battery | 0 | 0 | 10 | 0 | 10 | 10 | 0 | 10 | 0 | 0 | 0 | 5 | 2 | 4 | 2 |  |  | 5 | [11 empty] | 2 | 2 | 2 | 1 | 2 | 4+ | 4 | 1
SCE Metro | Goodrich | 230 | Battery | 0 | 0 | 0 | 0 | 0 | 0 | 0 | 0 | 0 | 0 | 0 | 1 | 1 | 1 | 1 |  |  | 1 | [11 empty] | 1 | 1 | 3 | 1 | 2 | 1 | 1 | 0
PG&E KERN | Goose Lake | 115 | Battery | 0 | 0 | 0 | 0 | 0 | 0 | 0 | 0 | 0 | 0 | 0 | 5 | 2 | 5 | 2 |  |  | 1 | [11 empty] | 1 | 1 | 2 | 1 | 1 | 4+ | 1 | 1
SCE Metro | Gould | 230 | Battery | 0 | 0 | 0 | 0 | 0 | 0 | 0 | 0 | 0 | 0 | 0 | 1 | 1 | 1 | 1 |  |  | 1 | [11 empty] | 1 | 1 | 4 | 1 | 2 | 1 | 1 | 0
PG&E NGBA | Grand Island | 115 | Battery | 0 | 0 | 0 | 0 | 0 | 0 | 0 | 0 | 0 | 0 | 0 | 5 | 4 | 1 | 1 |  |  | 1 | [11 empty] | 2 | 1 | 4 | 2 | 2 | 1 | 1 | 0
SDGE | Granite | 69 | Battery | 0 | 0 | 2.25 | 0 | 2.25 | 2.25 | 0 | 2.25 | 0 | 0 | 0 | 1 | 1 | 1 | 1 |  |  | 3 | [11 empty] | 2 | 1 | 2 | 2 | 2 | 1 | 5 | 1
PG&E GBA | Grant | 115 | Battery | 0 | 0 | 0 | 0 | 0 | 0 | 0 | 0 | 0 | 0 | 0 | 5 | 2 | 1 | 1 |  |  | 1 | [11 empty] | 2 | 1 | 2 | 1 | 2 | 1 | 1 | 0
PG&E GBA | Green Valley | 115 | Battery | 0 | 0 | 0 | 0 | 0 | 0 | 0 | 0 | 0 | 0 | 0 | 5 | 4 | 1 | 1 | 1 |  | 1 | [11 empty] | 2 | 2 | 3 | 2 | 2 | 4+ | 1 | 1
PG&E NGBA | Greenleaf 1 | 115 | Battery | 0 | 0 | 0 | 0 | 0 | 0 | 0 | 0 | 0 | 0 | 0 | 5 | 4 | 1 | 1 |  |  | 1 | [11 empty] | 2 | 2 | 1 | 1 | 3 | 4+ | 1 | 1
PG&E FRESNO | Gregg | 230 | Battery | 0 | 0 | 0 | 0 | 0 | 0 | 0 | 0 | 0 | 0 | 0 | 5 | 2 | 5 | 2 |  |  | 1 | [11 empty] | 1 | 1 | 3 | 2 | 1 | 2+ | 1 | 1
PG&E FRESNO | Grimmway-Malaga | 115 | Battery | 0 | 0 | 0 | 0 | 0 | 0 | 0 | 0 | 0 | 0 | 0 | 5 | 2 | 5 | 2 |  |  | 2 | [11 empty] | 1 | 1 | 2 | 1 | 1 | 1 | 1 | 0
PG&E NGBA | Grizzly | 230 | Battery | 0 | 0 | 0 | 0 | 0 | 0 | 0 | 0 | 0 | 0 | 0 | 5 | 5 | 3 | 3 |  |  | 1 | [11 empty] | 2 | 2 | 4 | 1 | 3 | 1 | 1 | 0
PG&E FRESNO | Guernsey | 70 | Battery | 0 | 0 | 0 | 0 | 0 | 0 | 0 | 0 | 0 | 0 | 0 | 5 | 2 | 5 | 2 |  |  | 1 | [11 empty] | 1 | 1 | 3 | 2 | 1 | 1 | 1 | 0
PG&E FRESNO | GWF Hanford | 115 | Battery | 0 | 0 | 131.4 | 0 | 131.4 | 131.4 | 0 | 131.4 | 0 | 0 | 0 | 5 | 2 | 5 | 2 |  |  | 3 | [11 empty] | 2 | 1 | 2 | 1 | 1 | 4+ | 1 | 1
PG&E FRESNO | Haas | 230 | Battery | 0 | 0 | 0 | 0 | 0 | 0 | 0 | 0 | 0 | 0 | 0 | 5 | 2 | 5 | 2 |  |  | 2 | [11 empty] | 1 | 1 | 4 | 2 | 3 | 1 | 1 | 0
PG&E FRESNO | Hammonds | 115 | Battery | 0 | 0 | 0 | 0 | 0 | 0 | 0 | 0 | 0 | 0 | 0 | 5 | 2 | 5 | 2 |  |  | 1 | [11 empty] | 1 | 1 | 2 | 2 | 1 | 1 | 1 | 0
SCE Metro | HarborGen | 230 | Battery | 0 | 0 | 0 | 0 | 0 | 0 | 0 | 0 | 0 | 0 | 0 | 1 | 1 | 1 | 1 |  |  | 1 | [11 empty] | 1 | 1 | 2 | 1 | 1 | 1 | 1 | 0
PG&E NGBA | Harris | 60 | Battery | 0 | 0 | 0 | 0 | 0 | 0 | 0 | 0 | 0 | 0 | 0 | 5 | 2 | 1 | 1 |  |  | 1 | [11 empty] | 2 | 2 | 2 | 2 | 3 | 1 | 1 | 0
EOP | Harry Allen | 500 | Battery | 0 | 0 | 0 | 0 | 0 | 0 | 0 | 0 | 0 | 0 | 0 | 5 | 2 | 4 | 2 |  |  | 1 | [11 empty] | 2 | 2 | 4 | 1 | 3 | 1 | 1 | 0
PG&E NGBA | Hartley | 60 | Battery | 0 | 0 | 0 | 0 | 0 | 0 | 0 | 0 | 0 | 0 | 0 | 5 | 2 | 1 | 1 |  |  | 1 | [11 empty] | 2 | 2 | 4 | 2 | 3 | 1 | 1 | 0
SCE NOL | Harvard | 115 | Battery | 0 | 0 | 0 | 0 | 0 | 0 | 0 | 0 | 0 | 0 | 0 | 3 | 3 | 1 | 1 |  |  | 1 | [11 empty] | 2 | 1 | 4 | 1 | 1 | 1 | 1 | 0
SDGE | Hassayampa | 500 | Battery | 0 | 0 | 85 | 307 | 392 | 85 | 0 | 85 | 0 | 307 | 307 | 5 | 3 | 4 | 4 |  |  | 2 | [11 empty] | 2 | 1 | 4 | 2 | 3 | 5- | 1 | 1
PG&E FRESNO | Helm | 230 | Battery | 0 | 0 | 0 | 0 | 0 | 0 | 0 | 0 | 0 | 0 | 0 | 5 | 2 | 5 | 2 | 3 |  | 2 | [11 empty] | 1 | 1 | 2 | 2 | 1 | 1 | 5 | 1
PG&E FRESNO | Helm | 70 | Battery | 0 | 0 | 0 | 0 | 0 | 0 | 0 | 0 | 0 | 0 | 0 | 5 | 2 | 5 | 2 |  |  | 1 | [11 empty] | 1 | 1 | 2 | 2 | 1 | 4+ | 1 | 1
PG&E FRESNO | Henrietta | 115 | Battery | 0 | 0 | 0 | 0 | 0 | 0 | 0 | 0 | 0 | 0 | 0 | 5 | 2 | 5 | 2 |  |  | 2 | [11 empty] | 1 | 1 | 1 | 2 | 1 | 1+ | 1 | 1
PG&E FRESNO | Henrietta | 230 | Battery | 0 | 0 | 0 | 493 | 493 | 0 | 0 | 0 | 0 | 493 | 493 | 5 | 2 | 5 | 2 | 3 |  | 1 | [11 empty] | 1 | 1 | 1 | 2 | 1 | 5- | 1 | 1 | no concern
PG&E FRESNO | Henrietta | 70 | Battery | 0 | 0 | 173.2 | 0 | 173.2 | 173.2 | 0 | 173.2 | 0 | 0 | 0 | 5 | 2 | 5 | 2 |  |  | 5 | [11 empty] | 1 | 1 | 1 | 2 | 1 | 4+ | 1 | 1 | no concern
PG&E FRESNO | Herndon | 115 | Battery | 0 | 0 | 0 | 0 | 0 | 0 | 0 | 0 | 0 | 0 | 0 | 5 | 2 | 5 | 2 |  |  | 1 | [11 empty] | 1 | 1 | 3 | 2 | 1 | 1 | 1 | 0
PG&E FRESNO | Herndon | 230 | Battery | 0 | 0 | 0 | 0 | 0 | 0 | 0 | 0 | 0 | 0 | 0 | 5 | 4 | 5 | 2 |  |  | 1 | [11 empty] | 1 | 1 | 3 | 2 | 1 | 1 | 1 | 0
PG&E GBA | Hicks | 230 | Battery | 0 | 0 | 0 | 0 | 0 | 0 | 0 | 0 | 0 | 0 | 0 | 5 | 4 | 1 | 1 |  |  | 1 | [11 empty] | 2 | 1 | 4 | 2 | 2 | 1 | 1 | 0
PG&E NGBA | Higgins | 115 | Battery | 0 | 0 | 0 | 0 | 0 | 0 | 0 | 0 | 0 | 0 | 0 | 5 | 4 | 1 | 1 |  |  | 1 | [11 empty] | 2 | 1 | 4 | 1 | 3 | 1 | 1 | 0
PG&E NGBA | Hilltop | 345 | Battery | 0 | 0 | 0 | 0 | 0 | 0 | 0 | 0 | 0 | 0 | 0 | 5 | 2 | 1 | 1 |  |  | 1 | [11 empty] | 2 | 2 | 4 | 1 | 3 | 1 | 1 | 0
SCE Metro | Hinson | 230 | Battery | 0 | 0 | 325 | 600 | 925 | 325 | 0 | 325 | 0 | 600 | 600 | 1 | 1 | 1 | 1 |  |  | 1 | [11 empty] | 1 | 1 | 2 | 1 | 1 | 2- | 1 | 1
PG&E GBA | Hollister | 115 | Battery | 0 | 0 | 0 | 0 | 0 | 0 | 0 | 0 | 0 | 0 | 0 | 5 | 4 | 1 | 1 | 3 |  | 1 | [11 empty] | 2 | 2 | 4 | 2 | 3 | 4+ | 4 | 1
PG&E NGBA | Homestake | 115 | Battery | 0 | 0 | 0 | 0 | 0 | 0 | 0 | 0 | 0 | 0 | 0 | 5 | 2 | 1 | 1 |  |  | 1 | [11 empty] | 2 | 1 | 4 | 2 | 3 | 1 | 1 | 0
PG&E NGBA | Honcut | 115 | Battery | 0 | 0 | 0 | 0 | 0 | 0 | 0 | 0 | 0 | 0 | 0 | 5 | 4 | 1 | 1 |  |  | 1 | [11 empty] | 2 | 1 | 4 | 2 | 3 | 2+ | 1 | 1
SDGE | Hoodoo Wash | 500 | Battery | 0 | 0 | 297.5 | 0 | 297.5 | 297.5 | 0 | 297.5 | 0 | 0 | 0 | 5 | 2 | 4 | 2 |  |  | 3 | [11 empty] | 2 | 2 | 4 | 2 | 3 | 4+ | 5 | 1
PG&E NGBA | Hopland | 115 | Battery | 0 | 0 | 0 | 0 | 0 | 0 | 0 | 0 | 0 | 0 | 0 | 5 | 2 | 1 | 1 |  |  | 1 | [11 empty] | 2 | 2 | 4 | 2 | 3 | 1+ | 1 | 1
PG&E NGBA | Hopland | 60 | Battery | 0 | 0 | 0 | 0 | 0 | 0 | 0 | 0 | 0 | 0 | 0 | 5 | 2 | 1 | 1 |  |  | 1 | [11 empty] | 2 | 2 | 4 | 2 | 3 | 1 | 1 | 0
PG&E NGBA | Humboldt | 115 | Battery | 0 | 0 | 0 | 0 | 0 | 0 | 0 | 0 | 0 | 0 | 0 | 5 | 2 | 1 | 1 | 3 |  | 1 | [11 empty] | 2 | 2 | 3 | 2 | 3 | 1 | 1 | 0
PG&E NGBA | Humboldt | 60 | Battery | 0 | 0 | 0 | 0 | 0 | 0 | 0 | 0 | 0 | 0 | 0 | 5 | 2 | 1 | 1 |  |  | 1 | [11 empty] | 2 | 2 | 3 | 2 | 3 | 1 | 4 | 1
PG&E NGBA | Humboldt | 500 | Battery | 0 | 0 | 0 | 0 | 0 | 0 | 0 | 0 | 0 | 0 | 0 | 5 | 2 | 1 | 1 |  |  | 1 | [11 empty] | 2 | 2 | 3 | 2 | 3 | 1 | 1 | 0
SCE Metro | Huntington Beach | 230 | Battery | 0 | 0 | 0 | 0 | 0 | 0 | 0 | 0 | 0 | 0 | 0 | 1 | 1 | 1 | 1 |  |  | 1 | [11 empty] | 1 | 1 | 1 | 1 | 2 | 1 | 1 | 0
PG&E NGBA | Ignacio | 115 | Battery | 0 | 0 | 0 | 0 | 0 | 0 | 0 | 0 | 0 | 0 | 0 | 5 | 4 | 1 | 1 | 3 |  | 1 | [11 empty] | 2 | 1 | 4 | 1 | 3 | 2+ | 1 | 1
PG&E NGBA | Ignacio | 230 | Battery | 0 | 0 | 0 | 0 | 0 | 0 | 0 | 0 | 0 | 0 | 0 | 5 | 2 | 1 | 1 |  |  | 1 | [11 empty] | 2 | 1 | 4 | 1 | 3 | 1 | 1 | 0
PG&E NGBA | Ignacio | 60 | Battery | 0 | 0 | 0 | 0 | 0 | 0 | 0 | 0 | 0 | 0 | 0 | 5 | 2 | 1 | 1 |  |  | 1 | [11 empty] | 2 | 1 | 4 | 1 | 3 | 1 | 1 | 0
SDGE | Imperial Beach | 69 | Battery | 0 | 0 | 0 | 0 | 0 | 0 | 0 | 0 | 0 | 0 | 0 | 1 | 1 | 1 | 1 |  |  | 1 | [11 empty] | 2 | 1 | 3 | 1 | 2 | 1 | 5 | 1
SDGE | Imperial Valley | 230 | Battery | 0 | 0 | 528 | 0 | 528 | 528 | 0 | 528 | 0 | 0 | 0 | 1 | 1 | 1 | 1 | 4 |  | 2 | [11 empty] | 1 | 1 | 2 | 2 | 1 | 4+ | 3 | 1
SDGE | Imperial Valley | 500 | Battery | 0 | 0 | 0 | 0 | 0 | 0 | 0 | 0 | 0 | 0 | 0 | 1 | 1 | 1 | 1 | 5 |  | 2 | [11 empty] | 1 | 1 | 2 | 2 | 1 | 1 | 1 | 0
EOP | Innovation | 138 | Battery | 0 | 0 | 0 | 0 | 0 | 0 | 0 | 0 | 0 | 0 | 0 | 5 | 2 | 4 | 2 |  |  | 1 | [11 empty] | 2 | 2 | 4 | 1 | 3 | 1 | 1 | 0
EOP | Innovation | 230 | Battery | 0 | 0 | 0 | 250 | 250 | 0 | 0 | 0 | 0 | 250 | 250 | 5 | 2 | 4 | 2 |  |  | 1 | [11 empty] | 2 | 2 | 4 | 1 | 3 | 3+ | 1 | 1
SCE NOL | Inyokern | 115 | Battery | 0 | 0 | 0 | 0 | 0 | 0 | 0 | 0 | 0 | 0 | 0 | 3 | 3 | 1 | 1 |  |  | 1 | [11 empty] | 2 | 2 | 4 | 1 | 3 | 1+ | 5 | 1
EOP | IS Tap | 138 | Battery | 0 | 0 | 0 | 0 | 0 | 0 | 0 | 0 | 0 | 0 | 0 | 5 | 2 | 4 | 2 |  |  | 1 | [11 empty] | 2 | 2 | 4 | 1 | 3 | 1 | 1 | 0
EOP | Ivanpah | 115 | Battery | 0 | 0 | 0 | 0 | 0 | 0 | 0 | 0 | 0 | 0 | 0 | 5 | 2 | 4 | 2 |  |  | 1 | [11 empty] | 2 | 2 | 4 | 1 | 1 | 1 | 1 | 0
EOP | Ivanpah | 230 | Battery | 0 | 0 | 0 | 0 | 0 | 0 | 0 | 0 | 0 | 0 | 0 | 5 | 2 | 4 | 2 |  |  | 1 | [11 empty] | 2 | 2 | 4 | 1 | 1 | 1 | 1 | 0
EOP | Jackass (DOE) | 138 | Battery | 0 | 0 | 0 | 0 | 0 | 0 | 0 | 0 | 0 | 0 | 0 | 5 | 2 | 4 | 2 |  |  | 1 | [11 empty] | 2 | 2 | 4 | 1 | 3 | 1 | 1 | 0
PG&E NGBA | James B Black | 230 | Battery | 0 | 0 | 0 | 0 | 0 | 0 | 0 | 0 | 0 | 0 | 0 | 5 | 2 | 1 | 1 |  |  | 1 | [11 empty] | 2 | 2 | 4 | 2 | 3 | 1 | 1 | 0
PG&E GBA | Jefferson | 230 | Battery | 0 | 0 | 0 | 0 | 0 | 0 | 0 | 0 | 0 | 0 | 0 | 5 | 4 | 1 | 1 |  |  | 2 | [11 empty] | 2 | 1 | 3 | 1 | 2 | 1 | 1 | 0
PG&E NGBA | Jessup | 115 | Battery | 0 | 0 | 0 | 0 | 0 | 0 | 0 | 0 | 0 | 0 | 0 | 5 | 2 | 1 | 1 |  |  | 1 | [11 empty] | 2 | 2 | 3 | 2 | 3 | 1 | 1 | 0
SCE Metro | Johanna | 230 | Battery | 0 | 0 | 0 | 155 | 155 | 0 | 0 | 0 | 0 | 155 | 155 | 1 | 1 | 1 | 1 |  |  | 2 | [11 empty] | 1 | 1 | 2 | 1 | 1 | 2- | 1 | 1
SCE Eastern | Julian Hinds | 230 | Battery | 0 | 0 | 0 | 0 | 0 | 0 | 0 | 0 | 0 | 0 | 0 | 5 | 4 | 1 | 1 |  |  | 1 | [11 empty] | 2 | 1 | 4 | 1 | 3 | 1 | 1 | 0
PG&E GBA | Kasson | 115 | Battery | 0 | 0 | 0 | 0 | 0 | 0 | 0 | 0 | 0 | 0 | 0 | 5 | 4 | 1 | 1 |  |  | 1 | [11 empty] | 1 | 1 | 4 | 2 | 1 | 1+ | 1 | 1
PG&E GBA | Kasson | 60 | Battery | 0 | 0 | 0 | 0 | 0 | 0 | 0 | 0 | 0 | 0 | 0 | 5 | 4 | 1 | 1 |  |  | 1 | [11 empty] | 1 | 1 | 4 | 2 | 1 | 1 | 1 | 0
PG&E FRESNO | Kearney | 230 | Battery | 0 | 0 | 0 | 0 | 0 | 0 | 0 | 0 | 0 | 0 | 0 | 5 | 2 | 5 | 2 |  |  | 5 | [11 empty] | 1 | 1 | 3 | 2 | 1 | 1 | 5 | 1
PG&E FRESNO | Kearney | 70 | Battery | 0 | 0 | 0 | 0 | 0 | 0 | 0 | 0 | 0 | 0 | 0 | 5 | 2 | 5 | 2 |  |  | 1 | [11 empty] | 1 | 1 | 3 | 2 | 1 | 1 | 1 | 0
PG&E GBA | Kelso | 230 | Battery | 0 | 0 | 90.7 | 0 | 90.7 | 90.7 | 0 | 90.7 | 0 | 0 | 0 | 5 | 2 | 1 | 1 |  |  | 2 | [11 empty] | 2 | 1 | 2 | 1 | 2 | 4+ | 1 | 1
PG&E FRESNO | Kerchoff 1 | 115 | Battery | 0 | 0 | 0 | 0 | 0 | 0 | 0 | 0 | 0 | 0 | 0 | 5 | 2 | 5 | 2 |  |  | 1 | [11 empty] | 1 | 1 | 4 | 2 | 3 | 1 | 1 | 0
PG&E KERN | Kern Oil | 115 | Battery | 0 | 0 | 0 | 0 | 0 | 0 | 0 | 0 | 0 | 0 | 0 | 5 | 2 | 5 | 2 |  |  | 3 | [11 empty] | 1 | 1 | 1 | 1 | 1 | 1 | 1 | 0
PG&E KERN | Kern PP | 115 | Battery | 0 | 0 | 0 | 0 | 0 | 0 | 0 | 0 | 0 | 0 | 0 | 5 | 2 | 5 | 2 |  |  | 4 | [11 empty] | 1 | 1 | 2 | 1 | 2 | 1 | 1 | 0
PG&E KERN | Kern PP | 230 | Battery | 0 | 0 | 0 | 0 | 0 | 0 | 0 | 0 | 0 | 0 | 0 | 5 | 2 | 5 | 2 |  |  | 1 | [11 empty] | 1 | 1 | 2 | 1 | 2 | 4+ | 1 | 1
PG&E KERN | Kern PP | 70 | Battery | 0 | 0 | 0 | 0 | 0 | 0 | 0 | 0 | 0 | 0 | 0 | 5 | 2 | 5 | 2 |  |  | 1 | [11 empty] | 1 | 1 | 2 | 1 | 2 | 1 | 1 | 0
PG&E KERN | Kernridge | 115 | Battery | 0 | 0 | 0 | 0 | 0 | 0 | 0 | 0 | 0 | 0 | 0 | 5 | 2 | 5 | 2 |  |  | 3 | [11 empty] | 1 | 1 | 1 | 1 | 1 | 1 | 1 | 0
PG&E FRESNO | Kingsburg | 115 | Battery | 0 | 0 | 0 | 0 | 0 | 0 | 0 | 0 | 0 | 0 | 0 | 5 | 2 | 5 | 2 |  |  | 1 | [11 empty] | 1 | 1 | 2 | 2 | 1 | 1 | 1 | 0
PG&E GBA | Kirker | 115 | Battery | 0 | 0 | 0 | 0 | 0 | 0 | 0 | 0 | 0 | 0 | 0 | 5 | 2 | 1 | 1 |  |  | 1 | [11 empty] | 2 | 1 | 3 | 1 | 1 | 1 | 1 | 0
PG&E NGBA | Knights Landing | 115 | Battery | 0 | 0 | 0 | 0 | 0 | 0 | 0 | 0 | 0 | 0 | 0 | 5 | 5 | 3 | 3 |  |  | 1 | [11 empty] | 2 | 1 | 4 | 2 | 3 | 1 | 1 | 0
PG&E NGBA | Konocti | 60 | Battery | 0 | 0 | 0 | 0 | 0 | 0 | 0 | 0 | 0 | 0 | 0 | 5 | 2 | 1 | 1 |  |  | 1 | [11 empty] | 2 | 2 | 4 | 2 | 3 | 1 | 1 | 0
SCE NOL | Kramer | 115 | Battery | 0 | 0 | 0 | 6 | 6 | 0 | 6 | 6 | 0 | 0 | 0 | 3 | 3 | 1 | 1 | 3 |  | 1 | [11 empty] | 2 | 1 | 4 | 1 | 3 | 4+ | 1 | 1
SCE NOL | Kramer | 230 | Battery | 0 | 0 | 225 | 0 | 225 | 225 | 0 | 225 | 0 | 0 | 0 | 3 | 3 | 1 | 1 | 4 |  | 1 | [11 empty] | 2 | 1 | 4 | 1 | 3 | 4+ | 3 | 1
SCE Metro | La Cienega | 230 | Battery | 0 | 0 | 0 | 405 | 405 | 0 | 0 | 0 | 0 | 405 | 405 | 1 | 1 | 1 | 1 |  |  | 1 | [11 empty] | 1 | 1 | 2 | 1 | 2 | 2- | 1 | 1
SCE Metro | La Fresa | 230 | Battery | 0 | 0 | 0 | 0 | 0 | 0 | 0 | 0 | 0 | 0 | 0 | 1 | 1 | 1 | 1 |  |  | 1 | [11 empty] | 1 | 1 | 2 | 1 | 2 | 1+ | 1 | 1
SCE Metro | Laguna Bell | 230 | Battery | 0 | 0 | 250 | 412 | 662 | 250 | 0 | 250 | 0 | 412 | 412 | 1 | 1 | 1 | 1 | 5 |  | 1 | [11 empty] | 1 | 1 | 2 | 1 | 1 | 4+ | 1 | 1
PG&E KERN | Lakeview | 70 | Battery | 0 | 0 | 65.6 | 0 | 65.6 | 65.6 | 0 | 65.6 | 0 | 0 | 0 | 5 | 2 | 5 | 2 |  |  | 4 | [11 empty] | 1 | 1 | 4 | 1 | 1 | 4+ | 1 | 1
PG&E NGBA | Lakeville | 230 | Battery | 0 | 0 | 0 | 0 | 0 | 0 | 0 | 0 | 0 | 0 | 0 | 5 | 4 | 1 | 1 | 3 |  | 1 | [11 empty] | 2 | 1 | 4 | 2 | 3 | 1 | 1 | 0
PG&E NGBA | Lakeville | 60 | Battery | 0 | 0 | 0 | 0 | 0 | 0 | 0 | 0 | 0 | 0 | 0 | 5 | 4 | 1 | 1 |  |  | 1 | [11 empty] | 2 | 1 | 4 | 2 | 3 | 1 | 1 | 0
PG&E NGBA | Lakeville | 115 | Battery | 0 | 0 | 50 | 0 | 50 | 50 | 0 | 50 | 0 | 0 | 0 | 5 | 4 | 1 | 1 | 3 |  | 2 | [11 empty] | 2 | 1 | 4 | 2 | 3 | 2+ | 1 | 1
PG&E GBA | Lakewood | 115 | Battery | 0 | 0 | 0 | 0 | 0 | 0 | 0 | 0 | 0 | 0 | 0 | 5 | 2 | 1 | 1 |  |  | 1 | [11 empty] | 2 | 1 | 3 | 1 | 2 | 1 | 1 | 0
PG&E NGBA | Lambie | 230 | Battery | 0 | 0 | 0 | 0 | 0 | 0 | 0 | 0 | 0 | 0 | 0 | 5 | 4 | 1 | 1 |  |  | 1 | [11 empty] | 2 | 1 | 1 | 1 | 1 | 2+ | 1 | 1
PG&E GBA | Lammers | 115 | Battery | 0 | 0 | 0 | 0 | 0 | 0 | 0 | 0 | 0 | 0 | 0 | 5 | 4 | 1 | 1 | 3 |  | 1 | [11 empty] | 1 | 1 | 1 | 2 | 2 | 2+ | 1 | 1
PG&E KERN | Lamont | 115 | Battery | 0 | 0 | 0 | 0 | 0 | 0 | 0 | 0 | 0 | 0 | 0 | 5 | 2 | 5 | 2 | 3 |  | 3 | [11 empty] | 1 | 1 | 2 | 1 | 1 | 4+ | 4 | 1
PG&E FRESNO | Las Aguilas | 230 | Battery | 0 | 0 | 0 | 0 | 0 | 0 | 0 | 0 | 0 | 0 | 0 | 5 | 2 | 5 | 2 |  |  | 1 | [11 empty] | 2 | 2 | 4 | 2 | 2 | 1 | 1 | 0
EOP | Lathrop | 138 | Battery | 0 | 0 | 0 | 0 | 0 | 0 | 0 | 0 | 0 | 0 | 0 | 5 | 2 | 4 | 2 |  |  | 1 | [11 empty] | 2 | 2 | 4 | 1 | 3 | 1 | 1 | 0
EOP | Lathrop | 230 | Battery | 0 | 0 | 0 | 0 | 0 | 0 | 0 | 0 | 0 | 0 | 0 | 5 | 2 | 4 | 2 |  |  | 1 | [11 empty] | 2 | 2 | 4 | 1 | 3 | 4+ | 5 | 1
PG&E FRESNO | Le Grand | 115 | Battery | 0 | 0 | 0 | 0 | 0 | 0 | 0 | 0 | 0 | 0 | 0 | 5 | 2 | 5 | 2 | 3 |  | 1 | [11 empty] | 1 | 1 | 3 | 2 | 1 | 2+ | 5 | 1
PG&E FRESNO | Lemoore | 70 | Battery | 0 | 0 | 0 | 20 | 20 | 0 | 0 | 0 | 0 | 20 | 20 | 5 | 2 | 5 | 2 |  |  | 4 | [11 empty] | 1 | 1 | 3 | 2 | 2 | 2- | 1 | 1
PG&E KERN | Lerdo | 115 | Battery | 0 | 0 | 0 | 0 | 0 | 0 | 0 | 0 | 0 | 0 | 0 | 5 | 2 | 5 | 2 |  |  | 1 | [11 empty] | 1 | 1 | 4 | 1 | 1 | 1 | 1 | 0
SCE Metro | Lewis | 230 | Battery | 0 | 0 | 0 | 0 | 0 | 0 | 0 | 0 | 0 | 0 | 0 | 1 | 1 | 1 | 1 |  |  | 1 | [11 empty] | 1 | 1 | 3 | 1 | 2 | 1 | 1 | 0
SCE Metro | Lighthipe | 230 | Battery | 0 | 0 | 0 | 500 | 500 | 0 | 0 | 0 | 0 | 500 | 500 | 1 | 1 | 1 | 1 |  |  | 1 | [11 empty] | 1 | 1 | 2 | 1 | 1 | 2- | 1 | 1
SDGE | Lilac | 69 | Battery | 0 | 0 | 0 | 0 | 0 | 0 | 0 | 0 | 0 | 0 | 0 | 1 | 1 | 1 | 1 |  |  | 1 | [11 empty] | 2 | 1 | 3 | 1 | 3 | 1 | 1 | 0
PG&E NGBA | Lincoln | 115 | Battery | 0 | 0 | 0 | 0 | 0 | 0 | 0 | 0 | 0 | 0 | 0 | 5 | 5 | 3 | 3 |  |  | 1 | [11 empty] | 2 | 1 | 3 | 2 | 3 | 1 | 1 | 0
PG&E KERN | Live Oak | 115 | Battery | 0 | 0 | 0 | 0 | 0 | 0 | 0 | 0 | 0 | 0 | 0 | 5 | 2 | 5 | 2 |  |  | 4 | [11 empty] | 1 | 1 | 1 | 1 | 1 | 1+ | 1 | 1
PG&E GBA | Llagas | 115 | Battery | 0 | 0 | 0 | 0 | 0 | 0 | 0 | 0 | 0 | 0 | 0 | 5 | 4 | 1 | 1 |  |  | 1 | [11 empty] | 2 | 1 | 2 | 2 | 1 | 4+ | 5 | 1
PG&E GBA | Lockeford | 115 | Battery | 0 | 0 | 0 | 0 | 0 | 0 | 0 | 0 | 0 | 0 | 0 | 5 | 4 | 1 | 1 |  |  | 1 | [11 empty] | 1 | 1 | 4 | 2 | 2 | 1+ | 1 | 1
PG&E GBA | Lockeford | 230 | Battery | 0 | 0 | 0 | 0 | 0 | 0 | 0 | 0 | 0 | 0 | 0 | 5 | 4 | 1 | 1 |  |  | 1 | [11 empty] | 1 | 1 | 4 | 2 | 2 | 1 | 1 | 0
PG&E GBA | Lockeford | 60 | Battery | 0 | 0 | 0 | 0 | 0 | 0 | 0 | 0 | 0 | 0 | 0 | 5 | 4 | 1 | 1 |  |  | 1 | [11 empty] | 1 | 1 | 4 | 2 | 2 | 1 | 1 | 0
PG&E GBA | Lodi | 230 | Battery | 0 | 0 | 0 | 0 | 0 | 0 | 0 | 0 | 0 | 0 | 0 | 5 | 4 | 1 | 1 |  |  | 1 | [11 empty] | 1 | 1 | 1 | 2 | 1 | 1 | 1 | 0
PG&E NGBA | Logan Creek | 230 | Battery | 0 | 0 | 0 | 0 | 0 | 0 | 0 | 0 | 0 | 0 | 0 | 5 | 2 | 1 | 1 |  |  | 1 | [11 empty] | 2 | 2 | 4 | 1 | 2 | 1 | 1 | 0
PG&E GBA | Lone Tree | 230 | Battery | 0 | 0 | 0 | 0 | 0 | 0 | 0 | 0 | 0 | 0 | 0 | 5 | 2 | 1 | 1 |  |  | 1 | [11 empty] | 2 | 1 | 3 | 1 | 2 | 1 | 1 | 0
PG&E FRESNO | Los Banos | 230 | Battery | 0 | 0 | 0 | 540 | 540 | 0 | 0 | 0 | 0 | 540 | 540 | 5 | 2 | 5 | 2 | 3 |  | 2 | [11 empty] | 1 | 1 | 4 | 2 | 1 | 2+ | 1 | 1
PG&E FRESNO | Los Banos | 500 | Battery | 0 | 0 | 0 | 0 | 0 | 0 | 0 | 0 | 0 | 0 | 0 | 1 | 1 | 1 | 1 | 2 |  | 1 | [11 empty] | 1 | 1 | 4 | 2 | 1 | 4+ | 4 | 1
SDGE | Los Coches | 138 | Battery | 0 | 0 | 0 | 0 | 0 | 0 | 0 | 0 | 0 | 0 | 0 | 1 | 1 | 1 | 1 |  |  | 1 | [11 empty] | 2 | 2 | 4 | 2 | 3 | 1 | 1 | 0
SDGE | Los Coches | 69 | Battery | 0 | 0 | 0 | 0 | 0 | 0 | 0 | 0 | 0 | 0 | 0 | 1 | 1 | 1 | 1 |  |  | 1 | [11 empty] | 2 | 2 | 4 | 2 | 3 | 1 | 5 | 1
PG&E GBA | Los Esteros | 115 | Battery | 0 | 0 | 0 | 0 | 0 | 0 | 0 | 0 | 0 | 0 | 0 | 5 | 4 | 1 | 1 | 4 |  | 1 | [11 empty] | 2 | 1 | 1 | 2 | 1 | 1+ | 4 | 1
PG&E GBA | Los Esteros | 230 | Battery | 0 | 0 | 0 | 0 | 0 | 0 | 0 | 0 | 0 | 0 | 0 | 5 | 4 | 1 | 1 |  |  | 1 | [11 empty] | 2 | 1 | 1 | 2 | 1 | 4+ | 4 | 1
PG&E GBA | Los Positas | 230 | Battery | 0 | 0 | 0 | 0 | 0 | 0 | 0 | 0 | 0 | 0 | 0 | 5 | 4 | 1 | 1 |  |  | 1 | [11 empty] | 2 | 1 | 3 | 1 | 3 | 1 | 1 | 0
PG&E GBA | Los Positas | 60 | Battery | 0 | 0 | 0 | 0 | 0 | 0 | 0 | 0 | 0 | 0 | 0 | 5 | 2 | 1 | 1 |  |  | 1 | [11 empty] | 2 | 1 | 3 | 1 | 3 | 1 | 1 | 0
SDGE | Loveland | 69 | Battery | 0 | 0 | 0 | 0 | 0 | 0 | 0 | 0 | 0 | 0 | 0 | 1 | 1 | 1 | 1 |  |  | 1 | [11 empty] | 2 | 1 | 3 | 1 | 3 | 1 | 1 | 0
SCE NOL | Lugo | 230 | Battery | 0 | 0 | 0 | 0 | 0 | 0 | 0 | 0 | 0 | 0 | 0 | 1 | 1 | 1 | 1 |  |  | 1 | [11 empty] | 2 | 1 | 4 | 1 | 2 | 1 | 1 | 0
SCE Metro | Lugo | 500 | Battery | 0 | 0 | 0 | 550 | 550 | 0 | 0 | 0 | 0 | 550 | 550 | 1 | 1 | 1 | 1 | 5 |  | 1 | [11 empty] | 2 | 1 | 4 | 1 | 2 | 1+ | 1 | 1
PG&E FRESNO | Madera | 70 | Battery | 0 | 0 | 0 | 0 | 0 | 0 | 0 | 0 | 0 | 0 | 0 | 5 | 4 | 5 | 2 |  |  | 1 | [11 empty] | 1 | 1 | 4 | 2 | 1 | 1 | 1 | 0
PG&E NGBA | Madison | 115 | Battery | 0 | 0 | 10.2 | 0 | 10.2 | 10.2 | 0 | 10.2 | 0 | 0 | 0 | 5 | 2 | 1 | 1 |  |  | 1 | [11 empty] | 2 | 1 | 4 | 2 | 3 | 1 | 1 | 1
PG&E KERN | Magunden | 115 | Battery | 0 | 0 | 0 | 0 | 0 | 0 | 0 | 0 | 0 | 0 | 0 | 5 | 2 | 5 | 2 |  |  | 4 | [11 empty] | 1 | 1 | 2 | 1 | 1 | 1 | 1 | 0
SCE Northern | Magunden | 230 | Battery | 0 | 0 | 0 | 0 | 0 | 0 | 0 | 0 | 0 | 0 | 0 | 1 | 1 | 1 | 1 |  |  | 1 | [11 empty] | 1 | 1 | 2 | 1 | 1 | 1+ | 1 | 1
PG&E FRESNO | Malaga | 115 | Battery | 0 | 0 | 0 | 0 | 0 | 0 | 0 | 0 | 0 | 0 | 0 | 5 | 2 | 5 | 2 |  |  | 1 | [11 empty] | 1 | 1 | 1 | 2 | 1 | 1 | 5 | 1
PG&E NGBA | Malin | 500 | Battery | 0 | 0 | 0 | 0 | 0 | 0 | 0 | 0 | 0 | 0 | 0 | 5 | 2 | 1 | 1 |  |  | 1 | [11 empty] | 2 | 2 | 4 | 2 | 3 | 1 | 1 | 0
SCE Northern | Mandalay | 230 | Battery | 0 | 0 | 0 | 0 | 0 | 0 | 0 | 0 | 0 | 0 | 0 | 5 | 2 | 4 | 2 |  |  | 1 | [11 empty] | 2 | 1 | 2 | 1 | 1 | 4+ | 1 | 1
PG&E FRESNO | Manning | 230 | Battery | 0 | 0 | 0 | 0 | 0 | 0 | 0 | 0 | 0 | 0 | 0 | 5 | 2 | 5 | 2 | 1 |  | 1 | [11 empty] | 1 | 1 | 2 | 2 | 1 | 1 | 4 | 1
PG&E FRESNO | Manning | 500 | Battery | 0 | 0 | 0 | 280 | 280 | 0 | 0 | 0 | 0 | 280 | 280 | 1 | 1 | 1 | 1 | 2 |  | 1 | [11 empty] | 1 | 1 | 2 | 2 | 1 | 3- | 4 | 1
PG&E GBA | Manteca | 115 | Battery | 0 | 0 | 0 | 0 | 0 | 0 | 0 | 0 | 0 | 0 | 0 | 5 | 4 | 5 | 2 |  |  | 1 | [11 empty] | 1 | 1 | 2 | 2 | 2 | 1 | 1 | 0
SDGE | Margarita | 138 | Battery | 0 | 0 | 0 | 0 | 0 | 0 | 0 | 0 | 0 | 0 | 0 | 1 | 1 | 1 | 1 |  |  | 2 | [11 empty] | 1 | 1 | 2 | 1 | 3 | 1+ | 1 | 1
PG&E GBA | Martin | 230 | Battery | 0 | 0 | 0 | 0 | 0 | 0 | 0 | 0 | 0 | 0 | 0 | 5 | 2 | 1 | 1 | 3 |  | 1 | [11 empty] | 2 | 1 | 3 | 1 | 2 | 1 | 1 | 0
PG&E GBA | Martin | 115 | Battery | 0 | 0 | 188 | 0 | 188 | 188 | 0 | 188 | 0 | 0 | 0 | 1 | 1 | 1 | 1 | 4 |  | 3 | [11 empty] | 2 | 1 | 3 | 1 | 2 | 4+ | 5 | 1
PG&E GBA | Martinez | 115 | Battery | 0 | 0 | 0 | 0 | 0 | 0 | 0 | 0 | 0 | 0 | 0 | 5 | 4 | 1 | 1 |  |  | 1 | [11 empty] | 2 | 1 | 1 | 1 | 1 | 1 | 1 | 0
PG&E FRESNO | Mc Mullin | 230 | Battery | 0 | 0 | 0 | 0 | 0 | 0 | 0 | 0 | 0 | 0 | 0 | 5 | 2 | 5 | 2 |  |  | 2 | [11 empty] | 1 | 1 | 3 | 2 | 1 | 1 | 5 | 1
PG&E FRESNO | McCall | 115 | Battery | 0 | 0 | 0 | 0 | 0 | 0 | 0 | 0 | 0 | 0 | 0 | 5 | 2 | 5 | 2 |  |  | 1 | [11 empty] | 1 | 1 | 3 | 2 | 1 | 1 | 1 | 0
PG&E FRESNO | McCall | 230 | Battery | 0 | 0 | 0 | 0 | 0 | 0 | 0 | 0 | 0 | 0 | 0 | 5 | 2 | 5 | 2 |  |  | 1 | [11 empty] | 1 | 1 | 3 | 2 | 1 | 1 | 1 | 0
PG&E GBA | Meadow Lane | 115 | Battery | 0 | 0 | 0 | 0 | 0 | 0 | 0 | 0 | 0 | 0 | 0 | 5 | 2 | 1 | 1 |  |  | 1 | [11 empty] | 2 | 1 | 2 | 1 | 1 | 1 | 1 | 0
PG&E GBA | Melones | 115 | Battery | 0 | 0 | 0 | 0 | 0 | 0 | 0 | 0 | 0 | 0 | 0 | 5 | 4 | 1 | 1 |  |  | 1 | [11 empty] | 2 | 1 | 4 | 1 | 3 | 1 | 1 | 0
PG&E GBA | Melones | 230 | Battery | 0 | 0 | 0 | 0 | 0 | 0 | 0 | 0 | 0 | 0 | 0 | 5 | 4 | 1 | 1 |  |  | 1 | [11 empty] | 2 | 1 | 4 | 1 | 3 | 1 | 1 | 0
SDGE | Melrose | 69 | Battery | 0 | 0 | 0 | 0 | 0 | 0 | 0 | 0 | 0 | 0 | 0 | 1 | 1 | 1 | 1 |  |  | 1 | [11 empty] | 2 | 1 | 3 | 1 | 3 | 1 | 5 | 1
PG&E NGBA | Mendocino | 115 | Battery | 0 | 0 | 0 | 0 | 0 | 0 | 0 | 0 | 0 | 0 | 0 | 5 | 2 | 1 | 1 |  |  | 1 | [11 empty] | 2 | 2 | 4 | 2 | 3 | 4+ | 1 | 1
PG&E NGBA | Mendocino | 60 | Battery | 0 | 0 | 0 | 0 | 0 | 0 | 0 | 0 | 0 | 0 | 0 | 5 | 2 | 1 | 1 |  |  | 1 | [11 empty] | 2 | 2 | 4 | 2 | 3 | 1 | 1 | 0
PG&E FRESNO | Mendota | 115 | Battery | 0 | 0 | 0 | 0 | 0 | 0 | 0 | 0 | 0 | 0 | 0 | 5 | 2 | 5 | 2 | 1 |  | 1 | [11 empty] | 1 | 1 | 3 | 2 | 1 | 1 | 1 | 0
PG&E GBA | Menlo | 60 | Battery | 0 | 0 | 0 | 0 | 0 | 0 | 0 | 0 | 0 | 0 | 0 | 5 | 2 | 1 | 1 |  |  | 1 | [11 empty] | 2 | 1 | 3 | 1 | 2 | 1 | 1 | 0
PG&E FRESNO | Merced | 115 | Battery | 0 | 0 | 0 | 0 | 0 | 0 | 0 | 0 | 0 | 0 | 0 | 5 | 4 | 5 | 2 |  |  | 1 | [11 empty] | 1 | 1 | 4 | 2 | 1 | 1 | 1 | 0
EOP | Mercury | 138 | Battery | 0 | 0 | 0 | 0 | 0 | 0 | 0 | 0 | 0 | 0 | 0 | 5 | 2 | 4 | 2 |  |  | 1 | [11 empty] | 2 | 2 | 4 | 1 | 3 | 1 | 1 | 0
PG&E FRESNO | Mercy Springs | 70 | Battery | 0 | 0 | 78 | 0 | 78 | 78 | 0 | 78 | 0 | 0 | 0 | 5 | 2 | 5 | 2 |  |  | 5 | [11 empty] | 1 | 1 | 4 | 2 | 1 | 4+ | 1 | 1
PG&E NGBA | Meridian | 60 | Battery | 0 | 0 | 0 | 0 | 0 | 0 | 0 | 0 | 0 | 0 | 0 | 5 | 2 | 1 | 1 |  |  | 1 | [11 empty] | 2 | 2 | 4 | 1 | 3 | 1 | 1 | 0
PG&E KERN | Mesa (PGE) | 115 | Battery | 0 | 0 | 0 | 0 | 0 | 0 | 0 | 0 | 0 | 0 | 0 | 5 | 2 | 5 | 2 |  |  | 1 | [11 empty] | 2 | 2 | 3 | 2 | 2 | 1 | 1 | 0
PG&E KERN | Mesa (PGE) | 230 | Battery | 0 | 0 | 0 | 0 | 0 | 0 | 0 | 0 | 0 | 0 | 0 | 5 | 2 | 5 | 2 |  |  | 1 | [11 empty] | 2 | 2 | 3 | 2 | 2 | 1 | 1 | 0
SCE Metro | Mesa (SCE) | 230 | Battery | 0 | 0 | 0 | 0 | 0 | 0 | 0 | 0 | 0 | 0 | 0 | 1 | 1 | 1 | 1 |  |  | 1 | [11 empty] | 1 | 1 | 3 | 1 | 2 | 4+ | 4 | 1
SCE Metro | Mesa (SCE) | 500 | Battery | 0 | 0 | 0 | 0 | 0 | 0 | 0 | 0 | 0 | 0 | 0 | 1 | 1 | 1 | 1 |  |  | 1 | [11 empty] | 1 | 1 | 3 | 1 | 2 | 4+ | 1 | 1
SDGE | Mesa Heights | 69 | Battery | 0 | 0 | 0 | 0 | 0 | 0 | 0 | 0 | 0 | 0 | 0 | 1 | 1 | 1 | 1 |  |  | 1 | [11 empty] | 2 | 1 | 2 | 1 | 3 | 1 | 5 | 1
PG&E GBA | Metcalf | 115 | Battery | 0 | 0 | 0 | 0 | 0 | 0 | 0 | 0 | 0 | 0 | 0 | 5 | 4 | 1 | 1 |  |  | 1 | [11 empty] | 2 | 1 | 1 | 2 | 3 | 1 | 1 | 0
PG&E GBA | Metcalf | 230 | Battery | 0 | 0 | 0 | 0 | 0 | 0 | 0 | 0 | 0 | 0 | 0 | 5 | 4 | 1 | 1 | 4 |  | 1 | [11 empty] | 2 | 1 | 1 | 2 | 3 | 4+ | 4 | 1
PG&E GBA | Metcalf | 500 | Battery | 0 | 0 | 0 | 0 | 0 | 0 | 0 | 0 | 0 | 0 | 0 | 1 | 1 | 1 | 1 | 5 |  | 1 | [11 empty] | 2 | 1 | 1 | 2 | 3 | 1 | 1 | 0
PG&E KERN | Midway | 115 | Battery | 0 | 0 | 0 | 0 | 0 | 0 | 0 | 0 | 0 | 0 | 0 | 5 | 2 | 5 | 2 | 4 |  | 4 | [11 empty] | 1 | 1 | 3 | 1 | 1 | 4+ | 4 | 1
PG&E KERN | Midway | 230 | Battery | 0 | 0 | 0 | 0 | 0 | 0 | 0 | 0 | 0 | 0 | 0 | 5 | 2 | 5 | 2 | 4 |  | 2 | [11 empty] | 1 | 1 | 3 | 1 | 1 | 1+ | 1 | 1
PG&E KERN | Midway | 500 | Battery | 0 | 0 | 0 | 375 | 375 | 0 | 0 | 0 | 0 | 375 | 375 | 5 | 2 | 4 | 2 | 5 |  | 1 | [11 empty] | 1 | 1 | 3 | 1 | 1 | 4+ | 3 | 1
SDGE | Miguel | 230 | Battery | 0 | 0 | 0 | 0 | 0 | 0 | 0 | 0 | 0 | 0 | 0 | 1 | 1 | 1 | 1 |  |  | 1 | [11 empty] | 2 | 1 | 3 | 1 | 2 | 1 | 1 | 0
SDGE | Miguel | 500 | Battery | 0 | 0 | 0 | 0 | 0 | 0 | 0 | 0 | 0 | 0 | 0 | 1 | 1 | 1 | 1 |  |  | 1 | [11 empty] | 2 | 1 | 3 | 1 | 2 | 1 | 1 | 0
SDGE | Miguel | 69 | Battery | 0 | 0 | 0 | 0 | 0 | 0 | 0 | 0 | 0 | 0 | 0 | 1 | 1 | 1 | 1 |  |  | 1 | [11 empty] | 2 | 1 | 3 | 1 | 2 | 2+ | 5 | 1
PG&E GBA | Millbrae | 115 | Battery | 0 | 0 | 0 | 0 | 0 | 0 | 0 | 0 | 0 | 0 | 0 | 1 | 1 | 1 | 1 |  |  | 1 | [11 empty] | 2 | 1 | 3 | 1 | 2 | 4+ | 1 | 1
PG&E GBA | Miller | 115 | Battery | 0 | 0 | 0 | 0 | 0 | 0 | 0 | 0 | 0 | 0 | 0 | 5 | 4 | 1 | 1 |  |  | 1 | [11 empty] | 1 | 1 | 4 | 2 | 1 | 1 | 1 | 0
SCE Metro | Mira Loma | 230 | Battery | 0 | 0 | 42 | 300 | 342 | 42 | 0 | 42 | 0 | 300 | 300 | 1 | 1 | 1 | 1 | 5 |  | 1 | [11 empty] | 1 | 1 | 1 | 1 | 1 | 3+ | 1 | 1
SCE Metro | Mira Loma | 500 | Battery | 0 | 0 | 0 | 1050.5 | 1050.5 | 0 | 0 | 0 | 0 | 1050.5 | 1050.5 | 1 | 1 | 1 | 1 |  |  | 1 | [11 empty] | 1 | 1 | 1 | 1 | 1 | 4+ | 1 | 1
SCE Eastern | Mirage | 115 | Battery | 0 | 0 | 0 | 0 | 0 | 0 | 0 | 0 | 0 | 0 | 0 | 5 | 4 | 1 | 1 |  |  | 1 | [11 empty] | 2 | 1 | 3 | 1 | 3 | 1 | 1 | 0
SCE Eastern | Mirage | 230 | Battery | 0 | 0 | 0 | 0 | 0 | 0 | 0 | 0 | 0 | 0 | 0 | 5 | 4 | 1 | 1 |  |  | 1 | [11 empty] | 2 | 1 | 3 | 1 | 3 | 1+ | 5 | 1
SDGE | Mission | 138 | Battery | 0 | 0 | 0 | 0 | 0 | 0 | 0 | 0 | 0 | 0 | 0 | 1 | 1 | 1 | 1 |  |  | 1 | [11 empty] | 2 | 1 | 2 | 1 | 2 | 1 | 1 | 0
SDGE | Mission | 230 | Battery | 0 | 0 | 0 | 0 | 0 | 0 | 0 | 0 | 0 | 0 | 0 | 1 | 1 | 1 | 1 |  |  | 1 | [11 empty] | 2 | 1 | 2 | 1 | 2 | 1 | 1 | 0
SDGE | Mission | 69 | Battery | 0 | 0 | 0 | 0 | 0 | 0 | 0 | 0 | 0 | 0 | 0 | 1 | 1 | 1 | 1 |  |  | 1 | [11 empty] | 2 | 1 | 2 | 1 | 2 | 1 | 1 | 0
PG&E GBA | Mi-Wuk | 115 | Battery | 0 | 0 | 0 | 0 | 0 | 0 | 0 | 0 | 0 | 0 | 0 | 5 | 4 | 1 | 1 |  |  | 1 | [11 empty] | 2 | 1 | 4 | 1 | 3 | 1 | 1 | 0
EOP | Mohave | 500 | Battery | 0 | 0 | 0 | 0 | 0 | 0 | 0 | 0 | 0 | 0 | 0 | 5 | 2 | 4 | 2 | 5 |  | 1 | [11 empty] | 2 | 2 | 3 | 1 | 3 | 1+ | 4 | 1
PG&E NGBA | Monroe | 115 | Battery | 0 | 0 | 0 | 0 | 0 | 0 | 0 | 0 | 0 | 0 | 0 | 5 | 2 | 1 | 1 |  |  | 1 | [11 empty] | 2 | 1 | 3 | 2 | 2 | 1 | 1 | 0
SDGE | Monserate | 69 | Battery | 0 | 0 | 0 | 0 | 0 | 0 | 0 | 0 | 0 | 0 | 0 | 1 | 1 | 1 | 1 |  |  | 1 | [11 empty] | 2 | 1 | 3 | 1 | 3 | 1 | 1 | 0
PG&E GBA | Monta Vista | 115 | Battery | 0 | 0 | 0 | 0 | 0 | 0 | 0 | 0 | 0 | 0 | 0 | 5 | 4 | 1 | 1 |  |  | 1 | [11 empty] | 2 | 1 | 3 | 2 | 3 | 1 | 1 | 0
PG&E GBA | Monta Vista | 230 | Battery | 0 | 0 | 0 | 0 | 0 | 0 | 0 | 0 | 0 | 0 | 0 | 5 | 4 | 1 | 1 |  |  | 1 | [11 empty] | 2 | 1 | 3 | 2 | 3 | 1 | 1 | 0
PG&E GBA | Monta Vista | 60 | Battery | 0 | 0 | 0 | 0 | 0 | 0 | 0 | 0 | 0 | 0 | 0 | 5 | 4 | 1 | 1 |  |  | 1 | [11 empty] | 2 | 1 | 3 | 2 | 3 | 1 | 1 | 0
PG&E NGBA | Monticello | 115 | Battery | 0 | 0 | 0 | 0 | 0 | 0 | 0 | 0 | 0 | 0 | 0 | 5 | 2 | 1 | 1 |  |  | 1 | [11 empty] | 2 | 1 | 4 | 2 | 3 | 1 | 1 | 0
SCE Northern | Moorpark | 230 | Battery | 0 | 0 | 350 | 0 | 350 | 350 | 0 | 350 | 0 | 0 | 0 | 5 | 2 | 4 | 2 | 4 |  | 1 | [11 empty] | 2 | 1 | 4 | 1 | 3 | 4+ | 3 | 1
SCE Northern | Moorpark | 66 | Battery | 0 | 0 | 0 | 0 | 0 | 0 | 0 | 0 | 0 | 0 | 0 | 5 | 2 | 4 | 2 |  |  | 1 | [11 empty] | 2 | 1 | 4 | 1 | 3 | 1 | 1 | 0
PG&E GBA | Moraga | 115 | Battery | 0 | 0 | 0 | 0 | 0 | 0 | 0 | 0 | 0 | 0 | 0 | 5 | 2 | 1 | 1 |  |  | 1 | [11 empty] | 2 | 1 | 3 | 1 | 3 | 1 | 1 | 0
PG&E GBA | Moraga | 230 | Battery | 0 | 0 | 0 | 0 | 0 | 0 | 0 | 0 | 0 | 0 | 0 | 5 | 4 | 1 | 1 |  |  | 1 | [11 empty] | 2 | 1 | 3 | 1 | 3 | 1 | 1 | 0
PG&E GBA | Morgan Hill | 115 | Battery | 0 | 0 | 0 | 0 | 0 | 0 | 0 | 0 | 0 | 0 | 0 | 5 | 4 | 1 | 1 |  |  | 1 | [11 empty] | 2 | 1 | 3 | 2 | 2 | 4+ | 1 | 1
PG&E KERN | Morro Bay | 115 | Battery | 0 | 0 | 0 | 0 | 0 | 0 | 0 | 0 | 0 | 0 | 0 | 5 | 2 | 5 | 2 |  |  | 1 | [11 empty] | 2 | 2 | 2 | 2 | 3 | 1 | 1 | 0
PG&E KERN | Morro Bay | 230 | Battery | 0 | 0 | 0 | 0 | 0 | 0 | 0 | 0 | 0 | 0 | 0 | 5 | 2 | 5 | 2 |  |  | 1 | [11 empty] | 2 | 2 | 2 | 2 | 3 | 2+ | 1 | 1
PG&E KERN | Morro Bay | 500 | Battery | 0 | 0 | 0 | 0 | 0 | 0 | 0 | 0 | 0 | 0 | 0 | 5 | 2 | 4 | 2 |  |  | 1 | [11 empty] | 2 | 2 | 2 | 2 | 3 | 1 | 1 | 0
PG&E GBA | Moss Landing | 115 | Battery | 0 | 0 | 0 | 0 | 0 | 0 | 0 | 0 | 0 | 0 | 0 | 5 | 4 | 1 | 1 |  |  | 1 | [11 empty] | 2 | 2 | 1 | 2 | 2 | 1 | 1 | 0
PG&E GBA | Moss Landing | 230 | Battery | 0 | 0 | 0 | 0 | 0 | 0 | 0 | 0 | 0 | 0 | 0 | 5 | 4 | 1 | 1 |  |  | 1 | [11 empty] | 2 | 2 | 1 | 2 | 2 | 1 | 1 | 0
PG&E GBA | Moss Landing | 500 | Battery | 0 | 0 | 0 | 0 | 0 | 0 | 0 | 0 | 0 | 0 | 0 | 5 | 4 | 1 | 1 | 5 |  | 1 | [11 empty] | 2 | 2 | 1 | 2 | 2 | 4+ | 4 | 1
EOP | Mountain Pass | 115 | Battery | 0 | 0 | 0 | 0 | 0 | 0 | 0 | 0 | 0 | 0 | 0 | 5 | 2 | 4 | 2 |  |  | 1 | [11 empty] | 2 | 2 | 4 | 1 | 1 | 1 | 1 | 0
PG&E GBA | Mountain View | 115 | Battery | 0 | 0 | 0 | 0 | 0 | 0 | 0 | 0 | 0 | 0 | 0 | 1 | 1 | 1 | 1 |  |  | 1 | [11 empty] | 2 | 1 | 2 | 2 | 2 | 1 | 1 | 0
PG&E GBA | Mt Eden | 115 | Battery | 0 | 0 | 0 | 0 | 0 | 0 | 0 | 0 | 0 | 0 | 0 | 5 | 2 | 1 | 1 |  |  | 1 | [11 empty] | 2 | 1 | 2 | 1 | 2 | 4+ | 1 | 1
PG&E KERN | Mt Poso | 115 | Battery | 0 | 0 | 0 | 0 | 0 | 0 | 0 | 0 | 0 | 0 | 0 | 5 | 2 | 5 | 2 |  |  | 1 | [11 empty] | 1 | 1 | 2 | 1 | 1 | 1 | 1 | 0
SDGE | Murray | 69 | Battery | 0 | 0 | 0 | 0 | 0 | 0 | 0 | 0 | 0 | 0 | 0 | 1 | 1 | 1 | 1 |  |  | 1 | [11 empty] | 2 | 1 | 2 | 1 | 2 | 1 | 5 | 1
PG&E FRESNO | Mustang | 230 | Battery | 0 | 0 | 0 | 180 | 180 | 0 | 0 | 0 | 0 | 180 | 180 | 5 | 2 | 5 | 2 |  |  | 2 | [11 empty] | 1 | 1 | 1 | 2 | 1 | 4+ | 1 | 1
SCE Northern | Neenach | 66 | Battery | 0 | 0 | 0 | 0 | 0 | 0 | 0 | 0 | 0 | 0 | 0 | 1 | 1 | 1 | 1 |  |  | 1 | [11 empty] | 2 | 1 | 4 | 1 | 3 | 4+ | 1 | 1
PG&E KERN | New Sub - Gates - Midway (Proposed) | 230 | Battery | 0 | 0 | 238.5 | 200 | 438.5 | 238.5 | 0 | 238.5 | 0 | 200 | 200 | 5 | 2 | 5 | 2 | 3 |  | 3 | [11 empty] | 1 | 1 | 4 | 2 | 1 | 2- | 1 | 1
PG&E KERN | New Sub - Gates - Templeton (Proposed) | 230 | Battery | 0 | 0 | 0 | 0 | 0 | 0 | 0 | 0 | 0 | 0 | 0 | 5 | 2 | 5 | 2 |  |  | 2 | [11 empty] | 1 | 1 | 4 | 2 | 1 | 4+ | 5 | 1
SCE NOL | New Sub - Kramer - Lugo (Proposed) | 230 | Battery | 0 | 0 | 0 | 0 | 0 | 0 | 0 | 0 | 0 | 0 | 0 | 3 | 3 | 1 | 1 |  |  | 1 | [11 empty] | 2 | 1 | 2 | 1 | 1 | 4+ | 1 | 1
PG&E FRESNO | New Sub - Los Banos - Midway (Proposed) | 500 | Battery | 0 | 0 | 0 | 246 | 246 | 0 | 0 | 0 | 0 | 246 | 246 | 5 | 2 | 4 | 2 | 5 |  | 1 | [11 empty] | 1 | 1 | 4 | 2 | 1 | 4+ | 3 | 1
SCE NOL | New Sub - Lugo - Pisgah (Proposed) | 230 | Battery | 0 | 0 | 0 | 0 | 0 | 0 | 0 | 0 | 0 | 0 | 0 | 1 | 1 | 1 | 1 |  |  | 1 | [11 empty] | 2 | 1 | 3 | 1 | 3 | 1 | 1 | 0
PG&E KERN | New Sub - Midway - Wheeler Ridge (Proposed) | 230 | Battery | 0 | 0 | 0 | 50 | 50 | 0 | 0 | 0 | 0 | 50 | 50 | 5 | 2 | 5 | 2 |  |  | 2 | [11 empty] | 1 | 1 | 3 | 1 | 1 | 5- | 4 | 1
PG&E NGBA | New Sub - Near existing Leavitt (PSREC) | 345 | Battery | 0 | 0 | 0 | 0 | 0 | 0 | 0 | 0 | 0 | 0 | 0 | 5 | 2 | 1 | 1 |  |  | 1 | [11 empty] | 2 | 2 | 1 | 1 | 3 | 1 | 1 | 0
PG&E NGBA | New Sub - Near existing Madeline (NVE) | 345 | Battery | 0 | 0 | 0 | 0 | 0 | 0 | 0 | 0 | 0 | 0 | 0 | 5 | 2 | 1 | 1 |  |  | 1 | [11 empty] | 2 | 2 | 4 | 1 | 3 | 1 | 1 | 0
SDGE | New Sub - North Gila - IV (Proposed) | 500 | Battery | 0 | 0 | 0 | 0 | 0 | 0 | 0 | 0 | 0 | 0 | 0 | 1 | 1 | 1 | 1 |  |  | 1 | [11 empty] | 2 | 1 | 4 | 2 | 2 | 4+ | 5 | 1
PG&E NGBA | New Sub - Pit 1 - Cottonwood (Proposed) | 230 | Battery | 0 | 0 | 0 | 0 | 0 | 0 | 0 | 0 | 0 | 0 | 0 | 5 | 2 | 1 | 1 |  |  | 1 | [11 empty] | 2 | 2 | 4 | 2 | 3 | 1 | 1 | 0
PG&E GBA | New Sub - Rancho Seco - Bellota (Proposed) | 230 | Battery | 0 | 0 | 0 | 0 | 0 | 0 | 0 | 0 | 0 | 0 | 0 | 5 | 4 | 1 | 1 |  |  | 1 | [11 empty] | 1 | 1 | 4 | 2 | 3 | 1 | 4 | 1
SDGE | New Sub - Suncrest - Ocotillo (Proposed) | 500 | Battery | 0 | 0 | 0 | 0 | 0 | 0 | 0 | 0 | 0 | 0 | 0 | 1 | 1 | 1 | 1 |  |  | 1 | [11 empty] | 2 | 1 | 4 | 1 | 3 | 2+ | 1 | 1
PG&E FRESNO | New Sub - Westley - Quinto (Proposed) | 230 | Battery | 0 | 0 | 0 | 0 | 0 | 0 | 0 | 0 | 0 | 0 | 0 | 1 | 1 | 1 | 1 |  |  | 2 | [11 empty] | 1 | 1 | 4 | 2 | 1 | 4+ | 1 | 1
PG&E GBA | Newark | 115 | Battery | 0 | 0 | 0 | 0 | 0 | 0 | 0 | 0 | 0 | 0 | 0 | 5 | 4 | 1 | 1 |  |  | 1 | [11 empty] | 2 | 1 | 3 | 1 | 2 | 1 | 1 | 0
PG&E GBA | Newark | 230 | Battery | 0 | 0 | 0 | 0 | 0 | 0 | 0 | 0 | 0 | 0 | 0 | 5 | 4 | 1 | 1 | 4 |  | 1 | [11 empty] | 2 | 1 | 3 | 1 | 2 | 4+ | 1 | 1
PG&E GBA | Newark | 60 | Battery | 0 | 0 | 0 | 0 | 0 | 0 | 0 | 0 | 0 | 0 | 0 | 5 | 2 | 1 | 1 | 3 |  | 1 | [11 empty] | 2 | 1 | 3 | 1 | 2 | 1 | 1 | 0
PG&E FRESNO | Newhall | 115 | Battery | 0 | 0 | 0 | 0 | 0 | 0 | 0 | 0 | 0 | 0 | 0 | 5 | 2 | 5 | 2 |  |  | 1 | [11 empty] | 1 | 1 | 4 | 2 | 1 | 4+ | 1 | 1
PG&E KERN | Norco | 115 | Battery | 0 | 0 | 0 | 0 | 0 | 0 | 0 | 0 | 0 | 0 | 0 | 5 | 2 | 5 | 2 |  |  | 1 | [11 empty] | 1 | 1 | 3 | 1 | 1 | 1 | 1 | 0
PG&E GBA | Nortech | 115 | Battery | 0 | 0 | 0 | 0 | 0 | 0 | 0 | 0 | 0 | 0 | 0 | 5 | 4 | 1 | 1 |  |  | 1 | [11 empty] | 2 | 1 | 2 | 2 | 1 | 1 | 1 | 0
SDGE | North City Metering | 138 | Battery | 0 | 0 | 0 | 0 | 0 | 0 | 0 | 0 | 0 | 0 | 0 | 1 | 1 | 1 | 1 |  |  | 1 | [11 empty] | 2 | 1 | 2 | 1 | 3 | 1 | 1 | 0
PG&E GBA | North Dublin | 230 | Battery | 0 | 0 | 0 | 0 | 0 | 0 | 0 | 0 | 0 | 0 | 0 | 5 | 4 | 1 | 1 |  |  | 1 | [11 empty] | 2 | 1 | 2 | 1 | 3 | 1 | 1 | 0
SDGE | North Gila | 500 | Battery | 0 | 0 | 0 | 0 | 0 | 0 | 0 | 0 | 0 | 0 | 0 | 1 | 1 | 1 | 1 |  |  | 1 | [11 empty] | 2 | 2 | 4 | 2 | 3 | 1 | 1 | 0
SCE Metro | North of SONGS | 230 | Battery | 0 | 0 | 0 | 0 | 0 | 0 | 0 | 0 | 0 | 0 | 0 | 1 | 1 | 1 | 1 |  |  | 1 | [11 empty] | 2 | 1 | 3 | 1 | 3 | 1 | 1 | 0
SCE Metro | North of SONGS | 500 | Battery | 0 | 0 | 0 | 0 | 0 | 0 | 0 | 0 | 0 | 0 | 0 | 1 | 1 | 1 | 1 |  |  | 1 | [11 empty] | 2 | 1 | 3 | 1 | 3 | 1 | 1 | 0
PG&E NGBA | Notre Dame | 115 | Battery | 0 | 0 | 0 | 0 | 0 | 0 | 0 | 0 | 0 | 0 | 0 | 5 | 2 | 1 | 1 |  |  | 1 | [11 empty] | 2 | 1 | 4 | 2 | 2 | 1 | 1 | 0
PG&E GBA | Oakland C | 115 | Battery | 0 | 0 | 0 | 0 | 0 | 0 | 0 | 0 | 0 | 0 | 0 | 5 | 4 | 1 | 1 | 3 |  | 1 | [11 empty] | 2 | 1 | 1 | 1 | 2 | 2+ | 1 | 1
PG&E GBA | Oakland J | 115 | Battery | 0 | 0 | 0 | 0 | 0 | 0 | 0 | 0 | 0 | 0 | 0 | 5 | 2 | 1 | 1 |  |  | 1 | [11 empty] | 2 | 1 | 2 | 1 | 1 | 4+ | 1 | 1
PG&E GBA | Oakland L | 115 | Battery | 0 | 0 | 0 | 0 | 0 | 0 | 0 | 0 | 0 | 0 | 0 | 5 | 2 | 1 | 1 |  |  | 1 | [11 empty] | 2 | 1 | 2 | 1 | 1 | 1 | 1 | 0
PG&E GBA | Oakland X | 115 | Battery | 0 | 0 | 0 | 0 | 0 | 0 | 0 | 0 | 0 | 0 | 0 | 5 | 2 | 1 | 1 |  |  | 2 | [11 empty] | 2 | 1 | 2 | 1 | 2 | 1 | 1 | 0
SDGE | Ocean Ranch | 69 | Battery | 0 | 0 | 0 | 0 | 0 | 0 | 0 | 0 | 0 | 0 | 0 | 1 | 1 | 1 | 1 |  |  | 1 | [11 empty] | 2 | 1 | 4 | 1 | 3 | 2+ | 1 | 1
PG&E KERN | Oceano | 115 | Battery | 0 | 0 | 0 | 0 | 0 | 0 | 0 | 0 | 0 | 0 | 0 | 5 | 2 | 5 | 2 |  |  | 1 | [11 empty] | 2 | 2 | 4 | 2 | 3 | 1 | 1 | 0
SDGE | Ocotillo Express | 500 | Battery | 0 | 0 | 0 | 0 | 0 | 0 | 0 | 0 | 0 | 0 | 0 | 1 | 1 | 1 | 1 |  |  | 1 | [11 empty] | 2 | 1 | 4 | 2 | 3 | 1 | 1 | 0
PG&E KERN | Old River | 70 | Battery | 0 | 0 | 0 | 0 | 0 | 0 | 0 | 0 | 0 | 0 | 0 | 5 | 2 | 5 | 2 |  |  | 1 | [11 empty] | 1 | 1 | 4 | 1 | 2 | 1 | 1 | 0
SDGE | Old Town | 230 | Battery | 0 | 0 | 0 | 0 | 0 | 0 | 0 | 0 | 0 | 0 | 0 | 1 | 1 | 1 | 1 |  |  | 1 | [11 empty] | 2 | 1 | 3 | 1 | 2 | 1 | 1 | 0
SCE Metro | Olinda | 230 | Battery | 0 | 0 | 0 | 0 | 0 | 0 | 0 | 0 | 0 | 0 | 0 | 1 | 1 | 1 | 1 |  |  | 1 | [11 empty] | 1 | 1 | 2 | 1 | 2 | 1+ | 1 | 1
PG&E FRESNO | Olive | 115 | Battery | 0 | 0 | 20 | 0 | 20 | 20 | 0 | 20 | 0 | 0 | 0 | 5 | 2 | 5 | 2 | 3 |  | 1 | [11 empty] | 1 | 1 | 4 | 1 | 1 | 1 | 1 | 1
PG&E NGBA | Olivehurst | 115 | Battery | 0 | 0 | 0 | 0 | 0 | 0 | 0 | 0 | 0 | 0 | 0 | 5 | 4 | 1 | 1 |  |  | 1 | [11 empty] | 2 | 2 | 2 | 1 | 2 | 1 | 1 | 0
PG&E NGBA | Oregon Trail | 60 | Battery | 0 | 0 | 0 | 0 | 0 | 0 | 0 | 0 | 0 | 0 | 0 | 5 | 2 | 1 | 1 |  |  | 1 | [11 empty] | 2 | 2 | 3 | 2 | 3 | 1 | 1 | 0
SCE Northern | Ormond Beach | 230 | Battery | 0 | 0 | 0 | 0 | 0 | 0 | 0 | 0 | 0 | 0 | 0 | 5 | 2 | 4 | 2 |  |  | 1 | [11 empty] | 2 | 1 | 1 | 1 | 1 | 1 | 1 | 0
PG&E FRESNO | Oro Loma | 115 | Battery | 0 | 0 | 0 | 0 | 0 | 0 | 0 | 0 | 0 | 0 | 0 | 5 | 2 | 5 | 2 |  |  | 3 | [11 empty] | 1 | 1 | 4 | 2 | 1 | 1+ | 1 | 1
PG&E FRESNO | Oro Loma | 70 | Battery | 0 | 0 | 0 | 0 | 0 | 0 | 0 | 0 | 0 | 0 | 0 | 5 | 2 | 5 | 2 |  |  | 1 | [11 empty] | 1 | 1 | 4 | 2 | 1 | 1+ | 1 | 1
PG&E FRESNO | Orosi | 70 | Battery | 0 | 0 | 0 | 0 | 0 | 0 | 0 | 0 | 0 | 0 | 0 | 5 | 2 | 5 | 2 |  |  | 1 | [11 empty] | 1 | 1 | 4 | 1 | 1 | 1 | 1 | 0
SDGE | Otay | 69 | Battery | 0 | 0 | 49.7 | 0 | 49.7 | 49.7 | 0 | 49.7 | 0 | 0 | 0 | 1 | 1 | 1 | 1 |  |  | 3 | [11 empty] | 2 | 1 | 1 | 1 | 1 | 1 | 1 | 1
SDGE | Otay Mesa | 230 | Battery | 0 | 0 | 65 | 0 | 65 | 65 | 0 | 65 | 0 | 0 | 0 | 1 | 1 | 1 | 1 |  |  | 2 | [11 empty] | 2 | 1 | 1 | 1 | 3 | 4+ | 1 | 1
PG&E FRESNO | Padre Flats SW STA | 230 | Battery | 0 | 0 | 0 | 31 | 31 | 0 | 0 | 0 | 0 | 31 | 31 | 5 | 2 | 5 | 2 |  |  | 1 | [11 empty] | 1 | 1 | 4 | 2 | 1 | 5- | 1 | 1
EOP | Pahrump | 138 | Battery | 0 | 0 | 0 | 0 | 0 | 0 | 0 | 0 | 0 | 0 | 0 | 5 | 2 | 4 | 2 |  |  | 1 | [11 empty] | 2 | 2 | 4 | 1 | 3 | 1 | 1 | 0
EOP | Pahrump | 230 | Battery | 0 | 0 | 0 | 0 | 0 | 0 | 0 | 0 | 0 | 0 | 0 | 5 | 2 | 4 | 2 |  |  | 1 | [11 empty] | 2 | 2 | 4 | 1 | 3 | 1 | 1 | 0
SDGE | Pala | 69 | Battery | 0 | 0 | 0 | 0 | 0 | 0 | 0 | 0 | 0 | 0 | 0 | 1 | 1 | 1 | 1 |  |  | 1 | [11 empty] | 2 | 1 | 1 | 1 | 3 | 1 | 5 | 1
PG&E NGBA | Palermo | 115 | Battery | 0 | 0 | 0 | 0 | 0 | 0 | 0 | 0 | 0 | 0 | 0 | 5 | 4 | 1 | 1 | 4 |  | 1 | [11 empty] | 2 | 1 | 2 | 2 | 2 | 1 | 1 | 0
PG&E NGBA | Palermo | 230 | Battery | 0 | 0 | 0 | 0 | 0 | 0 | 0 | 0 | 0 | 0 | 0 | 5 | 4 | 1 | 1 |  |  | 1 | [11 empty] | 2 | 1 | 2 | 2 | 2 | 1 | 1 | 0
SCE Eastern | Palo Verde | 500 | Battery | 0 | 0 | 0 | 0 | 0 | 0 | 0 | 0 | 0 | 0 | 0 | 5 | 4 | 4 | 4 |  |  | 1 | [11 empty] | 2 | 1 | 4 | 2 | 3 | 1 | 1 | 0
SDGE | Palomar Energy | 230 | Battery | 0 | 0 | 0 | 0 | 0 | 0 | 0 | 0 | 0 | 0 | 0 | 1 | 1 | 1 | 1 |  |  | 1 | [11 empty] | 2 | 1 | 2 | 1 | 3 | 1 | 1 | 0
PG&E KERN | Panama | 70 | Battery | 0 | 0 | 0 | 0 | 0 | 0 | 0 | 0 | 0 | 0 | 0 | 5 | 2 | 5 | 2 |  |  | 1 | [11 empty] | 1 | 1 | 4 | 1 | 1 | 1 | 1 | 0
PG&E FRESNO | Panoche | 115 | Battery | 0 | 0 | 0 | 0 | 0 | 0 | 0 | 0 | 0 | 0 | 0 | 5 | 2 | 5 | 2 |  |  | 2 | [11 empty] | 1 | 1 | 1 | 2 | 1 | 4+ | 1 | 1
PG&E FRESNO | Panoche | 230 | Battery | 0 | 0 | 0 | 0 | 0 | 0 | 0 | 0 | 0 | 0 | 0 | 5 | 2 | 5 | 2 | 3 |  | 1 | [11 empty] | 1 | 1 | 1 | 2 | 1 | 1 | 5 | 1
SCE Northern | Pardee | 230 | Battery | 0 | 0 | 15 | 0 | 15 | 15 | 0 | 15 | 0 | 0 | 0 | 5 | 2 | 4 | 2 |  |  | 5 | [11 empty] | 1 | 1 | 3 | 1 | 3 | 4+ | 1 | 1
PG&E NGBA | Parkway | 230 | Battery | 0 | 0 | 0 | 0 | 0 | 0 | 0 | 0 | 0 | 0 | 0 | 5 | 2 | 1 | 1 |  |  | 1 | [11 empty] | 2 | 1 | 4 | 1 | 2 | 1 | 1 | 0
SCE Northern | Pastoria | 230 | Battery | 0 | 0 | 80 | 0 | 80 | 80 | 0 | 80 | 0 | 0 | 0 | 5 | 2 | 4 | 2 |  |  | 2 | [11 empty] | 1 | 1 | 2 | 1 | 3 | 1 | 1 | 1
SCE Metro | Pauda | 230 | Battery | 0 | 0 | 0 | 0 | 0 | 0 | 0 | 0 | 0 | 0 | 0 | 1 | 1 | 1 | 1 |  |  | 1 | [11 empty] | 1 | 1 | 2 | 1 | 2 | 1 | 4 | 1
PG&E GBA | Paul Sweet | 115 | Battery | 0 | 0 | 0 | 0 | 0 | 0 | 0 | 0 | 0 | 0 | 0 | 1 | 1 | 1 | 1 |  |  | 1 | [11 empty] | 2 | 2 | 2 | 2 | 3 | 4+ | 1 | 1
PG&E NGBA | Peabody | 230 | Battery | 0 | 0 | 0 | 0 | 0 | 0 | 0 | 0 | 0 | 0 | 0 | 5 | 2 | 1 | 1 |  |  | 1 | [11 empty] | 2 | 1 | 2 | 1 | 2 | 4+ | 1 | 1
PG&E NGBA | Pease | 115 | Battery | 0 | 0 | 0 | 0 | 0 | 0 | 0 | 0 | 0 | 0 | 0 | 5 | 4 | 1 | 1 |  |  | 1 | [11 empty] | 2 | 2 | 2 | 1 | 2 | 1 | 1 | 0
PG&E NGBA | Pease | 60 | Battery | 0 | 0 | 0 | 0 | 0 | 0 | 0 | 0 | 0 | 0 | 0 | 5 | 4 | 1 | 1 |  |  | 1 | [11 empty] | 2 | 2 | 2 | 1 | 2 | 2+ | 1 | 1
SDGE | Penasquitos | 138 | Battery | 0 | 0 | 0 | 0 | 0 | 0 | 0 | 0 | 0 | 0 | 0 | 1 | 1 | 1 | 1 |  |  | 1 | [11 empty] | 2 | 1 | 2 | 1 | 3 | 1 | 1 | 0
SDGE | Penasquitos | 230 | Battery | 0 | 0 | 0 | 0 | 0 | 0 | 0 | 0 | 0 | 0 | 0 | 1 | 1 | 1 | 1 |  |  | 1 | [11 empty] | 2 | 1 | 2 | 1 | 3 | 1 | 1 | 0
SDGE | Penasquitos | 69 | Battery | 0 | 0 | 0 | 0 | 0 | 0 | 0 | 0 | 0 | 0 | 0 | 1 | 1 | 1 | 1 |  |  | 1 | [11 empty] | 2 | 1 | 2 | 1 | 3 | 1 | 1 | 0
SDGE | Pendleton | 69 | Battery | 0 | 0 | 0 | 50 | 50 | 0 | 50 | 50 | 0 | 0 | 0 | 1 | 1 | 1 | 1 |  |  | 4 | [11 empty] | 2 | 1 | 4 | 1 | 3 | 1 | 1 | 1
PG&E NGBA | Penngrove | 115 | Battery | 0 | 0 | 0 | 0 | 0 | 0 | 0 | 0 | 0 | 0 | 0 | 5 | 2 | 1 | 1 |  |  | 1 | [11 empty] | 2 | 1 | 3 | 2 | 2 | 4+ | 1 | 1
PG&E GBA | Peoria | 115 | Battery | 0 | 0 | 0 | 0 | 0 | 0 | 0 | 0 | 0 | 0 | 0 | 5 | 4 | 1 | 1 |  |  | 1 | [11 empty] | 2 | 1 | 4 | 1 | 3 | 1 | 1 | 0
PG&E GBA | Piercy | 115 | Battery | 0 | 0 | 0 | 0 | 0 | 0 | 0 | 0 | 0 | 0 | 0 | 5 | 4 | 1 | 1 |  |  | 1 | [11 empty] | 2 | 1 | 2 | 2 | 2 | 1+ | 1 | 1
PG&E FRESNO | Pine Flat | 230 | Battery | 0 | 0 | 0 | 0 | 0 | 0 | 0 | 0 | 0 | 0 | 0 | 5 | 2 | 5 | 2 |  |  | 1 | [11 empty] | 1 | 1 | 4 | 2 | 3 | 1 | 1 | 0
SCE NOL | Pisgah | 230 | Battery | 0 | 0 | 20 | 0 | 20 | 0 | 0 | 0 | 20 | 0 | 20 | 1 | 1 | 1 | 1 | 4 |  | 5 | [11 empty] | 2 | 1 | 4 | 1 | 1 | 4+ | 5 | 1
PG&E NGBA | Pit 1 | 230 | Battery | 0 | 0 | 0 | 0 | 0 | 0 | 0 | 0 | 0 | 0 | 0 | 5 | 2 | 1 | 1 |  |  | 1 | [11 empty] | 2 | 2 | 4 | 2 | 3 | 1 | 1 | 0
PG&E NGBA | Pit 1 | 60 | Battery | 0 | 0 | 0 | 0 | 0 | 0 | 0 | 0 | 0 | 0 | 0 | 5 | 2 | 1 | 1 |  |  | 1 | [11 empty] | 2 | 2 | 4 | 2 | 3 | 1 | 1 | 0
PG&E NGBA | Pit 3 | 230 | Battery | 0 | 0 | 0 | 0 | 0 | 0 | 0 | 0 | 0 | 0 | 0 | 5 | 2 | 1 | 1 |  |  | 1 | [11 empty] | 2 | 2 | 4 | 2 | 3 | 1 | 1 | 0
PG&E NGBA | Pit 4 | 230 | Battery | 0 | 0 | 0 | 0 | 0 | 0 | 0 | 0 | 0 | 0 | 0 | 5 | 2 | 1 | 1 |  |  | 1 | [11 empty] | 2 | 2 | 4 | 2 | 3 | 1 | 1 | 0
PG&E GBA | Pittsburg | 115 | Battery | 0 | 0 | 0 | 0 | 0 | 0 | 0 | 0 | 0 | 0 | 0 | 5 | 4 | 1 | 1 | 4 |  | 1 | [11 empty] | 2 | 1 | 2 | 1 | 1 | 4+ | 5 | 1
PG&E GBA | Pittsburg | 230 | Battery | 0 | 0 | 0 | 0 | 0 | 0 | 0 | 0 | 0 | 0 | 0 | 5 | 4 | 1 | 1 | 4 |  | 1 | [11 empty] | 2 | 1 | 2 | 1 | 1 | 4+ | 5 | 1
PG&E NGBA | Pleasant Grove | 115 | Battery | 0 | 0 | 0 | 0 | 0 | 0 | 0 | 0 | 0 | 0 | 0 | 5 | 4 | 1 | 1 |  |  | 1 | [11 empty] | 2 | 1 | 2 | 2 | 3 | 1 | 1 | 0
PG&E NGBA | POE | 230 | Battery | 0 | 0 | 0 | 0 | 0 | 0 | 0 | 0 | 0 | 0 | 0 | 5 | 5 | 3 | 3 |  |  | 1 | [11 empty] | 2 | 1 | 4 | 2 | 3 | 1 | 1 | 0
SDGE | Point Loma | 69 | Battery | 0 | 0 | 0 | 0 | 0 | 0 | 0 | 0 | 0 | 0 | 0 | 1 | 1 | 1 | 1 |  |  | 1 | [11 empty] | 2 | 1 | 3 | 1 | 2 | 1 | 1 | 0
SDGE | Pomerado | 69 | Battery | 0 | 0 | 100 | 0 | 100 | 100 | 0 | 100 | 0 | 0 | 0 | 1 | 1 | 1 | 1 |  |  | 5 | [11 empty] | 2 | 1 | 3 | 1 | 3 | 1 | 1 | 1
PG&E KERN | Poso Mountain | 115 | Battery | 0 | 0 | 0 | 0 | 0 | 0 | 0 | 0 | 0 | 0 | 0 | 5 | 2 | 5 | 2 |  |  | 4 | [11 empty] | 1 | 1 | 3 | 1 | 2 | 1 | 1 | 0
EOP | Primm | 230 | Battery | 0 | 0 | 200 | 0 | 200 | 200 | 0 | 200 | 0 | 0 | 0 | 5 | 2 | 4 | 2 |  |  | 1 | [11 empty] | 2 | 2 | 4 | 1 | 2 | 1 | 1 | 1
PG&E NGBA | Putah Creek | 115 | Battery | 0 | 0 | 0 | 0 | 0 | 0 | 0 | 0 | 0 | 0 | 0 | 5 | 2 | 1 | 1 |  |  | 1 | [11 empty] | 2 | 1 | 3 | 2 | 3 | 1 | 4 | 1
SDGE | Q1806 | 138 | Battery | 0 | 0 | 0 | 0 | 0 | 0 | 0 | 0 | 0 | 0 | 0 | 1 | 1 | 1 | 1 |  |  | 1 | [11 empty] | 1 | 1 | 2 | 1 | 3 | 1 | 1 | 0
PG&E FRESNO | Quinto | 230 | Battery | 0 | 0 | 0 | 0 | 0 | 0 | 0 | 0 | 0 | 0 | 0 | 5 | 2 | 5 | 2 |  |  | 1 | [11 empty] | 1 | 1 | 4 | 2 | 1 | 1 | 5 | 1
PG&E GBA | Race Track | 115 | Battery | 0 | 0 | 0 | 0 | 0 | 0 | 0 | 0 | 0 | 0 | 0 | 5 | 4 | 1 | 1 |  |  | 1 | [11 empty] | 2 | 1 | 4 | 1 | 3 | 1 | 1 | 0
SDGE | Rancho Mission Viejo | 138 | Battery | 0 | 0 | 0 | 0 | 0 | 0 | 0 | 0 | 0 | 0 | 0 | 1 | 1 | 1 | 1 |  |  | 1 | [11 empty] | 1 | 1 | 2 | 1 | 3 | 1 | 1 | 0
PG&E GBA | Rancho Seco | 230 | Battery | 0 | 0 | 0 | 0 | 0 | 0 | 0 | 0 | 0 | 0 | 0 | 5 | 4 | 1 | 1 |  |  | 2 | [11 empty] | 2 | 1 | 1 | 2 | 3 | 1+ | 1 | 1
SCE Metro | Rancho Vista | 230 | Battery | 0 | 0 | 0 | 0 | 0 | 0 | 0 | 0 | 0 | 0 | 0 | 1 | 1 | 1 | 1 |  |  | 1 | [11 empty] | 1 | 1 | 1 | 1 | 1 | 1+ | 1 | 1
SCE Metro | Rancho Vista | 500 | Battery | 0 | 0 | 0 | 0 | 0 | 0 | 0 | 0 | 0 | 0 | 0 | 1 | 1 | 1 | 1 |  |  | 1 | [11 empty] | 1 | 1 | 1 | 1 | 1 | 1 | 1 | 0
SCE NOL | Ransburg | 115 | Battery | 0 | 0 | 0 | 0 | 0 | 0 | 0 | 0 | 0 | 0 | 0 | 3 | 3 | 1 | 1 |  |  | 1 | [11 empty] | 2 | 1 | 4 | 1 | 1 | 1 | 1 | 0
PG&E GBA | Ravenswood | 115 | Battery | 0 | 0 | 0 | 0 | 0 | 0 | 0 | 0 | 0 | 0 | 0 | 5 | 2 | 1 | 1 |  |  | 1 | [11 empty] | 2 | 1 | 2 | 1 | 2 | 1 | 1 | 0
PG&E GBA | Ravenswood | 230 | Battery | 0 | 0 | 0 | 0 | 0 | 0 | 0 | 0 | 0 | 0 | 0 | 5 | 2 | 1 | 1 |  |  | 1 | [11 empty] | 2 | 1 | 2 | 1 | 2 | 1 | 1 | 0
SCE Northern | Rector | 230 | Battery | 0 | 0 | 0 | 0 | 0 | 0 | 0 | 0 | 0 | 0 | 0 | 1 | 1 | 1 | 1 |  |  | 2 | [11 empty] | 1 | 1 | 2 | 1 | 2 | 4+ | 4 | 1
SCE Eastern | Red Bluff | 230 | Battery | 0 | 0 | 0 | 0 | 0 | 0 | 0 | 0 | 0 | 0 | 0 | 4 | 4 | 4 | 4 | 1 |  | 1 | [11 empty] | 2 | 2 | 4 | 1 | 3 | 4+ | 5 | 1
SCE Eastern | Red Bluff | 500 | Battery | 0 | 0 | 100 | 0 | 100 | 100 | 0 | 100 | 0 | 0 | 0 | 4 | 4 | 4 | 4 | 5 |  | 2 | [11 empty] | 2 | 2 | 4 | 1 | 3 | 4+ | 5 | 1
PG&E NGBA | Redbud | 115 | Battery | 0 | 0 | 0 | 0 | 0 | 0 | 0 | 0 | 0 | 0 | 0 | 5 | 2 | 1 | 1 |  |  | 1 | [11 empty] | 2 | 2 | 4 | 2 | 3 | 1+ | 1 | 1
SCE Metro | Redondo | 230 | Battery | 0 | 0 | 0 | 0 | 0 | 0 | 0 | 0 | 0 | 0 | 0 | 1 | 1 | 1 | 1 |  |  | 1 | [11 empty] | 1 | 1 | 2 | 1 | 2 | 1 | 1 | 0
PG&E FRESNO | Reedley | 115 | Battery | 0 | 0 | 0 | 0 | 0 | 0 | 0 | 0 | 0 | 0 | 0 | 5 | 2 | 5 | 2 |  |  | 1 | [11 empty] | 1 | 1 | 4 | 2 | 1 | 1+ | 1 | 1
PG&E KERN | Renfro | 115 | Battery | 0 | 0 | 0 | 0 | 0 | 0 | 0 | 0 | 0 | 0 | 0 | 5 | 2 | 5 | 2 |  |  | 1 | [11 empty] | 1 | 1 | 2 | 1 | 2 | 1 | 1 | 0
PG&E GBA | Richmond R | 115 | Battery | 0 | 0 | 0 | 0 | 0 | 0 | 0 | 0 | 0 | 0 | 0 | 5 | 4 | 1 | 1 |  |  | 1 | [11 empty] | 2 | 1 | 2 | 1 | 2 | 1 | 1 | 0
PG&E NGBA | Rincon | 115 | Battery | 0 | 0 | 0 | 0 | 0 | 0 | 0 | 0 | 0 | 0 | 0 | 5 | 2 | 1 | 1 |  |  | 1 | [11 empty] | 2 | 1 | 3 | 2 | 2 | 1 | 1 | 0
PG&E KERN | Rio Bravo | 115 | Battery | 0 | 0 | 0 | 0 | 0 | 0 | 0 | 0 | 0 | 0 | 0 | 5 | 2 | 5 | 2 | 4 |  | 1 | [11 empty] | 1 | 1 | 2 | 1 | 1 | 1 | 1 | 0
SCE Metro | Rio Hondo | 230 | Battery | 0 | 0 | 265 | 786 | 1051 | 265 | 10 | 275 | 0 | 776 | 776 | 1 | 1 | 1 | 1 | 1 |  | 2 | [11 empty] | 1 | 1 | 4 | 1 | 1 | 1 | 1 | 1
PG&E NGBA | Rio Oso | 115 | Battery | 0 | 0 | 0 | 0 | 0 | 0 | 0 | 0 | 0 | 0 | 0 | 5 | 5 | 3 | 3 |  |  | 1 | [11 empty] | 2 | 1 | 4 | 1 | 3 | 1 | 1 | 0
PG&E NGBA | Rio Oso | 230 | Battery | 0 | 0 | 0 | 0 | 0 | 0 | 0 | 0 | 0 | 0 | 0 | 5 | 5 | 3 | 3 |  |  | 1 | [11 empty] | 2 | 1 | 4 | 1 | 3 | 1 | 1 | 0
PG&E GBA | Ripon | 115 | Battery | 0 | 0 | 99 | 0 | 99 | 99 | 0 | 99 | 0 | 0 | 0 | 5 | 4 | 1 | 1 | 3 |  | 2 | [11 empty] | 1 | 1 | 2 | 2 | 2 | 4+ | 1 | 1
PG&E GBA | Riverbank | 115 | Battery | 0 | 0 | 0 | 0 | 0 | 0 | 0 | 0 | 0 | 0 | 0 | 5 | 4 | 1 | 1 |  |  | 1 | [11 empty] | 1 | 1 | 3 | 2 | 2 | 1 | 1 | 0
SCE NOL | Roadway | 115 | Battery | 0 | 0 | 0 | 0 | 0 | 0 | 0 | 0 | 0 | 0 | 0 | 1 | 1 | 1 | 1 | 3 |  | 1 | [11 empty] | 2 | 1 | 2 | 1 | 1 | 4+ | 5 | 1
PG&E NGBA | Rock Creek 1 | 230 | Battery | 0 | 0 | 0 | 0 | 0 | 0 | 0 | 0 | 0 | 0 | 0 | 5 | 4 | 1 | 1 |  |  | 1 | [11 empty] | 2 | 2 | 4 | 1 | 3 | 1 | 1 | 0
SCE Northern | Rosamond | 66 | Battery | 0 | 0 | 0 | 0 | 0 | 0 | 0 | 0 | 0 | 0 | 0 | 1 | 1 | 1 | 1 |  |  | 1 | [11 empty] | 2 | 1 | 4 | 1 | 3 | 1 | 1 | 0
PG&E GBA | Rossmoor | 230 | Battery | 0 | 0 | 0 | 0 | 0 | 0 | 0 | 0 | 0 | 0 | 0 | 5 | 2 | 1 | 1 |  |  | 1 | [11 empty] | 2 | 1 | 4 | 1 | 3 | 1 | 1 | 0
PG&E NGBA | Round Mountain | 230 | Battery | 0 | 0 | 0 | 0 | 0 | 0 | 0 | 0 | 0 | 0 | 0 | 5 | 2 | 1 | 1 |  |  | 1 | [11 empty] | 2 | 2 | 4 | 2 | 3 | 1 | 1 | 0
PG&E NGBA | Round Mountain | 500 | Battery | 0 | 0 | 0 | 0 | 0 | 0 | 0 | 0 | 0 | 0 | 0 | 5 | 2 | 1 | 1 |  |  | 1 | [11 empty] | 2 | 2 | 4 | 2 | 3 | 1 | 1 | 0
PG&E GBA | Salado | 115 | Battery | 0 | 0 | 0 | 0 | 0 | 0 | 0 | 0 | 0 | 0 | 0 | 5 | 4 | 1 | 1 |  |  | 1 | [11 empty] | 1 | 1 | 4 | 2 | 1 | 1+ | 1 | 1
PG&E GBA | Salado | 60 | Battery | 0 | 0 | 0 | 0 | 0 | 0 | 0 | 0 | 0 | 0 | 0 | 5 | 4 | 1 | 1 |  |  | 1 | [11 empty] | 1 | 1 | 4 | 2 | 1 | 4+ | 1 | 1
PG&E GBA | Salinas | 115 | Battery | 0 | 0 | 0 | 0 | 0 | 0 | 0 | 0 | 0 | 0 | 0 | 1 | 1 | 1 | 1 |  |  | 1 | [11 empty] | 2 | 2 | 3 | 2 | 2 | 1 | 1 | 0
SDGE | Salt Creek | 69 | Battery | 0 | 0 | 0 | 0 | 0 | 0 | 0 | 0 | 0 | 0 | 0 | 1 | 1 | 1 | 1 |  |  | 1 | [11 empty] | 2 | 1 | 3 | 1 | 2 | 2+ | 1 | 1
SCE Eastern | San Bernardino | 230 | Battery | 0 | 0 | 0 | 0 | 0 | 0 | 0 | 0 | 0 | 0 | 0 | 4 | 4 | 1 | 1 |  |  | 1 | [11 empty] | 1 | 1 | 2 | 1 | 2 | 2+ | 1 | 1
PG&E GBA | SAN FRAN A (POTRERO PP) | 115 | Battery | 0 | 0 | 0 | 0 | 0 | 0 | 0 | 0 | 0 | 0 | 0 | 5 | 2 | 1 | 1 |  |  | 1 | [11 empty] | 2 | 1 | 2 | 1 | 2 | 1 | 1 | 0
PG&E GBA | SAN FRAN A (POTRERO PP) | 230 | Battery | 0 | 0 | 0 | 0 | 0 | 0 | 0 | 0 | 0 | 0 | 0 | 5 | 2 | 1 | 1 |  |  | 2 | [11 empty] | 2 | 1 | 2 | 1 | 2 | 1 | 1 | 0
PG&E GBA | San Jose A | 115 | Battery | 0 | 0 | 0 | 0 | 0 | 0 | 0 | 0 | 0 | 0 | 0 | 5 | 4 | 1 | 1 |  |  | 1 | [11 empty] | 2 | 1 | 2 | 2 | 2 | 1 | 1 | 0
PG&E GBA | San Jose B | 115 | Battery | 0 | 0 | 0 | 0 | 0 | 0 | 0 | 0 | 0 | 0 | 0 | 5 | 4 | 1 | 1 |  |  | 1 | [11 empty] | 2 | 1 | 3 | 2 | 2 | 1 | 1 | 0
PG&E GBA | San Leandro U | 115 | Battery | 0 | 0 | 0 | 0 | 0 | 0 | 0 | 0 | 0 | 0 | 0 | 5 | 2 | 1 | 1 |  |  | 1 | [11 empty] | 2 | 1 | 3 | 1 | 2 | 1 | 1 | 0
PG&E KERN | San Luis Obispo | 115 | Battery | 0 | 0 | 0 | 0 | 0 | 0 | 0 | 0 | 0 | 0 | 0 | 5 | 2 | 5 | 2 |  |  | 1 | [11 empty] | 2 | 2 | 4 | 2 | 3 | 1 | 1 | 0
PG&E KERN | San Luis Obispo | 70 | Battery | 0 | 0 | 0 | 0 | 0 | 0 | 0 | 0 | 0 | 0 | 0 | 5 | 2 | 5 | 2 |  |  | 1 | [11 empty] | 2 | 2 | 4 | 2 | 3 | 1 | 1 | 0
SDGE | San Luis Rey | 230 | Battery | 0 | 0 | 0 | 0 | 0 | 0 | 0 | 0 | 0 | 0 | 0 | 1 | 1 | 1 | 1 |  |  | 1 | [11 empty] | 2 | 1 | 4 | 1 | 3 | 2+ | 1 | 1
SDGE | San Luis Rey | 69 | Battery | 0 | 0 | 0 | 0 | 0 | 0 | 0 | 0 | 0 | 0 | 0 | 1 | 1 | 1 | 1 |  |  | 1 | [11 empty] | 2 | 1 | 4 | 1 | 3 | 1 | 1 | 0
SDGE | San Marcos | 69 | Battery | 0 | 0 | 0 | 0 | 0 | 0 | 0 | 0 | 0 | 0 | 0 | 1 | 1 | 1 | 1 |  |  | 1 | [11 empty] | 2 | 1 | 2 | 1 | 3 | 1 | 1 | 0
SCE Metro | San Onofre | 230 | Battery | 0 | 0 | 0 | 0 | 0 | 0 | 0 | 0 | 0 | 0 | 0 | 1 | 1 | 1 | 1 |  |  | 1 | [11 empty] | 2 | 1 | 4 | 1 | 3 | 1 | 1 | 0
PG&E GBA | San Pablo | 115 | Battery | 0 | 0 | 0 | 0 | 0 | 0 | 0 | 0 | 0 | 0 | 0 | 5 | 4 | 1 | 1 |  |  | 1 | [11 empty] | 2 | 1 | 2 | 1 | 1 | 1 | 1 | 0
PG&E GBA | San Ramon | 230 | Battery | 0 | 0 | 0 | 0 | 0 | 0 | 0 | 0 | 0 | 0 | 0 | 5 | 2 | 1 | 1 |  |  | 1 | [11 empty] | 2 | 1 | 2 | 1 | 3 | 4+ | 1 | 1
SDGE | San Ysidro | 69 | Battery | 0 | 0 | 0 | 0 | 0 | 0 | 0 | 0 | 0 | 0 | 0 | 1 | 1 | 1 | 1 |  |  | 1 | [11 empty] | 2 | 1 | 2 | 1 | 2 | 1 | 1 | 0
SCE NOL | Sandlot | 230 | Battery | 0 | 0 | 0 | 0 | 0 | 0 | 0 | 0 | 0 | 0 | 0 | 3 | 3 | 1 | 1 |  |  | 1 | [11 empty] | 2 | 1 | 4 | 1 | 2 | 1 | 1 | 0
EOP | Sandy | 138 | Battery | 0 | 0 | 0 | 0 | 0 | 0 | 0 | 0 | 0 | 0 | 0 | 5 | 2 | 4 | 2 |  |  | 1 | [11 empty] | 2 | 2 | 4 | 1 | 3 | 1 | 1 | 0
PG&E FRESNO | Sanger | 115 | Battery | 0 | 0 | 0 | 0 | 0 | 0 | 0 | 0 | 0 | 0 | 0 | 5 | 2 | 5 | 2 | 3 |  | 1 | [11 empty] | 1 | 1 | 2 | 2 | 2 | 4+ | 5 | 1
SCE Northern | Santa Clara | 230 | Battery | 0 | 0 | 0 | 0 | 0 | 0 | 0 | 0 | 0 | 0 | 0 | 5 | 2 | 4 | 2 |  |  | 1 | [11 empty] | 2 | 1 | 3 | 1 | 2 | 1+ | 1 | 1
PG&E NGBA | Santa Rosa A | 115 | Battery | 0 | 0 | 0 | 0 | 0 | 0 | 0 | 0 | 0 | 0 | 0 | 5 | 2 | 1 | 1 |  |  | 1 | [11 empty] | 2 | 1 | 3 | 2 | 2 | 1 | 1 | 0
PG&E GBA | Santa Teresa | 115 | Battery | 0 | 0 | 0 | 0 | 0 | 0 | 0 | 0 | 0 | 0 | 0 | 5 | 4 | 1 | 1 | 3 |  | 1 | [11 empty] | 2 | 1 | 2 | 2 | 2 | 4+ | 1 | 1
SDGE | Santee | 138 | Battery | 0 | 0 | 10 | 0 | 10 | 10 | 0 | 10 | 0 | 0 | 0 | 1 | 1 | 1 | 1 |  |  | 1 | [11 empty] | 2 | 1 | 2 | 1 | 2 | 1 | 1 | 1
SCE Metro | Santiago | 230 | Battery | 0 | 0 | 0 | 0 | 0 | 0 | 0 | 0 | 0 | 0 | 0 | 1 | 1 | 1 | 1 |  |  | 1 | [11 empty] | 1 | 1 | 2 | 1 | 2 | 1 | 1 | 0
PG&E GBA | Saratoga | 230 | Battery | 0 | 0 | 0 | 0 | 0 | 0 | 0 | 0 | 0 | 0 | 0 | 5 | 4 | 1 | 1 |  |  | 1 | [11 empty] | 2 | 1 | 4 | 2 | 3 | 1 | 1 | 0
SCE Northern | Saugus | 230 | Battery | 0 | 0 | 0 | 0 | 0 | 0 | 0 | 0 | 0 | 0 | 0 | 5 | 2 | 4 | 2 |  |  | 1 | [11 empty] | 1 | 1 | 3 | 1 | 3 | 1 | 1 | 0
PG&E FRESNO | Schindler | 115 | Battery | 0 | 0 | 0 | 0 | 0 | 0 | 0 | 0 | 0 | 0 | 0 | 5 | 2 | 5 | 2 | 3 |  | 4 | [11 empty] | 1 | 1 | 4 | 2 | 1 | 4+ | 4 | 1
PG&E FRESNO | Schindler | 70 | Battery | 0 | 0 | 0 | 0 | 0 | 0 | 0 | 0 | 0 | 0 | 0 | 5 | 2 | 5 | 2 |  |  | 1 | [11 empty] | 1 | 1 | 4 | 2 | 1 | 1 | 1 | 0
PG&E GBA | Schulte | 115 | Battery | 0 | 0 | 13.3 | 0 | 13.3 | 13.3 | 0 | 13.3 | 0 | 0 | 0 | 5 | 4 | 1 | 1 | 3 |  | 1 | [11 empty] | 1 | 1 | 1 | 2 | 2 | 4+ | 1 | 1
SDGE | Scripps | 69 | Battery | 0 | 0 | 0 | 0 | 0 | 0 | 0 | 0 | 0 | 0 | 0 | 1 | 1 | 1 | 1 |  |  | 1 | [11 empty] | 2 | 1 | 2 | 1 | 3 | 2+ | 1 | 1
PG&E KERN | Semitropic | 115 | Battery | 0 | 0 | 0 | 0 | 0 | 0 | 0 | 0 | 0 | 0 | 0 | 5 | 2 | 5 | 2 |  |  | 1 | [11 empty] | 1 | 1 | 3 | 1 | 1 | 1 | 1 | 0
SCE Metro | Serrano | 230 | Battery | 0 | 0 | 0 | 0 | 0 | 0 | 0 | 0 | 0 | 0 | 0 | 1 | 1 | 1 | 1 |  |  | 1 | [11 empty] | 1 | 1 | 2 | 1 | 2 | 1 | 1 | 0
SCE Metro | Serrano | 500 | Battery | 0 | 0 | 0 | 0 | 0 | 0 | 0 | 0 | 0 | 0 | 0 | 1 | 1 | 1 | 1 |  |  | 1 | [11 empty] | 1 | 1 | 2 | 1 | 2 | 1 | 1 | 0
SDGE | Shadowridge | 138 | Battery | 0 | 0 | 0 | 0 | 0 | 0 | 0 | 0 | 0 | 0 | 0 | 1 | 1 | 1 | 1 |  |  | 1 | [11 empty] | 2 | 1 | 3 | 1 | 3 | 1 | 1 | 0
PG&E KERN | Shafter | 115 | Battery | 0 | 0 | 0 | 0 | 0 | 0 | 0 | 0 | 0 | 0 | 0 | 5 | 2 | 5 | 2 |  |  | 3 | [11 empty] | 1 | 1 | 3 | 1 | 1 | 2+ | 1 | 1
PG&E NGBA | Silverado | 115 | Battery | 0 | 0 | 0 | 0 | 0 | 0 | 0 | 0 | 0 | 0 | 0 | 5 | 2 | 1 | 1 |  |  | 1 | [11 empty] | 2 | 1 | 4 | 2 | 3 | 1 | 1 | 0
SDGE | Silvergate | 230 | Battery | 0 | 0 | 0 | 0 | 0 | 0 | 0 | 0 | 0 | 0 | 0 | 1 | 1 | 1 | 1 |  |  | 2 | [11 empty] | 2 | 1 | 1 | 1 | 1 | 2+ | 1 | 1
SDGE | Silvergate | 69 | Battery | 0 | 0 | 0 | 0 | 0 | 0 | 0 | 0 | 0 | 0 | 0 | 1 | 1 | 1 | 1 |  |  | 1 | [11 empty] | 2 | 1 | 1 | 1 | 1 | 1 | 1 | 0
PG&E KERN | Sisquoc | 115 | Battery | 0 | 0 | 0 | 0 | 0 | 0 | 0 | 0 | 0 | 0 | 0 | 5 | 2 | 5 | 2 |  |  | 3 | [11 empty] | 2 | 2 | 4 | 1 | 3 | 1 | 1 | 0
EOP | Sloan Canyon | 230 | Battery | 0 | 0 | 0 | 0 | 0 | 0 | 0 | 0 | 0 | 0 | 0 | 5 | 2 | 4 | 2 |  |  | 1 | [11 empty] | 2 | 2 | 3 | 1 | 3 | 4+ | 1 | 1
EOP | Sloan Canyon | 500 | Battery | 0 | 0 | 0 | 0 | 0 | 0 | 0 | 0 | 0 | 0 | 0 | 5 | 2 | 4 | 2 |  |  | 1 | [11 empty] | 2 | 2 | 3 | 1 | 3 | 1 | 1 | 0
PG&E KERN | Smyrna | 115 | Battery | 0 | 0 | 0 | 0 | 0 | 0 | 0 | 0 | 0 | 0 | 0 | 5 | 2 | 5 | 2 |  |  | 1 | [11 empty] | 1 | 1 | 4 | 1 | 1 | 4+ | 1 | 1
PG&E GBA | Sobrante | 115 | Battery | 0 | 0 | 0 | 0 | 0 | 0 | 0 | 0 | 0 | 0 | 0 | 5 | 4 | 1 | 1 |  |  | 1 | [11 empty] | 2 | 1 | 2 | 1 | 3 | 1 | 1 | 0
PG&E GBA | Sobrante | 230 | Battery | 0 | 0 | 0 | 0 | 0 | 0 | 0 | 0 | 0 | 0 | 0 | 5 | 4 | 1 | 1 |  |  | 1 | [11 empty] | 2 | 1 | 2 | 1 | 3 | 1 | 1 | 0
PG&E KERN | Solar | 230 | Battery | 0 | 0 | 0 | 0 | 0 | 0 | 0 | 0 | 0 | 0 | 0 | 5 | 2 | 5 | 2 |  |  | 1 | [11 empty] | 2 | 1 | 4 | 2 | 3 | 1 | 1 | 0
PG&E GBA | Soledad | 115 | Battery | 0 | 0 | 0 | 0 | 0 | 0 | 0 | 0 | 0 | 0 | 0 | 1 | 1 | 1 | 1 |  |  | 1 | [11 empty] | 2 | 2 | 4 | 2 | 3 | 1 | 1 | 0
PG&E GBA | Soledad | 60 | Battery | 0 | 0 | 0 | 0 | 0 | 0 | 0 | 0 | 0 | 0 | 0 | 5 | 4 | 1 | 1 |  |  | 1 | [11 empty] | 2 | 2 | 4 | 2 | 3 | 1 | 1 | 0
SDGE | Spring Valley | 69 | Battery | 0 | 0 | 0 | 0 | 0 | 0 | 0 | 0 | 0 | 0 | 0 | 1 | 1 | 1 | 1 |  |  | 1 | [11 empty] | 2 | 1 | 2 | 1 | 2 | 1 | 1 | 0
SCE Northern | Springville | 230 | Battery | 0 | 0 | 225 | 0 | 225 | 225 | 0 | 225 | 0 | 0 | 0 | 1 | 1 | 1 | 1 | 4 |  | 1 | [11 empty] | 1 | 1 | 4 | 1 | 1 | 4+ | 3 | 1
PG&E GBA | Stagg | 230 | Battery | 0 | 0 | 0 | 0 | 0 | 0 | 0 | 0 | 0 | 0 | 0 | 5 | 4 | 1 | 1 |  |  | 1 | [11 empty] | 1 | 1 | 3 | 2 | 2 | 4+ | 1 | 1
PG&E GBA | Standard Oil | 115 | Battery | 0 | 0 | 0 | 0 | 0 | 0 | 0 | 0 | 0 | 0 | 0 | 5 | 4 | 1 | 1 |  |  | 1 | [11 empty] | 2 | 1 | 1 | 1 | 2 | 1 | 1 | 0
PG&E GBA | Stanislaus | 115 | Battery | 0 | 0 | 0 | 0 | 0 | 0 | 0 | 0 | 0 | 0 | 0 | 5 | 4 | 1 | 1 |  |  | 1 | [11 empty] | 2 | 1 | 4 | 1 | 3 | 1 | 1 | 0
PG&E KERN | Stockdale | 115 | Battery | 0 | 0 | 0 | 0 | 0 | 0 | 0 | 0 | 0 | 0 | 0 | 5 | 2 | 5 | 2 |  |  | 1 | [11 empty] | 1 | 1 | 2 | 1 | 2 | 1 | 1 | 0
PG&E KERN | Stockdale | 230 | Battery | 0 | 0 | 0 | 0 | 0 | 0 | 0 | 0 | 0 | 0 | 0 | 5 | 2 | 5 | 2 |  |  | 1 | [11 empty] | 1 | 1 | 2 | 1 | 2 | 4+ | 1 | 1
PG&E GBA | Stockton A | 115 | Battery | 0 | 0 | 0 | 0 | 0 | 0 | 0 | 0 | 0 | 0 | 0 | 5 | 4 | 1 | 1 |  |  | 1 | [11 empty] | 1 | 1 | 3 | 2 | 1 | 1 | 1 | 0
PG&E GBA | Stone | 115 | Battery | 0 | 0 | 0 | 0 | 0 | 0 | 0 | 0 | 0 | 0 | 0 | 5 | 4 | 1 | 1 |  |  | 1 | [11 empty] | 2 | 1 | 3 | 2 | 2 | 1 | 1 | 0
PG&E FRESNO | Storey | 230 | Battery | 0 | 0 | 0 | 0 | 0 | 0 | 0 | 0 | 0 | 0 | 0 | 5 | 2 | 5 | 2 |  |  | 1 | [11 empty] | 1 | 1 | 4 | 2 | 1 | 1 | 1 | 0
PG&E NGBA | Summit | 115 | Battery | 0 | 0 | 0 | 0 | 0 | 0 | 0 | 0 | 0 | 0 | 0 | 5 | 5 | 3 | 3 |  |  | 1 | [11 empty] | 2 | 1 | 4 | 2 | 3 | 1 | 1 | 0
SDGE | Suncrest | 230 | Battery | 0 | 0 | 0 | 0 | 0 | 0 | 0 | 0 | 0 | 0 | 0 | 1 | 1 | 1 | 1 |  |  | 1 | [11 empty] | 2 | 1 | 4 | 1 | 3 | 2+ | 1 | 1
SDGE | Suncrest | 500 | Battery | 0 | 0 | 0 | 0 | 0 | 0 | 0 | 0 | 0 | 0 | 0 | 1 | 1 | 1 | 1 |  |  | 1 | [11 empty] | 2 | 1 | 4 | 1 | 3 | 1 | 1 | 0
PG&E KERN | Sunrise | 230 | Battery | 0 | 0 | 0 | 0 | 0 | 0 | 0 | 0 | 0 | 0 | 0 | 5 | 2 | 5 | 2 |  |  | 1 | [11 empty] | 1 | 1 | 1 | 1 | 1 | 1 | 1 | 0
PG&E KERN | Sunset | 230 | Battery | 0 | 0 | 0 | 0 | 0 | 0 | 0 | 0 | 0 | 0 | 0 | 5 | 2 | 5 | 2 |  |  | 1 | [11 empty] | 1 | 1 | 1 | 1 | 1 | 1 | 1 | 0
PG&E GBA | Swift | 115 | Battery | 0 | 0 | 0 | 0 | 0 | 0 | 0 | 0 | 0 | 0 | 0 | 5 | 4 | 1 | 1 |  |  | 1 | [11 empty] | 2 | 1 | 2 | 2 | 2 | 1 | 1 | 0
SDGE | Sycamore Canyon | 138 | Battery | 0 | 0 | 0 | 0 | 0 | 0 | 0 | 0 | 0 | 0 | 0 | 1 | 1 | 1 | 1 |  |  | 1 | [11 empty] | 2 | 1 | 4 | 1 | 3 | 1 | 1 | 0
SDGE | Sycamore Canyon | 230 | Battery | 0 | 0 | 0 | 0 | 0 | 0 | 0 | 0 | 0 | 0 | 0 | 1 | 1 | 1 | 1 |  |  | 1 | [11 empty] | 2 | 1 | 4 | 1 | 3 | 1 | 1 | 0
SDGE | Sycamore Canyon | 69 | Battery | 0 | 0 | 0 | 0 | 0 | 0 | 0 | 0 | 0 | 0 | 0 | 1 | 1 | 1 | 1 |  |  | 1 | [11 empty] | 2 | 1 | 4 | 1 | 3 | 1 | 1 | 0
SCE Northern | Sylmar | 230 | Battery | 0 | 0 | 0 | 0 | 0 | 0 | 0 | 0 | 0 | 0 | 0 | 5 | 2 | 4 | 2 |  |  | 1 | [11 empty] | 1 | 1 | 2 | 1 | 1 | 1 | 1 | 0
PG&E NGBA | Table Mountain | 115 | Battery | 0 | 0 | 0 | 0 | 0 | 0 | 0 | 0 | 0 | 0 | 0 | 5 | 2 | 1 | 1 |  |  | 1 | [11 empty] | 2 | 1 | 3 | 2 | 1 | 1 | 1 | 0
PG&E NGBA | Table Mountain | 230 | Battery | 0 | 0 | 0 | 0 | 0 | 0 | 0 | 0 | 0 | 0 | 0 | 5 | 4 | 1 | 1 |  |  | 1 | [11 empty] | 2 | 1 | 3 | 2 | 1 | 1 | 1 | 0
PG&E NGBA | Table Mountain | 500 | Battery | 0 | 0 | 0 | 0 | 0 | 0 | 0 | 0 | 0 | 0 | 0 | 5 | 2 | 1 | 1 |  |  | 1 | [11 empty] | 2 | 1 | 3 | 2 | 1 | 1 | 1 | 0
PG&E NGBA | Table Mountain | 60 | Battery | 0 | 0 | 0 | 0 | 0 | 0 | 0 | 0 | 0 | 0 | 0 | 5 | 4 | 1 | 1 |  |  | 1 | [11 empty] | 2 | 1 | 3 | 2 | 1 | 1 | 1 | 0
PG&E KERN | Taft | 115 | Battery | 0 | 0 | 0 | 0 | 0 | 0 | 0 | 0 | 0 | 0 | 0 | 5 | 2 | 5 | 2 |  |  | 1 | [11 empty] | 1 | 1 | 2 | 1 | 2 | 1 | 4 | 1
SDGE | Talega | 138 | Battery | 0 | 0 | 0 | 0 | 0 | 0 | 0 | 0 | 0 | 0 | 0 | 1 | 1 | 1 | 1 | 3 |  | 1 | [11 empty] | 2 | 1 | 3 | 1 | 3 | 4+ | 4 | 1
SDGE | Talega | 230 | Battery | 0 | 0 | 0 | 0 | 0 | 0 | 0 | 0 | 0 | 0 | 0 | 1 | 1 | 1 | 1 |  |  | 1 | [11 empty] | 2 | 1 | 3 | 1 | 3 | 1 | 1 | 0
PG&E GBA | Tassajara | 230 | Battery | 0 | 0 | 0 | 0 | 0 | 0 | 0 | 0 | 0 | 0 | 0 | 5 | 2 | 1 | 1 |  |  | 1 | [11 empty] | 2 | 1 | 3 | 1 | 3 | 1 | 1 | 0
PG&E KERN | Tejon | 70 | Battery | 0 | 0 | 0 | 0 | 0 | 0 | 0 | 0 | 0 | 0 | 0 | 5 | 2 | 5 | 2 |  |  | 1 | [11 empty] | 1 | 1 | 3 | 1 | 1 | 1 | 1 | 0
SDGE | Telegraph Canyon | 138 | Battery | 0 | 0 | 0 | 0 | 0 | 0 | 0 | 0 | 0 | 0 | 0 | 1 | 1 | 1 | 1 |  |  | 1 | [11 empty] | 2 | 1 | 2 | 1 | 2 | 1 | 1 | 0
PG&E KERN | Temblor | 115 | Battery | 0 | 0 | 0 | 0 | 0 | 0 | 0 | 0 | 0 | 0 | 0 | 5 | 2 | 5 | 2 |  |  | 1 | [11 empty] | 1 | 1 | 2 | 1 | 1 | 4+ | 1 | 1
PG&E KERN | Templeton | 230 | Battery | 0 | 0 | 0 | 0 | 0 | 0 | 0 | 0 | 0 | 0 | 0 | 5 | 2 | 5 | 2 |  |  | 1 | [11 empty] | 2 | 2 | 4 | 2 | 3 | 1 | 1 | 0
PG&E KERN | Templeton | 70 | Battery | 0 | 0 | 0 | 0 | 0 | 0 | 0 | 0 | 0 | 0 | 0 | 5 | 2 | 5 | 2 |  |  | 1 | [11 empty] | 2 | 2 | 4 | 2 | 3 | 1 | 1 | 0
PG&E GBA | Tesla | 115 | Battery | 0 | 0 | 0 | 0 | 0 | 0 | 0 | 0 | 0 | 0 | 0 | 5 | 4 | 1 | 1 |  |  | 1 | [11 empty] | 2 | 1 | 2 | 1 | 2 | 1 | 1 | 0
PG&E GBA | Tesla | 230 | Battery | 0 | 0 | 125 | 0 | 125 | 125 | 0 | 125 | 0 | 0 | 0 | 5 | 4 | 1 | 1 | 4 |  | 2 | [11 empty] | 2 | 1 | 2 | 1 | 2 | 4+ | 1 | 1
PG&E GBA | Tesla | 500 | Battery | 0 | 0 | 0 | 0 | 0 | 0 | 0 | 0 | 0 | 0 | 0 | 5 | 4 | 1 | 1 | 5 |  | 2 | [11 empty] | 2 | 1 | 2 | 1 | 2 | 4+ | 4 | 1
PG&E KERN | Tevis | 115 | Battery | 0 | 0 | 0 | 0 | 0 | 0 | 0 | 0 | 0 | 0 | 0 | 5 | 2 | 5 | 2 |  |  | 1 | [11 empty] | 1 | 1 | 2 | 1 | 2 | 1 | 1 | 0
EOP | Thousandaire | 138 | Battery | 0 | 0 | 0 | 0 | 0 | 0 | 0 | 0 | 0 | 0 | 0 | 5 | 2 | 4 | 2 |  |  | 1 | [11 empty] | 2 | 2 | 4 | 1 | 3 | 1 | 1 | 0
PG&E KERN | Topaz | 230 | Battery | 0 | 0 | 0 | 0 | 0 | 0 | 0 | 0 | 0 | 0 | 0 | 5 | 2 | 5 | 2 |  |  | 1 | [11 empty] | 1 | 1 | 3 | 1 | 2 | 1 | 1 | 0
SCE NOL | Tortilla | 115 | Battery | 0 | 0 | 0 | 0 | 0 | 0 | 0 | 0 | 0 | 0 | 0 | 3 | 3 | 1 | 1 |  |  | 1 | [11 empty] | 2 | 1 | 4 | 1 | 2 | 1+ | 1 | 1
SDGE | Trabuco | 138 | Battery | 0 | 0 | 0 | 0 | 0 | 0 | 0 | 0 | 0 | 0 | 0 | 1 | 1 | 1 | 1 |  |  | 1 | [11 empty] | 1 | 1 | 1 | 1 | 2 | 1 | 1 | 0
PG&E GBA | Tracy | 115 | Battery | 0 | 0 | 0 | 0 | 0 | 0 | 0 | 0 | 0 | 0 | 0 | 5 | 4 | 1 | 1 |  |  | 1 | [11 empty] | 2 | 1 | 3 | 1 | 2 | 1 | 1 | 0
PG&E FRESNO | Tranquility | 230 | Battery | 0 | 0 | 352 | 0 | 352 | 352 | 0 | 352 | 0 | 0 | 0 | 5 | 2 | 5 | 2 | 3 |  | 2 | [11 empty] | 1 | 1 | 4 | 2 | 1 | 4+ | 5 | 1
PG&E GBA | Trimble | 115 | Battery | 0 | 0 | 0 | 0 | 0 | 0 | 0 | 0 | 0 | 0 | 0 | 5 | 4 | 1 | 1 |  |  | 1 | [11 empty] | 2 | 1 | 3 | 2 | 2 | 1 | 1 | 0
EOP | Trout Canyon | 230 | Battery | 0 | 0 | 485 | 0 | 485 | 485 | 0 | 485 | 0 | 0 | 0 | 5 | 2 | 4 | 2 |  |  | 3 | [11 empty] | 2 | 2 | 4 | 1 | 3 | 4+ | 5 | 1
EOP | Trout Canyon | 500 | Battery | 0 | 0 | 0 | 0 | 0 | 0 | 0 | 0 | 0 | 0 | 0 | 5 | 2 | 4 | 2 |  |  | 1 | [11 empty] | 2 | 2 | 4 | 1 | 3 | 1 | 1 | 0
PG&E NGBA | Tulucay | 230 | Battery | 0 | 0 | 0 | 0 | 0 | 0 | 0 | 0 | 0 | 0 | 0 | 5 | 2 | 1 | 1 |  |  | 1 | [11 empty] | 2 | 1 | 3 | 2 | 3 | 4+ | 1 | 1
PG&E NGBA | Tulucay | 60 | Battery | 0 | 0 | 0 | 0 | 0 | 0 | 0 | 0 | 0 | 0 | 0 | 5 | 2 | 1 | 1 |  |  | 1 | [11 empty] | 2 | 1 | 3 | 2 | 3 | 1 | 1 | 0
PG&E KERN | Tupman | 115 | Battery | 0 | 0 | 0 | 0 | 0 | 0 | 0 | 0 | 0 | 0 | 0 | 5 | 2 | 5 | 2 |  |  | 1 | [11 empty] | 1 | 1 | 2 | 1 | 1 | 1 | 1 | 0
PG&E NGBA | Ukiah | 115 | Battery | 0 | 0 | 0 | 0 | 0 | 0 | 0 | 0 | 0 | 0 | 0 | 5 | 2 | 1 | 1 |  |  | 1 | [11 empty] | 2 | 2 | 4 | 2 | 3 | 1 | 1 | 0
PG&E KERN | Union (Estrella) | 70 | Battery | 0 | 0 | 0 | 0 | 0 | 0 | 0 | 0 | 0 | 0 | 0 | 5 | 2 | 5 | 2 |  |  | 1 | [11 empty] | 2 | 2 | 4 | 2 | 3 | 1 | 1 | 0
PG&E NGBA | Vaca Dixon | 115 | Battery | 0 | 0 | 0 | 0 | 0 | 0 | 0 | 0 | 0 | 0 | 0 | 5 | 2 | 1 | 1 | 4 |  | 1 | [11 empty] | 2 | 1 | 1 | 1 | 3 | 2+ | 1 | 1
PG&E NGBA | Vaca Dixon | 230 | Battery | 0 | 0 | 300 | 0 | 300 | 300 | 0 | 300 | 0 | 0 | 0 | 5 | 2 | 1 | 1 |  |  | 1 | [11 empty] | 2 | 1 | 1 | 1 | 3 | 2+ | 1 | 1
PG&E NGBA | Vaca Dixon | 500 | Battery | 0 | 0 | 0 | 0 | 0 | 0 | 0 | 0 | 0 | 0 | 0 | 5 | 2 | 1 | 1 |  |  | 1 | [11 empty] | 2 | 1 | 1 | 1 | 3 | 2+ | 1 | 1
PG&E NGBA | Vaca Dixon | 60 | Battery | 0 | 0 | 0 | 0 | 0 | 0 | 0 | 0 | 0 | 0 | 0 | 5 | 2 | 1 | 1 |  |  | 1 | [11 empty] | 2 | 1 | 1 | 1 | 3 | 1 | 1 | 0
SCE Eastern | Valley (SCE) | 500 | Battery | 0 | 0 | 310 | 0 | 310 | 310 | 0 | 310 | 0 | 0 | 0 | 4 | 4 | 1 | 1 |  |  | 2 | [11 empty] | 1 | 1 | 2 | 1 | 2 | 4+ | 5 | 1
EOP | Valley (VEA) | 138 | Battery | 0 | 0 | 0 | 0 | 0 | 0 | 0 | 0 | 0 | 0 | 0 | 5 | 2 | 4 | 2 |  |  | 1 | [11 empty] | 2 | 2 | 4 | 1 | 3 | 4+ | 5 | 1
SDGE | Valley Center | 69 | Battery | 0 | 0 | 0 | 0 | 0 | 0 | 0 | 0 | 0 | 0 | 0 | 1 | 1 | 1 | 1 |  |  | 1 | [11 empty] | 2 | 1 | 4 | 1 | 3 | 1 | 1 | 0
PG&E GBA | Valley Home | 115 | Battery | 0 | 0 | 0 | 0 | 0 | 0 | 0 | 0 | 0 | 0 | 0 | 5 | 4 | 1 | 1 |  |  | 1 | [11 empty] | 1 | 1 | 4 | 2 | 1 | 1 | 1 | 0
PG&E GBA | Valley Springs | 230 | Battery | 0 | 0 | 0 | 0 | 0 | 0 | 0 | 0 | 0 | 0 | 0 | 5 | 4 | 1 | 1 |  |  | 1 | [11 empty] | 2 | 1 | 4 | 1 | 3 | 1+ | 1 | 1
PG&E GBA | Valley Springs | 60 | Battery | 0 | 0 | 0 | 0 | 0 | 0 | 0 | 0 | 0 | 0 | 0 | 5 | 4 | 1 | 1 |  |  | 1 | [11 empty] | 2 | 1 | 4 | 1 | 3 | 4+ | 1 | 1
EOP | Valley Switch | 138 | Battery | 0 | 0 | 0 | 0 | 0 | 0 | 0 | 0 | 0 | 0 | 0 | 5 | 2 | 4 | 2 |  |  | 1 | [11 empty] | 2 | 2 | 4 | 1 | 3 | 1 | 1 | 0
EOP | Valley Switch | 230 | Battery | 0 | 0 | 0 | 0 | 0 | 0 | 0 | 0 | 0 | 0 | 0 | 5 | 2 | 4 | 2 |  |  | 1 | [11 empty] | 2 | 2 | 4 | 1 | 3 | 1+ | 1 | 1
PG&E GBA | Vasco | 230 | Battery | 0 | 0 | 0 | 0 | 0 | 0 | 0 | 0 | 0 | 0 | 0 | 5 | 4 | 1 | 1 |  |  | 1 | [11 empty] | 2 | 1 | 3 | 1 | 3 | 1 | 1 | 0
PG&E GBA | Vasona | 230 | Battery | 0 | 0 | 0 | 0 | 0 | 0 | 0 | 0 | 0 | 0 | 0 | 5 | 4 | 1 | 1 |  |  | 1 | [11 empty] | 2 | 1 | 4 | 2 | 3 | 1 | 1 | 0
SCE Northern | Vestal | 230 | Battery | 0 | 0 | 50 | 0 | 50 | 50 | 0 | 50 | 0 | 0 | 0 | 1 | 1 | 1 | 1 |  |  | 2 | [11 empty] | 1 | 1 | 4 | 1 | 1 | 4+ | 4 | 1
SCE Northern | Vestal | 66 | Battery | 0 | 0 | 0 | 0 | 0 | 0 | 0 | 0 | 0 | 0 | 0 | 1 | 1 | 1 | 1 |  |  | 1 | [11 empty] | 1 | 1 | 4 | 1 | 1 | 1 | 4 | 1
SCE NOL | Victor | 115 | Battery | 0 | 0 | 0 | 0 | 0 | 0 | 0 | 0 | 0 | 0 | 0 | 1 | 1 | 1 | 1 | 3 |  | 1 | [11 empty] | 2 | 1 | 3 | 1 | 2 | 1 | 5 | 1
SCE NOL | Victor | 230 | Battery | 0 | 0 | 0 | 128.4 | 128.4 | 0 | 0 | 0 | 0 | 128.4 | 128.4 | 1 | 1 | 1 | 1 | 4 |  | 1 | [11 empty] | 2 | 1 | 3 | 1 | 2 | 4+ | 1 | 1
SCE Metro | Viejo | 230 | Battery | 0 | 0 | 0 | 300 | 300 | 0 | 0 | 0 | 0 | 300 | 300 | 1 | 1 | 1 | 1 |  |  | 1 | [11 empty] | 1 | 1 | 3 | 1 | 2 | 1+ | 1 | 1
PG&E GBA | Vierra | 115 | Battery | 0 | 0 | 92 | 0 | 92 | 92 | 0 | 92 | 0 | 0 | 0 | 5 | 4 | 1 | 1 |  |  | 2 | [11 empty] | 1 | 1 | 1 | 2 | 1 | 4+ | 1 | 1
SCE Metro | Villa Park | 230 | Battery | 0 | 0 | 0 | 0 | 0 | 0 | 0 | 0 | 0 | 0 | 0 | 1 | 1 | 1 | 1 |  |  | 1 | [11 empty] | 1 | 1 | 2 | 1 | 2 | 1 | 1 | 0
SCE Northern | Vincent | 230 | Battery | 0 | 0 | 59 | 600 | 659 | 59 | 0 | 59 | 0 | 600 | 600 | 1 | 1 | 1 | 1 | 4 |  | 3 | [11 empty] | 2 | 1 | 4 | 1 | 3 | 4+ | 3 | 1
SCE Northern | Vincent | 500 | Battery | 0 | 0 | 0 | 0 | 0 | 0 | 0 | 0 | 0 | 0 | 0 | 1 | 1 | 1 | 1 | 5 |  | 1 | [11 empty] | 2 | 1 | 4 | 1 | 3 | 1+ | 1 | 1
PG&E GBA | Vineyard | 230 | Battery | 0 | 0 | 0 | 0 | 0 | 0 | 0 | 0 | 0 | 0 | 0 | 5 | 4 | 1 | 1 |  |  | 1 | [11 empty] | 2 | 1 | 2 | 1 | 3 | 1 | 1 | 0
SDGE | Vineyard | 69 | Battery | 0 | 0 | 0 | 0 | 0 | 0 | 0 | 0 | 0 | 0 | 0 | 1 | 1 | 1 | 1 |  |  | 1 | [11 empty] | 2 | 1 | 2 | 1 | 3 | 1 | 1 | 0
SCE Eastern | Vista (SCE) | 230 | Battery | 0 | 0 | 0 | 0 | 0 | 0 | 0 | 0 | 0 | 0 | 0 | 4 | 4 | 1 | 1 |  |  | 1 | [11 empty] | 1 | 1 | 2 | 1 | 1 | 4+ | 5 | 1
EOP | Vista (VEA) | 138 | Battery | 0 | 0 | 0 | 0 | 0 | 0 | 0 | 0 | 0 | 0 | 0 | 5 | 2 | 4 | 2 |  |  | 1 | [11 empty] | 2 | 2 | 4 | 1 | 3 | 1 | 1 | 0
EOP | Vista (VEA) | 230 | Battery | 0 | 0 | 0 | 0 | 0 | 0 | 0 | 0 | 0 | 0 | 0 | 5 | 2 | 4 | 2 |  |  | 1 | [11 empty] | 2 | 2 | 4 | 1 | 3 | 1 | 5 | 1
PG&E FRESNO | Wahtoke | 115 | Battery | 0 | 0 | 0 | 0 | 0 | 0 | 0 | 0 | 0 | 0 | 0 | 5 | 2 | 5 | 2 |  |  | 1 | [11 empty] | 1 | 1 | 3 | 2 | 1 | 1 | 1 | 0
SCE Northern | Wakefield | 66 | Battery | 0 | 0 | 30 | 0 | 30 | 30 | 0 | 30 | 0 | 0 | 0 | 5 | 2 | 4 | 2 |  |  | 3 | [11 empty] | 2 | 1 | 4 | 1 | 3 | 1 | 1 | 1
SCE Metro | Walnut | 230 | Battery | 0 | 0 | 400 | 200 | 600 | 400 | 0 | 400 | 0 | 200 | 200 | 1 | 1 | 1 | 1 |  |  | 1 | [11 empty] | 1 | 1 | 1 | 1 | 1 | 1+ | 1 | 1
SCE Northern | Warne | 230 | Battery | 0 | 0 | 0 | 0 | 0 | 0 | 0 | 0 | 0 | 0 | 0 | 5 | 2 | 4 | 2 |  |  | 1 | [11 empty] | 1 | 1 | 4 | 1 | 3 | 1 | 1 | 0
PG&E GBA | Warnerville | 230 | Battery | 0 | 0 | 0 | 0 | 0 | 0 | 0 | 0 | 0 | 0 | 0 | 5 | 4 | 5 | 2 |  |  | 1 | [11 empty] | 1 | 1 | 3 | 2 | 2 | 1 | 1 | 0
PG&E FRESNO | Waukena | 115 | Battery | 0 | 0 | 0 | 0 | 0 | 0 | 0 | 0 | 0 | 0 | 0 | 5 | 2 | 5 | 2 |  |  | 1 | [11 empty] | 1 | 1 | 4 | 2 | 1 | 1 | 1 | 0
PG&E GBA | Weber | 230 | Battery | 0 | 0 | 0 | 0 | 0 | 0 | 0 | 0 | 0 | 0 | 0 | 5 | 4 | 1 | 1 |  |  | 1 | [11 empty] | 1 | 1 | 3 | 2 | 1 | 1+ | 1 | 1
PG&E GBA | Weber | 60 | Battery | 0 | 0 | 20 | 0 | 20 | 20 | 0 | 20 | 0 | 0 | 0 | 5 | 4 | 1 | 1 | 3 |  | 3 | [11 empty] | 1 | 1 | 3 | 2 | 1 | 4+ | 1 | 1
PG&E FRESNO | West Fresno | 115 | Battery | 0 | 0 | 0 | 0 | 0 | 0 | 0 | 0 | 0 | 0 | 0 | 5 | 2 | 5 | 2 |  |  | 2 | [11 empty] | 1 | 1 | 2 | 2 | 1 | 1 | 1 | 0
PG&E FRESNO | Westley | 230 | Battery | 0 | 0 | 0 | 0 | 0 | 0 | 0 | 0 | 0 | 0 | 0 | 1 | 1 | 1 | 1 |  |  | 2 | [11 empty] | 1 | 1 | 4 | 2 | 1 | 1 | 1 | 0
PG&E KERN | Westpark | 115 | Battery | 0 | 0 | 0 | 0 | 0 | 0 | 0 | 0 | 0 | 0 | 0 | 5 | 2 | 5 | 2 |  |  | 1 | [11 empty] | 1 | 1 | 3 | 1 | 1 | 1 | 1 | 0
PG&E KERN | Wheeler Ridge | 230 | Battery | 0 | 0 | 0 | 180 | 180 | 0 | 0 | 0 | 0 | 180 | 180 | 5 | 2 | 5 | 2 | 1 |  | 1 | [11 empty] | 1 | 1 | 4 | 1 | 1 | 2- | 1 | 1
PG&E KERN | Wheeler Ridge | 115 | Battery | 0 | 0 | 0 | 0 | 0 | 0 | 0 | 0 | 0 | 0 | 0 | 5 | 2 | 5 | 2 |  |  | 2 | [11 empty] | 1 | 1 | 4 | 1 | 1 | 1 | 1 | 0
PG&E KERN | Wheeler Ridge | 70 | Battery | 0 | 0 | 92 | 0 | 92 | 92 | 0 | 92 | 0 | 0 | 0 | 5 | 2 | 5 | 2 |  |  | 4 | [11 empty] | 1 | 1 | 4 | 1 | 1 | 4+ | 1 | 1
SCE Northern | Whirlwind | 230 | Battery | 0 | 0 | 550 | 523 | 1073 | 550 | 523 | 1073 | 0 | 0 | 0 | 1 | 1 | 1 | 1 | 5 |  | 3 | [11 empty] | 2 | 1 | 4 | 1 | 3 | 4+ | 3 | 1
SCE Northern | Whirlwind | 500 | Battery | 0 | 0 | 0 | 0 | 0 | 0 | 0 | 0 | 0 | 0 | 0 | 1 | 1 | 1 | 1 | 5 |  | 1 | [11 empty] | 2 | 1 | 4 | 1 | 3 | 4+ | 1 | 1
PG&E GBA | Whisman | 115 | Battery | 0 | 0 | 0 | 0 | 0 | 0 | 0 | 0 | 0 | 0 | 0 | 1 | 1 | 1 | 1 |  |  | 1 | [11 empty] | 2 | 1 | 2 | 2 | 2 | 1 | 1 | 0
SCE Eastern | Wildlife | 230 | Battery | 0 | 0 | 0 | 0 | 0 | 0 | 0 | 0 | 0 | 0 | 0 | 4 | 4 | 1 | 1 |  |  | 1 | [11 empty] | 1 | 1 | 1 | 1 | 1 | 2+ | 1 | 1
PG&E FRESNO | Wilson | 115 | Battery | 0 | 0 | 0 | 0 | 0 | 0 | 0 | 0 | 0 | 0 | 0 | 5 | 4 | 5 | 2 | 4 |  | 1 | [11 empty] | 1 | 1 | 4 | 2 | 1 | 1 | 5 | 1
PG&E FRESNO | Wilson | 230 | Battery | 0 | 0 | 0 | 0 | 0 | 0 | 0 | 0 | 0 | 0 | 0 | 5 | 4 | 5 | 2 |  |  | 1 | [11 empty] | 1 | 1 | 4 | 2 | 1 | 2+ | 1 | 1
SCE Northern | Windhub | 230 | Battery | 0 | 0 | 500 | 0 | 500 | 500 | 0 | 500 | 0 | 0 | 0 | 1 | 1 | 1 | 1 | 4 |  | 2 | [11 empty] | 2 | 1 | 4 | 1 | 2 | 4+ | 4 | 1
SCE Northern | Windhub | 500 | Battery | 0 | 0 | 15 | 0 | 15 | 15 | 0 | 15 | 0 | 0 | 0 | 1 | 1 | 1 | 1 | 5 |  | 4 | [11 empty] | 2 | 1 | 4 | 1 | 2 | 4+ | 4 | 1
PG&E GBA | Windmaster | 230 | Battery | 0 | 0 | 0 | 0 | 0 | 0 | 0 | 0 | 0 | 0 | 0 | 5 | 2 | 1 | 1 |  |  | 1 | [11 empty] | 2 | 1 | 2 | 1 | 2 | 1 | 1 | 0
PG&E NGBA | Windsor | 60 | Battery | 0 | 0 | 0 | 0 | 0 | 0 | 0 | 0 | 0 | 0 | 0 | 5 | 2 | 1 | 1 |  |  | 1 | [11 empty] | 1 | 1 | 2 | 1 | 2 | 1 | 1 | 0
PG&E NGBA | Woodland | 115 | Battery | 0 | 0 | 0 | 0 | 0 | 0 | 0 | 0 | 0 | 0 | 0 | 5 | 5 | 3 | 3 |  |  | 1 | [11 empty] | 2 | 1 | 4 | 2 | 3 | 4+ | 1 | 1
PG&E FRESNO | Woodward | 115 | Battery | 0 | 0 | 0 | 0 | 0 | 0 | 0 | 0 | 0 | 0 | 0 | 5 | 2 | 5 | 2 |  |  | 1 | [11 empty] | 1 | 1 | 2 | 2 | 2 | 1 | 1 | 0
PG&E NGBA | Wyandotte | 115 | Battery | 0 | 0 | 0 | 0 | 0 | 0 | 0 | 0 | 0 | 0 | 0 | 5 | 4 | 1 | 1 |  |  | 1 | [11 empty] | 2 | 1 | 2 | 2 | 2 | 1 | 1 | 0
PG&E KERN | 7th Standard | 115 | LDES | 0 | 0 | 0 | 0 | 0 | 0 | 0 | 0 | 0 | 0 | 0 | 5 | 2 | 5 | 2 | [14 empty] | 1 | 1 | 3 | 1 | 2 | 1 | 1 | 0
SCE Metro | Alamitos | 230 | LDES | 0 | 0 | 0 | 0 | 0 | 0 | 0 | 0 | 0 | 0 | 0 | 1 | 1 | 1 | 1 | [14 empty] | 1 | 1 | 1 | 1 | 1 | 1 | 1 | 0
SCE Eastern | Alberhill | 115 | LDES | 0 | 0 | 0 | 0 | 0 | 0 | 0 | 0 | 0 | 0 | 0 | 4 | 4 | 1 | 1 | [14 empty] | 1 | 1 | 4 | 1 | 1 | 1 | 1 | 0
SCE Eastern | Alberhill | 500 | LDES | 0 | 0 | 200 | 0 | 200 | 0 | 0 | 0 | 200 | 0 | 200 | 4 | 4 | 1 | 1 |  |  |  | See 'LandEnv_PSH' tab for PSH potential impacts analysis | [10 empty] | 1 | 1 | 4 | 1 | 1 | 4+ | 1 | 1
PG&E GBA | Alhambra | 115 | LDES | 0 | 0 | 0 | 0 | 0 | 0 | 0 | 0 | 0 | 0 | 0 | 5 | 2 | 1 | 1 | [14 empty] | 2 | 1 | 2 | 1 | 2 | 1 | 1 | 0
PG&E FRESNO | Alpaugh | 115 | LDES | 0 | 0 | 0 | 0 | 0 | 0 | 0 | 0 | 0 | 0 | 0 | 5 | 2 | 5 | 2 | [14 empty] | 1 | 1 | 3 | 1 | 1 | 1 | 1 | 0
SDGE | Alpine | 69 | LDES | 0 | 0 | 0 | 0 | 0 | 0 | 0 | 0 | 0 | 0 | 0 | 1 | 1 | 1 | 1 | [14 empty] | 2 | 1 | 4 | 1 | 3 | 1 | 1 | 0
PG&E GBA | Altamont Midway (Sandhill) | 230 | LDES | 0 | 0 | 0 | 0 | 0 | 0 | 0 | 0 | 0 | 0 | 0 | 5 | 2 | 1 | 1 | [14 empty] | 2 | 1 | 2 | 1 | 3 | 1 | 1 | 0
SCE Northern | Antelope | 66 | LDES | 0 | 0 | 0 | 0 | 0 | 0 | 0 | 0 | 0 | 0 | 0 | 1 | 1 | 1 | 1 | [14 empty] | 2 | 1 | 4 | 1 | 3 | 1 | 1 | 0
SCE Northern | Antelope | 230 | LDES | 0 | 0 | 0 | 0 | 0 | 0 | 0 | 0 | 0 | 0 | 0 | 1 | 1 | 1 | 1 | [14 empty] | 2 | 1 | 4 | 1 | 3 | 1 | 1 | 0
SCE Northern | Antelope | 500 | LDES | 0 | 0 | 0 | 0 | 0 | 0 | 0 | 0 | 0 | 0 | 0 | 1 | 1 | 1 | 1 | [14 empty] | 2 | 1 | 4 | 1 | 3 | 1 | 1 | 0
PG&E NGBA | Arcata | 60 | LDES | 0 | 0 | 0 | 0 | 0 | 0 | 0 | 0 | 0 | 0 | 0 | 5 | 2 | 1 | 1 | [14 empty] | 2 | 2 | 4 | 2 | 3 | 1 | 1 | 0
PG&E KERN | Arco | 230 | LDES | 0 | 0 | 0 | 0 | 0 | 0 | 0 | 0 | 0 | 0 | 0 | 5 | 2 | 5 | 2 | [14 empty] | 1 | 1 | 4 | 1 | 1 | 1 | 1 | 0
PG&E KERN | Arco | 70 | LDES | 0 | 0 | 0 | 0 | 0 | 0 | 0 | 0 | 0 | 0 | 0 | 5 | 2 | 5 | 2 | [14 empty] | 1 | 1 | 4 | 1 | 1 | 1 | 1 | 0
SCE Metro | ArcoGen | 230 | LDES | 0 | 0 | 0 | 0 | 0 | 0 | 0 | 0 | 0 | 0 | 0 | 1 | 1 | 1 | 1 | [14 empty] | 1 | 1 | 1 | 1 | 1 | 1 | 1 | 0
SDGE | Artesian | 230 | LDES | 0 | 0 | 0 | 0 | 0 | 0 | 0 | 0 | 0 | 0 | 0 | 1 | 1 | 1 | 1 | [14 empty] | 2 | 1 | 2 | 1 | 3 | 1 | 1 | 0
SDGE | Artesian | 69 | LDES | 0 | 0 | 0 | 0 | 0 | 0 | 0 | 0 | 0 | 0 | 0 | 1 | 1 | 1 | 1 | [14 empty] | 2 | 1 | 2 | 1 | 3 | 1 | 1 | 0
PG&E FRESNO | Ashlan | 230 | LDES | 0 | 0 | 0 | 0 | 0 | 0 | 0 | 0 | 0 | 0 | 0 | 5 | 4 | 5 | 2 | [14 empty] | 1 | 1 | 2 | 2 | 1 | 1 | 1 | 0
PG&E NGBA | Atlantic | 115 | LDES | 0 | 0 | 0 | 0 | 0 | 0 | 0 | 0 | 0 | 0 | 0 | 5 | 4 | 1 | 1 | [14 empty] | 2 | 1 | 2 | 2 | 3 | 1 | 1 | 0
PG&E NGBA | Atlantic | 230 | LDES | 0 | 0 | 0 | 0 | 0 | 0 | 0 | 0 | 0 | 0 | 0 | 5 | 4 | 1 | 1 | [14 empty] | 2 | 1 | 2 | 2 | 3 | 1 | 1 | 0
PG&E NGBA | Atlantic | 60 | LDES | 0 | 0 | 0 | 0 | 0 | 0 | 0 | 0 | 0 | 0 | 0 | 5 | 4 | 1 | 1 | [14 empty] | 2 | 1 | 2 | 2 | 3 | 1 | 1 | 0
PG&E FRESNO | Atwater | 115 | LDES | 0 | 0 | 0 | 0 | 0 | 0 | 0 | 0 | 0 | 0 | 0 | 5 | 4 | 5 | 2 | [14 empty] | 1 | 1 | 2 | 2 | 1 | 1 | 1 | 0
PG&E GBA | Avena | 115 | LDES | 0 | 0 | 0 | 0 | 0 | 0 | 0 | 0 | 0 | 0 | 0 | 5 | 4 | 1 | 1 | [14 empty] | 1 | 1 | 3 | 2 | 1 | 1 | 1 | 0
SDGE | Avocado | 69 | LDES | 0 | 0 | 0 | 0 | 0 | 0 | 0 | 0 | 0 | 0 | 0 | 1 | 1 | 1 | 1 | [14 empty] | 2 | 1 | 3 | 1 | 3 | 1 | 1 | 0
PG&E NGBA | Bahia | 230 | LDES | 0 | 0 | 0 | 0 | 0 | 0 | 0 | 0 | 0 | 0 | 0 | 5 | 4 | 1 | 1 | [14 empty] | 2 | 1 | 1 | 1 | 2 | 1 | 1 | 0
SCE Northern | Bailey | 230 | LDES | 0 | 0 | 0 | 0 | 0 | 0 | 0 | 0 | 0 | 0 | 0 | 5 | 2 | 4 | 2 | [14 empty] | 1 | 1 | 4 | 1 | 3 | 1+ | 1 | 1
SCE NOL | Baker | 115 | LDES | 0 | 0 | 0 | 0 | 0 | 0 | 0 | 0 | 0 | 0 | 0 | 3 | 3 | 1 | 1 | [14 empty] | 2 | 2 | 4 | 1 | 1 | 1 | 1 | 0
PG&E KERN | Bakersfield | 230 | LDES | 0 | 0 | 0 | 0 | 0 | 0 | 0 | 0 | 0 | 0 | 0 | 5 | 2 | 5 | 2 | [14 empty] | 1 | 1 | 3 | 1 | 1 | 1 | 1 | 0
PG&E FRESNO | Balch | 230 | LDES | 0 | 0 | 0 | 0 | 0 | 0 | 0 | 0 | 0 | 0 | 0 | 5 | 2 | 5 | 2 | [14 empty] | 1 | 1 | 4 | 2 | 3 | 1 | 1 | 0
SCE Eastern | Bannister | 230 | LDES | 0 | 0 | 0 | 0 | 0 | 0 | 0 | 0 | 0 | 0 | 0 | 5 | 4 | 1 | 1 | [14 empty] | 2 | 1 | 2 | 2 | 1 | 1 | 1 | 0
SCE Metro | Barre | 230 | LDES | 0 | 0 | 0 | 0 | 0 | 0 | 0 | 0 | 0 | 0 | 0 | 1 | 1 | 1 | 1 | [14 empty] | 1 | 1 | 1 | 1 | 1 | 1 | 1 | 0
SDGE | Bay Boulevard | 69 | LDES | 0 | 0 | 0 | 0 | 0 | 0 | 0 | 0 | 0 | 0 | 0 | 1 | 1 | 1 | 1 | [14 empty] | 2 | 1 | 2 | 1 | 1 | 1 | 1 | 0
SDGE | Bay Boulevard | 230 | LDES | 0 | 0 | 0 | 0 | 0 | 0 | 0 | 0 | 0 | 0 | 0 | 1 | 1 | 1 | 1 | [14 empty] | 2 | 1 | 2 | 1 | 1 | 1 | 1 | 0
EOP | Beatty | 138 | LDES | 0 | 0 | 0 | 0 | 0 | 0 | 0 | 0 | 0 | 0 | 0 | 5 | 2 | 4 | 2 | [14 empty] | 2 | 2 | 4 | 1 | 3 | 1 | 1 | 0
EOP | Beatty | 230 | LDES | 0 | 0 | 0 | 0 | 0 | 0 | 0 | 0 | 0 | 0 | 0 | 5 | 2 | 4 | 2 | [14 empty] | 2 | 2 | 4 | 1 | 3 | 1 | 1 | 0
PG&E NGBA | Belden | 230 | LDES | 0 | 0 | 0 | 0 | 0 | 0 | 0 | 0 | 0 | 0 | 0 | 5 | 5 | 3 | 3 | [14 empty] | 2 | 2 | 4 | 1 | 3 | 1 | 1 | 0
PG&E NGBA | Bell | 115 | LDES | 0 | 0 | 0 | 0 | 0 | 0 | 0 | 0 | 0 | 0 | 0 | 5 | 4 | 1 | 1 | [14 empty] | 2 | 1 | 4 | 2 | 3 | 1 | 1 | 0
PG&E NGBA | Bellevue | 115 | LDES | 0 | 0 | 0 | 0 | 0 | 0 | 0 | 0 | 0 | 0 | 0 | 5 | 2 | 1 | 1 | [14 empty] | 2 | 1 | 2 | 2 | 2 | 1 | 1 | 0
PG&E GBA | Bellota | 115 | LDES | 0 | 0 | 0 | 0 | 0 | 0 | 0 | 0 | 0 | 0 | 0 | 5 | 4 | 1 | 1 | [14 empty] | 1 | 1 | 4 | 2 | 3 | 1 | 1 | 0
PG&E GBA | Bellota | 230 | LDES | 0 | Mapped as PSH (Mokolumne) | 400 | 0 | 400 | 0 | 0 | 0 | 400 | 0 | 400 | 5 | 4 | 1 | 1 | 3 |  |  | See 'LandEnv_PSH' tab for PSH potential impacts analysis | [10 empty] | 1 | 1 | 4 | 2 | 3 | 5- | 1 | 1
SCE Northern | Big Creek | 230 | LDES | 0 | 0 | 100 | 0 | 100 | 0 | 0 | 0 | 100 | 0 | 100 | 1 | 1 | 1 | 1 | [14 empty] | 1 | 1 | 4 | 2 | 3 | 5- | 1 | 1
PG&E FRESNO | Biola | 70 | LDES | 0 | 0 | 0 | 0 | 0 | 0 | 0 | 0 | 0 | 0 | 0 | 5 | 2 | 5 | 2 | [14 empty] | 1 | 1 | 4 | 2 | 1 | 1 | 1 | 0
PG&E GBA | Birds Landing | 230 | LDES | 0 | 0 | 0 | 0 | 0 | 0 | 0 | 0 | 0 | 0 | 0 | 5 | 4 | 1 | 1 | [14 empty] | 2 | 1 | 4 | 1 | 1 | 1 | 1 | 0
SCE Northern | Bliss | 66 | LDES | 0 | 0 | 0 | 0 | 0 | 0 | 0 | 0 | 0 | 0 | 0 | 1 | 1 | 1 | 1 | [14 empty] | 1 | 1 | 4 | 1 | 1 | 1 | 1 | 0
SCE Eastern | Blythe | 161 | LDES | 0 | 0 | 0 | 0 | 0 | 0 | 0 | 0 | 0 | 0 | 0 | 5 | 2 | 1 | 1 | [14 empty] | 2 | 2 | 2 | 1 | 1 | 1 | 1 | 0
PG&E NGBA | Bogue | 115 | LDES | 0 | 0 | 0 | 0 | 0 | 0 | 0 | 0 | 0 | 0 | 0 | 5 | 4 | 1 | 1 | [14 empty] | 2 | 2 | 2 | 1 | 2 | 1 | 1 | 0
PG&E FRESNO | Borden | 230 | LDES | 0 | 0 | 0 | 0 | 0 | 0 | 0 | 0 | 0 | 0 | 0 | 5 | 2 | 5 | 2 | [14 empty] | 1 | 1 | 4 | 2 | 1 | 1 | 1 | 0
PG&E FRESNO | Borden | 70 | LDES | 0 | 0 | 0 | 0 | 0 | 0 | 0 | 0 | 0 | 0 | 0 | 5 | 2 | 5 | 2 | [14 empty] | 1 | 1 | 4 | 2 | 1 | 1 | 1 | 0
SDGE | Boulevard East | 138 | LDES | 0 | 0 | 0 | 0 | 0 | 0 | 0 | 0 | 0 | 0 | 0 | 1 | 1 | 1 | 1 | [14 empty] | 2 | 1 | 4 | 1 | 3 | 1 | 1 | 0
SDGE | Boulevard East | 69 | LDES | 0 | 0 | 0 | 0 | 0 | 0 | 0 | 0 | 0 | 0 | 0 | 1 | 1 | 1 | 1 | [14 empty] | 2 | 1 | 4 | 1 | 3 | 1 | 1 | 0
PG&E GBA | Brentwood | 230 | LDES | 0 | 0 | 0 | 0 | 0 | 0 | 0 | 0 | 0 | 0 | 0 | 5 | 4 | 1 | 1 | [14 empty] | 2 | 1 | 4 | 1 | 3 | 1 | 1 | 0
PG&E NGBA | Bridgeville | 115 | LDES | 0 | 0 | 0 | 0 | 0 | 0 | 0 | 0 | 0 | 0 | 0 | 5 | 2 | 1 | 1 | [14 empty] | 2 | 2 | 4 | 2 | 3 | 1 | 1 | 0
PG&E NGBA | Brighton | 115 | LDES | 0 | 0 | 0 | 0 | 0 | 0 | 0 | 0 | 0 | 0 | 0 | 5 | 4 | 1 | 1 | [14 empty] | 2 | 1 | 2 | 2 | 1 | 1 | 1 | 0
PG&E NGBA | Brighton | 230 | LDES | 0 | 0 | 0 | 0 | 0 | 0 | 0 | 0 | 0 | 0 | 0 | 5 | 4 | 1 | 1 | [14 empty] | 2 | 1 | 2 | 2 | 1 | 1 | 1 | 0
PG&E NGBA | Brunswick | 115 | LDES | 0 | 0 | 0 | 0 | 0 | 0 | 0 | 0 | 0 | 0 | 0 | 5 | 4 | 1 | 1 | [14 empty] | 2 | 1 | 4 | 1 | 3 | 1 | 1 | 0
PG&E NGBA | Bucks Creek | 230 | LDES | 0 | 0 | 0 | 0 | 0 | 0 | 0 | 0 | 0 | 0 | 0 | 5 | 5 | 3 | 3 | [14 empty] | 2 | 2 | 4 | 1 | 3 | 1 | 1 | 0
PG&E KERN | Buena Vista | 230 | LDES | 0 | 0 | 0 | 0 | 0 | 0 | 0 | 0 | 0 | 0 | 0 | 5 | 2 | 5 | 2 | [14 empty] | 2 | 2 | 4 | 2 | 1 | 1 | 1 | 0
PG&E FRESNO | Bullard | 115 | LDES | 0 | 0 | 0 | 0 | 0 | 0 | 0 | 0 | 0 | 0 | 0 | 5 | 2 | 5 | 2 | [14 empty] | 1 | 1 | 1 | 2 | 2 | 1 | 1 | 0
PG&E GBA | Burlingame | 115 | LDES | 0 | 0 | 0 | 0 | 0 | 0 | 0 | 0 | 0 | 0 | 0 | 5 | 2 | 1 | 1 | [14 empty] | 2 | 1 | 3 | 1 | 2 | 1 | 1 | 0
PG&E NGBA | Burney Forest | 230 | LDES | 0 | 0 | 0 | 0 | 0 | 0 | 0 | 0 | 0 | 0 | 0 | 5 | 2 | 1 | 1 | [14 empty] | 2 | 2 | 4 | 2 | 3 | 1 | 1 | 0
PG&E NGBA | Butte | 115 | LDES | 0 | 0 | 0 | 0 | 0 | 0 | 0 | 0 | 0 | 0 | 0 | 5 | 2 | 1 | 1 | [14 empty] | 2 | 1 | 4 | 2 | 2 | 1 | 1 | 0
PG&E KERN | Cabrillo | 115 | LDES | 0 | 0 | 0 | 0 | 0 | 0 | 0 | 0 | 0 | 0 | 0 | 5 | 2 | 5 | 2 | [14 empty] | 2 | 2 | 4 | 1 | 3 | 1 | 1 | 0
PG&E FRESNO | Cal Flats | 230 | LDES | 0 | 0 | 0 | 0 | 0 | 0 | 0 | 0 | 0 | 0 | 0 | 5 | 2 | 5 | 2 | [14 empty] | 2 | 2 | 4 | 2 | 2 | 1 | 1 | 0
SCE NOL | Calcite | 230 | LDES | 0 | 0 | 0 | 0 | 0 | 0 | 0 | 0 | 0 | 0 | 0 | 1 | 1 | 1 | 1 | [14 empty] | 2 | 1 | 4 | 1 | 3 | 1 | 1 | 0
PG&E KERN | Caliente | 230 | LDES | 0 | 0 | 0 | 0 | 0 | 0 | 0 | 0 | 0 | 0 | 0 | 5 | 2 | 5 | 2 | [14 empty] | 2 | 1 | 4 | 2 | 2 | 1 | 1 | 0
PG&E FRESNO | California Ave | 115 | LDES | 0 | 0 | 0 | 0 | 0 | 0 | 0 | 0 | 0 | 0 | 0 | 5 | 2 | 5 | 2 | [14 empty] | 1 | 1 | 2 | 2 | 1 | 1 | 1 | 0
PG&E KERN | Callender | 115 | LDES | 0 | 0 | 0 | 0 | 0 | 0 | 0 | 0 | 0 | 0 | 0 | 5 | 2 | 5 | 2 | [14 empty] | 2 | 2 | 4 | 2 | 2 | 1 | 1 | 0
PG&E NGBA | Calpella | 115 | LDES | 0 | 0 | 0 | 0 | 0 | 0 | 0 | 0 | 0 | 0 | 0 | 5 | 2 | 1 | 1 | [14 empty] | 2 | 2 | 4 | 2 | 3 | 1 | 1 | 0
PG&E GBA | Camanche | 230 | LDES | 0 | 0 | 0 | 0 | 0 | 0 | 0 | 0 | 0 | 0 | 0 | 5 | 4 | 1 | 1 | [14 empty] | 1 | 1 | 4 | 2 | 3 | 1 | 1 | 0
SDGE | Cameron | 69 | LDES | 0 | 0 | 0 | 0 | 0 | 0 | 0 | 0 | 0 | 0 | 0 | 1 | 1 | 1 | 1 | [14 empty] | 1 | 1 | 2 | 1 | 1 | 1 | 1 | 0
SDGE | Cannon | 69 | LDES | 0 | 0 | 0 | 0 | 0 | 0 | 0 | 0 | 0 | 0 | 0 | 1 | 1 | 1 | 1 | [14 empty] | 2 | 1 | 1 | 1 | 3 | 1 | 1 | 0
PG&E FRESNO | Cantua | 115 | LDES | 0 | 0 | 0 | 0 | 0 | 0 | 0 | 0 | 0 | 0 | 0 | 5 | 2 | 5 | 2 | [14 empty] | 1 | 1 | 4 | 2 | 1 | 1 | 1 | 0
SDGE | Capistrano | 138 | LDES | 0 | 0 | 0 | 0 | 0 | 0 | 0 | 0 | 0 | 0 | 0 | 1 | 1 | 1 | 1 | [14 empty] | 1 | 1 | 2 | 1 | 3 | 1 | 1 | 0
SDGE | Capistrano | 230 | LDES | 0 | 0 | 0 | 0 | 0 | 0 | 0 | 0 | 0 | 0 | 0 | 1 | 1 | 1 | 1 | [14 empty] | 1 | 1 | 2 | 1 | 3 | 1 | 1 | 0
PG&E NGBA | Carberry | 230 | LDES | 0 | 0 | 0 | 0 | 0 | 0 | 0 | 0 | 0 | 0 | 0 | 5 | 2 | 1 | 1 | [14 empty] | 2 | 2 | 4 | 2 | 3 | 1 | 1 | 0
SCE Eastern | Cardiff | 66 | LDES | 0 | 0 | 0 | 0 | 0 | 0 | 0 | 0 | 0 | 0 | 0 | 4 | 4 | 1 | 1 | [14 empty] | 1 | 1 | 2 | 1 | 1 | 1 | 1 | 0
PG&E NGBA | Caribou | 60 | LDES | 0 | 0 | 0 | 0 | 0 | 0 | 0 | 0 | 0 | 0 | 0 | 5 | 4 | 1 | 1 | [14 empty] | 2 | 2 | 4 | 1 | 3 | 1 | 1 | 0
PG&E NGBA | Caribou | 115 | LDES | 0 | 0 | 0 | 0 | 0 | 0 | 0 | 0 | 0 | 0 | 0 | 5 | 4 | 1 | 1 | [14 empty] | 2 | 2 | 4 | 1 | 3 | 1 | 1 | 0
PG&E NGBA | Caribou | 230 | LDES | 0 | 0 | 0 | 0 | 0 | 0 | 0 | 0 | 0 | 0 | 0 | 5 | 4 | 1 | 1 | [14 empty] | 2 | 2 | 4 | 1 | 3 | 1 | 1 | 0
EOP | Carpenter Canyon (fka Gamebird) | 138 | LDES | 0 | 0 | 0 | 0 | 0 | 0 | 0 | 0 | 0 | 0 | 0 | 5 | 2 | 4 | 2 | [14 empty] | 2 | 2 | 4 | 1 | 3 | 1 | 1 | 0
EOP | Carpenter Canyon (fka Gamebird) | 230 | LDES | 0 | 0 | 0 | 0 | 0 | 0 | 0 | 0 | 0 | 0 | 0 | 5 | 2 | 4 | 2 | [14 empty] | 2 | 2 | 4 | 1 | 3 | 1 | 1 | 0
PG&E NGBA | Carquinez | 115 | LDES | 0 | 0 | 0 | 0 | 0 | 0 | 0 | 0 | 0 | 0 | 0 | 5 | 2 | 1 | 1 | [14 empty] | 2 | 1 | 2 | 1 | 1 | 1 | 1 | 0
SDGE | Carrizo Gorge | 138 | LDES | 0 | 0 | 0 | 0 | 0 | 0 | 0 | 0 | 0 | 0 | 0 | 1 | 1 | 1 | 1 | [14 empty] | 2 | 1 | 4 | 1 | 3 | 1 | 1 | 0
PG&E KERN | Carrizo Plains | 115 | LDES | 0 | 0 | 0 | 0 | 0 | 0 | 0 | 0 | 0 | 0 | 0 | 5 | 2 | 5 | 2 | [14 empty] | 2 | 1 | 4 | 2 | 2 | 1 | 1 | 0
PG&E KERN | Casaloma | 230 | LDES | 0 | 0 | 0 | 0 | 0 | 0 | 0 | 0 | 0 | 0 | 0 | 5 | 2 | 5 | 2 | [14 empty] | 1 | 1 | 3 | 1 | 1 | 1 | 1 | 0
PG&E GBA | Castro Valley | 230 | LDES | 0 | 0 | 0 | 0 | 0 | 0 | 0 | 0 | 0 | 0 | 0 | 5 | 4 | 1 | 1 | [14 empty] | 2 | 1 | 2 | 1 | 2 | 1 | 1 | 0
PG&E GBA | Cayetano | 230 | LDES | 0 | 0 | 0 | 0 | 0 | 0 | 0 | 0 | 0 | 0 | 0 | 5 | 4 | 1 | 1 | [14 empty] | 2 | 1 | 3 | 1 | 3 | 1 | 1 | 0
SCE Metro | Center | 230 | LDES | 0 | 0 | 0 | 0 | 0 | 0 | 0 | 0 | 0 | 0 | 0 | 1 | 1 | 1 | 1 | [14 empty] | 1 | 1 | 1 | 1 | 1 | 1 | 1 | 0
PG&E KERN | Charca | 115 | LDES | 0 | 0 | 0 | 0 | 0 | 0 | 0 | 0 | 0 | 0 | 0 | 5 | 2 | 5 | 2 | [14 empty] | 1 | 1 | 4 | 1 | 1 | 1 | 1 | 0
EOP | Charleston | 138 | LDES | 0 | 0 | 0 | 0 | 0 | 0 | 0 | 0 | 0 | 0 | 0 | 5 | 2 | 4 | 2 | [14 empty] | 2 | 2 | 4 | 1 | 3 | 1 | 1 | 0
SCE Metro | Chevmain | 230 | LDES | 0 | 0 | 0 | 0 | 0 | 0 | 0 | 0 | 0 | 0 | 0 | 1 | 1 | 1 | 1 | [14 empty] | 1 | 1 | 1 | 1 | 1 | 1 | 1 | 0
SDGE | Chicarita | 138 | LDES | 0 | 0 | 0 | 0 | 0 | 0 | 0 | 0 | 0 | 0 | 0 | 1 | 1 | 1 | 1 | [14 empty] | 2 | 1 | 3 | 1 | 3 | 1 | 1 | 0
SCE Metro | Chino | 230 | LDES | 0 | 0 | 0 | 0 | 0 | 0 | 0 | 0 | 0 | 0 | 0 | 1 | 1 | 1 | 1 | [14 empty] | 1 | 1 | 1 | 1 | 2 | 1 | 1 | 0
PG&E FRESNO | Chowchilla | 115 | LDES | 0 | 0 | 0 | 0 | 0 | 0 | 0 | 0 | 0 | 0 | 0 | 5 | 2 | 5 | 2 | [14 empty] | 1 | 1 | 1 | 2 | 2 | 1 | 1 | 0
PG&E GBA | Christie | 60 | LDES | 0 | 0 | 0 | 0 | 0 | 0 | 0 | 0 | 0 | 0 | 0 | 5 | 4 | 1 | 1 | [14 empty] | 2 | 1 | 2 | 1 | 2 | 1 | 1 | 0
PG&E GBA | Christie | 115 | LDES | 0 | 0 | 0 | 0 | 0 | 0 | 0 | 0 | 0 | 0 | 0 | 5 | 2 | 1 | 1 | [14 empty] | 2 | 1 | 2 | 1 | 2 | 1 | 1 | 0
SCE Eastern | Cielo Azul | 500 | LDES | 0 | 0 | 0 | 0 | 0 | 0 | 0 | 0 | 0 | 0 | 0 | 5 | 4 | 4 | 4 | [14 empty] | 2 | 2 | 4 | 1 | 3 | 1 | 1 | 0
PG&E GBA | Clay | 60 | LDES | 0 | 0 | 0 | 0 | 0 | 0 | 0 | 0 | 0 | 0 | 0 | 5 | 4 | 1 | 1 | [14 empty] | 2 | 1 | 3 | 1 | 3 | 1 | 1 | 0
PG&E GBA | Clayton | 115 | LDES | 0 | 0 | 0 | 0 | 0 | 0 | 0 | 0 | 0 | 0 | 0 | 5 | 2 | 1 | 1 | [14 empty] | 2 | 1 | 4 | 1 | 2 | 1 | 1 | 0
PG&E NGBA | Cloverdale | 115 | LDES | 0 | 0 | 0 | 0 | 0 | 0 | 0 | 0 | 0 | 0 | 0 | 5 | 2 | 1 | 1 | [14 empty] | 2 | 2 | 4 | 2 | 3 | 1 | 1 | 0
PG&E FRESNO | Clovis | 115 | LDES | 0 | 0 | 0 | 0 | 0 | 0 | 0 | 0 | 0 | 0 | 0 | 5 | 2 | 5 | 2 | [14 empty] | 1 | 1 | 2 | 2 | 2 | 1 | 1 | 0
PG&E GBA | Coburn | 230 | LDES | 0 | 0 | 0 | 0 | 0 | 0 | 0 | 0 | 0 | 0 | 0 | 5 | 4 | 5 | 2 | [14 empty] | 2 | 2 | 2 | 2 | 3 | 1 | 1 | 0
PG&E GBA | Coburn | 60 | LDES | 0 | 0 | 0 | 0 | 0 | 0 | 0 | 0 | 0 | 0 | 0 | 5 | 4 | 5 | 2 | [14 empty] | 2 | 2 | 2 | 2 | 3 | 1 | 1 | 0
PG&E NGBA | Colgate | 230 | LDES | 0 | 0 | 0 | 0 | 0 | 0 | 0 | 0 | 0 | 0 | 0 | 5 | 4 | 1 | 1 | [14 empty] | 2 | 1 | 4 | 1 | 3 | 1 | 1 | 0
PG&E GBA | Collierville | 230 | LDES | 0 | 0 | 0 | 0 | 0 | 0 | 0 | 0 | 0 | 0 | 0 | 5 | 4 | 1 | 1 | [14 empty] | 2 | 1 | 4 | 1 | 3 | 1 | 1 | 0
PG&E GBA | Collinsville | 230 | LDES | 0 | 0 | 0 | 0 | 0 | 0 | 0 | 0 | 0 | 0 | 0 | 5 | 2 | 1 | 1 | [14 empty] | 2 | 1 | 3 | 1 | 1 | 1 | 1 | 0
PG&E GBA | Collinsville | 500 | LDES | 0 | 0 | 0 | 0 | 0 | 0 | 0 | 0 | 0 | 0 | 0 | 5 | 2 | 1 | 1 | [14 empty] | 2 | 1 | 3 | 1 | 1 | 1 | 1 | 0
SCE Eastern | Colorado River | 230 | LDES | 0 | 0 | 0 | 0 | 0 | 0 | 0 | 0 | 0 | 0 | 0 | 4 | 4 | 4 | 4 | [14 empty] | 2 | 2 | 3 | 1 | 3 | 1 | 1 | 0
SCE Eastern | Colorado River | 500 | LDES | 0 | 0 | 0 | 0 | 0 | 0 | 0 | 0 | 0 | 0 | 0 | 4 | 4 | 4 | 4 | [14 empty] | 2 | 2 | 3 | 1 | 3 | 1 | 1 | 0
PG&E KERN | Columbus | 115 | LDES | 0 | 0 | 150 | 0 | 150 | 0 | 0 | 0 | 150 | 0 | 150 | 5 | 2 | 5 | 2 | [14 empty] | 1 | 1 | 2 | 1 | 2 | 5- | 1 | 1
PG&E GBA | Contra Costa | 115 | LDES | 0 | 0 | 0 | 0 | 0 | 0 | 0 | 0 | 0 | 0 | 0 | 5 | 4 | 1 | 1 | [14 empty] | 2 | 1 | 2 | 1 | 2 | 1 | 1 | 0
PG&E GBA | Contra Costa | 230 | LDES | 0 | 0 | 0 | 0 | 0 | 0 | 0 | 0 | 0 | 0 | 0 | 5 | 4 | 1 | 1 | [14 empty] | 2 | 1 | 2 | 1 | 2 | 1 | 1 | 0
PG&E GBA | Contra Costa PP | 230 | LDES | 0 | 0 | 0 | 0 | 0 | 0 | 0 | 0 | 0 | 0 | 0 | 5 | 4 | 1 | 1 | [14 empty] | 2 | 1 | 1 | 1 | 2 | 1 | 1 | 0
SCE NOL | Control | 115 | LDES | 0 | 0 | 0 | 0 | 0 | 0 | 0 | 0 | 0 | 0 | 0 | 3 | 3 | 1 | 1 | [14 empty] | 2 | 2 | 4 | 1 | 3 | 1 | 1 | 0
SCE NOL | Control | 55 | LDES | 0 | 0 | 0 | 0 | 0 | 0 | 0 | 0 | 0 | 0 | 0 | 3 | 3 | 1 | 1 | [14 empty] | 2 | 2 | 4 | 1 | 3 | 1 | 1 | 0
PG&E GBA | Cooley Landing | 115 | LDES | 0 | 0 | 0 | 0 | 0 | 0 | 0 | 0 | 0 | 0 | 0 | 5 | 2 | 1 | 1 | [14 empty] | 2 | 1 | 2 | 1 | 1 | 1 | 1 | 0
PG&E GBA | Cooley Landing | 60 | LDES | 0 | 0 | 0 | 0 | 0 | 0 | 0 | 0 | 0 | 0 | 0 | 1 | 1 | 1 | 1 | [14 empty] | 2 | 1 | 2 | 1 | 1 | 1 | 1 | 0
SCE NOL | Coolwater | 230 | LDES | 0 | 0 | 0 | 0 | 0 | 0 | 0 | 0 | 0 | 0 | 0 | 3 | 3 | 1 | 1 | [14 empty] | 2 | 1 | 2 | 1 | 1 | 1 | 1 | 0
SCE NOL | Coolwater | 115 | LDES | 0 | 0 | 0 | 0 | 0 | 0 | 0 | 0 | 0 | 0 | 0 | 3 | 3 | 1 | 1 | [14 empty] | 2 | 1 | 2 | 1 | 1 | 1 | 1 | 0
PG&E KERN | Copus | 70 | LDES | 0 | 0 | 0 | 0 | 0 | 0 | 0 | 0 | 0 | 0 | 0 | 5 | 2 | 5 | 2 | [14 empty] | 1 | 1 | 3 | 1 | 1 | 1 | 1 | 0
PG&E FRESNO | Corcoran | 70 | LDES | 0 | 0 | 0 | 0 | 0 | 0 | 0 | 0 | 0 | 0 | 0 | 5 | 2 | 5 | 2 | [14 empty] | 1 | 1 | 4 | 2 | 1 | 1 | 1 | 0
PG&E FRESNO | Corcoran | 115 | LDES | 0 | 0 | 0 | 0 | 0 | 0 | 0 | 0 | 0 | 0 | 0 | 5 | 2 | 5 | 2 | [14 empty] | 1 | 1 | 4 | 2 | 1 | 1 | 1 | 0
PG&E NGBA | Corona | 115 | LDES | 0 | 0 | 0 | 0 | 0 | 0 | 0 | 0 | 0 | 0 | 0 | 5 | 2 | 1 | 1 | [14 empty] | 2 | 1 | 3 | 2 | 3 | 1 | 1 | 0
PG&E NGBA | Cortina | 230 | LDES | 0 | 0 | 0 | 0 | 0 | 0 | 0 | 0 | 0 | 0 | 0 | 5 | 2 | 1 | 1 | [14 empty] | 2 | 2 | 4 | 1 | 3 | 1 | 1 | 0
PG&E NGBA | Cortina | 115 | LDES | 0 | 0 | 0 | 0 | 0 | 0 | 0 | 0 | 0 | 0 | 0 | 5 | 2 | 1 | 1 | [14 empty] | 2 | 2 | 4 | 1 | 3 | 1 | 1 | 0
PG&E GBA | Cottle | 230 | LDES | 0 | 0 | 0 | 0 | 0 | 0 | 0 | 0 | 0 | 0 | 0 | 5 | 4 | 5 | 2 | [14 empty] | 1 | 1 | 3 | 2 | 1 | 1 | 1 | 0
PG&E NGBA | Cottonwood | 115 | LDES | 0 | 0 | 0 | 0 | 0 | 0 | 0 | 0 | 0 | 0 | 0 | 5 | 2 | 1 | 1 | [14 empty] | 2 | 2 | 3 | 2 | 3 | 1 | 1 | 0
PG&E NGBA | Cottonwood | 230 | LDES | 0 | 0 | 0 | 0 | 0 | 0 | 0 | 0 | 0 | 0 | 0 | 5 | 2 | 1 | 1 | [14 empty] | 2 | 2 | 3 | 2 | 3 | 1 | 1 | 0
PG&E NGBA | Cottonwood | 60 | LDES | 0 | 0 | 0 | 0 | 0 | 0 | 0 | 0 | 0 | 0 | 0 | 5 | 2 | 1 | 1 | [14 empty] | 2 | 2 | 3 | 2 | 3 | 1 | 1 | 0
PG&E NGBA | Cove Road | 230 | LDES | 0 | 0 | 0 | 0 | 0 | 0 | 0 | 0 | 0 | 0 | 0 | 5 | 2 | 1 | 1 | [14 empty] | 2 | 2 | 4 | 2 | 3 | 1 | 1 | 0
PG&E GBA | Coyote | 230 | LDES | 0 | 0 | 0 | 0 | 0 | 0 | 0 | 0 | 0 | 0 | 0 | 5 | 4 | 1 | 1 | [14 empty] | 2 | 1 | 3 | 2 | 2 | 1 | 1 | 0
PG&E GBA | Crazy Horse Canyon | 115 | LDES | 0 | 0 | 0 | 0 | 0 | 0 | 0 | 0 | 0 | 0 | 0 | 1 | 1 | 1 | 1 | [14 empty] | 2 | 2 | 4 | 2 | 3 | 1 | 1 | 0
SDGE | Creelman | 69 | LDES | 0 | 0 | 0 | 0 | 0 | 0 | 0 | 0 | 0 | 0 | 0 | 1 | 1 | 1 | 1 | [14 empty] | 2 | 1 | 4 | 1 | 3 | 1 | 1 | 0
PG&E FRESNO | Crescent | 70 | LDES | 0 | 0 | 0 | 0 | 0 | 0 | 0 | 0 | 0 | 0 | 0 | 5 | 2 | 5 | 2 | [14 empty] | 1 | 1 | 3 | 2 | 1 | 1 | 1 | 0
PG&E FRESNO | Cressey | 115 | LDES | 0 | 0 | 0 | 0 | 0 | 0 | 0 | 0 | 0 | 0 | 0 | 5 | 4 | 5 | 2 | [14 empty] | 1 | 1 | 3 | 2 | 1 | 1 | 1 | 0
PG&E NGBA | Cresta | 230 | LDES | 0 | 0 | 0 | 0 | 0 | 0 | 0 | 0 | 0 | 0 | 0 | 5 | 5 | 3 | 3 | [14 empty] | 2 | 1 | 4 | 2 | 3 | 1 | 1 | 0
SDGE | Crestwood | 69 | LDES | 0 | 0 | 0 | 0 | 0 | 0 | 0 | 0 | 0 | 0 | 0 | 1 | 1 | 1 | 1 | [14 empty] | 2 | 1 | 4 | 1 | 3 | 1 | 1 | 0
PG&E GBA | Crow Creek | 60 | LDES | 0 | 0 | 0 | 0 | 0 | 0 | 0 | 0 | 0 | 0 | 0 | 5 | 4 | 1 | 1 | [14 empty] | 1 | 1 | 4 | 2 | 1 | 1 | 1 | 0
PG&E GBA | Crows Landing | 60 | LDES | 0 | 0 | 0 | 0 | 0 | 0 | 0 | 0 | 0 | 0 | 0 | 5 | 4 | 1 | 1 | [14 empty] | 1 | 1 | 4 | 2 | 1 | 1 | 1 | 0
PG&E GBA | Curtis | 115 | LDES | 0 | 0 | 0 | 0 | 0 | 0 | 0 | 0 | 0 | 0 | 0 | 5 | 4 | 1 | 1 | [14 empty] | 2 | 1 | 4 | 1 | 3 | 1 | 1 | 0
PG&E FRESNO | Dairyland | 115 | LDES | 0 | 0 | 0 | 0 | 0 | 0 | 0 | 0 | 0 | 0 | 0 | 5 | 2 | 5 | 2 | [14 empty] | 1 | 1 | 3 | 2 | 1 | 1 | 1 | 0
PG&E NGBA | Davis | 115 | LDES | 0 | 0 | 0 | 0 | 0 | 0 | 0 | 0 | 0 | 0 | 0 | 5 | 2 | 1 | 1 | [14 empty] | 2 | 1 | 4 | 2 | 3 | 1 | 1 | 0
SCE Metro | Del Amo | 500 | LDES | 0 | 0 | 0 | 0 | 0 | 0 | 0 | 0 | 0 | 0 | 0 | 1 | 1 | 1 | 1 | [14 empty] | 1 | 1 | 3 | 1 | 2 | 1 | 1 | 0
SCE Metro | Del Amo | 230 | LDES | 0 | 0 | 0 | 0 | 0 | 0 | 0 | 0 | 0 | 0 | 0 | 1 | 1 | 1 | 1 | [14 empty] | 1 | 1 | 3 | 1 | 2 | 1 | 1 | 0
SCE Eastern | Delaney | 500 | LDES | 0 | 0 | 0 | 0 | 0 | 0 | 0 | 0 | 0 | 0 | 0 | 5 | 4 | 4 | 4 | [14 empty] | 2 | 1 | 4 | 2 | 3 | 1 | 1 | 0
PG&E NGBA | Delevan | 230 | LDES | 0 | 0 | 0 | 0 | 0 | 0 | 0 | 0 | 0 | 0 | 0 | 5 | 2 | 1 | 1 | 3 | [13 empty] | 2 | 2 | 1 | 1 | 3 | 1 | 1 | 0
PG&E GBA | Delta PP | 230 | LDES | 0 | 0 | 0 | 0 | 0 | 0 | 0 | 0 | 0 | 0 | 0 | 5 | 2 | 1 | 1 | [14 empty] | 2 | 1 | 3 | 1 | 2 | 1 | 1 | 0
EOP | Desert View | 230 | LDES | 0 | 0 | 0 | 0 | 0 | 0 | 0 | 0 | 0 | 0 | 0 | 5 | 2 | 4 | 2 | [14 empty] | 2 | 1 | 4 | 1 | 3 | 1 | 1 | 0
SCE Eastern | Devers | 230 | LDES | 0 | 0 | 0 | 0 | 0 | 0 | 0 | 0 | 0 | 0 | 0 | 4 | 4 | 1 | 1 | [14 empty] | 2 | 1 | 1 | 1 | 3 | 1 | 1 | 0
SCE Eastern | Devers | 500 | LDES | 0 | 0 | 0 | 0 | 0 | 0 | 0 | 0 | 0 | 0 | 0 | 4 | 4 | 1 | 1 | [14 empty] | 2 | 1 | 1 | 1 | 3 | 1 | 1 | 0
PG&E KERN | Diablo Canyon | 230 | LDES | 0 | 0 | 0 | 0 | 0 | 0 | 0 | 0 | 0 | 0 | 0 | 5 | 2 | 5 | 2 | [14 empty] | 2 | 2 | 4 | 2 | 3 | 1 | 1 | 0
PG&E KERN | Diablo Canyon | 500 | LDES | 0 | 0 | 0 | 0 | 0 | 0 | 0 | 0 | 0 | 0 | 0 | 5 | 2 | 4 | 2 | [14 empty] | 2 | 2 | 4 | 2 | 3 | 1 | 1 | 0
PG&E KERN | Divide | 115 | LDES | 0 | 0 | 0 | 0 | 0 | 0 | 0 | 0 | 0 | 0 | 0 | 5 | 2 | 5 | 2 | [14 empty] | 2 | 2 | 4 | 1 | 2 | 1 | 1 | 0
PG&E GBA | Dixon Landing | 115 | LDES | 0 | 0 | 0 | 0 | 0 | 0 | 0 | 0 | 0 | 0 | 0 | 5 | 4 | 1 | 1 | [14 empty] | 2 | 1 | 2 | 1 | 2 | 1 | 1 | 0
PG&E FRESNO | Dos Amigos | 230 | LDES | 0 | 0 | 0 | 0 | 0 | 0 | 0 | 0 | 0 | 0 | 0 | 5 | 2 | 5 | 2 | [14 empty] | 1 | 1 | 4 | 2 | 1 | 1 | 1 | 0
PG&E NGBA | Drum | 115 | LDES | 0 | 0 | 0 | 0 | 0 | 0 | 0 | 0 | 0 | 0 | 0 | 5 | 5 | 3 | 3 | [14 empty] | 2 | 1 | 4 | 2 | 3 | 1 | 1 | 0
PG&E GBA | Dumbarton | 115 | LDES | 0 | 0 | 0 | 0 | 0 | 0 | 0 | 0 | 0 | 0 | 0 | 5 | 2 | 1 | 1 | [14 empty] | 2 | 1 | 3 | 1 | 2 | 1 | 1 | 0
SCE NOL | Dunn Siding | 115 | LDES | 0 | 0 | 0 | 0 | 0 | 0 | 0 | 0 | 0 | 0 | 0 | 3 | 3 | 1 | 1 | [14 empty] | 2 | 1 | 4 | 1 | 1 | 1 | 1 | 0
SCE Eastern | Eagle Mountain | 230 | LDES | 0 | 0 | 0 | 0 | 0 | 0 | 0 | 0 | 0 | 0 | 0 | 5 | 4 | 1 | 1 | [14 empty] | 2 | 2 | 4 | 1 | 3 | 1 | 1 | 0
PG&E NGBA | Eagle Rock (PGE) | 60 | LDES | 0 | 0 | 0 | 0 | 0 | 0 | 0 | 0 | 0 | 0 | 0 | 5 | 2 | 1 | 1 | [14 empty] | 2 | 2 | 4 | 2 | 3 | 1 | 1 | 0
PG&E NGBA | Eagle Rock (PGE) | 115 | LDES | 0 | 0 | 0 | 0 | 0 | 0 | 0 | 0 | 0 | 0 | 0 | 5 | 2 | 1 | 1 | [14 empty] | 2 | 2 | 4 | 2 | 3 | 1 | 1 | 0
SCE Metro | Eagle Rock (SCE) | 230 | LDES | 0 | 0 | 0 | 0 | 0 | 0 | 0 | 0 | 0 | 0 | 0 | 1 | 1 | 1 | 1 | [14 empty] | 1 | 1 | 2 | 1 | 2 | 1 | 1 | 0
PG&E NGBA | East Marysville | 115 | LDES | 0 | 0 | 0 | 0 | 0 | 0 | 0 | 0 | 0 | 0 | 0 | 5 | 4 | 1 | 1 | [14 empty] | 2 | 2 | 2 | 1 | 2 | 1 | 1 | 0
PG&E NGBA | East Nicolaus | 115 | LDES | 0 | 0 | 0 | 0 | 0 | 0 | 0 | 0 | 0 | 0 | 0 | 5 | 4 | 1 | 1 | [14 empty] | 2 | 1 | 4 | 1 | 3 | 1 | 1 | 0
PG&E NGBA | East Nicolaus | 60 | LDES | 0 | 0 | 0 | 0 | 0 | 0 | 0 | 0 | 0 | 0 | 0 | 5 | 4 | 1 | 1 | [14 empty] | 2 | 1 | 4 | 1 | 3 | 1 | 1 | 0
PG&E GBA | Eastshore | 115 | LDES | 0 | 0 | 0 | 0 | 0 | 0 | 0 | 0 | 0 | 0 | 0 | 5 | 2 | 1 | 1 | [14 empty] | 2 | 1 | 2 | 1 | 1 | 1 | 1 | 0
PG&E GBA | Eastshore | 230 | LDES | 0 | 0 | 0 | 0 | 0 | 0 | 0 | 0 | 0 | 0 | 0 | 5 | 2 | 1 | 1 | [14 empty] | 2 | 1 | 2 | 1 | 1 | 1 | 1 | 0
SDGE | ECO | 138 | LDES | 0 | 0 | 0 | 0 | 0 | 0 | 0 | 0 | 0 | 0 | 0 | 1 | 1 | 1 | 1 | [14 empty] | 2 | 1 | 4 | 1 | 3 | 1 | 1 | 0
SDGE | ECO | 230 | LDES | 0 | 0 | 0 | 0 | 0 | 0 | 0 | 0 | 0 | 0 | 0 | 1 | 1 | 1 | 1 | [14 empty] | 2 | 1 | 4 | 1 | 3 | 1 | 1 | 0
SDGE | ECO | 500 | LDES | 0 | 0 | 0 | 0 | 0 | 0 | 0 | 0 | 0 | 0 | 0 | 1 | 1 | 1 | 1 | [14 empty] | 2 | 1 | 4 | 1 | 3 | 1 | 1 | 0
PG&E GBA | Edenvale | 115 | LDES | 0 | 0 | 0 | 0 | 0 | 0 | 0 | 0 | 0 | 0 | 0 | 5 | 4 | 1 | 1 | [14 empty] | 2 | 1 | 2 | 2 | 2 | 1 | 1 | 0
PG&E GBA | Edes | 115 | LDES | 0 | 0 | 0 | 0 | 0 | 0 | 0 | 0 | 0 | 0 | 0 | 5 | 2 | 1 | 1 | [14 empty] | 2 | 1 | 3 | 1 | 1 | 1 | 1 | 0
PG&E GBA | Eight Mile | 230 | LDES | 0 | 0 | 0 | 0 | 0 | 0 | 0 | 0 | 0 | 0 | 0 | 5 | 4 | 1 | 1 | [14 empty] | 1 | 1 | 2 | 2 | 1 | 1 | 1 | 0
SDGE | El Cajon | 69 | LDES | 0 | 0 | 0 | 0 | 0 | 0 | 0 | 0 | 0 | 0 | 0 | 1 | 1 | 1 | 1 | [14 empty] | 2 | 1 | 2 | 1 | 1 | 1 | 1 | 0
SCE Eastern | El Casco | 230 | LDES | 0 | 0 | 0 | 0 | 0 | 0 | 0 | 0 | 0 | 0 | 0 | 4 | 4 | 1 | 1 | [14 empty] | 1 | 1 | 4 | 1 | 2 | 1 | 1 | 0
PG&E GBA | El Cerrito G | 115 | LDES | 0 | 0 | 0 | 0 | 0 | 0 | 0 | 0 | 0 | 0 | 0 | 5 | 2 | 1 | 1 | [14 empty] | 2 | 1 | 2 | 1 | 2 | 1 | 1 | 0
PG&E NGBA | El Dorado PH | 115 | LDES | 0 | 0 | 0 | 0 | 0 | 0 | 0 | 0 | 0 | 0 | 0 | 5 | 4 | 1 | 1 | [14 empty] | 2 | 1 | 4 | 2 | 3 | 1 | 1 | 0
PG&E FRESNO | El Nido (PGE) | 115 | LDES | 0 | 0 | 0 | 0 | 0 | 0 | 0 | 0 | 0 | 0 | 0 | 5 | 4 | 5 | 2 | [14 empty] | 1 | 1 | 4 | 2 | 1 | 1 | 1 | 0
SCE Metro | El Nido (SCE) | 230 | LDES | 0 | 0 | 0 | 0 | 0 | 0 | 0 | 0 | 0 | 0 | 0 | 1 | 1 | 1 | 1 | [14 empty] | 1 | 1 | 2 | 1 | 2 | 1 | 1 | 0
PG&E GBA | El Patio | 115 | LDES | 0 | 0 | 0 | 0 | 0 | 0 | 0 | 0 | 0 | 0 | 0 | 5 | 4 | 1 | 1 | [14 empty] | 2 | 1 | 3 | 2 | 2 | 1 | 1 | 0
SCE Metro | El Segundo | 230 | LDES | 0 | 0 | 0 | 0 | 0 | 0 | 0 | 0 | 0 | 0 | 0 | 1 | 1 | 1 | 1 | [14 empty] | 1 | 1 | 1 | 1 | 1 | 1 | 1 | 0
EOP | Eldorado | 230 | LDES | 0 | 0 | 0 | 0 | 0 | 0 | 0 | 0 | 0 | 0 | 0 | 5 | 2 | 4 | 2 | 4 | [13 empty] | 2 | 2 | 2 | 1 | 3 | 1 | 1 | 0
EOP | Eldorado | 500 | LDES | 0 | 0 | 560 | 0 | 560 | 0 | 0 | 0 | 560 | 0 | 560 | 5 | 2 | 4 | 2 | [14 empty] | 2 | 2 | 2 | 1 | 3 | 5- | 1 | 1
SCE Northern | Elizabeth Lake | 66 | LDES | 0 | 0 | 0 | 0 | 0 | 0 | 0 | 0 | 0 | 0 | 0 | 5 | 2 | 4 | 2 | [14 empty] | 1 | 1 | 3 | 1 | 3 | 1 | 1 | 0
PG&E KERN | Elk Hills | 230 | LDES | 0 | 0 | 0 | 0 | 0 | 0 | 0 | 0 | 0 | 0 | 0 | 5 | 2 | 5 | 2 | [14 empty] | 1 | 1 | 3 | 1 | 1 | 1 | 1 | 0
SDGE | Elliot | 69 | LDES | 0 | 0 | 0 | 0 | 0 | 0 | 0 | 0 | 0 | 0 | 0 | 1 | 1 | 1 | 1 | [14 empty] | 2 | 1 | 2 | 1 | 2 | 1 | 1 | 0
SCE Metro | Ellis | 230 | LDES | 0 | 0 | 0 | 0 | 0 | 0 | 0 | 0 | 0 | 0 | 0 | 1 | 1 | 1 | 1 | [14 empty] | 1 | 1 | 2 | 1 | 2 | 1 | 1 | 0
SDGE | Encina | 138 | LDES | 0 | 0 | 0 | 0 | 0 | 0 | 0 | 0 | 0 | 0 | 0 | 1 | 1 | 1 | 1 | [14 empty] | 2 | 1 | 1 | 1 | 3 | 1 | 1 | 0
SDGE | Encina | 230 | LDES | 0 | 0 | 0 | 0 | 0 | 0 | 0 | 0 | 0 | 0 | 0 | 1 | 1 | 1 | 1 | [14 empty] | 2 | 1 | 1 | 1 | 3 | 1 | 1 | 0
SDGE | Escondido | 230 | LDES | 0 | 0 | 0 | 0 | 0 | 0 | 0 | 0 | 0 | 0 | 0 | 1 | 1 | 1 | 1 | [14 empty] | 2 | 1 | 1 | 1 | 3 | 1 | 1 | 0
SDGE | Escondido | 69 | LDES | 0 | 0 | 0 | 0 | 0 | 0 | 0 | 0 | 0 | 0 | 0 | 1 | 1 | 1 | 1 | [14 empty] | 2 | 1 | 1 | 1 | 3 | 1 | 1 | 0
PG&E KERN | Estrella | 230 | LDES | 0 | 0 | 0 | 0 | 0 | 0 | 0 | 0 | 0 | 0 | 0 | 5 | 2 | 5 | 2 | [14 empty] | 2 | 2 | 4 | 2 | 3 | 1 | 1 | 0
SCE Eastern | Etiwanda | 230 | LDES | 0 | 0 | 660 | 0 | 660 | 0 | 0 | 0 | 660 | 0 | 660 | 1 | 1 | 1 | 1 | [14 empty] | 1 | 1 | 2 | 1 | 1 | 5- | 1 | 1
PG&E GBA | Evergreen | 115 | LDES | 0 | 0 | 0 | 0 | 0 | 0 | 0 | 0 | 0 | 0 | 0 | 5 | 4 | 1 | 1 | [14 empty] | 2 | 1 | 2 | 2 | 2 | 1 | 1 | 0
PG&E GBA | Evergreen | 60 | LDES | 0 | 0 | 0 | 0 | 0 | 0 | 0 | 0 | 0 | 0 | 0 | 5 | 4 | 1 | 1 | [14 empty] | 2 | 1 | 2 | 2 | 2 | 1 | 1 | 0
PG&E FRESNO | Excelsior | 115 | LDES | 0 | 0 | 0 | 0 | 0 | 0 | 0 | 0 | 0 | 0 | 0 | 5 | 2 | 5 | 2 | [14 empty] | 1 | 1 | 4 | 2 | 1 | 1 | 1 | 0
PG&E FRESNO | Exchequer | 115 | LDES | 0 | 0 | 0 | 0 | 0 | 0 | 0 | 0 | 0 | 0 | 0 | 5 | 4 | 5 | 2 | [14 empty] | 2 | 1 | 4 | 1 | 2 | 1 | 1 | 0
PG&E KERN | Fairway | 115 | LDES | 0 | 0 | 0 | 0 | 0 | 0 | 0 | 0 | 0 | 0 | 0 | 5 | 2 | 5 | 2 | [14 empty] | 2 | 2 | 3 | 1 | 2 | 1 | 1 | 0
PG&E KERN | Famoso | 115 | LDES | 0 | 0 | 0 | 0 | 0 | 0 | 0 | 0 | 0 | 0 | 0 | 5 | 2 | 5 | 2 | [14 empty] | 1 | 1 | 4 | 1 | 1 | 1 | 1 | 0
PG&E NGBA | Fern Road | 500 | LDES | 0 | 0 | 0 | 0 | 0 | 0 | 0 | 0 | 0 | 0 | 0 | 5 | 2 | 1 | 1 | [14 empty] | 2 | 2 | 4 | 2 | 3 | 1 | 1 | 0
PG&E GBA | Fibreboard (SPI Sonora) | 115 | LDES | 0 | 0 | 0 | 0 | 0 | 0 | 0 | 0 | 0 | 0 | 0 | 5 | 4 | 1 | 1 | [14 empty] | 2 | 1 | 2 | 1 | 2 | 1 | 1 | 0
PG&E FRESNO | Figarden | 230 | LDES | 0 | 0 | 0 | 0 | 0 | 0 | 0 | 0 | 0 | 0 | 0 | 5 | 4 | 5 | 2 | [14 empty] | 1 | 1 | 3 | 2 | 2 | 1 | 1 | 0
PG&E FRESNO | Fink | 230 | LDES | 0 | 0 | 0 | 0 | 0 | 0 | 0 | 0 | 0 | 0 | 0 | 1 | 1 | 1 | 1 | [14 empty] | 1 | 1 | 4 | 2 | 1 | 1 | 1 | 0
PG&E NGBA | Fitch Mountain | 60 | LDES | 0 | 0 | 0 | 0 | 0 | 0 | 0 | 0 | 0 | 0 | 0 | 5 | 2 | 1 | 1 | [14 empty] | 2 | 2 | 4 | 2 | 3 | 1 | 1 | 0
PG&E GBA | FMC | 115 | LDES | 0 | 0 | 0 | 0 | 0 | 0 | 0 | 0 | 0 | 0 | 0 | 5 | 4 | 1 | 1 | [14 empty] | 2 | 1 | 2 | 2 | 2 | 1 | 1 | 0
PG&E GBA | Fremont | 115 | LDES | 0 | 0 | 0 | 0 | 0 | 0 | 0 | 0 | 0 | 0 | 0 | 1 | 1 | 1 | 1 | [14 empty] | 2 | 1 | 3 | 1 | 2 | 1 | 1 | 0
PG&E GBA | French Camp | 60 | LDES | 0 | 0 | 0 | 0 | 0 | 0 | 0 | 0 | 0 | 0 | 0 | 5 | 4 | 1 | 1 | [14 empty] | 1 | 1 | 3 | 2 | 1 | 1 | 1 | 0
PG&E GBA | Frogtown | 115 | LDES | 0 | 0 | 0 | 0 | 0 | 0 | 0 | 0 | 0 | 0 | 0 | 5 | 4 | 1 | 1 | [14 empty] | 2 | 1 | 4 | 1 | 3 | 1 | 1 | 0
PG&E NGBA | Fulton | 115 | LDES | 0 | 0 | 0 | 0 | 0 | 0 | 0 | 0 | 0 | 0 | 0 | 5 | 4 | 1 | 1 | [14 empty] | 2 | 1 | 3 | 2 | 2 | 1 | 1 | 0
PG&E NGBA | Fulton | 230 | LDES | 0 | 0 | 0 | 0 | 0 | 0 | 0 | 0 | 0 | 0 | 0 | 5 | 4 | 1 | 1 | [14 empty] | 2 | 1 | 3 | 2 | 2 | 1 | 1 | 0
PG&E NGBA | Fulton | 60 | LDES | 0 | 0 | 0 | 0 | 0 | 0 | 0 | 0 | 0 | 0 | 0 | 5 | 2 | 1 | 1 | [14 empty] | 2 | 1 | 3 | 2 | 2 | 1 | 1 | 0
PG&E KERN | Ganso | 115 | LDES | 0 | 0 | 0 | 0 | 0 | 0 | 0 | 0 | 0 | 0 | 0 | 5 | 2 | 5 | 2 | [14 empty] | 1 | 1 | 3 | 1 | 1 | 1 | 1 | 0
PG&E FRESNO | Gates | 230 | LDES | 0 | 0 | 0 | 0 | 0 | 0 | 0 | 0 | 0 | 0 | 0 | 5 | 2 | 5 | 2 | [14 empty] | 1 | 1 | 3 | 2 | 1 | 1 | 1 | 0
PG&E FRESNO | Gates | 500 | LDES | 0 | 0 | 0 | 0 | 0 | 0 | 0 | 0 | 0 | 0 | 0 | 5 | 2 | 5 | 2 | [14 empty] | 1 | 1 | 3 | 2 | 1 | 1 | 1 | 0
PG&E NGBA | Geysers 12 | 230 | LDES | 0 | 0 | 0 | 0 | 0 | 0 | 0 | 0 | 0 | 0 | 0 | 5 | 4 | 1 | 1 | [14 empty] | 2 | 2 | 4 | 2 | 3 | 1 | 1 | 0
PG&E NGBA | Geysers 17 | 230 | LDES | 0 | 0 | 0 | 0 | 0 | 0 | 0 | 0 | 0 | 0 | 0 | 5 | 4 | 1 | 1 | [14 empty] | 2 | 2 | 4 | 2 | 3 | 1 | 1 | 0
PG&E NGBA | Geysers 3 | 115 | LDES | 0 | 0 | 0 | 0 | 0 | 0 | 0 | 0 | 0 | 0 | 0 | 5 | 2 | 1 | 1 | [14 empty] | 2 | 2 | 4 | 2 | 3 | 1 | 1 | 0
PG&E NGBA | Glenn | 230 | LDES | 0 | 0 | 0 | 0 | 0 | 0 | 0 | 0 | 0 | 0 | 0 | 5 | 2 | 1 | 1 | [14 empty] | 2 | 2 | 4 | 1 | 3 | 1 | 1 | 0
PG&E NGBA | Glenn | 60 | LDES | 0 | 0 | 0 | 0 | 0 | 0 | 0 | 0 | 0 | 0 | 0 | 5 | 2 | 1 | 1 | [14 empty] | 2 | 2 | 4 | 1 | 3 | 1 | 1 | 0
PG&E NGBA | Gold Hill | 115 | LDES | 0 | 0 | 0 | 0 | 0 | 0 | 0 | 0 | 0 | 0 | 0 | 5 | 4 | 1 | 1 | [14 empty] | 2 | 1 | 4 | 2 | 3 | 1 | 1 | 0
PG&E NGBA | Gold Hill | 230 | LDES | 0 | 0 | 0 | 0 | 0 | 0 | 0 | 0 | 0 | 0 | 0 | 5 | 4 | 1 | 1 | [14 empty] | 2 | 1 | 4 | 2 | 3 | 1 | 1 | 0
SCE Northern | Goleta | 230 | LDES | 0 | 0 | 0 | 0 | 0 | 0 | 0 | 0 | 0 | 0 | 0 | 5 | 2 | 4 | 2 | [14 empty] | 2 | 2 | 2 | 1 | 2 | 1 | 1 | 0
SCE Metro | Goodrich | 230 | LDES | 0 | 0 | 0 | 0 | 0 | 0 | 0 | 0 | 0 | 0 | 0 | 1 | 1 | 1 | 1 | [14 empty] | 1 | 1 | 3 | 1 | 2 | 1 | 1 | 0
PG&E KERN | Goose Lake | 115 | LDES | 0 | 0 | 0 | 0 | 0 | 0 | 0 | 0 | 0 | 0 | 0 | 5 | 2 | 5 | 2 | [14 empty] | 1 | 1 | 2 | 1 | 1 | 1 | 1 | 0
SCE Metro | Gould | 230 | LDES | 0 | 0 | 0 | 0 | 0 | 0 | 0 | 0 | 0 | 0 | 0 | 1 | 1 | 1 | 1 | [14 empty] | 1 | 1 | 4 | 1 | 2 | 1 | 1 | 0
PG&E NGBA | Grand Island | 115 | LDES | 0 | 0 | 0 | 0 | 0 | 0 | 0 | 0 | 0 | 0 | 0 | 5 | 4 | 1 | 1 | [14 empty] | 2 | 1 | 4 | 2 | 2 | 1 | 1 | 0
SDGE | Granite | 69 | LDES | 0 | 0 | 0 | 0 | 0 | 0 | 0 | 0 | 0 | 0 | 0 | 1 | 1 | 1 | 1 | [14 empty] | 2 | 1 | 2 | 2 | 2 | 1 | 1 | 0
PG&E GBA | Grant | 115 | LDES | 0 | 0 | 0 | 0 | 0 | 0 | 0 | 0 | 0 | 0 | 0 | 5 | 2 | 1 | 1 | [14 empty] | 2 | 1 | 2 | 1 | 2 | 1 | 1 | 0
PG&E GBA | Green Valley | 115 | LDES | 0 | 0 | 0 | 0 | 0 | 0 | 0 | 0 | 0 | 0 | 0 | 5 | 4 | 1 | 1 | [14 empty] | 2 | 2 | 3 | 2 | 2 | 1 | 1 | 0
PG&E NGBA | Greenleaf 1 | 115 | LDES | 0 | 0 | 0 | 0 | 0 | 0 | 0 | 0 | 0 | 0 | 0 | 5 | 4 | 1 | 1 | [14 empty] | 2 | 2 | 1 | 1 | 3 | 1 | 1 | 0
PG&E FRESNO | Gregg | 230 | LDES | 0 | Mapped as PSH (Helms Uprate) | 140 | 0 | 140 | 0 | 0 | 0 | 140 | 0 | 140 | 5 | 2 | 5 | 2 | [14 empty] | 1 | 1 | 3 | 2 | 1 | 5- | 1 | 1
PG&E FRESNO | Grimmway-Malaga | 115 | LDES | 0 | 0 | 0 | 0 | 0 | 0 | 0 | 0 | 0 | 0 | 0 | 5 | 2 | 5 | 2 | [14 empty] | 1 | 1 | 2 | 1 | 1 | 1 | 1 | 0
PG&E NGBA | Grizzly | 230 | LDES | 0 | 0 | 0 | 0 | 0 | 0 | 0 | 0 | 0 | 0 | 0 | 5 | 5 | 3 | 3 | [14 empty] | 2 | 2 | 4 | 1 | 3 | 1 | 1 | 0
PG&E FRESNO | Guernsey | 70 | LDES | 0 | 0 | 0 | 0 | 0 | 0 | 0 | 0 | 0 | 0 | 0 | 5 | 2 | 5 | 2 | [14 empty] | 1 | 1 | 3 | 2 | 1 | 1 | 1 | 0
PG&E FRESNO | GWF Hanford | 115 | LDES | 0 | 0 | 0 | 0 | 0 | 0 | 0 | 0 | 0 | 0 | 0 | 5 | 2 | 5 | 2 | [14 empty] | 2 | 1 | 2 | 1 | 1 | 1 | 1 | 0
PG&E FRESNO | Haas | 230 | LDES | 0 | 0 | 0 | 0 | 0 | 0 | 0 | 0 | 0 | 0 | 0 | 5 | 2 | 5 | 2 | [14 empty] | 1 | 1 | 4 | 2 | 3 | 1 | 1 | 0
PG&E FRESNO | Hammonds | 115 | LDES | 0 | 0 | 0 | 0 | 0 | 0 | 0 | 0 | 0 | 0 | 0 | 5 | 2 | 5 | 2 | [14 empty] | 1 | 1 | 2 | 2 | 1 | 1 | 1 | 0
SCE Metro | HarborGen | 230 | LDES | 0 | 0 | 0 | 0 | 0 | 0 | 0 | 0 | 0 | 0 | 0 | 1 | 1 | 1 | 1 | [14 empty] | 1 | 1 | 2 | 1 | 1 | 1 | 1 | 0
PG&E NGBA | Harris | 60 | LDES | 0 | 0 | 0 | 0 | 0 | 0 | 0 | 0 | 0 | 0 | 0 | 5 | 2 | 1 | 1 | [14 empty] | 2 | 2 | 2 | 2 | 3 | 1 | 1 | 0
EOP | Harry Allen | 500 | LDES | 0 | 0 | 0 | 0 | 0 | 0 | 0 | 0 | 0 | 0 | 0 | 5 | 2 | 4 | 2 | [14 empty] | 2 | 2 | 4 | 1 | 3 | 1 | 1 | 0
PG&E NGBA | Hartley | 60 | LDES | 0 | 0 | 0 | 0 | 0 | 0 | 0 | 0 | 0 | 0 | 0 | 5 | 2 | 1 | 1 | [14 empty] | 2 | 2 | 4 | 2 | 3 | 1 | 1 | 0
SCE NOL | Harvard | 115 | LDES | 0 | 0 | 0 | 0 | 0 | 0 | 0 | 0 | 0 | 0 | 0 | 3 | 3 | 1 | 1 | [14 empty] | 2 | 1 | 4 | 1 | 1 | 1 | 1 | 0
SDGE | Hassayampa | 500 | LDES | 0 | 0 | 0 | 0 | 0 | 0 | 0 | 0 | 0 | 0 | 0 | 5 | 3 | 4 | 4 | [14 empty] | 2 | 1 | 4 | 2 | 3 | 1 | 1 | 0
PG&E FRESNO | Helm | 230 | LDES | 0 | 0 | 0 | 0 | 0 | 0 | 0 | 0 | 0 | 0 | 0 | 5 | 2 | 5 | 2 | [14 empty] | 1 | 1 | 2 | 2 | 1 | 1 | 1 | 0
PG&E FRESNO | Helm | 70 | LDES | 0 | 0 | 0 | 0 | 0 | 0 | 0 | 0 | 0 | 0 | 0 | 5 | 2 | 5 | 2 | [14 empty] | 1 | 1 | 2 | 2 | 1 | 1 | 1 | 0
PG&E FRESNO | Henrietta | 115 | LDES | 0 | 0 | 0 | 0 | 0 | 0 | 0 | 0 | 0 | 0 | 0 | 5 | 2 | 5 | 2 | [14 empty] | 1 | 1 | 1 | 2 | 1 | 1 | 1 | 0
PG&E FRESNO | Henrietta | 230 | LDES | 0 | 0 | 0 | 0 | 0 | 0 | 0 | 0 | 0 | 0 | 0 | 5 | 2 | 5 | 2 | [14 empty] | 1 | 1 | 1 | 2 | 1 | 1 | 1 | 0
PG&E FRESNO | Henrietta | 70 | LDES | 0 | 0 | 0 | 0 | 0 | 0 | 0 | 0 | 0 | 0 | 0 | 5 | 2 | 5 | 2 | [14 empty] | 1 | 1 | 1 | 2 | 1 | 1 | 1 | 0
PG&E FRESNO | Herndon | 115 | LDES | 0 | 0 | 0 | 0 | 0 | 0 | 0 | 0 | 0 | 0 | 0 | 5 | 2 | 5 | 2 | [14 empty] | 1 | 1 | 3 | 2 | 1 | 1 | 1 | 0
PG&E FRESNO | Herndon | 230 | LDES | 0 | 0 | 0 | 0 | 0 | 0 | 0 | 0 | 0 | 0 | 0 | 5 | 4 | 5 | 2 | [14 empty] | 1 | 1 | 3 | 2 | 1 | 1 | 1 | 0
PG&E GBA | Hicks | 230 | LDES | 0 | 0 | 0 | 0 | 0 | 0 | 0 | 0 | 0 | 0 | 0 | 5 | 4 | 1 | 1 | [14 empty] | 2 | 1 | 4 | 2 | 2 | 1 | 1 | 0
PG&E NGBA | Higgins | 115 | LDES | 0 | 0 | 0 | 0 | 0 | 0 | 0 | 0 | 0 | 0 | 0 | 5 | 4 | 1 | 1 | [14 empty] | 2 | 1 | 4 | 1 | 3 | 1 | 1 | 0
PG&E NGBA | Hilltop | 345 | LDES | 0 | 0 | 0 | 0 | 0 | 0 | 0 | 0 | 0 | 0 | 0 | 5 | 2 | 1 | 1 | [14 empty] | 2 | 2 | 4 | 1 | 3 | 1 | 1 | 0
SCE Metro | Hinson | 230 | LDES | 0 | 0 | 0 | 0 | 0 | 0 | 0 | 0 | 0 | 0 | 0 | 1 | 1 | 1 | 1 | [14 empty] | 1 | 1 | 2 | 1 | 1 | 1 | 1 | 0
PG&E GBA | Hollister | 115 | LDES | 0 | 0 | 0 | 0 | 0 | 0 | 0 | 0 | 0 | 0 | 0 | 5 | 4 | 1 | 1 | [14 empty] | 2 | 2 | 4 | 2 | 3 | 1 | 1 | 0
PG&E NGBA | Homestake | 115 | LDES | 0 | 0 | 0 | 0 | 0 | 0 | 0 | 0 | 0 | 0 | 0 | 5 | 2 | 1 | 1 | [14 empty] | 2 | 1 | 4 | 2 | 3 | 1 | 1 | 0
PG&E NGBA | Honcut | 115 | LDES | 0 | 0 | 0 | 0 | 0 | 0 | 0 | 0 | 0 | 0 | 0 | 5 | 4 | 1 | 1 | [14 empty] | 2 | 1 | 4 | 2 | 3 | 1 | 1 | 0
SDGE | Hoodoo Wash | 500 | LDES | 0 | 0 | 0 | 0 | 0 | 0 | 0 | 0 | 0 | 0 | 0 | 5 | 2 | 4 | 2 | [14 empty] | 2 | 2 | 4 | 2 | 3 | 1 | 1 | 0
PG&E NGBA | Hopland | 115 | LDES | 0 | 0 | 0 | 0 | 0 | 0 | 0 | 0 | 0 | 0 | 0 | 5 | 2 | 1 | 1 | [14 empty] | 2 | 2 | 4 | 2 | 3 | 1 | 1 | 0
PG&E NGBA | Hopland | 60 | LDES | 0 | 0 | 0 | 0 | 0 | 0 | 0 | 0 | 0 | 0 | 0 | 5 | 2 | 1 | 1 | [14 empty] | 2 | 2 | 4 | 2 | 3 | 1 | 1 | 0
PG&E NGBA | Humboldt | 115 | LDES | 0 | 0 | 0 | 0 | 0 | 0 | 0 | 0 | 0 | 0 | 0 | 5 | 2 | 1 | 1 | [14 empty] | 2 | 2 | 3 | 2 | 3 | 1 | 1 | 0
PG&E NGBA | Humboldt | 60 | LDES | 0 | 0 | 0 | 0 | 0 | 0 | 0 | 0 | 0 | 0 | 0 | 5 | 2 | 1 | 1 | [14 empty] | 2 | 2 | 3 | 2 | 3 | 1 | 1 | 0
PG&E NGBA | Humboldt | 500 | LDES | 0 | 0 | 0 | 0 | 0 | 0 | 0 | 0 | 0 | 0 | 0 | 5 | 2 | 1 | 1 | [14 empty] | 2 | 2 | 3 | 2 | 3 | 1 | 1 | 0
SCE Metro | Huntington Beach | 230 | LDES | 0 | 0 | 0 | 0 | 0 | 0 | 0 | 0 | 0 | 0 | 0 | 1 | 1 | 1 | 1 | [14 empty] | 1 | 1 | 1 | 1 | 2 | 1 | 1 | 0
PG&E NGBA | Ignacio | 115 | LDES | 0 | 0 | 0 | 0 | 0 | 0 | 0 | 0 | 0 | 0 | 0 | 5 | 4 | 1 | 1 | [14 empty] | 2 | 1 | 4 | 1 | 3 | 1 | 1 | 0
PG&E NGBA | Ignacio | 230 | LDES | 0 | 0 | 0 | 0 | 0 | 0 | 0 | 0 | 0 | 0 | 0 | 5 | 2 | 1 | 1 | [14 empty] | 2 | 1 | 4 | 1 | 3 | 1 | 1 | 0
PG&E NGBA | Ignacio | 60 | LDES | 0 | 0 | 0 | 0 | 0 | 0 | 0 | 0 | 0 | 0 | 0 | 5 | 2 | 1 | 1 | [14 empty] | 2 | 1 | 4 | 1 | 3 | 1 | 1 | 0
SDGE | Imperial Beach | 69 | LDES | 0 | 0 | 0 | 0 | 0 | 0 | 0 | 0 | 0 | 0 | 0 | 1 | 1 | 1 | 1 | [14 empty] | 2 | 1 | 3 | 1 | 2 | 1 | 1 | 0
SDGE | Imperial Valley | 230 | LDES | 0 | 0 | 0 | 0 | 0 | 0 | 0 | 0 | 0 | 0 | 0 | 1 | 1 | 1 | 1 | [14 empty] | 1 | 1 | 2 | 2 | 1 | 1 | 1 | 0
SDGE | Imperial Valley | 500 | LDES | 0 | 0 | 0 | 0 | 0 | 0 | 0 | 0 | 0 | 0 | 0 | 1 | 1 | 1 | 1 | [14 empty] | 1 | 1 | 2 | 2 | 1 | 1 | 1 | 0
EOP | Innovation | 138 | LDES | 0 | 0 | 0 | 0 | 0 | 0 | 0 | 0 | 0 | 0 | 0 | 5 | 2 | 4 | 2 | [14 empty] | 2 | 2 | 4 | 1 | 3 | 1 | 1 | 0
EOP | Innovation | 230 | LDES | 0 | 0 | 0 | 0 | 0 | 0 | 0 | 0 | 0 | 0 | 0 | 5 | 2 | 4 | 2 | [14 empty] | 2 | 2 | 4 | 1 | 3 | 1 | 1 | 0
SCE NOL | Inyokern | 115 | LDES | 0 | 0 | 0 | 0 | 0 | 0 | 0 | 0 | 0 | 0 | 0 | 3 | 3 | 1 | 1 | [14 empty] | 2 | 2 | 4 | 1 | 3 | 1 | 1 | 0
EOP | IS Tap | 138 | LDES | 0 | 0 | 0 | 0 | 0 | 0 | 0 | 0 | 0 | 0 | 0 | 5 | 2 | 4 | 2 | [14 empty] | 2 | 2 | 4 | 1 | 3 | 1 | 1 | 0
EOP | Ivanpah | 115 | LDES | 0 | 0 | 0 | 0 | 0 | 0 | 0 | 0 | 0 | 0 | 0 | 5 | 2 | 4 | 2 | [14 empty] | 2 | 2 | 4 | 1 | 1 | 1 | 1 | 0
EOP | Ivanpah | 230 | LDES | 0 | 0 | 0 | 0 | 0 | 0 | 0 | 0 | 0 | 0 | 0 | 5 | 2 | 4 | 2 | [14 empty] | 2 | 2 | 4 | 1 | 1 | 1 | 1 | 0
EOP | Jackass (DOE) | 138 | LDES | 0 | 0 | 0 | 0 | 0 | 0 | 0 | 0 | 0 | 0 | 0 | 5 | 2 | 4 | 2 | [14 empty] | 2 | 2 | 4 | 1 | 3 | 1 | 1 | 0
PG&E NGBA | James B Black | 230 | LDES | 0 | 0 | 0 | 0 | 0 | 0 | 0 | 0 | 0 | 0 | 0 | 5 | 2 | 1 | 1 | [14 empty] | 2 | 2 | 4 | 2 | 3 | 1 | 1 | 0
PG&E GBA | Jefferson | 230 | LDES | 0 | 0 | 0 | 0 | 0 | 0 | 0 | 0 | 0 | 0 | 0 | 5 | 4 | 1 | 1 | [14 empty] | 2 | 1 | 3 | 1 | 2 | 1 | 1 | 0
PG&E NGBA | Jessup | 115 | LDES | 0 | 0 | 0 | 0 | 0 | 0 | 0 | 0 | 0 | 0 | 0 | 5 | 2 | 1 | 1 | [14 empty] | 2 | 2 | 3 | 2 | 3 | 1 | 1 | 0
SCE Metro | Johanna | 230 | LDES | 0 | 0 | 0 | 0 | 0 | 0 | 0 | 0 | 0 | 0 | 0 | 1 | 1 | 1 | 1 | [14 empty] | 1 | 1 | 2 | 1 | 1 | 1 | 1 | 0
SCE Eastern | Julian Hinds | 230 | LDES | 0 | 0 | 0 | 0 | 0 | 0 | 0 | 0 | 0 | 0 | 0 | 5 | 4 | 1 | 1 | [14 empty] | 2 | 1 | 4 | 1 | 3 | 1 | 1 | 0
PG&E GBA | Kasson | 115 | LDES | 0 | 0 | 0 | 0 | 0 | 0 | 0 | 0 | 0 | 0 | 0 | 5 | 4 | 1 | 1 | [14 empty] | 1 | 1 | 4 | 2 | 1 | 1 | 1 | 0
PG&E GBA | Kasson | 60 | LDES | 0 | 0 | 0 | 0 | 0 | 0 | 0 | 0 | 0 | 0 | 0 | 5 | 4 | 1 | 1 | [14 empty] | 1 | 1 | 4 | 2 | 1 | 1 | 1 | 0
PG&E FRESNO | Kearney | 230 | LDES | 0 | 0 | 0 | 0 | 0 | 0 | 0 | 0 | 0 | 0 | 0 | 5 | 2 | 5 | 2 | [14 empty] | 1 | 1 | 3 | 2 | 1 | 1 | 1 | 0
PG&E FRESNO | Kearney | 70 | LDES | 0 | 0 | 0 | 0 | 0 | 0 | 0 | 0 | 0 | 0 | 0 | 5 | 2 | 5 | 2 | [14 empty] | 1 | 1 | 3 | 2 | 1 | 1 | 1 | 0
PG&E GBA | Kelso | 230 | LDES | 0 | 0 | 0 | 0 | 0 | 0 | 0 | 0 | 0 | 0 | 0 | 5 | 2 | 1 | 1 | [14 empty] | 2 | 1 | 2 | 1 | 2 | 1 | 1 | 0
PG&E FRESNO | Kerchoff 1 | 115 | LDES | 0 | 0 | 0 | 0 | 0 | 0 | 0 | 0 | 0 | 0 | 0 | 5 | 2 | 5 | 2 | [14 empty] | 1 | 1 | 4 | 2 | 3 | 1 | 1 | 0
PG&E KERN | Kern Oil | 115 | LDES | 0 | 0 | 0 | 0 | 0 | 0 | 0 | 0 | 0 | 0 | 0 | 5 | 2 | 5 | 2 | [14 empty] | 1 | 1 | 1 | 1 | 1 | 1 | 1 | 0
PG&E KERN | Kern PP | 115 | LDES | 0 | 0 | 260 | 0 | 260 | 0 | 0 | 0 | 260 | 0 | 260 | 5 | 2 | 5 | 2 | [14 empty] | 1 | 1 | 2 | 1 | 2 | 5- | 1 | 1
PG&E KERN | Kern PP | 230 | LDES | 0 | 0 | 0 | 0 | 0 | 0 | 0 | 0 | 0 | 0 | 0 | 5 | 2 | 5 | 2 | [14 empty] | 1 | 1 | 2 | 1 | 2 | 1 | 1 | 0
PG&E KERN | Kern PP | 70 | LDES | 0 | 0 | 0 | 0 | 0 | 0 | 0 | 0 | 0 | 0 | 0 | 5 | 2 | 5 | 2 | [14 empty] | 1 | 1 | 2 | 1 | 2 | 1 | 1 | 0
PG&E KERN | Kernridge | 115 | LDES | 0 | 0 | 0 | 0 | 0 | 0 | 0 | 0 | 0 | 0 | 0 | 5 | 2 | 5 | 2 | [14 empty] | 1 | 1 | 1 | 1 | 1 | 1 | 1 | 0
PG&E FRESNO | Kingsburg | 115 | LDES | 0 | 0 | 0 | 0 | 0 | 0 | 0 | 0 | 0 | 0 | 0 | 5 | 2 | 5 | 2 | [14 empty] | 1 | 1 | 2 | 2 | 1 | 1 | 1 | 0
PG&E GBA | Kirker | 115 | LDES | 0 | 0 | 0 | 0 | 0 | 0 | 0 | 0 | 0 | 0 | 0 | 5 | 2 | 1 | 1 | [14 empty] | 2 | 1 | 3 | 1 | 1 | 1 | 1 | 0
PG&E NGBA | Knights Landing | 115 | LDES | 0 | 0 | 0 | 0 | 0 | 0 | 0 | 0 | 0 | 0 | 0 | 5 | 5 | 3 | 3 | [14 empty] | 2 | 1 | 4 | 2 | 3 | 1 | 1 | 0
PG&E NGBA | Konocti | 60 | LDES | 0 | 0 | 0 | 0 | 0 | 0 | 0 | 0 | 0 | 0 | 0 | 5 | 2 | 1 | 1 | [14 empty] | 2 | 2 | 4 | 2 | 3 | 1 | 1 | 0
SCE NOL | Kramer | 115 | LDES | 0 | 0 | 0 | 0 | 0 | 0 | 0 | 0 | 0 | 0 | 0 | 3 | 3 | 1 | 1 | [14 empty] | 2 | 1 | 4 | 1 | 3 | 1 | 1 | 0
SCE NOL | Kramer | 230 | LDES | 0 | 0 | 0 | 0 | 0 | 0 | 0 | 0 | 0 | 0 | 0 | 3 | 3 | 1 | 1 | 4 | [13 empty] | 2 | 1 | 4 | 1 | 3 | 1 | 1 | 0
SCE Metro | La Cienega | 230 | LDES | 0 | 0 | 0 | 0 | 0 | 0 | 0 | 0 | 0 | 0 | 0 | 1 | 1 | 1 | 1 | [14 empty] | 1 | 1 | 2 | 1 | 2 | 1 | 1 | 0
SCE Metro | La Fresa | 230 | LDES | 0 | 0 | 0 | 0 | 0 | 0 | 0 | 0 | 0 | 0 | 0 | 1 | 1 | 1 | 1 | [14 empty] | 1 | 1 | 2 | 1 | 2 | 1 | 1 | 0
SCE Metro | Laguna Bell | 230 | LDES | 0 | 0 | 0 | 0 | 0 | 0 | 0 | 0 | 0 | 0 | 0 | 1 | 1 | 1 | 1 | [14 empty] | 1 | 1 | 2 | 1 | 1 | 1 | 1 | 0
PG&E KERN | Lakeview | 70 | LDES | 0 | 0 | 0 | 0 | 0 | 0 | 0 | 0 | 0 | 0 | 0 | 5 | 2 | 5 | 2 | [14 empty] | 1 | 1 | 4 | 1 | 1 | 1 | 1 | 0
PG&E NGBA | Lakeville | 230 | LDES | 0 | 0 | 0 | 0 | 0 | 0 | 0 | 0 | 0 | 0 | 0 | 5 | 4 | 1 | 1 | [14 empty] | 2 | 1 | 4 | 2 | 3 | 1 | 1 | 0
PG&E NGBA | Lakeville | 60 | LDES | 0 | 0 | 0 | 0 | 0 | 0 | 0 | 0 | 0 | 0 | 0 | 5 | 4 | 1 | 1 | [14 empty] | 2 | 1 | 4 | 2 | 3 | 1 | 1 | 0
PG&E NGBA | Lakeville | 115 | LDES | 0 | 0 | 0 | 0 | 0 | 0 | 0 | 0 | 0 | 0 | 0 | 5 | 4 | 1 | 1 | [14 empty] | 2 | 1 | 4 | 2 | 3 | 1 | 1 | 0
PG&E GBA | Lakewood | 115 | LDES | 0 | 0 | 0 | 0 | 0 | 0 | 0 | 0 | 0 | 0 | 0 | 5 | 2 | 1 | 1 | [14 empty] | 2 | 1 | 3 | 1 | 2 | 1 | 1 | 0
PG&E NGBA | Lambie | 230 | LDES | 0 | 0 | 0 | 0 | 0 | 0 | 0 | 0 | 0 | 0 | 0 | 5 | 4 | 1 | 1 | [14 empty] | 2 | 1 | 1 | 1 | 1 | 1 | 1 | 0
PG&E GBA | Lammers | 115 | LDES | 0 | 0 | 0 | 0 | 0 | 0 | 0 | 0 | 0 | 0 | 0 | 5 | 4 | 1 | 1 | [14 empty] | 1 | 1 | 1 | 2 | 2 | 1 | 1 | 0
PG&E KERN | Lamont | 115 | LDES | 0 | 0 | 0 | 0 | 0 | 0 | 0 | 0 | 0 | 0 | 0 | 5 | 2 | 5 | 2 | [14 empty] | 1 | 1 | 2 | 1 | 1 | 1 | 1 | 0
PG&E FRESNO | Las Aguilas | 230 | LDES | 0 | 0 | 0 | 0 | 0 | 0 | 0 | 0 | 0 | 0 | 0 | 5 | 2 | 5 | 2 | [14 empty] | 2 | 2 | 4 | 2 | 2 | 1 | 1 | 0
EOP | Lathrop | 138 | LDES | 0 | 0 | 0 | 0 | 0 | 0 | 0 | 0 | 0 | 0 | 0 | 5 | 2 | 4 | 2 | [14 empty] | 2 | 2 | 4 | 1 | 3 | 1 | 1 | 0
EOP | Lathrop | 230 | LDES | 0 | 0 | 0 | 0 | 0 | 0 | 0 | 0 | 0 | 0 | 0 | 5 | 2 | 4 | 2 | [14 empty] | 2 | 2 | 4 | 1 | 3 | 1 | 1 | 0
PG&E FRESNO | Le Grand | 115 | LDES | 0 | 0 | 0 | 0 | 0 | 0 | 0 | 0 | 0 | 0 | 0 | 5 | 2 | 5 | 2 | [14 empty] | 1 | 1 | 3 | 2 | 1 | 1 | 1 | 0
PG&E FRESNO | Lemoore | 70 | LDES | 0 | 0 | 0 | 0 | 0 | 0 | 0 | 0 | 0 | 0 | 0 | 5 | 2 | 5 | 2 | [14 empty] | 1 | 1 | 3 | 2 | 2 | 1 | 1 | 0
PG&E KERN | Lerdo | 115 | LDES | 0 | 0 | 0 | 0 | 0 | 0 | 0 | 0 | 0 | 0 | 0 | 5 | 2 | 5 | 2 | [14 empty] | 1 | 1 | 4 | 1 | 1 | 1 | 1 | 0
SCE Metro | Lewis | 230 | LDES | 0 | 0 | 0 | 0 | 0 | 0 | 0 | 0 | 0 | 0 | 0 | 1 | 1 | 1 | 1 | [14 empty] | 1 | 1 | 3 | 1 | 2 | 1 | 1 | 0
SCE Metro | Lighthipe | 230 | LDES | 0 | 0 | 0 | 0 | 0 | 0 | 0 | 0 | 0 | 0 | 0 | 1 | 1 | 1 | 1 | [14 empty] | 1 | 1 | 2 | 1 | 1 | 1 | 1 | 0
SDGE | Lilac | 69 | LDES | 0 | 0 | 0 | 0 | 0 | 0 | 0 | 0 | 0 | 0 | 0 | 1 | 1 | 1 | 1 | [14 empty] | 2 | 1 | 3 | 1 | 3 | 1 | 1 | 0
PG&E NGBA | Lincoln | 115 | LDES | 0 | 0 | 0 | 0 | 0 | 0 | 0 | 0 | 0 | 0 | 0 | 5 | 5 | 3 | 3 | [14 empty] | 2 | 1 | 3 | 2 | 3 | 1 | 1 | 0
PG&E KERN | Live Oak | 115 | LDES | 0 | 0 | 0 | 0 | 0 | 0 | 0 | 0 | 0 | 0 | 0 | 5 | 2 | 5 | 2 | [14 empty] | 1 | 1 | 1 | 1 | 1 | 1 | 1 | 0
PG&E GBA | Llagas | 115 | LDES | 0 | 0 | 0 | 0 | 0 | 0 | 0 | 0 | 0 | 0 | 0 | 5 | 4 | 1 | 1 | [14 empty] | 2 | 1 | 2 | 2 | 1 | 1 | 1 | 0
PG&E GBA | Lockeford | 115 | LDES | 0 | 0 | 0 | 0 | 0 | 0 | 0 | 0 | 0 | 0 | 0 | 5 | 4 | 1 | 1 | [14 empty] | 1 | 1 | 4 | 2 | 2 | 1 | 1 | 0
PG&E GBA | Lockeford | 230 | LDES | 0 | 0 | 0 | 0 | 0 | 0 | 0 | 0 | 0 | 0 | 0 | 5 | 4 | 1 | 1 | [14 empty] | 1 | 1 | 4 | 2 | 2 | 1 | 1 | 0
PG&E GBA | Lockeford | 60 | LDES | 0 | 0 | 0 | 0 | 0 | 0 | 0 | 0 | 0 | 0 | 0 | 5 | 4 | 1 | 1 | [14 empty] | 1 | 1 | 4 | 2 | 2 | 1 | 1 | 0
PG&E GBA | Lodi | 230 | LDES | 0 | 0 | 0 | 0 | 0 | 0 | 0 | 0 | 0 | 0 | 0 | 5 | 4 | 1 | 1 | [14 empty] | 1 | 1 | 1 | 2 | 1 | 1 | 1 | 0
PG&E NGBA | Logan Creek | 230 | LDES | 0 | 0 | 0 | 0 | 0 | 0 | 0 | 0 | 0 | 0 | 0 | 5 | 2 | 1 | 1 | [14 empty] | 2 | 2 | 4 | 1 | 2 | 1 | 1 | 0
PG&E GBA | Lone Tree | 230 | LDES | 0 | 0 | 0 | 0 | 0 | 0 | 0 | 0 | 0 | 0 | 0 | 5 | 2 | 1 | 1 | [14 empty] | 2 | 1 | 3 | 1 | 2 | 1 | 1 | 0
PG&E FRESNO | Los Banos | 230 | LDES | 0 | 0 | 0 | 0 | 0 | 0 | 0 | 0 | 0 | 0 | 0 | 5 | 2 | 5 | 2 | [14 empty] | 1 | 1 | 4 | 2 | 1 | 1 | 1 | 0
PG&E FRESNO | Los Banos | 500 | LDES | 0 | 0 | 0 | 0 | 0 | 0 | 0 | 0 | 0 | 0 | 0 | 1 | 1 | 1 | 1 | [14 empty] | 1 | 1 | 4 | 2 | 1 | 1 | 1 | 0
SDGE | Los Coches | 138 | LDES | 0 | 0 | 0 | 0 | 0 | 0 | 0 | 0 | 0 | 0 | 0 | 1 | 1 | 1 | 1 | [14 empty] | 2 | 2 | 4 | 2 | 3 | 1 | 1 | 0
SDGE | Los Coches | 69 | LDES | 0 | 0 | 0 | 0 | 0 | 0 | 0 | 0 | 0 | 0 | 0 | 1 | 1 | 1 | 1 | [14 empty] | 2 | 2 | 4 | 2 | 3 | 1 | 1 | 0
PG&E GBA | Los Esteros | 115 | LDES | 0 | 0 | 0 | 0 | 0 | 0 | 0 | 0 | 0 | 0 | 0 | 5 | 4 | 1 | 1 | [14 empty] | 2 | 1 | 1 | 2 | 1 | 1 | 1 | 0
PG&E GBA | Los Esteros | 230 | LDES | 0 | 0 | 0 | 0 | 0 | 0 | 0 | 0 | 0 | 0 | 0 | 5 | 4 | 1 | 1 | [14 empty] | 2 | 1 | 1 | 2 | 1 | 1 | 1 | 0
PG&E GBA | Los Positas | 230 | LDES | 0 | 0 | 0 | 0 | 0 | 0 | 0 | 0 | 0 | 0 | 0 | 5 | 4 | 1 | 1 | [14 empty] | 2 | 1 | 3 | 1 | 3 | 1 | 1 | 0
PG&E GBA | Los Positas | 60 | LDES | 0 | 0 | 0 | 0 | 0 | 0 | 0 | 0 | 0 | 0 | 0 | 5 | 2 | 1 | 1 | [14 empty] | 2 | 1 | 3 | 1 | 3 | 1 | 1 | 0
SDGE | Loveland | 69 | LDES | 0 | 0 | 0 | 0 | 0 | 0 | 0 | 0 | 0 | 0 | 0 | 1 | 1 | 1 | 1 | [14 empty] | 2 | 1 | 3 | 1 | 3 | 1 | 1 | 0
SCE NOL | Lugo | 230 | LDES | 0 | 0 | 286 | 0 | 286 | 0 | 0 | 0 | 286 | 0 | 286 | 1 | 1 | 1 | 1 | [14 empty] | 2 | 1 | 4 | 1 | 2 | 5- | 1 | 1
SCE Metro | Lugo | 500 | LDES | 0 | 0 | 0 | 0 | 0 | 0 | 0 | 0 | 0 | 0 | 0 | 1 | 1 | 1 | 1 | [14 empty] | 2 | 1 | 4 | 1 | 2 | 1+ | 1 | 1
PG&E FRESNO | Madera | 70 | LDES | 0 | 0 | 0 | 0 | 0 | 0 | 0 | 0 | 0 | 0 | 0 | 5 | 4 | 5 | 2 | [14 empty] | 1 | 1 | 4 | 2 | 1 | 1 | 1 | 0
PG&E NGBA | Madison | 115 | LDES | 0 | 0 | 0 | 0 | 0 | 0 | 0 | 0 | 0 | 0 | 0 | 5 | 2 | 1 | 1 | [14 empty] | 2 | 1 | 4 | 2 | 3 | 1 | 1 | 0
PG&E KERN | Magunden | 115 | LDES | 0 | 0 | 0 | 0 | 0 | 0 | 0 | 0 | 0 | 0 | 0 | 5 | 2 | 5 | 2 | [14 empty] | 1 | 1 | 2 | 1 | 1 | 1 | 1 | 0
SCE Northern | Magunden | 230 | LDES | 0 | 0 | 0 | 0 | 0 | 0 | 0 | 0 | 0 | 0 | 0 | 1 | 1 | 1 | 1 | [14 empty] | 1 | 1 | 2 | 1 | 1 | 1 | 1 | 0
PG&E FRESNO | Malaga | 115 | LDES | 0 | 0 | 0 | 0 | 0 | 0 | 0 | 0 | 0 | 0 | 0 | 5 | 2 | 5 | 2 | [14 empty] | 1 | 1 | 1 | 2 | 1 | 1 | 1 | 0
PG&E NGBA | Malin | 500 | LDES | 0 | 0 | 0 | 0 | 0 | 0 | 0 | 0 | 0 | 0 | 0 | 5 | 2 | 1 | 1 | [14 empty] | 2 | 2 | 4 | 2 | 3 | 1+ | 1 | 1
SCE Northern | Mandalay | 230 | LDES | 0 | 0 | 0 | 0 | 0 | 0 | 0 | 0 | 0 | 0 | 0 | 5 | 2 | 4 | 2 | [14 empty] | 2 | 1 | 2 | 1 | 1 | 1 | 1 | 0
PG&E FRESNO | Manning | 230 | LDES | 0 | 0 | 0 | 0 | 0 | 0 | 0 | 0 | 0 | 0 | 0 | 5 | 2 | 5 | 2 | [14 empty] | 1 | 1 | 2 | 2 | 1 | 1 | 1 | 0
PG&E FRESNO | Manning | 500 | LDES | 0 | 0 | 0 | 0 | 0 | 0 | 0 | 0 | 0 | 0 | 0 | 1 | 1 | 1 | 1 | [14 empty] | 1 | 1 | 2 | 2 | 1 | 1 | 1 | 0
PG&E GBA | Manteca | 115 | LDES | 0 | 0 | 0 | 0 | 0 | 0 | 0 | 0 | 0 | 0 | 0 | 5 | 4 | 5 | 2 | [14 empty] | 1 | 1 | 2 | 2 | 2 | 1 | 1 | 0
SDGE | Margarita | 138 | LDES | 0 | 0 | 0 | 0 | 0 | 0 | 0 | 0 | 0 | 0 | 0 | 1 | 1 | 1 | 1 | [14 empty] | 1 | 1 | 2 | 1 | 3 | 1 | 1 | 0
PG&E GBA | Martin | 230 | LDES | 0 | 0 | 0 | 0 | 0 | 0 | 0 | 0 | 0 | 0 | 0 | 5 | 2 | 1 | 1 | [14 empty] | 2 | 1 | 3 | 1 | 2 | 1 | 1 | 0
PG&E GBA | Martin | 115 | LDES | 0 | 0 | 0 | 0 | 0 | 0 | 0 | 0 | 0 | 0 | 0 | 1 | 1 | 1 | 1 | [14 empty] | 2 | 1 | 3 | 1 | 2 | 1 | 1 | 0
PG&E GBA | Martinez | 115 | LDES | 0 | 0 | 0 | 0 | 0 | 0 | 0 | 0 | 0 | 0 | 0 | 5 | 4 | 1 | 1 | [14 empty] | 2 | 1 | 1 | 1 | 1 | 1 | 1 | 0
PG&E FRESNO | Mc Mullin | 230 | LDES | 0 | 0 | 0 | 0 | 0 | 0 | 0 | 0 | 0 | 0 | 0 | 5 | 2 | 5 | 2 | [14 empty] | 1 | 1 | 3 | 2 | 1 | 1 | 1 | 0
PG&E FRESNO | McCall | 115 | LDES | 0 | 0 | 0 | 0 | 0 | 0 | 0 | 0 | 0 | 0 | 0 | 5 | 2 | 5 | 2 | [14 empty] | 1 | 1 | 3 | 2 | 1 | 1 | 1 | 0
PG&E FRESNO | McCall | 230 | LDES | 0 | 0 | 0 | 0 | 0 | 0 | 0 | 0 | 0 | 0 | 0 | 5 | 2 | 5 | 2 | [14 empty] | 1 | 1 | 3 | 2 | 1 | 1 | 1 | 0
PG&E GBA | Meadow Lane | 115 | LDES | 0 | 0 | 0 | 0 | 0 | 0 | 0 | 0 | 0 | 0 | 0 | 5 | 2 | 1 | 1 | [14 empty] | 2 | 1 | 2 | 1 | 1 | 1 | 1 | 0
PG&E GBA | Melones | 115 | LDES | 0 | 0 | 0 | 0 | 0 | 0 | 0 | 0 | 0 | 0 | 0 | 5 | 4 | 1 | 1 | [14 empty] | 2 | 1 | 4 | 1 | 3 | 1 | 1 | 0
PG&E GBA | Melones | 230 | LDES | 0 | 0 | 0 | 0 | 0 | 0 | 0 | 0 | 0 | 0 | 0 | 5 | 4 | 1 | 1 | [14 empty] | 2 | 1 | 4 | 1 | 3 | 1 | 1 | 0
SDGE | Melrose | 69 | LDES | 0 | 0 | 0 | 0 | 0 | 0 | 0 | 0 | 0 | 0 | 0 | 1 | 1 | 1 | 1 | [14 empty] | 2 | 1 | 3 | 1 | 3 | 1 | 1 | 0
PG&E NGBA | Mendocino | 115 | LDES | 0 | 0 | 0 | 0 | 0 | 0 | 0 | 0 | 0 | 0 | 0 | 5 | 2 | 1 | 1 | [14 empty] | 2 | 2 | 4 | 2 | 3 | 1 | 1 | 0
PG&E NGBA | Mendocino | 60 | LDES | 0 | Mapped as Flow-Battery | 0 | 0 | 0 | 0 | 0 | 0 | 0 | 0 | 0 | 5 | 2 | 1 | 1 | [14 empty] | 2 | 2 | 4 | 2 | 3 | 1 | 5 | 1
PG&E FRESNO | Mendota | 115 | LDES | 0 | 0 | 0 | 0 | 0 | 0 | 0 | 0 | 0 | 0 | 0 | 5 | 2 | 5 | 2 | [14 empty] | 1 | 1 | 3 | 2 | 1 | 1 | 1 | 0
PG&E GBA | Menlo | 60 | LDES | 0 | 0 | 0 | 0 | 0 | 0 | 0 | 0 | 0 | 0 | 0 | 5 | 2 | 1 | 1 | [14 empty] | 2 | 1 | 3 | 1 | 2 | 1 | 1 | 0
PG&E FRESNO | Merced | 115 | LDES | 0 | 0 | 0 | 0 | 0 | 0 | 0 | 0 | 0 | 0 | 0 | 5 | 4 | 5 | 2 | [14 empty] | 1 | 1 | 4 | 2 | 1 | 1 | 1 | 0
EOP | Mercury | 138 | LDES | 0 | 0 | 0 | 0 | 0 | 0 | 0 | 0 | 0 | 0 | 0 | 5 | 2 | 4 | 2 | [14 empty] | 2 | 2 | 4 | 1 | 3 | 1 | 1 | 0
PG&E FRESNO | Mercy Springs | 70 | LDES | 0 | 0 | 0 | 0 | 0 | 0 | 0 | 0 | 0 | 0 | 0 | 5 | 2 | 5 | 2 | [14 empty] | 1 | 1 | 4 | 2 | 1 | 1 | 1 | 0
PG&E NGBA | Meridian | 60 | LDES | 0 | 0 | 0 | 0 | 0 | 0 | 0 | 0 | 0 | 0 | 0 | 5 | 2 | 1 | 1 | [14 empty] | 2 | 2 | 4 | 1 | 3 | 1 | 1 | 0
PG&E KERN | Mesa (PGE) | 115 | LDES | 0 | 0 | 0 | 0 | 0 | 0 | 0 | 0 | 0 | 0 | 0 | 5 | 2 | 5 | 2 | [14 empty] | 2 | 2 | 3 | 2 | 2 | 1 | 1 | 0
PG&E KERN | Mesa (PGE) | 230 | LDES | 0 | 0 | 350 | 0 | 350 | 0 | 0 | 0 | 350 | 0 | 350 | 5 | 2 | 5 | 2 | [14 empty] | 2 | 2 | 3 | 2 | 2 | 5- | 1 | 1
SCE Metro | Mesa (SCE) | 230 | LDES | 0 | 0 | 0 | 0 | 0 | 0 | 0 | 0 | 0 | 0 | 0 | 1 | 1 | 1 | 1 | [14 empty] | 1 | 1 | 3 | 1 | 2 | 1 | 1 | 0
SCE Metro | Mesa (SCE) | 500 | LDES | 0 | 0 | 0 | 0 | 0 | 0 | 0 | 0 | 0 | 0 | 0 | 1 | 1 | 1 | 1 | [14 empty] | 1 | 1 | 3 | 1 | 2 | 1 | 1 | 0
SDGE | Mesa Heights | 69 | LDES | 0 | 0 | 0 | 0 | 0 | 0 | 0 | 0 | 0 | 0 | 0 | 1 | 1 | 1 | 1 | [14 empty] | 2 | 1 | 2 | 1 | 3 | 1 | 1 | 0
PG&E GBA | Metcalf | 115 | LDES | 0 | 0 | 0 | 0 | 0 | 0 | 0 | 0 | 0 | 0 | 0 | 5 | 4 | 1 | 1 | [14 empty] | 2 | 1 | 1 | 2 | 3 | 1 | 1 | 0
PG&E GBA | Metcalf | 230 | LDES | 0 | 0 | 0 | 0 | 0 | 0 | 0 | 0 | 0 | 0 | 0 | 5 | 4 | 1 | 1 | [14 empty] | 2 | 1 | 1 | 2 | 3 | 1 | 1 | 0
PG&E GBA | Metcalf | 500 | LDES | 0 | 0 | 0 | 0 | 0 | 0 | 0 | 0 | 0 | 0 | 0 | 1 | 1 | 1 | 1 | [14 empty] | 2 | 1 | 1 | 2 | 3 | 1 | 1 | 0
PG&E KERN | Midway | 115 | LDES | 0 | 0 | 0 | 0 | 0 | 0 | 0 | 0 | 0 | 0 | 0 | 5 | 2 | 5 | 2 | [14 empty] | 1 | 1 | 3 | 1 | 1 | 1 | 1 | 0
PG&E KERN | Midway | 230 | LDES | 0 | 0 | 0 | 0 | 0 | 0 | 0 | 0 | 0 | 0 | 0 | 5 | 2 | 5 | 2 | [14 empty] | 1 | 1 | 3 | 1 | 1 | 1 | 1 | 0
PG&E KERN | Midway | 500 | LDES | 0 | 0 | 0 | 0 | 0 | 0 | 0 | 0 | 0 | 0 | 0 | 5 | 2 | 4 | 2 | [14 empty] | 1 | 1 | 3 | 1 | 1 | 1 | 1 | 0
SDGE | Miguel | 230 | LDES | 0 | 0 | 0 | 0 | 0 | 0 | 0 | 0 | 0 | 0 | 0 | 1 | 1 | 1 | 1 | [14 empty] | 2 | 1 | 3 | 1 | 2 | 1 | 1 | 0
SDGE | Miguel | 500 | LDES | 0 | 0 | 0 | 0 | 0 | 0 | 0 | 0 | 0 | 0 | 0 | 1 | 1 | 1 | 1 | [14 empty] | 2 | 1 | 3 | 1 | 2 | 1 | 1 | 0
SDGE | Miguel | 69 | LDES | 0 | 0 | 0 | 0 | 0 | 0 | 0 | 0 | 0 | 0 | 0 | 1 | 1 | 1 | 1 | [14 empty] | 2 | 1 | 3 | 1 | 2 | 1 | 1 | 0
PG&E GBA | Millbrae | 115 | LDES | 0 | 0 | 0 | 0 | 0 | 0 | 0 | 0 | 0 | 0 | 0 | 1 | 1 | 1 | 1 | [14 empty] | 2 | 1 | 3 | 1 | 2 | 1 | 1 | 0
PG&E GBA | Miller | 115 | LDES | 0 | 0 | 0 | 0 | 0 | 0 | 0 | 0 | 0 | 0 | 0 | 5 | 4 | 1 | 1 | [14 empty] | 1 | 1 | 4 | 2 | 1 | 1 | 1 | 0
SCE Metro | Mira Loma | 230 | LDES | 0 | 0 | 0 | 0 | 0 | 0 | 0 | 0 | 0 | 0 | 0 | 1 | 1 | 1 | 1 | [14 empty] | 1 | 1 | 1 | 1 | 1 | 1 | 1 | 0
SCE Metro | Mira Loma | 500 | LDES | 0 | 0 | 0 | 0 | 0 | 0 | 0 | 0 | 0 | 0 | 0 | 1 | 1 | 1 | 1 | [14 empty] | 1 | 1 | 1 | 1 | 1 | 1 | 1 | 0
SCE Eastern | Mirage | 115 | LDES | 0 | 0 | 0 | 0 | 0 | 0 | 0 | 0 | 0 | 0 | 0 | 5 | 4 | 1 | 1 | [14 empty] | 2 | 1 | 3 | 1 | 3 | 1 | 1 | 0
SCE Eastern | Mirage | 230 | LDES | 0 | 0 | 0 | 0 | 0 | 0 | 0 | 0 | 0 | 0 | 0 | 5 | 4 | 1 | 1 | [14 empty] | 2 | 1 | 3 | 1 | 3 | 1 | 1 | 0
SDGE | Mission | 138 | LDES | 0 | 0 | 0 | 0 | 0 | 0 | 0 | 0 | 0 | 0 | 0 | 1 | 1 | 1 | 1 | [14 empty] | 2 | 1 | 2 | 1 | 2 | 1 | 1 | 0
SDGE | Mission | 230 | LDES | 0 | 0 | 0 | 0 | 0 | 0 | 0 | 0 | 0 | 0 | 0 | 1 | 1 | 1 | 1 | [14 empty] | 2 | 1 | 2 | 1 | 2 | 1 | 1 | 0
SDGE | Mission | 69 | LDES | 0 | 0 | 0 | 0 | 0 | 0 | 0 | 0 | 0 | 0 | 0 | 1 | 1 | 1 | 1 | [14 empty] | 2 | 1 | 2 | 1 | 2 | 1 | 1 | 0
PG&E GBA | Mi-Wuk | 115 | LDES | 0 | 0 | 0 | 0 | 0 | 0 | 0 | 0 | 0 | 0 | 0 | 5 | 4 | 1 | 1 | [14 empty] | 2 | 1 | 4 | 1 | 3 | 1 | 1 | 0
EOP | Mohave | 500 | LDES | 0 | 0 | 400 | 0 | 400 | 0 | 0 | 0 | 400 | 0 | 400 | 5 | 2 | 4 | 2 | [14 empty] | 2 | 2 | 3 | 1 | 3 | 5- | 1 | 1
PG&E NGBA | Monroe | 115 | LDES | 0 | 0 | 0 | 0 | 0 | 0 | 0 | 0 | 0 | 0 | 0 | 5 | 2 | 1 | 1 | [14 empty] | 2 | 1 | 3 | 2 | 2 | 1 | 1 | 0
SDGE | Monserate | 69 | LDES | 0 | 0 | 0 | 0 | 0 | 0 | 0 | 0 | 0 | 0 | 0 | 1 | 1 | 1 | 1 | [14 empty] | 2 | 1 | 3 | 1 | 3 | 1 | 1 | 0
PG&E GBA | Monta Vista | 115 | LDES | 0 | 0 | 0 | 0 | 0 | 0 | 0 | 0 | 0 | 0 | 0 | 5 | 4 | 1 | 1 | [14 empty] | 2 | 1 | 3 | 2 | 3 | 1 | 1 | 0
PG&E GBA | Monta Vista | 230 | LDES | 0 | 0 | 0 | 0 | 0 | 0 | 0 | 0 | 0 | 0 | 0 | 5 | 4 | 1 | 1 | [14 empty] | 2 | 1 | 3 | 2 | 3 | 1 | 1 | 0
PG&E GBA | Monta Vista | 60 | LDES | 0 | 0 | 0 | 0 | 0 | 0 | 0 | 0 | 0 | 0 | 0 | 5 | 4 | 1 | 1 | [14 empty] | 2 | 1 | 3 | 2 | 3 | 1 | 1 | 0
PG&E NGBA | Monticello | 115 | LDES | 0 | 0 | 0 | 0 | 0 | 0 | 0 | 0 | 0 | 0 | 0 | 5 | 2 | 1 | 1 | [14 empty] | 2 | 1 | 4 | 2 | 3 | 1 | 1 | 0
SCE Northern | Moorpark | 230 | LDES | 0 | 0 | 0 | 0 | 0 | 0 | 0 | 0 | 0 | 0 | 0 | 5 | 2 | 4 | 2 | [14 empty] | 2 | 1 | 4 | 1 | 3 | 1 | 1 | 0
SCE Northern | Moorpark | 66 | LDES | 0 | 0 | 0 | 0 | 0 | 0 | 0 | 0 | 0 | 0 | 0 | 5 | 2 | 4 | 2 | [14 empty] | 2 | 1 | 4 | 1 | 3 | 1 | 1 | 0
PG&E GBA | Moraga | 115 | LDES | 0 | 0 | 0 | 0 | 0 | 0 | 0 | 0 | 0 | 0 | 0 | 5 | 2 | 1 | 1 | [14 empty] | 2 | 1 | 3 | 1 | 3 | 1 | 1 | 0
PG&E GBA | Moraga | 230 | LDES | 0 | 0 | 0 | 0 | 0 | 0 | 0 | 0 | 0 | 0 | 0 | 5 | 4 | 1 | 1 | [14 empty] | 2 | 1 | 3 | 1 | 3 | 1 | 1 | 0
PG&E GBA | Morgan Hill | 115 | LDES | 0 | 0 | 0 | 0 | 0 | 0 | 0 | 0 | 0 | 0 | 0 | 5 | 4 | 1 | 1 | [14 empty] | 2 | 1 | 3 | 2 | 2 | 1 | 1 | 0
PG&E KERN | Morro Bay | 115 | LDES | 0 | 0 | 0 | 0 | 0 | 0 | 0 | 0 | 0 | 0 | 0 | 5 | 2 | 5 | 2 | [14 empty] | 2 | 2 | 2 | 2 | 3 | 1 | 1 | 0
PG&E KERN | Morro Bay | 230 | LDES | 0 | 0 | 0 | 0 | 0 | 0 | 0 | 0 | 0 | 0 | 0 | 5 | 2 | 5 | 2 | [14 empty] | 2 | 2 | 2 | 2 | 3 | 1 | 1 | 0
PG&E KERN | Morro Bay | 500 | LDES | 0 | 0 | 362 | 0 | 362 | 0 | 0 | 0 | 362 | 0 | 362 | 5 | 2 | 4 | 2 | [14 empty] | 2 | 2 | 2 | 2 | 3 | 5- | 1 | 1
PG&E GBA | Moss Landing | 115 | LDES | 0 | 0 | 0 | 0 | 0 | 0 | 0 | 0 | 0 | 0 | 0 | 5 | 4 | 1 | 1 | [14 empty] | 2 | 2 | 1 | 2 | 2 | 1 | 1 | 0
PG&E GBA | Moss Landing | 230 | LDES | 0 | 0 | 0 | 0 | 0 | 0 | 0 | 0 | 0 | 0 | 0 | 5 | 4 | 1 | 1 | [14 empty] | 2 | 2 | 1 | 2 | 2 | 1 | 1 | 0
PG&E GBA | Moss Landing | 500 | LDES | 0 | 0 | 0 | 0 | 0 | 0 | 0 | 0 | 0 | 0 | 0 | 5 | 4 | 1 | 1 | [14 empty] | 2 | 2 | 1 | 2 | 2 | 1 | 1 | 0
EOP | Mountain Pass | 115 | LDES | 0 | 0 | 0 | 0 | 0 | 0 | 0 | 0 | 0 | 0 | 0 | 5 | 2 | 4 | 2 | [14 empty] | 2 | 2 | 4 | 1 | 1 | 1 | 1 | 0
PG&E GBA | Mountain View | 115 | LDES | 0 | 0 | 0 | 0 | 0 | 0 | 0 | 0 | 0 | 0 | 0 | 1 | 1 | 1 | 1 | [14 empty] | 2 | 1 | 2 | 2 | 2 | 1 | 1 | 0
PG&E GBA | Mt Eden | 115 | LDES | 0 | 0 | 0 | 0 | 0 | 0 | 0 | 0 | 0 | 0 | 0 | 5 | 2 | 1 | 1 | [14 empty] | 2 | 1 | 2 | 1 | 2 | 1 | 1 | 0
PG&E KERN | Mt Poso | 115 | LDES | 0 | 0 | 0 | 0 | 0 | 0 | 0 | 0 | 0 | 0 | 0 | 5 | 2 | 5 | 2 | [14 empty] | 1 | 1 | 2 | 1 | 1 | 1 | 1 | 0
SDGE | Murray | 69 | LDES | 0 | 0 | 0 | 0 | 0 | 0 | 0 | 0 | 0 | 0 | 0 | 1 | 1 | 1 | 1 | [14 empty] | 2 | 1 | 2 | 1 | 2 | 1 | 1 | 0
PG&E FRESNO | Mustang | 230 | LDES | 0 | 0 | 0 | 0 | 0 | 0 | 0 | 0 | 0 | 0 | 0 | 5 | 2 | 5 | 2 | [14 empty] | 1 | 1 | 1 | 2 | 1 | 1 | 1 | 0
SCE Northern | Neenach | 66 | LDES | 0 | 0 | 0 | 0 | 0 | 0 | 0 | 0 | 0 | 0 | 0 | 1 | 1 | 1 | 1 | [14 empty] | 2 | 1 | 4 | 1 | 3 | 1 | 1 | 0
PG&E KERN | New Sub - Gates - Midway (Proposed) | 230 | LDES | 0 | 0 | 0 | 0 | 0 | 0 | 0 | 0 | 0 | 0 | 0 | 5 | 2 | 5 | 2 | [14 empty] | 1 | 1 | 4 | 2 | 1 | 1 | 1 | 0
PG&E KERN | New Sub - Gates - Templeton (Proposed) | 230 | LDES | 0 | 0 | 0 | 0 | 0 | 0 | 0 | 0 | 0 | 0 | 0 | 5 | 2 | 5 | 2 | [14 empty] | 1 | 1 | 4 | 2 | 1 | 1 | 1 | 0
SCE NOL | New Sub - Kramer - Lugo (Proposed) | 230 | LDES | 0 | 0 | 0 | 0 | 0 | 0 | 0 | 0 | 0 | 0 | 0 | 3 | 3 | 1 | 1 | [14 empty] | 2 | 1 | 2 | 1 | 1 | 1 | 1 | 0
PG&E FRESNO | New Sub - Los Banos - Midway (Proposed) | 500 | LDES | 0 | 0 | 0 | 0 | 0 | 0 | 0 | 0 | 0 | 0 | 0 | 5 | 2 | 4 | 2 | [14 empty] | 1 | 1 | 4 | 2 | 1 | 1 | 1 | 0
SCE NOL | New Sub - Lugo - Pisgah (Proposed) | 230 | LDES | 0 | 0 | 0 | 0 | 0 | 0 | 0 | 0 | 0 | 0 | 0 | 1 | 1 | 1 | 1 | [14 empty] | 2 | 1 | 3 | 1 | 3 | 1 | 1 | 0
PG&E KERN | New Sub - Midway - Wheeler Ridge (Proposed) | 230 | LDES | 0 | 0 | 0 | 0 | 0 | 0 | 0 | 0 | 0 | 0 | 0 | 5 | 2 | 5 | 2 | [14 empty] | 1 | 1 | 3 | 1 | 1 | 1 | 1 | 0
PG&E NGBA | New Sub - Near existing Leavitt (PSREC) | 345 | LDES | 0 | 0 | 0 | 0 | 0 | 0 | 0 | 0 | 0 | 0 | 0 | 5 | 2 | 1 | 1 | [14 empty] | 2 | 2 | 1 | 1 | 3 | 1 | 1 | 0
PG&E NGBA | New Sub - Near existing Madeline (NVE) | 345 | LDES | 0 | 0 | 0 | 0 | 0 | 0 | 0 | 0 | 0 | 0 | 0 | 5 | 2 | 1 | 1 | [14 empty] | 2 | 2 | 4 | 1 | 3 | 1 | 1 | 0
SDGE | New Sub - North Gila - IV (Proposed) | 500 | LDES | 0 | 0 | 0 | 0 | 0 | 0 | 0 | 0 | 0 | 0 | 0 | 1 | 1 | 1 | 1 | [14 empty] | 2 | 1 | 4 | 2 | 2 | 1 | 1 | 0
PG&E NGBA | New Sub - Pit 1 - Cottonwood (Proposed) | 230 | LDES | 0 | 0 | 0 | 0 | 0 | 0 | 0 | 0 | 0 | 0 | 0 | 5 | 2 | 1 | 1 | [14 empty] | 2 | 2 | 4 | 2 | 3 | 1 | 1 | 0
PG&E GBA | New Sub - Rancho Seco - Bellota (Proposed) | 230 | LDES | 0 | 0 | 0 | 0 | 0 | 0 | 0 | 0 | 0 | 0 | 0 | 5 | 4 | 1 | 1 | [14 empty] | 1 | 1 | 4 | 2 | 3 | 1 | 1 | 0
SDGE | New Sub - Suncrest - Ocotillo (Proposed) | 500 | LDES | 0 | 0 | 0 | 0 | 0 | 0 | 0 | 0 | 0 | 0 | 0 | 1 | 1 | 1 | 1 | [14 empty] | 2 | 1 | 4 | 1 | 3 | 1 | 1 | 0
PG&E FRESNO | New Sub - Westley - Quinto (Proposed) | 230 | LDES | 0 | 0 | 0 | 0 | 0 | 0 | 0 | 0 | 0 | 0 | 0 | 1 | 1 | 1 | 1 | [14 empty] | 1 | 1 | 4 | 2 | 1 | 1 | 1 | 0
PG&E GBA | Newark | 115 | LDES | 0 | 0 | 0 | 0 | 0 | 0 | 0 | 0 | 0 | 0 | 0 | 5 | 4 | 1 | 1 | [14 empty] | 2 | 1 | 3 | 1 | 2 | 1 | 1 | 0
PG&E GBA | Newark | 230 | LDES | 0 | 0 | 0 | 0 | 0 | 0 | 0 | 0 | 0 | 0 | 0 | 5 | 4 | 1 | 1 | [14 empty] | 2 | 1 | 3 | 1 | 2 | 1 | 1 | 0
PG&E GBA | Newark | 60 | LDES | 0 | 0 | 0 | 0 | 0 | 0 | 0 | 0 | 0 | 0 | 0 | 5 | 2 | 1 | 1 | [14 empty] | 2 | 1 | 3 | 1 | 2 | 1 | 1 | 0
PG&E FRESNO | Newhall | 115 | LDES | 0 | 0 | 0 | 0 | 0 | 0 | 0 | 0 | 0 | 0 | 0 | 5 | 2 | 5 | 2 | [14 empty] | 1 | 1 | 4 | 2 | 1 | 1 | 1 | 0
PG&E KERN | Norco | 115 | LDES | 0 | 0 | 0 | 0 | 0 | 0 | 0 | 0 | 0 | 0 | 0 | 5 | 2 | 5 | 2 | [14 empty] | 1 | 1 | 3 | 1 | 1 | 1 | 1 | 0
PG&E GBA | Nortech | 115 | LDES | 0 | 0 | 0 | 0 | 0 | 0 | 0 | 0 | 0 | 0 | 0 | 5 | 4 | 1 | 1 | [14 empty] | 2 | 1 | 2 | 2 | 1 | 1 | 1 | 0
SDGE | North City Metering | 138 | LDES | 0 | 0 | 0 | 0 | 0 | 0 | 0 | 0 | 0 | 0 | 0 | 1 | 1 | 1 | 1 | [14 empty] | 2 | 1 | 2 | 1 | 3 | 1 | 1 | 0
PG&E GBA | North Dublin | 230 | LDES | 0 | 0 | 0 | 0 | 0 | 0 | 0 | 0 | 0 | 0 | 0 | 5 | 4 | 1 | 1 | [14 empty] | 2 | 1 | 2 | 1 | 3 | 1 | 1 | 0
SDGE | North Gila | 500 | LDES | 0 | 0 | 0 | 0 | 0 | 0 | 0 | 0 | 0 | 0 | 0 | 1 | 1 | 1 | 1 | [14 empty] | 2 | 2 | 4 | 2 | 3 | 1 | 1 | 0
SCE Metro | North of SONGS | 230 | LDES | 0 | 0 | 0 | 0 | 0 | 0 | 0 | 0 | 0 | 0 | 0 | 1 | 1 | 1 | 1 | [14 empty] | 2 | 1 | 3 | 1 | 3 | 1 | 1 | 0
SCE Metro | North of SONGS | 500 | LDES | 0 | 0 | 0 | 0 | 0 | 0 | 0 | 0 | 0 | 0 | 0 | 1 | 1 | 1 | 1 | [14 empty] | 2 | 1 | 3 | 1 | 3 | 1 | 1 | 0
PG&E NGBA | Notre Dame | 115 | LDES | 0 | 0 | 0 | 0 | 0 | 0 | 0 | 0 | 0 | 0 | 0 | 5 | 2 | 1 | 1 | [14 empty] | 2 | 1 | 4 | 2 | 2 | 1 | 1 | 0
PG&E GBA | Oakland C | 115 | LDES | 0 | 0 | 0 | 0 | 0 | 0 | 0 | 0 | 0 | 0 | 0 | 5 | 4 | 1 | 1 | [14 empty] | 2 | 1 | 1 | 1 | 2 | 1 | 1 | 0
PG&E GBA | Oakland J | 115 | LDES | 0 | 0 | 0 | 0 | 0 | 0 | 0 | 0 | 0 | 0 | 0 | 5 | 2 | 1 | 1 | [14 empty] | 2 | 1 | 2 | 1 | 1 | 1 | 1 | 0
PG&E GBA | Oakland L | 115 | LDES | 0 | 0 | 0 | 0 | 0 | 0 | 0 | 0 | 0 | 0 | 0 | 5 | 2 | 1 | 1 | [14 empty] | 2 | 1 | 2 | 1 | 1 | 1 | 1 | 0
PG&E GBA | Oakland X | 115 | LDES | 0 | 0 | 0 | 0 | 0 | 0 | 0 | 0 | 0 | 0 | 0 | 5 | 2 | 1 | 1 | [14 empty] | 2 | 1 | 2 | 1 | 2 | 1 | 1 | 0
SDGE | Ocean Ranch | 69 | LDES | 0 | 0 | 0 | 0 | 0 | 0 | 0 | 0 | 0 | 0 | 0 | 1 | 1 | 1 | 1 | [14 empty] | 2 | 1 | 4 | 1 | 3 | 1 | 1 | 0
PG&E KERN | Oceano | 115 | LDES | 0 | 0 | 0 | 0 | 0 | 0 | 0 | 0 | 0 | 0 | 0 | 5 | 2 | 5 | 2 | [14 empty] | 2 | 2 | 4 | 2 | 3 | 1 | 1 | 0
SDGE | Ocotillo Express | 500 | LDES | 0 | 0 | 0 | 0 | 0 | 0 | 0 | 0 | 0 | 0 | 0 | 1 | 1 | 1 | 1 | [14 empty] | 2 | 1 | 4 | 2 | 3 | 1 | 1 | 0
PG&E KERN | Old River | 70 | LDES | 0 | 0 | 0 | 0 | 0 | 0 | 0 | 0 | 0 | 0 | 0 | 5 | 2 | 5 | 2 | [14 empty] | 1 | 1 | 4 | 1 | 2 | 1 | 1 | 0
SDGE | Old Town | 230 | LDES | 0 | 0 | 0 | 0 | 0 | 0 | 0 | 0 | 0 | 0 | 0 | 1 | 1 | 1 | 1 | [14 empty] | 2 | 1 | 3 | 1 | 2 | 1 | 1 | 0
SCE Metro | Olinda | 230 | LDES | 0 | 0 | 0 | 0 | 0 | 0 | 0 | 0 | 0 | 0 | 0 | 1 | 1 | 1 | 1 | [14 empty] | 1 | 1 | 2 | 1 | 2 | 1 | 1 | 0
PG&E FRESNO | Olive | 115 | LDES | 0 | 0 | 0 | 0 | 0 | 0 | 0 | 0 | 0 | 0 | 0 | 5 | 2 | 5 | 2 | [14 empty] | 1 | 1 | 4 | 1 | 1 | 1 | 1 | 0
PG&E NGBA | Olivehurst | 115 | LDES | 0 | 0 | 0 | 0 | 0 | 0 | 0 | 0 | 0 | 0 | 0 | 5 | 4 | 1 | 1 | [14 empty] | 2 | 2 | 2 | 1 | 2 | 1 | 1 | 0
PG&E NGBA | Oregon Trail | 60 | LDES | 0 | 0 | 0 | 0 | 0 | 0 | 0 | 0 | 0 | 0 | 0 | 5 | 2 | 1 | 1 | [14 empty] | 2 | 2 | 3 | 2 | 3 | 1 | 1 | 0
SCE Northern | Ormond Beach | 230 | LDES | 0 | 0 | 0 | 0 | 0 | 0 | 0 | 0 | 0 | 0 | 0 | 5 | 2 | 4 | 2 | [14 empty] | 2 | 1 | 1 | 1 | 1 | 1 | 1 | 0
PG&E FRESNO | Oro Loma | 115 | LDES | 0 | 0 | 0 | 0 | 0 | 0 | 0 | 0 | 0 | 0 | 0 | 5 | 2 | 5 | 2 | [14 empty] | 1 | 1 | 4 | 2 | 1 | 1 | 1 | 0
PG&E FRESNO | Oro Loma | 70 | LDES | 0 | 0 | 0 | 0 | 0 | 0 | 0 | 0 | 0 | 0 | 0 | 5 | 2 | 5 | 2 | [14 empty] | 1 | 1 | 4 | 2 | 1 | 1 | 1 | 0
PG&E FRESNO | Orosi | 70 | LDES | 0 | 0 | 0 | 0 | 0 | 0 | 0 | 0 | 0 | 0 | 0 | 5 | 2 | 5 | 2 | [14 empty] | 1 | 1 | 4 | 1 | 1 | 1 | 1 | 0
SDGE | Otay | 69 | LDES | 0 | 0 | 0 | 0 | 0 | 0 | 0 | 0 | 0 | 0 | 0 | 1 | 1 | 1 | 1 | [14 empty] | 2 | 1 | 1 | 1 | 1 | 1 | 1 | 0
SDGE | Otay Mesa | 230 | LDES | 0 | 0 | 0 | 0 | 0 | 0 | 0 | 0 | 0 | 0 | 0 | 1 | 1 | 1 | 1 | [14 empty] | 2 | 1 | 1 | 1 | 3 | 1 | 1 | 0
PG&E FRESNO | Padre Flats SW STA | 230 | LDES | 0 | 0 | 0 | 0 | 0 | 0 | 0 | 0 | 0 | 0 | 0 | 5 | 2 | 5 | 2 | [14 empty] | 1 | 1 | 4 | 2 | 1 | 1 | 1 | 0
EOP | Pahrump | 138 | LDES | 0 | 0 | 0 | 0 | 0 | 0 | 0 | 0 | 0 | 0 | 0 | 5 | 2 | 4 | 2 | [14 empty] | 2 | 2 | 4 | 1 | 3 | 1 | 1 | 0
EOP | Pahrump | 230 | LDES | 0 | 0 | 0 | 0 | 0 | 0 | 0 | 0 | 0 | 0 | 0 | 5 | 2 | 4 | 2 | [14 empty] | 2 | 2 | 4 | 1 | 3 | 1 | 1 | 0
SDGE | Pala | 69 | LDES | 0 | 0 | 0 | 0 | 0 | 0 | 0 | 0 | 0 | 0 | 0 | 1 | 1 | 1 | 1 | [14 empty] | 2 | 1 | 1 | 1 | 3 | 1 | 1 | 0
PG&E NGBA | Palermo | 115 | LDES | 0 | 0 | 0 | 0 | 0 | 0 | 0 | 0 | 0 | 0 | 0 | 5 | 4 | 1 | 1 | [14 empty] | 2 | 1 | 2 | 2 | 2 | 1 | 1 | 0
PG&E NGBA | Palermo | 230 | LDES | 0 | 0 | 0 | 0 | 0 | 0 | 0 | 0 | 0 | 0 | 0 | 5 | 4 | 1 | 1 | [14 empty] | 2 | 1 | 2 | 2 | 2 | 1 | 1 | 0
SCE Eastern | Palo Verde | 500 | LDES | 0 | 0 | 0 | 0 | 0 | 0 | 0 | 0 | 0 | 0 | 0 | 5 | 4 | 4 | 4 | [14 empty] | 2 | 1 | 4 | 2 | 3 | 1 | 1 | 0
SDGE | Palomar Energy | 230 | LDES | 0 | 0 | 0 | 0 | 0 | 0 | 0 | 0 | 0 | 0 | 0 | 1 | 1 | 1 | 1 | [14 empty] | 2 | 1 | 2 | 1 | 3 | 1 | 1 | 0
PG&E KERN | Panama | 70 | LDES | 0 | 0 | 0 | 0 | 0 | 0 | 0 | 0 | 0 | 0 | 0 | 5 | 2 | 5 | 2 | [14 empty] | 1 | 1 | 4 | 1 | 1 | 1 | 1 | 0
PG&E FRESNO | Panoche | 115 | LDES | 0 | 0 | 0 | 0 | 0 | 0 | 0 | 0 | 0 | 0 | 0 | 5 | 2 | 5 | 2 | [14 empty] | 1 | 1 | 1 | 2 | 1 | 1 | 1 | 0
PG&E FRESNO | Panoche | 230 | LDES | 0 | 0 | 0 | 0 | 0 | 0 | 0 | 0 | 0 | 0 | 0 | 5 | 2 | 5 | 2 | [14 empty] | 1 | 1 | 1 | 2 | 1 | 1 | 1 | 0
SCE Northern | Pardee | 230 | LDES | 0 | 0 | 0 | 0 | 0 | 0 | 0 | 0 | 0 | 0 | 0 | 5 | 2 | 4 | 2 | [14 empty] | 1 | 1 | 3 | 1 | 3 | 1 | 1 | 0
PG&E NGBA | Parkway | 230 | LDES | 0 | 0 | 0 | 0 | 0 | 0 | 0 | 0 | 0 | 0 | 0 | 5 | 2 | 1 | 1 | [14 empty] | 2 | 1 | 4 | 1 | 2 | 1 | 1 | 0
SCE Northern | Pastoria | 230 | LDES | 0 | 0 | 0 | 0 | 0 | 0 | 0 | 0 | 0 | 0 | 0 | 5 | 2 | 4 | 2 | [14 empty] | 1 | 1 | 2 | 1 | 3 | 1 | 1 | 0
SCE Metro | Pauda | 230 | LDES | 0 | 0 | 0 | 0 | 0 | 0 | 0 | 0 | 0 | 0 | 0 | 1 | 1 | 1 | 1 | [14 empty] | 1 | 1 | 2 | 1 | 2 | 1 | 1 | 0
PG&E GBA | Paul Sweet | 115 | LDES | 0 | 0 | 0 | 0 | 0 | 0 | 0 | 0 | 0 | 0 | 0 | 1 | 1 | 1 | 1 | [14 empty] | 2 | 2 | 2 | 2 | 3 | 1 | 1 | 0
PG&E NGBA | Peabody | 230 | LDES | 0 | 0 | 0 | 0 | 0 | 0 | 0 | 0 | 0 | 0 | 0 | 5 | 2 | 1 | 1 | [14 empty] | 2 | 1 | 2 | 1 | 2 | 1 | 1 | 0
PG&E NGBA | Pease | 115 | LDES | 0 | 0 | 0 | 0 | 0 | 0 | 0 | 0 | 0 | 0 | 0 | 5 | 4 | 1 | 1 | [14 empty] | 2 | 2 | 2 | 1 | 2 | 1 | 1 | 0
PG&E NGBA | Pease | 60 | LDES | 0 | 0 | 0 | 0 | 0 | 0 | 0 | 0 | 0 | 0 | 0 | 5 | 4 | 1 | 1 | [14 empty] | 2 | 2 | 2 | 1 | 2 | 1 | 1 | 0
SDGE | Penasquitos | 138 | LDES | 0 | 0 | 0 | 0 | 0 | 0 | 0 | 0 | 0 | 0 | 0 | 1 | 1 | 1 | 1 | [14 empty] | 2 | 1 | 2 | 1 | 3 | 1 | 1 | 0
SDGE | Penasquitos | 230 | LDES | 0 | 0 | 0 | 0 | 0 | 0 | 0 | 0 | 0 | 0 | 0 | 1 | 1 | 1 | 1 | [14 empty] | 2 | 1 | 2 | 1 | 3 | 1 | 1 | 0
SDGE | Penasquitos | 69 | LDES | 0 | 0 | 0 | 0 | 0 | 0 | 0 | 0 | 0 | 0 | 0 | 1 | 1 | 1 | 1 | [14 empty] | 2 | 1 | 2 | 1 | 3 | 1 | 1 | 0
SDGE | Pendleton | 69 | LDES | 0 | 0 | 0 | 0 | 0 | 0 | 0 | 0 | 0 | 0 | 0 | 1 | 1 | 1 | 1 | [14 empty] | 2 | 1 | 4 | 1 | 3 | 1 | 1 | 0
PG&E NGBA | Penngrove | 115 | LDES | 0 | 0 | 0 | 0 | 0 | 0 | 0 | 0 | 0 | 0 | 0 | 5 | 2 | 1 | 1 | [14 empty] | 2 | 1 | 3 | 2 | 2 | 1 | 1 | 0
PG&E GBA | Peoria | 115 | LDES | 0 | 0 | 0 | 0 | 0 | 0 | 0 | 0 | 0 | 0 | 0 | 5 | 4 | 1 | 1 | [14 empty] | 2 | 1 | 4 | 1 | 3 | 1 | 1 | 0
PG&E GBA | Piercy | 115 | LDES | 0 | 0 | 0 | 0 | 0 | 0 | 0 | 0 | 0 | 0 | 0 | 5 | 4 | 1 | 1 | [14 empty] | 2 | 1 | 2 | 2 | 2 | 1 | 1 | 0
PG&E FRESNO | Pine Flat | 230 | LDES | 0 | 0 | 0 | 0 | 0 | 0 | 0 | 0 | 0 | 0 | 0 | 5 | 2 | 5 | 2 | [14 empty] | 1 | 1 | 4 | 2 | 3 | 1 | 1 | 0
SCE NOL | Pisgah | 230 | LDES | 0 | 0 | 0 | 0 | 0 | 0 | 0 | 0 | 0 | 0 | 0 | 1 | 1 | 1 | 1 | [14 empty] | 2 | 1 | 4 | 1 | 1 | 1 | 1 | 0
PG&E NGBA | Pit 1 | 230 | LDES | 0 | 0 | 0 | 0 | 0 | 0 | 0 | 0 | 0 | 0 | 0 | 5 | 2 | 1 | 1 | [14 empty] | 2 | 2 | 4 | 2 | 3 | 1 | 1 | 0
PG&E NGBA | Pit 1 | 60 | LDES | 0 | 0 | 0 | 0 | 0 | 0 | 0 | 0 | 0 | 0 | 0 | 5 | 2 | 1 | 1 | [14 empty] | 2 | 2 | 4 | 2 | 3 | 1 | 1 | 0
PG&E NGBA | Pit 3 | 230 | LDES | 0 | 0 | 0 | 0 | 0 | 0 | 0 | 0 | 0 | 0 | 0 | 5 | 2 | 1 | 1 | [14 empty] | 2 | 2 | 4 | 2 | 3 | 1 | 1 | 0
PG&E NGBA | Pit 4 | 230 | LDES | 0 | 0 | 0 | 0 | 0 | 0 | 0 | 0 | 0 | 0 | 0 | 5 | 2 | 1 | 1 | [14 empty] | 2 | 2 | 4 | 2 | 3 | 1 | 1 | 0
PG&E GBA | Pittsburg | 115 | LDES | 0 | 0 | 0 | 0 | 0 | 0 | 0 | 0 | 0 | 0 | 0 | 5 | 4 | 1 | 1 | [14 empty] | 2 | 1 | 2 | 1 | 1 | 1 | 1 | 0
PG&E GBA | Pittsburg | 230 | LDES | 0 | 0 | 0 | 0 | 0 | 0 | 0 | 0 | 0 | 0 | 0 | 5 | 4 | 1 | 1 | [14 empty] | 2 | 1 | 2 | 1 | 1 | 1 | 1 | 0
PG&E NGBA | Pleasant Grove | 115 | LDES | 0 | 0 | 0 | 0 | 0 | 0 | 0 | 0 | 0 | 0 | 0 | 5 | 4 | 1 | 1 | [14 empty] | 2 | 1 | 2 | 2 | 3 | 1 | 1 | 0
PG&E NGBA | POE | 230 | LDES | 0 | 0 | 0 | 0 | 0 | 0 | 0 | 0 | 0 | 0 | 0 | 5 | 5 | 3 | 3 | [14 empty] | 2 | 1 | 4 | 2 | 3 | 1 | 1 | 0
SDGE | Point Loma | 69 | LDES | 0 | 0 | 0 | 0 | 0 | 0 | 0 | 0 | 0 | 0 | 0 | 1 | 1 | 1 | 1 | [14 empty] | 2 | 1 | 3 | 1 | 2 | 1 | 1 | 0
SDGE | Pomerado | 69 | LDES | 0 | 0 | 0 | 0 | 0 | 0 | 0 | 0 | 0 | 0 | 0 | 1 | 1 | 1 | 1 | [14 empty] | 2 | 1 | 3 | 1 | 3 | 1 | 1 | 0
PG&E KERN | Poso Mountain | 115 | LDES | 0 | 0 | 0 | 0 | 0 | 0 | 0 | 0 | 0 | 0 | 0 | 5 | 2 | 5 | 2 | [14 empty] | 1 | 1 | 3 | 1 | 2 | 1 | 1 | 0
EOP | Primm | 230 | LDES | 0 | 0 | 0 | 0 | 0 | 0 | 0 | 0 | 0 | 0 | 0 | 5 | 2 | 4 | 2 | [14 empty] | 2 | 2 | 4 | 1 | 2 | 1 | 1 | 0
PG&E NGBA | Putah Creek | 115 | LDES | 0 | 0 | 0 | 0 | 0 | 0 | 0 | 0 | 0 | 0 | 0 | 5 | 2 | 1 | 1 | [14 empty] | 2 | 1 | 3 | 2 | 3 | 1 | 1 | 0
SDGE | Q1806 | 138 | LDES | 0 | 0 | 0 | 0 | 0 | 0 | 0 | 0 | 0 | 0 | 0 | 1 | 1 | 1 | 1 | [14 empty] | 1 | 1 | 2 | 1 | 3 | 1 | 1 | 0
PG&E FRESNO | Quinto | 230 | LDES | 0 | 0 | 0 | 0 | 0 | 0 | 0 | 0 | 0 | 0 | 0 | 5 | 2 | 5 | 2 | [14 empty] | 1 | 1 | 4 | 2 | 1 | 1 | 1 | 0
PG&E GBA | Race Track | 115 | LDES | 0 | 0 | 0 | 0 | 0 | 0 | 0 | 0 | 0 | 0 | 0 | 5 | 4 | 1 | 1 | [14 empty] | 2 | 1 | 4 | 1 | 3 | 1 | 1 | 0
SDGE | Rancho Mission Viejo | 138 | LDES | 0 | 0 | 0 | 0 | 0 | 0 | 0 | 0 | 0 | 0 | 0 | 1 | 1 | 1 | 1 | [14 empty] | 1 | 1 | 2 | 1 | 3 | 1 | 1 | 0
PG&E GBA | Rancho Seco | 230 | LDES | 0 | 0 | 0 | 0 | 0 | 0 | 0 | 0 | 0 | 0 | 0 | 5 | 4 | 1 | 1 | [14 empty] | 2 | 1 | 1 | 2 | 3 | 1 | 1 | 0
SCE Metro | Rancho Vista | 230 | LDES | 0 | 0 | 0 | 0 | 0 | 0 | 0 | 0 | 0 | 0 | 0 | 1 | 1 | 1 | 1 | [14 empty] | 1 | 1 | 1 | 1 | 1 | 1 | 1 | 0
SCE Metro | Rancho Vista | 500 | LDES | 0 | 0 | 0 | 0 | 0 | 0 | 0 | 0 | 0 | 0 | 0 | 1 | 1 | 1 | 1 | [14 empty] | 1 | 1 | 1 | 1 | 1 | 1 | 1 | 0
SCE NOL | Ransburg | 115 | LDES | 0 | 0 | 0 | 0 | 0 | 0 | 0 | 0 | 0 | 0 | 0 | 3 | 3 | 1 | 1 | [14 empty] | 2 | 1 | 4 | 1 | 1 | 1 | 1 | 0
PG&E GBA | Ravenswood | 115 | LDES | 0 | 0 | 0 | 0 | 0 | 0 | 0 | 0 | 0 | 0 | 0 | 5 | 2 | 1 | 1 | [14 empty] | 2 | 1 | 2 | 1 | 2 | 1 | 1 | 0
PG&E GBA | Ravenswood | 230 | LDES | 0 | 0 | 0 | 0 | 0 | 0 | 0 | 0 | 0 | 0 | 0 | 5 | 2 | 1 | 1 | [14 empty] | 2 | 1 | 2 | 1 | 2 | 1 | 1 | 0
SCE Northern | Rector | 230 | LDES | 0 | 0 | 0 | 0 | 0 | 0 | 0 | 0 | 0 | 0 | 0 | 1 | 1 | 1 | 1 | [14 empty] | 1 | 1 | 2 | 1 | 2 | 1 | 1 | 0
SCE Eastern | Red Bluff | 230 | LDES | 0 | 0 | 0 | 0 | 0 | 0 | 0 | 0 | 0 | 0 | 0 | 4 | 4 | 4 | 4 | [14 empty] | 2 | 2 | 4 | 1 | 3 | 1 | 1 | 0
SCE Eastern | Red Bluff | 500 | LDES | 0 | 0 | 0 | 0 | 0 | 0 | 0 | 0 | 0 | 0 | 0 | 4 | 4 | 4 | 4 | 5 | [13 empty] | 2 | 2 | 4 | 1 | 3 | 2+ | 1 | 1
PG&E NGBA | Redbud | 115 | LDES | 0 | 0 | 0 | 0 | 0 | 0 | 0 | 0 | 0 | 0 | 0 | 5 | 2 | 1 | 1 | [14 empty] | 2 | 2 | 4 | 2 | 3 | 1 | 1 | 0
SCE Metro | Redondo | 230 | LDES | 0 | 0 | 0 | 0 | 0 | 0 | 0 | 0 | 0 | 0 | 0 | 1 | 1 | 1 | 1 | [14 empty] | 1 | 1 | 2 | 1 | 2 | 1 | 1 | 0
PG&E FRESNO | Reedley | 115 | LDES | 0 | 0 | 0 | 0 | 0 | 0 | 0 | 0 | 0 | 0 | 0 | 5 | 2 | 5 | 2 | [14 empty] | 1 | 1 | 4 | 2 | 1 | 1 | 1 | 0
PG&E KERN | Renfro | 115 | LDES | 0 | 0 | 0 | 0 | 0 | 0 | 0 | 0 | 0 | 0 | 0 | 5 | 2 | 5 | 2 | [14 empty] | 1 | 1 | 2 | 1 | 2 | 1 | 1 | 0
PG&E GBA | Richmond R | 115 | LDES | 0 | 0 | 0 | 0 | 0 | 0 | 0 | 0 | 0 | 0 | 0 | 5 | 4 | 1 | 1 | [14 empty] | 2 | 1 | 2 | 1 | 2 | 1 | 1 | 0
PG&E NGBA | Rincon | 115 | LDES | 0 | 0 | 0 | 0 | 0 | 0 | 0 | 0 | 0 | 0 | 0 | 5 | 2 | 1 | 1 | [14 empty] | 2 | 1 | 3 | 2 | 2 | 1 | 1 | 0
PG&E KERN | Rio Bravo | 115 | LDES | 0 | 0 | 0 | 0 | 0 | 0 | 0 | 0 | 0 | 0 | 0 | 5 | 2 | 5 | 2 | [14 empty] | 1 | 1 | 2 | 1 | 1 | 1 | 1 | 0
SCE Metro | Rio Hondo | 230 | LDES | 0 | 0 | 0 | 0 | 0 | 0 | 0 | 0 | 0 | 0 | 0 | 1 | 1 | 1 | 1 | [14 empty] | 1 | 1 | 4 | 1 | 1 | 1 | 1 | 0
PG&E NGBA | Rio Oso | 115 | LDES | 0 | 0 | 0 | 0 | 0 | 0 | 0 | 0 | 0 | 0 | 0 | 5 | 5 | 3 | 3 | [14 empty] | 2 | 1 | 4 | 1 | 3 | 1 | 1 | 0
PG&E NGBA | Rio Oso | 230 | LDES | 0 | 0 | 0 | 0 | 0 | 0 | 0 | 0 | 0 | 0 | 0 | 5 | 5 | 3 | 3 | [14 empty] | 2 | 1 | 4 | 1 | 3 | 1 | 1 | 0
PG&E GBA | Ripon | 115 | LDES | 0 | 0 | 0 | 0 | 0 | 0 | 0 | 0 | 0 | 0 | 0 | 5 | 4 | 1 | 1 | [14 empty] | 1 | 1 | 2 | 2 | 2 | 1 | 1 | 0
PG&E GBA | Riverbank | 115 | LDES | 0 | 0 | 0 | 0 | 0 | 0 | 0 | 0 | 0 | 0 | 0 | 5 | 4 | 1 | 1 | [14 empty] | 1 | 1 | 3 | 2 | 2 | 1 | 1 | 0
SCE NOL | Roadway | 115 | LDES | 0 | 0 | 0 | 0 | 0 | 0 | 0 | 0 | 0 | 0 | 0 | 1 | 1 | 1 | 1 | [14 empty] | 2 | 1 | 2 | 1 | 1 | 1 | 1 | 0
PG&E NGBA | Rock Creek 1 | 230 | LDES | 0 | 0 | 0 | 0 | 0 | 0 | 0 | 0 | 0 | 0 | 0 | 5 | 4 | 1 | 1 | [14 empty] | 2 | 2 | 4 | 1 | 3 | 1 | 1 | 0
SCE Northern | Rosamond | 66 | LDES | 0 | 0 | 0 | 0 | 0 | 0 | 0 | 0 | 0 | 0 | 0 | 1 | 1 | 1 | 1 | [14 empty] | 2 | 1 | 4 | 1 | 3 | 1 | 1 | 0
PG&E GBA | Rossmoor | 230 | LDES | 0 | 0 | 0 | 0 | 0 | 0 | 0 | 0 | 0 | 0 | 0 | 5 | 2 | 1 | 1 | [14 empty] | 2 | 1 | 4 | 1 | 3 | 1 | 1 | 0
PG&E NGBA | Round Mountain | 230 | LDES | 0 | 0 | 0 | 0 | 0 | 0 | 0 | 0 | 0 | 0 | 0 | 5 | 2 | 1 | 1 | [14 empty] | 2 | 2 | 4 | 2 | 3 | 1 | 1 | 0
PG&E NGBA | Round Mountain | 500 | LDES | 0 | 0 | 0 | 0 | 0 | 0 | 0 | 0 | 0 | 0 | 0 | 5 | 2 | 1 | 1 | [14 empty] | 2 | 2 | 4 | 2 | 3 | 1 | 1 | 0
PG&E GBA | Salado | 115 | LDES | 0 | 0 | 0 | 0 | 0 | 0 | 0 | 0 | 0 | 0 | 0 | 5 | 4 | 1 | 1 | [14 empty] | 1 | 1 | 4 | 2 | 1 | 1 | 1 | 0
PG&E GBA | Salado | 60 | LDES | 0 | 0 | 0 | 0 | 0 | 0 | 0 | 0 | 0 | 0 | 0 | 5 | 4 | 1 | 1 | [14 empty] | 1 | 1 | 4 | 2 | 1 | 1 | 1 | 0
PG&E GBA | Salinas | 115 | LDES | 0 | 0 | 0 | 0 | 0 | 0 | 0 | 0 | 0 | 0 | 0 | 1 | 1 | 1 | 1 | [14 empty] | 2 | 2 | 3 | 2 | 2 | 1 | 1 | 0
SDGE | Salt Creek | 69 | LDES | 0 | 0 | 0 | 0 | 0 | 0 | 0 | 0 | 0 | 0 | 0 | 1 | 1 | 1 | 1 | [14 empty] | 2 | 1 | 3 | 1 | 2 | 1 | 1 | 0
SCE Eastern | San Bernardino | 230 | LDES | 0 | 0 | 0 | 0 | 0 | 0 | 0 | 0 | 0 | 0 | 0 | 4 | 4 | 1 | 1 | [14 empty] | 1 | 1 | 2 | 1 | 2 | 1 | 1 | 0
PG&E GBA | SAN FRAN A (POTRERO PP) | 115 | LDES | 0 | 0 | 0 | 0 | 0 | 0 | 0 | 0 | 0 | 0 | 0 | 5 | 2 | 1 | 1 | [14 empty] | 2 | 1 | 2 | 1 | 2 | 1 | 1 | 0
PG&E GBA | SAN FRAN A (POTRERO PP) | 230 | LDES | 0 | 0 | 0 | 0 | 0 | 0 | 0 | 0 | 0 | 0 | 0 | 5 | 2 | 1 | 1 | [14 empty] | 2 | 1 | 2 | 1 | 2 | 1 | 1 | 0
PG&E GBA | San Jose A | 115 | LDES | 0 | 0 | 0 | 0 | 0 | 0 | 0 | 0 | 0 | 0 | 0 | 5 | 4 | 1 | 1 | [14 empty] | 2 | 1 | 2 | 2 | 2 | 1 | 1 | 0
PG&E GBA | San Jose B | 115 | LDES | 0 | 0 | 0 | 0 | 0 | 0 | 0 | 0 | 0 | 0 | 0 | 5 | 4 | 1 | 1 | [14 empty] | 2 | 1 | 3 | 2 | 2 | 1 | 1 | 0
PG&E GBA | San Leandro U | 115 | LDES | 0 | 0 | 0 | 0 | 0 | 0 | 0 | 0 | 0 | 0 | 0 | 5 | 2 | 1 | 1 | [14 empty] | 2 | 1 | 3 | 1 | 2 | 1 | 1 | 0
PG&E KERN | San Luis Obispo | 115 | LDES | 0 | 0 | 0 | 0 | 0 | 0 | 0 | 0 | 0 | 0 | 0 | 5 | 2 | 5 | 2 | [14 empty] | 2 | 2 | 4 | 2 | 3 | 1 | 1 | 0
PG&E KERN | San Luis Obispo | 70 | LDES | 0 | 0 | 0 | 0 | 0 | 0 | 0 | 0 | 0 | 0 | 0 | 5 | 2 | 5 | 2 | [14 empty] | 2 | 2 | 4 | 2 | 3 | 1 | 1 | 0
SDGE | San Luis Rey | 230 | LDES | 0 | 0 | 0 | 0 | 0 | 0 | 0 | 0 | 0 | 0 | 0 | 1 | 1 | 1 | 1 | [14 empty] | 2 | 1 | 4 | 1 | 3 | 1 | 1 | 0
SDGE | San Luis Rey | 69 | LDES | 0 | 0 | 0 | 0 | 0 | 0 | 0 | 0 | 0 | 0 | 0 | 1 | 1 | 1 | 1 | [14 empty] | 2 | 1 | 4 | 1 | 3 | 1 | 1 | 0
SDGE | San Marcos | 69 | LDES | 0 | 0 | 0 | 0 | 0 | 0 | 0 | 0 | 0 | 0 | 0 | 1 | 1 | 1 | 1 | [14 empty] | 2 | 1 | 2 | 1 | 3 | 1 | 1 | 0
SCE Metro | San Onofre | 230 | LDES | 0 | 0 | 0 | 0 | 0 | 0 | 0 | 0 | 0 | 0 | 0 | 1 | 1 | 1 | 1 | [14 empty] | 2 | 1 | 4 | 1 | 3 | 1 | 1 | 0
PG&E GBA | San Pablo | 115 | LDES | 0 | 0 | 0 | 0 | 0 | 0 | 0 | 0 | 0 | 0 | 0 | 5 | 4 | 1 | 1 | [14 empty] | 2 | 1 | 2 | 1 | 1 | 1 | 1 | 0
PG&E GBA | San Ramon | 230 | LDES | 0 | 0 | 0 | 0 | 0 | 0 | 0 | 0 | 0 | 0 | 0 | 5 | 2 | 1 | 1 | [14 empty] | 2 | 1 | 2 | 1 | 3 | 1 | 1 | 0
SDGE | San Ysidro | 69 | LDES | 0 | 0 | 0 | 0 | 0 | 0 | 0 | 0 | 0 | 0 | 0 | 1 | 1 | 1 | 1 | [14 empty] | 2 | 1 | 2 | 1 | 2 | 1 | 1 | 0
SCE NOL | Sandlot | 230 | LDES | 0 | 0 | 0 | 0 | 0 | 0 | 0 | 0 | 0 | 0 | 0 | 3 | 3 | 1 | 1 | [14 empty] | 2 | 1 | 4 | 1 | 2 | 1 | 1 | 0
EOP | Sandy | 138 | LDES | 0 | 0 | 0 | 0 | 0 | 0 | 0 | 0 | 0 | 0 | 0 | 5 | 2 | 4 | 2 | [14 empty] | 2 | 2 | 4 | 1 | 3 | 1 | 1 | 0
PG&E FRESNO | Sanger | 115 | LDES | 0 | 0 | 0 | 0 | 0 | 0 | 0 | 0 | 0 | 0 | 0 | 5 | 2 | 5 | 2 | [14 empty] | 1 | 1 | 2 | 2 | 2 | 1 | 1 | 0
SCE Northern | Santa Clara | 230 | LDES | 0 | 0 | 0 | 0 | 0 | 0 | 0 | 0 | 0 | 0 | 0 | 5 | 2 | 4 | 2 | [14 empty] | 2 | 1 | 3 | 1 | 2 | 1 | 1 | 0
PG&E NGBA | Santa Rosa A | 115 | LDES | 0 | 0 | 0 | 0 | 0 | 0 | 0 | 0 | 0 | 0 | 0 | 5 | 2 | 1 | 1 | [14 empty] | 2 | 1 | 3 | 2 | 2 | 1 | 1 | 0
PG&E GBA | Santa Teresa | 115 | LDES | 0 | 0 | 0 | 0 | 0 | 0 | 0 | 0 | 0 | 0 | 0 | 5 | 4 | 1 | 1 | [14 empty] | 2 | 1 | 2 | 2 | 2 | 1 | 1 | 0
SDGE | Santee | 138 | LDES | 0 | 0 | 0 | 0 | 0 | 0 | 0 | 0 | 0 | 0 | 0 | 1 | 1 | 1 | 1 | [14 empty] | 2 | 1 | 2 | 1 | 2 | 1 | 1 | 0
SCE Metro | Santiago | 230 | LDES | 0 | 0 | 0 | 0 | 0 | 0 | 0 | 0 | 0 | 0 | 0 | 1 | 1 | 1 | 1 | [14 empty] | 1 | 1 | 2 | 1 | 2 | 1 | 1 | 0
PG&E GBA | Saratoga | 230 | LDES | 0 | 0 | 0 | 0 | 0 | 0 | 0 | 0 | 0 | 0 | 0 | 5 | 4 | 1 | 1 | [14 empty] | 2 | 1 | 4 | 2 | 3 | 1 | 1 | 0
SCE Northern | Saugus | 230 | LDES | 0 | 0 | 0 | 0 | 0 | 0 | 0 | 0 | 0 | 0 | 0 | 5 | 2 | 4 | 2 | [14 empty] | 1 | 1 | 3 | 1 | 3 | 1 | 1 | 0
PG&E FRESNO | Schindler | 115 | LDES | 0 | 0 | 0 | 0 | 0 | 0 | 0 | 0 | 0 | 0 | 0 | 5 | 2 | 5 | 2 | [14 empty] | 1 | 1 | 4 | 2 | 1 | 1 | 1 | 0
PG&E FRESNO | Schindler | 70 | LDES | 0 | 0 | 0 | 0 | 0 | 0 | 0 | 0 | 0 | 0 | 0 | 5 | 2 | 5 | 2 | [14 empty] | 1 | 1 | 4 | 2 | 1 | 1 | 1 | 0
PG&E GBA | Schulte | 115 | LDES | 0 | 0 | 0 | 0 | 0 | 0 | 0 | 0 | 0 | 0 | 0 | 5 | 4 | 1 | 1 | [14 empty] | 1 | 1 | 1 | 2 | 2 | 1 | 1 | 0
SDGE | Scripps | 69 | LDES | 0 | 0 | 0 | 0 | 0 | 0 | 0 | 0 | 0 | 0 | 0 | 1 | 1 | 1 | 1 | [14 empty] | 2 | 1 | 2 | 1 | 3 | 1 | 1 | 0
PG&E KERN | Semitropic | 115 | LDES | 0 | 0 | 0 | 0 | 0 | 0 | 0 | 0 | 0 | 0 | 0 | 5 | 2 | 5 | 2 | [14 empty] | 1 | 1 | 3 | 1 | 1 | 1 | 1 | 0
SCE Metro | Serrano | 230 | LDES | 0 | 0 | 0 | 0 | 0 | 0 | 0 | 0 | 0 | 0 | 0 | 1 | 1 | 1 | 1 | [14 empty] | 1 | 1 | 2 | 1 | 2 | 1 | 1 | 0
SCE Metro | Serrano | 500 | LDES | 0 | 0 | 0 | 0 | 0 | 0 | 0 | 0 | 0 | 0 | 0 | 1 | 1 | 1 | 1 | [14 empty] | 1 | 1 | 2 | 1 | 2 | 1 | 1 | 0
SDGE | Shadowridge | 138 | LDES | 0 | 0 | 0 | 0 | 0 | 0 | 0 | 0 | 0 | 0 | 0 | 1 | 1 | 1 | 1 | [14 empty] | 2 | 1 | 3 | 1 | 3 | 1 | 1 | 0
PG&E KERN | Shafter | 115 | LDES | 0 | 0 | 0 | 0 | 0 | 0 | 0 | 0 | 0 | 0 | 0 | 5 | 2 | 5 | 2 | [14 empty] | 1 | 1 | 3 | 1 | 1 | 1 | 1 | 0
PG&E NGBA | Silverado | 115 | LDES | 0 | 0 | 0 | 0 | 0 | 0 | 0 | 0 | 0 | 0 | 0 | 5 | 2 | 1 | 1 | [14 empty] | 2 | 1 | 4 | 2 | 3 | 1 | 1 | 0
SDGE | Silvergate | 230 | LDES | 0 | 0 | 0 | 0 | 0 | 0 | 0 | 0 | 0 | 0 | 0 | 1 | 1 | 1 | 1 | [14 empty] | 2 | 1 | 1 | 1 | 1 | 1 | 1 | 0
SDGE | Silvergate | 69 | LDES | 0 | 0 | 0 | 0 | 0 | 0 | 0 | 0 | 0 | 0 | 0 | 1 | 1 | 1 | 1 | [14 empty] | 2 | 1 | 1 | 1 | 1 | 1 | 1 | 0
PG&E KERN | Sisquoc | 115 | LDES | 0 | 0 | 0 | 0 | 0 | 0 | 0 | 0 | 0 | 0 | 0 | 5 | 2 | 5 | 2 | [14 empty] | 2 | 2 | 4 | 1 | 3 | 1 | 1 | 0
EOP | Sloan Canyon | 230 | LDES | 0 | 0 | 0 | 0 | 0 | 0 | 0 | 0 | 0 | 0 | 0 | 5 | 2 | 4 | 2 | [14 empty] | 2 | 2 | 3 | 1 | 3 | 1 | 1 | 0
EOP | Sloan Canyon | 500 | LDES | 0 | 0 | 0 | 0 | 0 | 0 | 0 | 0 | 0 | 0 | 0 | 5 | 2 | 4 | 2 | [14 empty] | 2 | 2 | 3 | 1 | 3 | 1 | 1 | 0
PG&E KERN | Smyrna | 115 | LDES | 0 | 0 | 0 | 0 | 0 | 0 | 0 | 0 | 0 | 0 | 0 | 5 | 2 | 5 | 2 | [14 empty] | 1 | 1 | 4 | 1 | 1 | 1 | 1 | 0
PG&E GBA | Sobrante | 115 | LDES | 0 | 0 | 0 | 0 | 0 | 0 | 0 | 0 | 0 | 0 | 0 | 5 | 4 | 1 | 1 | [14 empty] | 2 | 1 | 2 | 1 | 3 | 1 | 1 | 0
PG&E GBA | Sobrante | 230 | LDES | 0 | 0 | 0 | 0 | 0 | 0 | 0 | 0 | 0 | 0 | 0 | 5 | 4 | 1 | 1 | [14 empty] | 2 | 1 | 2 | 1 | 3 | 1 | 1 | 0
PG&E KERN | Solar | 230 | LDES | 0 | 0 | 0 | 0 | 0 | 0 | 0 | 0 | 0 | 0 | 0 | 5 | 2 | 5 | 2 | [14 empty] | 2 | 1 | 4 | 2 | 3 | 1 | 1 | 0
PG&E GBA | Soledad | 115 | LDES | 0 | 0 | 0 | 0 | 0 | 0 | 0 | 0 | 0 | 0 | 0 | 1 | 1 | 1 | 1 | [14 empty] | 2 | 2 | 4 | 2 | 3 | 1 | 1 | 0
PG&E GBA | Soledad | 60 | LDES | 0 | 0 | 0 | 0 | 0 | 0 | 0 | 0 | 0 | 0 | 0 | 5 | 4 | 1 | 1 | [14 empty] | 2 | 2 | 4 | 2 | 3 | 1 | 1 | 0
SDGE | Spring Valley | 69 | LDES | 0 | 0 | 0 | 0 | 0 | 0 | 0 | 0 | 0 | 0 | 0 | 1 | 1 | 1 | 1 | [14 empty] | 2 | 1 | 2 | 1 | 2 | 1 | 1 | 0
SCE Northern | Springville | 230 | LDES | 0 | 0 | 0 | 0 | 0 | 0 | 0 | 0 | 0 | 0 | 0 | 1 | 1 | 1 | 1 | [14 empty] | 1 | 1 | 4 | 1 | 1 | 1 | 1 | 0
PG&E GBA | Stagg | 230 | LDES | 0 | 0 | 0 | 0 | 0 | 0 | 0 | 0 | 0 | 0 | 0 | 5 | 4 | 1 | 1 | [14 empty] | 1 | 1 | 3 | 2 | 2 | 1 | 1 | 0
PG&E GBA | Standard Oil | 115 | LDES | 0 | 0 | 0 | 0 | 0 | 0 | 0 | 0 | 0 | 0 | 0 | 5 | 4 | 1 | 1 | [14 empty] | 2 | 1 | 1 | 1 | 2 | 1 | 1 | 0
PG&E GBA | Stanislaus | 115 | LDES | 0 | 0 | 0 | 0 | 0 | 0 | 0 | 0 | 0 | 0 | 0 | 5 | 4 | 1 | 1 | [14 empty] | 2 | 1 | 4 | 1 | 3 | 1 | 1 | 0
PG&E KERN | Stockdale | 115 | LDES | 0 | 0 | 0 | 0 | 0 | 0 | 0 | 0 | 0 | 0 | 0 | 5 | 2 | 5 | 2 | [14 empty] | 1 | 1 | 2 | 1 | 2 | 1 | 1 | 0
PG&E KERN | Stockdale | 230 | LDES | 0 | 0 | 0 | 0 | 0 | 0 | 0 | 0 | 0 | 0 | 0 | 5 | 2 | 5 | 2 | [14 empty] | 1 | 1 | 2 | 1 | 2 | 1 | 1 | 0
PG&E GBA | Stockton A | 115 | LDES | 0 | 0 | 0 | 0 | 0 | 0 | 0 | 0 | 0 | 0 | 0 | 5 | 4 | 1 | 1 | [14 empty] | 1 | 1 | 3 | 2 | 1 | 1 | 1 | 0
PG&E GBA | Stone | 115 | LDES | 0 | 0 | 0 | 0 | 0 | 0 | 0 | 0 | 0 | 0 | 0 | 5 | 4 | 1 | 1 | [14 empty] | 2 | 1 | 3 | 2 | 2 | 1 | 1 | 0
PG&E FRESNO | Storey | 230 | LDES | 0 | 0 | 0 | 0 | 0 | 0 | 0 | 0 | 0 | 0 | 0 | 5 | 2 | 5 | 2 | [14 empty] | 1 | 1 | 4 | 2 | 1 | 1 | 1 | 0
PG&E NGBA | Summit | 115 | LDES | 0 | 0 | 0 | 0 | 0 | 0 | 0 | 0 | 0 | 0 | 0 | 5 | 5 | 3 | 3 | [14 empty] | 2 | 1 | 4 | 2 | 3 | 1 | 1 | 0
SDGE | Suncrest | 230 | LDES | 0 | 0 | 0 | 0 | 0 | 0 | 0 | 0 | 0 | 0 | 0 | 1 | 1 | 1 | 1 | [14 empty] | 2 | 1 | 4 | 1 | 3 | 1 | 1 | 0
SDGE | Suncrest | 500 | LDES | 0 | 0 | 0 | 0 | 0 | 0 | 0 | 0 | 0 | 0 | 0 | 1 | 1 | 1 | 1 | [14 empty] | 2 | 1 | 4 | 1 | 3 | 1 | 1 | 0
PG&E KERN | Sunrise | 230 | LDES | 0 | 0 | 0 | 0 | 0 | 0 | 0 | 0 | 0 | 0 | 0 | 5 | 2 | 5 | 2 | [14 empty] | 1 | 1 | 1 | 1 | 1 | 1 | 1 | 0
PG&E KERN | Sunset | 230 | LDES | 0 | 0 | 0 | 0 | 0 | 0 | 0 | 0 | 0 | 0 | 0 | 5 | 2 | 5 | 2 | [14 empty] | 1 | 1 | 1 | 1 | 1 | 1 | 1 | 0
PG&E GBA | Swift | 115 | LDES | 0 | 0 | 0 | 0 | 0 | 0 | 0 | 0 | 0 | 0 | 0 | 5 | 4 | 1 | 1 | [14 empty] | 2 | 1 | 2 | 2 | 2 | 1 | 1 | 0
SDGE | Sycamore Canyon | 138 | LDES | 0 | 0 | 0 | 0 | 0 | 0 | 0 | 0 | 0 | 0 | 0 | 1 | 1 | 1 | 1 | [14 empty] | 2 | 1 | 4 | 1 | 3 | 1 | 1 | 0
SDGE | Sycamore Canyon | 230 | LDES | 0 | Mapped as PSH (San Vicente) | 500 | 0 | 500 | 0 | 0 | 0 | 500 | 0 | 500 | 1 | 1 | 1 | 1 |  |  |  | See 'LandEnv_PSH' tab for PSH potential impacts analysis | [10 empty] | 2 | 1 | 4 | 1 | 3 | 3- | 1 | 1
SDGE | Sycamore Canyon | 69 | LDES | 0 | 0 | 0 | 0 | 0 | 0 | 0 | 0 | 0 | 0 | 0 | 1 | 1 | 1 | 1 | [14 empty] | 2 | 1 | 4 | 1 | 3 | 1 | 1 | 0
SCE Northern | Sylmar | 230 | LDES | 0 | 0 | 0 | 0 | 0 | 0 | 0 | 0 | 0 | 0 | 0 | 5 | 2 | 4 | 2 | [14 empty] | 1 | 1 | 2 | 1 | 1 | 1 | 1 | 0
PG&E NGBA | Table Mountain | 115 | LDES | 0 | 0 | 0 | 0 | 0 | 0 | 0 | 0 | 0 | 0 | 0 | 5 | 2 | 1 | 1 | [14 empty] | 2 | 1 | 3 | 2 | 1 | 1 | 1 | 0
PG&E NGBA | Table Mountain | 230 | LDES | 0 | 0 | 0 | 0 | 0 | 0 | 0 | 0 | 0 | 0 | 0 | 5 | 4 | 1 | 1 | [14 empty] | 2 | 1 | 3 | 2 | 1 | 1 | 1 | 0
PG&E NGBA | Table Mountain | 500 | LDES | 0 | 0 | 0 | 0 | 0 | 0 | 0 | 0 | 0 | 0 | 0 | 5 | 2 | 1 | 1 | [14 empty] | 2 | 1 | 3 | 2 | 1 | 1 | 1 | 0
PG&E NGBA | Table Mountain | 60 | LDES | 0 | 0 | 0 | 0 | 0 | 0 | 0 | 0 | 0 | 0 | 0 | 5 | 4 | 1 | 1 | [14 empty] | 2 | 1 | 3 | 2 | 1 | 1 | 1 | 0
PG&E KERN | Taft | 115 | LDES | 0 | 0 | 0 | 0 | 0 | 0 | 0 | 0 | 0 | 0 | 0 | 5 | 2 | 5 | 2 | [14 empty] | 1 | 1 | 2 | 1 | 2 | 1 | 1 | 0
SDGE | Talega | 138 | LDES | 0 | 0 | 0 | 0 | 0 | 0 | 0 | 0 | 0 | 0 | 0 | 1 | 1 | 1 | 1 | [14 empty] | 2 | 1 | 3 | 1 | 3 | 1 | 1 | 0
SDGE | Talega | 230 | LDES | 0 | 0 | 0 | 0 | 0 | 0 | 0 | 0 | 0 | 0 | 0 | 1 | 1 | 1 | 1 | [14 empty] | 2 | 1 | 3 | 1 | 3 | 1 | 1 | 0
PG&E GBA | Tassajara | 230 | LDES | 0 | 0 | 0 | 0 | 0 | 0 | 0 | 0 | 0 | 0 | 0 | 5 | 2 | 1 | 1 | [14 empty] | 2 | 1 | 3 | 1 | 3 | 1 | 1 | 0
PG&E KERN | Tejon | 70 | LDES | 0 | 0 | 0 | 0 | 0 | 0 | 0 | 0 | 0 | 0 | 0 | 5 | 2 | 5 | 2 | [14 empty] | 1 | 1 | 3 | 1 | 1 | 1 | 1 | 0
SDGE | Telegraph Canyon | 138 | LDES | 0 | 0 | 0 | 0 | 0 | 0 | 0 | 0 | 0 | 0 | 0 | 1 | 1 | 1 | 1 | [14 empty] | 2 | 1 | 2 | 1 | 2 | 1 | 1 | 0
PG&E KERN | Temblor | 115 | LDES | 0 | 0 | 0 | 0 | 0 | 0 | 0 | 0 | 0 | 0 | 0 | 5 | 2 | 5 | 2 | [14 empty] | 1 | 1 | 2 | 1 | 1 | 1 | 1 | 0
PG&E KERN | Templeton | 230 | LDES | 0 | 0 | 0 | 0 | 0 | 0 | 0 | 0 | 0 | 0 | 0 | 5 | 2 | 5 | 2 | [14 empty] | 2 | 2 | 4 | 2 | 3 | 1 | 1 | 0
PG&E KERN | Templeton | 70 | LDES | 0 | 0 | 0 | 0 | 0 | 0 | 0 | 0 | 0 | 0 | 0 | 5 | 2 | 5 | 2 | [14 empty] | 2 | 2 | 4 | 2 | 3 | 1 | 1 | 0
PG&E GBA | Tesla | 115 | LDES | 0 | 0 | 0 | 0 | 0 | 0 | 0 | 0 | 0 | 0 | 0 | 5 | 4 | 1 | 1 | [14 empty] | 2 | 1 | 2 | 1 | 2 | 1 | 1 | 0
PG&E GBA | Tesla | 230 | LDES | 0 | 0 | 0 | 0 | 0 | 0 | 0 | 0 | 0 | 0 | 0 | 5 | 4 | 1 | 1 | [14 empty] | 2 | 1 | 2 | 1 | 2 | 1 | 1 | 0
PG&E GBA | Tesla | 500 | LDES | 0 | 0 | 0 | 0 | 0 | 0 | 0 | 0 | 0 | 0 | 0 | 5 | 4 | 1 | 1 | [14 empty] | 2 | 1 | 2 | 1 | 2 | 1 | 1 | 0
PG&E KERN | Tevis | 115 | LDES | 0 | 0 | 0 | 0 | 0 | 0 | 0 | 0 | 0 | 0 | 0 | 5 | 2 | 5 | 2 | [14 empty] | 1 | 1 | 2 | 1 | 2 | 1 | 1 | 0
EOP | Thousandaire | 138 | LDES | 0 | 0 | 0 | 0 | 0 | 0 | 0 | 0 | 0 | 0 | 0 | 5 | 2 | 4 | 2 | [14 empty] | 2 | 2 | 4 | 1 | 3 | 1 | 1 | 0
PG&E KERN | Topaz | 230 | LDES | 0 | 0 | 0 | 0 | 0 | 0 | 0 | 0 | 0 | 0 | 0 | 5 | 2 | 5 | 2 | [14 empty] | 1 | 1 | 3 | 1 | 2 | 1 | 1 | 0
SCE NOL | Tortilla | 115 | LDES | 0 | 0 | 0 | 0 | 0 | 0 | 0 | 0 | 0 | 0 | 0 | 3 | 3 | 1 | 1 | [14 empty] | 2 | 1 | 4 | 1 | 2 | 1 | 1 | 0
SDGE | Trabuco | 138 | LDES | 0 | 0 | 0 | 0 | 0 | 0 | 0 | 0 | 0 | 0 | 0 | 1 | 1 | 1 | 1 | [14 empty] | 1 | 1 | 1 | 1 | 2 | 1 | 1 | 0
PG&E GBA | Tracy | 115 | LDES | 0 | 0 | 0 | 0 | 0 | 0 | 0 | 0 | 0 | 0 | 0 | 5 | 4 | 1 | 1 | [14 empty] | 2 | 1 | 3 | 1 | 2 | 1 | 1 | 0
PG&E FRESNO | Tranquility | 230 | LDES | 0 | 0 | 0 | 0 | 0 | 0 | 0 | 0 | 0 | 0 | 0 | 5 | 2 | 5 | 2 | [14 empty] | 1 | 1 | 4 | 2 | 1 | 1 | 1 | 0
PG&E GBA | Trimble | 115 | LDES | 0 | 0 | 0 | 0 | 0 | 0 | 0 | 0 | 0 | 0 | 0 | 5 | 4 | 1 | 1 | [14 empty] | 2 | 1 | 3 | 2 | 2 | 1 | 1 | 0
EOP | Trout Canyon | 230 | LDES | 0 | 0 | 0 | 0 | 0 | 0 | 0 | 0 | 0 | 0 | 0 | 5 | 2 | 4 | 2 | [14 empty] | 2 | 2 | 4 | 1 | 3 | 1 | 1 | 0
EOP | Trout Canyon | 500 | LDES | 0 | 0 | 0 | 0 | 0 | 0 | 0 | 0 | 0 | 0 | 0 | 5 | 2 | 4 | 2 | [14 empty] | 2 | 2 | 4 | 1 | 3 | 1 | 1 | 0
PG&E NGBA | Tulucay | 230 | LDES | 0 | 0 | 0 | 0 | 0 | 0 | 0 | 0 | 0 | 0 | 0 | 5 | 2 | 1 | 1 | [14 empty] | 2 | 1 | 3 | 2 | 3 | 1 | 1 | 0
PG&E NGBA | Tulucay | 60 | LDES | 0 | 0 | 0 | 0 | 0 | 0 | 0 | 0 | 0 | 0 | 0 | 5 | 2 | 1 | 1 | [14 empty] | 2 | 1 | 3 | 2 | 3 | 1 | 1 | 0
PG&E KERN | Tupman | 115 | LDES | 0 | 0 | 0 | 0 | 0 | 0 | 0 | 0 | 0 | 0 | 0 | 5 | 2 | 5 | 2 | [14 empty] | 1 | 1 | 2 | 1 | 1 | 1 | 1 | 0
PG&E NGBA | Ukiah | 115 | LDES | 0 | 0 | 0 | 0 | 0 | 0 | 0 | 0 | 0 | 0 | 0 | 5 | 2 | 1 | 1 | [14 empty] | 2 | 2 | 4 | 2 | 3 | 1 | 1 | 0
PG&E KERN | Union (Estrella) | 70 | LDES | 0 | 0 | 0 | 0 | 0 | 0 | 0 | 0 | 0 | 0 | 0 | 5 | 2 | 5 | 2 | [14 empty] | 2 | 2 | 4 | 2 | 3 | 1 | 1 | 0
PG&E NGBA | Vaca Dixon | 115 | LDES | 0 | 0 | 0 | 0 | 0 | 0 | 0 | 0 | 0 | 0 | 0 | 5 | 2 | 1 | 1 | [14 empty] | 2 | 1 | 1 | 1 | 3 | 1 | 1 | 0
PG&E NGBA | Vaca Dixon | 230 | LDES | 0 | 0 | 0 | 0 | 0 | 0 | 0 | 0 | 0 | 0 | 0 | 5 | 2 | 1 | 1 | [14 empty] | 2 | 1 | 1 | 1 | 3 | 1 | 1 | 0
PG&E NGBA | Vaca Dixon | 500 | LDES | 0 | 0 | 0 | 0 | 0 | 0 | 0 | 0 | 0 | 0 | 0 | 5 | 2 | 1 | 1 | [14 empty] | 2 | 1 | 1 | 1 | 3 | 1 | 1 | 0
PG&E NGBA | Vaca Dixon | 60 | LDES | 0 | 0 | 0 | 0 | 0 | 0 | 0 | 0 | 0 | 0 | 0 | 5 | 2 | 1 | 1 | [14 empty] | 2 | 1 | 1 | 1 | 3 | 1 | 1 | 0
SCE Eastern | Valley (SCE) | 500 | LDES | 0 | 0 | 0 | 0 | 0 | 0 | 0 | 0 | 0 | 0 | 0 | 4 | 4 | 1 | 1 | [14 empty] | 1 | 1 | 2 | 1 | 2 | 1 | 1 | 0
EOP | Valley (VEA) | 138 | LDES | 0 | 0 | 0 | 0 | 0 | 0 | 0 | 0 | 0 | 0 | 0 | 5 | 2 | 4 | 2 | [14 empty] | 2 | 2 | 4 | 1 | 3 | 1 | 1 | 0
SDGE | Valley Center | 69 | LDES | 0 | 0 | 0 | 0 | 0 | 0 | 0 | 0 | 0 | 0 | 0 | 1 | 1 | 1 | 1 | [14 empty] | 2 | 1 | 4 | 1 | 3 | 1 | 1 | 0
PG&E GBA | Valley Home | 115 | LDES | 0 | 0 | 0 | 0 | 0 | 0 | 0 | 0 | 0 | 0 | 0 | 5 | 4 | 1 | 1 | [14 empty] | 1 | 1 | 4 | 2 | 1 | 1 | 1 | 0
PG&E GBA | Valley Springs | 230 | LDES | 0 | 0 | 0 | 0 | 0 | 0 | 0 | 0 | 0 | 0 | 0 | 5 | 4 | 1 | 1 | [14 empty] | 2 | 1 | 4 | 1 | 3 | 1 | 1 | 0
PG&E GBA | Valley Springs | 60 | LDES | 0 | 0 | 0 | 0 | 0 | 0 | 0 | 0 | 0 | 0 | 0 | 5 | 4 | 1 | 1 | [14 empty] | 2 | 1 | 4 | 1 | 3 | 1 | 1 | 0
EOP | Valley Switch | 138 | LDES | 0 | 0 | 0 | 0 | 0 | 0 | 0 | 0 | 0 | 0 | 0 | 5 | 2 | 4 | 2 | [14 empty] | 2 | 2 | 4 | 1 | 3 | 1 | 1 | 0
EOP | Valley Switch | 230 | LDES | 0 | 0 | 0 | 0 | 0 | 0 | 0 | 0 | 0 | 0 | 0 | 5 | 2 | 4 | 2 | [14 empty] | 2 | 2 | 4 | 1 | 3 | 1 | 1 | 0
PG&E GBA | Vasco | 230 | LDES | 0 | 0 | 0 | 0 | 0 | 0 | 0 | 0 | 0 | 0 | 0 | 5 | 4 | 1 | 1 | [14 empty] | 2 | 1 | 3 | 1 | 3 | 1 | 1 | 0
PG&E GBA | Vasona | 230 | LDES | 0 | 0 | 0 | 0 | 0 | 0 | 0 | 0 | 0 | 0 | 0 | 5 | 4 | 1 | 1 | [14 empty] | 2 | 1 | 4 | 2 | 3 | 1 | 1 | 0
SCE Northern | Vestal | 230 | LDES | 0 | 0 | 0 | 0 | 0 | 0 | 0 | 0 | 0 | 0 | 0 | 1 | 1 | 1 | 1 | [14 empty] | 1 | 1 | 4 | 1 | 1 | 1 | 1 | 0
SCE Northern | Vestal | 66 | LDES | 0 | 0 | 0 | 0 | 0 | 0 | 0 | 0 | 0 | 0 | 0 | 1 | 1 | 1 | 1 | [14 empty] | 1 | 1 | 4 | 1 | 1 | 1 | 1 | 0
SCE NOL | Victor | 115 | LDES | 0 | 0 | 0 | 0 | 0 | 0 | 0 | 0 | 0 | 0 | 0 | 1 | 1 | 1 | 1 | [14 empty] | 2 | 1 | 3 | 1 | 2 | 1 | 1 | 0
SCE NOL | Victor | 230 | LDES | 0 | 0 | 0 | 0 | 0 | 0 | 0 | 0 | 0 | 0 | 0 | 1 | 1 | 1 | 1 | [14 empty] | 2 | 1 | 3 | 1 | 2 | 1 | 1 | 0
SCE Metro | Viejo | 230 | LDES | 0 | 0 | 0 | 0 | 0 | 0 | 0 | 0 | 0 | 0 | 0 | 1 | 1 | 1 | 1 | [14 empty] | 1 | 1 | 3 | 1 | 2 | 1 | 1 | 0
PG&E GBA | Vierra | 115 | LDES | 0 | 0 | 0 | 0 | 0 | 0 | 0 | 0 | 0 | 0 | 0 | 5 | 4 | 1 | 1 | [14 empty] | 1 | 1 | 1 | 2 | 1 | 1 | 1 | 0
SCE Metro | Villa Park | 230 | LDES | 0 | 0 | 0 | 0 | 0 | 0 | 0 | 0 | 0 | 0 | 0 | 1 | 1 | 1 | 1 | [14 empty] | 1 | 1 | 2 | 1 | 2 | 1 | 1 | 0
SCE Northern | Vincent | 230 | LDES | 0 | 0 | 200 | 0 | 200 | 0 | 0 | 0 | 200 | 0 | 200 | 1 | 1 | 1 | 1 | [14 empty] | 2 | 1 | 4 | 1 | 3 | 5- | 1 | 1
SCE Northern | Vincent | 500 | LDES | 0 | 0 | 600 | 0 | 600 | 0 | 0 | 0 | 600 | 0 | 600 | 1 | 1 | 1 | 1 | [14 empty] | 2 | 1 | 4 | 1 | 3 | 5- | 1 | 1
PG&E GBA | Vineyard | 230 | LDES | 0 | 0 | 0 | 0 | 0 | 0 | 0 | 0 | 0 | 0 | 0 | 5 | 4 | 1 | 1 | [14 empty] | 2 | 1 | 2 | 1 | 3 | 1 | 1 | 0
SDGE | Vineyard | 69 | LDES | 0 | 0 | 0 | 0 | 0 | 0 | 0 | 0 | 0 | 0 | 0 | 1 | 1 | 1 | 1 | [14 empty] | 2 | 1 | 2 | 1 | 3 | 1 | 1 | 0
SCE Eastern | Vista (SCE) | 230 | LDES | 0 | 0 | 0 | 0 | 0 | 0 | 0 | 0 | 0 | 0 | 0 | 4 | 4 | 1 | 1 | [14 empty] | 1 | 1 | 2 | 1 | 1 | 1 | 1 | 0
EOP | Vista (VEA) | 138 | LDES | 0 | 0 | 0 | 0 | 0 | 0 | 0 | 0 | 0 | 0 | 0 | 5 | 2 | 4 | 2 | [14 empty] | 2 | 2 | 4 | 1 | 3 | 1 | 1 | 0
EOP | Vista (VEA) | 230 | LDES | 0 | 0 | 0 | 0 | 0 | 0 | 0 | 0 | 0 | 0 | 0 | 5 | 2 | 4 | 2 | [14 empty] | 2 | 2 | 4 | 1 | 3 | 1 | 1 | 0
PG&E FRESNO | Wahtoke | 115 | LDES | 0 | 0 | 0 | 0 | 0 | 0 | 0 | 0 | 0 | 0 | 0 | 5 | 2 | 5 | 2 | [14 empty] | 1 | 1 | 3 | 2 | 1 | 1 | 1 | 0
SCE Northern | Wakefield | 66 | LDES | 0 | 0 | 0 | 0 | 0 | 0 | 0 | 0 | 0 | 0 | 0 | 5 | 2 | 4 | 2 | [14 empty] | 2 | 1 | 4 | 1 | 3 | 1 | 1 | 0
SCE Metro | Walnut | 230 | LDES | 0 | 0 | 0 | 0 | 0 | 0 | 0 | 0 | 0 | 0 | 0 | 1 | 1 | 1 | 1 | [14 empty] | 1 | 1 | 1 | 1 | 1 | 1 | 1 | 0
SCE Northern | Warne | 230 | LDES | 0 | 0 | 0 | 0 | 0 | 0 | 0 | 0 | 0 | 0 | 0 | 5 | 2 | 4 | 2 | [14 empty] | 1 | 1 | 4 | 1 | 3 | 1 | 1 | 0
PG&E GBA | Warnerville | 230 | LDES | 0 | 0 | 0 | 0 | 0 | 0 | 0 | 0 | 0 | 0 | 0 | 5 | 4 | 5 | 2 | [14 empty] | 1 | 1 | 3 | 2 | 2 | 1 | 1 | 0
PG&E FRESNO | Waukena | 115 | LDES | 0 | 0 | 0 | 0 | 0 | 0 | 0 | 0 | 0 | 0 | 0 | 5 | 2 | 5 | 2 | [14 empty] | 1 | 1 | 4 | 2 | 1 | 1 | 1 | 0
PG&E GBA | Weber | 230 | LDES | 0 | 0 | 0 | 0 | 0 | 0 | 0 | 0 | 0 | 0 | 0 | 5 | 4 | 1 | 1 | [14 empty] | 1 | 1 | 3 | 2 | 1 | 1 | 1 | 0
PG&E GBA | Weber | 60 | LDES | 0 | 0 | 0 | 0 | 0 | 0 | 0 | 0 | 0 | 0 | 0 | 5 | 4 | 1 | 1 | [14 empty] | 1 | 1 | 3 | 2 | 1 | 1 | 1 | 0
PG&E FRESNO | West Fresno | 115 | LDES | 0 | 0 | 0 | 0 | 0 | 0 | 0 | 0 | 0 | 0 | 0 | 5 | 2 | 5 | 2 | [14 empty] | 1 | 1 | 2 | 2 | 1 | 1 | 1 | 0
PG&E FRESNO | Westley | 230 | LDES | 0 | 0 | 0 | 0 | 0 | 0 | 0 | 0 | 0 | 0 | 0 | 1 | 1 | 1 | 1 | [14 empty] | 1 | 1 | 4 | 2 | 1 | 1 | 1 | 0
PG&E KERN | Westpark | 115 | LDES | 0 | 0 | 0 | 0 | 0 | 0 | 0 | 0 | 0 | 0 | 0 | 5 | 2 | 5 | 2 | [14 empty] | 1 | 1 | 3 | 1 | 1 | 1 | 1 | 0
PG&E KERN | Wheeler Ridge | 230 | LDES | 0 | 0 | 0 | 0 | 0 | 0 | 0 | 0 | 0 | 0 | 0 | 5 | 2 | 5 | 2 | [14 empty] | 1 | 1 | 4 | 1 | 1 | 1 | 1 | 0
PG&E KERN | Wheeler Ridge | 115 | LDES | 0 | 0 | 0 | 0 | 0 | 0 | 0 | 0 | 0 | 0 | 0 | 5 | 2 | 5 | 2 | [14 empty] | 1 | 1 | 4 | 1 | 1 | 1 | 1 | 0
PG&E KERN | Wheeler Ridge | 70 | LDES | 0 | 0 | 0 | 0 | 0 | 0 | 0 | 0 | 0 | 0 | 0 | 5 | 2 | 5 | 2 | [14 empty] | 1 | 1 | 4 | 1 | 1 | 1 | 1 | 0
SCE Northern | Whirlwind | 230 | LDES | 0 | Mapped as A-CAES | 300 | 0 | 300 | 0 | 0 | 0 | 300 | 0 | 300 | 1 | 1 | 1 | 1 | 5 | [13 empty] | 2 | 1 | 4 | 1 | 3 | 1 | 3 | 1
SCE Northern | Whirlwind | 500 | LDES | 0 | 0 | 480 | 0 | 480 | 0 | 0 | 0 | 480 | 0 | 480 | 1 | 1 | 1 | 1 | [14 empty] | 2 | 1 | 4 | 1 | 3 | 5- | 1 | 1
PG&E GBA | Whisman | 115 | LDES | 0 | 0 | 0 | 0 | 0 | 0 | 0 | 0 | 0 | 0 | 0 | 1 | 1 | 1 | 1 | [14 empty] | 2 | 1 | 2 | 2 | 2 | 1 | 1 | 0
SCE Eastern | Wildlife | 230 | LDES | 0 | 0 | 0 | 0 | 0 | 0 | 0 | 0 | 0 | 0 | 0 | 4 | 4 | 1 | 1 | [14 empty] | 1 | 1 | 1 | 1 | 1 | 1 | 1 | 0
PG&E FRESNO | Wilson | 115 | LDES | 0 | 0 | 0 | 0 | 0 | 0 | 0 | 0 | 0 | 0 | 0 | 5 | 4 | 5 | 2 | [14 empty] | 1 | 1 | 4 | 2 | 1 | 1 | 1 | 0
PG&E FRESNO | Wilson | 230 | LDES | 0 | 0 | 0 | 0 | 0 | 0 | 0 | 0 | 0 | 0 | 0 | 5 | 4 | 5 | 2 | [14 empty] | 1 | 1 | 4 | 2 | 1 | 1 | 1 | 0
SCE Northern | Windhub | 230 | LDES | 0 | 0 | 0 | 0 | 0 | 0 | 0 | 0 | 0 | 0 | 0 | 1 | 1 | 1 | 1 | 4 | [13 empty] | 2 | 1 | 4 | 1 | 2 | 1 | 1 | 0
SCE Northern | Windhub | 500 | LDES | 0 | 0 | 0 | 0 | 0 | 0 | 0 | 0 | 0 | 0 | 0 | 1 | 1 | 1 | 1 | [14 empty] | 2 | 1 | 4 | 1 | 2 | 1 | 1 | 0
PG&E GBA | Windmaster | 230 | LDES | 0 | 0 | 0 | 0 | 0 | 0 | 0 | 0 | 0 | 0 | 0 | 5 | 2 | 1 | 1 | [14 empty] | 2 | 1 | 2 | 1 | 2 | 1 | 1 | 0
PG&E NGBA | Windsor | 60 | LDES | 0 | 0 | 0 | 0 | 0 | 0 | 0 | 0 | 0 | 0 | 0 | 5 | 2 | 1 | 1 | [14 empty] | 1 | 1 | 2 | 1 | 2 | 1 | 1 | 0
PG&E NGBA | Woodland | 115 | LDES | 0 | 0 | 0 | 0 | 0 | 0 | 0 | 0 | 0 | 0 | 0 | 5 | 5 | 3 | 3 | [14 empty] | 2 | 1 | 4 | 2 | 3 | 1 | 1 | 0
PG&E FRESNO | Woodward | 115 | LDES | 0 | 0 | 0 | 0 | 0 | 0 | 0 | 0 | 0 | 0 | 0 | 5 | 2 | 5 | 2 | [14 empty] | 1 | 1 | 2 | 2 | 2 | 1 | 1 | 0
PG&E NGBA | Wyandotte | 115 | LDES | 0 | 0 | 0 | 0 | 0 | 0 | 0 | 0 | 0 | 0 | 0 | 5 | 4 | 1 | 1 | [14 empty] | 2 | 1 | 2 | 2 | 2 | 1 | 1 | 0
PG&E KERN | 7th Standard | 115 | OOS_Wind | 0 | 0 | 0 | 0 | 0 | 0 | 0 | 0 | 0 | 0 | 0 | 5 | 2 | 5 | 2 | [19 empty] | 1 | 1 | 0
SCE Metro | Alamitos | 230 | OOS_Wind | 0 | 0 | 0 | 0 | 0 | 0 | 0 | 0 | 0 | 0 | 0 | 1 | 1 | 1 | 1 | [19 empty] | 1 | 1 | 0
SCE Eastern | Alberhill | 115 | OOS_Wind | 0 | 0 | 0 | 0 | 0 | 0 | 0 | 0 | 0 | 0 | 0 | 4 | 4 | 1 | 1 | [19 empty] | 1 | 1 | 0
SCE Eastern | Alberhill | 500 | OOS_Wind | 0 | 0 | 0 | 0 | 0 | 0 | 0 | 0 | 0 | 0 | 0 | 4 | 4 | 1 | 1 | [19 empty] | 1 | 1 | 0
PG&E GBA | Alhambra | 115 | OOS_Wind | 0 | 0 | 0 | 0 | 0 | 0 | 0 | 0 | 0 | 0 | 0 | 5 | 2 | 1 | 1 | [19 empty] | 1 | 1 | 0
PG&E FRESNO | Alpaugh | 115 | OOS_Wind | 0 | 0 | 0 | 0 | 0 | 0 | 0 | 0 | 0 | 0 | 0 | 5 | 2 | 5 | 2 | [19 empty] | 1 | 1 | 0
PG&E GBA | Altamont Midway (Sandhill) | 230 | OOS_Wind | 0 | 0 | 0 | 0 | 0 | 0 | 0 | 0 | 0 | 0 | 0 | 5 | 2 | 1 | 1 | [19 empty] | 1 | 1 | 0
SCE Northern | Antelope | 230 | OOS_Wind | 0 | 0 | 0 | 0 | 0 | 0 | 0 | 0 | 0 | 0 | 0 | 1 | 1 | 1 | 1 | [19 empty] | 1+ | 1 | 1
SCE Northern | Antelope | 500 | OOS_Wind | 0 | 0 | 0 | 0 | 0 | 0 | 0 | 0 | 0 | 0 | 0 | 1 | 1 | 1 | 1 | [19 empty] | 1 | 1 | 0
PG&E KERN | Arco | 230 | OOS_Wind | 0 | 0 | 0 | 0 | 0 | 0 | 0 | 0 | 0 | 0 | 0 | 5 | 2 | 5 | 2 | [19 empty] | 1 | 1 | 0
SCE Metro | ArcoGen | 230 | OOS_Wind | 0 | 0 | 0 | 0 | 0 | 0 | 0 | 0 | 0 | 0 | 0 | 1 | 1 | 1 | 1 | [19 empty] | 1 | 1 | 0
SDGE | Artesian | 230 | OOS_Wind | 0 | 0 | 0 | 0 | 0 | 0 | 0 | 0 | 0 | 0 | 0 | 1 | 1 | 1 | 1 | [19 empty] | 1 | 1 | 0
PG&E FRESNO | Ashlan | 230 | OOS_Wind | 0 | 0 | 0 | 0 | 0 | 0 | 0 | 0 | 0 | 0 | 0 | 5 | 4 | 5 | 2 | [19 empty] | 1 | 1 | 0
PG&E NGBA | Atlantic | 115 | OOS_Wind | 0 | 0 | 0 | 0 | 0 | 0 | 0 | 0 | 0 | 0 | 0 | 5 | 4 | 1 | 1 | [19 empty] | 1 | 1 | 0
PG&E NGBA | Atlantic | 230 | OOS_Wind | 0 | 0 | 0 | 0 | 0 | 0 | 0 | 0 | 0 | 0 | 0 | 5 | 4 | 1 | 1 | [19 empty] | 1 | 1 | 0
PG&E FRESNO | Atwater | 115 | OOS_Wind | 0 | 0 | 0 | 0 | 0 | 0 | 0 | 0 | 0 | 0 | 0 | 5 | 4 | 5 | 2 | [19 empty] | 1 | 1 | 0
PG&E GBA | Avena | 115 | OOS_Wind | 0 | 0 | 0 | 0 | 0 | 0 | 0 | 0 | 0 | 0 | 0 | 5 | 4 | 1 | 1 | [19 empty] | 1 | 1 | 0
PG&E NGBA | Bahia | 230 | OOS_Wind | 0 | 0 | 0 | 0 | 0 | 0 | 0 | 0 | 0 | 0 | 0 | 5 | 4 | 1 | 1 | [19 empty] | 1 | 1 | 0
SCE Northern | Bailey | 230 | OOS_Wind | 0 | 0 | 0 | 0 | 0 | 0 | 0 | 0 | 0 | 0 | 0 | 5 | 2 | 4 | 2 | [19 empty] | 1 | 1 | 0
SCE NOL | Baker | 115 | OOS_Wind | 0 | 0 | 0 | 0 | 0 | 0 | 0 | 0 | 0 | 0 | 0 | 3 | 3 | 1 | 1 | [19 empty] | 1 | 1 | 0
PG&E KERN | Bakersfield | 230 | OOS_Wind | 0 | 0 | 0 | 0 | 0 | 0 | 0 | 0 | 0 | 0 | 0 | 5 | 2 | 5 | 2 | [19 empty] | 1 | 1 | 0
PG&E FRESNO | Balch | 230 | OOS_Wind | 0 | 0 | 0 | 0 | 0 | 0 | 0 | 0 | 0 | 0 | 0 | 5 | 2 | 5 | 2 | [19 empty] | 1 | 1 | 0
SCE Eastern | Bannister | 230 | OOS_Wind | 0 | 0 | 0 | 0 | 0 | 0 | 0 | 0 | 0 | 0 | 0 | 5 | 4 | 1 | 1 | [19 empty] | 1 | 1 | 0
SCE Metro | Barre | 230 | OOS_Wind | 0 | 0 | 0 | 0 | 0 | 0 | 0 | 0 | 0 | 0 | 0 | 1 | 1 | 1 | 1 | [19 empty] | 1 | 1 | 0
SDGE | Bay Boulevard | 230 | OOS_Wind | 0 | 0 | 0 | 0 | 0 | 0 | 0 | 0 | 0 | 0 | 0 | 1 | 1 | 1 | 1 | [19 empty] | 1 | 1 | 0
EOP | Beatty | 138 | OOS_Wind | 0 | 0 | 0 | 0 | 0 | 0 | 0 | 0 | 0 | 0 | 0 | 5 | 2 | 4 | 2 | [19 empty] | 1 | 1 | 0
EOP | Beatty | 230 | OOS_Wind | 0 | 0 | 0 | 0 | 0 | 0 | 0 | 0 | 0 | 0 | 0 | 5 | 2 | 4 | 2 | [19 empty] | 1 | 1 | 0
PG&E NGBA | Belden | 230 | OOS_Wind | 0 | 0 | 0 | 0 | 0 | 0 | 0 | 0 | 0 | 0 | 0 | 5 | 5 | 3 | 3 | [19 empty] | 1 | 1 | 0
PG&E NGBA | Bell | 115 | OOS_Wind | 0 | 0 | 0 | 0 | 0 | 0 | 0 | 0 | 0 | 0 | 0 | 5 | 4 | 1 | 1 | [19 empty] | 1 | 1 | 0
PG&E NGBA | Bellevue | 115 | OOS_Wind | 0 | 0 | 0 | 0 | 0 | 0 | 0 | 0 | 0 | 0 | 0 | 5 | 2 | 1 | 1 | [19 empty] | 1 | 1 | 0
PG&E GBA | Bellota | 115 | OOS_Wind | 0 | 0 | 0 | 0 | 0 | 0 | 0 | 0 | 0 | 0 | 0 | 5 | 4 | 1 | 1 | [19 empty] | 1 | 1 | 0
PG&E GBA | Bellota | 230 | OOS_Wind | 0 | 0 | 0 | 0 | 0 | 0 | 0 | 0 | 0 | 0 | 0 | 5 | 4 | 1 | 1 | [19 empty] | 1+ | 1 | 1
SCE Northern | Big Creek | 230 | OOS_Wind | 0 | 0 | 0 | 0 | 0 | 0 | 0 | 0 | 0 | 0 | 0 | 1 | 1 | 1 | 1 | [19 empty] | 1 | 1 | 0
PG&E GBA | Birds Landing | 230 | OOS_Wind | 0 | 0 | 0 | 0 | 0 | 0 | 0 | 0 | 0 | 0 | 0 | 5 | 4 | 1 | 1 | [19 empty] | 1 | 1 | 0
SCE Eastern | Blythe | 161 | OOS_Wind | 0 | 0 | 0 | 0 | 0 | 0 | 0 | 0 | 0 | 0 | 0 | 5 | 2 | 1 | 1 | [19 empty] | 1 | 1 | 0
PG&E NGBA | Bogue | 115 | OOS_Wind | 0 | 0 | 0 | 0 | 0 | 0 | 0 | 0 | 0 | 0 | 0 | 5 | 4 | 1 | 1 | [19 empty] | 1 | 1 | 0
PG&E FRESNO | Borden | 230 | OOS_Wind | 0 | 0 | 0 | 0 | 0 | 0 | 0 | 0 | 0 | 0 | 0 | 5 | 2 | 5 | 2 | [19 empty] | 1 | 1 | 0
SDGE | Boulevard East | 138 | OOS_Wind | 0 | 0 | 0 | 0 | 0 | 0 | 0 | 0 | 0 | 0 | 0 | 1 | 1 | 1 | 1 | [19 empty] | 1 | 1 | 0
PG&E GBA | Brentwood | 230 | OOS_Wind | 0 | 0 | 0 | 0 | 0 | 0 | 0 | 0 | 0 | 0 | 0 | 5 | 4 | 1 | 1 | [19 empty] | 1 | 1 | 0
PG&E NGBA | Bridgeville | 115 | OOS_Wind | 0 | 0 | 0 | 0 | 0 | 0 | 0 | 0 | 0 | 0 | 0 | 5 | 2 | 1 | 1 | [19 empty] | 1 | 1 | 0
PG&E NGBA | Brighton | 115 | OOS_Wind | 0 | 0 | 0 | 0 | 0 | 0 | 0 | 0 | 0 | 0 | 0 | 5 | 4 | 1 | 1 | [19 empty] | 1 | 1 | 0
PG&E NGBA | Brighton | 230 | OOS_Wind | 0 | 0 | 0 | 0 | 0 | 0 | 0 | 0 | 0 | 0 | 0 | 5 | 4 | 1 | 1 | [19 empty] | 1 | 1 | 0
PG&E NGBA | Brunswick | 115 | OOS_Wind | 0 | 0 | 0 | 0 | 0 | 0 | 0 | 0 | 0 | 0 | 0 | 5 | 4 | 1 | 1 | [19 empty] | 1 | 1 | 0
PG&E NGBA | Bucks Creek | 230 | OOS_Wind | 0 | 0 | 0 | 0 | 0 | 0 | 0 | 0 | 0 | 0 | 0 | 5 | 5 | 3 | 3 | [19 empty] | 1 | 1 | 0
PG&E KERN | Buena Vista | 230 | OOS_Wind | 0 | 0 | 0 | 0 | 0 | 0 | 0 | 0 | 0 | 0 | 0 | 5 | 2 | 5 | 2 | [19 empty] | 1 | 1 | 0
PG&E FRESNO | Bullard | 115 | OOS_Wind | 0 | 0 | 0 | 0 | 0 | 0 | 0 | 0 | 0 | 0 | 0 | 5 | 2 | 5 | 2 | [19 empty] | 1 | 1 | 0
PG&E GBA | Burlingame | 115 | OOS_Wind | 0 | 0 | 0 | 0 | 0 | 0 | 0 | 0 | 0 | 0 | 0 | 5 | 2 | 1 | 1 | [19 empty] | 1 | 1 | 0
PG&E NGBA | Burney Forest | 230 | OOS_Wind | 0 | 0 | 0 | 0 | 0 | 0 | 0 | 0 | 0 | 0 | 0 | 5 | 2 | 1 | 1 | [19 empty] | 1 | 1 | 0
PG&E NGBA | Butte | 115 | OOS_Wind | 0 | 0 | 0 | 0 | 0 | 0 | 0 | 0 | 0 | 0 | 0 | 5 | 2 | 1 | 1 | [19 empty] | 1 | 1 | 0
PG&E KERN | Cabrillo | 115 | OOS_Wind | 0 | 0 | 0 | 0 | 0 | 0 | 0 | 0 | 0 | 0 | 0 | 5 | 2 | 5 | 2 | [19 empty] | 1 | 1 | 0
PG&E FRESNO | Cal Flats | 230 | OOS_Wind | 0 | 0 | 0 | 0 | 0 | 0 | 0 | 0 | 0 | 0 | 0 | 5 | 2 | 5 | 2 | [19 empty] | 1 | 1 | 0
SCE NOL | Calcite | 230 | OOS_Wind | 0 | 0 | 0 | 0 | 0 | 0 | 0 | 0 | 0 | 0 | 0 | 1 | 1 | 1 | 1 | [19 empty] | 1+ | 1 | 1
PG&E KERN | Caliente | 230 | OOS_Wind | 0 | 0 | 0 | 0 | 0 | 0 | 0 | 0 | 0 | 0 | 0 | 5 | 2 | 5 | 2 | [19 empty] | 1 | 1 | 0
PG&E FRESNO | California Ave | 115 | OOS_Wind | 0 | 0 | 0 | 0 | 0 | 0 | 0 | 0 | 0 | 0 | 0 | 5 | 2 | 5 | 2 | [19 empty] | 1 | 1 | 0
PG&E KERN | Callender | 115 | OOS_Wind | 0 | 0 | 0 | 0 | 0 | 0 | 0 | 0 | 0 | 0 | 0 | 5 | 2 | 5 | 2 | [19 empty] | 1 | 1 | 0
PG&E NGBA | Calpella | 115 | OOS_Wind | 0 | 0 | 0 | 0 | 0 | 0 | 0 | 0 | 0 | 0 | 0 | 5 | 2 | 1 | 1 | [19 empty] | 1 | 1 | 0
PG&E GBA | Camanche | 230 | OOS_Wind | 0 | 0 | 0 | 0 | 0 | 0 | 0 | 0 | 0 | 0 | 0 | 5 | 4 | 1 | 1 | [19 empty] | 1 | 1 | 0
PG&E FRESNO | Cantua | 115 | OOS_Wind | 0 | 0 | 0 | 0 | 0 | 0 | 0 | 0 | 0 | 0 | 0 | 5 | 2 | 5 | 2 | [19 empty] | 1 | 1 | 0
SDGE | Capistrano | 138 | OOS_Wind | 0 | 0 | 0 | 0 | 0 | 0 | 0 | 0 | 0 | 0 | 0 | 1 | 1 | 1 | 1 | [19 empty] | 1 | 1 | 0
SDGE | Capistrano | 230 | OOS_Wind | 0 | 0 | 0 | 0 | 0 | 0 | 0 | 0 | 0 | 0 | 0 | 1 | 1 | 1 | 1 | [19 empty] | 1 | 1 | 0
PG&E NGBA | Carberry | 230 | OOS_Wind | 0 | 0 | 0 | 0 | 0 | 0 | 0 | 0 | 0 | 0 | 0 | 5 | 2 | 1 | 1 | [19 empty] | 1 | 1 | 0
PG&E NGBA | Caribou | 115 | OOS_Wind | 0 | 0 | 0 | 0 | 0 | 0 | 0 | 0 | 0 | 0 | 0 | 5 | 4 | 1 | 1 | [19 empty] | 1 | 1 | 0
PG&E NGBA | Caribou | 230 | OOS_Wind | 0 | 0 | 0 | 0 | 0 | 0 | 0 | 0 | 0 | 0 | 0 | 5 | 4 | 1 | 1 | [19 empty] | 1 | 1 | 0
EOP | Carpenter Canyon (fka Gamebird) | 138 | OOS_Wind | 0 | 0 | 0 | 0 | 0 | 0 | 0 | 0 | 0 | 0 | 0 | 5 | 2 | 4 | 2 | [19 empty] | 1 | 1 | 0
EOP | Carpenter Canyon (fka Gamebird) | 230 | OOS_Wind | 0 | 0 | 0 | 0 | 0 | 0 | 0 | 0 | 0 | 0 | 0 | 5 | 2 | 4 | 2 | [19 empty] | 1 | 1 | 0
PG&E NGBA | Carquinez | 115 | OOS_Wind | 0 | 0 | 0 | 0 | 0 | 0 | 0 | 0 | 0 | 0 | 0 | 5 | 2 | 1 | 1 | [19 empty] | 1 | 1 | 0
SDGE | Carrizo Gorge | 138 | OOS_Wind | 0 | 0 | 0 | 0 | 0 | 0 | 0 | 0 | 0 | 0 | 0 | 1 | 1 | 1 | 1 | [19 empty] | 1 | 1 | 0
PG&E KERN | Carrizo Plains | 115 | OOS_Wind | 0 | 0 | 0 | 0 | 0 | 0 | 0 | 0 | 0 | 0 | 0 | 5 | 2 | 5 | 2 | [19 empty] | 1 | 1 | 0
PG&E KERN | Casaloma | 230 | OOS_Wind | 0 | 0 | 0 | 0 | 0 | 0 | 0 | 0 | 0 | 0 | 0 | 5 | 2 | 5 | 2 | [19 empty] | 1 | 1 | 0
PG&E GBA | Castro Valley | 230 | OOS_Wind | 0 | 0 | 0 | 0 | 0 | 0 | 0 | 0 | 0 | 0 | 0 | 5 | 4 | 1 | 1 | [19 empty] | 1 | 1 | 0
PG&E GBA | Cayetano | 230 | OOS_Wind | 0 | 0 | 0 | 0 | 0 | 0 | 0 | 0 | 0 | 0 | 0 | 5 | 4 | 1 | 1 | [19 empty] | 1 | 1 | 0
SCE Metro | Center | 230 | OOS_Wind | 0 | 0 | 0 | 0 | 0 | 0 | 0 | 0 | 0 | 0 | 0 | 1 | 1 | 1 | 1 | [19 empty] | 1 | 1 | 0
PG&E KERN | Charca | 115 | OOS_Wind | 0 | 0 | 0 | 0 | 0 | 0 | 0 | 0 | 0 | 0 | 0 | 5 | 2 | 5 | 2 | [19 empty] | 1 | 1 | 0
EOP | Charleston | 138 | OOS_Wind | 0 | 0 | 0 | 0 | 0 | 0 | 0 | 0 | 0 | 0 | 0 | 5 | 2 | 4 | 2 | [19 empty] | 1 | 1 | 0
SCE Metro | Chevmain | 230 | OOS_Wind | 0 | 0 | 0 | 0 | 0 | 0 | 0 | 0 | 0 | 0 | 0 | 1 | 1 | 1 | 1 | [19 empty] | 1 | 1 | 0
SDGE | Chicarita | 138 | OOS_Wind | 0 | 0 | 0 | 0 | 0 | 0 | 0 | 0 | 0 | 0 | 0 | 1 | 1 | 1 | 1 | [19 empty] | 1 | 1 | 0
SCE Metro | Chino | 230 | OOS_Wind | 0 | 0 | 0 | 0 | 0 | 0 | 0 | 0 | 0 | 0 | 0 | 1 | 1 | 1 | 1 | [19 empty] | 1+ | 1 | 1
PG&E FRESNO | Chowchilla | 115 | OOS_Wind | 0 | 0 | 0 | 0 | 0 | 0 | 0 | 0 | 0 | 0 | 0 | 5 | 2 | 5 | 2 | [19 empty] | 1 | 1 | 0
PG&E GBA | Christie | 115 | OOS_Wind | 0 | 0 | 0 | 0 | 0 | 0 | 0 | 0 | 0 | 0 | 0 | 5 | 2 | 1 | 1 | [19 empty] | 1 | 1 | 0
SCE Eastern | Cielo Azul | 500 | OOS_Wind | 0 | 0 | 0 | 0 | 0 | 0 | 0 | 0 | 0 | 0 | 0 | 5 | 4 | 4 | 4 | [19 empty] | 1+ | 1 | 1
PG&E GBA | Clayton | 115 | OOS_Wind | 0 | 0 | 0 | 0 | 0 | 0 | 0 | 0 | 0 | 0 | 0 | 5 | 2 | 1 | 1 | [19 empty] | 1 | 1 | 0
PG&E NGBA | Cloverdale | 115 | OOS_Wind | 0 | 0 | 0 | 0 | 0 | 0 | 0 | 0 | 0 | 0 | 0 | 5 | 2 | 1 | 1 | [19 empty] | 1 | 1 | 0
PG&E FRESNO | Clovis | 115 | OOS_Wind | 0 | 0 | 0 | 0 | 0 | 0 | 0 | 0 | 0 | 0 | 0 | 5 | 2 | 5 | 2 | [19 empty] | 1 | 1 | 0
PG&E GBA | Coburn | 230 | OOS_Wind | 0 | 0 | 0 | 0 | 0 | 0 | 0 | 0 | 0 | 0 | 0 | 5 | 4 | 5 | 2 | [19 empty] | 1 | 1 | 0
PG&E NGBA | Colgate | 230 | OOS_Wind | 0 | 0 | 0 | 0 | 0 | 0 | 0 | 0 | 0 | 0 | 0 | 5 | 4 | 1 | 1 | [19 empty] | 1 | 1 | 0
PG&E GBA | Collierville | 230 | OOS_Wind | 0 | 0 | 0 | 0 | 0 | 0 | 0 | 0 | 0 | 0 | 0 | 5 | 4 | 1 | 1 | [19 empty] | 1 | 1 | 0
PG&E GBA | Collinsville | 230 | OOS_Wind | 0 | 0 | 0 | 0 | 0 | 0 | 0 | 0 | 0 | 0 | 0 | 5 | 2 | 1 | 1 | [19 empty] | 1 | 1 | 0
PG&E GBA | Collinsville | 500 | OOS_Wind | 0 | 0 | 0 | 0 | 0 | 0 | 0 | 0 | 0 | 0 | 0 | 5 | 2 | 1 | 1 | [19 empty] | 1 | 1 | 0
SCE Eastern | Colorado River | 230 | OOS_Wind | 0 | 0 | 0 | 0 | 0 | 0 | 0 | 0 | 0 | 0 | 0 | 4 | 4 | 4 | 4 | [19 empty] | 1 | 1 | 0
SCE Eastern | Colorado River | 500 | OOS_Wind | 0 | 0 | 0 | 0 | 0 | 0 | 0 | 0 | 0 | 0 | 0 | 4 | 4 | 4 | 4 | [19 empty] | 1 | 1 | 0
PG&E KERN | Columbus | 115 | OOS_Wind | 0 | 0 | 0 | 0 | 0 | 0 | 0 | 0 | 0 | 0 | 0 | 5 | 2 | 5 | 2 | [19 empty] | 1 | 1 | 0
PG&E GBA | Contra Costa | 115 | OOS_Wind | 0 | 0 | 0 | 0 | 0 | 0 | 0 | 0 | 0 | 0 | 0 | 5 | 4 | 1 | 1 | [19 empty] | 1 | 1 | 0
PG&E GBA | Contra Costa | 230 | OOS_Wind | 0 | 0 | 0 | 0 | 0 | 0 | 0 | 0 | 0 | 0 | 0 | 5 | 4 | 1 | 1 | [19 empty] | 1 | 1 | 0
PG&E GBA | Contra Costa PP | 230 | OOS_Wind | 0 | 0 | 0 | 0 | 0 | 0 | 0 | 0 | 0 | 0 | 0 | 5 | 4 | 1 | 1 | [19 empty] | 1 | 1 | 0
SCE NOL | Control | 115 | OOS_Wind | 0 | 0 | 0 | 0 | 0 | 0 | 0 | 0 | 0 | 0 | 0 | 3 | 3 | 1 | 1 | [19 empty] | 1 | 1 | 0
PG&E GBA | Cooley Landing | 115 | OOS_Wind | 0 | 0 | 0 | 0 | 0 | 0 | 0 | 0 | 0 | 0 | 0 | 5 | 2 | 1 | 1 | [19 empty] | 1 | 1 | 0
SCE NOL | Coolwater | 230 | OOS_Wind | 0 | 0 | 0 | 0 | 0 | 0 | 0 | 0 | 0 | 0 | 0 | 3 | 3 | 1 | 1 | [19 empty] | 1 | 1 | 0
SCE NOL | Coolwater | 115 | OOS_Wind | 0 | 0 | 0 | 0 | 0 | 0 | 0 | 0 | 0 | 0 | 0 | 3 | 3 | 1 | 1 | [19 empty] | 1 | 1 | 0
PG&E FRESNO | Corcoran | 115 | OOS_Wind | 0 | 0 | 0 | 0 | 0 | 0 | 0 | 0 | 0 | 0 | 0 | 5 | 2 | 5 | 2 | [19 empty] | 1 | 1 | 0
PG&E NGBA | Corona | 115 | OOS_Wind | 0 | 0 | 0 | 0 | 0 | 0 | 0 | 0 | 0 | 0 | 0 | 5 | 2 | 1 | 1 | [19 empty] | 1 | 1 | 0
PG&E NGBA | Cortina | 230 | OOS_Wind | 0 | 0 | 0 | 0 | 0 | 0 | 0 | 0 | 0 | 0 | 0 | 5 | 2 | 1 | 1 | [19 empty] | 1 | 1 | 0
PG&E NGBA | Cortina | 115 | OOS_Wind | 0 | 0 | 0 | 0 | 0 | 0 | 0 | 0 | 0 | 0 | 0 | 5 | 2 | 1 | 1 | [19 empty] | 1 | 1 | 0
PG&E GBA | Cottle | 230 | OOS_Wind | 0 | 0 | 0 | 0 | 0 | 0 | 0 | 0 | 0 | 0 | 0 | 5 | 4 | 5 | 2 | [19 empty] | 1 | 1 | 0
PG&E NGBA | Cottonwood | 115 | OOS_Wind | 0 | 0 | 0 | 0 | 0 | 0 | 0 | 0 | 0 | 0 | 0 | 5 | 2 | 1 | 1 | [19 empty] | 1 | 1 | 0
PG&E NGBA | Cottonwood | 230 | OOS_Wind | 0 | 0 | 0 | 0 | 0 | 0 | 0 | 0 | 0 | 0 | 0 | 5 | 2 | 1 | 1 | [19 empty] | 1 | 1 | 0
PG&E NGBA | Cove Road | 230 | OOS_Wind | 0 | 0 | 0 | 0 | 0 | 0 | 0 | 0 | 0 | 0 | 0 | 5 | 2 | 1 | 1 | [19 empty] | 1 | 1 | 0
PG&E GBA | Coyote | 230 | OOS_Wind | 0 | 0 | 0 | 0 | 0 | 0 | 0 | 0 | 0 | 0 | 0 | 5 | 4 | 1 | 1 | [19 empty] | 1 | 1 | 0
PG&E GBA | Crazy Horse Canyon | 115 | OOS_Wind | 0 | 0 | 0 | 0 | 0 | 0 | 0 | 0 | 0 | 0 | 0 | 1 | 1 | 1 | 1 | [19 empty] | 1 | 1 | 0
PG&E FRESNO | Cressey | 115 | OOS_Wind | 0 | 0 | 0 | 0 | 0 | 0 | 0 | 0 | 0 | 0 | 0 | 5 | 4 | 5 | 2 | [19 empty] | 1 | 1 | 0
PG&E NGBA | Cresta | 230 | OOS_Wind | 0 | 0 | 0 | 0 | 0 | 0 | 0 | 0 | 0 | 0 | 0 | 5 | 5 | 3 | 3 | [19 empty] | 1 | 1 | 0
PG&E GBA | Curtis | 115 | OOS_Wind | 0 | 0 | 0 | 0 | 0 | 0 | 0 | 0 | 0 | 0 | 0 | 5 | 4 | 1 | 1 | [19 empty] | 1 | 1 | 0
PG&E FRESNO | Dairyland | 115 | OOS_Wind | 0 | 0 | 0 | 0 | 0 | 0 | 0 | 0 | 0 | 0 | 0 | 5 | 2 | 5 | 2 | [19 empty] | 1 | 1 | 0
PG&E NGBA | Davis | 115 | OOS_Wind | 0 | 0 | 0 | 0 | 0 | 0 | 0 | 0 | 0 | 0 | 0 | 5 | 2 | 1 | 1 | [19 empty] | 1 | 1 | 0
SCE Metro | Del Amo | 500 | OOS_Wind | 0 | 0 | 0 | 0 | 0 | 0 | 0 | 0 | 0 | 0 | 0 | 1 | 1 | 1 | 1 | [19 empty] | 1 | 1 | 0
SCE Metro | Del Amo | 230 | OOS_Wind | 0 | 0 | 0 | 0 | 0 | 0 | 0 | 0 | 0 | 0 | 0 | 1 | 1 | 1 | 1 | [19 empty] | 1 | 1 | 0
SCE Eastern | Delaney | 500 | OOS_Wind | 0 | 0 | 0 | 0 | 0 | 0 | 0 | 0 | 0 | 0 | 0 | 5 | 4 | 4 | 4 | [19 empty] | 1 | 1 | 0
PG&E NGBA | Delevan | 230 | OOS_Wind | 0 | 0 | 0 | 0 | 0 | 0 | 0 | 0 | 0 | 0 | 0 | 5 | 2 | 1 | 1 | [19 empty] | 1+ | 1 | 1
PG&E GBA | Delta PP | 230 | OOS_Wind | 0 | 0 | 0 | 0 | 0 | 0 | 0 | 0 | 0 | 0 | 0 | 5 | 2 | 1 | 1 | [19 empty] | 1 | 1 | 0
EOP | Desert View | 230 | OOS_Wind | 0 | 0 | 0 | 0 | 0 | 0 | 0 | 0 | 0 | 0 | 0 | 5 | 2 | 4 | 2 | [19 empty] | 1 | 1 | 0
SCE Eastern | Devers | 230 | OOS_Wind | 0 | 0 | 0 | 0 | 0 | 0 | 0 | 0 | 0 | 0 | 0 | 4 | 4 | 1 | 1 | [19 empty] | 1 | 1 | 0
SCE Eastern | Devers | 500 | OOS_Wind | 0 | 0 | 0 | 0 | 0 | 0 | 0 | 0 | 0 | 0 | 0 | 4 | 4 | 1 | 1 | [19 empty] | 1+ | 1 | 1
PG&E KERN | Diablo Canyon | 230 | OOS_Wind | 0 | 0 | 0 | 0 | 0 | 0 | 0 | 0 | 0 | 0 | 0 | 5 | 2 | 5 | 2 | [19 empty] | 1 | 1 | 0
PG&E KERN | Diablo Canyon | 500 | OOS_Wind | 0 | 0 | 0 | 0 | 0 | 0 | 0 | 0 | 0 | 0 | 0 | 5 | 2 | 4 | 2 | [19 empty] | 1 | 1 | 0
PG&E KERN | Divide | 115 | OOS_Wind | 0 | 0 | 0 | 0 | 0 | 0 | 0 | 0 | 0 | 0 | 0 | 5 | 2 | 5 | 2 | [19 empty] | 1 | 1 | 0
PG&E GBA | Dixon Landing | 115 | OOS_Wind | 0 | 0 | 0 | 0 | 0 | 0 | 0 | 0 | 0 | 0 | 0 | 5 | 4 | 1 | 1 | [19 empty] | 1 | 1 | 0
PG&E FRESNO | Dos Amigos | 230 | OOS_Wind | 0 | 0 | 0 | 0 | 0 | 0 | 0 | 0 | 0 | 0 | 0 | 5 | 2 | 5 | 2 | [19 empty] | 1 | 1 | 0
PG&E NGBA | Drum | 115 | OOS_Wind | 0 | 0 | 0 | 0 | 0 | 0 | 0 | 0 | 0 | 0 | 0 | 5 | 5 | 3 | 3 | [19 empty] | 1 | 1 | 0
PG&E GBA | Dumbarton | 115 | OOS_Wind | 0 | 0 | 0 | 0 | 0 | 0 | 0 | 0 | 0 | 0 | 0 | 5 | 2 | 1 | 1 | [19 empty] | 1 | 1 | 0
SCE NOL | Dunn Siding | 115 | OOS_Wind | 0 | 0 | 0 | 0 | 0 | 0 | 0 | 0 | 0 | 0 | 0 | 3 | 3 | 1 | 1 | [19 empty] | 1 | 1 | 0
SCE Eastern | Eagle Mountain | 230 | OOS_Wind | 0 | 0 | 0 | 0 | 0 | 0 | 0 | 0 | 0 | 0 | 0 | 5 | 4 | 1 | 1 | [19 empty] | 1 | 1 | 0
PG&E NGBA | Eagle Rock (PGE) | 115 | OOS_Wind | 0 | 0 | 0 | 0 | 0 | 0 | 0 | 0 | 0 | 0 | 0 | 5 | 2 | 1 | 1 | [19 empty] | 1 | 1 | 0
SCE Metro | Eagle Rock (SCE) | 230 | OOS_Wind | 0 | 0 | 0 | 0 | 0 | 0 | 0 | 0 | 0 | 0 | 0 | 1 | 1 | 1 | 1 | [19 empty] | 1 | 1 | 0
PG&E NGBA | East Marysville | 115 | OOS_Wind | 0 | 0 | 0 | 0 | 0 | 0 | 0 | 0 | 0 | 0 | 0 | 5 | 4 | 1 | 1 | [19 empty] | 1 | 1 | 0
PG&E NGBA | East Nicolaus | 115 | OOS_Wind | 0 | 0 | 0 | 0 | 0 | 0 | 0 | 0 | 0 | 0 | 0 | 5 | 4 | 1 | 1 | [19 empty] | 1 | 1 | 0
PG&E GBA | Eastshore | 115 | OOS_Wind | 0 | 0 | 0 | 0 | 0 | 0 | 0 | 0 | 0 | 0 | 0 | 5 | 2 | 1 | 1 | [19 empty] | 1 | 1 | 0
PG&E GBA | Eastshore | 230 | OOS_Wind | 0 | 0 | 0 | 0 | 0 | 0 | 0 | 0 | 0 | 0 | 0 | 5 | 2 | 1 | 1 | [19 empty] | 1 | 1 | 0
SDGE | ECO | 138 | OOS_Wind | 0 | 0 | 0 | 0 | 0 | 0 | 0 | 0 | 0 | 0 | 0 | 1 | 1 | 1 | 1 | [19 empty] | 1 | 1 | 0
SDGE | ECO | 230 | OOS_Wind | 0 | 0 | 0 | 0 | 0 | 0 | 0 | 0 | 0 | 0 | 0 | 1 | 1 | 1 | 1 | [19 empty] | 1 | 1 | 0
SDGE | ECO | 500 | OOS_Wind | 0 | 0 | 0 | 0 | 0 | 0 | 0 | 0 | 0 | 0 | 0 | 1 | 1 | 1 | 1 | [19 empty] | 1 | 1 | 0
PG&E GBA | Edenvale | 115 | OOS_Wind | 0 | 0 | 0 | 0 | 0 | 0 | 0 | 0 | 0 | 0 | 0 | 5 | 4 | 1 | 1 | [19 empty] | 1 | 1 | 0
PG&E GBA | Edes | 115 | OOS_Wind | 0 | 0 | 0 | 0 | 0 | 0 | 0 | 0 | 0 | 0 | 0 | 5 | 2 | 1 | 1 | [19 empty] | 1 | 1 | 0
PG&E GBA | Eight Mile | 230 | OOS_Wind | 0 | 0 | 0 | 0 | 0 | 0 | 0 | 0 | 0 | 0 | 0 | 5 | 4 | 1 | 1 | [19 empty] | 1 | 1 | 0
SCE Eastern | El Casco | 230 | OOS_Wind | 0 | 0 | 0 | 0 | 0 | 0 | 0 | 0 | 0 | 0 | 0 | 4 | 4 | 1 | 1 | [19 empty] | 1 | 1 | 0
PG&E GBA | El Cerrito G | 115 | OOS_Wind | 0 | 0 | 0 | 0 | 0 | 0 | 0 | 0 | 0 | 0 | 0 | 5 | 2 | 1 | 1 | [19 empty] | 1 | 1 | 0
PG&E NGBA | El Dorado PH | 115 | OOS_Wind | 0 | 0 | 0 | 0 | 0 | 0 | 0 | 0 | 0 | 0 | 0 | 5 | 4 | 1 | 1 | [19 empty] | 1 | 1 | 0
PG&E FRESNO | El Nido (PGE) | 115 | OOS_Wind | 0 | 0 | 0 | 0 | 0 | 0 | 0 | 0 | 0 | 0 | 0 | 5 | 4 | 5 | 2 | [19 empty] | 1 | 1 | 0
SCE Metro | El Nido (SCE) | 230 | OOS_Wind | 0 | 0 | 0 | 0 | 0 | 0 | 0 | 0 | 0 | 0 | 0 | 1 | 1 | 1 | 1 | [19 empty] | 1 | 1 | 0
PG&E GBA | El Patio | 115 | OOS_Wind | 0 | 0 | 0 | 0 | 0 | 0 | 0 | 0 | 0 | 0 | 0 | 5 | 4 | 1 | 1 | [19 empty] | 1 | 1 | 0
SCE Metro | El Segundo | 230 | OOS_Wind | 0 | 0 | 0 | 0 | 0 | 0 | 0 | 0 | 0 | 0 | 0 | 1 | 1 | 1 | 1 | [19 empty] | 1 | 1 | 0
EOP | Eldorado | 230 | OOS_Wind | 0 | 0 | 0 | 0 | 0 | 0 | 0 | 0 | 0 | 0 | 0 | 5 | 2 | 4 | 2 | 4 | [18 empty] | 1 | 5 | 1
EOP | Eldorado | 500 | OOS_Wind | YES | Wyoming Wind | 4500 | 0 | 4500 | 0 | 0 | 0 | 4500 | 0 | 4500 | 5 | 2 | 4 | 2 | 5 | [18 empty] | 5- | 1 | 1
PG&E KERN | Elk Hills | 230 | OOS_Wind | 0 | 0 | 0 | 0 | 0 | 0 | 0 | 0 | 0 | 0 | 0 | 5 | 2 | 5 | 2 | [19 empty] | 1 | 1 | 0
SCE Metro | Ellis | 230 | OOS_Wind | 0 | 0 | 0 | 0 | 0 | 0 | 0 | 0 | 0 | 0 | 0 | 1 | 1 | 1 | 1 | [19 empty] | 1 | 1 | 0
SDGE | Encina | 138 | OOS_Wind | 0 | 0 | 0 | 0 | 0 | 0 | 0 | 0 | 0 | 0 | 0 | 1 | 1 | 1 | 1 | [19 empty] | 1 | 1 | 0
SDGE | Encina | 230 | OOS_Wind | 0 | 0 | 0 | 0 | 0 | 0 | 0 | 0 | 0 | 0 | 0 | 1 | 1 | 1 | 1 | [19 empty] | 1 | 1 | 0
SDGE | Escondido | 230 | OOS_Wind | 0 | 0 | 0 | 0 | 0 | 0 | 0 | 0 | 0 | 0 | 0 | 1 | 1 | 1 | 1 | [19 empty] | 1 | 1 | 0
PG&E KERN | Estrella | 230 | OOS_Wind | 0 | 0 | 0 | 0 | 0 | 0 | 0 | 0 | 0 | 0 | 0 | 5 | 2 | 5 | 2 | [19 empty] | 1 | 1 | 0
SCE Eastern | Etiwanda | 230 | OOS_Wind | 0 | 0 | 0 | 0 | 0 | 0 | 0 | 0 | 0 | 0 | 0 | 1 | 1 | 1 | 1 | [19 empty] | 1+ | 1 | 1
PG&E GBA | Evergreen | 115 | OOS_Wind | 0 | 0 | 0 | 0 | 0 | 0 | 0 | 0 | 0 | 0 | 0 | 5 | 4 | 1 | 1 | [19 empty] | 1 | 1 | 0
PG&E FRESNO | Excelsior | 115 | OOS_Wind | 0 | 0 | 0 | 0 | 0 | 0 | 0 | 0 | 0 | 0 | 0 | 5 | 2 | 5 | 2 | [19 empty] | 1 | 1 | 0
PG&E FRESNO | Exchequer | 115 | OOS_Wind | 0 | 0 | 0 | 0 | 0 | 0 | 0 | 0 | 0 | 0 | 0 | 5 | 4 | 5 | 2 | [19 empty] | 1 | 1 | 0
PG&E KERN | Fairway | 115 | OOS_Wind | 0 | 0 | 0 | 0 | 0 | 0 | 0 | 0 | 0 | 0 | 0 | 5 | 2 | 5 | 2 | [19 empty] | 1 | 1 | 0
PG&E KERN | Famoso | 115 | OOS_Wind | 0 | 0 | 0 | 0 | 0 | 0 | 0 | 0 | 0 | 0 | 0 | 5 | 2 | 5 | 2 | [19 empty] | 1 | 1 | 0
PG&E NGBA | Fern Road | 500 | OOS_Wind | 0 | 0 | 0 | 0 | 0 | 0 | 0 | 0 | 0 | 0 | 0 | 5 | 2 | 1 | 1 | [19 empty] | 1 | 1 | 0
PG&E GBA | Fibreboard (SPI Sonora) | 115 | OOS_Wind | 0 | 0 | 0 | 0 | 0 | 0 | 0 | 0 | 0 | 0 | 0 | 5 | 4 | 1 | 1 | [19 empty] | 1 | 1 | 0
PG&E FRESNO | Figarden | 230 | OOS_Wind | 0 | 0 | 0 | 0 | 0 | 0 | 0 | 0 | 0 | 0 | 0 | 5 | 4 | 5 | 2 | [19 empty] | 1 | 1 | 0
PG&E FRESNO | Fink | 230 | OOS_Wind | 0 | 0 | 0 | 0 | 0 | 0 | 0 | 0 | 0 | 0 | 0 | 1 | 1 | 1 | 1 | [19 empty] | 1 | 1 | 0
PG&E GBA | FMC | 115 | OOS_Wind | 0 | 0 | 0 | 0 | 0 | 0 | 0 | 0 | 0 | 0 | 0 | 5 | 4 | 1 | 1 | [19 empty] | 1 | 1 | 0
PG&E GBA | Fremont | 115 | OOS_Wind | 0 | 0 | 0 | 0 | 0 | 0 | 0 | 0 | 0 | 0 | 0 | 1 | 1 | 1 | 1 | [19 empty] | 1 | 1 | 0
PG&E GBA | Frogtown | 115 | OOS_Wind | 0 | 0 | 0 | 0 | 0 | 0 | 0 | 0 | 0 | 0 | 0 | 5 | 4 | 1 | 1 | [19 empty] | 1 | 1 | 0
PG&E NGBA | Fulton | 115 | OOS_Wind | 0 | 0 | 0 | 0 | 0 | 0 | 0 | 0 | 0 | 0 | 0 | 5 | 4 | 1 | 1 | [19 empty] | 1 | 1 | 0
PG&E NGBA | Fulton | 230 | OOS_Wind | 0 | 0 | 0 | 0 | 0 | 0 | 0 | 0 | 0 | 0 | 0 | 5 | 4 | 1 | 1 | [19 empty] | 1 | 1 | 0
PG&E KERN | Ganso | 115 | OOS_Wind | 0 | 0 | 0 | 0 | 0 | 0 | 0 | 0 | 0 | 0 | 0 | 5 | 2 | 5 | 2 | [19 empty] | 1 | 1 | 0
PG&E FRESNO | Gates | 230 | OOS_Wind | 0 | 0 | 0 | 0 | 0 | 0 | 0 | 0 | 0 | 0 | 0 | 5 | 2 | 5 | 2 | [19 empty] | 1 | 1 | 0
PG&E FRESNO | Gates | 500 | OOS_Wind | 0 | 0 | 0 | 0 | 0 | 0 | 0 | 0 | 0 | 0 | 0 | 5 | 2 | 5 | 2 | [19 empty] | 1 | 1 | 0
PG&E NGBA | Geysers 12 | 230 | OOS_Wind | 0 | 0 | 0 | 0 | 0 | 0 | 0 | 0 | 0 | 0 | 0 | 5 | 4 | 1 | 1 | [19 empty] | 1 | 1 | 0
PG&E NGBA | Geysers 17 | 230 | OOS_Wind | 0 | 0 | 0 | 0 | 0 | 0 | 0 | 0 | 0 | 0 | 0 | 5 | 4 | 1 | 1 | [19 empty] | 1 | 1 | 0
PG&E NGBA | Geysers 3 | 115 | OOS_Wind | 0 | 0 | 0 | 0 | 0 | 0 | 0 | 0 | 0 | 0 | 0 | 5 | 2 | 1 | 1 | [19 empty] | 1 | 1 | 0
PG&E NGBA | Glenn | 230 | OOS_Wind | 0 | 0 | 0 | 0 | 0 | 0 | 0 | 0 | 0 | 0 | 0 | 5 | 2 | 1 | 1 | [19 empty] | 1+ | 1 | 1
PG&E NGBA | Gold Hill | 115 | OOS_Wind | 0 | 0 | 0 | 0 | 0 | 0 | 0 | 0 | 0 | 0 | 0 | 5 | 4 | 1 | 1 | [19 empty] | 1 | 1 | 0
PG&E NGBA | Gold Hill | 230 | OOS_Wind | 0 | 0 | 0 | 0 | 0 | 0 | 0 | 0 | 0 | 0 | 0 | 5 | 4 | 1 | 1 | [19 empty] | 1 | 1 | 0
SCE Northern | Goleta | 230 | OOS_Wind | 0 | 0 | 0 | 0 | 0 | 0 | 0 | 0 | 0 | 0 | 0 | 5 | 2 | 4 | 2 | [19 empty] | 1 | 1 | 0
SCE Metro | Goodrich | 230 | OOS_Wind | 0 | 0 | 0 | 0 | 0 | 0 | 0 | 0 | 0 | 0 | 0 | 1 | 1 | 1 | 1 | [19 empty] | 1 | 1 | 0
PG&E KERN | Goose Lake | 115 | OOS_Wind | 0 | 0 | 0 | 0 | 0 | 0 | 0 | 0 | 0 | 0 | 0 | 5 | 2 | 5 | 2 | [19 empty] | 1 | 1 | 0
SCE Metro | Gould | 230 | OOS_Wind | 0 | 0 | 0 | 0 | 0 | 0 | 0 | 0 | 0 | 0 | 0 | 1 | 1 | 1 | 1 | [19 empty] | 1 | 1 | 0
PG&E NGBA | Grand Island | 115 | OOS_Wind | 0 | 0 | 0 | 0 | 0 | 0 | 0 | 0 | 0 | 0 | 0 | 5 | 4 | 1 | 1 | [19 empty] | 1 | 1 | 0
PG&E GBA | Grant | 115 | OOS_Wind | 0 | 0 | 0 | 0 | 0 | 0 | 0 | 0 | 0 | 0 | 0 | 5 | 2 | 1 | 1 | [19 empty] | 1 | 1 | 0
PG&E GBA | Green Valley | 115 | OOS_Wind | 0 | 0 | 0 | 0 | 0 | 0 | 0 | 0 | 0 | 0 | 0 | 5 | 4 | 1 | 1 | [19 empty] | 1 | 1 | 0
PG&E NGBA | Greenleaf 1 | 115 | OOS_Wind | 0 | 0 | 0 | 0 | 0 | 0 | 0 | 0 | 0 | 0 | 0 | 5 | 4 | 1 | 1 | [19 empty] | 1 | 1 | 0
PG&E FRESNO | Gregg | 230 | OOS_Wind | 0 | 0 | 0 | 0 | 0 | 0 | 0 | 0 | 0 | 0 | 0 | 5 | 2 | 5 | 2 | [19 empty] | 1 | 1 | 0
PG&E FRESNO | Grimmway-Malaga | 115 | OOS_Wind | 0 | 0 | 0 | 0 | 0 | 0 | 0 | 0 | 0 | 0 | 0 | 5 | 2 | 5 | 2 | [19 empty] | 1 | 1 | 0
PG&E NGBA | Grizzly | 230 | OOS_Wind | 0 | 0 | 0 | 0 | 0 | 0 | 0 | 0 | 0 | 0 | 0 | 5 | 5 | 3 | 3 | [19 empty] | 1 | 1 | 0
PG&E FRESNO | GWF Hanford | 115 | OOS_Wind | 0 | 0 | 0 | 0 | 0 | 0 | 0 | 0 | 0 | 0 | 0 | 5 | 2 | 5 | 2 | [19 empty] | 1 | 1 | 0
PG&E FRESNO | Haas | 230 | OOS_Wind | 0 | 0 | 0 | 0 | 0 | 0 | 0 | 0 | 0 | 0 | 0 | 5 | 2 | 5 | 2 | [19 empty] | 1 | 1 | 0
PG&E FRESNO | Hammonds | 115 | OOS_Wind | 0 | 0 | 0 | 0 | 0 | 0 | 0 | 0 | 0 | 0 | 0 | 5 | 2 | 5 | 2 | [19 empty] | 1 | 1 | 0
SCE Metro | HarborGen | 230 | OOS_Wind | 0 | 0 | 0 | 0 | 0 | 0 | 0 | 0 | 0 | 0 | 0 | 1 | 1 | 1 | 1 | [19 empty] | 1 | 1 | 0
EOP | Harry Allen | 500 | OOS_Wind | YES | Idaho Wind | 1100 | 0 | 1100 | 0 | 0 | 0 | 1100 | 0 | 1100 | 5 | 2 | 4 | 2 | [19 empty] | 5- | 1 | 1
SCE NOL | Harvard | 115 | OOS_Wind | 0 | 0 | 0 | 0 | 0 | 0 | 0 | 0 | 0 | 0 | 0 | 3 | 3 | 1 | 1 | [19 empty] | 1 | 1 | 0
SDGE | Hassayampa | 500 | OOS_Wind | 0 | 0 | 0 | 0 | 0 | 0 | 0 | 0 | 0 | 0 | 0 | 5 | 3 | 4 | 4 | [19 empty] | 1+ | 1 | 1
PG&E FRESNO | Helm | 230 | OOS_Wind | 0 | 0 | 0 | 0 | 0 | 0 | 0 | 0 | 0 | 0 | 0 | 5 | 2 | 5 | 2 | [19 empty] | 1 | 1 | 0
PG&E FRESNO | Henrietta | 115 | OOS_Wind | 0 | 0 | 0 | 0 | 0 | 0 | 0 | 0 | 0 | 0 | 0 | 5 | 2 | 5 | 2 | [19 empty] | 1 | 1 | 0
PG&E FRESNO | Henrietta | 230 | OOS_Wind | 0 | 0 | 0 | 0 | 0 | 0 | 0 | 0 | 0 | 0 | 0 | 5 | 2 | 5 | 2 | [19 empty] | 1+ | 1 | 1
PG&E FRESNO | Herndon | 115 | OOS_Wind | 0 | 0 | 0 | 0 | 0 | 0 | 0 | 0 | 0 | 0 | 0 | 5 | 2 | 5 | 2 | [19 empty] | 1 | 1 | 0
PG&E FRESNO | Herndon | 230 | OOS_Wind | 0 | 0 | 0 | 0 | 0 | 0 | 0 | 0 | 0 | 0 | 0 | 5 | 4 | 5 | 2 | [19 empty] | 1 | 1 | 0
PG&E GBA | Hicks | 230 | OOS_Wind | 0 | 0 | 0 | 0 | 0 | 0 | 0 | 0 | 0 | 0 | 0 | 5 | 4 | 1 | 1 | [19 empty] | 1 | 1 | 0
PG&E NGBA | Higgins | 115 | OOS_Wind | 0 | 0 | 0 | 0 | 0 | 0 | 0 | 0 | 0 | 0 | 0 | 5 | 4 | 1 | 1 | [19 empty] | 1 | 1 | 0
PG&E NGBA | Hilltop | 345 | OOS_Wind | 0 | 0 | 0 | 0 | 0 | 0 | 0 | 0 | 0 | 0 | 0 | 5 | 2 | 1 | 1 | [19 empty] | 1 | 1 | 0
SCE Metro | Hinson | 230 | OOS_Wind | 0 | 0 | 0 | 0 | 0 | 0 | 0 | 0 | 0 | 0 | 0 | 1 | 1 | 1 | 1 | [19 empty] | 1 | 1 | 0
PG&E GBA | Hollister | 115 | OOS_Wind | 0 | 0 | 0 | 0 | 0 | 0 | 0 | 0 | 0 | 0 | 0 | 5 | 4 | 1 | 1 | [19 empty] | 1 | 1 | 0
PG&E NGBA | Homestake | 115 | OOS_Wind | 0 | 0 | 0 | 0 | 0 | 0 | 0 | 0 | 0 | 0 | 0 | 5 | 2 | 1 | 1 | [19 empty] | 1 | 1 | 0
PG&E NGBA | Honcut | 115 | OOS_Wind | 0 | 0 | 0 | 0 | 0 | 0 | 0 | 0 | 0 | 0 | 0 | 5 | 4 | 1 | 1 | [19 empty] | 1 | 1 | 0
SDGE | Hoodoo Wash | 500 | OOS_Wind | 0 | 0 | 0 | 0 | 0 | 0 | 0 | 0 | 0 | 0 | 0 | 5 | 2 | 4 | 2 | [19 empty] | 1 | 1 | 0
PG&E NGBA | Hopland | 115 | OOS_Wind | 0 | 0 | 0 | 0 | 0 | 0 | 0 | 0 | 0 | 0 | 0 | 5 | 2 | 1 | 1 | [19 empty] | 1 | 1 | 0
PG&E NGBA | Humboldt | 115 | OOS_Wind | 0 | 0 | 0 | 0 | 0 | 0 | 0 | 0 | 0 | 0 | 0 | 5 | 2 | 1 | 1 | [19 empty] | 1 | 1 | 0
PG&E NGBA | Humboldt | 500 | OOS_Wind | 0 | 0 | 0 | 0 | 0 | 0 | 0 | 0 | 0 | 0 | 0 | 5 | 2 | 1 | 1 | [19 empty] | 1 | 1 | 0
SCE Metro | Huntington Beach | 230 | OOS_Wind | 0 | 0 | 0 | 0 | 0 | 0 | 0 | 0 | 0 | 0 | 0 | 1 | 1 | 1 | 1 | [19 empty] | 1 | 1 | 0
PG&E NGBA | Ignacio | 115 | OOS_Wind | 0 | 0 | 0 | 0 | 0 | 0 | 0 | 0 | 0 | 0 | 0 | 5 | 4 | 1 | 1 | [19 empty] | 1 | 1 | 0
PG&E NGBA | Ignacio | 230 | OOS_Wind | 0 | 0 | 0 | 0 | 0 | 0 | 0 | 0 | 0 | 0 | 0 | 5 | 2 | 1 | 1 | [19 empty] | 1 | 1 | 0
SDGE | Imperial Valley | 230 | OOS_Wind | 0 | 0 | 0 | 0 | 0 | 0 | 0 | 0 | 0 | 0 | 0 | 1 | 1 | 1 | 1 | [19 empty] | 1+ | 1 | 1
SDGE | Imperial Valley | 500 | OOS_Wind | 0 | 0 | 0 | 0 | 0 | 0 | 0 | 0 | 0 | 0 | 0 | 1 | 1 | 1 | 1 | [19 empty] | 1 | 1 | 0
EOP | Innovation | 138 | OOS_Wind | 0 | 0 | 0 | 0 | 0 | 0 | 0 | 0 | 0 | 0 | 0 | 5 | 2 | 4 | 2 | [19 empty] | 1 | 1 | 0
EOP | Innovation | 230 | OOS_Wind | 0 | 0 | 0 | 0 | 0 | 0 | 0 | 0 | 0 | 0 | 0 | 5 | 2 | 4 | 2 | [19 empty] | 1 | 1 | 0
SCE NOL | Inyokern | 115 | OOS_Wind | 0 | 0 | 0 | 0 | 0 | 0 | 0 | 0 | 0 | 0 | 0 | 3 | 3 | 1 | 1 | [19 empty] | 1 | 1 | 0
EOP | IS Tap | 138 | OOS_Wind | 0 | 0 | 0 | 0 | 0 | 0 | 0 | 0 | 0 | 0 | 0 | 5 | 2 | 4 | 2 | [19 empty] | 1 | 1 | 0
EOP | Ivanpah | 115 | OOS_Wind | 0 | 0 | 0 | 0 | 0 | 0 | 0 | 0 | 0 | 0 | 0 | 5 | 2 | 4 | 2 | [19 empty] | 1 | 1 | 0
EOP | Ivanpah | 230 | OOS_Wind | 0 | 0 | 0 | 0 | 0 | 0 | 0 | 0 | 0 | 0 | 0 | 5 | 2 | 4 | 2 | [19 empty] | 1 | 1 | 0
EOP | Jackass (DOE) | 138 | OOS_Wind | 0 | 0 | 0 | 0 | 0 | 0 | 0 | 0 | 0 | 0 | 0 | 5 | 2 | 4 | 2 | [19 empty] | 1 | 1 | 0
PG&E NGBA | James B Black | 230 | OOS_Wind | 0 | 0 | 0 | 0 | 0 | 0 | 0 | 0 | 0 | 0 | 0 | 5 | 2 | 1 | 1 | [19 empty] | 1 | 1 | 0
PG&E GBA | Jefferson | 230 | OOS_Wind | 0 | 0 | 0 | 0 | 0 | 0 | 0 | 0 | 0 | 0 | 0 | 5 | 4 | 1 | 1 | [19 empty] | 1 | 1 | 0
PG&E NGBA | Jessup | 115 | OOS_Wind | 0 | 0 | 0 | 0 | 0 | 0 | 0 | 0 | 0 | 0 | 0 | 5 | 2 | 1 | 1 | [19 empty] | 1 | 1 | 0
SCE Metro | Johanna | 230 | OOS_Wind | 0 | 0 | 0 | 0 | 0 | 0 | 0 | 0 | 0 | 0 | 0 | 1 | 1 | 1 | 1 | [19 empty] | 1 | 1 | 0
SCE Eastern | Julian Hinds | 230 | OOS_Wind | 0 | 0 | 0 | 0 | 0 | 0 | 0 | 0 | 0 | 0 | 0 | 5 | 4 | 1 | 1 | [19 empty] | 1 | 1 | 0
PG&E GBA | Kasson | 115 | OOS_Wind | 0 | 0 | 0 | 0 | 0 | 0 | 0 | 0 | 0 | 0 | 0 | 5 | 4 | 1 | 1 | [19 empty] | 1+ | 1 | 1
PG&E FRESNO | Kearney | 230 | OOS_Wind | 0 | 0 | 0 | 0 | 0 | 0 | 0 | 0 | 0 | 0 | 0 | 5 | 2 | 5 | 2 | [19 empty] | 1 | 1 | 0
PG&E GBA | Kelso | 230 | OOS_Wind | 0 | 0 | 0 | 0 | 0 | 0 | 0 | 0 | 0 | 0 | 0 | 5 | 2 | 1 | 1 | [19 empty] | 1 | 1 | 0
PG&E FRESNO | Kerchoff 1 | 115 | OOS_Wind | 0 | 0 | 0 | 0 | 0 | 0 | 0 | 0 | 0 | 0 | 0 | 5 | 2 | 5 | 2 | [19 empty] | 1 | 1 | 0
PG&E KERN | Kern Oil | 115 | OOS_Wind | 0 | 0 | 0 | 0 | 0 | 0 | 0 | 0 | 0 | 0 | 0 | 5 | 2 | 5 | 2 | [19 empty] | 1 | 1 | 0
PG&E KERN | Kern PP | 115 | OOS_Wind | 0 | 0 | 0 | 0 | 0 | 0 | 0 | 0 | 0 | 0 | 0 | 5 | 2 | 5 | 2 | [19 empty] | 1 | 1 | 0
PG&E KERN | Kern PP | 230 | OOS_Wind | 0 | 0 | 0 | 0 | 0 | 0 | 0 | 0 | 0 | 0 | 0 | 5 | 2 | 5 | 2 | [19 empty] | 1 | 1 | 0
PG&E KERN | Kernridge | 115 | OOS_Wind | 0 | 0 | 0 | 0 | 0 | 0 | 0 | 0 | 0 | 0 | 0 | 5 | 2 | 5 | 2 | [19 empty] | 1 | 1 | 0
PG&E FRESNO | Kingsburg | 115 | OOS_Wind | 0 | 0 | 0 | 0 | 0 | 0 | 0 | 0 | 0 | 0 | 0 | 5 | 2 | 5 | 2 | [19 empty] | 1 | 1 | 0
PG&E GBA | Kirker | 115 | OOS_Wind | 0 | 0 | 0 | 0 | 0 | 0 | 0 | 0 | 0 | 0 | 0 | 5 | 2 | 1 | 1 | [19 empty] | 1 | 1 | 0
PG&E NGBA | Knights Landing | 115 | OOS_Wind | 0 | 0 | 0 | 0 | 0 | 0 | 0 | 0 | 0 | 0 | 0 | 5 | 5 | 3 | 3 | [19 empty] | 1 | 1 | 0
SCE NOL | Kramer | 115 | OOS_Wind | 0 | 0 | 0 | 0 | 0 | 0 | 0 | 0 | 0 | 0 | 0 | 3 | 3 | 1 | 1 | [19 empty] | 1 | 1 | 0
SCE NOL | Kramer | 230 | OOS_Wind | 0 | 0 | 0 | 0 | 0 | 0 | 0 | 0 | 0 | 0 | 0 | 3 | 3 | 1 | 1 | [19 empty] | 1 | 1 | 0
SCE Metro | La Cienega | 230 | OOS_Wind | 0 | 0 | 0 | 0 | 0 | 0 | 0 | 0 | 0 | 0 | 0 | 1 | 1 | 1 | 1 | [19 empty] | 1 | 1 | 0
SCE Metro | La Fresa | 230 | OOS_Wind | 0 | 0 | 0 | 0 | 0 | 0 | 0 | 0 | 0 | 0 | 0 | 1 | 1 | 1 | 1 | [19 empty] | 1 | 1 | 0
SCE Metro | Laguna Bell | 230 | OOS_Wind | 0 | 0 | 0 | 0 | 0 | 0 | 0 | 0 | 0 | 0 | 0 | 1 | 1 | 1 | 1 | [19 empty] | 1+ | 1 | 1
PG&E NGBA | Lakeville | 230 | OOS_Wind | 0 | 0 | 0 | 0 | 0 | 0 | 0 | 0 | 0 | 0 | 0 | 5 | 4 | 1 | 1 | [19 empty] | 1 | 1 | 0
PG&E NGBA | Lakeville | 115 | OOS_Wind | 0 | 0 | 0 | 0 | 0 | 0 | 0 | 0 | 0 | 0 | 0 | 5 | 4 | 1 | 1 | [19 empty] | 1 | 1 | 0
PG&E GBA | Lakewood | 115 | OOS_Wind | 0 | 0 | 0 | 0 | 0 | 0 | 0 | 0 | 0 | 0 | 0 | 5 | 2 | 1 | 1 | [19 empty] | 1 | 1 | 0
PG&E NGBA | Lambie | 230 | OOS_Wind | 0 | 0 | 0 | 0 | 0 | 0 | 0 | 0 | 0 | 0 | 0 | 5 | 4 | 1 | 1 | [19 empty] | 1 | 1 | 0
PG&E GBA | Lammers | 115 | OOS_Wind | 0 | 0 | 0 | 0 | 0 | 0 | 0 | 0 | 0 | 0 | 0 | 5 | 4 | 1 | 1 | [19 empty] | 1+ | 1 | 1
PG&E KERN | Lamont | 115 | OOS_Wind | 0 | 0 | 0 | 0 | 0 | 0 | 0 | 0 | 0 | 0 | 0 | 5 | 2 | 5 | 2 | [19 empty] | 1 | 1 | 0
PG&E FRESNO | Las Aguilas | 230 | OOS_Wind | 0 | 0 | 0 | 0 | 0 | 0 | 0 | 0 | 0 | 0 | 0 | 5 | 2 | 5 | 2 | [19 empty] | 1 | 1 | 0
EOP | Lathrop | 138 | OOS_Wind | 0 | 0 | 0 | 0 | 0 | 0 | 0 | 0 | 0 | 0 | 0 | 5 | 2 | 4 | 2 | [19 empty] | 1 | 1 | 0
EOP | Lathrop | 230 | OOS_Wind | 0 | 0 | 0 | 0 | 0 | 0 | 0 | 0 | 0 | 0 | 0 | 5 | 2 | 4 | 2 | [19 empty] | 1 | 1 | 0
PG&E FRESNO | Le Grand | 115 | OOS_Wind | 0 | 0 | 0 | 0 | 0 | 0 | 0 | 0 | 0 | 0 | 0 | 5 | 2 | 5 | 2 | [19 empty] | 1+ | 1 | 1
PG&E KERN | Lerdo | 115 | OOS_Wind | 0 | 0 | 0 | 0 | 0 | 0 | 0 | 0 | 0 | 0 | 0 | 5 | 2 | 5 | 2 | [19 empty] | 1 | 1 | 0
SCE Metro | Lewis | 230 | OOS_Wind | 0 | 0 | 0 | 0 | 0 | 0 | 0 | 0 | 0 | 0 | 0 | 1 | 1 | 1 | 1 | [19 empty] | 1 | 1 | 0
SCE Metro | Lighthipe | 230 | OOS_Wind | 0 | 0 | 0 | 0 | 0 | 0 | 0 | 0 | 0 | 0 | 0 | 1 | 1 | 1 | 1 | [19 empty] | 1 | 1 | 0
PG&E NGBA | Lincoln | 115 | OOS_Wind | 0 | 0 | 0 | 0 | 0 | 0 | 0 | 0 | 0 | 0 | 0 | 5 | 5 | 3 | 3 | [19 empty] | 1 | 1 | 0
PG&E KERN | Live Oak | 115 | OOS_Wind | 0 | 0 | 0 | 0 | 0 | 0 | 0 | 0 | 0 | 0 | 0 | 5 | 2 | 5 | 2 | [19 empty] | 1 | 1 | 0
PG&E GBA | Llagas | 115 | OOS_Wind | 0 | 0 | 0 | 0 | 0 | 0 | 0 | 0 | 0 | 0 | 0 | 5 | 4 | 1 | 1 | [19 empty] | 1+ | 1 | 1
PG&E GBA | Lockeford | 115 | OOS_Wind | 0 | 0 | 0 | 0 | 0 | 0 | 0 | 0 | 0 | 0 | 0 | 5 | 4 | 1 | 1 | [19 empty] | 1+ | 1 | 1
PG&E GBA | Lockeford | 230 | OOS_Wind | 0 | 0 | 0 | 0 | 0 | 0 | 0 | 0 | 0 | 0 | 0 | 5 | 4 | 1 | 1 | [19 empty] | 1 | 1 | 0
PG&E GBA | Lodi | 230 | OOS_Wind | 0 | 0 | 0 | 0 | 0 | 0 | 0 | 0 | 0 | 0 | 0 | 5 | 4 | 1 | 1 | [19 empty] | 1 | 1 | 0
PG&E NGBA | Logan Creek | 230 | OOS_Wind | 0 | 0 | 0 | 0 | 0 | 0 | 0 | 0 | 0 | 0 | 0 | 5 | 2 | 1 | 1 | [19 empty] | 1 | 1 | 0
PG&E GBA | Lone Tree | 230 | OOS_Wind | 0 | 0 | 0 | 0 | 0 | 0 | 0 | 0 | 0 | 0 | 0 | 5 | 2 | 1 | 1 | [19 empty] | 1 | 1 | 0
PG&E FRESNO | Los Banos | 230 | OOS_Wind | 0 | 0 | 0 | 0 | 0 | 0 | 0 | 0 | 0 | 0 | 0 | 5 | 2 | 5 | 2 | [19 empty] | 1 | 1 | 0
PG&E FRESNO | Los Banos | 500 | OOS_Wind | 0 | 0 | 0 | 0 | 0 | 0 | 0 | 0 | 0 | 0 | 0 | 1 | 1 | 1 | 1 | [19 empty] | 1+ | 1 | 1
SDGE | Los Coches | 138 | OOS_Wind | 0 | 0 | 0 | 0 | 0 | 0 | 0 | 0 | 0 | 0 | 0 | 1 | 1 | 1 | 1 | [19 empty] | 1 | 1 | 0
PG&E GBA | Los Esteros | 115 | OOS_Wind | 0 | 0 | 0 | 0 | 0 | 0 | 0 | 0 | 0 | 0 | 0 | 5 | 4 | 1 | 1 | [19 empty] | 1+ | 1 | 1
PG&E GBA | Los Esteros | 230 | OOS_Wind | 0 | 0 | 0 | 0 | 0 | 0 | 0 | 0 | 0 | 0 | 0 | 5 | 4 | 1 | 1 | [19 empty] | 1 | 1 | 0
PG&E GBA | Los Positas | 230 | OOS_Wind | 0 | 0 | 0 | 0 | 0 | 0 | 0 | 0 | 0 | 0 | 0 | 5 | 4 | 1 | 1 | [19 empty] | 1 | 1 | 0
SCE NOL | Lugo | 230 | OOS_Wind | 0 | 0 | 0 | 0 | 0 | 0 | 0 | 0 | 0 | 0 | 0 | 1 | 1 | 1 | 1 | [19 empty] | 1+ | 1 | 1
SCE Metro | Lugo | 500 | OOS_Wind | YES | New Mexico Wind | 3000 | 0 | 3000 | 0 | 0 | 0 | 3000 | 0 | 3000 | 1 | 1 | 1 | 1 | 5 | [18 empty] | 3- | 1 | 1
PG&E NGBA | Madison | 115 | OOS_Wind | 0 | 0 | 0 | 0 | 0 | 0 | 0 | 0 | 0 | 0 | 0 | 5 | 2 | 1 | 1 | [19 empty] | 1 | 1 | 0
PG&E KERN | Magunden | 115 | OOS_Wind | 0 | 0 | 0 | 0 | 0 | 0 | 0 | 0 | 0 | 0 | 0 | 5 | 2 | 5 | 2 | [19 empty] | 1 | 1 | 0
SCE Northern | Magunden | 230 | OOS_Wind | 0 | 0 | 0 | 0 | 0 | 0 | 0 | 0 | 0 | 0 | 0 | 1 | 1 | 1 | 1 | [19 empty] | 1 | 1 | 0
PG&E FRESNO | Malaga | 115 | OOS_Wind | 0 | 0 | 0 | 0 | 0 | 0 | 0 | 0 | 0 | 0 | 0 | 5 | 2 | 5 | 2 | [19 empty] | 1 | 1 | 0
PG&E NGBA | Malin | 500 | OOS_Wind | 0 | 0 | 0 | 0 | 0 | 0 | 0 | 0 | 0 | 0 | 0 | 5 | 2 | 1 | 1 | [19 empty] | 1 | 1 | 0
SCE Northern | Mandalay | 230 | OOS_Wind | 0 | 0 | 0 | 0 | 0 | 0 | 0 | 0 | 0 | 0 | 0 | 5 | 2 | 4 | 2 | [19 empty] | 1 | 1 | 0
PG&E FRESNO | Manning | 230 | OOS_Wind | 0 | 0 | 0 | 0 | 0 | 0 | 0 | 0 | 0 | 0 | 0 | 5 | 2 | 5 | 2 | [19 empty] | 1 | 1 | 0
PG&E FRESNO | Manning | 500 | OOS_Wind | 0 | 0 | 0 | 0 | 0 | 0 | 0 | 0 | 0 | 0 | 0 | 1 | 1 | 1 | 1 | [19 empty] | 1+ | 1 | 1
PG&E GBA | Manteca | 115 | OOS_Wind | 0 | 0 | 0 | 0 | 0 | 0 | 0 | 0 | 0 | 0 | 0 | 5 | 4 | 5 | 2 | [19 empty] | 1 | 1 | 0
SDGE | Margarita | 138 | OOS_Wind | 0 | 0 | 0 | 0 | 0 | 0 | 0 | 0 | 0 | 0 | 0 | 1 | 1 | 1 | 1 | [19 empty] | 1+ | 1 | 1
PG&E GBA | Martin | 230 | OOS_Wind | 0 | 0 | 0 | 0 | 0 | 0 | 0 | 0 | 0 | 0 | 0 | 5 | 2 | 1 | 1 | [19 empty] | 1 | 1 | 0
PG&E GBA | Martin | 115 | OOS_Wind | 0 | 0 | 0 | 0 | 0 | 0 | 0 | 0 | 0 | 0 | 0 | 1 | 1 | 1 | 1 | [19 empty] | 1 | 1 | 0
PG&E GBA | Martinez | 115 | OOS_Wind | 0 | 0 | 0 | 0 | 0 | 0 | 0 | 0 | 0 | 0 | 0 | 5 | 4 | 1 | 1 | [19 empty] | 1 | 1 | 0
PG&E FRESNO | Mc Mullin | 230 | OOS_Wind | 0 | 0 | 0 | 0 | 0 | 0 | 0 | 0 | 0 | 0 | 0 | 5 | 2 | 5 | 2 | [19 empty] | 1 | 1 | 0
PG&E FRESNO | McCall | 115 | OOS_Wind | 0 | 0 | 0 | 0 | 0 | 0 | 0 | 0 | 0 | 0 | 0 | 5 | 2 | 5 | 2 | [19 empty] | 1 | 1 | 0
PG&E FRESNO | McCall | 230 | OOS_Wind | 0 | 0 | 0 | 0 | 0 | 0 | 0 | 0 | 0 | 0 | 0 | 5 | 2 | 5 | 2 | [19 empty] | 1 | 1 | 0
PG&E GBA | Meadow Lane | 115 | OOS_Wind | 0 | 0 | 0 | 0 | 0 | 0 | 0 | 0 | 0 | 0 | 0 | 5 | 2 | 1 | 1 | [19 empty] | 1 | 1 | 0
PG&E GBA | Melones | 115 | OOS_Wind | 0 | 0 | 0 | 0 | 0 | 0 | 0 | 0 | 0 | 0 | 0 | 5 | 4 | 1 | 1 | [19 empty] | 1 | 1 | 0
PG&E GBA | Melones | 230 | OOS_Wind | 0 | 0 | 0 | 0 | 0 | 0 | 0 | 0 | 0 | 0 | 0 | 5 | 4 | 1 | 1 | [19 empty] | 1 | 1 | 0
PG&E NGBA | Mendocino | 115 | OOS_Wind | 0 | 0 | 0 | 0 | 0 | 0 | 0 | 0 | 0 | 0 | 0 | 5 | 2 | 1 | 1 | [19 empty] | 1 | 1 | 0
PG&E FRESNO | Mendota | 115 | OOS_Wind | 0 | 0 | 0 | 0 | 0 | 0 | 0 | 0 | 0 | 0 | 0 | 5 | 2 | 5 | 2 | [19 empty] | 1 | 1 | 0
PG&E FRESNO | Merced | 115 | OOS_Wind | 0 | 0 | 0 | 0 | 0 | 0 | 0 | 0 | 0 | 0 | 0 | 5 | 4 | 5 | 2 | [19 empty] | 1 | 1 | 0
EOP | Mercury | 138 | OOS_Wind | 0 | 0 | 0 | 0 | 0 | 0 | 0 | 0 | 0 | 0 | 0 | 5 | 2 | 4 | 2 | [19 empty] | 1 | 1 | 0
PG&E KERN | Mesa (PGE) | 115 | OOS_Wind | 0 | 0 | 0 | 0 | 0 | 0 | 0 | 0 | 0 | 0 | 0 | 5 | 2 | 5 | 2 | [19 empty] | 1 | 1 | 0
PG&E KERN | Mesa (PGE) | 230 | OOS_Wind | 0 | 0 | 0 | 0 | 0 | 0 | 0 | 0 | 0 | 0 | 0 | 5 | 2 | 5 | 2 | [19 empty] | 1 | 1 | 0
SCE Metro | Mesa (SCE) | 230 | OOS_Wind | 0 | 0 | 0 | 0 | 0 | 0 | 0 | 0 | 0 | 0 | 0 | 1 | 1 | 1 | 1 | [19 empty] | 1 | 1 | 0
SCE Metro | Mesa (SCE) | 500 | OOS_Wind | 0 | 0 | 0 | 0 | 0 | 0 | 0 | 0 | 0 | 0 | 0 | 1 | 1 | 1 | 1 | [19 empty] | 1 | 1 | 0
PG&E GBA | Metcalf | 115 | OOS_Wind | 0 | 0 | 0 | 0 | 0 | 0 | 0 | 0 | 0 | 0 | 0 | 5 | 4 | 1 | 1 | [19 empty] | 1 | 1 | 0
PG&E GBA | Metcalf | 230 | OOS_Wind | 0 | 0 | 0 | 0 | 0 | 0 | 0 | 0 | 0 | 0 | 0 | 5 | 4 | 1 | 1 | [19 empty] | 1+ | 1 | 1
PG&E GBA | Metcalf | 500 | OOS_Wind | 0 | 0 | 0 | 0 | 0 | 0 | 0 | 0 | 0 | 0 | 0 | 1 | 1 | 1 | 1 | [19 empty] | 1 | 1 | 0
PG&E KERN | Midway | 115 | OOS_Wind | 0 | 0 | 0 | 0 | 0 | 0 | 0 | 0 | 0 | 0 | 0 | 5 | 2 | 5 | 2 | [19 empty] | 1 | 1 | 0
PG&E KERN | Midway | 230 | OOS_Wind | 0 | 0 | 0 | 0 | 0 | 0 | 0 | 0 | 0 | 0 | 0 | 5 | 2 | 5 | 2 | [19 empty] | 1 | 1 | 0
PG&E KERN | Midway | 500 | OOS_Wind | 0 | 0 | 0 | 0 | 0 | 0 | 0 | 0 | 0 | 0 | 0 | 5 | 2 | 4 | 2 | [19 empty] | 1 | 1 | 0
SDGE | Miguel | 230 | OOS_Wind | 0 | 0 | 0 | 0 | 0 | 0 | 0 | 0 | 0 | 0 | 0 | 1 | 1 | 1 | 1 | [19 empty] | 1 | 1 | 0
SDGE | Miguel | 500 | OOS_Wind | 0 | 0 | 0 | 0 | 0 | 0 | 0 | 0 | 0 | 0 | 0 | 1 | 1 | 1 | 1 | [19 empty] | 1 | 1 | 0
PG&E GBA | Millbrae | 115 | OOS_Wind | 0 | 0 | 0 | 0 | 0 | 0 | 0 | 0 | 0 | 0 | 0 | 1 | 1 | 1 | 1 | [19 empty] | 1 | 1 | 0
PG&E GBA | Miller | 115 | OOS_Wind | 0 | 0 | 0 | 0 | 0 | 0 | 0 | 0 | 0 | 0 | 0 | 5 | 4 | 1 | 1 | [19 empty] | 1 | 1 | 0
SCE Metro | Mira Loma | 230 | OOS_Wind | 0 | 0 | 0 | 0 | 0 | 0 | 0 | 0 | 0 | 0 | 0 | 1 | 1 | 1 | 1 | [19 empty] | 1+ | 1 | 1
SCE Metro | Mira Loma | 500 | OOS_Wind | 0 | 0 | 0 | 0 | 0 | 0 | 0 | 0 | 0 | 0 | 0 | 1 | 1 | 1 | 1 | [19 empty] | 1 | 1 | 0
SCE Eastern | Mirage | 115 | OOS_Wind | 0 | 0 | 0 | 0 | 0 | 0 | 0 | 0 | 0 | 0 | 0 | 5 | 4 | 1 | 1 | [19 empty] | 1 | 1 | 0
SCE Eastern | Mirage | 230 | OOS_Wind | 0 | 0 | 0 | 0 | 0 | 0 | 0 | 0 | 0 | 0 | 0 | 5 | 4 | 1 | 1 | [19 empty] | 1 | 1 | 0
SDGE | Mission | 138 | OOS_Wind | 0 | 0 | 0 | 0 | 0 | 0 | 0 | 0 | 0 | 0 | 0 | 1 | 1 | 1 | 1 | [19 empty] | 1 | 1 | 0
SDGE | Mission | 230 | OOS_Wind | 0 | 0 | 0 | 0 | 0 | 0 | 0 | 0 | 0 | 0 | 0 | 1 | 1 | 1 | 1 | [19 empty] | 1 | 1 | 0
PG&E GBA | Mi-Wuk | 115 | OOS_Wind | 0 | 0 | 0 | 0 | 0 | 0 | 0 | 0 | 0 | 0 | 0 | 5 | 4 | 1 | 1 | [19 empty] | 1 | 1 | 0
EOP | Mohave | 500 | OOS_Wind | 0 | 0 | 0 | 0 | 0 | 0 | 0 | 0 | 0 | 0 | 0 | 5 | 2 | 4 | 2 | [19 empty] | 1+ | 1 | 1
PG&E NGBA | Monroe | 115 | OOS_Wind | 0 | 0 | 0 | 0 | 0 | 0 | 0 | 0 | 0 | 0 | 0 | 5 | 2 | 1 | 1 | [19 empty] | 1 | 1 | 0
PG&E GBA | Monta Vista | 115 | OOS_Wind | 0 | 0 | 0 | 0 | 0 | 0 | 0 | 0 | 0 | 0 | 0 | 5 | 4 | 1 | 1 | [19 empty] | 1 | 1 | 0
PG&E GBA | Monta Vista | 230 | OOS_Wind | 0 | 0 | 0 | 0 | 0 | 0 | 0 | 0 | 0 | 0 | 0 | 5 | 4 | 1 | 1 | [19 empty] | 1 | 1 | 0
PG&E NGBA | Monticello | 115 | OOS_Wind | 0 | 0 | 0 | 0 | 0 | 0 | 0 | 0 | 0 | 0 | 0 | 5 | 2 | 1 | 1 | [19 empty] | 1 | 1 | 0
SCE Northern | Moorpark | 230 | OOS_Wind | 0 | 0 | 0 | 0 | 0 | 0 | 0 | 0 | 0 | 0 | 0 | 5 | 2 | 4 | 2 | [19 empty] | 1 | 1 | 0
PG&E GBA | Moraga | 115 | OOS_Wind | 0 | 0 | 0 | 0 | 0 | 0 | 0 | 0 | 0 | 0 | 0 | 5 | 2 | 1 | 1 | [19 empty] | 1 | 1 | 0
PG&E GBA | Moraga | 230 | OOS_Wind | 0 | 0 | 0 | 0 | 0 | 0 | 0 | 0 | 0 | 0 | 0 | 5 | 4 | 1 | 1 | [19 empty] | 1 | 1 | 0
PG&E GBA | Morgan Hill | 115 | OOS_Wind | 0 | 0 | 0 | 0 | 0 | 0 | 0 | 0 | 0 | 0 | 0 | 5 | 4 | 1 | 1 | [19 empty] | 1 | 1 | 0
PG&E KERN | Morro Bay | 115 | OOS_Wind | 0 | 0 | 0 | 0 | 0 | 0 | 0 | 0 | 0 | 0 | 0 | 5 | 2 | 5 | 2 | [19 empty] | 1 | 1 | 0
PG&E KERN | Morro Bay | 230 | OOS_Wind | 0 | 0 | 0 | 0 | 0 | 0 | 0 | 0 | 0 | 0 | 0 | 5 | 2 | 5 | 2 | [19 empty] | 1 | 1 | 0
PG&E KERN | Morro Bay | 500 | OOS_Wind | 0 | 0 | 0 | 0 | 0 | 0 | 0 | 0 | 0 | 0 | 0 | 5 | 2 | 4 | 2 | [19 empty] | 1 | 1 | 0
PG&E GBA | Moss Landing | 115 | OOS_Wind | 0 | 0 | 0 | 0 | 0 | 0 | 0 | 0 | 0 | 0 | 0 | 5 | 4 | 1 | 1 | [19 empty] | 1 | 1 | 0
PG&E GBA | Moss Landing | 230 | OOS_Wind | 0 | 0 | 0 | 0 | 0 | 0 | 0 | 0 | 0 | 0 | 0 | 5 | 4 | 1 | 1 | [19 empty] | 1 | 1 | 0
PG&E GBA | Moss Landing | 500 | OOS_Wind | 0 | 0 | 0 | 0 | 0 | 0 | 0 | 0 | 0 | 0 | 0 | 5 | 4 | 1 | 1 | [19 empty] | 1 | 1 | 0
EOP | Mountain Pass | 115 | OOS_Wind | 0 | 0 | 0 | 0 | 0 | 0 | 0 | 0 | 0 | 0 | 0 | 5 | 2 | 4 | 2 | [19 empty] | 1 | 1 | 0
PG&E GBA | Mountain View | 115 | OOS_Wind | 0 | 0 | 0 | 0 | 0 | 0 | 0 | 0 | 0 | 0 | 0 | 1 | 1 | 1 | 1 | [19 empty] | 1 | 1 | 0
PG&E GBA | Mt Eden | 115 | OOS_Wind | 0 | 0 | 0 | 0 | 0 | 0 | 0 | 0 | 0 | 0 | 0 | 5 | 2 | 1 | 1 | [19 empty] | 1 | 1 | 0
PG&E KERN | Mt Poso | 115 | OOS_Wind | 0 | 0 | 0 | 0 | 0 | 0 | 0 | 0 | 0 | 0 | 0 | 5 | 2 | 5 | 2 | [19 empty] | 1 | 1 | 0
PG&E FRESNO | Mustang | 230 | OOS_Wind | 0 | 0 | 0 | 0 | 0 | 0 | 0 | 0 | 0 | 0 | 0 | 5 | 2 | 5 | 2 | [19 empty] | 1 | 1 | 0
PG&E KERN | New Sub - Gates - Midway (Proposed) | 230 | OOS_Wind | 0 | 0 | 0 | 0 | 0 | 0 | 0 | 0 | 0 | 0 | 0 | 5 | 2 | 5 | 2 | [19 empty] | 1 | 1 | 0
PG&E KERN | New Sub - Gates - Templeton (Proposed) | 230 | OOS_Wind | 0 | 0 | 0 | 0 | 0 | 0 | 0 | 0 | 0 | 0 | 0 | 5 | 2 | 5 | 2 | [19 empty] | 1 | 1 | 0
SCE NOL | New Sub - Kramer - Lugo (Proposed) | 230 | OOS_Wind | 0 | 0 | 0 | 0 | 0 | 0 | 0 | 0 | 0 | 0 | 0 | 3 | 3 | 1 | 1 | [19 empty] | 1 | 1 | 0
PG&E FRESNO | New Sub - Los Banos - Midway (Proposed) | 500 | OOS_Wind | 0 | 0 | 0 | 0 | 0 | 0 | 0 | 0 | 0 | 0 | 0 | 5 | 2 | 4 | 2 | [19 empty] | 1 | 1 | 0
SCE NOL | New Sub - Lugo - Pisgah (Proposed) | 230 | OOS_Wind | 0 | 0 | 0 | 0 | 0 | 0 | 0 | 0 | 0 | 0 | 0 | 1 | 1 | 1 | 1 | [19 empty] | 1 | 1 | 0
PG&E KERN | New Sub - Midway - Wheeler Ridge (Proposed) | 230 | OOS_Wind | 0 | 0 | 0 | 0 | 0 | 0 | 0 | 0 | 0 | 0 | 0 | 5 | 2 | 5 | 2 | [19 empty] | 1 | 1 | 0
PG&E NGBA | New Sub - Near existing Leavitt (PSREC) | 345 | OOS_Wind | 0 | 0 | 0 | 0 | 0 | 0 | 0 | 0 | 0 | 0 | 0 | 5 | 2 | 1 | 1 | [19 empty] | 1 | 1 | 0
PG&E NGBA | New Sub - Near existing Madeline (NVE) | 345 | OOS_Wind | 0 | 0 | 0 | 0 | 0 | 0 | 0 | 0 | 0 | 0 | 0 | 5 | 2 | 1 | 1 | [19 empty] | 1 | 1 | 0
SDGE | New Sub - North Gila - IV (Proposed) | 500 | OOS_Wind | 0 | 0 | 0 | 0 | 0 | 0 | 0 | 0 | 0 | 0 | 0 | 1 | 1 | 1 | 1 | [19 empty] | 1 | 1 | 0
PG&E NGBA | New Sub - Pit 1 - Cottonwood (Proposed) | 230 | OOS_Wind | 0 | 0 | 0 | 0 | 0 | 0 | 0 | 0 | 0 | 0 | 0 | 5 | 2 | 1 | 1 | [19 empty] | 1 | 1 | 0
PG&E GBA | New Sub - Rancho Seco - Bellota (Proposed) | 230 | OOS_Wind | 0 | 0 | 0 | 0 | 0 | 0 | 0 | 0 | 0 | 0 | 0 | 5 | 4 | 1 | 1 | [19 empty] | 1 | 1 | 0
SDGE | New Sub - Suncrest - Ocotillo (Proposed) | 500 | OOS_Wind | 0 | 0 | 0 | 0 | 0 | 0 | 0 | 0 | 0 | 0 | 0 | 1 | 1 | 1 | 1 | [19 empty] | 1 | 1 | 0
PG&E FRESNO | New Sub - Westley - Quinto (Proposed) | 230 | OOS_Wind | 0 | 0 | 0 | 0 | 0 | 0 | 0 | 0 | 0 | 0 | 0 | 1 | 1 | 1 | 1 | [19 empty] | 1 | 1 | 0
PG&E GBA | Newark | 115 | OOS_Wind | 0 | 0 | 0 | 0 | 0 | 0 | 0 | 0 | 0 | 0 | 0 | 5 | 4 | 1 | 1 | [19 empty] | 1 | 1 | 0
PG&E GBA | Newark | 230 | OOS_Wind | 0 | 0 | 0 | 0 | 0 | 0 | 0 | 0 | 0 | 0 | 0 | 5 | 4 | 1 | 1 | [19 empty] | 1 | 1 | 0
PG&E FRESNO | Newhall | 115 | OOS_Wind | 0 | 0 | 0 | 0 | 0 | 0 | 0 | 0 | 0 | 0 | 0 | 5 | 2 | 5 | 2 | [19 empty] | 1 | 1 | 0
PG&E KERN | Norco | 115 | OOS_Wind | 0 | 0 | 0 | 0 | 0 | 0 | 0 | 0 | 0 | 0 | 0 | 5 | 2 | 5 | 2 | [19 empty] | 1 | 1 | 0
PG&E GBA | Nortech | 115 | OOS_Wind | 0 | 0 | 0 | 0 | 0 | 0 | 0 | 0 | 0 | 0 | 0 | 5 | 4 | 1 | 1 | [19 empty] | 1 | 1 | 0
SDGE | North City Metering | 138 | OOS_Wind | 0 | 0 | 0 | 0 | 0 | 0 | 0 | 0 | 0 | 0 | 0 | 1 | 1 | 1 | 1 | [19 empty] | 1 | 1 | 0
PG&E GBA | North Dublin | 230 | OOS_Wind | 0 | 0 | 0 | 0 | 0 | 0 | 0 | 0 | 0 | 0 | 0 | 5 | 4 | 1 | 1 | [19 empty] | 1 | 1 | 0
SDGE | North Gila | 500 | OOS_Wind | 0 | 0 | 0 | 0 | 0 | 0 | 0 | 0 | 0 | 0 | 0 | 1 | 1 | 1 | 1 | [19 empty] | 1 | 1 | 0
SCE Metro | North of SONGS | 230 | OOS_Wind | 0 | 0 | 0 | 0 | 0 | 0 | 0 | 0 | 0 | 0 | 0 | 1 | 1 | 1 | 1 | [19 empty] | 1 | 1 | 0
SCE Metro | North of SONGS | 500 | OOS_Wind | 0 | 0 | 0 | 0 | 0 | 0 | 0 | 0 | 0 | 0 | 0 | 1 | 1 | 1 | 1 | [19 empty] | 1 | 1 | 0
PG&E NGBA | Notre Dame | 115 | OOS_Wind | 0 | 0 | 0 | 0 | 0 | 0 | 0 | 0 | 0 | 0 | 0 | 5 | 2 | 1 | 1 | [19 empty] | 1 | 1 | 0
PG&E GBA | Oakland C | 115 | OOS_Wind | 0 | 0 | 0 | 0 | 0 | 0 | 0 | 0 | 0 | 0 | 0 | 5 | 4 | 1 | 1 | [19 empty] | 1 | 1 | 0
PG&E GBA | Oakland J | 115 | OOS_Wind | 0 | 0 | 0 | 0 | 0 | 0 | 0 | 0 | 0 | 0 | 0 | 5 | 2 | 1 | 1 | [19 empty] | 1 | 1 | 0
PG&E GBA | Oakland L | 115 | OOS_Wind | 0 | 0 | 0 | 0 | 0 | 0 | 0 | 0 | 0 | 0 | 0 | 5 | 2 | 1 | 1 | [19 empty] | 1 | 1 | 0
PG&E GBA | Oakland X | 115 | OOS_Wind | 0 | 0 | 0 | 0 | 0 | 0 | 0 | 0 | 0 | 0 | 0 | 5 | 2 | 1 | 1 | [19 empty] | 1 | 1 | 0
PG&E KERN | Oceano | 115 | OOS_Wind | 0 | 0 | 0 | 0 | 0 | 0 | 0 | 0 | 0 | 0 | 0 | 5 | 2 | 5 | 2 | [19 empty] | 1 | 1 | 0
SDGE | Ocotillo Express | 500 | OOS_Wind | 0 | 0 | 0 | 0 | 0 | 0 | 0 | 0 | 0 | 0 | 0 | 1 | 1 | 1 | 1 | [19 empty] | 1 | 1 | 0
SDGE | Old Town | 230 | OOS_Wind | 0 | 0 | 0 | 0 | 0 | 0 | 0 | 0 | 0 | 0 | 0 | 1 | 1 | 1 | 1 | [19 empty] | 1 | 1 | 0
SCE Metro | Olinda | 230 | OOS_Wind | 0 | 0 | 0 | 0 | 0 | 0 | 0 | 0 | 0 | 0 | 0 | 1 | 1 | 1 | 1 | [19 empty] | 1 | 1 | 0
PG&E FRESNO | Olive | 115 | OOS_Wind | 0 | 0 | 0 | 0 | 0 | 0 | 0 | 0 | 0 | 0 | 0 | 5 | 2 | 5 | 2 | [19 empty] | 1 | 1 | 0
PG&E NGBA | Olivehurst | 115 | OOS_Wind | 0 | 0 | 0 | 0 | 0 | 0 | 0 | 0 | 0 | 0 | 0 | 5 | 4 | 1 | 1 | [19 empty] | 1 | 1 | 0
SCE Northern | Ormond Beach | 230 | OOS_Wind | 0 | 0 | 0 | 0 | 0 | 0 | 0 | 0 | 0 | 0 | 0 | 5 | 2 | 4 | 2 | [19 empty] | 1 | 1 | 0
PG&E FRESNO | Oro Loma | 115 | OOS_Wind | 0 | 0 | 0 | 0 | 0 | 0 | 0 | 0 | 0 | 0 | 0 | 5 | 2 | 5 | 2 | [19 empty] | 1+ | 1 | 1
SDGE | Otay Mesa | 230 | OOS_Wind | 0 | 0 | 0 | 0 | 0 | 0 | 0 | 0 | 0 | 0 | 0 | 1 | 1 | 1 | 1 | [19 empty] | 1 | 1 | 0
PG&E FRESNO | Padre Flats SW STA | 230 | OOS_Wind | 0 | 0 | 0 | 0 | 0 | 0 | 0 | 0 | 0 | 0 | 0 | 5 | 2 | 5 | 2 | [19 empty] | 1 | 1 | 0
EOP | Pahrump | 138 | OOS_Wind | 0 | 0 | 0 | 0 | 0 | 0 | 0 | 0 | 0 | 0 | 0 | 5 | 2 | 4 | 2 | [19 empty] | 1 | 1 | 0
EOP | Pahrump | 230 | OOS_Wind | 0 | 0 | 0 | 0 | 0 | 0 | 0 | 0 | 0 | 0 | 0 | 5 | 2 | 4 | 2 | [19 empty] | 1 | 1 | 0
PG&E NGBA | Palermo | 115 | OOS_Wind | 0 | 0 | 0 | 0 | 0 | 0 | 0 | 0 | 0 | 0 | 0 | 5 | 4 | 1 | 1 | [19 empty] | 1 | 1 | 0
PG&E NGBA | Palermo | 230 | OOS_Wind | 0 | 0 | 0 | 0 | 0 | 0 | 0 | 0 | 0 | 0 | 0 | 5 | 4 | 1 | 1 | [19 empty] | 1 | 1 | 0
SCE Eastern | Palo Verde | 500 | OOS_Wind | YES | New Mexico Wind | 4436 | 0 | 4436 | 285 | 0 | 285 | 4151 | 0 | 4151 | 5 | 4 | 4 | 4 | [19 empty] | 5- | 1 | 1
SDGE | Palomar Energy | 230 | OOS_Wind | 0 | 0 | 0 | 0 | 0 | 0 | 0 | 0 | 0 | 0 | 0 | 1 | 1 | 1 | 1 | [19 empty] | 1 | 1 | 0
PG&E FRESNO | Panoche | 115 | OOS_Wind | 0 | 0 | 0 | 0 | 0 | 0 | 0 | 0 | 0 | 0 | 0 | 5 | 2 | 5 | 2 | [19 empty] | 1 | 1 | 0
PG&E FRESNO | Panoche | 230 | OOS_Wind | 0 | 0 | 0 | 0 | 0 | 0 | 0 | 0 | 0 | 0 | 0 | 5 | 2 | 5 | 2 | [19 empty] | 1 | 1 | 0
SCE Northern | Pardee | 230 | OOS_Wind | 0 | 0 | 0 | 0 | 0 | 0 | 0 | 0 | 0 | 0 | 0 | 5 | 2 | 4 | 2 | [19 empty] | 1 | 1 | 0
PG&E NGBA | Parkway | 230 | OOS_Wind | 0 | 0 | 0 | 0 | 0 | 0 | 0 | 0 | 0 | 0 | 0 | 5 | 2 | 1 | 1 | [19 empty] | 1 | 1 | 0
SCE Northern | Pastoria | 230 | OOS_Wind | 0 | 0 | 0 | 0 | 0 | 0 | 0 | 0 | 0 | 0 | 0 | 5 | 2 | 4 | 2 | [19 empty] | 1 | 1 | 0
SCE Metro | Pauda | 230 | OOS_Wind | 0 | 0 | 0 | 0 | 0 | 0 | 0 | 0 | 0 | 0 | 0 | 1 | 1 | 1 | 1 | [19 empty] | 1 | 1 | 0
PG&E GBA | Paul Sweet | 115 | OOS_Wind | 0 | 0 | 0 | 0 | 0 | 0 | 0 | 0 | 0 | 0 | 0 | 1 | 1 | 1 | 1 | [19 empty] | 1 | 1 | 0
PG&E NGBA | Peabody | 230 | OOS_Wind | 0 | 0 | 0 | 0 | 0 | 0 | 0 | 0 | 0 | 0 | 0 | 5 | 2 | 1 | 1 | [19 empty] | 1 | 1 | 0
PG&E NGBA | Pease | 115 | OOS_Wind | 0 | 0 | 0 | 0 | 0 | 0 | 0 | 0 | 0 | 0 | 0 | 5 | 4 | 1 | 1 | [19 empty] | 1 | 1 | 0
SDGE | Penasquitos | 138 | OOS_Wind | 0 | 0 | 0 | 0 | 0 | 0 | 0 | 0 | 0 | 0 | 0 | 1 | 1 | 1 | 1 | [19 empty] | 1 | 1 | 0
SDGE | Penasquitos | 230 | OOS_Wind | 0 | 0 | 0 | 0 | 0 | 0 | 0 | 0 | 0 | 0 | 0 | 1 | 1 | 1 | 1 | [19 empty] | 1 | 1 | 0
PG&E NGBA | Penngrove | 115 | OOS_Wind | 0 | 0 | 0 | 0 | 0 | 0 | 0 | 0 | 0 | 0 | 0 | 5 | 2 | 1 | 1 | [19 empty] | 1 | 1 | 0
PG&E GBA | Peoria | 115 | OOS_Wind | 0 | 0 | 0 | 0 | 0 | 0 | 0 | 0 | 0 | 0 | 0 | 5 | 4 | 1 | 1 | [19 empty] | 1 | 1 | 0
PG&E GBA | Piercy | 115 | OOS_Wind | 0 | 0 | 0 | 0 | 0 | 0 | 0 | 0 | 0 | 0 | 0 | 5 | 4 | 1 | 1 | [19 empty] | 1+ | 1 | 1
PG&E FRESNO | Pine Flat | 230 | OOS_Wind | 0 | 0 | 0 | 0 | 0 | 0 | 0 | 0 | 0 | 0 | 0 | 5 | 2 | 5 | 2 | [19 empty] | 1 | 1 | 0
SCE NOL | Pisgah | 230 | OOS_Wind | 0 | 0 | 0 | 0 | 0 | 0 | 0 | 0 | 0 | 0 | 0 | 1 | 1 | 1 | 1 | [19 empty] | 1 | 1 | 0
PG&E NGBA | Pit 1 | 230 | OOS_Wind | 0 | 0 | 0 | 0 | 0 | 0 | 0 | 0 | 0 | 0 | 0 | 5 | 2 | 1 | 1 | [19 empty] | 1 | 1 | 0
PG&E NGBA | Pit 3 | 230 | OOS_Wind | 0 | 0 | 0 | 0 | 0 | 0 | 0 | 0 | 0 | 0 | 0 | 5 | 2 | 1 | 1 | [19 empty] | 1 | 1 | 0
PG&E NGBA | Pit 4 | 230 | OOS_Wind | 0 | 0 | 0 | 0 | 0 | 0 | 0 | 0 | 0 | 0 | 0 | 5 | 2 | 1 | 1 | [19 empty] | 1 | 1 | 0
PG&E GBA | Pittsburg | 115 | OOS_Wind | 0 | 0 | 0 | 0 | 0 | 0 | 0 | 0 | 0 | 0 | 0 | 5 | 4 | 1 | 1 | [19 empty] | 1 | 1 | 0
PG&E GBA | Pittsburg | 230 | OOS_Wind | 0 | 0 | 0 | 0 | 0 | 0 | 0 | 0 | 0 | 0 | 0 | 5 | 4 | 1 | 1 | [19 empty] | 1 | 1 | 0
PG&E NGBA | Pleasant Grove | 115 | OOS_Wind | 0 | 0 | 0 | 0 | 0 | 0 | 0 | 0 | 0 | 0 | 0 | 5 | 4 | 1 | 1 | [19 empty] | 1 | 1 | 0
PG&E NGBA | POE | 230 | OOS_Wind | 0 | 0 | 0 | 0 | 0 | 0 | 0 | 0 | 0 | 0 | 0 | 5 | 5 | 3 | 3 | [19 empty] | 1 | 1 | 0
PG&E KERN | Poso Mountain | 115 | OOS_Wind | 0 | 0 | 0 | 0 | 0 | 0 | 0 | 0 | 0 | 0 | 0 | 5 | 2 | 5 | 2 | [19 empty] | 1 | 1 | 0
EOP | Primm | 230 | OOS_Wind | 0 | 0 | 0 | 0 | 0 | 0 | 0 | 0 | 0 | 0 | 0 | 5 | 2 | 4 | 2 | [19 empty] | 1 | 1 | 0
PG&E NGBA | Putah Creek | 115 | OOS_Wind | 0 | 0 | 0 | 0 | 0 | 0 | 0 | 0 | 0 | 0 | 0 | 5 | 2 | 1 | 1 | [19 empty] | 1 | 1 | 0
SDGE | Q1806 | 138 | OOS_Wind | 0 | 0 | 0 | 0 | 0 | 0 | 0 | 0 | 0 | 0 | 0 | 1 | 1 | 1 | 1 | [19 empty] | 1 | 1 | 0
PG&E FRESNO | Quinto | 230 | OOS_Wind | 0 | 0 | 0 | 0 | 0 | 0 | 0 | 0 | 0 | 0 | 0 | 5 | 2 | 5 | 2 | [19 empty] | 1 | 1 | 0
PG&E GBA | Race Track | 115 | OOS_Wind | 0 | 0 | 0 | 0 | 0 | 0 | 0 | 0 | 0 | 0 | 0 | 5 | 4 | 1 | 1 | [19 empty] | 1 | 1 | 0
SDGE | Rancho Mission Viejo | 138 | OOS_Wind | 0 | 0 | 0 | 0 | 0 | 0 | 0 | 0 | 0 | 0 | 0 | 1 | 1 | 1 | 1 | [19 empty] | 1 | 1 | 0
PG&E GBA | Rancho Seco | 230 | OOS_Wind | 0 | 0 | 0 | 0 | 0 | 0 | 0 | 0 | 0 | 0 | 0 | 5 | 4 | 1 | 1 | [19 empty] | 1 | 1 | 0
SCE Metro | Rancho Vista | 230 | OOS_Wind | 0 | 0 | 0 | 0 | 0 | 0 | 0 | 0 | 0 | 0 | 0 | 1 | 1 | 1 | 1 | [19 empty] | 1+ | 1 | 1
SCE Metro | Rancho Vista | 500 | OOS_Wind | 0 | 0 | 0 | 0 | 0 | 0 | 0 | 0 | 0 | 0 | 0 | 1 | 1 | 1 | 1 | [19 empty] | 1 | 1 | 0
SCE NOL | Ransburg | 115 | OOS_Wind | 0 | 0 | 0 | 0 | 0 | 0 | 0 | 0 | 0 | 0 | 0 | 3 | 3 | 1 | 1 | [19 empty] | 1 | 1 | 0
PG&E GBA | Ravenswood | 115 | OOS_Wind | 0 | 0 | 0 | 0 | 0 | 0 | 0 | 0 | 0 | 0 | 0 | 5 | 2 | 1 | 1 | [19 empty] | 1 | 1 | 0
PG&E GBA | Ravenswood | 230 | OOS_Wind | 0 | 0 | 0 | 0 | 0 | 0 | 0 | 0 | 0 | 0 | 0 | 5 | 2 | 1 | 1 | [19 empty] | 1 | 1 | 0
SCE Northern | Rector | 230 | OOS_Wind | 0 | 0 | 0 | 0 | 0 | 0 | 0 | 0 | 0 | 0 | 0 | 1 | 1 | 1 | 1 | [19 empty] | 1 | 1 | 0
SCE Eastern | Red Bluff | 230 | OOS_Wind | 0 | 0 | 0 | 0 | 0 | 0 | 0 | 0 | 0 | 0 | 0 | 4 | 4 | 4 | 4 | [19 empty] | 1 | 1 | 0
SCE Eastern | Red Bluff | 500 | OOS_Wind | 0 | 0 | 0 | 0 | 0 | 0 | 0 | 0 | 0 | 0 | 0 | 4 | 4 | 4 | 4 | [19 empty] | 1 | 1 | 0
PG&E NGBA | Redbud | 115 | OOS_Wind | 0 | 0 | 0 | 0 | 0 | 0 | 0 | 0 | 0 | 0 | 0 | 5 | 2 | 1 | 1 | [19 empty] | 1 | 1 | 0
SCE Metro | Redondo | 230 | OOS_Wind | 0 | 0 | 0 | 0 | 0 | 0 | 0 | 0 | 0 | 0 | 0 | 1 | 1 | 1 | 1 | [19 empty] | 1 | 1 | 0
PG&E FRESNO | Reedley | 115 | OOS_Wind | 0 | 0 | 0 | 0 | 0 | 0 | 0 | 0 | 0 | 0 | 0 | 5 | 2 | 5 | 2 | [19 empty] | 1 | 1 | 0
PG&E KERN | Renfro | 115 | OOS_Wind | 0 | 0 | 0 | 0 | 0 | 0 | 0 | 0 | 0 | 0 | 0 | 5 | 2 | 5 | 2 | [19 empty] | 1 | 1 | 0
PG&E GBA | Richmond R | 115 | OOS_Wind | 0 | 0 | 0 | 0 | 0 | 0 | 0 | 0 | 0 | 0 | 0 | 5 | 4 | 1 | 1 | [19 empty] | 1 | 1 | 0
PG&E NGBA | Rincon | 115 | OOS_Wind | 0 | 0 | 0 | 0 | 0 | 0 | 0 | 0 | 0 | 0 | 0 | 5 | 2 | 1 | 1 | [19 empty] | 1 | 1 | 0
PG&E KERN | Rio Bravo | 115 | OOS_Wind | 0 | 0 | 0 | 0 | 0 | 0 | 0 | 0 | 0 | 0 | 0 | 5 | 2 | 5 | 2 | [19 empty] | 1 | 1 | 0
SCE Metro | Rio Hondo | 230 | OOS_Wind | 0 | 0 | 0 | 0 | 0 | 0 | 0 | 0 | 0 | 0 | 0 | 1 | 1 | 1 | 1 | [19 empty] | 1 | 1 | 0
PG&E NGBA | Rio Oso | 115 | OOS_Wind | 0 | 0 | 0 | 0 | 0 | 0 | 0 | 0 | 0 | 0 | 0 | 5 | 5 | 3 | 3 | [19 empty] | 1 | 1 | 0
PG&E NGBA | Rio Oso | 230 | OOS_Wind | 0 | 0 | 0 | 0 | 0 | 0 | 0 | 0 | 0 | 0 | 0 | 5 | 5 | 3 | 3 | [19 empty] | 1 | 1 | 0
PG&E GBA | Ripon | 115 | OOS_Wind | 0 | 0 | 0 | 0 | 0 | 0 | 0 | 0 | 0 | 0 | 0 | 5 | 4 | 1 | 1 | [19 empty] | 1 | 1 | 0
PG&E GBA | Riverbank | 115 | OOS_Wind | 0 | 0 | 0 | 0 | 0 | 0 | 0 | 0 | 0 | 0 | 0 | 5 | 4 | 1 | 1 | [19 empty] | 1 | 1 | 0
SCE NOL | Roadway | 115 | OOS_Wind | 0 | 0 | 0 | 0 | 0 | 0 | 0 | 0 | 0 | 0 | 0 | 1 | 1 | 1 | 1 | [19 empty] | 1 | 1 | 0
PG&E NGBA | Rock Creek 1 | 230 | OOS_Wind | 0 | 0 | 0 | 0 | 0 | 0 | 0 | 0 | 0 | 0 | 0 | 5 | 4 | 1 | 1 | [19 empty] | 1 | 1 | 0
PG&E GBA | Rossmoor | 230 | OOS_Wind | 0 | 0 | 0 | 0 | 0 | 0 | 0 | 0 | 0 | 0 | 0 | 5 | 2 | 1 | 1 | [19 empty] | 1 | 1 | 0
PG&E NGBA | Round Mountain | 230 | OOS_Wind | 0 | 0 | 0 | 0 | 0 | 0 | 0 | 0 | 0 | 0 | 0 | 5 | 2 | 1 | 1 | [19 empty] | 1 | 1 | 0
PG&E NGBA | Round Mountain | 500 | OOS_Wind | 0 | 0 | 0 | 0 | 0 | 0 | 0 | 0 | 0 | 0 | 0 | 5 | 2 | 1 | 1 | [19 empty] | 1 | 1 | 0
PG&E GBA | Salado | 115 | OOS_Wind | 0 | 0 | 0 | 0 | 0 | 0 | 0 | 0 | 0 | 0 | 0 | 5 | 4 | 1 | 1 | [19 empty] | 1+ | 1 | 1
PG&E GBA | Salinas | 115 | OOS_Wind | 0 | 0 | 0 | 0 | 0 | 0 | 0 | 0 | 0 | 0 | 0 | 1 | 1 | 1 | 1 | [19 empty] | 1 | 1 | 0
SCE Eastern | San Bernardino | 230 | OOS_Wind | 0 | 0 | 0 | 0 | 0 | 0 | 0 | 0 | 0 | 0 | 0 | 4 | 4 | 1 | 1 | [19 empty] | 1 | 1 | 0
PG&E GBA | SAN FRAN A (POTRERO PP) | 115 | OOS_Wind | 0 | 0 | 0 | 0 | 0 | 0 | 0 | 0 | 0 | 0 | 0 | 5 | 2 | 1 | 1 | [19 empty] | 1 | 1 | 0
PG&E GBA | SAN FRAN A (POTRERO PP) | 230 | OOS_Wind | 0 | 0 | 0 | 0 | 0 | 0 | 0 | 0 | 0 | 0 | 0 | 5 | 2 | 1 | 1 | [19 empty] | 1 | 1 | 0
PG&E GBA | San Jose A | 115 | OOS_Wind | 0 | 0 | 0 | 0 | 0 | 0 | 0 | 0 | 0 | 0 | 0 | 5 | 4 | 1 | 1 | [19 empty] | 1 | 1 | 0
PG&E GBA | San Jose B | 115 | OOS_Wind | 0 | 0 | 0 | 0 | 0 | 0 | 0 | 0 | 0 | 0 | 0 | 5 | 4 | 1 | 1 | [19 empty] | 1 | 1 | 0
PG&E GBA | San Leandro U | 115 | OOS_Wind | 0 | 0 | 0 | 0 | 0 | 0 | 0 | 0 | 0 | 0 | 0 | 5 | 2 | 1 | 1 | [19 empty] | 1 | 1 | 0
PG&E KERN | San Luis Obispo | 115 | OOS_Wind | 0 | 0 | 0 | 0 | 0 | 0 | 0 | 0 | 0 | 0 | 0 | 5 | 2 | 5 | 2 | [19 empty] | 1 | 1 | 0
SDGE | San Luis Rey | 230 | OOS_Wind | 0 | 0 | 0 | 0 | 0 | 0 | 0 | 0 | 0 | 0 | 0 | 1 | 1 | 1 | 1 | [19 empty] | 1 | 1 | 0
SCE Metro | San Onofre | 230 | OOS_Wind | 0 | 0 | 0 | 0 | 0 | 0 | 0 | 0 | 0 | 0 | 0 | 1 | 1 | 1 | 1 | [19 empty] | 1 | 1 | 0
PG&E GBA | San Pablo | 115 | OOS_Wind | 0 | 0 | 0 | 0 | 0 | 0 | 0 | 0 | 0 | 0 | 0 | 5 | 4 | 1 | 1 | [19 empty] | 1 | 1 | 0
PG&E GBA | San Ramon | 230 | OOS_Wind | 0 | 0 | 0 | 0 | 0 | 0 | 0 | 0 | 0 | 0 | 0 | 5 | 2 | 1 | 1 | [19 empty] | 1 | 1 | 0
SCE NOL | Sandlot | 230 | OOS_Wind | 0 | 0 | 0 | 0 | 0 | 0 | 0 | 0 | 0 | 0 | 0 | 3 | 3 | 1 | 1 | [19 empty] | 1 | 1 | 0
EOP | Sandy | 138 | OOS_Wind | 0 | 0 | 0 | 0 | 0 | 0 | 0 | 0 | 0 | 0 | 0 | 5 | 2 | 4 | 2 | [19 empty] | 1 | 1 | 0
PG&E FRESNO | Sanger | 115 | OOS_Wind | 0 | 0 | 0 | 0 | 0 | 0 | 0 | 0 | 0 | 0 | 0 | 5 | 2 | 5 | 2 | [19 empty] | 1 | 1 | 0
SCE Northern | Santa Clara | 230 | OOS_Wind | 0 | 0 | 0 | 0 | 0 | 0 | 0 | 0 | 0 | 0 | 0 | 5 | 2 | 4 | 2 | [19 empty] | 1 | 1 | 0
PG&E NGBA | Santa Rosa A | 115 | OOS_Wind | 0 | 0 | 0 | 0 | 0 | 0 | 0 | 0 | 0 | 0 | 0 | 5 | 2 | 1 | 1 | [19 empty] | 1 | 1 | 0
PG&E GBA | Santa Teresa | 115 | OOS_Wind | 0 | 0 | 0 | 0 | 0 | 0 | 0 | 0 | 0 | 0 | 0 | 5 | 4 | 1 | 1 | [19 empty] | 1 | 1 | 0
SDGE | Santee | 138 | OOS_Wind | 0 | 0 | 0 | 0 | 0 | 0 | 0 | 0 | 0 | 0 | 0 | 1 | 1 | 1 | 1 | [19 empty] | 1 | 1 | 0
SCE Metro | Santiago | 230 | OOS_Wind | 0 | 0 | 0 | 0 | 0 | 0 | 0 | 0 | 0 | 0 | 0 | 1 | 1 | 1 | 1 | [19 empty] | 1 | 1 | 0
PG&E GBA | Saratoga | 230 | OOS_Wind | 0 | 0 | 0 | 0 | 0 | 0 | 0 | 0 | 0 | 0 | 0 | 5 | 4 | 1 | 1 | [19 empty] | 1 | 1 | 0
SCE Northern | Saugus | 230 | OOS_Wind | 0 | 0 | 0 | 0 | 0 | 0 | 0 | 0 | 0 | 0 | 0 | 5 | 2 | 4 | 2 | [19 empty] | 1 | 1 | 0
PG&E FRESNO | Schindler | 115 | OOS_Wind | 0 | 0 | 0 | 0 | 0 | 0 | 0 | 0 | 0 | 0 | 0 | 5 | 2 | 5 | 2 | [19 empty] | 1 | 1 | 0
PG&E GBA | Schulte | 115 | OOS_Wind | 0 | 0 | 0 | 0 | 0 | 0 | 0 | 0 | 0 | 0 | 0 | 5 | 4 | 1 | 1 | [19 empty] | 1 | 1 | 0
PG&E KERN | Semitropic | 115 | OOS_Wind | 0 | 0 | 0 | 0 | 0 | 0 | 0 | 0 | 0 | 0 | 0 | 5 | 2 | 5 | 2 | [19 empty] | 1 | 1 | 0
SCE Metro | Serrano | 230 | OOS_Wind | 0 | 0 | 0 | 0 | 0 | 0 | 0 | 0 | 0 | 0 | 0 | 1 | 1 | 1 | 1 | [19 empty] | 1 | 1 | 0
SCE Metro | Serrano | 500 | OOS_Wind | 0 | 0 | 0 | 0 | 0 | 0 | 0 | 0 | 0 | 0 | 0 | 1 | 1 | 1 | 1 | [19 empty] | 1 | 1 | 0
SDGE | Shadowridge | 138 | OOS_Wind | 0 | 0 | 0 | 0 | 0 | 0 | 0 | 0 | 0 | 0 | 0 | 1 | 1 | 1 | 1 | [19 empty] | 1 | 1 | 0
PG&E KERN | Shafter | 115 | OOS_Wind | 0 | 0 | 0 | 0 | 0 | 0 | 0 | 0 | 0 | 0 | 0 | 5 | 2 | 5 | 2 | [19 empty] | 1 | 1 | 0
PG&E NGBA | Silverado | 115 | OOS_Wind | 0 | 0 | 0 | 0 | 0 | 0 | 0 | 0 | 0 | 0 | 0 | 5 | 2 | 1 | 1 | [19 empty] | 1 | 1 | 0
SDGE | Silvergate | 230 | OOS_Wind | 0 | 0 | 0 | 0 | 0 | 0 | 0 | 0 | 0 | 0 | 0 | 1 | 1 | 1 | 1 | [19 empty] | 1 | 1 | 0
PG&E KERN | Sisquoc | 115 | OOS_Wind | 0 | 0 | 0 | 0 | 0 | 0 | 0 | 0 | 0 | 0 | 0 | 5 | 2 | 5 | 2 | [19 empty] | 1 | 1 | 0
EOP | Sloan Canyon | 230 | OOS_Wind | 0 | 0 | 0 | 0 | 0 | 0 | 0 | 0 | 0 | 0 | 0 | 5 | 2 | 4 | 2 | [19 empty] | 1 | 1 | 0
EOP | Sloan Canyon | 500 | OOS_Wind | 0 | 0 | 0 | 0 | 0 | 0 | 0 | 0 | 0 | 0 | 0 | 5 | 2 | 4 | 2 | [19 empty] | 1 | 1 | 0
PG&E KERN | Smyrna | 115 | OOS_Wind | 0 | 0 | 0 | 0 | 0 | 0 | 0 | 0 | 0 | 0 | 0 | 5 | 2 | 5 | 2 | [19 empty] | 1 | 1 | 0
PG&E GBA | Sobrante | 115 | OOS_Wind | 0 | 0 | 0 | 0 | 0 | 0 | 0 | 0 | 0 | 0 | 0 | 5 | 4 | 1 | 1 | [19 empty] | 1 | 1 | 0
PG&E GBA | Sobrante | 230 | OOS_Wind | 0 | 0 | 0 | 0 | 0 | 0 | 0 | 0 | 0 | 0 | 0 | 5 | 4 | 1 | 1 | [19 empty] | 1 | 1 | 0
PG&E KERN | Solar | 230 | OOS_Wind | 0 | 0 | 0 | 0 | 0 | 0 | 0 | 0 | 0 | 0 | 0 | 5 | 2 | 5 | 2 | [19 empty] | 1 | 1 | 0
PG&E GBA | Soledad | 115 | OOS_Wind | 0 | 0 | 0 | 0 | 0 | 0 | 0 | 0 | 0 | 0 | 0 | 1 | 1 | 1 | 1 | [19 empty] | 1 | 1 | 0
SCE Northern | Springville | 230 | OOS_Wind | 0 | 0 | 0 | 0 | 0 | 0 | 0 | 0 | 0 | 0 | 0 | 1 | 1 | 1 | 1 | [19 empty] | 1 | 1 | 0
PG&E GBA | Stagg | 230 | OOS_Wind | 0 | 0 | 0 | 0 | 0 | 0 | 0 | 0 | 0 | 0 | 0 | 5 | 4 | 1 | 1 | [19 empty] | 1 | 1 | 0
PG&E GBA | Standard Oil | 115 | OOS_Wind | 0 | 0 | 0 | 0 | 0 | 0 | 0 | 0 | 0 | 0 | 0 | 5 | 4 | 1 | 1 | [19 empty] | 1 | 1 | 0
PG&E GBA | Stanislaus | 115 | OOS_Wind | 0 | 0 | 0 | 0 | 0 | 0 | 0 | 0 | 0 | 0 | 0 | 5 | 4 | 1 | 1 | [19 empty] | 1 | 1 | 0
PG&E KERN | Stockdale | 115 | OOS_Wind | 0 | 0 | 0 | 0 | 0 | 0 | 0 | 0 | 0 | 0 | 0 | 5 | 2 | 5 | 2 | [19 empty] | 1 | 1 | 0
PG&E KERN | Stockdale | 230 | OOS_Wind | 0 | 0 | 0 | 0 | 0 | 0 | 0 | 0 | 0 | 0 | 0 | 5 | 2 | 5 | 2 | [19 empty] | 1 | 1 | 0
PG&E GBA | Stockton A | 115 | OOS_Wind | 0 | 0 | 0 | 0 | 0 | 0 | 0 | 0 | 0 | 0 | 0 | 5 | 4 | 1 | 1 | [19 empty] | 1 | 1 | 0
PG&E GBA | Stone | 115 | OOS_Wind | 0 | 0 | 0 | 0 | 0 | 0 | 0 | 0 | 0 | 0 | 0 | 5 | 4 | 1 | 1 | [19 empty] | 1 | 1 | 0
PG&E FRESNO | Storey | 230 | OOS_Wind | 0 | 0 | 0 | 0 | 0 | 0 | 0 | 0 | 0 | 0 | 0 | 5 | 2 | 5 | 2 | [19 empty] | 1 | 1 | 0
PG&E NGBA | Summit | 115 | OOS_Wind | 0 | 0 | 0 | 0 | 0 | 0 | 0 | 0 | 0 | 0 | 0 | 5 | 5 | 3 | 3 | [19 empty] | 1 | 1 | 0
SDGE | Suncrest | 230 | OOS_Wind | 0 | 0 | 0 | 0 | 0 | 0 | 0 | 0 | 0 | 0 | 0 | 1 | 1 | 1 | 1 | [19 empty] | 1 | 1 | 0
SDGE | Suncrest | 500 | OOS_Wind | 0 | 0 | 0 | 0 | 0 | 0 | 0 | 0 | 0 | 0 | 0 | 1 | 1 | 1 | 1 | [19 empty] | 1 | 1 | 0
PG&E KERN | Sunrise | 230 | OOS_Wind | 0 | 0 | 0 | 0 | 0 | 0 | 0 | 0 | 0 | 0 | 0 | 5 | 2 | 5 | 2 | [19 empty] | 1 | 1 | 0
PG&E KERN | Sunset | 230 | OOS_Wind | 0 | 0 | 0 | 0 | 0 | 0 | 0 | 0 | 0 | 0 | 0 | 5 | 2 | 5 | 2 | [19 empty] | 1 | 1 | 0
PG&E GBA | Swift | 115 | OOS_Wind | 0 | 0 | 0 | 0 | 0 | 0 | 0 | 0 | 0 | 0 | 0 | 5 | 4 | 1 | 1 | [19 empty] | 1 | 1 | 0
SDGE | Sycamore Canyon | 138 | OOS_Wind | 0 | 0 | 0 | 0 | 0 | 0 | 0 | 0 | 0 | 0 | 0 | 1 | 1 | 1 | 1 | [19 empty] | 1 | 1 | 0
SDGE | Sycamore Canyon | 230 | OOS_Wind | 0 | 0 | 0 | 0 | 0 | 0 | 0 | 0 | 0 | 0 | 0 | 1 | 1 | 1 | 1 | [19 empty] | 1 | 1 | 0
SCE Northern | Sylmar | 230 | OOS_Wind | 0 | 0 | 0 | 0 | 0 | 0 | 0 | 0 | 0 | 0 | 0 | 5 | 2 | 4 | 2 | [19 empty] | 1 | 1 | 0
PG&E NGBA | Table Mountain | 115 | OOS_Wind | 0 | 0 | 0 | 0 | 0 | 0 | 0 | 0 | 0 | 0 | 0 | 5 | 2 | 1 | 1 | [19 empty] | 1 | 1 | 0
PG&E NGBA | Table Mountain | 230 | OOS_Wind | 0 | 0 | 0 | 0 | 0 | 0 | 0 | 0 | 0 | 0 | 0 | 5 | 4 | 1 | 1 | [19 empty] | 1 | 1 | 0
PG&E NGBA | Table Mountain | 500 | OOS_Wind | 0 | 0 | 0 | 0 | 0 | 0 | 0 | 0 | 0 | 0 | 0 | 5 | 2 | 1 | 1 | [19 empty] | 1 | 1 | 0
PG&E KERN | Taft | 115 | OOS_Wind | 0 | 0 | 0 | 0 | 0 | 0 | 0 | 0 | 0 | 0 | 0 | 5 | 2 | 5 | 2 | [19 empty] | 1 | 1 | 0
SDGE | Talega | 138 | OOS_Wind | 0 | 0 | 0 | 0 | 0 | 0 | 0 | 0 | 0 | 0 | 0 | 1 | 1 | 1 | 1 | [19 empty] | 1+ | 1 | 1
SDGE | Talega | 230 | OOS_Wind | 0 | 0 | 0 | 0 | 0 | 0 | 0 | 0 | 0 | 0 | 0 | 1 | 1 | 1 | 1 | [19 empty] | 1 | 1 | 0
PG&E GBA | Tassajara | 230 | OOS_Wind | 0 | 0 | 0 | 0 | 0 | 0 | 0 | 0 | 0 | 0 | 0 | 5 | 2 | 1 | 1 | [19 empty] | 1 | 1 | 0
SDGE | Telegraph Canyon | 138 | OOS_Wind | 0 | 0 | 0 | 0 | 0 | 0 | 0 | 0 | 0 | 0 | 0 | 1 | 1 | 1 | 1 | [19 empty] | 1 | 1 | 0
PG&E KERN | Temblor | 115 | OOS_Wind | 0 | 0 | 0 | 0 | 0 | 0 | 0 | 0 | 0 | 0 | 0 | 5 | 2 | 5 | 2 | [19 empty] | 1 | 1 | 0
PG&E KERN | Templeton | 230 | OOS_Wind | 0 | 0 | 0 | 0 | 0 | 0 | 0 | 0 | 0 | 0 | 0 | 5 | 2 | 5 | 2 | [19 empty] | 1 | 1 | 0
PG&E GBA | Tesla | 115 | OOS_Wind | 0 | 0 | 0 | 0 | 0 | 0 | 0 | 0 | 0 | 0 | 0 | 5 | 4 | 1 | 1 | [19 empty] | 1 | 1 | 0
PG&E GBA | Tesla | 230 | OOS_Wind | 0 | 0 | 0 | 0 | 0 | 0 | 0 | 0 | 0 | 0 | 0 | 5 | 4 | 1 | 1 | [19 empty] | 1 | 1 | 0
PG&E GBA | Tesla | 500 | OOS_Wind | 0 | 0 | 4000 | 0 | 4000 | 0 | 0 | 0 | 4000 | 0 | 4000 | 5 | 4 | 1 | 1 | 5 | [18 empty] | 5- | 1 | 1
PG&E KERN | Tevis | 115 | OOS_Wind | 0 | 0 | 0 | 0 | 0 | 0 | 0 | 0 | 0 | 0 | 0 | 5 | 2 | 5 | 2 | [19 empty] | 1 | 1 | 0
EOP | Thousandaire | 138 | OOS_Wind | 0 | 0 | 0 | 0 | 0 | 0 | 0 | 0 | 0 | 0 | 0 | 5 | 2 | 4 | 2 | [19 empty] | 1 | 1 | 0
PG&E KERN | Topaz | 230 | OOS_Wind | 0 | 0 | 0 | 0 | 0 | 0 | 0 | 0 | 0 | 0 | 0 | 5 | 2 | 5 | 2 | [19 empty] | 1 | 1 | 0
SCE NOL | Tortilla | 115 | OOS_Wind | 0 | 0 | 0 | 0 | 0 | 0 | 0 | 0 | 0 | 0 | 0 | 3 | 3 | 1 | 1 | [19 empty] | 1 | 1 | 0
SDGE | Trabuco | 138 | OOS_Wind | 0 | 0 | 0 | 0 | 0 | 0 | 0 | 0 | 0 | 0 | 0 | 1 | 1 | 1 | 1 | [19 empty] | 1 | 1 | 0
PG&E GBA | Tracy | 115 | OOS_Wind | 0 | 0 | 0 | 0 | 0 | 0 | 0 | 0 | 0 | 0 | 0 | 5 | 4 | 1 | 1 | [19 empty] | 1 | 1 | 0
PG&E FRESNO | Tranquility | 230 | OOS_Wind | 0 | 0 | 0 | 0 | 0 | 0 | 0 | 0 | 0 | 0 | 0 | 5 | 2 | 5 | 2 | [19 empty] | 1 | 1 | 0
PG&E GBA | Trimble | 115 | OOS_Wind | 0 | 0 | 0 | 0 | 0 | 0 | 0 | 0 | 0 | 0 | 0 | 5 | 4 | 1 | 1 | [19 empty] | 1 | 1 | 0
EOP | Trout Canyon | 230 | OOS_Wind | 0 | 0 | 0 | 0 | 0 | 0 | 0 | 0 | 0 | 0 | 0 | 5 | 2 | 4 | 2 | [19 empty] | 1 | 1 | 0
EOP | Trout Canyon | 500 | OOS_Wind | 0 | 0 | 0 | 0 | 0 | 0 | 0 | 0 | 0 | 0 | 0 | 5 | 2 | 4 | 2 | [19 empty] | 1 | 1 | 0
PG&E NGBA | Tulucay | 230 | OOS_Wind | 0 | 0 | 0 | 0 | 0 | 0 | 0 | 0 | 0 | 0 | 0 | 5 | 2 | 1 | 1 | [19 empty] | 1 | 1 | 0
PG&E KERN | Tupman | 115 | OOS_Wind | 0 | 0 | 0 | 0 | 0 | 0 | 0 | 0 | 0 | 0 | 0 | 5 | 2 | 5 | 2 | [19 empty] | 1 | 1 | 0
PG&E NGBA | Ukiah | 115 | OOS_Wind | 0 | 0 | 0 | 0 | 0 | 0 | 0 | 0 | 0 | 0 | 0 | 5 | 2 | 1 | 1 | [19 empty] | 1 | 1 | 0
PG&E NGBA | Vaca Dixon | 115 | OOS_Wind | 0 | 0 | 0 | 0 | 0 | 0 | 0 | 0 | 0 | 0 | 0 | 5 | 2 | 1 | 1 | [19 empty] | 1 | 1 | 0
PG&E NGBA | Vaca Dixon | 230 | OOS_Wind | 0 | 0 | 0 | 0 | 0 | 0 | 0 | 0 | 0 | 0 | 0 | 5 | 2 | 1 | 1 | [19 empty] | 1 | 1 | 0
PG&E NGBA | Vaca Dixon | 500 | OOS_Wind | 0 | 0 | 0 | 0 | 0 | 0 | 0 | 0 | 0 | 0 | 0 | 5 | 2 | 1 | 1 | [19 empty] | 1 | 1 | 0
SCE Eastern | Valley (SCE) | 500 | OOS_Wind | 0 | 0 | 0 | 0 | 0 | 0 | 0 | 0 | 0 | 0 | 0 | 4 | 4 | 1 | 1 | [19 empty] | 1 | 1 | 0
EOP | Valley (VEA) | 138 | OOS_Wind | 0 | 0 | 0 | 0 | 0 | 0 | 0 | 0 | 0 | 0 | 0 | 5 | 2 | 4 | 2 | [19 empty] | 1 | 1 | 0
PG&E GBA | Valley Home | 115 | OOS_Wind | 0 | 0 | 0 | 0 | 0 | 0 | 0 | 0 | 0 | 0 | 0 | 5 | 4 | 1 | 1 | [19 empty] | 1 | 1 | 0
PG&E GBA | Valley Springs | 230 | OOS_Wind | 0 | 0 | 0 | 0 | 0 | 0 | 0 | 0 | 0 | 0 | 0 | 5 | 4 | 1 | 1 | [19 empty] | 1+ | 1 | 1
EOP | Valley Switch | 138 | OOS_Wind | 0 | 0 | 0 | 0 | 0 | 0 | 0 | 0 | 0 | 0 | 0 | 5 | 2 | 4 | 2 | [19 empty] | 1 | 1 | 0
EOP | Valley Switch | 230 | OOS_Wind | 0 | 0 | 0 | 0 | 0 | 0 | 0 | 0 | 0 | 0 | 0 | 5 | 2 | 4 | 2 | [19 empty] | 1+ | 1 | 1
PG&E GBA | Vasco | 230 | OOS_Wind | 0 | 0 | 0 | 0 | 0 | 0 | 0 | 0 | 0 | 0 | 0 | 5 | 4 | 1 | 1 | [19 empty] | 1 | 1 | 0
PG&E GBA | Vasona | 230 | OOS_Wind | 0 | 0 | 0 | 0 | 0 | 0 | 0 | 0 | 0 | 0 | 0 | 5 | 4 | 1 | 1 | [19 empty] | 1 | 1 | 0
SCE Northern | Vestal | 230 | OOS_Wind | 0 | 0 | 0 | 0 | 0 | 0 | 0 | 0 | 0 | 0 | 0 | 1 | 1 | 1 | 1 | [19 empty] | 1 | 1 | 0
SCE NOL | Victor | 115 | OOS_Wind | 0 | 0 | 0 | 0 | 0 | 0 | 0 | 0 | 0 | 0 | 0 | 1 | 1 | 1 | 1 | [19 empty] | 1 | 1 | 0
SCE NOL | Victor | 230 | OOS_Wind | 0 | 0 | 0 | 0 | 0 | 0 | 0 | 0 | 0 | 0 | 0 | 1 | 1 | 1 | 1 | [19 empty] | 1 | 1 | 0
SCE Metro | Viejo | 230 | OOS_Wind | 0 | 0 | 0 | 0 | 0 | 0 | 0 | 0 | 0 | 0 | 0 | 1 | 1 | 1 | 1 | [19 empty] | 1+ | 1 | 1
PG&E GBA | Vierra | 115 | OOS_Wind | 0 | 0 | 0 | 0 | 0 | 0 | 0 | 0 | 0 | 0 | 0 | 5 | 4 | 1 | 1 | [19 empty] | 1 | 1 | 0
SCE Metro | Villa Park | 230 | OOS_Wind | 0 | 0 | 0 | 0 | 0 | 0 | 0 | 0 | 0 | 0 | 0 | 1 | 1 | 1 | 1 | [19 empty] | 1 | 1 | 0
SCE Northern | Vincent | 230 | OOS_Wind | 0 | 0 | 0 | 0 | 0 | 0 | 0 | 0 | 0 | 0 | 0 | 1 | 1 | 1 | 1 | [19 empty] | 1+ | 1 | 1
SCE Northern | Vincent | 500 | OOS_Wind | 0 | 0 | 0 | 0 | 0 | 0 | 0 | 0 | 0 | 0 | 0 | 1 | 1 | 1 | 1 | [19 empty] | 1+ | 1 | 1
PG&E GBA | Vineyard | 230 | OOS_Wind | 0 | 0 | 0 | 0 | 0 | 0 | 0 | 0 | 0 | 0 | 0 | 5 | 4 | 1 | 1 | [19 empty] | 1 | 1 | 0
SCE Eastern | Vista (SCE) | 230 | OOS_Wind | 0 | 0 | 0 | 0 | 0 | 0 | 0 | 0 | 0 | 0 | 0 | 4 | 4 | 1 | 1 | [19 empty] | 1 | 1 | 0
EOP | Vista (VEA) | 138 | OOS_Wind | 0 | 0 | 0 | 0 | 0 | 0 | 0 | 0 | 0 | 0 | 0 | 5 | 2 | 4 | 2 | [19 empty] | 1 | 1 | 0
EOP | Vista (VEA) | 230 | OOS_Wind | 0 | 0 | 0 | 0 | 0 | 0 | 0 | 0 | 0 | 0 | 0 | 5 | 2 | 4 | 2 | [19 empty] | 1 | 1 | 0
PG&E FRESNO | Wahtoke | 115 | OOS_Wind | 0 | 0 | 0 | 0 | 0 | 0 | 0 | 0 | 0 | 0 | 0 | 5 | 2 | 5 | 2 | [19 empty] | 1 | 1 | 0
SCE Metro | Walnut | 230 | OOS_Wind | 0 | 0 | 0 | 0 | 0 | 0 | 0 | 0 | 0 | 0 | 0 | 1 | 1 | 1 | 1 | [19 empty] | 1 | 1 | 0
SCE Northern | Warne | 230 | OOS_Wind | 0 | 0 | 0 | 0 | 0 | 0 | 0 | 0 | 0 | 0 | 0 | 5 | 2 | 4 | 2 | [19 empty] | 1 | 1 | 0
PG&E GBA | Warnerville | 230 | OOS_Wind | 0 | 0 | 0 | 0 | 0 | 0 | 0 | 0 | 0 | 0 | 0 | 5 | 4 | 5 | 2 | [19 empty] | 1 | 1 | 0
PG&E FRESNO | Waukena | 115 | OOS_Wind | 0 | 0 | 0 | 0 | 0 | 0 | 0 | 0 | 0 | 0 | 0 | 5 | 2 | 5 | 2 | [19 empty] | 1 | 1 | 0
PG&E GBA | Weber | 230 | OOS_Wind | 0 | 0 | 0 | 0 | 0 | 0 | 0 | 0 | 0 | 0 | 0 | 5 | 4 | 1 | 1 | [19 empty] | 1 | 1 | 0
PG&E FRESNO | West Fresno | 115 | OOS_Wind | 0 | 0 | 0 | 0 | 0 | 0 | 0 | 0 | 0 | 0 | 0 | 5 | 2 | 5 | 2 | [19 empty] | 1 | 1 | 0
PG&E FRESNO | Westley | 230 | OOS_Wind | 0 | 0 | 0 | 0 | 0 | 0 | 0 | 0 | 0 | 0 | 0 | 1 | 1 | 1 | 1 | [19 empty] | 1 | 1 | 0
PG&E KERN | Westpark | 115 | OOS_Wind | 0 | 0 | 0 | 0 | 0 | 0 | 0 | 0 | 0 | 0 | 0 | 5 | 2 | 5 | 2 | [19 empty] | 1 | 1 | 0
PG&E KERN | Wheeler Ridge | 230 | OOS_Wind | 0 | 0 | 0 | 0 | 0 | 0 | 0 | 0 | 0 | 0 | 0 | 5 | 2 | 5 | 2 | [19 empty] | 1 | 1 | 0
PG&E KERN | Wheeler Ridge | 115 | OOS_Wind | 0 | 0 | 0 | 0 | 0 | 0 | 0 | 0 | 0 | 0 | 0 | 5 | 2 | 5 | 2 | [19 empty] | 1 | 1 | 0
SCE Northern | Whirlwind | 230 | OOS_Wind | 0 | 0 | 0 | 0 | 0 | 0 | 0 | 0 | 0 | 0 | 0 | 1 | 1 | 1 | 1 | [19 empty] | 1+ | 1 | 1
SCE Northern | Whirlwind | 500 | OOS_Wind | 0 | 0 | 0 | 0 | 0 | 0 | 0 | 0 | 0 | 0 | 0 | 1 | 1 | 1 | 1 | [19 empty] | 1 | 1 | 0
PG&E GBA | Whisman | 115 | OOS_Wind | 0 | 0 | 0 | 0 | 0 | 0 | 0 | 0 | 0 | 0 | 0 | 1 | 1 | 1 | 1 | [19 empty] | 1 | 1 | 0
SCE Eastern | Wildlife | 230 | OOS_Wind | 0 | 0 | 0 | 0 | 0 | 0 | 0 | 0 | 0 | 0 | 0 | 4 | 4 | 1 | 1 | [19 empty] | 1 | 1 | 0
PG&E FRESNO | Wilson | 115 | OOS_Wind | 0 | 0 | 0 | 0 | 0 | 0 | 0 | 0 | 0 | 0 | 0 | 5 | 4 | 5 | 2 | [19 empty] | 1 | 1 | 0
PG&E FRESNO | Wilson | 230 | OOS_Wind | 0 | 0 | 0 | 0 | 0 | 0 | 0 | 0 | 0 | 0 | 0 | 5 | 4 | 5 | 2 | [19 empty] | 1 | 1 | 0
SCE Northern | Windhub | 230 | OOS_Wind | 0 | 0 | 0 | 0 | 0 | 0 | 0 | 0 | 0 | 0 | 0 | 1 | 1 | 1 | 1 | [19 empty] | 1 | 1 | 0
SCE Northern | Windhub | 500 | OOS_Wind | 0 | 0 | 0 | 0 | 0 | 0 | 0 | 0 | 0 | 0 | 0 | 1 | 1 | 1 | 1 | [19 empty] | 1 | 1 | 0
PG&E GBA | Windmaster | 230 | OOS_Wind | 0 | 0 | 0 | 0 | 0 | 0 | 0 | 0 | 0 | 0 | 0 | 5 | 2 | 1 | 1 | [19 empty] | 1 | 1 | 0
PG&E NGBA | Woodland | 115 | OOS_Wind | 0 | 0 | 0 | 0 | 0 | 0 | 0 | 0 | 0 | 0 | 0 | 5 | 5 | 3 | 3 | [19 empty] | 1 | 1 | 0
PG&E FRESNO | Woodward | 115 | OOS_Wind | 0 | 0 | 0 | 0 | 0 | 0 | 0 | 0 | 0 | 0 | 0 | 5 | 2 | 5 | 2 | [19 empty] | 1 | 1 | 0
PG&E NGBA | Wyandotte | 115 | OOS_Wind | 0 | 0 | 0 | 0 | 0 | 0 | 0 | 0 | 0 | 0 | 0 | 5 | 4 | 1 | 1 | [19 empty] | 1 | 1 | 0
PG&E KERN | 7th Standard | 115 | Offshore_Wind | 0 | 0 | 0 | 0 | 0 | 0 | 0 | 0 | 0 | 0 | 0 | 5 | 2 | 5 | 2 | [19 empty] | 1 | 1 | 0
SCE Metro | Alamitos | 230 | Offshore_Wind | 0 | 0 | 0 | 0 | 0 | 0 | 0 | 0 | 0 | 0 | 0 | 1 | 1 | 1 | 1 | [19 empty] | 1 | 1 | 0
SCE Eastern | Alberhill | 115 | Offshore_Wind | 0 | 0 | 0 | 0 | 0 | 0 | 0 | 0 | 0 | 0 | 0 | 4 | 4 | 1 | 1 | [19 empty] | 1 | 1 | 0
SCE Eastern | Alberhill | 500 | Offshore_Wind | 0 | 0 | 0 | 0 | 0 | 0 | 0 | 0 | 0 | 0 | 0 | 4 | 4 | 1 | 1 | [19 empty] | 1 | 1 | 0
PG&E GBA | Alhambra | 115 | Offshore_Wind | 0 | 0 | 0 | 0 | 0 | 0 | 0 | 0 | 0 | 0 | 0 | 5 | 2 | 1 | 1 | [19 empty] | 1 | 1 | 0
PG&E FRESNO | Alpaugh | 115 | Offshore_Wind | 0 | 0 | 0 | 0 | 0 | 0 | 0 | 0 | 0 | 0 | 0 | 5 | 2 | 5 | 2 | [19 empty] | 1 | 1 | 0
PG&E GBA | Altamont Midway (Sandhill) | 230 | Offshore_Wind | 0 | 0 | 0 | 0 | 0 | 0 | 0 | 0 | 0 | 0 | 0 | 5 | 2 | 1 | 1 | [19 empty] | 1 | 1 | 0
SCE Northern | Antelope | 230 | Offshore_Wind | 0 | 0 | 0 | 0 | 0 | 0 | 0 | 0 | 0 | 0 | 0 | 1 | 1 | 1 | 1 | [19 empty] | 1 | 1 | 0
SCE Northern | Antelope | 500 | Offshore_Wind | 0 | 0 | 0 | 0 | 0 | 0 | 0 | 0 | 0 | 0 | 0 | 1 | 1 | 1 | 1 | [19 empty] | 1 | 1 | 0
PG&E KERN | Arco | 230 | Offshore_Wind | 0 | 0 | 0 | 0 | 0 | 0 | 0 | 0 | 0 | 0 | 0 | 5 | 2 | 5 | 2 | [19 empty] | 1 | 1 | 0
SCE Metro | ArcoGen | 230 | Offshore_Wind | 0 | 0 | 0 | 0 | 0 | 0 | 0 | 0 | 0 | 0 | 0 | 1 | 1 | 1 | 1 | [19 empty] | 1 | 1 | 0
SDGE | Artesian | 230 | Offshore_Wind | 0 | 0 | 0 | 0 | 0 | 0 | 0 | 0 | 0 | 0 | 0 | 1 | 1 | 1 | 1 | [19 empty] | 1 | 1 | 0
PG&E FRESNO | Ashlan | 230 | Offshore_Wind | 0 | 0 | 0 | 0 | 0 | 0 | 0 | 0 | 0 | 0 | 0 | 5 | 4 | 5 | 2 | [19 empty] | 1 | 1 | 0
PG&E NGBA | Atlantic | 115 | Offshore_Wind | 0 | 0 | 0 | 0 | 0 | 0 | 0 | 0 | 0 | 0 | 0 | 5 | 4 | 1 | 1 | [19 empty] | 1 | 1 | 0
PG&E NGBA | Atlantic | 230 | Offshore_Wind | 0 | 0 | 0 | 0 | 0 | 0 | 0 | 0 | 0 | 0 | 0 | 5 | 4 | 1 | 1 | [19 empty] | 1 | 1 | 0
PG&E FRESNO | Atwater | 115 | Offshore_Wind | 0 | 0 | 0 | 0 | 0 | 0 | 0 | 0 | 0 | 0 | 0 | 5 | 4 | 5 | 2 | [19 empty] | 1 | 1 | 0
PG&E GBA | Avena | 115 | Offshore_Wind | 0 | 0 | 0 | 0 | 0 | 0 | 0 | 0 | 0 | 0 | 0 | 5 | 4 | 1 | 1 | [19 empty] | 1 | 1 | 0
PG&E NGBA | Bahia | 230 | Offshore_Wind | 0 | 0 | 0 | 0 | 0 | 0 | 0 | 0 | 0 | 0 | 0 | 5 | 4 | 1 | 1 | [19 empty] | 1 | 1 | 0
SCE Northern | Bailey | 230 | Offshore_Wind | 0 | 0 | 0 | 0 | 0 | 0 | 0 | 0 | 0 | 0 | 0 | 5 | 2 | 4 | 2 | [19 empty] | 1 | 1 | 0
SCE NOL | Baker | 115 | Offshore_Wind | 0 | 0 | 0 | 0 | 0 | 0 | 0 | 0 | 0 | 0 | 0 | 3 | 3 | 1 | 1 | [19 empty] | 1 | 1 | 0
PG&E KERN | Bakersfield | 230 | Offshore_Wind | 0 | 0 | 0 | 0 | 0 | 0 | 0 | 0 | 0 | 0 | 0 | 5 | 2 | 5 | 2 | [19 empty] | 1 | 1 | 0
PG&E FRESNO | Balch | 230 | Offshore_Wind | 0 | 0 | 0 | 0 | 0 | 0 | 0 | 0 | 0 | 0 | 0 | 5 | 2 | 5 | 2 | [19 empty] | 1 | 1 | 0
SCE Eastern | Bannister | 230 | Offshore_Wind | 0 | 0 | 0 | 0 | 0 | 0 | 0 | 0 | 0 | 0 | 0 | 5 | 4 | 1 | 1 | [19 empty] | 1 | 1 | 0
SCE Metro | Barre | 230 | Offshore_Wind | 0 | 0 | 0 | 0 | 0 | 0 | 0 | 0 | 0 | 0 | 0 | 1 | 1 | 1 | 1 | [19 empty] | 1 | 1 | 0
SDGE | Bay Boulevard | 230 | Offshore_Wind | 0 | 0 | 0 | 0 | 0 | 0 | 0 | 0 | 0 | 0 | 0 | 1 | 1 | 1 | 1 | [19 empty] | 1 | 1 | 0
EOP | Beatty | 138 | Offshore_Wind | 0 | 0 | 0 | 0 | 0 | 0 | 0 | 0 | 0 | 0 | 0 | 5 | 2 | 4 | 2 | [19 empty] | 1 | 1 | 0
EOP | Beatty | 230 | Offshore_Wind | 0 | 0 | 0 | 0 | 0 | 0 | 0 | 0 | 0 | 0 | 0 | 5 | 2 | 4 | 2 | [19 empty] | 1 | 1 | 0
PG&E NGBA | Belden | 230 | Offshore_Wind | 0 | 0 | 0 | 0 | 0 | 0 | 0 | 0 | 0 | 0 | 0 | 5 | 5 | 3 | 3 | [19 empty] | 1 | 1 | 0
PG&E NGBA | Bell | 115 | Offshore_Wind | 0 | 0 | 0 | 0 | 0 | 0 | 0 | 0 | 0 | 0 | 0 | 5 | 4 | 1 | 1 | [19 empty] | 1 | 1 | 0
PG&E NGBA | Bellevue | 115 | Offshore_Wind | 0 | 0 | 0 | 0 | 0 | 0 | 0 | 0 | 0 | 0 | 0 | 5 | 2 | 1 | 1 | [19 empty] | 1 | 1 | 0
PG&E GBA | Bellota | 115 | Offshore_Wind | 0 | 0 | 0 | 0 | 0 | 0 | 0 | 0 | 0 | 0 | 0 | 5 | 4 | 1 | 1 | [19 empty] | 1 | 1 | 0
PG&E GBA | Bellota | 230 | Offshore_Wind | 0 | 0 | 0 | 0 | 0 | 0 | 0 | 0 | 0 | 0 | 0 | 5 | 4 | 1 | 1 | [19 empty] | 1 | 1 | 0
SCE Northern | Big Creek | 230 | Offshore_Wind | 0 | 0 | 0 | 0 | 0 | 0 | 0 | 0 | 0 | 0 | 0 | 1 | 1 | 1 | 1 | [19 empty] | 1 | 1 | 0
PG&E GBA | Birds Landing | 230 | Offshore_Wind | 0 | 0 | 0 | 0 | 0 | 0 | 0 | 0 | 0 | 0 | 0 | 5 | 4 | 1 | 1 | [19 empty] | 1 | 1 | 0
SCE Eastern | Blythe | 161 | Offshore_Wind | 0 | 0 | 0 | 0 | 0 | 0 | 0 | 0 | 0 | 0 | 0 | 5 | 2 | 1 | 1 | [19 empty] | 1 | 1 | 0
PG&E NGBA | Bogue | 115 | Offshore_Wind | 0 | 0 | 0 | 0 | 0 | 0 | 0 | 0 | 0 | 0 | 0 | 5 | 4 | 1 | 1 | [19 empty] | 1 | 1 | 0
PG&E FRESNO | Borden | 230 | Offshore_Wind | 0 | 0 | 0 | 0 | 0 | 0 | 0 | 0 | 0 | 0 | 0 | 5 | 2 | 5 | 2 | [19 empty] | 1 | 1 | 0
SDGE | Boulevard East | 138 | Offshore_Wind | 0 | 0 | 0 | 0 | 0 | 0 | 0 | 0 | 0 | 0 | 0 | 1 | 1 | 1 | 1 | [19 empty] | 1 | 1 | 0
PG&E GBA | Brentwood | 230 | Offshore_Wind | 0 | 0 | 0 | 0 | 0 | 0 | 0 | 0 | 0 | 0 | 0 | 5 | 4 | 1 | 1 | [19 empty] | 1 | 1 | 0
PG&E NGBA | Bridgeville | 115 | Offshore_Wind | 0 | 0 | 0 | 0 | 0 | 0 | 0 | 0 | 0 | 0 | 0 | 5 | 2 | 1 | 1 | [19 empty] | 1 | 1 | 0
PG&E NGBA | Brighton | 115 | Offshore_Wind | 0 | 0 | 0 | 0 | 0 | 0 | 0 | 0 | 0 | 0 | 0 | 5 | 4 | 1 | 1 | [19 empty] | 1 | 1 | 0
PG&E NGBA | Brighton | 230 | Offshore_Wind | 0 | 0 | 0 | 0 | 0 | 0 | 0 | 0 | 0 | 0 | 0 | 5 | 4 | 1 | 1 | [19 empty] | 1 | 1 | 0
PG&E NGBA | Brunswick | 115 | Offshore_Wind | 0 | 0 | 0 | 0 | 0 | 0 | 0 | 0 | 0 | 0 | 0 | 5 | 4 | 1 | 1 | [19 empty] | 1 | 1 | 0
PG&E NGBA | Bucks Creek | 230 | Offshore_Wind | 0 | 0 | 0 | 0 | 0 | 0 | 0 | 0 | 0 | 0 | 0 | 5 | 5 | 3 | 3 | [19 empty] | 1 | 1 | 0
PG&E KERN | Buena Vista | 230 | Offshore_Wind | 0 | 0 | 0 | 0 | 0 | 0 | 0 | 0 | 0 | 0 | 0 | 5 | 2 | 5 | 2 | [19 empty] | 1 | 1 | 0
PG&E FRESNO | Bullard | 115 | Offshore_Wind | 0 | 0 | 0 | 0 | 0 | 0 | 0 | 0 | 0 | 0 | 0 | 5 | 2 | 5 | 2 | [19 empty] | 1 | 1 | 0
PG&E GBA | Burlingame | 115 | Offshore_Wind | 0 | 0 | 0 | 0 | 0 | 0 | 0 | 0 | 0 | 0 | 0 | 5 | 2 | 1 | 1 | [19 empty] | 1 | 1 | 0
PG&E NGBA | Burney Forest | 230 | Offshore_Wind | 0 | 0 | 0 | 0 | 0 | 0 | 0 | 0 | 0 | 0 | 0 | 5 | 2 | 1 | 1 | [19 empty] | 1 | 1 | 0
PG&E NGBA | Butte | 115 | Offshore_Wind | 0 | 0 | 0 | 0 | 0 | 0 | 0 | 0 | 0 | 0 | 0 | 5 | 2 | 1 | 1 | [19 empty] | 1 | 1 | 0
PG&E KERN | Cabrillo | 115 | Offshore_Wind | 0 | 0 | 0 | 0 | 0 | 0 | 0 | 0 | 0 | 0 | 0 | 5 | 2 | 5 | 2 | [19 empty] | 1 | 1 | 0
PG&E FRESNO | Cal Flats | 230 | Offshore_Wind | 0 | 0 | 0 | 0 | 0 | 0 | 0 | 0 | 0 | 0 | 0 | 5 | 2 | 5 | 2 | [19 empty] | 1 | 1 | 0
SCE NOL | Calcite | 230 | Offshore_Wind | 0 | 0 | 0 | 0 | 0 | 0 | 0 | 0 | 0 | 0 | 0 | 1 | 1 | 1 | 1 | [19 empty] | 1 | 1 | 0
PG&E KERN | Caliente | 230 | Offshore_Wind | 0 | 0 | 0 | 0 | 0 | 0 | 0 | 0 | 0 | 0 | 0 | 5 | 2 | 5 | 2 | [19 empty] | 1 | 1 | 0
PG&E FRESNO | California Ave | 115 | Offshore_Wind | 0 | 0 | 0 | 0 | 0 | 0 | 0 | 0 | 0 | 0 | 0 | 5 | 2 | 5 | 2 | [19 empty] | 1 | 1 | 0
PG&E KERN | Callender | 115 | Offshore_Wind | 0 | 0 | 0 | 0 | 0 | 0 | 0 | 0 | 0 | 0 | 0 | 5 | 2 | 5 | 2 | [19 empty] | 1 | 1 | 0
PG&E NGBA | Calpella | 115 | Offshore_Wind | 0 | 0 | 0 | 0 | 0 | 0 | 0 | 0 | 0 | 0 | 0 | 5 | 2 | 1 | 1 | [19 empty] | 1 | 1 | 0
PG&E GBA | Camanche | 230 | Offshore_Wind | 0 | 0 | 0 | 0 | 0 | 0 | 0 | 0 | 0 | 0 | 0 | 5 | 4 | 1 | 1 | [19 empty] | 1 | 1 | 0
PG&E FRESNO | Cantua | 115 | Offshore_Wind | 0 | 0 | 0 | 0 | 0 | 0 | 0 | 0 | 0 | 0 | 0 | 5 | 2 | 5 | 2 | [19 empty] | 1 | 1 | 0
SDGE | Capistrano | 138 | Offshore_Wind | 0 | 0 | 0 | 0 | 0 | 0 | 0 | 0 | 0 | 0 | 0 | 1 | 1 | 1 | 1 | [19 empty] | 1 | 1 | 0
SDGE | Capistrano | 230 | Offshore_Wind | 0 | 0 | 0 | 0 | 0 | 0 | 0 | 0 | 0 | 0 | 0 | 1 | 1 | 1 | 1 | [19 empty] | 1 | 1 | 0
PG&E NGBA | Carberry | 230 | Offshore_Wind | 0 | 0 | 0 | 0 | 0 | 0 | 0 | 0 | 0 | 0 | 0 | 5 | 2 | 1 | 1 | [19 empty] | 1 | 1 | 0
PG&E NGBA | Caribou | 115 | Offshore_Wind | 0 | 0 | 0 | 0 | 0 | 0 | 0 | 0 | 0 | 0 | 0 | 5 | 4 | 1 | 1 | [19 empty] | 1 | 1 | 0
PG&E NGBA | Caribou | 230 | Offshore_Wind | 0 | 0 | 0 | 0 | 0 | 0 | 0 | 0 | 0 | 0 | 0 | 5 | 4 | 1 | 1 | [19 empty] | 1 | 1 | 0
EOP | Carpenter Canyon (fka Gamebird) | 138 | Offshore_Wind | 0 | 0 | 0 | 0 | 0 | 0 | 0 | 0 | 0 | 0 | 0 | 5 | 2 | 4 | 2 | [19 empty] | 1 | 1 | 0
EOP | Carpenter Canyon (fka Gamebird) | 230 | Offshore_Wind | 0 | 0 | 0 | 0 | 0 | 0 | 0 | 0 | 0 | 0 | 0 | 5 | 2 | 4 | 2 | [19 empty] | 1 | 1 | 0
PG&E NGBA | Carquinez | 115 | Offshore_Wind | 0 | 0 | 0 | 0 | 0 | 0 | 0 | 0 | 0 | 0 | 0 | 5 | 2 | 1 | 1 | [19 empty] | 1 | 1 | 0
SDGE | Carrizo Gorge | 138 | Offshore_Wind | 0 | 0 | 0 | 0 | 0 | 0 | 0 | 0 | 0 | 0 | 0 | 1 | 1 | 1 | 1 | [19 empty] | 1 | 1 | 0
PG&E KERN | Carrizo Plains | 115 | Offshore_Wind | 0 | 0 | 0 | 0 | 0 | 0 | 0 | 0 | 0 | 0 | 0 | 5 | 2 | 5 | 2 | [19 empty] | 1 | 1 | 0
PG&E KERN | Casaloma | 230 | Offshore_Wind | 0 | 0 | 0 | 0 | 0 | 0 | 0 | 0 | 0 | 0 | 0 | 5 | 2 | 5 | 2 | [19 empty] | 1 | 1 | 0
PG&E GBA | Castro Valley | 230 | Offshore_Wind | 0 | 0 | 0 | 0 | 0 | 0 | 0 | 0 | 0 | 0 | 0 | 5 | 4 | 1 | 1 | [19 empty] | 1 | 1 | 0
PG&E GBA | Cayetano | 230 | Offshore_Wind | 0 | 0 | 0 | 0 | 0 | 0 | 0 | 0 | 0 | 0 | 0 | 5 | 4 | 1 | 1 | [19 empty] | 1 | 1 | 0
SCE Metro | Center | 230 | Offshore_Wind | 0 | 0 | 0 | 0 | 0 | 0 | 0 | 0 | 0 | 0 | 0 | 1 | 1 | 1 | 1 | [19 empty] | 1 | 1 | 0
PG&E KERN | Charca | 115 | Offshore_Wind | 0 | 0 | 0 | 0 | 0 | 0 | 0 | 0 | 0 | 0 | 0 | 5 | 2 | 5 | 2 | [19 empty] | 1 | 1 | 0
EOP | Charleston | 138 | Offshore_Wind | 0 | 0 | 0 | 0 | 0 | 0 | 0 | 0 | 0 | 0 | 0 | 5 | 2 | 4 | 2 | [19 empty] | 1 | 1 | 0
SCE Metro | Chevmain | 230 | Offshore_Wind | 0 | 0 | 0 | 0 | 0 | 0 | 0 | 0 | 0 | 0 | 0 | 1 | 1 | 1 | 1 | [19 empty] | 1 | 1 | 0
SDGE | Chicarita | 138 | Offshore_Wind | 0 | 0 | 0 | 0 | 0 | 0 | 0 | 0 | 0 | 0 | 0 | 1 | 1 | 1 | 1 | [19 empty] | 1 | 1 | 0
SCE Metro | Chino | 230 | Offshore_Wind | 0 | 0 | 0 | 0 | 0 | 0 | 0 | 0 | 0 | 0 | 0 | 1 | 1 | 1 | 1 | [19 empty] | 1 | 1 | 0
PG&E FRESNO | Chowchilla | 115 | Offshore_Wind | 0 | 0 | 0 | 0 | 0 | 0 | 0 | 0 | 0 | 0 | 0 | 5 | 2 | 5 | 2 | [19 empty] | 1 | 1 | 0
PG&E GBA | Christie | 115 | Offshore_Wind | 0 | 0 | 0 | 0 | 0 | 0 | 0 | 0 | 0 | 0 | 0 | 5 | 2 | 1 | 1 | [19 empty] | 1 | 1 | 0
SCE Eastern | Cielo Azul | 500 | Offshore_Wind | 0 | 0 | 0 | 0 | 0 | 0 | 0 | 0 | 0 | 0 | 0 | 5 | 4 | 4 | 4 | [19 empty] | 1 | 1 | 0
PG&E GBA | Clayton | 115 | Offshore_Wind | 0 | 0 | 0 | 0 | 0 | 0 | 0 | 0 | 0 | 0 | 0 | 5 | 2 | 1 | 1 | [19 empty] | 1 | 1 | 0
PG&E NGBA | Cloverdale | 115 | Offshore_Wind | 0 | 0 | 0 | 0 | 0 | 0 | 0 | 0 | 0 | 0 | 0 | 5 | 2 | 1 | 1 | [19 empty] | 1 | 1 | 0
PG&E FRESNO | Clovis | 115 | Offshore_Wind | 0 | 0 | 0 | 0 | 0 | 0 | 0 | 0 | 0 | 0 | 0 | 5 | 2 | 5 | 2 | [19 empty] | 1 | 1 | 0
PG&E GBA | Coburn | 230 | Offshore_Wind | 0 | 0 | 0 | 0 | 0 | 0 | 0 | 0 | 0 | 0 | 0 | 5 | 4 | 5 | 2 | [19 empty] | 1 | 1 | 0
PG&E NGBA | Colgate | 230 | Offshore_Wind | 0 | 0 | 0 | 0 | 0 | 0 | 0 | 0 | 0 | 0 | 0 | 5 | 4 | 1 | 1 | [19 empty] | 1 | 1 | 0
PG&E GBA | Collierville | 230 | Offshore_Wind | 0 | 0 | 0 | 0 | 0 | 0 | 0 | 0 | 0 | 0 | 0 | 5 | 4 | 1 | 1 | [19 empty] | 1 | 1 | 0
PG&E GBA | Collinsville | 230 | Offshore_Wind | 0 | 0 | 0 | 0 | 0 | 0 | 0 | 0 | 0 | 0 | 0 | 5 | 2 | 1 | 1 | [19 empty] | 1 | 1 | 0
PG&E GBA | Collinsville | 500 | Offshore_Wind | 0 | 0 | 0 | 0 | 0 | 0 | 0 | 0 | 0 | 0 | 0 | 5 | 2 | 1 | 1 | [19 empty] | 1 | 1 | 0
SCE Eastern | Colorado River | 230 | Offshore_Wind | 0 | 0 | 0 | 0 | 0 | 0 | 0 | 0 | 0 | 0 | 0 | 4 | 4 | 4 | 4 | [19 empty] | 1 | 1 | 0
SCE Eastern | Colorado River | 500 | Offshore_Wind | 0 | 0 | 0 | 0 | 0 | 0 | 0 | 0 | 0 | 0 | 0 | 4 | 4 | 4 | 4 | [19 empty] | 1 | 1 | 0
PG&E KERN | Columbus | 115 | Offshore_Wind | 0 | 0 | 0 | 0 | 0 | 0 | 0 | 0 | 0 | 0 | 0 | 5 | 2 | 5 | 2 | [19 empty] | 1 | 1 | 0
PG&E GBA | Contra Costa | 115 | Offshore_Wind | 0 | 0 | 0 | 0 | 0 | 0 | 0 | 0 | 0 | 0 | 0 | 5 | 4 | 1 | 1 | [19 empty] | 1 | 1 | 0
PG&E GBA | Contra Costa | 230 | Offshore_Wind | 0 | 0 | 0 | 0 | 0 | 0 | 0 | 0 | 0 | 0 | 0 | 5 | 4 | 1 | 1 | [19 empty] | 1 | 1 | 0
PG&E GBA | Contra Costa PP | 230 | Offshore_Wind | 0 | 0 | 0 | 0 | 0 | 0 | 0 | 0 | 0 | 0 | 0 | 5 | 4 | 1 | 1 | [19 empty] | 1 | 1 | 0
SCE NOL | Control | 115 | Offshore_Wind | 0 | 0 | 0 | 0 | 0 | 0 | 0 | 0 | 0 | 0 | 0 | 3 | 3 | 1 | 1 | [19 empty] | 1 | 1 | 0
PG&E GBA | Cooley Landing | 115 | Offshore_Wind | 0 | 0 | 0 | 0 | 0 | 0 | 0 | 0 | 0 | 0 | 0 | 5 | 2 | 1 | 1 | [19 empty] | 1 | 1 | 0
SCE NOL | Coolwater | 230 | Offshore_Wind | 0 | 0 | 0 | 0 | 0 | 0 | 0 | 0 | 0 | 0 | 0 | 3 | 3 | 1 | 1 | [19 empty] | 1 | 1 | 0
SCE NOL | Coolwater | 115 | Offshore_Wind | 0 | 0 | 0 | 0 | 0 | 0 | 0 | 0 | 0 | 0 | 0 | 3 | 3 | 1 | 1 | [19 empty] | 1 | 1 | 0
PG&E FRESNO | Corcoran | 115 | Offshore_Wind | 0 | 0 | 0 | 0 | 0 | 0 | 0 | 0 | 0 | 0 | 0 | 5 | 2 | 5 | 2 | [19 empty] | 1 | 1 | 0
PG&E NGBA | Corona | 115 | Offshore_Wind | 0 | 0 | 0 | 0 | 0 | 0 | 0 | 0 | 0 | 0 | 0 | 5 | 2 | 1 | 1 | [19 empty] | 1 | 1 | 0
PG&E NGBA | Cortina | 230 | Offshore_Wind | 0 | 0 | 0 | 0 | 0 | 0 | 0 | 0 | 0 | 0 | 0 | 5 | 2 | 1 | 1 | [19 empty] | 1 | 1 | 0
PG&E NGBA | Cortina | 115 | Offshore_Wind | 0 | 0 | 0 | 0 | 0 | 0 | 0 | 0 | 0 | 0 | 0 | 5 | 2 | 1 | 1 | [19 empty] | 1 | 1 | 0
PG&E GBA | Cottle | 230 | Offshore_Wind | 0 | 0 | 0 | 0 | 0 | 0 | 0 | 0 | 0 | 0 | 0 | 5 | 4 | 5 | 2 | [19 empty] | 1 | 1 | 0
PG&E NGBA | Cottonwood | 115 | Offshore_Wind | 0 | 0 | 0 | 0 | 0 | 0 | 0 | 0 | 0 | 0 | 0 | 5 | 2 | 1 | 1 | [19 empty] | 1 | 1 | 0
PG&E NGBA | Cottonwood | 230 | Offshore_Wind | 0 | 0 | 0 | 0 | 0 | 0 | 0 | 0 | 0 | 0 | 0 | 5 | 2 | 1 | 1 | [19 empty] | 1 | 1 | 0
PG&E NGBA | Cove Road | 230 | Offshore_Wind | 0 | 0 | 0 | 0 | 0 | 0 | 0 | 0 | 0 | 0 | 0 | 5 | 2 | 1 | 1 | [19 empty] | 1 | 1 | 0
PG&E GBA | Coyote | 230 | Offshore_Wind | 0 | 0 | 0 | 0 | 0 | 0 | 0 | 0 | 0 | 0 | 0 | 5 | 4 | 1 | 1 | [19 empty] | 1 | 1 | 0
PG&E GBA | Crazy Horse Canyon | 115 | Offshore_Wind | 0 | 0 | 0 | 0 | 0 | 0 | 0 | 0 | 0 | 0 | 0 | 1 | 1 | 1 | 1 | [19 empty] | 1 | 1 | 0
PG&E FRESNO | Cressey | 115 | Offshore_Wind | 0 | 0 | 0 | 0 | 0 | 0 | 0 | 0 | 0 | 0 | 0 | 5 | 4 | 5 | 2 | [19 empty] | 1 | 1 | 0
PG&E NGBA | Cresta | 230 | Offshore_Wind | 0 | 0 | 0 | 0 | 0 | 0 | 0 | 0 | 0 | 0 | 0 | 5 | 5 | 3 | 3 | [19 empty] | 1 | 1 | 0
PG&E GBA | Curtis | 115 | Offshore_Wind | 0 | 0 | 0 | 0 | 0 | 0 | 0 | 0 | 0 | 0 | 0 | 5 | 4 | 1 | 1 | [19 empty] | 1 | 1 | 0
PG&E FRESNO | Dairyland | 115 | Offshore_Wind | 0 | 0 | 0 | 0 | 0 | 0 | 0 | 0 | 0 | 0 | 0 | 5 | 2 | 5 | 2 | [19 empty] | 1 | 1 | 0
PG&E NGBA | Davis | 115 | Offshore_Wind | 0 | 0 | 0 | 0 | 0 | 0 | 0 | 0 | 0 | 0 | 0 | 5 | 2 | 1 | 1 | [19 empty] | 1 | 1 | 0
SCE Metro | Del Amo | 500 | Offshore_Wind | 0 | 0 | 0 | 0 | 0 | 0 | 0 | 0 | 0 | 0 | 0 | 1 | 1 | 1 | 1 | [19 empty] | 1 | 1 | 0
SCE Metro | Del Amo | 230 | Offshore_Wind | 0 | 0 | 0 | 0 | 0 | 0 | 0 | 0 | 0 | 0 | 0 | 1 | 1 | 1 | 1 | [19 empty] | 1 | 1 | 0
SCE Eastern | Delaney | 500 | Offshore_Wind | 0 | 0 | 0 | 0 | 0 | 0 | 0 | 0 | 0 | 0 | 0 | 5 | 4 | 4 | 4 | [19 empty] | 1 | 1 | 0
PG&E NGBA | Delevan | 230 | Offshore_Wind | 0 | 0 | 0 | 0 | 0 | 0 | 0 | 0 | 0 | 0 | 0 | 5 | 2 | 1 | 1 | [19 empty] | 1 | 1 | 0
PG&E GBA | Delta PP | 230 | Offshore_Wind | 0 | 0 | 0 | 0 | 0 | 0 | 0 | 0 | 0 | 0 | 0 | 5 | 2 | 1 | 1 | [19 empty] | 1 | 1 | 0
EOP | Desert View | 230 | Offshore_Wind | 0 | 0 | 0 | 0 | 0 | 0 | 0 | 0 | 0 | 0 | 0 | 5 | 2 | 4 | 2 | [19 empty] | 1 | 1 | 0
SCE Eastern | Devers | 230 | Offshore_Wind | 0 | 0 | 0 | 0 | 0 | 0 | 0 | 0 | 0 | 0 | 0 | 4 | 4 | 1 | 1 | [19 empty] | 1 | 1 | 0
SCE Eastern | Devers | 500 | Offshore_Wind | 0 | 0 | 0 | 0 | 0 | 0 | 0 | 0 | 0 | 0 | 0 | 4 | 4 | 1 | 1 | [19 empty] | 1 | 1 | 0
PG&E KERN | Diablo Canyon | 230 | Offshore_Wind | 0 | 0 | 0 | 0 | 0 | 0 | 0 | 0 | 0 | 0 | 0 | 5 | 2 | 5 | 2 | [19 empty] | 1 | 1 | 0
PG&E KERN | Diablo Canyon | 500 | Offshore_Wind | 0 | 0 | 2924 | 0 | 2924 | 0 | 0 | 0 | 2924 | 0 | 2924 | 5 | 2 | 4 | 2 | 5 | [18 empty] | 5- | 1 | 1
PG&E KERN | Divide | 115 | Offshore_Wind | 0 | 0 | 0 | 0 | 0 | 0 | 0 | 0 | 0 | 0 | 0 | 5 | 2 | 5 | 2 | [19 empty] | 1 | 1 | 0
PG&E GBA | Dixon Landing | 115 | Offshore_Wind | 0 | 0 | 0 | 0 | 0 | 0 | 0 | 0 | 0 | 0 | 0 | 5 | 4 | 1 | 1 | [19 empty] | 1 | 1 | 0
PG&E FRESNO | Dos Amigos | 230 | Offshore_Wind | 0 | 0 | 0 | 0 | 0 | 0 | 0 | 0 | 0 | 0 | 0 | 5 | 2 | 5 | 2 | [19 empty] | 1 | 1 | 0
PG&E NGBA | Drum | 115 | Offshore_Wind | 0 | 0 | 0 | 0 | 0 | 0 | 0 | 0 | 0 | 0 | 0 | 5 | 5 | 3 | 3 | [19 empty] | 1 | 1 | 0
PG&E GBA | Dumbarton | 115 | Offshore_Wind | 0 | 0 | 0 | 0 | 0 | 0 | 0 | 0 | 0 | 0 | 0 | 5 | 2 | 1 | 1 | [19 empty] | 1 | 1 | 0
SCE NOL | Dunn Siding | 115 | Offshore_Wind | 0 | 0 | 0 | 0 | 0 | 0 | 0 | 0 | 0 | 0 | 0 | 3 | 3 | 1 | 1 | [19 empty] | 1 | 1 | 0
SCE Eastern | Eagle Mountain | 230 | Offshore_Wind | 0 | 0 | 0 | 0 | 0 | 0 | 0 | 0 | 0 | 0 | 0 | 5 | 4 | 1 | 1 | [19 empty] | 1 | 1 | 0
PG&E NGBA | Eagle Rock (PGE) | 115 | Offshore_Wind | 0 | 0 | 0 | 0 | 0 | 0 | 0 | 0 | 0 | 0 | 0 | 5 | 2 | 1 | 1 | [19 empty] | 1 | 1 | 0
SCE Metro | Eagle Rock (SCE) | 230 | Offshore_Wind | 0 | 0 | 0 | 0 | 0 | 0 | 0 | 0 | 0 | 0 | 0 | 1 | 1 | 1 | 1 | [19 empty] | 1 | 1 | 0
PG&E NGBA | East Marysville | 115 | Offshore_Wind | 0 | 0 | 0 | 0 | 0 | 0 | 0 | 0 | 0 | 0 | 0 | 5 | 4 | 1 | 1 | [19 empty] | 1 | 1 | 0
PG&E NGBA | East Nicolaus | 115 | Offshore_Wind | 0 | 0 | 0 | 0 | 0 | 0 | 0 | 0 | 0 | 0 | 0 | 5 | 4 | 1 | 1 | [19 empty] | 1 | 1 | 0
PG&E GBA | Eastshore | 115 | Offshore_Wind | 0 | 0 | 0 | 0 | 0 | 0 | 0 | 0 | 0 | 0 | 0 | 5 | 2 | 1 | 1 | [19 empty] | 1 | 1 | 0
PG&E GBA | Eastshore | 230 | Offshore_Wind | 0 | 0 | 0 | 0 | 0 | 0 | 0 | 0 | 0 | 0 | 0 | 5 | 2 | 1 | 1 | [19 empty] | 1 | 1 | 0
SDGE | ECO | 138 | Offshore_Wind | 0 | 0 | 0 | 0 | 0 | 0 | 0 | 0 | 0 | 0 | 0 | 1 | 1 | 1 | 1 | [19 empty] | 1 | 1 | 0
SDGE | ECO | 230 | Offshore_Wind | 0 | 0 | 0 | 0 | 0 | 0 | 0 | 0 | 0 | 0 | 0 | 1 | 1 | 1 | 1 | [19 empty] | 1 | 1 | 0
SDGE | ECO | 500 | Offshore_Wind | 0 | 0 | 0 | 0 | 0 | 0 | 0 | 0 | 0 | 0 | 0 | 1 | 1 | 1 | 1 | [19 empty] | 1 | 1 | 0
PG&E GBA | Edenvale | 115 | Offshore_Wind | 0 | 0 | 0 | 0 | 0 | 0 | 0 | 0 | 0 | 0 | 0 | 5 | 4 | 1 | 1 | [19 empty] | 1 | 1 | 0
PG&E GBA | Edes | 115 | Offshore_Wind | 0 | 0 | 0 | 0 | 0 | 0 | 0 | 0 | 0 | 0 | 0 | 5 | 2 | 1 | 1 | [19 empty] | 1 | 1 | 0
PG&E GBA | Eight Mile | 230 | Offshore_Wind | 0 | 0 | 0 | 0 | 0 | 0 | 0 | 0 | 0 | 0 | 0 | 5 | 4 | 1 | 1 | [19 empty] | 1 | 1 | 0
SCE Eastern | El Casco | 230 | Offshore_Wind | 0 | 0 | 0 | 0 | 0 | 0 | 0 | 0 | 0 | 0 | 0 | 4 | 4 | 1 | 1 | [19 empty] | 1 | 1 | 0
PG&E GBA | El Cerrito G | 115 | Offshore_Wind | 0 | 0 | 0 | 0 | 0 | 0 | 0 | 0 | 0 | 0 | 0 | 5 | 2 | 1 | 1 | [19 empty] | 1 | 1 | 0
PG&E NGBA | El Dorado PH | 115 | Offshore_Wind | 0 | 0 | 0 | 0 | 0 | 0 | 0 | 0 | 0 | 0 | 0 | 5 | 4 | 1 | 1 | [19 empty] | 1 | 1 | 0
PG&E FRESNO | El Nido (PGE) | 115 | Offshore_Wind | 0 | 0 | 0 | 0 | 0 | 0 | 0 | 0 | 0 | 0 | 0 | 5 | 4 | 5 | 2 | [19 empty] | 1 | 1 | 0
SCE Metro | El Nido (SCE) | 230 | Offshore_Wind | 0 | 0 | 0 | 0 | 0 | 0 | 0 | 0 | 0 | 0 | 0 | 1 | 1 | 1 | 1 | [19 empty] | 1 | 1 | 0
PG&E GBA | El Patio | 115 | Offshore_Wind | 0 | 0 | 0 | 0 | 0 | 0 | 0 | 0 | 0 | 0 | 0 | 5 | 4 | 1 | 1 | [19 empty] | 1 | 1 | 0
SCE Metro | El Segundo | 230 | Offshore_Wind | 0 | 0 | 0 | 0 | 0 | 0 | 0 | 0 | 0 | 0 | 0 | 1 | 1 | 1 | 1 | [19 empty] | 1 | 1 | 0
EOP | Eldorado | 230 | Offshore_Wind | 0 | 0 | 0 | 0 | 0 | 0 | 0 | 0 | 0 | 0 | 0 | 5 | 2 | 4 | 2 | [19 empty] | 1 | 1 | 0
EOP | Eldorado | 500 | Offshore_Wind | 0 | 0 | 0 | 0 | 0 | 0 | 0 | 0 | 0 | 0 | 0 | 5 | 2 | 4 | 2 | [19 empty] | 1 | 1 | 0
PG&E KERN | Elk Hills | 230 | Offshore_Wind | 0 | 0 | 0 | 0 | 0 | 0 | 0 | 0 | 0 | 0 | 0 | 5 | 2 | 5 | 2 | [19 empty] | 1 | 1 | 0
SCE Metro | Ellis | 230 | Offshore_Wind | 0 | 0 | 0 | 0 | 0 | 0 | 0 | 0 | 0 | 0 | 0 | 1 | 1 | 1 | 1 | [19 empty] | 1 | 1 | 0
SDGE | Encina | 138 | Offshore_Wind | 0 | 0 | 0 | 0 | 0 | 0 | 0 | 0 | 0 | 0 | 0 | 1 | 1 | 1 | 1 | [19 empty] | 1 | 1 | 0
SDGE | Encina | 230 | Offshore_Wind | 0 | 0 | 0 | 0 | 0 | 0 | 0 | 0 | 0 | 0 | 0 | 1 | 1 | 1 | 1 | [19 empty] | 1 | 1 | 0
SDGE | Escondido | 230 | Offshore_Wind | 0 | 0 | 0 | 0 | 0 | 0 | 0 | 0 | 0 | 0 | 0 | 1 | 1 | 1 | 1 | [19 empty] | 1 | 1 | 0
PG&E KERN | Estrella | 230 | Offshore_Wind | 0 | 0 | 0 | 0 | 0 | 0 | 0 | 0 | 0 | 0 | 0 | 5 | 2 | 5 | 2 | [19 empty] | 1 | 1 | 0
SCE Eastern | Etiwanda | 230 | Offshore_Wind | 0 | 0 | 0 | 0 | 0 | 0 | 0 | 0 | 0 | 0 | 0 | 1 | 1 | 1 | 1 | [19 empty] | 1 | 1 | 0
PG&E GBA | Evergreen | 115 | Offshore_Wind | 0 | 0 | 0 | 0 | 0 | 0 | 0 | 0 | 0 | 0 | 0 | 5 | 4 | 1 | 1 | [19 empty] | 1 | 1 | 0
PG&E FRESNO | Excelsior | 115 | Offshore_Wind | 0 | 0 | 0 | 0 | 0 | 0 | 0 | 0 | 0 | 0 | 0 | 5 | 2 | 5 | 2 | [19 empty] | 1 | 1 | 0
PG&E FRESNO | Exchequer | 115 | Offshore_Wind | 0 | 0 | 0 | 0 | 0 | 0 | 0 | 0 | 0 | 0 | 0 | 5 | 4 | 5 | 2 | [19 empty] | 1 | 1 | 0
PG&E KERN | Fairway | 115 | Offshore_Wind | 0 | 0 | 0 | 0 | 0 | 0 | 0 | 0 | 0 | 0 | 0 | 5 | 2 | 5 | 2 | [19 empty] | 1 | 1 | 0
PG&E KERN | Famoso | 115 | Offshore_Wind | 0 | 0 | 0 | 0 | 0 | 0 | 0 | 0 | 0 | 0 | 0 | 5 | 2 | 5 | 2 | [19 empty] | 1 | 1 | 0
PG&E NGBA | Fern Road | 500 | Offshore_Wind | 0 | 0 | 0 | 0 | 0 | 0 | 0 | 0 | 0 | 0 | 0 | 5 | 2 | 1 | 1 | [19 empty] | 1 | 1 | 0
PG&E GBA | Fibreboard (SPI Sonora) | 115 | Offshore_Wind | 0 | 0 | 0 | 0 | 0 | 0 | 0 | 0 | 0 | 0 | 0 | 5 | 4 | 1 | 1 | [19 empty] | 1 | 1 | 0
PG&E FRESNO | Figarden | 230 | Offshore_Wind | 0 | 0 | 0 | 0 | 0 | 0 | 0 | 0 | 0 | 0 | 0 | 5 | 4 | 5 | 2 | [19 empty] | 1 | 1 | 0
PG&E FRESNO | Fink | 230 | Offshore_Wind | 0 | 0 | 0 | 0 | 0 | 0 | 0 | 0 | 0 | 0 | 0 | 1 | 1 | 1 | 1 | [19 empty] | 1 | 1 | 0
PG&E GBA | FMC | 115 | Offshore_Wind | 0 | 0 | 0 | 0 | 0 | 0 | 0 | 0 | 0 | 0 | 0 | 5 | 4 | 1 | 1 | [19 empty] | 1 | 1 | 0
PG&E GBA | Fremont | 115 | Offshore_Wind | 0 | 0 | 0 | 0 | 0 | 0 | 0 | 0 | 0 | 0 | 0 | 1 | 1 | 1 | 1 | [19 empty] | 1 | 1 | 0
PG&E GBA | Frogtown | 115 | Offshore_Wind | 0 | 0 | 0 | 0 | 0 | 0 | 0 | 0 | 0 | 0 | 0 | 5 | 4 | 1 | 1 | [19 empty] | 1 | 1 | 0
PG&E NGBA | Fulton | 115 | Offshore_Wind | 0 | 0 | 0 | 0 | 0 | 0 | 0 | 0 | 0 | 0 | 0 | 5 | 4 | 1 | 1 | [19 empty] | 1 | 1 | 0
PG&E NGBA | Fulton | 230 | Offshore_Wind | 0 | 0 | 0 | 0 | 0 | 0 | 0 | 0 | 0 | 0 | 0 | 5 | 4 | 1 | 1 | [19 empty] | 1 | 1 | 0
PG&E KERN | Ganso | 115 | Offshore_Wind | 0 | 0 | 0 | 0 | 0 | 0 | 0 | 0 | 0 | 0 | 0 | 5 | 2 | 5 | 2 | [19 empty] | 1 | 1 | 0
PG&E FRESNO | Gates | 230 | Offshore_Wind | 0 | 0 | 0 | 0 | 0 | 0 | 0 | 0 | 0 | 0 | 0 | 5 | 2 | 5 | 2 | [19 empty] | 1 | 1 | 0
PG&E FRESNO | Gates | 500 | Offshore_Wind | 0 | 0 | 0 | 0 | 0 | 0 | 0 | 0 | 0 | 0 | 0 | 5 | 2 | 5 | 2 | [19 empty] | 1 | 1 | 0
PG&E NGBA | Geysers 12 | 230 | Offshore_Wind | 0 | 0 | 0 | 0 | 0 | 0 | 0 | 0 | 0 | 0 | 0 | 5 | 4 | 1 | 1 | [19 empty] | 1 | 1 | 0
PG&E NGBA | Geysers 17 | 230 | Offshore_Wind | 0 | 0 | 0 | 0 | 0 | 0 | 0 | 0 | 0 | 0 | 0 | 5 | 4 | 1 | 1 | [19 empty] | 1 | 1 | 0
PG&E NGBA | Geysers 3 | 115 | Offshore_Wind | 0 | 0 | 0 | 0 | 0 | 0 | 0 | 0 | 0 | 0 | 0 | 5 | 2 | 1 | 1 | [19 empty] | 1 | 1 | 0
PG&E NGBA | Glenn | 230 | Offshore_Wind | 0 | 0 | 0 | 0 | 0 | 0 | 0 | 0 | 0 | 0 | 0 | 5 | 2 | 1 | 1 | [19 empty] | 1 | 1 | 0
PG&E NGBA | Gold Hill | 115 | Offshore_Wind | 0 | 0 | 0 | 0 | 0 | 0 | 0 | 0 | 0 | 0 | 0 | 5 | 4 | 1 | 1 | [19 empty] | 1 | 1 | 0
PG&E NGBA | Gold Hill | 230 | Offshore_Wind | 0 | 0 | 0 | 0 | 0 | 0 | 0 | 0 | 0 | 0 | 0 | 5 | 4 | 1 | 1 | [19 empty] | 1 | 1 | 0
SCE Northern | Goleta | 230 | Offshore_Wind | 0 | 0 | 0 | 0 | 0 | 0 | 0 | 0 | 0 | 0 | 0 | 5 | 2 | 4 | 2 | [19 empty] | 1 | 1 | 0
SCE Metro | Goodrich | 230 | Offshore_Wind | 0 | 0 | 0 | 0 | 0 | 0 | 0 | 0 | 0 | 0 | 0 | 1 | 1 | 1 | 1 | [19 empty] | 1 | 1 | 0
PG&E KERN | Goose Lake | 115 | Offshore_Wind | 0 | 0 | 0 | 0 | 0 | 0 | 0 | 0 | 0 | 0 | 0 | 5 | 2 | 5 | 2 | [19 empty] | 1 | 1 | 0
SCE Metro | Gould | 230 | Offshore_Wind | 0 | 0 | 0 | 0 | 0 | 0 | 0 | 0 | 0 | 0 | 0 | 1 | 1 | 1 | 1 | [19 empty] | 1 | 1 | 0
PG&E NGBA | Grand Island | 115 | Offshore_Wind | 0 | 0 | 0 | 0 | 0 | 0 | 0 | 0 | 0 | 0 | 0 | 5 | 4 | 1 | 1 | [19 empty] | 1 | 1 | 0
PG&E GBA | Grant | 115 | Offshore_Wind | 0 | 0 | 0 | 0 | 0 | 0 | 0 | 0 | 0 | 0 | 0 | 5 | 2 | 1 | 1 | [19 empty] | 1 | 1 | 0
PG&E GBA | Green Valley | 115 | Offshore_Wind | 0 | 0 | 0 | 0 | 0 | 0 | 0 | 0 | 0 | 0 | 0 | 5 | 4 | 1 | 1 | [19 empty] | 1 | 1 | 0
PG&E NGBA | Greenleaf 1 | 115 | Offshore_Wind | 0 | 0 | 0 | 0 | 0 | 0 | 0 | 0 | 0 | 0 | 0 | 5 | 4 | 1 | 1 | [19 empty] | 1 | 1 | 0
PG&E FRESNO | Gregg | 230 | Offshore_Wind | 0 | 0 | 0 | 0 | 0 | 0 | 0 | 0 | 0 | 0 | 0 | 5 | 2 | 5 | 2 | [19 empty] | 1 | 1 | 0
PG&E FRESNO | Grimmway-Malaga | 115 | Offshore_Wind | 0 | 0 | 0 | 0 | 0 | 0 | 0 | 0 | 0 | 0 | 0 | 5 | 2 | 5 | 2 | [19 empty] | 1 | 1 | 0
PG&E NGBA | Grizzly | 230 | Offshore_Wind | 0 | 0 | 0 | 0 | 0 | 0 | 0 | 0 | 0 | 0 | 0 | 5 | 5 | 3 | 3 | [19 empty] | 1 | 1 | 0
PG&E FRESNO | GWF Hanford | 115 | Offshore_Wind | 0 | 0 | 0 | 0 | 0 | 0 | 0 | 0 | 0 | 0 | 0 | 5 | 2 | 5 | 2 | [19 empty] | 1 | 1 | 0
PG&E FRESNO | Haas | 230 | Offshore_Wind | 0 | 0 | 0 | 0 | 0 | 0 | 0 | 0 | 0 | 0 | 0 | 5 | 2 | 5 | 2 | [19 empty] | 1 | 1 | 0
PG&E FRESNO | Hammonds | 115 | Offshore_Wind | 0 | 0 | 0 | 0 | 0 | 0 | 0 | 0 | 0 | 0 | 0 | 5 | 2 | 5 | 2 | [19 empty] | 1 | 1 | 0
SCE Metro | HarborGen | 230 | Offshore_Wind | 0 | 0 | 0 | 0 | 0 | 0 | 0 | 0 | 0 | 0 | 0 | 1 | 1 | 1 | 1 | [19 empty] | 1 | 1 | 0
EOP | Harry Allen | 500 | Offshore_Wind | 0 | 0 | 0 | 0 | 0 | 0 | 0 | 0 | 0 | 0 | 0 | 5 | 2 | 4 | 2 | [19 empty] | 1 | 1 | 0
SCE NOL | Harvard | 115 | Offshore_Wind | 0 | 0 | 0 | 0 | 0 | 0 | 0 | 0 | 0 | 0 | 0 | 3 | 3 | 1 | 1 | [19 empty] | 1 | 1 | 0
SDGE | Hassayampa | 500 | Offshore_Wind | 0 | 0 | 0 | 0 | 0 | 0 | 0 | 0 | 0 | 0 | 0 | 5 | 3 | 4 | 4 | [19 empty] | 1 | 1 | 0
PG&E FRESNO | Helm | 230 | Offshore_Wind | 0 | 0 | 0 | 0 | 0 | 0 | 0 | 0 | 0 | 0 | 0 | 5 | 2 | 5 | 2 | [19 empty] | 1 | 1 | 0
PG&E FRESNO | Henrietta | 115 | Offshore_Wind | 0 | 0 | 0 | 0 | 0 | 0 | 0 | 0 | 0 | 0 | 0 | 5 | 2 | 5 | 2 | [19 empty] | 1 | 1 | 0
PG&E FRESNO | Henrietta | 230 | Offshore_Wind | 0 | 0 | 0 | 0 | 0 | 0 | 0 | 0 | 0 | 0 | 0 | 5 | 2 | 5 | 2 | [19 empty] | 1 | 1 | 0
PG&E FRESNO | Herndon | 115 | Offshore_Wind | 0 | 0 | 0 | 0 | 0 | 0 | 0 | 0 | 0 | 0 | 0 | 5 | 2 | 5 | 2 | [19 empty] | 1 | 1 | 0
PG&E FRESNO | Herndon | 230 | Offshore_Wind | 0 | 0 | 0 | 0 | 0 | 0 | 0 | 0 | 0 | 0 | 0 | 5 | 4 | 5 | 2 | [19 empty] | 1 | 1 | 0
PG&E GBA | Hicks | 230 | Offshore_Wind | 0 | 0 | 0 | 0 | 0 | 0 | 0 | 0 | 0 | 0 | 0 | 5 | 4 | 1 | 1 | [19 empty] | 1 | 1 | 0
PG&E NGBA | Higgins | 115 | Offshore_Wind | 0 | 0 | 0 | 0 | 0 | 0 | 0 | 0 | 0 | 0 | 0 | 5 | 4 | 1 | 1 | [19 empty] | 1 | 1 | 0
PG&E NGBA | Hilltop | 345 | Offshore_Wind | 0 | 0 | 0 | 0 | 0 | 0 | 0 | 0 | 0 | 0 | 0 | 5 | 2 | 1 | 1 | [19 empty] | 1 | 1 | 0
SCE Metro | Hinson | 230 | Offshore_Wind | 0 | 0 | 0 | 0 | 0 | 0 | 0 | 0 | 0 | 0 | 0 | 1 | 1 | 1 | 1 | [19 empty] | 1 | 1 | 0
PG&E GBA | Hollister | 115 | Offshore_Wind | 0 | 0 | 0 | 0 | 0 | 0 | 0 | 0 | 0 | 0 | 0 | 5 | 4 | 1 | 1 | [19 empty] | 1 | 1 | 0
PG&E NGBA | Homestake | 115 | Offshore_Wind | 0 | 0 | 0 | 0 | 0 | 0 | 0 | 0 | 0 | 0 | 0 | 5 | 2 | 1 | 1 | [19 empty] | 1 | 1 | 0
PG&E NGBA | Honcut | 115 | Offshore_Wind | 0 | 0 | 0 | 0 | 0 | 0 | 0 | 0 | 0 | 0 | 0 | 5 | 4 | 1 | 1 | [19 empty] | 1 | 1 | 0
SDGE | Hoodoo Wash | 500 | Offshore_Wind | 0 | 0 | 0 | 0 | 0 | 0 | 0 | 0 | 0 | 0 | 0 | 5 | 2 | 4 | 2 | [19 empty] | 1 | 1 | 0
PG&E NGBA | Hopland | 115 | Offshore_Wind | 0 | 0 | 0 | 0 | 0 | 0 | 0 | 0 | 0 | 0 | 0 | 5 | 2 | 1 | 1 | [19 empty] | 1 | 1 | 0
PG&E NGBA | Humboldt | 115 | Offshore_Wind | 0 | 0 | 0 | 0 | 0 | 0 | 0 | 0 | 0 | 0 | 0 | 5 | 2 | 1 | 1 | 3 | [18 empty] | 1 | 1 | 0
PG&E NGBA | Humboldt | 500 | Offshore_Wind | 0 | 0 | 1607 | 0 | 1607 | 0 | 0 | 0 | 1607 | 0 | 1607 | 5 | 2 | 1 | 1 | [19 empty] | 5- | 1 | 1
SCE Metro | Huntington Beach | 230 | Offshore_Wind | 0 | 0 | 0 | 0 | 0 | 0 | 0 | 0 | 0 | 0 | 0 | 1 | 1 | 1 | 1 | [19 empty] | 1 | 1 | 0
PG&E NGBA | Ignacio | 115 | Offshore_Wind | 0 | 0 | 0 | 0 | 0 | 0 | 0 | 0 | 0 | 0 | 0 | 5 | 4 | 1 | 1 | [19 empty] | 1 | 1 | 0
PG&E NGBA | Ignacio | 230 | Offshore_Wind | 0 | 0 | 0 | 0 | 0 | 0 | 0 | 0 | 0 | 0 | 0 | 5 | 2 | 1 | 1 | [19 empty] | 1 | 1 | 0
SDGE | Imperial Valley | 230 | Offshore_Wind | 0 | 0 | 0 | 0 | 0 | 0 | 0 | 0 | 0 | 0 | 0 | 1 | 1 | 1 | 1 | [19 empty] | 1 | 1 | 0
SDGE | Imperial Valley | 500 | Offshore_Wind | 0 | 0 | 0 | 0 | 0 | 0 | 0 | 0 | 0 | 0 | 0 | 1 | 1 | 1 | 1 | [19 empty] | 1 | 1 | 0
EOP | Innovation | 138 | Offshore_Wind | 0 | 0 | 0 | 0 | 0 | 0 | 0 | 0 | 0 | 0 | 0 | 5 | 2 | 4 | 2 | [19 empty] | 1 | 1 | 0
EOP | Innovation | 230 | Offshore_Wind | 0 | 0 | 0 | 0 | 0 | 0 | 0 | 0 | 0 | 0 | 0 | 5 | 2 | 4 | 2 | [19 empty] | 1 | 1 | 0
SCE NOL | Inyokern | 115 | Offshore_Wind | 0 | 0 | 0 | 0 | 0 | 0 | 0 | 0 | 0 | 0 | 0 | 3 | 3 | 1 | 1 | [19 empty] | 1 | 1 | 0
EOP | IS Tap | 138 | Offshore_Wind | 0 | 0 | 0 | 0 | 0 | 0 | 0 | 0 | 0 | 0 | 0 | 5 | 2 | 4 | 2 | [19 empty] | 1 | 1 | 0
EOP | Ivanpah | 115 | Offshore_Wind | 0 | 0 | 0 | 0 | 0 | 0 | 0 | 0 | 0 | 0 | 0 | 5 | 2 | 4 | 2 | [19 empty] | 1 | 1 | 0
EOP | Ivanpah | 230 | Offshore_Wind | 0 | 0 | 0 | 0 | 0 | 0 | 0 | 0 | 0 | 0 | 0 | 5 | 2 | 4 | 2 | [19 empty] | 1 | 1 | 0
EOP | Jackass (DOE) | 138 | Offshore_Wind | 0 | 0 | 0 | 0 | 0 | 0 | 0 | 0 | 0 | 0 | 0 | 5 | 2 | 4 | 2 | [19 empty] | 1 | 1 | 0
PG&E NGBA | James B Black | 230 | Offshore_Wind | 0 | 0 | 0 | 0 | 0 | 0 | 0 | 0 | 0 | 0 | 0 | 5 | 2 | 1 | 1 | [19 empty] | 1 | 1 | 0
PG&E GBA | Jefferson | 230 | Offshore_Wind | 0 | 0 | 0 | 0 | 0 | 0 | 0 | 0 | 0 | 0 | 0 | 5 | 4 | 1 | 1 | [19 empty] | 1 | 1 | 0
PG&E NGBA | Jessup | 115 | Offshore_Wind | 0 | 0 | 0 | 0 | 0 | 0 | 0 | 0 | 0 | 0 | 0 | 5 | 2 | 1 | 1 | [19 empty] | 1 | 1 | 0
SCE Metro | Johanna | 230 | Offshore_Wind | 0 | 0 | 0 | 0 | 0 | 0 | 0 | 0 | 0 | 0 | 0 | 1 | 1 | 1 | 1 | [19 empty] | 1 | 1 | 0
SCE Eastern | Julian Hinds | 230 | Offshore_Wind | 0 | 0 | 0 | 0 | 0 | 0 | 0 | 0 | 0 | 0 | 0 | 5 | 4 | 1 | 1 | [19 empty] | 1 | 1 | 0
PG&E GBA | Kasson | 115 | Offshore_Wind | 0 | 0 | 0 | 0 | 0 | 0 | 0 | 0 | 0 | 0 | 0 | 5 | 4 | 1 | 1 | [19 empty] | 1 | 1 | 0
PG&E FRESNO | Kearney | 230 | Offshore_Wind | 0 | 0 | 0 | 0 | 0 | 0 | 0 | 0 | 0 | 0 | 0 | 5 | 2 | 5 | 2 | [19 empty] | 1 | 1 | 0
PG&E GBA | Kelso | 230 | Offshore_Wind | 0 | 0 | 0 | 0 | 0 | 0 | 0 | 0 | 0 | 0 | 0 | 5 | 2 | 1 | 1 | [19 empty] | 1 | 1 | 0
PG&E FRESNO | Kerchoff 1 | 115 | Offshore_Wind | 0 | 0 | 0 | 0 | 0 | 0 | 0 | 0 | 0 | 0 | 0 | 5 | 2 | 5 | 2 | [19 empty] | 1 | 1 | 0
PG&E KERN | Kern Oil | 115 | Offshore_Wind | 0 | 0 | 0 | 0 | 0 | 0 | 0 | 0 | 0 | 0 | 0 | 5 | 2 | 5 | 2 | [19 empty] | 1 | 1 | 0
PG&E KERN | Kern PP | 115 | Offshore_Wind | 0 | 0 | 0 | 0 | 0 | 0 | 0 | 0 | 0 | 0 | 0 | 5 | 2 | 5 | 2 | [19 empty] | 1 | 1 | 0
PG&E KERN | Kern PP | 230 | Offshore_Wind | 0 | 0 | 0 | 0 | 0 | 0 | 0 | 0 | 0 | 0 | 0 | 5 | 2 | 5 | 2 | [19 empty] | 1 | 1 | 0
PG&E KERN | Kernridge | 115 | Offshore_Wind | 0 | 0 | 0 | 0 | 0 | 0 | 0 | 0 | 0 | 0 | 0 | 5 | 2 | 5 | 2 | [19 empty] | 1 | 1 | 0
PG&E FRESNO | Kingsburg | 115 | Offshore_Wind | 0 | 0 | 0 | 0 | 0 | 0 | 0 | 0 | 0 | 0 | 0 | 5 | 2 | 5 | 2 | [19 empty] | 1 | 1 | 0
PG&E GBA | Kirker | 115 | Offshore_Wind | 0 | 0 | 0 | 0 | 0 | 0 | 0 | 0 | 0 | 0 | 0 | 5 | 2 | 1 | 1 | [19 empty] | 1 | 1 | 0
PG&E NGBA | Knights Landing | 115 | Offshore_Wind | 0 | 0 | 0 | 0 | 0 | 0 | 0 | 0 | 0 | 0 | 0 | 5 | 5 | 3 | 3 | [19 empty] | 1 | 1 | 0
SCE NOL | Kramer | 115 | Offshore_Wind | 0 | 0 | 0 | 0 | 0 | 0 | 0 | 0 | 0 | 0 | 0 | 3 | 3 | 1 | 1 | [19 empty] | 1 | 1 | 0
SCE NOL | Kramer | 230 | Offshore_Wind | 0 | 0 | 0 | 0 | 0 | 0 | 0 | 0 | 0 | 0 | 0 | 3 | 3 | 1 | 1 | [19 empty] | 1 | 1 | 0
SCE Metro | La Cienega | 230 | Offshore_Wind | 0 | 0 | 0 | 0 | 0 | 0 | 0 | 0 | 0 | 0 | 0 | 1 | 1 | 1 | 1 | [19 empty] | 1 | 1 | 0
SCE Metro | La Fresa | 230 | Offshore_Wind | 0 | 0 | 0 | 0 | 0 | 0 | 0 | 0 | 0 | 0 | 0 | 1 | 1 | 1 | 1 | [19 empty] | 1 | 1 | 0
SCE Metro | Laguna Bell | 230 | Offshore_Wind | 0 | 0 | 0 | 0 | 0 | 0 | 0 | 0 | 0 | 0 | 0 | 1 | 1 | 1 | 1 | [19 empty] | 1 | 1 | 0
PG&E NGBA | Lakeville | 230 | Offshore_Wind | 0 | 0 | 0 | 0 | 0 | 0 | 0 | 0 | 0 | 0 | 0 | 5 | 4 | 1 | 1 | [19 empty] | 1 | 1 | 0
PG&E NGBA | Lakeville | 115 | Offshore_Wind | 0 | 0 | 0 | 0 | 0 | 0 | 0 | 0 | 0 | 0 | 0 | 5 | 4 | 1 | 1 | [19 empty] | 1 | 1 | 0
PG&E GBA | Lakewood | 115 | Offshore_Wind | 0 | 0 | 0 | 0 | 0 | 0 | 0 | 0 | 0 | 0 | 0 | 5 | 2 | 1 | 1 | [19 empty] | 1 | 1 | 0
PG&E NGBA | Lambie | 230 | Offshore_Wind | 0 | 0 | 0 | 0 | 0 | 0 | 0 | 0 | 0 | 0 | 0 | 5 | 4 | 1 | 1 | [19 empty] | 1 | 1 | 0
PG&E GBA | Lammers | 115 | Offshore_Wind | 0 | 0 | 0 | 0 | 0 | 0 | 0 | 0 | 0 | 0 | 0 | 5 | 4 | 1 | 1 | [19 empty] | 1 | 1 | 0
PG&E KERN | Lamont | 115 | Offshore_Wind | 0 | 0 | 0 | 0 | 0 | 0 | 0 | 0 | 0 | 0 | 0 | 5 | 2 | 5 | 2 | [19 empty] | 1 | 1 | 0
PG&E FRESNO | Las Aguilas | 230 | Offshore_Wind | 0 | 0 | 0 | 0 | 0 | 0 | 0 | 0 | 0 | 0 | 0 | 5 | 2 | 5 | 2 | [19 empty] | 1 | 1 | 0
EOP | Lathrop | 138 | Offshore_Wind | 0 | 0 | 0 | 0 | 0 | 0 | 0 | 0 | 0 | 0 | 0 | 5 | 2 | 4 | 2 | [19 empty] | 1 | 1 | 0
EOP | Lathrop | 230 | Offshore_Wind | 0 | 0 | 0 | 0 | 0 | 0 | 0 | 0 | 0 | 0 | 0 | 5 | 2 | 4 | 2 | [19 empty] | 1 | 1 | 0
PG&E FRESNO | Le Grand | 115 | Offshore_Wind | 0 | 0 | 0 | 0 | 0 | 0 | 0 | 0 | 0 | 0 | 0 | 5 | 2 | 5 | 2 | [19 empty] | 1 | 1 | 0
PG&E KERN | Lerdo | 115 | Offshore_Wind | 0 | 0 | 0 | 0 | 0 | 0 | 0 | 0 | 0 | 0 | 0 | 5 | 2 | 5 | 2 | [19 empty] | 1 | 1 | 0
SCE Metro | Lewis | 230 | Offshore_Wind | 0 | 0 | 0 | 0 | 0 | 0 | 0 | 0 | 0 | 0 | 0 | 1 | 1 | 1 | 1 | [19 empty] | 1 | 1 | 0
SCE Metro | Lighthipe | 230 | Offshore_Wind | 0 | 0 | 0 | 0 | 0 | 0 | 0 | 0 | 0 | 0 | 0 | 1 | 1 | 1 | 1 | [19 empty] | 1 | 1 | 0
PG&E NGBA | Lincoln | 115 | Offshore_Wind | 0 | 0 | 0 | 0 | 0 | 0 | 0 | 0 | 0 | 0 | 0 | 5 | 5 | 3 | 3 | [19 empty] | 1 | 1 | 0
PG&E KERN | Live Oak | 115 | Offshore_Wind | 0 | 0 | 0 | 0 | 0 | 0 | 0 | 0 | 0 | 0 | 0 | 5 | 2 | 5 | 2 | [19 empty] | 1 | 1 | 0
PG&E GBA | Llagas | 115 | Offshore_Wind | 0 | 0 | 0 | 0 | 0 | 0 | 0 | 0 | 0 | 0 | 0 | 5 | 4 | 1 | 1 | [19 empty] | 1 | 1 | 0
PG&E GBA | Lockeford | 115 | Offshore_Wind | 0 | 0 | 0 | 0 | 0 | 0 | 0 | 0 | 0 | 0 | 0 | 5 | 4 | 1 | 1 | [19 empty] | 1 | 1 | 0
PG&E GBA | Lockeford | 230 | Offshore_Wind | 0 | 0 | 0 | 0 | 0 | 0 | 0 | 0 | 0 | 0 | 0 | 5 | 4 | 1 | 1 | [19 empty] | 1 | 1 | 0
PG&E GBA | Lodi | 230 | Offshore_Wind | 0 | 0 | 0 | 0 | 0 | 0 | 0 | 0 | 0 | 0 | 0 | 5 | 4 | 1 | 1 | [19 empty] | 1 | 1 | 0
PG&E NGBA | Logan Creek | 230 | Offshore_Wind | 0 | 0 | 0 | 0 | 0 | 0 | 0 | 0 | 0 | 0 | 0 | 5 | 2 | 1 | 1 | [19 empty] | 1 | 1 | 0
PG&E GBA | Lone Tree | 230 | Offshore_Wind | 0 | 0 | 0 | 0 | 0 | 0 | 0 | 0 | 0 | 0 | 0 | 5 | 2 | 1 | 1 | [19 empty] | 1 | 1 | 0
PG&E FRESNO | Los Banos | 230 | Offshore_Wind | 0 | 0 | 0 | 0 | 0 | 0 | 0 | 0 | 0 | 0 | 0 | 5 | 2 | 5 | 2 | [19 empty] | 1 | 1 | 0
PG&E FRESNO | Los Banos | 500 | Offshore_Wind | 0 | 0 | 0 | 0 | 0 | 0 | 0 | 0 | 0 | 0 | 0 | 1 | 1 | 1 | 1 | [19 empty] | 1 | 1 | 0
SDGE | Los Coches | 138 | Offshore_Wind | 0 | 0 | 0 | 0 | 0 | 0 | 0 | 0 | 0 | 0 | 0 | 1 | 1 | 1 | 1 | [19 empty] | 1 | 1 | 0
PG&E GBA | Los Esteros | 115 | Offshore_Wind | 0 | 0 | 0 | 0 | 0 | 0 | 0 | 0 | 0 | 0 | 0 | 5 | 4 | 1 | 1 | [19 empty] | 1 | 1 | 0
PG&E GBA | Los Esteros | 230 | Offshore_Wind | 0 | 0 | 0 | 0 | 0 | 0 | 0 | 0 | 0 | 0 | 0 | 5 | 4 | 1 | 1 | [19 empty] | 1 | 1 | 0
PG&E GBA | Los Positas | 230 | Offshore_Wind | 0 | 0 | 0 | 0 | 0 | 0 | 0 | 0 | 0 | 0 | 0 | 5 | 4 | 1 | 1 | [19 empty] | 1 | 1 | 0
SCE NOL | Lugo | 230 | Offshore_Wind | 0 | 0 | 0 | 0 | 0 | 0 | 0 | 0 | 0 | 0 | 0 | 1 | 1 | 1 | 1 | [19 empty] | 1 | 1 | 0
SCE Metro | Lugo | 500 | Offshore_Wind | 0 | 0 | 0 | 0 | 0 | 0 | 0 | 0 | 0 | 0 | 0 | 1 | 1 | 1 | 1 | [19 empty] | 1 | 1 | 0
PG&E NGBA | Madison | 115 | Offshore_Wind | 0 | 0 | 0 | 0 | 0 | 0 | 0 | 0 | 0 | 0 | 0 | 5 | 2 | 1 | 1 | [19 empty] | 1 | 1 | 0
PG&E KERN | Magunden | 115 | Offshore_Wind | 0 | 0 | 0 | 0 | 0 | 0 | 0 | 0 | 0 | 0 | 0 | 5 | 2 | 5 | 2 | [19 empty] | 1 | 1 | 0
SCE Northern | Magunden | 230 | Offshore_Wind | 0 | 0 | 0 | 0 | 0 | 0 | 0 | 0 | 0 | 0 | 0 | 1 | 1 | 1 | 1 | [19 empty] | 1 | 1 | 0
PG&E FRESNO | Malaga | 115 | Offshore_Wind | 0 | 0 | 0 | 0 | 0 | 0 | 0 | 0 | 0 | 0 | 0 | 5 | 2 | 5 | 2 | [19 empty] | 1 | 1 | 0
PG&E NGBA | Malin | 500 | Offshore_Wind | 0 | 0 | 0 | 0 | 0 | 0 | 0 | 0 | 0 | 0 | 0 | 5 | 2 | 1 | 1 | [19 empty] | 1 | 1 | 0
SCE Northern | Mandalay | 230 | Offshore_Wind | 0 | 0 | 0 | 0 | 0 | 0 | 0 | 0 | 0 | 0 | 0 | 5 | 2 | 4 | 2 | [19 empty] | 1 | 1 | 0
PG&E FRESNO | Manning | 230 | Offshore_Wind | 0 | 0 | 0 | 0 | 0 | 0 | 0 | 0 | 0 | 0 | 0 | 5 | 2 | 5 | 2 | [19 empty] | 1 | 1 | 0
PG&E FRESNO | Manning | 500 | Offshore_Wind | 0 | 0 | 0 | 0 | 0 | 0 | 0 | 0 | 0 | 0 | 0 | 1 | 1 | 1 | 1 | [19 empty] | 1 | 1 | 0
PG&E GBA | Manteca | 115 | Offshore_Wind | 0 | 0 | 0 | 0 | 0 | 0 | 0 | 0 | 0 | 0 | 0 | 5 | 4 | 5 | 2 | [19 empty] | 1 | 1 | 0
SDGE | Margarita | 138 | Offshore_Wind | 0 | 0 | 0 | 0 | 0 | 0 | 0 | 0 | 0 | 0 | 0 | 1 | 1 | 1 | 1 | [19 empty] | 1 | 1 | 0
PG&E GBA | Martin | 230 | Offshore_Wind | 0 | 0 | 0 | 0 | 0 | 0 | 0 | 0 | 0 | 0 | 0 | 5 | 2 | 1 | 1 | [19 empty] | 1 | 1 | 0
PG&E GBA | Martin | 115 | Offshore_Wind | 0 | 0 | 0 | 0 | 0 | 0 | 0 | 0 | 0 | 0 | 0 | 1 | 1 | 1 | 1 | [19 empty] | 1 | 1 | 0
PG&E GBA | Martinez | 115 | Offshore_Wind | 0 | 0 | 0 | 0 | 0 | 0 | 0 | 0 | 0 | 0 | 0 | 5 | 4 | 1 | 1 | [19 empty] | 1 | 1 | 0
PG&E FRESNO | Mc Mullin | 230 | Offshore_Wind | 0 | 0 | 0 | 0 | 0 | 0 | 0 | 0 | 0 | 0 | 0 | 5 | 2 | 5 | 2 | [19 empty] | 1 | 1 | 0
PG&E FRESNO | McCall | 115 | Offshore_Wind | 0 | 0 | 0 | 0 | 0 | 0 | 0 | 0 | 0 | 0 | 0 | 5 | 2 | 5 | 2 | [19 empty] | 1 | 1 | 0
PG&E FRESNO | McCall | 230 | Offshore_Wind | 0 | 0 | 0 | 0 | 0 | 0 | 0 | 0 | 0 | 0 | 0 | 5 | 2 | 5 | 2 | [19 empty] | 1 | 1 | 0
PG&E GBA | Meadow Lane | 115 | Offshore_Wind | 0 | 0 | 0 | 0 | 0 | 0 | 0 | 0 | 0 | 0 | 0 | 5 | 2 | 1 | 1 | [19 empty] | 1 | 1 | 0
PG&E GBA | Melones | 115 | Offshore_Wind | 0 | 0 | 0 | 0 | 0 | 0 | 0 | 0 | 0 | 0 | 0 | 5 | 4 | 1 | 1 | [19 empty] | 1 | 1 | 0
PG&E GBA | Melones | 230 | Offshore_Wind | 0 | 0 | 0 | 0 | 0 | 0 | 0 | 0 | 0 | 0 | 0 | 5 | 4 | 1 | 1 | [19 empty] | 1 | 1 | 0
PG&E NGBA | Mendocino | 115 | Offshore_Wind | 0 | 0 | 0 | 0 | 0 | 0 | 0 | 0 | 0 | 0 | 0 | 5 | 2 | 1 | 1 | [19 empty] | 1 | 1 | 0
PG&E FRESNO | Mendota | 115 | Offshore_Wind | 0 | 0 | 0 | 0 | 0 | 0 | 0 | 0 | 0 | 0 | 0 | 5 | 2 | 5 | 2 | [19 empty] | 1 | 1 | 0
PG&E FRESNO | Merced | 115 | Offshore_Wind | 0 | 0 | 0 | 0 | 0 | 0 | 0 | 0 | 0 | 0 | 0 | 5 | 4 | 5 | 2 | [19 empty] | 1 | 1 | 0
EOP | Mercury | 138 | Offshore_Wind | 0 | 0 | 0 | 0 | 0 | 0 | 0 | 0 | 0 | 0 | 0 | 5 | 2 | 4 | 2 | [19 empty] | 1 | 1 | 0
PG&E KERN | Mesa (PGE) | 115 | Offshore_Wind | 0 | 0 | 0 | 0 | 0 | 0 | 0 | 0 | 0 | 0 | 0 | 5 | 2 | 5 | 2 | [19 empty] | 1 | 1 | 0
PG&E KERN | Mesa (PGE) | 230 | Offshore_Wind | 0 | 0 | 0 | 0 | 0 | 0 | 0 | 0 | 0 | 0 | 0 | 5 | 2 | 5 | 2 | [19 empty] | 1 | 1 | 0
SCE Metro | Mesa (SCE) | 230 | Offshore_Wind | 0 | 0 | 0 | 0 | 0 | 0 | 0 | 0 | 0 | 0 | 0 | 1 | 1 | 1 | 1 | [19 empty] | 1 | 1 | 0
SCE Metro | Mesa (SCE) | 500 | Offshore_Wind | 0 | 0 | 0 | 0 | 0 | 0 | 0 | 0 | 0 | 0 | 0 | 1 | 1 | 1 | 1 | [19 empty] | 1 | 1 | 0
PG&E GBA | Metcalf | 115 | Offshore_Wind | 0 | 0 | 0 | 0 | 0 | 0 | 0 | 0 | 0 | 0 | 0 | 5 | 4 | 1 | 1 | [19 empty] | 1 | 1 | 0
PG&E GBA | Metcalf | 230 | Offshore_Wind | 0 | 0 | 0 | 0 | 0 | 0 | 0 | 0 | 0 | 0 | 0 | 5 | 4 | 1 | 1 | [19 empty] | 1 | 1 | 0
PG&E GBA | Metcalf | 500 | Offshore_Wind | 0 | 0 | 0 | 0 | 0 | 0 | 0 | 0 | 0 | 0 | 0 | 1 | 1 | 1 | 1 | [19 empty] | 1 | 1 | 0
PG&E KERN | Midway | 115 | Offshore_Wind | 0 | 0 | 0 | 0 | 0 | 0 | 0 | 0 | 0 | 0 | 0 | 5 | 2 | 5 | 2 | [19 empty] | 1 | 1 | 0
PG&E KERN | Midway | 230 | Offshore_Wind | 0 | 0 | 0 | 0 | 0 | 0 | 0 | 0 | 0 | 0 | 0 | 5 | 2 | 5 | 2 | [19 empty] | 1 | 1 | 0
PG&E KERN | Midway | 500 | Offshore_Wind | 0 | 0 | 0 | 0 | 0 | 0 | 0 | 0 | 0 | 0 | 0 | 5 | 2 | 4 | 2 | [19 empty] | 1 | 1 | 0
SDGE | Miguel | 230 | Offshore_Wind | 0 | 0 | 0 | 0 | 0 | 0 | 0 | 0 | 0 | 0 | 0 | 1 | 1 | 1 | 1 | [19 empty] | 1 | 1 | 0
SDGE | Miguel | 500 | Offshore_Wind | 0 | 0 | 0 | 0 | 0 | 0 | 0 | 0 | 0 | 0 | 0 | 1 | 1 | 1 | 1 | [19 empty] | 1 | 1 | 0
PG&E GBA | Millbrae | 115 | Offshore_Wind | 0 | 0 | 0 | 0 | 0 | 0 | 0 | 0 | 0 | 0 | 0 | 1 | 1 | 1 | 1 | [19 empty] | 1 | 1 | 0
PG&E GBA | Miller | 115 | Offshore_Wind | 0 | 0 | 0 | 0 | 0 | 0 | 0 | 0 | 0 | 0 | 0 | 5 | 4 | 1 | 1 | [19 empty] | 1 | 1 | 0
SCE Metro | Mira Loma | 230 | Offshore_Wind | 0 | 0 | 0 | 0 | 0 | 0 | 0 | 0 | 0 | 0 | 0 | 1 | 1 | 1 | 1 | [19 empty] | 1 | 1 | 0
SCE Metro | Mira Loma | 500 | Offshore_Wind | 0 | 0 | 0 | 0 | 0 | 0 | 0 | 0 | 0 | 0 | 0 | 1 | 1 | 1 | 1 | [19 empty] | 1 | 1 | 0
SCE Eastern | Mirage | 115 | Offshore_Wind | 0 | 0 | 0 | 0 | 0 | 0 | 0 | 0 | 0 | 0 | 0 | 5 | 4 | 1 | 1 | [19 empty] | 1 | 1 | 0
SCE Eastern | Mirage | 230 | Offshore_Wind | 0 | 0 | 0 | 0 | 0 | 0 | 0 | 0 | 0 | 0 | 0 | 5 | 4 | 1 | 1 | [19 empty] | 1 | 1 | 0
SDGE | Mission | 138 | Offshore_Wind | 0 | 0 | 0 | 0 | 0 | 0 | 0 | 0 | 0 | 0 | 0 | 1 | 1 | 1 | 1 | [19 empty] | 1 | 1 | 0
SDGE | Mission | 230 | Offshore_Wind | 0 | 0 | 0 | 0 | 0 | 0 | 0 | 0 | 0 | 0 | 0 | 1 | 1 | 1 | 1 | [19 empty] | 1 | 1 | 0
PG&E GBA | Mi-Wuk | 115 | Offshore_Wind | 0 | 0 | 0 | 0 | 0 | 0 | 0 | 0 | 0 | 0 | 0 | 5 | 4 | 1 | 1 | [19 empty] | 1 | 1 | 0
EOP | Mohave | 500 | Offshore_Wind | 0 | 0 | 0 | 0 | 0 | 0 | 0 | 0 | 0 | 0 | 0 | 5 | 2 | 4 | 2 | [19 empty] | 1 | 1 | 0
PG&E NGBA | Monroe | 115 | Offshore_Wind | 0 | 0 | 0 | 0 | 0 | 0 | 0 | 0 | 0 | 0 | 0 | 5 | 2 | 1 | 1 | [19 empty] | 1 | 1 | 0
PG&E GBA | Monta Vista | 115 | Offshore_Wind | 0 | 0 | 0 | 0 | 0 | 0 | 0 | 0 | 0 | 0 | 0 | 5 | 4 | 1 | 1 | [19 empty] | 1 | 1 | 0
PG&E GBA | Monta Vista | 230 | Offshore_Wind | 0 | 0 | 0 | 0 | 0 | 0 | 0 | 0 | 0 | 0 | 0 | 5 | 4 | 1 | 1 | [19 empty] | 1 | 1 | 0
PG&E NGBA | Monticello | 115 | Offshore_Wind | 0 | 0 | 0 | 0 | 0 | 0 | 0 | 0 | 0 | 0 | 0 | 5 | 2 | 1 | 1 | [19 empty] | 1 | 1 | 0
SCE Northern | Moorpark | 230 | Offshore_Wind | 0 | 0 | 0 | 0 | 0 | 0 | 0 | 0 | 0 | 0 | 0 | 5 | 2 | 4 | 2 | [19 empty] | 1 | 1 | 0
PG&E GBA | Moraga | 115 | Offshore_Wind | 0 | 0 | 0 | 0 | 0 | 0 | 0 | 0 | 0 | 0 | 0 | 5 | 2 | 1 | 1 | [19 empty] | 1 | 1 | 0
PG&E GBA | Moraga | 230 | Offshore_Wind | 0 | 0 | 0 | 0 | 0 | 0 | 0 | 0 | 0 | 0 | 0 | 5 | 4 | 1 | 1 | [19 empty] | 1 | 1 | 0
PG&E GBA | Morgan Hill | 115 | Offshore_Wind | 0 | 0 | 0 | 0 | 0 | 0 | 0 | 0 | 0 | 0 | 0 | 5 | 4 | 1 | 1 | [19 empty] | 1 | 1 | 0
PG&E KERN | Morro Bay | 115 | Offshore_Wind | 0 | 0 | 0 | 0 | 0 | 0 | 0 | 0 | 0 | 0 | 0 | 5 | 2 | 5 | 2 | [19 empty] | 1 | 1 | 0
PG&E KERN | Morro Bay | 230 | Offshore_Wind | 0 | 0 | 0 | 0 | 0 | 0 | 0 | 0 | 0 | 0 | 0 | 5 | 2 | 5 | 2 | [19 empty] | 1 | 1 | 0
PG&E KERN | Morro Bay | 500 | Offshore_Wind | 0 | 0 | 0 | 0 | 0 | 0 | 0 | 0 | 0 | 0 | 0 | 5 | 2 | 4 | 2 | [19 empty] | 1 | 1 | 0
PG&E GBA | Moss Landing | 115 | Offshore_Wind | 0 | 0 | 0 | 0 | 0 | 0 | 0 | 0 | 0 | 0 | 0 | 5 | 4 | 1 | 1 | [19 empty] | 1 | 1 | 0
PG&E GBA | Moss Landing | 230 | Offshore_Wind | 0 | 0 | 0 | 0 | 0 | 0 | 0 | 0 | 0 | 0 | 0 | 5 | 4 | 1 | 1 | [19 empty] | 1 | 1 | 0
PG&E GBA | Moss Landing | 500 | Offshore_Wind | 0 | 0 | 0 | 0 | 0 | 0 | 0 | 0 | 0 | 0 | 0 | 5 | 4 | 1 | 1 | 5 | [18 empty] | 1 | 1 | 0
EOP | Mountain Pass | 115 | Offshore_Wind | 0 | 0 | 0 | 0 | 0 | 0 | 0 | 0 | 0 | 0 | 0 | 5 | 2 | 4 | 2 | [19 empty] | 1 | 1 | 0
PG&E GBA | Mountain View | 115 | Offshore_Wind | 0 | 0 | 0 | 0 | 0 | 0 | 0 | 0 | 0 | 0 | 0 | 1 | 1 | 1 | 1 | [19 empty] | 1 | 1 | 0
PG&E GBA | Mt Eden | 115 | Offshore_Wind | 0 | 0 | 0 | 0 | 0 | 0 | 0 | 0 | 0 | 0 | 0 | 5 | 2 | 1 | 1 | [19 empty] | 1 | 1 | 0
PG&E KERN | Mt Poso | 115 | Offshore_Wind | 0 | 0 | 0 | 0 | 0 | 0 | 0 | 0 | 0 | 0 | 0 | 5 | 2 | 5 | 2 | [19 empty] | 1 | 1 | 0
PG&E FRESNO | Mustang | 230 | Offshore_Wind | 0 | 0 | 0 | 0 | 0 | 0 | 0 | 0 | 0 | 0 | 0 | 5 | 2 | 5 | 2 | [19 empty] | 1 | 1 | 0
PG&E KERN | New Sub - Gates - Midway (Proposed) | 230 | Offshore_Wind | 0 | 0 | 0 | 0 | 0 | 0 | 0 | 0 | 0 | 0 | 0 | 5 | 2 | 5 | 2 | [19 empty] | 1 | 1 | 0
PG&E KERN | New Sub - Gates - Templeton (Proposed) | 230 | Offshore_Wind | 0 | 0 | 0 | 0 | 0 | 0 | 0 | 0 | 0 | 0 | 0 | 5 | 2 | 5 | 2 | [19 empty] | 1 | 1 | 0
SCE NOL | New Sub - Kramer - Lugo (Proposed) | 230 | Offshore_Wind | 0 | 0 | 0 | 0 | 0 | 0 | 0 | 0 | 0 | 0 | 0 | 3 | 3 | 1 | 1 | [19 empty] | 1 | 1 | 0
PG&E FRESNO | New Sub - Los Banos - Midway (Proposed) | 500 | Offshore_Wind | 0 | 0 | 0 | 0 | 0 | 0 | 0 | 0 | 0 | 0 | 0 | 5 | 2 | 4 | 2 | [19 empty] | 1 | 1 | 0
SCE NOL | New Sub - Lugo - Pisgah (Proposed) | 230 | Offshore_Wind | 0 | 0 | 0 | 0 | 0 | 0 | 0 | 0 | 0 | 0 | 0 | 1 | 1 | 1 | 1 | [19 empty] | 1 | 1 | 0
PG&E KERN | New Sub - Midway - Wheeler Ridge (Proposed) | 230 | Offshore_Wind | 0 | 0 | 0 | 0 | 0 | 0 | 0 | 0 | 0 | 0 | 0 | 5 | 2 | 5 | 2 | [19 empty] | 1 | 1 | 0
PG&E NGBA | New Sub - Near existing Leavitt (PSREC) | 345 | Offshore_Wind | 0 | 0 | 0 | 0 | 0 | 0 | 0 | 0 | 0 | 0 | 0 | 5 | 2 | 1 | 1 | [19 empty] | 1 | 1 | 0
PG&E NGBA | New Sub - Near existing Madeline (NVE) | 345 | Offshore_Wind | 0 | 0 | 0 | 0 | 0 | 0 | 0 | 0 | 0 | 0 | 0 | 5 | 2 | 1 | 1 | [19 empty] | 1 | 1 | 0
SDGE | New Sub - North Gila - IV (Proposed) | 500 | Offshore_Wind | 0 | 0 | 0 | 0 | 0 | 0 | 0 | 0 | 0 | 0 | 0 | 1 | 1 | 1 | 1 | [19 empty] | 1 | 1 | 0
PG&E NGBA | New Sub - Pit 1 - Cottonwood (Proposed) | 230 | Offshore_Wind | 0 | 0 | 0 | 0 | 0 | 0 | 0 | 0 | 0 | 0 | 0 | 5 | 2 | 1 | 1 | [19 empty] | 1 | 1 | 0
PG&E GBA | New Sub - Rancho Seco - Bellota (Proposed) | 230 | Offshore_Wind | 0 | 0 | 0 | 0 | 0 | 0 | 0 | 0 | 0 | 0 | 0 | 5 | 4 | 1 | 1 | [19 empty] | 1 | 1 | 0
SDGE | New Sub - Suncrest - Ocotillo (Proposed) | 500 | Offshore_Wind | 0 | 0 | 0 | 0 | 0 | 0 | 0 | 0 | 0 | 0 | 0 | 1 | 1 | 1 | 1 | [19 empty] | 1 | 1 | 0
PG&E FRESNO | New Sub - Westley - Quinto (Proposed) | 230 | Offshore_Wind | 0 | 0 | 0 | 0 | 0 | 0 | 0 | 0 | 0 | 0 | 0 | 1 | 1 | 1 | 1 | [19 empty] | 1 | 1 | 0
PG&E GBA | Newark | 115 | Offshore_Wind | 0 | 0 | 0 | 0 | 0 | 0 | 0 | 0 | 0 | 0 | 0 | 5 | 4 | 1 | 1 | [19 empty] | 1 | 1 | 0
PG&E GBA | Newark | 230 | Offshore_Wind | 0 | 0 | 0 | 0 | 0 | 0 | 0 | 0 | 0 | 0 | 0 | 5 | 4 | 1 | 1 | [19 empty] | 1 | 1 | 0
PG&E FRESNO | Newhall | 115 | Offshore_Wind | 0 | 0 | 0 | 0 | 0 | 0 | 0 | 0 | 0 | 0 | 0 | 5 | 2 | 5 | 2 | [19 empty] | 1 | 1 | 0
PG&E KERN | Norco | 115 | Offshore_Wind | 0 | 0 | 0 | 0 | 0 | 0 | 0 | 0 | 0 | 0 | 0 | 5 | 2 | 5 | 2 | [19 empty] | 1 | 1 | 0
PG&E GBA | Nortech | 115 | Offshore_Wind | 0 | 0 | 0 | 0 | 0 | 0 | 0 | 0 | 0 | 0 | 0 | 5 | 4 | 1 | 1 | [19 empty] | 1 | 1 | 0
SDGE | North City Metering | 138 | Offshore_Wind | 0 | 0 | 0 | 0 | 0 | 0 | 0 | 0 | 0 | 0 | 0 | 1 | 1 | 1 | 1 | [19 empty] | 1 | 1 | 0
PG&E GBA | North Dublin | 230 | Offshore_Wind | 0 | 0 | 0 | 0 | 0 | 0 | 0 | 0 | 0 | 0 | 0 | 5 | 4 | 1 | 1 | [19 empty] | 1 | 1 | 0
SDGE | North Gila | 500 | Offshore_Wind | 0 | 0 | 0 | 0 | 0 | 0 | 0 | 0 | 0 | 0 | 0 | 1 | 1 | 1 | 1 | [19 empty] | 1 | 1 | 0
SCE Metro | North of SONGS | 230 | Offshore_Wind | 0 | 0 | 0 | 0 | 0 | 0 | 0 | 0 | 0 | 0 | 0 | 1 | 1 | 1 | 1 | [19 empty] | 1 | 1 | 0
SCE Metro | North of SONGS | 500 | Offshore_Wind | 0 | 0 | 0 | 0 | 0 | 0 | 0 | 0 | 0 | 0 | 0 | 1 | 1 | 1 | 1 | [19 empty] | 1 | 1 | 0
PG&E NGBA | Notre Dame | 115 | Offshore_Wind | 0 | 0 | 0 | 0 | 0 | 0 | 0 | 0 | 0 | 0 | 0 | 5 | 2 | 1 | 1 | [19 empty] | 1 | 1 | 0
PG&E GBA | Oakland C | 115 | Offshore_Wind | 0 | 0 | 0 | 0 | 0 | 0 | 0 | 0 | 0 | 0 | 0 | 5 | 4 | 1 | 1 | [19 empty] | 1 | 1 | 0
PG&E GBA | Oakland J | 115 | Offshore_Wind | 0 | 0 | 0 | 0 | 0 | 0 | 0 | 0 | 0 | 0 | 0 | 5 | 2 | 1 | 1 | [19 empty] | 1 | 1 | 0
PG&E GBA | Oakland L | 115 | Offshore_Wind | 0 | 0 | 0 | 0 | 0 | 0 | 0 | 0 | 0 | 0 | 0 | 5 | 2 | 1 | 1 | [19 empty] | 1 | 1 | 0
PG&E GBA | Oakland X | 115 | Offshore_Wind | 0 | 0 | 0 | 0 | 0 | 0 | 0 | 0 | 0 | 0 | 0 | 5 | 2 | 1 | 1 | [19 empty] | 1 | 1 | 0
PG&E KERN | Oceano | 115 | Offshore_Wind | 0 | 0 | 0 | 0 | 0 | 0 | 0 | 0 | 0 | 0 | 0 | 5 | 2 | 5 | 2 | [19 empty] | 1 | 1 | 0
SDGE | Ocotillo Express | 500 | Offshore_Wind | 0 | 0 | 0 | 0 | 0 | 0 | 0 | 0 | 0 | 0 | 0 | 1 | 1 | 1 | 1 | [19 empty] | 1 | 1 | 0
SDGE | Old Town | 230 | Offshore_Wind | 0 | 0 | 0 | 0 | 0 | 0 | 0 | 0 | 0 | 0 | 0 | 1 | 1 | 1 | 1 | [19 empty] | 1 | 1 | 0
SCE Metro | Olinda | 230 | Offshore_Wind | 0 | 0 | 0 | 0 | 0 | 0 | 0 | 0 | 0 | 0 | 0 | 1 | 1 | 1 | 1 | [19 empty] | 1 | 1 | 0
PG&E FRESNO | Olive | 115 | Offshore_Wind | 0 | 0 | 0 | 0 | 0 | 0 | 0 | 0 | 0 | 0 | 0 | 5 | 2 | 5 | 2 | [19 empty] | 1 | 1 | 0
PG&E NGBA | Olivehurst | 115 | Offshore_Wind | 0 | 0 | 0 | 0 | 0 | 0 | 0 | 0 | 0 | 0 | 0 | 5 | 4 | 1 | 1 | [19 empty] | 1 | 1 | 0
SCE Northern | Ormond Beach | 230 | Offshore_Wind | 0 | 0 | 0 | 0 | 0 | 0 | 0 | 0 | 0 | 0 | 0 | 5 | 2 | 4 | 2 | [19 empty] | 1 | 1 | 0
PG&E FRESNO | Oro Loma | 115 | Offshore_Wind | 0 | 0 | 0 | 0 | 0 | 0 | 0 | 0 | 0 | 0 | 0 | 5 | 2 | 5 | 2 | [19 empty] | 1 | 1 | 0
SDGE | Otay Mesa | 230 | Offshore_Wind | 0 | 0 | 0 | 0 | 0 | 0 | 0 | 0 | 0 | 0 | 0 | 1 | 1 | 1 | 1 | [19 empty] | 1 | 1 | 0
PG&E FRESNO | Padre Flats SW STA | 230 | Offshore_Wind | 0 | 0 | 0 | 0 | 0 | 0 | 0 | 0 | 0 | 0 | 0 | 5 | 2 | 5 | 2 | [19 empty] | 1 | 1 | 0
EOP | Pahrump | 138 | Offshore_Wind | 0 | 0 | 0 | 0 | 0 | 0 | 0 | 0 | 0 | 0 | 0 | 5 | 2 | 4 | 2 | [19 empty] | 1 | 1 | 0
EOP | Pahrump | 230 | Offshore_Wind | 0 | 0 | 0 | 0 | 0 | 0 | 0 | 0 | 0 | 0 | 0 | 5 | 2 | 4 | 2 | [19 empty] | 1 | 1 | 0
PG&E NGBA | Palermo | 115 | Offshore_Wind | 0 | 0 | 0 | 0 | 0 | 0 | 0 | 0 | 0 | 0 | 0 | 5 | 4 | 1 | 1 | [19 empty] | 1 | 1 | 0
PG&E NGBA | Palermo | 230 | Offshore_Wind | 0 | 0 | 0 | 0 | 0 | 0 | 0 | 0 | 0 | 0 | 0 | 5 | 4 | 1 | 1 | [19 empty] | 1 | 1 | 0
SCE Eastern | Palo Verde | 500 | Offshore_Wind | 0 | 0 | 0 | 0 | 0 | 0 | 0 | 0 | 0 | 0 | 0 | 5 | 4 | 4 | 4 | [19 empty] | 1 | 1 | 0
SDGE | Palomar Energy | 230 | Offshore_Wind | 0 | 0 | 0 | 0 | 0 | 0 | 0 | 0 | 0 | 0 | 0 | 1 | 1 | 1 | 1 | [19 empty] | 1 | 1 | 0
PG&E FRESNO | Panoche | 115 | Offshore_Wind | 0 | 0 | 0 | 0 | 0 | 0 | 0 | 0 | 0 | 0 | 0 | 5 | 2 | 5 | 2 | [19 empty] | 1 | 1 | 0
PG&E FRESNO | Panoche | 230 | Offshore_Wind | 0 | 0 | 0 | 0 | 0 | 0 | 0 | 0 | 0 | 0 | 0 | 5 | 2 | 5 | 2 | [19 empty] | 1 | 1 | 0
SCE Northern | Pardee | 230 | Offshore_Wind | 0 | 0 | 0 | 0 | 0 | 0 | 0 | 0 | 0 | 0 | 0 | 5 | 2 | 4 | 2 | [19 empty] | 1 | 1 | 0
PG&E NGBA | Parkway | 230 | Offshore_Wind | 0 | 0 | 0 | 0 | 0 | 0 | 0 | 0 | 0 | 0 | 0 | 5 | 2 | 1 | 1 | [19 empty] | 1 | 1 | 0
SCE Northern | Pastoria | 230 | Offshore_Wind | 0 | 0 | 0 | 0 | 0 | 0 | 0 | 0 | 0 | 0 | 0 | 5 | 2 | 4 | 2 | [19 empty] | 1 | 1 | 0
SCE Metro | Pauda | 230 | Offshore_Wind | 0 | 0 | 0 | 0 | 0 | 0 | 0 | 0 | 0 | 0 | 0 | 1 | 1 | 1 | 1 | [19 empty] | 1 | 1 | 0
PG&E GBA | Paul Sweet | 115 | Offshore_Wind | 0 | 0 | 0 | 0 | 0 | 0 | 0 | 0 | 0 | 0 | 0 | 1 | 1 | 1 | 1 | [19 empty] | 1 | 1 | 0
PG&E NGBA | Peabody | 230 | Offshore_Wind | 0 | 0 | 0 | 0 | 0 | 0 | 0 | 0 | 0 | 0 | 0 | 5 | 2 | 1 | 1 | [19 empty] | 1 | 1 | 0
PG&E NGBA | Pease | 115 | Offshore_Wind | 0 | 0 | 0 | 0 | 0 | 0 | 0 | 0 | 0 | 0 | 0 | 5 | 4 | 1 | 1 | [19 empty] | 1 | 1 | 0
SDGE | Penasquitos | 138 | Offshore_Wind | 0 | 0 | 0 | 0 | 0 | 0 | 0 | 0 | 0 | 0 | 0 | 1 | 1 | 1 | 1 | [19 empty] | 1 | 1 | 0
SDGE | Penasquitos | 230 | Offshore_Wind | 0 | 0 | 0 | 0 | 0 | 0 | 0 | 0 | 0 | 0 | 0 | 1 | 1 | 1 | 1 | [19 empty] | 1 | 1 | 0
PG&E NGBA | Penngrove | 115 | Offshore_Wind | 0 | 0 | 0 | 0 | 0 | 0 | 0 | 0 | 0 | 0 | 0 | 5 | 2 | 1 | 1 | [19 empty] | 1 | 1 | 0
PG&E GBA | Peoria | 115 | Offshore_Wind | 0 | 0 | 0 | 0 | 0 | 0 | 0 | 0 | 0 | 0 | 0 | 5 | 4 | 1 | 1 | [19 empty] | 1 | 1 | 0
PG&E GBA | Piercy | 115 | Offshore_Wind | 0 | 0 | 0 | 0 | 0 | 0 | 0 | 0 | 0 | 0 | 0 | 5 | 4 | 1 | 1 | [19 empty] | 1 | 1 | 0
PG&E FRESNO | Pine Flat | 230 | Offshore_Wind | 0 | 0 | 0 | 0 | 0 | 0 | 0 | 0 | 0 | 0 | 0 | 5 | 2 | 5 | 2 | [19 empty] | 1 | 1 | 0
SCE NOL | Pisgah | 230 | Offshore_Wind | 0 | 0 | 0 | 0 | 0 | 0 | 0 | 0 | 0 | 0 | 0 | 1 | 1 | 1 | 1 | [19 empty] | 1 | 1 | 0
PG&E NGBA | Pit 1 | 230 | Offshore_Wind | 0 | 0 | 0 | 0 | 0 | 0 | 0 | 0 | 0 | 0 | 0 | 5 | 2 | 1 | 1 | [19 empty] | 1 | 1 | 0
PG&E NGBA | Pit 3 | 230 | Offshore_Wind | 0 | 0 | 0 | 0 | 0 | 0 | 0 | 0 | 0 | 0 | 0 | 5 | 2 | 1 | 1 | [19 empty] | 1 | 1 | 0
PG&E NGBA | Pit 4 | 230 | Offshore_Wind | 0 | 0 | 0 | 0 | 0 | 0 | 0 | 0 | 0 | 0 | 0 | 5 | 2 | 1 | 1 | [19 empty] | 1 | 1 | 0
PG&E GBA | Pittsburg | 115 | Offshore_Wind | 0 | 0 | 0 | 0 | 0 | 0 | 0 | 0 | 0 | 0 | 0 | 5 | 4 | 1 | 1 | [19 empty] | 1 | 1 | 0
PG&E GBA | Pittsburg | 230 | Offshore_Wind | 0 | 0 | 0 | 0 | 0 | 0 | 0 | 0 | 0 | 0 | 0 | 5 | 4 | 1 | 1 | [19 empty] | 1 | 1 | 0
PG&E NGBA | Pleasant Grove | 115 | Offshore_Wind | 0 | 0 | 0 | 0 | 0 | 0 | 0 | 0 | 0 | 0 | 0 | 5 | 4 | 1 | 1 | [19 empty] | 1 | 1 | 0
PG&E NGBA | POE | 230 | Offshore_Wind | 0 | 0 | 0 | 0 | 0 | 0 | 0 | 0 | 0 | 0 | 0 | 5 | 5 | 3 | 3 | [19 empty] | 1 | 1 | 0
PG&E KERN | Poso Mountain | 115 | Offshore_Wind | 0 | 0 | 0 | 0 | 0 | 0 | 0 | 0 | 0 | 0 | 0 | 5 | 2 | 5 | 2 | [19 empty] | 1 | 1 | 0
EOP | Primm | 230 | Offshore_Wind | 0 | 0 | 0 | 0 | 0 | 0 | 0 | 0 | 0 | 0 | 0 | 5 | 2 | 4 | 2 | [19 empty] | 1 | 1 | 0
PG&E NGBA | Putah Creek | 115 | Offshore_Wind | 0 | 0 | 0 | 0 | 0 | 0 | 0 | 0 | 0 | 0 | 0 | 5 | 2 | 1 | 1 | [19 empty] | 1 | 1 | 0
SDGE | Q1806 | 138 | Offshore_Wind | 0 | 0 | 0 | 0 | 0 | 0 | 0 | 0 | 0 | 0 | 0 | 1 | 1 | 1 | 1 | [19 empty] | 1 | 1 | 0
PG&E FRESNO | Quinto | 230 | Offshore_Wind | 0 | 0 | 0 | 0 | 0 | 0 | 0 | 0 | 0 | 0 | 0 | 5 | 2 | 5 | 2 | [19 empty] | 1 | 1 | 0
PG&E GBA | Race Track | 115 | Offshore_Wind | 0 | 0 | 0 | 0 | 0 | 0 | 0 | 0 | 0 | 0 | 0 | 5 | 4 | 1 | 1 | [19 empty] | 1 | 1 | 0
SDGE | Rancho Mission Viejo | 138 | Offshore_Wind | 0 | 0 | 0 | 0 | 0 | 0 | 0 | 0 | 0 | 0 | 0 | 1 | 1 | 1 | 1 | [19 empty] | 1 | 1 | 0
PG&E GBA | Rancho Seco | 230 | Offshore_Wind | 0 | 0 | 0 | 0 | 0 | 0 | 0 | 0 | 0 | 0 | 0 | 5 | 4 | 1 | 1 | [19 empty] | 1 | 1 | 0
SCE Metro | Rancho Vista | 230 | Offshore_Wind | 0 | 0 | 0 | 0 | 0 | 0 | 0 | 0 | 0 | 0 | 0 | 1 | 1 | 1 | 1 | [19 empty] | 1 | 1 | 0
SCE Metro | Rancho Vista | 500 | Offshore_Wind | 0 | 0 | 0 | 0 | 0 | 0 | 0 | 0 | 0 | 0 | 0 | 1 | 1 | 1 | 1 | [19 empty] | 1 | 1 | 0
SCE NOL | Ransburg | 115 | Offshore_Wind | 0 | 0 | 0 | 0 | 0 | 0 | 0 | 0 | 0 | 0 | 0 | 3 | 3 | 1 | 1 | [19 empty] | 1 | 1 | 0
PG&E GBA | Ravenswood | 115 | Offshore_Wind | 0 | 0 | 0 | 0 | 0 | 0 | 0 | 0 | 0 | 0 | 0 | 5 | 2 | 1 | 1 | [19 empty] | 1 | 1 | 0
PG&E GBA | Ravenswood | 230 | Offshore_Wind | 0 | 0 | 0 | 0 | 0 | 0 | 0 | 0 | 0 | 0 | 0 | 5 | 2 | 1 | 1 | [19 empty] | 1 | 1 | 0
SCE Northern | Rector | 230 | Offshore_Wind | 0 | 0 | 0 | 0 | 0 | 0 | 0 | 0 | 0 | 0 | 0 | 1 | 1 | 1 | 1 | [19 empty] | 1 | 1 | 0
SCE Eastern | Red Bluff | 230 | Offshore_Wind | 0 | 0 | 0 | 0 | 0 | 0 | 0 | 0 | 0 | 0 | 0 | 4 | 4 | 4 | 4 | [19 empty] | 1 | 1 | 0
SCE Eastern | Red Bluff | 500 | Offshore_Wind | 0 | 0 | 0 | 0 | 0 | 0 | 0 | 0 | 0 | 0 | 0 | 4 | 4 | 4 | 4 | [19 empty] | 1 | 1 | 0
PG&E NGBA | Redbud | 115 | Offshore_Wind | 0 | 0 | 0 | 0 | 0 | 0 | 0 | 0 | 0 | 0 | 0 | 5 | 2 | 1 | 1 | [19 empty] | 1 | 1 | 0
SCE Metro | Redondo | 230 | Offshore_Wind | 0 | 0 | 0 | 0 | 0 | 0 | 0 | 0 | 0 | 0 | 0 | 1 | 1 | 1 | 1 | [19 empty] | 1 | 1 | 0
PG&E FRESNO | Reedley | 115 | Offshore_Wind | 0 | 0 | 0 | 0 | 0 | 0 | 0 | 0 | 0 | 0 | 0 | 5 | 2 | 5 | 2 | [19 empty] | 1 | 1 | 0
PG&E KERN | Renfro | 115 | Offshore_Wind | 0 | 0 | 0 | 0 | 0 | 0 | 0 | 0 | 0 | 0 | 0 | 5 | 2 | 5 | 2 | [19 empty] | 1 | 1 | 0
PG&E GBA | Richmond R | 115 | Offshore_Wind | 0 | 0 | 0 | 0 | 0 | 0 | 0 | 0 | 0 | 0 | 0 | 5 | 4 | 1 | 1 | [19 empty] | 1 | 1 | 0
PG&E NGBA | Rincon | 115 | Offshore_Wind | 0 | 0 | 0 | 0 | 0 | 0 | 0 | 0 | 0 | 0 | 0 | 5 | 2 | 1 | 1 | [19 empty] | 1 | 1 | 0
PG&E KERN | Rio Bravo | 115 | Offshore_Wind | 0 | 0 | 0 | 0 | 0 | 0 | 0 | 0 | 0 | 0 | 0 | 5 | 2 | 5 | 2 | [19 empty] | 1 | 1 | 0
SCE Metro | Rio Hondo | 230 | Offshore_Wind | 0 | 0 | 0 | 0 | 0 | 0 | 0 | 0 | 0 | 0 | 0 | 1 | 1 | 1 | 1 | [19 empty] | 1 | 1 | 0
PG&E NGBA | Rio Oso | 115 | Offshore_Wind | 0 | 0 | 0 | 0 | 0 | 0 | 0 | 0 | 0 | 0 | 0 | 5 | 5 | 3 | 3 | [19 empty] | 1 | 1 | 0
PG&E NGBA | Rio Oso | 230 | Offshore_Wind | 0 | 0 | 0 | 0 | 0 | 0 | 0 | 0 | 0 | 0 | 0 | 5 | 5 | 3 | 3 | [19 empty] | 1 | 1 | 0
PG&E GBA | Ripon | 115 | Offshore_Wind | 0 | 0 | 0 | 0 | 0 | 0 | 0 | 0 | 0 | 0 | 0 | 5 | 4 | 1 | 1 | [19 empty] | 1 | 1 | 0
PG&E GBA | Riverbank | 115 | Offshore_Wind | 0 | 0 | 0 | 0 | 0 | 0 | 0 | 0 | 0 | 0 | 0 | 5 | 4 | 1 | 1 | [19 empty] | 1 | 1 | 0
SCE NOL | Roadway | 115 | Offshore_Wind | 0 | 0 | 0 | 0 | 0 | 0 | 0 | 0 | 0 | 0 | 0 | 1 | 1 | 1 | 1 | [19 empty] | 1 | 1 | 0
PG&E NGBA | Rock Creek 1 | 230 | Offshore_Wind | 0 | 0 | 0 | 0 | 0 | 0 | 0 | 0 | 0 | 0 | 0 | 5 | 4 | 1 | 1 | [19 empty] | 1 | 1 | 0
PG&E GBA | Rossmoor | 230 | Offshore_Wind | 0 | 0 | 0 | 0 | 0 | 0 | 0 | 0 | 0 | 0 | 0 | 5 | 2 | 1 | 1 | [19 empty] | 1 | 1 | 0
PG&E NGBA | Round Mountain | 230 | Offshore_Wind | 0 | 0 | 0 | 0 | 0 | 0 | 0 | 0 | 0 | 0 | 0 | 5 | 2 | 1 | 1 | [19 empty] | 1 | 1 | 0
PG&E NGBA | Round Mountain | 500 | Offshore_Wind | 0 | 0 | 0 | 0 | 0 | 0 | 0 | 0 | 0 | 0 | 0 | 5 | 2 | 1 | 1 | [19 empty] | 1 | 1 | 0
PG&E GBA | Salado | 115 | Offshore_Wind | 0 | 0 | 0 | 0 | 0 | 0 | 0 | 0 | 0 | 0 | 0 | 5 | 4 | 1 | 1 | [19 empty] | 1 | 1 | 0
PG&E GBA | Salinas | 115 | Offshore_Wind | 0 | 0 | 0 | 0 | 0 | 0 | 0 | 0 | 0 | 0 | 0 | 1 | 1 | 1 | 1 | [19 empty] | 1 | 1 | 0
SCE Eastern | San Bernardino | 230 | Offshore_Wind | 0 | 0 | 0 | 0 | 0 | 0 | 0 | 0 | 0 | 0 | 0 | 4 | 4 | 1 | 1 | [19 empty] | 1 | 1 | 0
PG&E GBA | SAN FRAN A (POTRERO PP) | 115 | Offshore_Wind | 0 | 0 | 0 | 0 | 0 | 0 | 0 | 0 | 0 | 0 | 0 | 5 | 2 | 1 | 1 | [19 empty] | 1 | 1 | 0
PG&E GBA | SAN FRAN A (POTRERO PP) | 230 | Offshore_Wind | 0 | 0 | 0 | 0 | 0 | 0 | 0 | 0 | 0 | 0 | 0 | 5 | 2 | 1 | 1 | [19 empty] | 1 | 1 | 0
PG&E GBA | San Jose A | 115 | Offshore_Wind | 0 | 0 | 0 | 0 | 0 | 0 | 0 | 0 | 0 | 0 | 0 | 5 | 4 | 1 | 1 | [19 empty] | 1 | 1 | 0
PG&E GBA | San Jose B | 115 | Offshore_Wind | 0 | 0 | 0 | 0 | 0 | 0 | 0 | 0 | 0 | 0 | 0 | 5 | 4 | 1 | 1 | [19 empty] | 1 | 1 | 0
PG&E GBA | San Leandro U | 115 | Offshore_Wind | 0 | 0 | 0 | 0 | 0 | 0 | 0 | 0 | 0 | 0 | 0 | 5 | 2 | 1 | 1 | [19 empty] | 1 | 1 | 0
PG&E KERN | San Luis Obispo | 115 | Offshore_Wind | 0 | 0 | 0 | 0 | 0 | 0 | 0 | 0 | 0 | 0 | 0 | 5 | 2 | 5 | 2 | [19 empty] | 1 | 1 | 0
SDGE | San Luis Rey | 230 | Offshore_Wind | 0 | 0 | 0 | 0 | 0 | 0 | 0 | 0 | 0 | 0 | 0 | 1 | 1 | 1 | 1 | [19 empty] | 1 | 1 | 0
SCE Metro | San Onofre | 230 | Offshore_Wind | 0 | 0 | 0 | 0 | 0 | 0 | 0 | 0 | 0 | 0 | 0 | 1 | 1 | 1 | 1 | [19 empty] | 1 | 1 | 0
PG&E GBA | San Pablo | 115 | Offshore_Wind | 0 | 0 | 0 | 0 | 0 | 0 | 0 | 0 | 0 | 0 | 0 | 5 | 4 | 1 | 1 | [19 empty] | 1 | 1 | 0
PG&E GBA | San Ramon | 230 | Offshore_Wind | 0 | 0 | 0 | 0 | 0 | 0 | 0 | 0 | 0 | 0 | 0 | 5 | 2 | 1 | 1 | [19 empty] | 1 | 1 | 0
SCE NOL | Sandlot | 230 | Offshore_Wind | 0 | 0 | 0 | 0 | 0 | 0 | 0 | 0 | 0 | 0 | 0 | 3 | 3 | 1 | 1 | [19 empty] | 1 | 1 | 0
EOP | Sandy | 138 | Offshore_Wind | 0 | 0 | 0 | 0 | 0 | 0 | 0 | 0 | 0 | 0 | 0 | 5 | 2 | 4 | 2 | [19 empty] | 1 | 1 | 0
PG&E FRESNO | Sanger | 115 | Offshore_Wind | 0 | 0 | 0 | 0 | 0 | 0 | 0 | 0 | 0 | 0 | 0 | 5 | 2 | 5 | 2 | [19 empty] | 1 | 1 | 0
SCE Northern | Santa Clara | 230 | Offshore_Wind | 0 | 0 | 0 | 0 | 0 | 0 | 0 | 0 | 0 | 0 | 0 | 5 | 2 | 4 | 2 | [19 empty] | 1 | 1 | 0
PG&E NGBA | Santa Rosa A | 115 | Offshore_Wind | 0 | 0 | 0 | 0 | 0 | 0 | 0 | 0 | 0 | 0 | 0 | 5 | 2 | 1 | 1 | [19 empty] | 1 | 1 | 0
PG&E GBA | Santa Teresa | 115 | Offshore_Wind | 0 | 0 | 0 | 0 | 0 | 0 | 0 | 0 | 0 | 0 | 0 | 5 | 4 | 1 | 1 | [19 empty] | 1 | 1 | 0
SDGE | Santee | 138 | Offshore_Wind | 0 | 0 | 0 | 0 | 0 | 0 | 0 | 0 | 0 | 0 | 0 | 1 | 1 | 1 | 1 | [19 empty] | 1 | 1 | 0
SCE Metro | Santiago | 230 | Offshore_Wind | 0 | 0 | 0 | 0 | 0 | 0 | 0 | 0 | 0 | 0 | 0 | 1 | 1 | 1 | 1 | [19 empty] | 1 | 1 | 0
PG&E GBA | Saratoga | 230 | Offshore_Wind | 0 | 0 | 0 | 0 | 0 | 0 | 0 | 0 | 0 | 0 | 0 | 5 | 4 | 1 | 1 | [19 empty] | 1 | 1 | 0
SCE Northern | Saugus | 230 | Offshore_Wind | 0 | 0 | 0 | 0 | 0 | 0 | 0 | 0 | 0 | 0 | 0 | 5 | 2 | 4 | 2 | [19 empty] | 1 | 1 | 0
PG&E FRESNO | Schindler | 115 | Offshore_Wind | 0 | 0 | 0 | 0 | 0 | 0 | 0 | 0 | 0 | 0 | 0 | 5 | 2 | 5 | 2 | [19 empty] | 1 | 1 | 0
PG&E GBA | Schulte | 115 | Offshore_Wind | 0 | 0 | 0 | 0 | 0 | 0 | 0 | 0 | 0 | 0 | 0 | 5 | 4 | 1 | 1 | [19 empty] | 1 | 1 | 0
PG&E KERN | Semitropic | 115 | Offshore_Wind | 0 | 0 | 0 | 0 | 0 | 0 | 0 | 0 | 0 | 0 | 0 | 5 | 2 | 5 | 2 | [19 empty] | 1 | 1 | 0
SCE Metro | Serrano | 230 | Offshore_Wind | 0 | 0 | 0 | 0 | 0 | 0 | 0 | 0 | 0 | 0 | 0 | 1 | 1 | 1 | 1 | [19 empty] | 1 | 1 | 0
SCE Metro | Serrano | 500 | Offshore_Wind | 0 | 0 | 0 | 0 | 0 | 0 | 0 | 0 | 0 | 0 | 0 | 1 | 1 | 1 | 1 | [19 empty] | 1 | 1 | 0
SDGE | Shadowridge | 138 | Offshore_Wind | 0 | 0 | 0 | 0 | 0 | 0 | 0 | 0 | 0 | 0 | 0 | 1 | 1 | 1 | 1 | [19 empty] | 1 | 1 | 0
PG&E KERN | Shafter | 115 | Offshore_Wind | 0 | 0 | 0 | 0 | 0 | 0 | 0 | 0 | 0 | 0 | 0 | 5 | 2 | 5 | 2 | [19 empty] | 1 | 1 | 0
PG&E NGBA | Silverado | 115 | Offshore_Wind | 0 | 0 | 0 | 0 | 0 | 0 | 0 | 0 | 0 | 0 | 0 | 5 | 2 | 1 | 1 | [19 empty] | 1 | 1 | 0
SDGE | Silvergate | 230 | Offshore_Wind | 0 | 0 | 0 | 0 | 0 | 0 | 0 | 0 | 0 | 0 | 0 | 1 | 1 | 1 | 1 | [19 empty] | 1 | 1 | 0
PG&E KERN | Sisquoc | 115 | Offshore_Wind | 0 | 0 | 0 | 0 | 0 | 0 | 0 | 0 | 0 | 0 | 0 | 5 | 2 | 5 | 2 | [19 empty] | 1 | 1 | 0
EOP | Sloan Canyon | 230 | Offshore_Wind | 0 | 0 | 0 | 0 | 0 | 0 | 0 | 0 | 0 | 0 | 0 | 5 | 2 | 4 | 2 | [19 empty] | 1 | 1 | 0
EOP | Sloan Canyon | 500 | Offshore_Wind | 0 | 0 | 0 | 0 | 0 | 0 | 0 | 0 | 0 | 0 | 0 | 5 | 2 | 4 | 2 | [19 empty] | 1 | 1 | 0
PG&E KERN | Smyrna | 115 | Offshore_Wind | 0 | 0 | 0 | 0 | 0 | 0 | 0 | 0 | 0 | 0 | 0 | 5 | 2 | 5 | 2 | [19 empty] | 1 | 1 | 0
PG&E GBA | Sobrante | 115 | Offshore_Wind | 0 | 0 | 0 | 0 | 0 | 0 | 0 | 0 | 0 | 0 | 0 | 5 | 4 | 1 | 1 | [19 empty] | 1 | 1 | 0
PG&E GBA | Sobrante | 230 | Offshore_Wind | 0 | 0 | 0 | 0 | 0 | 0 | 0 | 0 | 0 | 0 | 0 | 5 | 4 | 1 | 1 | [19 empty] | 1 | 1 | 0
PG&E KERN | Solar | 230 | Offshore_Wind | 0 | 0 | 0 | 0 | 0 | 0 | 0 | 0 | 0 | 0 | 0 | 5 | 2 | 5 | 2 | [19 empty] | 1 | 1 | 0
PG&E GBA | Soledad | 115 | Offshore_Wind | 0 | 0 | 0 | 0 | 0 | 0 | 0 | 0 | 0 | 0 | 0 | 1 | 1 | 1 | 1 | [19 empty] | 1 | 1 | 0
SCE Northern | Springville | 230 | Offshore_Wind | 0 | 0 | 0 | 0 | 0 | 0 | 0 | 0 | 0 | 0 | 0 | 1 | 1 | 1 | 1 | [19 empty] | 1 | 1 | 0
PG&E GBA | Stagg | 230 | Offshore_Wind | 0 | 0 | 0 | 0 | 0 | 0 | 0 | 0 | 0 | 0 | 0 | 5 | 4 | 1 | 1 | [19 empty] | 1 | 1 | 0
PG&E GBA | Standard Oil | 115 | Offshore_Wind | 0 | 0 | 0 | 0 | 0 | 0 | 0 | 0 | 0 | 0 | 0 | 5 | 4 | 1 | 1 | [19 empty] | 1 | 1 | 0
PG&E GBA | Stanislaus | 115 | Offshore_Wind | 0 | 0 | 0 | 0 | 0 | 0 | 0 | 0 | 0 | 0 | 0 | 5 | 4 | 1 | 1 | [19 empty] | 1 | 1 | 0
PG&E KERN | Stockdale | 115 | Offshore_Wind | 0 | 0 | 0 | 0 | 0 | 0 | 0 | 0 | 0 | 0 | 0 | 5 | 2 | 5 | 2 | [19 empty] | 1 | 1 | 0
PG&E KERN | Stockdale | 230 | Offshore_Wind | 0 | 0 | 0 | 0 | 0 | 0 | 0 | 0 | 0 | 0 | 0 | 5 | 2 | 5 | 2 | [19 empty] | 1 | 1 | 0
PG&E GBA | Stockton A | 115 | Offshore_Wind | 0 | 0 | 0 | 0 | 0 | 0 | 0 | 0 | 0 | 0 | 0 | 5 | 4 | 1 | 1 | [19 empty] | 1 | 1 | 0
PG&E GBA | Stone | 115 | Offshore_Wind | 0 | 0 | 0 | 0 | 0 | 0 | 0 | 0 | 0 | 0 | 0 | 5 | 4 | 1 | 1 | [19 empty] | 1 | 1 | 0
PG&E FRESNO | Storey | 230 | Offshore_Wind | 0 | 0 | 0 | 0 | 0 | 0 | 0 | 0 | 0 | 0 | 0 | 5 | 2 | 5 | 2 | [19 empty] | 1 | 1 | 0
PG&E NGBA | Summit | 115 | Offshore_Wind | 0 | 0 | 0 | 0 | 0 | 0 | 0 | 0 | 0 | 0 | 0 | 5 | 5 | 3 | 3 | [19 empty] | 1 | 1 | 0
SDGE | Suncrest | 230 | Offshore_Wind | 0 | 0 | 0 | 0 | 0 | 0 | 0 | 0 | 0 | 0 | 0 | 1 | 1 | 1 | 1 | [19 empty] | 1 | 1 | 0
SDGE | Suncrest | 500 | Offshore_Wind | 0 | 0 | 0 | 0 | 0 | 0 | 0 | 0 | 0 | 0 | 0 | 1 | 1 | 1 | 1 | [19 empty] | 1 | 1 | 0
PG&E KERN | Sunrise | 230 | Offshore_Wind | 0 | 0 | 0 | 0 | 0 | 0 | 0 | 0 | 0 | 0 | 0 | 5 | 2 | 5 | 2 | [19 empty] | 1 | 1 | 0
PG&E KERN | Sunset | 230 | Offshore_Wind | 0 | 0 | 0 | 0 | 0 | 0 | 0 | 0 | 0 | 0 | 0 | 5 | 2 | 5 | 2 | [19 empty] | 1 | 1 | 0
PG&E GBA | Swift | 115 | Offshore_Wind | 0 | 0 | 0 | 0 | 0 | 0 | 0 | 0 | 0 | 0 | 0 | 5 | 4 | 1 | 1 | [19 empty] | 1 | 1 | 0
SDGE | Sycamore Canyon | 138 | Offshore_Wind | 0 | 0 | 0 | 0 | 0 | 0 | 0 | 0 | 0 | 0 | 0 | 1 | 1 | 1 | 1 | [19 empty] | 1 | 1 | 0
SDGE | Sycamore Canyon | 230 | Offshore_Wind | 0 | 0 | 0 | 0 | 0 | 0 | 0 | 0 | 0 | 0 | 0 | 1 | 1 | 1 | 1 | [19 empty] | 1 | 1 | 0
SCE Northern | Sylmar | 230 | Offshore_Wind | 0 | 0 | 0 | 0 | 0 | 0 | 0 | 0 | 0 | 0 | 0 | 5 | 2 | 4 | 2 | [19 empty] | 1 | 1 | 0
PG&E NGBA | Table Mountain | 115 | Offshore_Wind | 0 | 0 | 0 | 0 | 0 | 0 | 0 | 0 | 0 | 0 | 0 | 5 | 2 | 1 | 1 | [19 empty] | 1 | 1 | 0
PG&E NGBA | Table Mountain | 230 | Offshore_Wind | 0 | 0 | 0 | 0 | 0 | 0 | 0 | 0 | 0 | 0 | 0 | 5 | 4 | 1 | 1 | [19 empty] | 1 | 1 | 0
PG&E NGBA | Table Mountain | 500 | Offshore_Wind | 0 | 0 | 0 | 0 | 0 | 0 | 0 | 0 | 0 | 0 | 0 | 5 | 2 | 1 | 1 | [19 empty] | 1 | 1 | 0
PG&E KERN | Taft | 115 | Offshore_Wind | 0 | 0 | 0 | 0 | 0 | 0 | 0 | 0 | 0 | 0 | 0 | 5 | 2 | 5 | 2 | [19 empty] | 1 | 1 | 0
SDGE | Talega | 138 | Offshore_Wind | 0 | 0 | 0 | 0 | 0 | 0 | 0 | 0 | 0 | 0 | 0 | 1 | 1 | 1 | 1 | [19 empty] | 1 | 1 | 0
SDGE | Talega | 230 | Offshore_Wind | 0 | 0 | 0 | 0 | 0 | 0 | 0 | 0 | 0 | 0 | 0 | 1 | 1 | 1 | 1 | [19 empty] | 1 | 1 | 0
PG&E GBA | Tassajara | 230 | Offshore_Wind | 0 | 0 | 0 | 0 | 0 | 0 | 0 | 0 | 0 | 0 | 0 | 5 | 2 | 1 | 1 | [19 empty] | 1 | 1 | 0
SDGE | Telegraph Canyon | 138 | Offshore_Wind | 0 | 0 | 0 | 0 | 0 | 0 | 0 | 0 | 0 | 0 | 0 | 1 | 1 | 1 | 1 | [19 empty] | 1 | 1 | 0
PG&E KERN | Temblor | 115 | Offshore_Wind | 0 | 0 | 0 | 0 | 0 | 0 | 0 | 0 | 0 | 0 | 0 | 5 | 2 | 5 | 2 | [19 empty] | 1 | 1 | 0
PG&E KERN | Templeton | 230 | Offshore_Wind | 0 | 0 | 0 | 0 | 0 | 0 | 0 | 0 | 0 | 0 | 0 | 5 | 2 | 5 | 2 | [19 empty] | 1 | 1 | 0
PG&E GBA | Tesla | 115 | Offshore_Wind | 0 | 0 | 0 | 0 | 0 | 0 | 0 | 0 | 0 | 0 | 0 | 5 | 4 | 1 | 1 | [19 empty] | 1 | 1 | 0
PG&E GBA | Tesla | 230 | Offshore_Wind | 0 | 0 | 0 | 0 | 0 | 0 | 0 | 0 | 0 | 0 | 0 | 5 | 4 | 1 | 1 | [19 empty] | 1 | 1 | 0
PG&E GBA | Tesla | 500 | Offshore_Wind | 0 | 0 | 0 | 0 | 0 | 0 | 0 | 0 | 0 | 0 | 0 | 5 | 4 | 1 | 1 | [19 empty] | 1 | 1 | 0
PG&E KERN | Tevis | 115 | Offshore_Wind | 0 | 0 | 0 | 0 | 0 | 0 | 0 | 0 | 0 | 0 | 0 | 5 | 2 | 5 | 2 | [19 empty] | 1 | 1 | 0
EOP | Thousandaire | 138 | Offshore_Wind | 0 | 0 | 0 | 0 | 0 | 0 | 0 | 0 | 0 | 0 | 0 | 5 | 2 | 4 | 2 | [19 empty] | 1 | 1 | 0
PG&E KERN | Topaz | 230 | Offshore_Wind | 0 | 0 | 0 | 0 | 0 | 0 | 0 | 0 | 0 | 0 | 0 | 5 | 2 | 5 | 2 | [19 empty] | 1 | 1 | 0
SCE NOL | Tortilla | 115 | Offshore_Wind | 0 | 0 | 0 | 0 | 0 | 0 | 0 | 0 | 0 | 0 | 0 | 3 | 3 | 1 | 1 | [19 empty] | 1 | 1 | 0
SDGE | Trabuco | 138 | Offshore_Wind | 0 | 0 | 0 | 0 | 0 | 0 | 0 | 0 | 0 | 0 | 0 | 1 | 1 | 1 | 1 | [19 empty] | 1 | 1 | 0
PG&E GBA | Tracy | 115 | Offshore_Wind | 0 | 0 | 0 | 0 | 0 | 0 | 0 | 0 | 0 | 0 | 0 | 5 | 4 | 1 | 1 | [19 empty] | 1 | 1 | 0
PG&E FRESNO | Tranquility | 230 | Offshore_Wind | 0 | 0 | 0 | 0 | 0 | 0 | 0 | 0 | 0 | 0 | 0 | 5 | 2 | 5 | 2 | [19 empty] | 1 | 1 | 0
PG&E GBA | Trimble | 115 | Offshore_Wind | 0 | 0 | 0 | 0 | 0 | 0 | 0 | 0 | 0 | 0 | 0 | 5 | 4 | 1 | 1 | [19 empty] | 1 | 1 | 0
EOP | Trout Canyon | 230 | Offshore_Wind | 0 | 0 | 0 | 0 | 0 | 0 | 0 | 0 | 0 | 0 | 0 | 5 | 2 | 4 | 2 | [19 empty] | 1 | 1 | 0
EOP | Trout Canyon | 500 | Offshore_Wind | 0 | 0 | 0 | 0 | 0 | 0 | 0 | 0 | 0 | 0 | 0 | 5 | 2 | 4 | 2 | [19 empty] | 1 | 1 | 0
PG&E NGBA | Tulucay | 230 | Offshore_Wind | 0 | 0 | 0 | 0 | 0 | 0 | 0 | 0 | 0 | 0 | 0 | 5 | 2 | 1 | 1 | [19 empty] | 1 | 1 | 0
PG&E KERN | Tupman | 115 | Offshore_Wind | 0 | 0 | 0 | 0 | 0 | 0 | 0 | 0 | 0 | 0 | 0 | 5 | 2 | 5 | 2 | [19 empty] | 1 | 1 | 0
PG&E NGBA | Ukiah | 115 | Offshore_Wind | 0 | 0 | 0 | 0 | 0 | 0 | 0 | 0 | 0 | 0 | 0 | 5 | 2 | 1 | 1 | [19 empty] | 1 | 1 | 0
PG&E NGBA | Vaca Dixon | 115 | Offshore_Wind | 0 | 0 | 0 | 0 | 0 | 0 | 0 | 0 | 0 | 0 | 0 | 5 | 2 | 1 | 1 | [19 empty] | 1 | 1 | 0
PG&E NGBA | Vaca Dixon | 230 | Offshore_Wind | 0 | 0 | 0 | 0 | 0 | 0 | 0 | 0 | 0 | 0 | 0 | 5 | 2 | 1 | 1 | [19 empty] | 1 | 1 | 0
PG&E NGBA | Vaca Dixon | 500 | Offshore_Wind | 0 | 0 | 0 | 0 | 0 | 0 | 0 | 0 | 0 | 0 | 0 | 5 | 2 | 1 | 1 | [19 empty] | 1 | 1 | 0
SCE Eastern | Valley (SCE) | 500 | Offshore_Wind | 0 | 0 | 0 | 0 | 0 | 0 | 0 | 0 | 0 | 0 | 0 | 4 | 4 | 1 | 1 | [19 empty] | 1 | 1 | 0
EOP | Valley (VEA) | 138 | Offshore_Wind | 0 | 0 | 0 | 0 | 0 | 0 | 0 | 0 | 0 | 0 | 0 | 5 | 2 | 4 | 2 | [19 empty] | 1 | 1 | 0
PG&E GBA | Valley Home | 115 | Offshore_Wind | 0 | 0 | 0 | 0 | 0 | 0 | 0 | 0 | 0 | 0 | 0 | 5 | 4 | 1 | 1 | [19 empty] | 1 | 1 | 0
PG&E GBA | Valley Springs | 230 | Offshore_Wind | 0 | 0 | 0 | 0 | 0 | 0 | 0 | 0 | 0 | 0 | 0 | 5 | 4 | 1 | 1 | [19 empty] | 1 | 1 | 0
EOP | Valley Switch | 138 | Offshore_Wind | 0 | 0 | 0 | 0 | 0 | 0 | 0 | 0 | 0 | 0 | 0 | 5 | 2 | 4 | 2 | [19 empty] | 1 | 1 | 0
EOP | Valley Switch | 230 | Offshore_Wind | 0 | 0 | 0 | 0 | 0 | 0 | 0 | 0 | 0 | 0 | 0 | 5 | 2 | 4 | 2 | [19 empty] | 1 | 1 | 0
PG&E GBA | Vasco | 230 | Offshore_Wind | 0 | 0 | 0 | 0 | 0 | 0 | 0 | 0 | 0 | 0 | 0 | 5 | 4 | 1 | 1 | [19 empty] | 1 | 1 | 0
PG&E GBA | Vasona | 230 | Offshore_Wind | 0 | 0 | 0 | 0 | 0 | 0 | 0 | 0 | 0 | 0 | 0 | 5 | 4 | 1 | 1 | [19 empty] | 1 | 1 | 0
SCE Northern | Vestal | 230 | Offshore_Wind | 0 | 0 | 0 | 0 | 0 | 0 | 0 | 0 | 0 | 0 | 0 | 1 | 1 | 1 | 1 | [19 empty] | 1 | 1 | 0
SCE NOL | Victor | 115 | Offshore_Wind | 0 | 0 | 0 | 0 | 0 | 0 | 0 | 0 | 0 | 0 | 0 | 1 | 1 | 1 | 1 | [19 empty] | 1 | 1 | 0
SCE NOL | Victor | 230 | Offshore_Wind | 0 | 0 | 0 | 0 | 0 | 0 | 0 | 0 | 0 | 0 | 0 | 1 | 1 | 1 | 1 | [19 empty] | 1 | 1 | 0
SCE Metro | Viejo | 230 | Offshore_Wind | 0 | 0 | 0 | 0 | 0 | 0 | 0 | 0 | 0 | 0 | 0 | 1 | 1 | 1 | 1 | [19 empty] | 1 | 1 | 0
PG&E GBA | Vierra | 115 | Offshore_Wind | 0 | 0 | 0 | 0 | 0 | 0 | 0 | 0 | 0 | 0 | 0 | 5 | 4 | 1 | 1 | [19 empty] | 1 | 1 | 0
SCE Metro | Villa Park | 230 | Offshore_Wind | 0 | 0 | 0 | 0 | 0 | 0 | 0 | 0 | 0 | 0 | 0 | 1 | 1 | 1 | 1 | [19 empty] | 1 | 1 | 0
SCE Northern | Vincent | 230 | Offshore_Wind | 0 | 0 | 0 | 0 | 0 | 0 | 0 | 0 | 0 | 0 | 0 | 1 | 1 | 1 | 1 | [19 empty] | 1 | 1 | 0
SCE Northern | Vincent | 500 | Offshore_Wind | 0 | 0 | 0 | 0 | 0 | 0 | 0 | 0 | 0 | 0 | 0 | 1 | 1 | 1 | 1 | [19 empty] | 1 | 1 | 0
PG&E GBA | Vineyard | 230 | Offshore_Wind | 0 | 0 | 0 | 0 | 0 | 0 | 0 | 0 | 0 | 0 | 0 | 5 | 4 | 1 | 1 | [19 empty] | 1 | 1 | 0
SCE Eastern | Vista (SCE) | 230 | Offshore_Wind | 0 | 0 | 0 | 0 | 0 | 0 | 0 | 0 | 0 | 0 | 0 | 4 | 4 | 1 | 1 | [19 empty] | 1 | 1 | 0
EOP | Vista (VEA) | 138 | Offshore_Wind | 0 | 0 | 0 | 0 | 0 | 0 | 0 | 0 | 0 | 0 | 0 | 5 | 2 | 4 | 2 | [19 empty] | 1 | 1 | 0
EOP | Vista (VEA) | 230 | Offshore_Wind | 0 | 0 | 0 | 0 | 0 | 0 | 0 | 0 | 0 | 0 | 0 | 5 | 2 | 4 | 2 | [19 empty] | 1 | 1 | 0
PG&E FRESNO | Wahtoke | 115 | Offshore_Wind | 0 | 0 | 0 | 0 | 0 | 0 | 0 | 0 | 0 | 0 | 0 | 5 | 2 | 5 | 2 | [19 empty] | 1 | 1 | 0
SCE Metro | Walnut | 230 | Offshore_Wind | 0 | 0 | 0 | 0 | 0 | 0 | 0 | 0 | 0 | 0 | 0 | 1 | 1 | 1 | 1 | [19 empty] | 1 | 1 | 0
SCE Northern | Warne | 230 | Offshore_Wind | 0 | 0 | 0 | 0 | 0 | 0 | 0 | 0 | 0 | 0 | 0 | 5 | 2 | 4 | 2 | [19 empty] | 1 | 1 | 0
PG&E GBA | Warnerville | 230 | Offshore_Wind | 0 | 0 | 0 | 0 | 0 | 0 | 0 | 0 | 0 | 0 | 0 | 5 | 4 | 5 | 2 | [19 empty] | 1 | 1 | 0
PG&E FRESNO | Waukena | 115 | Offshore_Wind | 0 | 0 | 0 | 0 | 0 | 0 | 0 | 0 | 0 | 0 | 0 | 5 | 2 | 5 | 2 | [19 empty] | 1 | 1 | 0
PG&E GBA | Weber | 230 | Offshore_Wind | 0 | 0 | 0 | 0 | 0 | 0 | 0 | 0 | 0 | 0 | 0 | 5 | 4 | 1 | 1 | [19 empty] | 1 | 1 | 0
PG&E FRESNO | West Fresno | 115 | Offshore_Wind | 0 | 0 | 0 | 0 | 0 | 0 | 0 | 0 | 0 | 0 | 0 | 5 | 2 | 5 | 2 | [19 empty] | 1 | 1 | 0
PG&E FRESNO | Westley | 230 | Offshore_Wind | 0 | 0 | 0 | 0 | 0 | 0 | 0 | 0 | 0 | 0 | 0 | 1 | 1 | 1 | 1 | [19 empty] | 1 | 1 | 0
PG&E KERN | Westpark | 115 | Offshore_Wind | 0 | 0 | 0 | 0 | 0 | 0 | 0 | 0 | 0 | 0 | 0 | 5 | 2 | 5 | 2 | [19 empty] | 1 | 1 | 0
PG&E KERN | Wheeler Ridge | 230 | Offshore_Wind | 0 | 0 | 0 | 0 | 0 | 0 | 0 | 0 | 0 | 0 | 0 | 5 | 2 | 5 | 2 | [19 empty] | 1 | 1 | 0
PG&E KERN | Wheeler Ridge | 115 | Offshore_Wind | 0 | 0 | 0 | 0 | 0 | 0 | 0 | 0 | 0 | 0 | 0 | 5 | 2 | 5 | 2 | [19 empty] | 1 | 1 | 0
SCE Northern | Whirlwind | 230 | Offshore_Wind | 0 | 0 | 0 | 0 | 0 | 0 | 0 | 0 | 0 | 0 | 0 | 1 | 1 | 1 | 1 | [19 empty] | 1 | 1 | 0
SCE Northern | Whirlwind | 500 | Offshore_Wind | 0 | 0 | 0 | 0 | 0 | 0 | 0 | 0 | 0 | 0 | 0 | 1 | 1 | 1 | 1 | [19 empty] | 1 | 1 | 0
PG&E GBA | Whisman | 115 | Offshore_Wind | 0 | 0 | 0 | 0 | 0 | 0 | 0 | 0 | 0 | 0 | 0 | 1 | 1 | 1 | 1 | [19 empty] | 1 | 1 | 0
SCE Eastern | Wildlife | 230 | Offshore_Wind | 0 | 0 | 0 | 0 | 0 | 0 | 0 | 0 | 0 | 0 | 0 | 4 | 4 | 1 | 1 | [19 empty] | 1 | 1 | 0
PG&E FRESNO | Wilson | 115 | Offshore_Wind | 0 | 0 | 0 | 0 | 0 | 0 | 0 | 0 | 0 | 0 | 0 | 5 | 4 | 5 | 2 | [19 empty] | 1 | 1 | 0
PG&E FRESNO | Wilson | 230 | Offshore_Wind | 0 | 0 | 0 | 0 | 0 | 0 | 0 | 0 | 0 | 0 | 0 | 5 | 4 | 5 | 2 | [19 empty] | 1 | 1 | 0
SCE Northern | Windhub | 230 | Offshore_Wind | 0 | 0 | 0 | 0 | 0 | 0 | 0 | 0 | 0 | 0 | 0 | 1 | 1 | 1 | 1 | [19 empty] | 1 | 1 | 0
SCE Northern | Windhub | 500 | Offshore_Wind | 0 | 0 | 0 | 0 | 0 | 0 | 0 | 0 | 0 | 0 | 0 | 1 | 1 | 1 | 1 | [19 empty] | 1 | 1 | 0
PG&E GBA | Windmaster | 230 | Offshore_Wind | 0 | 0 | 0 | 0 | 0 | 0 | 0 | 0 | 0 | 0 | 0 | 5 | 2 | 1 | 1 | [19 empty] | 1 | 1 | 0
PG&E NGBA | Woodland | 115 | Offshore_Wind | 0 | 0 | 0 | 0 | 0 | 0 | 0 | 0 | 0 | 0 | 0 | 5 | 5 | 3 | 3 | [19 empty] | 1 | 1 | 0
PG&E FRESNO | Woodward | 115 | Offshore_Wind | 0 | 0 | 0 | 0 | 0 | 0 | 0 | 0 | 0 | 0 | 0 | 5 | 2 | 5 | 2 | [19 empty] | 1 | 1 | 0
PG&E NGBA | Wyandotte | 115 | Offshore_Wind | 0 | 0 | 0 | 0 | 0 | 0 | 0 | 0 | 0 | 0 | 0 | 5 | 4 | 1 | 1 | [19 empty] | 1 | 1 | 0

## Res_by_Sub_Mapping
Portfolio Mapping by substation. Tab shows initial mapping by resource type by substation for identified in-development resources and the additional generic portfolio model resources for the TPP years 2036 and 2041. For each year, it shows the initial mapping released for the 2025 Rulings, the mapping adjustments made between the Ruling and the PD, and the updated PD mapping.
|  |  | In-Development Resources | [14 empty] | Total Generic Resource 2036 (Ruling) | [14 empty] | Generic Resources 2036 Changes (PD) | [14 empty] | Total Generic Resources 2036 | [14 empty] | Total (Generic & In-Dev) Resources 2036 | [14 empty] | Change Total Resources 2036 (PD) | [14 empty] | Generic Resource Additions 2041 (Ruling) | [13 empty] | Total Generic Resources 2041 (Ruling) | [14 empty] | Generic Resources 2041 Changes (PD) | [14 empty] | Total Generic Resources 2041 | [14 empty] | Total (Generic & In-Dev) Resources 2041
|  |  | Geothermal | Biomass | Wind | Wind | OOS Wind | OOS Wind | Offshore Wind | Offshore Wind | Distributed Solar | Solar | Solar | Battery_4hr | Battery_8hr | LDES | Has In-Dev | Geothermal | Biomass | Wind | Wind | OOS Wind | OOS Wind | Offshore Wind | Offshore Wind | Distributed Solar | Solar | Solar | Battery_4hr | Battery_8hr | LDES | Has | Geothermal | Biomass | Wind | Wind | OOS Wind | OOS Wind | Offshore Wind | Offshore Wind | Distributed Solar | Solar | Solar | Battery_4hr | Battery_8hr | LDES | Has | Geothermal | Biomass | Wind | Wind | OOS Wind | OOS Wind | Offshore Wind | Offshore Wind | Distributed Solar | Solar | Solar | Battery_4hr | Battery_8hr | LDES | Has | Geothermal | Biomass | Wind | Wind | OOS Wind | OOS Wind | Offshore Wind | Offshore Wind | Distributed Solar | Solar | Solar | Battery_4hr | Battery_8hr | LDES | Has | Geothermal | Biomass | Wind | Wind | OOS Wind | OOS Wind | Offshore Wind | Offshore Wind | Distributed Solar | Solar | Solar | Battery_4hr | Battery_8hr | LDES | Has | Geothermal | Biomass | Wind | Wind | OOS Wind | OOS Wind | Offshore Wind | Offshore Wind | Distributed Solar | Solar | Solar | Battery_4hr | Battery_8hr | LDES | Geothermal | Biomass | Wind | Wind | OOS Wind | OOS Wind | Offshore Wind | Offshore Wind | Distributed Solar | Solar | Solar | Battery_4hr | Battery_8hr | LDES | Has | Geothermal | Biomass | Wind | Wind | OOS Wind | OOS Wind | Offshore Wind | Offshore Wind | Distributed Solar | Solar | Solar | Battery_4hr | Battery_8hr | LDES | Has | Geothermal | Biomass | Wind | Wind | OOS Wind | OOS Wind | Offshore Wind | Offshore Wind | Distributed Solar | Solar | Solar | Battery_4hr | Battery_8hr | LDES | Has | Geothermal | Biomass | Wind | Wind | OOS Wind | OOS Wind | Offshore Wind | Offshore Wind | Distributed Solar | Solar | Solar | Battery_4hr | Battery_8hr | LDES | Has
CAISO Study Area | Substation | Voltage | FCDS | FCDS | FCDS | EODS | FCDS | EODS | FCDS | EODS | EODS | FCDS | EODS | FCDS | FCDS | FCDS | Res | FCDS | FCDS | FCDS | EODS | FCDS | EODS | FCDS | EODS | EODS | FCDS | EODS | FCDS | FCDS | FCDS | Res | FCDS | FCDS | FCDS | EODS | FCDS | EODS | FCDS | EODS | EODS | FCDS | EODS | FCDS | FCDS | FCDS | Res | FCDS | FCDS | FCDS | EODS | FCDS | EODS | FCDS | EODS | EODS | FCDS | EODS | FCDS | FCDS | FCDS | Res | FCDS | FCDS | FCDS | EODS | FCDS | EODS | FCDS | EODS | EODS | FCDS | EODS | FCDS | FCDS | FCDS | Res | FCDS | FCDS | FCDS | EODS | FCDS | EODS | FCDS | EODS | EODS | FCDS | EODS | FCDS | FCDS | FCDS | Res | FCDS | FCDS | FCDS | EODS | FCDS | EODS | FCDS | EODS | EODS | FCDS | EODS | FCDS | FCDS | FCDS | FCDS | FCDS | FCDS | EODS | FCDS | EODS | FCDS | EODS | EODS | FCDS | EODS | FCDS | FCDS | FCDS | Res | FCDS | FCDS | FCDS | EODS | FCDS | EODS | FCDS | EODS | EODS | FCDS | EODS | FCDS | FCDS | FCDS | Res | FCDS | FCDS | FCDS | EODS | FCDS | EODS | FCDS | EODS | EODS | FCDS | EODS | FCDS | FCDS | FCDS | Res | FCDS | FCDS | FCDS | EODS | FCDS | EODS | FCDS | EODS | EODS | FCDS | EODS | FCDS | FCDS | FCDS | Res
PG&E KERN | 7th Standard | 115 | 0 | 0 | 0 | 0 | 0 | 0 | 0 | 0 | 0 | 0 | 0 | 0 | 0 | 0 | 0 | 0 | 0 | 0 | 0 | 0 | 0 | 0 | 0 | 0 | 110 | 120 | 0 | 0 | 0 | [10 empty] | -110 | -120 |  |  |  | 1 | 0 | 0 | 0 | 0 | 0 | 0 | 0 | 0 | 0 | 0 | 0 | 0 | 0 | 0 |  | 0 | 0 | 0 | 0 | 0 | 0 | 0 | 0 | 0 | 0 | 0 | 0 | 0 | 0 | 0 | #REF! | #REF! | #REF! | #REF! | #REF! | #REF! | #REF! | #REF! | #REF! | #REF! | #REF! | #REF! | #REF! | #REF! | 1 | [14 empty] | 0 | 0 | 0 | 0 | 0 | 0 | 0 | 0 | 0 | 110 | 120 | 0 | 0 | 0 | [15 empty] | 0 | 0 | 0 | 0 | 0 | 0 | 0 | 0 | 0 | 0 | 0 | 0 | 0 | 0 | 0 | 0 | 0 | 0 | 0 | 0 | 0 | 0 | 0 | 0 | 0 | 0 | 0 | 0 | 0 | 0 | 0
SCE Metro | Alamitos | 230 | 0 | 0 | 0 | 0 | 0 | 0 | 0 | 0 | 0 | 0 | 0 | 82 | 0 | 0 | 1 | 0 | 0 | 0 | 0 | 0 |  |  |  | 0 |  | 0 | 0 | 188 | 0 | [15 empty] | 0 | 0 | 0 | 0 | 0 | 0 | 0 | 0 | 0 | 0 | 0 | 0 | 0 | 188 | 0 |  | 0 | 0 | 0 | 0 | 0 | 0 | 0 | 0 | 0 | 0 | 0 | 82 | 188 | 0 | 1 | #REF! | #REF! | #REF! | #REF! | #REF! | #REF! | #REF! | #REF! | #REF! | #REF! | #REF! | #REF! | #REF! | #REF! | 1 | [14 empty] | 0 | 0 | 0 | 0 | 0 | 0 | 0 | 0 | 0 | 0 | 0 | 0 | 188 | 0 | [15 empty] | 0 | 0 | 0 | 0 | 0 | 0 | 0 | 0 | 0 | 0 | 0 | 0 | 0 | 188 | 0 | 1 | 0 | 0 | 0 | 0 | 0 | 0 | 0 | 0 | 0 | 0 | 0 | 82 | 188 | 0 | 1
SCE Eastern | Alberhill | 115 | 0 | 0 | 0 | 0 | 0 | 0 | 0 | 0 | 0 | 0 | 0 | 0 | 0 | 0 | 0 | 0 | 0 | 0 | 0 | 0 |  |  |  | 0 |  | 0 | 0 | 0 | [16 empty] | 0 | 0 | 0 | 0 | 0 | 0 | 0 | 0 | 0 | 0 | 0 | 0 | 0 | 0 | 0 |  | 0 | 0 | 0 | 0 | 0 | 0 | 0 | 0 | 0 | 0 | 0 | 0 | 0 | 0 | 0 | #REF! | #REF! | #REF! | #REF! | #REF! | #REF! | #REF! | #REF! | #REF! | #REF! | #REF! | #REF! | #REF! | #REF! | 1 | 7 | [13 empty] | 7 | 0 | 0 | 0 | 0 | 0 | 0 | 0 | 0 | 0 | 0 | 0 | 0 | 0 |  | -7 | [13 empty] | 1 | 0 | 0 | 0 | 0 | 0 | 0 | 0 | 0 | 0 | 0 | 0 | 0 | 0 | 0 | 0 | 0 | 0 | 0 | 0 | 0 | 0 | 0 | 0 | 0 | 0 | 0 | 0 | 0 | 0 | 0
SCE Eastern | Alberhill | 500 | 0 | 0 | 0 | 0 | 0 | 0 | 0 | 0 | 0 | 0 | 0 | 0 | 0 | 0 | 0 | 0 | 0 | 0 | 0 | 0 |  |  |  | 0 |  | 0 | 0 | 0 | 50 | [14 empty] | 150 | 1 | 0 | 0 | 0 | 0 | 0 | 0 | 0 | 0 | 0 | 0 | 0 | 0 | 0 | 200 |  | 0 | 0 | 0 | 0 | 0 | 0 | 0 | 0 | 0 | 0 | 0 | 0 | 0 | 200 | 1 | #REF! | #REF! | #REF! | #REF! | #REF! | #REF! | #REF! | #REF! | #REF! | #REF! | #REF! | #REF! | #REF! | #REF! | 1 | [14 empty] | 0 | 0 | 0 | 0 | 0 | 0 | 0 | 0 | 0 | 0 | 0 | 0 | 0 | 50 | [15 empty] | 0 | 0 | 0 | 0 | 0 | 0 | 0 | 0 | 0 | 0 | 0 | 0 | 0 | 0 | 200 | 1 | 0 | 0 | 0 | 0 | 0 | 0 | 0 | 0 | 0 | 0 | 0 | 0 | 0 | 200 | 1
PG&E GBA | Alhambra | 115 | 0 | 0 | 0 | 0 | 0 | 0 | 0 | 0 | 0 | 0 | 0 | 0 | 0 | 0 | 0 | 0 | 0 | 0 | 0 | 0 | 0 | 0 | 0 | 0 | 90 | 0 | 0 | 0 | 0 | [10 empty] | -90 |  |  |  |  | 1 | 0 | 0 | 0 | 0 | 0 | 0 | 0 | 0 | 0 | 0 | 0 | 0 | 0 | 0 |  | 0 | 0 | 0 | 0 | 0 | 0 | 0 | 0 | 0 | 0 | 0 | 0 | 0 | 0 | 0 | #REF! | #REF! | #REF! | #REF! | #REF! | #REF! | #REF! | #REF! | #REF! | #REF! | #REF! | #REF! | #REF! | #REF! | 1 | [14 empty] | 0 | 0 | 0 | 0 | 0 | 0 | 0 | 0 | 0 | 90 | 0 | 0 | 0 | 0 | [15 empty] | 0 | 0 | 0 | 0 | 0 | 0 | 0 | 0 | 0 | 0 | 0 | 0 | 0 | 0 | 0 | 0 | 0 | 0 | 0 | 0 | 0 | 0 | 0 | 0 | 0 | 0 | 0 | 0 | 0 | 0 | 0
PG&E FRESNO | Alpaugh | 115 | 0 | 0 | 0 | 0 | 0 | 0 | 0 | 0 | 0 | 0 | 0 | 0 | 0 | 0 | 0 | 0 | 0 | 0 | 0 | 0 | 0 | 0 | 0 | 0 | 0 | 0 | 0 | 0 | 0 | [15 empty] | 0 | 0 | 0 | 0 | 0 | 0 | 0 | 0 | 0 | 0 | 0 | 0 | 0 | 0 | 0 | 1 | 0 | 0 | 0 | 0 | 0 | 0 | 0 | 0 | 0 | 0 | 0 | 0 | 0 | 0 | 0 | #REF! | #REF! | #REF! | #REF! | #REF! | #REF! | #REF! | #REF! | #REF! | #REF! | #REF! | #REF! | #REF! | #REF! | 1 | 0 | 0 | 0 | 0 | 0 | 0 | 0 | 0 | 0 | 0 | 0 | 0 | 0 | 0 | 0 | 0 | 0 | 0 | 0 | 0 | 0 | 0 | 0 | 0 | 0 | 0 | 0 | 0 | [15 empty] | 0 | 0 | 0 | 0 | 0 | 0 | 0 | 0 | 0 | 0 | 0 | 0 | 0 | 0 | 0 | 0 | 0 | 0 | 0 | 0 | 0 | 0 | 0 | 0 | 0 | 0 | 0 | 0 | 0 | 0 | 0
SDGE | Alpine | 69 | 0 | 0 | 0 | 0 | 0 | 0 | 0 | 0 | 0 | 0 | 0 | 6 | 0 | 0 | 1 | 0 | 0 | 0 | 0 | 0 |  |  |  | 0 |  | 0 | [18 empty] | 0 | 0 | 0 | 0 | 0 | 0 | 0 | 0 | 0 | 0 | 0 | 0 | 0 | 0 | 0 |  | 0 | 0 | 0 | 0 | 0 | 0 | 0 | 0 | 0 | 0 | 0 | 6 | 0 | 0 | 1 | #REF! | #REF! | #REF! | #REF! | #REF! | #REF! | #REF! | #REF! | #REF! | #REF! | #REF! | #REF! | #REF! | #REF! | 1 | [14 empty] | 0 | 0 | 0 | 0 | 0 | 0 | 0 | 0 | 0 | 0 | 0 | 0 | 0 | 0 | [15 empty] | 0 | 0 | 0 | 0 | 0 | 0 | 0 | 0 | 0 | 0 | 0 | 0 | 0 | 0 | 0 | 0 | 0 | 0 | 0 | 0 | 0 | 0 | 0 | 0 | 0 | 0 | 0 | 6 | 0 | 0 | 1
PG&E GBA | Altamont Midway (Sandhill) | 230 | 0 | 0 | 0 | 0 | 0 | 0 | 0 | 0 | 0 | 0 | 0 | 0 | 0 | 0 | 0 | 0 | 0 | 0 | 0 | 0 | 0 | 0 | 0 | 0 | 0 | 0 | 0 | 0 | 0 | [15 empty] | 0 | 0 | 0 | 0 | 0 | 0 | 0 | 0 | 0 | 0 | 0 | 0 | 0 | 0 | 0 |  | 0 | 0 | 0 | 0 | 0 | 0 | 0 | 0 | 0 | 0 | 0 | 0 | 0 | 0 | 0 | #REF! | #REF! | #REF! | #REF! | #REF! | #REF! | #REF! | #REF! | #REF! | #REF! | #REF! | #REF! | #REF! | #REF! | 1 | [14 empty] | 0 | 0 | 0 | 0 | 0 | 0 | 0 | 0 | 0 | 0 | 0 | 0 | 0 | 0 | [15 empty] | 0 | 0 | 0 | 0 | 0 | 0 | 0 | 0 | 0 | 0 | 0 | 0 | 0 | 0 | 0 | 0 | 0 | 0 | 0 | 0 | 0 | 0 | 0 | 0 | 0 | 0 | 0 | 0 | 0 | 0 | 0
SCE Northern | Antelope | 66 | 0 | 0 | 0 | 0 | 0 | 0 | 0 | 0 | 6 | 0 | 0 | 0 | 0 | 0 | 1 | 0 | 0 | 0 | 0 | 0 |  |  |  | 0 |  | 0 | [18 empty] | 0 | 0 | 0 | 0 | 0 | 0 | 0 | 0 | 0 | 0 | 0 | 0 | 0 | 0 | 0 |  | 0 | 0 | 0 | 0 | 0 | 0 | 0 | 0 | 6 | 0 | 0 | 0 | 0 | 0 | 1 | #REF! | #REF! | #REF! | #REF! | #REF! | #REF! | #REF! | #REF! | #REF! | #REF! | #REF! | #REF! | #REF! | #REF! | 1 | [14 empty] | 0 | 0 | 0 | 0 | 0 | 0 | 0 | 0 | 0 | 0 | 0 | 0 | 0 | 0 | [15 empty] | 0 | 0 | 0 | 0 | 0 | 0 | 0 | 0 | 0 | 0 | 0 | 0 | 0 | 0 | 0 | 0 | 0 | 0 | 0 | 0 | 0 | 0 | 0 | 0 | 6 | 0 | 0 | 0 | 0 | 0 | 1
SCE Northern | Antelope | 230 | 0 | 0 | 0 | 0 | 0 | 0 | 0 | 0 | 0 | 0 | 0 | 0 | 0 | 0 | 0 | 0 | 0 | 0 | 0 | 0 |  |  |  | 0 |  | 0 |  |  |  | 1 | [9 empty] | 713 |  |  | 157 |  | 1 | 0 | 0 | 0 | 0 | 0 | 0 | 0 | 0 | 0 | 713 | 0 | 0 | 157 | 0 |  | 0 | 0 | 0 | 0 | 0 | 0 | 0 | 0 | 0 | 713 | 0 | 0 | 157 | 0 | 1 | #REF! | #REF! | #REF! | #REF! | #REF! | #REF! | #REF! | #REF! | #REF! | #REF! | #REF! | #REF! | #REF! | #REF! | 1 | [14 empty] | 0 | 0 | 0 | 0 | 0 | 0 | 0 | 0 | 0 | 0 | 0 | 0 | 0 | 0 | [15 empty] | 0 | 0 | 0 | 0 | 0 | 0 | 0 | 0 | 0 | 0 | 713 | 0 | 0 | 157 | 0 | 1 | 0 | 0 | 0 | 0 | 0 | 0 | 0 | 0 | 0 | 713 | 0 | 0 | 157 | 0 | 1
SCE Northern | Antelope | 500 | 0 | 0 | 0 | 0 | 0 | 0 | 0 | 0 | 0 | 0 | 0 | 0 | 0 | 0 | 0 | 0 | 0 | 0 | 0 | 0 |  |  |  | 0 |  | 0 | [18 empty] | 0 | 0 | 0 | 0 | 0 | 0 | 0 | 0 | 0 | 0 | 0 | 0 | 0 | 0 | 0 |  | 0 | 0 | 0 | 0 | 0 | 0 | 0 | 0 | 0 | 0 | 0 | 0 | 0 | 0 | 0 | #REF! | #REF! | #REF! | #REF! | #REF! | #REF! | #REF! | #REF! | #REF! | #REF! | #REF! | #REF! | #REF! | #REF! | 1 | [9 empty] | 930 |  |  |  |  | 0 | 0 | 0 | 0 | 0 | 0 | 0 | 0 | 0 | 930 | 0 | 0 | 0 | 0 | [10 empty] | -604 |  |  |  |  | 1 | 0 | 0 | 0 | 0 | 0 | 0 | 0 | 0 | 0 | 326 | 0 | 0 | 0 | 0 | 1 | 0 | 0 | 0 | 0 | 0 | 0 | 0 | 0 | 0 | 326 | 0 | 0 | 0 | 0 | 1
PG&E NGBA | Arcata | 60 | 0 | 0 | 0 | 0 | 0 | 0 | 0 | 0 | 4 | 0 | 0 | 2.5 | 0 | 0 | 1 | 0 | 0 | 0 | 0 | 0 | 0 | 0 | 0 | 0 | 0 | 0 | 0 | 0 | 0 | [15 empty] | 0 | 0 | 0 | 0 | 0 | 0 | 0 | 0 | 0 | 0 | 0 | 0 | 0 | 0 | 0 |  | 0 | 0 | 0 | 0 | 0 | 0 | 0 | 0 | 4 | 0 | 0 | 2.5 | 0 | 0 | 1 | #REF! | #REF! | #REF! | #REF! | #REF! | #REF! | #REF! | #REF! | #REF! | #REF! | #REF! | #REF! | #REF! | #REF! | 1 | [14 empty] | 0 | 0 | 0 | 0 | 0 | 0 | 0 | 0 | 0 | 0 | 0 | 0 | 0 | 0 | [15 empty] | 0 | 0 | 0 | 0 | 0 | 0 | 0 | 0 | 0 | 0 | 0 | 0 | 0 | 0 | 0 | 0 | 0 | 0 | 0 | 0 | 0 | 0 | 0 | 0 | 4 | 0 | 0 | 2.5 | 0 | 0 | 1
PG&E KERN | Arco | 230 | 0 | 0 | 0 | 0 | 0 | 0 | 0 | 0 | 4.79 | 0 | 0 | 0 | 0 | 0 | 1 | 0 | 0 | 0 | 0 | 0 | 0 | 0 | 0 | 0 | 870 | 455 | 0 | 0 | 0 | [10 empty] | 0 |  |  |  |  | 1 | 0 | 0 | 0 | 0 | 0 | 0 | 0 | 0 | 0 | 870 | 455 | 0 | 0 | 0 |  | 0 | 0 | 0 | 0 | 0 | 0 | 0 | 0 | 4.79 | 870 | 455 | 0 | 0 | 0 | 1 | #REF! | #REF! | #REF! | #REF! | #REF! | #REF! | #REF! | #REF! | #REF! | #REF! | #REF! | #REF! | #REF! | #REF! | 1 | [14 empty] | 0 | 0 | 0 | 0 | 0 | 0 | 0 | 0 | 0 | 870 | 455 | 0 | 0 | 0 | [15 empty] | 0 | 0 | 0 | 0 | 0 | 0 | 0 | 0 | 0 | 0 | 870 | 455 | 0 | 0 | 0 | 1 | 0 | 0 | 0 | 0 | 0 | 0 | 0 | 0 | 4.79 | 870 | 455 | 0 | 0 | 0 | 1
PG&E KERN | Arco | 70 | 0 | 0 | 0 | 0 | 0 | 0 | 0 | 0 | 0 | 60 | 0 | 2 | 0 | 0 | 1 | 0 | 0 | 0 | 0 | 0 | 0 | 0 | 0 | 0 | 0 | 0 | 0 | 0 | 0 | [15 empty] | 0 | 0 | 0 | 0 | 0 | 0 | 0 | 0 | 0 | 0 | 0 | 0 | 0 | 0 | 0 |  | 0 | 0 | 0 | 0 | 0 | 0 | 0 | 0 | 0 | 60 | 0 | 2 | 0 | 0 | 1 | #REF! | #REF! | #REF! | #REF! | #REF! | #REF! | #REF! | #REF! | #REF! | #REF! | #REF! | #REF! | #REF! | #REF! | 1 | [14 empty] | 0 | 0 | 0 | 0 | 0 | 0 | 0 | 0 | 0 | 0 | 0 | 0 | 0 | 0 | [15 empty] | 0 | 0 | 0 | 0 | 0 | 0 | 0 | 0 | 0 | 0 | 0 | 0 | 0 | 0 | 0 | 0 | 0 | 0 | 0 | 0 | 0 | 0 | 0 | 0 | 0 | 60 | 0 | 2 | 0 | 0 | 1
SCE Metro | ArcoGen | 230 | 0 | 0 | 0 | 0 | 0 | 0 | 0 | 0 | 0 | 0 | 0 | 0 | 0 | 0 | 0 | 0 | 0 | 0 | 0 | 0 |  |  |  | 0 | 486 | 0 | 0 | 0 | 0 | [10 empty] | -486 |  |  |  |  | 1 | 0 | 0 | 0 | 0 | 0 | 0 | 0 | 0 | 0 | 0 | 0 | 0 | 0 | 0 |  | 0 | 0 | 0 | 0 | 0 | 0 | 0 | 0 | 0 | 0 | 0 | 0 | 0 | 0 | 0 | #REF! | #REF! | #REF! | #REF! | #REF! | #REF! | #REF! | #REF! | #REF! | #REF! | #REF! | #REF! | #REF! | #REF! | 1 | [14 empty] | 0 | 0 | 0 | 0 | 0 | 0 | 0 | 0 | 0 | 486 | 0 | 0 | 0 | 0 | [15 empty] | 0 | 0 | 0 | 0 | 0 | 0 | 0 | 0 | 0 | 0 | 0 | 0 | 0 | 0 | 0 | 0 | 0 | 0 | 0 | 0 | 0 | 0 | 0 | 0 | 0 | 0 | 0 | 0 | 0 | 0 | 0
SDGE | Artesian | 230 | 0 | 0 | 0 | 0 | 0 | 0 | 0 | 0 | 0 | 0 | 0 | 0 | 0 | 0 | 0 | 0 | 0 | 0 | 0 | 0 |  |  |  | 0 |  | 0 | 0 | 0 | 0 | [15 empty] | 0 | 0 | 0 | 0 | 0 | 0 | 0 | 0 | 0 | 0 | 0 | 0 | 0 | 0 | 0 |  | 0 | 0 | 0 | 0 | 0 | 0 | 0 | 0 | 0 | 0 | 0 | 0 | 0 | 0 | 0 | #REF! | #REF! | #REF! | #REF! | #REF! | #REF! | #REF! | #REF! | #REF! | #REF! | #REF! | #REF! | #REF! | #REF! | 1 | [14 empty] | 0 | 0 | 0 | 0 | 0 | 0 | 0 | 0 | 0 | 0 | 0 | 0 | 0 | 0 | [15 empty] | 0 | 0 | 0 | 0 | 0 | 0 | 0 | 0 | 0 | 0 | 0 | 0 | 0 | 0 | 0 | 0 | 0 | 0 | 0 | 0 | 0 | 0 | 0 | 0 | 0 | 0 | 0 | 0 | 0 | 0 | 0
SDGE | Artesian | 69 | 0 | 0 | 0 | 0 | 0 | 0 | 0 | 0 | 0 | 0 | 0 | 0 | 0 | 0 | 0 | 0 | 0 | 0 | 0 | 0 |  |  |  | 0 |  | 0 | 0 | 0 | 0 | [15 empty] | 0 | 0 | 0 | 0 | 0 | 0 | 0 | 0 | 0 | 0 | 0 | 0 | 0 | 0 | 0 |  | 0 | 0 | 0 | 0 | 0 | 0 | 0 | 0 | 0 | 0 | 0 | 0 | 0 | 0 | 0 | #REF! | #REF! | #REF! | #REF! | #REF! | #REF! | #REF! | #REF! | #REF! | #REF! | #REF! | #REF! | #REF! | #REF! | 1 | [14 empty] | 0 | 0 | 0 | 0 | 0 | 0 | 0 | 0 | 0 | 0 | 0 | 0 | 0 | 0 | [15 empty] | 0 | 0 | 0 | 0 | 0 | 0 | 0 | 0 | 0 | 0 | 0 | 0 | 0 | 0 | 0 | 0 | 0 | 0 | 0 | 0 | 0 | 0 | 0 | 0 | 0 | 0 | 0 | 0 | 0 | 0 | 0
PG&E FRESNO | Ashlan | 230 | 0 | 0 | 0 | 0 | 0 | 0 | 0 | 0 | 0 | 0 | 0 | 0 | 0 | 0 | 0 | 0 | 0 | 0 | 0 | 0 | 0 | 0 | 0 | 0 | 0 | 0 | 0 | 300 | 0 | 1 | [12 empty] | -300 |  | 1 | 0 | 0 | 0 | 0 | 0 | 0 | 0 | 0 | 0 | 0 | 0 | 0 | 0 | 0 |  | 0 | 0 | 0 | 0 | 0 | 0 | 0 | 0 | 0 | 0 | 0 | 0 | 0 | 0 | 0 | #REF! | #REF! | #REF! | #REF! | #REF! | #REF! | #REF! | #REF! | #REF! | #REF! | #REF! | #REF! | #REF! | #REF! | 1 | 0 | 0 | 0 | 0 | 0 | 0 | 0 | 0 | 0 | 0 | 0 | 0 | 0 | 0 | 0 | 0 | 0 | 0 | 0 | 0 | 0 | 0 | 0 | 0 | 0 | 0 | 300 | 0 | [15 empty] | 0 | 0 | 0 | 0 | 0 | 0 | 0 | 0 | 0 | 0 | 0 | 0 | 0 | 0 | 0 | 0 | 0 | 0 | 0 | 0 | 0 | 0 | 0 | 0 | 0 | 0 | 0 | 0 | 0 | 0 | 0
PG&E NGBA | Atlantic | 115 | 0 | 0 | 0 | 0 | 0 | 0 | 0 | 0 | 0 | 0 | 0 | 0 | 0 | 0 | 0 | 0 | 0 | 0 | 0 | 0 | 0 | 0 | 0 | 0 | 0 | 0 | 0 | 0 | 0 | [15 empty] | 0 | 0 | 0 | 0 | 0 | 0 | 0 | 0 | 0 | 0 | 0 | 0 | 0 | 0 | 0 |  | 0 | 0 | 0 | 0 | 0 | 0 | 0 | 0 | 0 | 0 | 0 | 0 | 0 | 0 | 0 | #REF! | #REF! | #REF! | #REF! | #REF! | #REF! | #REF! | #REF! | #REF! | #REF! | #REF! | #REF! | #REF! | #REF! | 1 | [14 empty] | 0 | 0 | 0 | 0 | 0 | 0 | 0 | 0 | 0 | 0 | 0 | 0 | 0 | 0 | [15 empty] | 0 | 0 | 0 | 0 | 0 | 0 | 0 | 0 | 0 | 0 | 0 | 0 | 0 | 0 | 0 | 0 | 0 | 0 | 0 | 0 | 0 | 0 | 0 | 0 | 0 | 0 | 0 | 0 | 0 | 0 | 0
PG&E NGBA | Atlantic | 230 | 0 | 0 | 0 | 0 | 0 | 0 | 0 | 0 | 0 | 0 | 0 | 0 | 0 | 0 | 0 | 0 | 0 | 0 | 0 | 0 | 0 | 0 | 0 | 0 | 0 | 235 | 0 | 0 | 0 | [11 empty] | -235 |  |  |  | 1 | 0 | 0 | 0 | 0 | 0 | 0 | 0 | 0 | 0 | 0 | 0 | 0 | 0 | 0 |  | 0 | 0 | 0 | 0 | 0 | 0 | 0 | 0 | 0 | 0 | 0 | 0 | 0 | 0 | 0 | #REF! | #REF! | #REF! | #REF! | #REF! | #REF! | #REF! | #REF! | #REF! | #REF! | #REF! | #REF! | #REF! | #REF! | 1 | [14 empty] | 0 | 0 | 0 | 0 | 0 | 0 | 0 | 0 | 0 | 0 | 235 | 0 | 0 | 0 | [15 empty] | 0 | 0 | 0 | 0 | 0 | 0 | 0 | 0 | 0 | 0 | 0 | 0 | 0 | 0 | 0 | 0 | 0 | 0 | 0 | 0 | 0 | 0 | 0 | 0 | 0 | 0 | 0 | 0 | 0 | 0 | 0
PG&E NGBA | Atlantic | 60 | 0 | 0 | 0 | 0 | 0 | 0 | 0 | 0 | 0 | 0 | 0 | 0 | 0 | 0 | 0 | 0 | 0 | 0 | 0 | 0 | 0 | 0 | 0 | 0 | 0 | 0 | 0 | 0 | 0 | [15 empty] | 0 | 0 | 0 | 0 | 0 | 0 | 0 | 0 | 0 | 0 | 0 | 0 | 0 | 0 | 0 |  | 0 | 0 | 0 | 0 | 0 | 0 | 0 | 0 | 0 | 0 | 0 | 0 | 0 | 0 | 0 | #REF! | #REF! | #REF! | #REF! | #REF! | #REF! | #REF! | #REF! | #REF! | #REF! | #REF! | #REF! | #REF! | #REF! | 1 | [14 empty] | 0 | 0 | 0 | 0 | 0 | 0 | 0 | 0 | 0 | 0 | 0 | 0 | 0 | 0 | [15 empty] | 0 | 0 | 0 | 0 | 0 | 0 | 0 | 0 | 0 | 0 | 0 | 0 | 0 | 0 | 0 | 0 | 0 | 0 | 0 | 0 | 0 | 0 | 0 | 0 | 0 | 0 | 0 | 0 | 0 | 0 | 0
PG&E FRESNO | Atwater | 115 | 0 | 0 | 0 | 0 | 0 | 0 | 0 | 0 | 2 | 0 | 0 | 0 | 0 | 0 | 1 | 0 | 0 | 0 | 0 | 0 | 0 | 0 | 0 | 0 | 0 | 0 | 0 | 0 | 0 | [15 empty] | 0 | 0 | 0 | 0 | 0 | 0 | 0 | 0 | 0 | 0 | 0 | 0 | 0 | 0 | 0 |  | 0 | 0 | 0 | 0 | 0 | 0 | 0 | 0 | 2 | 0 | 0 | 0 | 0 | 0 | 1 | #REF! | #REF! | #REF! | #REF! | #REF! | #REF! | #REF! | #REF! | #REF! | #REF! | #REF! | #REF! | #REF! | #REF! | 1 | 0 | 0 | 0 | 0 | 0 | 0 | 0 | 0 | 0 | 0 | 0 | 0 | 0 | 0 | 0 | 0 | 0 | 0 | 0 | 0 | 0 | 0 | 0 | 0 | 0 | 0 | 0 | 0 | [15 empty] | 0 | 0 | 0 | 0 | 0 | 0 | 0 | 0 | 0 | 0 | 0 | 0 | 0 | 0 | 0 | 0 | 0 | 0 | 0 | 0 | 0 | 0 | 0 | 0 | 2 | 0 | 0 | 0 | 0 | 0 | 1
PG&E GBA | Avena | 115 | 0 | 0 | 0 | 0 | 0 | 0 | 0 | 0 | 0 | 0 | 0 | 0 | 0 | 0 | 0 | 0 | 0 | 0 | 0 | 0 | 0 | 0 | 0 | 0 | 0 | 0 | 0 | 0 | 0 | [15 empty] | 0 | 0 | 0 | 0 | 0 | 0 | 0 | 0 | 0 | 0 | 0 | 0 | 0 | 0 | 0 |  | 0 | 0 | 0 | 0 | 0 | 0 | 0 | 0 | 0 | 0 | 0 | 0 | 0 | 0 | 0 | #REF! | #REF! | #REF! | #REF! | #REF! | #REF! | #REF! | #REF! | #REF! | #REF! | #REF! | #REF! | #REF! | #REF! | 1 | [14 empty] | 0 | 0 | 0 | 0 | 0 | 0 | 0 | 0 | 0 | 0 | 0 | 0 | 0 | 0 | [15 empty] | 0 | 0 | 0 | 0 | 0 | 0 | 0 | 0 | 0 | 0 | 0 | 0 | 0 | 0 | 0 | 0 | 0 | 0 | 0 | 0 | 0 | 0 | 0 | 0 | 0 | 0 | 0 | 0 | 0 | 0 | 0
SDGE | Avocado | 69 | 0 | 0 | 0 | 0 | 0 | 0 | 0 | 0 | 0 | 0 | 0 | 0 | 0 | 0 | 0 | 0 | 0 | 0 | 0 | 0 | [5 empty] | 0 | [18 empty] | 0 | 0 | 0 | 0 | 0 | 0 | 0 | 0 | 0 | 0 | 0 | 0 | 0 | 0 | 0 |  | 0 | 0 | 0 | 0 | 0 | 0 | 0 | 0 | 0 | 0 | 0 | 0 | 0 | 0 | 0 | #REF! | #REF! | #REF! | #REF! | #REF! | #REF! | #REF! | #REF! | #REF! | #REF! | #REF! | #REF! | #REF! | #REF! | 1 | [14 empty] | 0 | 0 | 0 | 0 | 0 | 0 | 0 | 0 | 0 | 0 | 0 | 0 | 0 | 0 | [15 empty] | 0 | 0 | 0 | 0 | 0 | 0 | 0 | 0 | 0 | 0 | 0 | 0 | 0 | 0 | 0 | 0 | 0 | 0 | 0 | 0 | 0 | 0 | 0 | 0 | 0 | 0 | 0 | 0 | 0 | 0 | 0
PG&E NGBA | Bahia | 230 | 0 | 0 | 0 | 0 | 0 | 0 | 0 | 0 | 0 | 0 | 0 | 0 | 0 | 0 | 0 | 0 | 0 | 0 | 0 | 0 | 0 | 0 | 0 | 0 | 0 | 0 | 0 | 0 | 0 | [15 empty] | 0 | 0 | 0 | 0 | 0 | 0 | 0 | 0 | 0 | 0 | 0 | 0 | 0 | 0 | 0 |  | 0 | 0 | 0 | 0 | 0 | 0 | 0 | 0 | 0 | 0 | 0 | 0 | 0 | 0 | 0 | #REF! | #REF! | #REF! | #REF! | #REF! | #REF! | #REF! | #REF! | #REF! | #REF! | #REF! | #REF! | #REF! | #REF! | 1 | [14 empty] | 0 | 0 | 0 | 0 | 0 | 0 | 0 | 0 | 0 | 0 | 0 | 0 | 0 | 0 | [15 empty] | 0 | 0 | 0 | 0 | 0 | 0 | 0 | 0 | 0 | 0 | 0 | 0 | 0 | 0 | 0 | 0 | 0 | 0 | 0 | 0 | 0 | 0 | 0 | 0 | 0 | 0 | 0 | 0 | 0 | 0 | 0
SCE Northern | Bailey | 230 | 0 | 0 | 0 | 0 | 0 | 0 | 0 | 0 | 0 | 0 | 0 | 0 | 0 | 0 | 0 | 0 | 0 | 0 | 0 | 0 | [24 empty] | 0 | 0 | 0 | 0 | 0 | 0 | 0 | 0 | 0 | 0 | 0 | 0 | 0 | 0 | 0 |  | 0 | 0 | 0 | 0 | 0 | 0 | 0 | 0 | 0 | 0 | 0 | 0 | 0 | 0 | 0 | #REF! | #REF! | #REF! | #REF! | #REF! | #REF! | #REF! | #REF! | #REF! | #REF! | #REF! | #REF! | #REF! | #REF! | 1 | [14 empty] | 0 | 0 | 0 | 0 | 0 | 0 | 0 | 0 | 0 | 0 | 0 | 0 | 0 | 0 | [15 empty] | 0 | 0 | 0 | 0 | 0 | 0 | 0 | 0 | 0 | 0 | 0 | 0 | 0 | 0 | 0 | 0 | 0 | 0 | 0 | 0 | 0 | 0 | 0 | 0 | 0 | 0 | 0 | 0 | 0 | 0 | 0
SCE NOL | Baker | 115 | 0 | 0 | 0 | 0 | 0 | 0 | 0 | 0 | 0 | 0 | 0 | 0 | 0 | 0 | 0 | 0 | 0 | 0 | 0 | 0 | [24 empty] | 0 | 0 | 0 | 0 | 0 | 0 | 0 | 0 | 0 | 0 | 0 | 0 | 0 | 0 | 0 |  | 0 | 0 | 0 | 0 | 0 | 0 | 0 | 0 | 0 | 0 | 0 | 0 | 0 | 0 | 0 | #REF! | #REF! | #REF! | #REF! | #REF! | #REF! | #REF! | #REF! | #REF! | #REF! | #REF! | #REF! | #REF! | #REF! | 1 | [14 empty] | 0 | 0 | 0 | 0 | 0 | 0 | 0 | 0 | 0 | 0 | 0 | 0 | 0 | 0 | [15 empty] | 0 | 0 | 0 | 0 | 0 | 0 | 0 | 0 | 0 | 0 | 0 | 0 | 0 | 0 | 0 | 0 | 0 | 0 | 0 | 0 | 0 | 0 | 0 | 0 | 0 | 0 | 0 | 0 | 0 | 0 | 0
PG&E KERN | Bakersfield | 230 | 0 | 0 | 0 | 0 | 0 | 0 | 0 | 0 | 0 | 0 | 0 | 0 | 0 | 0 | 0 | 0 | 0 | 0 | 0 | 0 | 0 | 0 | 0 | 0 | 440 | 320 | 0 | 0 | 0 | [11 empty] | -320 |  |  |  | 1 | 0 | 0 | 0 | 0 | 0 | 0 | 0 | 0 | 0 | 440 | 0 | 0 | 0 | 0 |  | 0 | 0 | 0 | 0 | 0 | 0 | 0 | 0 | 0 | 440 | 0 | 0 | 0 | 0 | 1 | #REF! | #REF! | #REF! | #REF! | #REF! | #REF! | #REF! | #REF! | #REF! | #REF! | #REF! | #REF! | #REF! | #REF! | 1 | [14 empty] | 0 | 0 | 0 | 0 | 0 | 0 | 0 | 0 | 0 | 440 | 320 | 0 | 0 | 0 | [15 empty] | 0 | 0 | 0 | 0 | 0 | 0 | 0 | 0 | 0 | 0 | 440 | 0 | 0 | 0 | 0 | 1 | 0 | 0 | 0 | 0 | 0 | 0 | 0 | 0 | 0 | 440 | 0 | 0 | 0 | 0 | 1
PG&E FRESNO | Balch | 230 | 0 | 0 | 0 | 0 | 0 | 0 | 0 | 0 | 0 | 0 | 0 | 0 | 0 | 0 | 0 | 0 | 0 | 0 | 0 | 0 | 0 | 0 | 0 | 0 | 0 | 0 | 0 | 0 | 0 | [15 empty] | 0 | 0 | 0 | 0 | 0 | 0 | 0 | 0 | 0 | 0 | 0 | 0 | 0 | 0 | 0 |  | 0 | 0 | 0 | 0 | 0 | 0 | 0 | 0 | 0 | 0 | 0 | 0 | 0 | 0 | 0 | #REF! | #REF! | #REF! | #REF! | #REF! | #REF! | #REF! | #REF! | #REF! | #REF! | #REF! | #REF! | #REF! | #REF! | 1 | 0 | 0 | 0 | 0 | 0 | 0 | 0 | 0 | 0 | 190 | 0 | 0 | 0 | 0 | 0 | 0 | 0 | 0 | 0 | 0 | 0 | 0 | 0 | 190 | 0 | 0 | 0 | 0 | [15 empty] | 0 | 0 | 0 | 0 | 0 | 0 | 0 | 0 | 0 | 0 | 190 | 0 | 0 | 0 | 0 | 1 | 0 | 0 | 0 | 0 | 0 | 0 | 0 | 0 | 0 | 190 | 0 | 0 | 0 | 0 | 1
SCE Eastern | Bannister | 230 | 0 | 0 | 0 | 0 | 0 | 0 | 0 | 0 | 0 | 0 | 0 | 0 | 0 | 0 | 0 | 0 | 0 | 0 |  | 0 | [24 empty] | 0 | 0 | 0 | 0 | 0 | 0 | 0 | 0 | 0 | 0 | 0 | 0 | 0 | 0 | 0 |  | 0 | 0 | 0 | 0 | 0 | 0 | 0 | 0 | 0 | 0 | 0 | 0 | 0 | 0 | 0 | #REF! | #REF! | #REF! | #REF! | #REF! | #REF! | #REF! | #REF! | #REF! | #REF! | #REF! | #REF! | #REF! | #REF! | 1 | [14 empty] | 0 | 0 | 0 | 0 | 0 | 0 | 0 | 0 | 0 | 0 | 0 | 0 | 0 | 0 | [15 empty] | 0 | 0 | 0 | 0 | 0 | 0 | 0 | 0 | 0 | 0 | 0 | 0 | 0 | 0 | 0 | 0 | 0 | 0 | 0 | 0 | 0 | 0 | 0 | 0 | 0 | 0 | 0 | 0 | 0 | 0 | 0
SCE Metro | Barre | 230 | 0 | 0 | 0 | 0 | 0 | 0 | 0 | 0 | 0 | 0 | 0 | 0 | 0 | 0 | 0 | 0 | 0 | 0 | 0 | 0 | [7 empty] | 300 |  | 1 | [12 empty] | -228 |  | 1 | 0 | 0 | 0 | 0 | 0 | 0 | 0 | 0 | 0 | 0 | 0 | 0 | 72 | 0 |  | 0 | 0 | 0 | 0 | 0 | 0 | 0 | 0 | 0 | 0 | 0 | 0 | 72 | 0 | 1 | #REF! | #REF! | #REF! | #REF! | #REF! | #REF! | #REF! | #REF! | #REF! | #REF! | #REF! | #REF! | #REF! | #REF! | 1 | [14 empty] | 0 | 0 | 0 | 0 | 0 | 0 | 0 | 0 | 0 | 0 | 0 | 0 | 300 | 0 | [15 empty] | 0 | 0 | 0 | 0 | 0 | 0 | 0 | 0 | 0 | 0 | 0 | 0 | 0 | 72 | 0 | 1 | 0 | 0 | 0 | 0 | 0 | 0 | 0 | 0 | 0 | 0 | 0 | 0 | 72 | 0 | 1
SDGE | Bay Boulevard | 69 | 0 | 0 | 0 | 0 | 0 | 0 | 0 | 0 | 0 | 0 | 0 | 0 | 0 | 0 | 0 | 0 | 0 | 0 | 0 | 0 | [24 empty] | 0 | 0 | 0 | 0 | 0 | 0 | 0 | 0 | 0 | 0 | 0 | 0 | 0 | 0 | 0 |  | 0 | 0 | 0 | 0 | 0 | 0 | 0 | 0 | 0 | 0 | 0 | 0 | 0 | 0 | 0 | #REF! | #REF! | #REF! | #REF! | #REF! | #REF! | #REF! | #REF! | #REF! | #REF! | #REF! | #REF! | #REF! | #REF! | 1 | [14 empty] | 0 | 0 | 0 | 0 | 0 | 0 | 0 | 0 | 0 | 0 | 0 | 0 | 0 | 0 | [15 empty] | 0 | 0 | 0 | 0 | 0 | 0 | 0 | 0 | 0 | 0 | 0 | 0 | 0 | 0 | 0 | 0 | 0 | 0 | 0 | 0 | 0 | 0 | 0 | 0 | 0 | 0 | 0 | 0 | 0 | 0 | 0
SDGE | Bay Boulevard | 230 | 0 | 0 | 0 | 0 | 0 | 0 | 0 | 0 | 0 | 0 | 0 | 0 | 0 | 0 | 0 | 0 | 0 | 0 | 0 | 0 | [24 empty] | 0 | 0 | 0 | 0 | 0 | 0 | 0 | 0 | 0 | 0 | 0 | 0 | 0 | 0 | 0 |  | 0 | 0 | 0 | 0 | 0 | 0 | 0 | 0 | 0 | 0 | 0 | 0 | 0 | 0 | 0 | #REF! | #REF! | #REF! | #REF! | #REF! | #REF! | #REF! | #REF! | #REF! | #REF! | #REF! | #REF! | #REF! | #REF! | 1 | [14 empty] | 0 | 0 | 0 | 0 | 0 | 0 | 0 | 0 | 0 | 0 | 0 | 0 | 0 | 0 | [15 empty] | 0 | 0 | 0 | 0 | 0 | 0 | 0 | 0 | 0 | 0 | 0 | 0 | 0 | 0 | 0 | 0 | 0 | 0 | 0 | 0 | 0 | 0 | 0 | 0 | 0 | 0 | 0 | 0 | 0 | 0 | 0
EOP | Beatty | 138 | 0 | 0 | 0 | 0 | 0 | 0 | 0 | 0 | 0 | 0 | 0 | 0 | 0 | 0 | 0 | 0 | 0 | 0 | 0 | 0 | [24 empty] | 0 | 0 | 0 | 0 | 0 | 0 | 0 | 0 | 0 | 0 | 0 | 0 | 0 | 0 | 0 |  | 0 | 0 | 0 | 0 | 0 | 0 | 0 | 0 | 0 | 0 | 0 | 0 | 0 | 0 | 0 | #REF! | #REF! | #REF! | #REF! | #REF! | #REF! | #REF! | #REF! | #REF! | #REF! | #REF! | #REF! | #REF! | #REF! | 1 | [14 empty] | 0 | 0 | 0 | 0 | 0 | 0 | 0 | 0 | 0 | 0 | 0 | 0 | 0 | 0 | [15 empty] | 0 | 0 | 0 | 0 | 0 | 0 | 0 | 0 | 0 | 0 | 0 | 0 | 0 | 0 | 0 | 0 | 0 | 0 | 0 | 0 | 0 | 0 | 0 | 0 | 0 | 0 | 0 | 0 | 0 | 0 | 0
EOP | Beatty | 230 | 0 | 0 | 0 | 0 | 0 | 0 | 0 | 0 | 0 | 0 | 0 | 0 | 0 | 0 | 0 | 436 | 0 | 0 | 0 | 0 |  |  |  |  | 500 |  |  |  |  | 1 | [12 empty] | 170 |  | 1 | 436 | 0 | 0 | 0 | 0 | 0 | 0 | 0 | 0 | 500 | 0 | 0 | 170 | 0 |  | 436 | 0 | 0 | 0 | 0 | 0 | 0 | 0 | 0 | 500 | 0 | 0 | 170 | 0 | 1 | #REF! | #REF! | #REF! | #REF! | #REF! | #REF! | #REF! | #REF! | #REF! | #REF! | #REF! | #REF! | #REF! | #REF! | 1 | [14 empty] | 436 | 0 | 0 | 0 | 0 | 0 | 0 | 0 | 0 | 500 | 0 | 0 | 0 | 0 | [15 empty] | 0 | 436 | 0 | 0 | 0 | 0 | 0 | 0 | 0 | 0 | 500 | 0 | 0 | 170 | 0 | 1 | 436 | 0 | 0 | 0 | 0 | 0 | 0 | 0 | 0 | 500 | 0 | 0 | 170 | 0 | 1
PG&E NGBA | Belden | 230 | 0 | 0 | 0 | 0 | 0 | 0 | 0 | 0 | 0 | 0 | 0 | 0 | 0 | 0 | 0 | 0 | 0 | 0 | 0 | 0 | 0 | 0 | 0 | 0 | 0 | 0 | 0 | 0 | 0 | [15 empty] | 0 | 0 | 0 | 0 | 0 | 0 | 0 | 0 | 0 | 0 | 0 | 0 | 0 | 0 | 0 |  | 0 | 0 | 0 | 0 | 0 | 0 | 0 | 0 | 0 | 0 | 0 | 0 | 0 | 0 | 0 | #REF! | #REF! | #REF! | #REF! | #REF! | #REF! | #REF! | #REF! | #REF! | #REF! | #REF! | #REF! | #REF! | #REF! | 1 | [14 empty] | 0 | 0 | 0 | 0 | 0 | 0 | 0 | 0 | 0 | 0 | 0 | 0 | 0 | 0 | [15 empty] | 0 | 0 | 0 | 0 | 0 | 0 | 0 | 0 | 0 | 0 | 0 | 0 | 0 | 0 | 0 | 0 | 0 | 0 | 0 | 0 | 0 | 0 | 0 | 0 | 0 | 0 | 0 | 0 | 0 | 0 | 0
PG&E NGBA | Bell | 115 | 0 | 0 | 0 | 0 | 0 | 0 | 0 | 0 | 0 | 0 | 0 | 0 | 0 | 0 | 0 | 0 | 0 | 0 | 0 | 0 | 0 | 0 | 0 | 0 | 0 | 0 | 0 | 0 | 0 | [15 empty] | 0 | 0 | 0 | 0 | 0 | 0 | 0 | 0 | 0 | 0 | 0 | 0 | 0 | 0 | 0 |  | 0 | 0 | 0 | 0 | 0 | 0 | 0 | 0 | 0 | 0 | 0 | 0 | 0 | 0 | 0 | #REF! | #REF! | #REF! | #REF! | #REF! | #REF! | #REF! | #REF! | #REF! | #REF! | #REF! | #REF! | #REF! | #REF! | 1 | [14 empty] | 0 | 0 | 0 | 0 | 0 | 0 | 0 | 0 | 0 | 0 | 0 | 0 | 0 | 0 | [15 empty] | 0 | 0 | 0 | 0 | 0 | 0 | 0 | 0 | 0 | 0 | 0 | 0 | 0 | 0 | 0 | 0 | 0 | 0 | 0 | 0 | 0 | 0 | 0 | 0 | 0 | 0 | 0 | 0 | 0 | 0 | 0
PG&E NGBA | Bellevue | 115 | 0 | 0 | 0 | 0 | 0 | 0 | 0 | 0 | 0 | 0 | 0 | 0 | 0 | 0 | 0 | 0 | 0 | 0 | 0 | 0 | 0 | 0 | 0 | 0 | 0 | 0 | 0 | 0 | 0 | [15 empty] | 0 | 0 | 0 | 0 | 0 | 0 | 0 | 0 | 0 | 0 | 0 | 0 | 0 | 0 | 0 |  | 0 | 0 | 0 | 0 | 0 | 0 | 0 | 0 | 0 | 0 | 0 | 0 | 0 | 0 | 0 | #REF! | #REF! | #REF! | #REF! | #REF! | #REF! | #REF! | #REF! | #REF! | #REF! | #REF! | #REF! | #REF! | #REF! | 1 | [14 empty] | 0 | 0 | 0 | 0 | 0 | 0 | 0 | 0 | 0 | 0 | 0 | 0 | 0 | 0 | [15 empty] | 0 | 0 | 0 | 0 | 0 | 0 | 0 | 0 | 0 | 0 | 0 | 0 | 0 | 0 | 0 | 0 | 0 | 0 | 0 | 0 | 0 | 0 | 0 | 0 | 0 | 0 | 0 | 0 | 0 | 0 | 0
PG&E GBA | Bellota | 115 | 0 | 0 | 0 | 0 | 0 | 0 | 0 | 0 | 0 | 0 | 0 | 0 | 0 | 0 | 0 | 0 | 0 | 0 | 0 | 0 | 0 | 0 | 0 | 0 | 0 | 0 | 0 | 0 | 0 | [15 empty] | 0 | 0 | 0 | 0 | 0 | 0 | 0 | 0 | 0 | 0 | 0 | 0 | 0 | 0 | 0 |  | 0 | 0 | 0 | 0 | 0 | 0 | 0 | 0 | 0 | 0 | 0 | 0 | 0 | 0 | 0 | #REF! | #REF! | #REF! | #REF! | #REF! | #REF! | #REF! | #REF! | #REF! | #REF! | #REF! | #REF! | #REF! | #REF! | 1 | [14 empty] | 0 | 0 | 0 | 0 | 0 | 0 | 0 | 0 | 0 | 0 | 0 | 0 | 0 | 0 | [15 empty] | 0 | 0 | 0 | 0 | 0 | 0 | 0 | 0 | 0 | 0 | 0 | 0 | 0 | 0 | 0 | 0 | 0 | 0 | 0 | 0 | 0 | 0 | 0 | 0 | 0 | 0 | 0 | 0 | 0 | 0 | 0
PG&E GBA | Bellota | 230 | 0 | 0 | 0 | 0 | 0 | 0 | 0 | 0 | 0 | 0 | 0 | 0 | 0 | 0 | 0 | 0 | 0 | 0 | 0 | 0 | 0 | 0 | 0 | 0 | 0 | 0 | 0 | 0 | 0 | [14 empty] | 400 | 1 | 0 | 0 | 0 | 0 | 0 | 0 | 0 | 0 | 0 | 0 | 0 | 0 | 0 | 400 |  | 0 | 0 | 0 | 0 | 0 | 0 | 0 | 0 | 0 | 0 | 0 | 0 | 0 | 400 | 1 | #REF! | #REF! | #REF! | #REF! | #REF! | #REF! | #REF! | #REF! | #REF! | #REF! | #REF! | #REF! | #REF! | #REF! | 1 | [14 empty] | 0 | 0 | 0 | 0 | 0 | 0 | 0 | 0 | 0 | 0 | 0 | 0 | 0 | 0 | [15 empty] | 0 | 0 | 0 | 0 | 0 | 0 | 0 | 0 | 0 | 0 | 0 | 0 | 0 | 0 | 400 | 1 | 0 | 0 | 0 | 0 | 0 | 0 | 0 | 0 | 0 | 0 | 0 | 0 | 0 | 400 | 1
SCE Northern | Big Creek | 230 | 0 | 0 | 0 | 0 | 0 | 0 | 0 | 0 | 0 | 0 | 0 | 0 | 0 | 0 | 0 |  | 0 | 0 | 0 | 0 |  |  |  |  | 192 |  |  |  | 100 | [10 empty] | -192 |  |  |  |  | 1 | 0 | 0 | 0 | 0 | 0 | 0 | 0 | 0 | 0 | 0 | 0 | 0 | 0 | 100 |  | 0 | 0 | 0 | 0 | 0 | 0 | 0 | 0 | 0 | 0 | 0 | 0 | 0 | 100 | 1 | #REF! | #REF! | #REF! | #REF! | #REF! | #REF! | #REF! | #REF! | #REF! | #REF! | #REF! | #REF! | #REF! | #REF! | 1 | [14 empty] | 0 | 0 | 0 | 0 | 0 | 0 | 0 | 0 | 0 | 192 | 0 | 0 | 0 | 100 | [15 empty] | 0 | 0 | 0 | 0 | 0 | 0 | 0 | 0 | 0 | 0 | 0 | 0 | 0 | 0 | 100 | 1 | 0 | 0 | 0 | 0 | 0 | 0 | 0 | 0 | 0 | 0 | 0 | 0 | 0 | 100 | 1
PG&E FRESNO | Biola | 70 | 0 | 0 | 0 | 0 | 0 | 0 | 0 | 0 | 0 | 0 | 0 | 0 | 0 | 0 | 0 | 0 | 0 | 0 | 0 | 0 | 0 | 0 | 0 | 0 | 0 | 0 | 0 | 78 | 0 | 1 | [12 empty] | -78 |  | 1 | 0 | 0 | 0 | 0 | 0 | 0 | 0 | 0 | 0 | 0 | 0 | 0 | 0 | 0 |  | 0 | 0 | 0 | 0 | 0 | 0 | 0 | 0 | 0 | 0 | 0 | 0 | 0 | 0 | 0 | #REF! | #REF! | #REF! | #REF! | #REF! | #REF! | #REF! | #REF! | #REF! | #REF! | #REF! | #REF! | #REF! | #REF! | 1 | 0 | 0 | 0 | 0 | 0 | 0 | 0 | 0 | 0 | 0 | 0 | 0 | 0 | 0 | 0 | 0 | 0 | 0 | 0 | 0 | 0 | 0 | 0 | 0 | 0 | 0 | 78 | 0 | [15 empty] | 0 | 0 | 0 | 0 | 0 | 0 | 0 | 0 | 0 | 0 | 0 | 0 | 0 | 0 | 0 | 0 | 0 | 0 | 0 | 0 | 0 | 0 | 0 | 0 | 0 | 0 | 0 | 0 | 0 | 0 | 0
PG&E GBA | Birds Landing | 230 | 0 | 0 | 0 | 0 | 0 | 0 | 0 | 0 | 0 | 0 | 0 | 0 | 0 | 0 | 0 | 0 | 0 | 0 | 0 | 0 | 0 | 0 | 0 | 0 | 0 | 0 | 0 | 0 | 0 | [15 empty] | 0 | 0 | 0 | 0 | 0 | 0 | 0 | 0 | 0 | 0 | 0 | 0 | 0 | 0 | 0 |  | 0 | 0 | 0 | 0 | 0 | 0 | 0 | 0 | 0 | 0 | 0 | 0 | 0 | 0 | 0 | #REF! | #REF! | #REF! | #REF! | #REF! | #REF! | #REF! | #REF! | #REF! | #REF! | #REF! | #REF! | #REF! | #REF! | 1 | [14 empty] | 0 | 0 | 0 | 0 | 0 | 0 | 0 | 0 | 0 | 0 | 0 | 0 | 0 | 0 | [15 empty] | 0 | 0 | 0 | 0 | 0 | 0 | 0 | 0 | 0 | 0 | 0 | 0 | 0 | 0 | 0 | 0 | 0 | 0 | 0 | 0 | 0 | 0 | 0 | 0 | 0 | 0 | 0 | 0 | 0 | 0 | 0
SCE Northern | Bliss | 66 | 0 | 0 | 0 | 0 | 0 | 0 | 0 | 0 | 0 | 0 | 0 | 0 | 0 | 0 | 0 | 0 | 0 | 0 | 0 | 0 | [24 empty] | 0 | 0 | 0 | 0 | 0 | 0 | 0 | 0 | 0 | 0 | 0 | 0 | 0 | 0 | 0 |  | 0 | 0 | 0 | 0 | 0 | 0 | 0 | 0 | 0 | 0 | 0 | 0 | 0 | 0 | 0 | #REF! | #REF! | #REF! | #REF! | #REF! | #REF! | #REF! | #REF! | #REF! | #REF! | #REF! | #REF! | #REF! | #REF! | 1 | [14 empty] | 0 | 0 | 0 | 0 | 0 | 0 | 0 | 0 | 0 | 0 | 0 | 0 | 0 | 0 | [15 empty] | 0 | 0 | 0 | 0 | 0 | 0 | 0 | 0 | 0 | 0 | 0 | 0 | 0 | 0 | 0 | 0 | 0 | 0 | 0 | 0 | 0 | 0 | 0 | 0 | 0 | 0 | 0 | 0 | 0 | 0 | 0
SCE Eastern | Blythe | 161 | 0 | 0 | 0 | 0 | 0 | 0 | 0 | 0 | 0 | 0 | 160 | 160 | 0 | 0 | 1 | 0 | 0 | 0 | 0 | 0 | [24 empty] | 0 | 0 | 0 | 0 | 0 | 0 | 0 | 0 | 0 | 0 | 0 | 0 | 0 | 0 | 0 |  | 0 | 0 | 0 | 0 | 0 | 0 | 0 | 0 | 0 | 0 | 160 | 160 | 0 | 0 | 1 | #REF! | #REF! | #REF! | #REF! | #REF! | #REF! | #REF! | #REF! | #REF! | #REF! | #REF! | #REF! | #REF! | #REF! | 1 | [14 empty] | 0 | 0 | 0 | 0 | 0 | 0 | 0 | 0 | 0 | 0 | 0 | 0 | 0 | 0 | [15 empty] | 0 | 0 | 0 | 0 | 0 | 0 | 0 | 0 | 0 | 0 | 0 | 0 | 0 | 0 | 0 | 0 | 0 | 0 | 0 | 0 | 0 | 0 | 0 | 0 | 0 | 0 | 160 | 160 | 0 | 0 | 1
PG&E NGBA | Bogue | 115 | 0 | 0 | 0 | 0 | 0 | 0 | 0 | 0 | 0 | 0 | 0 | 0 | 0 | 0 | 0 | 0 | 0 | 0 | 0 | 0 | 0 | 0 | 0 | 0 | 0 | 0 | 0 | 0 | 0 | [15 empty] | 0 | 0 | 0 | 0 | 0 | 0 | 0 | 0 | 0 | 0 | 0 | 0 | 0 | 0 | 0 |  | 0 | 0 | 0 | 0 | 0 | 0 | 0 | 0 | 0 | 0 | 0 | 0 | 0 | 0 | 0 | #REF! | #REF! | #REF! | #REF! | #REF! | #REF! | #REF! | #REF! | #REF! | #REF! | #REF! | #REF! | #REF! | #REF! | 1 | [14 empty] | 0 | 0 | 0 | 0 | 0 | 0 | 0 | 0 | 0 | 0 | 0 | 0 | 0 | 0 | [15 empty] | 0 | 0 | 0 | 0 | 0 | 0 | 0 | 0 | 0 | 0 | 0 | 0 | 0 | 0 | 0 | 0 | 0 | 0 | 0 | 0 | 0 | 0 | 0 | 0 | 0 | 0 | 0 | 0 | 0 | 0 | 0
PG&E FRESNO | Borden | 230 | 0 | 0 | 0 | 0 | 0 | 0 | 0 | 0 | 0 | 0 | 0 | 0 | 0 | 0 | 0 | 0 | 0 | 0 | 0 | 0 | 0 | 0 | 0 | 0 | 0 | 0 | 0 | 0 | 0 | [15 empty] | 0 | 0 | 0 | 0 | 0 | 0 | 0 | 0 | 0 | 0 | 0 | 0 | 0 | 0 | 0 |  | 0 | 0 | 0 | 0 | 0 | 0 | 0 | 0 | 0 | 0 | 0 | 0 | 0 | 0 | 0 | #REF! | #REF! | #REF! | #REF! | #REF! | #REF! | #REF! | #REF! | #REF! | #REF! | #REF! | #REF! | #REF! | #REF! | 1 | 0 | 0 | 0 | 0 | 0 | 0 | 0 | 0 | 0 | 0 | 0 | 0 | 0 | 0 | 0 | 0 | 0 | 0 | 0 | 0 | 0 | 0 | 0 | 0 | 0 | 0 | 0 | 0 | [15 empty] | 0 | 0 | 0 | 0 | 0 | 0 | 0 | 0 | 0 | 0 | 0 | 0 | 0 | 0 | 0 | 0 | 0 | 0 | 0 | 0 | 0 | 0 | 0 | 0 | 0 | 0 | 0 | 0 | 0 | 0 | 0
PG&E FRESNO | Borden | 70 | 0 | 0 | 0 | 0 | 0 | 0 | 0 | 0 | 0 | 0 | 0 | 0 | 0 | 0 | 0 | 0 | 0 | 0 | 0 | 0 | 0 | 0 | 0 | 0 | 0 | 0 | 0 | 0 | 0 | [15 empty] | 0 | 0 | 0 | 0 | 0 | 0 | 0 | 0 | 0 | 0 | 0 | 0 | 0 | 0 | 0 |  | 0 | 0 | 0 | 0 | 0 | 0 | 0 | 0 | 0 | 0 | 0 | 0 | 0 | 0 | 0 | #REF! | #REF! | #REF! | #REF! | #REF! | #REF! | #REF! | #REF! | #REF! | #REF! | #REF! | #REF! | #REF! | #REF! | 1 | 0 | 0 | 0 | 0 | 0 | 0 | 0 | 0 | 0 | 0 | 0 | 0 | 0 | 0 | 0 | 0 | 0 | 0 | 0 | 0 | 0 | 0 | 0 | 0 | 0 | 0 | 0 | 0 | [15 empty] | 0 | 0 | 0 | 0 | 0 | 0 | 0 | 0 | 0 | 0 | 0 | 0 | 0 | 0 | 0 | 0 | 0 | 0 | 0 | 0 | 0 | 0 | 0 | 0 | 0 | 0 | 0 | 0 | 0 | 0 | 0
SDGE | Boulevard East | 138 | 0 | 0 | 0 | 0 | 0 | 0 | 0 | 0 | 0 | 0 | 0 | 0 | 0 | 0 | 0 | 0 | 0 | 180 | 0 | 0 |  |  |  |  | 20 | 10 | [18 empty] | 0 | 0 | 0 | 180 | 0 | 0 | 0 | 0 | 0 | 0 | 20 | 10 | 0 | 0 | 0 |  | 0 | 0 | 180 | 0 | 0 | 0 | 0 | 0 | 0 | 20 | 10 | 0 | 0 | 0 | 1 | #REF! | #REF! | #REF! | #REF! | #REF! | #REF! | #REF! | #REF! | #REF! | #REF! | #REF! | #REF! | #REF! | #REF! | 1 | [14 empty] | 0 | 0 | 180 | 0 | 0 | 0 | 0 | 0 | 0 | 20 | 10 | 0 | 0 | 0 | [15 empty] | 0 | 0 | 0 | 180 | 0 | 0 | 0 | 0 | 0 | 0 | 20 | 10 | 0 | 0 | 0 | 1 | 0 | 0 | 180 | 0 | 0 | 0 | 0 | 0 | 0 | 20 | 10 | 0 | 0 | 0 | 1
SDGE | Boulevard East | 69 | 0 | 0 | 0 | 0 | 0 | 0 | 0 | 0 | 0 | 0 | 17.4 | 17.4 | 0 | 0 | 1 | 0 | 0 | 0 | 0 | 0 | [24 empty] | 0 | 0 | 0 | 0 | 0 | 0 | 0 | 0 | 0 | 0 | 0 | 0 | 0 | 0 | 0 |  | 0 | 0 | 0 | 0 | 0 | 0 | 0 | 0 | 0 | 0 | 17.4 | 17.4 | 0 | 0 | 1 | #REF! | #REF! | #REF! | #REF! | #REF! | #REF! | #REF! | #REF! | #REF! | #REF! | #REF! | #REF! | #REF! | #REF! | 1 | [14 empty] | 0 | 0 | 0 | 0 | 0 | 0 | 0 | 0 | 0 | 0 | 0 | 0 | 0 | 0 | [15 empty] | 0 | 0 | 0 | 0 | 0 | 0 | 0 | 0 | 0 | 0 | 0 | 0 | 0 | 0 | 0 | 0 | 0 | 0 | 0 | 0 | 0 | 0 | 0 | 0 | 0 | 0 | 17.4 | 17.4 | 0 | 0 | 1
PG&E GBA | Brentwood | 230 | 0 | 0 | 0 | 0 | 0 | 0 | 0 | 0 | 2 | 0 | 0 | 0 | 0 | 0 | 1 | 0 | 0 | 0 | 0 | 0 | 0 | 0 | 0 | 0 | 0 | 50 | 0 | 0 | 0 | [11 empty] | -50 |  |  |  | 1 | 0 | 0 | 0 | 0 | 0 | 0 | 0 | 0 | 0 | 0 | 0 | 0 | 0 | 0 |  | 0 | 0 | 0 | 0 | 0 | 0 | 0 | 0 | 2 | 0 | 0 | 0 | 0 | 0 | 1 | #REF! | #REF! | #REF! | #REF! | #REF! | #REF! | #REF! | #REF! | #REF! | #REF! | #REF! | #REF! | #REF! | #REF! | 1 | [14 empty] | 0 | 0 | 0 | 0 | 0 | 0 | 0 | 0 | 0 | 0 | 50 | 0 | 0 | 0 | [15 empty] | 0 | 0 | 0 | 0 | 0 | 0 | 0 | 0 | 0 | 0 | 0 | 0 | 0 | 0 | 0 | 0 | 0 | 0 | 0 | 0 | 0 | 0 | 0 | 0 | 2 | 0 | 0 | 0 | 0 | 0 | 1
PG&E NGBA | Bridgeville | 115 | 0 | 0 | 0 | 0 | 0 | 0 | 0 | 0 | 0 | 0 | 0 | 0 | 0 | 0 | 0 | 0 | 0 | 0 | 0 | 0 | 0 | 0 | 0 | 0 | 0 | 0 | 0 | 0 | 0 |  | 185 | [13 empty] | 1 | 185 | 0 | 0 | 0 | 0 | 0 | 0 | 0 | 0 | 0 | 0 | 0 | 0 | 0 |  | 185 | 0 | 0 | 0 | 0 | 0 | 0 | 0 | 0 | 0 | 0 | 0 | 0 | 0 | 1 | #REF! | #REF! | #REF! | #REF! | #REF! | #REF! | #REF! | #REF! | #REF! | #REF! | #REF! | #REF! | #REF! | #REF! | 1 | [14 empty] | 0 | 0 | 0 | 0 | 0 | 0 | 0 | 0 | 0 | 0 | 0 | 0 | 0 | 0 |  |  |  | 214.5 | [11 empty] | 1 | 185 | 0 | 214.5 | 0 | 0 | 0 | 0 | 0 | 0 | 0 | 0 | 0 | 0 | 0 | 1 | 185 | 0 | 214.5 | 0 | 0 | 0 | 0 | 0 | 0 | 0 | 0 | 0 | 0 | 0 | 1
PG&E NGBA | Brighton | 115 | 0 | 0 | 0 | 0 | 0 | 0 | 0 | 0 | 0 | 0 | 0 | 0 | 0 | 0 | 0 | 0 | 0 | 0 | 0 | 0 | 0 | 0 | 0 | 0 | 0 | 0 | 0 | 0 | 0 | [15 empty] | 0 | 0 | 0 | 0 | 0 | 0 | 0 | 0 | 0 | 0 | 0 | 0 | 0 | 0 | 0 |  | 0 | 0 | 0 | 0 | 0 | 0 | 0 | 0 | 0 | 0 | 0 | 0 | 0 | 0 | 0 | #REF! | #REF! | #REF! | #REF! | #REF! | #REF! | #REF! | #REF! | #REF! | #REF! | #REF! | #REF! | #REF! | #REF! | 1 | [14 empty] | 0 | 0 | 0 | 0 | 0 | 0 | 0 | 0 | 0 | 0 | 0 | 0 | 0 | 0 | [15 empty] | 0 | 0 | 0 | 0 | 0 | 0 | 0 | 0 | 0 | 0 | 0 | 0 | 0 | 0 | 0 | 0 | 0 | 0 | 0 | 0 | 0 | 0 | 0 | 0 | 0 | 0 | 0 | 0 | 0 | 0 | 0
PG&E NGBA | Brighton | 230 | 0 | 0 | 0 | 0 | 0 | 0 | 0 | 0 | 0 | 0 | 0 | 0 | 0 | 0 | 0 | 0 | 0 | 0 | 0 | 0 | 0 | 0 | 0 | 0 | 0 | 0 | 0 | 0 | 0 | [15 empty] | 0 | 0 | 0 | 0 | 0 | 0 | 0 | 0 | 0 | 0 | 0 | 0 | 0 | 0 | 0 |  | 0 | 0 | 0 | 0 | 0 | 0 | 0 | 0 | 0 | 0 | 0 | 0 | 0 | 0 | 0 | #REF! | #REF! | #REF! | #REF! | #REF! | #REF! | #REF! | #REF! | #REF! | #REF! | #REF! | #REF! | #REF! | #REF! | 1 | [14 empty] | 0 | 0 | 0 | 0 | 0 | 0 | 0 | 0 | 0 | 0 | 0 | 0 | 0 | 0 | [15 empty] | 0 | 0 | 0 | 0 | 0 | 0 | 0 | 0 | 0 | 0 | 0 | 0 | 0 | 0 | 0 | 0 | 0 | 0 | 0 | 0 | 0 | 0 | 0 | 0 | 0 | 0 | 0 | 0 | 0 | 0 | 0
PG&E NGBA | Brunswick | 115 | 0 | 0 | 0 | 0 | 0 | 0 | 0 | 0 | 0 | 0 | 0 | 0 | 0 | 0 | 0 | 0 | 0 | 0 | 0 | 0 | 0 | 0 | 0 | 0 | 0 | 0 | 0 | 0 | 0 | [15 empty] | 0 | 0 | 0 | 0 | 0 | 0 | 0 | 0 | 0 | 0 | 0 | 0 | 0 | 0 | 0 |  | 0 | 0 | 0 | 0 | 0 | 0 | 0 | 0 | 0 | 0 | 0 | 0 | 0 | 0 | 0 | #REF! | #REF! | #REF! | #REF! | #REF! | #REF! | #REF! | #REF! | #REF! | #REF! | #REF! | #REF! | #REF! | #REF! | 1 | [14 empty] | 0 | 0 | 0 | 0 | 0 | 0 | 0 | 0 | 0 | 0 | 0 | 0 | 0 | 0 | [15 empty] | 0 | 0 | 0 | 0 | 0 | 0 | 0 | 0 | 0 | 0 | 0 | 0 | 0 | 0 | 0 | 0 | 0 | 0 | 0 | 0 | 0 | 0 | 0 | 0 | 0 | 0 | 0 | 0 | 0 | 0 | 0
PG&E NGBA | Bucks Creek | 230 | 0 | 0 | 0 | 0 | 0 | 0 | 0 | 0 | 0 | 0 | 0 | 0 | 0 | 0 | 0 | 0 | 0 | 0 | 0 | 0 | 0 | 0 | 0 | 0 | 0 | 0 | 0 | 0 | 0 | [15 empty] | 0 | 0 | 0 | 0 | 0 | 0 | 0 | 0 | 0 | 0 | 0 | 0 | 0 | 0 | 0 |  | 0 | 0 | 0 | 0 | 0 | 0 | 0 | 0 | 0 | 0 | 0 | 0 | 0 | 0 | 0 | #REF! | #REF! | #REF! | #REF! | #REF! | #REF! | #REF! | #REF! | #REF! | #REF! | #REF! | #REF! | #REF! | #REF! | 1 | [14 empty] | 0 | 0 | 0 | 0 | 0 | 0 | 0 | 0 | 0 | 0 | 0 | 0 | 0 | 0 | [15 empty] | 0 | 0 | 0 | 0 | 0 | 0 | 0 | 0 | 0 | 0 | 0 | 0 | 0 | 0 | 0 | 0 | 0 | 0 | 0 | 0 | 0 | 0 | 0 | 0 | 0 | 0 | 0 | 0 | 0 | 0 | 0
PG&E KERN | Buena Vista | 230 | 0 | 0 | 0 | 0 | 0 | 0 | 0 | 0 | 0 | 0 | 0 | 0 | 0 | 0 | 0 | 0 | 0 | 0 | 0 | 0 | 0 | 0 | 0 | 0 | 895 | 555 | 0 | 100 | 0 | 1 | [9 empty] | -890 | -260 |  | -100 |  | 1 | 0 | 0 | 0 | 0 | 0 | 0 | 0 | 0 | 0 | 5 | 295 | 0 | 0 | 0 |  | 0 | 0 | 0 | 0 | 0 | 0 | 0 | 0 | 0 | 5 | 295 | 0 | 0 | 0 | 1 | #REF! | #REF! | #REF! | #REF! | #REF! | #REF! | #REF! | #REF! | #REF! | #REF! | #REF! | #REF! | #REF! | #REF! | 1 | [14 empty] | 0 | 0 | 0 | 0 | 0 | 0 | 0 | 0 | 0 | 895 | 555 | 0 | 100 | 0 | [15 empty] | 0 | 0 | 0 | 0 | 0 | 0 | 0 | 0 | 0 | 0 | 5 | 295 | 0 | 0 | 0 | 1 | 0 | 0 | 0 | 0 | 0 | 0 | 0 | 0 | 0 | 5 | 295 | 0 | 0 | 0 | 1
PG&E FRESNO | Bullard | 115 | 0 | 0 | 0 | 0 | 0 | 0 | 0 | 0 | 0 | 0 | 0 | 0 | 0 | 0 | 0 | 0 | 0 | 0 | 0 | 0 | 0 | 0 | 0 | 0 | 0 | 0 | 0 | 0 | 0 | [15 empty] | 0 | 0 | 0 | 0 | 0 | 0 | 0 | 0 | 0 | 0 | 0 | 0 | 0 | 0 | 0 |  | 0 | 0 | 0 | 0 | 0 | 0 | 0 | 0 | 0 | 0 | 0 | 0 | 0 | 0 | 0 | #REF! | #REF! | #REF! | #REF! | #REF! | #REF! | #REF! | #REF! | #REF! | #REF! | #REF! | #REF! | #REF! | #REF! | 1 | 0 | 0 | 0 | 0 | 0 | 0 | 0 | 0 | 0 | 0 | 0 | 0 | 0 | 0 | 0 | 0 | 0 | 0 | 0 | 0 | 0 | 0 | 0 | 0 | 0 | 0 | 0 | 0 | [15 empty] | 0 | 0 | 0 | 0 | 0 | 0 | 0 | 0 | 0 | 0 | 0 | 0 | 0 | 0 | 0 | 0 | 0 | 0 | 0 | 0 | 0 | 0 | 0 | 0 | 0 | 0 | 0 | 0 | 0 | 0 | 0
PG&E GBA | Burlingame | 115 | 0 | 0 | 0 | 0 | 0 | 0 | 0 | 0 | 0 | 0 | 0 | 0 | 0 | 0 | 0 | 0 | 0 | 50 | 0 | 0 | 0 | 0 | 0 | 0 | 60 | 0 | 0 | 0 | 0 |  |  |  | -50 | [6 empty] | -60 |  |  |  |  | 1 | 0 | 0 | 0 | 0 | 0 | 0 | 0 | 0 | 0 | 0 | 0 | 0 | 0 | 0 |  | 0 | 0 | 0 | 0 | 0 | 0 | 0 | 0 | 0 | 0 | 0 | 0 | 0 | 0 | 0 | #REF! | #REF! | #REF! | #REF! | #REF! | #REF! | #REF! | #REF! | #REF! | #REF! | #REF! | #REF! | #REF! | #REF! | 1 | [9 empty] | 40 |  |  |  |  | 0 | 0 | 50 | 0 | 0 | 0 | 0 | 0 | 0 | 100 | 0 | 0 | 0 | 0 | [15 empty] | 0 | 0 | 0 | 0 | 0 | 0 | 0 | 0 | 0 | 0 | 40 | 0 | 0 | 0 | 0 | 1 | 0 | 0 | 0 | 0 | 0 | 0 | 0 | 0 | 0 | 40 | 0 | 0 | 0 | 0 | 1
PG&E NGBA | Burney Forest | 230 | 0 | 0 | 0 | 0 | 0 | 0 | 0 | 0 | 0 | 0 | 0 | 0 | 0 | 0 | 0 | 40 | 0 | 0 | 0 | 0 | 0 | 0 | 0 | 0 | 0 | 0 | 0 | 0 | 0 |  | -40 | [13 empty] | 1 | 0 | 0 | 0 | 0 | 0 | 0 | 0 | 0 | 0 | 0 | 0 | 0 | 0 | 0 |  | 0 | 0 | 0 | 0 | 0 | 0 | 0 | 0 | 0 | 0 | 0 | 0 | 0 | 0 | 0 | #REF! | #REF! | #REF! | #REF! | #REF! | #REF! | #REF! | #REF! | #REF! | #REF! | #REF! | #REF! | #REF! | #REF! | 1 | [14 empty] | 40 | 0 | 0 | 0 | 0 | 0 | 0 | 0 | 0 | 0 | 0 | 0 | 0 | 0 | [15 empty] | 0 | 0 | 0 | 0 | 0 | 0 | 0 | 0 | 0 | 0 | 0 | 0 | 0 | 0 | 0 | 0 | 0 | 0 | 0 | 0 | 0 | 0 | 0 | 0 | 0 | 0 | 0 | 0 | 0 | 0 | 0
PG&E NGBA | Butte | 115 | 0 | 0 | 0 | 0 | 0 | 0 | 0 | 0 | 0 | 0 | 0 | 0 | 0 | 0 | 0 | 0 | 0 | 0 | 0 | 0 | 0 | 0 | 0 | 0 | 0 | 0 | 0 | 0 | 0 | [15 empty] | 0 | 0 | 0 | 0 | 0 | 0 | 0 | 0 | 0 | 0 | 0 | 0 | 0 | 0 | 0 |  | 0 | 0 | 0 | 0 | 0 | 0 | 0 | 0 | 0 | 0 | 0 | 0 | 0 | 0 | 0 | #REF! | #REF! | #REF! | #REF! | #REF! | #REF! | #REF! | #REF! | #REF! | #REF! | #REF! | #REF! | #REF! | #REF! | 1 | [14 empty] | 0 | 0 | 0 | 0 | 0 | 0 | 0 | 0 | 0 | 0 | 0 | 0 | 0 | 0 | [15 empty] | 0 | 0 | 0 | 0 | 0 | 0 | 0 | 0 | 0 | 0 | 0 | 0 | 0 | 0 | 0 | 0 | 0 | 0 | 0 | 0 | 0 | 0 | 0 | 0 | 0 | 0 | 0 | 0 | 0 | 0 | 0
PG&E KERN | Cabrillo | 115 | 0 | 0 | 0 | 0 | 0 | 0 | 0 | 0 | 0 | 0 | 0 | 0 | 0 | 0 | 0 | 0 | 0 | 0 | 0 | 0 | 0 | 0 | 0 | 0 | 0 | 80 | 0 | 0 | 0 | [11 empty] | -80 |  |  |  | 1 | 0 | 0 | 0 | 0 | 0 | 0 | 0 | 0 | 0 | 0 | 0 | 0 | 0 | 0 |  | 0 | 0 | 0 | 0 | 0 | 0 | 0 | 0 | 0 | 0 | 0 | 0 | 0 | 0 | 0 | #REF! | #REF! | #REF! | #REF! | #REF! | #REF! | #REF! | #REF! | #REF! | #REF! | #REF! | #REF! | #REF! | #REF! | 1 | [14 empty] | 0 | 0 | 0 | 0 | 0 | 0 | 0 | 0 | 0 | 0 | 80 | 0 | 0 | 0 | [15 empty] | 0 | 0 | 0 | 0 | 0 | 0 | 0 | 0 | 0 | 0 | 0 | 0 | 0 | 0 | 0 | 0 | 0 | 0 | 0 | 0 | 0 | 0 | 0 | 0 | 0 | 0 | 0 | 0 | 0 | 0 | 0
PG&E FRESNO | Cal Flats | 230 | 0 | 0 | 0 | 0 | 0 | 0 | 0 | 0 | 0 | 0 | 0 | 0 | 0 | 0 | 0 | 0 | 0 | 0 | 0 | 0 | 0 | 0 | 0 | 0 | 0 | 0 | 0 | 0 | 0 | [15 empty] | 0 | 0 | 0 | 0 | 0 | 0 | 0 | 0 | 0 | 0 | 0 | 0 | 0 | 0 | 0 |  | 0 | 0 | 0 | 0 | 0 | 0 | 0 | 0 | 0 | 0 | 0 | 0 | 0 | 0 | 0 | #REF! | #REF! | #REF! | #REF! | #REF! | #REF! | #REF! | #REF! | #REF! | #REF! | #REF! | #REF! | #REF! | #REF! | 1 | 0 | 0 | 0 | 0 | 0 | 0 | 0 | 0 | 0 | 0 | 0 | 0 | 0 | 0 | 0 | 0 | 0 | 0 | 0 | 0 | 0 | 0 | 0 | 0 | 0 | 0 | 0 | 0 | [15 empty] | 0 | 0 | 0 | 0 | 0 | 0 | 0 | 0 | 0 | 0 | 0 | 0 | 0 | 0 | 0 | 0 | 0 | 0 | 0 | 0 | 0 | 0 | 0 | 0 | 0 | 0 | 0 | 0 | 0 | 0 | 0
SCE NOL | Calcite | 230 | 0 | 0 | 0 | 0 | 0 | 0 | 0 | 0 | 0 | 0 | 0 | 0 | 0 | 0 | 0 | [9 empty] | 106 | [19 empty] | 0 | 0 | 0 | 0 | 0 | 0 | 0 | 0 | 0 | 0 | 106 | 0 | 0 | 0 | 0 |  | 0 | 0 | 0 | 0 | 0 | 0 | 0 | 0 | 0 | 106 | 0 | 0 | 0 | 0 | 1 | #REF! | #REF! | #REF! | #REF! | #REF! | #REF! | #REF! | #REF! | #REF! | #REF! | #REF! | #REF! | #REF! | #REF! | 1 | [14 empty] | 0 | 0 | 0 | 0 | 0 | 0 | 0 | 0 | 0 | 106 | 0 | 0 | 0 | 0 | [15 empty] | 0 | 0 | 0 | 0 | 0 | 0 | 0 | 0 | 0 | 0 | 106 | 0 | 0 | 0 | 0 | 1 | 0 | 0 | 0 | 0 | 0 | 0 | 0 | 0 | 0 | 106 | 0 | 0 | 0 | 0 | 1
PG&E KERN | Caliente | 230 | 0 | 0 | 0 | 0 | 0 | 0 | 0 | 0 | 0 | 0 | 0 | 0 | 0 | 0 | 0 | 0 | 0 | 0 | 0 | 0 | 0 | 0 | 0 | 0 | 0 | 0 | 0 | 0 | 200 | [14 empty] | -200 | 1 | 0 | 0 | 0 | 0 | 0 | 0 | 0 | 0 | 0 | 0 | 0 | 0 | 0 | 0 |  | 0 | 0 | 0 | 0 | 0 | 0 | 0 | 0 | 0 | 0 | 0 | 0 | 0 | 0 | 0 | #REF! | #REF! | #REF! | #REF! | #REF! | #REF! | #REF! | #REF! | #REF! | #REF! | #REF! | #REF! | #REF! | #REF! | 1 | [14 empty] | 0 | 0 | 0 | 0 | 0 | 0 | 0 | 0 | 0 | 0 | 0 | 0 | 0 | 200 | [15 empty] | 0 | 0 | 0 | 0 | 0 | 0 | 0 | 0 | 0 | 0 | 0 | 0 | 0 | 0 | 0 | 0 | 0 | 0 | 0 | 0 | 0 | 0 | 0 | 0 | 0 | 0 | 0 | 0 | 0 | 0 | 0
PG&E FRESNO | California Ave | 115 | 0 | 0 | 0 | 0 | 0 | 0 | 0 | 0 | 0 | 0 | 0 | 0 | 0 | 0 | 0 | 0 | 0 | 0 | 0 | 0 | 0 | 0 | 0 | 0 | 100 | 0 | 0 | 0 | 0 | [10 empty] | -100 |  |  |  |  | 1 | 0 | 0 | 0 | 0 | 0 | 0 | 0 | 0 | 0 | 0 | 0 | 0 | 0 | 0 |  | 0 | 0 | 0 | 0 | 0 | 0 | 0 | 0 | 0 | 0 | 0 | 0 | 0 | 0 | 0 | #REF! | #REF! | #REF! | #REF! | #REF! | #REF! | #REF! | #REF! | #REF! | #REF! | #REF! | #REF! | #REF! | #REF! | 1 | 0 | 0 | 0 | 0 | 0 | 0 | 0 | 0 | 0 | 0 | 0 | 0 | 0 | 0 | 0 | 0 | 0 | 0 | 0 | 0 | 0 | 0 | 0 | 100 | 0 | 0 | 0 | 0 | [15 empty] | 0 | 0 | 0 | 0 | 0 | 0 | 0 | 0 | 0 | 0 | 0 | 0 | 0 | 0 | 0 | 0 | 0 | 0 | 0 | 0 | 0 | 0 | 0 | 0 | 0 | 0 | 0 | 0 | 0 | 0 | 0
PG&E KERN | Callender | 115 | 0 | 0 | 0 | 0 | 0 | 0 | 0 | 0 | 0 | 0 | 0 | 0 | 0 | 0 | 0 | 0 | 0 | 0 | 0 | 0 | 0 | 0 | 0 | 0 | 0 | 0 | 0 | 0 | 0 | [15 empty] | 0 | 0 | 0 | 0 | 0 | 0 | 0 | 0 | 0 | 0 | 0 | 0 | 0 | 0 | 0 |  | 0 | 0 | 0 | 0 | 0 | 0 | 0 | 0 | 0 | 0 | 0 | 0 | 0 | 0 | 0 | #REF! | #REF! | #REF! | #REF! | #REF! | #REF! | #REF! | #REF! | #REF! | #REF! | #REF! | #REF! | #REF! | #REF! | 1 | [14 empty] | 0 | 0 | 0 | 0 | 0 | 0 | 0 | 0 | 0 | 0 | 0 | 0 | 0 | 0 | [15 empty] | 0 | 0 | 0 | 0 | 0 | 0 | 0 | 0 | 0 | 0 | 0 | 0 | 0 | 0 | 0 | 0 | 0 | 0 | 0 | 0 | 0 | 0 | 0 | 0 | 0 | 0 | 0 | 0 | 0 | 0 | 0
PG&E NGBA | Calpella | 115 | 0 | 0 | 0 | 0 | 0 | 0 | 0 | 0 | 4 | 0 | 0 | 0 | 0 | 0 | 1 | 0 | 0 | 0 | 100 | 0 | 0 | 0 | 0 | 0 | 0 | 0 | 0 | 0 | 0 |  |  |  |  | -100 | [10 empty] | 1 | 0 | 0 | 0 | 0 | 0 | 0 | 0 | 0 | 0 | 0 | 0 | 0 | 0 | 0 |  | 0 | 0 | 0 | 0 | 0 | 0 | 0 | 0 | 4 | 0 | 0 | 0 | 0 | 0 | 1 | #REF! | #REF! | #REF! | #REF! | #REF! | #REF! | #REF! | #REF! | #REF! | #REF! | #REF! | #REF! | #REF! | #REF! | 1 | [14 empty] | 0 | 0 | 0 | 100 | 0 | 0 | 0 | 0 | 0 | 0 | 0 | 0 | 0 | 0 | [15 empty] | 0 | 0 | 0 | 0 | 0 | 0 | 0 | 0 | 0 | 0 | 0 | 0 | 0 | 0 | 0 | 0 | 0 | 0 | 0 | 0 | 0 | 0 | 0 | 0 | 4 | 0 | 0 | 0 | 0 | 0 | 1
PG&E GBA | Camanche | 230 | 0 | 0 | 0 | 0 | 0 | 0 | 0 | 0 | 0 | 0 | 0 | 0 | 0 | 0 | 0 | 0 | 0 | 0 | 0 | 0 | 0 | 0 | 0 | 0 | 0 | 0 | 0 | 0 | 0 | [15 empty] | 0 | 0 | 0 | 0 | 0 | 0 | 0 | 0 | 0 | 0 | 0 | 0 | 0 | 0 | 0 |  | 0 | 0 | 0 | 0 | 0 | 0 | 0 | 0 | 0 | 0 | 0 | 0 | 0 | 0 | 0 | #REF! | #REF! | #REF! | #REF! | #REF! | #REF! | #REF! | #REF! | #REF! | #REF! | #REF! | #REF! | #REF! | #REF! | 1 | [14 empty] | 0 | 0 | 0 | 0 | 0 | 0 | 0 | 0 | 0 | 0 | 0 | 0 | 0 | 0 | [15 empty] | 0 | 0 | 0 | 0 | 0 | 0 | 0 | 0 | 0 | 0 | 0 | 0 | 0 | 0 | 0 | 0 | 0 | 0 | 0 | 0 | 0 | 0 | 0 | 0 | 0 | 0 | 0 | 0 | 0 | 0 | 0
SDGE | Cameron | 69 | 0 | 0 | 0 | 0 | 0 | 0 | 0 | 0 | 0 | 0 | 0 | 0 | 0 | 0 | 0 | [29 empty] | 0 | 0 | 0 | 0 | 0 | 0 | 0 | 0 | 0 | 0 | 0 | 0 | 0 | 0 | 0 |  | 0 | 0 | 0 | 0 | 0 | 0 | 0 | 0 | 0 | 0 | 0 | 0 | 0 | 0 | 0 | #REF! | #REF! | #REF! | #REF! | #REF! | #REF! | #REF! | #REF! | #REF! | #REF! | #REF! | #REF! | #REF! | #REF! | 1 | [14 empty] | 0 | 0 | 0 | 0 | 0 | 0 | 0 | 0 | 0 | 0 | 0 | 0 | 0 | 0 | [15 empty] | 0 | 0 | 0 | 0 | 0 | 0 | 0 | 0 | 0 | 0 | 0 | 0 | 0 | 0 | 0 | 0 | 0 | 0 | 0 | 0 | 0 | 0 | 0 | 0 | 0 | 0 | 0 | 0 | 0 | 0 | 0
SDGE | Cannon | 69 | 0 | 0 | 0 | 0 | 0 | 0 | 0 | 0 | 0 | 0 | 0 | 0 | 0 | 0 | 0 | [29 empty] | 0 | 0 | 0 | 0 | 0 | 0 | 0 | 0 | 0 | 0 | 0 | 0 | 0 | 0 | 0 |  | 0 | 0 | 0 | 0 | 0 | 0 | 0 | 0 | 0 | 0 | 0 | 0 | 0 | 0 | 0 | #REF! | #REF! | #REF! | #REF! | #REF! | #REF! | #REF! | #REF! | #REF! | #REF! | #REF! | #REF! | #REF! | #REF! | 1 | [14 empty] | 0 | 0 | 0 | 0 | 0 | 0 | 0 | 0 | 0 | 0 | 0 | 0 | 0 | 0 | [15 empty] | 0 | 0 | 0 | 0 | 0 | 0 | 0 | 0 | 0 | 0 | 0 | 0 | 0 | 0 | 0 | 0 | 0 | 0 | 0 | 0 | 0 | 0 | 0 | 0 | 0 | 0 | 0 | 0 | 0 | 0 | 0
PG&E FRESNO | Cantua | 115 | 0 | 0 | 0 | 0 | 0 | 0 | 0 | 0 | 0 | 0 | 0 | 0 | 0 | 0 | 0 | 0 | 0 | 0 | 0 | 0 | 0 | 0 | 0 | 0 | 100 | 0 | 0 | 50 | 0 | 1 | [9 empty] | -100 |  |  | -50 |  | 1 | 0 | 0 | 0 | 0 | 0 | 0 | 0 | 0 | 0 | 0 | 0 | 0 | 0 | 0 |  | 0 | 0 | 0 | 0 | 0 | 0 | 0 | 0 | 0 | 0 | 0 | 0 | 0 | 0 | 0 | #REF! | #REF! | #REF! | #REF! | #REF! | #REF! | #REF! | #REF! | #REF! | #REF! | #REF! | #REF! | #REF! | #REF! | 1 | 0 | 0 | 0 | 0 | 0 | 0 | 0 | 0 | 0 | 100 | 0 | 0 | 0 | 0 | 0 | 0 | 0 | 0 | 0 | 0 | 0 | 0 | 0 | 200 | 0 | 0 | 50 | 0 | [15 empty] | 0 | 0 | 0 | 0 | 0 | 0 | 0 | 0 | 0 | 0 | 100 | 0 | 0 | 0 | 0 | 1 | 0 | 0 | 0 | 0 | 0 | 0 | 0 | 0 | 0 | 100 | 0 | 0 | 0 | 0 | 1
SDGE | Capistrano | 138 | 0 | 0 | 0 | 0 | 0 | 0 | 0 | 0 | 0 | 0 | 0 | 0 | 0 | 0 | 0 | [29 empty] | 0 | 0 | 0 | 0 | 0 | 0 | 0 | 0 | 0 | 0 | 0 | 0 | 0 | 0 | 0 |  | 0 | 0 | 0 | 0 | 0 | 0 | 0 | 0 | 0 | 0 | 0 | 0 | 0 | 0 | 0 | #REF! | #REF! | #REF! | #REF! | #REF! | #REF! | #REF! | #REF! | #REF! | #REF! | #REF! | #REF! | #REF! | #REF! | 1 | [14 empty] | 0 | 0 | 0 | 0 | 0 | 0 | 0 | 0 | 0 | 0 | 0 | 0 | 0 | 0 | [15 empty] | 0 | 0 | 0 | 0 | 0 | 0 | 0 | 0 | 0 | 0 | 0 | 0 | 0 | 0 | 0 | 0 | 0 | 0 | 0 | 0 | 0 | 0 | 0 | 0 | 0 | 0 | 0 | 0 | 0 | 0 | 0
SDGE | Capistrano | 230 | 0 | 0 | 0 | 0 | 0 | 0 | 0 | 0 | 0 | 0 | 0 | 0 | 0 | 0 | 0 | [29 empty] | 0 | 0 | 0 | 0 | 0 | 0 | 0 | 0 | 0 | 0 | 0 | 0 | 0 | 0 | 0 |  | 0 | 0 | 0 | 0 | 0 | 0 | 0 | 0 | 0 | 0 | 0 | 0 | 0 | 0 | 0 | #REF! | #REF! | #REF! | #REF! | #REF! | #REF! | #REF! | #REF! | #REF! | #REF! | #REF! | #REF! | #REF! | #REF! | 1 | [14 empty] | 0 | 0 | 0 | 0 | 0 | 0 | 0 | 0 | 0 | 0 | 0 | 0 | 0 | 0 | [15 empty] | 0 | 0 | 0 | 0 | 0 | 0 | 0 | 0 | 0 | 0 | 0 | 0 | 0 | 0 | 0 | 0 | 0 | 0 | 0 | 0 | 0 | 0 | 0 | 0 | 0 | 0 | 0 | 0 | 0 | 0 | 0
PG&E NGBA | Carberry | 230 | 0 | 0 | 0 | 0 | 0 | 0 | 0 | 0 | 0 | 0 | 0 | 0 | 0 | 0 | 0 | 0 | 0 | 0 | 0 | 0 | 0 | 0 | 0 | 0 | 0 | 0 | 0 | 0 | 0 | [15 empty] | 0 | 0 | 0 | 0 | 0 | 0 | 0 | 0 | 0 | 0 | 0 | 0 | 0 | 0 | 0 |  | 0 | 0 | 0 | 0 | 0 | 0 | 0 | 0 | 0 | 0 | 0 | 0 | 0 | 0 | 0 | #REF! | #REF! | #REF! | #REF! | #REF! | #REF! | #REF! | #REF! | #REF! | #REF! | #REF! | #REF! | #REF! | #REF! | 1 | [14 empty] | 0 | 0 | 0 | 0 | 0 | 0 | 0 | 0 | 0 | 0 | 0 | 0 | 0 | 0 | [15 empty] | 0 | 0 | 0 | 0 | 0 | 0 | 0 | 0 | 0 | 0 | 0 | 0 | 0 | 0 | 0 | 0 | 0 | 0 | 0 | 0 | 0 | 0 | 0 | 0 | 0 | 0 | 0 | 0 | 0 | 0 | 0
SCE Eastern | Cardiff | 66 | 0 | 0 | 0 | 0 | 0 | 0 | 0 | 0 | 0 | 0 | 0 | 0 | 0 | 0 | 0 | [29 empty] | 0 | 0 | 0 | 0 | 0 | 0 | 0 | 0 | 0 | 0 | 0 | 0 | 0 | 0 | 0 |  | 0 | 0 | 0 | 0 | 0 | 0 | 0 | 0 | 0 | 0 | 0 | 0 | 0 | 0 | 0 | #REF! | #REF! | #REF! | #REF! | #REF! | #REF! | #REF! | #REF! | #REF! | #REF! | #REF! | #REF! | #REF! | #REF! | 1 | [14 empty] | 0 | 0 | 0 | 0 | 0 | 0 | 0 | 0 | 0 | 0 | 0 | 0 | 0 | 0 | [15 empty] | 0 | 0 | 0 | 0 | 0 | 0 | 0 | 0 | 0 | 0 | 0 | 0 | 0 | 0 | 0 | 0 | 0 | 0 | 0 | 0 | 0 | 0 | 0 | 0 | 0 | 0 | 0 | 0 | 0 | 0 | 0
PG&E NGBA | Caribou | 60 | 0 | 0 | 0 | 0 | 0 | 0 | 0 | 0 | 0 | 0 | 0 | 0 | 0 | 0 | 0 | 0 | 0 | 0 | 0 | 0 | 0 | 0 | 0 | 0 | 0 | 0 | 0 | 0 | 0 | [15 empty] | 0 | 0 | 0 | 0 | 0 | 0 | 0 | 0 | 0 | 0 | 0 | 0 | 0 | 0 | 0 |  | 0 | 0 | 0 | 0 | 0 | 0 | 0 | 0 | 0 | 0 | 0 | 0 | 0 | 0 | 0 | #REF! | #REF! | #REF! | #REF! | #REF! | #REF! | #REF! | #REF! | #REF! | #REF! | #REF! | #REF! | #REF! | #REF! | 1 | [14 empty] | 0 | 0 | 0 | 0 | 0 | 0 | 0 | 0 | 0 | 0 | 0 | 0 | 0 | 0 | [15 empty] | 0 | 0 | 0 | 0 | 0 | 0 | 0 | 0 | 0 | 0 | 0 | 0 | 0 | 0 | 0 | 0 | 0 | 0 | 0 | 0 | 0 | 0 | 0 | 0 | 0 | 0 | 0 | 0 | 0 | 0 | 0
PG&E NGBA | Caribou | 115 | 0 | 0 | 0 | 0 | 0 | 0 | 0 | 0 | 0 | 0 | 0 | 0 | 0 | 0 | 0 | 0 | 0 | 0 | 95 | 0 | 0 | 0 | 0 | 0 | 0 | 0 | 0 | 0 | 0 |  |  |  |  | -95 | [10 empty] | 1 | 0 | 0 | 0 | 0 | 0 | 0 | 0 | 0 | 0 | 0 | 0 | 0 | 0 | 0 |  | 0 | 0 | 0 | 0 | 0 | 0 | 0 | 0 | 0 | 0 | 0 | 0 | 0 | 0 | 0 | #REF! | #REF! | #REF! | #REF! | #REF! | #REF! | #REF! | #REF! | #REF! | #REF! | #REF! | #REF! | #REF! | #REF! | 1 | [14 empty] | 0 | 0 | 0 | 95 | 0 | 0 | 0 | 0 | 0 | 0 | 0 | 0 | 0 | 0 | [15 empty] | 0 | 0 | 0 | 0 | 0 | 0 | 0 | 0 | 0 | 0 | 0 | 0 | 0 | 0 | 0 | 0 | 0 | 0 | 0 | 0 | 0 | 0 | 0 | 0 | 0 | 0 | 0 | 0 | 0 | 0 | 0
PG&E NGBA | Caribou | 230 | 0 | 0 | 0 | 0 | 0 | 0 | 0 | 0 | 0 | 0 | 0 | 0 | 0 | 0 | 0 | 0 | 0 | 0 | 0 | 0 | 0 | 0 | 0 | 0 | 0 | 0 | 0 | 0 | 0 | [15 empty] | 0 | 0 | 0 | 0 | 0 | 0 | 0 | 0 | 0 | 0 | 0 | 0 | 0 | 0 | 0 |  | 0 | 0 | 0 | 0 | 0 | 0 | 0 | 0 | 0 | 0 | 0 | 0 | 0 | 0 | 0 | #REF! | #REF! | #REF! | #REF! | #REF! | #REF! | #REF! | #REF! | #REF! | #REF! | #REF! | #REF! | #REF! | #REF! | 1 | [14 empty] | 0 | 0 | 0 | 0 | 0 | 0 | 0 | 0 | 0 | 0 | 0 | 0 | 0 | 0 | [15 empty] | 0 | 0 | 0 | 0 | 0 | 0 | 0 | 0 | 0 | 0 | 0 | 0 | 0 | 0 | 0 | 0 | 0 | 0 | 0 | 0 | 0 | 0 | 0 | 0 | 0 | 0 | 0 | 0 | 0 | 0 | 0
EOP | Carpenter Canyon (fka Gamebird) | 138 | 0 | 0 | 0 | 0 | 0 | 0 | 0 | 0 | 0 | 0 | 0 | 0 | 0 | 0 | 0 | [29 empty] | 0 | 0 | 0 | 0 | 0 | 0 | 0 | 0 | 0 | 0 | 0 | 0 | 0 | 0 | 0 |  | 0 | 0 | 0 | 0 | 0 | 0 | 0 | 0 | 0 | 0 | 0 | 0 | 0 | 0 | 0 | #REF! | #REF! | #REF! | #REF! | #REF! | #REF! | #REF! | #REF! | #REF! | #REF! | #REF! | #REF! | #REF! | #REF! | 1 | [14 empty] | 0 | 0 | 0 | 0 | 0 | 0 | 0 | 0 | 0 | 0 | 0 | 0 | 0 | 0 | [15 empty] | 0 | 0 | 0 | 0 | 0 | 0 | 0 | 0 | 0 | 0 | 0 | 0 | 0 | 0 | 0 | 0 | 0 | 0 | 0 | 0 | 0 | 0 | 0 | 0 | 0 | 0 | 0 | 0 | 0 | 0 | 0
EOP | Carpenter Canyon (fka Gamebird) | 230 | 0 | 0 | 0 | 0 | 0 | 0 | 0 | 0 | 0 | 0 | 0 | 0 | 0 | 0 | 0 | [9 empty] | 550 | 180 |  | 36.5 | [16 empty] | 0 | 0 | 0 | 0 | 0 | 0 | 0 | 0 | 0 | 0 | 550 | 180 | 0 | 36.5 | 0 |  | 0 | 0 | 0 | 0 | 0 | 0 | 0 | 0 | 0 | 550 | 180 | 0 | 36.5 | 0 | 1 | #REF! | #REF! | #REF! | #REF! | #REF! | #REF! | #REF! | #REF! | #REF! | #REF! | #REF! | #REF! | #REF! | #REF! | 1 | [14 empty] | 0 | 0 | 0 | 0 | 0 | 0 | 0 | 0 | 0 | 550 | 180 | 0 | 36.5 | 0 | [15 empty] | 0 | 0 | 0 | 0 | 0 | 0 | 0 | 0 | 0 | 0 | 550 | 180 | 0 | 36.5 | 0 | 1 | 0 | 0 | 0 | 0 | 0 | 0 | 0 | 0 | 0 | 550 | 180 | 0 | 36.5 | 0 | 1
PG&E NGBA | Carquinez | 115 | 0 | 0 | 0 | 0 | 0 | 0 | 0 | 0 | 0 | 0 | 0 | 0 | 0 | 0 | 0 | 0 | 0 | 0 | 0 | 0 | 0 | 0 | 0 | 0 | 0 | 0 | 0 | 0 | 0 | [15 empty] | 0 | 0 | 0 | 0 | 0 | 0 | 0 | 0 | 0 | 0 | 0 | 0 | 0 | 0 | 0 |  | 0 | 0 | 0 | 0 | 0 | 0 | 0 | 0 | 0 | 0 | 0 | 0 | 0 | 0 | 0 | #REF! | #REF! | #REF! | #REF! | #REF! | #REF! | #REF! | #REF! | #REF! | #REF! | #REF! | #REF! | #REF! | #REF! | 1 | [14 empty] | 0 | 0 | 0 | 0 | 0 | 0 | 0 | 0 | 0 | 0 | 0 | 0 | 0 | 0 | [15 empty] | 0 | 0 | 0 | 0 | 0 | 0 | 0 | 0 | 0 | 0 | 0 | 0 | 0 | 0 | 0 | 0 | 0 | 0 | 0 | 0 | 0 | 0 | 0 | 0 | 0 | 0 | 0 | 0 | 0 | 0 | 0
SDGE | Carrizo Gorge | 138 | 0 | 0 | 0 | 0 | 0 | 0 | 0 | 0 | 0 | 0 | 0 | 70 | 0 | 0 | 1 | [29 empty] | 0 | 0 | 0 | 0 | 0 | 0 | 0 | 0 | 0 | 0 | 0 | 0 | 0 | 0 | 0 |  | 0 | 0 | 0 | 0 | 0 | 0 | 0 | 0 | 0 | 0 | 0 | 70 | 0 | 0 | 1 | #REF! | #REF! | #REF! | #REF! | #REF! | #REF! | #REF! | #REF! | #REF! | #REF! | #REF! | #REF! | #REF! | #REF! | 1 | [14 empty] | 0 | 0 | 0 | 0 | 0 | 0 | 0 | 0 | 0 | 0 | 0 | 0 | 0 | 0 | [15 empty] | 0 | 0 | 0 | 0 | 0 | 0 | 0 | 0 | 0 | 0 | 0 | 0 | 0 | 0 | 0 | 0 | 0 | 0 | 0 | 0 | 0 | 0 | 0 | 0 | 0 | 0 | 0 | 70 | 0 | 0 | 1
PG&E KERN | Carrizo Plains | 115 | 0 | 0 | 0 | 0 | 0 | 0 | 0 | 0 | 0 | 0 | 0 | 0 | 0 | 0 | 0 | 0 | 0 | 0 | 0 | 0 | 0 | 0 | 0 | 0 | 0 | 0 | 0 | 0 | 100 | [14 empty] | -100 | 1 | 0 | 0 | 0 | 0 | 0 | 0 | 0 | 0 | 0 | 0 | 0 | 0 | 0 | 0 |  | 0 | 0 | 0 | 0 | 0 | 0 | 0 | 0 | 0 | 0 | 0 | 0 | 0 | 0 | 0 | #REF! | #REF! | #REF! | #REF! | #REF! | #REF! | #REF! | #REF! | #REF! | #REF! | #REF! | #REF! | #REF! | #REF! | 1 | [14 empty] | 0 | 0 | 0 | 0 | 0 | 0 | 0 | 0 | 0 | 0 | 0 | 0 | 0 | 100 | [15 empty] | 0 | 0 | 0 | 0 | 0 | 0 | 0 | 0 | 0 | 0 | 0 | 0 | 0 | 0 | 0 | 0 | 0 | 0 | 0 | 0 | 0 | 0 | 0 | 0 | 0 | 0 | 0 | 0 | 0 | 0 | 0
PG&E KERN | Casaloma | 230 | 0 | 0 | 0 | 0 | 0 | 0 | 0 | 0 | 0 | 0 | 0 | 0 | 0 | 0 | 0 | 0 | 0 | 0 | 0 | 0 | 0 | 0 | 0 | 0 | 0 | 0 | 0 | 0 | 0 | [11 empty] | 220 |  |  |  | 1 | 0 | 0 | 0 | 0 | 0 | 0 | 0 | 0 | 0 | 0 | 220 | 0 | 0 | 0 |  | 0 | 0 | 0 | 0 | 0 | 0 | 0 | 0 | 0 | 0 | 220 | 0 | 0 | 0 | 1 | #REF! | #REF! | #REF! | #REF! | #REF! | #REF! | #REF! | #REF! | #REF! | #REF! | #REF! | #REF! | #REF! | #REF! | 1 | [14 empty] | 0 | 0 | 0 | 0 | 0 | 0 | 0 | 0 | 0 | 0 | 0 | 0 | 0 | 0 | [15 empty] | 0 | 0 | 0 | 0 | 0 | 0 | 0 | 0 | 0 | 0 | 0 | 220 | 0 | 0 | 0 | 1 | 0 | 0 | 0 | 0 | 0 | 0 | 0 | 0 | 0 | 0 | 220 | 0 | 0 | 0 | 1
PG&E GBA | Castro Valley | 230 | 0 | 0 | 0 | 0 | 0 | 0 | 0 | 0 | 0 | 0 | 0 | 0 | 0 | 0 | 0 | 0 | 0 | 0 | 0 | 0 | 0 | 0 | 0 | 0 | 0 | 0 | 0 | 0 | 0 | [15 empty] | 0 | 0 | 0 | 0 | 0 | 0 | 0 | 0 | 0 | 0 | 0 | 0 | 0 | 0 | 0 |  | 0 | 0 | 0 | 0 | 0 | 0 | 0 | 0 | 0 | 0 | 0 | 0 | 0 | 0 | 0 | #REF! | #REF! | #REF! | #REF! | #REF! | #REF! | #REF! | #REF! | #REF! | #REF! | #REF! | #REF! | #REF! | #REF! | 1 | [14 empty] | 0 | 0 | 0 | 0 | 0 | 0 | 0 | 0 | 0 | 0 | 0 | 0 | 0 | 0 | [15 empty] | 0 | 0 | 0 | 0 | 0 | 0 | 0 | 0 | 0 | 0 | 0 | 0 | 0 | 0 | 0 | 0 | 0 | 0 | 0 | 0 | 0 | 0 | 0 | 0 | 0 | 0 | 0 | 0 | 0 | 0 | 0
PG&E GBA | Cayetano | 230 | 0 | 0 | 0 | 0 | 0 | 0 | 0 | 0 | 0 | 0 | 0 | 0 | 0 | 0 | 0 | 0 | 0 | 0 | 0 | 0 | 0 | 0 | 0 | 0 | 0 | 0 | 0 | 0 | 0 | [15 empty] | 0 | 0 | 0 | 0 | 0 | 0 | 0 | 0 | 0 | 0 | 0 | 0 | 0 | 0 | 0 |  | 0 | 0 | 0 | 0 | 0 | 0 | 0 | 0 | 0 | 0 | 0 | 0 | 0 | 0 | 0 | #REF! | #REF! | #REF! | #REF! | #REF! | #REF! | #REF! | #REF! | #REF! | #REF! | #REF! | #REF! | #REF! | #REF! | 1 | [14 empty] | 0 | 0 | 0 | 0 | 0 | 0 | 0 | 0 | 0 | 0 | 0 | 0 | 0 | 0 | [15 empty] | 0 | 0 | 0 | 0 | 0 | 0 | 0 | 0 | 0 | 0 | 0 | 0 | 0 | 0 | 0 | 0 | 0 | 0 | 0 | 0 | 0 | 0 | 0 | 0 | 0 | 0 | 0 | 0 | 0 | 0 | 0
SCE Metro | Center | 230 | 0 | 0 | 0 | 0 | 0 | 0 | 0 | 0 | 0 | 0 | 0 | 0 | 0 | 0 | 0 | [12 empty] | 200 |  | 1 | [12 empty] | -200 |  | 1 | 0 | 0 | 0 | 0 | 0 | 0 | 0 | 0 | 0 | 0 | 0 | 0 | 0 | 0 |  | 0 | 0 | 0 | 0 | 0 | 0 | 0 | 0 | 0 | 0 | 0 | 0 | 0 | 0 | 0 | #REF! | #REF! | #REF! | #REF! | #REF! | #REF! | #REF! | #REF! | #REF! | #REF! | #REF! | #REF! | #REF! | #REF! | 1 | [14 empty] | 0 | 0 | 0 | 0 | 0 | 0 | 0 | 0 | 0 | 0 | 0 | 0 | 200 | 0 | [15 empty] | 0 | 0 | 0 | 0 | 0 | 0 | 0 | 0 | 0 | 0 | 0 | 0 | 0 | 0 | 0 | 0 | 0 | 0 | 0 | 0 | 0 | 0 | 0 | 0 | 0 | 0 | 0 | 0 | 0 | 0 | 0
PG&E KERN | Charca | 115 | 0 | 0 | 0 | 0 | 0 | 0 | 0 | 0 | 4.62 | 0 | 0 | 0 | 0 | 0 | 1 | 0 | 0 | 0 | 0 | 0 | 0 | 0 | 0 | 0 | 0 | 0 | 0 | 0 | 0 | [15 empty] | 0 | 0 | 0 | 0 | 0 | 0 | 0 | 0 | 0 | 0 | 0 | 0 | 0 | 0 | 0 |  | 0 | 0 | 0 | 0 | 0 | 0 | 0 | 0 | 4.62 | 0 | 0 | 0 | 0 | 0 | 1 | #REF! | #REF! | #REF! | #REF! | #REF! | #REF! | #REF! | #REF! | #REF! | #REF! | #REF! | #REF! | #REF! | #REF! | 1 | [14 empty] | 0 | 0 | 0 | 0 | 0 | 0 | 0 | 0 | 0 | 0 | 0 | 0 | 0 | 0 | [15 empty] | 0 | 0 | 0 | 0 | 0 | 0 | 0 | 0 | 0 | 0 | 0 | 0 | 0 | 0 | 0 | 0 | 0 | 0 | 0 | 0 | 0 | 0 | 0 | 0 | 4.62 | 0 | 0 | 0 | 0 | 0 | 1
EOP | Charleston | 138 | 0 | 0 | 0 | 0 | 0 | 0 | 0 | 0 | 0 | 0 | 0 | 0 | 0 | 0 | 0 | [29 empty] | 0 | 0 | 0 | 0 | 0 | 0 | 0 | 0 | 0 | 0 | 0 | 0 | 0 | 0 | 0 |  | 0 | 0 | 0 | 0 | 0 | 0 | 0 | 0 | 0 | 0 | 0 | 0 | 0 | 0 | 0 | #REF! | #REF! | #REF! | #REF! | #REF! | #REF! | #REF! | #REF! | #REF! | #REF! | #REF! | #REF! | #REF! | #REF! | 1 | [14 empty] | 0 | 0 | 0 | 0 | 0 | 0 | 0 | 0 | 0 | 0 | 0 | 0 | 0 | 0 | [15 empty] | 0 | 0 | 0 | 0 | 0 | 0 | 0 | 0 | 0 | 0 | 0 | 0 | 0 | 0 | 0 | 0 | 0 | 0 | 0 | 0 | 0 | 0 | 0 | 0 | 0 | 0 | 0 | 0 | 0 | 0 | 0
SCE Metro | Chevmain | 230 | 0 | 0 | 0 | 0 | 0 | 0 | 0 | 0 | 0 | 0 | 0 | 0 | 0 | 0 | 0 | [12 empty] | 500 |  | 1 | [12 empty] | -500 |  | 1 | 0 | 0 | 0 | 0 | 0 | 0 | 0 | 0 | 0 | 0 | 0 | 0 | 0 | 0 |  | 0 | 0 | 0 | 0 | 0 | 0 | 0 | 0 | 0 | 0 | 0 | 0 | 0 | 0 | 0 | #REF! | #REF! | #REF! | #REF! | #REF! | #REF! | #REF! | #REF! | #REF! | #REF! | #REF! | #REF! | #REF! | #REF! | 1 | [14 empty] | 0 | 0 | 0 | 0 | 0 | 0 | 0 | 0 | 0 | 0 | 0 | 0 | 500 | 0 | [15 empty] | 0 | 0 | 0 | 0 | 0 | 0 | 0 | 0 | 0 | 0 | 0 | 0 | 0 | 0 | 0 | 0 | 0 | 0 | 0 | 0 | 0 | 0 | 0 | 0 | 0 | 0 | 0 | 0 | 0 | 0 | 0
SDGE | Chicarita | 138 | 0 | 0 | 0 | 0 | 0 | 0 | 0 | 0 | 0 | 0 | 0 | 0 | 0 | 0 | 0 | [29 empty] | 0 | 0 | 0 | 0 | 0 | 0 | 0 | 0 | 0 | 0 | 0 | 0 | 0 | 0 | 0 |  | 0 | 0 | 0 | 0 | 0 | 0 | 0 | 0 | 0 | 0 | 0 | 0 | 0 | 0 | 0 | #REF! | #REF! | #REF! | #REF! | #REF! | #REF! | #REF! | #REF! | #REF! | #REF! | #REF! | #REF! | #REF! | #REF! | 1 | [14 empty] | 0 | 0 | 0 | 0 | 0 | 0 | 0 | 0 | 0 | 0 | 0 | 0 | 0 | 0 | [15 empty] | 0 | 0 | 0 | 0 | 0 | 0 | 0 | 0 | 0 | 0 | 0 | 0 | 0 | 0 | 0 | 0 | 0 | 0 | 0 | 0 | 0 | 0 | 0 | 0 | 0 | 0 | 0 | 0 | 0 | 0 | 0
SCE Metro | Chino | 230 | 0 | 0 | 0 | 0 | 0 | 0 | 0 | 0 | 0 | 0 | 0 | 225 | 0 | 0 | 1 | [14 empty] | 1 | [12 empty] | 358 |  | 1 | 0 | 0 | 0 | 0 | 0 | 0 | 0 | 0 | 0 | 0 | 0 | 0 | 358 | 0 |  | 0 | 0 | 0 | 0 | 0 | 0 | 0 | 0 | 0 | 0 | 0 | 225 | 358 | 0 | 1 | #REF! | #REF! | #REF! | #REF! | #REF! | #REF! | #REF! | #REF! | #REF! | #REF! | #REF! | #REF! | #REF! | #REF! | 1 | [14 empty] | 0 | 0 | 0 | 0 | 0 | 0 | 0 | 0 | 0 | 0 | 0 | 0 | 0 | 0 | [15 empty] | 0 | 0 | 0 | 0 | 0 | 0 | 0 | 0 | 0 | 0 | 0 | 0 | 0 | 358 | 0 | 1 | 0 | 0 | 0 | 0 | 0 | 0 | 0 | 0 | 0 | 0 | 0 | 225 | 358 | 0 | 1
PG&E FRESNO | Chowchilla | 115 | 0 | 0 | 0 | 0 | 0 | 0 | 0 | 0 | 7.56 | 0 | 0 | 0 | 0 | 0 | 1 | 0 | 0 | 0 | 0 | 0 | 0 | 0 | 0 | 0 | 50 | 0 | 0 | 50 | 0 | [10 empty] | -50 |  |  | -50 |  | 1 | 0 | 0 | 0 | 0 | 0 | 0 | 0 | 0 | 0 | 0 | 0 | 0 | 0 | 0 |  | 0 | 0 | 0 | 0 | 0 | 0 | 0 | 0 | 7.56 | 0 | 0 | 0 | 0 | 0 | 1 | #REF! | #REF! | #REF! | #REF! | #REF! | #REF! | #REF! | #REF! | #REF! | #REF! | #REF! | #REF! | #REF! | #REF! | 1 | 0 | 0 | 0 | 0 | 0 | 0 | 0 | 0 | 0 | 0 | 0 | 0 | 0 | 0 | 0 | 0 | 0 | 0 | 0 | 0 | 0 | 0 | 0 | 50 | 0 | 0 | 50 | 0 | [15 empty] | 0 | 0 | 0 | 0 | 0 | 0 | 0 | 0 | 0 | 0 | 0 | 0 | 0 | 0 | 0 | 0 | 0 | 0 | 0 | 0 | 0 | 0 | 0 | 0 | 7.56 | 0 | 0 | 0 | 0 | 0 | 1
PG&E GBA | Christie | 60 | 0 | 0 | 0 | 0 | 0 | 0 | 0 | 0 | 0 | 0 | 0 | 0 | 0 | 0 | 0 | 0 | 0 | 0 | 0 | 0 | 0 | 0 | 0 | 0 | 0 | 0 | 0 | 0 | 0 | [15 empty] | 0 | 0 | 0 | 0 | 0 | 0 | 0 | 0 | 0 | 0 | 0 | 0 | 0 | 0 | 0 |  | 0 | 0 | 0 | 0 | 0 | 0 | 0 | 0 | 0 | 0 | 0 | 0 | 0 | 0 | 0 | #REF! | #REF! | #REF! | #REF! | #REF! | #REF! | #REF! | #REF! | #REF! | #REF! | #REF! | #REF! | #REF! | #REF! | 1 | [14 empty] | 0 | 0 | 0 | 0 | 0 | 0 | 0 | 0 | 0 | 0 | 0 | 0 | 0 | 0 | [15 empty] | 0 | 0 | 0 | 0 | 0 | 0 | 0 | 0 | 0 | 0 | 0 | 0 | 0 | 0 | 0 | 0 | 0 | 0 | 0 | 0 | 0 | 0 | 0 | 0 | 0 | 0 | 0 | 0 | 0 | 0 | 0
PG&E GBA | Christie | 115 | 0 | 0 | 0 | 0 | 0 | 0 | 0 | 0 | 0 | 0 | 0 | 0 | 0 | 0 | 0 | 0 | 0 | 0 | 0 | 0 | 0 | 0 | 0 | 0 | 0 | 0 | 0 | 0 | 0 | [15 empty] | 0 | 0 | 0 | 0 | 0 | 0 | 0 | 0 | 0 | 0 | 0 | 0 | 0 | 0 | 0 |  | 0 | 0 | 0 | 0 | 0 | 0 | 0 | 0 | 0 | 0 | 0 | 0 | 0 | 0 | 0 | #REF! | #REF! | #REF! | #REF! | #REF! | #REF! | #REF! | #REF! | #REF! | #REF! | #REF! | #REF! | #REF! | #REF! | 1 | [14 empty] | 0 | 0 | 0 | 0 | 0 | 0 | 0 | 0 | 0 | 0 | 0 | 0 | 0 | 0 | [15 empty] | 0 | 0 | 0 | 0 | 0 | 0 | 0 | 0 | 0 | 0 | 0 | 0 | 0 | 0 | 0 | 0 | 0 | 0 | 0 | 0 | 0 | 0 | 0 | 0 | 0 | 0 | 0 | 0 | 0 | 0 | 0
SCE Eastern | Cielo Azul | 500 | 0 | 0 | 0 | 0 | 0 | 0 | 0 | 0 | 0 | 0 | 2025 | 471.516 | 0 | 0 | 1 | [9 empty] | 150 | [15 empty] | 300 |  |  |  | 1 | 0 | 0 | 0 | 0 | 0 | 0 | 0 | 0 | 0 | 150 | 300 | 0 | 0 | 0 |  | 0 | 0 | 0 | 0 | 0 | 0 | 0 | 0 | 0 | 150 | 2325 | 471.516 | 0 | 0 | 1 | #REF! | #REF! | #REF! | #REF! | #REF! | #REF! | #REF! | #REF! | #REF! | #REF! | #REF! | #REF! | #REF! | #REF! | 1 | [14 empty] | 0 | 0 | 0 | 0 | 0 | 0 | 0 | 0 | 0 | 150 | 0 | 0 | 0 | 0 | [15 empty] | 0 | 0 | 0 | 0 | 0 | 0 | 0 | 0 | 0 | 0 | 150 | 300 | 0 | 0 | 0 | 1 | 0 | 0 | 0 | 0 | 0 | 0 | 0 | 0 | 0 | 150 | 2325 | 471.516 | 0 | 0 | 1
PG&E GBA | Clay | 60 | 0 | 0 | 0 | 0 | 0 | 0 | 0 | 0 | 0 | 0 | 0 | 0 | 0 | 0 | 0 | 0 | 0 | 0 | 0 | 0 | 0 | 0 | 0 | 0 | 0 | 0 | 0 | 0 | 0 | [15 empty] | 0 | 0 | 0 | 0 | 0 | 0 | 0 | 0 | 0 | 0 | 0 | 0 | 0 | 0 | 0 |  | 0 | 0 | 0 | 0 | 0 | 0 | 0 | 0 | 0 | 0 | 0 | 0 | 0 | 0 | 0 | #REF! | #REF! | #REF! | #REF! | #REF! | #REF! | #REF! | #REF! | #REF! | #REF! | #REF! | #REF! | #REF! | #REF! | 1 | [14 empty] | 0 | 0 | 0 | 0 | 0 | 0 | 0 | 0 | 0 | 0 | 0 | 0 | 0 | 0 | [15 empty] | 0 | 0 | 0 | 0 | 0 | 0 | 0 | 0 | 0 | 0 | 0 | 0 | 0 | 0 | 0 | 0 | 0 | 0 | 0 | 0 | 0 | 0 | 0 | 0 | 0 | 0 | 0 | 0 | 0 | 0 | 0
PG&E GBA | Clayton | 115 | 0 | 0 | 0 | 0 | 0 | 0 | 0 | 0 | 0 | 0 | 0 | 0 | 0 | 0 | 0 | 0 | 0 | 0 | 0 | 0 | 0 | 0 | 0 | 0 | 0 | 0 | 0 | 0 | 0 | [15 empty] | 0 | 0 | 0 | 0 | 0 | 0 | 0 | 0 | 0 | 0 | 0 | 0 | 0 | 0 | 0 |  | 0 | 0 | 0 | 0 | 0 | 0 | 0 | 0 | 0 | 0 | 0 | 0 | 0 | 0 | 0 | #REF! | #REF! | #REF! | #REF! | #REF! | #REF! | #REF! | #REF! | #REF! | #REF! | #REF! | #REF! | #REF! | #REF! | 1 | [14 empty] | 0 | 0 | 0 | 0 | 0 | 0 | 0 | 0 | 0 | 0 | 0 | 0 | 0 | 0 | [15 empty] | 0 | 0 | 0 | 0 | 0 | 0 | 0 | 0 | 0 | 0 | 0 | 0 | 0 | 0 | 0 | 0 | 0 | 0 | 0 | 0 | 0 | 0 | 0 | 0 | 0 | 0 | 0 | 0 | 0 | 0 | 0
PG&E NGBA | Cloverdale | 115 | 4.2 | 0 | 0 | 0 | 0 | 0 | 0 | 0 | 0 | 0 | 0 | 0 | 0 | 0 | 1 | 0 | 0 | 0 | 0 | 0 | 0 | 0 | 0 | 0 | 0 | 0 | 0 | 0 | 0 |  | 108 | [13 empty] | 1 | 108 | 0 | 0 | 0 | 0 | 0 | 0 | 0 | 0 | 0 | 0 | 0 | 0 | 0 |  | 112.2 | 0 | 0 | 0 | 0 | 0 | 0 | 0 | 0 | 0 | 0 | 0 | 0 | 0 | 1 | #REF! | #REF! | #REF! | #REF! | #REF! | #REF! | #REF! | #REF! | #REF! | #REF! | #REF! | #REF! | #REF! | #REF! | 1 | [14 empty] | 0 | 0 | 0 | 0 | 0 | 0 | 0 | 0 | 0 | 0 | 0 | 0 | 0 | 0 | [15 empty] | 0 | 108 | 0 | 0 | 0 | 0 | 0 | 0 | 0 | 0 | 0 | 0 | 0 | 0 | 0 | 1 | 112.2 | 0 | 0 | 0 | 0 | 0 | 0 | 0 | 0 | 0 | 0 | 0 | 0 | 0 | 1
PG&E FRESNO | Clovis | 115 | 0 | 0 | 0 | 0 | 0 | 0 | 0 | 0 | 0 | 0 | 0 | 0 | 0 | 0 | 0 | 0 | 0 | 0 | 0 | 0 | 0 | 0 | 0 | 0 | 0 | 0 | 0 | 0 | 0 | [15 empty] | 0 | 0 | 0 | 0 | 0 | 0 | 0 | 0 | 0 | 0 | 0 | 0 | 0 | 0 | 0 |  | 0 | 0 | 0 | 0 | 0 | 0 | 0 | 0 | 0 | 0 | 0 | 0 | 0 | 0 | 0 | #REF! | #REF! | #REF! | #REF! | #REF! | #REF! | #REF! | #REF! | #REF! | #REF! | #REF! | #REF! | #REF! | #REF! | 1 | 0 | 0 | 0 | 0 | 0 | 0 | 0 | 0 | 0 | 0 | 0 | 0 | 0 | 0 | 0 | 0 | 0 | 0 | 0 | 0 | 0 | 0 | 0 | 0 | 0 | 0 | 0 | 0 | [15 empty] | 0 | 0 | 0 | 0 | 0 | 0 | 0 | 0 | 0 | 0 | 0 | 0 | 0 | 0 | 0 | 0 | 0 | 0 | 0 | 0 | 0 | 0 | 0 | 0 | 0 | 0 | 0 | 0 | 0 | 0 | 0
PG&E GBA | Coburn | 230 | 0 | 0 | 0 | 0 | 0 | 0 | 0 | 0 | 0 | 0 | 0 | 0 | 0 | 0 | 0 | 0 | 0 | 0 | 0 | 0 | 0 | 0 | 0 | 0 | 0 | 0 | 0 | 2 | 0 | 1 | [12 empty] | -2 |  | 1 | 0 | 0 | 0 | 0 | 0 | 0 | 0 | 0 | 0 | 0 | 0 | 0 | 0 | 0 |  | 0 | 0 | 0 | 0 | 0 | 0 | 0 | 0 | 0 | 0 | 0 | 0 | 0 | 0 | 0 | #REF! | #REF! | #REF! | #REF! | #REF! | #REF! | #REF! | #REF! | #REF! | #REF! | #REF! | #REF! | #REF! | #REF! | 1 | [14 empty] | 0 | 0 | 0 | 0 | 0 | 0 | 0 | 0 | 0 | 0 | 0 | 0 | 2 | 0 | [15 empty] | 0 | 0 | 0 | 0 | 0 | 0 | 0 | 0 | 0 | 0 | 0 | 0 | 0 | 0 | 0 | 0 | 0 | 0 | 0 | 0 | 0 | 0 | 0 | 0 | 0 | 0 | 0 | 0 | 0 | 0 | 0
PG&E GBA | Coburn | 60 | 0 | 0 | 0 | 0 | 0 | 0 | 0 | 0 | 0 | 0 | 0 | 0 | 0 | 0 | 0 | 0 | 0 | 0 | 0 | 0 | 0 | 0 | 0 | 0 | 0 | 0 | 0 | 0 | 0 | [15 empty] | 0 | 0 | 0 | 0 | 0 | 0 | 0 | 0 | 0 | 0 | 0 | 0 | 0 | 0 | 0 |  | 0 | 0 | 0 | 0 | 0 | 0 | 0 | 0 | 0 | 0 | 0 | 0 | 0 | 0 | 0 | #REF! | #REF! | #REF! | #REF! | #REF! | #REF! | #REF! | #REF! | #REF! | #REF! | #REF! | #REF! | #REF! | #REF! | 1 | [14 empty] | 0 | 0 | 0 | 0 | 0 | 0 | 0 | 0 | 0 | 0 | 0 | 0 | 0 | 0 | [15 empty] | 0 | 0 | 0 | 0 | 0 | 0 | 0 | 0 | 0 | 0 | 0 | 0 | 0 | 0 | 0 | 0 | 0 | 0 | 0 | 0 | 0 | 0 | 0 | 0 | 0 | 0 | 0 | 0 | 0 | 0 | 0
PG&E NGBA | Colgate | 230 | 0 | 0 | 0 | 0 | 0 | 0 | 0 | 0 | 0 | 0 | 0 | 0 | 0 | 0 | 0 | 0 | 0 | 0 | 0 | 0 | 0 | 0 | 0 | 0 | 0 | 0 | 0 | 0 | 0 | [15 empty] | 0 | 0 | 0 | 0 | 0 | 0 | 0 | 0 | 0 | 0 | 0 | 0 | 0 | 0 | 0 |  | 0 | 0 | 0 | 0 | 0 | 0 | 0 | 0 | 0 | 0 | 0 | 0 | 0 | 0 | 0 | #REF! | #REF! | #REF! | #REF! | #REF! | #REF! | #REF! | #REF! | #REF! | #REF! | #REF! | #REF! | #REF! | #REF! | 1 | [14 empty] | 0 | 0 | 0 | 0 | 0 | 0 | 0 | 0 | 0 | 0 | 0 | 0 | 0 | 0 | [15 empty] | 0 | 0 | 0 | 0 | 0 | 0 | 0 | 0 | 0 | 0 | 0 | 0 | 0 | 0 | 0 | 0 | 0 | 0 | 0 | 0 | 0 | 0 | 0 | 0 | 0 | 0 | 0 | 0 | 0 | 0 | 0
PG&E GBA | Collierville | 230 | 0 | 0 | 0 | 0 | 0 | 0 | 0 | 0 | 0 | 0 | 0 | 0 | 0 | 0 | 0 | 0 | 0 | 0 | 0 | 0 | 0 | 0 | 0 | 0 | 0 | 0 | 0 | 0 | 0 | [15 empty] | 0 | 0 | 0 | 0 | 0 | 0 | 0 | 0 | 0 | 0 | 0 | 0 | 0 | 0 | 0 |  | 0 | 0 | 0 | 0 | 0 | 0 | 0 | 0 | 0 | 0 | 0 | 0 | 0 | 0 | 0 | #REF! | #REF! | #REF! | #REF! | #REF! | #REF! | #REF! | #REF! | #REF! | #REF! | #REF! | #REF! | #REF! | #REF! | 1 | [14 empty] | 0 | 0 | 0 | 0 | 0 | 0 | 0 | 0 | 0 | 0 | 0 | 0 | 0 | 0 | [15 empty] | 0 | 0 | 0 | 0 | 0 | 0 | 0 | 0 | 0 | 0 | 0 | 0 | 0 | 0 | 0 | 0 | 0 | 0 | 0 | 0 | 0 | 0 | 0 | 0 | 0 | 0 | 0 | 0 | 0 | 0 | 0
PG&E GBA | Collinsville | 230 | 0 | 0 | 0 | 0 | 0 | 0 | 0 | 0 | 0 | 0 | 0 | 0 | 0 | 0 | 0 | 0 | 0 | 0 | 0 | 0 | 0 | 0 | 0 | 0 | 0 | 0 | 0 | 0 | 0 | [15 empty] | 0 | 0 | 0 | 0 | 0 | 0 | 0 | 0 | 0 | 0 | 0 | 0 | 0 | 0 | 0 |  | 0 | 0 | 0 | 0 | 0 | 0 | 0 | 0 | 0 | 0 | 0 | 0 | 0 | 0 | 0 | #REF! | #REF! | #REF! | #REF! | #REF! | #REF! | #REF! | #REF! | #REF! | #REF! | #REF! | #REF! | #REF! | #REF! | 1 | [14 empty] | 0 | 0 | 0 | 0 | 0 | 0 | 0 | 0 | 0 | 0 | 0 | 0 | 0 | 0 | [15 empty] | 0 | 0 | 0 | 0 | 0 | 0 | 0 | 0 | 0 | 0 | 0 | 0 | 0 | 0 | 0 | 0 | 0 | 0 | 0 | 0 | 0 | 0 | 0 | 0 | 0 | 0 | 0 | 0 | 0 | 0 | 0
PG&E GBA | Collinsville | 500 | 0 | 0 | 0 | 0 | 0 | 0 | 0 | 0 | 0 | 0 | 0 | 0 | 0 | 0 | 0 | 0 | 0 | 0 | 0 | 0 | 0 | 0 | 0 | 0 | 0 | 0 | 0 | 0 | 0 | [15 empty] | 0 | 0 | 0 | 0 | 0 | 0 | 0 | 0 | 0 | 0 | 0 | 0 | 0 | 0 | 0 |  | 0 | 0 | 0 | 0 | 0 | 0 | 0 | 0 | 0 | 0 | 0 | 0 | 0 | 0 | 0 | #REF! | #REF! | #REF! | #REF! | #REF! | #REF! | #REF! | #REF! | #REF! | #REF! | #REF! | #REF! | #REF! | #REF! | 1 | [14 empty] | 0 | 0 | 0 | 0 | 0 | 0 | 0 | 0 | 0 | 0 | 0 | 0 | 0 | 0 | [15 empty] | 0 | 0 | 0 | 0 | 0 | 0 | 0 | 0 | 0 | 0 | 0 | 0 | 0 | 0 | 0 | 0 | 0 | 0 | 0 | 0 | 0 | 0 | 0 | 0 | 0 | 0 | 0 | 0 | 0 | 0 | 0
SCE Eastern | Colorado River | 230 | 0 | 0 | 0 | 0 | 0 | 0 | 0 | 0 | 0 | 0 | 500 | 30 | 0 | 0 | 1 | [9 empty] | 100 | 200 | [13 empty] | 500 | 500 |  |  |  | 1 | 0 | 0 | 0 | 0 | 0 | 0 | 0 | 0 | 0 | 600 | 700 | 0 | 0 | 0 |  | 0 | 0 | 0 | 0 | 0 | 0 | 0 | 0 | 0 | 600 | 1200 | 30 | 0 | 0 | 1 | #REF! | #REF! | #REF! | #REF! | #REF! | #REF! | #REF! | #REF! | #REF! | #REF! | #REF! | #REF! | #REF! | #REF! | 1 | [14 empty] | 0 | 0 | 0 | 0 | 0 | 0 | 0 | 0 | 0 | 100 | 200 | 0 | 0 | 0 | [15 empty] | 0 | 0 | 0 | 0 | 0 | 0 | 0 | 0 | 0 | 0 | 600 | 700 | 0 | 0 | 0 | 1 | 0 | 0 | 0 | 0 | 0 | 0 | 0 | 0 | 0 | 600 | 1200 | 30 | 0 | 0 | 1
SCE Eastern | Colorado River | 500 | 0 | 0 | 0 | 0 | 0 | 0 | 0 | 0 | 0 | 0 | 0 | 0 | 0 | 0 | 0 | [29 empty] | 0 | 0 | 0 | 0 | 0 | 0 | 0 | 0 | 0 | 0 | 0 | 0 | 0 | 0 | 0 |  | 0 | 0 | 0 | 0 | 0 | 0 | 0 | 0 | 0 | 0 | 0 | 0 | 0 | 0 | 0 | #REF! | #REF! | #REF! | #REF! | #REF! | #REF! | #REF! | #REF! | #REF! | #REF! | #REF! | #REF! | #REF! | #REF! | 1 | [14 empty] | 0 | 0 | 0 | 0 | 0 | 0 | 0 | 0 | 0 | 0 | 0 | 0 | 0 | 0 | [15 empty] | 0 | 0 | 0 | 0 | 0 | 0 | 0 | 0 | 0 | 0 | 0 | 0 | 0 | 0 | 0 | 0 | 0 | 0 | 0 | 0 | 0 | 0 | 0 | 0 | 0 | 0 | 0 | 0 | 0 | 0 | 0
PG&E KERN | Columbus | 115 | 0 | 0 | 0 | 0 | 0 | 0 | 0 | 0 | 0 | 0 | 0 | 0 | 0 | 0 | 0 | 0 | 0 | 0 | 0 | 0 | 0 | 0 | 0 | 0 | 100 | 130 | 0 | 20 | 0 | 1 | [10 empty] | -130 |  | -20 | 150 | 1 | 0 | 0 | 0 | 0 | 0 | 0 | 0 | 0 | 0 | 100 | 0 | 0 | 0 | 150 |  | 0 | 0 | 0 | 0 | 0 | 0 | 0 | 0 | 0 | 100 | 0 | 0 | 0 | 150 | 1 | #REF! | #REF! | #REF! | #REF! | #REF! | #REF! | #REF! | #REF! | #REF! | #REF! | #REF! | #REF! | #REF! | #REF! | 1 | [14 empty] | 0 | 0 | 0 | 0 | 0 | 0 | 0 | 0 | 0 | 100 | 130 | 0 | 20 | 0 | [15 empty] | 0 | 0 | 0 | 0 | 0 | 0 | 0 | 0 | 0 | 0 | 100 | 0 | 0 | 0 | 150 | 1 | 0 | 0 | 0 | 0 | 0 | 0 | 0 | 0 | 0 | 100 | 0 | 0 | 0 | 150 | 1
PG&E GBA | Contra Costa | 115 | 0 | 0 | 0 | 0 | 0 | 0 | 0 | 0 | 0 | 0 | 0 | 0 | 0 | 0 | 0 | 0 | 0 | 0 | 0 | 0 | 0 | 0 | 0 | 0 | 0 | 0 | 0 | 0 | 0 | [15 empty] | 0 | 0 | 0 | 0 | 0 | 0 | 0 | 0 | 0 | 0 | 0 | 0 | 0 | 0 | 0 |  | 0 | 0 | 0 | 0 | 0 | 0 | 0 | 0 | 0 | 0 | 0 | 0 | 0 | 0 | 0 | #REF! | #REF! | #REF! | #REF! | #REF! | #REF! | #REF! | #REF! | #REF! | #REF! | #REF! | #REF! | #REF! | #REF! | 1 | [14 empty] | 0 | 0 | 0 | 0 | 0 | 0 | 0 | 0 | 0 | 0 | 0 | 0 | 0 | 0 | [15 empty] | 0 | 0 | 0 | 0 | 0 | 0 | 0 | 0 | 0 | 0 | 0 | 0 | 0 | 0 | 0 | 0 | 0 | 0 | 0 | 0 | 0 | 0 | 0 | 0 | 0 | 0 | 0 | 0 | 0 | 0 | 0
PG&E GBA | Contra Costa | 230 | 0 | 0 | 0 | 0 | 0 | 0 | 0 | 0 | 0 | 0 | 0 | 0 | 0 | 0 | 0 | 0 | 0 | 0 | 0 | 0 | 0 | 0 | 0 | 0 | 0 | 0 | 0 | 0 | 0 | [15 empty] | 0 | 0 | 0 | 0 | 0 | 0 | 0 | 0 | 0 | 0 | 0 | 0 | 0 | 0 | 0 |  | 0 | 0 | 0 | 0 | 0 | 0 | 0 | 0 | 0 | 0 | 0 | 0 | 0 | 0 | 0 | #REF! | #REF! | #REF! | #REF! | #REF! | #REF! | #REF! | #REF! | #REF! | #REF! | #REF! | #REF! | #REF! | #REF! | 1 | [14 empty] | 0 | 0 | 0 | 0 | 0 | 0 | 0 | 0 | 0 | 0 | 0 | 0 | 0 | 0 | [15 empty] | 0 | 0 | 0 | 0 | 0 | 0 | 0 | 0 | 0 | 0 | 0 | 0 | 0 | 0 | 0 | 0 | 0 | 0 | 0 | 0 | 0 | 0 | 0 | 0 | 0 | 0 | 0 | 0 | 0 | 0 | 0
PG&E GBA | Contra Costa PP | 230 | 0 | 0 | 0 | 0 | 0 | 0 | 0 | 0 | 0 | 0 | 0 | 0 | 0 | 0 | 0 | 0 | 0 | 0 | 0 | 0 | 0 | 0 | 0 | 0 | 0 | 0 | 0 | 0 | 0 | [15 empty] | 0 | 0 | 0 | 0 | 0 | 0 | 0 | 0 | 0 | 0 | 0 | 0 | 0 | 0 | 0 |  | 0 | 0 | 0 | 0 | 0 | 0 | 0 | 0 | 0 | 0 | 0 | 0 | 0 | 0 | 0 | #REF! | #REF! | #REF! | #REF! | #REF! | #REF! | #REF! | #REF! | #REF! | #REF! | #REF! | #REF! | #REF! | #REF! | 1 | [14 empty] | 0 | 0 | 0 | 0 | 0 | 0 | 0 | 0 | 0 | 0 | 0 | 0 | 0 | 0 | [15 empty] | 0 | 0 | 0 | 0 | 0 | 0 | 0 | 0 | 0 | 0 | 0 | 0 | 0 | 0 | 0 | 0 | 0 | 0 | 0 | 0 | 0 | 0 | 0 | 0 | 0 | 0 | 0 | 0 | 0 | 0 | 0
SCE NOL | Control | 115 | 0 | 0 | 0 | 0 | 0 | 0 | 0 | 0 | 0 | 0 | 0 | 0 | 0 | 0 | 0 | 116.8 | [14 empty] | -116.8 | [13 empty] | 1 | 0 | 0 | 0 | 0 | 0 | 0 | 0 | 0 | 0 | 0 | 0 | 0 | 0 | 0 |  | 0 | 0 | 0 | 0 | 0 | 0 | 0 | 0 | 0 | 0 | 0 | 0 | 0 | 0 | 0 | #REF! | #REF! | #REF! | #REF! | #REF! | #REF! | #REF! | #REF! | #REF! | #REF! | #REF! | #REF! | #REF! | #REF! | 1 | [14 empty] | 116.8 | 0 | 0 | 0 | 0 | 0 | 0 | 0 | 0 | 0 | 0 | 0 | 0 | 0 | [15 empty] | 0 | 0 | 0 | 0 | 0 | 0 | 0 | 0 | 0 | 0 | 0 | 0 | 0 | 0 | 0 | 0 | 0 | 0 | 0 | 0 | 0 | 0 | 0 | 0 | 0 | 0 | 0 | 0 | 0 | 0 | 0
SCE NOL | Control | 55 | 0 | 0 | 0 | 0 | 0 | 0 | 0 | 0 | 0 | 0 | 0 | 0 | 0 | 0 | 0 | [29 empty] | 0 | 0 | 0 | 0 | 0 | 0 | 0 | 0 | 0 | 0 | 0 | 0 | 0 | 0 | 0 |  | 0 | 0 | 0 | 0 | 0 | 0 | 0 | 0 | 0 | 0 | 0 | 0 | 0 | 0 | 0 | #REF! | #REF! | #REF! | #REF! | #REF! | #REF! | #REF! | #REF! | #REF! | #REF! | #REF! | #REF! | #REF! | #REF! | 1 | [14 empty] | 0 | 0 | 0 | 0 | 0 | 0 | 0 | 0 | 0 | 0 | 0 | 0 | 0 | 0 | [15 empty] | 0 | 0 | 0 | 0 | 0 | 0 | 0 | 0 | 0 | 0 | 0 | 0 | 0 | 0 | 0 | 0 | 0 | 0 | 0 | 0 | 0 | 0 | 0 | 0 | 0 | 0 | 0 | 0 | 0 | 0 | 0
PG&E GBA | Cooley Landing | 115 | 0 | 0 | 0 | 0 | 0 | 0 | 0 | 0 | 0 | 0 | 0 | 0 | 0 | 0 | 0 | 0 | 0 | 0 | 0 | 0 | 0 | 0 | 0 | 0 | 0 | 50 | 0 | 0 | 0 | [11 empty] | -50 |  |  |  | 1 | 0 | 0 | 0 | 0 | 0 | 0 | 0 | 0 | 0 | 0 | 0 | 0 | 0 | 0 |  | 0 | 0 | 0 | 0 | 0 | 0 | 0 | 0 | 0 | 0 | 0 | 0 | 0 | 0 | 0 | #REF! | #REF! | #REF! | #REF! | #REF! | #REF! | #REF! | #REF! | #REF! | #REF! | #REF! | #REF! | #REF! | #REF! | 1 | [14 empty] | 0 | 0 | 0 | 0 | 0 | 0 | 0 | 0 | 0 | 0 | 50 | 0 | 0 | 0 | [15 empty] | 0 | 0 | 0 | 0 | 0 | 0 | 0 | 0 | 0 | 0 | 0 | 0 | 0 | 0 | 0 | 0 | 0 | 0 | 0 | 0 | 0 | 0 | 0 | 0 | 0 | 0 | 0 | 0 | 0 | 0 | 0
PG&E GBA | Cooley Landing | 60 | 0 | 0 | 0 | 0 | 0 | 0 | 0 | 0 | 0 | 0 | 0 | 0 | 0 | 0 | 0 | 0 | 0 | 0 | 0 | 0 | 0 | 0 | 0 | 0 | 0 | 0 | 0 | 0 | 0 | [15 empty] | 0 | 0 | 0 | 0 | 0 | 0 | 0 | 0 | 0 | 0 | 0 | 0 | 0 | 0 | 0 |  | 0 | 0 | 0 | 0 | 0 | 0 | 0 | 0 | 0 | 0 | 0 | 0 | 0 | 0 | 0 | #REF! | #REF! | #REF! | #REF! | #REF! | #REF! | #REF! | #REF! | #REF! | #REF! | #REF! | #REF! | #REF! | #REF! | 1 | [14 empty] | 0 | 0 | 0 | 0 | 0 | 0 | 0 | 0 | 0 | 0 | 0 | 0 | 0 | 0 | [15 empty] | 0 | 0 | 0 | 0 | 0 | 0 | 0 | 0 | 0 | 0 | 0 | 0 | 0 | 0 | 0 | 0 | 0 | 0 | 0 | 0 | 0 | 0 | 0 | 0 | 0 | 0 | 0 | 0 | 0 | 0 | 0
SCE NOL | Coolwater | 230 | 0 | 0 | 0 | 0 | 0 | 0 | 0 | 0 | 0 | 0 | 0 | 0 | 0 | 0 | 0 | [29 empty] | 0 | 0 | 0 | 0 | 0 | 0 | 0 | 0 | 0 | 0 | 0 | 0 | 0 | 0 | 0 |  | 0 | 0 | 0 | 0 | 0 | 0 | 0 | 0 | 0 | 0 | 0 | 0 | 0 | 0 | 0 | #REF! | #REF! | #REF! | #REF! | #REF! | #REF! | #REF! | #REF! | #REF! | #REF! | #REF! | #REF! | #REF! | #REF! | 1 | [14 empty] | 0 | 0 | 0 | 0 | 0 | 0 | 0 | 0 | 0 | 0 | 0 | 0 | 0 | 0 | [15 empty] | 0 | 0 | 0 | 0 | 0 | 0 | 0 | 0 | 0 | 0 | 0 | 0 | 0 | 0 | 0 | 0 | 0 | 0 | 0 | 0 | 0 | 0 | 0 | 0 | 0 | 0 | 0 | 0 | 0 | 0 | 0
SCE NOL | Coolwater | 115 | 0 | 0 | 0 | 0 | 0 | 0 | 0 | 0 | 0 | 0 | 0 | 113.5 | 0 | 0 | 1 | [29 empty] | 0 | 0 | 0 | 0 | 0 | 0 | 0 | 0 | 0 | 0 | 0 | 0 | 0 | 0 | 0 |  | 0 | 0 | 0 | 0 | 0 | 0 | 0 | 0 | 0 | 0 | 0 | 113.5 | 0 | 0 | 1 | #REF! | #REF! | #REF! | #REF! | #REF! | #REF! | #REF! | #REF! | #REF! | #REF! | #REF! | #REF! | #REF! | #REF! | 1 | [14 empty] | 0 | 0 | 0 | 0 | 0 | 0 | 0 | 0 | 0 | 0 | 0 | 0 | 0 | 0 | [15 empty] | 0 | 0 | 0 | 0 | 0 | 0 | 0 | 0 | 0 | 0 | 0 | 0 | 0 | 0 | 0 | 0 | 0 | 0 | 0 | 0 | 0 | 0 | 0 | 0 | 0 | 0 | 0 | 113.5 | 0 | 0 | 1
PG&E KERN | Copus | 70 | 0 | 0 | 0 | 0 | 0 | 0 | 0 | 0 | 0 | 0 | 0 | 0 | 0 | 0 | 0 | 0 | 0 | 0 | 0 | 0 | 0 | 0 | 0 | 0 | 0 | 0 | 0 | 0 | 0 | [15 empty] | 0 | 0 | 0 | 0 | 0 | 0 | 0 | 0 | 0 | 0 | 0 | 0 | 0 | 0 | 0 |  | 0 | 0 | 0 | 0 | 0 | 0 | 0 | 0 | 0 | 0 | 0 | 0 | 0 | 0 | 0 | #REF! | #REF! | #REF! | #REF! | #REF! | #REF! | #REF! | #REF! | #REF! | #REF! | #REF! | #REF! | #REF! | #REF! | 1 | [14 empty] | 0 | 0 | 0 | 0 | 0 | 0 | 0 | 0 | 0 | 0 | 0 | 0 | 0 | 0 | [15 empty] | 0 | 0 | 0 | 0 | 0 | 0 | 0 | 0 | 0 | 0 | 0 | 0 | 0 | 0 | 0 | 0 | 0 | 0 | 0 | 0 | 0 | 0 | 0 | 0 | 0 | 0 | 0 | 0 | 0 | 0 | 0
PG&E FRESNO | Corcoran | 70 | 0 | 0 | 0 | 0 | 0 | 0 | 0 | 0 | 0 | 0 | 0 | 0 | 0 | 0 | 0 | 0 | 0 | 0 | 0 | 0 | 0 | 0 | 0 | 0 | 0 | 0 | 0 | 0 | 0 | [15 empty] | 0 | 0 | 0 | 0 | 0 | 0 | 0 | 0 | 0 | 0 | 0 | 0 | 0 | 0 | 0 |  | 0 | 0 | 0 | 0 | 0 | 0 | 0 | 0 | 0 | 0 | 0 | 0 | 0 | 0 | 0 | #REF! | #REF! | #REF! | #REF! | #REF! | #REF! | #REF! | #REF! | #REF! | #REF! | #REF! | #REF! | #REF! | #REF! | 1 | 0 | 0 | 0 | 0 | 0 | 0 | 0 | 0 | 0 | 0 | 0 | 0 | 0 | 0 | 0 | 0 | 0 | 0 | 0 | 0 | 0 | 0 | 0 | 0 | 0 | 0 | 0 | 0 | [15 empty] | 0 | 0 | 0 | 0 | 0 | 0 | 0 | 0 | 0 | 0 | 0 | 0 | 0 | 0 | 0 | 0 | 0 | 0 | 0 | 0 | 0 | 0 | 0 | 0 | 0 | 0 | 0 | 0 | 0 | 0 | 0
PG&E FRESNO | Corcoran | 115 | 0 | 0 | 0 | 0 | 0 | 0 | 0 | 0 | 0 | 0 | 0 | 0 | 0 | 0 | 0 | 0 | 0 | 0 | 0 | 0 | 0 | 0 | 0 | 0 | 0 | 0 | 0 | 0 | 0 | [15 empty] | 0 | 0 | 0 | 0 | 0 | 0 | 0 | 0 | 0 | 0 | 0 | 0 | 0 | 0 | 0 |  | 0 | 0 | 0 | 0 | 0 | 0 | 0 | 0 | 0 | 0 | 0 | 0 | 0 | 0 | 0 | #REF! | #REF! | #REF! | #REF! | #REF! | #REF! | #REF! | #REF! | #REF! | #REF! | #REF! | #REF! | #REF! | #REF! | 1 | 0 | 0 | 0 | 0 | 0 | 0 | 0 | 0 | 0 | 0 | 0 | 0 | 0 | 0 | 0 | 0 | 0 | 0 | 0 | 0 | 0 | 0 | 0 | 0 | 0 | 0 | 0 | 0 | [15 empty] | 0 | 0 | 0 | 0 | 0 | 0 | 0 | 0 | 0 | 0 | 0 | 0 | 0 | 0 | 0 | 0 | 0 | 0 | 0 | 0 | 0 | 0 | 0 | 0 | 0 | 0 | 0 | 0 | 0 | 0 | 0
PG&E NGBA | Corona | 115 | 0 | 0 | 0 | 0 | 0 | 0 | 0 | 0 | 0 | 0 | 0 | 0 | 0 | 0 | 0 |  | 0 | 0 | 0 | 0 | 0 | 0 | 0 | 0 | 0 | 0 | 0 | 0 | 0 | [15 empty] | 0 | 0 | 0 | 0 | 0 | 0 | 0 | 0 | 0 | 0 | 0 | 0 | 0 | 0 | 0 |  | 0 | 0 | 0 | 0 | 0 | 0 | 0 | 0 | 0 | 0 | 0 | 0 | 0 | 0 | 0 | #REF! | #REF! | #REF! | #REF! | #REF! | #REF! | #REF! | #REF! | #REF! | #REF! | #REF! | #REF! | #REF! | #REF! | 1 | [14 empty] | 0 | 0 | 0 | 0 | 0 | 0 | 0 | 0 | 0 | 0 | 0 | 0 | 0 | 0 | [15 empty] | 0 | 0 | 0 | 0 | 0 | 0 | 0 | 0 | 0 | 0 | 0 | 0 | 0 | 0 | 0 | 0 | 0 | 0 | 0 | 0 | 0 | 0 | 0 | 0 | 0 | 0 | 0 | 0 | 0 | 0 | 0
PG&E NGBA | Cortina | 230 | 0 | 0 | 0 | 0 | 0 | 0 | 0 | 0 | 0 | 0 | 0 | 0 | 0 | 0 | 0 | 115 | 0 | 0 | 101 | 0 | 0 | 0 | 0 | 0 | 0 | 0 | 0 | 0 | 0 |  | -115 |  |  | -101 | [10 empty] | 1 | 0 | 0 | 0 | 0 | 0 | 0 | 0 | 0 | 0 | 0 | 0 | 0 | 0 | 0 |  | 0 | 0 | 0 | 0 | 0 | 0 | 0 | 0 | 0 | 0 | 0 | 0 | 0 | 0 | 0 | #REF! | #REF! | #REF! | #REF! | #REF! | #REF! | #REF! | #REF! | #REF! | #REF! | #REF! | #REF! | #REF! | #REF! | 1 | [14 empty] | 115 | 0 | 0 | 101 | 0 | 0 | 0 | 0 | 0 | 0 | 0 | 0 | 0 | 0 | [15 empty] | 0 | 0 | 0 | 0 | 0 | 0 | 0 | 0 | 0 | 0 | 0 | 0 | 0 | 0 | 0 | 0 | 0 | 0 | 0 | 0 | 0 | 0 | 0 | 0 | 0 | 0 | 0 | 0 | 0 | 0 | 0
PG&E NGBA | Cortina | 115 | 0 | 0 | 0 | 0 | 0 | 0 | 0 | 0 | 0 | 0 | 0 | 0 | 0 | 0 | 0 | 0 | 0 | 0 | 0 | 0 | 0 | 0 | 0 | 0 | 0 | 0 | 0 | 0 | 0 | [15 empty] | 0 | 0 | 0 | 0 | 0 | 0 | 0 | 0 | 0 | 0 | 0 | 0 | 0 | 0 | 0 |  | 0 | 0 | 0 | 0 | 0 | 0 | 0 | 0 | 0 | 0 | 0 | 0 | 0 | 0 | 0 | #REF! | #REF! | #REF! | #REF! | #REF! | #REF! | #REF! | #REF! | #REF! | #REF! | #REF! | #REF! | #REF! | #REF! | 1 | [14 empty] | 0 | 0 | 0 | 0 | 0 | 0 | 0 | 0 | 0 | 0 | 0 | 0 | 0 | 0 | [15 empty] | 0 | 0 | 0 | 0 | 0 | 0 | 0 | 0 | 0 | 0 | 0 | 0 | 0 | 0 | 0 | 0 | 0 | 0 | 0 | 0 | 0 | 0 | 0 | 0 | 0 | 0 | 0 | 0 | 0 | 0 | 0
PG&E GBA | Cottle | 230 | 0 | 0 | 0 | 0 | 0 | 0 | 0 | 0 | 0 | 0 | 0 | 0 | 0 | 0 | 0 | 0 | 0 | 0 | 0 | 0 | 0 | 0 | 0 | 0 | 0 | 0 | 0 | 0 | 0 | [15 empty] | 0 | 0 | 0 | 0 | 0 | 0 | 0 | 0 | 0 | 0 | 0 | 0 | 0 | 0 | 0 |  | 0 | 0 | 0 | 0 | 0 | 0 | 0 | 0 | 0 | 0 | 0 | 0 | 0 | 0 | 0 | #REF! | #REF! | #REF! | #REF! | #REF! | #REF! | #REF! | #REF! | #REF! | #REF! | #REF! | #REF! | #REF! | #REF! | 1 | [14 empty] | 0 | 0 | 0 | 0 | 0 | 0 | 0 | 0 | 0 | 0 | 0 | 0 | 0 | 0 | [15 empty] | 0 | 0 | 0 | 0 | 0 | 0 | 0 | 0 | 0 | 0 | 0 | 0 | 0 | 0 | 0 | 0 | 0 | 0 | 0 | 0 | 0 | 0 | 0 | 0 | 0 | 0 | 0 | 0 | 0 | 0 | 0
PG&E NGBA | Cottonwood | 115 | 0 | 0 | 0 | 0 | 0 | 0 | 0 | 0 | 0 | 0 | 0 | 0 | 0 | 0 | 0 | 0 | 0 | 0 | 0 | 0 | 0 | 0 | 0 | 0 | 0 | 0 | 0 | 0 | 0 | [15 empty] | 0 | 0 | 0 | 0 | 0 | 0 | 0 | 0 | 0 | 0 | 0 | 0 | 0 | 0 | 0 |  | 0 | 0 | 0 | 0 | 0 | 0 | 0 | 0 | 0 | 0 | 0 | 0 | 0 | 0 | 0 | #REF! | #REF! | #REF! | #REF! | #REF! | #REF! | #REF! | #REF! | #REF! | #REF! | #REF! | #REF! | #REF! | #REF! | 1 | [14 empty] | 0 | 0 | 0 | 0 | 0 | 0 | 0 | 0 | 0 | 0 | 0 | 0 | 0 | 0 | [15 empty] | 0 | 0 | 0 | 0 | 0 | 0 | 0 | 0 | 0 | 0 | 0 | 0 | 0 | 0 | 0 | 0 | 0 | 0 | 0 | 0 | 0 | 0 | 0 | 0 | 0 | 0 | 0 | 0 | 0 | 0 | 0
PG&E NGBA | Cottonwood | 230 | 0 | 0 | 0 | 0 | 0 | 0 | 0 | 0 | 0 | 0 | 0 | 0 | 0 | 0 | 0 | 105 | 0 | 0 | 0 | 0 | 0 | 0 | 0 | 0 | 0 | 0 | 0 | 0 | 0 |  | -105 | [13 empty] | 1 | 0 | 0 | 0 | 0 | 0 | 0 | 0 | 0 | 0 | 0 | 0 | 0 | 0 | 0 |  | 0 | 0 | 0 | 0 | 0 | 0 | 0 | 0 | 0 | 0 | 0 | 0 | 0 | 0 | 0 | #REF! | #REF! | #REF! | #REF! | #REF! | #REF! | #REF! | #REF! | #REF! | #REF! | #REF! | #REF! | #REF! | #REF! | 1 | [14 empty] | 105 | 0 | 0 | 0 | 0 | 0 | 0 | 0 | 0 | 0 | 0 | 0 | 0 | 0 | [15 empty] | 0 | 0 | 0 | 0 | 0 | 0 | 0 | 0 | 0 | 0 | 0 | 0 | 0 | 0 | 0 | 0 | 0 | 0 | 0 | 0 | 0 | 0 | 0 | 0 | 0 | 0 | 0 | 0 | 0 | 0 | 0
PG&E NGBA | Cottonwood | 60 | 0 | 0 | 0 | 0 | 0 | 0 | 0 | 0 | 0 | 0 | 0 | 0 | 0 | 0 | 0 | 0 | 0 | 0 | 0 | 0 | 0 | 0 | 0 | 0 | 0 | 0 | 0 | 0 | 0 | [15 empty] | 0 | 0 | 0 | 0 | 0 | 0 | 0 | 0 | 0 | 0 | 0 | 0 | 0 | 0 | 0 |  | 0 | 0 | 0 | 0 | 0 | 0 | 0 | 0 | 0 | 0 | 0 | 0 | 0 | 0 | 0 | #REF! | #REF! | #REF! | #REF! | #REF! | #REF! | #REF! | #REF! | #REF! | #REF! | #REF! | #REF! | #REF! | #REF! | 1 | [14 empty] | 0 | 0 | 0 | 0 | 0 | 0 | 0 | 0 | 0 | 0 | 0 | 0 | 0 | 0 | [15 empty] | 0 | 0 | 0 | 0 | 0 | 0 | 0 | 0 | 0 | 0 | 0 | 0 | 0 | 0 | 0 | 0 | 0 | 0 | 0 | 0 | 0 | 0 | 0 | 0 | 0 | 0 | 0 | 0 | 0 | 0 | 0
PG&E NGBA | Cove Road | 230 | 0 | 0 | 0 | 0 | 0 | 0 | 0 | 0 | 0 | 0 | 0 | 0 | 0 | 0 | 0 | 0 | 0 | 0 | 0 | 0 | 0 | 0 | 0 | 0 | 0 | 0 | 0 | 0 | 0 | [15 empty] | 0 | 0 | 0 | 0 | 0 | 0 | 0 | 0 | 0 | 0 | 0 | 0 | 0 | 0 | 0 |  | 0 | 0 | 0 | 0 | 0 | 0 | 0 | 0 | 0 | 0 | 0 | 0 | 0 | 0 | 0 | #REF! | #REF! | #REF! | #REF! | #REF! | #REF! | #REF! | #REF! | #REF! | #REF! | #REF! | #REF! | #REF! | #REF! | 1 |  |  | 140 | [11 empty] | 0 | 0 | 140 | 0 | 0 | 0 | 0 | 0 | 0 | 0 | 0 | 0 | 0 | 0 |  |  |  | -140 | [11 empty] | 1 | 0 | 0 | 0 | 0 | 0 | 0 | 0 | 0 | 0 | 0 | 0 | 0 | 0 | 0 | 0 | 0 | 0 | 0 | 0 | 0 | 0 | 0 | 0 | 0 | 0 | 0 | 0 | 0 | 0 | 0
PG&E GBA | Coyote | 230 | 0 | 0 | 0 | 0 | 0 | 0 | 0 | 0 | 0 | 0 | 0 | 0 | 0 | 0 | 0 | 0 | 0 | 0 | 0 | 0 | 0 | 0 | 0 | 0 | 0 | 0 | 0 | 0 | 0 | [15 empty] | 0 | 0 | 0 | 0 | 0 | 0 | 0 | 0 | 0 | 0 | 0 | 0 | 0 | 0 | 0 |  | 0 | 0 | 0 | 0 | 0 | 0 | 0 | 0 | 0 | 0 | 0 | 0 | 0 | 0 | 0 | #REF! | #REF! | #REF! | #REF! | #REF! | #REF! | #REF! | #REF! | #REF! | #REF! | #REF! | #REF! | #REF! | #REF! | 1 | [14 empty] | 0 | 0 | 0 | 0 | 0 | 0 | 0 | 0 | 0 | 0 | 0 | 0 | 0 | 0 | [15 empty] | 0 | 0 | 0 | 0 | 0 | 0 | 0 | 0 | 0 | 0 | 0 | 0 | 0 | 0 | 0 | 0 | 0 | 0 | 0 | 0 | 0 | 0 | 0 | 0 | 0 | 0 | 0 | 0 | 0 | 0 | 0
PG&E GBA | Crazy Horse Canyon | 115 | 0 | 0 | 0 | 0 | 0 | 0 | 0 | 0 | 0 | 0 | 0 | 0 | 0 | 0 | 0 | 0 | 0 | 50 | 0 | 0 | 0 | 0 | 0 | 0 | 0 | 0 | 0 | 0 | 0 |  |  |  | -50 | [11 empty] | 1 | 0 | 0 | 0 | 0 | 0 | 0 | 0 | 0 | 0 | 0 | 0 | 0 | 0 | 0 |  | 0 | 0 | 0 | 0 | 0 | 0 | 0 | 0 | 0 | 0 | 0 | 0 | 0 | 0 | 0 | #REF! | #REF! | #REF! | #REF! | #REF! | #REF! | #REF! | #REF! | #REF! | #REF! | #REF! | #REF! | #REF! | #REF! | 1 | [14 empty] | 0 | 0 | 50 | 0 | 0 | 0 | 0 | 0 | 0 | 0 | 0 | 0 | 0 | 0 | [15 empty] | 0 | 0 | 0 | 0 | 0 | 0 | 0 | 0 | 0 | 0 | 0 | 0 | 0 | 0 | 0 | 0 | 0 | 0 | 0 | 0 | 0 | 0 | 0 | 0 | 0 | 0 | 0 | 0 | 0 | 0 | 0
SDGE | Creelman | 69 | 0 | 0 | 0 | 0 | 0 | 0 | 0 | 0 | 0 | 0 | 0 | 7.36 | 0 | 0 | 1 | [29 empty] | 0 | 0 | 0 | 0 | 0 | 0 | 0 | 0 | 0 | 0 | 0 | 0 | 0 | 0 | 0 |  | 0 | 0 | 0 | 0 | 0 | 0 | 0 | 0 | 0 | 0 | 0 | 7.36 | 0 | 0 | 1 | #REF! | #REF! | #REF! | #REF! | #REF! | #REF! | #REF! | #REF! | #REF! | #REF! | #REF! | #REF! | #REF! | #REF! | 1 | [14 empty] | 0 | 0 | 0 | 0 | 0 | 0 | 0 | 0 | 0 | 0 | 0 | 0 | 0 | 0 | [15 empty] | 0 | 0 | 0 | 0 | 0 | 0 | 0 | 0 | 0 | 0 | 0 | 0 | 0 | 0 | 0 | 0 | 0 | 0 | 0 | 0 | 0 | 0 | 0 | 0 | 0 | 0 | 0 | 7.36 | 0 | 0 | 1
PG&E FRESNO | Crescent | 70 | 0 | 0 | 0 | 0 | 0 | 0 | 0 | 0 | 0 | 0 | 35 | 35 | 0 | 0 | 1 | 0 | 0 | 0 | 0 | 0 | 0 | 0 | 0 | 0 | 0 | 0 | 0 | 0 | 0 | [10 empty] | 5 |  |  |  |  | 1 | 0 | 0 | 0 | 0 | 0 | 0 | 0 | 0 | 0 | 5 | 0 | 0 | 0 | 0 |  | 0 | 0 | 0 | 0 | 0 | 0 | 0 | 0 | 0 | 5 | 35 | 35 | 0 | 0 | 1 | #REF! | #REF! | #REF! | #REF! | #REF! | #REF! | #REF! | #REF! | #REF! | #REF! | #REF! | #REF! | #REF! | #REF! | 1 | 0 | 0 | 0 | 0 | 0 | 0 | 0 | 0 | 0 | 0 | 0 | 0 | 0 | 0 | 0 | 0 | 0 | 0 | 0 | 0 | 0 | 0 | 0 | 0 | 0 | 0 | 0 | 0 | [15 empty] | 0 | 0 | 0 | 0 | 0 | 0 | 0 | 0 | 0 | 0 | 5 | 0 | 0 | 0 | 0 | 1 | 0 | 0 | 0 | 0 | 0 | 0 | 0 | 0 | 0 | 5 | 35 | 35 | 0 | 0 | 1
PG&E FRESNO | Cressey | 115 | 0 | 0 | 0 | 0 | 0 | 0 | 0 | 0 | 0 | 0 | 0 | 0 | 0 | 0 | 0 | 0 | 0 | 0 | 0 | 0 | 0 | 0 | 0 | 0 | 0 | 0 | 0 | 0 | 0 | [15 empty] | 0 | 0 | 0 | 0 | 0 | 0 | 0 | 0 | 0 | 0 | 0 | 0 | 0 | 0 | 0 |  | 0 | 0 | 0 | 0 | 0 | 0 | 0 | 0 | 0 | 0 | 0 | 0 | 0 | 0 | 0 | #REF! | #REF! | #REF! | #REF! | #REF! | #REF! | #REF! | #REF! | #REF! | #REF! | #REF! | #REF! | #REF! | #REF! | 1 | 0 | 0 | 0 | 0 | 0 | 0 | 0 | 0 | 0 | 0 | 0 | 0 | 0 | 0 | 0 | 0 | 0 | 0 | 0 | 0 | 0 | 0 | 0 | 0 | 0 | 0 | 0 | 0 | [15 empty] | 0 | 0 | 0 | 0 | 0 | 0 | 0 | 0 | 0 | 0 | 0 | 0 | 0 | 0 | 0 | 0 | 0 | 0 | 0 | 0 | 0 | 0 | 0 | 0 | 0 | 0 | 0 | 0 | 0 | 0 | 0
PG&E NGBA | Cresta | 230 | 0 | 0 | 0 | 0 | 0 | 0 | 0 | 0 | 0 | 0 | 0 | 0 | 0 | 0 | 0 | 0 | 0 | 0 | 0 | 0 | 0 | 0 | 0 | 0 | 0 | 0 | 0 | 0 | 0 | [15 empty] | 0 | 0 | 0 | 0 | 0 | 0 | 0 | 0 | 0 | 0 | 0 | 0 | 0 | 0 | 0 |  | 0 | 0 | 0 | 0 | 0 | 0 | 0 | 0 | 0 | 0 | 0 | 0 | 0 | 0 | 0 | #REF! | #REF! | #REF! | #REF! | #REF! | #REF! | #REF! | #REF! | #REF! | #REF! | #REF! | #REF! | #REF! | #REF! | 1 | [14 empty] | 0 | 0 | 0 | 0 | 0 | 0 | 0 | 0 | 0 | 0 | 0 | 0 | 0 | 0 | [15 empty] | 0 | 0 | 0 | 0 | 0 | 0 | 0 | 0 | 0 | 0 | 0 | 0 | 0 | 0 | 0 | 0 | 0 | 0 | 0 | 0 | 0 | 0 | 0 | 0 | 0 | 0 | 0 | 0 | 0 | 0 | 0
SDGE | Crestwood | 69 | 0 | 0 | 0 | 0 | 0 | 0 | 0 | 0 | 0 | 0 | 0 | 0 | 0 | 0 | 0 | [29 empty] | 0 | 0 | 0 | 0 | 0 | 0 | 0 | 0 | 0 | 0 | 0 | 0 | 0 | 0 | 0 |  | 0 | 0 | 0 | 0 | 0 | 0 | 0 | 0 | 0 | 0 | 0 | 0 | 0 | 0 | 0 | #REF! | #REF! | #REF! | #REF! | #REF! | #REF! | #REF! | #REF! | #REF! | #REF! | #REF! | #REF! | #REF! | #REF! | 1 | [14 empty] | 0 | 0 | 0 | 0 | 0 | 0 | 0 | 0 | 0 | 0 | 0 | 0 | 0 | 0 | [15 empty] | 0 | 0 | 0 | 0 | 0 | 0 | 0 | 0 | 0 | 0 | 0 | 0 | 0 | 0 | 0 | 0 | 0 | 0 | 0 | 0 | 0 | 0 | 0 | 0 | 0 | 0 | 0 | 0 | 0 | 0 | 0
PG&E GBA | Crow Creek | 60 | 0 | 0 | 0 | 0 | 0 | 0 | 0 | 0 | 0 | 0 | 0 | 0 | 0 | 0 | 0 | 0 | 0 | 0 | 0 | 0 | 0 | 0 | 0 | 0 | 0 | 0 | 0 | 0 | 0 | [15 empty] | 0 | 0 | 0 | 0 | 0 | 0 | 0 | 0 | 0 | 0 | 0 | 0 | 0 | 0 | 0 |  | 0 | 0 | 0 | 0 | 0 | 0 | 0 | 0 | 0 | 0 | 0 | 0 | 0 | 0 | 0 | #REF! | #REF! | #REF! | #REF! | #REF! | #REF! | #REF! | #REF! | #REF! | #REF! | #REF! | #REF! | #REF! | #REF! | 1 | [14 empty] | 0 | 0 | 0 | 0 | 0 | 0 | 0 | 0 | 0 | 0 | 0 | 0 | 0 | 0 | [15 empty] | 0 | 0 | 0 | 0 | 0 | 0 | 0 | 0 | 0 | 0 | 0 | 0 | 0 | 0 | 0 | 0 | 0 | 0 | 0 | 0 | 0 | 0 | 0 | 0 | 0 | 0 | 0 | 0 | 0 | 0 | 0
PG&E GBA | Crows Landing | 60 | 0 | 0 | 0 | 0 | 0 | 0 | 0 | 0 | 0 | 0 | 0 | 0 | 0 | 0 | 0 | 0 | 0 | 0 | 0 | 0 | 0 | 0 | 0 | 0 | 0 | 0 | 0 | 0 | 0 | [15 empty] | 0 | 0 | 0 | 0 | 0 | 0 | 0 | 0 | 0 | 0 | 0 | 0 | 0 | 0 | 0 |  | 0 | 0 | 0 | 0 | 0 | 0 | 0 | 0 | 0 | 0 | 0 | 0 | 0 | 0 | 0 | #REF! | #REF! | #REF! | #REF! | #REF! | #REF! | #REF! | #REF! | #REF! | #REF! | #REF! | #REF! | #REF! | #REF! | 1 | [14 empty] | 0 | 0 | 0 | 0 | 0 | 0 | 0 | 0 | 0 | 0 | 0 | 0 | 0 | 0 | [15 empty] | 0 | 0 | 0 | 0 | 0 | 0 | 0 | 0 | 0 | 0 | 0 | 0 | 0 | 0 | 0 | 0 | 0 | 0 | 0 | 0 | 0 | 0 | 0 | 0 | 0 | 0 | 0 | 0 | 0 | 0 | 0
PG&E GBA | Curtis | 115 | 0 | 0 | 0 | 0 | 0 | 0 | 0 | 0 | 0 | 0 | 0 | 0 | 0 | 0 | 0 | 0 | 0 | 0 | 0 | 0 | 0 | 0 | 0 | 0 | 0 | 0 | 0 | 0 | 0 | [15 empty] | 0 | 0 | 0 | 0 | 0 | 0 | 0 | 0 | 0 | 0 | 0 | 0 | 0 | 0 | 0 |  | 0 | 0 | 0 | 0 | 0 | 0 | 0 | 0 | 0 | 0 | 0 | 0 | 0 | 0 | 0 | #REF! | #REF! | #REF! | #REF! | #REF! | #REF! | #REF! | #REF! | #REF! | #REF! | #REF! | #REF! | #REF! | #REF! | 1 | [14 empty] | 0 | 0 | 0 | 0 | 0 | 0 | 0 | 0 | 0 | 0 | 0 | 0 | 0 | 0 | [15 empty] | 0 | 0 | 0 | 0 | 0 | 0 | 0 | 0 | 0 | 0 | 0 | 0 | 0 | 0 | 0 | 0 | 0 | 0 | 0 | 0 | 0 | 0 | 0 | 0 | 0 | 0 | 0 | 0 | 0 | 0 | 0
PG&E NGBA | Davis | 115 | 0 | 0 | 0 | 0 | 0 | 0 | 0 | 0 | 0 | 0 | 0 | 0 | 0 | 0 | 0 | 0 | 0 | 0 | 0 | 0 | 0 | 0 | 0 | 0 | 0 | 0 | 0 | 0 | 0 | [15 empty] | 0 | 0 | 0 | 0 | 0 | 0 | 0 | 0 | 0 | 0 | 0 | 0 | 0 | 0 | 0 |  | 0 | 0 | 0 | 0 | 0 | 0 | 0 | 0 | 0 | 0 | 0 | 0 | 0 | 0 | 0 | #REF! | #REF! | #REF! | #REF! | #REF! | #REF! | #REF! | #REF! | #REF! | #REF! | #REF! | #REF! | #REF! | #REF! | 1 | [14 empty] | 0 | 0 | 0 | 0 | 0 | 0 | 0 | 0 | 0 | 0 | 0 | 0 | 0 | 0 | [15 empty] | 0 | 0 | 0 | 0 | 0 | 0 | 0 | 0 | 0 | 0 | 0 | 0 | 0 | 0 | 0 | 0 | 0 | 0 | 0 | 0 | 0 | 0 | 0 | 0 | 0 | 0 | 0 | 0 | 0 | 0 | 0
SCE Metro | Del Amo | 500 | 0 | 0 | 0 | 0 | 0 | 0 | 0 | 0 | 0 | 0 | 0 | 0 | 0 | 0 | 0 | [12 empty] | 500 |  | 1 | [12 empty] | -500 |  | 1 | 0 | 0 | 0 | 0 | 0 | 0 | 0 | 0 | 0 | 0 | 0 | 0 | 0 | 0 |  | 0 | 0 | 0 | 0 | 0 | 0 | 0 | 0 | 0 | 0 | 0 | 0 | 0 | 0 | 0 | #REF! | #REF! | #REF! | #REF! | #REF! | #REF! | #REF! | #REF! | #REF! | #REF! | #REF! | #REF! | #REF! | #REF! | 1 | [14 empty] | 0 | 0 | 0 | 0 | 0 | 0 | 0 | 0 | 0 | 0 | 0 | 0 | 500 | 0 | [15 empty] | 0 | 0 | 0 | 0 | 0 | 0 | 0 | 0 | 0 | 0 | 0 | 0 | 0 | 0 | 0 | 0 | 0 | 0 | 0 | 0 | 0 | 0 | 0 | 0 | 0 | 0 | 0 | 0 | 0 | 0 | 0
SCE Metro | Del Amo | 230 | 0 | 0 | 0 | 0 | 0 | 0 | 0 | 0 | 0 | 0 | 0 | 0 | 0 | 0 | 0 | [12 empty] | 300 |  | 1 | [12 empty] | -300 |  | 1 | 0 | 0 | 0 | 0 | 0 | 0 | 0 | 0 | 0 | 0 | 0 | 0 | 0 | 0 |  | 0 | 0 | 0 | 0 | 0 | 0 | 0 | 0 | 0 | 0 | 0 | 0 | 0 | 0 | 0 | #REF! | #REF! | #REF! | #REF! | #REF! | #REF! | #REF! | #REF! | #REF! | #REF! | #REF! | #REF! | #REF! | #REF! | 1 | [9 empty] | 400 |  |  |  |  | 0 | 0 | 0 | 0 | 0 | 0 | 0 | 0 | 0 | 400 | 0 | 0 | 300 | 0 | [15 empty] | 0 | 0 | 0 | 0 | 0 | 0 | 0 | 0 | 0 | 0 | 400 | 0 | 0 | 0 | 0 | 1 | 0 | 0 | 0 | 0 | 0 | 0 | 0 | 0 | 0 | 400 | 0 | 0 | 0 | 0 | 1
SCE Eastern | Delaney | 500 | 0 | 0 | 0 | 0 | 0 | 0 | 0 | 0 | 0 | 0 | 0 | 0 | 0 | 0 | 0 | [9 empty] | 170 | 250 | 28.5 |  | 150 | [11 empty] | 300 | -28.5 |  | -150 | 1 | 0 | 0 | 0 | 0 | 0 | 0 | 0 | 0 | 0 | 170 | 550 | 0 | 0 | 0 |  | 0 | 0 | 0 | 0 | 0 | 0 | 0 | 0 | 0 | 170 | 550 | 0 | 0 | 0 | 1 | #REF! | #REF! | #REF! | #REF! | #REF! | #REF! | #REF! | #REF! | #REF! | #REF! | #REF! | #REF! | #REF! | #REF! | 1 | [14 empty] | 0 | 0 | 0 | 0 | 0 | 0 | 0 | 0 | 0 | 170 | 250 | 28.5 | 0 | 150 | [15 empty] | 0 | 0 | 0 | 0 | 0 | 0 | 0 | 0 | 0 | 0 | 170 | 550 | 0 | 0 | 0 | 1 | 0 | 0 | 0 | 0 | 0 | 0 | 0 | 0 | 0 | 170 | 550 | 0 | 0 | 0 | 1
PG&E NGBA | Delevan | 230 | 0 | 0 | 0 | 0 | 0 | 0 | 0 | 0 | 0 | 0 | 0 | 0 | 0 | 0 | 0 | 0 | 0 | 0 | 0 | 0 | 0 | 0 | 0 | 0 | 0 | 0 | 0 | 0 | 0 | [15 empty] | 0 | 0 | 0 | 0 | 0 | 0 | 0 | 0 | 0 | 0 | 0 | 0 | 0 | 0 | 0 |  | 0 | 0 | 0 | 0 | 0 | 0 | 0 | 0 | 0 | 0 | 0 | 0 | 0 | 0 | 0 | #REF! | #REF! | #REF! | #REF! | #REF! | #REF! | #REF! | #REF! | #REF! | #REF! | #REF! | #REF! | #REF! | #REF! | 1 | [14 empty] | 0 | 0 | 0 | 0 | 0 | 0 | 0 | 0 | 0 | 0 | 0 | 0 | 0 | 0 | [15 empty] | 0 | 0 | 0 | 0 | 0 | 0 | 0 | 0 | 0 | 0 | 0 | 0 | 0 | 0 | 0 | 0 | 0 | 0 | 0 | 0 | 0 | 0 | 0 | 0 | 0 | 0 | 0 | 0 | 0 | 0 | 0
PG&E GBA | Delta PP | 230 | 0 | 0 | 0 | 0 | 0 | 0 | 0 | 0 | 0 | 0 | 0 | 0 | 0 | 0 | 0 | 0 | 0 | 0 | 0 | 0 | 0 | 0 | 0 | 0 | 0 | 0 | 0 | 0 | 0 | [10 empty] | 250 |  |  |  |  | 1 | 0 | 0 | 0 | 0 | 0 | 0 | 0 | 0 | 0 | 250 | 0 | 0 | 0 | 0 |  | 0 | 0 | 0 | 0 | 0 | 0 | 0 | 0 | 0 | 250 | 0 | 0 | 0 | 0 | 1 | #REF! | #REF! | #REF! | #REF! | #REF! | #REF! | #REF! | #REF! | #REF! | #REF! | #REF! | #REF! | #REF! | #REF! | 1 | [14 empty] | 0 | 0 | 0 | 0 | 0 | 0 | 0 | 0 | 0 | 0 | 0 | 0 | 0 | 0 | [15 empty] | 0 | 0 | 0 | 0 | 0 | 0 | 0 | 0 | 0 | 0 | 250 | 0 | 0 | 0 | 0 | 1 | 0 | 0 | 0 | 0 | 0 | 0 | 0 | 0 | 0 | 250 | 0 | 0 | 0 | 0 | 1
EOP | Desert View | 230 | 0 | 0 | 0 | 0 | 0 | 0 | 0 | 0 | 0 | 0 | 0 | 0 | 0 | 0 | 0 | [9 empty] | 450 | [14 empty] | -450 |  |  |  |  | 1 | 0 | 0 | 0 | 0 | 0 | 0 | 0 | 0 | 0 | 0 | 0 | 0 | 0 | 0 |  | 0 | 0 | 0 | 0 | 0 | 0 | 0 | 0 | 0 | 0 | 0 | 0 | 0 | 0 | 0 | #REF! | #REF! | #REF! | #REF! | #REF! | #REF! | #REF! | #REF! | #REF! | #REF! | #REF! | #REF! | #REF! | #REF! | 1 | [14 empty] | 0 | 0 | 0 | 0 | 0 | 0 | 0 | 0 | 0 | 450 | 0 | 0 | 0 | 0 | [15 empty] | 0 | 0 | 0 | 0 | 0 | 0 | 0 | 0 | 0 | 0 | 0 | 0 | 0 | 0 | 0 | 0 | 0 | 0 | 0 | 0 | 0 | 0 | 0 | 0 | 0 | 0 | 0 | 0 | 0 | 0 | 0
SCE Eastern | Devers | 230 | 0 | 0 | 0 | 0 | 0 | 0 | 0 | 0 | 0 | 0 | 0 | 200 | 100 | 0 | 1 |  |  | 263 | 60 | [6 empty] | 480 | [7 empty] | -60 | [10 empty] | 1 | 0 | 0 | 263 | 0 | 0 | 0 | 0 | 0 | 0 | 0 | 480 | 0 | 0 | 0 |  | 0 | 0 | 263 | 0 | 0 | 0 | 0 | 0 | 0 | 0 | 480 | 200 | 100 | 0 | 1 | #REF! | #REF! | #REF! | #REF! | #REF! | #REF! | #REF! | #REF! | #REF! | #REF! | #REF! | #REF! | #REF! | #REF! | 1 | [14 empty] | 0 | 0 | 263 | 60 | 0 | 0 | 0 | 0 | 0 | 0 | 480 | 0 | 0 | 0 | [15 empty] | 0 | 0 | 0 | 263 | 0 | 0 | 0 | 0 | 0 | 0 | 0 | 480 | 0 | 0 | 0 | 1 | 0 | 0 | 263 | 0 | 0 | 0 | 0 | 0 | 0 | 0 | 480 | 200 | 100 | 0 | 1
SCE Eastern | Devers | 500 | 0 | 0 | 0 | 0 | 0 | 0 | 0 | 0 | 0 | 0 | 0 | 0 | 0 | 0 | 0 | [29 empty] | 0 | 0 | 0 | 0 | 0 | 0 | 0 | 0 | 0 | 0 | 0 | 0 | 0 | 0 | 0 |  | 0 | 0 | 0 | 0 | 0 | 0 | 0 | 0 | 0 | 0 | 0 | 0 | 0 | 0 | 0 | #REF! | #REF! | #REF! | #REF! | #REF! | #REF! | #REF! | #REF! | #REF! | #REF! | #REF! | #REF! | #REF! | #REF! | 1 | [14 empty] | 0 | 0 | 0 | 0 | 0 | 0 | 0 | 0 | 0 | 0 | 0 | 0 | 0 | 0 | [15 empty] | 0 | 0 | 0 | 0 | 0 | 0 | 0 | 0 | 0 | 0 | 0 | 0 | 0 | 0 | 0 | 0 | 0 | 0 | 0 | 0 | 0 | 0 | 0 | 0 | 0 | 0 | 0 | 0 | 0 | 0 | 0
PG&E KERN | Diablo Canyon | 230 | 0 | 0 | 0 | 0 | 0 | 0 | 0 | 0 | 0 | 0 | 0 | 0 | 0 | 0 | 0 | 0 | 0 | 0 | 0 | 0 | 0 | 0 | 0 | 0 | 0 | 0 | 0 | 0 | 0 | [15 empty] | 0 | 0 | 0 | 0 | 0 | 0 | 0 | 0 | 0 | 0 | 0 | 0 | 0 | 0 | 0 |  | 0 | 0 | 0 | 0 | 0 | 0 | 0 | 0 | 0 | 0 | 0 | 0 | 0 | 0 | 0 | #REF! | #REF! | #REF! | #REF! | #REF! | #REF! | #REF! | #REF! | #REF! | #REF! | #REF! | #REF! | #REF! | #REF! | 1 | [14 empty] | 0 | 0 | 0 | 0 | 0 | 0 | 0 | 0 | 0 | 0 | 0 | 0 | 0 | 0 | [15 empty] | 0 | 0 | 0 | 0 | 0 | 0 | 0 | 0 | 0 | 0 | 0 | 0 | 0 | 0 | 0 | 0 | 0 | 0 | 0 | 0 | 0 | 0 | 0 | 0 | 0 | 0 | 0 | 0 | 0 | 0 | 0
PG&E KERN | Diablo Canyon | 500 | 0 | 0 | 0 | 0 | 0 | 0 | 0 | 0 | 0 | 0 | 0 | 0 | 0 | 0 | 0 | 0 | 0 | 0 | 0 | 0 | 0 | 2924 | 0 | 0 | 0 | 0 | 0 | 0 | 0 | [15 empty] | 0 | 0 | 0 | 0 | 0 | 0 | 0 | 2924 | 0 | 0 | 0 | 0 | 0 | 0 | 0 |  | 0 | 0 | 0 | 0 | 0 | 0 | 2924 | 0 | 0 | 0 | 0 | 0 | 0 | 0 | 1 | #REF! | #REF! | #REF! | #REF! | #REF! | #REF! | #REF! | #REF! | #REF! | #REF! | #REF! | #REF! | #REF! | #REF! | 1 | [14 empty] | 0 | 0 | 0 | 0 | 0 | 0 | 2924 | 0 | 0 | 0 | 0 | 0 | 0 | 0 | [15 empty] | 0 | 0 | 0 | 0 | 0 | 0 | 0 | 2924 | 0 | 0 | 0 | 0 | 0 | 0 | 0 | 1 | 0 | 0 | 0 | 0 | 0 | 0 | 2924 | 0 | 0 | 0 | 0 | 0 | 0 | 0 | 1
PG&E KERN | Divide | 115 | 0 | 0 | 0 | 0 | 0 | 0 | 0 | 0 | 0 | 0 | 0 | 0 | 0 | 0 | 0 | 0 | 0 | 0 | 0 | 0 | 0 | 0 | 0 | 0 | 0 | 100 | 0 | 0 | 0 | [11 empty] | -100 |  |  |  | 1 | 0 | 0 | 0 | 0 | 0 | 0 | 0 | 0 | 0 | 0 | 0 | 0 | 0 | 0 |  | 0 | 0 | 0 | 0 | 0 | 0 | 0 | 0 | 0 | 0 | 0 | 0 | 0 | 0 | 0 | #REF! | #REF! | #REF! | #REF! | #REF! | #REF! | #REF! | #REF! | #REF! | #REF! | #REF! | #REF! | #REF! | #REF! | 1 | [14 empty] | 0 | 0 | 0 | 0 | 0 | 0 | 0 | 0 | 0 | 0 | 100 | 0 | 0 | 0 | [15 empty] | 0 | 0 | 0 | 0 | 0 | 0 | 0 | 0 | 0 | 0 | 0 | 0 | 0 | 0 | 0 | 0 | 0 | 0 | 0 | 0 | 0 | 0 | 0 | 0 | 0 | 0 | 0 | 0 | 0 | 0 | 0
PG&E GBA | Dixon Landing | 115 | 0 | 0 | 0 | 0 | 0 | 0 | 0 | 0 | 0 | 0 | 0 | 0 | 0 | 0 | 0 | 0 | 0 | 0 | 0 | 0 | 0 | 0 | 0 | 0 | 0 | 0 | 0 | 0 | 0 | [15 empty] | 0 | 0 | 0 | 0 | 0 | 0 | 0 | 0 | 0 | 0 | 0 | 0 | 0 | 0 | 0 |  | 0 | 0 | 0 | 0 | 0 | 0 | 0 | 0 | 0 | 0 | 0 | 0 | 0 | 0 | 0 | #REF! | #REF! | #REF! | #REF! | #REF! | #REF! | #REF! | #REF! | #REF! | #REF! | #REF! | #REF! | #REF! | #REF! | 1 | [14 empty] | 0 | 0 | 0 | 0 | 0 | 0 | 0 | 0 | 0 | 0 | 0 | 0 | 0 | 0 | [15 empty] | 0 | 0 | 0 | 0 | 0 | 0 | 0 | 0 | 0 | 0 | 0 | 0 | 0 | 0 | 0 | 0 | 0 | 0 | 0 | 0 | 0 | 0 | 0 | 0 | 0 | 0 | 0 | 0 | 0 | 0 | 0
PG&E FRESNO | Dairyland | 115 | 0 | 0 | 0 | 0 | 0 | 0 | 0 | 0 | 0 | 0 | 0 | 0 | 0 | 0 | 0 | 0 | 0 | 0 | 0 | 0 | 0 | 0 | 0 | 0 | 120 | 0 | 0 | 0 | 0 | [10 empty] | -115 |  |  |  |  | 1 | 0 | 0 | 0 | 0 | 0 | 0 | 0 | 0 | 0 | 5 | 0 | 0 | 0 | 0 |  | 0 | 0 | 0 | 0 | 0 | 0 | 0 | 0 | 0 | 5 | 0 | 0 | 0 | 0 | 1 | #REF! | #REF! | #REF! | #REF! | #REF! | #REF! | #REF! | #REF! | #REF! | #REF! | #REF! | #REF! | #REF! | #REF! | 1 | 0 | 0 | 0 | 0 | 0 | 0 | 0 | 0 | 0 | 0 | 0 | 0 | 0 | 0 | 0 | 0 | 0 | 0 | 0 | 0 | 0 | 0 | 0 | 120 | 0 | 0 | 0 | 0 | [15 empty] | 0 | 0 | 0 | 0 | 0 | 0 | 0 | 0 | 0 | 0 | 5 | 0 | 0 | 0 | 0 | 1 | 0 | 0 | 0 | 0 | 0 | 0 | 0 | 0 | 0 | 5 | 0 | 0 | 0 | 0 | 1
PG&E FRESNO | Dos Amigos | 230 | 0 | 0 | 0 | 0 | 0 | 0 | 0 | 0 | 3 | 0 | 0 | 0 | 0 | 0 | 1 | 10 | 0 | 0 | 0 | 0 | 0 | 0 | 0 | 0 | 493.2 | 0 | 0 | 860 | 0 | 1 | [9 empty] | -300 | 390 |  | -600 |  | 1 | 10 | 0 | 0 | 0 | 0 | 0 | 0 | 0 | 0 | 193.2 | 390 | 0 | 260 | 0 |  | 10 | 0 | 0 | 0 | 0 | 0 | 0 | 0 | 3 | 193.2 | 390 | 0 | 260 | 0 | 1 | #REF! | #REF! | #REF! | #REF! | #REF! | #REF! | #REF! | #REF! | #REF! | #REF! | #REF! | #REF! | #REF! | #REF! | 1 | 0 | 0 | 0 | 0 | 0 | 0 | 0 | 0 | 0 | 0 | 0 | 0 | 0 | 0 | 10 | 0 | 0 | 0 | 0 | 0 | 0 | 0 | 0 | 493.2 | 0 | 0 | 860 | 0 | [15 empty] | 0 | 10 | 0 | 0 | 0 | 0 | 0 | 0 | 0 | 0 | 193.2 | 390 | 0 | 260 | 0 | 1 | 10 | 0 | 0 | 0 | 0 | 0 | 0 | 0 | 3 | 193.2 | 390 | 0 | 260 | 0 | 1
PG&E NGBA | Drum | 115 | 0 | 0 | 0 | 0 | 0 | 0 | 0 | 0 | 0 | 0 | 0 | 0 | 0 | 0 | 0 | 0 | 0 | 0 | 0 | 0 | 0 | 0 | 0 | 0 | 0 | 0 | 0 | 0 | 0 | [15 empty] | 0 | 0 | 0 | 0 | 0 | 0 | 0 | 0 | 0 | 0 | 0 | 0 | 0 | 0 | 0 |  | 0 | 0 | 0 | 0 | 0 | 0 | 0 | 0 | 0 | 0 | 0 | 0 | 0 | 0 | 0 | #REF! | #REF! | #REF! | #REF! | #REF! | #REF! | #REF! | #REF! | #REF! | #REF! | #REF! | #REF! | #REF! | #REF! | 1 | [14 empty] | 0 | 0 | 0 | 0 | 0 | 0 | 0 | 0 | 0 | 0 | 0 | 0 | 0 | 0 | [15 empty] | 0 | 0 | 0 | 0 | 0 | 0 | 0 | 0 | 0 | 0 | 0 | 0 | 0 | 0 | 0 | 0 | 0 | 0 | 0 | 0 | 0 | 0 | 0 | 0 | 0 | 0 | 0 | 0 | 0 | 0 | 0
PG&E GBA | Dumbarton | 115 | 0 | 0 | 0 | 0 | 0 | 0 | 0 | 0 | 0 | 0 | 0 | 0 | 0 | 0 | 0 | 0 | 0 | 0 | 0 | 0 | 0 | 0 | 0 | 0 | 0 | 0 | 0 | 0 | 0 | [15 empty] | 0 | 0 | 0 | 0 | 0 | 0 | 0 | 0 | 0 | 0 | 0 | 0 | 0 | 0 | 0 |  | 0 | 0 | 0 | 0 | 0 | 0 | 0 | 0 | 0 | 0 | 0 | 0 | 0 | 0 | 0 | #REF! | #REF! | #REF! | #REF! | #REF! | #REF! | #REF! | #REF! | #REF! | #REF! | #REF! | #REF! | #REF! | #REF! | 1 | [14 empty] | 0 | 0 | 0 | 0 | 0 | 0 | 0 | 0 | 0 | 0 | 0 | 0 | 0 | 0 | [15 empty] | 0 | 0 | 0 | 0 | 0 | 0 | 0 | 0 | 0 | 0 | 0 | 0 | 0 | 0 | 0 | 0 | 0 | 0 | 0 | 0 | 0 | 0 | 0 | 0 | 0 | 0 | 0 | 0 | 0 | 0 | 0
SCE NOL | Dunn Siding | 115 | 0 | 0 | 0 | 0 | 0 | 0 | 0 | 0 | 0 | 0 | 0 | 0 | 0 | 0 | 0 | [29 empty] | 0 | 0 | 0 | 0 | 0 | 0 | 0 | 0 | 0 | 0 | 0 | 0 | 0 | 0 | 0 |  | 0 | 0 | 0 | 0 | 0 | 0 | 0 | 0 | 0 | 0 | 0 | 0 | 0 | 0 | 0 | #REF! | #REF! | #REF! | #REF! | #REF! | #REF! | #REF! | #REF! | #REF! | #REF! | #REF! | #REF! | #REF! | #REF! | 1 | [14 empty] | 0 | 0 | 0 | 0 | 0 | 0 | 0 | 0 | 0 | 0 | 0 | 0 | 0 | 0 | [15 empty] | 0 | 0 | 0 | 0 | 0 | 0 | 0 | 0 | 0 | 0 | 0 | 0 | 0 | 0 | 0 | 0 | 0 | 0 | 0 | 0 | 0 | 0 | 0 | 0 | 0 | 0 | 0 | 0 | 0 | 0 | 0
SCE Eastern | Eagle Mountain | 230 | 0 | 0 | 0 | 0 | 0 | 0 | 0 | 0 | 0 | 0 | 0 | 0 | 0 | 0 | 0 | [29 empty] | 0 | 0 | 0 | 0 | 0 | 0 | 0 | 0 | 0 | 0 | 0 | 0 | 0 | 0 | 0 |  | 0 | 0 | 0 | 0 | 0 | 0 | 0 | 0 | 0 | 0 | 0 | 0 | 0 | 0 | 0 | #REF! | #REF! | #REF! | #REF! | #REF! | #REF! | #REF! | #REF! | #REF! | #REF! | #REF! | #REF! | #REF! | #REF! | 1 | [14 empty] | 0 | 0 | 0 | 0 | 0 | 0 | 0 | 0 | 0 | 0 | 0 | 0 | 0 | 0 | [15 empty] | 0 | 0 | 0 | 0 | 0 | 0 | 0 | 0 | 0 | 0 | 0 | 0 | 0 | 0 | 0 | 0 | 0 | 0 | 0 | 0 | 0 | 0 | 0 | 0 | 0 | 0 | 0 | 0 | 0 | 0 | 0
PG&E NGBA | Eagle Rock (PGE) | 60 | 0 | 0 | 0 | 0 | 0 | 0 | 0 | 0 | 0 | 0 | 0 | 0 | 0 | 0 | 0 | 0 | 0 | 0 | 0 | 0 | 0 | 0 | 0 | 0 | 0 | 0 | 0 | 0 | 0 | [15 empty] | 0 | 0 | 0 | 0 | 0 | 0 | 0 | 0 | 0 | 0 | 0 | 0 | 0 | 0 | 0 |  | 0 | 0 | 0 | 0 | 0 | 0 | 0 | 0 | 0 | 0 | 0 | 0 | 0 | 0 | 0 | #REF! | #REF! | #REF! | #REF! | #REF! | #REF! | #REF! | #REF! | #REF! | #REF! | #REF! | #REF! | #REF! | #REF! | 1 | [14 empty] | 0 | 0 | 0 | 0 | 0 | 0 | 0 | 0 | 0 | 0 | 0 | 0 | 0 | 0 | [15 empty] | 0 | 0 | 0 | 0 | 0 | 0 | 0 | 0 | 0 | 0 | 0 | 0 | 0 | 0 | 0 | 0 | 0 | 0 | 0 | 0 | 0 | 0 | 0 | 0 | 0 | 0 | 0 | 0 | 0 | 0 | 0
PG&E NGBA | Eagle Rock (PGE) | 115 | 7 | 0 | 0 | 0 | 0 | 0 | 0 | 0 | 0 | 0 | 0 | 0 | 0 | 0 | 1 | 0 | 0 | 0 | 0 | 0 | 0 | 0 | 0 | 0 | 0 | 0 | 0 | 0 | 0 | [15 empty] | 0 | 0 | 0 | 0 | 0 | 0 | 0 | 0 | 0 | 0 | 0 | 0 | 0 | 0 | 0 |  | 7 | 0 | 0 | 0 | 0 | 0 | 0 | 0 | 0 | 0 | 0 | 0 | 0 | 0 | 1 | #REF! | #REF! | #REF! | #REF! | #REF! | #REF! | #REF! | #REF! | #REF! | #REF! | #REF! | #REF! | #REF! | #REF! | 1 | [14 empty] | 0 | 0 | 0 | 0 | 0 | 0 | 0 | 0 | 0 | 0 | 0 | 0 | 0 | 0 | [15 empty] | 0 | 0 | 0 | 0 | 0 | 0 | 0 | 0 | 0 | 0 | 0 | 0 | 0 | 0 | 0 | 0 | 7 | 0 | 0 | 0 | 0 | 0 | 0 | 0 | 0 | 0 | 0 | 0 | 0 | 0 | 1
SCE Metro | Eagle Rock (SCE) | 230 | 0 | 0 | 0 | 0 | 0 | 0 | 0 | 0 | 0 | 0 | 0 | 0 | 0 | 0 | 0 | [29 empty] | 0 | 0 | 0 | 0 | 0 | 0 | 0 | 0 | 0 | 0 | 0 | 0 | 0 | 0 | 0 |  | 0 | 0 | 0 | 0 | 0 | 0 | 0 | 0 | 0 | 0 | 0 | 0 | 0 | 0 | 0 | #REF! | #REF! | #REF! | #REF! | #REF! | #REF! | #REF! | #REF! | #REF! | #REF! | #REF! | #REF! | #REF! | #REF! | 1 | [14 empty] | 0 | 0 | 0 | 0 | 0 | 0 | 0 | 0 | 0 | 0 | 0 | 0 | 0 | 0 | [15 empty] | 0 | 0 | 0 | 0 | 0 | 0 | 0 | 0 | 0 | 0 | 0 | 0 | 0 | 0 | 0 | 0 | 0 | 0 | 0 | 0 | 0 | 0 | 0 | 0 | 0 | 0 | 0 | 0 | 0 | 0 | 0
PG&E NGBA | East Marysville | 115 | 0 | 0 | 0 | 0 | 0 | 0 | 0 | 0 | 0 | 0 | 0 | 0 | 0 | 0 | 0 | 0 | 0 | 0 | 0 | 0 | 0 | 0 | 0 | 0 | 0 | 0 | 0 | 0 | 0 | [15 empty] | 0 | 0 | 0 | 0 | 0 | 0 | 0 | 0 | 0 | 0 | 0 | 0 | 0 | 0 | 0 |  | 0 | 0 | 0 | 0 | 0 | 0 | 0 | 0 | 0 | 0 | 0 | 0 | 0 | 0 | 0 | #REF! | #REF! | #REF! | #REF! | #REF! | #REF! | #REF! | #REF! | #REF! | #REF! | #REF! | #REF! | #REF! | #REF! | 1 | [14 empty] | 0 | 0 | 0 | 0 | 0 | 0 | 0 | 0 | 0 | 0 | 0 | 0 | 0 | 0 | [15 empty] | 0 | 0 | 0 | 0 | 0 | 0 | 0 | 0 | 0 | 0 | 0 | 0 | 0 | 0 | 0 | 0 | 0 | 0 | 0 | 0 | 0 | 0 | 0 | 0 | 0 | 0 | 0 | 0 | 0 | 0 | 0
PG&E NGBA | East Nicolaus | 115 | 0 | 0 | 0 | 0 | 0 | 0 | 0 | 0 | 0 | 0 | 0 | 0 | 0 | 0 | 0 | 0 | 0 | 0 | 0 | 0 | 0 | 0 | 0 | 0 | 0 | 140 | 0 | 0 | 0 | [11 empty] | -140 |  |  |  | 1 | 0 | 0 | 0 | 0 | 0 | 0 | 0 | 0 | 0 | 0 | 0 | 0 | 0 | 0 |  | 0 | 0 | 0 | 0 | 0 | 0 | 0 | 0 | 0 | 0 | 0 | 0 | 0 | 0 | 0 | #REF! | #REF! | #REF! | #REF! | #REF! | #REF! | #REF! | #REF! | #REF! | #REF! | #REF! | #REF! | #REF! | #REF! | 1 | [14 empty] | 0 | 0 | 0 | 0 | 0 | 0 | 0 | 0 | 0 | 0 | 140 | 0 | 0 | 0 | [15 empty] | 0 | 0 | 0 | 0 | 0 | 0 | 0 | 0 | 0 | 0 | 0 | 0 | 0 | 0 | 0 | 0 | 0 | 0 | 0 | 0 | 0 | 0 | 0 | 0 | 0 | 0 | 0 | 0 | 0 | 0 | 0
PG&E NGBA | East Nicolaus | 60 | 0 | 0 | 0 | 0 | 0 | 0 | 0 | 0 | 0 | 0 | 0 | 0 | 0 | 0 | 0 | 0 | 0 | 0 | 0 | 0 | 0 | 0 | 0 | 0 | 0 | 0 | 0 | 0 | 0 | [15 empty] | 0 | 0 | 0 | 0 | 0 | 0 | 0 | 0 | 0 | 0 | 0 | 0 | 0 | 0 | 0 |  | 0 | 0 | 0 | 0 | 0 | 0 | 0 | 0 | 0 | 0 | 0 | 0 | 0 | 0 | 0 | #REF! | #REF! | #REF! | #REF! | #REF! | #REF! | #REF! | #REF! | #REF! | #REF! | #REF! | #REF! | #REF! | #REF! | 1 | [14 empty] | 0 | 0 | 0 | 0 | 0 | 0 | 0 | 0 | 0 | 0 | 0 | 0 | 0 | 0 | [15 empty] | 0 | 0 | 0 | 0 | 0 | 0 | 0 | 0 | 0 | 0 | 0 | 0 | 0 | 0 | 0 | 0 | 0 | 0 | 0 | 0 | 0 | 0 | 0 | 0 | 0 | 0 | 0 | 0 | 0 | 0 | 0
PG&E GBA | Eastshore | 115 | 0 | 0 | 0 | 0 | 0 | 0 | 0 | 0 | 0 | 0 | 0 | 0 | 0 | 0 | 0 | 0 | 0 | 0 | 0 | 0 | 0 | 0 | 0 | 0 | 0 | 0 | 0 | 90.7 | 0 | [15 empty] | 0 | 0 | 0 | 0 | 0 | 0 | 0 | 0 | 0 | 0 | 0 | 0 | 0 | 90.7 | 0 |  | 0 | 0 | 0 | 0 | 0 | 0 | 0 | 0 | 0 | 0 | 0 | 0 | 90.7 | 0 | 1 | #REF! | #REF! | #REF! | #REF! | #REF! | #REF! | #REF! | #REF! | #REF! | #REF! | #REF! | #REF! | #REF! | #REF! | 1 | [9 empty] | 130 |  |  |  |  | 0 | 0 | 0 | 0 | 0 | 0 | 0 | 0 | 0 | 130 | 0 | 0 | 90.7 | 0 | [15 empty] | 0 | 0 | 0 | 0 | 0 | 0 | 0 | 0 | 0 | 0 | 130 | 0 | 0 | 90.7 | 0 | 1 | 0 | 0 | 0 | 0 | 0 | 0 | 0 | 0 | 0 | 130 | 0 | 0 | 90.7 | 0 | 1
PG&E GBA | Eastshore | 230 | 0 | 0 | 0 | 0 | 0 | 0 | 0 | 0 | 0 | 0 | 0 | 0 | 0 | 0 | 0 | 0 | 0 | 0 | 0 | 0 | 0 | 0 | 0 | 0 | 0 | 0 | 0 | 0 | 0 | 0 | [9 empty] | 245 | 200 |  | 5 |  | 1 | 0 | 0 | 0 | 0 | 0 | 0 | 0 | 0 | 0 | 245 | 200 | 0 | 5 | 0 |  | 0 | 0 | 0 | 0 | 0 | 0 | 0 | 0 | 0 | 245 | 200 | 0 | 5 | 0 | 1 | #REF! | #REF! | #REF! | #REF! | #REF! | #REF! | #REF! | #REF! | #REF! | #REF! | #REF! | #REF! | #REF! | #REF! | 1 | [14 empty] | 0 | 0 | 0 | 0 | 0 | 0 | 0 | 0 | 0 | 0 | 0 | 0 | 0 | 0 | [15 empty] | 0 | 0 | 0 | 0 | 0 | 0 | 0 | 0 | 0 | 0 | 245 | 200 | 0 | 5 | 0 | 1 | 0 | 0 | 0 | 0 | 0 | 0 | 0 | 0 | 0 | 245 | 200 | 0 | 5 | 0 | 1
SDGE | ECO | 138 | 0 | 0 | 0 | 0 | 0 | 0 | 0 | 0 | 0 | 0 | 0 | 0 | 0 | 0 | 0 | [29 empty] | 0 | 0 | 0 | 0 | 0 | 0 | 0 | 0 | 0 | 0 | 0 | 0 | 0 | 0 | 0 |  | 0 | 0 | 0 | 0 | 0 | 0 | 0 | 0 | 0 | 0 | 0 | 0 | 0 | 0 | 0 | #REF! | #REF! | #REF! | #REF! | #REF! | #REF! | #REF! | #REF! | #REF! | #REF! | #REF! | #REF! | #REF! | #REF! | 1 | [14 empty] | 0 | 0 | 0 | 0 | 0 | 0 | 0 | 0 | 0 | 0 | 0 | 0 | 0 | 0 | [15 empty] | 0 | 0 | 0 | 0 | 0 | 0 | 0 | 0 | 0 | 0 | 0 | 0 | 0 | 0 | 0 | 0 | 0 | 0 | 0 | 0 | 0 | 0 | 0 | 0 | 0 | 0 | 0 | 0 | 0 | 0 | 0
SDGE | ECO | 230 | 0 | 0 | 0 | 0 | 0 | 0 | 0 | 0 | 0 | 0 | 0 | 0 | 0 | 0 | 0 | [17 empty] | 350 | [11 empty] | 1 | 0 | 0 | 350 | 0 | 0 | 0 | 0 | 0 | 0 | 0 | 0 | 0 | 0 | 0 |  | 0 | 0 | 350 | 0 | 0 | 0 | 0 | 0 | 0 | 0 | 0 | 0 | 0 | 0 | 1 | #REF! | #REF! | #REF! | #REF! | #REF! | #REF! | #REF! | #REF! | #REF! | #REF! | #REF! | #REF! | #REF! | #REF! | 1 | [14 empty] | 0 | 0 | 0 | 0 | 0 | 0 | 0 | 0 | 0 | 0 | 0 | 0 | 0 | 0 | [15 empty] | 0 | 0 | 0 | 350 | 0 | 0 | 0 | 0 | 0 | 0 | 0 | 0 | 0 | 0 | 0 | 1 | 0 | 0 | 350 | 0 | 0 | 0 | 0 | 0 | 0 | 0 | 0 | 0 | 0 | 0 | 1
SDGE | ECO | 500 | 0 | 0 | 0 | 0 | 0 | 0 | 0 | 0 | 0 | 0 | 0 | 0 | 0 | 0 | 0 |  |  | 350 | [14 empty] | -350 | [11 empty] | 1 | 0 | 0 | 0 | 0 | 0 | 0 | 0 | 0 | 0 | 0 | 0 | 0 | 0 | 0 |  | 0 | 0 | 0 | 0 | 0 | 0 | 0 | 0 | 0 | 0 | 0 | 0 | 0 | 0 | 0 | #REF! | #REF! | #REF! | #REF! | #REF! | #REF! | #REF! | #REF! | #REF! | #REF! | #REF! | #REF! | #REF! | #REF! | 1 |  |  | 1300 | [11 empty] | 0 | 0 | 1650 | 0 | 0 | 0 | 0 | 0 | 0 | 0 | 0 | 0 | 0 | 0 | [15 empty] | 0 | 0 | 0 | 1300 | 0 | 0 | 0 | 0 | 0 | 0 | 0 | 0 | 0 | 0 | 0 | 1 | 0 | 0 | 1300 | 0 | 0 | 0 | 0 | 0 | 0 | 0 | 0 | 0 | 0 | 0 | 1
PG&E GBA | Edenvale | 115 | 0 | 0 | 0 | 0 | 0 | 0 | 0 | 0 | 0 | 0 | 0 | 0 | 0 | 0 | 0 | 0 | 0 | 0 | 0 | 0 | 0 | 0 | 0 | 0 | 0 | 0 | 0 | 0 | 0 | [15 empty] | 0 | 0 | 0 | 0 | 0 | 0 | 0 | 0 | 0 | 0 | 0 | 0 | 0 | 0 | 0 |  | 0 | 0 | 0 | 0 | 0 | 0 | 0 | 0 | 0 | 0 | 0 | 0 | 0 | 0 | 0 | #REF! | #REF! | #REF! | #REF! | #REF! | #REF! | #REF! | #REF! | #REF! | #REF! | #REF! | #REF! | #REF! | #REF! | 1 | [14 empty] | 0 | 0 | 0 | 0 | 0 | 0 | 0 | 0 | 0 | 0 | 0 | 0 | 0 | 0 | [15 empty] | 0 | 0 | 0 | 0 | 0 | 0 | 0 | 0 | 0 | 0 | 0 | 0 | 0 | 0 | 0 | 0 | 0 | 0 | 0 | 0 | 0 | 0 | 0 | 0 | 0 | 0 | 0 | 0 | 0 | 0 | 0
PG&E GBA | Edes | 115 | 0 | 0 | 0 | 0 | 0 | 0 | 0 | 0 | 0 | 0 | 0 | 0 | 0 | 0 | 0 | 0 | 0 | 0 | 0 | 0 | 0 | 0 | 0 | 0 | 0 | 0 | 0 | 0 | 0 | [15 empty] | 0 | 0 | 0 | 0 | 0 | 0 | 0 | 0 | 0 | 0 | 0 | 0 | 0 | 0 | 0 |  | 0 | 0 | 0 | 0 | 0 | 0 | 0 | 0 | 0 | 0 | 0 | 0 | 0 | 0 | 0 | #REF! | #REF! | #REF! | #REF! | #REF! | #REF! | #REF! | #REF! | #REF! | #REF! | #REF! | #REF! | #REF! | #REF! | 1 | [14 empty] | 0 | 0 | 0 | 0 | 0 | 0 | 0 | 0 | 0 | 0 | 0 | 0 | 0 | 0 | [15 empty] | 0 | 0 | 0 | 0 | 0 | 0 | 0 | 0 | 0 | 0 | 0 | 0 | 0 | 0 | 0 | 0 | 0 | 0 | 0 | 0 | 0 | 0 | 0 | 0 | 0 | 0 | 0 | 0 | 0 | 0 | 0
PG&E GBA | Eight Mile | 230 | 0 | 0 | 0 | 0 | 0 | 0 | 0 | 0 | 0 | 0 | 0 | 0 | 0 | 0 | 0 | 0 | 0 | 0 | 0 | 0 | 0 | 0 | 0 | 0 | 0 | 0 | 0 | 0 | 0 | [15 empty] | 0 | 0 | 0 | 0 | 0 | 0 | 0 | 0 | 0 | 0 | 0 | 0 | 0 | 0 | 0 |  | 0 | 0 | 0 | 0 | 0 | 0 | 0 | 0 | 0 | 0 | 0 | 0 | 0 | 0 | 0 | #REF! | #REF! | #REF! | #REF! | #REF! | #REF! | #REF! | #REF! | #REF! | #REF! | #REF! | #REF! | #REF! | #REF! | 1 | [14 empty] | 0 | 0 | 0 | 0 | 0 | 0 | 0 | 0 | 0 | 0 | 0 | 0 | 0 | 0 | [15 empty] | 0 | 0 | 0 | 0 | 0 | 0 | 0 | 0 | 0 | 0 | 0 | 0 | 0 | 0 | 0 | 0 | 0 | 0 | 0 | 0 | 0 | 0 | 0 | 0 | 0 | 0 | 0 | 0 | 0 | 0 | 0
SDGE | El Cajon | 69 | 0 | 0 | 0 | 0 | 0 | 0 | 0 | 0 | 0 | 0 | 0 | 0 | 0 | 0 | 0 | [29 empty] | 0 | 0 | 0 | 0 | 0 | 0 | 0 | 0 | 0 | 0 | 0 | 0 | 0 | 0 | 0 |  | 0 | 0 | 0 | 0 | 0 | 0 | 0 | 0 | 0 | 0 | 0 | 0 | 0 | 0 | 0 | #REF! | #REF! | #REF! | #REF! | #REF! | #REF! | #REF! | #REF! | #REF! | #REF! | #REF! | #REF! | #REF! | #REF! | 1 | [14 empty] | 0 | 0 | 0 | 0 | 0 | 0 | 0 | 0 | 0 | 0 | 0 | 0 | 0 | 0 | [15 empty] | 0 | 0 | 0 | 0 | 0 | 0 | 0 | 0 | 0 | 0 | 0 | 0 | 0 | 0 | 0 | 0 | 0 | 0 | 0 | 0 | 0 | 0 | 0 | 0 | 0 | 0 | 0 | 0 | 0 | 0 | 0
SCE Eastern | El Casco | 230 | 0 | 0 | 0 | 0 | 0 | 0 | 0 | 0 | 0 | 0 | 0 | 0 | 0 | 0 | 0 | [29 empty] | 0 | 0 | 0 | 0 | 0 | 0 | 0 | 0 | 0 | 0 | 0 | 0 | 0 | 0 | 0 |  | 0 | 0 | 0 | 0 | 0 | 0 | 0 | 0 | 0 | 0 | 0 | 0 | 0 | 0 | 0 | #REF! | #REF! | #REF! | #REF! | #REF! | #REF! | #REF! | #REF! | #REF! | #REF! | #REF! | #REF! | #REF! | #REF! | 1 | [14 empty] | 0 | 0 | 0 | 0 | 0 | 0 | 0 | 0 | 0 | 0 | 0 | 0 | 0 | 0 | [15 empty] | 0 | 0 | 0 | 0 | 0 | 0 | 0 | 0 | 0 | 0 | 0 | 0 | 0 | 0 | 0 | 0 | 0 | 0 | 0 | 0 | 0 | 0 | 0 | 0 | 0 | 0 | 0 | 0 | 0 | 0 | 0
PG&E GBA | El Cerrito G | 115 | 0 | 0 | 0 | 0 | 0 | 0 | 0 | 0 | 0 | 0 | 0 | 0 | 0 | 0 | 0 | 0 | 0 | 0 | 0 | 0 | 0 | 0 | 0 | 0 | 0 | 0 | 0 | 0 | 0 | [15 empty] | 0 | 0 | 0 | 0 | 0 | 0 | 0 | 0 | 0 | 0 | 0 | 0 | 0 | 0 | 0 |  | 0 | 0 | 0 | 0 | 0 | 0 | 0 | 0 | 0 | 0 | 0 | 0 | 0 | 0 | 0 | #REF! | #REF! | #REF! | #REF! | #REF! | #REF! | #REF! | #REF! | #REF! | #REF! | #REF! | #REF! | #REF! | #REF! | 1 | [14 empty] | 0 | 0 | 0 | 0 | 0 | 0 | 0 | 0 | 0 | 0 | 0 | 0 | 0 | 0 | [15 empty] | 0 | 0 | 0 | 0 | 0 | 0 | 0 | 0 | 0 | 0 | 0 | 0 | 0 | 0 | 0 | 0 | 0 | 0 | 0 | 0 | 0 | 0 | 0 | 0 | 0 | 0 | 0 | 0 | 0 | 0 | 0
PG&E NGBA | El Dorado PH | 115 | 0 | 0 | 0 | 0 | 0 | 0 | 0 | 0 | 0 | 0 | 0 | 0 | 0 | 0 | 0 | 0 | 0 | 0 | 0 | 0 | 0 | 0 | 0 | 0 | 0 | 0 | 0 | 0 | 0 | [15 empty] | 0 | 0 | 0 | 0 | 0 | 0 | 0 | 0 | 0 | 0 | 0 | 0 | 0 | 0 | 0 |  | 0 | 0 | 0 | 0 | 0 | 0 | 0 | 0 | 0 | 0 | 0 | 0 | 0 | 0 | 0 | #REF! | #REF! | #REF! | #REF! | #REF! | #REF! | #REF! | #REF! | #REF! | #REF! | #REF! | #REF! | #REF! | #REF! | 1 | [14 empty] | 0 | 0 | 0 | 0 | 0 | 0 | 0 | 0 | 0 | 0 | 0 | 0 | 0 | 0 | [15 empty] | 0 | 0 | 0 | 0 | 0 | 0 | 0 | 0 | 0 | 0 | 0 | 0 | 0 | 0 | 0 | 0 | 0 | 0 | 0 | 0 | 0 | 0 | 0 | 0 | 0 | 0 | 0 | 0 | 0 | 0 | 0
PG&E FRESNO | El Nido (PGE) | 115 | 0 | 0 | 0 | 0 | 0 | 0 | 0 | 0 | 3 | 0 | 0 | 0 | 0 | 0 | 1 | 0 | 0 | 0 | 0 | 0 | 0 | 0 | 0 | 0 | 0 | 0 | 0 | 0 | 0 | [15 empty] | 0 | 0 | 0 | 0 | 0 | 0 | 0 | 0 | 0 | 0 | 0 | 0 | 0 | 0 | 0 |  | 0 | 0 | 0 | 0 | 0 | 0 | 0 | 0 | 3 | 0 | 0 | 0 | 0 | 0 | 1 | #REF! | #REF! | #REF! | #REF! | #REF! | #REF! | #REF! | #REF! | #REF! | #REF! | #REF! | #REF! | #REF! | #REF! | 1 | 0 | 0 | 0 | 0 | 0 | 0 | 0 | 0 | 0 | 0 | 0 | 0 | 0 | 0 | 0 | 0 | 0 | 0 | 0 | 0 | 0 | 0 | 0 | 0 | 0 | 0 | 0 | 0 | [15 empty] | 0 | 0 | 0 | 0 | 0 | 0 | 0 | 0 | 0 | 0 | 0 | 0 | 0 | 0 | 0 | 0 | 0 | 0 | 0 | 0 | 0 | 0 | 0 | 0 | 3 | 0 | 0 | 0 | 0 | 0 | 1
SCE Metro | El Nido (SCE) | 230 | 0 | 0 | 0 | 0 | 0 | 0 | 0 | 0 | 0 | 0 | 0 | 0 | 0 | 0 | 0 | [12 empty] | 400 | [16 empty] | 0 | 0 | 0 | 0 | 0 | 0 | 0 | 0 | 0 | 0 | 0 | 0 | 0 | 400 | 0 |  | 0 | 0 | 0 | 0 | 0 | 0 | 0 | 0 | 0 | 0 | 0 | 0 | 400 | 0 | 1 | #REF! | #REF! | #REF! | #REF! | #REF! | #REF! | #REF! | #REF! | #REF! | #REF! | #REF! | #REF! | #REF! | #REF! | 1 | [14 empty] | 0 | 0 | 0 | 0 | 0 | 0 | 0 | 0 | 0 | 0 | 0 | 0 | 400 | 0 | [15 empty] | 0 | 0 | 0 | 0 | 0 | 0 | 0 | 0 | 0 | 0 | 0 | 0 | 0 | 400 | 0 | 1 | 0 | 0 | 0 | 0 | 0 | 0 | 0 | 0 | 0 | 0 | 0 | 0 | 400 | 0 | 1
PG&E GBA | El Patio | 115 | 0 | 0 | 0 | 0 | 0 | 0 | 0 | 0 | 0 | 0 | 0 | 0 | 0 | 0 | 0 | 0 | 0 | 0 | 0 | 0 | 0 | 0 | 0 | 0 | 0 | 0 | 0 | 0 | 0 | [15 empty] | 0 | 0 | 0 | 0 | 0 | 0 | 0 | 0 | 0 | 0 | 0 | 0 | 0 | 0 | 0 |  | 0 | 0 | 0 | 0 | 0 | 0 | 0 | 0 | 0 | 0 | 0 | 0 | 0 | 0 | 0 | #REF! | #REF! | #REF! | #REF! | #REF! | #REF! | #REF! | #REF! | #REF! | #REF! | #REF! | #REF! | #REF! | #REF! | 1 | [14 empty] | 0 | 0 | 0 | 0 | 0 | 0 | 0 | 0 | 0 | 0 | 0 | 0 | 0 | 0 | [15 empty] | 0 | 0 | 0 | 0 | 0 | 0 | 0 | 0 | 0 | 0 | 0 | 0 | 0 | 0 | 0 | 0 | 0 | 0 | 0 | 0 | 0 | 0 | 0 | 0 | 0 | 0 | 0 | 0 | 0 | 0 | 0
SCE Metro | El Segundo | 230 | 0 | 0 | 0 | 0 | 0 | 0 | 0 | 0 | 0 | 0 | 0 | 0 | 0 | 0 | 0 | [29 empty] | 0 | 0 | 0 | 0 | 0 | 0 | 0 | 0 | 0 | 0 | 0 | 0 | 0 | 0 | 0 |  | 0 | 0 | 0 | 0 | 0 | 0 | 0 | 0 | 0 | 0 | 0 | 0 | 0 | 0 | 0 | #REF! | #REF! | #REF! | #REF! | #REF! | #REF! | #REF! | #REF! | #REF! | #REF! | #REF! | #REF! | #REF! | #REF! | 1 | [14 empty] | 0 | 0 | 0 | 0 | 0 | 0 | 0 | 0 | 0 | 0 | 0 | 0 | 0 | 0 | [15 empty] | 0 | 0 | 0 | 0 | 0 | 0 | 0 | 0 | 0 | 0 | 0 | 0 | 0 | 0 | 0 | 0 | 0 | 0 | 0 | 0 | 0 | 0 | 0 | 0 | 0 | 0 | 0 | 0 | 0 | 0 | 0
EOP | Eldorado | 230 | 45 | 0 | 0 | 0 | 0 | 0 | 0 | 0 | 0 | 0 | 0 | 0 | 0 | 0 | 1 | 139 | [13 empty] | 1 | 46.8 | [11 empty] | 150 |  | 1 | 185.8 | 0 | 0 | 0 | 0 | 0 | 0 | 0 | 0 | 0 | 0 | 0 | 150 | 0 |  | 230.8 | 0 | 0 | 0 | 0 | 0 | 0 | 0 | 0 | 0 | 0 | 0 | 150 | 0 | 1 | #REF! | #REF! | #REF! | #REF! | #REF! | #REF! | #REF! | #REF! | #REF! | #REF! | #REF! | #REF! | #REF! | #REF! | 1 | [14 empty] | 139 | 0 | 0 | 0 | 0 | 0 | 0 | 0 | 0 | 0 | 0 | 0 | 0 | 0 | [15 empty] | 0 | 185.8 | 0 | 0 | 0 | 0 | 0 | 0 | 0 | 0 | 0 | 0 | 0 | 150 | 0 | 1 | 230.8 | 0 | 0 | 0 | 0 | 0 | 0 | 0 | 0 | 0 | 0 | 0 | 150 | 0 | 1
EOP | Eldorado | 500 | 0 | 0 | 0 | 0 | 0 | 0 | 0 | 0 | 0 | 0 | 0 | 0 | 0 | 0 | 0 | 248 |  |  |  | 3000 |  |  |  |  | 600 |  |  | 390 | 500 | 1 | -100 | [11 empty] | -390 | 60 | 1 | 148 | 0 | 0 | 0 | 3000 | 0 | 0 | 0 | 0 | 600 | 0 | 0 | 0 | 560 |  | 148 | 0 | 0 | 0 | 3000 | 0 | 0 | 0 | 0 | 600 | 0 | 0 | 0 | 560 | 1 | #REF! | #REF! | #REF! | #REF! | #REF! | #REF! | #REF! | #REF! | #REF! | #REF! | #REF! | #REF! | #REF! | #REF! | 1 | [14 empty] | 248 | 0 | 0 | 0 | 3000 | 0 | 0 | 0 | 0 | 600 | 0 | 0 | 390 | 500 | [5 empty] | 1500 | [9 empty] | 1 | 148 | 0 | 0 | 0 | 4500 | 0 | 0 | 0 | 0 | 600 | 0 | 0 | 0 | 560 | 1 | 148 | 0 | 0 | 0 | 4500 | 0 | 0 | 0 | 0 | 600 | 0 | 0 | 0 | 560 | 1
SCE Northern | Elizabeth Lake | 66 | 0 | 0 | 0 | 0 | 0 | 0 | 0 | 0 | 0 | 0 | 0 | 0 | 0 | 0 | 0 | [29 empty] | 0 | 0 | 0 | 0 | 0 | 0 | 0 | 0 | 0 | 0 | 0 | 0 | 0 | 0 | 0 |  | 0 | 0 | 0 | 0 | 0 | 0 | 0 | 0 | 0 | 0 | 0 | 0 | 0 | 0 | 0 | #REF! | #REF! | #REF! | #REF! | #REF! | #REF! | #REF! | #REF! | #REF! | #REF! | #REF! | #REF! | #REF! | #REF! | 1 | [14 empty] | 0 | 0 | 0 | 0 | 0 | 0 | 0 | 0 | 0 | 0 | 0 | 0 | 0 | 0 | [15 empty] | 0 | 0 | 0 | 0 | 0 | 0 | 0 | 0 | 0 | 0 | 0 | 0 | 0 | 0 | 0 | 0 | 0 | 0 | 0 | 0 | 0 | 0 | 0 | 0 | 0 | 0 | 0 | 0 | 0 | 0 | 0
PG&E KERN | Elk Hills | 230 | 0 | 0 | 0 | 0 | 0 | 0 | 0 | 0 | 0 | 0 | 0 | 0 | 0 | 0 | 0 | 0 | 0 | 0 | 0 | 0 | 0 | 0 | 0 | 0 | 0 | 0 | 0 | 0 | 0 | [15 empty] | 0 | 0 | 0 | 0 | 0 | 0 | 0 | 0 | 0 | 0 | 0 | 0 | 0 | 0 | 0 |  | 0 | 0 | 0 | 0 | 0 | 0 | 0 | 0 | 0 | 0 | 0 | 0 | 0 | 0 | 0 | #REF! | #REF! | #REF! | #REF! | #REF! | #REF! | #REF! | #REF! | #REF! | #REF! | #REF! | #REF! | #REF! | #REF! | 1 | [14 empty] | 0 | 0 | 0 | 0 | 0 | 0 | 0 | 0 | 0 | 0 | 0 | 0 | 0 | 0 | [15 empty] | 0 | 0 | 0 | 0 | 0 | 0 | 0 | 0 | 0 | 0 | 0 | 0 | 0 | 0 | 0 | 0 | 0 | 0 | 0 | 0 | 0 | 0 | 0 | 0 | 0 | 0 | 0 | 0 | 0 | 0 | 0
SDGE | Elliot | 69 | 0 | 0 | 0 | 0 | 0 | 0 | 0 | 0 | 0 | 0 | 0 | 0 | 0 | 0 | 0 | [29 empty] | 0 | 0 | 0 | 0 | 0 | 0 | 0 | 0 | 0 | 0 | 0 | 0 | 0 | 0 | 0 |  | 0 | 0 | 0 | 0 | 0 | 0 | 0 | 0 | 0 | 0 | 0 | 0 | 0 | 0 | 0 | #REF! | #REF! | #REF! | #REF! | #REF! | #REF! | #REF! | #REF! | #REF! | #REF! | #REF! | #REF! | #REF! | #REF! | 1 | [14 empty] | 0 | 0 | 0 | 0 | 0 | 0 | 0 | 0 | 0 | 0 | 0 | 0 | 0 | 0 | [15 empty] | 0 | 0 | 0 | 0 | 0 | 0 | 0 | 0 | 0 | 0 | 0 | 0 | 0 | 0 | 0 | 0 | 0 | 0 | 0 | 0 | 0 | 0 | 0 | 0 | 0 | 0 | 0 | 0 | 0 | 0 | 0
SCE Metro | Ellis | 230 | 0 | 0 | 0 | 0 | 0 | 0 | 0 | 0 | 0 | 0 | 0 | 0 | 0 | 0 | 0 | [29 empty] | 0 | 0 | 0 | 0 | 0 | 0 | 0 | 0 | 0 | 0 | 0 | 0 | 0 | 0 | 0 |  | 0 | 0 | 0 | 0 | 0 | 0 | 0 | 0 | 0 | 0 | 0 | 0 | 0 | 0 | 0 | #REF! | #REF! | #REF! | #REF! | #REF! | #REF! | #REF! | #REF! | #REF! | #REF! | #REF! | #REF! | #REF! | #REF! | 1 | [14 empty] | 0 | 0 | 0 | 0 | 0 | 0 | 0 | 0 | 0 | 0 | 0 | 0 | 0 | 0 | [15 empty] | 0 | 0 | 0 | 0 | 0 | 0 | 0 | 0 | 0 | 0 | 0 | 0 | 0 | 0 | 0 | 0 | 0 | 0 | 0 | 0 | 0 | 0 | 0 | 0 | 0 | 0 | 0 | 0 | 0 | 0 | 0
SDGE | Encina | 138 | 0 | 0 | 0 | 0 | 0 | 0 | 0 | 0 | 0 | 0 | 0 | 0 | 0 | 0 | 0 | [29 empty] | 0 | 0 | 0 | 0 | 0 | 0 | 0 | 0 | 0 | 0 | 0 | 0 | 0 | 0 | 0 |  | 0 | 0 | 0 | 0 | 0 | 0 | 0 | 0 | 0 | 0 | 0 | 0 | 0 | 0 | 0 | #REF! | #REF! | #REF! | #REF! | #REF! | #REF! | #REF! | #REF! | #REF! | #REF! | #REF! | #REF! | #REF! | #REF! | 1 | [14 empty] | 0 | 0 | 0 | 0 | 0 | 0 | 0 | 0 | 0 | 0 | 0 | 0 | 0 | 0 | [15 empty] | 0 | 0 | 0 | 0 | 0 | 0 | 0 | 0 | 0 | 0 | 0 | 0 | 0 | 0 | 0 | 0 | 0 | 0 | 0 | 0 | 0 | 0 | 0 | 0 | 0 | 0 | 0 | 0 | 0 | 0 | 0
SDGE | Encina | 230 | 0 | 0 | 0 | 0 | 0 | 0 | 0 | 0 | 0 | 0 | 0 | 0 | 0 | 0 | 0 | [9 empty] | 20 | [19 empty] | 0 | 0 | 0 | 0 | 0 | 0 | 0 | 0 | 0 | 0 | 20 | 0 | 0 | 0 | 0 |  | 0 | 0 | 0 | 0 | 0 | 0 | 0 | 0 | 0 | 20 | 0 | 0 | 0 | 0 | 1 | #REF! | #REF! | #REF! | #REF! | #REF! | #REF! | #REF! | #REF! | #REF! | #REF! | #REF! | #REF! | #REF! | #REF! | 1 | [14 empty] | 0 | 0 | 0 | 0 | 0 | 0 | 0 | 0 | 0 | 20 | 0 | 0 | 0 | 0 | [15 empty] | 0 | 0 | 0 | 0 | 0 | 0 | 0 | 0 | 0 | 0 | 20 | 0 | 0 | 0 | 0 | 1 | 0 | 0 | 0 | 0 | 0 | 0 | 0 | 0 | 0 | 20 | 0 | 0 | 0 | 0 | 1
SDGE | Escondido | 230 | 0 | 0 | 0 | 0 | 0 | 0 | 0 | 0 | 0 | 0 | 0 | 0 | 0 | 0 | 0 | [29 empty] | 0 | 0 | 0 | 0 | 0 | 0 | 0 | 0 | 0 | 0 | 0 | 0 | 0 | 0 | 0 |  | 0 | 0 | 0 | 0 | 0 | 0 | 0 | 0 | 0 | 0 | 0 | 0 | 0 | 0 | 0 | #REF! | #REF! | #REF! | #REF! | #REF! | #REF! | #REF! | #REF! | #REF! | #REF! | #REF! | #REF! | #REF! | #REF! | 1 | [14 empty] | 0 | 0 | 0 | 0 | 0 | 0 | 0 | 0 | 0 | 0 | 0 | 0 | 0 | 0 | [15 empty] | 0 | 0 | 0 | 0 | 0 | 0 | 0 | 0 | 0 | 0 | 0 | 0 | 0 | 0 | 0 | 0 | 0 | 0 | 0 | 0 | 0 | 0 | 0 | 0 | 0 | 0 | 0 | 0 | 0 | 0 | 0
SDGE | Escondido | 69 | 0 | 0 | 0 | 0 | 0 | 0 | 0 | 0 | 0 | 0 | 0 | 13 | 0 | 0 | 1 | [29 empty] | 0 | 0 | 0 | 0 | 0 | 0 | 0 | 0 | 0 | 0 | 0 | 0 | 0 | 0 | 0 |  | 0 | 0 | 0 | 0 | 0 | 0 | 0 | 0 | 0 | 0 | 0 | 13 | 0 | 0 | 1 | #REF! | #REF! | #REF! | #REF! | #REF! | #REF! | #REF! | #REF! | #REF! | #REF! | #REF! | #REF! | #REF! | #REF! | 1 | [14 empty] | 0 | 0 | 0 | 0 | 0 | 0 | 0 | 0 | 0 | 0 | 0 | 0 | 0 | 0 | [15 empty] | 0 | 0 | 0 | 0 | 0 | 0 | 0 | 0 | 0 | 0 | 0 | 0 | 0 | 0 | 0 | 0 | 0 | 0 | 0 | 0 | 0 | 0 | 0 | 0 | 0 | 0 | 0 | 13 | 0 | 0 | 1
PG&E KERN | Estrella | 230 | 0 | 0 | 0 | 0 | 0 | 0 | 0 | 0 | 0 | 0 | 0 | 0 | 0 | 0 | 0 | 0 | 0 | 0 | 0 | 0 | 0 | 0 | 0 | 0 | 0 | 0 | 0 | 0 | 0 | [15 empty] | 0 | 0 | 0 | 0 | 0 | 0 | 0 | 0 | 0 | 0 | 0 | 0 | 0 | 0 | 0 |  | 0 | 0 | 0 | 0 | 0 | 0 | 0 | 0 | 0 | 0 | 0 | 0 | 0 | 0 | 0 | #REF! | #REF! | #REF! | #REF! | #REF! | #REF! | #REF! | #REF! | #REF! | #REF! | #REF! | #REF! | #REF! | #REF! | 1 | [14 empty] | 0 | 0 | 0 | 0 | 0 | 0 | 0 | 0 | 0 | 0 | 0 | 0 | 0 | 0 | [15 empty] | 0 | 0 | 0 | 0 | 0 | 0 | 0 | 0 | 0 | 0 | 0 | 0 | 0 | 0 | 0 | 0 | 0 | 0 | 0 | 0 | 0 | 0 | 0 | 0 | 0 | 0 | 0 | 0 | 0 | 0 | 0
SCE Eastern | Etiwanda | 230 | 0 | 0 | 0 | 0 | 0 | 0 | 0 | 0 | 0 | 0 | 0 | 70 | 0 | 0 | 1 | [13 empty] | 550 | [10 empty] | 0 |  |  |  | 110 | 1 | 0 | 0 | 0 | 0 | 0 | 0 | 0 | 0 | 0 | 0 | 0 | 0 | 0 | 660 |  | 0 | 0 | 0 | 0 | 0 | 0 | 0 | 0 | 0 | 0 | 0 | 70 | 0 | 660 | 1 | #REF! | #REF! | #REF! | #REF! | #REF! | #REF! | #REF! | #REF! | #REF! | #REF! | #REF! | #REF! | #REF! | #REF! | 1 | [9 empty] | 600 | 730 |  |  |  | 0 | 0 | 0 | 0 | 0 | 0 | 0 | 0 | 0 | 600 | 730 | 0 | 0 | 550 | [15 empty] | 0 | 0 | 0 | 0 | 0 | 0 | 0 | 0 | 0 | 0 | 600 | 730 | 0 | 0 | 660 | 1 | 0 | 0 | 0 | 0 | 0 | 0 | 0 | 0 | 0 | 600 | 730 | 70 | 0 | 660 | 1
PG&E GBA | Evergreen | 115 | 0 | 0 | 0 | 0 | 0 | 0 | 0 | 0 | 0 | 0 | 0 | 0 | 0 | 0 | 0 | 0 | 0 | 0 | 0 | 0 | 0 | 0 | 0 | 0 | 0 | 0 | 0 | 0 | 0 | [15 empty] | 0 | 0 | 0 | 0 | 0 | 0 | 0 | 0 | 0 | 0 | 0 | 0 | 0 | 0 | 0 |  | 0 | 0 | 0 | 0 | 0 | 0 | 0 | 0 | 0 | 0 | 0 | 0 | 0 | 0 | 0 | #REF! | #REF! | #REF! | #REF! | #REF! | #REF! | #REF! | #REF! | #REF! | #REF! | #REF! | #REF! | #REF! | #REF! | 1 | [14 empty] | 0 | 0 | 0 | 0 | 0 | 0 | 0 | 0 | 0 | 0 | 0 | 0 | 0 | 0 | [15 empty] | 0 | 0 | 0 | 0 | 0 | 0 | 0 | 0 | 0 | 0 | 0 | 0 | 0 | 0 | 0 | 0 | 0 | 0 | 0 | 0 | 0 | 0 | 0 | 0 | 0 | 0 | 0 | 0 | 0 | 0 | 0
PG&E GBA | Evergreen | 60 | 0 | 0 | 0 | 0 | 0 | 0 | 0 | 0 | 0 | 0 | 0 | 0 | 0 | 0 | 0 | 0 | 0 | 0 | 0 | 0 | 0 | 0 | 0 | 0 | 0 | 0 | 0 | 0 | 0 | [15 empty] | 0 | 0 | 0 | 0 | 0 | 0 | 0 | 0 | 0 | 0 | 0 | 0 | 0 | 0 | 0 |  | 0 | 0 | 0 | 0 | 0 | 0 | 0 | 0 | 0 | 0 | 0 | 0 | 0 | 0 | 0 | #REF! | #REF! | #REF! | #REF! | #REF! | #REF! | #REF! | #REF! | #REF! | #REF! | #REF! | #REF! | #REF! | #REF! | 1 | [14 empty] | 0 | 0 | 0 | 0 | 0 | 0 | 0 | 0 | 0 | 0 | 0 | 0 | 0 | 0 | [15 empty] | 0 | 0 | 0 | 0 | 0 | 0 | 0 | 0 | 0 | 0 | 0 | 0 | 0 | 0 | 0 | 0 | 0 | 0 | 0 | 0 | 0 | 0 | 0 | 0 | 0 | 0 | 0 | 0 | 0 | 0 | 0
PG&E FRESNO | Excelsior | 115 | 0 | 0 | 0 | 0 | 0 | 0 | 0 | 0 | 0 | 0 | 0 | 0 | 0 | 0 | 0 | 0 | 0 | 0 | 0 | 0 | 0 | 0 | 0 | 0 | 0 | 0 | 0 | 0 | 0 | [15 empty] | 0 | 0 | 0 | 0 | 0 | 0 | 0 | 0 | 0 | 0 | 0 | 0 | 0 | 0 | 0 |  | 0 | 0 | 0 | 0 | 0 | 0 | 0 | 0 | 0 | 0 | 0 | 0 | 0 | 0 | 0 | #REF! | #REF! | #REF! | #REF! | #REF! | #REF! | #REF! | #REF! | #REF! | #REF! | #REF! | #REF! | #REF! | #REF! | 1 | 0 | 0 | 0 | 0 | 0 | 0 | 0 | 0 | 0 | 0 | 0 | 0 | 0 | 0 | 0 | 0 | 0 | 0 | 0 | 0 | 0 | 0 | 0 | 0 | 0 | 0 | 0 | 0 | [15 empty] | 0 | 0 | 0 | 0 | 0 | 0 | 0 | 0 | 0 | 0 | 0 | 0 | 0 | 0 | 0 | 0 | 0 | 0 | 0 | 0 | 0 | 0 | 0 | 0 | 0 | 0 | 0 | 0 | 0 | 0 | 0
PG&E FRESNO | Exchequer | 115 | 0 | 0 | 0 | 0 | 0 | 0 | 0 | 0 | 0 | 0 | 0 | 0 | 0 | 0 | 0 | 0 | 0 | 0 | 0 | 0 | 0 | 0 | 0 | 0 | 0 | 0 | 0 | 0 | 0 | [15 empty] | 0 | 0 | 0 | 0 | 0 | 0 | 0 | 0 | 0 | 0 | 0 | 0 | 0 | 0 | 0 |  | 0 | 0 | 0 | 0 | 0 | 0 | 0 | 0 | 0 | 0 | 0 | 0 | 0 | 0 | 0 | #REF! | #REF! | #REF! | #REF! | #REF! | #REF! | #REF! | #REF! | #REF! | #REF! | #REF! | #REF! | #REF! | #REF! | 1 | 0 | 0 | 0 | 0 | 0 | 0 | 0 | 0 | 0 | 0 | 0 | 0 | 0 | 0 | 0 | 0 | 0 | 0 | 0 | 0 | 0 | 0 | 0 | 0 | 0 | 0 | 0 | 0 | [15 empty] | 0 | 0 | 0 | 0 | 0 | 0 | 0 | 0 | 0 | 0 | 0 | 0 | 0 | 0 | 0 | 0 | 0 | 0 | 0 | 0 | 0 | 0 | 0 | 0 | 0 | 0 | 0 | 0 | 0 | 0 | 0
PG&E KERN | Fairway | 115 | 0 | 0 | 0 | 0 | 0 | 0 | 0 | 0 | 0 | 0 | 0 | 0 | 0 | 0 | 0 | 0 | 0 | 0 | 0 | 0 | 0 | 0 | 0 | 0 | 0 | 0 | 0 | 0 | 0 | [15 empty] | 0 | 0 | 0 | 0 | 0 | 0 | 0 | 0 | 0 | 0 | 0 | 0 | 0 | 0 | 0 |  | 0 | 0 | 0 | 0 | 0 | 0 | 0 | 0 | 0 | 0 | 0 | 0 | 0 | 0 | 0 | #REF! | #REF! | #REF! | #REF! | #REF! | #REF! | #REF! | #REF! | #REF! | #REF! | #REF! | #REF! | #REF! | #REF! | 1 | [14 empty] | 0 | 0 | 0 | 0 | 0 | 0 | 0 | 0 | 0 | 0 | 0 | 0 | 0 | 0 | [15 empty] | 0 | 0 | 0 | 0 | 0 | 0 | 0 | 0 | 0 | 0 | 0 | 0 | 0 | 0 | 0 | 0 | 0 | 0 | 0 | 0 | 0 | 0 | 0 | 0 | 0 | 0 | 0 | 0 | 0 | 0 | 0
PG&E KERN | Famoso | 115 | 0 | 0 | 0 | 0 | 0 | 0 | 0 | 0 | 0 | 0 | 0 | 0 | 0 | 0 | 0 | 0 | 0 | 0 | 0 | 0 | 0 | 0 | 0 | 0 | 0 | 0 | 0 | 0 | 0 | [15 empty] | 0 | 0 | 0 | 0 | 0 | 0 | 0 | 0 | 0 | 0 | 0 | 0 | 0 | 0 | 0 |  | 0 | 0 | 0 | 0 | 0 | 0 | 0 | 0 | 0 | 0 | 0 | 0 | 0 | 0 | 0 | #REF! | #REF! | #REF! | #REF! | #REF! | #REF! | #REF! | #REF! | #REF! | #REF! | #REF! | #REF! | #REF! | #REF! | 1 | [14 empty] | 0 | 0 | 0 | 0 | 0 | 0 | 0 | 0 | 0 | 0 | 0 | 0 | 0 | 0 | [15 empty] | 0 | 0 | 0 | 0 | 0 | 0 | 0 | 0 | 0 | 0 | 0 | 0 | 0 | 0 | 0 | 0 | 0 | 0 | 0 | 0 | 0 | 0 | 0 | 0 | 0 | 0 | 0 | 0 | 0 | 0 | 0
PG&E NGBA | Fern Road | 500 | 0 | 0 | 0 | 0 | 0 | 0 | 0 | 0 | 0 | 0 | 0 | 0 | 0 | 0 | 0 | 185 | 0 | 0 | 0 | 0 | 0 | 0 | 0 | 0 | 0 | 0 | 0 | 0 | 0 |  | -185 | [9 empty] | 225 |  |  |  | 1 | 0 | 0 | 0 | 0 | 0 | 0 | 0 | 0 | 0 | 0 | 225 | 0 | 0 | 0 |  | 0 | 0 | 0 | 0 | 0 | 0 | 0 | 0 | 0 | 0 | 225 | 0 | 0 | 0 | 1 | #REF! | #REF! | #REF! | #REF! | #REF! | #REF! | #REF! | #REF! | #REF! | #REF! | #REF! | #REF! | #REF! | #REF! | 1 |  |  | 150 | [11 empty] | 185 | 0 | 150 | 0 | 0 | 0 | 0 | 0 | 0 | 0 | 0 | 0 | 0 | 0 |  |  |  | -150 | [11 empty] | 1 | 0 | 0 | 0 | 0 | 0 | 0 | 0 | 0 | 0 | 0 | 225 | 0 | 0 | 0 | 1 | 0 | 0 | 0 | 0 | 0 | 0 | 0 | 0 | 0 | 0 | 225 | 0 | 0 | 0 | 1
PG&E GBA | Fibreboard (SPI Sonora) | 115 | 0 | 0 | 0 | 0 | 0 | 0 | 0 | 0 | 0 | 0 | 0 | 0 | 0 | 0 | 0 | 0 | 0 | 0 | 0 | 0 | 0 | 0 | 0 | 0 | 0 | 0 | 0 | 0 | 0 | [15 empty] | 0 | 0 | 0 | 0 | 0 | 0 | 0 | 0 | 0 | 0 | 0 | 0 | 0 | 0 | 0 |  | 0 | 0 | 0 | 0 | 0 | 0 | 0 | 0 | 0 | 0 | 0 | 0 | 0 | 0 | 0 | #REF! | #REF! | #REF! | #REF! | #REF! | #REF! | #REF! | #REF! | #REF! | #REF! | #REF! | #REF! | #REF! | #REF! | 1 | [14 empty] | 0 | 0 | 0 | 0 | 0 | 0 | 0 | 0 | 0 | 0 | 0 | 0 | 0 | 0 | [15 empty] | 0 | 0 | 0 | 0 | 0 | 0 | 0 | 0 | 0 | 0 | 0 | 0 | 0 | 0 | 0 | 0 | 0 | 0 | 0 | 0 | 0 | 0 | 0 | 0 | 0 | 0 | 0 | 0 | 0 | 0 | 0
PG&E FRESNO | Figarden | 230 | 0 | 0 | 0 | 0 | 0 | 0 | 0 | 0 | 0 | 0 | 0 | 0 | 0 | 0 | 0 | 0 | 0 | 0 | 0 | 0 | 0 | 0 | 0 | 0 | 0 | 0 | 0 | 0 | 0 | [15 empty] | 0 | 0 | 0 | 0 | 0 | 0 | 0 | 0 | 0 | 0 | 0 | 0 | 0 | 0 | 0 |  | 0 | 0 | 0 | 0 | 0 | 0 | 0 | 0 | 0 | 0 | 0 | 0 | 0 | 0 | 0 | #REF! | #REF! | #REF! | #REF! | #REF! | #REF! | #REF! | #REF! | #REF! | #REF! | #REF! | #REF! | #REF! | #REF! | 1 | 0 | 0 | 0 | 0 | 0 | 0 | 0 | 0 | 0 | 0 | 0 | 0 | 0 | 0 | 0 | 0 | 0 | 0 | 0 | 0 | 0 | 0 | 0 | 0 | 0 | 0 | 0 | 0 | [15 empty] | 0 | 0 | 0 | 0 | 0 | 0 | 0 | 0 | 0 | 0 | 0 | 0 | 0 | 0 | 0 | 0 | 0 | 0 | 0 | 0 | 0 | 0 | 0 | 0 | 0 | 0 | 0 | 0 | 0 | 0 | 0
PG&E FRESNO | Fink | 230 | 0 | 0 | 0 | 0 | 0 | 0 | 0 | 0 | 0 | 0 | 0 | 0 | 0 | 0 | 0 | 70 | 0 | 0 | 0 | 0 | 0 | 0 | 0 | 0 | 0 | 0 | 0 | 0 | 0 | [15 empty] | 0 | 70 | 0 | 0 | 0 | 0 | 0 | 0 | 0 | 0 | 0 | 0 | 0 | 0 | 0 |  | 70 | 0 | 0 | 0 | 0 | 0 | 0 | 0 | 0 | 0 | 0 | 0 | 0 | 0 | 1 | #REF! | #REF! | #REF! | #REF! | #REF! | #REF! | #REF! | #REF! | #REF! | #REF! | #REF! | #REF! | #REF! | #REF! | 1 | 0 | 0 | 0 | 0 | 0 | 0 | 0 | 0 | 0 | 200 | 0 | 0 | 0 | 0 | 70 | 0 | 0 | 0 | 0 | 0 | 0 | 0 | 0 | 200 | 0 | 0 | 0 | 0 | [15 empty] | 0 | 70 | 0 | 0 | 0 | 0 | 0 | 0 | 0 | 0 | 200 | 0 | 0 | 0 | 0 | 1 | 70 | 0 | 0 | 0 | 0 | 0 | 0 | 0 | 0 | 200 | 0 | 0 | 0 | 0 | 1
PG&E NGBA | Fitch Mountain | 60 | 0 | 0 | 0 | 0 | 0 | 0 | 0 | 0 | 0 | 0 | 0 | 0 | 0 | 0 | 0 | 0 | 0 | 0 | 0 | 0 | 0 | 0 | 0 | 0 | 0 | 0 | 0 | 0 | 0 | [15 empty] | 0 | 0 | 0 | 0 | 0 | 0 | 0 | 0 | 0 | 0 | 0 | 0 | 0 | 0 | 0 |  | 0 | 0 | 0 | 0 | 0 | 0 | 0 | 0 | 0 | 0 | 0 | 0 | 0 | 0 | 0 | #REF! | #REF! | #REF! | #REF! | #REF! | #REF! | #REF! | #REF! | #REF! | #REF! | #REF! | #REF! | #REF! | #REF! | 1 | [14 empty] | 0 | 0 | 0 | 0 | 0 | 0 | 0 | 0 | 0 | 0 | 0 | 0 | 0 | 0 | [15 empty] | 0 | 0 | 0 | 0 | 0 | 0 | 0 | 0 | 0 | 0 | 0 | 0 | 0 | 0 | 0 | 0 | 0 | 0 | 0 | 0 | 0 | 0 | 0 | 0 | 0 | 0 | 0 | 0 | 0 | 0 | 0
PG&E GBA | FMC | 115 | 0 | 0 | 0 | 0 | 0 | 0 | 0 | 0 | 0 | 0 | 0 | 0 | 0 | 0 | 0 | 0 | 0 | 0 | 0 | 0 | 0 | 0 | 0 | 0 | 0 | 0 | 0 | 0 | 0 | [15 empty] | 0 | 0 | 0 | 0 | 0 | 0 | 0 | 0 | 0 | 0 | 0 | 0 | 0 | 0 | 0 |  | 0 | 0 | 0 | 0 | 0 | 0 | 0 | 0 | 0 | 0 | 0 | 0 | 0 | 0 | 0 | #REF! | #REF! | #REF! | #REF! | #REF! | #REF! | #REF! | #REF! | #REF! | #REF! | #REF! | #REF! | #REF! | #REF! | 1 | [14 empty] | 0 | 0 | 0 | 0 | 0 | 0 | 0 | 0 | 0 | 0 | 0 | 0 | 0 | 0 | [15 empty] | 0 | 0 | 0 | 0 | 0 | 0 | 0 | 0 | 0 | 0 | 0 | 0 | 0 | 0 | 0 | 0 | 0 | 0 | 0 | 0 | 0 | 0 | 0 | 0 | 0 | 0 | 0 | 0 | 0 | 0 | 0
PG&E GBA | Fremont | 115 | 0 | 0 | 0 | 0 | 0 | 0 | 0 | 0 | 0 | 0 | 0 | 0 | 0 | 0 | 0 | 0 | 0 | 0 | 0 | 0 | 0 | 0 | 0 | 0 | 0 | 0 | 0 | 0 | 0 | [15 empty] | 0 | 0 | 0 | 0 | 0 | 0 | 0 | 0 | 0 | 0 | 0 | 0 | 0 | 0 | 0 |  | 0 | 0 | 0 | 0 | 0 | 0 | 0 | 0 | 0 | 0 | 0 | 0 | 0 | 0 | 0 | #REF! | #REF! | #REF! | #REF! | #REF! | #REF! | #REF! | #REF! | #REF! | #REF! | #REF! | #REF! | #REF! | #REF! | 1 | [14 empty] | 0 | 0 | 0 | 0 | 0 | 0 | 0 | 0 | 0 | 0 | 0 | 0 | 0 | 0 | [15 empty] | 0 | 0 | 0 | 0 | 0 | 0 | 0 | 0 | 0 | 0 | 0 | 0 | 0 | 0 | 0 | 0 | 0 | 0 | 0 | 0 | 0 | 0 | 0 | 0 | 0 | 0 | 0 | 0 | 0 | 0 | 0
PG&E GBA | French Camp | 60 | 0 | 0 | 0 | 0 | 0 | 0 | 0 | 0 | 0 | 0 | 0 | 0 | 0 | 0 | 0 | 0 | 0 | 0 | 0 | 0 | 0 | 0 | 0 | 0 | 0 | 0 | 0 | 0 | 0 | [15 empty] | 0 | 0 | 0 | 0 | 0 | 0 | 0 | 0 | 0 | 0 | 0 | 0 | 0 | 0 | 0 |  | 0 | 0 | 0 | 0 | 0 | 0 | 0 | 0 | 0 | 0 | 0 | 0 | 0 | 0 | 0 | #REF! | #REF! | #REF! | #REF! | #REF! | #REF! | #REF! | #REF! | #REF! | #REF! | #REF! | #REF! | #REF! | #REF! | 1 | [14 empty] | 0 | 0 | 0 | 0 | 0 | 0 | 0 | 0 | 0 | 0 | 0 | 0 | 0 | 0 | [15 empty] | 0 | 0 | 0 | 0 | 0 | 0 | 0 | 0 | 0 | 0 | 0 | 0 | 0 | 0 | 0 | 0 | 0 | 0 | 0 | 0 | 0 | 0 | 0 | 0 | 0 | 0 | 0 | 0 | 0 | 0 | 0
PG&E GBA | Frogtown | 115 | 0 | 0 | 0 | 0 | 0 | 0 | 0 | 0 | 0 | 0 | 0 | 0 | 0 | 0 | 0 | 0 | 0 | 0 | 0 | 0 | 0 | 0 | 0 | 0 | 0 | 0 | 0 | 0 | 0 | [15 empty] | 0 | 0 | 0 | 0 | 0 | 0 | 0 | 0 | 0 | 0 | 0 | 0 | 0 | 0 | 0 |  | 0 | 0 | 0 | 0 | 0 | 0 | 0 | 0 | 0 | 0 | 0 | 0 | 0 | 0 | 0 | #REF! | #REF! | #REF! | #REF! | #REF! | #REF! | #REF! | #REF! | #REF! | #REF! | #REF! | #REF! | #REF! | #REF! | 1 | [14 empty] | 0 | 0 | 0 | 0 | 0 | 0 | 0 | 0 | 0 | 0 | 0 | 0 | 0 | 0 | [15 empty] | 0 | 0 | 0 | 0 | 0 | 0 | 0 | 0 | 0 | 0 | 0 | 0 | 0 | 0 | 0 | 0 | 0 | 0 | 0 | 0 | 0 | 0 | 0 | 0 | 0 | 0 | 0 | 0 | 0 | 0 | 0
PG&E NGBA | Fulton | 115 | 0 | 0 | 0 | 0 | 0 | 0 | 0 | 0 | 0 | 0 | 0 | 0 | 0 | 0 | 0 | 0 | 0 | 0 | 0 | 0 | 0 | 0 | 0 | 0 | 0 | 0 | 0 | 0 | 0 | [15 empty] | 0 | 0 | 0 | 0 | 0 | 0 | 0 | 0 | 0 | 0 | 0 | 0 | 0 | 0 | 0 |  | 0 | 0 | 0 | 0 | 0 | 0 | 0 | 0 | 0 | 0 | 0 | 0 | 0 | 0 | 0 | #REF! | #REF! | #REF! | #REF! | #REF! | #REF! | #REF! | #REF! | #REF! | #REF! | #REF! | #REF! | #REF! | #REF! | 1 | [14 empty] | 0 | 0 | 0 | 0 | 0 | 0 | 0 | 0 | 0 | 0 | 0 | 0 | 0 | 0 | [15 empty] | 0 | 0 | 0 | 0 | 0 | 0 | 0 | 0 | 0 | 0 | 0 | 0 | 0 | 0 | 0 | 0 | 0 | 0 | 0 | 0 | 0 | 0 | 0 | 0 | 0 | 0 | 0 | 0 | 0 | 0 | 0
PG&E NGBA | Fulton | 230 | 0 | 0 | 0 | 0 | 0 | 0 | 0 | 0 | 0 | 0 | 0 | 0 | 0 | 0 | 0 | 0 | 0 | 0 | 0 | 0 | 0 | 0 | 0 | 0 | 0 | 0 | 0 | 0 | 0 | [15 empty] | 0 | 0 | 0 | 0 | 0 | 0 | 0 | 0 | 0 | 0 | 0 | 0 | 0 | 0 | 0 |  | 0 | 0 | 0 | 0 | 0 | 0 | 0 | 0 | 0 | 0 | 0 | 0 | 0 | 0 | 0 | #REF! | #REF! | #REF! | #REF! | #REF! | #REF! | #REF! | #REF! | #REF! | #REF! | #REF! | #REF! | #REF! | #REF! | 1 | [14 empty] | 0 | 0 | 0 | 0 | 0 | 0 | 0 | 0 | 0 | 0 | 0 | 0 | 0 | 0 | [15 empty] | 0 | 0 | 0 | 0 | 0 | 0 | 0 | 0 | 0 | 0 | 0 | 0 | 0 | 0 | 0 | 0 | 0 | 0 | 0 | 0 | 0 | 0 | 0 | 0 | 0 | 0 | 0 | 0 | 0 | 0 | 0
PG&E NGBA | Fulton | 60 | 0 | 0 | 0 | 0 | 0 | 0 | 0 | 0 | 0 | 0 | 0 | 0 | 0 | 0 | 0 | 0 | 0 | 0 | 0 | 0 | 0 | 0 | 0 | 0 | 0 | 0 | 0 | 0 | 0 | [15 empty] | 0 | 0 | 0 | 0 | 0 | 0 | 0 | 0 | 0 | 0 | 0 | 0 | 0 | 0 | 0 |  | 0 | 0 | 0 | 0 | 0 | 0 | 0 | 0 | 0 | 0 | 0 | 0 | 0 | 0 | 0 | #REF! | #REF! | #REF! | #REF! | #REF! | #REF! | #REF! | #REF! | #REF! | #REF! | #REF! | #REF! | #REF! | #REF! | 1 | [14 empty] | 0 | 0 | 0 | 0 | 0 | 0 | 0 | 0 | 0 | 0 | 0 | 0 | 0 | 0 | [15 empty] | 0 | 0 | 0 | 0 | 0 | 0 | 0 | 0 | 0 | 0 | 0 | 0 | 0 | 0 | 0 | 0 | 0 | 0 | 0 | 0 | 0 | 0 | 0 | 0 | 0 | 0 | 0 | 0 | 0 | 0 | 0
PG&E KERN | Ganso | 115 | 0 | 0 | 0 | 0 | 0 | 0 | 0 | 0 | 0 | 0 | 0 | 0 | 0 | 0 | 0 | 0 | 0 | 0 | 0 | 0 | 0 | 0 | 0 | 0 | 0 | 0 | 0 | 0 | 0 | [15 empty] | 0 | 0 | 0 | 0 | 0 | 0 | 0 | 0 | 0 | 0 | 0 | 0 | 0 | 0 | 0 |  | 0 | 0 | 0 | 0 | 0 | 0 | 0 | 0 | 0 | 0 | 0 | 0 | 0 | 0 | 0 | #REF! | #REF! | #REF! | #REF! | #REF! | #REF! | #REF! | #REF! | #REF! | #REF! | #REF! | #REF! | #REF! | #REF! | 1 | [14 empty] | 0 | 0 | 0 | 0 | 0 | 0 | 0 | 0 | 0 | 0 | 0 | 0 | 0 | 0 | [15 empty] | 0 | 0 | 0 | 0 | 0 | 0 | 0 | 0 | 0 | 0 | 0 | 0 | 0 | 0 | 0 | 0 | 0 | 0 | 0 | 0 | 0 | 0 | 0 | 0 | 0 | 0 | 0 | 0 | 0 | 0 | 0
PG&E FRESNO | Gates | 230 | 0 | 0 | 0 | 0 | 0 | 0 | 0 | 0 | 3 | 166 | 477.5 | 0 | 0 | 0 | 1 | 0 | 0 | 0 | 0 | 0 | 0 | 0 | 0 | 0 | 0 | 0 | 0 | 0 | 0 | 0 | [12 empty] | 120 |  | 1 | 0 | 0 | 0 | 0 | 0 | 0 | 0 | 0 | 0 | 0 | 0 | 0 | 120 | 0 |  | 0 | 0 | 0 | 0 | 0 | 0 | 0 | 0 | 3 | 166 | 477.5 | 0 | 120 | 0 | 1 | #REF! | #REF! | #REF! | #REF! | #REF! | #REF! | #REF! | #REF! | #REF! | #REF! | #REF! | #REF! | #REF! | #REF! | 1 | 0 | 0 | 0 | 0 | 0 | 0 | 0 | 0 | 0 | 0 | 0 | 0 | 0 | 0 | 0 | 0 | 0 | 0 | 0 | 0 | 0 | 0 | 0 | 0 | 0 | 0 | 0 | 0 | [15 empty] | 0 | 0 | 0 | 0 | 0 | 0 | 0 | 0 | 0 | 0 | 0 | 0 | 0 | 120 | 0 | 1 | 0 | 0 | 0 | 0 | 0 | 0 | 0 | 0 | 3 | 166 | 477.5 | 0 | 120 | 0 | 1
PG&E FRESNO | Gates | 500 | 0 | 0 | 0 | 0 | 0 | 0 | 0 | 0 | 0 | 0 | 0 | 190 | 35 | 0 | 1 | 0 | 0 | 0 | 0 | 0 | 0 | 0 | 0 | 0 | 0 | 0 | 0 | 0 | 0 | [10 empty] | 230 |  |  |  |  | 1 | 0 | 0 | 0 | 0 | 0 | 0 | 0 | 0 | 0 | 230 | 0 | 0 | 0 | 0 |  | 0 | 0 | 0 | 0 | 0 | 0 | 0 | 0 | 0 | 230 | 0 | 190 | 35 | 0 | 1 | #REF! | #REF! | #REF! | #REF! | #REF! | #REF! | #REF! | #REF! | #REF! | #REF! | #REF! | #REF! | #REF! | #REF! | 1 | 0 | 0 | 0 | 0 | 0 | 0 | 0 | 0 | 0 | 0 | 0 | 0 | 0 | 0 | 0 | 0 | 0 | 0 | 0 | 0 | 0 | 0 | 0 | 0 | 0 | 0 | 0 | 0 | [15 empty] | 0 | 0 | 0 | 0 | 0 | 0 | 0 | 0 | 0 | 0 | 230 | 0 | 0 | 0 | 0 | 1 | 0 | 0 | 0 | 0 | 0 | 0 | 0 | 0 | 0 | 230 | 0 | 190 | 35 | 0 | 1
PG&E NGBA | Geysers 12 | 230 | 0 | 0 | 0 | 0 | 0 | 0 | 0 | 0 | 0 | 0 | 0 | 0 | 0 | 0 | 0 | 0 | 0 | 0 | 0 | 0 | 0 | 0 | 0 | 0 | 0 | 0 | 0 | 0 | 0 | [15 empty] | 0 | 0 | 0 | 0 | 0 | 0 | 0 | 0 | 0 | 0 | 0 | 0 | 0 | 0 | 0 |  | 0 | 0 | 0 | 0 | 0 | 0 | 0 | 0 | 0 | 0 | 0 | 0 | 0 | 0 | 0 | #REF! | #REF! | #REF! | #REF! | #REF! | #REF! | #REF! | #REF! | #REF! | #REF! | #REF! | #REF! | #REF! | #REF! | 1 | [14 empty] | 0 | 0 | 0 | 0 | 0 | 0 | 0 | 0 | 0 | 0 | 0 | 0 | 0 | 0 | [15 empty] | 0 | 0 | 0 | 0 | 0 | 0 | 0 | 0 | 0 | 0 | 0 | 0 | 0 | 0 | 0 | 0 | 0 | 0 | 0 | 0 | 0 | 0 | 0 | 0 | 0 | 0 | 0 | 0 | 0 | 0 | 0
PG&E NGBA | Geysers 17 | 230 | 0 | 0 | 0 | 0 | 0 | 0 | 0 | 0 | 0 | 0 | 0 | 0 | 0 | 0 | 0 | 0 | 0 | 0 | 0 | 0 | 0 | 0 | 0 | 0 | 0 | 0 | 0 | 0 | 0 | [15 empty] | 0 | 0 | 0 | 0 | 0 | 0 | 0 | 0 | 0 | 0 | 0 | 0 | 0 | 0 | 0 |  | 0 | 0 | 0 | 0 | 0 | 0 | 0 | 0 | 0 | 0 | 0 | 0 | 0 | 0 | 0 | #REF! | #REF! | #REF! | #REF! | #REF! | #REF! | #REF! | #REF! | #REF! | #REF! | #REF! | #REF! | #REF! | #REF! | 1 | [14 empty] | 0 | 0 | 0 | 0 | 0 | 0 | 0 | 0 | 0 | 0 | 0 | 0 | 0 | 0 | [15 empty] | 0 | 0 | 0 | 0 | 0 | 0 | 0 | 0 | 0 | 0 | 0 | 0 | 0 | 0 | 0 | 0 | 0 | 0 | 0 | 0 | 0 | 0 | 0 | 0 | 0 | 0 | 0 | 0 | 0 | 0 | 0
PG&E NGBA | Geysers 3 | 115 | 0 | 0 | 0 | 0 | 0 | 0 | 0 | 0 | 0 | 0 | 0 | 0 | 0 | 0 | 0 | 0 | 0 | 0 | 0 | 0 | 0 | 0 | 0 | 0 | 0 | 0 | 0 | 0 | 0 | [15 empty] | 0 | 0 | 0 | 0 | 0 | 0 | 0 | 0 | 0 | 0 | 0 | 0 | 0 | 0 | 0 |  | 0 | 0 | 0 | 0 | 0 | 0 | 0 | 0 | 0 | 0 | 0 | 0 | 0 | 0 | 0 | #REF! | #REF! | #REF! | #REF! | #REF! | #REF! | #REF! | #REF! | #REF! | #REF! | #REF! | #REF! | #REF! | #REF! | 1 | [14 empty] | 0 | 0 | 0 | 0 | 0 | 0 | 0 | 0 | 0 | 0 | 0 | 0 | 0 | 0 | [15 empty] | 0 | 0 | 0 | 0 | 0 | 0 | 0 | 0 | 0 | 0 | 0 | 0 | 0 | 0 | 0 | 0 | 0 | 0 | 0 | 0 | 0 | 0 | 0 | 0 | 0 | 0 | 0 | 0 | 0 | 0 | 0
PG&E NGBA | Glenn | 230 | 0 | 0 | 0 | 0 | 0 | 0 | 0 | 0 | 0 | 0 | 0 | 0 | 0 | 0 | 0 | 0 | 0 | 0 | 0 | 0 | 0 | 0 | 0 | 0 | 0 | 0 | 0 | 0 | 0 | [11 empty] | 320 |  |  |  | 1 | 0 | 0 | 0 | 0 | 0 | 0 | 0 | 0 | 0 | 0 | 320 | 0 | 0 | 0 |  | 0 | 0 | 0 | 0 | 0 | 0 | 0 | 0 | 0 | 0 | 320 | 0 | 0 | 0 | 1 | #REF! | #REF! | #REF! | #REF! | #REF! | #REF! | #REF! | #REF! | #REF! | #REF! | #REF! | #REF! | #REF! | #REF! | 1 |  |  | 120 | [11 empty] | 0 | 0 | 120 | 0 | 0 | 0 | 0 | 0 | 0 | 0 | 0 | 0 | 0 | 0 |  |  |  | -120 | [11 empty] | 1 | 0 | 0 | 0 | 0 | 0 | 0 | 0 | 0 | 0 | 0 | 320 | 0 | 0 | 0 | 1 | 0 | 0 | 0 | 0 | 0 | 0 | 0 | 0 | 0 | 0 | 320 | 0 | 0 | 0 | 1
PG&E NGBA | Glenn | 60 | 0 | 0 | 0 | 0 | 0 | 0 | 0 | 0 | 0 | 0 | 0 | 0 | 0 | 0 | 0 | 0 | 0 | 0 | 0 | 0 | 0 | 0 | 0 | 0 | 0 | 0 | 0 | 0 | 0 | [15 empty] | 0 | 0 | 0 | 0 | 0 | 0 | 0 | 0 | 0 | 0 | 0 | 0 | 0 | 0 | 0 |  | 0 | 0 | 0 | 0 | 0 | 0 | 0 | 0 | 0 | 0 | 0 | 0 | 0 | 0 | 0 | #REF! | #REF! | #REF! | #REF! | #REF! | #REF! | #REF! | #REF! | #REF! | #REF! | #REF! | #REF! | #REF! | #REF! | 1 | [14 empty] | 0 | 0 | 0 | 0 | 0 | 0 | 0 | 0 | 0 | 0 | 0 | 0 | 0 | 0 | [15 empty] | 0 | 0 | 0 | 0 | 0 | 0 | 0 | 0 | 0 | 0 | 0 | 0 | 0 | 0 | 0 | 0 | 0 | 0 | 0 | 0 | 0 | 0 | 0 | 0 | 0 | 0 | 0 | 0 | 0 | 0 | 0
PG&E NGBA | Gold Hill | 115 | 0 | 0 | 0 | 0 | 0 | 0 | 0 | 0 | 0 | 0 | 0 | 0 | 0 | 0 | 0 | 0 | 0 | 0 | 0 | 0 | 0 | 0 | 0 | 0 | 0 | 150 | 0 | 0 | 0 | [11 empty] | -150 |  |  |  | 1 | 0 | 0 | 0 | 0 | 0 | 0 | 0 | 0 | 0 | 0 | 0 | 0 | 0 | 0 |  | 0 | 0 | 0 | 0 | 0 | 0 | 0 | 0 | 0 | 0 | 0 | 0 | 0 | 0 | 0 | #REF! | #REF! | #REF! | #REF! | #REF! | #REF! | #REF! | #REF! | #REF! | #REF! | #REF! | #REF! | #REF! | #REF! | 1 | [14 empty] | 0 | 0 | 0 | 0 | 0 | 0 | 0 | 0 | 0 | 0 | 150 | 0 | 0 | 0 | [15 empty] | 0 | 0 | 0 | 0 | 0 | 0 | 0 | 0 | 0 | 0 | 0 | 0 | 0 | 0 | 0 | 0 | 0 | 0 | 0 | 0 | 0 | 0 | 0 | 0 | 0 | 0 | 0 | 0 | 0 | 0 | 0
PG&E NGBA | Gold Hill | 230 | 0 | 0 | 0 | 0 | 0 | 0 | 0 | 0 | 0 | 0 | 0 | 0 | 0 | 0 | 0 | 40 | 0 | 0 | 0 | 0 | 0 | 0 | 0 | 0 | 0 | 0 | 0 | 0 | 0 |  | -40 | [13 empty] | 1 | 0 | 0 | 0 | 0 | 0 | 0 | 0 | 0 | 0 | 0 | 0 | 0 | 0 | 0 |  | 0 | 0 | 0 | 0 | 0 | 0 | 0 | 0 | 0 | 0 | 0 | 0 | 0 | 0 | 0 | #REF! | #REF! | #REF! | #REF! | #REF! | #REF! | #REF! | #REF! | #REF! | #REF! | #REF! | #REF! | #REF! | #REF! | 1 | [14 empty] | 40 | 0 | 0 | 0 | 0 | 0 | 0 | 0 | 0 | 0 | 0 | 0 | 0 | 0 | [15 empty] | 0 | 0 | 0 | 0 | 0 | 0 | 0 | 0 | 0 | 0 | 0 | 0 | 0 | 0 | 0 | 0 | 0 | 0 | 0 | 0 | 0 | 0 | 0 | 0 | 0 | 0 | 0 | 0 | 0 | 0 | 0
SCE Northern | Goleta | 230 | 0 | 0 | 0 | 0 | 0 | 0 | 0 | 0 | 0 | 0 | 0 | 10 | 0 | 0 | 1 | [29 empty] | 0 | 0 | 0 | 0 | 0 | 0 | 0 | 0 | 0 | 0 | 0 | 0 | 0 | 0 | 0 |  | 0 | 0 | 0 | 0 | 0 | 0 | 0 | 0 | 0 | 0 | 0 | 10 | 0 | 0 | 1 | #REF! | #REF! | #REF! | #REF! | #REF! | #REF! | #REF! | #REF! | #REF! | #REF! | #REF! | #REF! | #REF! | #REF! | 1 | [14 empty] | 0 | 0 | 0 | 0 | 0 | 0 | 0 | 0 | 0 | 0 | 0 | 0 | 0 | 0 | [15 empty] | 0 | 0 | 0 | 0 | 0 | 0 | 0 | 0 | 0 | 0 | 0 | 0 | 0 | 0 | 0 | 0 | 0 | 0 | 0 | 0 | 0 | 0 | 0 | 0 | 0 | 0 | 0 | 10 | 0 | 0 | 1
SCE Metro | Goodrich | 230 | 0 | 0 | 0 | 0 | 0 | 0 | 0 | 0 | 0 | 0 | 0 | 0 | 0 | 0 | 0 | [12 empty] | 324.85 |  | 1 | [12 empty] | -324.85 |  | 1 | 0 | 0 | 0 | 0 | 0 | 0 | 0 | 0 | 0 | 0 | 0 | 0 | 0 | 0 |  | 0 | 0 | 0 | 0 | 0 | 0 | 0 | 0 | 0 | 0 | 0 | 0 | 0 | 0 | 0 | #REF! | #REF! | #REF! | #REF! | #REF! | #REF! | #REF! | #REF! | #REF! | #REF! | #REF! | #REF! | #REF! | #REF! | 1 | [14 empty] | 0 | 0 | 0 | 0 | 0 | 0 | 0 | 0 | 0 | 0 | 0 | 0 | 324.85 | 0 | [15 empty] | 0 | 0 | 0 | 0 | 0 | 0 | 0 | 0 | 0 | 0 | 0 | 0 | 0 | 0 | 0 | 0 | 0 | 0 | 0 | 0 | 0 | 0 | 0 | 0 | 0 | 0 | 0 | 0 | 0 | 0 | 0
PG&E KERN | Goose Lake | 115 | 0 | 0 | 0 | 0 | 0 | 0 | 0 | 0 | 0 | 0 | 0 | 0 | 0 | 0 | 0 | 0 | 0 | 0 | 0 | 0 | 0 | 0 | 0 | 0 | 0 | 0 | 0 | 0 | 0 | [15 empty] | 0 | 0 | 0 | 0 | 0 | 0 | 0 | 0 | 0 | 0 | 0 | 0 | 0 | 0 | 0 |  | 0 | 0 | 0 | 0 | 0 | 0 | 0 | 0 | 0 | 0 | 0 | 0 | 0 | 0 | 0 | #REF! | #REF! | #REF! | #REF! | #REF! | #REF! | #REF! | #REF! | #REF! | #REF! | #REF! | #REF! | #REF! | #REF! | 1 | [14 empty] | 0 | 0 | 0 | 0 | 0 | 0 | 0 | 0 | 0 | 0 | 0 | 0 | 0 | 0 | [15 empty] | 0 | 0 | 0 | 0 | 0 | 0 | 0 | 0 | 0 | 0 | 0 | 0 | 0 | 0 | 0 | 0 | 0 | 0 | 0 | 0 | 0 | 0 | 0 | 0 | 0 | 0 | 0 | 0 | 0 | 0 | 0
SCE Metro | Gould | 230 | 0 | 0 | 0 | 0 | 0 | 0 | 0 | 0 | 0 | 0 | 0 | 0 | 0 | 0 | 0 | [13 empty] | 100 | [14 empty] | -100 | 1 | 0 | 0 | 0 | 0 | 0 | 0 | 0 | 0 | 0 | 0 | 0 | 0 | 0 | 0 |  | 0 | 0 | 0 | 0 | 0 | 0 | 0 | 0 | 0 | 0 | 0 | 0 | 0 | 0 | 0 | #REF! | #REF! | #REF! | #REF! | #REF! | #REF! | #REF! | #REF! | #REF! | #REF! | #REF! | #REF! | #REF! | #REF! | 1 | [14 empty] | 0 | 0 | 0 | 0 | 0 | 0 | 0 | 0 | 0 | 0 | 0 | 0 | 0 | 100 | [15 empty] | 0 | 0 | 0 | 0 | 0 | 0 | 0 | 0 | 0 | 0 | 0 | 0 | 0 | 0 | 0 | 0 | 0 | 0 | 0 | 0 | 0 | 0 | 0 | 0 | 0 | 0 | 0 | 0 | 0 | 0 | 0
PG&E NGBA | Grand Island | 115 | 0 | 0 | 0 | 0 | 0 | 0 | 0 | 0 | 2.73 | 0 | 0 | 0 | 0 | 0 | 1 | 0 | 0 | 0 | 0 | 0 | 0 | 0 | 0 | 0 | 0 | 0 | 0 | 0 | 0 | [15 empty] | 0 | 0 | 0 | 0 | 0 | 0 | 0 | 0 | 0 | 0 | 0 | 0 | 0 | 0 | 0 |  | 0 | 0 | 0 | 0 | 0 | 0 | 0 | 0 | 2.73 | 0 | 0 | 0 | 0 | 0 | 1 | #REF! | #REF! | #REF! | #REF! | #REF! | #REF! | #REF! | #REF! | #REF! | #REF! | #REF! | #REF! | #REF! | #REF! | 1 | [14 empty] | 0 | 0 | 0 | 0 | 0 | 0 | 0 | 0 | 0 | 0 | 0 | 0 | 0 | 0 | [15 empty] | 0 | 0 | 0 | 0 | 0 | 0 | 0 | 0 | 0 | 0 | 0 | 0 | 0 | 0 | 0 | 0 | 0 | 0 | 0 | 0 | 0 | 0 | 0 | 0 | 2.73 | 0 | 0 | 0 | 0 | 0 | 1
SDGE | Granite | 69 | 0 | 0 | 0 | 0 | 0 | 0 | 0 | 0 | 0 | 0 | 0 | 2.25 | 0 | 0 | 1 | [29 empty] | 0 | 0 | 0 | 0 | 0 | 0 | 0 | 0 | 0 | 0 | 0 | 0 | 0 | 0 | 0 |  | 0 | 0 | 0 | 0 | 0 | 0 | 0 | 0 | 0 | 0 | 0 | 2.25 | 0 | 0 | 1 | #REF! | #REF! | #REF! | #REF! | #REF! | #REF! | #REF! | #REF! | #REF! | #REF! | #REF! | #REF! | #REF! | #REF! | 1 | [14 empty] | 0 | 0 | 0 | 0 | 0 | 0 | 0 | 0 | 0 | 0 | 0 | 0 | 0 | 0 | [15 empty] | 0 | 0 | 0 | 0 | 0 | 0 | 0 | 0 | 0 | 0 | 0 | 0 | 0 | 0 | 0 | 0 | 0 | 0 | 0 | 0 | 0 | 0 | 0 | 0 | 0 | 0 | 0 | 2.25 | 0 | 0 | 1
PG&E GBA | Grant | 115 | 0 | 0 | 0 | 0 | 0 | 0 | 0 | 0 | 0 | 0 | 0 | 0 | 0 | 0 | 0 | 0 | 0 | 0 | 0 | 0 | 0 | 0 | 0 | 0 | 0 | 0 | 0 | 0 | 0 | [15 empty] | 0 | 0 | 0 | 0 | 0 | 0 | 0 | 0 | 0 | 0 | 0 | 0 | 0 | 0 | 0 |  | 0 | 0 | 0 | 0 | 0 | 0 | 0 | 0 | 0 | 0 | 0 | 0 | 0 | 0 | 0 | #REF! | #REF! | #REF! | #REF! | #REF! | #REF! | #REF! | #REF! | #REF! | #REF! | #REF! | #REF! | #REF! | #REF! | 1 | [14 empty] | 0 | 0 | 0 | 0 | 0 | 0 | 0 | 0 | 0 | 0 | 0 | 0 | 0 | 0 | [15 empty] | 0 | 0 | 0 | 0 | 0 | 0 | 0 | 0 | 0 | 0 | 0 | 0 | 0 | 0 | 0 | 0 | 0 | 0 | 0 | 0 | 0 | 0 | 0 | 0 | 0 | 0 | 0 | 0 | 0 | 0 | 0
PG&E GBA | Green Valley | 115 | 0 | 0 | 0 | 0 | 0 | 0 | 0 | 0 | 0 | 0 | 0 | 0 | 0 | 0 | 0 | 0 | 0 | 0 | 0 | 0 | 0 | 0 | 0 | 0 | 0 | 0 | 0 | 0 | 0 | [15 empty] | 0 | 0 | 0 | 0 | 0 | 0 | 0 | 0 | 0 | 0 | 0 | 0 | 0 | 0 | 0 |  | 0 | 0 | 0 | 0 | 0 | 0 | 0 | 0 | 0 | 0 | 0 | 0 | 0 | 0 | 0 | #REF! | #REF! | #REF! | #REF! | #REF! | #REF! | #REF! | #REF! | #REF! | #REF! | #REF! | #REF! | #REF! | #REF! | 1 | [14 empty] | 0 | 0 | 0 | 0 | 0 | 0 | 0 | 0 | 0 | 0 | 0 | 0 | 0 | 0 | [15 empty] | 0 | 0 | 0 | 0 | 0 | 0 | 0 | 0 | 0 | 0 | 0 | 0 | 0 | 0 | 0 | 0 | 0 | 0 | 0 | 0 | 0 | 0 | 0 | 0 | 0 | 0 | 0 | 0 | 0 | 0 | 0
PG&E NGBA | Greenleaf 1 | 115 | 0 | 0 | 0 | 0 | 0 | 0 | 0 | 0 | 0 | 0 | 0 | 0 | 0 | 0 | 0 | 0 | 0 | 0 | 0 | 0 | 0 | 0 | 0 | 0 | 0 | 0 | 0 | 0 | 0 | [15 empty] | 0 | 0 | 0 | 0 | 0 | 0 | 0 | 0 | 0 | 0 | 0 | 0 | 0 | 0 | 0 |  | 0 | 0 | 0 | 0 | 0 | 0 | 0 | 0 | 0 | 0 | 0 | 0 | 0 | 0 | 0 | #REF! | #REF! | #REF! | #REF! | #REF! | #REF! | #REF! | #REF! | #REF! | #REF! | #REF! | #REF! | #REF! | #REF! | 1 | [14 empty] | 0 | 0 | 0 | 0 | 0 | 0 | 0 | 0 | 0 | 0 | 0 | 0 | 0 | 0 | [15 empty] | 0 | 0 | 0 | 0 | 0 | 0 | 0 | 0 | 0 | 0 | 0 | 0 | 0 | 0 | 0 | 0 | 0 | 0 | 0 | 0 | 0 | 0 | 0 | 0 | 0 | 0 | 0 | 0 | 0 | 0 | 0
PG&E FRESNO | Gregg | 230 | 0 | 0 | 0 | 0 | 0 | 0 | 0 | 0 | 0 | 0 | 0 | 0 | 0 | 0 | 0 | 0 | 0 | 0 | 0 | 0 | 0 | 0 | 0 | 0 | 0 | 0 | 0 | 0 | 0 | [11 empty] | 270 |  |  | 140 | 1 | 0 | 0 | 0 | 0 | 0 | 0 | 0 | 0 | 0 | 0 | 270 | 0 | 0 | 140 |  | 0 | 0 | 0 | 0 | 0 | 0 | 0 | 0 | 0 | 0 | 270 | 0 | 0 | 140 | 1 | #REF! | #REF! | #REF! | #REF! | #REF! | #REF! | #REF! | #REF! | #REF! | #REF! | #REF! | #REF! | #REF! | #REF! | 1 | 0 | 0 | 0 | 0 | 0 | 0 | 0 | 0 | 0 | 100 | 0 | 0 | 0 | 0 | 0 | 0 | 0 | 0 | 0 | 0 | 0 | 0 | 0 | 100 | 0 | 0 | 0 | 0 | [15 empty] | 0 | 0 | 0 | 0 | 0 | 0 | 0 | 0 | 0 | 0 | 100 | 270 | 0 | 0 | 140 | 1 | 0 | 0 | 0 | 0 | 0 | 0 | 0 | 0 | 0 | 100 | 270 | 0 | 0 | 140 | 1
PG&E FRESNO | Grimmway-Malaga | 115 | 0 | 0 | 0 | 0 | 0 | 0 | 0 | 0 | 0 | 0 | 0 | 0 | 0 | 0 | 0 | 0 | 0 | 0 | 0 | 0 | 0 | 0 | 0 | 0 | 0 | 0 | 0 | 0 | 0 | [15 empty] | 0 | 0 | 0 | 0 | 0 | 0 | 0 | 0 | 0 | 0 | 0 | 0 | 0 | 0 | 0 |  | 0 | 0 | 0 | 0 | 0 | 0 | 0 | 0 | 0 | 0 | 0 | 0 | 0 | 0 | 0 | #REF! | #REF! | #REF! | #REF! | #REF! | #REF! | #REF! | #REF! | #REF! | #REF! | #REF! | #REF! | #REF! | #REF! | 1 | 0 | 0 | 0 | 0 | 0 | 0 | 0 | 0 | 0 | 75 | 0 | 0 | 0 | 0 | 0 | 0 | 0 | 0 | 0 | 0 | 0 | 0 | 0 | 75 | 0 | 0 | 0 | 0 | [15 empty] | 0 | 0 | 0 | 0 | 0 | 0 | 0 | 0 | 0 | 0 | 75 | 0 | 0 | 0 | 0 | 1 | 0 | 0 | 0 | 0 | 0 | 0 | 0 | 0 | 0 | 75 | 0 | 0 | 0 | 0 | 1
PG&E NGBA | Grizzly | 230 | 0 | 0 | 0 | 0 | 0 | 0 | 0 | 0 | 0 | 0 | 0 | 0 | 0 | 0 | 0 | 0 | 0 | 0 | 0 | 0 | 0 | 0 | 0 | 0 | 0 | 0 | 0 | 0 | 0 | [15 empty] | 0 | 0 | 0 | 0 | 0 | 0 | 0 | 0 | 0 | 0 | 0 | 0 | 0 | 0 | 0 |  | 0 | 0 | 0 | 0 | 0 | 0 | 0 | 0 | 0 | 0 | 0 | 0 | 0 | 0 | 0 | #REF! | #REF! | #REF! | #REF! | #REF! | #REF! | #REF! | #REF! | #REF! | #REF! | #REF! | #REF! | #REF! | #REF! | 1 | [14 empty] | 0 | 0 | 0 | 0 | 0 | 0 | 0 | 0 | 0 | 0 | 0 | 0 | 0 | 0 | [15 empty] | 0 | 0 | 0 | 0 | 0 | 0 | 0 | 0 | 0 | 0 | 0 | 0 | 0 | 0 | 0 | 0 | 0 | 0 | 0 | 0 | 0 | 0 | 0 | 0 | 0 | 0 | 0 | 0 | 0 | 0 | 0
PG&E FRESNO | Guernsey | 70 | 0 | 0 | 0 | 0 | 0 | 0 | 0 | 0 | 0 | 0 | 0 | 0 | 0 | 0 | 0 | 0 | 0 | 0 | 0 | 0 | 0 | 0 | 0 | 0 | 0 | 0 | 0 | 0 | 0 | [15 empty] | 0 | 0 | 0 | 0 | 0 | 0 | 0 | 0 | 0 | 0 | 0 | 0 | 0 | 0 | 0 |  | 0 | 0 | 0 | 0 | 0 | 0 | 0 | 0 | 0 | 0 | 0 | 0 | 0 | 0 | 0 | #REF! | #REF! | #REF! | #REF! | #REF! | #REF! | #REF! | #REF! | #REF! | #REF! | #REF! | #REF! | #REF! | #REF! | 1 | 0 | 0 | 0 | 0 | 0 | 0 | 0 | 0 | 0 | 0 | 0 | 0 | 0 | 0 | 0 | 0 | 0 | 0 | 0 | 0 | 0 | 0 | 0 | 0 | 0 | 0 | 0 | 0 | [15 empty] | 0 | 0 | 0 | 0 | 0 | 0 | 0 | 0 | 0 | 0 | 0 | 0 | 0 | 0 | 0 | 0 | 0 | 0 | 0 | 0 | 0 | 0 | 0 | 0 | 0 | 0 | 0 | 0 | 0 | 0 | 0
PG&E FRESNO | GWF Hanford | 115 | 0 | 0 | 0 | 0 | 0 | 0 | 0 | 0 | 0 | 0 | 0 | 131.4 | 0 | 0 | 1 | 0 | 0 | 0 | 0 | 0 | 0 | 0 | 0 | 0 | 0 | 0 | 0 | 0 | 0 | [15 empty] | 0 | 0 | 0 | 0 | 0 | 0 | 0 | 0 | 0 | 0 | 0 | 0 | 0 | 0 | 0 |  | 0 | 0 | 0 | 0 | 0 | 0 | 0 | 0 | 0 | 0 | 0 | 131.4 | 0 | 0 | 1 | #REF! | #REF! | #REF! | #REF! | #REF! | #REF! | #REF! | #REF! | #REF! | #REF! | #REF! | #REF! | #REF! | #REF! | 1 | 0 | 0 | 0 | 0 | 0 | 0 | 0 | 0 | 0 | 0 | 0 | 0 | 0 | 0 | 0 | 0 | 0 | 0 | 0 | 0 | 0 | 0 | 0 | 0 | 0 | 0 | 0 | 0 | [15 empty] | 0 | 0 | 0 | 0 | 0 | 0 | 0 | 0 | 0 | 0 | 0 | 0 | 0 | 0 | 0 | 0 | 0 | 0 | 0 | 0 | 0 | 0 | 0 | 0 | 0 | 0 | 0 | 131.4 | 0 | 0 | 1
PG&E FRESNO | Haas | 230 | 0 | 0 | 0 | 0 | 0 | 0 | 0 | 0 | 0 | 0 | 0 | 0 | 0 | 0 | 0 | 0 | 0 | 0 | 0 | 0 | 0 | 0 | 0 | 0 | 0 | 0 | 0 | 0 | 0 | [15 empty] | 0 | 0 | 0 | 0 | 0 | 0 | 0 | 0 | 0 | 0 | 0 | 0 | 0 | 0 | 0 |  | 0 | 0 | 0 | 0 | 0 | 0 | 0 | 0 | 0 | 0 | 0 | 0 | 0 | 0 | 0 | #REF! | #REF! | #REF! | #REF! | #REF! | #REF! | #REF! | #REF! | #REF! | #REF! | #REF! | #REF! | #REF! | #REF! | 1 | 0 | 0 | 0 | 0 | 0 | 0 | 0 | 0 | 0 | 150 | 0 | 0 | 0 | 0 | 0 | 0 | 0 | 0 | 0 | 0 | 0 | 0 | 0 | 150 | 0 | 0 | 0 | 0 | [15 empty] | 0 | 0 | 0 | 0 | 0 | 0 | 0 | 0 | 0 | 0 | 150 | 0 | 0 | 0 | 0 | 1 | 0 | 0 | 0 | 0 | 0 | 0 | 0 | 0 | 0 | 150 | 0 | 0 | 0 | 0 | 1
PG&E FRESNO | Hammonds | 115 | 0 | 0 | 0 | 0 | 0 | 0 | 0 | 0 | 0 | 0 | 0 | 0 | 0 | 0 | 0 | 0 | 0 | 0 | 0 | 0 | 0 | 0 | 0 | 0 | 100 | 0 | 0 | 0 | 0 | [10 empty] | -100 |  |  |  |  | 1 | 0 | 0 | 0 | 0 | 0 | 0 | 0 | 0 | 0 | 0 | 0 | 0 | 0 | 0 |  | 0 | 0 | 0 | 0 | 0 | 0 | 0 | 0 | 0 | 0 | 0 | 0 | 0 | 0 | 0 | #REF! | #REF! | #REF! | #REF! | #REF! | #REF! | #REF! | #REF! | #REF! | #REF! | #REF! | #REF! | #REF! | #REF! | 1 | 0 | 0 | 0 | 0 | 0 | 0 | 0 | 0 | 0 | 0 | 0 | 0 | 0 | 0 | 0 | 0 | 0 | 0 | 0 | 0 | 0 | 0 | 0 | 100 | 0 | 0 | 0 | 0 | [15 empty] | 0 | 0 | 0 | 0 | 0 | 0 | 0 | 0 | 0 | 0 | 0 | 0 | 0 | 0 | 0 | 0 | 0 | 0 | 0 | 0 | 0 | 0 | 0 | 0 | 0 | 0 | 0 | 0 | 0 | 0 | 0
SCE Metro | HarborGen | 230 | 0 | 0 | 0 | 0 | 0 | 0 | 0 | 0 | 0 | 0 | 0 | 0 | 0 | 0 | 0 | [29 empty] | 0 | 0 | 0 | 0 | 0 | 0 | 0 | 0 | 0 | 0 | 0 | 0 | 0 | 0 | 0 |  | 0 | 0 | 0 | 0 | 0 | 0 | 0 | 0 | 0 | 0 | 0 | 0 | 0 | 0 | 0 | #REF! | #REF! | #REF! | #REF! | #REF! | #REF! | #REF! | #REF! | #REF! | #REF! | #REF! | #REF! | #REF! | #REF! | 1 | [14 empty] | 0 | 0 | 0 | 0 | 0 | 0 | 0 | 0 | 0 | 0 | 0 | 0 | 0 | 0 | [15 empty] | 0 | 0 | 0 | 0 | 0 | 0 | 0 | 0 | 0 | 0 | 0 | 0 | 0 | 0 | 0 | 0 | 0 | 0 | 0 | 0 | 0 | 0 | 0 | 0 | 0 | 0 | 0 | 0 | 0 | 0 | 0
PG&E NGBA | Harris | 60 | 0 | 0 | 0 | 0 | 0 | 0 | 0 | 0 | 0 | 0 | 0 | 0 | 0 | 0 | 0 | 0 | 0 | 0 | 0 | 0 | 0 | 0 | 0 | 0 | 0 | 0 | 0 | 0 | 0 | [15 empty] | 0 | 0 | 0 | 0 | 0 | 0 | 0 | 0 | 0 | 0 | 0 | 0 | 0 | 0 | 0 |  | 0 | 0 | 0 | 0 | 0 | 0 | 0 | 0 | 0 | 0 | 0 | 0 | 0 | 0 | 0 | #REF! | #REF! | #REF! | #REF! | #REF! | #REF! | #REF! | #REF! | #REF! | #REF! | #REF! | #REF! | #REF! | #REF! | 1 | [14 empty] | 0 | 0 | 0 | 0 | 0 | 0 | 0 | 0 | 0 | 0 | 0 | 0 | 0 | 0 | [15 empty] | 0 | 0 | 0 | 0 | 0 | 0 | 0 | 0 | 0 | 0 | 0 | 0 | 0 | 0 | 0 | 0 | 0 | 0 | 0 | 0 | 0 | 0 | 0 | 0 | 0 | 0 | 0 | 0 | 0 | 0 | 0
EOP | Harry Allen | 500 | 0 | 0 | 0 | 0 | 0 | 0 | 0 | 0 | 0 | 0 | 0 | 0 | 0 | 0 | 0 |  |  |  |  | 1100 | [24 empty] | 0 | 0 | 0 | 0 | 0 | 1100 | 0 | 0 | 0 | 0 | 0 | 0 | 0 | 0 | 0 |  | 0 | 0 | 0 | 0 | 1100 | 0 | 0 | 0 | 0 | 0 | 0 | 0 | 0 | 0 | 1 | #REF! | #REF! | #REF! | #REF! | #REF! | #REF! | #REF! | #REF! | #REF! | #REF! | #REF! | #REF! | #REF! | #REF! | 1 | [14 empty] | 0 | 0 | 0 | 0 | 1100 | 0 | 0 | 0 | 0 | 0 | 0 | 0 | 0 | 0 | [15 empty] | 0 | 0 | 0 | 0 | 0 | 1100 | 0 | 0 | 0 | 0 | 0 | 0 | 0 | 0 | 0 | 1 | 0 | 0 | 0 | 0 | 1100 | 0 | 0 | 0 | 0 | 0 | 0 | 0 | 0 | 0 | 1
PG&E NGBA | Hartley | 60 | 0 | 0 | 0 | 0 | 0 | 0 | 0 | 0 | 0 | 0 | 0 | 0 | 0 | 0 | 0 | 0 | 0 | 0 | 0 | 0 | 0 | 0 | 0 | 0 | 0 | 0 | 0 | 0 | 0 | [15 empty] | 0 | 0 | 0 | 0 | 0 | 0 | 0 | 0 | 0 | 0 | 0 | 0 | 0 | 0 | 0 |  | 0 | 0 | 0 | 0 | 0 | 0 | 0 | 0 | 0 | 0 | 0 | 0 | 0 | 0 | 0 | #REF! | #REF! | #REF! | #REF! | #REF! | #REF! | #REF! | #REF! | #REF! | #REF! | #REF! | #REF! | #REF! | #REF! | 1 | [14 empty] | 0 | 0 | 0 | 0 | 0 | 0 | 0 | 0 | 0 | 0 | 0 | 0 | 0 | 0 | [15 empty] | 0 | 0 | 0 | 0 | 0 | 0 | 0 | 0 | 0 | 0 | 0 | 0 | 0 | 0 | 0 | 0 | 0 | 0 | 0 | 0 | 0 | 0 | 0 | 0 | 0 | 0 | 0 | 0 | 0 | 0 | 0
SCE NOL | Harvard | 115 | 0 | 0 | 0 | 0 | 0 | 0 | 0 | 0 | 0 | 0 | 0 | 0 | 0 | 0 | 0 | [29 empty] | 0 | 0 | 0 | 0 | 0 | 0 | 0 | 0 | 0 | 0 | 0 | 0 | 0 | 0 | 0 |  | 0 | 0 | 0 | 0 | 0 | 0 | 0 | 0 | 0 | 0 | 0 | 0 | 0 | 0 | 0 | #REF! | #REF! | #REF! | #REF! | #REF! | #REF! | #REF! | #REF! | #REF! | #REF! | #REF! | #REF! | #REF! | #REF! | 1 | [14 empty] | 0 | 0 | 0 | 0 | 0 | 0 | 0 | 0 | 0 | 0 | 0 | 0 | 0 | 0 | [15 empty] | 0 | 0 | 0 | 0 | 0 | 0 | 0 | 0 | 0 | 0 | 0 | 0 | 0 | 0 | 0 | 0 | 0 | 0 | 0 | 0 | 0 | 0 | 0 | 0 | 0 | 0 | 0 | 0 | 0 | 0 | 0
SDGE | Hassayampa | 500 | 0 | 0 | 0 | 0 | 0 | 0 | 0 | 0 | 0 | 0 | 85 | 85 | 0 | 0 | 1 | [9 empty] | 5032.5 | 0 |  | 700 |  | 1 | [9 empty] | -3532.5 | 786 |  | -393 |  | 1 | 0 | 0 | 0 | 0 | 0 | 0 | 0 | 0 | 0 | 1500 | 786 | 0 | 307 | 0 |  | 0 | 0 | 0 | 0 | 0 | 0 | 0 | 0 | 0 | 1500 | 871 | 85 | 307 | 0 | 1 | #REF! | #REF! | #REF! | #REF! | #REF! | #REF! | #REF! | #REF! | #REF! | #REF! | #REF! | #REF! | #REF! | #REF! | 1 | [14 empty] | 0 | 0 | 0 | 0 | 0 | 0 | 0 | 0 | 0 | 5032.5 | 0 | 0 | 700 | 0 | [15 empty] | 0 | 0 | 0 | 0 | 0 | 0 | 0 | 0 | 0 | 0 | 1500 | 786 | 0 | 307 | 0 | 1 | 0 | 0 | 0 | 0 | 0 | 0 | 0 | 0 | 0 | 1500 | 871 | 85 | 307 | 0 | 1
PG&E FRESNO | Helm | 230 | 0 | 0 | 0 | 0 | 0 | 0 | 0 | 0 | 0 | 0 | 0 | 0 | 0 | 0 | 0 | 0 | 0 | 0 | 0 | 0 | 0 | 0 | 0 | 0 | 0 | 0 | 0 | 0 | 0 | [15 empty] | 0 | 0 | 0 | 0 | 0 | 0 | 0 | 0 | 0 | 0 | 0 | 0 | 0 | 0 | 0 |  | 0 | 0 | 0 | 0 | 0 | 0 | 0 | 0 | 0 | 0 | 0 | 0 | 0 | 0 | 0 | #REF! | #REF! | #REF! | #REF! | #REF! | #REF! | #REF! | #REF! | #REF! | #REF! | #REF! | #REF! | #REF! | #REF! | 1 | 0 | 0 | 0 | 0 | 0 | 0 | 0 | 0 | 0 | 150 | 0 | 0 | 0 | 0 | 0 | 0 | 0 | 0 | 0 | 0 | 0 | 0 | 0 | 150 | 0 | 0 | 0 | 0 | [15 empty] | 0 | 0 | 0 | 0 | 0 | 0 | 0 | 0 | 0 | 0 | 150 | 0 | 0 | 0 | 0 | 1 | 0 | 0 | 0 | 0 | 0 | 0 | 0 | 0 | 0 | 150 | 0 | 0 | 0 | 0 | 1
PG&E FRESNO | Helm | 70 | 0 | 0 | 0 | 0 | 0 | 0 | 0 | 0 | 0 | 0 | 0 | 0 | 0 | 0 | 0 | 0 | 0 | 0 | 0 | 0 | 0 | 0 | 0 | 0 | 0 | 0 | 0 | 0 | 0 | [15 empty] | 0 | 0 | 0 | 0 | 0 | 0 | 0 | 0 | 0 | 0 | 0 | 0 | 0 | 0 | 0 |  | 0 | 0 | 0 | 0 | 0 | 0 | 0 | 0 | 0 | 0 | 0 | 0 | 0 | 0 | 0 | #REF! | #REF! | #REF! | #REF! | #REF! | #REF! | #REF! | #REF! | #REF! | #REF! | #REF! | #REF! | #REF! | #REF! | 1 | 0 | 0 | 0 | 0 | 0 | 0 | 0 | 0 | 0 | 0 | 0 | 0 | 0 | 0 | 0 | 0 | 0 | 0 | 0 | 0 | 0 | 0 | 0 | 0 | 0 | 0 | 0 | 0 | [15 empty] | 0 | 0 | 0 | 0 | 0 | 0 | 0 | 0 | 0 | 0 | 0 | 0 | 0 | 0 | 0 | 0 | 0 | 0 | 0 | 0 | 0 | 0 | 0 | 0 | 0 | 0 | 0 | 0 | 0 | 0 | 0
PG&E FRESNO | Henrietta | 115 | 0 | 0 | 0 | 0 | 0 | 0 | 0 | 0 | 0 | 0 | 0 | 0 | 0 | 0 | 0 | 0 | 0 | 0 | 0 | 0 | 0 | 0 | 0 | 0 | 0 | 0 | 0 | 0 | 0 | [15 empty] | 0 | 0 | 0 | 0 | 0 | 0 | 0 | 0 | 0 | 0 | 0 | 0 | 0 | 0 | 0 |  | 0 | 0 | 0 | 0 | 0 | 0 | 0 | 0 | 0 | 0 | 0 | 0 | 0 | 0 | 0 | #REF! | #REF! | #REF! | #REF! | #REF! | #REF! | #REF! | #REF! | #REF! | #REF! | #REF! | #REF! | #REF! | #REF! | 1 | 0 | 0 | 0 | 0 | 0 | 0 | 0 | 0 | 0 | 80 | 0 | 0 | 0 | 0 | 0 | 0 | 0 | 0 | 0 | 0 | 0 | 0 | 0 | 80 | 0 | 0 | 0 | 0 | [15 empty] | 0 | 0 | 0 | 0 | 0 | 0 | 0 | 0 | 0 | 0 | 80 | 0 | 0 | 0 | 0 | 1 | 0 | 0 | 0 | 0 | 0 | 0 | 0 | 0 | 0 | 80 | 0 | 0 | 0 | 0 | 1
PG&E FRESNO | Henrietta | 230 | 0 | 0 | 0 | 0 | 0 | 0 | 0 | 0 | 0 | 0 | 0 | 0 | 0 | 0 | 0 | 0 | 0 | 0 | 0 | 0 | 0 | 0 | 0 | 0 | 0 | 0 | 0 | 523 | 0 | 1 | [9 empty] | 45 |  |  | -30 |  | 1 | 0 | 0 | 0 | 0 | 0 | 0 | 0 | 0 | 0 | 45 | 0 | 0 | 493 | 0 |  | 0 | 0 | 0 | 0 | 0 | 0 | 0 | 0 | 0 | 45 | 0 | 0 | 493 | 0 | 1 | #REF! | #REF! | #REF! | #REF! | #REF! | #REF! | #REF! | #REF! | #REF! | #REF! | #REF! | #REF! | #REF! | #REF! | 1 | 0 | 0 | 0 | 0 | 0 | 0 | 0 | 0 | 0 | 460 | 0 | 0 | 0 | 0 | 0 | 0 | 0 | 0 | 0 | 0 | 0 | 0 | 0 | 460 | 0 | 0 | 523 | 0 | [15 empty] | 0 | 0 | 0 | 0 | 0 | 0 | 0 | 0 | 0 | 0 | 505 | 0 | 0 | 493 | 0 | 1 | 0 | 0 | 0 | 0 | 0 | 0 | 0 | 0 | 0 | 505 | 0 | 0 | 493 | 0 | 1
PG&E FRESNO | Henrietta | 70 | 0 | 0 | 0 | 0 | 0 | 0 | 0 | 0 | 0 | 0 | 0 | 173.2 | 0 | 0 | 1 | 0 | 0 | 0 | 0 | 0 | 0 | 0 | 0 | 0 | 0 | 0 | 0 | 0 | 0 | [15 empty] | 0 | 0 | 0 | 0 | 0 | 0 | 0 | 0 | 0 | 0 | 0 | 0 | 0 | 0 | 0 |  | 0 | 0 | 0 | 0 | 0 | 0 | 0 | 0 | 0 | 0 | 0 | 173.2 | 0 | 0 | 1 | #REF! | #REF! | #REF! | #REF! | #REF! | #REF! | #REF! | #REF! | #REF! | #REF! | #REF! | #REF! | #REF! | #REF! | 1 | 0 | 0 | 0 | 0 | 0 | 0 | 0 | 0 | 0 | 0 | 0 | 0 | 0 | 0 | 0 | 0 | 0 | 0 | 0 | 0 | 0 | 0 | 0 | 0 | 0 | 0 | 0 | 0 | [15 empty] | 0 | 0 | 0 | 0 | 0 | 0 | 0 | 0 | 0 | 0 | 0 | 0 | 0 | 0 | 0 | 0 | 0 | 0 | 0 | 0 | 0 | 0 | 0 | 0 | 0 | 0 | 0 | 173.2 | 0 | 0 | 1
PG&E FRESNO | Herndon | 115 | 0 | 0 | 0 | 0 | 0 | 0 | 0 | 0 | 0 | 0 | 0 | 0 | 0 | 0 | 0 | 0 | 0 | 0 | 0 | 0 | 0 | 0 | 0 | 0 | 0 | 0 | 0 | 0 | 0 | [15 empty] | 0 | 0 | 0 | 0 | 0 | 0 | 0 | 0 | 0 | 0 | 0 | 0 | 0 | 0 | 0 |  | 0 | 0 | 0 | 0 | 0 | 0 | 0 | 0 | 0 | 0 | 0 | 0 | 0 | 0 | 0 | #REF! | #REF! | #REF! | #REF! | #REF! | #REF! | #REF! | #REF! | #REF! | #REF! | #REF! | #REF! | #REF! | #REF! | 1 | 0 | 0 | 0 | 0 | 0 | 0 | 0 | 0 | 0 | 0 | 0 | 0 | 0 | 0 | 0 | 0 | 0 | 0 | 0 | 0 | 0 | 0 | 0 | 0 | 0 | 0 | 0 | 0 | [15 empty] | 0 | 0 | 0 | 0 | 0 | 0 | 0 | 0 | 0 | 0 | 0 | 0 | 0 | 0 | 0 | 0 | 0 | 0 | 0 | 0 | 0 | 0 | 0 | 0 | 0 | 0 | 0 | 0 | 0 | 0 | 0
PG&E FRESNO | Herndon | 230 | 0 | 0 | 0 | 0 | 0 | 0 | 0 | 0 | 0 | 0 | 0 | 0 | 0 | 0 | 0 | 0 | 0 | 0 | 0 | 0 | 0 | 0 | 0 | 0 | 0 | 0 | 0 | 0 | 0 | [15 empty] | 0 | 0 | 0 | 0 | 0 | 0 | 0 | 0 | 0 | 0 | 0 | 0 | 0 | 0 | 0 |  | 0 | 0 | 0 | 0 | 0 | 0 | 0 | 0 | 0 | 0 | 0 | 0 | 0 | 0 | 0 | #REF! | #REF! | #REF! | #REF! | #REF! | #REF! | #REF! | #REF! | #REF! | #REF! | #REF! | #REF! | #REF! | #REF! | 1 | 0 | 0 | 0 | 0 | 0 | 0 | 0 | 0 | 0 | 0 | 0 | 0 | 0 | 0 | 0 | 0 | 0 | 0 | 0 | 0 | 0 | 0 | 0 | 0 | 0 | 0 | 0 | 0 | [15 empty] | 0 | 0 | 0 | 0 | 0 | 0 | 0 | 0 | 0 | 0 | 0 | 0 | 0 | 0 | 0 | 0 | 0 | 0 | 0 | 0 | 0 | 0 | 0 | 0 | 0 | 0 | 0 | 0 | 0 | 0 | 0
PG&E GBA | Hicks | 230 | 0 | 0 | 0 | 0 | 0 | 0 | 0 | 0 | 0 | 0 | 0 | 0 | 0 | 0 | 0 | 0 | 0 | 0 | 0 | 0 | 0 | 0 | 0 | 0 | 0 | 0 | 0 | 0 | 0 | [15 empty] | 0 | 0 | 0 | 0 | 0 | 0 | 0 | 0 | 0 | 0 | 0 | 0 | 0 | 0 | 0 |  | 0 | 0 | 0 | 0 | 0 | 0 | 0 | 0 | 0 | 0 | 0 | 0 | 0 | 0 | 0 | #REF! | #REF! | #REF! | #REF! | #REF! | #REF! | #REF! | #REF! | #REF! | #REF! | #REF! | #REF! | #REF! | #REF! | 1 | [14 empty] | 0 | 0 | 0 | 0 | 0 | 0 | 0 | 0 | 0 | 0 | 0 | 0 | 0 | 0 | [15 empty] | 0 | 0 | 0 | 0 | 0 | 0 | 0 | 0 | 0 | 0 | 0 | 0 | 0 | 0 | 0 | 0 | 0 | 0 | 0 | 0 | 0 | 0 | 0 | 0 | 0 | 0 | 0 | 0 | 0 | 0 | 0
PG&E NGBA | Higgins | 115 | 0 | 0 | 0 | 0 | 0 | 0 | 0 | 0 | 0 | 0 | 0 | 0 | 0 | 0 | 0 | 0 | 0 | 0 | 0 | 0 | 0 | 0 | 0 | 0 | 0 | 0 | 0 | 0 | 0 | [15 empty] | 0 | 0 | 0 | 0 | 0 | 0 | 0 | 0 | 0 | 0 | 0 | 0 | 0 | 0 | 0 |  | 0 | 0 | 0 | 0 | 0 | 0 | 0 | 0 | 0 | 0 | 0 | 0 | 0 | 0 | 0 | #REF! | #REF! | #REF! | #REF! | #REF! | #REF! | #REF! | #REF! | #REF! | #REF! | #REF! | #REF! | #REF! | #REF! | 1 | [14 empty] | 0 | 0 | 0 | 0 | 0 | 0 | 0 | 0 | 0 | 0 | 0 | 0 | 0 | 0 | [15 empty] | 0 | 0 | 0 | 0 | 0 | 0 | 0 | 0 | 0 | 0 | 0 | 0 | 0 | 0 | 0 | 0 | 0 | 0 | 0 | 0 | 0 | 0 | 0 | 0 | 0 | 0 | 0 | 0 | 0 | 0 | 0
PG&E NGBA | Hilltop | 345 | 0 | 0 | 0 | 0 | 0 | 0 | 0 | 0 | 0 | 0 | 0 | 0 | 0 | 0 | 0 | 100 | 0 | 0 | 0 | 0 | 0 | 0 | 0 | 0 | 0 | 0 | 0 | 0 | 0 |  | 809 | [13 empty] | 1 | 909 | 0 | 0 | 0 | 0 | 0 | 0 | 0 | 0 | 0 | 0 | 0 | 0 | 0 |  | 909 | 0 | 0 | 0 | 0 | 0 | 0 | 0 | 0 | 0 | 0 | 0 | 0 | 0 | 1 | #REF! | #REF! | #REF! | #REF! | #REF! | #REF! | #REF! | #REF! | #REF! | #REF! | #REF! | #REF! | #REF! | #REF! | 1 | [14 empty] | 100 | 0 | 0 | 0 | 0 | 0 | 0 | 0 | 0 | 0 | 0 | 0 | 0 | 0 | [15 empty] | 0 | 909 | 0 | 0 | 0 | 0 | 0 | 0 | 0 | 0 | 0 | 0 | 0 | 0 | 0 | 1 | 909 | 0 | 0 | 0 | 0 | 0 | 0 | 0 | 0 | 0 | 0 | 0 | 0 | 0 | 1
SCE Metro | Hinson | 230 | 0 | 0 | 0 | 0 | 0 | 0 | 0 | 0 | 0.68 | 0 | 0 | 325 | 0 | 0 | 1 | [14 empty] | 1 | [12 empty] | 600 |  | 1 | 0 | 0 | 0 | 0 | 0 | 0 | 0 | 0 | 0 | 0 | 0 | 0 | 600 | 0 |  | 0 | 0 | 0 | 0 | 0 | 0 | 0 | 0 | 0.68 | 0 | 0 | 325 | 600 | 0 | 1 | #REF! | #REF! | #REF! | #REF! | #REF! | #REF! | #REF! | #REF! | #REF! | #REF! | #REF! | #REF! | #REF! | #REF! | 1 | [14 empty] | 0 | 0 | 0 | 0 | 0 | 0 | 0 | 0 | 0 | 0 | 0 | 0 | 0 | 0 | [15 empty] | 0 | 0 | 0 | 0 | 0 | 0 | 0 | 0 | 0 | 0 | 0 | 0 | 0 | 600 | 0 | 1 | 0 | 0 | 0 | 0 | 0 | 0 | 0 | 0 | 0.68 | 0 | 0 | 325 | 600 | 0 | 1
PG&E GBA | Hollister | 115 | 0 | 0 | 0 | 0 | 0 | 0 | 0 | 0 | 0 | 0 | 0 | 0 | 0 | 0 | 0 | 0 | 0 | 0 | 0 | 0 | 0 | 0 | 0 | 0 | 0 | 0 | 0 | 0 | 0 | [15 empty] | 0 | 0 | 0 | 0 | 0 | 0 | 0 | 0 | 0 | 0 | 0 | 0 | 0 | 0 | 0 |  | 0 | 0 | 0 | 0 | 0 | 0 | 0 | 0 | 0 | 0 | 0 | 0 | 0 | 0 | 0 | #REF! | #REF! | #REF! | #REF! | #REF! | #REF! | #REF! | #REF! | #REF! | #REF! | #REF! | #REF! | #REF! | #REF! | 1 | [14 empty] | 0 | 0 | 0 | 0 | 0 | 0 | 0 | 0 | 0 | 0 | 0 | 0 | 0 | 0 | [15 empty] | 0 | 0 | 0 | 0 | 0 | 0 | 0 | 0 | 0 | 0 | 0 | 0 | 0 | 0 | 0 | 0 | 0 | 0 | 0 | 0 | 0 | 0 | 0 | 0 | 0 | 0 | 0 | 0 | 0 | 0 | 0
PG&E NGBA | Homestake | 115 | 0 | 0 | 0 | 0 | 0 | 0 | 0 | 0 | 0 | 0 | 0 | 0 | 0 | 0 | 0 | 0 | 0 | 0 | 0 | 0 | 0 | 0 | 0 | 0 | 0 | 0 | 0 | 0 | 0 | [15 empty] | 0 | 0 | 0 | 0 | 0 | 0 | 0 | 0 | 0 | 0 | 0 | 0 | 0 | 0 | 0 |  | 0 | 0 | 0 | 0 | 0 | 0 | 0 | 0 | 0 | 0 | 0 | 0 | 0 | 0 | 0 | #REF! | #REF! | #REF! | #REF! | #REF! | #REF! | #REF! | #REF! | #REF! | #REF! | #REF! | #REF! | #REF! | #REF! | 1 | [14 empty] | 0 | 0 | 0 | 0 | 0 | 0 | 0 | 0 | 0 | 0 | 0 | 0 | 0 | 0 | [15 empty] | 0 | 0 | 0 | 0 | 0 | 0 | 0 | 0 | 0 | 0 | 0 | 0 | 0 | 0 | 0 | 0 | 0 | 0 | 0 | 0 | 0 | 0 | 0 | 0 | 0 | 0 | 0 | 0 | 0 | 0 | 0
PG&E NGBA | Honcut | 115 | 0 | 0 | 0 | 0 | 0 | 0 | 0 | 0 | 0 | 0 | 0 | 0 | 0 | 0 | 0 | 0 | 0 | 0 | 0 | 0 | 0 | 0 | 0 | 0 | 0 | 0 | 0 | 0 | 0 | [15 empty] | 0 | 0 | 0 | 0 | 0 | 0 | 0 | 0 | 0 | 0 | 0 | 0 | 0 | 0 | 0 |  | 0 | 0 | 0 | 0 | 0 | 0 | 0 | 0 | 0 | 0 | 0 | 0 | 0 | 0 | 0 | #REF! | #REF! | #REF! | #REF! | #REF! | #REF! | #REF! | #REF! | #REF! | #REF! | #REF! | #REF! | #REF! | #REF! | 1 | [14 empty] | 0 | 0 | 0 | 0 | 0 | 0 | 0 | 0 | 0 | 0 | 0 | 0 | 0 | 0 | [15 empty] | 0 | 0 | 0 | 0 | 0 | 0 | 0 | 0 | 0 | 0 | 0 | 0 | 0 | 0 | 0 | 0 | 0 | 0 | 0 | 0 | 0 | 0 | 0 | 0 | 0 | 0 | 0 | 0 | 0 | 0 | 0
SDGE | Hoodoo Wash | 500 | 0 | 0 | 0 | 0 | 0 | 0 | 0 | 0 | 0 | 237.5 | 179 | 297.5 | 0 | 0 | 1 | [10 empty] | 5611.6 | [13 empty] | 588 | -3811.6 |  |  |  | 1 | 0 | 0 | 0 | 0 | 0 | 0 | 0 | 0 | 0 | 588 | 1800 | 0 | 0 | 0 |  | 0 | 0 | 0 | 0 | 0 | 0 | 0 | 0 | 0 | 825.5 | 1979 | 297.5 | 0 | 0 | 1 | #REF! | #REF! | #REF! | #REF! | #REF! | #REF! | #REF! | #REF! | #REF! | #REF! | #REF! | #REF! | #REF! | #REF! | 1 | [14 empty] | 0 | 0 | 0 | 0 | 0 | 0 | 0 | 0 | 0 | 0 | 5611.6 | 0 | 0 | 0 | [15 empty] | 0 | 0 | 0 | 0 | 0 | 0 | 0 | 0 | 0 | 0 | 588 | 1800 | 0 | 0 | 0 | 1 | 0 | 0 | 0 | 0 | 0 | 0 | 0 | 0 | 0 | 825.5 | 1979 | 297.5 | 0 | 0 | 1
PG&E NGBA | Hopland | 115 | 0 | 0 | 0 | 0 | 0 | 0 | 0 | 0 | 0 | 0 | 0 | 0 | 0 | 0 | 0 | 0 | 0 | 0 | 0 | 0 | 0 | 0 | 0 | 0 | 0 | 0 | 0 | 0 | 0 | [15 empty] | 0 | 0 | 0 | 0 | 0 | 0 | 0 | 0 | 0 | 0 | 0 | 0 | 0 | 0 | 0 |  | 0 | 0 | 0 | 0 | 0 | 0 | 0 | 0 | 0 | 0 | 0 | 0 | 0 | 0 | 0 | #REF! | #REF! | #REF! | #REF! | #REF! | #REF! | #REF! | #REF! | #REF! | #REF! | #REF! | #REF! | #REF! | #REF! | 1 | [14 empty] | 0 | 0 | 0 | 0 | 0 | 0 | 0 | 0 | 0 | 0 | 0 | 0 | 0 | 0 | [15 empty] | 0 | 0 | 0 | 0 | 0 | 0 | 0 | 0 | 0 | 0 | 0 | 0 | 0 | 0 | 0 | 0 | 0 | 0 | 0 | 0 | 0 | 0 | 0 | 0 | 0 | 0 | 0 | 0 | 0 | 0 | 0
PG&E NGBA | Hopland | 60 | 0 | 0 | 0 | 0 | 0 | 0 | 0 | 0 | 0 | 0 | 0 | 0 | 0 | 0 | 0 | 0 | 0 | 0 | 0 | 0 | 0 | 0 | 0 | 0 | 0 | 0 | 0 | 0 | 0 | [15 empty] | 0 | 0 | 0 | 0 | 0 | 0 | 0 | 0 | 0 | 0 | 0 | 0 | 0 | 0 | 0 |  | 0 | 0 | 0 | 0 | 0 | 0 | 0 | 0 | 0 | 0 | 0 | 0 | 0 | 0 | 0 | #REF! | #REF! | #REF! | #REF! | #REF! | #REF! | #REF! | #REF! | #REF! | #REF! | #REF! | #REF! | #REF! | #REF! | 1 | [14 empty] | 0 | 0 | 0 | 0 | 0 | 0 | 0 | 0 | 0 | 0 | 0 | 0 | 0 | 0 | [15 empty] | 0 | 0 | 0 | 0 | 0 | 0 | 0 | 0 | 0 | 0 | 0 | 0 | 0 | 0 | 0 | 0 | 0 | 0 | 0 | 0 | 0 | 0 | 0 | 0 | 0 | 0 | 0 | 0 | 0 | 0 | 0
PG&E NGBA | Humboldt | 115 | 0 | 0 | 0 | 0 | 0 | 0 | 0 | 0 | 0 | 0 | 0 | 0 | 0 | 0 | 0 | 0 | 0 | 0 | 0 | 0 | 0 | 0 | 0 | 0 | 0 | 0 | 0 | 0 | 0 | [15 empty] | 0 | 0 | 0 | 0 | 0 | 0 | 0 | 0 | 0 | 0 | 0 | 0 | 0 | 0 | 0 |  | 0 | 0 | 0 | 0 | 0 | 0 | 0 | 0 | 0 | 0 | 0 | 0 | 0 | 0 | 0 | #REF! | #REF! | #REF! | #REF! | #REF! | #REF! | #REF! | #REF! | #REF! | #REF! | #REF! | #REF! | #REF! | #REF! | 1 | [14 empty] | 0 | 0 | 0 | 0 | 0 | 0 | 0 | 0 | 0 | 0 | 0 | 0 | 0 | 0 | [15 empty] | 0 | 0 | 0 | 0 | 0 | 0 | 0 | 0 | 0 | 0 | 0 | 0 | 0 | 0 | 0 | 0 | 0 | 0 | 0 | 0 | 0 | 0 | 0 | 0 | 0 | 0 | 0 | 0 | 0 | 0 | 0
PG&E NGBA | Humboldt | 60 | 0 | 0 | 0 | 0 | 0 | 0 | 0 | 0 | 1.999 | 0 | 0 | 0 | 0 | 0 | 1 | 0 | 0 | 0 | 0 | 0 | 0 | 0 | 0 | 0 | 0 | 0 | 0 | 0 | 0 | [15 empty] | 0 | 0 | 0 | 0 | 0 | 0 | 0 | 0 | 0 | 0 | 0 | 0 | 0 | 0 | 0 |  | 0 | 0 | 0 | 0 | 0 | 0 | 0 | 0 | 1.999 | 0 | 0 | 0 | 0 | 0 | 1 | #REF! | #REF! | #REF! | #REF! | #REF! | #REF! | #REF! | #REF! | #REF! | #REF! | #REF! | #REF! | #REF! | #REF! | 1 | [14 empty] | 0 | 0 | 0 | 0 | 0 | 0 | 0 | 0 | 0 | 0 | 0 | 0 | 0 | 0 |  |  |  |  | 100 | [10 empty] | 1 | 0 | 0 | 0 | 100 | 0 | 0 | 0 | 0 | 0 | 0 | 0 | 0 | 0 | 0 | 1 | 0 | 0 | 0 | 100 | 0 | 0 | 0 | 0 | 1.999 | 0 | 0 | 0 | 0 | 0 | 1
PG&E NGBA | Humboldt | 500 | 0 | 0 | 0 | 0 | 0 | 0 | 0 | 0 | 0 | 0 | 0 | 0 | 0 | 0 | 0 | 0 | 0 | 0 | 170.7 | 0 | 0 | 0 | 0 | 0 | 0 | 0 | 0 | 0 | 0 |  |  |  |  | -170.7 | [6 empty] | 457.5 |  |  |  | 1 | 0 | 0 | 0 | 0 | 0 | 0 | 0 | 0 | 0 | 0 | 457.5 | 0 | 0 | 0 |  | 0 | 0 | 0 | 0 | 0 | 0 | 0 | 0 | 0 | 0 | 457.5 | 0 | 0 | 0 | 1 | #REF! | #REF! | #REF! | #REF! | #REF! | #REF! | #REF! | #REF! | #REF! | #REF! | #REF! | #REF! | #REF! | #REF! | 1 | [6 empty] | 1607 | [7 empty] | 0 | 0 | 0 | 170.7 | 0 | 0 | 1607 | 0 | 0 | 0 | 0 | 0 | 0 | 0 | [15 empty] | 0 | 0 | 0 | 0 | 0 | 0 | 0 | 1607 | 0 | 0 | 0 | 457.5 | 0 | 0 | 0 | 1 | 0 | 0 | 0 | 0 | 0 | 0 | 1607 | 0 | 0 | 0 | 457.5 | 0 | 0 | 0 | 1
SCE Metro | Huntington Beach | 230 | 0 | 0 | 0 | 0 | 0 | 0 | 0 | 0 | 0 | 0 | 0 | 0 | 0 | 0 | 0 | [29 empty] | 0 | 0 | 0 | 0 | 0 | 0 | 0 | 0 | 0 | 0 | 0 | 0 | 0 | 0 | 0 |  | 0 | 0 | 0 | 0 | 0 | 0 | 0 | 0 | 0 | 0 | 0 | 0 | 0 | 0 | 0 | #REF! | #REF! | #REF! | #REF! | #REF! | #REF! | #REF! | #REF! | #REF! | #REF! | #REF! | #REF! | #REF! | #REF! | 1 | [14 empty] | 0 | 0 | 0 | 0 | 0 | 0 | 0 | 0 | 0 | 0 | 0 | 0 | 0 | 0 | [15 empty] | 0 | 0 | 0 | 0 | 0 | 0 | 0 | 0 | 0 | 0 | 0 | 0 | 0 | 0 | 0 | 0 | 0 | 0 | 0 | 0 | 0 | 0 | 0 | 0 | 0 | 0 | 0 | 0 | 0 | 0 | 0
PG&E NGBA | Ignacio | 115 | 0 | 0 | 0 | 0 | 0 | 0 | 0 | 0 | 0 | 0 | 0 | 0 | 0 | 0 | 0 | 0 | 0 | 0 | 0 | 0 | 0 | 0 | 0 | 0 | 0 | 0 | 0 | 0 | 0 | [15 empty] | 0 | 0 | 0 | 0 | 0 | 0 | 0 | 0 | 0 | 0 | 0 | 0 | 0 | 0 | 0 |  | 0 | 0 | 0 | 0 | 0 | 0 | 0 | 0 | 0 | 0 | 0 | 0 | 0 | 0 | 0 | #REF! | #REF! | #REF! | #REF! | #REF! | #REF! | #REF! | #REF! | #REF! | #REF! | #REF! | #REF! | #REF! | #REF! | 1 | [14 empty] | 0 | 0 | 0 | 0 | 0 | 0 | 0 | 0 | 0 | 0 | 0 | 0 | 0 | 0 | [15 empty] | 0 | 0 | 0 | 0 | 0 | 0 | 0 | 0 | 0 | 0 | 0 | 0 | 0 | 0 | 0 | 0 | 0 | 0 | 0 | 0 | 0 | 0 | 0 | 0 | 0 | 0 | 0 | 0 | 0 | 0 | 0
PG&E NGBA | Ignacio | 230 | 0 | 0 | 0 | 0 | 0 | 0 | 0 | 0 | 0 | 0 | 0 | 0 | 0 | 0 | 0 | 115 | 0 | 0 | 0 | 0 | 0 | 0 | 0 | 0 | 0 | 0 | 0 | 0 | 0 |  | -115 | [13 empty] | 1 | 0 | 0 | 0 | 0 | 0 | 0 | 0 | 0 | 0 | 0 | 0 | 0 | 0 | 0 |  | 0 | 0 | 0 | 0 | 0 | 0 | 0 | 0 | 0 | 0 | 0 | 0 | 0 | 0 | 0 | #REF! | #REF! | #REF! | #REF! | #REF! | #REF! | #REF! | #REF! | #REF! | #REF! | #REF! | #REF! | #REF! | #REF! | 1 | [14 empty] | 115 | 0 | 0 | 0 | 0 | 0 | 0 | 0 | 0 | 0 | 0 | 0 | 0 | 0 | [15 empty] | 0 | 0 | 0 | 0 | 0 | 0 | 0 | 0 | 0 | 0 | 0 | 0 | 0 | 0 | 0 | 0 | 0 | 0 | 0 | 0 | 0 | 0 | 0 | 0 | 0 | 0 | 0 | 0 | 0 | 0 | 0
PG&E NGBA | Ignacio | 60 | 0 | 0 | 0 | 0 | 0 | 0 | 0 | 0 | 0 | 0 | 0 | 0 | 0 | 0 | 0 | 0 | 0 | 0 | 0 | 0 | 0 | 0 | 0 | 0 | 0 | 0 | 0 | 0 | 0 | [15 empty] | 0 | 0 | 0 | 0 | 0 | 0 | 0 | 0 | 0 | 0 | 0 | 0 | 0 | 0 | 0 |  | 0 | 0 | 0 | 0 | 0 | 0 | 0 | 0 | 0 | 0 | 0 | 0 | 0 | 0 | 0 | #REF! | #REF! | #REF! | #REF! | #REF! | #REF! | #REF! | #REF! | #REF! | #REF! | #REF! | #REF! | #REF! | #REF! | 1 | [14 empty] | 0 | 0 | 0 | 0 | 0 | 0 | 0 | 0 | 0 | 0 | 0 | 0 | 0 | 0 | [15 empty] | 0 | 0 | 0 | 0 | 0 | 0 | 0 | 0 | 0 | 0 | 0 | 0 | 0 | 0 | 0 | 0 | 0 | 0 | 0 | 0 | 0 | 0 | 0 | 0 | 0 | 0 | 0 | 0 | 0 | 0 | 0
SDGE | Imperial Beach | 69 | 0 | 0 | 0 | 0 | 0 | 0 | 0 | 0 | 0 | 0 | 0 | 0 | 0 | 0 | 0 | [29 empty] | 0 | 0 | 0 | 0 | 0 | 0 | 0 | 0 | 0 | 0 | 0 | 0 | 0 | 0 | 0 |  | 0 | 0 | 0 | 0 | 0 | 0 | 0 | 0 | 0 | 0 | 0 | 0 | 0 | 0 | 0 | #REF! | #REF! | #REF! | #REF! | #REF! | #REF! | #REF! | #REF! | #REF! | #REF! | #REF! | #REF! | #REF! | #REF! | 1 | [14 empty] | 0 | 0 | 0 | 0 | 0 | 0 | 0 | 0 | 0 | 0 | 0 | 0 | 0 | 0 | [15 empty] | 0 | 0 | 0 | 0 | 0 | 0 | 0 | 0 | 0 | 0 | 0 | 0 | 0 | 0 | 0 | 0 | 0 | 0 | 0 | 0 | 0 | 0 | 0 | 0 | 0 | 0 | 0 | 0 | 0 | 0 | 0
SDGE | Imperial Valley | 230 | 25 | 0 | 0 | 0 | 0 | 0 | 0 | 0 | 0 | 0 | 107 | 528 | 0 | 0 | 1 | [9 empty] | 0 | 0 |  |  |  |  | 505 | [8 empty] | 375 | 375 |  |  |  | 1 | 505 | 0 | 0 | 0 | 0 | 0 | 0 | 0 | 0 | 375 | 375 | 0 | 0 | 0 |  | 530 | 0 | 0 | 0 | 0 | 0 | 0 | 0 | 0 | 375 | 482 | 528 | 0 | 0 | 1 | #REF! | #REF! | #REF! | #REF! | #REF! | #REF! | #REF! | #REF! | #REF! | #REF! | #REF! | #REF! | #REF! | #REF! | 1 | [14 empty] | 0 | 0 | 0 | 0 | 0 | 0 | 0 | 0 | 0 | 0 | 0 | 0 | 0 | 0 | [15 empty] | 0 | 505 | 0 | 0 | 0 | 0 | 0 | 0 | 0 | 0 | 375 | 375 | 0 | 0 | 0 | 1 | 530 | 0 | 0 | 0 | 0 | 0 | 0 | 0 | 0 | 375 | 482 | 528 | 0 | 0 | 1
SDGE | Imperial Valley | 500 | 0 | 0 | 0 | 0 | 0 | 0 | 0 | 0 | 0 | 0 | 0 | 0 | 0 | 0 | 0 | 505 |  | 50 | [6 empty] | 0 | [5 empty] | -505 | [8 empty] | 200 |  |  |  |  | 1 | 0 | 0 | 50 | 0 | 0 | 0 | 0 | 0 | 0 | 200 | 0 | 0 | 0 | 0 |  | 0 | 0 | 50 | 0 | 0 | 0 | 0 | 0 | 0 | 200 | 0 | 0 | 0 | 0 | 1 | #REF! | #REF! | #REF! | #REF! | #REF! | #REF! | #REF! | #REF! | #REF! | #REF! | #REF! | #REF! | #REF! | #REF! | 1 | [14 empty] | 505 | 0 | 50 | 0 | 0 | 0 | 0 | 0 | 0 | 0 | 0 | 0 | 0 | 0 | [15 empty] | 0 | 0 | 0 | 50 | 0 | 0 | 0 | 0 | 0 | 0 | 200 | 0 | 0 | 0 | 0 | 1 | 0 | 0 | 50 | 0 | 0 | 0 | 0 | 0 | 0 | 200 | 0 | 0 | 0 | 0 | 1
EOP | Innovation | 138 | 0 | 0 | 0 | 0 | 0 | 0 | 0 | 0 | 0 | 0 | 0 | 0 | 0 | 0 | 0 | [29 empty] | 0 | 0 | 0 | 0 | 0 | 0 | 0 | 0 | 0 | 0 | 0 | 0 | 0 | 0 | 0 |  | 0 | 0 | 0 | 0 | 0 | 0 | 0 | 0 | 0 | 0 | 0 | 0 | 0 | 0 | 0 | #REF! | #REF! | #REF! | #REF! | #REF! | #REF! | #REF! | #REF! | #REF! | #REF! | #REF! | #REF! | #REF! | #REF! | 1 | [14 empty] | 0 | 0 | 0 | 0 | 0 | 0 | 0 | 0 | 0 | 0 | 0 | 0 | 0 | 0 | [15 empty] | 0 | 0 | 0 | 0 | 0 | 0 | 0 | 0 | 0 | 0 | 0 | 0 | 0 | 0 | 0 | 0 | 0 | 0 | 0 | 0 | 0 | 0 | 0 | 0 | 0 | 0 | 0 | 0 | 0 | 0 | 0
EOP | Innovation | 230 | 0 | 0 | 0 | 0 | 0 | 0 | 0 | 0 | 0 | 0 | 0 | 0 | 0 | 0 | 0 | [9 empty] | 400 |  |  |  | 200 | 1 | [12 empty] | 250 | -200 | 1 | 0 | 0 | 0 | 0 | 0 | 0 | 0 | 0 | 0 | 400 | 0 | 0 | 250 | 0 |  | 0 | 0 | 0 | 0 | 0 | 0 | 0 | 0 | 0 | 400 | 0 | 0 | 250 | 0 | 1 | #REF! | #REF! | #REF! | #REF! | #REF! | #REF! | #REF! | #REF! | #REF! | #REF! | #REF! | #REF! | #REF! | #REF! | 1 | [14 empty] | 0 | 0 | 0 | 0 | 0 | 0 | 0 | 0 | 0 | 400 | 0 | 0 | 0 | 200 | [15 empty] | 0 | 0 | 0 | 0 | 0 | 0 | 0 | 0 | 0 | 0 | 400 | 0 | 0 | 250 | 0 | 1 | 0 | 0 | 0 | 0 | 0 | 0 | 0 | 0 | 0 | 400 | 0 | 0 | 250 | 0 | 1
SCE NOL | Inyokern | 115 | 0 | 0 | 0 | 0 | 0 | 0 | 0 | 0 | 0 | 0 | 31.8 | 0 | 0 | 0 | 1 | [15 empty] | 100 | [13 empty] | 1 | 100 | 0 | 0 | 0 | 0 | 0 | 0 | 0 | 0 | 0 | 0 | 0 | 0 | 0 |  | 100 | 0 | 0 | 0 | 0 | 0 | 0 | 0 | 0 | 0 | 31.8 | 0 | 0 | 0 | 1 | #REF! | #REF! | #REF! | #REF! | #REF! | #REF! | #REF! | #REF! | #REF! | #REF! | #REF! | #REF! | #REF! | #REF! | 1 | [14 empty] | 0 | 0 | 0 | 0 | 0 | 0 | 0 | 0 | 0 | 0 | 0 | 0 | 0 | 0 | [15 empty] | 0 | 100 | 0 | 0 | 0 | 0 | 0 | 0 | 0 | 0 | 0 | 0 | 0 | 0 | 0 | 1 | 100 | 0 | 0 | 0 | 0 | 0 | 0 | 0 | 0 | 0 | 31.8 | 0 | 0 | 0 | 1
EOP | IS Tap | 138 | 0 | 0 | 0 | 0 | 0 | 0 | 0 | 0 | 0 | 0 | 0 | 0 | 0 | 0 | 0 | [12 empty] | 50 |  | 1 | [12 empty] | -50 |  | 1 | 0 | 0 | 0 | 0 | 0 | 0 | 0 | 0 | 0 | 0 | 0 | 0 | 0 | 0 |  | 0 | 0 | 0 | 0 | 0 | 0 | 0 | 0 | 0 | 0 | 0 | 0 | 0 | 0 | 0 | #REF! | #REF! | #REF! | #REF! | #REF! | #REF! | #REF! | #REF! | #REF! | #REF! | #REF! | #REF! | #REF! | #REF! | 1 | [14 empty] | 0 | 0 | 0 | 0 | 0 | 0 | 0 | 0 | 0 | 0 | 0 | 0 | 50 | 0 | [15 empty] | 0 | 0 | 0 | 0 | 0 | 0 | 0 | 0 | 0 | 0 | 0 | 0 | 0 | 0 | 0 | 0 | 0 | 0 | 0 | 0 | 0 | 0 | 0 | 0 | 0 | 0 | 0 | 0 | 0 | 0 | 0
EOP | Ivanpah | 115 | 0 | 0 | 0 | 0 | 0 | 0 | 0 | 0 | 0 | 0 | 0 | 0 | 0 | 0 | 0 | [29 empty] | 0 | 0 | 0 | 0 | 0 | 0 | 0 | 0 | 0 | 0 | 0 | 0 | 0 | 0 | 0 |  | 0 | 0 | 0 | 0 | 0 | 0 | 0 | 0 | 0 | 0 | 0 | 0 | 0 | 0 | 0 | #REF! | #REF! | #REF! | #REF! | #REF! | #REF! | #REF! | #REF! | #REF! | #REF! | #REF! | #REF! | #REF! | #REF! | 1 | [14 empty] | 0 | 0 | 0 | 0 | 0 | 0 | 0 | 0 | 0 | 0 | 0 | 0 | 0 | 0 | [15 empty] | 0 | 0 | 0 | 0 | 0 | 0 | 0 | 0 | 0 | 0 | 0 | 0 | 0 | 0 | 0 | 0 | 0 | 0 | 0 | 0 | 0 | 0 | 0 | 0 | 0 | 0 | 0 | 0 | 0 | 0 | 0
EOP | Ivanpah | 230 | 0 | 0 | 0 | 0 | 0 | 0 | 0 | 0 | 0 | 0 | 0 | 0 | 0 | 0 | 0 | [29 empty] | 0 | 0 | 0 | 0 | 0 | 0 | 0 | 0 | 0 | 0 | 0 | 0 | 0 | 0 | 0 |  | 0 | 0 | 0 | 0 | 0 | 0 | 0 | 0 | 0 | 0 | 0 | 0 | 0 | 0 | 0 | #REF! | #REF! | #REF! | #REF! | #REF! | #REF! | #REF! | #REF! | #REF! | #REF! | #REF! | #REF! | #REF! | #REF! | 1 | [14 empty] | 0 | 0 | 0 | 0 | 0 | 0 | 0 | 0 | 0 | 0 | 0 | 0 | 0 | 0 | [15 empty] | 0 | 0 | 0 | 0 | 0 | 0 | 0 | 0 | 0 | 0 | 0 | 0 | 0 | 0 | 0 | 0 | 0 | 0 | 0 | 0 | 0 | 0 | 0 | 0 | 0 | 0 | 0 | 0 | 0 | 0 | 0
EOP | Jackass (DOE) | 138 | 0 | 0 | 0 | 0 | 0 | 0 | 0 | 0 | 0 | 0 | 0 | 0 | 0 | 0 | 0 | [29 empty] | 0 | 0 | 0 | 0 | 0 | 0 | 0 | 0 | 0 | 0 | 0 | 0 | 0 | 0 | 0 |  | 0 | 0 | 0 | 0 | 0 | 0 | 0 | 0 | 0 | 0 | 0 | 0 | 0 | 0 | 0 | #REF! | #REF! | #REF! | #REF! | #REF! | #REF! | #REF! | #REF! | #REF! | #REF! | #REF! | #REF! | #REF! | #REF! | 1 | [14 empty] | 0 | 0 | 0 | 0 | 0 | 0 | 0 | 0 | 0 | 0 | 0 | 0 | 0 | 0 | [15 empty] | 0 | 0 | 0 | 0 | 0 | 0 | 0 | 0 | 0 | 0 | 0 | 0 | 0 | 0 | 0 | 0 | 0 | 0 | 0 | 0 | 0 | 0 | 0 | 0 | 0 | 0 | 0 | 0 | 0 | 0 | 0
PG&E NGBA | James B Black | 230 | 0 | 0 | 0 | 0 | 0 | 0 | 0 | 0 | 0 | 0 | 0 | 0 | 0 | 0 | 0 | 0 | 0 | 0 | 0 | 0 | 0 | 0 | 0 | 0 | 0 | 0 | 0 | 0 | 0 |  | 130.5 | [13 empty] | 1 | 130.5 | 0 | 0 | 0 | 0 | 0 | 0 | 0 | 0 | 0 | 0 | 0 | 0 | 0 |  | 130.5 | 0 | 0 | 0 | 0 | 0 | 0 | 0 | 0 | 0 | 0 | 0 | 0 | 0 | 1 | #REF! | #REF! | #REF! | #REF! | #REF! | #REF! | #REF! | #REF! | #REF! | #REF! | #REF! | #REF! | #REF! | #REF! | 1 |  |  | 260 | [11 empty] | 0 | 0 | 260 | 0 | 0 | 0 | 0 | 0 | 0 | 0 | 0 | 0 | 0 | 0 |  |  |  | -260 | [11 empty] | 1 | 130.5 | 0 | 0 | 0 | 0 | 0 | 0 | 0 | 0 | 0 | 0 | 0 | 0 | 0 | 1 | 130.5 | 0 | 0 | 0 | 0 | 0 | 0 | 0 | 0 | 0 | 0 | 0 | 0 | 0 | 1
PG&E GBA | Jefferson | 230 | 0 | 0 | 0 | 0 | 0 | 0 | 0 | 0 | 0 | 0 | 0 | 0 | 0 | 0 | 0 | 0 | 0 | 0 | 0 | 0 | 0 | 0 | 0 | 0 | 0 | 0 | 0 | 0 | 0 | [11 empty] | 140 |  |  |  | 1 | 0 | 0 | 0 | 0 | 0 | 0 | 0 | 0 | 0 | 0 | 140 | 0 | 0 | 0 |  | 0 | 0 | 0 | 0 | 0 | 0 | 0 | 0 | 0 | 0 | 140 | 0 | 0 | 0 | 1 | #REF! | #REF! | #REF! | #REF! | #REF! | #REF! | #REF! | #REF! | #REF! | #REF! | #REF! | #REF! | #REF! | #REF! | 1 | [14 empty] | 0 | 0 | 0 | 0 | 0 | 0 | 0 | 0 | 0 | 0 | 0 | 0 | 0 | 0 | [15 empty] | 0 | 0 | 0 | 0 | 0 | 0 | 0 | 0 | 0 | 0 | 0 | 140 | 0 | 0 | 0 | 1 | 0 | 0 | 0 | 0 | 0 | 0 | 0 | 0 | 0 | 0 | 140 | 0 | 0 | 0 | 1
PG&E NGBA | Jessup | 115 | 0 | 0 | 0 | 0 | 0 | 0 | 0 | 0 | 0 | 0 | 0 | 0 | 0 | 0 | 0 | 0 | 0 | 0 | 0 | 0 | 0 | 0 | 0 | 0 | 0 | 0 | 0 | 0 | 0 |  | 100 | [13 empty] | 1 | 100 | 0 | 0 | 0 | 0 | 0 | 0 | 0 | 0 | 0 | 0 | 0 | 0 | 0 |  | 100 | 0 | 0 | 0 | 0 | 0 | 0 | 0 | 0 | 0 | 0 | 0 | 0 | 0 | 1 | #REF! | #REF! | #REF! | #REF! | #REF! | #REF! | #REF! | #REF! | #REF! | #REF! | #REF! | #REF! | #REF! | #REF! | 1 |  |  | 110 | [11 empty] | 0 | 0 | 110 | 0 | 0 | 0 | 0 | 0 | 0 | 0 | 0 | 0 | 0 | 0 |  |  |  | -110 | [11 empty] | 1 | 100 | 0 | 0 | 0 | 0 | 0 | 0 | 0 | 0 | 0 | 0 | 0 | 0 | 0 | 1 | 100 | 0 | 0 | 0 | 0 | 0 | 0 | 0 | 0 | 0 | 0 | 0 | 0 | 0 | 1
SCE Metro | Johanna | 230 | 0 | 0 | 0 | 0 | 0 | 0 | 0 | 0 | 0 | 0 | 0 | 0 | 0 | 0 | 0 | [12 empty] | 298.15 |  | 1 | [12 empty] | -143.15 |  | 1 | 0 | 0 | 0 | 0 | 0 | 0 | 0 | 0 | 0 | 0 | 0 | 0 | 155 | 0 |  | 0 | 0 | 0 | 0 | 0 | 0 | 0 | 0 | 0 | 0 | 0 | 0 | 155 | 0 | 1 | #REF! | #REF! | #REF! | #REF! | #REF! | #REF! | #REF! | #REF! | #REF! | #REF! | #REF! | #REF! | #REF! | #REF! | 1 | [14 empty] | 0 | 0 | 0 | 0 | 0 | 0 | 0 | 0 | 0 | 0 | 0 | 0 | 298.15 | 0 | [15 empty] | 0 | 0 | 0 | 0 | 0 | 0 | 0 | 0 | 0 | 0 | 0 | 0 | 0 | 155 | 0 | 1 | 0 | 0 | 0 | 0 | 0 | 0 | 0 | 0 | 0 | 0 | 0 | 0 | 155 | 0 | 1
SCE Eastern | Julian Hinds | 230 | 0 | 0 | 0 | 0 | 0 | 0 | 0 | 0 | 0 | 0 | 0 | 0 | 0 | 0 | 0 | [29 empty] | 0 | 0 | 0 | 0 | 0 | 0 | 0 | 0 | 0 | 0 | 0 | 0 | 0 | 0 | 0 |  | 0 | 0 | 0 | 0 | 0 | 0 | 0 | 0 | 0 | 0 | 0 | 0 | 0 | 0 | 0 | #REF! | #REF! | #REF! | #REF! | #REF! | #REF! | #REF! | #REF! | #REF! | #REF! | #REF! | #REF! | #REF! | #REF! | 1 | [14 empty] | 0 | 0 | 0 | 0 | 0 | 0 | 0 | 0 | 0 | 0 | 0 | 0 | 0 | 0 | [15 empty] | 0 | 0 | 0 | 0 | 0 | 0 | 0 | 0 | 0 | 0 | 0 | 0 | 0 | 0 | 0 | 0 | 0 | 0 | 0 | 0 | 0 | 0 | 0 | 0 | 0 | 0 | 0 | 0 | 0 | 0 | 0
PG&E GBA | Kasson | 115 | 0 | 0 | 0 | 0 | 0 | 0 | 0 | 0 | 0 | 0 | 0 | 0 | 0 | 0 | 0 | 0 | 0 | 0 | 0 | 0 | 0 | 0 | 0 | 0 | 0 | 0 | 0 | 0 | 0 | [15 empty] | 0 | 0 | 0 | 0 | 0 | 0 | 0 | 0 | 0 | 0 | 0 | 0 | 0 | 0 | 0 |  | 0 | 0 | 0 | 0 | 0 | 0 | 0 | 0 | 0 | 0 | 0 | 0 | 0 | 0 | 0 | #REF! | #REF! | #REF! | #REF! | #REF! | #REF! | #REF! | #REF! | #REF! | #REF! | #REF! | #REF! | #REF! | #REF! | 1 | [14 empty] | 0 | 0 | 0 | 0 | 0 | 0 | 0 | 0 | 0 | 0 | 0 | 0 | 0 | 0 | [15 empty] | 0 | 0 | 0 | 0 | 0 | 0 | 0 | 0 | 0 | 0 | 0 | 0 | 0 | 0 | 0 | 0 | 0 | 0 | 0 | 0 | 0 | 0 | 0 | 0 | 0 | 0 | 0 | 0 | 0 | 0 | 0
PG&E GBA | Kasson | 60 | 0 | 0 | 0 | 0 | 0 | 0 | 0 | 0 | 0 | 0 | 0 | 0 | 0 | 0 | 0 | 0 | 0 | 0 | 0 | 0 | 0 | 0 | 0 | 0 | 0 | 0 | 0 | 0 | 0 | [15 empty] | 0 | 0 | 0 | 0 | 0 | 0 | 0 | 0 | 0 | 0 | 0 | 0 | 0 | 0 | 0 |  | 0 | 0 | 0 | 0 | 0 | 0 | 0 | 0 | 0 | 0 | 0 | 0 | 0 | 0 | 0 | #REF! | #REF! | #REF! | #REF! | #REF! | #REF! | #REF! | #REF! | #REF! | #REF! | #REF! | #REF! | #REF! | #REF! | 1 | [14 empty] | 0 | 0 | 0 | 0 | 0 | 0 | 0 | 0 | 0 | 0 | 0 | 0 | 0 | 0 | [15 empty] | 0 | 0 | 0 | 0 | 0 | 0 | 0 | 0 | 0 | 0 | 0 | 0 | 0 | 0 | 0 | 0 | 0 | 0 | 0 | 0 | 0 | 0 | 0 | 0 | 0 | 0 | 0 | 0 | 0 | 0 | 0
PG&E FRESNO | Kearney | 230 | 0 | 0 | 0 | 0 | 0 | 0 | 0 | 0 | 0 | 0 | 0 | 0 | 0 | 0 | 0 | 0 | 0 | 0 | 0 | 0 | 0 | 0 | 0 | 0 | 0 | 0 | 0 | 0 | 0 | [15 empty] | 0 | 0 | 0 | 0 | 0 | 0 | 0 | 0 | 0 | 0 | 0 | 0 | 0 | 0 | 0 |  | 0 | 0 | 0 | 0 | 0 | 0 | 0 | 0 | 0 | 0 | 0 | 0 | 0 | 0 | 0 | #REF! | #REF! | #REF! | #REF! | #REF! | #REF! | #REF! | #REF! | #REF! | #REF! | #REF! | #REF! | #REF! | #REF! | 1 | 0 | 0 | 0 | 0 | 0 | 0 | 0 | 0 | 0 | 0 | 0 | 0 | 0 | 0 | 0 | 0 | 0 | 0 | 0 | 0 | 0 | 0 | 0 | 0 | 0 | 0 | 0 | 0 | [10 empty] | 20 |  |  |  |  | 1 | 0 | 0 | 0 | 0 | 0 | 0 | 0 | 0 | 0 | 20 | 0 | 0 | 0 | 0 | 1 | 0 | 0 | 0 | 0 | 0 | 0 | 0 | 0 | 0 | 20 | 0 | 0 | 0 | 0 | 1
PG&E FRESNO | Kearney | 70 | 0 | 0 | 0 | 0 | 0 | 0 | 0 | 0 | 0 | 0 | 0 | 0 | 0 | 0 | 0 | 0 | 0 | 0 | 0 | 0 | 0 | 0 | 0 | 0 | 30 | 0 | 0 | 0 | 0 | [10 empty] | -30 |  |  |  |  | 1 | 0 | 0 | 0 | 0 | 0 | 0 | 0 | 0 | 0 | 0 | 0 | 0 | 0 | 0 |  | 0 | 0 | 0 | 0 | 0 | 0 | 0 | 0 | 0 | 0 | 0 | 0 | 0 | 0 | 0 | #REF! | #REF! | #REF! | #REF! | #REF! | #REF! | #REF! | #REF! | #REF! | #REF! | #REF! | #REF! | #REF! | #REF! | 1 | 0 | 0 | 0 | 0 | 0 | 0 | 0 | 0 | 0 | 0 | 0 | 0 | 0 | 0 | 0 | 0 | 0 | 0 | 0 | 0 | 0 | 0 | 0 | 30 | 0 | 0 | 0 | 0 | [15 empty] | 0 | 0 | 0 | 0 | 0 | 0 | 0 | 0 | 0 | 0 | 0 | 0 | 0 | 0 | 0 | 0 | 0 | 0 | 0 | 0 | 0 | 0 | 0 | 0 | 0 | 0 | 0 | 0 | 0 | 0 | 0
PG&E GBA | Kelso | 230 | 0 | 0 | 0 | 0 | 0 | 0 | 0 | 0 | 0 | 0 | 0 | 90.7 | 0 | 0 | 1 | 0 | 0 | 0 | 0 | 0 | 0 | 0 | 0 | 0 | 0 | 0 | 0 | 0 | 0 | [15 empty] | 0 | 0 | 0 | 0 | 0 | 0 | 0 | 0 | 0 | 0 | 0 | 0 | 0 | 0 | 0 |  | 0 | 0 | 0 | 0 | 0 | 0 | 0 | 0 | 0 | 0 | 0 | 90.7 | 0 | 0 | 1 | #REF! | #REF! | #REF! | #REF! | #REF! | #REF! | #REF! | #REF! | #REF! | #REF! | #REF! | #REF! | #REF! | #REF! | 1 | [14 empty] | 0 | 0 | 0 | 0 | 0 | 0 | 0 | 0 | 0 | 0 | 0 | 0 | 0 | 0 | [15 empty] | 0 | 0 | 0 | 0 | 0 | 0 | 0 | 0 | 0 | 0 | 0 | 0 | 0 | 0 | 0 | 0 | 0 | 0 | 0 | 0 | 0 | 0 | 0 | 0 | 0 | 0 | 0 | 90.7 | 0 | 0 | 1
PG&E FRESNO | Kerchoff 1 | 115 | 0 | 0 | 0 | 0 | 0 | 0 | 0 | 0 | 0 | 0 | 0 | 0 | 0 | 0 | 0 | 0 | 0 | 0 | 0 | 0 | 0 | 0 | 0 | 0 | 0 | 0 | 0 | 0 | 0 | [15 empty] | 0 | 0 | 0 | 0 | 0 | 0 | 0 | 0 | 0 | 0 | 0 | 0 | 0 | 0 | 0 |  | 0 | 0 | 0 | 0 | 0 | 0 | 0 | 0 | 0 | 0 | 0 | 0 | 0 | 0 | 0 | #REF! | #REF! | #REF! | #REF! | #REF! | #REF! | #REF! | #REF! | #REF! | #REF! | #REF! | #REF! | #REF! | #REF! | 1 | 0 | 0 | 0 | 0 | 0 | 0 | 0 | 0 | 0 | 0 | 0 | 0 | 0 | 0 | 0 | 0 | 0 | 0 | 0 | 0 | 0 | 0 | 0 | 0 | 0 | 0 | 0 | 0 | [15 empty] | 0 | 0 | 0 | 0 | 0 | 0 | 0 | 0 | 0 | 0 | 0 | 0 | 0 | 0 | 0 | 0 | 0 | 0 | 0 | 0 | 0 | 0 | 0 | 0 | 0 | 0 | 0 | 0 | 0 | 0 | 0
PG&E KERN | Kern Oil | 115 | 0 | 0 | 0 | 0 | 0 | 0 | 0 | 0 | 0 | 0 | 0 | 0 | 0 | 0 | 0 | 0 | 0 | 0 | 0 | 0 | 0 | 0 | 0 | 0 | 0 | 115 | 0 | 0 | 0 | [15 empty] | 0 | 0 | 0 | 0 | 0 | 0 | 0 | 0 | 0 | 0 | 0 | 115 | 0 | 0 | 0 |  | 0 | 0 | 0 | 0 | 0 | 0 | 0 | 0 | 0 | 0 | 115 | 0 | 0 | 0 | 1 | #REF! | #REF! | #REF! | #REF! | #REF! | #REF! | #REF! | #REF! | #REF! | #REF! | #REF! | #REF! | #REF! | #REF! | 1 | [14 empty] | 0 | 0 | 0 | 0 | 0 | 0 | 0 | 0 | 0 | 0 | 115 | 0 | 0 | 0 | [15 empty] | 0 | 0 | 0 | 0 | 0 | 0 | 0 | 0 | 0 | 0 | 0 | 115 | 0 | 0 | 0 | 1 | 0 | 0 | 0 | 0 | 0 | 0 | 0 | 0 | 0 | 0 | 115 | 0 | 0 | 0 | 1
PG&E KERN | Kern PP | 115 | 0 | 0 | 0 | 0 | 0 | 0 | 0 | 0 | 0 | 0 | 0 | 0 | 0 | 0 | 0 | 0 | 0 | 0 | 0 | 0 | 0 | 0 | 0 | 0 | 0 | 120 | 0 | 0 | 0 | [10 empty] | 100 |  |  |  | 260 | 1 | 0 | 0 | 0 | 0 | 0 | 0 | 0 | 0 | 0 | 100 | 120 | 0 | 0 | 260 |  | 0 | 0 | 0 | 0 | 0 | 0 | 0 | 0 | 0 | 100 | 120 | 0 | 0 | 260 | 1 | #REF! | #REF! | #REF! | #REF! | #REF! | #REF! | #REF! | #REF! | #REF! | #REF! | #REF! | #REF! | #REF! | #REF! | 1 | [14 empty] | 0 | 0 | 0 | 0 | 0 | 0 | 0 | 0 | 0 | 0 | 120 | 0 | 0 | 0 | [15 empty] | 0 | 0 | 0 | 0 | 0 | 0 | 0 | 0 | 0 | 0 | 100 | 120 | 0 | 0 | 260 | 1 | 0 | 0 | 0 | 0 | 0 | 0 | 0 | 0 | 0 | 100 | 120 | 0 | 0 | 260 | 1
PG&E KERN | Kern PP | 230 | 0 | 0 | 0 | 0 | 0 | 0 | 0 | 0 | 0 | 0 | 0 | 0 | 0 | 0 | 0 | 0 | 0 | 0 | 0 | 0 | 0 | 0 | 0 | 0 | 0 | 90 | 0 | 0 | 0 | [11 empty] | -90 |  |  |  | 1 | 0 | 0 | 0 | 0 | 0 | 0 | 0 | 0 | 0 | 0 | 0 | 0 | 0 | 0 |  | 0 | 0 | 0 | 0 | 0 | 0 | 0 | 0 | 0 | 0 | 0 | 0 | 0 | 0 | 0 | #REF! | #REF! | #REF! | #REF! | #REF! | #REF! | #REF! | #REF! | #REF! | #REF! | #REF! | #REF! | #REF! | #REF! | 1 | [14 empty] | 0 | 0 | 0 | 0 | 0 | 0 | 0 | 0 | 0 | 0 | 90 | 0 | 0 | 0 | [15 empty] | 0 | 0 | 0 | 0 | 0 | 0 | 0 | 0 | 0 | 0 | 0 | 0 | 0 | 0 | 0 | 0 | 0 | 0 | 0 | 0 | 0 | 0 | 0 | 0 | 0 | 0 | 0 | 0 | 0 | 0 | 0
PG&E KERN | Kern PP | 70 | 0 | 0 | 0 | 0 | 0 | 0 | 0 | 0 | 0 | 0 | 0 | 0 | 0 | 0 | 0 | 0 | 0 | 0 | 0 | 0 | 0 | 0 | 0 | 0 | 0 | 0 | 0 | 0 | 0 | [15 empty] | 0 | 0 | 0 | 0 | 0 | 0 | 0 | 0 | 0 | 0 | 0 | 0 | 0 | 0 | 0 |  | 0 | 0 | 0 | 0 | 0 | 0 | 0 | 0 | 0 | 0 | 0 | 0 | 0 | 0 | 0 | #REF! | #REF! | #REF! | #REF! | #REF! | #REF! | #REF! | #REF! | #REF! | #REF! | #REF! | #REF! | #REF! | #REF! | 1 | [14 empty] | 0 | 0 | 0 | 0 | 0 | 0 | 0 | 0 | 0 | 0 | 0 | 0 | 0 | 0 | [15 empty] | 0 | 0 | 0 | 0 | 0 | 0 | 0 | 0 | 0 | 0 | 0 | 0 | 0 | 0 | 0 | 0 | 0 | 0 | 0 | 0 | 0 | 0 | 0 | 0 | 0 | 0 | 0 | 0 | 0 | 0 | 0
PG&E KERN | Kernridge | 115 | 0 | 0 | 0 | 0 | 0 | 0 | 0 | 0 | 0 | 0 | 0 | 0 | 0 | 0 | 0 | 0 | 0 | 0 | 0 | 0 | 0 | 0 | 0 | 0 | 0 | 0 | 0 | 0 | 0 | [10 empty] | 100 |  |  |  |  | 1 | 0 | 0 | 0 | 0 | 0 | 0 | 0 | 0 | 0 | 100 | 0 | 0 | 0 | 0 |  | 0 | 0 | 0 | 0 | 0 | 0 | 0 | 0 | 0 | 100 | 0 | 0 | 0 | 0 | 1 | #REF! | #REF! | #REF! | #REF! | #REF! | #REF! | #REF! | #REF! | #REF! | #REF! | #REF! | #REF! | #REF! | #REF! | 1 | [14 empty] | 0 | 0 | 0 | 0 | 0 | 0 | 0 | 0 | 0 | 0 | 0 | 0 | 0 | 0 | [15 empty] | 0 | 0 | 0 | 0 | 0 | 0 | 0 | 0 | 0 | 0 | 100 | 0 | 0 | 0 | 0 | 1 | 0 | 0 | 0 | 0 | 0 | 0 | 0 | 0 | 0 | 100 | 0 | 0 | 0 | 0 | 1
PG&E FRESNO | Kingsburg | 115 | 0 | 0 | 0 | 0 | 0 | 0 | 0 | 0 | 0 | 0 | 0 | 0 | 0 | 0 | 0 | 0 | 0 | 0 | 0 | 0 | 0 | 0 | 0 | 0 | 0 | 0 | 0 | 0 | 0 | [15 empty] | 0 | 0 | 0 | 0 | 0 | 0 | 0 | 0 | 0 | 0 | 0 | 0 | 0 | 0 | 0 |  | 0 | 0 | 0 | 0 | 0 | 0 | 0 | 0 | 0 | 0 | 0 | 0 | 0 | 0 | 0 | #REF! | #REF! | #REF! | #REF! | #REF! | #REF! | #REF! | #REF! | #REF! | #REF! | #REF! | #REF! | #REF! | #REF! | 1 | 0 | 0 | 0 | 0 | 0 | 0 | 0 | 0 | 0 | 0 | 0 | 0 | 0 | 0 | 0 | 0 | 0 | 0 | 0 | 0 | 0 | 0 | 0 | 0 | 0 | 0 | 0 | 0 | [15 empty] | 0 | 0 | 0 | 0 | 0 | 0 | 0 | 0 | 0 | 0 | 0 | 0 | 0 | 0 | 0 | 0 | 0 | 0 | 0 | 0 | 0 | 0 | 0 | 0 | 0 | 0 | 0 | 0 | 0 | 0 | 0
PG&E GBA | Kirker | 115 | 0 | 0 | 0 | 0 | 0 | 0 | 0 | 0 | 2.9 | 0 | 0 | 0 | 0 | 0 | 1 | 0 | 0 | 0 | 0 | 0 | 0 | 0 | 0 | 0 | 0 | 0 | 0 | 0 | 0 | [15 empty] | 0 | 0 | 0 | 0 | 0 | 0 | 0 | 0 | 0 | 0 | 0 | 0 | 0 | 0 | 0 |  | 0 | 0 | 0 | 0 | 0 | 0 | 0 | 0 | 2.9 | 0 | 0 | 0 | 0 | 0 | 1 | #REF! | #REF! | #REF! | #REF! | #REF! | #REF! | #REF! | #REF! | #REF! | #REF! | #REF! | #REF! | #REF! | #REF! | 1 | [14 empty] | 0 | 0 | 0 | 0 | 0 | 0 | 0 | 0 | 0 | 0 | 0 | 0 | 0 | 0 | [15 empty] | 0 | 0 | 0 | 0 | 0 | 0 | 0 | 0 | 0 | 0 | 0 | 0 | 0 | 0 | 0 | 0 | 0 | 0 | 0 | 0 | 0 | 0 | 0 | 0 | 2.9 | 0 | 0 | 0 | 0 | 0 | 1
PG&E NGBA | Knights Landing | 115 | 0 | 0 | 0 | 0 | 0 | 0 | 0 | 0 | 0 | 0 | 0 | 0 | 0 | 0 | 0 | 0 | 0 | 0 | 0 | 0 | 0 | 0 | 0 | 0 | 0 | 0 | 0 | 0 | 0 | [15 empty] | 0 | 0 | 0 | 0 | 0 | 0 | 0 | 0 | 0 | 0 | 0 | 0 | 0 | 0 | 0 |  | 0 | 0 | 0 | 0 | 0 | 0 | 0 | 0 | 0 | 0 | 0 | 0 | 0 | 0 | 0 | #REF! | #REF! | #REF! | #REF! | #REF! | #REF! | #REF! | #REF! | #REF! | #REF! | #REF! | #REF! | #REF! | #REF! | 1 | [14 empty] | 0 | 0 | 0 | 0 | 0 | 0 | 0 | 0 | 0 | 0 | 0 | 0 | 0 | 0 | [15 empty] | 0 | 0 | 0 | 0 | 0 | 0 | 0 | 0 | 0 | 0 | 0 | 0 | 0 | 0 | 0 | 0 | 0 | 0 | 0 | 0 | 0 | 0 | 0 | 0 | 0 | 0 | 0 | 0 | 0 | 0 | 0
PG&E NGBA | Konocti | 60 | 0 | 0 | 0 | 0 | 0 | 0 | 0 | 0 | 0 | 0 | 0 | 0 | 0 | 0 | 0 | 0 | 0 | 0 | 0 | 0 | 0 | 0 | 0 | 0 | 0 | 0 | 0 | 0 | 0 | [15 empty] | 0 | 0 | 0 | 0 | 0 | 0 | 0 | 0 | 0 | 0 | 0 | 0 | 0 | 0 | 0 |  | 0 | 0 | 0 | 0 | 0 | 0 | 0 | 0 | 0 | 0 | 0 | 0 | 0 | 0 | 0 | #REF! | #REF! | #REF! | #REF! | #REF! | #REF! | #REF! | #REF! | #REF! | #REF! | #REF! | #REF! | #REF! | #REF! | 1 | [14 empty] | 0 | 0 | 0 | 0 | 0 | 0 | 0 | 0 | 0 | 0 | 0 | 0 | 0 | 0 | [15 empty] | 0 | 0 | 0 | 0 | 0 | 0 | 0 | 0 | 0 | 0 | 0 | 0 | 0 | 0 | 0 | 0 | 0 | 0 | 0 | 0 | 0 | 0 | 0 | 0 | 0 | 0 | 0 | 0 | 0 | 0 | 0
SCE NOL | Kramer | 115 | 0 | 0 | 0 | 0 | 0 | 0 | 0 | 0 | 0 | 0 | 4 | 0 | 6 | 0 | 1 | [29 empty] | 0 | 0 | 0 | 0 | 0 | 0 | 0 | 0 | 0 | 0 | 0 | 0 | 0 | 0 | 0 |  | 0 | 0 | 0 | 0 | 0 | 0 | 0 | 0 | 0 | 0 | 4 | 0 | 6 | 0 | 1 | #REF! | #REF! | #REF! | #REF! | #REF! | #REF! | #REF! | #REF! | #REF! | #REF! | #REF! | #REF! | #REF! | #REF! | 1 | [14 empty] | 0 | 0 | 0 | 0 | 0 | 0 | 0 | 0 | 0 | 0 | 0 | 0 | 0 | 0 | [15 empty] | 0 | 0 | 0 | 0 | 0 | 0 | 0 | 0 | 0 | 0 | 0 | 0 | 0 | 0 | 0 | 0 | 0 | 0 | 0 | 0 | 0 | 0 | 0 | 0 | 0 | 0 | 4 | 0 | 6 | 0 | 1
SCE NOL | Kramer | 230 | 0 | 0 | 0 | 0 | 0 | 0 | 0 | 0 | 0 | 70 | 200 | 225 | 0 | 0 | 1 | [29 empty] | 0 | 0 | 0 | 0 | 0 | 0 | 0 | 0 | 0 | 0 | 0 | 0 | 0 | 0 | 0 |  | 0 | 0 | 0 | 0 | 0 | 0 | 0 | 0 | 0 | 70 | 200 | 225 | 0 | 0 | 1 | #REF! | #REF! | #REF! | #REF! | #REF! | #REF! | #REF! | #REF! | #REF! | #REF! | #REF! | #REF! | #REF! | #REF! | 1 | [14 empty] | 0 | 0 | 0 | 0 | 0 | 0 | 0 | 0 | 0 | 0 | 0 | 0 | 0 | 0 | [15 empty] | 0 | 0 | 0 | 0 | 0 | 0 | 0 | 0 | 0 | 0 | 0 | 0 | 0 | 0 | 0 | 0 | 0 | 0 | 0 | 0 | 0 | 0 | 0 | 0 | 0 | 70 | 200 | 225 | 0 | 0 | 1
SCE Metro | La Cienega | 230 | 0 | 0 | 0 | 0 | 0 | 0 | 0 | 0 | 0 | 0 | 0 | 0 | 0 | 0 | 0 | [14 empty] | 1 | [12 empty] | 405 |  | 1 | 0 | 0 | 0 | 0 | 0 | 0 | 0 | 0 | 0 | 0 | 0 | 0 | 405 | 0 |  | 0 | 0 | 0 | 0 | 0 | 0 | 0 | 0 | 0 | 0 | 0 | 0 | 405 | 0 | 1 | #REF! | #REF! | #REF! | #REF! | #REF! | #REF! | #REF! | #REF! | #REF! | #REF! | #REF! | #REF! | #REF! | #REF! | 1 | [14 empty] | 0 | 0 | 0 | 0 | 0 | 0 | 0 | 0 | 0 | 0 | 0 | 0 | 0 | 0 | [15 empty] | 0 | 0 | 0 | 0 | 0 | 0 | 0 | 0 | 0 | 0 | 0 | 0 | 0 | 405 | 0 | 1 | 0 | 0 | 0 | 0 | 0 | 0 | 0 | 0 | 0 | 0 | 0 | 0 | 405 | 0 | 1
SCE Metro | La Fresa | 230 | 0 | 0 | 0 | 0 | 0 | 0 | 0 | 0 | 0 | 0 | 0 | 0 | 0 | 0 | 0 | [29 empty] | 0 | 0 | 0 | 0 | 0 | 0 | 0 | 0 | 0 | 0 | 0 | 0 | 0 | 0 | 0 |  | 0 | 0 | 0 | 0 | 0 | 0 | 0 | 0 | 0 | 0 | 0 | 0 | 0 | 0 | 0 | #REF! | #REF! | #REF! | #REF! | #REF! | #REF! | #REF! | #REF! | #REF! | #REF! | #REF! | #REF! | #REF! | #REF! | 1 | [14 empty] | 0 | 0 | 0 | 0 | 0 | 0 | 0 | 0 | 0 | 0 | 0 | 0 | 0 | 0 | [15 empty] | 0 | 0 | 0 | 0 | 0 | 0 | 0 | 0 | 0 | 0 | 0 | 0 | 0 | 0 | 0 | 0 | 0 | 0 | 0 | 0 | 0 | 0 | 0 | 0 | 0 | 0 | 0 | 0 | 0 | 0 | 0
SCE Metro | Laguna Bell | 230 | 0 | 0 | 0 | 0 | 0 | 0 | 0 | 0 | 0.68 | 0 | 0 | 250 | 0 | 0 | 1 | [12 empty] | 300 |  | 1 | [12 empty] | 112 |  | 1 | 0 | 0 | 0 | 0 | 0 | 0 | 0 | 0 | 0 | 0 | 0 | 0 | 412 | 0 |  | 0 | 0 | 0 | 0 | 0 | 0 | 0 | 0 | 0.68 | 0 | 0 | 250 | 412 | 0 | 1 | #REF! | #REF! | #REF! | #REF! | #REF! | #REF! | #REF! | #REF! | #REF! | #REF! | #REF! | #REF! | #REF! | #REF! | 1 | [11 empty] | 0 | 0 |  | 0 | 0 | 0 | 0 | 0 | 0 | 0 | 0 | 0 | 0 | 0 | 0 | 300 | 0 | [15 empty] | 0 | 0 | 0 | 0 | 0 | 0 | 0 | 0 | 0 | 0 | 0 | 0 | 0 | 412 | 0 | 1 | 0 | 0 | 0 | 0 | 0 | 0 | 0 | 0 | 0.68 | 0 | 0 | 250 | 412 | 0 | 1
PG&E KERN | Lakeview | 70 | 0 | 0 | 0 | 0 | 0 | 0 | 0 | 0 | 0 | 0 | 0 | 65.6 | 0 | 0 | 1 | 0 | 0 | 0 | 0 | 0 | 0 | 0 | 0 | 0 | 0 | 0 | 0 | 0 | 0 | [15 empty] | 0 | 0 | 0 | 0 | 0 | 0 | 0 | 0 | 0 | 0 | 0 | 0 | 0 | 0 | 0 |  | 0 | 0 | 0 | 0 | 0 | 0 | 0 | 0 | 0 | 0 | 0 | 65.6 | 0 | 0 | 1 | #REF! | #REF! | #REF! | #REF! | #REF! | #REF! | #REF! | #REF! | #REF! | #REF! | #REF! | #REF! | #REF! | #REF! | 1 | [14 empty] | 0 | 0 | 0 | 0 | 0 | 0 | 0 | 0 | 0 | 0 | 0 | 0 | 0 | 0 | [15 empty] | 0 | 0 | 0 | 0 | 0 | 0 | 0 | 0 | 0 | 0 | 0 | 0 | 0 | 0 | 0 | 0 | 0 | 0 | 0 | 0 | 0 | 0 | 0 | 0 | 0 | 0 | 0 | 65.6 | 0 | 0 | 1
PG&E NGBA | Lakeville | 230 | 0 | 0 | 0 | 0 | 0 | 0 | 0 | 0 | 0 | 0 | 0 | 0 | 0 | 0 | 0 | 0 | 0 | 0 | 0 | 0 | 0 | 0 | 0 | 0 | 0 | 0 | 0 | 0 | 0 | [15 empty] | 0 | 0 | 0 | 0 | 0 | 0 | 0 | 0 | 0 | 0 | 0 | 0 | 0 | 0 | 0 |  | 0 | 0 | 0 | 0 | 0 | 0 | 0 | 0 | 0 | 0 | 0 | 0 | 0 | 0 | 0 | #REF! | #REF! | #REF! | #REF! | #REF! | #REF! | #REF! | #REF! | #REF! | #REF! | #REF! | #REF! | #REF! | #REF! | 1 | [14 empty] | 0 | 0 | 0 | 0 | 0 | 0 | 0 | 0 | 0 | 0 | 0 | 0 | 0 | 0 | [15 empty] | 0 | 0 | 0 | 0 | 0 | 0 | 0 | 0 | 0 | 0 | 0 | 0 | 0 | 0 | 0 | 0 | 0 | 0 | 0 | 0 | 0 | 0 | 0 | 0 | 0 | 0 | 0 | 0 | 0 | 0 | 0
PG&E NGBA | Lakeville | 60 | 0 | 0 | 0 | 0 | 0 | 0 | 0 | 0 | 0 | 0 | 0 | 0 | 0 | 0 | 0 | 0 | 0 | 0 | 0 | 0 | 0 | 0 | 0 | 0 | 0 | 0 | 0 | 0 | 0 | [15 empty] | 0 | 0 | 0 | 0 | 0 | 0 | 0 | 0 | 0 | 0 | 0 | 0 | 0 | 0 | 0 |  | 0 | 0 | 0 | 0 | 0 | 0 | 0 | 0 | 0 | 0 | 0 | 0 | 0 | 0 | 0 | #REF! | #REF! | #REF! | #REF! | #REF! | #REF! | #REF! | #REF! | #REF! | #REF! | #REF! | #REF! | #REF! | #REF! | 1 | [14 empty] | 0 | 0 | 0 | 0 | 0 | 0 | 0 | 0 | 0 | 0 | 0 | 0 | 0 | 0 | [15 empty] | 0 | 0 | 0 | 0 | 0 | 0 | 0 | 0 | 0 | 0 | 0 | 0 | 0 | 0 | 0 | 0 | 0 | 0 | 0 | 0 | 0 | 0 | 0 | 0 | 0 | 0 | 0 | 0 | 0 | 0 | 0
PG&E NGBA | Lakeville | 115 | 0 | 0 | 0 | 0 | 0 | 0 | 0 | 0 | 0 | 0 | 0 | 50 | 0 | 0 | 1 | 35.8 | 0 | 0 | 0 | 0 | 0 | 0 | 0 | 0 | 0 | 0 | 0 | 0 | 0 |  | -27.8 | [13 empty] | 1 | 8 | 0 | 0 | 0 | 0 | 0 | 0 | 0 | 0 | 0 | 0 | 0 | 0 | 0 |  | 8 | 0 | 0 | 0 | 0 | 0 | 0 | 0 | 0 | 0 | 0 | 50 | 0 | 0 | 1 | #REF! | #REF! | #REF! | #REF! | #REF! | #REF! | #REF! | #REF! | #REF! | #REF! | #REF! | #REF! | #REF! | #REF! | 1 | [14 empty] | 35.8 | 0 | 0 | 0 | 0 | 0 | 0 | 0 | 0 | 0 | 0 | 0 | 0 | 0 | [15 empty] | 0 | 8 | 0 | 0 | 0 | 0 | 0 | 0 | 0 | 0 | 0 | 0 | 0 | 0 | 0 | 1 | 8 | 0 | 0 | 0 | 0 | 0 | 0 | 0 | 0 | 0 | 0 | 50 | 0 | 0 | 1
PG&E GBA | Lakewood | 115 | 0 | 0 | 0 | 0 | 0 | 0 | 0 | 0 | 0 | 0 | 0 | 0 | 0 | 0 | 0 | 0 | 0 | 0 | 0 | 0 | 0 | 0 | 0 | 0 | 0 | 0 | 0 | 0 | 0 | [15 empty] | 0 | 0 | 0 | 0 | 0 | 0 | 0 | 0 | 0 | 0 | 0 | 0 | 0 | 0 | 0 |  | 0 | 0 | 0 | 0 | 0 | 0 | 0 | 0 | 0 | 0 | 0 | 0 | 0 | 0 | 0 | #REF! | #REF! | #REF! | #REF! | #REF! | #REF! | #REF! | #REF! | #REF! | #REF! | #REF! | #REF! | #REF! | #REF! | 1 | [14 empty] | 0 | 0 | 0 | 0 | 0 | 0 | 0 | 0 | 0 | 0 | 0 | 0 | 0 | 0 | [15 empty] | 0 | 0 | 0 | 0 | 0 | 0 | 0 | 0 | 0 | 0 | 0 | 0 | 0 | 0 | 0 | 0 | 0 | 0 | 0 | 0 | 0 | 0 | 0 | 0 | 0 | 0 | 0 | 0 | 0 | 0 | 0
PG&E NGBA | Lambie | 230 | 0 | 0 | 0 | 0 | 0 | 0 | 0 | 0 | 0 | 0 | 0 | 0 | 0 | 0 | 0 | 0 | 0 | 0 | 130 | 0 | 0 | 0 | 0 | 0 | 0 | 0 | 0 | 0 | 0 |  |  |  |  | -130 | [10 empty] | 1 | 0 | 0 | 0 | 0 | 0 | 0 | 0 | 0 | 0 | 0 | 0 | 0 | 0 | 0 |  | 0 | 0 | 0 | 0 | 0 | 0 | 0 | 0 | 0 | 0 | 0 | 0 | 0 | 0 | 0 | #REF! | #REF! | #REF! | #REF! | #REF! | #REF! | #REF! | #REF! | #REF! | #REF! | #REF! | #REF! | #REF! | #REF! | 1 | [14 empty] | 0 | 0 | 0 | 130 | 0 | 0 | 0 | 0 | 0 | 0 | 0 | 0 | 0 | 0 | [15 empty] | 0 | 0 | 0 | 0 | 0 | 0 | 0 | 0 | 0 | 0 | 0 | 0 | 0 | 0 | 0 | 0 | 0 | 0 | 0 | 0 | 0 | 0 | 0 | 0 | 0 | 0 | 0 | 0 | 0 | 0 | 0
PG&E GBA | Lammers | 115 | 0 | 0 | 0 | 0 | 0 | 0 | 0 | 0 | 0 | 0 | 0 | 0 | 0 | 0 | 0 | 0 | 0 | 0 | 0 | 0 | 0 | 0 | 0 | 0 | 0 | 0 | 0 | 0 | 0 | [15 empty] | 0 | 0 | 0 | 0 | 0 | 0 | 0 | 0 | 0 | 0 | 0 | 0 | 0 | 0 | 0 |  | 0 | 0 | 0 | 0 | 0 | 0 | 0 | 0 | 0 | 0 | 0 | 0 | 0 | 0 | 0 | #REF! | #REF! | #REF! | #REF! | #REF! | #REF! | #REF! | #REF! | #REF! | #REF! | #REF! | #REF! | #REF! | #REF! | 1 | [14 empty] | 0 | 0 | 0 | 0 | 0 | 0 | 0 | 0 | 0 | 0 | 0 | 0 | 0 | 0 | [15 empty] | 0 | 0 | 0 | 0 | 0 | 0 | 0 | 0 | 0 | 0 | 0 | 0 | 0 | 0 | 0 | 0 | 0 | 0 | 0 | 0 | 0 | 0 | 0 | 0 | 0 | 0 | 0 | 0 | 0 | 0 | 0
PG&E KERN | Lamont | 115 | 0 | 0 | 0 | 0 | 0 | 0 | 0 | 0 | 0 | 0 | 0 | 0 | 0 | 0 | 0 | 0 | 0 | 0 | 0 | 0 | 0 | 0 | 0 | 0 | 0 | 0 | 0 | 0 | 0 | [10 empty] | 50 | 80 |  |  |  | 1 | 0 | 0 | 0 | 0 | 0 | 0 | 0 | 0 | 0 | 50 | 80 | 0 | 0 | 0 |  | 0 | 0 | 0 | 0 | 0 | 0 | 0 | 0 | 0 | 50 | 80 | 0 | 0 | 0 | 1 | #REF! | #REF! | #REF! | #REF! | #REF! | #REF! | #REF! | #REF! | #REF! | #REF! | #REF! | #REF! | #REF! | #REF! | 1 | [14 empty] | 0 | 0 | 0 | 0 | 0 | 0 | 0 | 0 | 0 | 0 | 0 | 0 | 0 | 0 | [15 empty] | 0 | 0 | 0 | 0 | 0 | 0 | 0 | 0 | 0 | 0 | 50 | 80 | 0 | 0 | 0 | 1 | 0 | 0 | 0 | 0 | 0 | 0 | 0 | 0 | 0 | 50 | 80 | 0 | 0 | 0 | 1
PG&E FRESNO | Las Aguilas | 230 | 0 | 0 | 0 | 0 | 0 | 0 | 0 | 0 | 0 | 0 | 0 | 0 | 0 | 0 | 0 | 0 | 0 | 0 | 0 | 0 | 0 | 0 | 0 | 0 | 120 | 0 | 0 | 0 | 0 | [10 empty] | -120 |  |  |  |  | 1 | 0 | 0 | 0 | 0 | 0 | 0 | 0 | 0 | 0 | 0 | 0 | 0 | 0 | 0 |  | 0 | 0 | 0 | 0 | 0 | 0 | 0 | 0 | 0 | 0 | 0 | 0 | 0 | 0 | 0 | #REF! | #REF! | #REF! | #REF! | #REF! | #REF! | #REF! | #REF! | #REF! | #REF! | #REF! | #REF! | #REF! | #REF! | 1 | 0 | 0 | 0 | 0 | 0 | 0 | 0 | 0 | 0 | 20 | 0 | 0 | 0 | 0 | 0 | 0 | 0 | 0 | 0 | 0 | 0 | 0 | 0 | 140 | 0 | 0 | 0 | 0 | [10 empty] | -20 |  |  |  |  | 1 | 0 | 0 | 0 | 0 | 0 | 0 | 0 | 0 | 0 | 0 | 0 | 0 | 0 | 0 | 0 | 0 | 0 | 0 | 0 | 0 | 0 | 0 | 0 | 0 | 0 | 0 | 0 | 0 | 0 | 0
EOP | Lathrop | 138 | 0 | 0 | 0 | 0 | 0 | 0 | 0 | 0 | 0 | 0 | 0 | 0 | 0 | 0 | 0 | [29 empty] | 0 | 0 | 0 | 0 | 0 | 0 | 0 | 0 | 0 | 0 | 0 | 0 | 0 | 0 | 0 |  | 0 | 0 | 0 | 0 | 0 | 0 | 0 | 0 | 0 | 0 | 0 | 0 | 0 | 0 | 0 | #REF! | #REF! | #REF! | #REF! | #REF! | #REF! | #REF! | #REF! | #REF! | #REF! | #REF! | #REF! | #REF! | #REF! | 1 | [14 empty] | 0 | 0 | 0 | 0 | 0 | 0 | 0 | 0 | 0 | 0 | 0 | 0 | 0 | 0 | [15 empty] | 0 | 0 | 0 | 0 | 0 | 0 | 0 | 0 | 0 | 0 | 0 | 0 | 0 | 0 | 0 | 0 | 0 | 0 | 0 | 0 | 0 | 0 | 0 | 0 | 0 | 0 | 0 | 0 | 0 | 0 | 0
EOP | Lathrop | 230 | 0 | 0 | 0 | 0 | 0 | 0 | 0 | 0 | 0 | 0 | 0 | 0 | 0 | 0 | 0 | [9 empty] | 300 |  |  | 40 |  | 1 |  |  | 171 | [7 empty] | 470 |  | -40 |  | 1 | 0 | 0 | 171 | 0 | 0 | 0 | 0 | 0 | 0 | 300 | 470 | 0 | 0 | 0 |  | 0 | 0 | 171 | 0 | 0 | 0 | 0 | 0 | 0 | 300 | 470 | 0 | 0 | 0 | 1 | #REF! | #REF! | #REF! | #REF! | #REF! | #REF! | #REF! | #REF! | #REF! | #REF! | #REF! | #REF! | #REF! | #REF! | 1 | [14 empty] | 0 | 0 | 0 | 0 | 0 | 0 | 0 | 0 | 0 | 300 | 0 | 0 | 40 | 0 | [15 empty] | 0 | 0 | 0 | 171 | 0 | 0 | 0 | 0 | 0 | 0 | 300 | 470 | 0 | 0 | 0 | 1 | 0 | 0 | 171 | 0 | 0 | 0 | 0 | 0 | 0 | 300 | 470 | 0 | 0 | 0 | 1
PG&E FRESNO | Le Grand | 115 | 0 | 0 | 0 | 0 | 0 | 0 | 0 | 0 | 0 | 0 | 0 | 0 | 0 | 0 | 0 | 0 | 0 | 0 | 0 | 0 | 0 | 0 | 0 | 0 | 0 | 0 | 0 | 0 | 0 | [15 empty] | 0 | 0 | 0 | 0 | 0 | 0 | 0 | 0 | 0 | 0 | 0 | 0 | 0 | 0 | 0 |  | 0 | 0 | 0 | 0 | 0 | 0 | 0 | 0 | 0 | 0 | 0 | 0 | 0 | 0 | 0 | #REF! | #REF! | #REF! | #REF! | #REF! | #REF! | #REF! | #REF! | #REF! | #REF! | #REF! | #REF! | #REF! | #REF! | 1 | 0 | 0 | 0 | 0 | 0 | 0 | 0 | 0 | 0 | 0 | 0 | 0 | 0 | 0 | 0 | 0 | 0 | 0 | 0 | 0 | 0 | 0 | 0 | 0 | 0 | 0 | 0 | 0 | [15 empty] | 0 | 0 | 0 | 0 | 0 | 0 | 0 | 0 | 0 | 0 | 0 | 0 | 0 | 0 | 0 | 0 | 0 | 0 | 0 | 0 | 0 | 0 | 0 | 0 | 0 | 0 | 0 | 0 | 0 | 0 | 0
PG&E FRESNO | Lemoore | 70 | 0 | 0 | 0 | 0 | 0 | 0 | 0 | 0 | 0 | 0 | 0 | 0 | 0 | 0 | 0 | 0 | 0 | 0 | 0 | 0 | 0 | 0 | 0 | 0 | 0 | 0 | 0 | 0 | 0 | 0 | [9 empty] | 45 |  |  | 20 |  | 1 | 0 | 0 | 0 | 0 | 0 | 0 | 0 | 0 | 0 | 45 | 0 | 0 | 20 | 0 |  | 0 | 0 | 0 | 0 | 0 | 0 | 0 | 0 | 0 | 45 | 0 | 0 | 20 | 0 | 1 | #REF! | #REF! | #REF! | #REF! | #REF! | #REF! | #REF! | #REF! | #REF! | #REF! | #REF! | #REF! | #REF! | #REF! | 1 | 0 | 0 | 0 | 0 | 0 | 0 | 0 | 0 | 0 | 0 | 0 | 0 | 0 | 0 | 0 | 0 | 0 | 0 | 0 | 0 | 0 | 0 | 0 | 0 | 0 | 0 | 0 | 0 | [15 empty] | 0 | 0 | 0 | 0 | 0 | 0 | 0 | 0 | 0 | 0 | 45 | 0 | 0 | 20 | 0 | 1 | 0 | 0 | 0 | 0 | 0 | 0 | 0 | 0 | 0 | 45 | 0 | 0 | 20 | 0 | 1
PG&E KERN | Lerdo | 115 | 0 | 0 | 0 | 0 | 0 | 0 | 0 | 0 | 0 | 0 | 0 | 0 | 0 | 0 | 0 | 0 | 0 | 0 | 0 | 0 | 0 | 0 | 0 | 0 | 0 | 0 | 0 | 0 | 0 | [15 empty] | 0 | 0 | 0 | 0 | 0 | 0 | 0 | 0 | 0 | 0 | 0 | 0 | 0 | 0 | 0 |  | 0 | 0 | 0 | 0 | 0 | 0 | 0 | 0 | 0 | 0 | 0 | 0 | 0 | 0 | 0 | #REF! | #REF! | #REF! | #REF! | #REF! | #REF! | #REF! | #REF! | #REF! | #REF! | #REF! | #REF! | #REF! | #REF! | 1 | [14 empty] | 0 | 0 | 0 | 0 | 0 | 0 | 0 | 0 | 0 | 0 | 0 | 0 | 0 | 0 | [15 empty] | 0 | 0 | 0 | 0 | 0 | 0 | 0 | 0 | 0 | 0 | 0 | 0 | 0 | 0 | 0 | 0 | 0 | 0 | 0 | 0 | 0 | 0 | 0 | 0 | 0 | 0 | 0 | 0 | 0 | 0 | 0
SCE Metro | Lewis | 230 | 0 | 0 | 0 | 0 | 0 | 0 | 0 | 0 | 0 | 0 | 0 | 0 | 0 | 0 | 0 | [29 empty] | 0 | 0 | 0 | 0 | 0 | 0 | 0 | 0 | 0 | 0 | 0 | 0 | 0 | 0 | 0 |  | 0 | 0 | 0 | 0 | 0 | 0 | 0 | 0 | 0 | 0 | 0 | 0 | 0 | 0 | 0 | #REF! | #REF! | #REF! | #REF! | #REF! | #REF! | #REF! | #REF! | #REF! | #REF! | #REF! | #REF! | #REF! | #REF! | 1 | [11 empty] | 0 | 0 |  | 0 | 0 | 0 | 0 | 0 | 0 | 0 | 0 | 0 | 0 | 0 | 0 | 0 | 0 | [15 empty] | 0 | 0 | 0 | 0 | 0 | 0 | 0 | 0 | 0 | 0 | 0 | 0 | 0 | 0 | 0 | 0 | 0 | 0 | 0 | 0 | 0 | 0 | 0 | 0 | 0 | 0 | 0 | 0 | 0 | 0 | 0
SCE Metro | Lighthipe | 230 | 0 | 0 | 0 | 0 | 0 | 0 | 0 | 0 | 1.32 | 0 | 0 | 0 | 0 | 0 | 1 | [12 empty] | 250 |  | 1 | [12 empty] | 250 |  | 1 | 0 | 0 | 0 | 0 | 0 | 0 | 0 | 0 | 0 | 0 | 0 | 0 | 500 | 0 |  | 0 | 0 | 0 | 0 | 0 | 0 | 0 | 0 | 1.32 | 0 | 0 | 0 | 500 | 0 | 1 | #REF! | #REF! | #REF! | #REF! | #REF! | #REF! | #REF! | #REF! | #REF! | #REF! | #REF! | #REF! | #REF! | #REF! | 1 | [11 empty] | 0 | 0 |  | 0 | 0 | 0 | 0 | 0 | 0 | 0 | 0 | 0 | 0 | 0 | 0 | 250 | 0 | [15 empty] | 0 | 0 | 0 | 0 | 0 | 0 | 0 | 0 | 0 | 0 | 0 | 0 | 0 | 500 | 0 | 1 | 0 | 0 | 0 | 0 | 0 | 0 | 0 | 0 | 1.32 | 0 | 0 | 0 | 500 | 0 | 1
SDGE | Lilac | 69 | 0 | 0 | 0 | 0 | 0 | 0 | 0 | 0 | 0 | 0 | 0 | 0 | 0 | 0 | 0 | [29 empty] | 0 | 0 | 0 | 0 | 0 | 0 | 0 | 0 | 0 | 0 | 0 | 0 | 0 | 0 | 0 |  | 0 | 0 | 0 | 0 | 0 | 0 | 0 | 0 | 0 | 0 | 0 | 0 | 0 | 0 | 0 | #REF! | #REF! | #REF! | #REF! | #REF! | #REF! | #REF! | #REF! | #REF! | #REF! | #REF! | #REF! | #REF! | #REF! | 1 | [14 empty] | 0 | 0 | 0 | 0 | 0 | 0 | 0 | 0 | 0 | 0 | 0 | 0 | 0 | 0 | [15 empty] | 0 | 0 | 0 | 0 | 0 | 0 | 0 | 0 | 0 | 0 | 0 | 0 | 0 | 0 | 0 | 0 | 0 | 0 | 0 | 0 | 0 | 0 | 0 | 0 | 0 | 0 | 0 | 0 | 0 | 0 | 0
PG&E NGBA | Lincoln | 115 | 0 | 0 | 0 | 0 | 0 | 0 | 0 | 0 | 0 | 0 | 0 | 0 | 0 | 0 | 0 | 0 | 0 | 0 | 0 | 0 | 0 | 0 | 0 | 0 | 0 | 0 | 0 | 0 | 0 | [15 empty] | 0 | 0 | 0 | 0 | 0 | 0 | 0 | 0 | 0 | 0 | 0 | 0 | 0 | 0 | 0 |  | 0 | 0 | 0 | 0 | 0 | 0 | 0 | 0 | 0 | 0 | 0 | 0 | 0 | 0 | 0 | #REF! | #REF! | #REF! | #REF! | #REF! | #REF! | #REF! | #REF! | #REF! | #REF! | #REF! | #REF! | #REF! | #REF! | 1 | [14 empty] | 0 | 0 | 0 | 0 | 0 | 0 | 0 | 0 | 0 | 0 | 0 | 0 | 0 | 0 | [15 empty] | 0 | 0 | 0 | 0 | 0 | 0 | 0 | 0 | 0 | 0 | 0 | 0 | 0 | 0 | 0 | 0 | 0 | 0 | 0 | 0 | 0 | 0 | 0 | 0 | 0 | 0 | 0 | 0 | 0 | 0 | 0
PG&E KERN | Live Oak | 115 | 0 | 0 | 0 | 0 | 0 | 0 | 0 | 0 | 0 | 0 | 0 | 0 | 0 | 0 | 0 | 0 | 0 | 0 | 0 | 0 | 0 | 0 | 0 | 0 | 100 | 110 | 0 | 0 | 0 | [15 empty] | 0 | 0 | 0 | 0 | 0 | 0 | 0 | 0 | 0 | 0 | 100 | 110 | 0 | 0 | 0 |  | 0 | 0 | 0 | 0 | 0 | 0 | 0 | 0 | 0 | 100 | 110 | 0 | 0 | 0 | 1 | #REF! | #REF! | #REF! | #REF! | #REF! | #REF! | #REF! | #REF! | #REF! | #REF! | #REF! | #REF! | #REF! | #REF! | 1 | [14 empty] | 0 | 0 | 0 | 0 | 0 | 0 | 0 | 0 | 0 | 100 | 110 | 0 | 0 | 0 | [15 empty] | 0 | 0 | 0 | 0 | 0 | 0 | 0 | 0 | 0 | 0 | 100 | 110 | 0 | 0 | 0 | 1 | 0 | 0 | 0 | 0 | 0 | 0 | 0 | 0 | 0 | 100 | 110 | 0 | 0 | 0 | 1
PG&E GBA | Llagas | 115 | 0 | 0 | 0 | 0 | 0 | 0 | 0 | 0 | 0 | 0 | 0 | 0 | 0 | 0 | 0 | 0 | 0 | 0 | 0 | 0 | 0 | 0 | 0 | 0 | 0 | 0 | 0 | 0 | 0 | [15 empty] | 0 | 0 | 0 | 0 | 0 | 0 | 0 | 0 | 0 | 0 | 0 | 0 | 0 | 0 | 0 |  | 0 | 0 | 0 | 0 | 0 | 0 | 0 | 0 | 0 | 0 | 0 | 0 | 0 | 0 | 0 | #REF! | #REF! | #REF! | #REF! | #REF! | #REF! | #REF! | #REF! | #REF! | #REF! | #REF! | #REF! | #REF! | #REF! | 1 | [14 empty] | 0 | 0 | 0 | 0 | 0 | 0 | 0 | 0 | 0 | 0 | 0 | 0 | 0 | 0 | [15 empty] | 0 | 0 | 0 | 0 | 0 | 0 | 0 | 0 | 0 | 0 | 0 | 0 | 0 | 0 | 0 | 0 | 0 | 0 | 0 | 0 | 0 | 0 | 0 | 0 | 0 | 0 | 0 | 0 | 0 | 0 | 0
PG&E GBA | Lockeford | 115 | 0 | 0 | 0 | 0 | 0 | 0 | 0 | 0 | 0 | 0 | 0 | 0 | 0 | 0 | 0 | 0 | 0 | 0 | 0 | 0 | 0 | 0 | 0 | 0 | 0 | 0 | 0 | 0 | 0 | [15 empty] | 0 | 0 | 0 | 0 | 0 | 0 | 0 | 0 | 0 | 0 | 0 | 0 | 0 | 0 | 0 |  | 0 | 0 | 0 | 0 | 0 | 0 | 0 | 0 | 0 | 0 | 0 | 0 | 0 | 0 | 0 | #REF! | #REF! | #REF! | #REF! | #REF! | #REF! | #REF! | #REF! | #REF! | #REF! | #REF! | #REF! | #REF! | #REF! | 1 | [14 empty] | 0 | 0 | 0 | 0 | 0 | 0 | 0 | 0 | 0 | 0 | 0 | 0 | 0 | 0 | [15 empty] | 0 | 0 | 0 | 0 | 0 | 0 | 0 | 0 | 0 | 0 | 0 | 0 | 0 | 0 | 0 | 0 | 0 | 0 | 0 | 0 | 0 | 0 | 0 | 0 | 0 | 0 | 0 | 0 | 0 | 0 | 0
PG&E GBA | Lockeford | 230 | 0 | 0 | 0 | 0 | 0 | 0 | 0 | 0 | 0 | 0 | 0 | 0 | 0 | 0 | 0 | 0 | 0 | 0 | 0 | 0 | 0 | 0 | 0 | 0 | 0 | 0 | 0 | 0 | 0 | [15 empty] | 0 | 0 | 0 | 0 | 0 | 0 | 0 | 0 | 0 | 0 | 0 | 0 | 0 | 0 | 0 |  | 0 | 0 | 0 | 0 | 0 | 0 | 0 | 0 | 0 | 0 | 0 | 0 | 0 | 0 | 0 | #REF! | #REF! | #REF! | #REF! | #REF! | #REF! | #REF! | #REF! | #REF! | #REF! | #REF! | #REF! | #REF! | #REF! | 1 | [14 empty] | 0 | 0 | 0 | 0 | 0 | 0 | 0 | 0 | 0 | 0 | 0 | 0 | 0 | 0 | [15 empty] | 0 | 0 | 0 | 0 | 0 | 0 | 0 | 0 | 0 | 0 | 0 | 0 | 0 | 0 | 0 | 0 | 0 | 0 | 0 | 0 | 0 | 0 | 0 | 0 | 0 | 0 | 0 | 0 | 0 | 0 | 0
PG&E GBA | Lockeford | 60 | 0 | 0 | 0 | 0 | 0 | 0 | 0 | 0 | 0 | 0 | 0 | 0 | 0 | 0 | 0 | 0 | 0 | 0 | 0 | 0 | 0 | 0 | 0 | 0 | 0 | 0 | 0 | 0 | 0 | [15 empty] | 0 | 0 | 0 | 0 | 0 | 0 | 0 | 0 | 0 | 0 | 0 | 0 | 0 | 0 | 0 |  | 0 | 0 | 0 | 0 | 0 | 0 | 0 | 0 | 0 | 0 | 0 | 0 | 0 | 0 | 0 | #REF! | #REF! | #REF! | #REF! | #REF! | #REF! | #REF! | #REF! | #REF! | #REF! | #REF! | #REF! | #REF! | #REF! | 1 | [14 empty] | 0 | 0 | 0 | 0 | 0 | 0 | 0 | 0 | 0 | 0 | 0 | 0 | 0 | 0 | [15 empty] | 0 | 0 | 0 | 0 | 0 | 0 | 0 | 0 | 0 | 0 | 0 | 0 | 0 | 0 | 0 | 0 | 0 | 0 | 0 | 0 | 0 | 0 | 0 | 0 | 0 | 0 | 0 | 0 | 0 | 0 | 0
PG&E GBA | Lodi | 230 | 0 | 0 | 0 | 0 | 0 | 0 | 0 | 0 | 0 | 0 | 0 | 0 | 0 | 0 | 0 | 0 | 0 | 0 | 0 | 0 | 0 | 0 | 0 | 0 | 0 | 0 | 0 | 0 | 0 | [15 empty] | 0 | 0 | 0 | 0 | 0 | 0 | 0 | 0 | 0 | 0 | 0 | 0 | 0 | 0 | 0 |  | 0 | 0 | 0 | 0 | 0 | 0 | 0 | 0 | 0 | 0 | 0 | 0 | 0 | 0 | 0 | #REF! | #REF! | #REF! | #REF! | #REF! | #REF! | #REF! | #REF! | #REF! | #REF! | #REF! | #REF! | #REF! | #REF! | 1 | [14 empty] | 0 | 0 | 0 | 0 | 0 | 0 | 0 | 0 | 0 | 0 | 0 | 0 | 0 | 0 | [15 empty] | 0 | 0 | 0 | 0 | 0 | 0 | 0 | 0 | 0 | 0 | 0 | 0 | 0 | 0 | 0 | 0 | 0 | 0 | 0 | 0 | 0 | 0 | 0 | 0 | 0 | 0 | 0 | 0 | 0 | 0 | 0
PG&E NGBA | Logan Creek | 230 | 0 | 0 | 0 | 0 | 0 | 0 | 0 | 0 | 0 | 0 | 0 | 0 | 0 | 0 | 0 | 0 | 0 | 0 | 0 | 0 | 0 | 0 | 0 | 0 | 0 | 0 | 0 | 0 | 0 | [15 empty] | 0 | 0 | 0 | 0 | 0 | 0 | 0 | 0 | 0 | 0 | 0 | 0 | 0 | 0 | 0 |  | 0 | 0 | 0 | 0 | 0 | 0 | 0 | 0 | 0 | 0 | 0 | 0 | 0 | 0 | 0 | #REF! | #REF! | #REF! | #REF! | #REF! | #REF! | #REF! | #REF! | #REF! | #REF! | #REF! | #REF! | #REF! | #REF! | 1 | [14 empty] | 0 | 0 | 0 | 0 | 0 | 0 | 0 | 0 | 0 | 0 | 0 | 0 | 0 | 0 | [15 empty] | 0 | 0 | 0 | 0 | 0 | 0 | 0 | 0 | 0 | 0 | 0 | 0 | 0 | 0 | 0 | 0 | 0 | 0 | 0 | 0 | 0 | 0 | 0 | 0 | 0 | 0 | 0 | 0 | 0 | 0 | 0
PG&E GBA | Lone Tree | 230 | 0 | 0 | 0 | 0 | 0 | 0 | 0 | 0 | 0 | 0 | 0 | 0 | 0 | 0 | 0 | 0 | 0 | 0 | 0 | 0 | 0 | 0 | 0 | 0 | 0 | 0 | 0 | 0 | 0 | [15 empty] | 0 | 0 | 0 | 0 | 0 | 0 | 0 | 0 | 0 | 0 | 0 | 0 | 0 | 0 | 0 |  | 0 | 0 | 0 | 0 | 0 | 0 | 0 | 0 | 0 | 0 | 0 | 0 | 0 | 0 | 0 | #REF! | #REF! | #REF! | #REF! | #REF! | #REF! | #REF! | #REF! | #REF! | #REF! | #REF! | #REF! | #REF! | #REF! | 1 | [14 empty] | 0 | 0 | 0 | 0 | 0 | 0 | 0 | 0 | 0 | 0 | 0 | 0 | 0 | 0 | [15 empty] | 0 | 0 | 0 | 0 | 0 | 0 | 0 | 0 | 0 | 0 | 0 | 0 | 0 | 0 | 0 | 0 | 0 | 0 | 0 | 0 | 0 | 0 | 0 | 0 | 0 | 0 | 0 | 0 | 0 | 0 | 0
PG&E FRESNO | Los Banos | 230 | 0 | 0 | 0 | 69.3 | 0 | 0 | 0 | 0 | 5.9 | 0 | 0 | 0 | 0 | 0 | 1 | 10 | 0 | 0 | 0 | 0 | 0 | 0 | 0 | 0 |  |  | 0 | 540 | 0 | [10 empty] | 270 | 250 |  |  |  | 1 | 10 | 0 | 0 | 0 | 0 | 0 | 0 | 0 | 0 | 270 | 250 | 0 | 540 | 0 |  | 10 | 0 | 0 | 69.3 | 0 | 0 | 0 | 0 | 5.9 | 270 | 250 | 0 | 540 | 0 | 1 | #REF! | #REF! | #REF! | #REF! | #REF! | #REF! | #REF! | #REF! | #REF! | #REF! | #REF! | #REF! | #REF! | #REF! | 1 | 0 | 0 | 0 | 0 | 0 | 0 | 0 | 0 | 0 | 0 | 0 | 0 | 0 | 0 | 10 | 0 | 0 | 0 | 0 | 0 | 0 | 0 | 0 | 0 | 0 | 0 | 540 | 0 | [15 empty] | 0 | 10 | 0 | 0 | 0 | 0 | 0 | 0 | 0 | 0 | 270 | 250 | 0 | 540 | 0 | 1 | 10 | 0 | 0 | 69.3 | 0 | 0 | 0 | 0 | 5.9 | 270 | 250 | 0 | 540 | 0 | 1
PG&E FRESNO | Los Banos | 500 | 0 | 0 | 0 | 0 | 0 | 0 | 0 | 0 | 0 | 0 | 0 | 0 | 0 | 0 | 0 | 0 | 0 | 0 | 0 | 0 | 0 | 0 | 0 | 0 | 110 |  | 0 | 0 | 0 | [10 empty] | 650 | 500 |  |  |  | 1 | 0 | 0 | 0 | 0 | 0 | 0 | 0 | 0 | 0 | 760 | 500 | 0 | 0 | 0 |  | 0 | 0 | 0 | 0 | 0 | 0 | 0 | 0 | 0 | 760 | 500 | 0 | 0 | 0 | 1 | #REF! | #REF! | #REF! | #REF! | #REF! | #REF! | #REF! | #REF! | #REF! | #REF! | #REF! | #REF! | #REF! | #REF! | 1 | 0 | 0 | 0 | 0 | 0 | 0 | 0 | 0 | 0 | 0 | 0 | 0 | 0 | 0 | 0 | 0 | 0 | 0 | 0 | 0 | 0 | 0 | 0 | 110 | 0 | 0 | 0 | 0 | [15 empty] | 0 | 0 | 0 | 0 | 0 | 0 | 0 | 0 | 0 | 0 | 760 | 500 | 0 | 0 | 0 | 1 | 0 | 0 | 0 | 0 | 0 | 0 | 0 | 0 | 0 | 760 | 500 | 0 | 0 | 0 | 1
SDGE | Los Coches | 138 | 0 | 0 | 0 | 0 | 0 | 0 | 0 | 0 | 0 | 0 | 0 | 0 | 0 | 0 | 0 | [29 empty] | 0 | 0 | 0 | 0 | 0 | 0 | 0 | 0 | 0 | 0 | 0 | 0 | 0 | 0 | 0 |  | 0 | 0 | 0 | 0 | 0 | 0 | 0 | 0 | 0 | 0 | 0 | 0 | 0 | 0 | 0 | #REF! | #REF! | #REF! | #REF! | #REF! | #REF! | #REF! | #REF! | #REF! | #REF! | #REF! | #REF! | #REF! | #REF! | 1 | [14 empty] | 0 | 0 | 0 | 0 | 0 | 0 | 0 | 0 | 0 | 0 | 0 | 0 | 0 | 0 | [15 empty] | 0 | 0 | 0 | 0 | 0 | 0 | 0 | 0 | 0 | 0 | 0 | 0 | 0 | 0 | 0 | 0 | 0 | 0 | 0 | 0 | 0 | 0 | 0 | 0 | 0 | 0 | 0 | 0 | 0 | 0 | 0
SDGE | Los Coches | 69 | 0 | 0 | 0 | 0 | 0 | 0 | 0 | 0 | 0 | 0 | 0 | 0 | 0 | 0 | 0 | [29 empty] | 0 | 0 | 0 | 0 | 0 | 0 | 0 | 0 | 0 | 0 | 0 | 0 | 0 | 0 | 0 |  | 0 | 0 | 0 | 0 | 0 | 0 | 0 | 0 | 0 | 0 | 0 | 0 | 0 | 0 | 0 | #REF! | #REF! | #REF! | #REF! | #REF! | #REF! | #REF! | #REF! | #REF! | #REF! | #REF! | #REF! | #REF! | #REF! | 1 | [14 empty] | 0 | 0 | 0 | 0 | 0 | 0 | 0 | 0 | 0 | 0 | 0 | 0 | 0 | 0 | [15 empty] | 0 | 0 | 0 | 0 | 0 | 0 | 0 | 0 | 0 | 0 | 0 | 0 | 0 | 0 | 0 | 0 | 0 | 0 | 0 | 0 | 0 | 0 | 0 | 0 | 0 | 0 | 0 | 0 | 0 | 0 | 0
PG&E GBA | Los Esteros | 115 | 0 | 0 | 0 | 0 | 0 | 0 | 0 | 0 | 0 | 0 | 0 | 0 | 0 | 0 | 0 | 0 | 0 | 0 | 0 | 0 | 0 | 0 | 0 | 0 | 0 | 0 | 0 | 0 | 0 | [15 empty] | 0 | 0 | 0 | 0 | 0 | 0 | 0 | 0 | 0 | 0 | 0 | 0 | 0 | 0 | 0 |  | 0 | 0 | 0 | 0 | 0 | 0 | 0 | 0 | 0 | 0 | 0 | 0 | 0 | 0 | 0 | #REF! | #REF! | #REF! | #REF! | #REF! | #REF! | #REF! | #REF! | #REF! | #REF! | #REF! | #REF! | #REF! | #REF! | 1 | [14 empty] | 0 | 0 | 0 | 0 | 0 | 0 | 0 | 0 | 0 | 0 | 0 | 0 | 0 | 0 | [15 empty] | 0 | 0 | 0 | 0 | 0 | 0 | 0 | 0 | 0 | 0 | 0 | 0 | 0 | 0 | 0 | 0 | 0 | 0 | 0 | 0 | 0 | 0 | 0 | 0 | 0 | 0 | 0 | 0 | 0 | 0 | 0
PG&E GBA | Los Esteros | 230 | 0 | 0 | 0 | 0 | 0 | 0 | 0 | 0 | 0 | 0 | 0 | 0 | 0 | 0 | 0 | 0 | 0 | 0 | 0 | 0 | 0 | 0 | 0 | 0 | 0 | 0 | 0 | 0 | 0 | [15 empty] | 0 | 0 | 0 | 0 | 0 | 0 | 0 | 0 | 0 | 0 | 0 | 0 | 0 | 0 | 0 |  | 0 | 0 | 0 | 0 | 0 | 0 | 0 | 0 | 0 | 0 | 0 | 0 | 0 | 0 | 0 | #REF! | #REF! | #REF! | #REF! | #REF! | #REF! | #REF! | #REF! | #REF! | #REF! | #REF! | #REF! | #REF! | #REF! | 1 | [14 empty] | 0 | 0 | 0 | 0 | 0 | 0 | 0 | 0 | 0 | 0 | 0 | 0 | 0 | 0 | [15 empty] | 0 | 0 | 0 | 0 | 0 | 0 | 0 | 0 | 0 | 0 | 0 | 0 | 0 | 0 | 0 | 0 | 0 | 0 | 0 | 0 | 0 | 0 | 0 | 0 | 0 | 0 | 0 | 0 | 0 | 0 | 0
PG&E GBA | Los Positas | 230 | 0 | 0 | 0 | 0 | 0 | 0 | 0 | 0 | 0 | 0 | 0 | 0 | 0 | 0 | 0 | 0 | 0 | 0 | 0 | 0 | 0 | 0 | 0 | 0 | 0 | 0 | 0 | 0 | 0 | [15 empty] | 0 | 0 | 0 | 0 | 0 | 0 | 0 | 0 | 0 | 0 | 0 | 0 | 0 | 0 | 0 |  | 0 | 0 | 0 | 0 | 0 | 0 | 0 | 0 | 0 | 0 | 0 | 0 | 0 | 0 | 0 | #REF! | #REF! | #REF! | #REF! | #REF! | #REF! | #REF! | #REF! | #REF! | #REF! | #REF! | #REF! | #REF! | #REF! | 1 | [14 empty] | 0 | 0 | 0 | 0 | 0 | 0 | 0 | 0 | 0 | 0 | 0 | 0 | 0 | 0 | [15 empty] | 0 | 0 | 0 | 0 | 0 | 0 | 0 | 0 | 0 | 0 | 0 | 0 | 0 | 0 | 0 | 0 | 0 | 0 | 0 | 0 | 0 | 0 | 0 | 0 | 0 | 0 | 0 | 0 | 0 | 0 | 0
PG&E GBA | Los Positas | 60 | 0 | 0 | 0 | 0 | 0 | 0 | 0 | 0 | 0 | 0 | 0 | 0 | 0 | 0 | 0 | 0 | 0 | 0 | 0 | 0 | 0 | 0 | 0 | 0 | 0 | 0 | 0 | 0 | 0 | [15 empty] | 0 | 0 | 0 | 0 | 0 | 0 | 0 | 0 | 0 | 0 | 0 | 0 | 0 | 0 | 0 |  | 0 | 0 | 0 | 0 | 0 | 0 | 0 | 0 | 0 | 0 | 0 | 0 | 0 | 0 | 0 | #REF! | #REF! | #REF! | #REF! | #REF! | #REF! | #REF! | #REF! | #REF! | #REF! | #REF! | #REF! | #REF! | #REF! | 1 | [14 empty] | 0 | 0 | 0 | 0 | 0 | 0 | 0 | 0 | 0 | 0 | 0 | 0 | 0 | 0 | [15 empty] | 0 | 0 | 0 | 0 | 0 | 0 | 0 | 0 | 0 | 0 | 0 | 0 | 0 | 0 | 0 | 0 | 0 | 0 | 0 | 0 | 0 | 0 | 0 | 0 | 0 | 0 | 0 | 0 | 0 | 0 | 0
SDGE | Loveland | 69 | 0 | 0 | 0 | 0 | 0 | 0 | 0 | 0 | 0 | 0 | 0 | 0 | 0 | 0 | 0 | [29 empty] | 0 | 0 | 0 | 0 | 0 | 0 | 0 | 0 | 0 | 0 | 0 | 0 | 0 | 0 | 0 |  | 0 | 0 | 0 | 0 | 0 | 0 | 0 | 0 | 0 | 0 | 0 | 0 | 0 | 0 | 0 | #REF! | #REF! | #REF! | #REF! | #REF! | #REF! | #REF! | #REF! | #REF! | #REF! | #REF! | #REF! | #REF! | #REF! | 1 | [14 empty] | 0 | 0 | 0 | 0 | 0 | 0 | 0 | 0 | 0 | 0 | 0 | 0 | 0 | 0 | [15 empty] | 0 | 0 | 0 | 0 | 0 | 0 | 0 | 0 | 0 | 0 | 0 | 0 | 0 | 0 | 0 | 0 | 0 | 0 | 0 | 0 | 0 | 0 | 0 | 0 | 0 | 0 | 0 | 0 | 0 | 0 | 0
SCE NOL | Lugo | 230 | 0 | 0 | 0 | 0 | 0 | 0 | 0 | 0 | 0 | 0 | 0 | 0 | 0 | 0 | 0 | [11 empty] | 150 |  | 286 | [10 empty] | 300 |  | -150 |  |  | 1 | 0 | 0 | 0 | 0 | 0 | 0 | 0 | 0 | 0 | 300 | 0 | 0 | 0 | 286 |  | 0 | 0 | 0 | 0 | 0 | 0 | 0 | 0 | 0 | 300 | 0 | 0 | 0 | 286 | 1 | #REF! | #REF! | #REF! | #REF! | #REF! | #REF! | #REF! | #REF! | #REF! | #REF! | #REF! | #REF! | #REF! | #REF! | 1 | [14 empty] | 0 | 0 | 0 | 0 | 0 | 0 | 0 | 0 | 0 | 0 | 0 | 150 | 0 | 286 | [15 empty] | 0 | 0 | 0 | 0 | 0 | 0 | 0 | 0 | 0 | 0 | 300 | 0 | 0 | 0 | 286 | 1 | 0 | 0 | 0 | 0 | 0 | 0 | 0 | 0 | 0 | 300 | 0 | 0 | 0 | 286 | 1
SCE Metro | Lugo | 500 | 203 | 0 | 0 | 0 | 0 | 0 | 0 | 0 | 0 | 0 | 0 | 0 | 0 | 0 | 1 | [12 empty] | 150 |  | 1 | [12 empty] | 400 |  | 1 | 0 | 0 | 0 | 0 | 0 | 0 | 0 | 0 | 0 | 0 | 0 | 0 | 550 | 0 |  | 203 | 0 | 0 | 0 | 0 | 0 | 0 | 0 | 0 | 0 | 0 | 0 | 550 | 0 | 1 | #REF! | #REF! | #REF! | #REF! | #REF! | #REF! | #REF! | #REF! | #REF! | #REF! | #REF! | #REF! | #REF! | #REF! | 1 |  |  |  |  | 3000 | [6 empty] | 0 | 0 |  | 0 | 0 | 0 | 0 | 3000 | 0 | 0 | 0 | 0 | 0 | 0 | 0 | 150 | 0 | [15 empty] | 0 | 0 | 0 | 0 | 0 | 3000 | 0 | 0 | 0 | 0 | 0 | 0 | 0 | 550 | 0 | 1 | 203 | 0 | 0 | 0 | 3000 | 0 | 0 | 0 | 0 | 0 | 0 | 0 | 550 | 0 | 1
PG&E FRESNO | Madera | 70 | 0 | 0 | 0 | 0 | 0 | 0 | 0 | 0 | 0 | 0 | 0 | 0 | 0 | 0 | 0 | 0 | 0 | 0 | 0 | 0 | 0 | 0 | 0 | 0 | 0 | 0 | 0 | 0 | 0 | [15 empty] | 0 | 0 | 0 | 0 | 0 | 0 | 0 | 0 | 0 | 0 | 0 | 0 | 0 | 0 | 0 |  | 0 | 0 | 0 | 0 | 0 | 0 | 0 | 0 | 0 | 0 | 0 | 0 | 0 | 0 | 0 | #REF! | #REF! | #REF! | #REF! | #REF! | #REF! | #REF! | #REF! | #REF! | #REF! | #REF! | #REF! | #REF! | #REF! | 1 | 0 | 0 | 0 | 0 | 0 | 0 | 0 | 0 | 0 | 0 | 0 | 0 | 0 | 0 | 0 | 0 | 0 | 0 | 0 | 0 | 0 | 0 | 0 | 0 | 0 | 0 | 0 | 0 | [15 empty] | 0 | 0 | 0 | 0 | 0 | 0 | 0 | 0 | 0 | 0 | 0 | 0 | 0 | 0 | 0 | 0 | 0 | 0 | 0 | 0 | 0 | 0 | 0 | 0 | 0 | 0 | 0 | 0 | 0 | 0 | 0
PG&E NGBA | Madison | 115 | 0 | 0 | 0 | 0 | 0 | 0 | 0 | 0 | 0 | 0 | 13 | 10.2 | 0 | 0 | 1 | 0 | 0 | 0 | 95 | 0 | 0 | 0 | 0 | 0 | 0 | 110 | 0 | 0 | 0 |  |  |  |  | -95 | [6 empty] | -110 |  |  |  | 1 | 0 | 0 | 0 | 0 | 0 | 0 | 0 | 0 | 0 | 0 | 0 | 0 | 0 | 0 |  | 0 | 0 | 0 | 0 | 0 | 0 | 0 | 0 | 0 | 0 | 13 | 10.2 | 0 | 0 | 1 | #REF! | #REF! | #REF! | #REF! | #REF! | #REF! | #REF! | #REF! | #REF! | #REF! | #REF! | #REF! | #REF! | #REF! | 1 | [14 empty] | 0 | 0 | 0 | 95 | 0 | 0 | 0 | 0 | 0 | 0 | 110 | 0 | 0 | 0 | [15 empty] | 0 | 0 | 0 | 0 | 0 | 0 | 0 | 0 | 0 | 0 | 0 | 0 | 0 | 0 | 0 | 0 | 0 | 0 | 0 | 0 | 0 | 0 | 0 | 0 | 0 | 0 | 13 | 10.2 | 0 | 0 | 1
PG&E KERN | Magunden | 115 | 0 | 0 | 0 | 0 | 0 | 0 | 0 | 0 | 0 | 0 | 0 | 0 | 0 | 0 | 0 | 0 | 0 | 0 | 0 | 0 | 0 | 0 | 0 | 0 | 105 | 115 | 0 | 0 | 0 | [15 empty] | 0 | 0 | 0 | 0 | 0 | 0 | 0 | 0 | 0 | 0 | 105 | 115 | 0 | 0 | 0 |  | 0 | 0 | 0 | 0 | 0 | 0 | 0 | 0 | 0 | 105 | 115 | 0 | 0 | 0 | 1 | #REF! | #REF! | #REF! | #REF! | #REF! | #REF! | #REF! | #REF! | #REF! | #REF! | #REF! | #REF! | #REF! | #REF! | 1 | [14 empty] | 0 | 0 | 0 | 0 | 0 | 0 | 0 | 0 | 0 | 105 | 115 | 0 | 0 | 0 | [15 empty] | 0 | 0 | 0 | 0 | 0 | 0 | 0 | 0 | 0 | 0 | 105 | 115 | 0 | 0 | 0 | 1 | 0 | 0 | 0 | 0 | 0 | 0 | 0 | 0 | 0 | 105 | 115 | 0 | 0 | 0 | 1
SCE Northern | Magunden | 230 | 0 | 0 | 0 | 0 | 0 | 0 | 0 | 0 | 0 | 0 | 0 | 0 | 0 | 0 | 0 | [29 empty] | 0 | 0 | 0 | 0 | 0 | 0 | 0 | 0 | 0 | 0 | 0 | 0 | 0 | 0 | 0 |  | 0 | 0 | 0 | 0 | 0 | 0 | 0 | 0 | 0 | 0 | 0 | 0 | 0 | 0 | 0 | #REF! | #REF! | #REF! | #REF! | #REF! | #REF! | #REF! | #REF! | #REF! | #REF! | #REF! | #REF! | #REF! | #REF! | 1 | [14 empty] | 0 | 0 | 0 | 0 | 0 | 0 | 0 | 0 | 0 | 0 | 0 | 0 | 0 | 0 | [15 empty] | 0 | 0 | 0 | 0 | 0 | 0 | 0 | 0 | 0 | 0 | 0 | 0 | 0 | 0 | 0 | 0 | 0 | 0 | 0 | 0 | 0 | 0 | 0 | 0 | 0 | 0 | 0 | 0 | 0 | 0 | 0
PG&E FRESNO | Malaga | 115 | 0 | 0 | 0 | 0 | 0 | 0 | 0 | 0 | 0 | 0 | 0 | 0 | 0 | 0 | 0 | 0 | 0 | 0 | 0 | 0 | 0 | 0 | 0 | 0 | 0 | 0 | 0 | 0 | 0 | [15 empty] | 0 | 0 | 0 | 0 | 0 | 0 | 0 | 0 | 0 | 0 | 0 | 0 | 0 | 0 | 0 |  | 0 | 0 | 0 | 0 | 0 | 0 | 0 | 0 | 0 | 0 | 0 | 0 | 0 | 0 | 0 | #REF! | #REF! | #REF! | #REF! | #REF! | #REF! | #REF! | #REF! | #REF! | #REF! | #REF! | #REF! | #REF! | #REF! | 1 | 0 | 0 | 0 | 0 | 0 | 0 | 0 | 0 | 0 | 0 | 0 | 0 | 0 | 0 | 0 | 0 | 0 | 0 | 0 | 0 | 0 | 0 | 0 | 0 | 0 | 0 | 0 | 0 | [15 empty] | 0 | 0 | 0 | 0 | 0 | 0 | 0 | 0 | 0 | 0 | 0 | 0 | 0 | 0 | 0 | 0 | 0 | 0 | 0 | 0 | 0 | 0 | 0 | 0 | 0 | 0 | 0 | 0 | 0 | 0 | 0
PG&E NGBA | Malin | 500 | 0 | 0 | 0 | 0 | 0 | 0 | 0 | 0 | 0 | 0 | 0 | 0 | 0 | 0 | 0 | 1590 | 0 | 0 | 0 | 0 | 0 | 0 | 0 | 0 | 0 | 0 | 0 | 0 | 0 |  | -206.5 | [13 empty] | 1 | 1383.5 | 0 | 0 | 0 | 0 | 0 | 0 | 0 | 0 | 0 | 0 | 0 | 0 | 0 |  | 1383.5 | 0 | 0 | 0 | 0 | 0 | 0 | 0 | 0 | 0 | 0 | 0 | 0 | 0 | 1 | #REF! | #REF! | #REF! | #REF! | #REF! | #REF! | #REF! | #REF! | #REF! | #REF! | #REF! | #REF! | #REF! | #REF! | 1 | [14 empty] | 1590 | 0 | 0 | 0 | 0 | 0 | 0 | 0 | 0 | 0 | 0 | 0 | 0 | 0 | [15 empty] | 0 | 1383.5 | 0 | 0 | 0 | 0 | 0 | 0 | 0 | 0 | 0 | 0 | 0 | 0 | 0 | 1 | 1383.5 | 0 | 0 | 0 | 0 | 0 | 0 | 0 | 0 | 0 | 0 | 0 | 0 | 0 | 1
SCE Northern | Mandalay | 230 | 0 | 0 | 0 | 0 | 0 | 0 | 0 | 0 | 0 | 0 | 0 | 0 | 0 | 0 | 0 | [29 empty] | 0 | 0 | 0 | 0 | 0 | 0 | 0 | 0 | 0 | 0 | 0 | 0 | 0 | 0 | 0 |  | 0 | 0 | 0 | 0 | 0 | 0 | 0 | 0 | 0 | 0 | 0 | 0 | 0 | 0 | 0 | #REF! | #REF! | #REF! | #REF! | #REF! | #REF! | #REF! | #REF! | #REF! | #REF! | #REF! | #REF! | #REF! | #REF! | 1 | [14 empty] | 0 | 0 | 0 | 0 | 0 | 0 | 0 | 0 | 0 | 0 | 0 | 0 | 0 | 0 | [15 empty] | 0 | 0 | 0 | 0 | 0 | 0 | 0 | 0 | 0 | 0 | 0 | 0 | 0 | 0 | 0 | 0 | 0 | 0 | 0 | 0 | 0 | 0 | 0 | 0 | 0 | 0 | 0 | 0 | 0 | 0 | 0
PG&E FRESNO | Manning | 230 | 0 | 0 | 0 | 0 | 0 | 0 | 0 | 0 | 0 | 0 | 0 | 0 | 0 | 0 | 0 | 0 | 0 | 0 | 0 | 0 | 0 | 0 | 0 | 0 | 100 | 0 | 0 | 0 | 0 | [10 empty] | -100 |  |  |  |  | 1 | 0 | 0 | 0 | 0 | 0 | 0 | 0 | 0 | 0 | 0 | 0 | 0 | 0 | 0 |  | 0 | 0 | 0 | 0 | 0 | 0 | 0 | 0 | 0 | 0 | 0 | 0 | 0 | 0 | 0 | #REF! | #REF! | #REF! | #REF! | #REF! | #REF! | #REF! | #REF! | #REF! | #REF! | #REF! | #REF! | #REF! | #REF! | 1 | 0 | 0 | 0 | 0 | 0 | 0 | 0 | 0 | 0 | 0 | 0 | 0 | 0 | 0 | 0 | 0 | 0 | 0 | 0 | 0 | 0 | 0 | 0 | 100 | 0 | 0 | 0 | 0 | [15 empty] | 0 | 0 | 0 | 0 | 0 | 0 | 0 | 0 | 0 | 0 | 0 | 0 | 0 | 0 | 0 | 0 | 0 | 0 | 0 | 0 | 0 | 0 | 0 | 0 | 0 | 0 | 0 | 0 | 0 | 0 | 0
PG&E FRESNO | Manning | 500 | 0 | 0 | 0 | 0 | 0 | 0 | 0 | 0 | 0 | 0 | 0 | 0 | 0 | 0 | 0 | 0 | 0 | 0 | 0 | 0 | 0 | 0 | 0 | 0 | 0 | 0 | 0 | 0 | 0 | 0 | [9 empty] | 585 | 500 |  | 280 |  | 1 | 0 | 0 | 0 | 0 | 0 | 0 | 0 | 0 | 0 | 585 | 500 | 0 | 280 | 0 |  | 0 | 0 | 0 | 0 | 0 | 0 | 0 | 0 | 0 | 585 | 500 | 0 | 280 | 0 | 1 | #REF! | #REF! | #REF! | #REF! | #REF! | #REF! | #REF! | #REF! | #REF! | #REF! | #REF! | #REF! | #REF! | #REF! | 1 | 0 | 0 | 0 | 0 | 0 | 0 | 0 | 0 | 0 | 0 | 0 | 0 | 0 | 0 | 0 | 0 | 0 | 0 | 0 | 0 | 0 | 0 | 0 | 0 | 0 | 0 | 0 | 0 | [15 empty] | 0 | 0 | 0 | 0 | 0 | 0 | 0 | 0 | 0 | 0 | 585 | 500 | 0 | 280 | 0 | 1 | 0 | 0 | 0 | 0 | 0 | 0 | 0 | 0 | 0 | 585 | 500 | 0 | 280 | 0 | 1
PG&E GBA | Manteca | 115 | 0 | 0 | 0 | 0 | 0 | 0 | 0 | 0 | 0 | 0 | 0 | 0 | 0 | 0 | 0 | 0 | 0 | 0 | 0 | 0 | 0 | 0 | 0 | 0 | 0 | 0 | 0 | 0 | 0 | [15 empty] | 0 | 0 | 0 | 0 | 0 | 0 | 0 | 0 | 0 | 0 | 0 | 0 | 0 | 0 | 0 |  | 0 | 0 | 0 | 0 | 0 | 0 | 0 | 0 | 0 | 0 | 0 | 0 | 0 | 0 | 0 | #REF! | #REF! | #REF! | #REF! | #REF! | #REF! | #REF! | #REF! | #REF! | #REF! | #REF! | #REF! | #REF! | #REF! | 1 | [14 empty] | 0 | 0 | 0 | 0 | 0 | 0 | 0 | 0 | 0 | 0 | 0 | 0 | 0 | 0 | [15 empty] | 0 | 0 | 0 | 0 | 0 | 0 | 0 | 0 | 0 | 0 | 0 | 0 | 0 | 0 | 0 | 0 | 0 | 0 | 0 | 0 | 0 | 0 | 0 | 0 | 0 | 0 | 0 | 0 | 0 | 0 | 0
SDGE | Margarita | 138 | 0 | 0 | 0 | 0 | 0 | 0 | 0 | 0 | 0 | 0 | 0 | 0 | 0 | 0 | 0 | [9 empty] | 90 | [19 empty] | 0 | 0 | 0 | 0 | 0 | 0 | 0 | 0 | 0 | 0 | 90 | 0 | 0 | 0 | 0 |  | 0 | 0 | 0 | 0 | 0 | 0 | 0 | 0 | 0 | 90 | 0 | 0 | 0 | 0 | 1 | #REF! | #REF! | #REF! | #REF! | #REF! | #REF! | #REF! | #REF! | #REF! | #REF! | #REF! | #REF! | #REF! | #REF! | 1 | [14 empty] | 0 | 0 | 0 | 0 | 0 | 0 | 0 | 0 | 0 | 90 | 0 | 0 | 0 | 0 | [15 empty] | 0 | 0 | 0 | 0 | 0 | 0 | 0 | 0 | 0 | 0 | 90 | 0 | 0 | 0 | 0 | 1 | 0 | 0 | 0 | 0 | 0 | 0 | 0 | 0 | 0 | 90 | 0 | 0 | 0 | 0 | 1
PG&E GBA | Martin | 230 | 0 | 0 | 0 | 0 | 0 | 0 | 0 | 0 | 0 | 0 | 0 | 0 | 0 | 0 | 0 | 0 | 0 | 0 | 0 | 0 | 0 | 0 | 0 | 0 | 0 | 0 | 0 | 0 | 0 | [15 empty] | 0 | 0 | 0 | 0 | 0 | 0 | 0 | 0 | 0 | 0 | 0 | 0 | 0 | 0 | 0 |  | 0 | 0 | 0 | 0 | 0 | 0 | 0 | 0 | 0 | 0 | 0 | 0 | 0 | 0 | 0 | #REF! | #REF! | #REF! | #REF! | #REF! | #REF! | #REF! | #REF! | #REF! | #REF! | #REF! | #REF! | #REF! | #REF! | 1 | [14 empty] | 0 | 0 | 0 | 0 | 0 | 0 | 0 | 0 | 0 | 0 | 0 | 0 | 0 | 0 | [15 empty] | 0 | 0 | 0 | 0 | 0 | 0 | 0 | 0 | 0 | 0 | 0 | 0 | 0 | 0 | 0 | 0 | 0 | 0 | 0 | 0 | 0 | 0 | 0 | 0 | 0 | 0 | 0 | 0 | 0 | 0 | 0
PG&E GBA | Martin | 115 | 0 | 0 | 0 | 0 | 0 | 0 | 0 | 0 | 0 | 0 | 0 | 188 | 0 | 0 | 1 | 0 | 0 | 0 | 0 | 0 | 0 | 0 | 0 | 0 | 0 | 0 | 0 | 0 | 0 | [15 empty] | 0 | 0 | 0 | 0 | 0 | 0 | 0 | 0 | 0 | 0 | 0 | 0 | 0 | 0 | 0 |  | 0 | 0 | 0 | 0 | 0 | 0 | 0 | 0 | 0 | 0 | 0 | 188 | 0 | 0 | 1 | #REF! | #REF! | #REF! | #REF! | #REF! | #REF! | #REF! | #REF! | #REF! | #REF! | #REF! | #REF! | #REF! | #REF! | 1 | [14 empty] | 0 | 0 | 0 | 0 | 0 | 0 | 0 | 0 | 0 | 0 | 0 | 0 | 0 | 0 | [15 empty] | 0 | 0 | 0 | 0 | 0 | 0 | 0 | 0 | 0 | 0 | 0 | 0 | 0 | 0 | 0 | 0 | 0 | 0 | 0 | 0 | 0 | 0 | 0 | 0 | 0 | 0 | 0 | 188 | 0 | 0 | 1
PG&E GBA | Martinez | 115 | 0 | 0 | 0 | 0 | 0 | 0 | 0 | 0 | 0 | 0 | 0 | 0 | 0 | 0 | 0 | 0 | 0 | 0 | 0 | 0 | 0 | 0 | 0 | 0 | 0 | 0 | 0 | 0 | 0 | [15 empty] | 0 | 0 | 0 | 0 | 0 | 0 | 0 | 0 | 0 | 0 | 0 | 0 | 0 | 0 | 0 |  | 0 | 0 | 0 | 0 | 0 | 0 | 0 | 0 | 0 | 0 | 0 | 0 | 0 | 0 | 0 | #REF! | #REF! | #REF! | #REF! | #REF! | #REF! | #REF! | #REF! | #REF! | #REF! | #REF! | #REF! | #REF! | #REF! | 1 | [14 empty] | 0 | 0 | 0 | 0 | 0 | 0 | 0 | 0 | 0 | 0 | 0 | 0 | 0 | 0 | [15 empty] | 0 | 0 | 0 | 0 | 0 | 0 | 0 | 0 | 0 | 0 | 0 | 0 | 0 | 0 | 0 | 0 | 0 | 0 | 0 | 0 | 0 | 0 | 0 | 0 | 0 | 0 | 0 | 0 | 0 | 0 | 0
PG&E FRESNO | Mc Mullin | 230 | 0 | 0 | 0 | 0 | 0 | 0 | 0 | 0 | 0 | 0 | 0 | 0 | 0 | 0 | 0 | 0 | 0 | 0 | 0 | 0 | 0 | 0 | 0 | 0 | 0 | 0 | 0 | 0 | 0 | [15 empty] | 0 | 0 | 0 | 0 | 0 | 0 | 0 | 0 | 0 | 0 | 0 | 0 | 0 | 0 | 0 |  | 0 | 0 | 0 | 0 | 0 | 0 | 0 | 0 | 0 | 0 | 0 | 0 | 0 | 0 | 0 | #REF! | #REF! | #REF! | #REF! | #REF! | #REF! | #REF! | #REF! | #REF! | #REF! | #REF! | #REF! | #REF! | #REF! | 1 | 0 | 0 | 0 | 0 | 0 | 0 | 0 | 0 | 0 | 100 | 0 | 0 | 0 | 0 | 0 | 0 | 0 | 0 | 0 | 0 | 0 | 0 | 0 | 100 | 0 | 0 | 0 | 0 | [15 empty] | 0 | 0 | 0 | 0 | 0 | 0 | 0 | 0 | 0 | 0 | 100 | 0 | 0 | 0 | 0 | 1 | 0 | 0 | 0 | 0 | 0 | 0 | 0 | 0 | 0 | 100 | 0 | 0 | 0 | 0 | 1
PG&E FRESNO | McCall | 115 | 0 | 0 | 0 | 0 | 0 | 0 | 0 | 0 | 0 | 0 | 0 | 0 | 0 | 0 | 0 | 0 | 0 | 0 | 0 | 0 | 0 | 0 | 0 | 0 | 0 | 0 | 0 | 0 | 0 | [15 empty] | 0 | 0 | 0 | 0 | 0 | 0 | 0 | 0 | 0 | 0 | 0 | 0 | 0 | 0 | 0 |  | 0 | 0 | 0 | 0 | 0 | 0 | 0 | 0 | 0 | 0 | 0 | 0 | 0 | 0 | 0 | #REF! | #REF! | #REF! | #REF! | #REF! | #REF! | #REF! | #REF! | #REF! | #REF! | #REF! | #REF! | #REF! | #REF! | 1 | 0 | 0 | 0 | 0 | 0 | 0 | 0 | 0 | 0 | 0 | 0 | 0 | 0 | 0 | 0 | 0 | 0 | 0 | 0 | 0 | 0 | 0 | 0 | 0 | 0 | 0 | 0 | 0 | [15 empty] | 0 | 0 | 0 | 0 | 0 | 0 | 0 | 0 | 0 | 0 | 0 | 0 | 0 | 0 | 0 | 0 | 0 | 0 | 0 | 0 | 0 | 0 | 0 | 0 | 0 | 0 | 0 | 0 | 0 | 0 | 0
PG&E FRESNO | McCall | 230 | 0 | 0 | 0 | 0 | 0 | 0 | 0 | 0 | 0 | 0 | 0 | 0 | 0 | 0 | 0 | 0 | 0 | 0 | 0 | 0 | 0 | 0 | 0 | 0 | 100 | 0 | 0 | 0 | 0 | [10 empty] | -100 |  |  |  |  | 1 | 0 | 0 | 0 | 0 | 0 | 0 | 0 | 0 | 0 | 0 | 0 | 0 | 0 | 0 |  | 0 | 0 | 0 | 0 | 0 | 0 | 0 | 0 | 0 | 0 | 0 | 0 | 0 | 0 | 0 | #REF! | #REF! | #REF! | #REF! | #REF! | #REF! | #REF! | #REF! | #REF! | #REF! | #REF! | #REF! | #REF! | #REF! | 1 | 0 | 0 | 0 | 0 | 0 | 0 | 0 | 0 | 0 | 213 | 0 | 0 | 0 | 0 | 0 | 0 | 0 | 0 | 0 | 0 | 0 | 0 | 0 | 313 | 0 | 0 | 0 | 0 | [15 empty] | 0 | 0 | 0 | 0 | 0 | 0 | 0 | 0 | 0 | 0 | 213 | 0 | 0 | 0 | 0 | 1 | 0 | 0 | 0 | 0 | 0 | 0 | 0 | 0 | 0 | 213 | 0 | 0 | 0 | 0 | 1
PG&E GBA | Meadow Lane | 115 | 0 | 0 | 0 | 0 | 0 | 0 | 0 | 0 | 0 | 0 | 0 | 0 | 0 | 0 | 0 | 0 | 0 | 0 | 0 | 0 | 0 | 0 | 0 | 0 | 0 | 0 | 0 | 0 | 0 | [15 empty] | 0 | 0 | 0 | 0 | 0 | 0 | 0 | 0 | 0 | 0 | 0 | 0 | 0 | 0 | 0 |  | 0 | 0 | 0 | 0 | 0 | 0 | 0 | 0 | 0 | 0 | 0 | 0 | 0 | 0 | 0 | #REF! | #REF! | #REF! | #REF! | #REF! | #REF! | #REF! | #REF! | #REF! | #REF! | #REF! | #REF! | #REF! | #REF! | 1 | [14 empty] | 0 | 0 | 0 | 0 | 0 | 0 | 0 | 0 | 0 | 0 | 0 | 0 | 0 | 0 | [15 empty] | 0 | 0 | 0 | 0 | 0 | 0 | 0 | 0 | 0 | 0 | 0 | 0 | 0 | 0 | 0 | 0 | 0 | 0 | 0 | 0 | 0 | 0 | 0 | 0 | 0 | 0 | 0 | 0 | 0 | 0 | 0
PG&E GBA | Melones | 115 | 0 | 0 | 0 | 0 | 0 | 0 | 0 | 0 | 0 | 0 | 0 | 0 | 0 | 0 | 0 | 0 | 0 | 0 | 0 | 0 | 0 | 0 | 0 | 0 | 0 | 0 | 0 | 0 | 0 | [15 empty] | 0 | 0 | 0 | 0 | 0 | 0 | 0 | 0 | 0 | 0 | 0 | 0 | 0 | 0 | 0 |  | 0 | 0 | 0 | 0 | 0 | 0 | 0 | 0 | 0 | 0 | 0 | 0 | 0 | 0 | 0 | #REF! | #REF! | #REF! | #REF! | #REF! | #REF! | #REF! | #REF! | #REF! | #REF! | #REF! | #REF! | #REF! | #REF! | 1 | [14 empty] | 0 | 0 | 0 | 0 | 0 | 0 | 0 | 0 | 0 | 0 | 0 | 0 | 0 | 0 | [15 empty] | 0 | 0 | 0 | 0 | 0 | 0 | 0 | 0 | 0 | 0 | 0 | 0 | 0 | 0 | 0 | 0 | 0 | 0 | 0 | 0 | 0 | 0 | 0 | 0 | 0 | 0 | 0 | 0 | 0 | 0 | 0
PG&E GBA | Melones | 230 | 0 | 0 | 0 | 0 | 0 | 0 | 0 | 0 | 0 | 0 | 0 | 0 | 0 | 0 | 0 | 0 | 0 | 0 | 0 | 0 | 0 | 0 | 0 | 0 | 0 | 0 | 0 | 0 | 0 | [15 empty] | 0 | 0 | 0 | 0 | 0 | 0 | 0 | 0 | 0 | 0 | 0 | 0 | 0 | 0 | 0 |  | 0 | 0 | 0 | 0 | 0 | 0 | 0 | 0 | 0 | 0 | 0 | 0 | 0 | 0 | 0 | #REF! | #REF! | #REF! | #REF! | #REF! | #REF! | #REF! | #REF! | #REF! | #REF! | #REF! | #REF! | #REF! | #REF! | 1 | [14 empty] | 0 | 0 | 0 | 0 | 0 | 0 | 0 | 0 | 0 | 0 | 0 | 0 | 0 | 0 | [15 empty] | 0 | 0 | 0 | 0 | 0 | 0 | 0 | 0 | 0 | 0 | 0 | 0 | 0 | 0 | 0 | 0 | 0 | 0 | 0 | 0 | 0 | 0 | 0 | 0 | 0 | 0 | 0 | 0 | 0 | 0 | 0
SDGE | Melrose | 69 | 0 | 0 | 0 | 0 | 0 | 0 | 0 | 0 | 0 | 0 | 0 | 0 | 0 | 0 | 0 | [29 empty] | 0 | 0 | 0 | 0 | 0 | 0 | 0 | 0 | 0 | 0 | 0 | 0 | 0 | 0 | 0 |  | 0 | 0 | 0 | 0 | 0 | 0 | 0 | 0 | 0 | 0 | 0 | 0 | 0 | 0 | 0 | #REF! | #REF! | #REF! | #REF! | #REF! | #REF! | #REF! | #REF! | #REF! | #REF! | #REF! | #REF! | #REF! | #REF! | 1 | [14 empty] | 0 | 0 | 0 | 0 | 0 | 0 | 0 | 0 | 0 | 0 | 0 | 0 | 0 | 0 | [15 empty] | 0 | 0 | 0 | 0 | 0 | 0 | 0 | 0 | 0 | 0 | 0 | 0 | 0 | 0 | 0 | 0 | 0 | 0 | 0 | 0 | 0 | 0 | 0 | 0 | 0 | 0 | 0 | 0 | 0 | 0 | 0
PG&E NGBA | Mendocino | 115 | 0 | 0 | 0 | 0 | 0 | 0 | 0 | 0 | 5 | 0 | 0 | 0 | 0 | 0 | 1 | 0 | 0 | 0 | 0 | 0 | 0 | 0 | 0 | 0 | 0 | 0 | 0 | 0 | 0 | [15 empty] | 0 | 0 | 0 | 0 | 0 | 0 | 0 | 0 | 0 | 0 | 0 | 0 | 0 | 0 | 0 |  | 0 | 0 | 0 | 0 | 0 | 0 | 0 | 0 | 5 | 0 | 0 | 0 | 0 | 0 | 1 | #REF! | #REF! | #REF! | #REF! | #REF! | #REF! | #REF! | #REF! | #REF! | #REF! | #REF! | #REF! | #REF! | #REF! | 1 | [14 empty] | 0 | 0 | 0 | 0 | 0 | 0 | 0 | 0 | 0 | 0 | 0 | 0 | 0 | 0 | [15 empty] | 0 | 0 | 0 | 0 | 0 | 0 | 0 | 0 | 0 | 0 | 0 | 0 | 0 | 0 | 0 | 0 | 0 | 0 | 0 | 0 | 0 | 0 | 0 | 0 | 5 | 0 | 0 | 0 | 0 | 0 | 1
PG&E NGBA | Mendocino | 60 | 0 | 0 | 0 | 0 | 0 | 0 | 0 | 0 | 0 | 0 | 0 | 0 | 0 | 0 | 0 | 0 | 0 | 0 | 0 | 0 | 0 | 0 | 0 | 0 | 0 | 0 | 0 | 0 | 0 | [15 empty] | 0 | 0 | 0 | 0 | 0 | 0 | 0 | 0 | 0 | 0 | 0 | 0 | 0 | 0 | 0 |  | 0 | 0 | 0 | 0 | 0 | 0 | 0 | 0 | 0 | 0 | 0 | 0 | 0 | 0 | 0 | #REF! | #REF! | #REF! | #REF! | #REF! | #REF! | #REF! | #REF! | #REF! | #REF! | #REF! | #REF! | #REF! | #REF! | 1 | [14 empty] | 0 | 0 | 0 | 0 | 0 | 0 | 0 | 0 | 0 | 0 | 0 | 0 | 0 | 0 | [15 empty] | 0 | 0 | 0 | 0 | 0 | 0 | 0 | 0 | 0 | 0 | 0 | 0 | 0 | 0 | 0 | 0 | 0 | 0 | 0 | 0 | 0 | 0 | 0 | 0 | 0 | 0 | 0 | 0 | 0 | 0 | 0
PG&E FRESNO | Mendota | 115 | 0 | 0 | 0 | 0 | 0 | 0 | 0 | 0 | 0 | 0 | 0 | 0 | 0 | 0 | 0 | 0 | 0 | 0 | 0 | 0 | 0 | 0 | 0 | 0 | 0 | 0 | 0 | 0 | 0 | [15 empty] | 0 | 0 | 0 | 0 | 0 | 0 | 0 | 0 | 0 | 0 | 0 | 0 | 0 | 0 | 0 |  | 0 | 0 | 0 | 0 | 0 | 0 | 0 | 0 | 0 | 0 | 0 | 0 | 0 | 0 | 0 | #REF! | #REF! | #REF! | #REF! | #REF! | #REF! | #REF! | #REF! | #REF! | #REF! | #REF! | #REF! | #REF! | #REF! | 1 | 0 | 0 | 0 | 0 | 0 | 0 | 0 | 0 | 0 | 0 | 0 | 0 | 0 | 0 | 0 | 0 | 0 | 0 | 0 | 0 | 0 | 0 | 0 | 0 | 0 | 0 | 0 | 0 | [15 empty] | 0 | 0 | 0 | 0 | 0 | 0 | 0 | 0 | 0 | 0 | 0 | 0 | 0 | 0 | 0 | 0 | 0 | 0 | 0 | 0 | 0 | 0 | 0 | 0 | 0 | 0 | 0 | 0 | 0 | 0 | 0
PG&E GBA | Menlo | 60 | 0 | 0 | 0 | 0 | 0 | 0 | 0 | 0 | 0 | 0 | 0 | 0 | 0 | 0 | 0 | 0 | 0 | 0 | 0 | 0 | 0 | 0 | 0 | 0 | 0 | 0 | 0 | 0 | 0 | [15 empty] | 0 | 0 | 0 | 0 | 0 | 0 | 0 | 0 | 0 | 0 | 0 | 0 | 0 | 0 | 0 |  | 0 | 0 | 0 | 0 | 0 | 0 | 0 | 0 | 0 | 0 | 0 | 0 | 0 | 0 | 0 | #REF! | #REF! | #REF! | #REF! | #REF! | #REF! | #REF! | #REF! | #REF! | #REF! | #REF! | #REF! | #REF! | #REF! | 1 | [14 empty] | 0 | 0 | 0 | 0 | 0 | 0 | 0 | 0 | 0 | 0 | 0 | 0 | 0 | 0 | [15 empty] | 0 | 0 | 0 | 0 | 0 | 0 | 0 | 0 | 0 | 0 | 0 | 0 | 0 | 0 | 0 | 0 | 0 | 0 | 0 | 0 | 0 | 0 | 0 | 0 | 0 | 0 | 0 | 0 | 0 | 0 | 0
PG&E FRESNO | Merced | 115 | 0 | 0 | 0 | 0 | 0 | 0 | 0 | 0 | 0 | 0 | 0 | 0 | 0 | 0 | 0 | 0 | 0 | 0 | 0 | 0 | 0 | 0 | 0 | 0 | 0 | 0 | 0 | 0 | 0 | [15 empty] | 0 | 0 | 0 | 0 | 0 | 0 | 0 | 0 | 0 | 0 | 0 | 0 | 0 | 0 | 0 |  | 0 | 0 | 0 | 0 | 0 | 0 | 0 | 0 | 0 | 0 | 0 | 0 | 0 | 0 | 0 | #REF! | #REF! | #REF! | #REF! | #REF! | #REF! | #REF! | #REF! | #REF! | #REF! | #REF! | #REF! | #REF! | #REF! | 1 | 0 | 0 | 0 | 0 | 0 | 0 | 0 | 0 | 0 | 0 | 0 | 0 | 0 | 0 | 0 | 0 | 0 | 0 | 0 | 0 | 0 | 0 | 0 | 0 | 0 | 0 | 0 | 0 | [15 empty] | 0 | 0 | 0 | 0 | 0 | 0 | 0 | 0 | 0 | 0 | 0 | 0 | 0 | 0 | 0 | 0 | 0 | 0 | 0 | 0 | 0 | 0 | 0 | 0 | 0 | 0 | 0 | 0 | 0 | 0 | 0
EOP | Mercury | 138 | 0 | 0 | 0 | 0 | 0 | 0 | 0 | 0 | 0 | 0 | 0 | 0 | 0 | 0 | 0 | [29 empty] | 0 | 0 | 0 | 0 | 0 | 0 | 0 | 0 | 0 | 0 | 0 | 0 | 0 | 0 | 0 |  | 0 | 0 | 0 | 0 | 0 | 0 | 0 | 0 | 0 | 0 | 0 | 0 | 0 | 0 | 0 | #REF! | #REF! | #REF! | #REF! | #REF! | #REF! | #REF! | #REF! | #REF! | #REF! | #REF! | #REF! | #REF! | #REF! | 1 | [14 empty] | 0 | 0 | 0 | 0 | 0 | 0 | 0 | 0 | 0 | 0 | 0 | 0 | 0 | 0 | [15 empty] | 0 | 0 | 0 | 0 | 0 | 0 | 0 | 0 | 0 | 0 | 0 | 0 | 0 | 0 | 0 | 0 | 0 | 0 | 0 | 0 | 0 | 0 | 0 | 0 | 0 | 0 | 0 | 0 | 0 | 0 | 0
PG&E FRESNO | Mercy Springs | 70 | 0 | 0 | 0 | 0 | 0 | 0 | 0 | 0 | 0 | 0 | 75 | 78 | 0 | 0 | 1 | 0 | 0 | 0 | 0 | 0 | 0 | 0 | 0 | 0 | 0 | 0 | 0 | 0 | 0 | [15 empty] | 0 | 0 | 0 | 0 | 0 | 0 | 0 | 0 | 0 | 0 | 0 | 0 | 0 | 0 | 0 |  | 0 | 0 | 0 | 0 | 0 | 0 | 0 | 0 | 0 | 0 | 75 | 78 | 0 | 0 | 1 | #REF! | #REF! | #REF! | #REF! | #REF! | #REF! | #REF! | #REF! | #REF! | #REF! | #REF! | #REF! | #REF! | #REF! | 1 | 0 | 0 | 0 | 0 | 0 | 0 | 0 | 0 | 0 | 0 | 0 | 0 | 0 | 0 | 0 | 0 | 0 | 0 | 0 | 0 | 0 | 0 | 0 | 0 | 0 | 0 | 0 | 0 | [15 empty] | 0 | 0 | 0 | 0 | 0 | 0 | 0 | 0 | 0 | 0 | 0 | 0 | 0 | 0 | 0 | 0 | 0 | 0 | 0 | 0 | 0 | 0 | 0 | 0 | 0 | 0 | 75 | 78 | 0 | 0 | 1
PG&E NGBA | Meridian | 60 | 0 | 0 | 0 | 0 | 0 | 0 | 0 | 0 | 0 | 0 | 0 | 0 | 0 | 0 | 0 | 0 | 0 | 0 | 0 | 0 | 0 | 0 | 0 | 0 | 0 | 0 | 0 | 0 | 0 | [15 empty] | 0 | 0 | 0 | 0 | 0 | 0 | 0 | 0 | 0 | 0 | 0 | 0 | 0 | 0 | 0 |  | 0 | 0 | 0 | 0 | 0 | 0 | 0 | 0 | 0 | 0 | 0 | 0 | 0 | 0 | 0 | #REF! | #REF! | #REF! | #REF! | #REF! | #REF! | #REF! | #REF! | #REF! | #REF! | #REF! | #REF! | #REF! | #REF! | 1 | [14 empty] | 0 | 0 | 0 | 0 | 0 | 0 | 0 | 0 | 0 | 0 | 0 | 0 | 0 | 0 | [15 empty] | 0 | 0 | 0 | 0 | 0 | 0 | 0 | 0 | 0 | 0 | 0 | 0 | 0 | 0 | 0 | 0 | 0 | 0 | 0 | 0 | 0 | 0 | 0 | 0 | 0 | 0 | 0 | 0 | 0 | 0 | 0
PG&E KERN | Mesa (PGE) | 115 | 0 | 0 | 0 | 0 | 0 | 0 | 0 | 0 | 0 | 0 | 0 | 0 | 0 | 0 | 0 | 0 | 0 | 0 | 0 | 0 | 0 | 0 | 0 | 0 | 0 | 0 | 0 | 0 | 0 | [15 empty] | 0 | 0 | 0 | 0 | 0 | 0 | 0 | 0 | 0 | 0 | 0 | 0 | 0 | 0 | 0 |  | 0 | 0 | 0 | 0 | 0 | 0 | 0 | 0 | 0 | 0 | 0 | 0 | 0 | 0 | 0 | #REF! | #REF! | #REF! | #REF! | #REF! | #REF! | #REF! | #REF! | #REF! | #REF! | #REF! | #REF! | #REF! | #REF! | 1 | [14 empty] | 0 | 0 | 0 | 0 | 0 | 0 | 0 | 0 | 0 | 0 | 0 | 0 | 0 | 0 | [15 empty] | 0 | 0 | 0 | 0 | 0 | 0 | 0 | 0 | 0 | 0 | 0 | 0 | 0 | 0 | 0 | 0 | 0 | 0 | 0 | 0 | 0 | 0 | 0 | 0 | 0 | 0 | 0 | 0 | 0 | 0 | 0
PG&E KERN | Mesa (PGE) | 230 | 0 | 0 | 0 | 0 | 0 | 0 | 0 | 0 | 0 | 0 | 0 | 0 | 0 | 0 | 0 | 0 | 0 | 0 | 0 | 0 | 0 | 0 | 0 | 0 | 0 | 0 | 0 | 0 | 150 | [14 empty] | 200 | 1 | 0 | 0 | 0 | 0 | 0 | 0 | 0 | 0 | 0 | 0 | 0 | 0 | 0 | 350 |  | 0 | 0 | 0 | 0 | 0 | 0 | 0 | 0 | 0 | 0 | 0 | 0 | 0 | 350 | 1 | #REF! | #REF! | #REF! | #REF! | #REF! | #REF! | #REF! | #REF! | #REF! | #REF! | #REF! | #REF! | #REF! | #REF! | 1 | [14 empty] | 0 | 0 | 0 | 0 | 0 | 0 | 0 | 0 | 0 | 0 | 0 | 0 | 0 | 150 | [15 empty] | 0 | 0 | 0 | 0 | 0 | 0 | 0 | 0 | 0 | 0 | 0 | 0 | 0 | 0 | 350 | 1 | 0 | 0 | 0 | 0 | 0 | 0 | 0 | 0 | 0 | 0 | 0 | 0 | 0 | 350 | 1
SCE Metro | Mesa (SCE) | 230 | 0 | 0 | 0 | 0 | 0 | 0 | 0 | 0 | 1.92 | 0 | 0 | 0 | 0 | 0 | 1 | [29 empty] | 0 | 0 | 0 | 0 | 0 | 0 | 0 | 0 | 0 | 0 | 0 | 0 | 0 | 0 | 0 |  | 0 | 0 | 0 | 0 | 0 | 0 | 0 | 0 | 1.92 | 0 | 0 | 0 | 0 | 0 | 1 | #REF! | #REF! | #REF! | #REF! | #REF! | #REF! | #REF! | #REF! | #REF! | #REF! | #REF! | #REF! | #REF! | #REF! | 1 | [11 empty] | 0 | 0 |  | 0 | 0 | 0 | 0 | 0 | 0 | 0 | 0 | 0 | 0 | 0 | 0 | 0 | 0 | [15 empty] | 0 | 0 | 0 | 0 | 0 | 0 | 0 | 0 | 0 | 0 | 0 | 0 | 0 | 0 | 0 | 0 | 0 | 0 | 0 | 0 | 0 | 0 | 0 | 0 | 1.92 | 0 | 0 | 0 | 0 | 0 | 1
SCE Metro | Mesa (SCE) | 500 | 0 | 0 | 0 | 0 | 0 | 0 | 0 | 0 | 0 | 0 | 0 | 0 | 0 | 0 | 0 | [12 empty] | 200 |  | 1 | [12 empty] | -200 |  | 1 | 0 | 0 | 0 | 0 | 0 | 0 | 0 | 0 | 0 | 0 | 0 | 0 | 0 | 0 |  | 0 | 0 | 0 | 0 | 0 | 0 | 0 | 0 | 0 | 0 | 0 | 0 | 0 | 0 | 0 | #REF! | #REF! | #REF! | #REF! | #REF! | #REF! | #REF! | #REF! | #REF! | #REF! | #REF! | #REF! | #REF! | #REF! | 1 | [11 empty] | 0 | 0 |  | 0 | 0 | 0 | 0 | 0 | 0 | 0 | 0 | 0 | 0 | 0 | 0 | 200 | 0 | [15 empty] | 0 | 0 | 0 | 0 | 0 | 0 | 0 | 0 | 0 | 0 | 0 | 0 | 0 | 0 | 0 | 0 | 0 | 0 | 0 | 0 | 0 | 0 | 0 | 0 | 0 | 0 | 0 | 0 | 0 | 0 | 0
SDGE | Mesa Heights | 69 | 0 | 0 | 0 | 0 | 0 | 0 | 0 | 0 | 0 | 0 | 0 | 0 | 0 | 0 | 0 | [29 empty] | 0 | 0 | 0 | 0 | 0 | 0 | 0 | 0 | 0 | 0 | 0 | 0 | 0 | 0 | 0 |  | 0 | 0 | 0 | 0 | 0 | 0 | 0 | 0 | 0 | 0 | 0 | 0 | 0 | 0 | 0 | #REF! | #REF! | #REF! | #REF! | #REF! | #REF! | #REF! | #REF! | #REF! | #REF! | #REF! | #REF! | #REF! | #REF! | 1 | [14 empty] | 0 | 0 | 0 | 0 | 0 | 0 | 0 | 0 | 0 | 0 | 0 | 0 | 0 | 0 | [15 empty] | 0 | 0 | 0 | 0 | 0 | 0 | 0 | 0 | 0 | 0 | 0 | 0 | 0 | 0 | 0 | 0 | 0 | 0 | 0 | 0 | 0 | 0 | 0 | 0 | 0 | 0 | 0 | 0 | 0 | 0 | 0
PG&E GBA | Metcalf | 115 | 0 | 0 | 0 | 0 | 0 | 0 | 0 | 0 | 0 | 0 | 0 | 0 | 0 | 0 | 0 | 0 | 0 | 0 | 0 | 0 | 0 | 0 | 0 | 0 | 0 | 0 | 0 | 0 | 0 | [15 empty] | 0 | 0 | 0 | 0 | 0 | 0 | 0 | 0 | 0 | 0 | 0 | 0 | 0 | 0 | 0 |  | 0 | 0 | 0 | 0 | 0 | 0 | 0 | 0 | 0 | 0 | 0 | 0 | 0 | 0 | 0 | #REF! | #REF! | #REF! | #REF! | #REF! | #REF! | #REF! | #REF! | #REF! | #REF! | #REF! | #REF! | #REF! | #REF! | 1 | [14 empty] | 0 | 0 | 0 | 0 | 0 | 0 | 0 | 0 | 0 | 0 | 0 | 0 | 0 | 0 | [15 empty] | 0 | 0 | 0 | 0 | 0 | 0 | 0 | 0 | 0 | 0 | 0 | 0 | 0 | 0 | 0 | 0 | 0 | 0 | 0 | 0 | 0 | 0 | 0 | 0 | 0 | 0 | 0 | 0 | 0 | 0 | 0
PG&E GBA | Metcalf | 230 | 0 | 0 | 0 | 0 | 0 | 0 | 0 | 0 | 0 | 0 | 0 | 0 | 0 | 0 | 0 | 0 | 0 | 0 | 0 | 0 | 0 | 0 | 0 | 0 | 0 | 0 | 0 | 0 | 0 | [15 empty] | 0 | 0 | 0 | 0 | 0 | 0 | 0 | 0 | 0 | 0 | 0 | 0 | 0 | 0 | 0 |  | 0 | 0 | 0 | 0 | 0 | 0 | 0 | 0 | 0 | 0 | 0 | 0 | 0 | 0 | 0 | #REF! | #REF! | #REF! | #REF! | #REF! | #REF! | #REF! | #REF! | #REF! | #REF! | #REF! | #REF! | #REF! | #REF! | 1 | [14 empty] | 0 | 0 | 0 | 0 | 0 | 0 | 0 | 0 | 0 | 0 | 0 | 0 | 0 | 0 | [15 empty] | 0 | 0 | 0 | 0 | 0 | 0 | 0 | 0 | 0 | 0 | 0 | 0 | 0 | 0 | 0 | 0 | 0 | 0 | 0 | 0 | 0 | 0 | 0 | 0 | 0 | 0 | 0 | 0 | 0 | 0 | 0
PG&E GBA | Metcalf | 500 | 0 | 0 | 0 | 0 | 0 | 0 | 0 | 0 | 0 | 0 | 0 | 0 | 0 | 0 | 0 | 30 | 0 | 0 | 0 | 0 | 0 | 0 | 0 | 0 | 0 | 0 | 0 | 0 | 0 |  | -30 | [13 empty] | 1 | 0 | 0 | 0 | 0 | 0 | 0 | 0 | 0 | 0 | 0 | 0 | 0 | 0 | 0 |  | 0 | 0 | 0 | 0 | 0 | 0 | 0 | 0 | 0 | 0 | 0 | 0 | 0 | 0 | 0 | #REF! | #REF! | #REF! | #REF! | #REF! | #REF! | #REF! | #REF! | #REF! | #REF! | #REF! | #REF! | #REF! | #REF! | 1 | [14 empty] | 30 | 0 | 0 | 0 | 0 | 0 | 0 | 0 | 0 | 0 | 0 | 0 | 0 | 0 | [15 empty] | 0 | 0 | 0 | 0 | 0 | 0 | 0 | 0 | 0 | 0 | 0 | 0 | 0 | 0 | 0 | 0 | 0 | 0 | 0 | 0 | 0 | 0 | 0 | 0 | 0 | 0 | 0 | 0 | 0 | 0 | 0
PG&E KERN | Midway | 115 | 0 | 0 | 0 | 0 | 0 | 0 | 0 | 0 | 0 | 0 | 0 | 0 | 0 | 0 | 0 | 0 | 0 | 0 | 0 | 0 | 0 | 0 | 0 | 0 | 0 | 0 | 0 | 0 | 0 | [10 empty] | 205 |  |  |  |  | 1 | 0 | 0 | 0 | 0 | 0 | 0 | 0 | 0 | 0 | 205 | 0 | 0 | 0 | 0 |  | 0 | 0 | 0 | 0 | 0 | 0 | 0 | 0 | 0 | 205 | 0 | 0 | 0 | 0 | 1 | #REF! | #REF! | #REF! | #REF! | #REF! | #REF! | #REF! | #REF! | #REF! | #REF! | #REF! | #REF! | #REF! | #REF! | 1 | [14 empty] | 0 | 0 | 0 | 0 | 0 | 0 | 0 | 0 | 0 | 0 | 0 | 0 | 0 | 0 | [15 empty] | 0 | 0 | 0 | 0 | 0 | 0 | 0 | 0 | 0 | 0 | 205 | 0 | 0 | 0 | 0 | 1 | 0 | 0 | 0 | 0 | 0 | 0 | 0 | 0 | 0 | 205 | 0 | 0 | 0 | 0 | 1
PG&E KERN | Midway | 230 | 0 | 0 | 0 | 0 | 0 | 0 | 0 | 0 | 0 | 0 | 0 | 0 | 0 | 0 | 0 | 0 | 0 | 0 | 0 | 0 | 0 | 0 | 0 | 0 | 0 | 0 | 0 | 0 | 0 | [10 empty] | 150 |  |  |  |  | 1 | 0 | 0 | 0 | 0 | 0 | 0 | 0 | 0 | 0 | 150 | 0 | 0 | 0 | 0 |  | 0 | 0 | 0 | 0 | 0 | 0 | 0 | 0 | 0 | 150 | 0 | 0 | 0 | 0 | 1 | #REF! | #REF! | #REF! | #REF! | #REF! | #REF! | #REF! | #REF! | #REF! | #REF! | #REF! | #REF! | #REF! | #REF! | 1 | [14 empty] | 0 | 0 | 0 | 0 | 0 | 0 | 0 | 0 | 0 | 0 | 0 | 0 | 0 | 0 | [15 empty] | 0 | 0 | 0 | 0 | 0 | 0 | 0 | 0 | 0 | 0 | 150 | 0 | 0 | 0 | 0 | 1 | 0 | 0 | 0 | 0 | 0 | 0 | 0 | 0 | 0 | 150 | 0 | 0 | 0 | 0 | 1
PG&E KERN | Midway | 500 | 0 | 0 | 0 | 0 | 0 | 0 | 0 | 0 | 0 | 0 | 0 | 0 | 0 | 0 | 0 | 0 | 0 | 0 | 0 | 0 | 0 | 0 | 0 | 0 | 0 | 0 | 0 | 0 | 0 | 0 | [9 empty] | 750 | 450 |  | 375 |  | 1 | 0 | 0 | 0 | 0 | 0 | 0 | 0 | 0 | 0 | 750 | 450 | 0 | 375 | 0 |  | 0 | 0 | 0 | 0 | 0 | 0 | 0 | 0 | 0 | 750 | 450 | 0 | 375 | 0 | 1 | #REF! | #REF! | #REF! | #REF! | #REF! | #REF! | #REF! | #REF! | #REF! | #REF! | #REF! | #REF! | #REF! | #REF! | 1 | [14 empty] | 0 | 0 | 0 | 0 | 0 | 0 | 0 | 0 | 0 | 0 | 0 | 0 | 0 | 0 | [15 empty] | 0 | 0 | 0 | 0 | 0 | 0 | 0 | 0 | 0 | 0 | 750 | 450 | 0 | 375 | 0 | 1 | 0 | 0 | 0 | 0 | 0 | 0 | 0 | 0 | 0 | 750 | 450 | 0 | 375 | 0 | 1
SDGE | Miguel | 230 | 0 | 0 | 0 | 0 | 0 | 0 | 0 | 0 | 0 | 0 | 0 | 0 | 0 | 0 | 0 | [29 empty] | 0 | 0 | 0 | 0 | 0 | 0 | 0 | 0 | 0 | 0 | 0 | 0 | 0 | 0 | 0 |  | 0 | 0 | 0 | 0 | 0 | 0 | 0 | 0 | 0 | 0 | 0 | 0 | 0 | 0 | 0 | #REF! | #REF! | #REF! | #REF! | #REF! | #REF! | #REF! | #REF! | #REF! | #REF! | #REF! | #REF! | #REF! | #REF! | 1 | [14 empty] | 0 | 0 | 0 | 0 | 0 | 0 | 0 | 0 | 0 | 0 | 0 | 0 | 0 | 0 | [15 empty] | 0 | 0 | 0 | 0 | 0 | 0 | 0 | 0 | 0 | 0 | 0 | 0 | 0 | 0 | 0 | 0 | 0 | 0 | 0 | 0 | 0 | 0 | 0 | 0 | 0 | 0 | 0 | 0 | 0 | 0 | 0
SDGE | Miguel | 500 | 0 | 0 | 0 | 0 | 0 | 0 | 0 | 0 | 0 | 0 | 0 | 0 | 0 | 0 | 0 | [29 empty] | 0 | 0 | 0 | 0 | 0 | 0 | 0 | 0 | 0 | 0 | 0 | 0 | 0 | 0 | 0 |  | 0 | 0 | 0 | 0 | 0 | 0 | 0 | 0 | 0 | 0 | 0 | 0 | 0 | 0 | 0 | #REF! | #REF! | #REF! | #REF! | #REF! | #REF! | #REF! | #REF! | #REF! | #REF! | #REF! | #REF! | #REF! | #REF! | 1 | [14 empty] | 0 | 0 | 0 | 0 | 0 | 0 | 0 | 0 | 0 | 0 | 0 | 0 | 0 | 0 | [15 empty] | 0 | 0 | 0 | 0 | 0 | 0 | 0 | 0 | 0 | 0 | 0 | 0 | 0 | 0 | 0 | 0 | 0 | 0 | 0 | 0 | 0 | 0 | 0 | 0 | 0 | 0 | 0 | 0 | 0 | 0 | 0
SDGE | Miguel | 69 | 0 | 0 | 0 | 0 | 0 | 0 | 0 | 0 | 0 | 0 | 0 | 0 | 0 | 0 | 0 | [29 empty] | 0 | 0 | 0 | 0 | 0 | 0 | 0 | 0 | 0 | 0 | 0 | 0 | 0 | 0 | 0 |  | 0 | 0 | 0 | 0 | 0 | 0 | 0 | 0 | 0 | 0 | 0 | 0 | 0 | 0 | 0 | #REF! | #REF! | #REF! | #REF! | #REF! | #REF! | #REF! | #REF! | #REF! | #REF! | #REF! | #REF! | #REF! | #REF! | 1 | [14 empty] | 0 | 0 | 0 | 0 | 0 | 0 | 0 | 0 | 0 | 0 | 0 | 0 | 0 | 0 | [15 empty] | 0 | 0 | 0 | 0 | 0 | 0 | 0 | 0 | 0 | 0 | 0 | 0 | 0 | 0 | 0 | 0 | 0 | 0 | 0 | 0 | 0 | 0 | 0 | 0 | 0 | 0 | 0 | 0 | 0 | 0 | 0
PG&E GBA | Millbrae | 115 | 0 | 0 | 0 | 0 | 0 | 0 | 0 | 0 | 0 | 0 | 0 | 0 | 0 | 0 | 0 | 0 | 0 | 0 | 0 | 0 | 0 | 0 | 0 | 0 | 0 | 0 | 0 | 3 | 0 | 1 | [12 empty] | -3 |  | 1 | 0 | 0 | 0 | 0 | 0 | 0 | 0 | 0 | 0 | 0 | 0 | 0 | 0 | 0 |  | 0 | 0 | 0 | 0 | 0 | 0 | 0 | 0 | 0 | 0 | 0 | 0 | 0 | 0 | 0 | #REF! | #REF! | #REF! | #REF! | #REF! | #REF! | #REF! | #REF! | #REF! | #REF! | #REF! | #REF! | #REF! | #REF! | 1 | [14 empty] | 0 | 0 | 0 | 0 | 0 | 0 | 0 | 0 | 0 | 0 | 0 | 0 | 3 | 0 | [15 empty] | 0 | 0 | 0 | 0 | 0 | 0 | 0 | 0 | 0 | 0 | 0 | 0 | 0 | 0 | 0 | 0 | 0 | 0 | 0 | 0 | 0 | 0 | 0 | 0 | 0 | 0 | 0 | 0 | 0 | 0 | 0
PG&E GBA | Miller | 115 | 0 | 0 | 0 | 0 | 0 | 0 | 0 | 0 | 0 | 0 | 0 | 0 | 0 | 0 | 0 | 0 | 0 | 0 | 0 | 0 | 0 | 0 | 0 | 0 | 0 | 0 | 0 | 0 | 0 | [15 empty] | 0 | 0 | 0 | 0 | 0 | 0 | 0 | 0 | 0 | 0 | 0 | 0 | 0 | 0 | 0 |  | 0 | 0 | 0 | 0 | 0 | 0 | 0 | 0 | 0 | 0 | 0 | 0 | 0 | 0 | 0 | #REF! | #REF! | #REF! | #REF! | #REF! | #REF! | #REF! | #REF! | #REF! | #REF! | #REF! | #REF! | #REF! | #REF! | 1 | [14 empty] | 0 | 0 | 0 | 0 | 0 | 0 | 0 | 0 | 0 | 0 | 0 | 0 | 0 | 0 | [15 empty] | 0 | 0 | 0 | 0 | 0 | 0 | 0 | 0 | 0 | 0 | 0 | 0 | 0 | 0 | 0 | 0 | 0 | 0 | 0 | 0 | 0 | 0 | 0 | 0 | 0 | 0 | 0 | 0 | 0 | 0 | 0
SCE Metro | Mira Loma | 230 | 0 | 0 | 0 | 0 | 0 | 0 | 0 | 0 | 0 | 0 | 0 | 42 | 0 | 0 | 1 | [12 empty] | 200 |  | 1 | [12 empty] | 100 |  | 1 | 0 | 0 | 0 | 0 | 0 | 0 | 0 | 0 | 0 | 0 | 0 | 0 | 300 | 0 |  | 0 | 0 | 0 | 0 | 0 | 0 | 0 | 0 | 0 | 0 | 0 | 42 | 300 | 0 | 1 | #REF! | #REF! | #REF! | #REF! | #REF! | #REF! | #REF! | #REF! | #REF! | #REF! | #REF! | #REF! | #REF! | #REF! | 1 | [11 empty] | 0 | 0 |  | 0 | 0 | 0 | 0 | 0 | 0 | 0 | 0 | 0 | 0 | 0 | 0 | 200 | 0 | [15 empty] | 0 | 0 | 0 | 0 | 0 | 0 | 0 | 0 | 0 | 0 | 0 | 0 | 0 | 300 | 0 | 1 | 0 | 0 | 0 | 0 | 0 | 0 | 0 | 0 | 0 | 0 | 0 | 42 | 300 | 0 | 1
SCE Metro | Mira Loma | 500 | 0 | 0 | 0 | 0 | 0 | 0 | 0 | 0 | 0 | 0 | 0 | 0 | 0 | 0 | 0 | [14 empty] | 1 | [12 empty] | 1050.5 |  | 1 | 0 | 0 | 0 | 0 | 0 | 0 | 0 | 0 | 0 | 0 | 0 | 0 | 1050.5 | 0 |  | 0 | 0 | 0 | 0 | 0 | 0 | 0 | 0 | 0 | 0 | 0 | 0 | 1050.5 | 0 | 1 | #REF! | #REF! | #REF! | #REF! | #REF! | #REF! | #REF! | #REF! | #REF! | #REF! | #REF! | #REF! | #REF! | #REF! | 1 | [14 empty] | 0 | 0 | 0 | 0 | 0 | 0 | 0 | 0 | 0 | 0 | 0 | 0 | 0 | 0 | [15 empty] | 0 | 0 | 0 | 0 | 0 | 0 | 0 | 0 | 0 | 0 | 0 | 0 | 0 | 1050.5 | 0 | 1 | 0 | 0 | 0 | 0 | 0 | 0 | 0 | 0 | 0 | 0 | 0 | 0 | 1050.5 | 0 | 1
SCE Eastern | Mirage | 115 | 0 | 0 | 0 | 0 | 0 | 0 | 0 | 0 | 0 | 0 | 0 | 0 | 0 | 0 | 0 | [29 empty] | 0 | 0 | 0 | 0 | 0 | 0 | 0 | 0 | 0 | 0 | 0 | 0 | 0 | 0 | 0 |  | 0 | 0 | 0 | 0 | 0 | 0 | 0 | 0 | 0 | 0 | 0 | 0 | 0 | 0 | 0 | #REF! | #REF! | #REF! | #REF! | #REF! | #REF! | #REF! | #REF! | #REF! | #REF! | #REF! | #REF! | #REF! | #REF! | 1 | [14 empty] | 0 | 0 | 0 | 0 | 0 | 0 | 0 | 0 | 0 | 0 | 0 | 0 | 0 | 0 | [15 empty] | 0 | 0 | 0 | 0 | 0 | 0 | 0 | 0 | 0 | 0 | 0 | 0 | 0 | 0 | 0 | 0 | 0 | 0 | 0 | 0 | 0 | 0 | 0 | 0 | 0 | 0 | 0 | 0 | 0 | 0 | 0
SCE Eastern | Mirage | 230 | 30 | 0 | 0 | 0 | 0 | 0 | 0 | 0 | 0 | 0 | 0 | 0 | 0 | 0 | 1 | [15 empty] | 70 |  |  | 60 | [10 empty] | 1 | 70 | 0 | 0 | 60 | 0 | 0 | 0 | 0 | 0 | 0 | 0 | 0 | 0 | 0 |  | 100 | 0 | 0 | 60 | 0 | 0 | 0 | 0 | 0 | 0 | 0 | 0 | 0 | 0 | 1 | #REF! | #REF! | #REF! | #REF! | #REF! | #REF! | #REF! | #REF! | #REF! | #REF! | #REF! | #REF! | #REF! | #REF! | 1 | [14 empty] | 0 | 0 | 0 | 0 | 0 | 0 | 0 | 0 | 0 | 0 | 0 | 0 | 0 | 0 | [15 empty] | 0 | 70 | 0 | 0 | 60 | 0 | 0 | 0 | 0 | 0 | 0 | 0 | 0 | 0 | 0 | 1 | 100 | 0 | 0 | 60 | 0 | 0 | 0 | 0 | 0 | 0 | 0 | 0 | 0 | 0 | 1
SDGE | Mission | 138 | 0 | 0 | 0 | 0 | 0 | 0 | 0 | 0 | 0 | 0 | 0 | 0 | 0 | 0 | 0 | [29 empty] | 0 | 0 | 0 | 0 | 0 | 0 | 0 | 0 | 0 | 0 | 0 | 0 | 0 | 0 | 0 |  | 0 | 0 | 0 | 0 | 0 | 0 | 0 | 0 | 0 | 0 | 0 | 0 | 0 | 0 | 0 | #REF! | #REF! | #REF! | #REF! | #REF! | #REF! | #REF! | #REF! | #REF! | #REF! | #REF! | #REF! | #REF! | #REF! | 1 | [14 empty] | 0 | 0 | 0 | 0 | 0 | 0 | 0 | 0 | 0 | 0 | 0 | 0 | 0 | 0 | [15 empty] | 0 | 0 | 0 | 0 | 0 | 0 | 0 | 0 | 0 | 0 | 0 | 0 | 0 | 0 | 0 | 0 | 0 | 0 | 0 | 0 | 0 | 0 | 0 | 0 | 0 | 0 | 0 | 0 | 0 | 0 | 0
SDGE | Mission | 230 | 0 | 0 | 0 | 0 | 0 | 0 | 0 | 0 | 0 | 0 | 0 | 0 | 0 | 0 | 0 | [29 empty] | 0 | 0 | 0 | 0 | 0 | 0 | 0 | 0 | 0 | 0 | 0 | 0 | 0 | 0 | 0 |  | 0 | 0 | 0 | 0 | 0 | 0 | 0 | 0 | 0 | 0 | 0 | 0 | 0 | 0 | 0 | #REF! | #REF! | #REF! | #REF! | #REF! | #REF! | #REF! | #REF! | #REF! | #REF! | #REF! | #REF! | #REF! | #REF! | 1 | [14 empty] | 0 | 0 | 0 | 0 | 0 | 0 | 0 | 0 | 0 | 0 | 0 | 0 | 0 | 0 | [15 empty] | 0 | 0 | 0 | 0 | 0 | 0 | 0 | 0 | 0 | 0 | 0 | 0 | 0 | 0 | 0 | 0 | 0 | 0 | 0 | 0 | 0 | 0 | 0 | 0 | 0 | 0 | 0 | 0 | 0 | 0 | 0
SDGE | Mission | 69 | 0 | 0 | 0 | 0 | 0 | 0 | 0 | 0 | 0 | 0 | 0 | 0 | 0 | 0 | 0 | [29 empty] | 0 | 0 | 0 | 0 | 0 | 0 | 0 | 0 | 0 | 0 | 0 | 0 | 0 | 0 | 0 |  | 0 | 0 | 0 | 0 | 0 | 0 | 0 | 0 | 0 | 0 | 0 | 0 | 0 | 0 | 0 | #REF! | #REF! | #REF! | #REF! | #REF! | #REF! | #REF! | #REF! | #REF! | #REF! | #REF! | #REF! | #REF! | #REF! | 1 | [14 empty] | 0 | 0 | 0 | 0 | 0 | 0 | 0 | 0 | 0 | 0 | 0 | 0 | 0 | 0 | [15 empty] | 0 | 0 | 0 | 0 | 0 | 0 | 0 | 0 | 0 | 0 | 0 | 0 | 0 | 0 | 0 | 0 | 0 | 0 | 0 | 0 | 0 | 0 | 0 | 0 | 0 | 0 | 0 | 0 | 0 | 0 | 0
PG&E GBA | Mi-Wuk | 115 | 0 | 0 | 0 | 0 | 0 | 0 | 0 | 0 | 0 | 0 | 0 | 0 | 0 | 0 | 0 | 0 | 0 | 0 | 0 | 0 | 0 | 0 | 0 | 0 | 0 | 0 | 0 | 0 | 0 | [15 empty] | 0 | 0 | 0 | 0 | 0 | 0 | 0 | 0 | 0 | 0 | 0 | 0 | 0 | 0 | 0 |  | 0 | 0 | 0 | 0 | 0 | 0 | 0 | 0 | 0 | 0 | 0 | 0 | 0 | 0 | 0 | #REF! | #REF! | #REF! | #REF! | #REF! | #REF! | #REF! | #REF! | #REF! | #REF! | #REF! | #REF! | #REF! | #REF! | 1 | [14 empty] | 0 | 0 | 0 | 0 | 0 | 0 | 0 | 0 | 0 | 0 | 0 | 0 | 0 | 0 | [15 empty] | 0 | 0 | 0 | 0 | 0 | 0 | 0 | 0 | 0 | 0 | 0 | 0 | 0 | 0 | 0 | 0 | 0 | 0 | 0 | 0 | 0 | 0 | 0 | 0 | 0 | 0 | 0 | 0 | 0 | 0 | 0
EOP | Mohave | 500 | 0 | 0 | 0 | 0 | 0 | 0 | 0 | 0 | 0 | 0 | 0 | 0 | 0 | 0 | 0 | [9 empty] | 665 | 587 |  | 158 | 400 | 1 |  |  | 150 | [9 empty] | -158 |  | 1 | 0 | 0 | 150 | 0 | 0 | 0 | 0 | 0 | 0 | 665 | 587 | 0 | 0 | 400 |  | 0 | 0 | 150 | 0 | 0 | 0 | 0 | 0 | 0 | 665 | 587 | 0 | 0 | 400 | 1 | #REF! | #REF! | #REF! | #REF! | #REF! | #REF! | #REF! | #REF! | #REF! | #REF! | #REF! | #REF! | #REF! | #REF! | 1 | [9 empty] | 500 |  |  |  |  | 0 | 0 | 0 | 0 | 0 | 0 | 0 | 0 | 0 | 1165 | 587 | 0 | 158 | 400 | [15 empty] | 0 | 0 | 0 | 150 | 0 | 0 | 0 | 0 | 0 | 0 | 1165 | 587 | 0 | 0 | 400 | 1 | 0 | 0 | 150 | 0 | 0 | 0 | 0 | 0 | 0 | 1165 | 587 | 0 | 0 | 400 | 1
PG&E NGBA | Monroe | 115 | 0 | 0 | 0 | 0 | 0 | 0 | 0 | 0 | 0 | 0 | 0 | 0 | 0 | 0 | 0 | 0 | 0 | 0 | 0 | 0 | 0 | 0 | 0 | 0 | 0 | 0 | 0 | 0 | 0 | [15 empty] | 0 | 0 | 0 | 0 | 0 | 0 | 0 | 0 | 0 | 0 | 0 | 0 | 0 | 0 | 0 |  | 0 | 0 | 0 | 0 | 0 | 0 | 0 | 0 | 0 | 0 | 0 | 0 | 0 | 0 | 0 | #REF! | #REF! | #REF! | #REF! | #REF! | #REF! | #REF! | #REF! | #REF! | #REF! | #REF! | #REF! | #REF! | #REF! | 1 | [14 empty] | 0 | 0 | 0 | 0 | 0 | 0 | 0 | 0 | 0 | 0 | 0 | 0 | 0 | 0 | [15 empty] | 0 | 0 | 0 | 0 | 0 | 0 | 0 | 0 | 0 | 0 | 0 | 0 | 0 | 0 | 0 | 0 | 0 | 0 | 0 | 0 | 0 | 0 | 0 | 0 | 0 | 0 | 0 | 0 | 0 | 0 | 0
SDGE | Monserate | 69 | 0 | 0 | 0 | 0 | 0 | 0 | 0 | 0 | 0 | 0 | 0 | 0 | 0 | 0 | 0 | [29 empty] | 0 | 0 | 0 | 0 | 0 | 0 | 0 | 0 | 0 | 0 | 0 | 0 | 0 | 0 | 0 |  | 0 | 0 | 0 | 0 | 0 | 0 | 0 | 0 | 0 | 0 | 0 | 0 | 0 | 0 | 0 | #REF! | #REF! | #REF! | #REF! | #REF! | #REF! | #REF! | #REF! | #REF! | #REF! | #REF! | #REF! | #REF! | #REF! | 1 | [14 empty] | 0 | 0 | 0 | 0 | 0 | 0 | 0 | 0 | 0 | 0 | 0 | 0 | 0 | 0 | [15 empty] | 0 | 0 | 0 | 0 | 0 | 0 | 0 | 0 | 0 | 0 | 0 | 0 | 0 | 0 | 0 | 0 | 0 | 0 | 0 | 0 | 0 | 0 | 0 | 0 | 0 | 0 | 0 | 0 | 0 | 0 | 0
PG&E GBA | Monta Vista | 115 | 0 | 0 | 0 | 0 | 0 | 0 | 0 | 0 | 0 | 0 | 0 | 0 | 0 | 0 | 0 | 0 | 0 | 0 | 0 | 0 | 0 | 0 | 0 | 0 | 0 | 0 | 0 | 0 | 0 | [15 empty] | 0 | 0 | 0 | 0 | 0 | 0 | 0 | 0 | 0 | 0 | 0 | 0 | 0 | 0 | 0 |  | 0 | 0 | 0 | 0 | 0 | 0 | 0 | 0 | 0 | 0 | 0 | 0 | 0 | 0 | 0 | #REF! | #REF! | #REF! | #REF! | #REF! | #REF! | #REF! | #REF! | #REF! | #REF! | #REF! | #REF! | #REF! | #REF! | 1 | [14 empty] | 0 | 0 | 0 | 0 | 0 | 0 | 0 | 0 | 0 | 0 | 0 | 0 | 0 | 0 | [15 empty] | 0 | 0 | 0 | 0 | 0 | 0 | 0 | 0 | 0 | 0 | 0 | 0 | 0 | 0 | 0 | 0 | 0 | 0 | 0 | 0 | 0 | 0 | 0 | 0 | 0 | 0 | 0 | 0 | 0 | 0 | 0
PG&E GBA | Monta Vista | 230 | 0 | 0 | 0 | 0 | 0 | 0 | 0 | 0 | 0 | 0 | 0 | 0 | 0 | 0 | 0 | 0 | 0 | 0 | 0 | 0 | 0 | 0 | 0 | 0 | 0 | 0 | 0 | 0 | 0 | [15 empty] | 0 | 0 | 0 | 0 | 0 | 0 | 0 | 0 | 0 | 0 | 0 | 0 | 0 | 0 | 0 |  | 0 | 0 | 0 | 0 | 0 | 0 | 0 | 0 | 0 | 0 | 0 | 0 | 0 | 0 | 0 | #REF! | #REF! | #REF! | #REF! | #REF! | #REF! | #REF! | #REF! | #REF! | #REF! | #REF! | #REF! | #REF! | #REF! | 1 | [14 empty] | 0 | 0 | 0 | 0 | 0 | 0 | 0 | 0 | 0 | 0 | 0 | 0 | 0 | 0 | [15 empty] | 0 | 0 | 0 | 0 | 0 | 0 | 0 | 0 | 0 | 0 | 0 | 0 | 0 | 0 | 0 | 0 | 0 | 0 | 0 | 0 | 0 | 0 | 0 | 0 | 0 | 0 | 0 | 0 | 0 | 0 | 0
PG&E GBA | Monta Vista | 60 | 0 | 0 | 0 | 0 | 0 | 0 | 0 | 0 | 0 | 0 | 0 | 0 | 0 | 0 | 0 | 0 | 0 | 0 | 0 | 0 | 0 | 0 | 0 | 0 | 0 | 0 | 0 | 0 | 0 | [15 empty] | 0 | 0 | 0 | 0 | 0 | 0 | 0 | 0 | 0 | 0 | 0 | 0 | 0 | 0 | 0 |  | 0 | 0 | 0 | 0 | 0 | 0 | 0 | 0 | 0 | 0 | 0 | 0 | 0 | 0 | 0 | #REF! | #REF! | #REF! | #REF! | #REF! | #REF! | #REF! | #REF! | #REF! | #REF! | #REF! | #REF! | #REF! | #REF! | 1 | [14 empty] | 0 | 0 | 0 | 0 | 0 | 0 | 0 | 0 | 0 | 0 | 0 | 0 | 0 | 0 | [15 empty] | 0 | 0 | 0 | 0 | 0 | 0 | 0 | 0 | 0 | 0 | 0 | 0 | 0 | 0 | 0 | 0 | 0 | 0 | 0 | 0 | 0 | 0 | 0 | 0 | 0 | 0 | 0 | 0 | 0 | 0 | 0
PG&E NGBA | Monticello | 115 | 0 | 0 | 0 | 0 | 0 | 0 | 0 | 0 | 0 | 0 | 0 | 0 | 0 | 0 | 0 | 0 | 0 | 0 | 0 | 0 | 0 | 0 | 0 | 0 | 0 | 0 | 0 | 0 | 0 | [15 empty] | 0 | 0 | 0 | 0 | 0 | 0 | 0 | 0 | 0 | 0 | 0 | 0 | 0 | 0 | 0 |  | 0 | 0 | 0 | 0 | 0 | 0 | 0 | 0 | 0 | 0 | 0 | 0 | 0 | 0 | 0 | #REF! | #REF! | #REF! | #REF! | #REF! | #REF! | #REF! | #REF! | #REF! | #REF! | #REF! | #REF! | #REF! | #REF! | 1 | [14 empty] | 0 | 0 | 0 | 0 | 0 | 0 | 0 | 0 | 0 | 0 | 0 | 0 | 0 | 0 | [15 empty] | 0 | 0 | 0 | 0 | 0 | 0 | 0 | 0 | 0 | 0 | 0 | 0 | 0 | 0 | 0 | 0 | 0 | 0 | 0 | 0 | 0 | 0 | 0 | 0 | 0 | 0 | 0 | 0 | 0 | 0 | 0
SCE Northern | Moorpark | 230 | 0 | 0 | 0 | 0 | 0 | 0 | 0 | 0 | 0 | 0 | 0 | 350 | 0 | 0 | 1 | [29 empty] | 0 | 0 | 0 | 0 | 0 | 0 | 0 | 0 | 0 | 0 | 0 | 0 | 0 | 0 | 0 |  | 0 | 0 | 0 | 0 | 0 | 0 | 0 | 0 | 0 | 0 | 0 | 350 | 0 | 0 | 1 | #REF! | #REF! | #REF! | #REF! | #REF! | #REF! | #REF! | #REF! | #REF! | #REF! | #REF! | #REF! | #REF! | #REF! | 1 | [14 empty] | 0 | 0 | 0 | 0 | 0 | 0 | 0 | 0 | 0 | 0 | 0 | 0 | 0 | 0 | [15 empty] | 0 | 0 | 0 | 0 | 0 | 0 | 0 | 0 | 0 | 0 | 0 | 0 | 0 | 0 | 0 | 0 | 0 | 0 | 0 | 0 | 0 | 0 | 0 | 0 | 0 | 0 | 0 | 350 | 0 | 0 | 1
SCE Northern | Moorpark | 66 | 0 | 0 | 0 | 0 | 0 | 0 | 0 | 0 | 0 | 0 | 0 | 0 | 0 | 0 | 0 | [29 empty] | 0 | 0 | 0 | 0 | 0 | 0 | 0 | 0 | 0 | 0 | 0 | 0 | 0 | 0 | 0 |  | 0 | 0 | 0 | 0 | 0 | 0 | 0 | 0 | 0 | 0 | 0 | 0 | 0 | 0 | 0 | #REF! | #REF! | #REF! | #REF! | #REF! | #REF! | #REF! | #REF! | #REF! | #REF! | #REF! | #REF! | #REF! | #REF! | 1 | [14 empty] | 0 | 0 | 0 | 0 | 0 | 0 | 0 | 0 | 0 | 0 | 0 | 0 | 0 | 0 | [15 empty] | 0 | 0 | 0 | 0 | 0 | 0 | 0 | 0 | 0 | 0 | 0 | 0 | 0 | 0 | 0 | 0 | 0 | 0 | 0 | 0 | 0 | 0 | 0 | 0 | 0 | 0 | 0 | 0 | 0 | 0 | 0
PG&E GBA | Moraga | 115 | 0 | 0 | 0 | 0 | 0 | 0 | 0 | 0 | 0 | 0 | 0 | 0 | 0 | 0 | 0 | 0 | 0 | 0 | 0 | 0 | 0 | 0 | 0 | 0 | 0 | 0 | 0 | 0 | 0 | [15 empty] | 0 | 0 | 0 | 0 | 0 | 0 | 0 | 0 | 0 | 0 | 0 | 0 | 0 | 0 | 0 |  | 0 | 0 | 0 | 0 | 0 | 0 | 0 | 0 | 0 | 0 | 0 | 0 | 0 | 0 | 0 | #REF! | #REF! | #REF! | #REF! | #REF! | #REF! | #REF! | #REF! | #REF! | #REF! | #REF! | #REF! | #REF! | #REF! | 1 | [14 empty] | 0 | 0 | 0 | 0 | 0 | 0 | 0 | 0 | 0 | 0 | 0 | 0 | 0 | 0 | [15 empty] | 0 | 0 | 0 | 0 | 0 | 0 | 0 | 0 | 0 | 0 | 0 | 0 | 0 | 0 | 0 | 0 | 0 | 0 | 0 | 0 | 0 | 0 | 0 | 0 | 0 | 0 | 0 | 0 | 0 | 0 | 0
PG&E GBA | Moraga | 230 | 0 | 0 | 0 | 0 | 0 | 0 | 0 | 0 | 0 | 0 | 0 | 0 | 0 | 0 | 0 | 0 | 0 | 0 | 0 | 0 | 0 | 0 | 0 | 0 | 0 | 0 | 0 | 0 | 0 | [15 empty] | 0 | 0 | 0 | 0 | 0 | 0 | 0 | 0 | 0 | 0 | 0 | 0 | 0 | 0 | 0 |  | 0 | 0 | 0 | 0 | 0 | 0 | 0 | 0 | 0 | 0 | 0 | 0 | 0 | 0 | 0 | #REF! | #REF! | #REF! | #REF! | #REF! | #REF! | #REF! | #REF! | #REF! | #REF! | #REF! | #REF! | #REF! | #REF! | 1 | [14 empty] | 0 | 0 | 0 | 0 | 0 | 0 | 0 | 0 | 0 | 0 | 0 | 0 | 0 | 0 | [15 empty] | 0 | 0 | 0 | 0 | 0 | 0 | 0 | 0 | 0 | 0 | 0 | 0 | 0 | 0 | 0 | 0 | 0 | 0 | 0 | 0 | 0 | 0 | 0 | 0 | 0 | 0 | 0 | 0 | 0 | 0 | 0
PG&E GBA | Morgan Hill | 115 | 0 | 0 | 0 | 0 | 0 | 0 | 0 | 0 | 0 | 0 | 0 | 0 | 0 | 0 | 0 | 0 | 0 | 0 | 0 | 0 | 0 | 0 | 0 | 0 | 0 | 0 | 0 | 0 | 0 | [15 empty] | 0 | 0 | 0 | 0 | 0 | 0 | 0 | 0 | 0 | 0 | 0 | 0 | 0 | 0 | 0 |  | 0 | 0 | 0 | 0 | 0 | 0 | 0 | 0 | 0 | 0 | 0 | 0 | 0 | 0 | 0 | #REF! | #REF! | #REF! | #REF! | #REF! | #REF! | #REF! | #REF! | #REF! | #REF! | #REF! | #REF! | #REF! | #REF! | 1 | [14 empty] | 0 | 0 | 0 | 0 | 0 | 0 | 0 | 0 | 0 | 0 | 0 | 0 | 0 | 0 | [15 empty] | 0 | 0 | 0 | 0 | 0 | 0 | 0 | 0 | 0 | 0 | 0 | 0 | 0 | 0 | 0 | 0 | 0 | 0 | 0 | 0 | 0 | 0 | 0 | 0 | 0 | 0 | 0 | 0 | 0 | 0 | 0
PG&E KERN | Morro Bay | 115 | 0 | 0 | 0 | 0 | 0 | 0 | 0 | 0 | 0 | 0 | 0 | 0 | 0 | 0 | 0 | 0 | 0 | 0 | 0 | 0 | 0 | 0 | 0 | 0 | 0 | 90 | 0 | 0 | 0 | [11 empty] | -90 |  |  |  | 1 | 0 | 0 | 0 | 0 | 0 | 0 | 0 | 0 | 0 | 0 | 0 | 0 | 0 | 0 |  | 0 | 0 | 0 | 0 | 0 | 0 | 0 | 0 | 0 | 0 | 0 | 0 | 0 | 0 | 0 | #REF! | #REF! | #REF! | #REF! | #REF! | #REF! | #REF! | #REF! | #REF! | #REF! | #REF! | #REF! | #REF! | #REF! | 1 | [14 empty] | 0 | 0 | 0 | 0 | 0 | 0 | 0 | 0 | 0 | 0 | 90 | 0 | 0 | 0 | [15 empty] | 0 | 0 | 0 | 0 | 0 | 0 | 0 | 0 | 0 | 0 | 0 | 0 | 0 | 0 | 0 | 0 | 0 | 0 | 0 | 0 | 0 | 0 | 0 | 0 | 0 | 0 | 0 | 0 | 0 | 0 | 0
PG&E KERN | Morro Bay | 230 | 0 | 0 | 0 | 0 | 0 | 0 | 0 | 0 | 0 | 0 | 0 | 0 | 0 | 0 | 0 | 0 | 0 | 0 | 0 | 0 | 0 | 0 | 0 | 0 | 0 | 0 | 0 | 0 | 0 | [15 empty] | 0 | 0 | 0 | 0 | 0 | 0 | 0 | 0 | 0 | 0 | 0 | 0 | 0 | 0 | 0 |  | 0 | 0 | 0 | 0 | 0 | 0 | 0 | 0 | 0 | 0 | 0 | 0 | 0 | 0 | 0 | #REF! | #REF! | #REF! | #REF! | #REF! | #REF! | #REF! | #REF! | #REF! | #REF! | #REF! | #REF! | #REF! | #REF! | 1 | [14 empty] | 0 | 0 | 0 | 0 | 0 | 0 | 0 | 0 | 0 | 0 | 0 | 0 | 0 | 0 | [15 empty] | 0 | 0 | 0 | 0 | 0 | 0 | 0 | 0 | 0 | 0 | 0 | 0 | 0 | 0 | 0 | 0 | 0 | 0 | 0 | 0 | 0 | 0 | 0 | 0 | 0 | 0 | 0 | 0 | 0 | 0 | 0
PG&E KERN | Morro Bay | 500 | 0 | 0 | 0 | 0 | 0 | 0 | 0 | 0 | 0 | 0 | 0 | 0 | 0 | 0 | 0 | 0 | 0 | 0 | 0 | 0 | 0 | 0 | 0 | 0 | 60 | 0 | 0 | 0 | 0 | [10 empty] | 360 |  |  |  | 362 | 1 | 0 | 0 | 0 | 0 | 0 | 0 | 0 | 0 | 0 | 420 | 0 | 0 | 0 | 362 |  | 0 | 0 | 0 | 0 | 0 | 0 | 0 | 0 | 0 | 420 | 0 | 0 | 0 | 362 | 1 | #REF! | #REF! | #REF! | #REF! | #REF! | #REF! | #REF! | #REF! | #REF! | #REF! | #REF! | #REF! | #REF! | #REF! | 1 | [14 empty] | 0 | 0 | 0 | 0 | 0 | 0 | 0 | 0 | 0 | 60 | 0 | 0 | 0 | 0 | [15 empty] | 0 | 0 | 0 | 0 | 0 | 0 | 0 | 0 | 0 | 0 | 420 | 0 | 0 | 0 | 362 | 1 | 0 | 0 | 0 | 0 | 0 | 0 | 0 | 0 | 0 | 420 | 0 | 0 | 0 | 362 | 1
PG&E GBA | Moss Landing | 115 | 0 | 0 | 0 | 0 | 0 | 0 | 0 | 0 | 0 | 0 | 0 | 0 | 0 | 0 | 0 | 0 | 0 | 0 | 0 | 0 | 0 | 0 | 0 | 0 | 0 | 0 | 0 | 0 | 0 | [15 empty] | 0 | 0 | 0 | 0 | 0 | 0 | 0 | 0 | 0 | 0 | 0 | 0 | 0 | 0 | 0 |  | 0 | 0 | 0 | 0 | 0 | 0 | 0 | 0 | 0 | 0 | 0 | 0 | 0 | 0 | 0 | #REF! | #REF! | #REF! | #REF! | #REF! | #REF! | #REF! | #REF! | #REF! | #REF! | #REF! | #REF! | #REF! | #REF! | 1 | [14 empty] | 0 | 0 | 0 | 0 | 0 | 0 | 0 | 0 | 0 | 0 | 0 | 0 | 0 | 0 | [15 empty] | 0 | 0 | 0 | 0 | 0 | 0 | 0 | 0 | 0 | 0 | 0 | 0 | 0 | 0 | 0 | 0 | 0 | 0 | 0 | 0 | 0 | 0 | 0 | 0 | 0 | 0 | 0 | 0 | 0 | 0 | 0
PG&E GBA | Moss Landing | 230 | 0 | 0 | 0 | 0 | 0 | 0 | 0 | 0 | 0 | 0 | 0 | 0 | 0 | 0 | 0 | 0 | 0 | 0 | 0 | 0 | 0 | 0 | 0 | 0 | 0 | 0 | 0 | 0 | 0 | [15 empty] | 0 | 0 | 0 | 0 | 0 | 0 | 0 | 0 | 0 | 0 | 0 | 0 | 0 | 0 | 0 |  | 0 | 0 | 0 | 0 | 0 | 0 | 0 | 0 | 0 | 0 | 0 | 0 | 0 | 0 | 0 | #REF! | #REF! | #REF! | #REF! | #REF! | #REF! | #REF! | #REF! | #REF! | #REF! | #REF! | #REF! | #REF! | #REF! | 1 | [14 empty] | 0 | 0 | 0 | 0 | 0 | 0 | 0 | 0 | 0 | 0 | 0 | 0 | 0 | 0 | [15 empty] | 0 | 0 | 0 | 0 | 0 | 0 | 0 | 0 | 0 | 0 | 0 | 0 | 0 | 0 | 0 | 0 | 0 | 0 | 0 | 0 | 0 | 0 | 0 | 0 | 0 | 0 | 0 | 0 | 0 | 0 | 0
PG&E GBA | Moss Landing | 500 | 0 | 0 | 0 | 0 | 0 | 0 | 0 | 0 | 0 | 0 | 0 | 0 | 0 | 0 | 0 | 0 | 0 | 0 | 0 | 0 | 0 | 0 | 0 | 0 | 0 | 0 | 0 | 0 | 0 | [15 empty] | 0 | 0 | 0 | 0 | 0 | 0 | 0 | 0 | 0 | 0 | 0 | 0 | 0 | 0 | 0 |  | 0 | 0 | 0 | 0 | 0 | 0 | 0 | 0 | 0 | 0 | 0 | 0 | 0 | 0 | 0 | #REF! | #REF! | #REF! | #REF! | #REF! | #REF! | #REF! | #REF! | #REF! | #REF! | #REF! | #REF! | #REF! | #REF! | 1 | [14 empty] | 0 | 0 | 0 | 0 | 0 | 0 | 0 | 0 | 0 | 0 | 0 | 0 | 0 | 0 | [15 empty] | 0 | 0 | 0 | 0 | 0 | 0 | 0 | 0 | 0 | 0 | 0 | 0 | 0 | 0 | 0 | 0 | 0 | 0 | 0 | 0 | 0 | 0 | 0 | 0 | 0 | 0 | 0 | 0 | 0 | 0 | 0
EOP | Mountain Pass | 115 | 0 | 0 | 0 | 0 | 0 | 0 | 0 | 0 | 0 | 0 | 0 | 0 | 0 | 0 | 0 | [29 empty] | 0 | 0 | 0 | 0 | 0 | 0 | 0 | 0 | 0 | 0 | 0 | 0 | 0 | 0 | 0 |  | 0 | 0 | 0 | 0 | 0 | 0 | 0 | 0 | 0 | 0 | 0 | 0 | 0 | 0 | 0 | #REF! | #REF! | #REF! | #REF! | #REF! | #REF! | #REF! | #REF! | #REF! | #REF! | #REF! | #REF! | #REF! | #REF! | 1 | [14 empty] | 0 | 0 | 0 | 0 | 0 | 0 | 0 | 0 | 0 | 0 | 0 | 0 | 0 | 0 | [15 empty] | 0 | 0 | 0 | 0 | 0 | 0 | 0 | 0 | 0 | 0 | 0 | 0 | 0 | 0 | 0 | 0 | 0 | 0 | 0 | 0 | 0 | 0 | 0 | 0 | 0 | 0 | 0 | 0 | 0 | 0 | 0
PG&E GBA | Mountain View | 115 | 0 | 0 | 0 | 0 | 0 | 0 | 0 | 0 | 0 | 0 | 0 | 0 | 0 | 0 | 0 | 0 | 0 | 0 | 0 | 0 | 0 | 0 | 0 | 0 | 0 | 0 | 0 | 0 | 0 | [15 empty] | 0 | 0 | 0 | 0 | 0 | 0 | 0 | 0 | 0 | 0 | 0 | 0 | 0 | 0 | 0 |  | 0 | 0 | 0 | 0 | 0 | 0 | 0 | 0 | 0 | 0 | 0 | 0 | 0 | 0 | 0 | #REF! | #REF! | #REF! | #REF! | #REF! | #REF! | #REF! | #REF! | #REF! | #REF! | #REF! | #REF! | #REF! | #REF! | 1 | [14 empty] | 0 | 0 | 0 | 0 | 0 | 0 | 0 | 0 | 0 | 0 | 0 | 0 | 0 | 0 | [15 empty] | 0 | 0 | 0 | 0 | 0 | 0 | 0 | 0 | 0 | 0 | 0 | 0 | 0 | 0 | 0 | 0 | 0 | 0 | 0 | 0 | 0 | 0 | 0 | 0 | 0 | 0 | 0 | 0 | 0 | 0 | 0
PG&E GBA | Mt Eden | 115 | 0 | 0 | 0 | 0 | 0 | 0 | 0 | 0 | 0 | 0 | 0 | 0 | 0 | 0 | 0 | 0 | 0 | 0 | 0 | 0 | 0 | 0 | 0 | 0 | 0 | 0 | 0 | 0 | 0 | [15 empty] | 0 | 0 | 0 | 0 | 0 | 0 | 0 | 0 | 0 | 0 | 0 | 0 | 0 | 0 | 0 |  | 0 | 0 | 0 | 0 | 0 | 0 | 0 | 0 | 0 | 0 | 0 | 0 | 0 | 0 | 0 | #REF! | #REF! | #REF! | #REF! | #REF! | #REF! | #REF! | #REF! | #REF! | #REF! | #REF! | #REF! | #REF! | #REF! | 1 | [14 empty] | 0 | 0 | 0 | 0 | 0 | 0 | 0 | 0 | 0 | 0 | 0 | 0 | 0 | 0 | [15 empty] | 0 | 0 | 0 | 0 | 0 | 0 | 0 | 0 | 0 | 0 | 0 | 0 | 0 | 0 | 0 | 0 | 0 | 0 | 0 | 0 | 0 | 0 | 0 | 0 | 0 | 0 | 0 | 0 | 0 | 0 | 0
PG&E KERN | Mt Poso | 115 | 0 | 0 | 0 | 0 | 0 | 0 | 0 | 0 | 0 | 0 | 0 | 0 | 0 | 0 | 0 | 0 | 0 | 0 | 0 | 0 | 0 | 0 | 0 | 0 | 0 | 0 | 0 | 0 | 0 | [15 empty] | 0 | 0 | 0 | 0 | 0 | 0 | 0 | 0 | 0 | 0 | 0 | 0 | 0 | 0 | 0 |  | 0 | 0 | 0 | 0 | 0 | 0 | 0 | 0 | 0 | 0 | 0 | 0 | 0 | 0 | 0 | #REF! | #REF! | #REF! | #REF! | #REF! | #REF! | #REF! | #REF! | #REF! | #REF! | #REF! | #REF! | #REF! | #REF! | 1 | [14 empty] | 0 | 0 | 0 | 0 | 0 | 0 | 0 | 0 | 0 | 0 | 0 | 0 | 0 | 0 | [15 empty] | 0 | 0 | 0 | 0 | 0 | 0 | 0 | 0 | 0 | 0 | 0 | 0 | 0 | 0 | 0 | 0 | 0 | 0 | 0 | 0 | 0 | 0 | 0 | 0 | 0 | 0 | 0 | 0 | 0 | 0 | 0
SDGE | Murray | 69 | 0 | 0 | 0 | 0 | 0 | 0 | 0 | 0 | 0 | 0 | 0 | 0 | 0 | 0 | 0 | [29 empty] | 0 | 0 | 0 | 0 | 0 | 0 | 0 | 0 | 0 | 0 | 0 | 0 | 0 | 0 | 0 |  | 0 | 0 | 0 | 0 | 0 | 0 | 0 | 0 | 0 | 0 | 0 | 0 | 0 | 0 | 0 | #REF! | #REF! | #REF! | #REF! | #REF! | #REF! | #REF! | #REF! | #REF! | #REF! | #REF! | #REF! | #REF! | #REF! | 1 | [14 empty] | 0 | 0 | 0 | 0 | 0 | 0 | 0 | 0 | 0 | 0 | 0 | 0 | 0 | 0 | [15 empty] | 0 | 0 | 0 | 0 | 0 | 0 | 0 | 0 | 0 | 0 | 0 | 0 | 0 | 0 | 0 | 0 | 0 | 0 | 0 | 0 | 0 | 0 | 0 | 0 | 0 | 0 | 0 | 0 | 0 | 0 | 0
PG&E FRESNO | Mustang | 230 | 0 | 0 | 0 | 0 | 0 | 0 | 0 | 0 | 0 | 0 | 0 | 0 | 0 | 0 | 0 | 0 | 0 | 0 | 0 | 0 | 0 | 0 | 0 | 0 | 0 | 0 | 0 | 0 | 0 | 0 | [12 empty] | 180 |  | 1 | 0 | 0 | 0 | 0 | 0 | 0 | 0 | 0 | 0 | 0 | 0 | 0 | 180 | 0 |  | 0 | 0 | 0 | 0 | 0 | 0 | 0 | 0 | 0 | 0 | 0 | 0 | 180 | 0 | 1 | #REF! | #REF! | #REF! | #REF! | #REF! | #REF! | #REF! | #REF! | #REF! | #REF! | #REF! | #REF! | #REF! | #REF! | 1 | 0 | 0 | 0 | 0 | 0 | 0 | 0 | 0 | 0 | 0 | 0 | 0 | 0 | 0 | 0 | 0 | 0 | 0 | 0 | 0 | 0 | 0 | 0 | 0 | 0 | 0 | 0 | 0 | [15 empty] | 0 | 0 | 0 | 0 | 0 | 0 | 0 | 0 | 0 | 0 | 0 | 0 | 0 | 180 | 0 | 1 | 0 | 0 | 0 | 0 | 0 | 0 | 0 | 0 | 0 | 0 | 0 | 0 | 180 | 0 | 1
SCE Northern | Neenach | 66 | 0 | 0 | 0 | 0 | 0 | 0 | 0 | 0 | 0 | 0 | 0 | 0 | 0 | 0 | 0 | [29 empty] | 0 | 0 | 0 | 0 | 0 | 0 | 0 | 0 | 0 | 0 | 0 | 0 | 0 | 0 | 0 |  | 0 | 0 | 0 | 0 | 0 | 0 | 0 | 0 | 0 | 0 | 0 | 0 | 0 | 0 | 0 | #REF! | #REF! | #REF! | #REF! | #REF! | #REF! | #REF! | #REF! | #REF! | #REF! | #REF! | #REF! | #REF! | #REF! | 1 | [14 empty] | 0 | 0 | 0 | 0 | 0 | 0 | 0 | 0 | 0 | 0 | 0 | 0 | 0 | 0 | [15 empty] | 0 | 0 | 0 | 0 | 0 | 0 | 0 | 0 | 0 | 0 | 0 | 0 | 0 | 0 | 0 | 0 | 0 | 0 | 0 | 0 | 0 | 0 | 0 | 0 | 0 | 0 | 0 | 0 | 0 | 0 | 0
PG&E KERN | New Sub - Gates - Midway (Proposed) | 230 | 0 | 0 | 0 | 0 | 0 | 0 | 0 | 0 | 0 | 0 | 440 | 238.5 | 0 | 0 | 1 | 0 | 0 | 0 | 0 | 0 | 0 | 0 | 0 | 0 | 890 | 480 | 0 | 0 | 0 | [11 empty] | -200 |  | 200 |  | 1 | 0 | 0 | 0 | 0 | 0 | 0 | 0 | 0 | 0 | 890 | 280 | 0 | 200 | 0 |  | 0 | 0 | 0 | 0 | 0 | 0 | 0 | 0 | 0 | 890 | 720 | 238.5 | 200 | 0 | 1 | #REF! | #REF! | #REF! | #REF! | #REF! | #REF! | #REF! | #REF! | #REF! | #REF! | #REF! | #REF! | #REF! | #REF! | 1 | [14 empty] | 0 | 0 | 0 | 0 | 0 | 0 | 0 | 0 | 0 | 890 | 480 | 0 | 0 | 0 | [15 empty] | 0 | 0 | 0 | 0 | 0 | 0 | 0 | 0 | 0 | 0 | 890 | 280 | 0 | 200 | 0 | 1 | 0 | 0 | 0 | 0 | 0 | 0 | 0 | 0 | 0 | 890 | 720 | 238.5 | 200 | 0 | 1
PG&E KERN | New Sub - Gates - Templeton (Proposed) | 230 | 0 | 0 | 0 | 0 | 0 | 0 | 0 | 0 | 0 | 0 | 0 | 0 | 0 | 0 | 0 | 0 | 0 | 0 | 0 | 0 | 0 | 0 | 0 | 0 | 0 | 240 | 0 | 0 | 0 | [11 empty] | -50 |  |  |  | 1 | 0 | 0 | 0 | 0 | 0 | 0 | 0 | 0 | 0 | 0 | 190 | 0 | 0 | 0 |  | 0 | 0 | 0 | 0 | 0 | 0 | 0 | 0 | 0 | 0 | 190 | 0 | 0 | 0 | 1 | #REF! | #REF! | #REF! | #REF! | #REF! | #REF! | #REF! | #REF! | #REF! | #REF! | #REF! | #REF! | #REF! | #REF! | 1 | [14 empty] | 0 | 0 | 0 | 0 | 0 | 0 | 0 | 0 | 0 | 0 | 240 | 0 | 0 | 0 | [15 empty] | 0 | 0 | 0 | 0 | 0 | 0 | 0 | 0 | 0 | 0 | 0 | 190 | 0 | 0 | 0 | 1 | 0 | 0 | 0 | 0 | 0 | 0 | 0 | 0 | 0 | 0 | 190 | 0 | 0 | 0 | 1
SCE NOL | New Sub - Kramer - Lugo (Proposed) | 230 | 0 | 0 | 0 | 0 | 0 | 0 | 0 | 0 | 0 | 0 | 0 | 0 | 0 | 0 | 0 | [29 empty] | 0 | 0 | 0 | 0 | 0 | 0 | 0 | 0 | 0 | 0 | 0 | 0 | 0 | 0 | 0 |  | 0 | 0 | 0 | 0 | 0 | 0 | 0 | 0 | 0 | 0 | 0 | 0 | 0 | 0 | 0 | #REF! | #REF! | #REF! | #REF! | #REF! | #REF! | #REF! | #REF! | #REF! | #REF! | #REF! | #REF! | #REF! | #REF! | 1 | [14 empty] | 0 | 0 | 0 | 0 | 0 | 0 | 0 | 0 | 0 | 0 | 0 | 0 | 0 | 0 | [15 empty] | 0 | 0 | 0 | 0 | 0 | 0 | 0 | 0 | 0 | 0 | 0 | 0 | 0 | 0 | 0 | 0 | 0 | 0 | 0 | 0 | 0 | 0 | 0 | 0 | 0 | 0 | 0 | 0 | 0 | 0 | 0
PG&E FRESNO | New Sub - Los Banos - Midway (Proposed) | 500 | 0 | 0 | 0 | 0 | 0 | 0 | 0 | 0 | 0 | 0 | 0 | 0 | 0 | 0 | 0 | 0 | 0 | 0 | 0 | 0 | 0 | 0 | 0 | 0 | 0 | 0 | 0 | 0 | 0 | [10 empty] | 816 |  |  | 246 |  | 1 | 0 | 0 | 0 | 0 | 0 | 0 | 0 | 0 | 0 | 816 | 0 | 0 | 246 | 0 |  | 0 | 0 | 0 | 0 | 0 | 0 | 0 | 0 | 0 | 816 | 0 | 0 | 246 | 0 | 1 | #REF! | #REF! | #REF! | #REF! | #REF! | #REF! | #REF! | #REF! | #REF! | #REF! | #REF! | #REF! | #REF! | #REF! | 1 | 0 | 0 | 0 | 0 | 0 | 0 | 0 | 0 | 0 | 0 | 0 | 0 | 0 | 0 | 0 | 0 | 0 | 0 | 0 | 0 | 0 | 0 | 0 | 0 | 0 | 0 | 0 | 0 | [15 empty] | 0 | 0 | 0 | 0 | 0 | 0 | 0 | 0 | 0 | 0 | 816 | 0 | 0 | 246 | 0 | 1 | 0 | 0 | 0 | 0 | 0 | 0 | 0 | 0 | 0 | 816 | 0 | 0 | 246 | 0 | 1
SCE NOL | New Sub - Lugo - Pisgah (Proposed) | 230 | 0 | 0 | 0 | 0 | 0 | 0 | 0 | 0 | 0 | 0 | 0 | 0 | 0 | 0 | 0 | [29 empty] | 0 | 0 | 0 | 0 | 0 | 0 | 0 | 0 | 0 | 0 | 0 | 0 | 0 | 0 | 0 |  | 0 | 0 | 0 | 0 | 0 | 0 | 0 | 0 | 0 | 0 | 0 | 0 | 0 | 0 | 0 | #REF! | #REF! | #REF! | #REF! | #REF! | #REF! | #REF! | #REF! | #REF! | #REF! | #REF! | #REF! | #REF! | #REF! | 1 | [14 empty] | 0 | 0 | 0 | 0 | 0 | 0 | 0 | 0 | 0 | 0 | 0 | 0 | 0 | 0 | [15 empty] | 0 | 0 | 0 | 0 | 0 | 0 | 0 | 0 | 0 | 0 | 0 | 0 | 0 | 0 | 0 | 0 | 0 | 0 | 0 | 0 | 0 | 0 | 0 | 0 | 0 | 0 | 0 | 0 | 0 | 0 | 0
PG&E KERN | New Sub - Midway - Wheeler Ridge (Proposed) | 230 | 0 | 0 | 0 | 0 | 0 | 0 | 0 | 0 | 0 | 0 | 0 | 0 | 0 | 0 | 0 | 0 | 0 | 0 | 0 | 0 | 0 | 0 | 0 | 0 | 890 | 475 | 0 | 0 | 0 | [11 empty] | -200 |  | 50 |  | 1 | 0 | 0 | 0 | 0 | 0 | 0 | 0 | 0 | 0 | 890 | 275 | 0 | 50 | 0 |  | 0 | 0 | 0 | 0 | 0 | 0 | 0 | 0 | 0 | 890 | 275 | 0 | 50 | 0 | 1 | #REF! | #REF! | #REF! | #REF! | #REF! | #REF! | #REF! | #REF! | #REF! | #REF! | #REF! | #REF! | #REF! | #REF! | 1 | [14 empty] | 0 | 0 | 0 | 0 | 0 | 0 | 0 | 0 | 0 | 890 | 475 | 0 | 0 | 0 | [15 empty] | 0 | 0 | 0 | 0 | 0 | 0 | 0 | 0 | 0 | 0 | 890 | 275 | 0 | 50 | 0 | 1 | 0 | 0 | 0 | 0 | 0 | 0 | 0 | 0 | 0 | 890 | 275 | 0 | 50 | 0 | 1
PG&E NGBA | New Sub - Near existing Leavitt (PSREC) | 345 | 0 | 0 | 0 | 0 | 0 | 0 | 0 | 0 | 0 | 0 | 0 | 0 | 0 | 0 | 0 | 180 | 0 | 0 | 0 | 0 | 0 | 0 | 0 | 0 | 0 | 0 | 0 | 0 | 0 |  | -180 |  | 172.5 | [11 empty] | 1 | 0 | 0 | 172.5 | 0 | 0 | 0 | 0 | 0 | 0 | 0 | 0 | 0 | 0 | 0 |  | 0 | 0 | 172.5 | 0 | 0 | 0 | 0 | 0 | 0 | 0 | 0 | 0 | 0 | 0 | 1 | #REF! | #REF! | #REF! | #REF! | #REF! | #REF! | #REF! | #REF! | #REF! | #REF! | #REF! | #REF! | #REF! | #REF! | 1 | [14 empty] | 180 | 0 | 0 | 0 | 0 | 0 | 0 | 0 | 0 | 0 | 0 | 0 | 0 | 0 |  |  |  | 275.5 | [11 empty] | 1 | 0 | 0 | 448 | 0 | 0 | 0 | 0 | 0 | 0 | 0 | 0 | 0 | 0 | 0 | 1 | 0 | 0 | 448 | 0 | 0 | 0 | 0 | 0 | 0 | 0 | 0 | 0 | 0 | 0 | 1
PG&E NGBA | New Sub - Near existing Madeline (NVE) | 345 | 0 | 0 | 0 | 0 | 0 | 0 | 0 | 0 | 0 | 0 | 0 | 0 | 0 | 0 | 0 | 0 | 0 | 0 | 0 | 0 | 0 | 0 | 0 | 0 | 0 | 0 | 0 | 0 | 0 |  |  |  | 700 | 0 | [10 empty] | 1 | 0 | 0 | 700 | 0 | 0 | 0 | 0 | 0 | 0 | 0 | 0 | 0 | 0 | 0 |  | 0 | 0 | 700 | 0 | 0 | 0 | 0 | 0 | 0 | 0 | 0 | 0 | 0 | 0 | 1 | #REF! | #REF! | #REF! | #REF! | #REF! | #REF! | #REF! | #REF! | #REF! | #REF! | #REF! | #REF! | #REF! | #REF! | 1 | [14 empty] | 0 | 0 | 0 | 0 | 0 | 0 | 0 | 0 | 0 | 0 | 0 | 0 | 0 | 0 | [15 empty] | 0 | 0 | 0 | 700 | 0 | 0 | 0 | 0 | 0 | 0 | 0 | 0 | 0 | 0 | 0 | 1 | 0 | 0 | 700 | 0 | 0 | 0 | 0 | 0 | 0 | 0 | 0 | 0 | 0 | 0 | 1
SDGE | New Sub - North Gila - IV (Proposed) | 500 | 0 | 0 | 0 | 0 | 0 | 0 | 0 | 0 | 0 | 0 | 0 | 0 | 0 | 0 | 0 | [9 empty] | 0 | 0 | [13 empty] | 650 | 500 |  |  |  | 1 | 0 | 0 | 0 | 0 | 0 | 0 | 0 | 0 | 0 | 650 | 500 | 0 | 0 | 0 |  | 0 | 0 | 0 | 0 | 0 | 0 | 0 | 0 | 0 | 650 | 500 | 0 | 0 | 0 | 1 | #REF! | #REF! | #REF! | #REF! | #REF! | #REF! | #REF! | #REF! | #REF! | #REF! | #REF! | #REF! | #REF! | #REF! | 1 | [14 empty] | 0 | 0 | 0 | 0 | 0 | 0 | 0 | 0 | 0 | 0 | 0 | 0 | 0 | 0 | [15 empty] | 0 | 0 | 0 | 0 | 0 | 0 | 0 | 0 | 0 | 0 | 650 | 500 | 0 | 0 | 0 | 1 | 0 | 0 | 0 | 0 | 0 | 0 | 0 | 0 | 0 | 650 | 500 | 0 | 0 | 0 | 1
PG&E NGBA | New Sub - Pit 1 - Cottonwood (Proposed) | 230 | 0 | 0 | 0 | 0 | 0 | 0 | 0 | 0 | 0 | 0 | 0 | 0 | 0 | 0 | 0 | 0 | 0 | 0 | 0 | 0 | 0 | 0 | 0 | 0 | 0 | 0 | 0 | 0 | 0 | [15 empty] | 0 | 0 | 0 | 0 | 0 | 0 | 0 | 0 | 0 | 0 | 0 | 0 | 0 | 0 | 0 |  | 0 | 0 | 0 | 0 | 0 | 0 | 0 | 0 | 0 | 0 | 0 | 0 | 0 | 0 | 0 | #REF! | #REF! | #REF! | #REF! | #REF! | #REF! | #REF! | #REF! | #REF! | #REF! | #REF! | #REF! | #REF! | #REF! | 1 | [14 empty] | 0 | 0 | 0 | 0 | 0 | 0 | 0 | 0 | 0 | 0 | 0 | 0 | 0 | 0 | [15 empty] | 0 | 0 | 0 | 0 | 0 | 0 | 0 | 0 | 0 | 0 | 0 | 0 | 0 | 0 | 0 | 0 | 0 | 0 | 0 | 0 | 0 | 0 | 0 | 0 | 0 | 0 | 0 | 0 | 0 | 0 | 0
PG&E GBA | New Sub - Rancho Seco - Bellota (Proposed) | 230 | 0 | 0 | 0 | 0 | 0 | 0 | 0 | 0 | 0 | 0 | 0 | 0 | 0 | 0 | 0 | 0 | 0 | 0 | 0 | 0 | 0 | 0 | 0 | 0 | 0 | 0 | 0 | 0 | 0 | [15 empty] | 0 | 0 | 0 | 0 | 0 | 0 | 0 | 0 | 0 | 0 | 0 | 0 | 0 | 0 | 0 |  | 0 | 0 | 0 | 0 | 0 | 0 | 0 | 0 | 0 | 0 | 0 | 0 | 0 | 0 | 0 | #REF! | #REF! | #REF! | #REF! | #REF! | #REF! | #REF! | #REF! | #REF! | #REF! | #REF! | #REF! | #REF! | #REF! | 1 | [14 empty] | 0 | 0 | 0 | 0 | 0 | 0 | 0 | 0 | 0 | 0 | 0 | 0 | 0 | 0 | [15 empty] | 0 | 0 | 0 | 0 | 0 | 0 | 0 | 0 | 0 | 0 | 0 | 0 | 0 | 0 | 0 | 0 | 0 | 0 | 0 | 0 | 0 | 0 | 0 | 0 | 0 | 0 | 0 | 0 | 0 | 0 | 0
SDGE | New Sub - Suncrest - Ocotillo (Proposed) | 500 | 0 | 0 | 0 | 0 | 0 | 0 | 0 | 0 | 0 | 0 | 0 | 0 | 0 | 0 | 0 |  |  | 280 | [26 empty] | 0 | 0 | 0 | 280 | 0 | 0 | 0 | 0 | 0 | 0 | 0 | 0 | 0 | 0 | 0 |  | 0 | 0 | 280 | 0 | 0 | 0 | 0 | 0 | 0 | 0 | 0 | 0 | 0 | 0 | 1 | #REF! | #REF! | #REF! | #REF! | #REF! | #REF! | #REF! | #REF! | #REF! | #REF! | #REF! | #REF! | #REF! | #REF! | 1 | [14 empty] | 0 | 0 | 280 | 0 | 0 | 0 | 0 | 0 | 0 | 0 | 0 | 0 | 0 | 0 | [15 empty] | 0 | 0 | 0 | 280 | 0 | 0 | 0 | 0 | 0 | 0 | 0 | 0 | 0 | 0 | 0 | 1 | 0 | 0 | 280 | 0 | 0 | 0 | 0 | 0 | 0 | 0 | 0 | 0 | 0 | 0 | 1
PG&E FRESNO | New Sub - Westley - Quinto (Proposed) | 230 | 0 | 0 | 0 | 0 | 0 | 0 | 0 | 0 | 0 | 0 | 0 | 0 | 0 | 0 | 0 | 80 | 0 | 0 | 0 | 0 | 0 | 0 | 0 | 0 | 0 | 0 | 0 | 0 | 0 | [15 empty] | 0 | 80 | 0 | 0 | 0 | 0 | 0 | 0 | 0 | 0 | 0 | 0 | 0 | 0 | 0 |  | 80 | 0 | 0 | 0 | 0 | 0 | 0 | 0 | 0 | 0 | 0 | 0 | 0 | 0 | 1 | #REF! | #REF! | #REF! | #REF! | #REF! | #REF! | #REF! | #REF! | #REF! | #REF! | #REF! | #REF! | #REF! | #REF! | 1 | 0 | 0 | 0 | 0 | 0 | 0 | 0 | 0 | 0 | 175 | 0 | 0 | 0 | 0 | 80 | 0 | 0 | 0 | 0 | 0 | 0 | 0 | 0 | 175 | 0 | 0 | 0 | 0 | [15 empty] | 0 | 80 | 0 | 0 | 0 | 0 | 0 | 0 | 0 | 0 | 175 | 0 | 0 | 0 | 0 | 1 | 80 | 0 | 0 | 0 | 0 | 0 | 0 | 0 | 0 | 175 | 0 | 0 | 0 | 0 | 1
PG&E GBA | Newark | 115 | 0 | 0 | 0 | 0 | 0 | 0 | 0 | 0 | 0 | 0 | 0 | 0 | 0 | 0 | 0 | 0 | 0 | 0 | 0 | 0 | 0 | 0 | 0 | 0 | 0 | 0 | 0 | 0 | 0 | [15 empty] | 0 | 0 | 0 | 0 | 0 | 0 | 0 | 0 | 0 | 0 | 0 | 0 | 0 | 0 | 0 |  | 0 | 0 | 0 | 0 | 0 | 0 | 0 | 0 | 0 | 0 | 0 | 0 | 0 | 0 | 0 | #REF! | #REF! | #REF! | #REF! | #REF! | #REF! | #REF! | #REF! | #REF! | #REF! | #REF! | #REF! | #REF! | #REF! | 1 | [14 empty] | 0 | 0 | 0 | 0 | 0 | 0 | 0 | 0 | 0 | 0 | 0 | 0 | 0 | 0 | [15 empty] | 0 | 0 | 0 | 0 | 0 | 0 | 0 | 0 | 0 | 0 | 0 | 0 | 0 | 0 | 0 | 0 | 0 | 0 | 0 | 0 | 0 | 0 | 0 | 0 | 0 | 0 | 0 | 0 | 0 | 0 | 0
PG&E GBA | Newark | 230 | 0 | 0 | 0 | 0 | 0 | 0 | 0 | 0 | 0 | 0 | 0 | 0 | 0 | 0 | 0 | 0 | 0 | 0 | 0 | 0 | 0 | 0 | 0 | 0 | 0 | 0 | 0 | 0 | 0 | [15 empty] | 0 | 0 | 0 | 0 | 0 | 0 | 0 | 0 | 0 | 0 | 0 | 0 | 0 | 0 | 0 |  | 0 | 0 | 0 | 0 | 0 | 0 | 0 | 0 | 0 | 0 | 0 | 0 | 0 | 0 | 0 | #REF! | #REF! | #REF! | #REF! | #REF! | #REF! | #REF! | #REF! | #REF! | #REF! | #REF! | #REF! | #REF! | #REF! | 1 | [14 empty] | 0 | 0 | 0 | 0 | 0 | 0 | 0 | 0 | 0 | 0 | 0 | 0 | 0 | 0 | [15 empty] | 0 | 0 | 0 | 0 | 0 | 0 | 0 | 0 | 0 | 0 | 0 | 0 | 0 | 0 | 0 | 0 | 0 | 0 | 0 | 0 | 0 | 0 | 0 | 0 | 0 | 0 | 0 | 0 | 0 | 0 | 0
PG&E GBA | Newark | 60 | 0 | 0 | 0 | 0 | 0 | 0 | 0 | 0 | 0 | 0 | 0 | 0 | 0 | 0 | 0 | 0 | 0 | 0 | 0 | 0 | 0 | 0 | 0 | 0 | 0 | 0 | 0 | 0 | 0 | [15 empty] | 0 | 0 | 0 | 0 | 0 | 0 | 0 | 0 | 0 | 0 | 0 | 0 | 0 | 0 | 0 |  | 0 | 0 | 0 | 0 | 0 | 0 | 0 | 0 | 0 | 0 | 0 | 0 | 0 | 0 | 0 | #REF! | #REF! | #REF! | #REF! | #REF! | #REF! | #REF! | #REF! | #REF! | #REF! | #REF! | #REF! | #REF! | #REF! | 1 | [14 empty] | 0 | 0 | 0 | 0 | 0 | 0 | 0 | 0 | 0 | 0 | 0 | 0 | 0 | 0 | [15 empty] | 0 | 0 | 0 | 0 | 0 | 0 | 0 | 0 | 0 | 0 | 0 | 0 | 0 | 0 | 0 | 0 | 0 | 0 | 0 | 0 | 0 | 0 | 0 | 0 | 0 | 0 | 0 | 0 | 0 | 0 | 0
PG&E FRESNO | Newhall | 115 | 0 | 0 | 0 | 0 | 0 | 0 | 0 | 0 | 0 | 0 | 0 | 0 | 0 | 0 | 0 | 0 | 0 | 0 | 0 | 0 | 0 | 0 | 0 | 0 | 0 | 0 | 0 | 0 | 0 | [15 empty] | 0 | 0 | 0 | 0 | 0 | 0 | 0 | 0 | 0 | 0 | 0 | 0 | 0 | 0 | 0 |  | 0 | 0 | 0 | 0 | 0 | 0 | 0 | 0 | 0 | 0 | 0 | 0 | 0 | 0 | 0 | #REF! | #REF! | #REF! | #REF! | #REF! | #REF! | #REF! | #REF! | #REF! | #REF! | #REF! | #REF! | #REF! | #REF! | 1 | 0 | 0 | 0 | 0 | 0 | 0 | 0 | 0 | 0 | 0 | 0 | 0 | 0 | 0 | 0 | 0 | 0 | 0 | 0 | 0 | 0 | 0 | 0 | 0 | 0 | 0 | 0 | 0 | [15 empty] | 0 | 0 | 0 | 0 | 0 | 0 | 0 | 0 | 0 | 0 | 0 | 0 | 0 | 0 | 0 | 0 | 0 | 0 | 0 | 0 | 0 | 0 | 0 | 0 | 0 | 0 | 0 | 0 | 0 | 0 | 0
PG&E KERN | Norco | 115 | 0 | 0 | 0 | 0 | 0 | 0 | 0 | 0 | 0 | 0 | 0 | 0 | 0 | 0 | 0 | 0 | 0 | 0 | 0 | 0 | 0 | 0 | 0 | 0 | 0 | 0 | 0 | 0 | 0 | [15 empty] | 0 | 0 | 0 | 0 | 0 | 0 | 0 | 0 | 0 | 0 | 0 | 0 | 0 | 0 | 0 |  | 0 | 0 | 0 | 0 | 0 | 0 | 0 | 0 | 0 | 0 | 0 | 0 | 0 | 0 | 0 | #REF! | #REF! | #REF! | #REF! | #REF! | #REF! | #REF! | #REF! | #REF! | #REF! | #REF! | #REF! | #REF! | #REF! | 1 | [14 empty] | 0 | 0 | 0 | 0 | 0 | 0 | 0 | 0 | 0 | 0 | 0 | 0 | 0 | 0 | [15 empty] | 0 | 0 | 0 | 0 | 0 | 0 | 0 | 0 | 0 | 0 | 0 | 0 | 0 | 0 | 0 | 0 | 0 | 0 | 0 | 0 | 0 | 0 | 0 | 0 | 0 | 0 | 0 | 0 | 0 | 0 | 0
PG&E GBA | Nortech | 115 | 0 | 0 | 0 | 0 | 0 | 0 | 0 | 0 | 0 | 0 | 0 | 0 | 0 | 0 | 0 | 0 | 0 | 0 | 0 | 0 | 0 | 0 | 0 | 0 | 0 | 0 | 0 | 0 | 0 | [15 empty] | 0 | 0 | 0 | 0 | 0 | 0 | 0 | 0 | 0 | 0 | 0 | 0 | 0 | 0 | 0 |  | 0 | 0 | 0 | 0 | 0 | 0 | 0 | 0 | 0 | 0 | 0 | 0 | 0 | 0 | 0 | #REF! | #REF! | #REF! | #REF! | #REF! | #REF! | #REF! | #REF! | #REF! | #REF! | #REF! | #REF! | #REF! | #REF! | 1 | [14 empty] | 0 | 0 | 0 | 0 | 0 | 0 | 0 | 0 | 0 | 0 | 0 | 0 | 0 | 0 | [15 empty] | 0 | 0 | 0 | 0 | 0 | 0 | 0 | 0 | 0 | 0 | 0 | 0 | 0 | 0 | 0 | 0 | 0 | 0 | 0 | 0 | 0 | 0 | 0 | 0 | 0 | 0 | 0 | 0 | 0 | 0 | 0
SDGE | North City Metering | 138 | 0 | 0 | 0 | 0 | 0 | 0 | 0 | 0 | 0 | 0 | 0 | 0 | 0 | 0 | 0 | [29 empty] | 0 | 0 | 0 | 0 | 0 | 0 | 0 | 0 | 0 | 0 | 0 | 0 | 0 | 0 | 0 |  | 0 | 0 | 0 | 0 | 0 | 0 | 0 | 0 | 0 | 0 | 0 | 0 | 0 | 0 | 0 | #REF! | #REF! | #REF! | #REF! | #REF! | #REF! | #REF! | #REF! | #REF! | #REF! | #REF! | #REF! | #REF! | #REF! | 1 | [14 empty] | 0 | 0 | 0 | 0 | 0 | 0 | 0 | 0 | 0 | 0 | 0 | 0 | 0 | 0 | [15 empty] | 0 | 0 | 0 | 0 | 0 | 0 | 0 | 0 | 0 | 0 | 0 | 0 | 0 | 0 | 0 | 0 | 0 | 0 | 0 | 0 | 0 | 0 | 0 | 0 | 0 | 0 | 0 | 0 | 0 | 0 | 0
PG&E GBA | North Dublin | 230 | 0 | 0 | 0 | 0 | 0 | 0 | 0 | 0 | 0 | 0 | 0 | 0 | 0 | 0 | 0 | 0 | 0 | 0 | 0 | 0 | 0 | 0 | 0 | 0 | 0 | 0 | 0 | 0 | 0 | [15 empty] | 0 | 0 | 0 | 0 | 0 | 0 | 0 | 0 | 0 | 0 | 0 | 0 | 0 | 0 | 0 |  | 0 | 0 | 0 | 0 | 0 | 0 | 0 | 0 | 0 | 0 | 0 | 0 | 0 | 0 | 0 | #REF! | #REF! | #REF! | #REF! | #REF! | #REF! | #REF! | #REF! | #REF! | #REF! | #REF! | #REF! | #REF! | #REF! | 1 | [14 empty] | 0 | 0 | 0 | 0 | 0 | 0 | 0 | 0 | 0 | 0 | 0 | 0 | 0 | 0 | [15 empty] | 0 | 0 | 0 | 0 | 0 | 0 | 0 | 0 | 0 | 0 | 0 | 0 | 0 | 0 | 0 | 0 | 0 | 0 | 0 | 0 | 0 | 0 | 0 | 0 | 0 | 0 | 0 | 0 | 0 | 0 | 0
SDGE | North Gila | 500 | 0 | 0 | 0 | 0 | 0 | 0 | 0 | 0 | 0 | 0 | 0 | 0 | 0 | 0 | 0 | [9 empty] | 1520 | 1180 |  | 364.4 |  | 1 | [9 empty] | -1320 | -980 |  | -364.4 |  | 1 | 0 | 0 | 0 | 0 | 0 | 0 | 0 | 0 | 0 | 200 | 200 | 0 | 0 | 0 |  | 0 | 0 | 0 | 0 | 0 | 0 | 0 | 0 | 0 | 200 | 200 | 0 | 0 | 0 | 1 | #REF! | #REF! | #REF! | #REF! | #REF! | #REF! | #REF! | #REF! | #REF! | #REF! | #REF! | #REF! | #REF! | #REF! | 1 | [10 empty] | 230 |  |  |  | 0 | 0 | 0 | 0 | 0 | 0 | 0 | 0 | 0 | 1520 | 1410 | 0 | 364.4 | 0 | [15 empty] | 0 | 0 | 0 | 0 | 0 | 0 | 0 | 0 | 0 | 0 | 200 | 430 | 0 | 0 | 0 | 1 | 0 | 0 | 0 | 0 | 0 | 0 | 0 | 0 | 0 | 200 | 430 | 0 | 0 | 0 | 1
SCE Metro | North of SONGS | 230 | 0 | 0 | 0 | 0 | 0 | 0 | 0 | 0 | 0 | 0 | 0 | 0 | 0 | 0 | 0 | [29 empty] | 0 | 0 | 0 | 0 | 0 | 0 | 0 | 0 | 0 | 0 | 0 | 0 | 0 | 0 | 0 |  | 0 | 0 | 0 | 0 | 0 | 0 | 0 | 0 | 0 | 0 | 0 | 0 | 0 | 0 | 0 | #REF! | #REF! | #REF! | #REF! | #REF! | #REF! | #REF! | #REF! | #REF! | #REF! | #REF! | #REF! | #REF! | #REF! | 1 | [14 empty] | 0 | 0 | 0 | 0 | 0 | 0 | 0 | 0 | 0 | 0 | 0 | 0 | 0 | 0 | [15 empty] | 0 | 0 | 0 | 0 | 0 | 0 | 0 | 0 | 0 | 0 | 0 | 0 | 0 | 0 | 0 | 0 | 0 | 0 | 0 | 0 | 0 | 0 | 0 | 0 | 0 | 0 | 0 | 0 | 0 | 0 | 0
SCE Metro | North of SONGS | 500 | 0 | 0 | 0 | 0 | 0 | 0 | 0 | 0 | 0 | 0 | 0 | 0 | 0 | 0 | 0 | [12 empty] | 400 |  | 1 | [12 empty] | -400 |  | 1 | 0 | 0 | 0 | 0 | 0 | 0 | 0 | 0 | 0 | 0 | 0 | 0 | 0 | 0 |  | 0 | 0 | 0 | 0 | 0 | 0 | 0 | 0 | 0 | 0 | 0 | 0 | 0 | 0 | 0 | #REF! | #REF! | #REF! | #REF! | #REF! | #REF! | #REF! | #REF! | #REF! | #REF! | #REF! | #REF! | #REF! | #REF! | 1 | [14 empty] | 0 | 0 | 0 | 0 | 0 | 0 | 0 | 0 | 0 | 0 | 0 | 0 | 400 | 0 | [15 empty] | 0 | 0 | 0 | 0 | 0 | 0 | 0 | 0 | 0 | 0 | 0 | 0 | 0 | 0 | 0 | 0 | 0 | 0 | 0 | 0 | 0 | 0 | 0 | 0 | 0 | 0 | 0 | 0 | 0 | 0 | 0
PG&E NGBA | Notre Dame | 115 | 0 | 0 | 0 | 0 | 0 | 0 | 0 | 0 | 0 | 0 | 0 | 0 | 0 | 0 | 0 | 0 | 0 | 0 | 0 | 0 | 0 | 0 | 0 | 0 | 0 | 0 | 0 | 0 | 0 | [15 empty] | 0 | 0 | 0 | 0 | 0 | 0 | 0 | 0 | 0 | 0 | 0 | 0 | 0 | 0 | 0 |  | 0 | 0 | 0 | 0 | 0 | 0 | 0 | 0 | 0 | 0 | 0 | 0 | 0 | 0 | 0 | #REF! | #REF! | #REF! | #REF! | #REF! | #REF! | #REF! | #REF! | #REF! | #REF! | #REF! | #REF! | #REF! | #REF! | 1 | [14 empty] | 0 | 0 | 0 | 0 | 0 | 0 | 0 | 0 | 0 | 0 | 0 | 0 | 0 | 0 | [15 empty] | 0 | 0 | 0 | 0 | 0 | 0 | 0 | 0 | 0 | 0 | 0 | 0 | 0 | 0 | 0 | 0 | 0 | 0 | 0 | 0 | 0 | 0 | 0 | 0 | 0 | 0 | 0 | 0 | 0 | 0 | 0
PG&E GBA | Oakland C | 115 | 0 | 0 | 0 | 0 | 0 | 0 | 0 | 0 | 0 | 0 | 0 | 0 | 0 | 0 | 0 | 0 | 0 | 0 | 0 | 0 | 0 | 0 | 0 | 0 | 0 | 40 | 0 | 0 | 0 | [11 empty] | -40 |  |  |  | 1 | 0 | 0 | 0 | 0 | 0 | 0 | 0 | 0 | 0 | 0 | 0 | 0 | 0 | 0 |  | 0 | 0 | 0 | 0 | 0 | 0 | 0 | 0 | 0 | 0 | 0 | 0 | 0 | 0 | 0 | #REF! | #REF! | #REF! | #REF! | #REF! | #REF! | #REF! | #REF! | #REF! | #REF! | #REF! | #REF! | #REF! | #REF! | 1 | [14 empty] | 0 | 0 | 0 | 0 | 0 | 0 | 0 | 0 | 0 | 0 | 40 | 0 | 0 | 0 | [15 empty] | 0 | 0 | 0 | 0 | 0 | 0 | 0 | 0 | 0 | 0 | 0 | 0 | 0 | 0 | 0 | 0 | 0 | 0 | 0 | 0 | 0 | 0 | 0 | 0 | 0 | 0 | 0 | 0 | 0 | 0 | 0
PG&E GBA | Oakland J | 115 | 0 | 0 | 0 | 0 | 0 | 0 | 0 | 0 | 0 | 0 | 0 | 0 | 0 | 0 | 0 | 0 | 0 | 0 | 0 | 0 | 0 | 0 | 0 | 0 | 0 | 50 | 0 | 0 | 0 | [11 empty] | -50 |  |  |  | 1 | 0 | 0 | 0 | 0 | 0 | 0 | 0 | 0 | 0 | 0 | 0 | 0 | 0 | 0 |  | 0 | 0 | 0 | 0 | 0 | 0 | 0 | 0 | 0 | 0 | 0 | 0 | 0 | 0 | 0 | #REF! | #REF! | #REF! | #REF! | #REF! | #REF! | #REF! | #REF! | #REF! | #REF! | #REF! | #REF! | #REF! | #REF! | 1 | [14 empty] | 0 | 0 | 0 | 0 | 0 | 0 | 0 | 0 | 0 | 0 | 50 | 0 | 0 | 0 | [15 empty] | 0 | 0 | 0 | 0 | 0 | 0 | 0 | 0 | 0 | 0 | 0 | 0 | 0 | 0 | 0 | 0 | 0 | 0 | 0 | 0 | 0 | 0 | 0 | 0 | 0 | 0 | 0 | 0 | 0 | 0 | 0
PG&E GBA | Oakland L | 115 | 0 | 0 | 0 | 0 | 0 | 0 | 0 | 0 | 0 | 0 | 0 | 0 | 0 | 0 | 0 | 0 | 0 | 0 | 0 | 0 | 0 | 0 | 0 | 0 | 0 | 0 | 0 | 0 | 0 | [15 empty] | 0 | 0 | 0 | 0 | 0 | 0 | 0 | 0 | 0 | 0 | 0 | 0 | 0 | 0 | 0 |  | 0 | 0 | 0 | 0 | 0 | 0 | 0 | 0 | 0 | 0 | 0 | 0 | 0 | 0 | 0 | #REF! | #REF! | #REF! | #REF! | #REF! | #REF! | #REF! | #REF! | #REF! | #REF! | #REF! | #REF! | #REF! | #REF! | 1 | [14 empty] | 0 | 0 | 0 | 0 | 0 | 0 | 0 | 0 | 0 | 0 | 0 | 0 | 0 | 0 | [15 empty] | 0 | 0 | 0 | 0 | 0 | 0 | 0 | 0 | 0 | 0 | 0 | 0 | 0 | 0 | 0 | 0 | 0 | 0 | 0 | 0 | 0 | 0 | 0 | 0 | 0 | 0 | 0 | 0 | 0 | 0 | 0
PG&E GBA | Oakland X | 115 | 0 | 0 | 0 | 0 | 0 | 0 | 0 | 0 | 0 | 0 | 0 | 0 | 0 | 0 | 0 | 0 | 0 | 0 | 0 | 0 | 0 | 0 | 0 | 0 | 0 | 70 | 0 | 0 | 0 | [15 empty] | 0 | 0 | 0 | 0 | 0 | 0 | 0 | 0 | 0 | 0 | 0 | 70 | 0 | 0 | 0 |  | 0 | 0 | 0 | 0 | 0 | 0 | 0 | 0 | 0 | 0 | 70 | 0 | 0 | 0 | 1 | #REF! | #REF! | #REF! | #REF! | #REF! | #REF! | #REF! | #REF! | #REF! | #REF! | #REF! | #REF! | #REF! | #REF! | 1 | [14 empty] | 0 | 0 | 0 | 0 | 0 | 0 | 0 | 0 | 0 | 0 | 70 | 0 | 0 | 0 | [15 empty] | 0 | 0 | 0 | 0 | 0 | 0 | 0 | 0 | 0 | 0 | 0 | 70 | 0 | 0 | 0 | 1 | 0 | 0 | 0 | 0 | 0 | 0 | 0 | 0 | 0 | 0 | 70 | 0 | 0 | 0 | 1
SDGE | Ocean Ranch | 69 | 0 | 0 | 0 | 0 | 0 | 0 | 0 | 0 | 0 | 0 | 0 | 0 | 0 | 0 | 0 | [29 empty] | 0 | 0 | 0 | 0 | 0 | 0 | 0 | 0 | 0 | 0 | 0 | 0 | 0 | 0 | 0 |  | 0 | 0 | 0 | 0 | 0 | 0 | 0 | 0 | 0 | 0 | 0 | 0 | 0 | 0 | 0 | #REF! | #REF! | #REF! | #REF! | #REF! | #REF! | #REF! | #REF! | #REF! | #REF! | #REF! | #REF! | #REF! | #REF! | 1 | [14 empty] | 0 | 0 | 0 | 0 | 0 | 0 | 0 | 0 | 0 | 0 | 0 | 0 | 0 | 0 | [15 empty] | 0 | 0 | 0 | 0 | 0 | 0 | 0 | 0 | 0 | 0 | 0 | 0 | 0 | 0 | 0 | 0 | 0 | 0 | 0 | 0 | 0 | 0 | 0 | 0 | 0 | 0 | 0 | 0 | 0 | 0 | 0
PG&E KERN | Oceano | 115 | 0 | 0 | 0 | 0 | 0 | 0 | 0 | 0 | 0 | 0 | 0 | 0 | 0 | 0 | 0 | 0 | 0 | 0 | 0 | 0 | 0 | 0 | 0 | 0 | 0 | 100 | 0 | 0 | 0 | [11 empty] | -100 |  |  |  | 1 | 0 | 0 | 0 | 0 | 0 | 0 | 0 | 0 | 0 | 0 | 0 | 0 | 0 | 0 |  | 0 | 0 | 0 | 0 | 0 | 0 | 0 | 0 | 0 | 0 | 0 | 0 | 0 | 0 | 0 | #REF! | #REF! | #REF! | #REF! | #REF! | #REF! | #REF! | #REF! | #REF! | #REF! | #REF! | #REF! | #REF! | #REF! | 1 | [14 empty] | 0 | 0 | 0 | 0 | 0 | 0 | 0 | 0 | 0 | 0 | 100 | 0 | 0 | 0 | [15 empty] | 0 | 0 | 0 | 0 | 0 | 0 | 0 | 0 | 0 | 0 | 0 | 0 | 0 | 0 | 0 | 0 | 0 | 0 | 0 | 0 | 0 | 0 | 0 | 0 | 0 | 0 | 0 | 0 | 0 | 0 | 0
SDGE | Ocotillo Express | 500 | 0 | 0 | 0 | 0 | 0 | 0 | 0 | 0 | 0 | 0 | 0 | 0 | 0 | 0 | 0 |  |  | 130 | [26 empty] | 0 | 0 | 0 | 130 | 0 | 0 | 0 | 0 | 0 | 0 | 0 | 0 | 0 | 0 | 0 |  | 0 | 0 | 130 | 0 | 0 | 0 | 0 | 0 | 0 | 0 | 0 | 0 | 0 | 0 | 1 | #REF! | #REF! | #REF! | #REF! | #REF! | #REF! | #REF! | #REF! | #REF! | #REF! | #REF! | #REF! | #REF! | #REF! | 1 | [14 empty] | 0 | 0 | 130 | 0 | 0 | 0 | 0 | 0 | 0 | 0 | 0 | 0 | 0 | 0 | [15 empty] | 0 | 0 | 0 | 130 | 0 | 0 | 0 | 0 | 0 | 0 | 0 | 0 | 0 | 0 | 0 | 1 | 0 | 0 | 130 | 0 | 0 | 0 | 0 | 0 | 0 | 0 | 0 | 0 | 0 | 0 | 1
PG&E KERN | Old River | 70 | 0 | 0 | 0 | 0 | 0 | 0 | 0 | 0 | 2.4 | 0 | 0 | 0 | 0 | 0 | 1 | 0 | 0 | 0 | 0 | 0 | 0 | 0 | 0 | 0 | 0 | 0 | 0 | 0 | 0 | [15 empty] | 0 | 0 | 0 | 0 | 0 | 0 | 0 | 0 | 0 | 0 | 0 | 0 | 0 | 0 | 0 |  | 0 | 0 | 0 | 0 | 0 | 0 | 0 | 0 | 2.4 | 0 | 0 | 0 | 0 | 0 | 1 | #REF! | #REF! | #REF! | #REF! | #REF! | #REF! | #REF! | #REF! | #REF! | #REF! | #REF! | #REF! | #REF! | #REF! | 1 | [14 empty] | 0 | 0 | 0 | 0 | 0 | 0 | 0 | 0 | 0 | 0 | 0 | 0 | 0 | 0 | [15 empty] | 0 | 0 | 0 | 0 | 0 | 0 | 0 | 0 | 0 | 0 | 0 | 0 | 0 | 0 | 0 | 0 | 0 | 0 | 0 | 0 | 0 | 0 | 0 | 0 | 2.4 | 0 | 0 | 0 | 0 | 0 | 1
SDGE | Old Town | 230 | 0 | 0 | 0 | 0 | 0 | 0 | 0 | 0 | 0 | 0 | 0 | 0 | 0 | 0 | 0 | [29 empty] | 0 | 0 | 0 | 0 | 0 | 0 | 0 | 0 | 0 | 0 | 0 | 0 | 0 | 0 | 0 |  | 0 | 0 | 0 | 0 | 0 | 0 | 0 | 0 | 0 | 0 | 0 | 0 | 0 | 0 | 0 | #REF! | #REF! | #REF! | #REF! | #REF! | #REF! | #REF! | #REF! | #REF! | #REF! | #REF! | #REF! | #REF! | #REF! | 1 | [14 empty] | 0 | 0 | 0 | 0 | 0 | 0 | 0 | 0 | 0 | 0 | 0 | 0 | 0 | 0 | [15 empty] | 0 | 0 | 0 | 0 | 0 | 0 | 0 | 0 | 0 | 0 | 0 | 0 | 0 | 0 | 0 | 0 | 0 | 0 | 0 | 0 | 0 | 0 | 0 | 0 | 0 | 0 | 0 | 0 | 0 | 0 | 0
SCE Metro | Olinda | 230 | 0 | 0 | 0 | 0 | 0 | 0 | 0 | 0 | 0 | 0 | 0 | 0 | 0 | 0 | 0 | [29 empty] | 0 | 0 | 0 | 0 | 0 | 0 | 0 | 0 | 0 | 0 | 0 | 0 | 0 | 0 | 0 |  | 0 | 0 | 0 | 0 | 0 | 0 | 0 | 0 | 0 | 0 | 0 | 0 | 0 | 0 | 0 | #REF! | #REF! | #REF! | #REF! | #REF! | #REF! | #REF! | #REF! | #REF! | #REF! | #REF! | #REF! | #REF! | #REF! | 1 | [14 empty] | 0 | 0 | 0 | 0 | 0 | 0 | 0 | 0 | 0 | 0 | 0 | 0 | 0 | 0 | [15 empty] | 0 | 0 | 0 | 0 | 0 | 0 | 0 | 0 | 0 | 0 | 0 | 0 | 0 | 0 | 0 | 0 | 0 | 0 | 0 | 0 | 0 | 0 | 0 | 0 | 0 | 0 | 0 | 0 | 0 | 0 | 0
PG&E FRESNO | Olive | 115 | 0 | 0 | 0 | 0 | 0 | 0 | 0 | 0 | 0 | 0 | 0 | 20 | 0 | 0 | 1 | 0 | 0 | 0 | 0 | 0 | 0 | 0 | 0 | 0 | 0 | 0 | 0 | 0 | 0 | [15 empty] | 0 | 0 | 0 | 0 | 0 | 0 | 0 | 0 | 0 | 0 | 0 | 0 | 0 | 0 | 0 |  | 0 | 0 | 0 | 0 | 0 | 0 | 0 | 0 | 0 | 0 | 0 | 20 | 0 | 0 | 1 | #REF! | #REF! | #REF! | #REF! | #REF! | #REF! | #REF! | #REF! | #REF! | #REF! | #REF! | #REF! | #REF! | #REF! | 1 | 0 | 0 | 0 | 0 | 0 | 0 | 0 | 0 | 0 | 0 | 0 | 0 | 0 | 0 | 0 | 0 | 0 | 0 | 0 | 0 | 0 | 0 | 0 | 0 | 0 | 0 | 0 | 0 | [15 empty] | 0 | 0 | 0 | 0 | 0 | 0 | 0 | 0 | 0 | 0 | 0 | 0 | 0 | 0 | 0 | 0 | 0 | 0 | 0 | 0 | 0 | 0 | 0 | 0 | 0 | 0 | 0 | 20 | 0 | 0 | 1
PG&E NGBA | Olivehurst | 115 | 0 | 0 | 0 | 0 | 0 | 0 | 0 | 0 | 0 | 0 | 0 | 0 | 0 | 0 | 0 | 0 | 0 | 0 | 0 | 0 | 0 | 0 | 0 | 0 | 0 | 0 | 0 | 0 | 0 | [15 empty] | 0 | 0 | 0 | 0 | 0 | 0 | 0 | 0 | 0 | 0 | 0 | 0 | 0 | 0 | 0 |  | 0 | 0 | 0 | 0 | 0 | 0 | 0 | 0 | 0 | 0 | 0 | 0 | 0 | 0 | 0 | #REF! | #REF! | #REF! | #REF! | #REF! | #REF! | #REF! | #REF! | #REF! | #REF! | #REF! | #REF! | #REF! | #REF! | 1 | [14 empty] | 0 | 0 | 0 | 0 | 0 | 0 | 0 | 0 | 0 | 0 | 0 | 0 | 0 | 0 | [15 empty] | 0 | 0 | 0 | 0 | 0 | 0 | 0 | 0 | 0 | 0 | 0 | 0 | 0 | 0 | 0 | 0 | 0 | 0 | 0 | 0 | 0 | 0 | 0 | 0 | 0 | 0 | 0 | 0 | 0 | 0 | 0
PG&E NGBA | Oregon Trail | 60 | 0 | 0 | 0 | 0 | 0 | 0 | 0 | 0 | 0 | 0 | 0 | 0 | 0 | 0 | 0 | 0 | 0 | 0 | 0 | 0 | 0 | 0 | 0 | 0 | 0 | 0 | 0 | 0 | 0 | [15 empty] | 0 | 0 | 0 | 0 | 0 | 0 | 0 | 0 | 0 | 0 | 0 | 0 | 0 | 0 | 0 |  | 0 | 0 | 0 | 0 | 0 | 0 | 0 | 0 | 0 | 0 | 0 | 0 | 0 | 0 | 0 | #REF! | #REF! | #REF! | #REF! | #REF! | #REF! | #REF! | #REF! | #REF! | #REF! | #REF! | #REF! | #REF! | #REF! | 1 | [14 empty] | 0 | 0 | 0 | 0 | 0 | 0 | 0 | 0 | 0 | 0 | 0 | 0 | 0 | 0 | [15 empty] | 0 | 0 | 0 | 0 | 0 | 0 | 0 | 0 | 0 | 0 | 0 | 0 | 0 | 0 | 0 | 0 | 0 | 0 | 0 | 0 | 0 | 0 | 0 | 0 | 0 | 0 | 0 | 0 | 0 | 0 | 0
SCE Northern | Ormond Beach | 230 | 0 | 0 | 0 | 0 | 0 | 0 | 0 | 0 | 0 | 0 | 0 | 0 | 0 | 0 | 0 | [9 empty] | 0 | [14 empty] | 332 |  |  |  |  | 1 | 0 | 0 | 0 | 0 | 0 | 0 | 0 | 0 | 0 | 332 | 0 | 0 | 0 | 0 |  | 0 | 0 | 0 | 0 | 0 | 0 | 0 | 0 | 0 | 332 | 0 | 0 | 0 | 0 | 1 | #REF! | #REF! | #REF! | #REF! | #REF! | #REF! | #REF! | #REF! | #REF! | #REF! | #REF! | #REF! | #REF! | #REF! | 1 | [14 empty] | 0 | 0 | 0 | 0 | 0 | 0 | 0 | 0 | 0 | 0 | 0 | 0 | 0 | 0 | [15 empty] | 0 | 0 | 0 | 0 | 0 | 0 | 0 | 0 | 0 | 0 | 332 | 0 | 0 | 0 | 0 | 1 | 0 | 0 | 0 | 0 | 0 | 0 | 0 | 0 | 0 | 332 | 0 | 0 | 0 | 0 | 1
PG&E FRESNO | Oro Loma | 115 | 0 | 0 | 0 | 0 | 0 | 0 | 0 | 0 | 0 | 0 | 0 | 0 | 0 | 0 | 0 | 20 | 0 | 0 | 0 | 0 | 0 | 0 | 0 | 0 | 110 | 0 | 0 | 0 | 0 |  | -20 | [13 empty] | 1 | 0 | 0 | 0 | 0 | 0 | 0 | 0 | 0 | 0 | 110 | 0 | 0 | 0 | 0 |  | 0 | 0 | 0 | 0 | 0 | 0 | 0 | 0 | 0 | 110 | 0 | 0 | 0 | 0 | 1 | #REF! | #REF! | #REF! | #REF! | #REF! | #REF! | #REF! | #REF! | #REF! | #REF! | #REF! | #REF! | #REF! | #REF! | 1 | 0 | 0 | 0 | 0 | 0 | 0 | 0 | 0 | 0 | 0 | 0 | 0 | 0 | 0 | 20 | 0 | 0 | 0 | 0 | 0 | 0 | 0 | 0 | 110 | 0 | 0 | 0 | 0 | [15 empty] | 0 | 0 | 0 | 0 | 0 | 0 | 0 | 0 | 0 | 0 | 110 | 0 | 0 | 0 | 0 | 1 | 0 | 0 | 0 | 0 | 0 | 0 | 0 | 0 | 0 | 110 | 0 | 0 | 0 | 0 | 1
PG&E FRESNO | Oro Loma | 70 | 0 | 0 | 0 | 0 | 0 | 0 | 0 | 0 | 5 | 0 | 0 | 0 | 0 | 0 | 1 | 0 | 0 | 0 | 0 | 0 | 0 | 0 | 0 | 0 | 0 | 0 | 0 | 0 | 0 | [15 empty] | 0 | 0 | 0 | 0 | 0 | 0 | 0 | 0 | 0 | 0 | 0 | 0 | 0 | 0 | 0 |  | 0 | 0 | 0 | 0 | 0 | 0 | 0 | 0 | 5 | 0 | 0 | 0 | 0 | 0 | 1 | #REF! | #REF! | #REF! | #REF! | #REF! | #REF! | #REF! | #REF! | #REF! | #REF! | #REF! | #REF! | #REF! | #REF! | 1 | 0 | 0 | 0 | 0 | 0 | 0 | 0 | 0 | 0 | 0 | 0 | 0 | 0 | 0 | 0 | 0 | 0 | 0 | 0 | 0 | 0 | 0 | 0 | 0 | 0 | 0 | 0 | 0 | [15 empty] | 0 | 0 | 0 | 0 | 0 | 0 | 0 | 0 | 0 | 0 | 0 | 0 | 0 | 0 | 0 | 0 | 0 | 0 | 0 | 0 | 0 | 0 | 0 | 0 | 5 | 0 | 0 | 0 | 0 | 0 | 1
PG&E FRESNO | Orosi | 70 | 0 | 0 | 0 | 0 | 0 | 0 | 0 | 0 | 0 | 0 | 0 | 0 | 0 | 0 | 0 | 0 | 0 | 0 | 0 | 0 | 0 | 0 | 0 | 0 | 0 | 0 | 0 | 0 | 0 | [15 empty] | 0 | 0 | 0 | 0 | 0 | 0 | 0 | 0 | 0 | 0 | 0 | 0 | 0 | 0 | 0 |  | 0 | 0 | 0 | 0 | 0 | 0 | 0 | 0 | 0 | 0 | 0 | 0 | 0 | 0 | 0 | #REF! | #REF! | #REF! | #REF! | #REF! | #REF! | #REF! | #REF! | #REF! | #REF! | #REF! | #REF! | #REF! | #REF! | 1 | 0 | 0 | 0 | 0 | 0 | 0 | 0 | 0 | 0 | 0 | 0 | 0 | 0 | 0 | 0 | 0 | 0 | 0 | 0 | 0 | 0 | 0 | 0 | 0 | 0 | 0 | 0 | 0 | [15 empty] | 0 | 0 | 0 | 0 | 0 | 0 | 0 | 0 | 0 | 0 | 0 | 0 | 0 | 0 | 0 | 0 | 0 | 0 | 0 | 0 | 0 | 0 | 0 | 0 | 0 | 0 | 0 | 0 | 0 | 0 | 0
SDGE | Otay | 69 | 0 | 0 | 0 | 0 | 0 | 0 | 0 | 0 | 0 | 0 | 0 | 49.7 | 0 | 0 | 1 | [29 empty] | 0 | 0 | 0 | 0 | 0 | 0 | 0 | 0 | 0 | 0 | 0 | 0 | 0 | 0 | 0 |  | 0 | 0 | 0 | 0 | 0 | 0 | 0 | 0 | 0 | 0 | 0 | 49.7 | 0 | 0 | 1 | #REF! | #REF! | #REF! | #REF! | #REF! | #REF! | #REF! | #REF! | #REF! | #REF! | #REF! | #REF! | #REF! | #REF! | 1 | [14 empty] | 0 | 0 | 0 | 0 | 0 | 0 | 0 | 0 | 0 | 0 | 0 | 0 | 0 | 0 | [15 empty] | 0 | 0 | 0 | 0 | 0 | 0 | 0 | 0 | 0 | 0 | 0 | 0 | 0 | 0 | 0 | 0 | 0 | 0 | 0 | 0 | 0 | 0 | 0 | 0 | 0 | 0 | 0 | 49.7 | 0 | 0 | 1
SDGE | Otay Mesa | 230 | 0 | 0 | 0 | 0 | 0 | 0 | 0 | 0 | 0 | 0 | 0 | 65 | 0 | 0 | 1 | [29 empty] | 0 | 0 | 0 | 0 | 0 | 0 | 0 | 0 | 0 | 0 | 0 | 0 | 0 | 0 | 0 |  | 0 | 0 | 0 | 0 | 0 | 0 | 0 | 0 | 0 | 0 | 0 | 65 | 0 | 0 | 1 | #REF! | #REF! | #REF! | #REF! | #REF! | #REF! | #REF! | #REF! | #REF! | #REF! | #REF! | #REF! | #REF! | #REF! | 1 | [14 empty] | 0 | 0 | 0 | 0 | 0 | 0 | 0 | 0 | 0 | 0 | 0 | 0 | 0 | 0 | [15 empty] | 0 | 0 | 0 | 0 | 0 | 0 | 0 | 0 | 0 | 0 | 0 | 0 | 0 | 0 | 0 | 0 | 0 | 0 | 0 | 0 | 0 | 0 | 0 | 0 | 0 | 0 | 0 | 65 | 0 | 0 | 1
PG&E FRESNO | Padre Flats SW STA | 230 | 0 | 0 | 0 | 0 | 0 | 0 | 0 | 0 | 0 | 0 | 0 | 0 | 0 | 0 | 0 | 50 | 0 | 0 | 0 | 0 | 0 | 0 | 0 | 0 | 370 | 0 | 0 | 0 | 0 | 1 | -50 | [11 empty] | 31 |  | 1 | 0 | 0 | 0 | 0 | 0 | 0 | 0 | 0 | 0 | 370 | 0 | 0 | 31 | 0 |  | 0 | 0 | 0 | 0 | 0 | 0 | 0 | 0 | 0 | 370 | 0 | 0 | 31 | 0 | 1 | #REF! | #REF! | #REF! | #REF! | #REF! | #REF! | #REF! | #REF! | #REF! | #REF! | #REF! | #REF! | #REF! | #REF! | 1 | 0 | 0 | 0 | 0 | 0 | 0 | 0 | 0 | 0 | 0 | 0 | 0 | 0 | 0 | 50 | 0 | 0 | 0 | 0 | 0 | 0 | 0 | 0 | 370 | 0 | 0 | 0 | 0 | [15 empty] | 0 | 0 | 0 | 0 | 0 | 0 | 0 | 0 | 0 | 0 | 370 | 0 | 0 | 31 | 0 | 1 | 0 | 0 | 0 | 0 | 0 | 0 | 0 | 0 | 0 | 370 | 0 | 0 | 31 | 0 | 1
EOP | Pahrump | 138 | 0 | 0 | 0 | 0 | 0 | 0 | 0 | 0 | 0 | 0 | 0 | 0 | 0 | 0 | 0 | [29 empty] | 0 | 0 | 0 | 0 | 0 | 0 | 0 | 0 | 0 | 0 | 0 | 0 | 0 | 0 | 0 |  | 0 | 0 | 0 | 0 | 0 | 0 | 0 | 0 | 0 | 0 | 0 | 0 | 0 | 0 | 0 | #REF! | #REF! | #REF! | #REF! | #REF! | #REF! | #REF! | #REF! | #REF! | #REF! | #REF! | #REF! | #REF! | #REF! | 1 | [14 empty] | 0 | 0 | 0 | 0 | 0 | 0 | 0 | 0 | 0 | 0 | 0 | 0 | 0 | 0 | [15 empty] | 0 | 0 | 0 | 0 | 0 | 0 | 0 | 0 | 0 | 0 | 0 | 0 | 0 | 0 | 0 | 0 | 0 | 0 | 0 | 0 | 0 | 0 | 0 | 0 | 0 | 0 | 0 | 0 | 0 | 0 | 0
EOP | Pahrump | 230 | 0 | 0 | 0 | 0 | 0 | 0 | 0 | 0 | 0 | 0 | 0 | 0 | 0 | 0 | 0 | [29 empty] | 0 | 0 | 0 | 0 | 0 | 0 | 0 | 0 | 0 | 0 | 0 | 0 | 0 | 0 | 0 |  | 0 | 0 | 0 | 0 | 0 | 0 | 0 | 0 | 0 | 0 | 0 | 0 | 0 | 0 | 0 | #REF! | #REF! | #REF! | #REF! | #REF! | #REF! | #REF! | #REF! | #REF! | #REF! | #REF! | #REF! | #REF! | #REF! | 1 | [14 empty] | 0 | 0 | 0 | 0 | 0 | 0 | 0 | 0 | 0 | 0 | 0 | 0 | 0 | 0 | [15 empty] | 0 | 0 | 0 | 0 | 0 | 0 | 0 | 0 | 0 | 0 | 0 | 0 | 0 | 0 | 0 | 0 | 0 | 0 | 0 | 0 | 0 | 0 | 0 | 0 | 0 | 0 | 0 | 0 | 0 | 0 | 0
SDGE | Pala | 69 | 0 | 0 | 0 | 0 | 0 | 0 | 0 | 0 | 0 | 0 | 0 | 0 | 0 | 0 | 0 | [29 empty] | 0 | 0 | 0 | 0 | 0 | 0 | 0 | 0 | 0 | 0 | 0 | 0 | 0 | 0 | 0 |  | 0 | 0 | 0 | 0 | 0 | 0 | 0 | 0 | 0 | 0 | 0 | 0 | 0 | 0 | 0 | #REF! | #REF! | #REF! | #REF! | #REF! | #REF! | #REF! | #REF! | #REF! | #REF! | #REF! | #REF! | #REF! | #REF! | 1 | [14 empty] | 0 | 0 | 0 | 0 | 0 | 0 | 0 | 0 | 0 | 0 | 0 | 0 | 0 | 0 | [15 empty] | 0 | 0 | 0 | 0 | 0 | 0 | 0 | 0 | 0 | 0 | 0 | 0 | 0 | 0 | 0 | 0 | 0 | 0 | 0 | 0 | 0 | 0 | 0 | 0 | 0 | 0 | 0 | 0 | 0 | 0 | 0
PG&E NGBA | Palermo | 115 | 0 | 0 | 0 | 0 | 0 | 0 | 0 | 0 | 0 | 0 | 0 | 0 | 0 | 0 | 0 | 0 | 0 | 0 | 0 | 0 | 0 | 0 | 0 | 0 | 0 | 0 | 0 | 0 | 0 | [15 empty] | 0 | 0 | 0 | 0 | 0 | 0 | 0 | 0 | 0 | 0 | 0 | 0 | 0 | 0 | 0 |  | 0 | 0 | 0 | 0 | 0 | 0 | 0 | 0 | 0 | 0 | 0 | 0 | 0 | 0 | 0 | #REF! | #REF! | #REF! | #REF! | #REF! | #REF! | #REF! | #REF! | #REF! | #REF! | #REF! | #REF! | #REF! | #REF! | 1 | [14 empty] | 0 | 0 | 0 | 0 | 0 | 0 | 0 | 0 | 0 | 0 | 0 | 0 | 0 | 0 | [15 empty] | 0 | 0 | 0 | 0 | 0 | 0 | 0 | 0 | 0 | 0 | 0 | 0 | 0 | 0 | 0 | 0 | 0 | 0 | 0 | 0 | 0 | 0 | 0 | 0 | 0 | 0 | 0 | 0 | 0 | 0 | 0
PG&E NGBA | Palermo | 230 | 0 | 0 | 0 | 0 | 0 | 0 | 0 | 0 | 0 | 0 | 0 | 0 | 0 | 0 | 0 | 0 | 0 | 0 | 0 | 0 | 0 | 0 | 0 | 0 | 0 | 0 | 0 | 0 | 0 |  | 20 | [13 empty] | 1 | 20 | 0 | 0 | 0 | 0 | 0 | 0 | 0 | 0 | 0 | 0 | 0 | 0 | 0 |  | 20 | 0 | 0 | 0 | 0 | 0 | 0 | 0 | 0 | 0 | 0 | 0 | 0 | 0 | 1 | #REF! | #REF! | #REF! | #REF! | #REF! | #REF! | #REF! | #REF! | #REF! | #REF! | #REF! | #REF! | #REF! | #REF! | 1 | [14 empty] | 0 | 0 | 0 | 0 | 0 | 0 | 0 | 0 | 0 | 0 | 0 | 0 | 0 | 0 | [15 empty] | 0 | 20 | 0 | 0 | 0 | 0 | 0 | 0 | 0 | 0 | 0 | 0 | 0 | 0 | 0 | 1 | 20 | 0 | 0 | 0 | 0 | 0 | 0 | 0 | 0 | 0 | 0 | 0 | 0 | 0 | 1
SCE Eastern | Palo Verde | 500 | 0 | 0 | 0 | 0 | 285 | 0 | 0 | 0 | 0 | 0 | 0 | 0 | 0 | 0 | 1 |  |  |  |  | 2651 | [24 empty] | 0 | 0 | 0 | 0 | 0 | 2651 | 0 | 0 | 0 | 0 | 0 | 0 | 0 | 0 | 0 |  | 0 | 0 | 0 | 0 | 2936 | 0 | 0 | 0 | 0 | 0 | 0 | 0 | 0 | 0 | 1 | #REF! | #REF! | #REF! | #REF! | #REF! | #REF! | #REF! | #REF! | #REF! | #REF! | #REF! | #REF! | #REF! | #REF! | 1 |  |  |  |  | 3000 | [9 empty] | 0 | 0 | 0 | 0 | 5651 | 0 | 0 | 0 | 0 | 0 | 0 | 0 | 0 | 0 | [5 empty] | -1500 | [9 empty] | 1 | 0 | 0 | 0 | 0 | 4151 | 0 | 0 | 0 | 0 | 0 | 0 | 0 | 0 | 0 | 1 | 0 | 0 | 0 | 0 | 4436 | 0 | 0 | 0 | 0 | 0 | 0 | 0 | 0 | 0 | 1
SDGE | Palomar Energy | 230 | 0 | 0 | 0 | 0 | 0 | 0 | 0 | 0 | 0 | 0 | 0 | 0 | 0 | 0 | 0 | [29 empty] | 0 | 0 | 0 | 0 | 0 | 0 | 0 | 0 | 0 | 0 | 0 | 0 | 0 | 0 | 0 |  | 0 | 0 | 0 | 0 | 0 | 0 | 0 | 0 | 0 | 0 | 0 | 0 | 0 | 0 | 0 | #REF! | #REF! | #REF! | #REF! | #REF! | #REF! | #REF! | #REF! | #REF! | #REF! | #REF! | #REF! | #REF! | #REF! | 1 | [14 empty] | 0 | 0 | 0 | 0 | 0 | 0 | 0 | 0 | 0 | 0 | 0 | 0 | 0 | 0 | [15 empty] | 0 | 0 | 0 | 0 | 0 | 0 | 0 | 0 | 0 | 0 | 0 | 0 | 0 | 0 | 0 | 0 | 0 | 0 | 0 | 0 | 0 | 0 | 0 | 0 | 0 | 0 | 0 | 0 | 0 | 0 | 0
PG&E KERN | Panama | 70 | 0 | 0 | 0 | 0 | 0 | 0 | 0 | 0 | 0 | 0 | 0 | 0 | 0 | 0 | 0 | 0 | 0 | 0 | 0 | 0 | 0 | 0 | 0 | 0 | 0 | 0 | 0 | 0 | 0 | [15 empty] | 0 | 0 | 0 | 0 | 0 | 0 | 0 | 0 | 0 | 0 | 0 | 0 | 0 | 0 | 0 |  | 0 | 0 | 0 | 0 | 0 | 0 | 0 | 0 | 0 | 0 | 0 | 0 | 0 | 0 | 0 | #REF! | #REF! | #REF! | #REF! | #REF! | #REF! | #REF! | #REF! | #REF! | #REF! | #REF! | #REF! | #REF! | #REF! | 1 | [14 empty] | 0 | 0 | 0 | 0 | 0 | 0 | 0 | 0 | 0 | 0 | 0 | 0 | 0 | 0 | [15 empty] | 0 | 0 | 0 | 0 | 0 | 0 | 0 | 0 | 0 | 0 | 0 | 0 | 0 | 0 | 0 | 0 | 0 | 0 | 0 | 0 | 0 | 0 | 0 | 0 | 0 | 0 | 0 | 0 | 0 | 0 | 0
PG&E FRESNO | Panoche | 115 | 0 | 0 | 0 | 0 | 0 | 0 | 0 | 0 | 4.4 | 0 | 0 | 0 | 0 | 0 | 1 | 0 | 0 | 0 | 0 | 0 | 0 | 0 | 0 | 0 | 40 | 0 | 0 | 0 | 0 | [10 empty] | -40 |  |  |  |  | 1 | 0 | 0 | 0 | 0 | 0 | 0 | 0 | 0 | 0 | 0 | 0 | 0 | 0 | 0 |  | 0 | 0 | 0 | 0 | 0 | 0 | 0 | 0 | 4.4 | 0 | 0 | 0 | 0 | 0 | 1 | #REF! | #REF! | #REF! | #REF! | #REF! | #REF! | #REF! | #REF! | #REF! | #REF! | #REF! | #REF! | #REF! | #REF! | 1 | 0 | 0 | 0 | 0 | 0 | 0 | 0 | 0 | 0 | 90 | 0 | 0 | 0 | 0 | 0 | 0 | 0 | 0 | 0 | 0 | 0 | 0 | 0 | 130 | 0 | 0 | 0 | 0 | [15 empty] | 0 | 0 | 0 | 0 | 0 | 0 | 0 | 0 | 0 | 0 | 90 | 0 | 0 | 0 | 0 | 1 | 0 | 0 | 0 | 0 | 0 | 0 | 0 | 0 | 4.4 | 90 | 0 | 0 | 0 | 0 | 1
PG&E FRESNO | Panoche | 230 | 0 | 0 | 0 | 0 | 0 | 0 | 0 | 0 | 0 | 0 | 0 | 0 | 0 | 0 | 0 | 0 | 0 | 0 | 0 | 0 | 0 | 0 | 0 | 0 | 0 | 0 | 0 | 0 | 0 | [11 empty] | 280 |  |  |  | 1 | 0 | 0 | 0 | 0 | 0 | 0 | 0 | 0 | 0 | 0 | 280 | 0 | 0 | 0 |  | 0 | 0 | 0 | 0 | 0 | 0 | 0 | 0 | 0 | 0 | 280 | 0 | 0 | 0 | 1 | #REF! | #REF! | #REF! | #REF! | #REF! | #REF! | #REF! | #REF! | #REF! | #REF! | #REF! | #REF! | #REF! | #REF! | 1 | 0 | 0 | 0 | 0 | 0 | 0 | 0 | 0 | 0 | 0 | 0 | 0 | 0 | 0 | 0 | 0 | 0 | 0 | 0 | 0 | 0 | 0 | 0 | 0 | 0 | 0 | 0 | 0 | [15 empty] | 0 | 0 | 0 | 0 | 0 | 0 | 0 | 0 | 0 | 0 | 0 | 280 | 0 | 0 | 0 | 1 | 0 | 0 | 0 | 0 | 0 | 0 | 0 | 0 | 0 | 0 | 280 | 0 | 0 | 0 | 1
SCE Northern | Pardee | 230 | 0 | 0 | 0 | 0 | 0 | 0 | 0 | 0 | 0 | 0 | 0 | 15 | 0 | 0 | 1 | [9 empty] | 192 | [14 empty] | -192 |  |  |  |  | 1 | 0 | 0 | 0 | 0 | 0 | 0 | 0 | 0 | 0 | 0 | 0 | 0 | 0 | 0 |  | 0 | 0 | 0 | 0 | 0 | 0 | 0 | 0 | 0 | 0 | 0 | 15 | 0 | 0 | 1 | #REF! | #REF! | #REF! | #REF! | #REF! | #REF! | #REF! | #REF! | #REF! | #REF! | #REF! | #REF! | #REF! | #REF! | 1 | [14 empty] | 0 | 0 | 0 | 0 | 0 | 0 | 0 | 0 | 0 | 192 | 0 | 0 | 0 | 0 | [15 empty] | 0 | 0 | 0 | 0 | 0 | 0 | 0 | 0 | 0 | 0 | 0 | 0 | 0 | 0 | 0 | 0 | 0 | 0 | 0 | 0 | 0 | 0 | 0 | 0 | 0 | 0 | 0 | 15 | 0 | 0 | 1
PG&E NGBA | Parkway | 230 | 0 | 0 | 0 | 0 | 0 | 0 | 0 | 0 | 0 | 0 | 0 | 0 | 0 | 0 | 0 | 0 | 0 | 0 | 0 | 0 | 0 | 0 | 0 | 0 | 0 | 0 | 0 | 0 | 0 | [15 empty] | 0 | 0 | 0 | 0 | 0 | 0 | 0 | 0 | 0 | 0 | 0 | 0 | 0 | 0 | 0 |  | 0 | 0 | 0 | 0 | 0 | 0 | 0 | 0 | 0 | 0 | 0 | 0 | 0 | 0 | 0 | #REF! | #REF! | #REF! | #REF! | #REF! | #REF! | #REF! | #REF! | #REF! | #REF! | #REF! | #REF! | #REF! | #REF! | 1 | [14 empty] | 0 | 0 | 0 | 0 | 0 | 0 | 0 | 0 | 0 | 0 | 0 | 0 | 0 | 0 | [15 empty] | 0 | 0 | 0 | 0 | 0 | 0 | 0 | 0 | 0 | 0 | 0 | 0 | 0 | 0 | 0 | 0 | 0 | 0 | 0 | 0 | 0 | 0 | 0 | 0 | 0 | 0 | 0 | 0 | 0 | 0 | 0
SCE Northern | Pastoria | 230 | 0 | 0 | 0 | 0 | 0 | 0 | 0 | 0 | 0 | 0 | 105 | 80 | 0 | 0 | 1 | [9 empty] | 0 | [19 empty] | 0 | 0 | 0 | 0 | 0 | 0 | 0 | 0 | 0 | 0 | 0 | 0 | 0 | 0 | 0 |  | 0 | 0 | 0 | 0 | 0 | 0 | 0 | 0 | 0 | 0 | 105 | 80 | 0 | 0 | 1 | #REF! | #REF! | #REF! | #REF! | #REF! | #REF! | #REF! | #REF! | #REF! | #REF! | #REF! | #REF! | #REF! | #REF! | 1 | [14 empty] | 0 | 0 | 0 | 0 | 0 | 0 | 0 | 0 | 0 | 0 | 0 | 0 | 0 | 0 | [15 empty] | 0 | 0 | 0 | 0 | 0 | 0 | 0 | 0 | 0 | 0 | 0 | 0 | 0 | 0 | 0 | 0 | 0 | 0 | 0 | 0 | 0 | 0 | 0 | 0 | 0 | 0 | 105 | 80 | 0 | 0 | 1
SCE Metro | Pauda | 230 | 0 | 0 | 0 | 0 | 0 | 0 | 0 | 0 | 0 | 0 | 0 | 0 | 0 | 0 | 0 | [12 empty] | 200 |  | 1 | [12 empty] | -200 |  | 1 | 0 | 0 | 0 | 0 | 0 | 0 | 0 | 0 | 0 | 0 | 0 | 0 | 0 | 0 |  | 0 | 0 | 0 | 0 | 0 | 0 | 0 | 0 | 0 | 0 | 0 | 0 | 0 | 0 | 0 | #REF! | #REF! | #REF! | #REF! | #REF! | #REF! | #REF! | #REF! | #REF! | #REF! | #REF! | #REF! | #REF! | #REF! | 1 | [14 empty] | 0 | 0 | 0 | 0 | 0 | 0 | 0 | 0 | 0 | 0 | 0 | 0 | 200 | 0 | [15 empty] | 0 | 0 | 0 | 0 | 0 | 0 | 0 | 0 | 0 | 0 | 0 | 0 | 0 | 0 | 0 | 0 | 0 | 0 | 0 | 0 | 0 | 0 | 0 | 0 | 0 | 0 | 0 | 0 | 0 | 0 | 0
PG&E GBA | Paul Sweet | 115 | 0 | 0 | 0 | 0 | 0 | 0 | 0 | 0 | 0 | 0 | 0 | 0 | 0 | 0 | 0 | 0 | 0 | 0 | 0 | 0 | 0 | 0 | 0 | 0 | 0 | 0 | 0 | 0 | 0 | [15 empty] | 0 | 0 | 0 | 0 | 0 | 0 | 0 | 0 | 0 | 0 | 0 | 0 | 0 | 0 | 0 |  | 0 | 0 | 0 | 0 | 0 | 0 | 0 | 0 | 0 | 0 | 0 | 0 | 0 | 0 | 0 | #REF! | #REF! | #REF! | #REF! | #REF! | #REF! | #REF! | #REF! | #REF! | #REF! | #REF! | #REF! | #REF! | #REF! | 1 | [14 empty] | 0 | 0 | 0 | 0 | 0 | 0 | 0 | 0 | 0 | 0 | 0 | 0 | 0 | 0 | [15 empty] | 0 | 0 | 0 | 0 | 0 | 0 | 0 | 0 | 0 | 0 | 0 | 0 | 0 | 0 | 0 | 0 | 0 | 0 | 0 | 0 | 0 | 0 | 0 | 0 | 0 | 0 | 0 | 0 | 0 | 0 | 0
PG&E NGBA | Peabody | 230 | 0 | 0 | 0 | 0 | 0 | 0 | 0 | 0 | 0 | 0 | 0 | 0 | 0 | 0 | 0 | 0 | 0 | 0 | 0 | 0 | 0 | 0 | 0 | 0 | 0 | 0 | 0 | 0 | 0 | [15 empty] | 0 | 0 | 0 | 0 | 0 | 0 | 0 | 0 | 0 | 0 | 0 | 0 | 0 | 0 | 0 |  | 0 | 0 | 0 | 0 | 0 | 0 | 0 | 0 | 0 | 0 | 0 | 0 | 0 | 0 | 0 | #REF! | #REF! | #REF! | #REF! | #REF! | #REF! | #REF! | #REF! | #REF! | #REF! | #REF! | #REF! | #REF! | #REF! | 1 | [14 empty] | 0 | 0 | 0 | 0 | 0 | 0 | 0 | 0 | 0 | 0 | 0 | 0 | 0 | 0 | [15 empty] | 0 | 0 | 0 | 0 | 0 | 0 | 0 | 0 | 0 | 0 | 0 | 0 | 0 | 0 | 0 | 0 | 0 | 0 | 0 | 0 | 0 | 0 | 0 | 0 | 0 | 0 | 0 | 0 | 0 | 0 | 0
PG&E NGBA | Pease | 115 | 0 | 0 | 0 | 0 | 0 | 0 | 0 | 0 | 0 | 0 | 0 | 0 | 0 | 0 | 0 | 0 | 0 | 0 | 0 | 0 | 0 | 0 | 0 | 0 | 0 | 0 | 0 | 0 | 0 | [15 empty] | 0 | 0 | 0 | 0 | 0 | 0 | 0 | 0 | 0 | 0 | 0 | 0 | 0 | 0 | 0 |  | 0 | 0 | 0 | 0 | 0 | 0 | 0 | 0 | 0 | 0 | 0 | 0 | 0 | 0 | 0 | #REF! | #REF! | #REF! | #REF! | #REF! | #REF! | #REF! | #REF! | #REF! | #REF! | #REF! | #REF! | #REF! | #REF! | 1 | [14 empty] | 0 | 0 | 0 | 0 | 0 | 0 | 0 | 0 | 0 | 0 | 0 | 0 | 0 | 0 | [15 empty] | 0 | 0 | 0 | 0 | 0 | 0 | 0 | 0 | 0 | 0 | 0 | 0 | 0 | 0 | 0 | 0 | 0 | 0 | 0 | 0 | 0 | 0 | 0 | 0 | 0 | 0 | 0 | 0 | 0 | 0 | 0
PG&E NGBA | Pease | 60 | 0 | 0 | 0 | 0 | 0 | 0 | 0 | 0 | 0 | 0 | 0 | 0 | 0 | 0 | 0 | 0 | 0 | 0 | 0 | 0 | 0 | 0 | 0 | 0 | 0 | 0 | 0 | 0 | 0 | [15 empty] | 0 | 0 | 0 | 0 | 0 | 0 | 0 | 0 | 0 | 0 | 0 | 0 | 0 | 0 | 0 |  | 0 | 0 | 0 | 0 | 0 | 0 | 0 | 0 | 0 | 0 | 0 | 0 | 0 | 0 | 0 | #REF! | #REF! | #REF! | #REF! | #REF! | #REF! | #REF! | #REF! | #REF! | #REF! | #REF! | #REF! | #REF! | #REF! | 1 | [14 empty] | 0 | 0 | 0 | 0 | 0 | 0 | 0 | 0 | 0 | 0 | 0 | 0 | 0 | 0 | [15 empty] | 0 | 0 | 0 | 0 | 0 | 0 | 0 | 0 | 0 | 0 | 0 | 0 | 0 | 0 | 0 | 0 | 0 | 0 | 0 | 0 | 0 | 0 | 0 | 0 | 0 | 0 | 0 | 0 | 0 | 0 | 0
SDGE | Penasquitos | 138 | 0 | 0 | 0 | 0 | 0 | 0 | 0 | 0 | 0 | 0 | 0 | 0 | 0 | 0 | 0 | [29 empty] | 0 | 0 | 0 | 0 | 0 | 0 | 0 | 0 | 0 | 0 | 0 | 0 | 0 | 0 | 0 |  | 0 | 0 | 0 | 0 | 0 | 0 | 0 | 0 | 0 | 0 | 0 | 0 | 0 | 0 | 0 | #REF! | #REF! | #REF! | #REF! | #REF! | #REF! | #REF! | #REF! | #REF! | #REF! | #REF! | #REF! | #REF! | #REF! | 1 | [14 empty] | 0 | 0 | 0 | 0 | 0 | 0 | 0 | 0 | 0 | 0 | 0 | 0 | 0 | 0 | [15 empty] | 0 | 0 | 0 | 0 | 0 | 0 | 0 | 0 | 0 | 0 | 0 | 0 | 0 | 0 | 0 | 0 | 0 | 0 | 0 | 0 | 0 | 0 | 0 | 0 | 0 | 0 | 0 | 0 | 0 | 0 | 0
SDGE | Penasquitos | 230 | 0 | 0 | 0 | 0 | 0 | 0 | 0 | 0 | 0 | 0 | 0 | 0 | 0 | 0 | 0 | [29 empty] | 0 | 0 | 0 | 0 | 0 | 0 | 0 | 0 | 0 | 0 | 0 | 0 | 0 | 0 | 0 |  | 0 | 0 | 0 | 0 | 0 | 0 | 0 | 0 | 0 | 0 | 0 | 0 | 0 | 0 | 0 | #REF! | #REF! | #REF! | #REF! | #REF! | #REF! | #REF! | #REF! | #REF! | #REF! | #REF! | #REF! | #REF! | #REF! | 1 | [14 empty] | 0 | 0 | 0 | 0 | 0 | 0 | 0 | 0 | 0 | 0 | 0 | 0 | 0 | 0 | [15 empty] | 0 | 0 | 0 | 0 | 0 | 0 | 0 | 0 | 0 | 0 | 0 | 0 | 0 | 0 | 0 | 0 | 0 | 0 | 0 | 0 | 0 | 0 | 0 | 0 | 0 | 0 | 0 | 0 | 0 | 0 | 0
SDGE | Penasquitos | 69 | 0 | 0 | 0 | 0 | 0 | 0 | 0 | 0 | 0 | 0 | 0 | 0 | 0 | 0 | 0 | [29 empty] | 0 | 0 | 0 | 0 | 0 | 0 | 0 | 0 | 0 | 0 | 0 | 0 | 0 | 0 | 0 |  | 0 | 0 | 0 | 0 | 0 | 0 | 0 | 0 | 0 | 0 | 0 | 0 | 0 | 0 | 0 | #REF! | #REF! | #REF! | #REF! | #REF! | #REF! | #REF! | #REF! | #REF! | #REF! | #REF! | #REF! | #REF! | #REF! | 1 | [14 empty] | 0 | 0 | 0 | 0 | 0 | 0 | 0 | 0 | 0 | 0 | 0 | 0 | 0 | 0 | [15 empty] | 0 | 0 | 0 | 0 | 0 | 0 | 0 | 0 | 0 | 0 | 0 | 0 | 0 | 0 | 0 | 0 | 0 | 0 | 0 | 0 | 0 | 0 | 0 | 0 | 0 | 0 | 0 | 0 | 0 | 0 | 0
SDGE | Pendleton | 69 | 0 | 0 | 0 | 0 | 0 | 0 | 0 | 0 | 0 | 0 | 0 | 0 | 50 | 0 | 1 | [29 empty] | 0 | 0 | 0 | 0 | 0 | 0 | 0 | 0 | 0 | 0 | 0 | 0 | 0 | 0 | 0 |  | 0 | 0 | 0 | 0 | 0 | 0 | 0 | 0 | 0 | 0 | 0 | 0 | 50 | 0 | 1 | #REF! | #REF! | #REF! | #REF! | #REF! | #REF! | #REF! | #REF! | #REF! | #REF! | #REF! | #REF! | #REF! | #REF! | 1 | [14 empty] | 0 | 0 | 0 | 0 | 0 | 0 | 0 | 0 | 0 | 0 | 0 | 0 | 0 | 0 | [15 empty] | 0 | 0 | 0 | 0 | 0 | 0 | 0 | 0 | 0 | 0 | 0 | 0 | 0 | 0 | 0 | 0 | 0 | 0 | 0 | 0 | 0 | 0 | 0 | 0 | 0 | 0 | 0 | 0 | 50 | 0 | 1
PG&E NGBA | Penngrove | 115 | 0 | 0 | 0 | 0 | 0 | 0 | 0 | 0 | 0 | 0 | 0 | 0 | 0 | 0 | 0 | 0 | 0 | 0 | 0 | 0 | 0 | 0 | 0 | 0 | 0 | 0 | 0 | 0 | 0 | [15 empty] | 0 | 0 | 0 | 0 | 0 | 0 | 0 | 0 | 0 | 0 | 0 | 0 | 0 | 0 | 0 |  | 0 | 0 | 0 | 0 | 0 | 0 | 0 | 0 | 0 | 0 | 0 | 0 | 0 | 0 | 0 | #REF! | #REF! | #REF! | #REF! | #REF! | #REF! | #REF! | #REF! | #REF! | #REF! | #REF! | #REF! | #REF! | #REF! | 1 | [14 empty] | 0 | 0 | 0 | 0 | 0 | 0 | 0 | 0 | 0 | 0 | 0 | 0 | 0 | 0 | [15 empty] | 0 | 0 | 0 | 0 | 0 | 0 | 0 | 0 | 0 | 0 | 0 | 0 | 0 | 0 | 0 | 0 | 0 | 0 | 0 | 0 | 0 | 0 | 0 | 0 | 0 | 0 | 0 | 0 | 0 | 0 | 0
PG&E GBA | Peoria | 115 | 0 | 0 | 0 | 0 | 0 | 0 | 0 | 0 | 0 | 0 | 0 | 0 | 0 | 0 | 0 | 0 | 0 | 0 | 0 | 0 | 0 | 0 | 0 | 0 | 0 | 0 | 0 | 0 | 0 | [15 empty] | 0 | 0 | 0 | 0 | 0 | 0 | 0 | 0 | 0 | 0 | 0 | 0 | 0 | 0 | 0 |  | 0 | 0 | 0 | 0 | 0 | 0 | 0 | 0 | 0 | 0 | 0 | 0 | 0 | 0 | 0 | #REF! | #REF! | #REF! | #REF! | #REF! | #REF! | #REF! | #REF! | #REF! | #REF! | #REF! | #REF! | #REF! | #REF! | 1 | [14 empty] | 0 | 0 | 0 | 0 | 0 | 0 | 0 | 0 | 0 | 0 | 0 | 0 | 0 | 0 | [15 empty] | 0 | 0 | 0 | 0 | 0 | 0 | 0 | 0 | 0 | 0 | 0 | 0 | 0 | 0 | 0 | 0 | 0 | 0 | 0 | 0 | 0 | 0 | 0 | 0 | 0 | 0 | 0 | 0 | 0 | 0 | 0
PG&E GBA | Piercy | 115 | 0 | 0 | 0 | 0 | 0 | 0 | 0 | 0 | 0 | 0 | 0 | 0 | 0 | 0 | 0 | 0 | 0 | 0 | 0 | 0 | 0 | 0 | 0 | 0 | 0 | 0 | 0 | 0 | 0 | [15 empty] | 0 | 0 | 0 | 0 | 0 | 0 | 0 | 0 | 0 | 0 | 0 | 0 | 0 | 0 | 0 |  | 0 | 0 | 0 | 0 | 0 | 0 | 0 | 0 | 0 | 0 | 0 | 0 | 0 | 0 | 0 | #REF! | #REF! | #REF! | #REF! | #REF! | #REF! | #REF! | #REF! | #REF! | #REF! | #REF! | #REF! | #REF! | #REF! | 1 | [14 empty] | 0 | 0 | 0 | 0 | 0 | 0 | 0 | 0 | 0 | 0 | 0 | 0 | 0 | 0 | [15 empty] | 0 | 0 | 0 | 0 | 0 | 0 | 0 | 0 | 0 | 0 | 0 | 0 | 0 | 0 | 0 | 0 | 0 | 0 | 0 | 0 | 0 | 0 | 0 | 0 | 0 | 0 | 0 | 0 | 0 | 0 | 0
PG&E FRESNO | Pine Flat | 230 | 0 | 0 | 0 | 0 | 0 | 0 | 0 | 0 | 0 | 0 | 0 | 0 | 0 | 0 | 0 | 0 | 0 | 0 | 0 | 0 | 0 | 0 | 0 | 0 | 0 | 0 | 0 | 0 | 0 | [15 empty] | 0 | 0 | 0 | 0 | 0 | 0 | 0 | 0 | 0 | 0 | 0 | 0 | 0 | 0 | 0 |  | 0 | 0 | 0 | 0 | 0 | 0 | 0 | 0 | 0 | 0 | 0 | 0 | 0 | 0 | 0 | #REF! | #REF! | #REF! | #REF! | #REF! | #REF! | #REF! | #REF! | #REF! | #REF! | #REF! | #REF! | #REF! | #REF! | 1 | 0 | 0 | 0 | 0 | 0 | 0 | 0 | 0 | 0 | 225 | 0 | 0 | 0 | 0 | 0 | 0 | 0 | 0 | 0 | 0 | 0 | 0 | 0 | 225 | 0 | 0 | 0 | 0 | [15 empty] | 0 | 0 | 0 | 0 | 0 | 0 | 0 | 0 | 0 | 0 | 225 | 0 | 0 | 0 | 0 | 1 | 0 | 0 | 0 | 0 | 0 | 0 | 0 | 0 | 0 | 225 | 0 | 0 | 0 | 0 | 1
SCE NOL | Pisgah | 230 | 0 | 0 | 0 | 0 | 0 | 0 | 0 | 0 | 0 | 0 | 0 | 0 | 0 | 0 | 0 | [26 empty] | 20 |  |  | 1 | 0 | 0 | 0 | 0 | 0 | 0 | 0 | 0 | 0 | 0 | 0 | 20 | 0 | 0 |  | 0 | 0 | 0 | 0 | 0 | 0 | 0 | 0 | 0 | 0 | 0 | 20 | 0 | 0 | 1 | #REF! | #REF! | #REF! | #REF! | #REF! | #REF! | #REF! | #REF! | #REF! | #REF! | #REF! | #REF! | #REF! | #REF! | 1 | [14 empty] | 0 | 0 | 0 | 0 | 0 | 0 | 0 | 0 | 0 | 0 | 0 | 0 | 0 | 0 | [15 empty] | 0 | 0 | 0 | 0 | 0 | 0 | 0 | 0 | 0 | 0 | 0 | 0 | 20 | 0 | 0 | 1 | 0 | 0 | 0 | 0 | 0 | 0 | 0 | 0 | 0 | 0 | 0 | 20 | 0 | 0 | 1
PG&E NGBA | Pit 1 | 230 | 0 | 0 | 0 | 0 | 0 | 0 | 0 | 0 | 0 | 0 | 0 | 0 | 0 | 0 | 0 | 0 | 0 | 0 | 0 | 0 | 0 | 0 | 0 | 0 | 0 | 0 | 0 | 0 | 0 | [15 empty] | 0 | 0 | 0 | 0 | 0 | 0 | 0 | 0 | 0 | 0 | 0 | 0 | 0 | 0 | 0 |  | 0 | 0 | 0 | 0 | 0 | 0 | 0 | 0 | 0 | 0 | 0 | 0 | 0 | 0 | 0 | #REF! | #REF! | #REF! | #REF! | #REF! | #REF! | #REF! | #REF! | #REF! | #REF! | #REF! | #REF! | #REF! | #REF! | 1 | [14 empty] | 0 | 0 | 0 | 0 | 0 | 0 | 0 | 0 | 0 | 0 | 0 | 0 | 0 | 0 | [15 empty] | 0 | 0 | 0 | 0 | 0 | 0 | 0 | 0 | 0 | 0 | 0 | 0 | 0 | 0 | 0 | 0 | 0 | 0 | 0 | 0 | 0 | 0 | 0 | 0 | 0 | 0 | 0 | 0 | 0 | 0 | 0
PG&E NGBA | Pit 1 | 60 | 0 | 0 | 0 | 0 | 0 | 0 | 0 | 0 | 0 | 0 | 0 | 0 | 0 | 0 | 0 | 0 | 0 | 0 | 0 | 0 | 0 | 0 | 0 | 0 | 0 | 0 | 0 | 0 | 0 | [15 empty] | 0 | 0 | 0 | 0 | 0 | 0 | 0 | 0 | 0 | 0 | 0 | 0 | 0 | 0 | 0 |  | 0 | 0 | 0 | 0 | 0 | 0 | 0 | 0 | 0 | 0 | 0 | 0 | 0 | 0 | 0 | #REF! | #REF! | #REF! | #REF! | #REF! | #REF! | #REF! | #REF! | #REF! | #REF! | #REF! | #REF! | #REF! | #REF! | 1 | [14 empty] | 0 | 0 | 0 | 0 | 0 | 0 | 0 | 0 | 0 | 0 | 0 | 0 | 0 | 0 | [15 empty] | 0 | 0 | 0 | 0 | 0 | 0 | 0 | 0 | 0 | 0 | 0 | 0 | 0 | 0 | 0 | 0 | 0 | 0 | 0 | 0 | 0 | 0 | 0 | 0 | 0 | 0 | 0 | 0 | 0 | 0 | 0
PG&E NGBA | Pit 3 | 230 | 0 | 0 | 0 | 0 | 0 | 0 | 0 | 0 | 0 | 0 | 0 | 0 | 0 | 0 | 0 | 0 | 0 | 0 | 0 | 0 | 0 | 0 | 0 | 0 | 0 | 0 | 0 | 0 | 0 | [15 empty] | 0 | 0 | 0 | 0 | 0 | 0 | 0 | 0 | 0 | 0 | 0 | 0 | 0 | 0 | 0 |  | 0 | 0 | 0 | 0 | 0 | 0 | 0 | 0 | 0 | 0 | 0 | 0 | 0 | 0 | 0 | #REF! | #REF! | #REF! | #REF! | #REF! | #REF! | #REF! | #REF! | #REF! | #REF! | #REF! | #REF! | #REF! | #REF! | 1 | [14 empty] | 0 | 0 | 0 | 0 | 0 | 0 | 0 | 0 | 0 | 0 | 0 | 0 | 0 | 0 | [15 empty] | 0 | 0 | 0 | 0 | 0 | 0 | 0 | 0 | 0 | 0 | 0 | 0 | 0 | 0 | 0 | 0 | 0 | 0 | 0 | 0 | 0 | 0 | 0 | 0 | 0 | 0 | 0 | 0 | 0 | 0 | 0
PG&E NGBA | Pit 4 | 230 | 0 | 0 | 0 | 0 | 0 | 0 | 0 | 0 | 0 | 0 | 0 | 0 | 0 | 0 | 0 | 0 | 0 | 0 | 0 | 0 | 0 | 0 | 0 | 0 | 0 | 0 | 0 | 0 | 0 | [15 empty] | 0 | 0 | 0 | 0 | 0 | 0 | 0 | 0 | 0 | 0 | 0 | 0 | 0 | 0 | 0 |  | 0 | 0 | 0 | 0 | 0 | 0 | 0 | 0 | 0 | 0 | 0 | 0 | 0 | 0 | 0 | #REF! | #REF! | #REF! | #REF! | #REF! | #REF! | #REF! | #REF! | #REF! | #REF! | #REF! | #REF! | #REF! | #REF! | 1 | [14 empty] | 0 | 0 | 0 | 0 | 0 | 0 | 0 | 0 | 0 | 0 | 0 | 0 | 0 | 0 | [15 empty] | 0 | 0 | 0 | 0 | 0 | 0 | 0 | 0 | 0 | 0 | 0 | 0 | 0 | 0 | 0 | 0 | 0 | 0 | 0 | 0 | 0 | 0 | 0 | 0 | 0 | 0 | 0 | 0 | 0 | 0 | 0
PG&E GBA | Pittsburg | 115 | 0 | 0 | 0 | 0 | 0 | 0 | 0 | 0 | 0 | 0 | 0 | 0 | 0 | 0 | 0 | 0 | 0 | 0 | 0 | 0 | 0 | 0 | 0 | 0 | 0 | 0 | 0 | 0 | 0 | [15 empty] | 0 | 0 | 0 | 0 | 0 | 0 | 0 | 0 | 0 | 0 | 0 | 0 | 0 | 0 | 0 |  | 0 | 0 | 0 | 0 | 0 | 0 | 0 | 0 | 0 | 0 | 0 | 0 | 0 | 0 | 0 | #REF! | #REF! | #REF! | #REF! | #REF! | #REF! | #REF! | #REF! | #REF! | #REF! | #REF! | #REF! | #REF! | #REF! | 1 | [14 empty] | 0 | 0 | 0 | 0 | 0 | 0 | 0 | 0 | 0 | 0 | 0 | 0 | 0 | 0 | [15 empty] | 0 | 0 | 0 | 0 | 0 | 0 | 0 | 0 | 0 | 0 | 0 | 0 | 0 | 0 | 0 | 0 | 0 | 0 | 0 | 0 | 0 | 0 | 0 | 0 | 0 | 0 | 0 | 0 | 0 | 0 | 0
PG&E GBA | Pittsburg | 230 | 0 | 0 | 0 | 0 | 0 | 0 | 0 | 0 | 0 | 0 | 0 | 0 | 0 | 0 | 0 | 0 | 0 | 0 | 0 | 0 | 0 | 0 | 0 | 0 | 0 | 0 | 0 | 0 | 0 | [15 empty] | 0 | 0 | 0 | 0 | 0 | 0 | 0 | 0 | 0 | 0 | 0 | 0 | 0 | 0 | 0 |  | 0 | 0 | 0 | 0 | 0 | 0 | 0 | 0 | 0 | 0 | 0 | 0 | 0 | 0 | 0 | #REF! | #REF! | #REF! | #REF! | #REF! | #REF! | #REF! | #REF! | #REF! | #REF! | #REF! | #REF! | #REF! | #REF! | 1 | [14 empty] | 0 | 0 | 0 | 0 | 0 | 0 | 0 | 0 | 0 | 0 | 0 | 0 | 0 | 0 | [15 empty] | 0 | 0 | 0 | 0 | 0 | 0 | 0 | 0 | 0 | 0 | 0 | 0 | 0 | 0 | 0 | 0 | 0 | 0 | 0 | 0 | 0 | 0 | 0 | 0 | 0 | 0 | 0 | 0 | 0 | 0 | 0
PG&E NGBA | Pleasant Grove | 115 | 0 | 0 | 0 | 0 | 0 | 0 | 0 | 0 | 0 | 0 | 0 | 0 | 0 | 0 | 0 | 0 | 0 | 0 | 0 | 0 | 0 | 0 | 0 | 0 | 0 | 0 | 0 | 0 | 0 | [15 empty] | 0 | 0 | 0 | 0 | 0 | 0 | 0 | 0 | 0 | 0 | 0 | 0 | 0 | 0 | 0 |  | 0 | 0 | 0 | 0 | 0 | 0 | 0 | 0 | 0 | 0 | 0 | 0 | 0 | 0 | 0 | #REF! | #REF! | #REF! | #REF! | #REF! | #REF! | #REF! | #REF! | #REF! | #REF! | #REF! | #REF! | #REF! | #REF! | 1 | [14 empty] | 0 | 0 | 0 | 0 | 0 | 0 | 0 | 0 | 0 | 0 | 0 | 0 | 0 | 0 | [15 empty] | 0 | 0 | 0 | 0 | 0 | 0 | 0 | 0 | 0 | 0 | 0 | 0 | 0 | 0 | 0 | 0 | 0 | 0 | 0 | 0 | 0 | 0 | 0 | 0 | 0 | 0 | 0 | 0 | 0 | 0 | 0
PG&E NGBA | POE | 230 | 0 | 0 | 0 | 0 | 0 | 0 | 0 | 0 | 0 | 0 | 0 | 0 | 0 | 0 | 0 | 0 | 0 | 0 | 0 | 0 | 0 | 0 | 0 | 0 | 0 | 0 | 0 | 0 | 0 | [15 empty] | 0 | 0 | 0 | 0 | 0 | 0 | 0 | 0 | 0 | 0 | 0 | 0 | 0 | 0 | 0 |  | 0 | 0 | 0 | 0 | 0 | 0 | 0 | 0 | 0 | 0 | 0 | 0 | 0 | 0 | 0 | #REF! | #REF! | #REF! | #REF! | #REF! | #REF! | #REF! | #REF! | #REF! | #REF! | #REF! | #REF! | #REF! | #REF! | 1 | [14 empty] | 0 | 0 | 0 | 0 | 0 | 0 | 0 | 0 | 0 | 0 | 0 | 0 | 0 | 0 | [15 empty] | 0 | 0 | 0 | 0 | 0 | 0 | 0 | 0 | 0 | 0 | 0 | 0 | 0 | 0 | 0 | 0 | 0 | 0 | 0 | 0 | 0 | 0 | 0 | 0 | 0 | 0 | 0 | 0 | 0 | 0 | 0
SDGE | Point Loma | 69 | 0 | 0 | 0 | 0 | 0 | 0 | 0 | 0 | 0 | 0 | 0 | 0 | 0 | 0 | 0 | [29 empty] | 0 | 0 | 0 | 0 | 0 | 0 | 0 | 0 | 0 | 0 | 0 | 0 | 0 | 0 | 0 |  | 0 | 0 | 0 | 0 | 0 | 0 | 0 | 0 | 0 | 0 | 0 | 0 | 0 | 0 | 0 | #REF! | #REF! | #REF! | #REF! | #REF! | #REF! | #REF! | #REF! | #REF! | #REF! | #REF! | #REF! | #REF! | #REF! | 1 | [14 empty] | 0 | 0 | 0 | 0 | 0 | 0 | 0 | 0 | 0 | 0 | 0 | 0 | 0 | 0 | [15 empty] | 0 | 0 | 0 | 0 | 0 | 0 | 0 | 0 | 0 | 0 | 0 | 0 | 0 | 0 | 0 | 0 | 0 | 0 | 0 | 0 | 0 | 0 | 0 | 0 | 0 | 0 | 0 | 0 | 0 | 0 | 0
SDGE | Pomerado | 69 | 0 | 0 | 0 | 0 | 0 | 0 | 0 | 0 | 0 | 0 | 0 | 100 | 0 | 0 | 1 | [29 empty] | 0 | 0 | 0 | 0 | 0 | 0 | 0 | 0 | 0 | 0 | 0 | 0 | 0 | 0 | 0 |  | 0 | 0 | 0 | 0 | 0 | 0 | 0 | 0 | 0 | 0 | 0 | 100 | 0 | 0 | 1 | #REF! | #REF! | #REF! | #REF! | #REF! | #REF! | #REF! | #REF! | #REF! | #REF! | #REF! | #REF! | #REF! | #REF! | 1 | [14 empty] | 0 | 0 | 0 | 0 | 0 | 0 | 0 | 0 | 0 | 0 | 0 | 0 | 0 | 0 | [15 empty] | 0 | 0 | 0 | 0 | 0 | 0 | 0 | 0 | 0 | 0 | 0 | 0 | 0 | 0 | 0 | 0 | 0 | 0 | 0 | 0 | 0 | 0 | 0 | 0 | 0 | 0 | 0 | 100 | 0 | 0 | 1
PG&E KERN | Poso Mountain | 115 | 0 | 0 | 0 | 0 | 0 | 0 | 0 | 0 | 0 | 0 | 0 | 0 | 0 | 0 | 0 | 0 | 0 | 0 | 0 | 0 | 0 | 0 | 0 | 0 | 100 | 150 | 0 | 0 | 0 | [15 empty] | 0 | 0 | 0 | 0 | 0 | 0 | 0 | 0 | 0 | 0 | 100 | 150 | 0 | 0 | 0 |  | 0 | 0 | 0 | 0 | 0 | 0 | 0 | 0 | 0 | 100 | 150 | 0 | 0 | 0 | 1 | #REF! | #REF! | #REF! | #REF! | #REF! | #REF! | #REF! | #REF! | #REF! | #REF! | #REF! | #REF! | #REF! | #REF! | 1 | [14 empty] | 0 | 0 | 0 | 0 | 0 | 0 | 0 | 0 | 0 | 100 | 150 | 0 | 0 | 0 | [15 empty] | 0 | 0 | 0 | 0 | 0 | 0 | 0 | 0 | 0 | 0 | 100 | 150 | 0 | 0 | 0 | 1 | 0 | 0 | 0 | 0 | 0 | 0 | 0 | 0 | 0 | 100 | 150 | 0 | 0 | 0 | 1
EOP | Primm | 230 | 0 | 0 | 0 | 0 | 0 | 0 | 0 | 0 | 0 | 0 | 0 | 200 | 0 | 0 | 1 | [29 empty] | 0 | 0 | 0 | 0 | 0 | 0 | 0 | 0 | 0 | 0 | 0 | 0 | 0 | 0 | 0 |  | 0 | 0 | 0 | 0 | 0 | 0 | 0 | 0 | 0 | 0 | 0 | 200 | 0 | 0 | 1 | #REF! | #REF! | #REF! | #REF! | #REF! | #REF! | #REF! | #REF! | #REF! | #REF! | #REF! | #REF! | #REF! | #REF! | 1 | [14 empty] | 0 | 0 | 0 | 0 | 0 | 0 | 0 | 0 | 0 | 0 | 0 | 0 | 0 | 0 | [15 empty] | 0 | 0 | 0 | 0 | 0 | 0 | 0 | 0 | 0 | 0 | 0 | 0 | 0 | 0 | 0 | 0 | 0 | 0 | 0 | 0 | 0 | 0 | 0 | 0 | 0 | 0 | 0 | 200 | 0 | 0 | 1
PG&E NGBA | Putah Creek | 115 | 0 | 0 | 0 | 0 | 0 | 0 | 0 | 0 | 0 | 0 | 0 | 0 | 0 | 0 | 0 | 0 | 0 | 0 | 0 | 0 | 0 | 0 | 0 | 0 | 0 | 0 | 0 | 0 | 0 | [15 empty] | 0 | 0 | 0 | 0 | 0 | 0 | 0 | 0 | 0 | 0 | 0 | 0 | 0 | 0 | 0 |  | 0 | 0 | 0 | 0 | 0 | 0 | 0 | 0 | 0 | 0 | 0 | 0 | 0 | 0 | 0 | #REF! | #REF! | #REF! | #REF! | #REF! | #REF! | #REF! | #REF! | #REF! | #REF! | #REF! | #REF! | #REF! | #REF! | 1 | [14 empty] | 0 | 0 | 0 | 0 | 0 | 0 | 0 | 0 | 0 | 0 | 0 | 0 | 0 | 0 | [15 empty] | 0 | 0 | 0 | 0 | 0 | 0 | 0 | 0 | 0 | 0 | 0 | 0 | 0 | 0 | 0 | 0 | 0 | 0 | 0 | 0 | 0 | 0 | 0 | 0 | 0 | 0 | 0 | 0 | 0 | 0 | 0
SDGE | Q1806 | 138 | 0 | 0 | 0 | 0 | 0 | 0 | 0 | 0 | 0 | 0 | 0 | 0 | 0 | 0 | 0 | [29 empty] | 0 | 0 | 0 | 0 | 0 | 0 | 0 | 0 | 0 | 0 | 0 | 0 | 0 | 0 | 0 |  | 0 | 0 | 0 | 0 | 0 | 0 | 0 | 0 | 0 | 0 | 0 | 0 | 0 | 0 | 0 | #REF! | #REF! | #REF! | #REF! | #REF! | #REF! | #REF! | #REF! | #REF! | #REF! | #REF! | #REF! | #REF! | #REF! | 1 | [14 empty] | 0 | 0 | 0 | 0 | 0 | 0 | 0 | 0 | 0 | 0 | 0 | 0 | 0 | 0 | [15 empty] | 0 | 0 | 0 | 0 | 0 | 0 | 0 | 0 | 0 | 0 | 0 | 0 | 0 | 0 | 0 | 0 | 0 | 0 | 0 | 0 | 0 | 0 | 0 | 0 | 0 | 0 | 0 | 0 | 0 | 0 | 0
PG&E FRESNO | Quinto | 230 | 0 | 0 | 0 | 0 | 0 | 0 | 0 | 0 | 0 | 0 | 0 | 0 | 0 | 0 | 0 | 30 | 0 | 0 | 0 | 0 | 0 | 0 | 0 | 0 | 370 | 0 | 0 | 0 | 0 |  | -30 | [13 empty] | 1 | 0 | 0 | 0 | 0 | 0 | 0 | 0 | 0 | 0 | 370 | 0 | 0 | 0 | 0 |  | 0 | 0 | 0 | 0 | 0 | 0 | 0 | 0 | 0 | 370 | 0 | 0 | 0 | 0 | 1 | #REF! | #REF! | #REF! | #REF! | #REF! | #REF! | #REF! | #REF! | #REF! | #REF! | #REF! | #REF! | #REF! | #REF! | 1 | 0 | 0 | 0 | 0 | 0 | 0 | 0 | 0 | 0 | 0 | 0 | 0 | 0 | 0 | 30 | 0 | 0 | 0 | 0 | 0 | 0 | 0 | 0 | 370 | 0 | 0 | 0 | 0 | [15 empty] | 0 | 0 | 0 | 0 | 0 | 0 | 0 | 0 | 0 | 0 | 370 | 0 | 0 | 0 | 0 | 1 | 0 | 0 | 0 | 0 | 0 | 0 | 0 | 0 | 0 | 370 | 0 | 0 | 0 | 0 | 1
PG&E GBA | Race Track | 115 | 0 | 0 | 0 | 0 | 0 | 0 | 0 | 0 | 0 | 0 | 0 | 0 | 0 | 0 | 0 | 0 | 0 | 20 | 0 | 0 | 0 | 0 | 0 | 0 | 0 | 0 | 0 | 0 | 0 |  |  |  | -20 | [11 empty] | 1 | 0 | 0 | 0 | 0 | 0 | 0 | 0 | 0 | 0 | 0 | 0 | 0 | 0 | 0 |  | 0 | 0 | 0 | 0 | 0 | 0 | 0 | 0 | 0 | 0 | 0 | 0 | 0 | 0 | 0 | #REF! | #REF! | #REF! | #REF! | #REF! | #REF! | #REF! | #REF! | #REF! | #REF! | #REF! | #REF! | #REF! | #REF! | 1 | [14 empty] | 0 | 0 | 20 | 0 | 0 | 0 | 0 | 0 | 0 | 0 | 0 | 0 | 0 | 0 | [15 empty] | 0 | 0 | 0 | 0 | 0 | 0 | 0 | 0 | 0 | 0 | 0 | 0 | 0 | 0 | 0 | 0 | 0 | 0 | 0 | 0 | 0 | 0 | 0 | 0 | 0 | 0 | 0 | 0 | 0 | 0 | 0
SDGE | Rancho Mission Viejo | 138 | 0 | 0 | 0 | 0 | 0 | 0 | 0 | 0 | 0 | 0 | 0 | 0 | 0 | 0 | 0 | [29 empty] | 0 | 0 | 0 | 0 | 0 | 0 | 0 | 0 | 0 | 0 | 0 | 0 | 0 | 0 | 0 |  | 0 | 0 | 0 | 0 | 0 | 0 | 0 | 0 | 0 | 0 | 0 | 0 | 0 | 0 | 0 | #REF! | #REF! | #REF! | #REF! | #REF! | #REF! | #REF! | #REF! | #REF! | #REF! | #REF! | #REF! | #REF! | #REF! | 1 | [14 empty] | 0 | 0 | 0 | 0 | 0 | 0 | 0 | 0 | 0 | 0 | 0 | 0 | 0 | 0 | [15 empty] | 0 | 0 | 0 | 0 | 0 | 0 | 0 | 0 | 0 | 0 | 0 | 0 | 0 | 0 | 0 | 0 | 0 | 0 | 0 | 0 | 0 | 0 | 0 | 0 | 0 | 0 | 0 | 0 | 0 | 0 | 0
PG&E GBA | Rancho Seco | 230 | 0 | 0 | 0 | 0 | 0 | 0 | 0 | 0 | 0 | 0 | 0 | 0 | 0 | 0 | 0 | 0 | 0 | 0 | 0 | 0 | 0 | 0 | 0 | 0 | 0 | 0 | 0 | 0 | 90 | [11 empty] | 100 |  |  | -90 | 1 | 0 | 0 | 0 | 0 | 0 | 0 | 0 | 0 | 0 | 0 | 100 | 0 | 0 | 0 |  | 0 | 0 | 0 | 0 | 0 | 0 | 0 | 0 | 0 | 0 | 100 | 0 | 0 | 0 | 1 | #REF! | #REF! | #REF! | #REF! | #REF! | #REF! | #REF! | #REF! | #REF! | #REF! | #REF! | #REF! | #REF! | #REF! | 1 | [14 empty] | 0 | 0 | 0 | 0 | 0 | 0 | 0 | 0 | 0 | 0 | 0 | 0 | 0 | 90 | [15 empty] | 0 | 0 | 0 | 0 | 0 | 0 | 0 | 0 | 0 | 0 | 0 | 100 | 0 | 0 | 0 | 1 | 0 | 0 | 0 | 0 | 0 | 0 | 0 | 0 | 0 | 0 | 100 | 0 | 0 | 0 | 1
SCE Metro | Rancho Vista | 230 | 0 | 0 | 0 | 0 | 0 | 0 | 0 | 0 | 0 | 0 | 0 | 0 | 0 | 0 | 0 | [29 empty] | 0 | 0 | 0 | 0 | 0 | 0 | 0 | 0 | 0 | 0 | 0 | 0 | 0 | 0 | 0 |  | 0 | 0 | 0 | 0 | 0 | 0 | 0 | 0 | 0 | 0 | 0 | 0 | 0 | 0 | 0 | #REF! | #REF! | #REF! | #REF! | #REF! | #REF! | #REF! | #REF! | #REF! | #REF! | #REF! | #REF! | #REF! | #REF! | 1 | [14 empty] | 0 | 0 | 0 | 0 | 0 | 0 | 0 | 0 | 0 | 0 | 0 | 0 | 0 | 0 | [15 empty] | 0 | 0 | 0 | 0 | 0 | 0 | 0 | 0 | 0 | 0 | 0 | 0 | 0 | 0 | 0 | 0 | 0 | 0 | 0 | 0 | 0 | 0 | 0 | 0 | 0 | 0 | 0 | 0 | 0 | 0 | 0
SCE Metro | Rancho Vista | 500 | 0 | 0 | 0 | 0 | 0 | 0 | 0 | 0 | 0 | 0 | 0 | 0 | 0 | 0 | 0 | [12 empty] | 400 |  | 1 | [12 empty] | -400 |  | 1 | 0 | 0 | 0 | 0 | 0 | 0 | 0 | 0 | 0 | 0 | 0 | 0 | 0 | 0 |  | 0 | 0 | 0 | 0 | 0 | 0 | 0 | 0 | 0 | 0 | 0 | 0 | 0 | 0 | 0 | #REF! | #REF! | #REF! | #REF! | #REF! | #REF! | #REF! | #REF! | #REF! | #REF! | #REF! | #REF! | #REF! | #REF! | 1 | [14 empty] | 0 | 0 | 0 | 0 | 0 | 0 | 0 | 0 | 0 | 0 | 0 | 0 | 400 | 0 | [15 empty] | 0 | 0 | 0 | 0 | 0 | 0 | 0 | 0 | 0 | 0 | 0 | 0 | 0 | 0 | 0 | 0 | 0 | 0 | 0 | 0 | 0 | 0 | 0 | 0 | 0 | 0 | 0 | 0 | 0 | 0 | 0
SCE NOL | Ransburg | 115 | 0 | 0 | 0 | 0 | 0 | 0 | 0 | 0 | 0 | 0 | 0 | 0 | 0 | 0 | 0 | [29 empty] | 0 | 0 | 0 | 0 | 0 | 0 | 0 | 0 | 0 | 0 | 0 | 0 | 0 | 0 | 0 |  | 0 | 0 | 0 | 0 | 0 | 0 | 0 | 0 | 0 | 0 | 0 | 0 | 0 | 0 | 0 | #REF! | #REF! | #REF! | #REF! | #REF! | #REF! | #REF! | #REF! | #REF! | #REF! | #REF! | #REF! | #REF! | #REF! | 1 | [14 empty] | 0 | 0 | 0 | 0 | 0 | 0 | 0 | 0 | 0 | 0 | 0 | 0 | 0 | 0 | [15 empty] | 0 | 0 | 0 | 0 | 0 | 0 | 0 | 0 | 0 | 0 | 0 | 0 | 0 | 0 | 0 | 0 | 0 | 0 | 0 | 0 | 0 | 0 | 0 | 0 | 0 | 0 | 0 | 0 | 0 | 0 | 0
PG&E GBA | Ravenswood | 115 | 0 | 0 | 0 | 0 | 0 | 0 | 0 | 0 | 0 | 0 | 0 | 0 | 0 | 0 | 0 | 0 | 0 | 0 | 0 | 0 | 0 | 0 | 0 | 0 | 0 | 0 | 0 | 0 | 0 | [15 empty] | 0 | 0 | 0 | 0 | 0 | 0 | 0 | 0 | 0 | 0 | 0 | 0 | 0 | 0 | 0 |  | 0 | 0 | 0 | 0 | 0 | 0 | 0 | 0 | 0 | 0 | 0 | 0 | 0 | 0 | 0 | #REF! | #REF! | #REF! | #REF! | #REF! | #REF! | #REF! | #REF! | #REF! | #REF! | #REF! | #REF! | #REF! | #REF! | 1 | [14 empty] | 0 | 0 | 0 | 0 | 0 | 0 | 0 | 0 | 0 | 0 | 0 | 0 | 0 | 0 | [15 empty] | 0 | 0 | 0 | 0 | 0 | 0 | 0 | 0 | 0 | 0 | 0 | 0 | 0 | 0 | 0 | 0 | 0 | 0 | 0 | 0 | 0 | 0 | 0 | 0 | 0 | 0 | 0 | 0 | 0 | 0 | 0
PG&E GBA | Ravenswood | 230 | 0 | 0 | 0 | 0 | 0 | 0 | 0 | 0 | 0 | 0 | 0 | 0 | 0 | 0 | 0 | 0 | 0 | 0 | 0 | 0 | 0 | 0 | 0 | 0 | 50 | 100 | 0 | 0 | 0 | [10 empty] | -50 | -100 |  |  |  | 1 | 0 | 0 | 0 | 0 | 0 | 0 | 0 | 0 | 0 | 0 | 0 | 0 | 0 | 0 |  | 0 | 0 | 0 | 0 | 0 | 0 | 0 | 0 | 0 | 0 | 0 | 0 | 0 | 0 | 0 | #REF! | #REF! | #REF! | #REF! | #REF! | #REF! | #REF! | #REF! | #REF! | #REF! | #REF! | #REF! | #REF! | #REF! | 1 | [14 empty] | 0 | 0 | 0 | 0 | 0 | 0 | 0 | 0 | 0 | 50 | 100 | 0 | 0 | 0 | [15 empty] | 0 | 0 | 0 | 0 | 0 | 0 | 0 | 0 | 0 | 0 | 0 | 0 | 0 | 0 | 0 | 0 | 0 | 0 | 0 | 0 | 0 | 0 | 0 | 0 | 0 | 0 | 0 | 0 | 0 | 0 | 0
SCE Northern | Rector | 230 | 0 | 0 | 0 | 0 | 0 | 0 | 0 | 0 | 12 | 0 | 0 | 0 | 0 | 0 | 1 | [9 empty] | 170 | [19 empty] | 0 | 0 | 0 | 0 | 0 | 0 | 0 | 0 | 0 | 0 | 170 | 0 | 0 | 0 | 0 |  | 0 | 0 | 0 | 0 | 0 | 0 | 0 | 0 | 12 | 170 | 0 | 0 | 0 | 0 | 1 | #REF! | #REF! | #REF! | #REF! | #REF! | #REF! | #REF! | #REF! | #REF! | #REF! | #REF! | #REF! | #REF! | #REF! | 1 | [14 empty] | 0 | 0 | 0 | 0 | 0 | 0 | 0 | 0 | 0 | 170 | 0 | 0 | 0 | 0 | [15 empty] | 0 | 0 | 0 | 0 | 0 | 0 | 0 | 0 | 0 | 0 | 170 | 0 | 0 | 0 | 0 | 1 | 0 | 0 | 0 | 0 | 0 | 0 | 0 | 0 | 12 | 170 | 0 | 0 | 0 | 0 | 1
SCE Eastern | Red Bluff | 230 | 0 | 0 | 0 | 0 | 0 | 0 | 0 | 0 | 0 | 0 | 0 | 0 | 0 | 0 | 0 | [25 empty] | 500 |  |  |  | 1 | 0 | 0 | 0 | 0 | 0 | 0 | 0 | 0 | 0 | 0 | 500 | 0 | 0 | 0 |  | 0 | 0 | 0 | 0 | 0 | 0 | 0 | 0 | 0 | 0 | 500 | 0 | 0 | 0 | 1 | #REF! | #REF! | #REF! | #REF! | #REF! | #REF! | #REF! | #REF! | #REF! | #REF! | #REF! | #REF! | #REF! | #REF! | 1 | [14 empty] | 0 | 0 | 0 | 0 | 0 | 0 | 0 | 0 | 0 | 0 | 0 | 0 | 0 | 0 | [15 empty] | 0 | 0 | 0 | 0 | 0 | 0 | 0 | 0 | 0 | 0 | 0 | 500 | 0 | 0 | 0 | 1 | 0 | 0 | 0 | 0 | 0 | 0 | 0 | 0 | 0 | 0 | 500 | 0 | 0 | 0 | 1
SCE Eastern | Red Bluff | 500 | 0 | 0 | 0 | 0 | 0 | 0 | 0 | 0 | 0 | 175 | 0 | 100 | 0 | 0 | 1 | [29 empty] | 0 | 0 | 0 | 0 | 0 | 0 | 0 | 0 | 0 | 0 | 0 | 0 | 0 | 0 | 0 |  | 0 | 0 | 0 | 0 | 0 | 0 | 0 | 0 | 0 | 175 | 0 | 100 | 0 | 0 | 1 | #REF! | #REF! | #REF! | #REF! | #REF! | #REF! | #REF! | #REF! | #REF! | #REF! | #REF! | #REF! | #REF! | #REF! | 1 | [14 empty] | 0 | 0 | 0 | 0 | 0 | 0 | 0 | 0 | 0 | 0 | 0 | 0 | 0 | 0 | [15 empty] | 0 | 0 | 0 | 0 | 0 | 0 | 0 | 0 | 0 | 0 | 0 | 0 | 0 | 0 | 0 | 0 | 0 | 0 | 0 | 0 | 0 | 0 | 0 | 0 | 0 | 175 | 0 | 100 | 0 | 0 | 1
PG&E NGBA | Redbud | 115 | 0 | 0 | 0 | 0 | 0 | 0 | 0 | 0 | 0 | 0 | 0 | 0 | 0 | 0 | 0 | 0 | 0 | 0 | 0 | 0 | 0 | 0 | 0 | 0 | 0 | 0 | 0 | 0 | 0 |  | 241 | [13 empty] | 1 | 241 | 0 | 0 | 0 | 0 | 0 | 0 | 0 | 0 | 0 | 0 | 0 | 0 | 0 |  | 241 | 0 | 0 | 0 | 0 | 0 | 0 | 0 | 0 | 0 | 0 | 0 | 0 | 0 | 1 | #REF! | #REF! | #REF! | #REF! | #REF! | #REF! | #REF! | #REF! | #REF! | #REF! | #REF! | #REF! | #REF! | #REF! | 1 | [14 empty] | 0 | 0 | 0 | 0 | 0 | 0 | 0 | 0 | 0 | 0 | 0 | 0 | 0 | 0 | [15 empty] | 0 | 241 | 0 | 0 | 0 | 0 | 0 | 0 | 0 | 0 | 0 | 0 | 0 | 0 | 0 | 1 | 241 | 0 | 0 | 0 | 0 | 0 | 0 | 0 | 0 | 0 | 0 | 0 | 0 | 0 | 1
SCE Metro | Redondo | 230 | 0 | 0 | 0 | 0 | 0 | 0 | 0 | 0 | 0 | 0 | 0 | 0 | 0 | 0 | 0 | [29 empty] | 0 | 0 | 0 | 0 | 0 | 0 | 0 | 0 | 0 | 0 | 0 | 0 | 0 | 0 | 0 |  | 0 | 0 | 0 | 0 | 0 | 0 | 0 | 0 | 0 | 0 | 0 | 0 | 0 | 0 | 0 | #REF! | #REF! | #REF! | #REF! | #REF! | #REF! | #REF! | #REF! | #REF! | #REF! | #REF! | #REF! | #REF! | #REF! | 1 | [14 empty] | 0 | 0 | 0 | 0 | 0 | 0 | 0 | 0 | 0 | 0 | 0 | 0 | 0 | 0 | [15 empty] | 0 | 0 | 0 | 0 | 0 | 0 | 0 | 0 | 0 | 0 | 0 | 0 | 0 | 0 | 0 | 0 | 0 | 0 | 0 | 0 | 0 | 0 | 0 | 0 | 0 | 0 | 0 | 0 | 0 | 0 | 0
PG&E FRESNO | Reedley | 115 | 0 | 0 | 0 | 0 | 0 | 0 | 0 | 0 | 0 | 0 | 0 | 0 | 0 | 0 | 0 | 0 | 0 | 0 | 0 | 0 | 0 | 0 | 0 | 0 | 0 | 0 | 0 | 0 | 0 | [15 empty] | 0 | 0 | 0 | 0 | 0 | 0 | 0 | 0 | 0 | 0 | 0 | 0 | 0 | 0 | 0 |  | 0 | 0 | 0 | 0 | 0 | 0 | 0 | 0 | 0 | 0 | 0 | 0 | 0 | 0 | 0 | #REF! | #REF! | #REF! | #REF! | #REF! | #REF! | #REF! | #REF! | #REF! | #REF! | #REF! | #REF! | #REF! | #REF! | 1 | 0 | 0 | 0 | 0 | 0 | 0 | 0 | 0 | 0 | 0 | 0 | 0 | 0 | 0 | 0 | 0 | 0 | 0 | 0 | 0 | 0 | 0 | 0 | 0 | 0 | 0 | 0 | 0 | [15 empty] | 0 | 0 | 0 | 0 | 0 | 0 | 0 | 0 | 0 | 0 | 0 | 0 | 0 | 0 | 0 | 0 | 0 | 0 | 0 | 0 | 0 | 0 | 0 | 0 | 0 | 0 | 0 | 0 | 0 | 0 | 0
PG&E KERN | Renfro | 115 | 0 | 0 | 0 | 0 | 0 | 0 | 0 | 0 | 0 | 0 | 0 | 0 | 0 | 0 | 0 | 0 | 0 | 0 | 0 | 0 | 0 | 0 | 0 | 0 | 100 | 0 | 0 | 0 | 0 | [10 empty] | -100 |  |  |  |  | 1 | 0 | 0 | 0 | 0 | 0 | 0 | 0 | 0 | 0 | 0 | 0 | 0 | 0 | 0 |  | 0 | 0 | 0 | 0 | 0 | 0 | 0 | 0 | 0 | 0 | 0 | 0 | 0 | 0 | 0 | #REF! | #REF! | #REF! | #REF! | #REF! | #REF! | #REF! | #REF! | #REF! | #REF! | #REF! | #REF! | #REF! | #REF! | 1 | [14 empty] | 0 | 0 | 0 | 0 | 0 | 0 | 0 | 0 | 0 | 100 | 0 | 0 | 0 | 0 | [15 empty] | 0 | 0 | 0 | 0 | 0 | 0 | 0 | 0 | 0 | 0 | 0 | 0 | 0 | 0 | 0 | 0 | 0 | 0 | 0 | 0 | 0 | 0 | 0 | 0 | 0 | 0 | 0 | 0 | 0 | 0 | 0
PG&E GBA | Richmond R | 115 | 0 | 0 | 0 | 0 | 0 | 0 | 0 | 0 | 0 | 0 | 0 | 0 | 0 | 0 | 0 | 0 | 0 | 0 | 0 | 0 | 0 | 0 | 0 | 0 | 0 | 0 | 0 | 0 | 0 | [15 empty] | 0 | 0 | 0 | 0 | 0 | 0 | 0 | 0 | 0 | 0 | 0 | 0 | 0 | 0 | 0 |  | 0 | 0 | 0 | 0 | 0 | 0 | 0 | 0 | 0 | 0 | 0 | 0 | 0 | 0 | 0 | #REF! | #REF! | #REF! | #REF! | #REF! | #REF! | #REF! | #REF! | #REF! | #REF! | #REF! | #REF! | #REF! | #REF! | 1 | [14 empty] | 0 | 0 | 0 | 0 | 0 | 0 | 0 | 0 | 0 | 0 | 0 | 0 | 0 | 0 | [15 empty] | 0 | 0 | 0 | 0 | 0 | 0 | 0 | 0 | 0 | 0 | 0 | 0 | 0 | 0 | 0 | 0 | 0 | 0 | 0 | 0 | 0 | 0 | 0 | 0 | 0 | 0 | 0 | 0 | 0 | 0 | 0
PG&E NGBA | Rincon | 115 | 0 | 0 | 0 | 0 | 0 | 0 | 0 | 0 | 0 | 0 | 0 | 0 | 0 | 0 | 0 | 0 | 0 | 0 | 0 | 0 | 0 | 0 | 0 | 0 | 0 | 0 | 0 | 0 | 0 |  | 50 | [13 empty] | 1 | 50 | 0 | 0 | 0 | 0 | 0 | 0 | 0 | 0 | 0 | 0 | 0 | 0 | 0 |  | 50 | 0 | 0 | 0 | 0 | 0 | 0 | 0 | 0 | 0 | 0 | 0 | 0 | 0 | 1 | #REF! | #REF! | #REF! | #REF! | #REF! | #REF! | #REF! | #REF! | #REF! | #REF! | #REF! | #REF! | #REF! | #REF! | 1 | [14 empty] | 0 | 0 | 0 | 0 | 0 | 0 | 0 | 0 | 0 | 0 | 0 | 0 | 0 | 0 | [15 empty] | 0 | 50 | 0 | 0 | 0 | 0 | 0 | 0 | 0 | 0 | 0 | 0 | 0 | 0 | 0 | 1 | 50 | 0 | 0 | 0 | 0 | 0 | 0 | 0 | 0 | 0 | 0 | 0 | 0 | 0 | 1
PG&E KERN | Rio Bravo | 115 | 0 | 0 | 0 | 0 | 0 | 0 | 0 | 0 | 0 | 0 | 0 | 0 | 0 | 0 | 0 | 0 | 0 | 0 | 0 | 0 | 0 | 0 | 0 | 0 | 100 | 0 | 0 | 0 | 0 | [10 empty] | -100 |  |  |  |  | 1 | 0 | 0 | 0 | 0 | 0 | 0 | 0 | 0 | 0 | 0 | 0 | 0 | 0 | 0 |  | 0 | 0 | 0 | 0 | 0 | 0 | 0 | 0 | 0 | 0 | 0 | 0 | 0 | 0 | 0 | #REF! | #REF! | #REF! | #REF! | #REF! | #REF! | #REF! | #REF! | #REF! | #REF! | #REF! | #REF! | #REF! | #REF! | 1 | [14 empty] | 0 | 0 | 0 | 0 | 0 | 0 | 0 | 0 | 0 | 100 | 0 | 0 | 0 | 0 | [15 empty] | 0 | 0 | 0 | 0 | 0 | 0 | 0 | 0 | 0 | 0 | 0 | 0 | 0 | 0 | 0 | 0 | 0 | 0 | 0 | 0 | 0 | 0 | 0 | 0 | 0 | 0 | 0 | 0 | 0 | 0 | 0
SCE Metro | Rio Hondo | 230 | 0 | 0 | 0 | 0 | 0 | 0 | 0 | 0 | 0 | 0 | 0 | 265 | 10 | 0 | 1 | [12 empty] | 400 |  | 1 | [12 empty] | 376 |  | 1 | 0 | 0 | 0 | 0 | 0 | 0 | 0 | 0 | 0 | 0 | 0 | 0 | 776 | 0 |  | 0 | 0 | 0 | 0 | 0 | 0 | 0 | 0 | 0 | 0 | 0 | 265 | 786 | 0 | 1 | #REF! | #REF! | #REF! | #REF! | #REF! | #REF! | #REF! | #REF! | #REF! | #REF! | #REF! | #REF! | #REF! | #REF! | 1 | [14 empty] | 0 | 0 | 0 | 0 | 0 | 0 | 0 | 0 | 0 | 0 | 0 | 0 | 400 | 0 | [15 empty] | 0 | 0 | 0 | 0 | 0 | 0 | 0 | 0 | 0 | 0 | 0 | 0 | 0 | 776 | 0 | 1 | 0 | 0 | 0 | 0 | 0 | 0 | 0 | 0 | 0 | 0 | 0 | 265 | 786 | 0 | 1
PG&E NGBA | Rio Oso | 115 | 0 | 0 | 0 | 0 | 0 | 0 | 0 | 0 | 0 | 0 | 0 | 0 | 0 | 0 | 0 | 0 | 0 | 0 | 0 | 0 | 0 | 0 | 0 | 0 | 0 | 0 | 0 | 0 | 0 | [15 empty] | 0 | 0 | 0 | 0 | 0 | 0 | 0 | 0 | 0 | 0 | 0 | 0 | 0 | 0 | 0 |  | 0 | 0 | 0 | 0 | 0 | 0 | 0 | 0 | 0 | 0 | 0 | 0 | 0 | 0 | 0 | #REF! | #REF! | #REF! | #REF! | #REF! | #REF! | #REF! | #REF! | #REF! | #REF! | #REF! | #REF! | #REF! | #REF! | 1 | [14 empty] | 0 | 0 | 0 | 0 | 0 | 0 | 0 | 0 | 0 | 0 | 0 | 0 | 0 | 0 | [15 empty] | 0 | 0 | 0 | 0 | 0 | 0 | 0 | 0 | 0 | 0 | 0 | 0 | 0 | 0 | 0 | 0 | 0 | 0 | 0 | 0 | 0 | 0 | 0 | 0 | 0 | 0 | 0 | 0 | 0 | 0 | 0
PG&E NGBA | Rio Oso | 230 | 0 | 0 | 0 | 0 | 0 | 0 | 0 | 0 | 0 | 0 | 0 | 0 | 0 | 0 | 0 | 0 | 0 | 0 | 0 | 0 | 0 | 0 | 0 | 0 | 0 | 0 | 0 | 0 | 0 | [15 empty] | 0 | 0 | 0 | 0 | 0 | 0 | 0 | 0 | 0 | 0 | 0 | 0 | 0 | 0 | 0 |  | 0 | 0 | 0 | 0 | 0 | 0 | 0 | 0 | 0 | 0 | 0 | 0 | 0 | 0 | 0 | #REF! | #REF! | #REF! | #REF! | #REF! | #REF! | #REF! | #REF! | #REF! | #REF! | #REF! | #REF! | #REF! | #REF! | 1 | [14 empty] | 0 | 0 | 0 | 0 | 0 | 0 | 0 | 0 | 0 | 0 | 0 | 0 | 0 | 0 | [15 empty] | 0 | 0 | 0 | 0 | 0 | 0 | 0 | 0 | 0 | 0 | 0 | 0 | 0 | 0 | 0 | 0 | 0 | 0 | 0 | 0 | 0 | 0 | 0 | 0 | 0 | 0 | 0 | 0 | 0 | 0 | 0
PG&E GBA | Ripon | 115 | 0 | 0 | 0 | 0 | 0 | 0 | 0 | 0 | 2.6 | 0 | 0 | 99 | 0 | 0 | 1 | 0 | 0 | 0 | 0 | 0 | 0 | 0 | 0 | 0 | 0 | 0 | 0 | 0 | 0 | [15 empty] | 0 | 0 | 0 | 0 | 0 | 0 | 0 | 0 | 0 | 0 | 0 | 0 | 0 | 0 | 0 |  | 0 | 0 | 0 | 0 | 0 | 0 | 0 | 0 | 2.6 | 0 | 0 | 99 | 0 | 0 | 1 | #REF! | #REF! | #REF! | #REF! | #REF! | #REF! | #REF! | #REF! | #REF! | #REF! | #REF! | #REF! | #REF! | #REF! | 1 | [14 empty] | 0 | 0 | 0 | 0 | 0 | 0 | 0 | 0 | 0 | 0 | 0 | 0 | 0 | 0 | [15 empty] | 0 | 0 | 0 | 0 | 0 | 0 | 0 | 0 | 0 | 0 | 0 | 0 | 0 | 0 | 0 | 0 | 0 | 0 | 0 | 0 | 0 | 0 | 0 | 0 | 2.6 | 0 | 0 | 99 | 0 | 0 | 1
PG&E GBA | Riverbank | 115 | 0 | 0 | 0 | 0 | 0 | 0 | 0 | 0 | 0 | 0 | 0 | 0 | 0 | 0 | 0 | 0 | 0 | 0 | 0 | 0 | 0 | 0 | 0 | 0 | 0 | 0 | 0 | 0 | 0 | [15 empty] | 0 | 0 | 0 | 0 | 0 | 0 | 0 | 0 | 0 | 0 | 0 | 0 | 0 | 0 | 0 |  | 0 | 0 | 0 | 0 | 0 | 0 | 0 | 0 | 0 | 0 | 0 | 0 | 0 | 0 | 0 | #REF! | #REF! | #REF! | #REF! | #REF! | #REF! | #REF! | #REF! | #REF! | #REF! | #REF! | #REF! | #REF! | #REF! | 1 | [14 empty] | 0 | 0 | 0 | 0 | 0 | 0 | 0 | 0 | 0 | 0 | 0 | 0 | 0 | 0 | [15 empty] | 0 | 0 | 0 | 0 | 0 | 0 | 0 | 0 | 0 | 0 | 0 | 0 | 0 | 0 | 0 | 0 | 0 | 0 | 0 | 0 | 0 | 0 | 0 | 0 | 0 | 0 | 0 | 0 | 0 | 0 | 0
SCE NOL | Roadway | 115 | 0 | 0 | 0 | 0 | 0 | 0 | 0 | 0 | 0 | 0 | 0 | 0 | 0 | 0 | 0 | [29 empty] | 0 | 0 | 0 | 0 | 0 | 0 | 0 | 0 | 0 | 0 | 0 | 0 | 0 | 0 | 0 |  | 0 | 0 | 0 | 0 | 0 | 0 | 0 | 0 | 0 | 0 | 0 | 0 | 0 | 0 | 0 | #REF! | #REF! | #REF! | #REF! | #REF! | #REF! | #REF! | #REF! | #REF! | #REF! | #REF! | #REF! | #REF! | #REF! | 1 | [14 empty] | 0 | 0 | 0 | 0 | 0 | 0 | 0 | 0 | 0 | 0 | 0 | 0 | 0 | 0 | [15 empty] | 0 | 0 | 0 | 0 | 0 | 0 | 0 | 0 | 0 | 0 | 0 | 0 | 0 | 0 | 0 | 0 | 0 | 0 | 0 | 0 | 0 | 0 | 0 | 0 | 0 | 0 | 0 | 0 | 0 | 0 | 0
PG&E NGBA | Rock Creek 1 | 230 | 0 | 0 | 0 | 0 | 0 | 0 | 0 | 0 | 0 | 0 | 0 | 0 | 0 | 0 | 0 | 0 | 0 | 0 | 0 | 0 | 0 | 0 | 0 | 0 | 0 | 397.5 | 0 | 0 | 0 | [11 empty] | -397.5 |  |  |  | 1 | 0 | 0 | 0 | 0 | 0 | 0 | 0 | 0 | 0 | 0 | 0 | 0 | 0 | 0 |  | 0 | 0 | 0 | 0 | 0 | 0 | 0 | 0 | 0 | 0 | 0 | 0 | 0 | 0 | 0 | #REF! | #REF! | #REF! | #REF! | #REF! | #REF! | #REF! | #REF! | #REF! | #REF! | #REF! | #REF! | #REF! | #REF! | 1 | [14 empty] | 0 | 0 | 0 | 0 | 0 | 0 | 0 | 0 | 0 | 0 | 397.5 | 0 | 0 | 0 | [15 empty] | 0 | 0 | 0 | 0 | 0 | 0 | 0 | 0 | 0 | 0 | 0 | 0 | 0 | 0 | 0 | 0 | 0 | 0 | 0 | 0 | 0 | 0 | 0 | 0 | 0 | 0 | 0 | 0 | 0 | 0 | 0
SCE Northern | Rosamond | 66 | 0 | 0 | 0 | 0 | 0 | 0 | 0 | 0 | 0 | 0 | 0 | 0 | 0 | 0 | 0 | [29 empty] | 0 | 0 | 0 | 0 | 0 | 0 | 0 | 0 | 0 | 0 | 0 | 0 | 0 | 0 | 0 |  | 0 | 0 | 0 | 0 | 0 | 0 | 0 | 0 | 0 | 0 | 0 | 0 | 0 | 0 | 0 | #REF! | #REF! | #REF! | #REF! | #REF! | #REF! | #REF! | #REF! | #REF! | #REF! | #REF! | #REF! | #REF! | #REF! | 1 | [14 empty] | 0 | 0 | 0 | 0 | 0 | 0 | 0 | 0 | 0 | 0 | 0 | 0 | 0 | 0 | [15 empty] | 0 | 0 | 0 | 0 | 0 | 0 | 0 | 0 | 0 | 0 | 0 | 0 | 0 | 0 | 0 | 0 | 0 | 0 | 0 | 0 | 0 | 0 | 0 | 0 | 0 | 0 | 0 | 0 | 0 | 0 | 0
PG&E GBA | Rossmoor | 230 | 0 | 0 | 0 | 0 | 0 | 0 | 0 | 0 | 0 | 0 | 0 | 0 | 0 | 0 | 0 | 0 | 0 | 0 | 0 | 0 | 0 | 0 | 0 | 0 | 0 | 0 | 0 | 0 | 0 | [15 empty] | 0 | 0 | 0 | 0 | 0 | 0 | 0 | 0 | 0 | 0 | 0 | 0 | 0 | 0 | 0 |  | 0 | 0 | 0 | 0 | 0 | 0 | 0 | 0 | 0 | 0 | 0 | 0 | 0 | 0 | 0 | #REF! | #REF! | #REF! | #REF! | #REF! | #REF! | #REF! | #REF! | #REF! | #REF! | #REF! | #REF! | #REF! | #REF! | 1 | [14 empty] | 0 | 0 | 0 | 0 | 0 | 0 | 0 | 0 | 0 | 0 | 0 | 0 | 0 | 0 | [15 empty] | 0 | 0 | 0 | 0 | 0 | 0 | 0 | 0 | 0 | 0 | 0 | 0 | 0 | 0 | 0 | 0 | 0 | 0 | 0 | 0 | 0 | 0 | 0 | 0 | 0 | 0 | 0 | 0 | 0 | 0 | 0
PG&E NGBA | Round Mountain | 230 | 0 | 0 | 0 | 0 | 0 | 0 | 0 | 0 | 0 | 0 | 0 | 0 | 0 | 0 | 0 | 80 | 0 | 0 | 0 | 0 | 0 | 0 | 0 | 0 | 0 | 0 | 0 | 0 | 0 |  | -80 | [13 empty] | 1 | 0 | 0 | 0 | 0 | 0 | 0 | 0 | 0 | 0 | 0 | 0 | 0 | 0 | 0 |  | 0 | 0 | 0 | 0 | 0 | 0 | 0 | 0 | 0 | 0 | 0 | 0 | 0 | 0 | 0 | #REF! | #REF! | #REF! | #REF! | #REF! | #REF! | #REF! | #REF! | #REF! | #REF! | #REF! | #REF! | #REF! | #REF! | 1 | [14 empty] | 80 | 0 | 0 | 0 | 0 | 0 | 0 | 0 | 0 | 0 | 0 | 0 | 0 | 0 | [15 empty] | 0 | 0 | 0 | 0 | 0 | 0 | 0 | 0 | 0 | 0 | 0 | 0 | 0 | 0 | 0 | 0 | 0 | 0 | 0 | 0 | 0 | 0 | 0 | 0 | 0 | 0 | 0 | 0 | 0 | 0 | 0
PG&E NGBA | Round Mountain | 500 | 0 | 0 | 0 | 0 | 0 | 0 | 0 | 0 | 0 | 0 | 0 | 0 | 0 | 0 | 0 | 0 | 0 | 0 | 0 | 0 | 0 | 0 | 0 | 0 | 0 | 0 | 0 | 0 | 0 | [15 empty] | 0 | 0 | 0 | 0 | 0 | 0 | 0 | 0 | 0 | 0 | 0 | 0 | 0 | 0 | 0 |  | 0 | 0 | 0 | 0 | 0 | 0 | 0 | 0 | 0 | 0 | 0 | 0 | 0 | 0 | 0 | #REF! | #REF! | #REF! | #REF! | #REF! | #REF! | #REF! | #REF! | #REF! | #REF! | #REF! | #REF! | #REF! | #REF! | 1 | [14 empty] | 0 | 0 | 0 | 0 | 0 | 0 | 0 | 0 | 0 | 0 | 0 | 0 | 0 | 0 | [15 empty] | 0 | 0 | 0 | 0 | 0 | 0 | 0 | 0 | 0 | 0 | 0 | 0 | 0 | 0 | 0 | 0 | 0 | 0 | 0 | 0 | 0 | 0 | 0 | 0 | 0 | 0 | 0 | 0 | 0 | 0 | 0
PG&E GBA | Salado | 115 | 0 | 0 | 0 | 0 | 0 | 0 | 0 | 0 | 0 | 0 | 0 | 0 | 0 | 0 | 0 | 0 | 0 | 0 | 0 | 0 | 0 | 0 | 0 | 0 | 0 | 0 | 0 | 0 | 0 | [15 empty] | 0 | 0 | 0 | 0 | 0 | 0 | 0 | 0 | 0 | 0 | 0 | 0 | 0 | 0 | 0 |  | 0 | 0 | 0 | 0 | 0 | 0 | 0 | 0 | 0 | 0 | 0 | 0 | 0 | 0 | 0 | #REF! | #REF! | #REF! | #REF! | #REF! | #REF! | #REF! | #REF! | #REF! | #REF! | #REF! | #REF! | #REF! | #REF! | 1 | [14 empty] | 0 | 0 | 0 | 0 | 0 | 0 | 0 | 0 | 0 | 0 | 0 | 0 | 0 | 0 | [15 empty] | 0 | 0 | 0 | 0 | 0 | 0 | 0 | 0 | 0 | 0 | 0 | 0 | 0 | 0 | 0 | 0 | 0 | 0 | 0 | 0 | 0 | 0 | 0 | 0 | 0 | 0 | 0 | 0 | 0 | 0 | 0
PG&E GBA | Salado | 60 | 0 | 0 | 0 | 0 | 0 | 0 | 0 | 0 | 0 | 0 | 0 | 0 | 0 | 0 | 0 | 0 | 0 | 0 | 0 | 0 | 0 | 0 | 0 | 0 | 0 | 0 | 0 | 0 | 0 | [15 empty] | 0 | 0 | 0 | 0 | 0 | 0 | 0 | 0 | 0 | 0 | 0 | 0 | 0 | 0 | 0 |  | 0 | 0 | 0 | 0 | 0 | 0 | 0 | 0 | 0 | 0 | 0 | 0 | 0 | 0 | 0 | #REF! | #REF! | #REF! | #REF! | #REF! | #REF! | #REF! | #REF! | #REF! | #REF! | #REF! | #REF! | #REF! | #REF! | 1 | [14 empty] | 0 | 0 | 0 | 0 | 0 | 0 | 0 | 0 | 0 | 0 | 0 | 0 | 0 | 0 | [15 empty] | 0 | 0 | 0 | 0 | 0 | 0 | 0 | 0 | 0 | 0 | 0 | 0 | 0 | 0 | 0 | 0 | 0 | 0 | 0 | 0 | 0 | 0 | 0 | 0 | 0 | 0 | 0 | 0 | 0 | 0 | 0
PG&E GBA | Salinas | 115 | 0 | 0 | 0 | 0 | 0 | 0 | 0 | 0 | 0 | 0 | 0 | 0 | 0 | 0 | 0 | 0 | 0 | 60 | 0 | 0 | 0 | 0 | 0 | 0 | 0 | 0 | 0 | 0 | 0 |  |  |  | -60 | [11 empty] | 1 | 0 | 0 | 0 | 0 | 0 | 0 | 0 | 0 | 0 | 0 | 0 | 0 | 0 | 0 |  | 0 | 0 | 0 | 0 | 0 | 0 | 0 | 0 | 0 | 0 | 0 | 0 | 0 | 0 | 0 | #REF! | #REF! | #REF! | #REF! | #REF! | #REF! | #REF! | #REF! | #REF! | #REF! | #REF! | #REF! | #REF! | #REF! | 1 | [14 empty] | 0 | 0 | 60 | 0 | 0 | 0 | 0 | 0 | 0 | 0 | 0 | 0 | 0 | 0 | [15 empty] | 0 | 0 | 0 | 0 | 0 | 0 | 0 | 0 | 0 | 0 | 0 | 0 | 0 | 0 | 0 | 0 | 0 | 0 | 0 | 0 | 0 | 0 | 0 | 0 | 0 | 0 | 0 | 0 | 0 | 0 | 0
SDGE | Salt Creek | 69 | 0 | 0 | 0 | 0 | 0 | 0 | 0 | 0 | 0 | 0 | 0 | 0 | 0 | 0 | 0 | [29 empty] | 0 | 0 | 0 | 0 | 0 | 0 | 0 | 0 | 0 | 0 | 0 | 0 | 0 | 0 | 0 |  | 0 | 0 | 0 | 0 | 0 | 0 | 0 | 0 | 0 | 0 | 0 | 0 | 0 | 0 | 0 | #REF! | #REF! | #REF! | #REF! | #REF! | #REF! | #REF! | #REF! | #REF! | #REF! | #REF! | #REF! | #REF! | #REF! | 1 | [14 empty] | 0 | 0 | 0 | 0 | 0 | 0 | 0 | 0 | 0 | 0 | 0 | 0 | 0 | 0 | [15 empty] | 0 | 0 | 0 | 0 | 0 | 0 | 0 | 0 | 0 | 0 | 0 | 0 | 0 | 0 | 0 | 0 | 0 | 0 | 0 | 0 | 0 | 0 | 0 | 0 | 0 | 0 | 0 | 0 | 0 | 0 | 0
SCE Eastern | San Bernardino | 230 | 0 | 0 | 0 | 0 | 0 | 0 | 0 | 0 | 0 | 0 | 0 | 0 | 0 | 0 | 0 | [29 empty] | 0 | 0 | 0 | 0 | 0 | 0 | 0 | 0 | 0 | 0 | 0 | 0 | 0 | 0 | 0 |  | 0 | 0 | 0 | 0 | 0 | 0 | 0 | 0 | 0 | 0 | 0 | 0 | 0 | 0 | 0 | #REF! | #REF! | #REF! | #REF! | #REF! | #REF! | #REF! | #REF! | #REF! | #REF! | #REF! | #REF! | #REF! | #REF! | 1 | [14 empty] | 0 | 0 | 0 | 0 | 0 | 0 | 0 | 0 | 0 | 0 | 0 | 0 | 0 | 0 | [15 empty] | 0 | 0 | 0 | 0 | 0 | 0 | 0 | 0 | 0 | 0 | 0 | 0 | 0 | 0 | 0 | 0 | 0 | 0 | 0 | 0 | 0 | 0 | 0 | 0 | 0 | 0 | 0 | 0 | 0 | 0 | 0
PG&E GBA | SAN FRAN A (POTRERO PP) | 115 | 0 | 0 | 0 | 0 | 0 | 0 | 0 | 0 | 0 | 0 | 0 | 0 | 0 | 0 | 0 | 0 | 0 | 0 | 0 | 0 | 0 | 0 | 0 | 0 | 100 | 0 | 0 | 0 | 0 | [10 empty] | -100 |  |  |  |  | 1 | 0 | 0 | 0 | 0 | 0 | 0 | 0 | 0 | 0 | 0 | 0 | 0 | 0 | 0 |  | 0 | 0 | 0 | 0 | 0 | 0 | 0 | 0 | 0 | 0 | 0 | 0 | 0 | 0 | 0 | #REF! | #REF! | #REF! | #REF! | #REF! | #REF! | #REF! | #REF! | #REF! | #REF! | #REF! | #REF! | #REF! | #REF! | 1 | [14 empty] | 0 | 0 | 0 | 0 | 0 | 0 | 0 | 0 | 0 | 100 | 0 | 0 | 0 | 0 | [15 empty] | 0 | 0 | 0 | 0 | 0 | 0 | 0 | 0 | 0 | 0 | 0 | 0 | 0 | 0 | 0 | 0 | 0 | 0 | 0 | 0 | 0 | 0 | 0 | 0 | 0 | 0 | 0 | 0 | 0 | 0 | 0
PG&E GBA | SAN FRAN A (POTRERO PP) | 230 | 0 | 0 | 0 | 0 | 0 | 0 | 0 | 0 | 0 | 0 | 0 | 0 | 0 | 0 | 0 | 0 | 0 | 0 | 0 | 0 | 0 | 0 | 0 | 0 | 0 | 0 | 0 | 0 | 0 | [15 empty] | 0 | 0 | 0 | 0 | 0 | 0 | 0 | 0 | 0 | 0 | 0 | 0 | 0 | 0 | 0 |  | 0 | 0 | 0 | 0 | 0 | 0 | 0 | 0 | 0 | 0 | 0 | 0 | 0 | 0 | 0 | #REF! | #REF! | #REF! | #REF! | #REF! | #REF! | #REF! | #REF! | #REF! | #REF! | #REF! | #REF! | #REF! | #REF! | 1 | [9 empty] | 60 |  |  |  |  | 0 | 0 | 0 | 0 | 0 | 0 | 0 | 0 | 0 | 60 | 0 | 0 | 0 | 0 | [15 empty] | 0 | 0 | 0 | 0 | 0 | 0 | 0 | 0 | 0 | 0 | 60 | 0 | 0 | 0 | 0 | 1 | 0 | 0 | 0 | 0 | 0 | 0 | 0 | 0 | 0 | 60 | 0 | 0 | 0 | 0 | 1
PG&E GBA | San Jose A | 115 | 0 | 0 | 0 | 0 | 0 | 0 | 0 | 0 | 0 | 0 | 0 | 0 | 0 | 0 | 0 | 0 | 0 | 0 | 0 | 0 | 0 | 0 | 0 | 0 | 0 | 0 | 0 | 0 | 0 | [15 empty] | 0 | 0 | 0 | 0 | 0 | 0 | 0 | 0 | 0 | 0 | 0 | 0 | 0 | 0 | 0 |  | 0 | 0 | 0 | 0 | 0 | 0 | 0 | 0 | 0 | 0 | 0 | 0 | 0 | 0 | 0 | #REF! | #REF! | #REF! | #REF! | #REF! | #REF! | #REF! | #REF! | #REF! | #REF! | #REF! | #REF! | #REF! | #REF! | 1 | [14 empty] | 0 | 0 | 0 | 0 | 0 | 0 | 0 | 0 | 0 | 0 | 0 | 0 | 0 | 0 | [15 empty] | 0 | 0 | 0 | 0 | 0 | 0 | 0 | 0 | 0 | 0 | 0 | 0 | 0 | 0 | 0 | 0 | 0 | 0 | 0 | 0 | 0 | 0 | 0 | 0 | 0 | 0 | 0 | 0 | 0 | 0 | 0
PG&E GBA | San Jose B | 115 | 0 | 0 | 0 | 0 | 0 | 0 | 0 | 0 | 0 | 0 | 0 | 0 | 0 | 0 | 0 | 0 | 0 | 0 | 0 | 0 | 0 | 0 | 0 | 0 | 0 | 0 | 0 | 0 | 0 | [15 empty] | 0 | 0 | 0 | 0 | 0 | 0 | 0 | 0 | 0 | 0 | 0 | 0 | 0 | 0 | 0 |  | 0 | 0 | 0 | 0 | 0 | 0 | 0 | 0 | 0 | 0 | 0 | 0 | 0 | 0 | 0 | #REF! | #REF! | #REF! | #REF! | #REF! | #REF! | #REF! | #REF! | #REF! | #REF! | #REF! | #REF! | #REF! | #REF! | 1 | [14 empty] | 0 | 0 | 0 | 0 | 0 | 0 | 0 | 0 | 0 | 0 | 0 | 0 | 0 | 0 | [15 empty] | 0 | 0 | 0 | 0 | 0 | 0 | 0 | 0 | 0 | 0 | 0 | 0 | 0 | 0 | 0 | 0 | 0 | 0 | 0 | 0 | 0 | 0 | 0 | 0 | 0 | 0 | 0 | 0 | 0 | 0 | 0
PG&E GBA | San Leandro U | 115 | 0 | 0 | 0 | 0 | 0 | 0 | 0 | 0 | 0 | 0 | 0 | 0 | 0 | 0 | 0 | 0 | 0 | 0 | 0 | 0 | 0 | 0 | 0 | 0 | 70 | 0 | 0 | 0 | 0 | [10 empty] | -70 |  |  |  |  | 1 | 0 | 0 | 0 | 0 | 0 | 0 | 0 | 0 | 0 | 0 | 0 | 0 | 0 | 0 |  | 0 | 0 | 0 | 0 | 0 | 0 | 0 | 0 | 0 | 0 | 0 | 0 | 0 | 0 | 0 | #REF! | #REF! | #REF! | #REF! | #REF! | #REF! | #REF! | #REF! | #REF! | #REF! | #REF! | #REF! | #REF! | #REF! | 1 | [14 empty] | 0 | 0 | 0 | 0 | 0 | 0 | 0 | 0 | 0 | 70 | 0 | 0 | 0 | 0 | [15 empty] | 0 | 0 | 0 | 0 | 0 | 0 | 0 | 0 | 0 | 0 | 0 | 0 | 0 | 0 | 0 | 0 | 0 | 0 | 0 | 0 | 0 | 0 | 0 | 0 | 0 | 0 | 0 | 0 | 0 | 0 | 0
PG&E KERN | San Luis Obispo | 115 | 0 | 0 | 0 | 0 | 0 | 0 | 0 | 0 | 0 | 0 | 0 | 0 | 0 | 0 | 0 | 0 | 0 | 0 | 0 | 0 | 0 | 0 | 0 | 0 | 0 | 0 | 0 | 0 | 0 | [15 empty] | 0 | 0 | 0 | 0 | 0 | 0 | 0 | 0 | 0 | 0 | 0 | 0 | 0 | 0 | 0 |  | 0 | 0 | 0 | 0 | 0 | 0 | 0 | 0 | 0 | 0 | 0 | 0 | 0 | 0 | 0 | #REF! | #REF! | #REF! | #REF! | #REF! | #REF! | #REF! | #REF! | #REF! | #REF! | #REF! | #REF! | #REF! | #REF! | 1 | [14 empty] | 0 | 0 | 0 | 0 | 0 | 0 | 0 | 0 | 0 | 0 | 0 | 0 | 0 | 0 | [15 empty] | 0 | 0 | 0 | 0 | 0 | 0 | 0 | 0 | 0 | 0 | 0 | 0 | 0 | 0 | 0 | 0 | 0 | 0 | 0 | 0 | 0 | 0 | 0 | 0 | 0 | 0 | 0 | 0 | 0 | 0 | 0
PG&E KERN | San Luis Obispo | 70 | 0 | 0 | 0 | 0 | 0 | 0 | 0 | 0 | 0 | 0 | 0 | 0 | 0 | 0 | 0 | 0 | 0 | 0 | 0 | 0 | 0 | 0 | 0 | 0 | 0 | 0 | 0 | 0 | 0 | [15 empty] | 0 | 0 | 0 | 0 | 0 | 0 | 0 | 0 | 0 | 0 | 0 | 0 | 0 | 0 | 0 |  | 0 | 0 | 0 | 0 | 0 | 0 | 0 | 0 | 0 | 0 | 0 | 0 | 0 | 0 | 0 | #REF! | #REF! | #REF! | #REF! | #REF! | #REF! | #REF! | #REF! | #REF! | #REF! | #REF! | #REF! | #REF! | #REF! | 1 | [14 empty] | 0 | 0 | 0 | 0 | 0 | 0 | 0 | 0 | 0 | 0 | 0 | 0 | 0 | 0 | [15 empty] | 0 | 0 | 0 | 0 | 0 | 0 | 0 | 0 | 0 | 0 | 0 | 0 | 0 | 0 | 0 | 0 | 0 | 0 | 0 | 0 | 0 | 0 | 0 | 0 | 0 | 0 | 0 | 0 | 0 | 0 | 0
SDGE | San Luis Rey | 230 | 0 | 0 | 0 | 0 | 0 | 0 | 0 | 0 | 0 | 0 | 0 | 0 | 0 | 0 | 0 | [29 empty] | 0 | 0 | 0 | 0 | 0 | 0 | 0 | 0 | 0 | 0 | 0 | 0 | 0 | 0 | 0 |  | 0 | 0 | 0 | 0 | 0 | 0 | 0 | 0 | 0 | 0 | 0 | 0 | 0 | 0 | 0 | #REF! | #REF! | #REF! | #REF! | #REF! | #REF! | #REF! | #REF! | #REF! | #REF! | #REF! | #REF! | #REF! | #REF! | 1 | [14 empty] | 0 | 0 | 0 | 0 | 0 | 0 | 0 | 0 | 0 | 0 | 0 | 0 | 0 | 0 | [15 empty] | 0 | 0 | 0 | 0 | 0 | 0 | 0 | 0 | 0 | 0 | 0 | 0 | 0 | 0 | 0 | 0 | 0 | 0 | 0 | 0 | 0 | 0 | 0 | 0 | 0 | 0 | 0 | 0 | 0 | 0 | 0
SDGE | San Luis Rey | 69 | 0 | 0 | 0 | 0 | 0 | 0 | 0 | 0 | 0 | 0 | 0 | 0 | 0 | 0 | 0 | [29 empty] | 0 | 0 | 0 | 0 | 0 | 0 | 0 | 0 | 0 | 0 | 0 | 0 | 0 | 0 | 0 |  | 0 | 0 | 0 | 0 | 0 | 0 | 0 | 0 | 0 | 0 | 0 | 0 | 0 | 0 | 0 | #REF! | #REF! | #REF! | #REF! | #REF! | #REF! | #REF! | #REF! | #REF! | #REF! | #REF! | #REF! | #REF! | #REF! | 1 | [14 empty] | 0 | 0 | 0 | 0 | 0 | 0 | 0 | 0 | 0 | 0 | 0 | 0 | 0 | 0 | [15 empty] | 0 | 0 | 0 | 0 | 0 | 0 | 0 | 0 | 0 | 0 | 0 | 0 | 0 | 0 | 0 | 0 | 0 | 0 | 0 | 0 | 0 | 0 | 0 | 0 | 0 | 0 | 0 | 0 | 0 | 0 | 0
SDGE | San Marcos | 69 | 0 | 0 | 0 | 0 | 0 | 0 | 0 | 0 | 0 | 0 | 0 | 0 | 0 | 0 | 0 | [29 empty] | 0 | 0 | 0 | 0 | 0 | 0 | 0 | 0 | 0 | 0 | 0 | 0 | 0 | 0 | 0 |  | 0 | 0 | 0 | 0 | 0 | 0 | 0 | 0 | 0 | 0 | 0 | 0 | 0 | 0 | 0 | #REF! | #REF! | #REF! | #REF! | #REF! | #REF! | #REF! | #REF! | #REF! | #REF! | #REF! | #REF! | #REF! | #REF! | 1 | [14 empty] | 0 | 0 | 0 | 0 | 0 | 0 | 0 | 0 | 0 | 0 | 0 | 0 | 0 | 0 | [15 empty] | 0 | 0 | 0 | 0 | 0 | 0 | 0 | 0 | 0 | 0 | 0 | 0 | 0 | 0 | 0 | 0 | 0 | 0 | 0 | 0 | 0 | 0 | 0 | 0 | 0 | 0 | 0 | 0 | 0 | 0 | 0
SCE Metro | San Onofre | 230 | 0 | 0 | 0 | 0 | 0 | 0 | 0 | 0 | 0 | 0 | 0 | 0 | 0 | 0 | 0 | [29 empty] | 0 | 0 | 0 | 0 | 0 | 0 | 0 | 0 | 0 | 0 | 0 | 0 | 0 | 0 | 0 |  | 0 | 0 | 0 | 0 | 0 | 0 | 0 | 0 | 0 | 0 | 0 | 0 | 0 | 0 | 0 | #REF! | #REF! | #REF! | #REF! | #REF! | #REF! | #REF! | #REF! | #REF! | #REF! | #REF! | #REF! | #REF! | #REF! | 1 | [14 empty] | 0 | 0 | 0 | 0 | 0 | 0 | 0 | 0 | 0 | 0 | 0 | 0 | 0 | 0 | [15 empty] | 0 | 0 | 0 | 0 | 0 | 0 | 0 | 0 | 0 | 0 | 0 | 0 | 0 | 0 | 0 | 0 | 0 | 0 | 0 | 0 | 0 | 0 | 0 | 0 | 0 | 0 | 0 | 0 | 0 | 0 | 0
PG&E GBA | San Pablo | 115 | 0 | 0 | 0 | 0 | 0 | 0 | 0 | 0 | 0 | 0 | 0 | 0 | 0 | 0 | 0 | 0 | 0 | 0 | 0 | 0 | 0 | 0 | 0 | 0 | 0 | 40 | 0 | 0 | 0 | [15 empty] | 0 | 0 | 0 | 0 | 0 | 0 | 0 | 0 | 0 | 0 | 0 | 40 | 0 | 0 | 0 |  | 0 | 0 | 0 | 0 | 0 | 0 | 0 | 0 | 0 | 0 | 40 | 0 | 0 | 0 | 1 | #REF! | #REF! | #REF! | #REF! | #REF! | #REF! | #REF! | #REF! | #REF! | #REF! | #REF! | #REF! | #REF! | #REF! | 1 | [14 empty] | 0 | 0 | 0 | 0 | 0 | 0 | 0 | 0 | 0 | 0 | 40 | 0 | 0 | 0 | [15 empty] | 0 | 0 | 0 | 0 | 0 | 0 | 0 | 0 | 0 | 0 | 0 | 40 | 0 | 0 | 0 | 1 | 0 | 0 | 0 | 0 | 0 | 0 | 0 | 0 | 0 | 0 | 40 | 0 | 0 | 0 | 1
PG&E GBA | San Ramon | 230 | 0 | 0 | 0 | 0 | 0 | 0 | 0 | 0 | 0 | 0 | 0 | 0 | 0 | 0 | 0 | 0 | 0 | 0 | 0 | 0 | 0 | 0 | 0 | 0 | 0 | 0 | 0 | 0 | 0 | [15 empty] | 0 | 0 | 0 | 0 | 0 | 0 | 0 | 0 | 0 | 0 | 0 | 0 | 0 | 0 | 0 |  | 0 | 0 | 0 | 0 | 0 | 0 | 0 | 0 | 0 | 0 | 0 | 0 | 0 | 0 | 0 | #REF! | #REF! | #REF! | #REF! | #REF! | #REF! | #REF! | #REF! | #REF! | #REF! | #REF! | #REF! | #REF! | #REF! | 1 | [14 empty] | 0 | 0 | 0 | 0 | 0 | 0 | 0 | 0 | 0 | 0 | 0 | 0 | 0 | 0 | [15 empty] | 0 | 0 | 0 | 0 | 0 | 0 | 0 | 0 | 0 | 0 | 0 | 0 | 0 | 0 | 0 | 0 | 0 | 0 | 0 | 0 | 0 | 0 | 0 | 0 | 0 | 0 | 0 | 0 | 0 | 0 | 0
SDGE | San Ysidro | 69 | 0 | 0 | 0 | 0 | 0 | 0 | 0 | 0 | 0 | 0 | 0 | 0 | 0 | 0 | 0 | [29 empty] | 0 | 0 | 0 | 0 | 0 | 0 | 0 | 0 | 0 | 0 | 0 | 0 | 0 | 0 | 0 |  | 0 | 0 | 0 | 0 | 0 | 0 | 0 | 0 | 0 | 0 | 0 | 0 | 0 | 0 | 0 | #REF! | #REF! | #REF! | #REF! | #REF! | #REF! | #REF! | #REF! | #REF! | #REF! | #REF! | #REF! | #REF! | #REF! | 1 | [14 empty] | 0 | 0 | 0 | 0 | 0 | 0 | 0 | 0 | 0 | 0 | 0 | 0 | 0 | 0 | [15 empty] | 0 | 0 | 0 | 0 | 0 | 0 | 0 | 0 | 0 | 0 | 0 | 0 | 0 | 0 | 0 | 0 | 0 | 0 | 0 | 0 | 0 | 0 | 0 | 0 | 0 | 0 | 0 | 0 | 0 | 0 | 0
SCE NOL | Sandlot | 230 | 0 | 0 | 0 | 0 | 0 | 0 | 0 | 0 | 0 | 0 | 0 | 0 | 0 | 0 | 0 | [29 empty] | 0 | 0 | 0 | 0 | 0 | 0 | 0 | 0 | 0 | 0 | 0 | 0 | 0 | 0 | 0 |  | 0 | 0 | 0 | 0 | 0 | 0 | 0 | 0 | 0 | 0 | 0 | 0 | 0 | 0 | 0 | #REF! | #REF! | #REF! | #REF! | #REF! | #REF! | #REF! | #REF! | #REF! | #REF! | #REF! | #REF! | #REF! | #REF! | 1 | [14 empty] | 0 | 0 | 0 | 0 | 0 | 0 | 0 | 0 | 0 | 0 | 0 | 0 | 0 | 0 | [15 empty] | 0 | 0 | 0 | 0 | 0 | 0 | 0 | 0 | 0 | 0 | 0 | 0 | 0 | 0 | 0 | 0 | 0 | 0 | 0 | 0 | 0 | 0 | 0 | 0 | 0 | 0 | 0 | 0 | 0 | 0 | 0
EOP | Sandy | 138 | 0 | 0 | 0 | 0 | 0 | 0 | 0 | 0 | 0 | 0 | 0 | 0 | 0 | 0 | 0 | [29 empty] | 0 | 0 | 0 | 0 | 0 | 0 | 0 | 0 | 0 | 0 | 0 | 0 | 0 | 0 | 0 |  | 0 | 0 | 0 | 0 | 0 | 0 | 0 | 0 | 0 | 0 | 0 | 0 | 0 | 0 | 0 | #REF! | #REF! | #REF! | #REF! | #REF! | #REF! | #REF! | #REF! | #REF! | #REF! | #REF! | #REF! | #REF! | #REF! | 1 | [14 empty] | 0 | 0 | 0 | 0 | 0 | 0 | 0 | 0 | 0 | 0 | 0 | 0 | 0 | 0 | [15 empty] | 0 | 0 | 0 | 0 | 0 | 0 | 0 | 0 | 0 | 0 | 0 | 0 | 0 | 0 | 0 | 0 | 0 | 0 | 0 | 0 | 0 | 0 | 0 | 0 | 0 | 0 | 0 | 0 | 0 | 0 | 0
PG&E FRESNO | Sanger | 115 | 0 | 0 | 0 | 0 | 0 | 0 | 0 | 0 | 0 | 0 | 0 | 0 | 0 | 0 | 0 | 0 | 0 | 0 | 0 | 0 | 0 | 0 | 0 | 0 | 0 | 0 | 0 | 0 | 0 | [15 empty] | 0 | 0 | 0 | 0 | 0 | 0 | 0 | 0 | 0 | 0 | 0 | 0 | 0 | 0 | 0 |  | 0 | 0 | 0 | 0 | 0 | 0 | 0 | 0 | 0 | 0 | 0 | 0 | 0 | 0 | 0 | #REF! | #REF! | #REF! | #REF! | #REF! | #REF! | #REF! | #REF! | #REF! | #REF! | #REF! | #REF! | #REF! | #REF! | 1 | 0 | 0 | 0 | 0 | 0 | 0 | 0 | 0 | 0 | 0 | 0 | 0 | 0 | 0 | 0 | 0 | 0 | 0 | 0 | 0 | 0 | 0 | 0 | 0 | 0 | 0 | 0 | 0 | [15 empty] | 0 | 0 | 0 | 0 | 0 | 0 | 0 | 0 | 0 | 0 | 0 | 0 | 0 | 0 | 0 | 0 | 0 | 0 | 0 | 0 | 0 | 0 | 0 | 0 | 0 | 0 | 0 | 0 | 0 | 0 | 0
SCE Northern | Santa Clara | 230 | 0 | 0 | 0 | 0 | 0 | 0 | 0 | 0 | 0 | 0 | 0 | 0 | 0 | 0 | 0 | [29 empty] | 0 | 0 | 0 | 0 | 0 | 0 | 0 | 0 | 0 | 0 | 0 | 0 | 0 | 0 | 0 |  | 0 | 0 | 0 | 0 | 0 | 0 | 0 | 0 | 0 | 0 | 0 | 0 | 0 | 0 | 0 | #REF! | #REF! | #REF! | #REF! | #REF! | #REF! | #REF! | #REF! | #REF! | #REF! | #REF! | #REF! | #REF! | #REF! | 1 | [14 empty] | 0 | 0 | 0 | 0 | 0 | 0 | 0 | 0 | 0 | 0 | 0 | 0 | 0 | 0 | [15 empty] | 0 | 0 | 0 | 0 | 0 | 0 | 0 | 0 | 0 | 0 | 0 | 0 | 0 | 0 | 0 | 0 | 0 | 0 | 0 | 0 | 0 | 0 | 0 | 0 | 0 | 0 | 0 | 0 | 0 | 0 | 0
PG&E NGBA | Santa Rosa A | 115 | 0 | 0 | 0 | 0 | 0 | 0 | 0 | 0 | 0 | 0 | 0 | 0 | 0 | 0 | 0 | 0 | 0 | 0 | 0 | 0 | 0 | 0 | 0 | 0 | 0 | 0 | 0 | 0 | 0 | [15 empty] | 0 | 0 | 0 | 0 | 0 | 0 | 0 | 0 | 0 | 0 | 0 | 0 | 0 | 0 | 0 |  | 0 | 0 | 0 | 0 | 0 | 0 | 0 | 0 | 0 | 0 | 0 | 0 | 0 | 0 | 0 | #REF! | #REF! | #REF! | #REF! | #REF! | #REF! | #REF! | #REF! | #REF! | #REF! | #REF! | #REF! | #REF! | #REF! | 1 | [14 empty] | 0 | 0 | 0 | 0 | 0 | 0 | 0 | 0 | 0 | 0 | 0 | 0 | 0 | 0 | [15 empty] | 0 | 0 | 0 | 0 | 0 | 0 | 0 | 0 | 0 | 0 | 0 | 0 | 0 | 0 | 0 | 0 | 0 | 0 | 0 | 0 | 0 | 0 | 0 | 0 | 0 | 0 | 0 | 0 | 0 | 0 | 0
PG&E GBA | Santa Teresa | 115 | 0 | 0 | 0 | 0 | 0 | 0 | 0 | 0 | 0 | 0 | 0 | 0 | 0 | 0 | 0 | 0 | 0 | 0 | 0 | 0 | 0 | 0 | 0 | 0 | 0 | 0 | 0 | 0 | 0 | [15 empty] | 0 | 0 | 0 | 0 | 0 | 0 | 0 | 0 | 0 | 0 | 0 | 0 | 0 | 0 | 0 |  | 0 | 0 | 0 | 0 | 0 | 0 | 0 | 0 | 0 | 0 | 0 | 0 | 0 | 0 | 0 | #REF! | #REF! | #REF! | #REF! | #REF! | #REF! | #REF! | #REF! | #REF! | #REF! | #REF! | #REF! | #REF! | #REF! | 1 | [14 empty] | 0 | 0 | 0 | 0 | 0 | 0 | 0 | 0 | 0 | 0 | 0 | 0 | 0 | 0 | [15 empty] | 0 | 0 | 0 | 0 | 0 | 0 | 0 | 0 | 0 | 0 | 0 | 0 | 0 | 0 | 0 | 0 | 0 | 0 | 0 | 0 | 0 | 0 | 0 | 0 | 0 | 0 | 0 | 0 | 0 | 0 | 0
SDGE | Santee | 138 | 0 | 0 | 0 | 0 | 0 | 0 | 0 | 0 | 0 | 0 | 0 | 10 | 0 | 0 | 1 | [29 empty] | 0 | 0 | 0 | 0 | 0 | 0 | 0 | 0 | 0 | 0 | 0 | 0 | 0 | 0 | 0 |  | 0 | 0 | 0 | 0 | 0 | 0 | 0 | 0 | 0 | 0 | 0 | 10 | 0 | 0 | 1 | #REF! | #REF! | #REF! | #REF! | #REF! | #REF! | #REF! | #REF! | #REF! | #REF! | #REF! | #REF! | #REF! | #REF! | 1 | [14 empty] | 0 | 0 | 0 | 0 | 0 | 0 | 0 | 0 | 0 | 0 | 0 | 0 | 0 | 0 | [15 empty] | 0 | 0 | 0 | 0 | 0 | 0 | 0 | 0 | 0 | 0 | 0 | 0 | 0 | 0 | 0 | 0 | 0 | 0 | 0 | 0 | 0 | 0 | 0 | 0 | 0 | 0 | 0 | 10 | 0 | 0 | 1
SCE Metro | Santiago | 230 | 0 | 0 | 0 | 0 | 0 | 0 | 0 | 0 | 0 | 0 | 0 | 0 | 0 | 0 | 0 | [12 empty] | 300 |  | 1 | [12 empty] | -300 |  | 1 | 0 | 0 | 0 | 0 | 0 | 0 | 0 | 0 | 0 | 0 | 0 | 0 | 0 | 0 |  | 0 | 0 | 0 | 0 | 0 | 0 | 0 | 0 | 0 | 0 | 0 | 0 | 0 | 0 | 0 | #REF! | #REF! | #REF! | #REF! | #REF! | #REF! | #REF! | #REF! | #REF! | #REF! | #REF! | #REF! | #REF! | #REF! | 1 | [14 empty] | 0 | 0 | 0 | 0 | 0 | 0 | 0 | 0 | 0 | 0 | 0 | 0 | 300 | 0 | [15 empty] | 0 | 0 | 0 | 0 | 0 | 0 | 0 | 0 | 0 | 0 | 0 | 0 | 0 | 0 | 0 | 0 | 0 | 0 | 0 | 0 | 0 | 0 | 0 | 0 | 0 | 0 | 0 | 0 | 0 | 0 | 0
PG&E GBA | Saratoga | 230 | 0 | 0 | 0 | 0 | 0 | 0 | 0 | 0 | 0 | 0 | 0 | 0 | 0 | 0 | 0 | 0 | 0 | 0 | 0 | 0 | 0 | 0 | 0 | 0 | 0 | 0 | 0 | 0 | 0 | [15 empty] | 0 | 0 | 0 | 0 | 0 | 0 | 0 | 0 | 0 | 0 | 0 | 0 | 0 | 0 | 0 |  | 0 | 0 | 0 | 0 | 0 | 0 | 0 | 0 | 0 | 0 | 0 | 0 | 0 | 0 | 0 | #REF! | #REF! | #REF! | #REF! | #REF! | #REF! | #REF! | #REF! | #REF! | #REF! | #REF! | #REF! | #REF! | #REF! | 1 | [14 empty] | 0 | 0 | 0 | 0 | 0 | 0 | 0 | 0 | 0 | 0 | 0 | 0 | 0 | 0 | [15 empty] | 0 | 0 | 0 | 0 | 0 | 0 | 0 | 0 | 0 | 0 | 0 | 0 | 0 | 0 | 0 | 0 | 0 | 0 | 0 | 0 | 0 | 0 | 0 | 0 | 0 | 0 | 0 | 0 | 0 | 0 | 0
SCE Northern | Saugus | 230 | 0 | 0 | 0 | 0 | 0 | 0 | 0 | 0 | 0 | 0 | 0 | 0 | 0 | 0 | 0 | [29 empty] | 0 | 0 | 0 | 0 | 0 | 0 | 0 | 0 | 0 | 0 | 0 | 0 | 0 | 0 | 0 |  | 0 | 0 | 0 | 0 | 0 | 0 | 0 | 0 | 0 | 0 | 0 | 0 | 0 | 0 | 0 | #REF! | #REF! | #REF! | #REF! | #REF! | #REF! | #REF! | #REF! | #REF! | #REF! | #REF! | #REF! | #REF! | #REF! | 1 | [14 empty] | 0 | 0 | 0 | 0 | 0 | 0 | 0 | 0 | 0 | 0 | 0 | 0 | 0 | 0 | [15 empty] | 0 | 0 | 0 | 0 | 0 | 0 | 0 | 0 | 0 | 0 | 0 | 0 | 0 | 0 | 0 | 0 | 0 | 0 | 0 | 0 | 0 | 0 | 0 | 0 | 0 | 0 | 0 | 0 | 0 | 0 | 0
PG&E FRESNO | Schindler | 115 | 0 | 0 | 0 | 0 | 0 | 0 | 0 | 0 | 0 | 0 | 0 | 0 | 0 | 0 | 0 | 0 | 0 | 0 | 0 | 0 | 0 | 0 | 0 | 0 | 110 | 0 | 0 | 0 | 0 | [10 empty] | 100 |  |  |  |  | 1 | 0 | 0 | 0 | 0 | 0 | 0 | 0 | 0 | 0 | 210 | 0 | 0 | 0 | 0 |  | 0 | 0 | 0 | 0 | 0 | 0 | 0 | 0 | 0 | 210 | 0 | 0 | 0 | 0 | 1 | #REF! | #REF! | #REF! | #REF! | #REF! | #REF! | #REF! | #REF! | #REF! | #REF! | #REF! | #REF! | #REF! | #REF! | 1 | 0 | 0 | 0 | 0 | 0 | 0 | 0 | 0 | 0 | 0 | 0 | 0 | 0 | 0 | 0 | 0 | 0 | 0 | 0 | 0 | 0 | 0 | 0 | 110 | 0 | 0 | 0 | 0 | [15 empty] | 0 | 0 | 0 | 0 | 0 | 0 | 0 | 0 | 0 | 0 | 210 | 0 | 0 | 0 | 0 | 1 | 0 | 0 | 0 | 0 | 0 | 0 | 0 | 0 | 0 | 210 | 0 | 0 | 0 | 0 | 1
PG&E FRESNO | Schindler | 70 | 0 | 0 | 0 | 0 | 0 | 0 | 0 | 0 | 0 | 0 | 0 | 0 | 0 | 0 | 0 | 0 | 0 | 0 | 0 | 0 | 0 | 0 | 0 | 0 | 0 | 0 | 0 | 0 | 0 | [15 empty] | 0 | 0 | 0 | 0 | 0 | 0 | 0 | 0 | 0 | 0 | 0 | 0 | 0 | 0 | 0 |  | 0 | 0 | 0 | 0 | 0 | 0 | 0 | 0 | 0 | 0 | 0 | 0 | 0 | 0 | 0 | #REF! | #REF! | #REF! | #REF! | #REF! | #REF! | #REF! | #REF! | #REF! | #REF! | #REF! | #REF! | #REF! | #REF! | 1 | 0 | 0 | 0 | 0 | 0 | 0 | 0 | 0 | 0 | 0 | 0 | 0 | 0 | 0 | 0 | 0 | 0 | 0 | 0 | 0 | 0 | 0 | 0 | 0 | 0 | 0 | 0 | 0 | [15 empty] | 0 | 0 | 0 | 0 | 0 | 0 | 0 | 0 | 0 | 0 | 0 | 0 | 0 | 0 | 0 | 0 | 0 | 0 | 0 | 0 | 0 | 0 | 0 | 0 | 0 | 0 | 0 | 0 | 0 | 0 | 0
PG&E GBA | Schulte | 115 | 0 | 0 | 0 | 0 | 0 | 0 | 0 | 0 | 0 | 0 | 0 | 13.3 | 0 | 0 | 1 | 0 | 0 | 0 | 0 | 0 | 0 | 0 | 0 | 0 | 40 | 0 | 0 | 0 | 0 | [10 empty] | -40 |  |  |  |  | 1 | 0 | 0 | 0 | 0 | 0 | 0 | 0 | 0 | 0 | 0 | 0 | 0 | 0 | 0 |  | 0 | 0 | 0 | 0 | 0 | 0 | 0 | 0 | 0 | 0 | 0 | 13.3 | 0 | 0 | 1 | #REF! | #REF! | #REF! | #REF! | #REF! | #REF! | #REF! | #REF! | #REF! | #REF! | #REF! | #REF! | #REF! | #REF! | 1 | [14 empty] | 0 | 0 | 0 | 0 | 0 | 0 | 0 | 0 | 0 | 40 | 0 | 0 | 0 | 0 | [15 empty] | 0 | 0 | 0 | 0 | 0 | 0 | 0 | 0 | 0 | 0 | 0 | 0 | 0 | 0 | 0 | 0 | 0 | 0 | 0 | 0 | 0 | 0 | 0 | 0 | 0 | 0 | 0 | 13.3 | 0 | 0 | 1
SDGE | Scripps | 69 | 0 | 0 | 0 | 0 | 0 | 0 | 0 | 0 | 0 | 0 | 0 | 0 | 0 | 0 | 0 | [29 empty] | 0 | 0 | 0 | 0 | 0 | 0 | 0 | 0 | 0 | 0 | 0 | 0 | 0 | 0 | 0 |  | 0 | 0 | 0 | 0 | 0 | 0 | 0 | 0 | 0 | 0 | 0 | 0 | 0 | 0 | 0 | #REF! | #REF! | #REF! | #REF! | #REF! | #REF! | #REF! | #REF! | #REF! | #REF! | #REF! | #REF! | #REF! | #REF! | 1 | [14 empty] | 0 | 0 | 0 | 0 | 0 | 0 | 0 | 0 | 0 | 0 | 0 | 0 | 0 | 0 | [15 empty] | 0 | 0 | 0 | 0 | 0 | 0 | 0 | 0 | 0 | 0 | 0 | 0 | 0 | 0 | 0 | 0 | 0 | 0 | 0 | 0 | 0 | 0 | 0 | 0 | 0 | 0 | 0 | 0 | 0 | 0 | 0
PG&E KERN | Semitropic | 115 | 0 | 0 | 0 | 0 | 0 | 0 | 0 | 0 | 4.66 | 0 | 0 | 0 | 0 | 0 | 1 | 0 | 0 | 0 | 0 | 0 | 0 | 0 | 0 | 0 | 0 | 95 | 0 | 0 | 0 | [11 empty] | -95 |  |  |  | 1 | 0 | 0 | 0 | 0 | 0 | 0 | 0 | 0 | 0 | 0 | 0 | 0 | 0 | 0 |  | 0 | 0 | 0 | 0 | 0 | 0 | 0 | 0 | 4.66 | 0 | 0 | 0 | 0 | 0 | 1 | #REF! | #REF! | #REF! | #REF! | #REF! | #REF! | #REF! | #REF! | #REF! | #REF! | #REF! | #REF! | #REF! | #REF! | 1 | [14 empty] | 0 | 0 | 0 | 0 | 0 | 0 | 0 | 0 | 0 | 0 | 95 | 0 | 0 | 0 | [15 empty] | 0 | 0 | 0 | 0 | 0 | 0 | 0 | 0 | 0 | 0 | 0 | 0 | 0 | 0 | 0 | 0 | 0 | 0 | 0 | 0 | 0 | 0 | 0 | 0 | 4.66 | 0 | 0 | 0 | 0 | 0 | 1
SCE Metro | Serrano | 230 | 0 | 0 | 0 | 0 | 0 | 0 | 0 | 0 | 0 | 0 | 0 | 0 | 0 | 0 | 0 | [29 empty] | 0 | 0 | 0 | 0 | 0 | 0 | 0 | 0 | 0 | 0 | 0 | 0 | 0 | 0 | 0 |  | 0 | 0 | 0 | 0 | 0 | 0 | 0 | 0 | 0 | 0 | 0 | 0 | 0 | 0 | 0 | #REF! | #REF! | #REF! | #REF! | #REF! | #REF! | #REF! | #REF! | #REF! | #REF! | #REF! | #REF! | #REF! | #REF! | 1 | [14 empty] | 0 | 0 | 0 | 0 | 0 | 0 | 0 | 0 | 0 | 0 | 0 | 0 | 0 | 0 | [15 empty] | 0 | 0 | 0 | 0 | 0 | 0 | 0 | 0 | 0 | 0 | 0 | 0 | 0 | 0 | 0 | 0 | 0 | 0 | 0 | 0 | 0 | 0 | 0 | 0 | 0 | 0 | 0 | 0 | 0 | 0 | 0
SCE Metro | Serrano | 500 | 0 | 0 | 0 | 0 | 0 | 0 | 0 | 0 | 0 | 0 | 0 | 0 | 0 | 0 | 0 | [12 empty] | 400 |  | 1 | [12 empty] | -400 |  | 1 | 0 | 0 | 0 | 0 | 0 | 0 | 0 | 0 | 0 | 0 | 0 | 0 | 0 | 0 |  | 0 | 0 | 0 | 0 | 0 | 0 | 0 | 0 | 0 | 0 | 0 | 0 | 0 | 0 | 0 | #REF! | #REF! | #REF! | #REF! | #REF! | #REF! | #REF! | #REF! | #REF! | #REF! | #REF! | #REF! | #REF! | #REF! | 1 | [14 empty] | 0 | 0 | 0 | 0 | 0 | 0 | 0 | 0 | 0 | 0 | 0 | 0 | 400 | 0 | [15 empty] | 0 | 0 | 0 | 0 | 0 | 0 | 0 | 0 | 0 | 0 | 0 | 0 | 0 | 0 | 0 | 0 | 0 | 0 | 0 | 0 | 0 | 0 | 0 | 0 | 0 | 0 | 0 | 0 | 0 | 0 | 0
SDGE | Shadowridge | 138 | 0 | 0 | 0 | 0 | 0 | 0 | 0 | 0 | 0 | 0 | 0 | 0 | 0 | 0 | 0 | [29 empty] | 0 | 0 | 0 | 0 | 0 | 0 | 0 | 0 | 0 | 0 | 0 | 0 | 0 | 0 | 0 |  | 0 | 0 | 0 | 0 | 0 | 0 | 0 | 0 | 0 | 0 | 0 | 0 | 0 | 0 | 0 | #REF! | #REF! | #REF! | #REF! | #REF! | #REF! | #REF! | #REF! | #REF! | #REF! | #REF! | #REF! | #REF! | #REF! | 1 | [14 empty] | 0 | 0 | 0 | 0 | 0 | 0 | 0 | 0 | 0 | 0 | 0 | 0 | 0 | 0 | [15 empty] | 0 | 0 | 0 | 0 | 0 | 0 | 0 | 0 | 0 | 0 | 0 | 0 | 0 | 0 | 0 | 0 | 0 | 0 | 0 | 0 | 0 | 0 | 0 | 0 | 0 | 0 | 0 | 0 | 0 | 0 | 0
PG&E KERN | Shafter | 115 | 0 | 0 | 0 | 0 | 0 | 0 | 0 | 0 | 2.25 | 0 | 0 | 0 | 0 | 0 | 1 | 0 | 0 | 0 | 0 | 0 | 0 | 0 | 0 | 0 | 0 | 100 | 0 | 0 | 0 | [10 empty] | 75 | -55 |  |  |  | 1 | 0 | 0 | 0 | 0 | 0 | 0 | 0 | 0 | 0 | 75 | 45 | 0 | 0 | 0 |  | 0 | 0 | 0 | 0 | 0 | 0 | 0 | 0 | 2.25 | 75 | 45 | 0 | 0 | 0 | 1 | #REF! | #REF! | #REF! | #REF! | #REF! | #REF! | #REF! | #REF! | #REF! | #REF! | #REF! | #REF! | #REF! | #REF! | 1 | [14 empty] | 0 | 0 | 0 | 0 | 0 | 0 | 0 | 0 | 0 | 0 | 100 | 0 | 0 | 0 | [15 empty] | 0 | 0 | 0 | 0 | 0 | 0 | 0 | 0 | 0 | 0 | 75 | 45 | 0 | 0 | 0 | 1 | 0 | 0 | 0 | 0 | 0 | 0 | 0 | 0 | 2.25 | 75 | 45 | 0 | 0 | 0 | 1
PG&E NGBA | Silverado | 115 | 0 | 0 | 0 | 0 | 0 | 0 | 0 | 0 | 0 | 0 | 0 | 0 | 0 | 0 | 0 | 0 | 0 | 0 | 0 | 0 | 0 | 0 | 0 | 0 | 0 | 0 | 0 | 0 | 0 | [15 empty] | 0 | 0 | 0 | 0 | 0 | 0 | 0 | 0 | 0 | 0 | 0 | 0 | 0 | 0 | 0 |  | 0 | 0 | 0 | 0 | 0 | 0 | 0 | 0 | 0 | 0 | 0 | 0 | 0 | 0 | 0 | #REF! | #REF! | #REF! | #REF! | #REF! | #REF! | #REF! | #REF! | #REF! | #REF! | #REF! | #REF! | #REF! | #REF! | 1 | [14 empty] | 0 | 0 | 0 | 0 | 0 | 0 | 0 | 0 | 0 | 0 | 0 | 0 | 0 | 0 | [15 empty] | 0 | 0 | 0 | 0 | 0 | 0 | 0 | 0 | 0 | 0 | 0 | 0 | 0 | 0 | 0 | 0 | 0 | 0 | 0 | 0 | 0 | 0 | 0 | 0 | 0 | 0 | 0 | 0 | 0 | 0 | 0
SDGE | Silvergate | 230 | 0 | 0 | 0 | 0 | 0 | 0 | 0 | 0 | 0 | 0 | 0 | 0 | 0 | 0 | 0 | [9 empty] | 60 | [19 empty] | 0 | 0 | 0 | 0 | 0 | 0 | 0 | 0 | 0 | 0 | 60 | 0 | 0 | 0 | 0 |  | 0 | 0 | 0 | 0 | 0 | 0 | 0 | 0 | 0 | 60 | 0 | 0 | 0 | 0 | 1 | #REF! | #REF! | #REF! | #REF! | #REF! | #REF! | #REF! | #REF! | #REF! | #REF! | #REF! | #REF! | #REF! | #REF! | 1 | [14 empty] | 0 | 0 | 0 | 0 | 0 | 0 | 0 | 0 | 0 | 60 | 0 | 0 | 0 | 0 | [15 empty] | 0 | 0 | 0 | 0 | 0 | 0 | 0 | 0 | 0 | 0 | 60 | 0 | 0 | 0 | 0 | 1 | 0 | 0 | 0 | 0 | 0 | 0 | 0 | 0 | 0 | 60 | 0 | 0 | 0 | 0 | 1
SDGE | Silvergate | 69 | 0 | 0 | 0 | 0 | 0 | 0 | 0 | 0 | 0 | 0 | 0 | 0 | 0 | 0 | 0 | [29 empty] | 0 | 0 | 0 | 0 | 0 | 0 | 0 | 0 | 0 | 0 | 0 | 0 | 0 | 0 | 0 |  | 0 | 0 | 0 | 0 | 0 | 0 | 0 | 0 | 0 | 0 | 0 | 0 | 0 | 0 | 0 | #REF! | #REF! | #REF! | #REF! | #REF! | #REF! | #REF! | #REF! | #REF! | #REF! | #REF! | #REF! | #REF! | #REF! | 1 | [14 empty] | 0 | 0 | 0 | 0 | 0 | 0 | 0 | 0 | 0 | 0 | 0 | 0 | 0 | 0 | [15 empty] | 0 | 0 | 0 | 0 | 0 | 0 | 0 | 0 | 0 | 0 | 0 | 0 | 0 | 0 | 0 | 0 | 0 | 0 | 0 | 0 | 0 | 0 | 0 | 0 | 0 | 0 | 0 | 0 | 0 | 0 | 0
PG&E KERN | Sisquoc | 115 | 0 | 0 | 0 | 0 | 0 | 0 | 0 | 0 | 0 | 0 | 0 | 0 | 0 | 0 | 0 | 0 | 0 | 0 | 0 | 0 | 0 | 0 | 0 | 0 | 0 | 100 | 0 | 0 | 0 | [15 empty] | 0 | 0 | 0 | 0 | 0 | 0 | 0 | 0 | 0 | 0 | 0 | 100 | 0 | 0 | 0 |  | 0 | 0 | 0 | 0 | 0 | 0 | 0 | 0 | 0 | 0 | 100 | 0 | 0 | 0 | 1 | #REF! | #REF! | #REF! | #REF! | #REF! | #REF! | #REF! | #REF! | #REF! | #REF! | #REF! | #REF! | #REF! | #REF! | 1 | [14 empty] | 0 | 0 | 0 | 0 | 0 | 0 | 0 | 0 | 0 | 0 | 100 | 0 | 0 | 0 | [15 empty] | 0 | 0 | 0 | 0 | 0 | 0 | 0 | 0 | 0 | 0 | 0 | 100 | 0 | 0 | 0 | 1 | 0 | 0 | 0 | 0 | 0 | 0 | 0 | 0 | 0 | 0 | 100 | 0 | 0 | 0 | 1
EOP | Sloan Canyon | 230 | 0 | 0 | 0 | 0 | 0 | 0 | 0 | 0 | 0 | 0 | 0 | 0 | 0 | 0 | 0 |  |  | 321 | [14 empty] | -321 | [11 empty] | 1 | 0 | 0 | 0 | 0 | 0 | 0 | 0 | 0 | 0 | 0 | 0 | 0 | 0 | 0 |  | 0 | 0 | 0 | 0 | 0 | 0 | 0 | 0 | 0 | 0 | 0 | 0 | 0 | 0 | 0 | #REF! | #REF! | #REF! | #REF! | #REF! | #REF! | #REF! | #REF! | #REF! | #REF! | #REF! | #REF! | #REF! | #REF! | 1 | [14 empty] | 0 | 0 | 321 | 0 | 0 | 0 | 0 | 0 | 0 | 0 | 0 | 0 | 0 | 0 | [15 empty] | 0 | 0 | 0 | 0 | 0 | 0 | 0 | 0 | 0 | 0 | 0 | 0 | 0 | 0 | 0 | 0 | 0 | 0 | 0 | 0 | 0 | 0 | 0 | 0 | 0 | 0 | 0 | 0 | 0 | 0 | 0
EOP | Sloan Canyon | 500 | 0 | 0 | 0 | 0 | 0 | 0 | 0 | 0 | 0 | 0 | 0 | 0 | 0 | 0 | 0 | [29 empty] | 0 | 0 | 0 | 0 | 0 | 0 | 0 | 0 | 0 | 0 | 0 | 0 | 0 | 0 | 0 |  | 0 | 0 | 0 | 0 | 0 | 0 | 0 | 0 | 0 | 0 | 0 | 0 | 0 | 0 | 0 | #REF! | #REF! | #REF! | #REF! | #REF! | #REF! | #REF! | #REF! | #REF! | #REF! | #REF! | #REF! | #REF! | #REF! | 1 | [14 empty] | 0 | 0 | 0 | 0 | 0 | 0 | 0 | 0 | 0 | 0 | 0 | 0 | 0 | 0 | [15 empty] | 0 | 0 | 0 | 0 | 0 | 0 | 0 | 0 | 0 | 0 | 0 | 0 | 0 | 0 | 0 | 0 | 0 | 0 | 0 | 0 | 0 | 0 | 0 | 0 | 0 | 0 | 0 | 0 | 0 | 0 | 0
PG&E KERN | Smyrna | 115 | 0 | 0 | 0 | 0 | 0 | 0 | 0 | 0 | 0 | 0 | 0 | 0 | 0 | 0 | 0 | 0 | 0 | 0 | 0 | 0 | 0 | 0 | 0 | 0 | 0 | 0 | 0 | 0 | 0 | [15 empty] | 0 | 0 | 0 | 0 | 0 | 0 | 0 | 0 | 0 | 0 | 0 | 0 | 0 | 0 | 0 |  | 0 | 0 | 0 | 0 | 0 | 0 | 0 | 0 | 0 | 0 | 0 | 0 | 0 | 0 | 0 | #REF! | #REF! | #REF! | #REF! | #REF! | #REF! | #REF! | #REF! | #REF! | #REF! | #REF! | #REF! | #REF! | #REF! | 1 | [14 empty] | 0 | 0 | 0 | 0 | 0 | 0 | 0 | 0 | 0 | 0 | 0 | 0 | 0 | 0 | [15 empty] | 0 | 0 | 0 | 0 | 0 | 0 | 0 | 0 | 0 | 0 | 0 | 0 | 0 | 0 | 0 | 0 | 0 | 0 | 0 | 0 | 0 | 0 | 0 | 0 | 0 | 0 | 0 | 0 | 0 | 0 | 0
PG&E GBA | Sobrante | 115 | 0 | 0 | 0 | 0 | 0 | 0 | 0 | 0 | 0 | 0 | 0 | 0 | 0 | 0 | 0 | 0 | 0 | 0 | 0 | 0 | 0 | 0 | 0 | 0 | 0 | 40 | 0 | 0 | 0 | [15 empty] | 0 | 0 | 0 | 0 | 0 | 0 | 0 | 0 | 0 | 0 | 0 | 40 | 0 | 0 | 0 |  | 0 | 0 | 0 | 0 | 0 | 0 | 0 | 0 | 0 | 0 | 40 | 0 | 0 | 0 | 1 | #REF! | #REF! | #REF! | #REF! | #REF! | #REF! | #REF! | #REF! | #REF! | #REF! | #REF! | #REF! | #REF! | #REF! | 1 | [14 empty] | 0 | 0 | 0 | 0 | 0 | 0 | 0 | 0 | 0 | 0 | 40 | 0 | 0 | 0 | [15 empty] | 0 | 0 | 0 | 0 | 0 | 0 | 0 | 0 | 0 | 0 | 0 | 40 | 0 | 0 | 0 | 1 | 0 | 0 | 0 | 0 | 0 | 0 | 0 | 0 | 0 | 0 | 40 | 0 | 0 | 0 | 1
PG&E GBA | Sobrante | 230 | 0 | 0 | 0 | 0 | 0 | 0 | 0 | 0 | 0 | 0 | 0 | 0 | 0 | 0 | 0 | 0 | 0 | 0 | 0 | 0 | 0 | 0 | 0 | 0 | 0 | 0 | 0 | 0 | 0 | [15 empty] | 0 | 0 | 0 | 0 | 0 | 0 | 0 | 0 | 0 | 0 | 0 | 0 | 0 | 0 | 0 |  | 0 | 0 | 0 | 0 | 0 | 0 | 0 | 0 | 0 | 0 | 0 | 0 | 0 | 0 | 0 | #REF! | #REF! | #REF! | #REF! | #REF! | #REF! | #REF! | #REF! | #REF! | #REF! | #REF! | #REF! | #REF! | #REF! | 1 | [14 empty] | 0 | 0 | 0 | 0 | 0 | 0 | 0 | 0 | 0 | 0 | 0 | 0 | 0 | 0 | [15 empty] | 0 | 0 | 0 | 0 | 0 | 0 | 0 | 0 | 0 | 0 | 0 | 0 | 0 | 0 | 0 | 0 | 0 | 0 | 0 | 0 | 0 | 0 | 0 | 0 | 0 | 0 | 0 | 0 | 0 | 0 | 0
PG&E KERN | Solar | 230 | 0 | 0 | 0 | 0 | 0 | 0 | 0 | 0 | 0 | 0 | 0 | 0 | 0 | 0 | 0 | 0 | 0 | 0 | 0 | 0 | 0 | 0 | 0 | 0 | 0 | 0 | 0 | 0 | 0 | [15 empty] | 0 | 0 | 0 | 0 | 0 | 0 | 0 | 0 | 0 | 0 | 0 | 0 | 0 | 0 | 0 |  | 0 | 0 | 0 | 0 | 0 | 0 | 0 | 0 | 0 | 0 | 0 | 0 | 0 | 0 | 0 | #REF! | #REF! | #REF! | #REF! | #REF! | #REF! | #REF! | #REF! | #REF! | #REF! | #REF! | #REF! | #REF! | #REF! | 1 | [14 empty] | 0 | 0 | 0 | 0 | 0 | 0 | 0 | 0 | 0 | 0 | 0 | 0 | 0 | 0 | [15 empty] | 0 | 0 | 0 | 0 | 0 | 0 | 0 | 0 | 0 | 0 | 0 | 0 | 0 | 0 | 0 | 0 | 0 | 0 | 0 | 0 | 0 | 0 | 0 | 0 | 0 | 0 | 0 | 0 | 0 | 0 | 0
PG&E GBA | Soledad | 115 | 0 | 0 | 0 | 0 | 0 | 0 | 0 | 0 | 0 | 0 | 0 | 0 | 0 | 0 | 0 | 0 | 0 | 50 | 0 | 0 | 0 | 0 | 0 | 0 | 0 | 0 | 0 | 0 | 0 |  |  |  | -50 | [11 empty] | 1 | 0 | 0 | 0 | 0 | 0 | 0 | 0 | 0 | 0 | 0 | 0 | 0 | 0 | 0 |  | 0 | 0 | 0 | 0 | 0 | 0 | 0 | 0 | 0 | 0 | 0 | 0 | 0 | 0 | 0 | #REF! | #REF! | #REF! | #REF! | #REF! | #REF! | #REF! | #REF! | #REF! | #REF! | #REF! | #REF! | #REF! | #REF! | 1 | [14 empty] | 0 | 0 | 50 | 0 | 0 | 0 | 0 | 0 | 0 | 0 | 0 | 0 | 0 | 0 | [15 empty] | 0 | 0 | 0 | 0 | 0 | 0 | 0 | 0 | 0 | 0 | 0 | 0 | 0 | 0 | 0 | 0 | 0 | 0 | 0 | 0 | 0 | 0 | 0 | 0 | 0 | 0 | 0 | 0 | 0 | 0 | 0
PG&E GBA | Soledad | 60 | 0 | 0 | 0 | 0 | 0 | 0 | 0 | 0 | 0 | 0 | 0 | 0 | 0 | 0 | 0 | 0 | 0 | 0 | 0 | 0 | 0 | 0 | 0 | 0 | 0 | 0 | 0 | 0 | 0 | [15 empty] | 0 | 0 | 0 | 0 | 0 | 0 | 0 | 0 | 0 | 0 | 0 | 0 | 0 | 0 | 0 |  | 0 | 0 | 0 | 0 | 0 | 0 | 0 | 0 | 0 | 0 | 0 | 0 | 0 | 0 | 0 | #REF! | #REF! | #REF! | #REF! | #REF! | #REF! | #REF! | #REF! | #REF! | #REF! | #REF! | #REF! | #REF! | #REF! | 1 | [14 empty] | 0 | 0 | 0 | 0 | 0 | 0 | 0 | 0 | 0 | 0 | 0 | 0 | 0 | 0 | [15 empty] | 0 | 0 | 0 | 0 | 0 | 0 | 0 | 0 | 0 | 0 | 0 | 0 | 0 | 0 | 0 | 0 | 0 | 0 | 0 | 0 | 0 | 0 | 0 | 0 | 0 | 0 | 0 | 0 | 0 | 0 | 0
SDGE | Spring Valley | 69 | 0 | 0 | 0 | 0 | 0 | 0 | 0 | 0 | 0 | 0 | 0 | 0 | 0 | 0 | 0 | [29 empty] | 0 | 0 | 0 | 0 | 0 | 0 | 0 | 0 | 0 | 0 | 0 | 0 | 0 | 0 | 0 |  | 0 | 0 | 0 | 0 | 0 | 0 | 0 | 0 | 0 | 0 | 0 | 0 | 0 | 0 | 0 | #REF! | #REF! | #REF! | #REF! | #REF! | #REF! | #REF! | #REF! | #REF! | #REF! | #REF! | #REF! | #REF! | #REF! | 1 | [14 empty] | 0 | 0 | 0 | 0 | 0 | 0 | 0 | 0 | 0 | 0 | 0 | 0 | 0 | 0 | [15 empty] | 0 | 0 | 0 | 0 | 0 | 0 | 0 | 0 | 0 | 0 | 0 | 0 | 0 | 0 | 0 | 0 | 0 | 0 | 0 | 0 | 0 | 0 | 0 | 0 | 0 | 0 | 0 | 0 | 0 | 0 | 0
SCE Northern | Springville | 230 | 0 | 0 | 0 | 0 | 0 | 0 | 0 | 0 | 3 | 0 | 0 | 225 | 0 | 0 | 1 | [29 empty] | 0 | 0 | 0 | 0 | 0 | 0 | 0 | 0 | 0 | 0 | 0 | 0 | 0 | 0 | 0 |  | 0 | 0 | 0 | 0 | 0 | 0 | 0 | 0 | 3 | 0 | 0 | 225 | 0 | 0 | 1 | #REF! | #REF! | #REF! | #REF! | #REF! | #REF! | #REF! | #REF! | #REF! | #REF! | #REF! | #REF! | #REF! | #REF! | 1 | [14 empty] | 0 | 0 | 0 | 0 | 0 | 0 | 0 | 0 | 0 | 0 | 0 | 0 | 0 | 0 | [15 empty] | 0 | 0 | 0 | 0 | 0 | 0 | 0 | 0 | 0 | 0 | 0 | 0 | 0 | 0 | 0 | 0 | 0 | 0 | 0 | 0 | 0 | 0 | 0 | 0 | 3 | 0 | 0 | 225 | 0 | 0 | 1
PG&E GBA | Stagg | 230 | 0 | 0 | 0 | 0 | 0 | 0 | 0 | 0 | 0 | 0 | 0 | 0 | 0 | 0 | 0 | 0 | 0 | 0 | 0 | 0 | 0 | 0 | 0 | 0 | 0 | 0 | 0 | 0 | 0 | [15 empty] | 0 | 0 | 0 | 0 | 0 | 0 | 0 | 0 | 0 | 0 | 0 | 0 | 0 | 0 | 0 |  | 0 | 0 | 0 | 0 | 0 | 0 | 0 | 0 | 0 | 0 | 0 | 0 | 0 | 0 | 0 | #REF! | #REF! | #REF! | #REF! | #REF! | #REF! | #REF! | #REF! | #REF! | #REF! | #REF! | #REF! | #REF! | #REF! | 1 | [14 empty] | 0 | 0 | 0 | 0 | 0 | 0 | 0 | 0 | 0 | 0 | 0 | 0 | 0 | 0 | [15 empty] | 0 | 0 | 0 | 0 | 0 | 0 | 0 | 0 | 0 | 0 | 0 | 0 | 0 | 0 | 0 | 0 | 0 | 0 | 0 | 0 | 0 | 0 | 0 | 0 | 0 | 0 | 0 | 0 | 0 | 0 | 0
PG&E GBA | Standard Oil | 115 | 0 | 0 | 0 | 0 | 0 | 0 | 0 | 0 | 0 | 0 | 0 | 0 | 0 | 0 | 0 | 0 | 0 | 0 | 0 | 0 | 0 | 0 | 0 | 0 | 0 | 40 | 0 | 0 | 0 | [15 empty] | 0 | 0 | 0 | 0 | 0 | 0 | 0 | 0 | 0 | 0 | 0 | 40 | 0 | 0 | 0 |  | 0 | 0 | 0 | 0 | 0 | 0 | 0 | 0 | 0 | 0 | 40 | 0 | 0 | 0 | 1 | #REF! | #REF! | #REF! | #REF! | #REF! | #REF! | #REF! | #REF! | #REF! | #REF! | #REF! | #REF! | #REF! | #REF! | 1 | [14 empty] | 0 | 0 | 0 | 0 | 0 | 0 | 0 | 0 | 0 | 0 | 40 | 0 | 0 | 0 | [15 empty] | 0 | 0 | 0 | 0 | 0 | 0 | 0 | 0 | 0 | 0 | 0 | 40 | 0 | 0 | 0 | 1 | 0 | 0 | 0 | 0 | 0 | 0 | 0 | 0 | 0 | 0 | 40 | 0 | 0 | 0 | 1
PG&E GBA | Stanislaus | 115 | 0 | 0 | 0 | 0 | 0 | 0 | 0 | 0 | 0 | 0 | 0 | 0 | 0 | 0 | 0 | 0 | 0 | 0 | 0 | 0 | 0 | 0 | 0 | 0 | 0 | 0 | 0 | 0 | 0 | [15 empty] | 0 | 0 | 0 | 0 | 0 | 0 | 0 | 0 | 0 | 0 | 0 | 0 | 0 | 0 | 0 |  | 0 | 0 | 0 | 0 | 0 | 0 | 0 | 0 | 0 | 0 | 0 | 0 | 0 | 0 | 0 | #REF! | #REF! | #REF! | #REF! | #REF! | #REF! | #REF! | #REF! | #REF! | #REF! | #REF! | #REF! | #REF! | #REF! | 1 | [14 empty] | 0 | 0 | 0 | 0 | 0 | 0 | 0 | 0 | 0 | 0 | 0 | 0 | 0 | 0 | [15 empty] | 0 | 0 | 0 | 0 | 0 | 0 | 0 | 0 | 0 | 0 | 0 | 0 | 0 | 0 | 0 | 0 | 0 | 0 | 0 | 0 | 0 | 0 | 0 | 0 | 0 | 0 | 0 | 0 | 0 | 0 | 0
PG&E KERN | Stockdale | 115 | 0 | 0 | 0 | 0 | 0 | 0 | 0 | 0 | 0 | 0 | 0 | 0 | 0 | 0 | 0 | 0 | 0 | 0 | 0 | 0 | 0 | 0 | 0 | 0 | 100 | 0 | 0 | 0 | 0 | [10 empty] | -100 |  |  |  |  | 1 | 0 | 0 | 0 | 0 | 0 | 0 | 0 | 0 | 0 | 0 | 0 | 0 | 0 | 0 |  | 0 | 0 | 0 | 0 | 0 | 0 | 0 | 0 | 0 | 0 | 0 | 0 | 0 | 0 | 0 | #REF! | #REF! | #REF! | #REF! | #REF! | #REF! | #REF! | #REF! | #REF! | #REF! | #REF! | #REF! | #REF! | #REF! | 1 | [14 empty] | 0 | 0 | 0 | 0 | 0 | 0 | 0 | 0 | 0 | 100 | 0 | 0 | 0 | 0 | [15 empty] | 0 | 0 | 0 | 0 | 0 | 0 | 0 | 0 | 0 | 0 | 0 | 0 | 0 | 0 | 0 | 0 | 0 | 0 | 0 | 0 | 0 | 0 | 0 | 0 | 0 | 0 | 0 | 0 | 0 | 0 | 0
PG&E KERN | Stockdale | 230 | 0 | 0 | 0 | 0 | 0 | 0 | 0 | 0 | 0 | 0 | 0 | 0 | 0 | 0 | 0 | 0 | 0 | 0 | 0 | 0 | 0 | 0 | 0 | 0 | 0 | 0 | 0 | 0 | 0 | [15 empty] | 0 | 0 | 0 | 0 | 0 | 0 | 0 | 0 | 0 | 0 | 0 | 0 | 0 | 0 | 0 |  | 0 | 0 | 0 | 0 | 0 | 0 | 0 | 0 | 0 | 0 | 0 | 0 | 0 | 0 | 0 | #REF! | #REF! | #REF! | #REF! | #REF! | #REF! | #REF! | #REF! | #REF! | #REF! | #REF! | #REF! | #REF! | #REF! | 1 | [14 empty] | 0 | 0 | 0 | 0 | 0 | 0 | 0 | 0 | 0 | 0 | 0 | 0 | 0 | 0 | [15 empty] | 0 | 0 | 0 | 0 | 0 | 0 | 0 | 0 | 0 | 0 | 0 | 0 | 0 | 0 | 0 | 0 | 0 | 0 | 0 | 0 | 0 | 0 | 0 | 0 | 0 | 0 | 0 | 0 | 0 | 0 | 0
PG&E GBA | Stockton A | 115 | 0 | 0 | 0 | 0 | 0 | 0 | 0 | 0 | 0 | 0 | 0 | 0 | 0 | 0 | 0 | 0 | 0 | 0 | 0 | 0 | 0 | 0 | 0 | 0 | 0 | 0 | 0 | 0 | 0 | [15 empty] | 0 | 0 | 0 | 0 | 0 | 0 | 0 | 0 | 0 | 0 | 0 | 0 | 0 | 0 | 0 |  | 0 | 0 | 0 | 0 | 0 | 0 | 0 | 0 | 0 | 0 | 0 | 0 | 0 | 0 | 0 | #REF! | #REF! | #REF! | #REF! | #REF! | #REF! | #REF! | #REF! | #REF! | #REF! | #REF! | #REF! | #REF! | #REF! | 1 | [14 empty] | 0 | 0 | 0 | 0 | 0 | 0 | 0 | 0 | 0 | 0 | 0 | 0 | 0 | 0 | [15 empty] | 0 | 0 | 0 | 0 | 0 | 0 | 0 | 0 | 0 | 0 | 0 | 0 | 0 | 0 | 0 | 0 | 0 | 0 | 0 | 0 | 0 | 0 | 0 | 0 | 0 | 0 | 0 | 0 | 0 | 0 | 0
PG&E GBA | Stone | 115 | 0 | 0 | 0 | 0 | 0 | 0 | 0 | 0 | 0 | 0 | 0 | 0 | 0 | 0 | 0 | 0 | 0 | 0 | 0 | 0 | 0 | 0 | 0 | 0 | 0 | 0 | 0 | 0 | 0 | [15 empty] | 0 | 0 | 0 | 0 | 0 | 0 | 0 | 0 | 0 | 0 | 0 | 0 | 0 | 0 | 0 |  | 0 | 0 | 0 | 0 | 0 | 0 | 0 | 0 | 0 | 0 | 0 | 0 | 0 | 0 | 0 | #REF! | #REF! | #REF! | #REF! | #REF! | #REF! | #REF! | #REF! | #REF! | #REF! | #REF! | #REF! | #REF! | #REF! | 1 | [14 empty] | 0 | 0 | 0 | 0 | 0 | 0 | 0 | 0 | 0 | 0 | 0 | 0 | 0 | 0 | [15 empty] | 0 | 0 | 0 | 0 | 0 | 0 | 0 | 0 | 0 | 0 | 0 | 0 | 0 | 0 | 0 | 0 | 0 | 0 | 0 | 0 | 0 | 0 | 0 | 0 | 0 | 0 | 0 | 0 | 0 | 0 | 0
PG&E FRESNO | Storey | 230 | 0 | 0 | 0 | 0 | 0 | 0 | 0 | 0 | 0 | 0 | 0 | 0 | 0 | 0 | 0 | 0 | 0 | 0 | 0 | 0 | 0 | 0 | 0 | 0 | 0 | 0 | 0 | 0 | 0 | [15 empty] | 0 | 0 | 0 | 0 | 0 | 0 | 0 | 0 | 0 | 0 | 0 | 0 | 0 | 0 | 0 |  | 0 | 0 | 0 | 0 | 0 | 0 | 0 | 0 | 0 | 0 | 0 | 0 | 0 | 0 | 0 | #REF! | #REF! | #REF! | #REF! | #REF! | #REF! | #REF! | #REF! | #REF! | #REF! | #REF! | #REF! | #REF! | #REF! | 1 | 0 | 0 | 0 | 0 | 0 | 0 | 0 | 0 | 0 | 0 | 0 | 0 | 0 | 0 | 0 | 0 | 0 | 0 | 0 | 0 | 0 | 0 | 0 | 0 | 0 | 0 | 0 | 0 | [15 empty] | 0 | 0 | 0 | 0 | 0 | 0 | 0 | 0 | 0 | 0 | 0 | 0 | 0 | 0 | 0 | 0 | 0 | 0 | 0 | 0 | 0 | 0 | 0 | 0 | 0 | 0 | 0 | 0 | 0 | 0 | 0
PG&E NGBA | Summit | 115 | 40 | 0 | 0 | 0 | 0 | 0 | 0 | 0 | 0 | 0 | 0 | 0 | 0 | 0 | 1 | 0 | 0 | 0 | 0 | 0 | 0 | 0 | 0 | 0 | 0 | 0 | 0 | 0 | 0 | [15 empty] | 0 | 0 | 0 | 0 | 0 | 0 | 0 | 0 | 0 | 0 | 0 | 0 | 0 | 0 | 0 |  | 40 | 0 | 0 | 0 | 0 | 0 | 0 | 0 | 0 | 0 | 0 | 0 | 0 | 0 | 1 | #REF! | #REF! | #REF! | #REF! | #REF! | #REF! | #REF! | #REF! | #REF! | #REF! | #REF! | #REF! | #REF! | #REF! | 1 | [14 empty] | 0 | 0 | 0 | 0 | 0 | 0 | 0 | 0 | 0 | 0 | 0 | 0 | 0 | 0 |  |  |  | 220 | [11 empty] | 1 | 0 | 0 | 220 | 0 | 0 | 0 | 0 | 0 | 0 | 0 | 0 | 0 | 0 | 0 | 1 | 40 | 0 | 220 | 0 | 0 | 0 | 0 | 0 | 0 | 0 | 0 | 0 | 0 | 0 | 1
SDGE | Suncrest | 230 | 0 | 0 | 0 | 0 | 0 | 0 | 0 | 0 | 0 | 0 | 0 | 0 | 0 | 0 | 0 | [29 empty] | 0 | 0 | 0 | 0 | 0 | 0 | 0 | 0 | 0 | 0 | 0 | 0 | 0 | 0 | 0 |  | 0 | 0 | 0 | 0 | 0 | 0 | 0 | 0 | 0 | 0 | 0 | 0 | 0 | 0 | 0 | #REF! | #REF! | #REF! | #REF! | #REF! | #REF! | #REF! | #REF! | #REF! | #REF! | #REF! | #REF! | #REF! | #REF! | 1 | [14 empty] | 0 | 0 | 0 | 0 | 0 | 0 | 0 | 0 | 0 | 0 | 0 | 0 | 0 | 0 | [15 empty] | 0 | 0 | 0 | 0 | 0 | 0 | 0 | 0 | 0 | 0 | 0 | 0 | 0 | 0 | 0 | 0 | 0 | 0 | 0 | 0 | 0 | 0 | 0 | 0 | 0 | 0 | 0 | 0 | 0 | 0 | 0
SDGE | Suncrest | 500 | 0 | 0 | 0 | 0 | 0 | 0 | 0 | 0 | 0 | 0 | 0 | 0 | 0 | 0 | 0 | [29 empty] | 0 | 0 | 0 | 0 | 0 | 0 | 0 | 0 | 0 | 0 | 0 | 0 | 0 | 0 | 0 |  | 0 | 0 | 0 | 0 | 0 | 0 | 0 | 0 | 0 | 0 | 0 | 0 | 0 | 0 | 0 | #REF! | #REF! | #REF! | #REF! | #REF! | #REF! | #REF! | #REF! | #REF! | #REF! | #REF! | #REF! | #REF! | #REF! | 1 | [14 empty] | 0 | 0 | 0 | 0 | 0 | 0 | 0 | 0 | 0 | 0 | 0 | 0 | 0 | 0 | [15 empty] | 0 | 0 | 0 | 0 | 0 | 0 | 0 | 0 | 0 | 0 | 0 | 0 | 0 | 0 | 0 | 0 | 0 | 0 | 0 | 0 | 0 | 0 | 0 | 0 | 0 | 0 | 0 | 0 | 0 | 0 | 0
PG&E KERN | Sunrise | 230 | 0 | 0 | 0 | 0 | 0 | 0 | 0 | 0 | 0 | 0 | 0 | 0 | 0 | 0 | 0 | 0 | 0 | 0 | 0 | 0 | 0 | 0 | 0 | 0 | 0 | 0 | 0 | 0 | 0 | [15 empty] | 0 | 0 | 0 | 0 | 0 | 0 | 0 | 0 | 0 | 0 | 0 | 0 | 0 | 0 | 0 |  | 0 | 0 | 0 | 0 | 0 | 0 | 0 | 0 | 0 | 0 | 0 | 0 | 0 | 0 | 0 | #REF! | #REF! | #REF! | #REF! | #REF! | #REF! | #REF! | #REF! | #REF! | #REF! | #REF! | #REF! | #REF! | #REF! | 1 | [14 empty] | 0 | 0 | 0 | 0 | 0 | 0 | 0 | 0 | 0 | 0 | 0 | 0 | 0 | 0 | [15 empty] | 0 | 0 | 0 | 0 | 0 | 0 | 0 | 0 | 0 | 0 | 0 | 0 | 0 | 0 | 0 | 0 | 0 | 0 | 0 | 0 | 0 | 0 | 0 | 0 | 0 | 0 | 0 | 0 | 0 | 0 | 0
PG&E KERN | Sunset | 230 | 0 | 0 | 0 | 0 | 0 | 0 | 0 | 0 | 0 | 0 | 0 | 0 | 0 | 0 | 0 | 0 | 0 | 0 | 0 | 0 | 0 | 0 | 0 | 0 | 0 | 0 | 0 | 0 | 0 | [15 empty] | 0 | 0 | 0 | 0 | 0 | 0 | 0 | 0 | 0 | 0 | 0 | 0 | 0 | 0 | 0 |  | 0 | 0 | 0 | 0 | 0 | 0 | 0 | 0 | 0 | 0 | 0 | 0 | 0 | 0 | 0 | #REF! | #REF! | #REF! | #REF! | #REF! | #REF! | #REF! | #REF! | #REF! | #REF! | #REF! | #REF! | #REF! | #REF! | 1 | [14 empty] | 0 | 0 | 0 | 0 | 0 | 0 | 0 | 0 | 0 | 0 | 0 | 0 | 0 | 0 | [15 empty] | 0 | 0 | 0 | 0 | 0 | 0 | 0 | 0 | 0 | 0 | 0 | 0 | 0 | 0 | 0 | 0 | 0 | 0 | 0 | 0 | 0 | 0 | 0 | 0 | 0 | 0 | 0 | 0 | 0 | 0 | 0
PG&E GBA | Swift | 115 | 0 | 0 | 0 | 0 | 0 | 0 | 0 | 0 | 0 | 0 | 0 | 0 | 0 | 0 | 0 | 0 | 0 | 0 | 0 | 0 | 0 | 0 | 0 | 0 | 0 | 0 | 0 | 0 | 0 | [15 empty] | 0 | 0 | 0 | 0 | 0 | 0 | 0 | 0 | 0 | 0 | 0 | 0 | 0 | 0 | 0 |  | 0 | 0 | 0 | 0 | 0 | 0 | 0 | 0 | 0 | 0 | 0 | 0 | 0 | 0 | 0 | #REF! | #REF! | #REF! | #REF! | #REF! | #REF! | #REF! | #REF! | #REF! | #REF! | #REF! | #REF! | #REF! | #REF! | 1 | [14 empty] | 0 | 0 | 0 | 0 | 0 | 0 | 0 | 0 | 0 | 0 | 0 | 0 | 0 | 0 | [15 empty] | 0 | 0 | 0 | 0 | 0 | 0 | 0 | 0 | 0 | 0 | 0 | 0 | 0 | 0 | 0 | 0 | 0 | 0 | 0 | 0 | 0 | 0 | 0 | 0 | 0 | 0 | 0 | 0 | 0 | 0 | 0
SDGE | Sycamore Canyon | 138 | 0 | 0 | 0 | 0 | 0 | 0 | 0 | 0 | 0 | 0 | 0 | 0 | 0 | 0 | 0 | [13 empty] | 200 | [14 empty] | -200 | 1 | 0 | 0 | 0 | 0 | 0 | 0 | 0 | 0 | 0 | 0 | 0 | 0 | 0 | 0 |  | 0 | 0 | 0 | 0 | 0 | 0 | 0 | 0 | 0 | 0 | 0 | 0 | 0 | 0 | 0 | #REF! | #REF! | #REF! | #REF! | #REF! | #REF! | #REF! | #REF! | #REF! | #REF! | #REF! | #REF! | #REF! | #REF! | 1 | [14 empty] | 0 | 0 | 0 | 0 | 0 | 0 | 0 | 0 | 0 | 0 | 0 | 0 | 0 | 200 | [15 empty] | 0 | 0 | 0 | 0 | 0 | 0 | 0 | 0 | 0 | 0 | 0 | 0 | 0 | 0 | 0 | 0 | 0 | 0 | 0 | 0 | 0 | 0 | 0 | 0 | 0 | 0 | 0 | 0 | 0 | 0 | 0
SDGE | Sycamore Canyon | 230 | 0 | 0 | 0 | 0 | 0 | 0 | 0 | 0 | 0 | 0 | 0 | 0 | 0 | 0 | 0 | [13 empty] | 300 | [14 empty] | 200 | 1 | 0 | 0 | 0 | 0 | 0 | 0 | 0 | 0 | 0 | 0 | 0 | 0 | 0 | 500 |  | 0 | 0 | 0 | 0 | 0 | 0 | 0 | 0 | 0 | 0 | 0 | 0 | 0 | 500 | 1 | #REF! | #REF! | #REF! | #REF! | #REF! | #REF! | #REF! | #REF! | #REF! | #REF! | #REF! | #REF! | #REF! | #REF! | 1 | [14 empty] | 0 | 0 | 0 | 0 | 0 | 0 | 0 | 0 | 0 | 0 | 0 | 0 | 0 | 300 | [15 empty] | 0 | 0 | 0 | 0 | 0 | 0 | 0 | 0 | 0 | 0 | 0 | 0 | 0 | 0 | 500 | 1 | 0 | 0 | 0 | 0 | 0 | 0 | 0 | 0 | 0 | 0 | 0 | 0 | 0 | 500 | 1
SDGE | Sycamore Canyon | 69 | 0 | 0 | 0 | 0 | 0 | 0 | 0 | 0 | 0 | 0 | 0 | 0 | 0 | 0 | 0 | [29 empty] | 0 | 0 | 0 | 0 | 0 | 0 | 0 | 0 | 0 | 0 | 0 | 0 | 0 | 0 | 0 |  | 0 | 0 | 0 | 0 | 0 | 0 | 0 | 0 | 0 | 0 | 0 | 0 | 0 | 0 | 0 | #REF! | #REF! | #REF! | #REF! | #REF! | #REF! | #REF! | #REF! | #REF! | #REF! | #REF! | #REF! | #REF! | #REF! | 1 | [14 empty] | 0 | 0 | 0 | 0 | 0 | 0 | 0 | 0 | 0 | 0 | 0 | 0 | 0 | 0 | [15 empty] | 0 | 0 | 0 | 0 | 0 | 0 | 0 | 0 | 0 | 0 | 0 | 0 | 0 | 0 | 0 | 0 | 0 | 0 | 0 | 0 | 0 | 0 | 0 | 0 | 0 | 0 | 0 | 0 | 0 | 0 | 0
SCE Northern | Sylmar | 230 | 0 | 0 | 0 | 0 | 0 | 0 | 0 | 0 | 0 | 0 | 0 | 0 | 0 | 0 | 0 | [29 empty] | 0 | 0 | 0 | 0 | 0 | 0 | 0 | 0 | 0 | 0 | 0 | 0 | 0 | 0 | 0 |  | 0 | 0 | 0 | 0 | 0 | 0 | 0 | 0 | 0 | 0 | 0 | 0 | 0 | 0 | 0 | #REF! | #REF! | #REF! | #REF! | #REF! | #REF! | #REF! | #REF! | #REF! | #REF! | #REF! | #REF! | #REF! | #REF! | 1 | [14 empty] | 0 | 0 | 0 | 0 | 0 | 0 | 0 | 0 | 0 | 0 | 0 | 0 | 0 | 0 | [15 empty] | 0 | 0 | 0 | 0 | 0 | 0 | 0 | 0 | 0 | 0 | 0 | 0 | 0 | 0 | 0 | 0 | 0 | 0 | 0 | 0 | 0 | 0 | 0 | 0 | 0 | 0 | 0 | 0 | 0 | 0 | 0
PG&E NGBA | Table Mountain | 115 | 0 | 0 | 0 | 0 | 0 | 0 | 0 | 0 | 0 | 0 | 0 | 0 | 0 | 0 | 0 | 0 | 0 | 0 | 0 | 0 | 0 | 0 | 0 | 0 | 0 | 0 | 0 | 0 | 0 | [15 empty] | 0 | 0 | 0 | 0 | 0 | 0 | 0 | 0 | 0 | 0 | 0 | 0 | 0 | 0 | 0 |  | 0 | 0 | 0 | 0 | 0 | 0 | 0 | 0 | 0 | 0 | 0 | 0 | 0 | 0 | 0 | #REF! | #REF! | #REF! | #REF! | #REF! | #REF! | #REF! | #REF! | #REF! | #REF! | #REF! | #REF! | #REF! | #REF! | 1 | [14 empty] | 0 | 0 | 0 | 0 | 0 | 0 | 0 | 0 | 0 | 0 | 0 | 0 | 0 | 0 | [15 empty] | 0 | 0 | 0 | 0 | 0 | 0 | 0 | 0 | 0 | 0 | 0 | 0 | 0 | 0 | 0 | 0 | 0 | 0 | 0 | 0 | 0 | 0 | 0 | 0 | 0 | 0 | 0 | 0 | 0 | 0 | 0
PG&E NGBA | Table Mountain | 230 | 0 | 0 | 0 | 0 | 0 | 0 | 0 | 0 | 0 | 0 | 0 | 0 | 0 | 0 | 0 | 0 | 0 | 0 | 0 | 0 | 0 | 0 | 0 | 0 | 0 | 0 | 0 | 0 | 0 | [15 empty] | 0 | 0 | 0 | 0 | 0 | 0 | 0 | 0 | 0 | 0 | 0 | 0 | 0 | 0 | 0 |  | 0 | 0 | 0 | 0 | 0 | 0 | 0 | 0 | 0 | 0 | 0 | 0 | 0 | 0 | 0 | #REF! | #REF! | #REF! | #REF! | #REF! | #REF! | #REF! | #REF! | #REF! | #REF! | #REF! | #REF! | #REF! | #REF! | 1 | [14 empty] | 0 | 0 | 0 | 0 | 0 | 0 | 0 | 0 | 0 | 0 | 0 | 0 | 0 | 0 | [15 empty] | 0 | 0 | 0 | 0 | 0 | 0 | 0 | 0 | 0 | 0 | 0 | 0 | 0 | 0 | 0 | 0 | 0 | 0 | 0 | 0 | 0 | 0 | 0 | 0 | 0 | 0 | 0 | 0 | 0 | 0 | 0
PG&E NGBA | Table Mountain | 500 | 0 | 0 | 0 | 0 | 0 | 0 | 0 | 0 | 0 | 0 | 0 | 0 | 0 | 0 | 0 | 178 | 0 | 0 | 0 | 0 | 0 | 0 | 0 | 0 | 0 | 0 | 0 | 0 | 0 |  | -178 | [13 empty] | 1 | 0 | 0 | 0 | 0 | 0 | 0 | 0 | 0 | 0 | 0 | 0 | 0 | 0 | 0 |  | 0 | 0 | 0 | 0 | 0 | 0 | 0 | 0 | 0 | 0 | 0 | 0 | 0 | 0 | 0 | #REF! | #REF! | #REF! | #REF! | #REF! | #REF! | #REF! | #REF! | #REF! | #REF! | #REF! | #REF! | #REF! | #REF! | 1 | [14 empty] | 178 | 0 | 0 | 0 | 0 | 0 | 0 | 0 | 0 | 0 | 0 | 0 | 0 | 0 | [15 empty] | 0 | 0 | 0 | 0 | 0 | 0 | 0 | 0 | 0 | 0 | 0 | 0 | 0 | 0 | 0 | 0 | 0 | 0 | 0 | 0 | 0 | 0 | 0 | 0 | 0 | 0 | 0 | 0 | 0 | 0 | 0
PG&E NGBA | Table Mountain | 60 | 0 | 0 | 0 | 0 | 0 | 0 | 0 | 0 | 0 | 0 | 0 | 0 | 0 | 0 | 0 | 0 | 0 | 0 | 0 | 0 | 0 | 0 | 0 | 0 | 0 | 0 | 0 | 0 | 0 | [15 empty] | 0 | 0 | 0 | 0 | 0 | 0 | 0 | 0 | 0 | 0 | 0 | 0 | 0 | 0 | 0 |  | 0 | 0 | 0 | 0 | 0 | 0 | 0 | 0 | 0 | 0 | 0 | 0 | 0 | 0 | 0 | #REF! | #REF! | #REF! | #REF! | #REF! | #REF! | #REF! | #REF! | #REF! | #REF! | #REF! | #REF! | #REF! | #REF! | 1 | [14 empty] | 0 | 0 | 0 | 0 | 0 | 0 | 0 | 0 | 0 | 0 | 0 | 0 | 0 | 0 | [15 empty] | 0 | 0 | 0 | 0 | 0 | 0 | 0 | 0 | 0 | 0 | 0 | 0 | 0 | 0 | 0 | 0 | 0 | 0 | 0 | 0 | 0 | 0 | 0 | 0 | 0 | 0 | 0 | 0 | 0 | 0 | 0
PG&E KERN | Taft | 115 | 0 | 0 | 0 | 0 | 0 | 0 | 0 | 0 | 0 | 0 | 0 | 0 | 0 | 0 | 0 | 0 | 0 | 0 | 0 | 0 | 0 | 0 | 0 | 0 | 0 | 0 | 0 | 0 | 0 | [15 empty] | 0 | 0 | 0 | 0 | 0 | 0 | 0 | 0 | 0 | 0 | 0 | 0 | 0 | 0 | 0 |  | 0 | 0 | 0 | 0 | 0 | 0 | 0 | 0 | 0 | 0 | 0 | 0 | 0 | 0 | 0 | #REF! | #REF! | #REF! | #REF! | #REF! | #REF! | #REF! | #REF! | #REF! | #REF! | #REF! | #REF! | #REF! | #REF! | 1 | [14 empty] | 0 | 0 | 0 | 0 | 0 | 0 | 0 | 0 | 0 | 0 | 0 | 0 | 0 | 0 | [15 empty] | 0 | 0 | 0 | 0 | 0 | 0 | 0 | 0 | 0 | 0 | 0 | 0 | 0 | 0 | 0 | 0 | 0 | 0 | 0 | 0 | 0 | 0 | 0 | 0 | 0 | 0 | 0 | 0 | 0 | 0 | 0
SDGE | Talega | 138 | 0 | 0 | 0 | 0 | 0 | 0 | 0 | 0 | 0 | 0 | 0 | 0 | 0 | 0 | 0 | [29 empty] | 0 | 0 | 0 | 0 | 0 | 0 | 0 | 0 | 0 | 0 | 0 | 0 | 0 | 0 | 0 |  | 0 | 0 | 0 | 0 | 0 | 0 | 0 | 0 | 0 | 0 | 0 | 0 | 0 | 0 | 0 | #REF! | #REF! | #REF! | #REF! | #REF! | #REF! | #REF! | #REF! | #REF! | #REF! | #REF! | #REF! | #REF! | #REF! | 1 | [14 empty] | 0 | 0 | 0 | 0 | 0 | 0 | 0 | 0 | 0 | 0 | 0 | 0 | 0 | 0 | [15 empty] | 0 | 0 | 0 | 0 | 0 | 0 | 0 | 0 | 0 | 0 | 0 | 0 | 0 | 0 | 0 | 0 | 0 | 0 | 0 | 0 | 0 | 0 | 0 | 0 | 0 | 0 | 0 | 0 | 0 | 0 | 0
SDGE | Talega | 230 | 0 | 0 | 0 | 0 | 0 | 0 | 0 | 0 | 0 | 0 | 0 | 0 | 0 | 0 | 0 | [29 empty] | 0 | 0 | 0 | 0 | 0 | 0 | 0 | 0 | 0 | 0 | 0 | 0 | 0 | 0 | 0 |  | 0 | 0 | 0 | 0 | 0 | 0 | 0 | 0 | 0 | 0 | 0 | 0 | 0 | 0 | 0 | #REF! | #REF! | #REF! | #REF! | #REF! | #REF! | #REF! | #REF! | #REF! | #REF! | #REF! | #REF! | #REF! | #REF! | 1 | [14 empty] | 0 | 0 | 0 | 0 | 0 | 0 | 0 | 0 | 0 | 0 | 0 | 0 | 0 | 0 | [15 empty] | 0 | 0 | 0 | 0 | 0 | 0 | 0 | 0 | 0 | 0 | 0 | 0 | 0 | 0 | 0 | 0 | 0 | 0 | 0 | 0 | 0 | 0 | 0 | 0 | 0 | 0 | 0 | 0 | 0 | 0 | 0
PG&E GBA | Tassajara | 230 | 0 | 0 | 0 | 0 | 0 | 0 | 0 | 0 | 0 | 0 | 0 | 0 | 0 | 0 | 0 | 0 | 0 | 0 | 0 | 0 | 0 | 0 | 0 | 0 | 0 | 0 | 0 | 0 | 0 | [15 empty] | 0 | 0 | 0 | 0 | 0 | 0 | 0 | 0 | 0 | 0 | 0 | 0 | 0 | 0 | 0 |  | 0 | 0 | 0 | 0 | 0 | 0 | 0 | 0 | 0 | 0 | 0 | 0 | 0 | 0 | 0 | #REF! | #REF! | #REF! | #REF! | #REF! | #REF! | #REF! | #REF! | #REF! | #REF! | #REF! | #REF! | #REF! | #REF! | 1 | [14 empty] | 0 | 0 | 0 | 0 | 0 | 0 | 0 | 0 | 0 | 0 | 0 | 0 | 0 | 0 | [15 empty] | 0 | 0 | 0 | 0 | 0 | 0 | 0 | 0 | 0 | 0 | 0 | 0 | 0 | 0 | 0 | 0 | 0 | 0 | 0 | 0 | 0 | 0 | 0 | 0 | 0 | 0 | 0 | 0 | 0 | 0 | 0
PG&E KERN | Tejon | 70 | 0 | 0 | 0 | 0 | 0 | 0 | 0 | 0 | 0 | 0 | 0 | 0 | 0 | 0 | 0 | 0 | 0 | 0 | 0 | 0 | 0 | 0 | 0 | 0 | 0 | 0 | 0 | 0 | 0 | [15 empty] | 0 | 0 | 0 | 0 | 0 | 0 | 0 | 0 | 0 | 0 | 0 | 0 | 0 | 0 | 0 |  | 0 | 0 | 0 | 0 | 0 | 0 | 0 | 0 | 0 | 0 | 0 | 0 | 0 | 0 | 0 | #REF! | #REF! | #REF! | #REF! | #REF! | #REF! | #REF! | #REF! | #REF! | #REF! | #REF! | #REF! | #REF! | #REF! | 1 | [14 empty] | 0 | 0 | 0 | 0 | 0 | 0 | 0 | 0 | 0 | 0 | 0 | 0 | 0 | 0 | [15 empty] | 0 | 0 | 0 | 0 | 0 | 0 | 0 | 0 | 0 | 0 | 0 | 0 | 0 | 0 | 0 | 0 | 0 | 0 | 0 | 0 | 0 | 0 | 0 | 0 | 0 | 0 | 0 | 0 | 0 | 0 | 0
SDGE | Telegraph Canyon | 138 | 0 | 0 | 0 | 0 | 0 | 0 | 0 | 0 | 0 | 0 | 0 | 0 | 0 | 0 | 0 | [29 empty] | 0 | 0 | 0 | 0 | 0 | 0 | 0 | 0 | 0 | 0 | 0 | 0 | 0 | 0 | 0 |  | 0 | 0 | 0 | 0 | 0 | 0 | 0 | 0 | 0 | 0 | 0 | 0 | 0 | 0 | 0 | #REF! | #REF! | #REF! | #REF! | #REF! | #REF! | #REF! | #REF! | #REF! | #REF! | #REF! | #REF! | #REF! | #REF! | 1 | [14 empty] | 0 | 0 | 0 | 0 | 0 | 0 | 0 | 0 | 0 | 0 | 0 | 0 | 0 | 0 | [15 empty] | 0 | 0 | 0 | 0 | 0 | 0 | 0 | 0 | 0 | 0 | 0 | 0 | 0 | 0 | 0 | 0 | 0 | 0 | 0 | 0 | 0 | 0 | 0 | 0 | 0 | 0 | 0 | 0 | 0 | 0 | 0
PG&E KERN | Temblor | 115 | 0 | 0 | 0 | 0 | 0 | 0 | 0 | 0 | 0 | 0 | 0 | 0 | 0 | 0 | 0 | 0 | 0 | 0 | 0 | 0 | 0 | 0 | 0 | 0 | 0 | 0 | 0 | 0 | 0 | [15 empty] | 0 | 0 | 0 | 0 | 0 | 0 | 0 | 0 | 0 | 0 | 0 | 0 | 0 | 0 | 0 |  | 0 | 0 | 0 | 0 | 0 | 0 | 0 | 0 | 0 | 0 | 0 | 0 | 0 | 0 | 0 | #REF! | #REF! | #REF! | #REF! | #REF! | #REF! | #REF! | #REF! | #REF! | #REF! | #REF! | #REF! | #REF! | #REF! | 1 | [14 empty] | 0 | 0 | 0 | 0 | 0 | 0 | 0 | 0 | 0 | 0 | 0 | 0 | 0 | 0 | [15 empty] | 0 | 0 | 0 | 0 | 0 | 0 | 0 | 0 | 0 | 0 | 0 | 0 | 0 | 0 | 0 | 0 | 0 | 0 | 0 | 0 | 0 | 0 | 0 | 0 | 0 | 0 | 0 | 0 | 0 | 0 | 0
PG&E KERN | Templeton | 230 | 0 | 0 | 0 | 0 | 0 | 0 | 0 | 0 | 0 | 0 | 0 | 0 | 0 | 0 | 0 | 0 | 0 | 0 | 0 | 0 | 0 | 0 | 0 | 0 | 0 | 0 | 0 | 0 | 0 | [15 empty] | 0 | 0 | 0 | 0 | 0 | 0 | 0 | 0 | 0 | 0 | 0 | 0 | 0 | 0 | 0 |  | 0 | 0 | 0 | 0 | 0 | 0 | 0 | 0 | 0 | 0 | 0 | 0 | 0 | 0 | 0 | #REF! | #REF! | #REF! | #REF! | #REF! | #REF! | #REF! | #REF! | #REF! | #REF! | #REF! | #REF! | #REF! | #REF! | 1 | [14 empty] | 0 | 0 | 0 | 0 | 0 | 0 | 0 | 0 | 0 | 0 | 0 | 0 | 0 | 0 | [15 empty] | 0 | 0 | 0 | 0 | 0 | 0 | 0 | 0 | 0 | 0 | 0 | 0 | 0 | 0 | 0 | 0 | 0 | 0 | 0 | 0 | 0 | 0 | 0 | 0 | 0 | 0 | 0 | 0 | 0 | 0 | 0
PG&E KERN | Templeton | 70 | 0 | 0 | 0 | 0 | 0 | 0 | 0 | 0 | 0 | 0 | 0 | 0 | 0 | 0 | 0 | 0 | 0 | 0 | 0 | 0 | 0 | 0 | 0 | 0 | 0 | 0 | 0 | 0 | 200 | [14 empty] | -200 | 1 | 0 | 0 | 0 | 0 | 0 | 0 | 0 | 0 | 0 | 0 | 0 | 0 | 0 | 0 |  | 0 | 0 | 0 | 0 | 0 | 0 | 0 | 0 | 0 | 0 | 0 | 0 | 0 | 0 | 0 | #REF! | #REF! | #REF! | #REF! | #REF! | #REF! | #REF! | #REF! | #REF! | #REF! | #REF! | #REF! | #REF! | #REF! | 1 | [14 empty] | 0 | 0 | 0 | 0 | 0 | 0 | 0 | 0 | 0 | 0 | 0 | 0 | 0 | 200 | [15 empty] | 0 | 0 | 0 | 0 | 0 | 0 | 0 | 0 | 0 | 0 | 0 | 0 | 0 | 0 | 0 | 0 | 0 | 0 | 0 | 0 | 0 | 0 | 0 | 0 | 0 | 0 | 0 | 0 | 0 | 0 | 0
PG&E GBA | Tesla | 115 | 0 | 0 | 0 | 0 | 0 | 0 | 0 | 0 | 0 | 0 | 0 | 0 | 0 | 0 | 0 | 0 | 0 | 0 | 0 | 0 | 0 | 0 | 0 | 0 | 0 | 0 | 0 | 0 | 0 | [15 empty] | 0 | 0 | 0 | 0 | 0 | 0 | 0 | 0 | 0 | 0 | 0 | 0 | 0 | 0 | 0 |  | 0 | 0 | 0 | 0 | 0 | 0 | 0 | 0 | 0 | 0 | 0 | 0 | 0 | 0 | 0 | #REF! | #REF! | #REF! | #REF! | #REF! | #REF! | #REF! | #REF! | #REF! | #REF! | #REF! | #REF! | #REF! | #REF! | 1 | [14 empty] | 0 | 0 | 0 | 0 | 0 | 0 | 0 | 0 | 0 | 0 | 0 | 0 | 0 | 0 | [15 empty] | 0 | 0 | 0 | 0 | 0 | 0 | 0 | 0 | 0 | 0 | 0 | 0 | 0 | 0 | 0 | 0 | 0 | 0 | 0 | 0 | 0 | 0 | 0 | 0 | 0 | 0 | 0 | 0 | 0 | 0 | 0
PG&E GBA | Tesla | 230 | 0 | 0 | 0 | 0 | 0 | 0 | 0 | 0 | 0 | 0 | 0 | 125 | 0 | 0 | 1 | 0 | 0 | 0 | 0 | 0 | 0 | 0 | 0 | 0 | 0 | 0 | 0 | 0 | 0 | [15 empty] | 0 | 0 | 0 | 0 | 0 | 0 | 0 | 0 | 0 | 0 | 0 | 0 | 0 | 0 | 0 |  | 0 | 0 | 0 | 0 | 0 | 0 | 0 | 0 | 0 | 0 | 0 | 125 | 0 | 0 | 1 | #REF! | #REF! | #REF! | #REF! | #REF! | #REF! | #REF! | #REF! | #REF! | #REF! | #REF! | #REF! | #REF! | #REF! | 1 | [14 empty] | 0 | 0 | 0 | 0 | 0 | 0 | 0 | 0 | 0 | 0 | 0 | 0 | 0 | 0 | [15 empty] | 0 | 0 | 0 | 0 | 0 | 0 | 0 | 0 | 0 | 0 | 0 | 0 | 0 | 0 | 0 | 0 | 0 | 0 | 0 | 0 | 0 | 0 | 0 | 0 | 0 | 0 | 0 | 125 | 0 | 0 | 1
PG&E GBA | Tesla | 500 | 0 | 0 | 0 | 0 | 0 | 0 | 0 | 0 | 0 | 0 | 0 | 0 | 0 | 0 | 0 | 0 | 0 | 0 | 0 | 0 | 0 | 0 | 0 | 0 |  |  | 0 | 0 | 0 | [11 empty] | 300 |  |  |  | 1 | 0 | 0 | 0 | 0 | 0 | 0 | 0 | 0 | 0 | 0 | 300 | 0 | 0 | 0 |  | 0 | 0 | 0 | 0 | 0 | 0 | 0 | 0 | 0 | 0 | 300 | 0 | 0 | 0 | 1 | #REF! | #REF! | #REF! | #REF! | #REF! | #REF! | #REF! | #REF! | #REF! | #REF! | #REF! | #REF! | #REF! | #REF! | 1 |  |  |  |  | 4000 | [9 empty] | 0 | 0 | 0 | 0 | 4000 | 0 | 0 | 0 | 0 | 0 | 0 | 0 | 0 | 0 | [15 empty] | 0 | 0 | 0 | 0 | 0 | 4000 | 0 | 0 | 0 | 0 | 0 | 300 | 0 | 0 | 0 | 1 | 0 | 0 | 0 | 0 | 4000 | 0 | 0 | 0 | 0 | 0 | 300 | 0 | 0 | 0 | 1
PG&E KERN | Tevis | 115 | 0 | 0 | 0 | 0 | 0 | 0 | 0 | 0 | 0 | 0 | 0 | 0 | 0 | 0 | 0 | 0 | 0 | 0 | 0 | 0 | 0 | 0 | 0 | 0 | 100 | 0 | 0 | 0 | 0 | [10 empty] | -100 |  |  |  |  | 1 | 0 | 0 | 0 | 0 | 0 | 0 | 0 | 0 | 0 | 0 | 0 | 0 | 0 | 0 |  | 0 | 0 | 0 | 0 | 0 | 0 | 0 | 0 | 0 | 0 | 0 | 0 | 0 | 0 | 0 | #REF! | #REF! | #REF! | #REF! | #REF! | #REF! | #REF! | #REF! | #REF! | #REF! | #REF! | #REF! | #REF! | #REF! | 1 | [14 empty] | 0 | 0 | 0 | 0 | 0 | 0 | 0 | 0 | 0 | 100 | 0 | 0 | 0 | 0 | [15 empty] | 0 | 0 | 0 | 0 | 0 | 0 | 0 | 0 | 0 | 0 | 0 | 0 | 0 | 0 | 0 | 0 | 0 | 0 | 0 | 0 | 0 | 0 | 0 | 0 | 0 | 0 | 0 | 0 | 0 | 0 | 0
EOP | Thousandaire | 138 | 0 | 0 | 0 | 0 | 0 | 0 | 0 | 0 | 0 | 0 | 0 | 0 | 0 | 0 | 0 | [29 empty] | 0 | 0 | 0 | 0 | 0 | 0 | 0 | 0 | 0 | 0 | 0 | 0 | 0 | 0 | 0 |  | 0 | 0 | 0 | 0 | 0 | 0 | 0 | 0 | 0 | 0 | 0 | 0 | 0 | 0 | 0 | #REF! | #REF! | #REF! | #REF! | #REF! | #REF! | #REF! | #REF! | #REF! | #REF! | #REF! | #REF! | #REF! | #REF! | 1 | [14 empty] | 0 | 0 | 0 | 0 | 0 | 0 | 0 | 0 | 0 | 0 | 0 | 0 | 0 | 0 | [15 empty] | 0 | 0 | 0 | 0 | 0 | 0 | 0 | 0 | 0 | 0 | 0 | 0 | 0 | 0 | 0 | 0 | 0 | 0 | 0 | 0 | 0 | 0 | 0 | 0 | 0 | 0 | 0 | 0 | 0 | 0 | 0
PG&E KERN | Topaz | 230 | 0 | 0 | 0 | 0 | 0 | 0 | 0 | 0 | 0 | 0 | 0 | 0 | 0 | 0 | 0 | 0 | 0 | 0 | 0 | 0 | 0 | 0 | 0 | 0 | 0 | 0 | 0 | 0 | 170 | [14 empty] | -170 | 1 | 0 | 0 | 0 | 0 | 0 | 0 | 0 | 0 | 0 | 0 | 0 | 0 | 0 | 0 |  | 0 | 0 | 0 | 0 | 0 | 0 | 0 | 0 | 0 | 0 | 0 | 0 | 0 | 0 | 0 | #REF! | #REF! | #REF! | #REF! | #REF! | #REF! | #REF! | #REF! | #REF! | #REF! | #REF! | #REF! | #REF! | #REF! | 1 | [14 empty] | 0 | 0 | 0 | 0 | 0 | 0 | 0 | 0 | 0 | 0 | 0 | 0 | 0 | 170 | [15 empty] | 0 | 0 | 0 | 0 | 0 | 0 | 0 | 0 | 0 | 0 | 0 | 0 | 0 | 0 | 0 | 0 | 0 | 0 | 0 | 0 | 0 | 0 | 0 | 0 | 0 | 0 | 0 | 0 | 0 | 0 | 0
SCE NOL | Tortilla | 115 | 0 | 0 | 0 | 0 | 0 | 0 | 0 | 0 | 3 | 0 | 0 | 0 | 0 | 0 | 1 | [29 empty] | 0 | 0 | 0 | 0 | 0 | 0 | 0 | 0 | 0 | 0 | 0 | 0 | 0 | 0 | 0 |  | 0 | 0 | 0 | 0 | 0 | 0 | 0 | 0 | 3 | 0 | 0 | 0 | 0 | 0 | 1 | #REF! | #REF! | #REF! | #REF! | #REF! | #REF! | #REF! | #REF! | #REF! | #REF! | #REF! | #REF! | #REF! | #REF! | 1 | [14 empty] | 0 | 0 | 0 | 0 | 0 | 0 | 0 | 0 | 0 | 0 | 0 | 0 | 0 | 0 | [15 empty] | 0 | 0 | 0 | 0 | 0 | 0 | 0 | 0 | 0 | 0 | 0 | 0 | 0 | 0 | 0 | 0 | 0 | 0 | 0 | 0 | 0 | 0 | 0 | 0 | 3 | 0 | 0 | 0 | 0 | 0 | 1
SDGE | Trabuco | 138 | 0 | 0 | 0 | 0 | 0 | 0 | 0 | 0 | 0 | 0 | 0 | 0 | 0 | 0 | 0 | [29 empty] | 0 | 0 | 0 | 0 | 0 | 0 | 0 | 0 | 0 | 0 | 0 | 0 | 0 | 0 | 0 |  | 0 | 0 | 0 | 0 | 0 | 0 | 0 | 0 | 0 | 0 | 0 | 0 | 0 | 0 | 0 | #REF! | #REF! | #REF! | #REF! | #REF! | #REF! | #REF! | #REF! | #REF! | #REF! | #REF! | #REF! | #REF! | #REF! | 1 | [14 empty] | 0 | 0 | 0 | 0 | 0 | 0 | 0 | 0 | 0 | 0 | 0 | 0 | 0 | 0 | [15 empty] | 0 | 0 | 0 | 0 | 0 | 0 | 0 | 0 | 0 | 0 | 0 | 0 | 0 | 0 | 0 | 0 | 0 | 0 | 0 | 0 | 0 | 0 | 0 | 0 | 0 | 0 | 0 | 0 | 0 | 0 | 0
PG&E GBA | Tracy | 115 | 0 | 0 | 0 | 0 | 0 | 0 | 0 | 0 | 0 | 0 | 0 | 0 | 0 | 0 | 0 | 0 | 0 | 0 | 0 | 0 | 0 | 0 | 0 | 0 | 0 | 0 | 0 | 0 | 0 | [15 empty] | 0 | 0 | 0 | 0 | 0 | 0 | 0 | 0 | 0 | 0 | 0 | 0 | 0 | 0 | 0 |  | 0 | 0 | 0 | 0 | 0 | 0 | 0 | 0 | 0 | 0 | 0 | 0 | 0 | 0 | 0 | #REF! | #REF! | #REF! | #REF! | #REF! | #REF! | #REF! | #REF! | #REF! | #REF! | #REF! | #REF! | #REF! | #REF! | 1 | [14 empty] | 0 | 0 | 0 | 0 | 0 | 0 | 0 | 0 | 0 | 0 | 0 | 0 | 0 | 0 | [15 empty] | 0 | 0 | 0 | 0 | 0 | 0 | 0 | 0 | 0 | 0 | 0 | 0 | 0 | 0 | 0 | 0 | 0 | 0 | 0 | 0 | 0 | 0 | 0 | 0 | 0 | 0 | 0 | 0 | 0 | 0 | 0
PG&E FRESNO | Tranquility | 230 | 0 | 0 | 0 | 0 | 0 | 0 | 0 | 0 | 0 | 0 | 400 | 352 | 0 | 0 | 1 | 0 | 0 | 0 | 0 | 0 | 0 | 0 | 0 | 0 | 100 |  | 0 | 0 | 0 | 1 | [9 empty] | 0 | 360 |  | 0 |  | 1 | 0 | 0 | 0 | 0 | 0 | 0 | 0 | 0 | 0 | 100 | 360 | 0 | 0 | 0 |  | 0 | 0 | 0 | 0 | 0 | 0 | 0 | 0 | 0 | 100 | 760 | 352 | 0 | 0 | 1 | #REF! | #REF! | #REF! | #REF! | #REF! | #REF! | #REF! | #REF! | #REF! | #REF! | #REF! | #REF! | #REF! | #REF! | 1 | 0 | 0 | 0 | 0 | 0 | 0 | 0 | 0 | 0 | 110 | 0 | 0 | 0 | 0 | 0 | 0 | 0 | 0 | 0 | 0 | 0 | 0 | 0 | 210 | 0 | 0 | 0 | 0 | [15 empty] | 0 | 0 | 0 | 0 | 0 | 0 | 0 | 0 | 0 | 0 | 210 | 360 | 0 | 0 | 0 | 1 | 0 | 0 | 0 | 0 | 0 | 0 | 0 | 0 | 0 | 210 | 760 | 352 | 0 | 0 | 1
PG&E GBA | Trimble | 115 | 0 | 0 | 0 | 0 | 0 | 0 | 0 | 0 | 0 | 0 | 0 | 0 | 0 | 0 | 0 | 0 | 0 | 0 | 0 | 0 | 0 | 0 | 0 | 0 | 0 | 0 | 0 | 0 | 0 | [15 empty] | 0 | 0 | 0 | 0 | 0 | 0 | 0 | 0 | 0 | 0 | 0 | 0 | 0 | 0 | 0 |  | 0 | 0 | 0 | 0 | 0 | 0 | 0 | 0 | 0 | 0 | 0 | 0 | 0 | 0 | 0 | #REF! | #REF! | #REF! | #REF! | #REF! | #REF! | #REF! | #REF! | #REF! | #REF! | #REF! | #REF! | #REF! | #REF! | 1 | [14 empty] | 0 | 0 | 0 | 0 | 0 | 0 | 0 | 0 | 0 | 0 | 0 | 0 | 0 | 0 | [15 empty] | 0 | 0 | 0 | 0 | 0 | 0 | 0 | 0 | 0 | 0 | 0 | 0 | 0 | 0 | 0 | 0 | 0 | 0 | 0 | 0 | 0 | 0 | 0 | 0 | 0 | 0 | 0 | 0 | 0 | 0 | 0
EOP | Trout Canyon | 230 | 0 | 0 | 0 | 0 | 0 | 0 | 0 | 0 | 0 | 65 | 650 | 485 | 0 | 0 | 1 | [9 empty] | 835 | 216 |  | 60 |  | 1 | [12 empty] | -60 |  | 1 | 0 | 0 | 0 | 0 | 0 | 0 | 0 | 0 | 0 | 835 | 216 | 0 | 0 | 0 |  | 0 | 0 | 0 | 0 | 0 | 0 | 0 | 0 | 0 | 900 | 866 | 485 | 0 | 0 | 1 | #REF! | #REF! | #REF! | #REF! | #REF! | #REF! | #REF! | #REF! | #REF! | #REF! | #REF! | #REF! | #REF! | #REF! | 1 | [14 empty] | 0 | 0 | 0 | 0 | 0 | 0 | 0 | 0 | 0 | 835 | 216 | 0 | 60 | 0 | [15 empty] | 0 | 0 | 0 | 0 | 0 | 0 | 0 | 0 | 0 | 0 | 835 | 216 | 0 | 0 | 0 | 1 | 0 | 0 | 0 | 0 | 0 | 0 | 0 | 0 | 0 | 900 | 866 | 485 | 0 | 0 | 1
EOP | Trout Canyon | 500 | 0 | 0 | 0 | 0 | 0 | 0 | 0 | 0 | 0 | 0 | 0 | 0 | 0 | 0 | 0 | [29 empty] | 0 | 0 | 0 | 0 | 0 | 0 | 0 | 0 | 0 | 0 | 0 | 0 | 0 | 0 | 0 |  | 0 | 0 | 0 | 0 | 0 | 0 | 0 | 0 | 0 | 0 | 0 | 0 | 0 | 0 | 0 | #REF! | #REF! | #REF! | #REF! | #REF! | #REF! | #REF! | #REF! | #REF! | #REF! | #REF! | #REF! | #REF! | #REF! | 1 | [14 empty] | 0 | 0 | 0 | 0 | 0 | 0 | 0 | 0 | 0 | 0 | 0 | 0 | 0 | 0 | [15 empty] | 0 | 0 | 0 | 0 | 0 | 0 | 0 | 0 | 0 | 0 | 0 | 0 | 0 | 0 | 0 | 0 | 0 | 0 | 0 | 0 | 0 | 0 | 0 | 0 | 0 | 0 | 0 | 0 | 0 | 0 | 0
PG&E NGBA | Tulucay | 230 | 0 | 0 | 0 | 0 | 0 | 0 | 0 | 0 | 0 | 0 | 0 | 0 | 0 | 0 | 0 | 115 | 0 | 0 | 0 | 0 | 0 | 0 | 0 | 0 | 0 | 0 | 0 | 0 | 0 |  | -115 | [13 empty] | 1 | 0 | 0 | 0 | 0 | 0 | 0 | 0 | 0 | 0 | 0 | 0 | 0 | 0 | 0 |  | 0 | 0 | 0 | 0 | 0 | 0 | 0 | 0 | 0 | 0 | 0 | 0 | 0 | 0 | 0 | #REF! | #REF! | #REF! | #REF! | #REF! | #REF! | #REF! | #REF! | #REF! | #REF! | #REF! | #REF! | #REF! | #REF! | 1 | [14 empty] | 115 | 0 | 0 | 0 | 0 | 0 | 0 | 0 | 0 | 0 | 0 | 0 | 0 | 0 | [15 empty] | 0 | 0 | 0 | 0 | 0 | 0 | 0 | 0 | 0 | 0 | 0 | 0 | 0 | 0 | 0 | 0 | 0 | 0 | 0 | 0 | 0 | 0 | 0 | 0 | 0 | 0 | 0 | 0 | 0 | 0 | 0
PG&E NGBA | Tulucay | 60 | 0 | 0 | 0 | 0 | 0 | 0 | 0 | 0 | 0 | 0 | 0 | 0 | 0 | 0 | 0 | 0 | 0 | 0 | 0 | 0 | 0 | 0 | 0 | 0 | 0 | 0 | 0 | 0 | 0 | [15 empty] | 0 | 0 | 0 | 0 | 0 | 0 | 0 | 0 | 0 | 0 | 0 | 0 | 0 | 0 | 0 |  | 0 | 0 | 0 | 0 | 0 | 0 | 0 | 0 | 0 | 0 | 0 | 0 | 0 | 0 | 0 | #REF! | #REF! | #REF! | #REF! | #REF! | #REF! | #REF! | #REF! | #REF! | #REF! | #REF! | #REF! | #REF! | #REF! | 1 | [14 empty] | 0 | 0 | 0 | 0 | 0 | 0 | 0 | 0 | 0 | 0 | 0 | 0 | 0 | 0 | [15 empty] | 0 | 0 | 0 | 0 | 0 | 0 | 0 | 0 | 0 | 0 | 0 | 0 | 0 | 0 | 0 | 0 | 0 | 0 | 0 | 0 | 0 | 0 | 0 | 0 | 0 | 0 | 0 | 0 | 0 | 0 | 0
PG&E KERN | Tupman | 115 | 0 | 0 | 0 | 0 | 0 | 0 | 0 | 0 | 0 | 0 | 0 | 0 | 0 | 0 | 0 | 0 | 0 | 0 | 0 | 0 | 0 | 0 | 0 | 0 | 0 | 0 | 0 | 0 | 0 | [15 empty] | 0 | 0 | 0 | 0 | 0 | 0 | 0 | 0 | 0 | 0 | 0 | 0 | 0 | 0 | 0 |  | 0 | 0 | 0 | 0 | 0 | 0 | 0 | 0 | 0 | 0 | 0 | 0 | 0 | 0 | 0 | #REF! | #REF! | #REF! | #REF! | #REF! | #REF! | #REF! | #REF! | #REF! | #REF! | #REF! | #REF! | #REF! | #REF! | 1 | [14 empty] | 0 | 0 | 0 | 0 | 0 | 0 | 0 | 0 | 0 | 0 | 0 | 0 | 0 | 0 | [15 empty] | 0 | 0 | 0 | 0 | 0 | 0 | 0 | 0 | 0 | 0 | 0 | 0 | 0 | 0 | 0 | 0 | 0 | 0 | 0 | 0 | 0 | 0 | 0 | 0 | 0 | 0 | 0 | 0 | 0 | 0 | 0
PG&E NGBA | Ukiah | 115 | 0 | 0 | 0 | 0 | 0 | 0 | 0 | 0 | 0 | 0 | 0 | 0 | 0 | 0 | 0 | 0 | 0 | 0 | 0 | 0 | 0 | 0 | 0 | 0 | 0 | 0 | 0 | 0 | 0 | [15 empty] | 0 | 0 | 0 | 0 | 0 | 0 | 0 | 0 | 0 | 0 | 0 | 0 | 0 | 0 | 0 |  | 0 | 0 | 0 | 0 | 0 | 0 | 0 | 0 | 0 | 0 | 0 | 0 | 0 | 0 | 0 | #REF! | #REF! | #REF! | #REF! | #REF! | #REF! | #REF! | #REF! | #REF! | #REF! | #REF! | #REF! | #REF! | #REF! | 1 | [14 empty] | 0 | 0 | 0 | 0 | 0 | 0 | 0 | 0 | 0 | 0 | 0 | 0 | 0 | 0 | [15 empty] | 0 | 0 | 0 | 0 | 0 | 0 | 0 | 0 | 0 | 0 | 0 | 0 | 0 | 0 | 0 | 0 | 0 | 0 | 0 | 0 | 0 | 0 | 0 | 0 | 0 | 0 | 0 | 0 | 0 | 0 | 0
PG&E KERN | Union (Estrella) | 70 | 0 | 0 | 0 | 0 | 0 | 0 | 0 | 0 | 0 | 0 | 0 | 0 | 0 | 0 | 0 | 0 | 0 | 0 | 0 | 0 | 0 | 0 | 0 | 0 | 0 | 0 | 0 | 0 | 0 | [15 empty] | 0 | 0 | 0 | 0 | 0 | 0 | 0 | 0 | 0 | 0 | 0 | 0 | 0 | 0 | 0 |  | 0 | 0 | 0 | 0 | 0 | 0 | 0 | 0 | 0 | 0 | 0 | 0 | 0 | 0 | 0 | #REF! | #REF! | #REF! | #REF! | #REF! | #REF! | #REF! | #REF! | #REF! | #REF! | #REF! | #REF! | #REF! | #REF! | 1 | [14 empty] | 0 | 0 | 0 | 0 | 0 | 0 | 0 | 0 | 0 | 0 | 0 | 0 | 0 | 0 | [15 empty] | 0 | 0 | 0 | 0 | 0 | 0 | 0 | 0 | 0 | 0 | 0 | 0 | 0 | 0 | 0 | 0 | 0 | 0 | 0 | 0 | 0 | 0 | 0 | 0 | 0 | 0 | 0 | 0 | 0 | 0 | 0
PG&E NGBA | Vaca Dixon | 115 | 0 | 0 | 0 | 0 | 0 | 0 | 0 | 0 | 0 | 0 | 0 | 0 | 0 | 0 | 0 | 0 | 0 | 0 | 0 | 0 | 0 | 0 | 0 | 0 | 0 | 0 | 0 | 0 | 0 | [15 empty] | 0 | 0 | 0 | 0 | 0 | 0 | 0 | 0 | 0 | 0 | 0 | 0 | 0 | 0 | 0 |  | 0 | 0 | 0 | 0 | 0 | 0 | 0 | 0 | 0 | 0 | 0 | 0 | 0 | 0 | 0 | #REF! | #REF! | #REF! | #REF! | #REF! | #REF! | #REF! | #REF! | #REF! | #REF! | #REF! | #REF! | #REF! | #REF! | 1 | [14 empty] | 0 | 0 | 0 | 0 | 0 | 0 | 0 | 0 | 0 | 0 | 0 | 0 | 0 | 0 | [15 empty] | 0 | 0 | 0 | 0 | 0 | 0 | 0 | 0 | 0 | 0 | 0 | 0 | 0 | 0 | 0 | 0 | 0 | 0 | 0 | 0 | 0 | 0 | 0 | 0 | 0 | 0 | 0 | 0 | 0 | 0 | 0
PG&E NGBA | Vaca Dixon | 230 | 0 | 0 | 0 | 0 | 0 | 0 | 0 | 0 | 0 | 0 | 0 | 300 | 0 | 0 | 1 | 0 | 0 | 0 | 0 | 0 | 0 | 0 | 0 | 0 | 0 | 160 | 0 | 0 | 0 | [11 empty] | -160 |  |  |  | 1 | 0 | 0 | 0 | 0 | 0 | 0 | 0 | 0 | 0 | 0 | 0 | 0 | 0 | 0 |  | 0 | 0 | 0 | 0 | 0 | 0 | 0 | 0 | 0 | 0 | 0 | 300 | 0 | 0 | 1 | #REF! | #REF! | #REF! | #REF! | #REF! | #REF! | #REF! | #REF! | #REF! | #REF! | #REF! | #REF! | #REF! | #REF! | 1 | [14 empty] | 0 | 0 | 0 | 0 | 0 | 0 | 0 | 0 | 0 | 0 | 160 | 0 | 0 | 0 |  |  |  | 70 | [11 empty] | 1 | 0 | 0 | 70 | 0 | 0 | 0 | 0 | 0 | 0 | 0 | 0 | 0 | 0 | 0 | 1 | 0 | 0 | 70 | 0 | 0 | 0 | 0 | 0 | 0 | 0 | 0 | 300 | 0 | 0 | 1
PG&E NGBA | Vaca Dixon | 500 | 0 | 0 | 0 | 0 | 0 | 0 | 0 | 0 | 0 | 0 | 0 | 0 | 0 | 0 | 0 | 0 | 0 | 0 | 20 | 0 | 0 | 0 | 0 | 0 | 0 | 310 | 0 | 0 | 0 |  |  |  |  | -20 | [6 empty] | -310 |  |  |  | 1 | 0 | 0 | 0 | 0 | 0 | 0 | 0 | 0 | 0 | 0 | 0 | 0 | 0 | 0 |  | 0 | 0 | 0 | 0 | 0 | 0 | 0 | 0 | 0 | 0 | 0 | 0 | 0 | 0 | 0 | #REF! | #REF! | #REF! | #REF! | #REF! | #REF! | #REF! | #REF! | #REF! | #REF! | #REF! | #REF! | #REF! | #REF! | 1 | [14 empty] | 0 | 0 | 0 | 20 | 0 | 0 | 0 | 0 | 0 | 0 | 310 | 0 | 0 | 0 | [15 empty] | 0 | 0 | 0 | 0 | 0 | 0 | 0 | 0 | 0 | 0 | 0 | 0 | 0 | 0 | 0 | 0 | 0 | 0 | 0 | 0 | 0 | 0 | 0 | 0 | 0 | 0 | 0 | 0 | 0 | 0 | 0
PG&E NGBA | Vaca Dixon | 60 | 0 | 0 | 0 | 0 | 0 | 0 | 0 | 0 | 0 | 0 | 0 | 0 | 0 | 0 | 0 | 0 | 0 | 0 | 0 | 0 | 0 | 0 | 0 | 0 | 0 | 0 | 0 | 0 | 0 | [15 empty] | 0 | 0 | 0 | 0 | 0 | 0 | 0 | 0 | 0 | 0 | 0 | 0 | 0 | 0 | 0 |  | 0 | 0 | 0 | 0 | 0 | 0 | 0 | 0 | 0 | 0 | 0 | 0 | 0 | 0 | 0 | #REF! | #REF! | #REF! | #REF! | #REF! | #REF! | #REF! | #REF! | #REF! | #REF! | #REF! | #REF! | #REF! | #REF! | 1 | [14 empty] | 0 | 0 | 0 | 0 | 0 | 0 | 0 | 0 | 0 | 0 | 0 | 0 | 0 | 0 | [15 empty] | 0 | 0 | 0 | 0 | 0 | 0 | 0 | 0 | 0 | 0 | 0 | 0 | 0 | 0 | 0 | 0 | 0 | 0 | 0 | 0 | 0 | 0 | 0 | 0 | 0 | 0 | 0 | 0 | 0 | 0 | 0
SCE Eastern | Valley (SCE) | 500 | 0 | 0 | 0 | 0 | 0 | 0 | 0 | 0 | 0 | 0 | 0 | 310 | 0 | 0 | 1 | [10 empty] | 300 | [14 empty] | -300 |  |  |  | 1 | 0 | 0 | 0 | 0 | 0 | 0 | 0 | 0 | 0 | 0 | 0 | 0 | 0 | 0 |  | 0 | 0 | 0 | 0 | 0 | 0 | 0 | 0 | 0 | 0 | 0 | 310 | 0 | 0 | 1 | #REF! | #REF! | #REF! | #REF! | #REF! | #REF! | #REF! | #REF! | #REF! | #REF! | #REF! | #REF! | #REF! | #REF! | 1 | [14 empty] | 0 | 0 | 0 | 0 | 0 | 0 | 0 | 0 | 0 | 0 | 300 | 0 | 0 | 0 | [15 empty] | 0 | 0 | 0 | 0 | 0 | 0 | 0 | 0 | 0 | 0 | 0 | 0 | 0 | 0 | 0 | 0 | 0 | 0 | 0 | 0 | 0 | 0 | 0 | 0 | 0 | 0 | 0 | 310 | 0 | 0 | 1
EOP | Valley (VEA) | 138 | 0 | 0 | 0 | 0 | 0 | 0 | 0 | 0 | 0 | 0 | 0 | 0 | 0 | 0 | 0 | [29 empty] | 0 | 0 | 0 | 0 | 0 | 0 | 0 | 0 | 0 | 0 | 0 | 0 | 0 | 0 | 0 |  | 0 | 0 | 0 | 0 | 0 | 0 | 0 | 0 | 0 | 0 | 0 | 0 | 0 | 0 | 0 | #REF! | #REF! | #REF! | #REF! | #REF! | #REF! | #REF! | #REF! | #REF! | #REF! | #REF! | #REF! | #REF! | #REF! | 1 | [14 empty] | 0 | 0 | 0 | 0 | 0 | 0 | 0 | 0 | 0 | 0 | 0 | 0 | 0 | 0 | [15 empty] | 0 | 0 | 0 | 0 | 0 | 0 | 0 | 0 | 0 | 0 | 0 | 0 | 0 | 0 | 0 | 0 | 0 | 0 | 0 | 0 | 0 | 0 | 0 | 0 | 0 | 0 | 0 | 0 | 0 | 0 | 0
SDGE | Valley Center | 69 | 0 | 0 | 0 | 0 | 0 | 0 | 0 | 0 | 0 | 0 | 0 | 0 | 0 | 0 | 0 | [29 empty] | 0 | 0 | 0 | 0 | 0 | 0 | 0 | 0 | 0 | 0 | 0 | 0 | 0 | 0 | 0 |  | 0 | 0 | 0 | 0 | 0 | 0 | 0 | 0 | 0 | 0 | 0 | 0 | 0 | 0 | 0 | #REF! | #REF! | #REF! | #REF! | #REF! | #REF! | #REF! | #REF! | #REF! | #REF! | #REF! | #REF! | #REF! | #REF! | 1 | [14 empty] | 0 | 0 | 0 | 0 | 0 | 0 | 0 | 0 | 0 | 0 | 0 | 0 | 0 | 0 | [15 empty] | 0 | 0 | 0 | 0 | 0 | 0 | 0 | 0 | 0 | 0 | 0 | 0 | 0 | 0 | 0 | 0 | 0 | 0 | 0 | 0 | 0 | 0 | 0 | 0 | 0 | 0 | 0 | 0 | 0 | 0 | 0
PG&E GBA | Valley Home | 115 | 0 | 0 | 0 | 0 | 0 | 0 | 0 | 0 | 0 | 0 | 0 | 0 | 0 | 0 | 0 | 0 | 0 | 0 | 0 | 0 | 0 | 0 | 0 | 0 | 0 | 0 | 0 | 0 | 0 | [15 empty] | 0 | 0 | 0 | 0 | 0 | 0 | 0 | 0 | 0 | 0 | 0 | 0 | 0 | 0 | 0 |  | 0 | 0 | 0 | 0 | 0 | 0 | 0 | 0 | 0 | 0 | 0 | 0 | 0 | 0 | 0 | #REF! | #REF! | #REF! | #REF! | #REF! | #REF! | #REF! | #REF! | #REF! | #REF! | #REF! | #REF! | #REF! | #REF! | 1 | [14 empty] | 0 | 0 | 0 | 0 | 0 | 0 | 0 | 0 | 0 | 0 | 0 | 0 | 0 | 0 | [15 empty] | 0 | 0 | 0 | 0 | 0 | 0 | 0 | 0 | 0 | 0 | 0 | 0 | 0 | 0 | 0 | 0 | 0 | 0 | 0 | 0 | 0 | 0 | 0 | 0 | 0 | 0 | 0 | 0 | 0 | 0 | 0
PG&E GBA | Valley Springs | 230 | 0 | 0 | 0 | 0 | 0 | 0 | 0 | 0 | 0 | 0 | 0 | 0 | 0 | 0 | 0 | 0 | 0 | 0 | 0 | 0 | 0 | 0 | 0 | 0 | 0 | 0 | 0 | 0 | 0 | [15 empty] | 0 | 0 | 0 | 0 | 0 | 0 | 0 | 0 | 0 | 0 | 0 | 0 | 0 | 0 | 0 |  | 0 | 0 | 0 | 0 | 0 | 0 | 0 | 0 | 0 | 0 | 0 | 0 | 0 | 0 | 0 | #REF! | #REF! | #REF! | #REF! | #REF! | #REF! | #REF! | #REF! | #REF! | #REF! | #REF! | #REF! | #REF! | #REF! | 1 | [14 empty] | 0 | 0 | 0 | 0 | 0 | 0 | 0 | 0 | 0 | 0 | 0 | 0 | 0 | 0 | [15 empty] | 0 | 0 | 0 | 0 | 0 | 0 | 0 | 0 | 0 | 0 | 0 | 0 | 0 | 0 | 0 | 0 | 0 | 0 | 0 | 0 | 0 | 0 | 0 | 0 | 0 | 0 | 0 | 0 | 0 | 0 | 0
PG&E GBA | Valley Springs | 60 | 0 | 0 | 0 | 0 | 0 | 0 | 0 | 0 | 0 | 0 | 0 | 0 | 0 | 0 | 0 | 0 | 0 | 0 | 0 | 0 | 0 | 0 | 0 | 0 | 0 | 0 | 0 | 0 | 0 | [15 empty] | 0 | 0 | 0 | 0 | 0 | 0 | 0 | 0 | 0 | 0 | 0 | 0 | 0 | 0 | 0 |  | 0 | 0 | 0 | 0 | 0 | 0 | 0 | 0 | 0 | 0 | 0 | 0 | 0 | 0 | 0 | #REF! | #REF! | #REF! | #REF! | #REF! | #REF! | #REF! | #REF! | #REF! | #REF! | #REF! | #REF! | #REF! | #REF! | 1 | [14 empty] | 0 | 0 | 0 | 0 | 0 | 0 | 0 | 0 | 0 | 0 | 0 | 0 | 0 | 0 | [15 empty] | 0 | 0 | 0 | 0 | 0 | 0 | 0 | 0 | 0 | 0 | 0 | 0 | 0 | 0 | 0 | 0 | 0 | 0 | 0 | 0 | 0 | 0 | 0 | 0 | 0 | 0 | 0 | 0 | 0 | 0 | 0
EOP | Valley Switch | 138 | 0 | 0 | 0 | 0 | 0 | 0 | 0 | 0 | 0 | 0 | 0 | 0 | 0 | 0 | 0 | [29 empty] | 0 | 0 | 0 | 0 | 0 | 0 | 0 | 0 | 0 | 0 | 0 | 0 | 0 | 0 | 0 |  | 0 | 0 | 0 | 0 | 0 | 0 | 0 | 0 | 0 | 0 | 0 | 0 | 0 | 0 | 0 | #REF! | #REF! | #REF! | #REF! | #REF! | #REF! | #REF! | #REF! | #REF! | #REF! | #REF! | #REF! | #REF! | #REF! | 1 | [14 empty] | 0 | 0 | 0 | 0 | 0 | 0 | 0 | 0 | 0 | 0 | 0 | 0 | 0 | 0 | [15 empty] | 0 | 0 | 0 | 0 | 0 | 0 | 0 | 0 | 0 | 0 | 0 | 0 | 0 | 0 | 0 | 0 | 0 | 0 | 0 | 0 | 0 | 0 | 0 | 0 | 0 | 0 | 0 | 0 | 0 | 0 | 0
EOP | Valley Switch | 230 | 0 | 0 | 0 | 0 | 0 | 0 | 0 | 0 | 0 | 0 | 0 | 0 | 0 | 0 | 0 | [29 empty] | 0 | 0 | 0 | 0 | 0 | 0 | 0 | 0 | 0 | 0 | 0 | 0 | 0 | 0 | 0 |  | 0 | 0 | 0 | 0 | 0 | 0 | 0 | 0 | 0 | 0 | 0 | 0 | 0 | 0 | 0 | #REF! | #REF! | #REF! | #REF! | #REF! | #REF! | #REF! | #REF! | #REF! | #REF! | #REF! | #REF! | #REF! | #REF! | 1 | [14 empty] | 0 | 0 | 0 | 0 | 0 | 0 | 0 | 0 | 0 | 0 | 0 | 0 | 0 | 0 | [15 empty] | 0 | 0 | 0 | 0 | 0 | 0 | 0 | 0 | 0 | 0 | 0 | 0 | 0 | 0 | 0 | 0 | 0 | 0 | 0 | 0 | 0 | 0 | 0 | 0 | 0 | 0 | 0 | 0 | 0 | 0 | 0
PG&E GBA | Vasco | 230 | 0 | 0 | 0 | 0 | 0 | 0 | 0 | 0 | 0 | 0 | 0 | 0 | 0 | 0 | 0 | 0 | 0 | 0 | 0 | 0 | 0 | 0 | 0 | 0 | 0 | 0 | 0 | 0 | 0 | [15 empty] | 0 | 0 | 0 | 0 | 0 | 0 | 0 | 0 | 0 | 0 | 0 | 0 | 0 | 0 | 0 |  | 0 | 0 | 0 | 0 | 0 | 0 | 0 | 0 | 0 | 0 | 0 | 0 | 0 | 0 | 0 | #REF! | #REF! | #REF! | #REF! | #REF! | #REF! | #REF! | #REF! | #REF! | #REF! | #REF! | #REF! | #REF! | #REF! | 1 | [14 empty] | 0 | 0 | 0 | 0 | 0 | 0 | 0 | 0 | 0 | 0 | 0 | 0 | 0 | 0 | [15 empty] | 0 | 0 | 0 | 0 | 0 | 0 | 0 | 0 | 0 | 0 | 0 | 0 | 0 | 0 | 0 | 0 | 0 | 0 | 0 | 0 | 0 | 0 | 0 | 0 | 0 | 0 | 0 | 0 | 0 | 0 | 0
PG&E GBA | Vasona | 230 | 0 | 0 | 0 | 0 | 0 | 0 | 0 | 0 | 0 | 0 | 0 | 0 | 0 | 0 | 0 | 0 | 0 | 0 | 0 | 0 | 0 | 0 | 0 | 0 | 0 | 0 | 0 | 0 | 0 | [15 empty] | 0 | 0 | 0 | 0 | 0 | 0 | 0 | 0 | 0 | 0 | 0 | 0 | 0 | 0 | 0 |  | 0 | 0 | 0 | 0 | 0 | 0 | 0 | 0 | 0 | 0 | 0 | 0 | 0 | 0 | 0 | #REF! | #REF! | #REF! | #REF! | #REF! | #REF! | #REF! | #REF! | #REF! | #REF! | #REF! | #REF! | #REF! | #REF! | 1 | [14 empty] | 0 | 0 | 0 | 0 | 0 | 0 | 0 | 0 | 0 | 0 | 0 | 0 | 0 | 0 | [15 empty] | 0 | 0 | 0 | 0 | 0 | 0 | 0 | 0 | 0 | 0 | 0 | 0 | 0 | 0 | 0 | 0 | 0 | 0 | 0 | 0 | 0 | 0 | 0 | 0 | 0 | 0 | 0 | 0 | 0 | 0 | 0
SCE Northern | Vestal | 230 | 0 | 0 | 0 | 0 | 0 | 0 | 0 | 0 | 0 | 0 | 50 | 50 | 0 | 0 | 1 | [9 empty] | 92 | [19 empty] | 0 | 0 | 0 | 0 | 0 | 0 | 0 | 0 | 0 | 0 | 92 | 0 | 0 | 0 | 0 |  | 0 | 0 | 0 | 0 | 0 | 0 | 0 | 0 | 0 | 92 | 50 | 50 | 0 | 0 | 1 | #REF! | #REF! | #REF! | #REF! | #REF! | #REF! | #REF! | #REF! | #REF! | #REF! | #REF! | #REF! | #REF! | #REF! | 1 | [14 empty] | 0 | 0 | 0 | 0 | 0 | 0 | 0 | 0 | 0 | 92 | 0 | 0 | 0 | 0 | [15 empty] | 0 | 0 | 0 | 0 | 0 | 0 | 0 | 0 | 0 | 0 | 92 | 0 | 0 | 0 | 0 | 1 | 0 | 0 | 0 | 0 | 0 | 0 | 0 | 0 | 0 | 92 | 50 | 50 | 0 | 0 | 1
SCE Northern | Vestal | 66 | 0 | 0 | 0 | 0 | 0 | 0 | 0 | 0 | 0 | 0 | 0 | 0 | 0 | 0 | 0 | [29 empty] | 0 | 0 | 0 | 0 | 0 | 0 | 0 | 0 | 0 | 0 | 0 | 0 | 0 | 0 | 0 |  | 0 | 0 | 0 | 0 | 0 | 0 | 0 | 0 | 0 | 0 | 0 | 0 | 0 | 0 | 0 | #REF! | #REF! | #REF! | #REF! | #REF! | #REF! | #REF! | #REF! | #REF! | #REF! | #REF! | #REF! | #REF! | #REF! | 1 | [14 empty] | 0 | 0 | 0 | 0 | 0 | 0 | 0 | 0 | 0 | 0 | 0 | 0 | 0 | 0 | [15 empty] | 0 | 0 | 0 | 0 | 0 | 0 | 0 | 0 | 0 | 0 | 0 | 0 | 0 | 0 | 0 | 0 | 0 | 0 | 0 | 0 | 0 | 0 | 0 | 0 | 0 | 0 | 0 | 0 | 0 | 0 | 0
SCE NOL | Victor | 115 | 0 | 0 | 0 | 0 | 0 | 0 | 0 | 0 | 7 | 0 | 0 | 0 | 0 | 0 | 1 | [29 empty] | 0 | 0 | 0 | 0 | 0 | 0 | 0 | 0 | 0 | 0 | 0 | 0 | 0 | 0 | 0 |  | 0 | 0 | 0 | 0 | 0 | 0 | 0 | 0 | 7 | 0 | 0 | 0 | 0 | 0 | 1 | #REF! | #REF! | #REF! | #REF! | #REF! | #REF! | #REF! | #REF! | #REF! | #REF! | #REF! | #REF! | #REF! | #REF! | 1 | [14 empty] | 0 | 0 | 0 | 0 | 0 | 0 | 0 | 0 | 0 | 0 | 0 | 0 | 0 | 0 | [15 empty] | 0 | 0 | 0 | 0 | 0 | 0 | 0 | 0 | 0 | 0 | 0 | 0 | 0 | 0 | 0 | 0 | 0 | 0 | 0 | 0 | 0 | 0 | 0 | 0 | 7 | 0 | 0 | 0 | 0 | 0 | 1
SCE NOL | Victor | 230 | 0 | 0 | 0 | 0 | 0 | 0 | 0 | 0 | 0 | 0 | 0 | 0 | 0 | 0 | 0 | [11 empty] | 53.5 |  |  | 1 | [9 empty] | 150 | 50 | -53.5 | 128.4 |  | 1 | 0 | 0 | 0 | 0 | 0 | 0 | 0 | 0 | 0 | 150 | 50 | 0 | 128.4 | 0 |  | 0 | 0 | 0 | 0 | 0 | 0 | 0 | 0 | 0 | 150 | 50 | 0 | 128.4 | 0 | 1 | #REF! | #REF! | #REF! | #REF! | #REF! | #REF! | #REF! | #REF! | #REF! | #REF! | #REF! | #REF! | #REF! | #REF! | 1 | [14 empty] | 0 | 0 | 0 | 0 | 0 | 0 | 0 | 0 | 0 | 0 | 0 | 53.5 | 0 | 0 | [15 empty] | 0 | 0 | 0 | 0 | 0 | 0 | 0 | 0 | 0 | 0 | 150 | 50 | 0 | 128.4 | 0 | 1 | 0 | 0 | 0 | 0 | 0 | 0 | 0 | 0 | 0 | 150 | 50 | 0 | 128.4 | 0 | 1
SCE Metro | Viejo | 230 | 0 | 0 | 0 | 0 | 0 | 0 | 0 | 0 | 0 | 0 | 0 | 0 | 0 | 0 | 0 | [14 empty] | 1 | [12 empty] | 300 |  | 1 | 0 | 0 | 0 | 0 | 0 | 0 | 0 | 0 | 0 | 0 | 0 | 0 | 300 | 0 |  | 0 | 0 | 0 | 0 | 0 | 0 | 0 | 0 | 0 | 0 | 0 | 0 | 300 | 0 | 1 | #REF! | #REF! | #REF! | #REF! | #REF! | #REF! | #REF! | #REF! | #REF! | #REF! | #REF! | #REF! | #REF! | #REF! | 1 | [14 empty] | 0 | 0 | 0 | 0 | 0 | 0 | 0 | 0 | 0 | 0 | 0 | 0 | 0 | 0 | [15 empty] | 0 | 0 | 0 | 0 | 0 | 0 | 0 | 0 | 0 | 0 | 0 | 0 | 0 | 300 | 0 | 1 | 0 | 0 | 0 | 0 | 0 | 0 | 0 | 0 | 0 | 0 | 0 | 0 | 300 | 0 | 1
PG&E GBA | Vierra | 115 | 0 | 0 | 0 | 0 | 0 | 0 | 0 | 0 | 2.975 | 0 | 0 | 92 | 0 | 0 | 1 | 0 | 0 | 0 | 0 | 0 | 0 | 0 | 0 | 0 | 0 | 0 | 0 | 0 | 0 | [15 empty] | 0 | 0 | 0 | 0 | 0 | 0 | 0 | 0 | 0 | 0 | 0 | 0 | 0 | 0 | 0 |  | 0 | 0 | 0 | 0 | 0 | 0 | 0 | 0 | 2.975 | 0 | 0 | 92 | 0 | 0 | 1 | #REF! | #REF! | #REF! | #REF! | #REF! | #REF! | #REF! | #REF! | #REF! | #REF! | #REF! | #REF! | #REF! | #REF! | 1 | [14 empty] | 0 | 0 | 0 | 0 | 0 | 0 | 0 | 0 | 0 | 0 | 0 | 0 | 0 | 0 | [15 empty] | 0 | 0 | 0 | 0 | 0 | 0 | 0 | 0 | 0 | 0 | 0 | 0 | 0 | 0 | 0 | 0 | 0 | 0 | 0 | 0 | 0 | 0 | 0 | 0 | 2.975 | 0 | 0 | 92 | 0 | 0 | 1
SCE Metro | Villa Park | 230 | 0 | 0 | 0 | 0 | 0 | 0 | 0 | 0 | 0 | 0 | 0 | 0 | 0 | 0 | 0 | [12 empty] | 305.5 |  | 1 | [12 empty] | -305.5 |  | 1 | 0 | 0 | 0 | 0 | 0 | 0 | 0 | 0 | 0 | 0 | 0 | 0 | 0 | 0 |  | 0 | 0 | 0 | 0 | 0 | 0 | 0 | 0 | 0 | 0 | 0 | 0 | 0 | 0 | 0 | #REF! | #REF! | #REF! | #REF! | #REF! | #REF! | #REF! | #REF! | #REF! | #REF! | #REF! | #REF! | #REF! | #REF! | 1 | [14 empty] | 0 | 0 | 0 | 0 | 0 | 0 | 0 | 0 | 0 | 0 | 0 | 0 | 305.5 | 0 | [15 empty] | 0 | 0 | 0 | 0 | 0 | 0 | 0 | 0 | 0 | 0 | 0 | 0 | 0 | 0 | 0 | 0 | 0 | 0 | 0 | 0 | 0 | 0 | 0 | 0 | 0 | 0 | 0 | 0 | 0 | 0 | 0
SCE Northern | Vincent | 230 | 0 | 0 | 0 | 0 | 0 | 0 | 0 | 0 | 0 | 0 | 0 | 59 | 0 | 0 | 1 | [13 empty] | 200 | 1 | [9 empty] | 1200 |  |  | 600 |  | 1 | 0 | 0 | 0 | 0 | 0 | 0 | 0 | 0 | 0 | 1200 | 0 | 0 | 600 | 200 |  | 0 | 0 | 0 | 0 | 0 | 0 | 0 | 0 | 0 | 1200 | 0 | 59 | 600 | 200 | 1 | #REF! | #REF! | #REF! | #REF! | #REF! | #REF! | #REF! | #REF! | #REF! | #REF! | #REF! | #REF! | #REF! | #REF! | 1 | [14 empty] | 0 | 0 | 0 | 0 | 0 | 0 | 0 | 0 | 0 | 0 | 0 | 0 | 0 | 200 | [10 empty] | 600 |  |  |  |  | 1 | 0 | 0 | 0 | 0 | 0 | 0 | 0 | 0 | 0 | 1800 | 0 | 0 | 600 | 200 | 1 | 0 | 0 | 0 | 0 | 0 | 0 | 0 | 0 | 0 | 1800 | 0 | 59 | 600 | 200 | 1
SCE Northern | Vincent | 500 | 0 | 0 | 0 | 0 | 0 | 0 | 0 | 0 | 0 | 0 | 0 | 0 | 0 | 0 | 0 | [13 empty] | 200 | [14 empty] | 400 | 1 | 0 | 0 | 0 | 0 | 0 | 0 | 0 | 0 | 0 | 0 | 0 | 0 | 0 | 600 |  | 0 | 0 | 0 | 0 | 0 | 0 | 0 | 0 | 0 | 0 | 0 | 0 | 0 | 600 | 1 | #REF! | #REF! | #REF! | #REF! | #REF! | #REF! | #REF! | #REF! | #REF! | #REF! | #REF! | #REF! | #REF! | #REF! | 1 | [14 empty] | 0 | 0 | 0 | 0 | 0 | 0 | 0 | 0 | 0 | 0 | 0 | 0 | 0 | 200 | [15 empty] | 0 | 0 | 0 | 0 | 0 | 0 | 0 | 0 | 0 | 0 | 0 | 0 | 0 | 0 | 600 | 1 | 0 | 0 | 0 | 0 | 0 | 0 | 0 | 0 | 0 | 0 | 0 | 0 | 0 | 600 | 1
PG&E GBA | Vineyard | 230 | 0 | 0 | 0 | 0 | 0 | 0 | 0 | 0 | 0 | 0 | 0 | 0 | 0 | 0 | 0 | 0 | 0 | 0 | 0 | 0 | 0 | 0 | 0 | 0 | 0 | 0 | 0 | 0 | 0 | [15 empty] | 0 | 0 | 0 | 0 | 0 | 0 | 0 | 0 | 0 | 0 | 0 | 0 | 0 | 0 | 0 |  | 0 | 0 | 0 | 0 | 0 | 0 | 0 | 0 | 0 | 0 | 0 | 0 | 0 | 0 | 0 | #REF! | #REF! | #REF! | #REF! | #REF! | #REF! | #REF! | #REF! | #REF! | #REF! | #REF! | #REF! | #REF! | #REF! | 1 | [14 empty] | 0 | 0 | 0 | 0 | 0 | 0 | 0 | 0 | 0 | 0 | 0 | 0 | 0 | 0 | [15 empty] | 0 | 0 | 0 | 0 | 0 | 0 | 0 | 0 | 0 | 0 | 0 | 0 | 0 | 0 | 0 | 0 | 0 | 0 | 0 | 0 | 0 | 0 | 0 | 0 | 0 | 0 | 0 | 0 | 0 | 0 | 0
SDGE | Vineyard | 69 | 0 | 0 | 0 | 0 | 0 | 0 | 0 | 0 | 0 | 0 | 0 | 0 | 0 | 0 | 0 | [29 empty] | 0 | 0 | 0 | 0 | 0 | 0 | 0 | 0 | 0 | 0 | 0 | 0 | 0 | 0 | 0 |  | 0 | 0 | 0 | 0 | 0 | 0 | 0 | 0 | 0 | 0 | 0 | 0 | 0 | 0 | 0 | #REF! | #REF! | #REF! | #REF! | #REF! | #REF! | #REF! | #REF! | #REF! | #REF! | #REF! | #REF! | #REF! | #REF! | 1 | [14 empty] | 0 | 0 | 0 | 0 | 0 | 0 | 0 | 0 | 0 | 0 | 0 | 0 | 0 | 0 | [15 empty] | 0 | 0 | 0 | 0 | 0 | 0 | 0 | 0 | 0 | 0 | 0 | 0 | 0 | 0 | 0 | 0 | 0 | 0 | 0 | 0 | 0 | 0 | 0 | 0 | 0 | 0 | 0 | 0 | 0 | 0 | 0
SCE Eastern | Vista (SCE) | 230 | 0 | 0 | 0 | 0 | 0 | 0 | 0 | 0 | 0 | 0 | 0 | 0 | 0 | 0 | 0 | [29 empty] | 0 | 0 | 0 | 0 | 0 | 0 | 0 | 0 | 0 | 0 | 0 | 0 | 0 | 0 | 0 |  | 0 | 0 | 0 | 0 | 0 | 0 | 0 | 0 | 0 | 0 | 0 | 0 | 0 | 0 | 0 | #REF! | #REF! | #REF! | #REF! | #REF! | #REF! | #REF! | #REF! | #REF! | #REF! | #REF! | #REF! | #REF! | #REF! | 1 | [14 empty] | 0 | 0 | 0 | 0 | 0 | 0 | 0 | 0 | 0 | 0 | 0 | 0 | 0 | 0 | [15 empty] | 0 | 0 | 0 | 0 | 0 | 0 | 0 | 0 | 0 | 0 | 0 | 0 | 0 | 0 | 0 | 0 | 0 | 0 | 0 | 0 | 0 | 0 | 0 | 0 | 0 | 0 | 0 | 0 | 0 | 0 | 0
EOP | Vista (VEA) | 138 | 0 | 0 | 0 | 0 | 0 | 0 | 0 | 0 | 0 | 0 | 0 | 0 | 0 | 0 | 0 | [29 empty] | 0 | 0 | 0 | 0 | 0 | 0 | 0 | 0 | 0 | 0 | 0 | 0 | 0 | 0 | 0 |  | 0 | 0 | 0 | 0 | 0 | 0 | 0 | 0 | 0 | 0 | 0 | 0 | 0 | 0 | 0 | #REF! | #REF! | #REF! | #REF! | #REF! | #REF! | #REF! | #REF! | #REF! | #REF! | #REF! | #REF! | #REF! | #REF! | 1 | [14 empty] | 0 | 0 | 0 | 0 | 0 | 0 | 0 | 0 | 0 | 0 | 0 | 0 | 0 | 0 | [15 empty] | 0 | 0 | 0 | 0 | 0 | 0 | 0 | 0 | 0 | 0 | 0 | 0 | 0 | 0 | 0 | 0 | 0 | 0 | 0 | 0 | 0 | 0 | 0 | 0 | 0 | 0 | 0 | 0 | 0 | 0 | 0
EOP | Vista (VEA) | 230 | 0 | 0 | 0 | 0 | 0 | 0 | 0 | 0 | 0 | 0 | 0 | 0 | 0 | 0 | 0 | [9 empty] | 200 | [14 empty] | -200 |  |  |  |  | 1 | 0 | 0 | 0 | 0 | 0 | 0 | 0 | 0 | 0 | 0 | 0 | 0 | 0 | 0 |  | 0 | 0 | 0 | 0 | 0 | 0 | 0 | 0 | 0 | 0 | 0 | 0 | 0 | 0 | 0 | #REF! | #REF! | #REF! | #REF! | #REF! | #REF! | #REF! | #REF! | #REF! | #REF! | #REF! | #REF! | #REF! | #REF! | 1 | [14 empty] | 0 | 0 | 0 | 0 | 0 | 0 | 0 | 0 | 0 | 200 | 0 | 0 | 0 | 0 | [15 empty] | 0 | 0 | 0 | 0 | 0 | 0 | 0 | 0 | 0 | 0 | 0 | 0 | 0 | 0 | 0 | 0 | 0 | 0 | 0 | 0 | 0 | 0 | 0 | 0 | 0 | 0 | 0 | 0 | 0 | 0 | 0
PG&E FRESNO | Wahtoke | 115 | 0 | 0 | 0 | 0 | 0 | 0 | 0 | 0 | 0 | 0 | 0 | 0 | 0 | 0 | 0 | 0 | 0 | 0 | 0 | 0 | 0 | 0 | 0 | 0 | 0 | 0 | 0 | 0 | 0 | [15 empty] | 0 | 0 | 0 | 0 | 0 | 0 | 0 | 0 | 0 | 0 | 0 | 0 | 0 | 0 | 0 |  | 0 | 0 | 0 | 0 | 0 | 0 | 0 | 0 | 0 | 0 | 0 | 0 | 0 | 0 | 0 | #REF! | #REF! | #REF! | #REF! | #REF! | #REF! | #REF! | #REF! | #REF! | #REF! | #REF! | #REF! | #REF! | #REF! | 1 | 0 | 0 | 0 | 0 | 0 | 0 | 0 | 0 | 0 | 0 | 0 | 0 | 0 | 0 | 0 | 0 | 0 | 0 | 0 | 0 | 0 | 0 | 0 | 0 | 0 | 0 | 0 | 0 | [15 empty] | 0 | 0 | 0 | 0 | 0 | 0 | 0 | 0 | 0 | 0 | 0 | 0 | 0 | 0 | 0 | 0 | 0 | 0 | 0 | 0 | 0 | 0 | 0 | 0 | 0 | 0 | 0 | 0 | 0 | 0 | 0
SCE Northern | Wakefield | 66 | 0 | 0 | 0 | 0 | 0 | 0 | 0 | 0 | 0 | 0 | 0 | 30 | 0 | 0 | 1 | [9 empty] | 140 |  |  |  | 100 | [10 empty] | -140 |  |  |  | -100 | 1 | 0 | 0 | 0 | 0 | 0 | 0 | 0 | 0 | 0 | 0 | 0 | 0 | 0 | 0 |  | 0 | 0 | 0 | 0 | 0 | 0 | 0 | 0 | 0 | 0 | 0 | 30 | 0 | 0 | 1 | #REF! | #REF! | #REF! | #REF! | #REF! | #REF! | #REF! | #REF! | #REF! | #REF! | #REF! | #REF! | #REF! | #REF! | 1 | [14 empty] | 0 | 0 | 0 | 0 | 0 | 0 | 0 | 0 | 0 | 140 | 0 | 0 | 0 | 100 | [15 empty] | 0 | 0 | 0 | 0 | 0 | 0 | 0 | 0 | 0 | 0 | 0 | 0 | 0 | 0 | 0 | 0 | 0 | 0 | 0 | 0 | 0 | 0 | 0 | 0 | 0 | 0 | 0 | 30 | 0 | 0 | 1
SCE Metro | Walnut | 230 | 0 | 0 | 0 | 0 | 0 | 0 | 0 | 0 | 0 | 0 | 0 | 400 | 0 | 0 | 1 | [14 empty] | 1 | [12 empty] | 200 |  | 1 | 0 | 0 | 0 | 0 | 0 | 0 | 0 | 0 | 0 | 0 | 0 | 0 | 200 | 0 |  | 0 | 0 | 0 | 0 | 0 | 0 | 0 | 0 | 0 | 0 | 0 | 400 | 200 | 0 | 1 | #REF! | #REF! | #REF! | #REF! | #REF! | #REF! | #REF! | #REF! | #REF! | #REF! | #REF! | #REF! | #REF! | #REF! | 1 | [14 empty] | 0 | 0 | 0 | 0 | 0 | 0 | 0 | 0 | 0 | 0 | 0 | 0 | 0 | 0 | [15 empty] | 0 | 0 | 0 | 0 | 0 | 0 | 0 | 0 | 0 | 0 | 0 | 0 | 0 | 200 | 0 | 1 | 0 | 0 | 0 | 0 | 0 | 0 | 0 | 0 | 0 | 0 | 0 | 400 | 200 | 0 | 1
SCE Northern | Warne | 230 | 0 | 0 | 0 | 0 | 0 | 0 | 0 | 0 | 0 | 0 | 0 | 0 | 0 | 0 | 0 | [29 empty] | 0 | 0 | 0 | 0 | 0 | 0 | 0 | 0 | 0 | 0 | 0 | 0 | 0 | 0 | 0 |  | 0 | 0 | 0 | 0 | 0 | 0 | 0 | 0 | 0 | 0 | 0 | 0 | 0 | 0 | 0 | #REF! | #REF! | #REF! | #REF! | #REF! | #REF! | #REF! | #REF! | #REF! | #REF! | #REF! | #REF! | #REF! | #REF! | 1 | [14 empty] | 0 | 0 | 0 | 0 | 0 | 0 | 0 | 0 | 0 | 0 | 0 | 0 | 0 | 0 | [15 empty] | 0 | 0 | 0 | 0 | 0 | 0 | 0 | 0 | 0 | 0 | 0 | 0 | 0 | 0 | 0 | 0 | 0 | 0 | 0 | 0 | 0 | 0 | 0 | 0 | 0 | 0 | 0 | 0 | 0 | 0 | 0
PG&E GBA | Warnerville | 230 | 0 | 0 | 0 | 0 | 0 | 0 | 0 | 0 | 0 | 0 | 0 | 0 | 0 | 0 | 0 | 0 | 0 | 0 | 0 | 0 | 0 | 0 | 0 | 0 | 0 | 0 | 0 | 0 | 0 | [15 empty] | 0 | 0 | 0 | 0 | 0 | 0 | 0 | 0 | 0 | 0 | 0 | 0 | 0 | 0 | 0 |  | 0 | 0 | 0 | 0 | 0 | 0 | 0 | 0 | 0 | 0 | 0 | 0 | 0 | 0 | 0 | #REF! | #REF! | #REF! | #REF! | #REF! | #REF! | #REF! | #REF! | #REF! | #REF! | #REF! | #REF! | #REF! | #REF! | 1 | [14 empty] | 0 | 0 | 0 | 0 | 0 | 0 | 0 | 0 | 0 | 0 | 0 | 0 | 0 | 0 | [15 empty] | 0 | 0 | 0 | 0 | 0 | 0 | 0 | 0 | 0 | 0 | 0 | 0 | 0 | 0 | 0 | 0 | 0 | 0 | 0 | 0 | 0 | 0 | 0 | 0 | 0 | 0 | 0 | 0 | 0 | 0 | 0
PG&E FRESNO | Waukena | 115 | 0 | 0 | 0 | 0 | 0 | 0 | 0 | 0 | 0 | 0 | 0 | 0 | 0 | 0 | 0 | 0 | 0 | 0 | 0 | 0 | 0 | 0 | 0 | 0 | 0 | 0 | 0 | 0 | 0 | [15 empty] | 0 | 0 | 0 | 0 | 0 | 0 | 0 | 0 | 0 | 0 | 0 | 0 | 0 | 0 | 0 |  | 0 | 0 | 0 | 0 | 0 | 0 | 0 | 0 | 0 | 0 | 0 | 0 | 0 | 0 | 0 | #REF! | #REF! | #REF! | #REF! | #REF! | #REF! | #REF! | #REF! | #REF! | #REF! | #REF! | #REF! | #REF! | #REF! | 1 | 0 | 0 | 0 | 0 | 0 | 0 | 0 | 0 | 0 | 0 | 0 | 0 | 0 | 0 | 0 | 0 | 0 | 0 | 0 | 0 | 0 | 0 | 0 | 0 | 0 | 0 | 0 | 0 | [15 empty] | 0 | 0 | 0 | 0 | 0 | 0 | 0 | 0 | 0 | 0 | 0 | 0 | 0 | 0 | 0 | 0 | 0 | 0 | 0 | 0 | 0 | 0 | 0 | 0 | 0 | 0 | 0 | 0 | 0 | 0 | 0
PG&E GBA | Weber | 230 | 0 | 0 | 0 | 0 | 0 | 0 | 0 | 0 | 0 | 0 | 0 | 0 | 0 | 0 | 0 | 0 | 0 | 0 | 0 | 0 | 0 | 0 | 0 | 0 | 0 | 0 | 0 | 0 | 0 | [15 empty] | 0 | 0 | 0 | 0 | 0 | 0 | 0 | 0 | 0 | 0 | 0 | 0 | 0 | 0 | 0 |  | 0 | 0 | 0 | 0 | 0 | 0 | 0 | 0 | 0 | 0 | 0 | 0 | 0 | 0 | 0 | #REF! | #REF! | #REF! | #REF! | #REF! | #REF! | #REF! | #REF! | #REF! | #REF! | #REF! | #REF! | #REF! | #REF! | 1 | [14 empty] | 0 | 0 | 0 | 0 | 0 | 0 | 0 | 0 | 0 | 0 | 0 | 0 | 0 | 0 | [15 empty] | 0 | 0 | 0 | 0 | 0 | 0 | 0 | 0 | 0 | 0 | 0 | 0 | 0 | 0 | 0 | 0 | 0 | 0 | 0 | 0 | 0 | 0 | 0 | 0 | 0 | 0 | 0 | 0 | 0 | 0 | 0
PG&E GBA | Weber | 60 | 0 | 0 | 0 | 0 | 0 | 0 | 0 | 0 | 0 | 0 | 0 | 20 | 0 | 0 | 1 | 0 | 0 | 0 | 0 | 0 | 0 | 0 | 0 | 0 | 0 | 0 | 0 | 0 | 0 | [15 empty] | 0 | 0 | 0 | 0 | 0 | 0 | 0 | 0 | 0 | 0 | 0 | 0 | 0 | 0 | 0 |  | 0 | 0 | 0 | 0 | 0 | 0 | 0 | 0 | 0 | 0 | 0 | 20 | 0 | 0 | 1 | #REF! | #REF! | #REF! | #REF! | #REF! | #REF! | #REF! | #REF! | #REF! | #REF! | #REF! | #REF! | #REF! | #REF! | 1 | [14 empty] | 0 | 0 | 0 | 0 | 0 | 0 | 0 | 0 | 0 | 0 | 0 | 0 | 0 | 0 | [15 empty] | 0 | 0 | 0 | 0 | 0 | 0 | 0 | 0 | 0 | 0 | 0 | 0 | 0 | 0 | 0 | 0 | 0 | 0 | 0 | 0 | 0 | 0 | 0 | 0 | 0 | 0 | 0 | 20 | 0 | 0 | 1
PG&E FRESNO | West Fresno | 115 | 0 | 0 | 0 | 0 | 0 | 0 | 0 | 0 | 0 | 0 | 0 | 0 | 0 | 0 | 0 | 0 | 0 | 0 | 0 | 0 | 0 | 0 | 0 | 0 | 0 | 0 | 0 | 0 | 0 | [15 empty] | 0 | 0 | 0 | 0 | 0 | 0 | 0 | 0 | 0 | 0 | 0 | 0 | 0 | 0 | 0 |  | 0 | 0 | 0 | 0 | 0 | 0 | 0 | 0 | 0 | 0 | 0 | 0 | 0 | 0 | 0 | #REF! | #REF! | #REF! | #REF! | #REF! | #REF! | #REF! | #REF! | #REF! | #REF! | #REF! | #REF! | #REF! | #REF! | 1 | 0 | 0 | 0 | 0 | 0 | 0 | 0 | 0 | 0 | 67 | 0 | 0 | 0 | 0 | 0 | 0 | 0 | 0 | 0 | 0 | 0 | 0 | 0 | 67 | 0 | 0 | 0 | 0 | [15 empty] | 0 | 0 | 0 | 0 | 0 | 0 | 0 | 0 | 0 | 0 | 67 | 0 | 0 | 0 | 0 | 1 | 0 | 0 | 0 | 0 | 0 | 0 | 0 | 0 | 0 | 67 | 0 | 0 | 0 | 0 | 1
PG&E FRESNO | Westley | 230 | 0 | 0 | 0 | 0 | 0 | 0 | 0 | 0 | 0 | 0 | 0 | 0 | 0 | 0 | 0 | 0 | 0 | 0 | 0 | 0 | 0 | 0 | 0 | 0 | 0 | 0 | 0 | 0 | 0 | [15 empty] | 0 | 0 | 0 | 0 | 0 | 0 | 0 | 0 | 0 | 0 | 0 | 0 | 0 | 0 | 0 |  | 0 | 0 | 0 | 0 | 0 | 0 | 0 | 0 | 0 | 0 | 0 | 0 | 0 | 0 | 0 | #REF! | #REF! | #REF! | #REF! | #REF! | #REF! | #REF! | #REF! | #REF! | #REF! | #REF! | #REF! | #REF! | #REF! | 1 | 0 | 0 | 0 | 0 | 0 | 0 | 0 | 0 | 0 | 155 | 0 | 0 | 0 | 0 | 0 | 0 | 0 | 0 | 0 | 0 | 0 | 0 | 0 | 155 | 0 | 0 | 0 | 0 | [15 empty] | 0 | 0 | 0 | 0 | 0 | 0 | 0 | 0 | 0 | 0 | 155 | 0 | 0 | 0 | 0 | 1 | 0 | 0 | 0 | 0 | 0 | 0 | 0 | 0 | 0 | 155 | 0 | 0 | 0 | 0 | 1
PG&E KERN | Westpark | 115 | 0 | 0 | 0 | 0 | 0 | 0 | 0 | 0 | 0 | 0 | 0 | 0 | 0 | 0 | 0 | 0 | 0 | 0 | 0 | 0 | 0 | 0 | 0 | 0 | 0 | 0 | 0 | 0 | 0 | [15 empty] | 0 | 0 | 0 | 0 | 0 | 0 | 0 | 0 | 0 | 0 | 0 | 0 | 0 | 0 | 0 |  | 0 | 0 | 0 | 0 | 0 | 0 | 0 | 0 | 0 | 0 | 0 | 0 | 0 | 0 | 0 | #REF! | #REF! | #REF! | #REF! | #REF! | #REF! | #REF! | #REF! | #REF! | #REF! | #REF! | #REF! | #REF! | #REF! | 1 | [14 empty] | 0 | 0 | 0 | 0 | 0 | 0 | 0 | 0 | 0 | 0 | 0 | 0 | 0 | 0 | [15 empty] | 0 | 0 | 0 | 0 | 0 | 0 | 0 | 0 | 0 | 0 | 0 | 0 | 0 | 0 | 0 | 0 | 0 | 0 | 0 | 0 | 0 | 0 | 0 | 0 | 0 | 0 | 0 | 0 | 0 | 0 | 0
PG&E KERN | Wheeler Ridge | 230 | 0 | 0 | 0 | 0 | 0 | 0 | 0 | 0 | 0 | 0 | 0 | 0 | 0 | 0 | 0 | 0 | 0 | 0 | 0 | 0 | 0 | 0 | 0 | 0 | 0 | 90 | 0 | 235 | 0 | 1 | [12 empty] | -55 |  | 1 | 0 | 0 | 0 | 0 | 0 | 0 | 0 | 0 | 0 | 0 | 90 | 0 | 180 | 0 |  | 0 | 0 | 0 | 0 | 0 | 0 | 0 | 0 | 0 | 0 | 90 | 0 | 180 | 0 | 1 | #REF! | #REF! | #REF! | #REF! | #REF! | #REF! | #REF! | #REF! | #REF! | #REF! | #REF! | #REF! | #REF! | #REF! | 1 | [14 empty] | 0 | 0 | 0 | 0 | 0 | 0 | 0 | 0 | 0 | 0 | 90 | 0 | 235 | 0 | [15 empty] | 0 | 0 | 0 | 0 | 0 | 0 | 0 | 0 | 0 | 0 | 0 | 90 | 0 | 180 | 0 | 1 | 0 | 0 | 0 | 0 | 0 | 0 | 0 | 0 | 0 | 0 | 90 | 0 | 180 | 0 | 1
PG&E KERN | Wheeler Ridge | 115 | 0 | 0 | 0 | 0 | 0 | 0 | 0 | 0 | 0 | 0 | 0 | 0 | 0 | 0 | 0 | 0 | 0 | 0 | 0 | 0 | 0 | 0 | 0 | 0 | 0 | 0 | 0 | 0 | 0 | [10 empty] | 95 |  |  |  |  | 1 | 0 | 0 | 0 | 0 | 0 | 0 | 0 | 0 | 0 | 95 | 0 | 0 | 0 | 0 |  | 0 | 0 | 0 | 0 | 0 | 0 | 0 | 0 | 0 | 95 | 0 | 0 | 0 | 0 | 1 | #REF! | #REF! | #REF! | #REF! | #REF! | #REF! | #REF! | #REF! | #REF! | #REF! | #REF! | #REF! | #REF! | #REF! | 1 | [14 empty] | 0 | 0 | 0 | 0 | 0 | 0 | 0 | 0 | 0 | 0 | 0 | 0 | 0 | 0 | [15 empty] | 0 | 0 | 0 | 0 | 0 | 0 | 0 | 0 | 0 | 0 | 95 | 0 | 0 | 0 | 0 | 1 | 0 | 0 | 0 | 0 | 0 | 0 | 0 | 0 | 0 | 95 | 0 | 0 | 0 | 0 | 1
PG&E KERN | Wheeler Ridge | 70 | 0 | 0 | 0 | 0 | 0 | 0 | 0 | 0 | 0 | 0 | 0 | 92 | 0 | 0 | 1 | 0 | 0 | 0 | 0 | 0 | 0 | 0 | 0 | 0 | 0 | 0 | 0 | 0 | 0 | [15 empty] | 0 | 0 | 0 | 0 | 0 | 0 | 0 | 0 | 0 | 0 | 0 | 0 | 0 | 0 | 0 |  | 0 | 0 | 0 | 0 | 0 | 0 | 0 | 0 | 0 | 0 | 0 | 92 | 0 | 0 | 1 | #REF! | #REF! | #REF! | #REF! | #REF! | #REF! | #REF! | #REF! | #REF! | #REF! | #REF! | #REF! | #REF! | #REF! | 1 | [14 empty] | 0 | 0 | 0 | 0 | 0 | 0 | 0 | 0 | 0 | 0 | 0 | 0 | 0 | 0 | [15 empty] | 0 | 0 | 0 | 0 | 0 | 0 | 0 | 0 | 0 | 0 | 0 | 0 | 0 | 0 | 0 | 0 | 0 | 0 | 0 | 0 | 0 | 0 | 0 | 0 | 0 | 0 | 0 | 92 | 0 | 0 | 1
SCE Northern | Whirlwind | 230 | 0 | 0 | 0 | 0 | 0 | 0 | 0 | 0 | 0 | 44 | 188 | 550 | 523 | 0 | 1 | [9 empty] | 2041 |  |  |  | 300 | [10 empty] | -600 |  |  |  |  | 1 | 0 | 0 | 0 | 0 | 0 | 0 | 0 | 0 | 0 | 1441 | 0 | 0 | 0 | 300 |  | 0 | 0 | 0 | 0 | 0 | 0 | 0 | 0 | 0 | 1485 | 188 | 550 | 523 | 300 | 1 | #REF! | #REF! | #REF! | #REF! | #REF! | #REF! | #REF! | #REF! | #REF! | #REF! | #REF! | #REF! | #REF! | #REF! | 1 | [14 empty] | 0 | 0 | 0 | 0 | 0 | 0 | 0 | 0 | 0 | 2041 | 0 | 0 | 0 | 300 | [15 empty] | 0 | 0 | 0 | 0 | 0 | 0 | 0 | 0 | 0 | 0 | 1441 | 0 | 0 | 0 | 300 | 1 | 0 | 0 | 0 | 0 | 0 | 0 | 0 | 0 | 0 | 1485 | 188 | 550 | 523 | 300 | 1
SCE Northern | Whirlwind | 500 | 0 | 0 | 0 | 0 | 0 | 0 | 0 | 0 | 0 | 0 | 0 | 0 | 0 | 0 | 0 | [9 empty] | 1432 | [14 empty] | -400 |  |  |  | 480 | 1 | 0 | 0 | 0 | 0 | 0 | 0 | 0 | 0 | 0 | 1032 | 0 | 0 | 0 | 480 |  | 0 | 0 | 0 | 0 | 0 | 0 | 0 | 0 | 0 | 1032 | 0 | 0 | 0 | 480 | 1 | #REF! | #REF! | #REF! | #REF! | #REF! | #REF! | #REF! | #REF! | #REF! | #REF! | #REF! | #REF! | #REF! | #REF! | 1 | [14 empty] | 0 | 0 | 0 | 0 | 0 | 0 | 0 | 0 | 0 | 1432 | 0 | 0 | 0 | 0 | [15 empty] | 0 | 0 | 0 | 0 | 0 | 0 | 0 | 0 | 0 | 0 | 1032 | 0 | 0 | 0 | 480 | 1 | 0 | 0 | 0 | 0 | 0 | 0 | 0 | 0 | 0 | 1032 | 0 | 0 | 0 | 480 | 1
PG&E GBA | Whisman | 115 | 0 | 0 | 0 | 0 | 0 | 0 | 0 | 0 | 0 | 0 | 0 | 0 | 0 | 0 | 0 | 0 | 0 | 0 | 0 | 0 | 0 | 0 | 0 | 0 | 80 | 0 | 0 | 0 | 80 | [10 empty] | -80 |  |  |  | -80 | 1 | 0 | 0 | 0 | 0 | 0 | 0 | 0 | 0 | 0 | 0 | 0 | 0 | 0 | 0 |  | 0 | 0 | 0 | 0 | 0 | 0 | 0 | 0 | 0 | 0 | 0 | 0 | 0 | 0 | 0 | #REF! | #REF! | #REF! | #REF! | #REF! | #REF! | #REF! | #REF! | #REF! | #REF! | #REF! | #REF! | #REF! | #REF! | 1 | [14 empty] | 0 | 0 | 0 | 0 | 0 | 0 | 0 | 0 | 0 | 80 | 0 | 0 | 0 | 80 | [15 empty] | 0 | 0 | 0 | 0 | 0 | 0 | 0 | 0 | 0 | 0 | 0 | 0 | 0 | 0 | 0 | 0 | 0 | 0 | 0 | 0 | 0 | 0 | 0 | 0 | 0 | 0 | 0 | 0 | 0 | 0 | 0
SCE Eastern | Wildlife | 230 | 0 | 0 | 0 | 0 | 0 | 0 | 0 | 0 | 0 | 0 | 0 | 0 | 0 | 0 | 0 | [10 empty] | 250 |  |  | 150 | [11 empty] | -250 |  |  | -150 | 1 | 0 | 0 | 0 | 0 | 0 | 0 | 0 | 0 | 0 | 0 | 0 | 0 | 0 | 0 |  | 0 | 0 | 0 | 0 | 0 | 0 | 0 | 0 | 0 | 0 | 0 | 0 | 0 | 0 | 0 | #REF! | #REF! | #REF! | #REF! | #REF! | #REF! | #REF! | #REF! | #REF! | #REF! | #REF! | #REF! | #REF! | #REF! | 1 | [14 empty] | 0 | 0 | 0 | 0 | 0 | 0 | 0 | 0 | 0 | 0 | 250 | 0 | 0 | 150 | [15 empty] | 0 | 0 | 0 | 0 | 0 | 0 | 0 | 0 | 0 | 0 | 0 | 0 | 0 | 0 | 0 | 0 | 0 | 0 | 0 | 0 | 0 | 0 | 0 | 0 | 0 | 0 | 0 | 0 | 0 | 0 | 0
PG&E FRESNO | Wilson | 115 | 0 | 0 | 0 | 0 | 0 | 0 | 0 | 0 | 0 | 0 | 0 | 0 | 0 | 0 | 0 | 0 | 0 | 0 | 0 | 0 | 0 | 0 | 0 | 0 | 0 | 0 | 0 | 0 | 0 | [15 empty] | 0 | 0 | 0 | 0 | 0 | 0 | 0 | 0 | 0 | 0 | 0 | 0 | 0 | 0 | 0 |  | 0 | 0 | 0 | 0 | 0 | 0 | 0 | 0 | 0 | 0 | 0 | 0 | 0 | 0 | 0 | #REF! | #REF! | #REF! | #REF! | #REF! | #REF! | #REF! | #REF! | #REF! | #REF! | #REF! | #REF! | #REF! | #REF! | 1 | 0 | 0 | 0 | 0 | 0 | 0 | 0 | 0 | 0 | 0 | 0 | 0 | 0 | 0 | 0 | 0 | 0 | 0 | 0 | 0 | 0 | 0 | 0 | 0 | 0 | 0 | 0 | 0 | [15 empty] | 0 | 0 | 0 | 0 | 0 | 0 | 0 | 0 | 0 | 0 | 0 | 0 | 0 | 0 | 0 | 0 | 0 | 0 | 0 | 0 | 0 | 0 | 0 | 0 | 0 | 0 | 0 | 0 | 0 | 0 | 0
PG&E FRESNO | Wilson | 230 | 0 | 0 | 0 | 0 | 0 | 0 | 0 | 0 | 0 | 0 | 0 | 0 | 0 | 0 | 0 | 0 | 0 | 0 | 0 | 0 | 0 | 0 | 0 | 0 | 0 | 0 | 0 | 0 | 0 | [15 empty] | 0 | 0 | 0 | 0 | 0 | 0 | 0 | 0 | 0 | 0 | 0 | 0 | 0 | 0 | 0 |  | 0 | 0 | 0 | 0 | 0 | 0 | 0 | 0 | 0 | 0 | 0 | 0 | 0 | 0 | 0 | #REF! | #REF! | #REF! | #REF! | #REF! | #REF! | #REF! | #REF! | #REF! | #REF! | #REF! | #REF! | #REF! | #REF! | 1 | 0 | 0 | 0 | 0 | 0 | 0 | 0 | 0 | 0 | 0 | 0 | 0 | 0 | 0 | 0 | 0 | 0 | 0 | 0 | 0 | 0 | 0 | 0 | 0 | 0 | 0 | 0 | 0 | [15 empty] | 0 | 0 | 0 | 0 | 0 | 0 | 0 | 0 | 0 | 0 | 0 | 0 | 0 | 0 | 0 | 0 | 0 | 0 | 0 | 0 | 0 | 0 | 0 | 0 | 0 | 0 | 0 | 0 | 0 | 0 | 0
SCE Northern | Windhub | 230 | 0 | 0 | 0 | 0 | 0 | 0 | 0 | 0 | 0 | 0 | 1020 | 500 | 0 | 0 | 1 | [29 empty] | 0 | 0 | 0 | 0 | 0 | 0 | 0 | 0 | 0 | 0 | 0 | 0 | 0 | 0 | 0 |  | 0 | 0 | 0 | 0 | 0 | 0 | 0 | 0 | 0 | 0 | 1020 | 500 | 0 | 0 | 1 | #REF! | #REF! | #REF! | #REF! | #REF! | #REF! | #REF! | #REF! | #REF! | #REF! | #REF! | #REF! | #REF! | #REF! | 1 | [14 empty] | 0 | 0 | 0 | 0 | 0 | 0 | 0 | 0 | 0 | 0 | 0 | 0 | 0 | 0 | [15 empty] | 0 | 0 | 0 | 0 | 0 | 0 | 0 | 0 | 0 | 0 | 0 | 0 | 0 | 0 | 0 | 0 | 0 | 0 | 0 | 0 | 0 | 0 | 0 | 0 | 0 | 0 | 1020 | 500 | 0 | 0 | 1
SCE Northern | Windhub | 500 | 0 | 0 | 0 | 0 | 0 | 0 | 0 | 0 | 0 | 153 | 0 | 15 | 0 | 0 | 1 | [13 empty] | 480 | [14 empty] | -480 | 1 | 0 | 0 | 0 | 0 | 0 | 0 | 0 | 0 | 0 | 0 | 0 | 0 | 0 | 0 |  | 0 | 0 | 0 | 0 | 0 | 0 | 0 | 0 | 0 | 153 | 0 | 15 | 0 | 0 | 1 | #REF! | #REF! | #REF! | #REF! | #REF! | #REF! | #REF! | #REF! | #REF! | #REF! | #REF! | #REF! | #REF! | #REF! | 1 | [14 empty] | 0 | 0 | 0 | 0 | 0 | 0 | 0 | 0 | 0 | 0 | 0 | 0 | 0 | 480 | [15 empty] | 0 | 0 | 0 | 0 | 0 | 0 | 0 | 0 | 0 | 0 | 0 | 0 | 0 | 0 | 0 | 0 | 0 | 0 | 0 | 0 | 0 | 0 | 0 | 0 | 0 | 153 | 0 | 15 | 0 | 0 | 1
PG&E GBA | Windmaster | 230 | 0 | 0 | 0 | 0 | 0 | 0 | 0 | 0 | 0 | 0 | 0 | 0 | 0 | 0 | 0 | 0 | 0 | 0 | 0 | 0 | 0 | 0 | 0 | 0 | 0 | 0 | 0 | 0 | 0 | [10 empty] | 260 |  |  |  |  | 1 | 0 | 0 | 0 | 0 | 0 | 0 | 0 | 0 | 0 | 260 | 0 | 0 | 0 | 0 |  | 0 | 0 | 0 | 0 | 0 | 0 | 0 | 0 | 0 | 260 | 0 | 0 | 0 | 0 | 1 | #REF! | #REF! | #REF! | #REF! | #REF! | #REF! | #REF! | #REF! | #REF! | #REF! | #REF! | #REF! | #REF! | #REF! | 1 | [14 empty] | 0 | 0 | 0 | 0 | 0 | 0 | 0 | 0 | 0 | 0 | 0 | 0 | 0 | 0 | [15 empty] | 0 | 0 | 0 | 0 | 0 | 0 | 0 | 0 | 0 | 0 | 260 | 0 | 0 | 0 | 0 | 1 | 0 | 0 | 0 | 0 | 0 | 0 | 0 | 0 | 0 | 260 | 0 | 0 | 0 | 0 | 1
PG&E NGBA | Windsor | 60 | 0 | 0 | 0 | 0 | 0 | 0 | 0 | 0 | 0 | 0 | 0 | 0 | 0 | 0 | 0 | 0 | 0 | 0 | 0 | 0 | 0 | 0 | 0 | 0 | 0 | 0 | 0 | 0 | 0 | [15 empty] | 0 | 0 | 0 | 0 | 0 | 0 | 0 | 0 | 0 | 0 | 0 | 0 | 0 | 0 | 0 |  | 0 | 0 | 0 | 0 | 0 | 0 | 0 | 0 | 0 | 0 | 0 | 0 | 0 | 0 | 0 | #REF! | #REF! | #REF! | #REF! | #REF! | #REF! | #REF! | #REF! | #REF! | #REF! | #REF! | #REF! | #REF! | #REF! | 1 | [14 empty] | 0 | 0 | 0 | 0 | 0 | 0 | 0 | 0 | 0 | 0 | 0 | 0 | 0 | 0 | [15 empty] | 0 | 0 | 0 | 0 | 0 | 0 | 0 | 0 | 0 | 0 | 0 | 0 | 0 | 0 | 0 | 0 | 0 | 0 | 0 | 0 | 0 | 0 | 0 | 0 | 0 | 0 | 0 | 0 | 0 | 0 | 0
PG&E NGBA | Woodland | 115 | 0 | 0 | 0 | 0 | 0 | 0 | 0 | 0 | 0 | 0 | 12 | 0 | 0 | 0 | 1 | 0 | 0 | 0 | 0 | 0 | 0 | 0 | 0 | 0 | 0 | 0 | 0 | 0 | 0 | [15 empty] | 0 | 0 | 0 | 0 | 0 | 0 | 0 | 0 | 0 | 0 | 0 | 0 | 0 | 0 | 0 |  | 0 | 0 | 0 | 0 | 0 | 0 | 0 | 0 | 0 | 0 | 12 | 0 | 0 | 0 | 1 | #REF! | #REF! | #REF! | #REF! | #REF! | #REF! | #REF! | #REF! | #REF! | #REF! | #REF! | #REF! | #REF! | #REF! | 1 | [14 empty] | 0 | 0 | 0 | 0 | 0 | 0 | 0 | 0 | 0 | 0 | 0 | 0 | 0 | 0 | [15 empty] | 0 | 0 | 0 | 0 | 0 | 0 | 0 | 0 | 0 | 0 | 0 | 0 | 0 | 0 | 0 | 0 | 0 | 0 | 0 | 0 | 0 | 0 | 0 | 0 | 0 | 0 | 12 | 0 | 0 | 0 | 1
PG&E FRESNO | Woodward | 115 | 0 | 0 | 0 | 0 | 0 | 0 | 0 | 0 | 0 | 0 | 0 | 0 | 0 | 0 | 0 | 0 | 0 | 0 | 0 | 0 | 0 | 0 | 0 | 0 | 0 | 0 | 0 | 0 | 0 | [15 empty] | 0 | 0 | 0 | 0 | 0 | 0 | 0 | 0 | 0 | 0 | 0 | 0 | 0 | 0 | 0 |  | 0 | 0 | 0 | 0 | 0 | 0 | 0 | 0 | 0 | 0 | 0 | 0 | 0 | 0 | 0 | #REF! | #REF! | #REF! | #REF! | #REF! | #REF! | #REF! | #REF! | #REF! | #REF! | #REF! | #REF! | #REF! | #REF! | 1 | 0 | 0 | 0 | 0 | 0 | 0 | 0 | 0 | 0 | 0 | 0 | 0 | 0 | 0 | 0 | 0 | 0 | 0 | 0 | 0 | 0 | 0 | 0 | 0 | 0 | 0 | 0 | 0 | [15 empty] | 0 | 0 | 0 | 0 | 0 | 0 | 0 | 0 | 0 | 0 | 0 | 0 | 0 | 0 | 0 | 0 | 0 | 0 | 0 | 0 | 0 | 0 | 0 | 0 | 0 | 0 | 0 | 0 | 0 | 0 | 0
PG&E NGBA | Wyandotte | 115 | 0 | 0 | 0 | 0 | 0 | 0 | 0 | 0 | 0 | 0 | 0 | 0 | 0 | 0 | 0 | 0 | 0 | 0 | 0 | 0 | 0 | 0 | 0 | 0 | 0 | 0 | 0 | 0 | 0 | [15 empty] | 0 | 0 | 0 | 0 | 0 | 0 | 0 | 0 | 0 | 0 | 0 | 0 | 0 | 0 | 0 |  | 0 | 0 | 0 | 0 | 0 | 0 | 0 | 0 | 0 | 0 | 0 | 0 | 0 | 0 | 0 | #REF! | #REF! | #REF! | #REF! | #REF! | #REF! | #REF! | #REF! | #REF! | #REF! | #REF! | #REF! | #REF! | #REF! | 1 | [14 empty] | 0 | 0 | 0 | 0 | 0 | 0 | 0 | 0 | 0 | 0 | 0 | 0 | 0 | 0 | [15 empty] | 0 | 0 | 0 | 0 | 0 | 0 | 0 | 0 | 0 | 0 | 0 | 0 | 0 | 0 | 0 | 0 | 0 | 0 | 0 | 0 | 0 | 0 | 0 | 0 | 0 | 0 | 0 | 0 | 0 | 0 | 0

## RESOLVE System Build
System Build
| Build & Capacity by Resource Type | [28 empty] | IOU Zone | PGE | [26 empty] | IOU Zone | SCE | [26 empty] | IOU Zone | SDGE | [26 empty] | IOU Zone | SDGE + SCE
|  | CAISO Planned & RESOLVE-Selected Capacity (GW) | [28 empty] | PGE Planned & RESOLVE-Selected Capacity (GW) | [27 empty] | SCE Planned & RESOLVE-Selected Capacity (GW) | [27 empty] | SDGE Planned & RESOLVE-Selected Capacity (GW) | [27 empty] | SDGE + SCE Planned & RESOLVE-Selected Capacity (GW)
|  | Resource Type | 2020-01-01 | 2021-01-01 | 2022-01-01 | 2023-01-01 | 2024-01-01 | 2025-01-01 | 2026-01-01 | 2027-01-01 | 2028-01-01 | 2029-01-01 | 2030-01-01 | 2031-01-01 | 2032-01-01 | 2033-01-01 | 2034-01-01 | 2035-01-01 | 2036-01-01 | 2037-01-01 | 2038-01-01 | 2039-01-01 | 2040-01-01 | 2041-01-01 | 2042-01-01 | 2043-01-01 | 2044-01-01 | 2045-01-01 |  |  | Resource Type | 2020-01-01 | 2021-01-01 | 2022-01-01 | 2023-01-01 | 2024-01-01 | 2025-01-01 | 2026-01-01 | 2027-01-01 | 2028-01-01 | 2029-01-01 | 2030-01-01 | 2031-01-01 | 2032-01-01 | 2033-01-01 | 2034-01-01 | 2035-01-01 | 2036-01-01 | 2037-01-01 | 2038-01-01 | 2039-01-01 | 2040-01-01 | 2041-01-01 | 2042-01-01 | 2043-01-01 | 2044-01-01 | 2045-01-01 |  | Resource Type | 2020-01-01 | 2021-01-01 | 2022-01-01 | 2023-01-01 | 2024-01-01 | 2025-01-01 | 2026-01-01 | 2027-01-01 | 2028-01-01 | 2029-01-01 | 2030-01-01 | 2031-01-01 | 2032-01-01 | 2033-01-01 | 2034-01-01 | 2035-01-01 | 2036-01-01 | 2037-01-01 | 2038-01-01 | 2039-01-01 | 2040-01-01 | 2041-01-01 | 2042-01-01 | 2043-01-01 | 2044-01-01 | 2045-01-01 |  | Resource Type | 2020-01-01 | 2021-01-01 | 2022-01-01 | 2023-01-01 | 2024-01-01 | 2025-01-01 | 2026-01-01 | 2027-01-01 | 2028-01-01 | 2029-01-01 | 2030-01-01 | 2031-01-01 | 2032-01-01 | 2033-01-01 | 2034-01-01 | 2035-01-01 | 2036-01-01 | 2037-01-01 | 2038-01-01 | 2039-01-01 | 2040-01-01 | 2041-01-01 | 2042-01-01 | 2043-01-01 | 2044-01-01 | 2045-01-01 |  | Resource Type | 2020-01-01 | 2021-01-01 | 2022-01-01 | 2023-01-01 | 2024-01-01 | 2025-01-01 | 2026-01-01 | 2027-01-01 | 2028-01-01 | 2029-01-01 | 2030-01-01 | 2031-01-01 | 2032-01-01 | 2033-01-01 | 2034-01-01 | 2035-01-01 | 2036-01-01 | 2037-01-01 | 2038-01-01 | 2039-01-01 | 2040-01-01 | 2041-01-01 | 2042-01-01 | 2043-01-01 | 2044-01-01 | 2045-01-01
|  | Coal | 0 | 0 | 0 | 0 | 0 | 0 | 0 | 0 | 0 | 0 | 0 | 0 | 0 | 0 | 0 | 0 | 0 | 0 | 0 | 0 | 0 | 0 | 0 | 0 | 0 | 0 |  |  | Coal | 0 | 0 | 0 | 0 | 0 | 0 | 0 | 0 | 0 | 0 | 0 | 0 | 0 | 0 | 0 | 0 | 0 | 0 | 0 | 0 | 0 | 0 | 0 | 0 | 0 | 0 |  | Coal | 0 | 0 | 0 | 0 | 0 | 0 | 0 | 0 | 0 | 0 | 0 | 0 | 0 | 0 | 0 | 0 | 0 | 0 | 0 | 0 | 0 | 0 | 0 | 0 | 0 | 0 |  | Coal | 0 | 0 | 0 | 0 | 0 | 0 | 0 | 0 | 0 | 0 | 0 | 0 | 0 | 0 | 0 | 0 | 0 | 0 | 0 | 0 | 0 | 0 | 0 | 0 | 0 | 0 |  | Coal | 0 | 0 | 0 | 0 | 0 | 0 | 0 | 0 | 0 | 0 | 0 | 0 | 0 | 0 | 0 | 0 | 0 | 0 | 0 | 0 | 0 | 0 | 0 | 0 | 0 | 0
|  | Natural Gas | 0 | 0 | 0 | 0 | 0 | 0 | 0 | 0 | 0 | 0 | 0 | 0 | 0 | 0 | 0 | 0 | 0 | 0 | 0 | 0 | 0 | 0 | 0 | 0 | 0 | 0 |  |  | Natural Gas | 0 | 0 | 0 | 0 | 0 | 0 | 0 | 0 | 0 | 0 | 0 | 0 | 0 | 0 | 0 | 0 | 0 | 0 | 0 | 0 | 0 | 0 | 0 | 0 | 0 | 0 |  | Natural Gas | 0 | 0 | 0 | 0 | 0 | 0 | 0 | 0 | 0 | 0 | 0 | 0 | 0 | 0 | 0 | 0 | 0 | 0 | 0 | 0 | 0 | 0 | 0 | 0 | 0 | 0 |  | Natural Gas | 0 | 0 | 0 | 0 | 0 | 0 | 0 | 0 | 0 | 0 | 0 | 0 | 0 | 0 | 0 | 0 | 0 | 0 | 0 | 0 | 0 | 0 | 0 | 0 | 0 | 0 |  | Natural Gas | 0 | 0 | 0 | 0 | 0 | 0 | 0 | 0 | 0 | 0 | 0 | 0 | 0 | 0 | 0 | 0 | 0 | 0 | 0 | 0 | 0 | 0 | 0 | 0 | 0 | 0
|  | Natural Gas + CCS | 0 | 0 | 0 | 0 | 0 | 0 | 0 | 0 | 0 | 0 | 0 | 0 | 0 | 0 | 0 | 0 | 0 | 0 | 0 | 0 | 0 | 0 | 0 | 0 | 0 | 0 |  |  | Natural Gas + CCS | 0 | 0 | 0 | 0 | 0 | 0 | 0 | 0 | 0 | 0 | 0 | 0 | 0 | 0 | 0 | 0 | 0 | 0 | 0 | 0 | 0 | 0 | 0 | 0 | 0 | 0 |  | Natural Gas + CCS | 0 | 0 | 0 | 0 | 0 | 0 | 0 | 0 | 0 | 0 | 0 | 0 | 0 | 0 | 0 | 0 | 0 | 0 | 0 | 0 | 0 | 0 | 0 | 0 | 0 | 0 |  | Natural Gas + CCS | 0 | 0 | 0 | 0 | 0 | 0 | 0 | 0 | 0 | 0 | 0 | 0 | 0 | 0 | 0 | 0 | 0 | 0 | 0 | 0 | 0 | 0 | 0 | 0 | 0 | 0 |  | Natural Gas + CCS | 0 | 0 | 0 | 0 | 0 | 0 | 0 | 0 | 0 | 0 | 0 | 0 | 0 | 0 | 0 | 0 | 0 | 0 | 0 | 0 | 0 | 0 | 0 | 0 | 0 | 0
|  | CHP | 0 | 0 | 0 | 0 | 0 | 0 | 0 | 0 | 0 | 0 | 0 | 0 | 0 | 0 | 0 | 0 | 0 | 0 | 0 | 0 | 0 | 0 | 0 | 0 | 0 | 0 |  |  | CHP | 0 | 0 | 0 | 0 | 0 | 0 | 0 | 0 | 0 | 0 | 0 | 0 | 0 | 0 | 0 | 0 | 0 | 0 | 0 | 0 | 0 | 0 | 0 | 0 | 0 | 0 |  | CHP | 0 | 0 | 0 | 0 | 0 | 0 | 0 | 0 | 0 | 0 | 0 | 0 | 0 | 0 | 0 | 0 | 0 | 0 | 0 | 0 | 0 | 0 | 0 | 0 | 0 | 0 |  | CHP | 0 | 0 | 0 | 0 | 0 | 0 | 0 | 0 | 0 | 0 | 0 | 0 | 0 | 0 | 0 | 0 | 0 | 0 | 0 | 0 | 0 | 0 | 0 | 0 | 0 | 0 |  | CHP | 0 | 0 | 0 | 0 | 0 | 0 | 0 | 0 | 0 | 0 | 0 | 0 | 0 | 0 | 0 | 0 | 0 | 0 | 0 | 0 | 0 | 0 | 0 | 0 | 0 | 0
|  | Hydrogen | 0 | 0 | 0 | 0 | 0 | 0 | 0 | 0 | 0 | 0 | 0 | 0 | 0 | 0 | 0 | 0 | 0 | 0 | 0 | 0 | 0 | 0 | 0 | 0 | 0 | 0 |  |  | Hydrogen | 0 | 0 | 0 | 0 | 0 | 0 | 0 | 0 | 0 | 0 | 0 | 0 | 0 | 0 | 0 | 0 | 0 | 0 | 0 | 0 | 0 | 0 | 0 | 0 | 0 | 0 |  | Hydrogen | 0 | 0 | 0 | 0 | 0 | 0 | 0 | 0 | 0 | 0 | 0 | 0 | 0 | 0 | 0 | 0 | 0 | 0 | 0 | 0 | 0 | 0 | 0 | 0 | 0 | 0 |  | Hydrogen | 0 | 0 | 0 | 0 | 0 | 0 | 0 | 0 | 0 | 0 | 0 | 0 | 0 | 0 | 0 | 0 | 0 | 0 | 0 | 0 | 0 | 0 | 0 | 0 | 0 | 0 |  | Hydrogen | 0 | 0 | 0 | 0 | 0 | 0 | 0 | 0 | 0 | 0 | 0 | 0 | 0 | 0 | 0 | 0 | 0 | 0 | 0 | 0 | 0 | 0 | 0 | 0 | 0 | 0
|  | Nuclear | 0 | 0 | 0 | 0 | 0 | 0 | 0 | 0 | 0 | 0 | 0 | 0 | 0 | 0 | 0 | 0 | 0 | 0 | 0 | 0 | 0 | 0 | 0 | 0 | 0 | 0 |  |  | Nuclear | 0 | 0 | 0 | 0 | 0 | 0 | 0 | 0 | 0 | 0 | 0 | 0 | 0 | 0 | 0 | 0 | 0 | 0 | 0 | 0 | 0 | 0 | 0 | 0 | 0 | 0 |  | Nuclear | 0 | 0 | 0 | 0 | 0 | 0 | 0 | 0 | 0 | 0 | 0 | 0 | 0 | 0 | 0 | 0 | 0 | 0 | 0 | 0 | 0 | 0 | 0 | 0 | 0 | 0 |  | Nuclear | 0 | 0 | 0 | 0 | 0 | 0 | 0 | 0 | 0 | 0 | 0 | 0 | 0 | 0 | 0 | 0 | 0 | 0 | 0 | 0 | 0 | 0 | 0 | 0 | 0 | 0 |  | Nuclear | 0 | 0 | 0 | 0 | 0 | 0 | 0 | 0 | 0 | 0 | 0 | 0 | 0 | 0 | 0 | 0 | 0 | 0 | 0 | 0 | 0 | 0 | 0 | 0 | 0 | 0
|  | Nuclear (SMR) | 0 | 0 | 0 | 0 | 0 | 0 | 0 | 0 | 0 | 0 | 0 | 0 | 0 | 0 | 0 | 0 | 0 | 0 | 0 | 0 | 0 | 0 | 0 | 0 | 0 | 0 |  |  | Nuclear (SMR) | 0 | 0 | 0 | 0 | 0 | 0 | 0 | 0 | 0 | 0 | 0 | 0 | 0 | 0 | 0 | 0 | 0 | 0 | 0 | 0 | 0 | 0 | 0 | 0 | 0 | 0 |  | Nuclear (SMR) | 0 | 0 | 0 | 0 | 0 | 0 | 0 | 0 | 0 | 0 | 0 | 0 | 0 | 0 | 0 | 0 | 0 | 0 | 0 | 0 | 0 | 0 | 0 | 0 | 0 | 0 |  | Nuclear (SMR) | 0 | 0 | 0 | 0 | 0 | 0 | 0 | 0 | 0 | 0 | 0 | 0 | 0 | 0 | 0 | 0 | 0 | 0 | 0 | 0 | 0 | 0 | 0 | 0 | 0 | 0 |  | Nuclear (SMR) | 0 | 0 | 0 | 0 | 0 | 0 | 0 | 0 | 0 | 0 | 0 | 0 | 0 | 0 | 0 | 0 | 0 | 0 | 0 | 0 | 0 | 0 | 0 | 0 | 0 | 0
|  | Geothermal | 0 | 0 | 0 | 0 | 0 | 0 | 0.11634 | 0 | 0.34838 | 0 | 0 | 1.2 | 0 | 0 | 0 | 0 | 3.4005 | 0 | 0 | 0 | 0 | 3.4005 | 0 | 0 | 0 | 3.4005 |  |  | Geothermal | 0 | 0 | 0 | 0 | 0 | 0 | 0.066875 | 0 | 0.067675 | 0 | 0 | 0.91929 | 0 | 0 | 0 | 0 | 1.654 | 0 | 0 | 0 | 0 | 1.654 | 0 | 0 | 0 | 1.654 |  | Geothermal | 0 | 0 | 0 | 0 | 0 | 0 | 0.049463 | 0 | 0.19771 | 0 | 0 | 0.19771 | 0 | 0 | 0 | 0 | 1.2179 | 0 | 0 | 0 | 0 | 1.2179 | 0 | 0 | 0 | 1.2179 |  | Geothermal | 0 | 0 | 0 | 0 | 0 | 0 | 0 | 0 | 0.083 | 0 | 0 | 0.083 | 0 | 0 | 0 | 0 | 0.5286 | 0 | 0 | 0 | 0 | 0.5286 | 0 | 0 | 0 | 0.5286 |  | Geothermal | 0 | 0 | 0 | 0 | 0 | 0 | 0.049463 | 0 | 0.28071 | 0 | 0 | 0.28071 | 0 | 0 | 0 | 0 | 1.7465 | 0 | 0 | 0 | 0 | 1.7465 | 0 | 0 | 0 | 1.7465
|  | Geothermal (Enhanced) | 0 | 0 | 0 | 0 | 0 | 0 | 0 | 0 | 0 | 0 | 0 | 0 | 0 | 0 | 0 | 0 | 1.705 | 0 | 0 | 0 | 0 | 1.705 | 0 | 0 | 0 | 1.705 |  |  | Geothermal (Enhanced) | 0 | 0 | 0 | 0 | 0 | 0 | 0 | 0 | 0 | 0 | 0 | 0 | 0 | 0 | 0 | 0 | 1.705 | 0 | 0 | 0 | 0 | 1.705 | 0 | 0 | 0 | 1.705 |  | Geothermal (Enhanced) | 0 | 0 | 0 | 0 | 0 | 0 | 0 | 0 | 0 | 0 | 0 | 0 | 0 | 0 | 0 | 0 | 0 | 0 | 0 | 0 | 0 | 0 | 0 | 0 | 0 | 0 |  | Geothermal (Enhanced) | 0 | 0 | 0 | 0 | 0 | 0 | 0 | 0 | 0 | 0 | 0 | 0 | 0 | 0 | 0 | 0 | 0 | 0 | 0 | 0 | 0 | 0 | 0 | 0 | 0 | 0 |  | Geothermal (Enhanced) | 0 | 0 | 0 | 0 | 0 | 0 | 0 | 0 | 0 | 0 | 0 | 0 | 0 | 0 | 0 | 0 | 0 | 0 | 0 | 0 | 0 | 0 | 0 | 0 | 0 | 0
|  | Biomass | 0 | 0 | 0 | 0 | 0 | 0 | 0 | 0 | 0 | 0 | 0 | 0 | 0 | 0 | 0 | 0 | 0 | 0 | 0 | 0 | 0 | 0 | 0 | 0 | 0 | 0 |  |  | Biomass | 0 | 0 | 0 | 0 | 0 | 0 | 0 | 0 | 0 | 0 | 0 | 0 | 0 | 0 | 0 | 0 | 0 | 0 | 0 | 0 | 0 | 0 | 0 | 0 | 0 | 0 |  | Biomass | 0 | 0 | 0 | 0 | 0 | 0 | 0 | 0 | 0 | 0 | 0 | 0 | 0 | 0 | 0 | 0 | 0 | 0 | 0 | 0 | 0 | 0 | 0 | 0 | 0 | 0 |  | Biomass | 0 | 0 | 0 | 0 | 0 | 0 | 0 | 0 | 0 | 0 | 0 | 0 | 0 | 0 | 0 | 0 | 0 | 0 | 0 | 0 | 0 | 0 | 0 | 0 | 0 | 0 |  | Biomass | 0 | 0 | 0 | 0 | 0 | 0 | 0 | 0 | 0 | 0 | 0 | 0 | 0 | 0 | 0 | 0 | 0 | 0 | 0 | 0 | 0 | 0 | 0 | 0 | 0 | 0
|  | Biogas | 0 | 0 | 0 | 0 | 0 | 0 | 0 | 0 | 0 | 0 | 0 | 0 | 0 | 0 | 0 | 0 | 0 | 0 | 0 | 0 | 0 | 0 | 0 | 0 | 0 | 0 |  |  | Biogas | 0 | 0 | 0 | 0 | 0 | 0 | 0 | 0 | 0 | 0 | 0 | 0 | 0 | 0 | 0 | 0 | 0 | 0 | 0 | 0 | 0 | 0 | 0 | 0 | 0 | 0 |  | Biogas | 0 | 0 | 0 | 0 | 0 | 0 | 0 | 0 | 0 | 0 | 0 | 0 | 0 | 0 | 0 | 0 | 0 | 0 | 0 | 0 | 0 | 0 | 0 | 0 | 0 | 0 |  | Biogas | 0 | 0 | 0 | 0 | 0 | 0 | 0 | 0 | 0 | 0 | 0 | 0 | 0 | 0 | 0 | 0 | 0 | 0 | 0 | 0 | 0 | 0 | 0 | 0 | 0 | 0 |  | Biogas | 0 | 0 | 0 | 0 | 0 | 0 | 0 | 0 | 0 | 0 | 0 | 0 | 0 | 0 | 0 | 0 | 0 | 0 | 0 | 0 | 0 | 0 | 0 | 0 | 0 | 0
|  | Hydro | 0 | 0 | 0 | 0 | 0 | 0 | 0 | 0 | 0 | 0 | 0 | 0 | 0 | 0 | 0 | 0 | 0 | 0 | 0 | 0 | 0 | 0 | 0 | 0 | 0 | 0 |  |  | Hydro | 0 | 0 | 0 | 0 | 0 | 0 | 0 | 0 | 0 | 0 | 0 | 0 | 0 | 0 | 0 | 0 | 0 | 0 | 0 | 0 | 0 | 0 | 0 | 0 | 0 | 0 |  | Hydro | 0 | 0 | 0 | 0 | 0 | 0 | 0 | 0 | 0 | 0 | 0 | 0 | 0 | 0 | 0 | 0 | 0 | 0 | 0 | 0 | 0 | 0 | 0 | 0 | 0 | 0 |  | Hydro | 0 | 0 | 0 | 0 | 0 | 0 | 0 | 0 | 0 | 0 | 0 | 0 | 0 | 0 | 0 | 0 | 0 | 0 | 0 | 0 | 0 | 0 | 0 | 0 | 0 | 0 |  | Hydro | 0 | 0 | 0 | 0 | 0 | 0 | 0 | 0 | 0 | 0 | 0 | 0 | 0 | 0 | 0 | 0 | 0 | 0 | 0 | 0 | 0 | 0 | 0 | 0 | 0 | 0
|  | In-State Wind | 0 | 0 | 0 | 0 | 0 | 0 | 0.25 | 0 | 0.75 | 0 | 0 | 2.0198 | 0 | 0 | 0 | 0 | 2.5758 | 0 | 0 | 0 | 0 | 4.7556 | 0 | 0 | 0 | 7.7009 |  |  | In-State Wind | 0 | 0 | 0 | 0 | 0 | 0 | 0.072 | 0 | 0.072 | 0 | 0 | 0.45283 | 0 | 0 | 0 | 0 | 1.0088 | 0 | 0 | 0 | 0 | 1.8876 | 0 | 0 | 0 | 2.7261 |  | In-State Wind | 0 | 0 | 0 | 0 | 0 | 0 | 0 | 0 | 0.25472 | 0 | 0 | 0.57615 | 0 | 0 | 0 | 0 | 0.57615 | 0 | 0 | 0 | 0 | 0.57615 | 0 | 0 | 0 | 2.3506 |  | In-State Wind | 0 | 0 | 0 | 0 | 0 | 0 | 0.178 | 0 | 0.42328 | 0 | 0 | 0.99085 | 0 | 0 | 0 | 0 | 0.99085 | 0 | 0 | 0 | 0 | 2.2919 | 0 | 0 | 0 | 2.6241 |  | In-State Wind | 0 | 0 | 0 | 0 | 0 | 0 | 0.178 | 0 | 0.678 | 0 | 0 | 1.567 | 0 | 0 | 0 | 0 | 1.567 | 0 | 0 | 0 | 0 | 2.868 | 0 | 0 | 0 | 4.9748
|  | Out-of-State Wind | 0 | 0 | 0 | 0 | 0 | 0 | 1.436 | 0 | 2.936 | 0 | 0 | 5.536 | 0 | 0 | 0 | 0 | 7.036 | 0 | 0 | 0 | 0 | 17.036 | 0 | 0 | 0 | 19.036 |  |  | Out-of-State Wind | 0 | 0 | 0 | 0 | 0 | 0 | 0 | 0 | 0 | 0 | 0 | 0 | 0 | 0 | 0 | 0 | 0 | 0 | 0 | 0 | 0 | 4 | 0 | 0 | 0 | 4 |  | Out-of-State Wind | 0 | 0 | 0 | 0 | 0 | 0 | 1.436 | 0 | 2.936 | 0 | 0 | 5.536 | 0 | 0 | 0 | 0 | 7.036 | 0 | 0 | 0 | 0 | 13.036 | 0 | 0 | 0 | 15.036 |  | Out-of-State Wind | 0 | 0 | 0 | 0 | 0 | 0 | 0 | 0 | 0 | 0 | 0 | 0 | 0 | 0 | 0 | 0 | 0 | 0 | 0 | 0 | 0 | 0 | 0 | 0 | 0 | 0 |  | Out-of-State Wind | 0 | 0 | 0 | 0 | 0 | 0 | 1.436 | 0 | 2.936 | 0 | 0 | 5.536 | 0 | 0 | 0 | 0 | 7.036 | 0 | 0 | 0 | 0 | 13.036 | 0 | 0 | 0 | 15.036
|  | Offshore Wind | 0 | 0 | 0 | 0 | 0 | 0 | 0 | 0 | 0 | 0 | 0 | 0 | 0 | 0 | 0 | 0 | 2.924 | 0 | 0 | 0 | 0 | 4.531 | 0 | 0 | 0 | 4.531 |  |  | Offshore Wind | 0 | 0 | 0 | 0 | 0 | 0 | 0 | 0 | 0 | 0 | 0 | 0 | 0 | 0 | 0 | 0 | 2.924 | 0 | 0 | 0 | 0 | 4.531 | 0 | 0 | 0 | 4.531 |  | Offshore Wind | 0 | 0 | 0 | 0 | 0 | 0 | 0 | 0 | 0 | 0 | 0 | 0 | 0 | 0 | 0 | 0 | 0 | 0 | 0 | 0 | 0 | 0 | 0 | 0 | 0 | 0 |  | Offshore Wind | 0 | 0 | 0 | 0 | 0 | 0 | 0 | 0 | 0 | 0 | 0 | 0 | 0 | 0 | 0 | 0 | 0 | 0 | 0 | 0 | 0 | 0 | 0 | 0 | 0 | 0 |  | Offshore Wind | 0 | 0 | 0 | 0 | 0 | 0 | 0 | 0 | 0 | 0 | 0 | 0 | 0 | 0 | 0 | 0 | 0 | 0 | 0 | 0 | 0 | 0 | 0 | 0 | 0 | 0
|  | Solar | 0 | 0 | 0 | 0 | 0 | 0 | 3.9981 | 0 | 15 | 0 | 0 | 35.9145 | 0 | 0 | 0 | 0 | 47.461 | 0 | 0 | 0 | 0 | 53.7372 | 0 | 0 | 0 | 68.4707 |  |  | Solar | 0 | 0 | 0 | 0 | 0 | 0 | 0.46 | 0 | 4.822 | 0 | 0 | 14.8485 | 0 | 0 | 0 | 0 | 16.0498 | 0 | 0 | 0 | 0 | 18.946 | 0 | 0 | 0 | 21.3686 |  | Solar | 0 | 0 | 0 | 0 | 0 | 0 | 3.3631 | 0 | 9.903 | 0 | 0 | 17.2431 | 0 | 0 | 0 | 0 | 17.2431 | 0 | 0 | 0 | 0 | 20.3942 | 0 | 0 | 0 | 32.456 |  | Solar | 0 | 0 | 0 | 0 | 0 | 0 | 0.175 | 0 | 0.275 | 0 | 0 | 3.8229 | 0 | 0 | 0 | 0 | 14.1681 | 0 | 0 | 0 | 0 | 14.397 | 0 | 0 | 0 | 14.6461 |  | Solar | 0 | 0 | 0 | 0 | 0 | 0 | 3.5381 | 0 | 10.178 | 0 | 0 | 21.066 | 0 | 0 | 0 | 0 | 31.4113 | 0 | 0 | 0 | 0 | 34.7912 | 0 | 0 | 0 | 47.1021
|  | Customer Solar | 0 | 0 | 0 | 0 | 0 | 0 | 0 | 0 | 0 | 0 | 0 | 0 | 0 | 0 | 0 | 0 | 0 | 0 | 0 | 0 | 0 | 0 | 0 | 0 | 0 | 0 |  |  | Customer Solar | 0 | 0 | 0 | 0 | 0 | 0 | 0 | 0 | 0 | 0 | 0 | 0 | 0 | 0 | 0 | 0 | 0 | 0 | 0 | 0 | 0 | 0 | 0 | 0 | 0 | 0 |  | Customer Solar | 0 | 0 | 0 | 0 | 0 | 0 | 0 | 0 | 0 | 0 | 0 | 0 | 0 | 0 | 0 | 0 | 0 | 0 | 0 | 0 | 0 | 0 | 0 | 0 | 0 | 0 |  | Customer Solar | 0 | 0 | 0 | 0 | 0 | 0 | 0 | 0 | 0 | 0 | 0 | 0 | 0 | 0 | 0 | 0 | 0 | 0 | 0 | 0 | 0 | 0 | 0 | 0 | 0 | 0 |  | Customer Solar | 0 | 0 | 0 | 0 | 0 | 0 | 0 | 0 | 0 | 0 | 0 | 0 | 0 | 0 | 0 | 0 | 0 | 0 | 0 | 0 | 0 | 0 | 0 | 0 | 0 | 0
|  | Li-ion Battery (4-hr) | 0 | 0 | 0 | 0 | 0 | 0 | 3.9081 | 0 | 6.7116 | 0 | 0 | 6.8216 | 0 | 0 | 0 | 0 | 6.8216 | 0 | 0 | 0 | 0 | 6.8216 | 0 | 0 | 0 | 6.8216 |  |  | Li-ion Battery (4-hr) | 0 | 0 | 0 | 0 | 0 | 0 | 0.85225 | 0 | 1.4108 | 0 | 0 | 1.5208 | 0 | 0 | 0 | 0 | 1.5208 | 0 | 0 | 0 | 0 | 1.5208 | 0 | 0 | 0 | 1.5208 |  | Li-ion Battery (4-hr) | 0 | 0 | 0 | 0 | 0 | 0 | 2.3964 | 0 | 4.5414 | 0 | 0 | 4.5414 | 0 | 0 | 0 | 0 | 4.5414 | 0 | 0 | 0 | 0 | 4.5414 | 0 | 0 | 0 | 4.5414 |  | Li-ion Battery (4-hr) | 0 | 0 | 0 | 0 | 0 | 0 | 0.6595 | 0 | 0.7595 | 0 | 0 | 0.7595 | 0 | 0 | 0 | 0 | 0.7595 | 0 | 0 | 0 | 0 | 0.7595 | 0 | 0 | 0 | 0.7595 |  | Li-ion Battery (4-hr) | 0 | 0 | 0 | 0 | 0 | 0 | 3.0559 | 0 | 5.3009 | 0 | 0 | 5.3009 | 0 | 0 | 0 | 0 | 5.3009 | 0 | 0 | 0 | 0 | 5.3009 | 0 | 0 | 0 | 5.3009
|  | Li-ion Battery (8-hr) | 0 | 0 | 0 | 0 | 0 | 0 | 0.17805 | 0 | 1.048 | 0 | 0 | 10.0472 | 0 | 0 | 0 | 0 | 13.1877 | 0 | 0 | 0 | 0 | 13.1877 | 0 | 0 | 0 | 18.5817 |  |  | Li-ion Battery (8-hr) | 0 | 0 | 0 | 0 | 0 | 0 | 0.112 | 0 | 0.147 | 0 | 0 | 3.259 | 0 | 0 | 0 | 0 | 3.259 | 0 | 0 | 0 | 0 | 3.259 | 0 | 0 | 0 | 3.8404 |  | Li-ion Battery (8-hr) | 0 | 0 | 0 | 0 | 0 | 0 | 0.040618 | 0 | 0.87562 | 0 | 0 | 5.4551 | 0 | 0 | 0 | 0 | 8.5793 | 0 | 0 | 0 | 0 | 8.5793 | 0 | 0 | 0 | 13.39 |  | Li-ion Battery (8-hr) | 0 | 0 | 0 | 0 | 0 | 0 | 0.02543 | 0 | 0.02543 | 0 | 0 | 1.3331 | 0 | 0 | 0 | 0 | 1.3495 | 0 | 0 | 0 | 0 | 1.3495 | 0 | 0 | 0 | 1.3514 |  | Li-ion Battery (8-hr) | 0 | 0 | 0 | 0 | 0 | 0 | 0.066048 | 0 | 0.90105 | 0 | 0 | 6.7882 | 0 | 0 | 0 | 0 | 9.9288 | 0 | 0 | 0 | 0 | 9.9288 | 0 | 0 | 0 | 14.7413
|  | Location Constrained Storage (12-hr) | 0 | 0 | 0 | 0 | 0 | 0 | 0 | 0 | 0 | 0 | 0 | 1.6 | 0 | 0 | 0 | 0 | 5.4483 | 0 | 0 | 0 | 0 | 5.4483 | 0 | 0 | 0 | 5.4483 |  |  | Location Constrained Storage (12-hr) | 0 | 0 | 0 | 0 | 0 | 0 | 0 | 0 | 0 | 0 | 0 | 0 | 0 | 0 | 0 | 0 | 0.98193 | 0 | 0 | 0 | 0 | 0.98193 | 0 | 0 | 0 | 0.98193 |  | Location Constrained Storage (12-hr) | 0 | 0 | 0 | 0 | 0 | 0 | 0 | 0 | 0 | 0 | 0 | 1.6 | 0 | 0 | 0 | 0 | 3.9663 | 0 | 0 | 0 | 0 | 3.9663 | 0 | 0 | 0 | 3.9663 |  | Location Constrained Storage (12-hr) | 0 | 0 | 0 | 0 | 0 | 0 | 0 | 0 | 0 | 0 | 0 | 0 | 0 | 0 | 0 | 0 | 0.5 | 0 | 0 | 0 | 0 | 0.5 | 0 | 0 | 0 | 0.5 |  | Location Constrained Storage (12-hr) | 0 | 0 | 0 | 0 | 0 | 0 | 0 | 0 | 0 | 0 | 0 | 1.6 | 0 | 0 | 0 | 0 | 4.4663 | 0 | 0 | 0 | 0 | 4.4663 | 0 | 0 | 0 | 4.4663
|  | Generic Storage (12-hr) | 0 | 0 | 0 | 0 | 0 | 0 | 0 | 0 | 0 | 0 | 0 | 0 | 0 | 0 | 0 | 0 | 0 | 0 | 0 | 0 | 0 | 0 | 0 | 0 | 0 | 0 |  |  | Generic Storage (12-hr) | 0 | 0 | 0 | 0 | 0 | 0 | 0 | 0 | 0 | 0 | 0 | 0 | 0 | 0 | 0 | 0 | 0 | 0 | 0 | 0 | 0 | 0 | 0 | 0 | 0 | 0 |  | Generic Storage (12-hr) | 0 | 0 | 0 | 0 | 0 | 0 | 0 | 0 | 0 | 0 | 0 | 0 | 0 | 0 | 0 | 0 | 0 | 0 | 0 | 0 | 0 | 0 | 0 | 0 | 0 | 0 |  | Generic Storage (12-hr) | 0 | 0 | 0 | 0 | 0 | 0 | 0 | 0 | 0 | 0 | 0 | 0 | 0 | 0 | 0 | 0 | 0 | 0 | 0 | 0 | 0 | 0 | 0 | 0 | 0 | 0 |  | Generic Storage (12-hr) | 0 | 0 | 0 | 0 | 0 | 0 | 0 | 0 | 0 | 0 | 0 | 0 | 0 | 0 | 0 | 0 | 0 | 0 | 0 | 0 | 0 | 0 | 0 | 0 | 0 | 0
|  | Generic Storage (24-hr) | 0 | 0 | 0 | 0 | 0 | 0 | 0 | 0 | 0 | 0 | 0 | 0 | 0 | 0 | 0 | 0 | 0.5 | 0 | 0 | 0 | 0 | 0.5 | 0 | 0 | 0 | 0.5 |  |  | Generic Storage (24-hr) | 0 | 0 | 0 | 0 | 0 | 0 | 0 | 0 | 0 | 0 | 0 | 0 | 0 | 0 | 0 | 0 | 0 | 0 | 0 | 0 | 0 | 0 | 0 | 0 | 0 | 0 |  | Generic Storage (24-hr) | 0 | 0 | 0 | 0 | 0 | 0 | 0 | 0 | 0 | 0 | 0 | 0 | 0 | 0 | 0 | 0 | 0.5 | 0 | 0 | 0 | 0 | 0.5 | 0 | 0 | 0 | 0.5 |  | Generic Storage (24-hr) | 0 | 0 | 0 | 0 | 0 | 0 | 0 | 0 | 0 | 0 | 0 | 0 | 0 | 0 | 0 | 0 | 0 | 0 | 0 | 0 | 0 | 0 | 0 | 0 | 0 | 0 |  | Generic Storage (24-hr) | 0 | 0 | 0 | 0 | 0 | 0 | 0 | 0 | 0 | 0 | 0 | 0 | 0 | 0 | 0 | 0 | 0.5 | 0 | 0 | 0 | 0 | 0.5 | 0 | 0 | 0 | 0.5
|  | Generic Storage (100-hr) | 0 | 0 | 0 | 0 | 0 | 0 | 0 | 0 | 0 | 0 | 0 | 0 | 0 | 0 | 0 | 0 | 0 | 0 | 0 | 0 | 0 | 0 | 0 | 0 | 0 | 0 |  |  | Generic Storage (100-hr) | 0 | 0 | 0 | 0 | 0 | 0 | 0 | 0 | 0 | 0 | 0 | 0 | 0 | 0 | 0 | 0 | 0 | 0 | 0 | 0 | 0 | 0 | 0 | 0 | 0 | 0 |  | Generic Storage (100-hr) | 0 | 0 | 0 | 0 | 0 | 0 | 0 | 0 | 0 | 0 | 0 | 0 | 0 | 0 | 0 | 0 | 0 | 0 | 0 | 0 | 0 | 0 | 0 | 0 | 0 | 0 |  | Generic Storage (100-hr) | 0 | 0 | 0 | 0 | 0 | 0 | 0 | 0 | 0 | 0 | 0 | 0 | 0 | 0 | 0 | 0 | 0 | 0 | 0 | 0 | 0 | 0 | 0 | 0 | 0 | 0 |  | Generic Storage (100-hr) | 0 | 0 | 0 | 0 | 0 | 0 | 0 | 0 | 0 | 0 | 0 | 0 | 0 | 0 | 0 | 0 | 0 | 0 | 0 | 0 | 0 | 0 | 0 | 0 | 0 | 0
|  | Shed DR | 0 | 0 | 0 | 0 | 0 | 0 | 0 | 0 | 0 | 0 | 0 | 0 | 0 | 0 | 0 | 0 | 0 | 0 | 0 | 0 | 0 | 0 | 0 | 0 | 0 | 0 |  |  | Shed DR | 0 | 0 | 0 | 0 | 0 | 0 | 0 | 0 | 0 | 0 | 0 | 0 | 0 | 0 | 0 | 0 | 0 | 0 | 0 | 0 | 0 | 0 | 0 | 0 | 0 | 0 |  | Shed DR | 0 | 0 | 0 | 0 | 0 | 0 | 0 | 0 | 0 | 0 | 0 | 0 | 0 | 0 | 0 | 0 | 0 | 0 | 0 | 0 | 0 | 0 | 0 | 0 | 0 | 0 |  | Shed DR | 0 | 0 | 0 | 0 | 0 | 0 | 0 | 0 | 0 | 0 | 0 | 0 | 0 | 0 | 0 | 0 | 0 | 0 | 0 | 0 | 0 | 0 | 0 | 0 | 0 | 0 |  | Shed DR | 0 | 0 | 0 | 0 | 0 | 0 | 0 | 0 | 0 | 0 | 0 | 0 | 0 | 0 | 0 | 0 | 0 | 0 | 0 | 0 | 0 | 0 | 0 | 0 | 0 | 0
|  | Shift DR & VGI | 0 | 0 | 0 | 0 | 0 | 0 | 0 | 0 | 0 | 0 | 0 | 0 | 0 | 0 | 0 | 0 | 0 | 0 | 0 | 0 | 0 | 0 | 0 | 0 | 0 | 0 |  |  | Shift DR & VGI | 0 | 0 | 0 | 0 | 0 | 0 | 0 | 0 | 0 | 0 | 0 | 0 | 0 | 0 | 0 | 0 | 0 | 0 | 0 | 0 | 0 | 0 | 0 | 0 | 0 | 0 |  | Shift DR & VGI | 0 | 0 | 0 | 0 | 0 | 0 | 0 | 0 | 0 | 0 | 0 | 0 | 0 | 0 | 0 | 0 | 0 | 0 | 0 | 0 | 0 | 0 | 0 | 0 | 0 | 0 |  | Shift DR & VGI | 0 | 0 | 0 | 0 | 0 | 0 | 0 | 0 | 0 | 0 | 0 | 0 | 0 | 0 | 0 | 0 | 0 | 0 | 0 | 0 | 0 | 0 | 0 | 0 | 0 | 0 |  | Shift DR & VGI | 0 | 0 | 0 | 0 | 0 | 0 | 0 | 0 | 0 | 0 | 0 | 0 | 0 | 0 | 0 | 0 | 0 | 0 | 0 | 0 | 0 | 0 | 0 | 0 | 0 | 0
|  | Gas Capacity Not Retained | 0 | 0 | 0 | 0 | 0 | 0 | -1.3371 | -1.3371 | -1.6744 | -1.6744 | -1.6744 | -1.6744 | -1.6744 | -1.6744 | -1.6744 | -1.6744 | -1.6744 | -1.6744 | -1.6744 | -1.6744 | -1.6744 | -1.6744 | -1.6744 | -1.6744 | -1.6744 | -1.6744 |  |  | Gas Capacity Not Retained | 0 | 0 | 0 | 0 | 0 | 0 | -0.79515 | -0.79515 | -1.1324 | -1.1324 | -1.1324 | -1.1324 | -1.1324 | -1.1324 | -1.1324 | -1.1324 | -1.1324 | -1.1324 | -1.1324 | -1.1324 | -1.1324 | -1.1324 | -1.1324 | -1.1324 | -1.1324 | -1.1324 |  | Gas Capacity Not Retained | 0 | 0 | 0 | 0 | 0 | 0 | -0.50751 | -0.50751 | -0.50751 | -0.50751 | -0.50751 | -0.50751 | -0.50751 | -0.50751 | -0.50751 | -0.50751 | -0.50751 | -0.50751 | -0.50751 | -0.50751 | -0.50751 | -0.50751 | -0.50751 | -0.50751 | -0.50751 | -0.50751 |  | Gas Capacity Not Retained | 0 | 0 | 0 | 0 | 0 | 0 | -0.034407 | -0.034407 | -0.034407 | -0.034407 | -0.034407 | -0.034407 | -0.034407 | -0.034407 | -0.034407 | -0.034407 | -0.034407 | -0.034407 | -0.034407 | -0.034407 | -0.034407 | -0.034407 | -0.034407 | -0.034407 | -0.034407 | -0.034407 |  | Gas Capacity Not Retained | 0 | 0 | 0 | 0 | 0 | 0 | -0.54192 | -0.54192 | -0.54192 | -0.54192 | -0.54192 | -0.54192 | -0.54192 | -0.54192 | -0.54192 | -0.54192 | -0.54192 | -0.54192 | -0.54192 | -0.54192 | -0.54192 | -0.54192 | -0.54192 | -0.54192 | -0.54192 | -0.54192
|  | Long Duration Storage | 0 | 0 | 0 | 0 | 0 | 0 | 0 | 0 | 0 | 0 | 0 | 0 | 0 | 0 | 0 | 0 | 0.5 | 0 | 0 | 0 | 0 | 0.5 | 0 | 0 | 0 | 0.5 |  |  | Long Duration Storage | 0 | 0 | 0 | 0 | 0 | 0 | 0 | 0 | 0 | 0 | 0 | 0 | 0 | 0 | 0 | 0 | 0 | 0 | 0 | 0 | 0 | 0 | 0 | 0 | 0 | 0 |  | Long Duration Storage | 0 | 0 | 0 | 0 | 0 | 0 | 0 | 0 | 0 | 0 | 0 | 0 | 0 | 0 | 0 | 0 | 0.5 | 0 | 0 | 0 | 0 | 0.5 | 0 | 0 | 0 | 0.5 |  | Long Duration Storage | 0 | 0 | 0 | 0 | 0 | 0 | 0 | 0 | 0 | 0 | 0 | 0 | 0 | 0 | 0 | 0 | 0 | 0 | 0 | 0 | 0 | 0 | 0 | 0 | 0 | 0 |  | Long Duration Storage | 0 | 0 | 0 | 0 | 0 | 0 | 0 | 0 | 0 | 0 | 0 | 0 | 0 | 0 | 0 | 0 | 0.5 | 0 | 0 | 0 | 0 | 0.5 | 0 | 0 | 0 | 0.5
|  | Total New Resources | 0 | 0 | 0 | 0 | 0 | 0 | 9.8866 | 0 | 26.7941 | 0 | 0 | 63.1392 | 0 | 0 | 0 | 0 | 91.0599 | 0 | 0 | 0 | 0 | 111.123 | 0 | 0 | 0 | 136.1957 |  |  | Total New Resources | 0 | 0 | 0 | 0 | 0 | 0 | 1.5631 | 0 | 6.5195 | 0 | 0 | 21.0004 | 0 | 0 | 0 | 0 | 29.1032 | 0 | 0 | 0 | 0 | 38.4852 | 0 | 0 | 0 | 42.3278 |  | Total New Resources | 0 | 0 | 0 | 0 | 0 | 0 | 7.2856 | 0 | 18.7084 | 0 | 0 | 35.1495 | 0 | 0 | 0 | 0 | 43.6602 | 0 | 0 | 0 | 0 | 52.8112 | 0 | 0 | 0 | 73.4582 |  | Total New Resources | 0 | 0 | 0 | 0 | 0 | 0 | 1.0379 | 0 | 1.5662 | 0 | 0 | 6.9894 | 0 | 0 | 0 | 0 | 18.2966 | 0 | 0 | 0 | 0 | 19.8265 | 0 | 0 | 0 | 20.4097 |  | Total | 0 | 0 | 0 | 0 | 0 | 0 | 7.7816 | -0.54192 | 19.7327 | -0.54192 | -0.54192 | 41.5969 | -0.54192 | -0.54192 | -0.54192 | -0.54192 | 61.4149 | -0.54192 | -0.54192 | -0.54192 | -0.54192 | 72.0958 | -0.54192 | -0.54192 | -0.54192 | 93.326
|  | Total Optimized Capacity (includes non-retained gas) | 0 | 0 | 0 | 0 | 0 | 0 | 8.5496 | -1.3371 | 25.1197 | -1.6744 | -1.6744 | 61.4648 | -1.6744 | -1.6744 | -1.6744 | -1.6744 | 89.3856 | -1.6744 | -1.6744 | -1.6744 | -1.6744 | 109.4486 | -1.6744 | -1.6744 | -1.6744 | 134.5213 |  |  | Total Optimized Capacity (uncludes non-retained gas) | 0 | 0 | 0 | 0 | 0 | 0 | 0.76798 | -0.79515 | 5.387 | -1.1324 | -1.1324 | 19.8679 | -1.1324 | -1.1324 | -1.1324 | -1.1324 | 27.9707 | -1.1324 | -1.1324 | -1.1324 | -1.1324 | 37.3528 | -1.1324 | -1.1324 | -1.1324 | 41.1953 |  | Total Optimized Capacity (uncludes non-retained gas) | 0 | 0 | 0 | 0 | 0 | 0 | 6.7781 | -0.50751 | 18.2009 | -0.50751 | -0.50751 | 34.6419 | -0.50751 | -0.50751 | -0.50751 | -0.50751 | 43.1527 | -0.50751 | -0.50751 | -0.50751 | -0.50751 | 52.3037 | -0.50751 | -0.50751 | -0.50751 | 72.9507 |  | Total Optimized Capacity (uncludes non-retained gas) | 0 | 0 | 0 | 0 | 0 | 0 | 1.0035 | -0.034407 | 1.5318 | -0.034407 | -0.034407 | 6.9549 | -0.034407 | -0.034407 | -0.034407 | -0.034407 | 18.2622 | -0.034407 | -0.034407 | -0.034407 | -0.034407 | 19.7921 | -0.034407 | -0.034407 | -0.034407 | 20.3753
|  | CAISO Baseline (Existing & In-Development) Capacity (GW) | [28 empty] | PGE Baseline (Existing & In-Development) Capacity (GW) | [27 empty] | SCE Baseline (Existing & In-Development) Capacity (GW) | [27 empty] | SDGE Baseline (Existing & In-Development) Capacity (GW)
|  | Resource Type | 2020-01-01 | 2021-01-01 | 2022-01-01 | 2023-01-01 | 2024-01-01 | 2025-01-01 | 2026-01-01 | 2027-01-01 | 2028-01-01 | 2029-01-01 | 2030-01-01 | 2031-01-01 | 2032-01-01 | 2033-01-01 | 2034-01-01 | 2035-01-01 | 2036-01-01 | 2037-01-01 | 2038-01-01 | 2039-01-01 | 2040-01-01 | 2041-01-01 | 2042-01-01 | 2043-01-01 | 2044-01-01 | 2045-01-01 |  |  | Resource Type | 2020-01-01 | 2021-01-01 | 2022-01-01 | 2023-01-01 | 2024-01-01 | 2025-01-01 | 2026-01-01 | 2027-01-01 | 2028-01-01 | 2029-01-01 | 2030-01-01 | 2031-01-01 | 2032-01-01 | 2033-01-01 | 2034-01-01 | 2035-01-01 | 2036-01-01 | 2037-01-01 | 2038-01-01 | 2039-01-01 | 2040-01-01 | 2041-01-01 | 2042-01-01 | 2043-01-01 | 2044-01-01 | 2045-01-01 |  | Resource Type | 2020-01-01 | 2021-01-01 | 2022-01-01 | 2023-01-01 | 2024-01-01 | 2025-01-01 | 2026-01-01 | 2027-01-01 | 2028-01-01 | 2029-01-01 | 2030-01-01 | 2031-01-01 | 2032-01-01 | 2033-01-01 | 2034-01-01 | 2035-01-01 | 2036-01-01 | 2037-01-01 | 2038-01-01 | 2039-01-01 | 2040-01-01 | 2041-01-01 | 2042-01-01 | 2043-01-01 | 2044-01-01 | 2045-01-01 |  | Resource Type | 2020-01-01 | 2021-01-01 | 2022-01-01 | 2023-01-01 | 2024-01-01 | 2025-01-01 | 2026-01-01 | 2027-01-01 | 2028-01-01 | 2029-01-01 | 2030-01-01 | 2031-01-01 | 2032-01-01 | 2033-01-01 | 2034-01-01 | 2035-01-01 | 2036-01-01 | 2037-01-01 | 2038-01-01 | 2039-01-01 | 2040-01-01 | 2041-01-01 | 2042-01-01 | 2043-01-01 | 2044-01-01 | 2045-01-01
| Thermal | Coal | 0 | 0 | 0 | 0 | 0 | 0 | 0 | 0 | 0 | 0 | 0 | 0 | 0 | 0 | 0 | 0 | 0 | 0 | 0 | 0 | 0 | 0 | 0 | 0 | 0 | 0 |  |  | Coal | 0 | 0 | 0 | 0 | 0 | 0 | 0 | 0 | 0 | 0 | 0 | 0 | 0 | 0 | 0 | 0 | 0 | 0 | 0 | 0 | 0 | 0 | 0 | 0 | 0 | 0 |  | Coal | 0 | 0 | 0 | 0 | 0 | 0 | 0 | 0 | 0 | 0 | 0 | 0 | 0 | 0 | 0 | 0 | 0 | 0 | 0 | 0 | 0 | 0 | 0 | 0 | 0 | 0 |  | Coal | 0 | 0 | 0 | 0 | 0 | 0 | 0 | 0 | 0 | 0 | 0 | 0 | 0 | 0 | 0 | 0 | 0 | 0 | 0 | 0 | 0 | 0 | 0 | 0 | 0 | 0
| Thermal | Natural Gas | 0 | 0 | 0 | 0 | 0 | 0 | 26.3975 | 0 | 26.3975 | 0 | 0 | 26.3975 | 0 | 0 | 0 | 0 | 26.3975 | 0 | 0 | 0 | 0 | 26.3975 | 0 | 0 | 0 | 26.3975 |  |  | Natural Gas | 0 | 0 | 0 | 0 | 0 | 0 | 12.7085 | 0 | 12.7085 | 0 | 0 | 12.7085 | 0 | 0 | 0 | 0 | 12.7085 | 0 | 0 | 0 | 0 | 12.7085 | 0 | 0 | 0 | 12.7085 |  | Natural Gas | 0 | 0 | 0 | 0 | 0 | 0 | 10.1225 | 0 | 10.1225 | 0 | 0 | 10.1225 | 0 | 0 | 0 | 0 | 10.1225 | 0 | 0 | 0 | 0 | 10.1225 | 0 | 0 | 0 | 10.1225 |  | Natural Gas | 0 | 0 | 0 | 0 | 0 | 0 | 3.5665 | 0 | 3.5665 | 0 | 0 | 3.5665 | 0 | 0 | 0 | 0 | 3.5665 | 0 | 0 | 0 | 0 | 3.5665 | 0 | 0 | 0 | 3.5665
| Thermal | Natural Gas + CCS | 0 | 0 | 0 | 0 | 0 | 0 | 0 | 0 | 0 | 0 | 0 | 0 | 0 | 0 | 0 | 0 | 0 | 0 | 0 | 0 | 0 | 0 | 0 | 0 | 0 | 0 |  |  | Natural Gas + CCS | 0 | 0 | 0 | 0 | 0 | 0 | 0 | 0 | 0 | 0 | 0 | 0 | 0 | 0 | 0 | 0 | 0 | 0 | 0 | 0 | 0 | 0 | 0 | 0 | 0 | 0 |  | Natural Gas + CCS | 0 | 0 | 0 | 0 | 0 | 0 | 0 | 0 | 0 | 0 | 0 | 0 | 0 | 0 | 0 | 0 | 0 | 0 | 0 | 0 | 0 | 0 | 0 | 0 | 0 | 0 |  | Natural Gas + CCS | 0 | 0 | 0 | 0 | 0 | 0 | 0 | 0 | 0 | 0 | 0 | 0 | 0 | 0 | 0 | 0 | 0 | 0 | 0 | 0 | 0 | 0 | 0 | 0 | 0 | 0
| Thermal | CHP | 0 | 0 | 0 | 0 | 0 | 0 | 2.365 | 0 | 2.365 | 0 | 0 | 2.365 | 0 | 0 | 0 | 0 | 1.892 | 0 | 0 | 0 | 0 | 0 | 0 | 0 | 0 | 0 |  |  | CHP | 0 | 0 | 0 | 0 | 0 | 0 | 1.3276 | 0 | 1.3276 | 0 | 0 | 1.3276 | 0 | 0 | 0 | 0 | 1.0621 | 0 | 0 | 0 | 0 | 0 | 0 | 0 | 0 | 0 |  | CHP | 0 | 0 | 0 | 0 | 0 | 0 | 0.95005 | 0 | 0.95005 | 0 | 0 | 0.95005 | 0 | 0 | 0 | 0 | 0.76004 | 0 | 0 | 0 | 0 | 0 | 0 | 0 | 0 | 0 |  | CHP | 0 | 0 | 0 | 0 | 0 | 0 | 0.08732 | 0 | 0.08732 | 0 | 0 | 0.08732 | 0 | 0 | 0 | 0 | 0.069856 | 0 | 0 | 0 | 0 | 0 | 0 | 0 | 0 | 0
| Thermal | Hydrogen | 0 | 0 | 0 | 0 | 0 | 0 | 0 | 0 | 0 | 0 | 0 | 0 | 0 | 0 | 0 | 0 | 0 | 0 | 0 | 0 | 0 | 0 | 0 | 0 | 0 | 0 |  |  | Hydrogen | 0 | 0 | 0 | 0 | 0 | 0 | 0 | 0 | 0 | 0 | 0 | 0 | 0 | 0 | 0 | 0 | 0 | 0 | 0 | 0 | 0 | 0 | 0 | 0 | 0 | 0 |  | Hydrogen | 0 | 0 | 0 | 0 | 0 | 0 | 0 | 0 | 0 | 0 | 0 | 0 | 0 | 0 | 0 | 0 | 0 | 0 | 0 | 0 | 0 | 0 | 0 | 0 | 0 | 0 |  | Hydrogen | 0 | 0 | 0 | 0 | 0 | 0 | 0 | 0 | 0 | 0 | 0 | 0 | 0 | 0 | 0 | 0 | 0 | 0 | 0 | 0 | 0 | 0 | 0 | 0 | 0 | 0
| Thermal | Nuclear | 0 | 0 | 0 | 0 | 0 | 0 | 0.635 | 0 | 0.635 | 0 | 0 | 0.635 | 0 | 0 | 0 | 0 | 0.635 | 0 | 0 | 0 | 0 | 0.635 | 0 | 0 | 0 | 0.635 |  |  | Nuclear | 0 | 0 | 0 | 0 | 0 | 0 | 0 | 0 | 0 | 0 | 0 | 0 | 0 | 0 | 0 | 0 | 0 | 0 | 0 | 0 | 0 | 0 | 0 | 0 | 0 | 0 |  | Nuclear | 0 | 0 | 0 | 0 | 0 | 0 | 0.635 | 0 | 0.635 | 0 | 0 | 0.635 | 0 | 0 | 0 | 0 | 0.635 | 0 | 0 | 0 | 0 | 0.635 | 0 | 0 | 0 | 0.635 |  | Nuclear | 0 | 0 | 0 | 0 | 0 | 0 | 0 | 0 | 0 | 0 | 0 | 0 | 0 | 0 | 0 | 0 | 0 | 0 | 0 | 0 | 0 | 0 | 0 | 0 | 0 | 0
| Thermal | Nuclear (SMR) | 0 | 0 | 0 | 0 | 0 | 0 | 0 | 0 | 0 | 0 | 0 | 0 | 0 | 0 | 0 | 0 | 0 | 0 | 0 | 0 | 0 | 0 | 0 | 0 | 0 | 0 |  |  | Nuclear (SMR) | 0 | 0 | 0 | 0 | 0 | 0 | 0 | 0 | 0 | 0 | 0 | 0 | 0 | 0 | 0 | 0 | 0 | 0 | 0 | 0 | 0 | 0 | 0 | 0 | 0 | 0 |  | Nuclear (SMR) | 0 | 0 | 0 | 0 | 0 | 0 | 0 | 0 | 0 | 0 | 0 | 0 | 0 | 0 | 0 | 0 | 0 | 0 | 0 | 0 | 0 | 0 | 0 | 0 | 0 | 0 |  | Nuclear (SMR) | 0 | 0 | 0 | 0 | 0 | 0 | 0 | 0 | 0 | 0 | 0 | 0 | 0 | 0 | 0 | 0 | 0 | 0 | 0 | 0 | 0 | 0 | 0 | 0 | 0 | 0
|  | Geothermal | 0 | 0 | 0 | 0 | 0 | 0 | 1.7919 | 0 | 2.1119 | 0 | 0 | 2.1119 | 0 | 0 | 0 | 0 | 2.1119 | 0 | 0 | 0 | 0 | 2.1119 | 0 | 0 | 0 | 2.1119 |  |  | Geothermal | 0 | 0 | 0 | 0 | 0 | 0 | 1.1023 | 0 | 1.1023 | 0 | 0 | 1.1023 | 0 | 0 | 0 | 0 | 1.1023 | 0 | 0 | 0 | 0 | 1.1023 | 0 | 0 | 0 | 1.1023 |  | Geothermal | 0 | 0 | 0 | 0 | 0 | 0 | 0.68958 | 0 | 1.0096 | 0 | 0 | 1.0096 | 0 | 0 | 0 | 0 | 1.0096 | 0 | 0 | 0 | 0 | 1.0096 | 0 | 0 | 0 | 1.0096 |  | Geothermal | 0 | 0 | 0 | 0 | 0 | 0 | 0 | 0 | 0 | 0 | 0 | 0 | 0 | 0 | 0 | 0 | 0 | 0 | 0 | 0 | 0 | 0 | 0 | 0 | 0 | 0
|  | Geothermal (Enhanced) | 0 | 0 | 0 | 0 | 0 | 0 | 0 | 0 | 0 | 0 | 0 | 0 | 0 | 0 | 0 | 0 | 0 | 0 | 0 | 0 | 0 | 0 | 0 | 0 | 0 | 0 |  |  | Geothermal (Enhanced) | 0 | 0 | 0 | 0 | 0 | 0 | 0 | 0 | 0 | 0 | 0 | 0 | 0 | 0 | 0 | 0 | 0 | 0 | 0 | 0 | 0 | 0 | 0 | 0 | 0 | 0 |  | Geothermal (Enhanced) | 0 | 0 | 0 | 0 | 0 | 0 | 0 | 0 | 0 | 0 | 0 | 0 | 0 | 0 | 0 | 0 | 0 | 0 | 0 | 0 | 0 | 0 | 0 | 0 | 0 | 0 |  | Geothermal (Enhanced) | 0 | 0 | 0 | 0 | 0 | 0 | 0 | 0 | 0 | 0 | 0 | 0 | 0 | 0 | 0 | 0 | 0 | 0 | 0 | 0 | 0 | 0 | 0 | 0 | 0 | 0
|  | Biomass | 0 | 0 | 0 | 0 | 0 | 0 | 0.54189 | 0 | 0.54189 | 0 | 0 | 0.54189 | 0 | 0 | 0 | 0 | 0.54189 | 0 | 0 | 0 | 0 | 0.54189 | 0 | 0 | 0 | 0.54189 |  |  | Biomass | 0 | 0 | 0 | 0 | 0 | 0 | 0.50221 | 0 | 0.50221 | 0 | 0 | 0.50221 | 0 | 0 | 0 | 0 | 0.50221 | 0 | 0 | 0 | 0 | 0.50221 | 0 | 0 | 0 | 0.50221 |  | Biomass | 0 | 0 | 0 | 0 | 0 | 0 | 0.03968 | 0 | 0.03968 | 0 | 0 | 0.03968 | 0 | 0 | 0 | 0 | 0.03968 | 0 | 0 | 0 | 0 | 0.03968 | 0 | 0 | 0 | 0.03968 |  | Biomass | 0 | 0 | 0 | 0 | 0 | 0 | 0 | 0 | 0 | 0 | 0 | 0 | 0 | 0 | 0 | 0 | 0 | 0 | 0 | 0 | 0 | 0 | 0 | 0 | 0 | 0
|  | Biogas | 0 | 0 | 0 | 0 | 0 | 0 | 0.28352 | 0 | 0.28352 | 0 | 0 | 0.28352 | 0 | 0 | 0 | 0 | 0.28352 | 0 | 0 | 0 | 0 | 0.28352 | 0 | 0 | 0 | 0.28352 |  |  | Biogas | 0 | 0 | 0 | 0 | 0 | 0 | 0.10837 | 0 | 0.10837 | 0 | 0 | 0.10837 | 0 | 0 | 0 | 0 | 0.10837 | 0 | 0 | 0 | 0 | 0.10837 | 0 | 0 | 0 | 0.10837 |  | Biogas | 0 | 0 | 0 | 0 | 0 | 0 | 0.16715 | 0 | 0.16715 | 0 | 0 | 0.16715 | 0 | 0 | 0 | 0 | 0.16715 | 0 | 0 | 0 | 0 | 0.16715 | 0 | 0 | 0 | 0.16715 |  | Biogas | 0 | 0 | 0 | 0 | 0 | 0 | 0.008 | 0 | 0.008 | 0 | 0 | 0.008 | 0 | 0 | 0 | 0 | 0.008 | 0 | 0 | 0 | 0 | 0.008 | 0 | 0 | 0 | 0.008
|  | Hydro | 0 | 0 | 0 | 0 | 0 | 0 | 9.1442 | 0 | 9.1442 | 0 | 0 | 9.1442 | 0 | 0 | 0 | 0 | 9.1442 | 0 | 0 | 0 | 0 | 9.1442 | 0 | 0 | 0 | 9.1442 |  |  | Hydro | 0 | 0 | 0 | 0 | 0 | 0 | 7.0957 | 0 | 7.0957 | 0 | 0 | 7.0957 | 0 | 0 | 0 | 0 | 7.0957 | 0 | 0 | 0 | 0 | 7.0957 | 0 | 0 | 0 | 7.0957 |  | Hydro | 0 | 0 | 0 | 0 | 0 | 0 | 2.0484 | 0 | 2.0484 | 0 | 0 | 2.0484 | 0 | 0 | 0 | 0 | 2.0484 | 0 | 0 | 0 | 0 | 2.0484 | 0 | 0 | 0 | 2.0484 |  | Hydro | 0 | 0 | 0 | 0 | 0 | 0 | 0 | 0 | 0 | 0 | 0 | 0 | 0 | 0 | 0 | 0 | 0 | 0 | 0 | 0 | 0 | 0 | 0 | 0 | 0 | 0
|  | In-State Wind | 0 | 0 | 0 | 0 | 0 | 0 | 6.5334 | 0 | 6.5334 | 0 | 0 | 6.5334 | 0 | 0 | 0 | 0 | 6.5334 | 0 | 0 | 0 | 0 | 6.5334 | 0 | 0 | 0 | 6.5334 |  |  | In-State Wind | 0 | 0 | 0 | 0 | 0 | 0 | 1.5268 | 0 | 1.5268 | 0 | 0 | 1.5268 | 0 | 0 | 0 | 0 | 1.5268 | 0 | 0 | 0 | 0 | 1.5268 | 0 | 0 | 0 | 1.5268 |  | In-State Wind | 0 | 0 | 0 | 0 | 0 | 0 | 4.3051 | 0 | 4.3051 | 0 | 0 | 4.3051 | 0 | 0 | 0 | 0 | 4.3051 | 0 | 0 | 0 | 0 | 4.3051 | 0 | 0 | 0 | 4.3051 |  | In-State Wind | 0 | 0 | 0 | 0 | 0 | 0 | 0.7015 | 0 | 0.7015 | 0 | 0 | 0.7015 | 0 | 0 | 0 | 0 | 0.7015 | 0 | 0 | 0 | 0 | 0.7015 | 0 | 0 | 0 | 0.7015
|  | Out-of-State Wind | 0 | 0 | 0 | 0 | 0 | 0 | 1.501 | 0 | 3.086 | 0 | 0 | 3.086 | 0 | 0 | 0 | 0 | 3.086 | 0 | 0 | 0 | 0 | 3.086 | 0 | 0 | 0 | 3.086 |  |  | Out-of-State Wind | 0 | 0 | 0 | 0 | 0 | 0 | 0.2 | 0 | 0.2 | 0 | 0 | 0.2 | 0 | 0 | 0 | 0 | 0.2 | 0 | 0 | 0 | 0 | 0.2 | 0 | 0 | 0 | 0.2 |  | Out-of-State Wind | 0 | 0 | 0 | 0 | 0 | 0 | 1.301 | 0 | 2.886 | 0 | 0 | 2.886 | 0 | 0 | 0 | 0 | 2.886 | 0 | 0 | 0 | 0 | 2.886 | 0 | 0 | 0 | 2.886 |  | Out-of-State Wind | 0 | 0 | 0 | 0 | 0 | 0 | 0 | 0 | 0 | 0 | 0 | 0 | 0 | 0 | 0 | 0 | 0 | 0 | 0 | 0 | 0 | 0 | 0 | 0 | 0 | 0
|  | Offshore Wind | 0 | 0 | 0 | 0 | 0 | 0 | 0 | 0 | 0 | 0 | 0 | 0 | 0 | 0 | 0 | 0 | 0 | 0 | 0 | 0 | 0 | 0 | 0 | 0 | 0 | 0 |  |  | Offshore Wind | 0 | 0 | 0 | 0 | 0 | 0 | 0 | 0 | 0 | 0 | 0 | 0 | 0 | 0 | 0 | 0 | 0 | 0 | 0 | 0 | 0 | 0 | 0 | 0 | 0 | 0 |  | Offshore Wind | 0 | 0 | 0 | 0 | 0 | 0 | 0 | 0 | 0 | 0 | 0 | 0 | 0 | 0 | 0 | 0 | 0 | 0 | 0 | 0 | 0 | 0 | 0 | 0 | 0 | 0 |  | Offshore Wind | 0 | 0 | 0 | 0 | 0 | 0 | 0 | 0 | 0 | 0 | 0 | 0 | 0 | 0 | 0 | 0 | 0 | 0 | 0 | 0 | 0 | 0 | 0 | 0 | 0 | 0
|  | Solar | 0 | 0 | 0 | 0 | 0 | 0 | 23.3495 | 0 | 23.4395 | 0 | 0 | 23.4395 | 0 | 0 | 0 | 0 | 23.4395 | 0 | 0 | 0 | 0 | 23.4395 | 0 | 0 | 0 | 23.4395 |  |  | Solar | 0 | 0 | 0 | 0 | 0 | 0 | 7.0483 | 0 | 7.0483 | 0 | 0 | 7.0483 | 0 | 0 | 0 | 0 | 7.0483 | 0 | 0 | 0 | 0 | 7.0483 | 0 | 0 | 0 | 7.0483 |  | Solar | 0 | 0 | 0 | 0 | 0 | 0 | 12.9291 | 0 | 12.9291 | 0 | 0 | 12.9291 | 0 | 0 | 0 | 0 | 12.9291 | 0 | 0 | 0 | 0 | 12.9291 | 0 | 0 | 0 | 12.9291 |  | Solar | 0 | 0 | 0 | 0 | 0 | 0 | 3.3721 | 0 | 3.4621 | 0 | 0 | 3.4621 | 0 | 0 | 0 | 0 | 3.4621 | 0 | 0 | 0 | 0 | 3.4621 | 0 | 0 | 0 | 3.4621
|  | Customer Solar | 0 | 0 | 0 | 0 | 0 | 0 | 20.842 | 0 | 22.6183 | 0 | 0 | 25.5618 | 0 | 0 | 0 | 0 | 28.5435 | 0 | 0 | 0 | 0 | 30.0034 | 0 | 0 | 0 | 31.3126 |  |  | Customer Solar | 0 | 0 | 0 | 0 | 0 | 0 | 10.6994 | 0 | 11.5235 | 0 | 0 | 12.9214 | 0 | 0 | 0 | 0 | 14.2436 | 0 | 0 | 0 | 0 | 14.872 | 0 | 0 | 0 | 15.464 |  | Customer Solar | 0 | 0 | 0 | 0 | 0 | 0 | 7.4579 | 0 | 8.2252 | 0 | 0 | 9.4851 | 0 | 0 | 0 | 0 | 10.876 | 0 | 0 | 0 | 0 | 11.5856 | 0 | 0 | 0 | 12.2053 |  | Customer Solar | 0 | 0 | 0 | 0 | 0 | 0 | 2.6846 | 0 | 2.8697 | 0 | 0 | 3.1554 | 0 | 0 | 0 | 0 | 3.4239 | 0 | 0 | 0 | 0 | 3.5458 | 0 | 0 | 0 | 3.6433
|  | Li-ion Battery (4-hr) | 0 | 0 | 0 | 0 | 0 | 0 | 14.1568 | 0 | 14.5168 | 0 | 0 | 14.5168 | 0 | 0 | 0 | 0 | 14.5168 | 0 | 0 | 0 | 0 | 14.5168 | 0 | 0 | 0 | 14.5168 |  |  | Li-ion Battery (4-hr) | 0 | 0 | 0 | 0 | 0 | 0 | 3.204 | 0 | 3.204 | 0 | 0 | 3.204 | 0 | 0 | 0 | 0 | 3.204 | 0 | 0 | 0 | 0 | 3.204 | 0 | 0 | 0 | 3.204 |  | Li-ion Battery (4-hr) | 0 | 0 | 0 | 0 | 0 | 0 | 9.3335 | 0 | 9.6936 | 0 | 0 | 9.6936 | 0 | 0 | 0 | 0 | 9.6936 | 0 | 0 | 0 | 0 | 9.6936 | 0 | 0 | 0 | 9.6936 |  | Li-ion Battery (4-hr) | 0 | 0 | 0 | 0 | 0 | 0 | 1.6192 | 0 | 1.6192 | 0 | 0 | 1.6192 | 0 | 0 | 0 | 0 | 1.6192 | 0 | 0 | 0 | 0 | 1.6192 | 0 | 0 | 0 | 1.6192
|  | Li-ion Battery (8-hr) | 0 | 0 | 0 | 0 | 0 | 0 | 0.29267 | 0 | 0.29267 | 0 | 0 | 0.29267 | 0 | 0 | 0 | 0 | 0.29267 | 0 | 0 | 0 | 0 | 0.29267 | 0 | 0 | 0 | 0.29267 |  |  | Li-ion Battery (8-hr) | 0 | 0 | 0 | 0 | 0 | 0 | 0 | 0 | 0 | 0 | 0 | 0 | 0 | 0 | 0 | 0 | 0 | 0 | 0 | 0 | 0 | 0 | 0 | 0 | 0 | 0 |  | Li-ion Battery (8-hr) | 0 | 0 | 0 | 0 | 0 | 0 | 0.28267 | 0 | 0.28267 | 0 | 0 | 0.28267 | 0 | 0 | 0 | 0 | 0.28267 | 0 | 0 | 0 | 0 | 0.28267 | 0 | 0 | 0 | 0.28267 |  | Li-ion Battery (8-hr) | 0 | 0 | 0 | 0 | 0 | 0 | 0.01 | 0 | 0.01 | 0 | 0 | 0.01 | 0 | 0 | 0 | 0 | 0.01 | 0 | 0 | 0 | 0 | 0.01 | 0 | 0 | 0 | 0.01
|  | Location Constrained Storage (12-hr) | 0 | 0 | 0 | 0 | 0 | 0 | 1.6432 | 0 | 1.6432 | 0 | 0 | 1.6432 | 0 | 0 | 0 | 0 | 1.6432 | 0 | 0 | 0 | 0 | 1.6432 | 0 | 0 | 0 | 1.6432 |  |  | Location Constrained Storage (12-hr) | 0 | 0 | 0 | 0 | 0 | 0 | 1.4432 | 0 | 1.4432 | 0 | 0 | 1.4432 | 0 | 0 | 0 | 0 | 1.4432 | 0 | 0 | 0 | 0 | 1.4432 | 0 | 0 | 0 | 1.4432 |  | Location Constrained Storage (12-hr) | 0 | 0 | 0 | 0 | 0 | 0 | 0.2 | 0 | 0.2 | 0 | 0 | 0.2 | 0 | 0 | 0 | 0 | 0.2 | 0 | 0 | 0 | 0 | 0.2 | 0 | 0 | 0 | 0.2 |  | Location Constrained Storage (12-hr) | 0 | 0 | 0 | 0 | 0 | 0 | 0 | 0 | 0 | 0 | 0 | 0 | 0 | 0 | 0 | 0 | 0 | 0 | 0 | 0 | 0 | 0 | 0 | 0 | 0 | 0
|  | Generic Storage (12-hr) | 0 | 0 | 0 | 0 | 0 | 0 | 0 | 0 | 0 | 0 | 0 | 0 | 0 | 0 | 0 | 0 | 0 | 0 | 0 | 0 | 0 | 0 | 0 | 0 | 0 | 0 |  |  | Generic Storage (12-hr) | 0 | 0 | 0 | 0 | 0 | 0 | 0 | 0 | 0 | 0 | 0 | 0 | 0 | 0 | 0 | 0 | 0 | 0 | 0 | 0 | 0 | 0 | 0 | 0 | 0 | 0 |  | Generic Storage (12-hr) | 0 | 0 | 0 | 0 | 0 | 0 | 0 | 0 | 0 | 0 | 0 | 0 | 0 | 0 | 0 | 0 | 0 | 0 | 0 | 0 | 0 | 0 | 0 | 0 | 0 | 0 |  | Generic Storage (12-hr) | 0 | 0 | 0 | 0 | 0 | 0 | 0 | 0 | 0 | 0 | 0 | 0 | 0 | 0 | 0 | 0 | 0 | 0 | 0 | 0 | 0 | 0 | 0 | 0 | 0 | 0
|  | Generic Storage (24-hr) | 0 | 0 | 0 | 0 | 0 | 0 | 0 | 0 | 0 | 0 | 0 | 0 | 0 | 0 | 0 | 0 | 0 | 0 | 0 | 0 | 0 | 0 | 0 | 0 | 0 | 0 |  |  | Generic Storage (24-hr) | 0 | 0 | 0 | 0 | 0 | 0 | 0 | 0 | 0 | 0 | 0 | 0 | 0 | 0 | 0 | 0 | 0 | 0 | 0 | 0 | 0 | 0 | 0 | 0 | 0 | 0 |  | Generic Storage (24-hr) | 0 | 0 | 0 | 0 | 0 | 0 | 0 | 0 | 0 | 0 | 0 | 0 | 0 | 0 | 0 | 0 | 0 | 0 | 0 | 0 | 0 | 0 | 0 | 0 | 0 | 0 |  | Generic Storage (24-hr) | 0 | 0 | 0 | 0 | 0 | 0 | 0 | 0 | 0 | 0 | 0 | 0 | 0 | 0 | 0 | 0 | 0 | 0 | 0 | 0 | 0 | 0 | 0 | 0 | 0 | 0
|  | Generic Storage (100-hr) | 0 | 0 | 0 | 0 | 0 | 0 | 0 | 0 | 0 | 0 | 0 | 0 | 0 | 0 | 0 | 0 | 0 | 0 | 0 | 0 | 0 | 0 | 0 | 0 | 0 | 0 |  |  | Generic Storage (100-hr) | 0 | 0 | 0 | 0 | 0 | 0 | 0 | 0 | 0 | 0 | 0 | 0 | 0 | 0 | 0 | 0 | 0 | 0 | 0 | 0 | 0 | 0 | 0 | 0 | 0 | 0 |  | Generic Storage (100-hr) | 0 | 0 | 0 | 0 | 0 | 0 | 0 | 0 | 0 | 0 | 0 | 0 | 0 | 0 | 0 | 0 | 0 | 0 | 0 | 0 | 0 | 0 | 0 | 0 | 0 | 0 |  | Generic Storage (100-hr) | 0 | 0 | 0 | 0 | 0 | 0 | 0 | 0 | 0 | 0 | 0 | 0 | 0 | 0 | 0 | 0 | 0 | 0 | 0 | 0 | 0 | 0 | 0 | 0 | 0 | 0
|  | Shed DR | 0 | 0 | 0 | 0 | 0 | 0 | 4.7292 | 0 | 4.7292 | 0 | 0 | 4.7292 | 0 | 0 | 0 | 0 | 4.7292 | 0 | 0 | 0 | 0 | 4.7292 | 0 | 0 | 0 | 4.7292 |  |  | Shed DR | 0 | 0 | 0 | 0 | 0 | 0 | 1.5764 | 0 | 1.5764 | 0 | 0 | 1.5764 | 0 | 0 | 0 | 0 | 1.5764 | 0 | 0 | 0 | 0 | 1.5764 | 0 | 0 | 0 | 1.5764 |  | Shed DR | 0 | 0 | 0 | 0 | 0 | 0 | 1.5764 | 0 | 1.5764 | 0 | 0 | 1.5764 | 0 | 0 | 0 | 0 | 1.5764 | 0 | 0 | 0 | 0 | 1.5764 | 0 | 0 | 0 | 1.5764 |  | Shed DR | 0 | 0 | 0 | 0 | 0 | 0 | 1.5764 | 0 | 1.5764 | 0 | 0 | 1.5764 | 0 | 0 | 0 | 0 | 1.5764 | 0 | 0 | 0 | 0 | 1.5764 | 0 | 0 | 0 | 1.5764
|  | Shift DR & VGI | 0 | 0 | 0 | 0 | 0 | 0 | 0 | 0 | 0 | 0 | 0 | 0 | 0 | 0 | 0 | 0 | 0 | 0 | 0 | 0 | 0 | 0 | 0 | 0 | 0 | 0 |  |  | Shift DR & VGI | 0 | 0 | 0 | 0 | 0 | 0 | 0 | 0 | 0 | 0 | 0 | 0 | 0 | 0 | 0 | 0 | 0 | 0 | 0 | 0 | 0 | 0 | 0 | 0 | 0 | 0 |  | Shift DR & VGI | 0 | 0 | 0 | 0 | 0 | 0 | 0 | 0 | 0 | 0 | 0 | 0 | 0 | 0 | 0 | 0 | 0 | 0 | 0 | 0 | 0 | 0 | 0 | 0 | 0 | 0 |  | Shift DR & VGI | 0 | 0 | 0 | 0 | 0 | 0 | 0 | 0 | 0 | 0 | 0 | 0 | 0 | 0 | 0 | 0 | 0 | 0 | 0 | 0 | 0 | 0 | 0 | 0 | 0 | 0
|  | Long Duration Storage | 0 | 0 | 0 | 0 | 0 | 0 | 0 | 0 | 0 | 0 | 0 | 0 | 0 | 0 | 0 | 0 | 0 | 0 | 0 | 0 | 0 | 0 | 0 | 0 | 0 | 0 |  |  | Long Duration Storage | 0 | 0 | 0 | 0 | 0 | 0 | 0 | 0 | 0 | 0 | 0 | 0 | 0 | 0 | 0 | 0 | 0 | 0 | 0 | 0 | 0 | 0 | 0 | 0 | 0 | 0 |  | Long Duration Storage | 0 | 0 | 0 | 0 | 0 | 0 | 0 | 0 | 0 | 0 | 0 | 0 | 0 | 0 | 0 | 0 | 0 | 0 | 0 | 0 | 0 | 0 | 0 | 0 | 0 | 0 |  | Long Duration Storage | 0 | 0 | 0 | 0 | 0 | 0 | 0 | 0 | 0 | 0 | 0 | 0 | 0 | 0 | 0 | 0 | 0 | 0 | 0 | 0 | 0 | 0 | 0 | 0 | 0 | 0
|  | Total Baseline Resources | 0 | 0 | 0 | 0 | 0 | 0 | 109.4775 | 0 | 113.6088 | 0 | 0 | 116.5523 | 0 | 0 | 0 | 0 | 119.061 | 0 | 0 | 0 | 0 | 118.6289 | 0 | 0 | 0 | 119.9381 |  |  | Total | 0 | 0 | 0 | 0 | 0 | 0 | 46.9664 | 0 | 47.7905 | 0 | 0 | 49.1884 | 0 | 0 | 0 | 0 | 50.245 | 0 | 0 | 0 | 0 | 49.8115 | 0 | 0 | 0 | 50.4035 |  | Total | 0 | 0 | 0 | 0 | 0 | 0 | 50.4618 | 0 | 53.494 | 0 | 0 | 54.7539 | 0 | 0 | 0 | 0 | 55.9549 | 0 | 0 | 0 | 0 | 55.9044 | 0 | 0 | 0 | 56.5241 |  |  | 0 | 0 | 0 | 0 | 0 | 0 | 12.0493 | 0 | 12.3243 | 0 | 0 | 12.61 | 0 | 0 | 0 | 0 | 12.8611 | 0 | 0 | 0 | 0 | 12.9131 | 0 | 0 | 0 | 13.0106
|  | CAISO Total Installed Capacity (GW) | [28 empty] | PGE Total Installed Capacity (GW) | [27 empty] | SCE Total Installed Capacity (GW) | [27 empty] | SDGE Total Installed Capacity (GW)
|  | Resource Type | 2020-01-01 | 2021-01-01 | 2022-01-01 | 2023-01-01 | 2024-01-01 | 2025-01-01 | 2026-01-01 | 2027-01-01 | 2028-01-01 | 2029-01-01 | 2030-01-01 | 2031-01-01 | 2032-01-01 | 2033-01-01 | 2034-01-01 | 2035-01-01 | 2036-01-01 | 2037-01-01 | 2038-01-01 | 2039-01-01 | 2040-01-01 | 2041-01-01 | 2042-01-01 | 2043-01-01 | 2044-01-01 | 2045-01-01 |  |  | Resource Type | 2020-01-01 | 2021-01-01 | 2022-01-01 | 2023-01-01 | 2024-01-01 | 2025-01-01 | 2026-01-01 | 2027-01-01 | 2028-01-01 | 2029-01-01 | 2030-01-01 | 2031-01-01 | 2032-01-01 | 2033-01-01 | 2034-01-01 | 2035-01-01 | 2036-01-01 | 2037-01-01 | 2038-01-01 | 2039-01-01 | 2040-01-01 | 2041-01-01 | 2042-01-01 | 2043-01-01 | 2044-01-01 | 2045-01-01 |  | Resource Type | 2020-01-01 | 2021-01-01 | 2022-01-01 | 2023-01-01 | 2024-01-01 | 2025-01-01 | 2026-01-01 | 2027-01-01 | 2028-01-01 | 2029-01-01 | 2030-01-01 | 2031-01-01 | 2032-01-01 | 2033-01-01 | 2034-01-01 | 2035-01-01 | 2036-01-01 | 2037-01-01 | 2038-01-01 | 2039-01-01 | 2040-01-01 | 2041-01-01 | 2042-01-01 | 2043-01-01 | 2044-01-01 | 2045-01-01 |  | Resource Type | 2020-01-01 | 2021-01-01 | 2022-01-01 | 2023-01-01 | 2024-01-01 | 2025-01-01 | 2026-01-01 | 2027-01-01 | 2028-01-01 | 2029-01-01 | 2030-01-01 | 2031-01-01 | 2032-01-01 | 2033-01-01 | 2034-01-01 | 2035-01-01 | 2036-01-01 | 2037-01-01 | 2038-01-01 | 2039-01-01 | 2040-01-01 | 2041-01-01 | 2042-01-01 | 2043-01-01 | 2044-01-01 | 2045-01-01
|  | Coal | 0 | 0 | 0 | 0 | 0 | 0 | 0 | 0 | 0 | 0 | 0 | 0 | 0 | 0 | 0 | 0 | 0 | 0 | 0 | 0 | 0 | 0 | 0 | 0 | 0 | 0 |  |  | Coal | 0 | 0 | 0 | 0 | 0 | 0 | 0 | 0 | 0 | 0 | 0 | 0 | 0 | 0 | 0 | 0 | 0 | 0 | 0 | 0 | 0 | 0 | 0 | 0 | 0 | 0 |  | Coal | 0 | 0 | 0 | 0 | 0 | 0 | 0 | 0 | 0 | 0 | 0 | 0 | 0 | 0 | 0 | 0 | 0 | 0 | 0 | 0 | 0 | 0 | 0 | 0 | 0 | 0 |  | Coal | 0 | 0 | 0 | 0 | 0 | 0 | 0 | 0 | 0 | 0 | 0 | 0 | 0 | 0 | 0 | 0 | 0 | 0 | 0 | 0 | 0 | 0 | 0 | 0 | 0 | 0
|  | Natural Gas | 0 | 0 | 0 | 0 | 0 | 0 | 25.0605 | -1.3371 | 24.7232 | -1.6744 | -1.6744 | 24.7232 | -1.6744 | -1.6744 | -1.6744 | -1.6744 | 24.7232 | -1.6744 | -1.6744 | -1.6744 | -1.6744 | 24.7232 | -1.6744 | -1.6744 | -1.6744 | 24.7232 |  |  | Natural Gas | 0 | 0 | 0 | 0 | 0 | 0 | 11.9134 | -0.79515 | 11.5761 | -1.1324 | -1.1324 | 11.5761 | -1.1324 | -1.1324 | -1.1324 | -1.1324 | 11.5761 | -1.1324 | -1.1324 | -1.1324 | -1.1324 | 11.5761 | -1.1324 | -1.1324 | -1.1324 | 11.5761 |  | Natural Gas | 0 | 0 | 0 | 0 | 0 | 0 | 9.615 | -0.50751 | 9.615 | -0.50751 | -0.50751 | 9.615 | -0.50751 | -0.50751 | -0.50751 | -0.50751 | 9.615 | -0.50751 | -0.50751 | -0.50751 | -0.50751 | 9.615 | -0.50751 | -0.50751 | -0.50751 | 9.615 |  | Natural Gas | 0 | 0 | 0 | 0 | 0 | 0 | 3.5321 | -0.034407 | 3.5321 | -0.034407 | -0.034407 | 3.5321 | -0.034407 | -0.034407 | -0.034407 | -0.034407 | 3.5321 | -0.034407 | -0.034407 | -0.034407 | -0.034407 | 3.5321 | -0.034407 | -0.034407 | -0.034407 | 3.5321
|  | Natural Gas + CCS | 0 | 0 | 0 | 0 | 0 | 0 | 0 | 0 | 0 | 0 | 0 | 0 | 0 | 0 | 0 | 0 | 0 | 0 | 0 | 0 | 0 | 0 | 0 | 0 | 0 | 0 |  |  | Natural Gas + CCS | 0 | 0 | 0 | 0 | 0 | 0 | 0 | 0 | 0 | 0 | 0 | 0 | 0 | 0 | 0 | 0 | 0 | 0 | 0 | 0 | 0 | 0 | 0 | 0 | 0 | 0 |  | Natural Gas + CCS | 0 | 0 | 0 | 0 | 0 | 0 | 0 | 0 | 0 | 0 | 0 | 0 | 0 | 0 | 0 | 0 | 0 | 0 | 0 | 0 | 0 | 0 | 0 | 0 | 0 | 0 |  | Natural Gas + CCS | 0 | 0 | 0 | 0 | 0 | 0 | 0 | 0 | 0 | 0 | 0 | 0 | 0 | 0 | 0 | 0 | 0 | 0 | 0 | 0 | 0 | 0 | 0 | 0 | 0 | 0
|  | CHP | 0 | 0 | 0 | 0 | 0 | 0 | 2.365 | 0 | 2.365 | 0 | 0 | 2.365 | 0 | 0 | 0 | 0 | 1.892 | 0 | 0 | 0 | 0 | 0 | 0 | 0 | 0 | 0 |  |  | CHP | 0 | 0 | 0 | 0 | 0 | 0 | 1.3276 | 0 | 1.3276 | 0 | 0 | 1.3276 | 0 | 0 | 0 | 0 | 1.0621 | 0 | 0 | 0 | 0 | 0 | 0 | 0 | 0 | 0 |  | CHP | 0 | 0 | 0 | 0 | 0 | 0 | 0.95005 | 0 | 0.95005 | 0 | 0 | 0.95005 | 0 | 0 | 0 | 0 | 0.76004 | 0 | 0 | 0 | 0 | 0 | 0 | 0 | 0 | 0 |  | CHP | 0 | 0 | 0 | 0 | 0 | 0 | 0.08732 | 0 | 0.08732 | 0 | 0 | 0.08732 | 0 | 0 | 0 | 0 | 0.069856 | 0 | 0 | 0 | 0 | 0 | 0 | 0 | 0 | 0
|  | Hydrogen | 0 | 0 | 0 | 0 | 0 | 0 | 0 | 0 | 0 | 0 | 0 | 0 | 0 | 0 | 0 | 0 | 0 | 0 | 0 | 0 | 0 | 0 | 0 | 0 | 0 | 0 |  |  | Hydrogen | 0 | 0 | 0 | 0 | 0 | 0 | 0 | 0 | 0 | 0 | 0 | 0 | 0 | 0 | 0 | 0 | 0 | 0 | 0 | 0 | 0 | 0 | 0 | 0 | 0 | 0 |  | Hydrogen | 0 | 0 | 0 | 0 | 0 | 0 | 0 | 0 | 0 | 0 | 0 | 0 | 0 | 0 | 0 | 0 | 0 | 0 | 0 | 0 | 0 | 0 | 0 | 0 | 0 | 0 |  | Hydrogen | 0 | 0 | 0 | 0 | 0 | 0 | 0 | 0 | 0 | 0 | 0 | 0 | 0 | 0 | 0 | 0 | 0 | 0 | 0 | 0 | 0 | 0 | 0 | 0 | 0 | 0
|  | Nuclear | 0 | 0 | 0 | 0 | 0 | 0 | 0.635 | 0 | 0.635 | 0 | 0 | 0.635 | 0 | 0 | 0 | 0 | 0.635 | 0 | 0 | 0 | 0 | 0.635 | 0 | 0 | 0 | 0.635 |  |  | Nuclear | 0 | 0 | 0 | 0 | 0 | 0 | 0 | 0 | 0 | 0 | 0 | 0 | 0 | 0 | 0 | 0 | 0 | 0 | 0 | 0 | 0 | 0 | 0 | 0 | 0 | 0 |  | Nuclear | 0 | 0 | 0 | 0 | 0 | 0 | 0.635 | 0 | 0.635 | 0 | 0 | 0.635 | 0 | 0 | 0 | 0 | 0.635 | 0 | 0 | 0 | 0 | 0.635 | 0 | 0 | 0 | 0.635 |  | Nuclear | 0 | 0 | 0 | 0 | 0 | 0 | 0 | 0 | 0 | 0 | 0 | 0 | 0 | 0 | 0 | 0 | 0 | 0 | 0 | 0 | 0 | 0 | 0 | 0 | 0 | 0
|  | Nuclear (SMR) | 0 | 0 | 0 | 0 | 0 | 0 | 0 | 0 | 0 | 0 | 0 | 0 | 0 | 0 | 0 | 0 | 0 | 0 | 0 | 0 | 0 | 0 | 0 | 0 | 0 | 0 |  |  | Nuclear (SMR) | 0 | 0 | 0 | 0 | 0 | 0 | 0 | 0 | 0 | 0 | 0 | 0 | 0 | 0 | 0 | 0 | 0 | 0 | 0 | 0 | 0 | 0 | 0 | 0 | 0 | 0 |  | Nuclear (SMR) | 0 | 0 | 0 | 0 | 0 | 0 | 0 | 0 | 0 | 0 | 0 | 0 | 0 | 0 | 0 | 0 | 0 | 0 | 0 | 0 | 0 | 0 | 0 | 0 | 0 | 0 |  | Nuclear (SMR) | 0 | 0 | 0 | 0 | 0 | 0 | 0 | 0 | 0 | 0 | 0 | 0 | 0 | 0 | 0 | 0 | 0 | 0 | 0 | 0 | 0 | 0 | 0 | 0 | 0 | 0
|  | Geothermal | 0 | 0 | 0 | 0 | 0 | 0 | 1.9082 | 0 | 2.4603 | 0 | 0 | 3.3119 | 0 | 0 | 0 | 0 | 5.5124 | 0 | 0 | 0 | 0 | 5.5124 | 0 | 0 | 0 | 5.5124 |  |  | Geothermal | 0 | 0 | 0 | 0 | 0 | 0 | 1.1692 | 0 | 1.17 | 0 | 0 | 2.0216 | 0 | 0 | 0 | 0 | 2.7563 | 0 | 0 | 0 | 0 | 2.7563 | 0 | 0 | 0 | 2.7563 |  | Geothermal | 0 | 0 | 0 | 0 | 0 | 0 | 0.73904 | 0 | 1.2073 | 0 | 0 | 1.2073 | 0 | 0 | 0 | 0 | 2.2275 | 0 | 0 | 0 | 0 | 2.2275 | 0 | 0 | 0 | 2.2275 |  | Geothermal | 0 | 0 | 0 | 0 | 0 | 0 | 0 | 0 | 0.083 | 0 | 0 | 0.083 | 0 | 0 | 0 | 0 | 0.5286 | 0 | 0 | 0 | 0 | 0.5286 | 0 | 0 | 0 | 0.5286
|  | Geothermal (Enhanced) | 0 | 0 | 0 | 0 | 0 | 0 | 0 | 0 | 0 | 0 | 0 | 0 | 0 | 0 | 0 | 0 | 1.705 | 0 | 0 | 0 | 0 | 1.705 | 0 | 0 | 0 | 1.705 |  |  | Geothermal (Enhanced) | 0 | 0 | 0 | 0 | 0 | 0 | 0 | 0 | 0 | 0 | 0 | 0 | 0 | 0 | 0 | 0 | 1.705 | 0 | 0 | 0 | 0 | 1.705 | 0 | 0 | 0 | 1.705 |  | Geothermal (Enhanced) | 0 | 0 | 0 | 0 | 0 | 0 | 0 | 0 | 0 | 0 | 0 | 0 | 0 | 0 | 0 | 0 | 0 | 0 | 0 | 0 | 0 | 0 | 0 | 0 | 0 | 0 |  | Geothermal (Enhanced) | 0 | 0 | 0 | 0 | 0 | 0 | 0 | 0 | 0 | 0 | 0 | 0 | 0 | 0 | 0 | 0 | 0 | 0 | 0 | 0 | 0 | 0 | 0 | 0 | 0 | 0
|  | Biomass | 0 | 0 | 0 | 0 | 0 | 0 | 0.54189 | 0 | 0.54189 | 0 | 0 | 0.54189 | 0 | 0 | 0 | 0 | 0.54189 | 0 | 0 | 0 | 0 | 0.54189 | 0 | 0 | 0 | 0.54189 |  |  | Biomass | 0 | 0 | 0 | 0 | 0 | 0 | 0.50221 | 0 | 0.50221 | 0 | 0 | 0.50221 | 0 | 0 | 0 | 0 | 0.50221 | 0 | 0 | 0 | 0 | 0.50221 | 0 | 0 | 0 | 0.50221 |  | Biomass | 0 | 0 | 0 | 0 | 0 | 0 | 0.03968 | 0 | 0.03968 | 0 | 0 | 0.03968 | 0 | 0 | 0 | 0 | 0.03968 | 0 | 0 | 0 | 0 | 0.03968 | 0 | 0 | 0 | 0.03968 |  | Biomass | 0 | 0 | 0 | 0 | 0 | 0 | 0 | 0 | 0 | 0 | 0 | 0 | 0 | 0 | 0 | 0 | 0 | 0 | 0 | 0 | 0 | 0 | 0 | 0 | 0 | 0
|  | Biogas | 0 | 0 | 0 | 0 | 0 | 0 | 0.28352 | 0 | 0.28352 | 0 | 0 | 0.28352 | 0 | 0 | 0 | 0 | 0.28352 | 0 | 0 | 0 | 0 | 0.28352 | 0 | 0 | 0 | 0.28352 |  |  | Biogas | 0 | 0 | 0 | 0 | 0 | 0 | 0.10837 | 0 | 0.10837 | 0 | 0 | 0.10837 | 0 | 0 | 0 | 0 | 0.10837 | 0 | 0 | 0 | 0 | 0.10837 | 0 | 0 | 0 | 0.10837 |  | Biogas | 0 | 0 | 0 | 0 | 0 | 0 | 0.16715 | 0 | 0.16715 | 0 | 0 | 0.16715 | 0 | 0 | 0 | 0 | 0.16715 | 0 | 0 | 0 | 0 | 0.16715 | 0 | 0 | 0 | 0.16715 |  | Biogas | 0 | 0 | 0 | 0 | 0 | 0 | 0.008 | 0 | 0.008 | 0 | 0 | 0.008 | 0 | 0 | 0 | 0 | 0.008 | 0 | 0 | 0 | 0 | 0.008 | 0 | 0 | 0 | 0.008
|  | Hydro | 0 | 0 | 0 | 0 | 0 | 0 | 9.1442 | 0 | 9.1442 | 0 | 0 | 9.1442 | 0 | 0 | 0 | 0 | 9.1442 | 0 | 0 | 0 | 0 | 9.1442 | 0 | 0 | 0 | 9.1442 |  |  | Hydro | 0 | 0 | 0 | 0 | 0 | 0 | 7.0957 | 0 | 7.0957 | 0 | 0 | 7.0957 | 0 | 0 | 0 | 0 | 7.0957 | 0 | 0 | 0 | 0 | 7.0957 | 0 | 0 | 0 | 7.0957 |  | Hydro | 0 | 0 | 0 | 0 | 0 | 0 | 2.0484 | 0 | 2.0484 | 0 | 0 | 2.0484 | 0 | 0 | 0 | 0 | 2.0484 | 0 | 0 | 0 | 0 | 2.0484 | 0 | 0 | 0 | 2.0484 |  | Hydro | 0 | 0 | 0 | 0 | 0 | 0 | 0 | 0 | 0 | 0 | 0 | 0 | 0 | 0 | 0 | 0 | 0 | 0 | 0 | 0 | 0 | 0 | 0 | 0 | 0 | 0
|  | In-State Wind | 0 | 0 | 0 | 0 | 0 | 0 | 6.7834 | 0 | 7.2834 | 0 | 0 | 8.5532 | 0 | 0 | 0 | 0 | 9.1092 | 0 | 0 | 0 | 0 | 11.289 | 0 | 0 | 0 | 14.2343 |  |  | In-State Wind | 0 | 0 | 0 | 0 | 0 | 0 | 1.5988 | 0 | 1.5988 | 0 | 0 | 1.9796 | 0 | 0 | 0 | 0 | 2.5355 | 0 | 0 | 0 | 0 | 3.4144 | 0 | 0 | 0 | 4.2529 |  | In-State Wind | 0 | 0 | 0 | 0 | 0 | 0 | 4.3051 | 0 | 4.5598 | 0 | 0 | 4.8813 | 0 | 0 | 0 | 0 | 4.8813 | 0 | 0 | 0 | 0 | 4.8813 | 0 | 0 | 0 | 6.6558 |  | In-State Wind | 0 | 0 | 0 | 0 | 0 | 0 | 0.8795 | 0 | 1.1248 | 0 | 0 | 1.6924 | 0 | 0 | 0 | 0 | 1.6924 | 0 | 0 | 0 | 0 | 2.9934 | 0 | 0 | 0 | 3.3256
|  | Out-of-State Wind | 0 | 0 | 0 | 0 | 0 | 0 | 2.937 | 0 | 6.022 | 0 | 0 | 8.622 | 0 | 0 | 0 | 0 | 10.122 | 0 | 0 | 0 | 0 | 20.122 | 0 | 0 | 0 | 22.122 |  |  | Out-of-State Wind | 0 | 0 | 0 | 0 | 0 | 0 | 0.2 | 0 | 0.2 | 0 | 0 | 0.2 | 0 | 0 | 0 | 0 | 0.2 | 0 | 0 | 0 | 0 | 4.2 | 0 | 0 | 0 | 4.2 |  | Out-of-State Wind | 0 | 0 | 0 | 0 | 0 | 0 | 2.737 | 0 | 5.822 | 0 | 0 | 8.422 | 0 | 0 | 0 | 0 | 9.922 | 0 | 0 | 0 | 0 | 15.922 | 0 | 0 | 0 | 17.922 |  | Out-of-State Wind | 0 | 0 | 0 | 0 | 0 | 0 | 0 | 0 | 0 | 0 | 0 | 0 | 0 | 0 | 0 | 0 | 0 | 0 | 0 | 0 | 0 | 0 | 0 | 0 | 0 | 0
|  | Offshore Wind | 0 | 0 | 0 | 0 | 0 | 0 | 0 | 0 | 0 | 0 | 0 | 0 | 0 | 0 | 0 | 0 | 2.924 | 0 | 0 | 0 | 0 | 4.531 | 0 | 0 | 0 | 4.531 |  |  | Offshore Wind | 0 | 0 | 0 | 0 | 0 | 0 | 0 | 0 | 0 | 0 | 0 | 0 | 0 | 0 | 0 | 0 | 2.924 | 0 | 0 | 0 | 0 | 4.531 | 0 | 0 | 0 | 4.531 |  | Offshore Wind | 0 | 0 | 0 | 0 | 0 | 0 | 0 | 0 | 0 | 0 | 0 | 0 | 0 | 0 | 0 | 0 | 0 | 0 | 0 | 0 | 0 | 0 | 0 | 0 | 0 | 0 |  | Offshore Wind | 0 | 0 | 0 | 0 | 0 | 0 | 0 | 0 | 0 | 0 | 0 | 0 | 0 | 0 | 0 | 0 | 0 | 0 | 0 | 0 | 0 | 0 | 0 | 0 | 0 | 0
|  | Solar | 0 | 0 | 0 | 0 | 0 | 0 | 27.3476 | 0 | 38.4395 | 0 | 0 | 59.354 | 0 | 0 | 0 | 0 | 70.9005 | 0 | 0 | 0 | 0 | 77.1767 | 0 | 0 | 0 | 91.9102 |  |  | Solar | 0 | 0 | 0 | 0 | 0 | 0 | 7.5083 | 0 | 11.8703 | 0 | 0 | 21.8968 | 0 | 0 | 0 | 0 | 23.098 | 0 | 0 | 0 | 0 | 25.9943 | 0 | 0 | 0 | 28.4169 |  | Solar | 0 | 0 | 0 | 0 | 0 | 0 | 16.2922 | 0 | 22.8321 | 0 | 0 | 30.1723 | 0 | 0 | 0 | 0 | 30.1723 | 0 | 0 | 0 | 0 | 33.3233 | 0 | 0 | 0 | 45.3851 |  | Solar | 0 | 0 | 0 | 0 | 0 | 0 | 3.5471 | 0 | 3.7371 | 0 | 0 | 7.285 | 0 | 0 | 0 | 0 | 17.6302 | 0 | 0 | 0 | 0 | 17.8591 | 0 | 0 | 0 | 18.1082
|  | Customer Solar | 0 | 0 | 0 | 0 | 0 | 0 | 20.842 | 0 | 22.6183 | 0 | 0 | 25.5618 | 0 | 0 | 0 | 0 | 28.5435 | 0 | 0 | 0 | 0 | 30.0034 | 0 | 0 | 0 | 31.3126 |  |  | Customer Solar | 0 | 0 | 0 | 0 | 0 | 0 | 10.6994 | 0 | 11.5235 | 0 | 0 | 12.9214 | 0 | 0 | 0 | 0 | 14.2436 | 0 | 0 | 0 | 0 | 14.872 | 0 | 0 | 0 | 15.464 |  | Customer Solar | 0 | 0 | 0 | 0 | 0 | 0 | 7.4579 | 0 | 8.2252 | 0 | 0 | 9.4851 | 0 | 0 | 0 | 0 | 10.876 | 0 | 0 | 0 | 0 | 11.5856 | 0 | 0 | 0 | 12.2053 |  | Customer Solar | 0 | 0 | 0 | 0 | 0 | 0 | 2.6846 | 0 | 2.8697 | 0 | 0 | 3.1554 | 0 | 0 | 0 | 0 | 3.4239 | 0 | 0 | 0 | 0 | 3.5458 | 0 | 0 | 0 | 3.6433
|  | Li-ion Battery (4-hr) | 0 | 0 | 0 | 0 | 0 | 0 | 18.0649 | 0 | 21.2284 | 0 | 0 | 21.3384 | 0 | 0 | 0 | 0 | 21.3384 | 0 | 0 | 0 | 0 | 21.3384 | 0 | 0 | 0 | 21.3384 |  |  | Li-ion Battery (4-hr) | 0 | 0 | 0 | 0 | 0 | 0 | 4.0563 | 0 | 4.6148 | 0 | 0 | 4.7248 | 0 | 0 | 0 | 0 | 4.7248 | 0 | 0 | 0 | 0 | 4.7248 | 0 | 0 | 0 | 4.7248 |  | Li-ion Battery (4-hr) | 0 | 0 | 0 | 0 | 0 | 0 | 11.7299 | 0 | 14.2349 | 0 | 0 | 14.2349 | 0 | 0 | 0 | 0 | 14.2349 | 0 | 0 | 0 | 0 | 14.2349 | 0 | 0 | 0 | 14.2349 |  | Li-ion Battery (4-hr) | 0 | 0 | 0 | 0 | 0 | 0 | 2.2787 | 0 | 2.3787 | 0 | 0 | 2.3787 | 0 | 0 | 0 | 0 | 2.3787 | 0 | 0 | 0 | 0 | 2.3787 | 0 | 0 | 0 | 2.3787
|  | Li-ion Battery (8-hr) | 0 | 0 | 0 | 0 | 0 | 0 | 0.47071 | 0 | 1.3407 | 0 | 0 | 10.3398 | 0 | 0 | 0 | 0 | 13.4804 | 0 | 0 | 0 | 0 | 13.4804 | 0 | 0 | 0 | 18.8744 |  |  | Li-ion Battery (8-hr) | 0 | 0 | 0 | 0 | 0 | 0 | 0.112 | 0 | 0.147 | 0 | 0 | 3.259 | 0 | 0 | 0 | 0 | 3.259 | 0 | 0 | 0 | 0 | 3.259 | 0 | 0 | 0 | 3.8404 |  | Li-ion Battery (8-hr) | 0 | 0 | 0 | 0 | 0 | 0 | 0.32328 | 0 | 1.1583 | 0 | 0 | 5.7377 | 0 | 0 | 0 | 0 | 8.8619 | 0 | 0 | 0 | 0 | 8.8619 | 0 | 0 | 0 | 13.6726 |  | Li-ion Battery (8-hr) | 0 | 0 | 0 | 0 | 0 | 0 | 0.03543 | 0 | 0.03543 | 0 | 0 | 1.3431 | 0 | 0 | 0 | 0 | 1.3595 | 0 | 0 | 0 | 0 | 1.3595 | 0 | 0 | 0 | 1.3614
|  | Location Constrained Storage (12-hr) | 0 | 0 | 0 | 0 | 0 | 0 | 1.6432 | 0 | 1.6432 | 0 | 0 | 3.2432 | 0 | 0 | 0 | 0 | 7.0915 | 0 | 0 | 0 | 0 | 7.0915 | 0 | 0 | 0 | 7.0915 |  |  | Location Constrained Storage (12-hr) | 0 | 0 | 0 | 0 | 0 | 0 | 1.4432 | 0 | 1.4432 | 0 | 0 | 1.4432 | 0 | 0 | 0 | 0 | 2.4251 | 0 | 0 | 0 | 0 | 2.4251 | 0 | 0 | 0 | 2.4251 |  | Location Constrained Storage (12-hr) | 0 | 0 | 0 | 0 | 0 | 0 | 0.2 | 0 | 0.2 | 0 | 0 | 1.8 | 0 | 0 | 0 | 0 | 4.1663 | 0 | 0 | 0 | 0 | 4.1663 | 0 | 0 | 0 | 4.1663 |  | Location Constrained Storage (12-hr) | 0 | 0 | 0 | 0 | 0 | 0 | 0 | 0 | 0 | 0 | 0 | 0 | 0 | 0 | 0 | 0 | 0.5 | 0 | 0 | 0 | 0 | 0.5 | 0 | 0 | 0 | 0.5
|  | Generic Storage (12-hr) | 0 | 0 | 0 | 0 | 0 | 0 | 0 | 0 | 0 | 0 | 0 | 0 | 0 | 0 | 0 | 0 | 0 | 0 | 0 | 0 | 0 | 0 | 0 | 0 | 0 | 0 |  |  | Generic Storage (12-hr) | 0 | 0 | 0 | 0 | 0 | 0 | 0 | 0 | 0 | 0 | 0 | 0 | 0 | 0 | 0 | 0 | 0 | 0 | 0 | 0 | 0 | 0 | 0 | 0 | 0 | 0 |  | Generic Storage (12-hr) | 0 | 0 | 0 | 0 | 0 | 0 | 0 | 0 | 0 | 0 | 0 | 0 | 0 | 0 | 0 | 0 | 0 | 0 | 0 | 0 | 0 | 0 | 0 | 0 | 0 | 0 |  | Generic Storage (12-hr) | 0 | 0 | 0 | 0 | 0 | 0 | 0 | 0 | 0 | 0 | 0 | 0 | 0 | 0 | 0 | 0 | 0 | 0 | 0 | 0 | 0 | 0 | 0 | 0 | 0 | 0
|  | Generic Storage (24-hr) | 0 | 0 | 0 | 0 | 0 | 0 | 0 | 0 | 0 | 0 | 0 | 0 | 0 | 0 | 0 | 0 | 0.5 | 0 | 0 | 0 | 0 | 0.5 | 0 | 0 | 0 | 0.5 |  |  | Generic Storage (24-hr) | 0 | 0 | 0 | 0 | 0 | 0 | 0 | 0 | 0 | 0 | 0 | 0 | 0 | 0 | 0 | 0 | 0 | 0 | 0 | 0 | 0 | 0 | 0 | 0 | 0 | 0 |  | Generic Storage (24-hr) | 0 | 0 | 0 | 0 | 0 | 0 | 0 | 0 | 0 | 0 | 0 | 0 | 0 | 0 | 0 | 0 | 0.5 | 0 | 0 | 0 | 0 | 0.5 | 0 | 0 | 0 | 0.5 |  | Generic Storage (24-hr) | 0 | 0 | 0 | 0 | 0 | 0 | 0 | 0 | 0 | 0 | 0 | 0 | 0 | 0 | 0 | 0 | 0 | 0 | 0 | 0 | 0 | 0 | 0 | 0 | 0 | 0
|  | Generic Storage (100-hr) | 0 | 0 | 0 | 0 | 0 | 0 | 0 | 0 | 0 | 0 | 0 | 0 | 0 | 0 | 0 | 0 | 0 | 0 | 0 | 0 | 0 | 0 | 0 | 0 | 0 | 0 |  |  | Generic Storage (100-hr) | 0 | 0 | 0 | 0 | 0 | 0 | 0 | 0 | 0 | 0 | 0 | 0 | 0 | 0 | 0 | 0 | 0 | 0 | 0 | 0 | 0 | 0 | 0 | 0 | 0 | 0 |  | Generic Storage (100-hr) | 0 | 0 | 0 | 0 | 0 | 0 | 0 | 0 | 0 | 0 | 0 | 0 | 0 | 0 | 0 | 0 | 0 | 0 | 0 | 0 | 0 | 0 | 0 | 0 | 0 | 0 |  | Generic Storage (100-hr) | 0 | 0 | 0 | 0 | 0 | 0 | 0 | 0 | 0 | 0 | 0 | 0 | 0 | 0 | 0 | 0 | 0 | 0 | 0 | 0 | 0 | 0 | 0 | 0 | 0 | 0
|  | Shed DR | 0 | 0 | 0 | 0 | 0 | 0 | 4.7292 | 0 | 4.7292 | 0 | 0 | 4.7292 | 0 | 0 | 0 | 0 | 4.7292 | 0 | 0 | 0 | 0 | 4.7292 | 0 | 0 | 0 | 4.7292 |  |  | Shed DR | 0 | 0 | 0 | 0 | 0 | 0 | 1.5764 | 0 | 1.5764 | 0 | 0 | 1.5764 | 0 | 0 | 0 | 0 | 1.5764 | 0 | 0 | 0 | 0 | 1.5764 | 0 | 0 | 0 | 1.5764 |  | Shed DR | 0 | 0 | 0 | 0 | 0 | 0 | 1.5764 | 0 | 1.5764 | 0 | 0 | 1.5764 | 0 | 0 | 0 | 0 | 1.5764 | 0 | 0 | 0 | 0 | 1.5764 | 0 | 0 | 0 | 1.5764 |  | Shed DR | 0 | 0 | 0 | 0 | 0 | 0 | 1.5764 | 0 | 1.5764 | 0 | 0 | 1.5764 | 0 | 0 | 0 | 0 | 1.5764 | 0 | 0 | 0 | 0 | 1.5764 | 0 | 0 | 0 | 1.5764
|  | Shift DR & VGI | 0 | 0 | 0 | 0 | 0 | 0 | 0 | 0 | 0 | 0 | 0 | 0 | 0 | 0 | 0 | 0 | 0 | 0 | 0 | 0 | 0 | 0 | 0 | 0 | 0 | 0 |  |  | Shift DR & VGI | 0 | 0 | 0 | 0 | 0 | 0 | 0 | 0 | 0 | 0 | 0 | 0 | 0 | 0 | 0 | 0 | 0 | 0 | 0 | 0 | 0 | 0 | 0 | 0 | 0 | 0 |  | Shift DR & VGI | 0 | 0 | 0 | 0 | 0 | 0 | 0 | 0 | 0 | 0 | 0 | 0 | 0 | 0 | 0 | 0 | 0 | 0 | 0 | 0 | 0 | 0 | 0 | 0 | 0 | 0 |  | Shift DR & VGI
|  | Long Duration Storage | 0 | 0 | 0 | 0 | 0 | 0 | 0 | 0 | 0 | 0 | 0 | 0 | 0 | 0 | 0 | 0 | 0.5 | 0 | 0 | 0 | 0 | 0.5 | 0 | 0 | 0 | 0.5 |  |  | Long Duration Storage | 0 | 0 | 0 | 0 | 0 | 0 | 0 | 0 | 0 | 0 | 0 | 0 | 0 | 0 | 0 | 0 | 0 | 0 | 0 | 0 | 0 | 0 | 0 | 0 | 0 | 0 |  | Long Duration Storage | 0 | 0 | 0 | 0 | 0 | 0 | 0 | 0 | 0 | 0 | 0 | 0 | 0 | 0 | 0 | 0 | 0.5 | 0 | 0 | 0 | 0 | 0.5 | 0 | 0 | 0 | 0.5 |  | Long Duration Storage | 0 | 0 | 0 | 0 | 0 | 0 | 0 | 0 | 0 | 0 | 0 | 0 | 0 | 0 | 0 | 0 | 0 | 0 | 0 | 0 | 0 | 0 | 0 | 0 | 0 | 0
|  | Total | 0 | 0 | 0 | 0 | 0 | 0 | 122.7562 | -1.3371 | 143.4576 | -1.6744 | -1.6744 | 182.7463 | -1.6744 | -1.6744 | -1.6744 | -1.6744 | 213.1757 | -1.6744 | -1.6744 | -1.6744 | -1.6744 | 232.8067 | -1.6744 | -1.6744 | -1.6744 | 259.1886 |  |  | Total | 0 | 0 | 0 | 0 | 0 | 0 | 49.3108 | -0.79515 | 54.7539 | -1.1324 | -1.1324 | 70.6327 | -1.1324 | -1.1324 | -1.1324 | -1.1324 | 79.7921 | -1.1324 | -1.1324 | -1.1324 | -1.1324 | 88.7406 | -1.1324 | -1.1324 | -1.1324 | 93.1752 |  | Total | 0 | 0 | 0 | 0 | 0 | 0 | 58.8162 | -0.50751 | 73.2713 | -0.50751 | -0.50751 | 90.9723 | -0.50751 | -0.50751 | -0.50751 | -0.50751 | 100.6839 | -0.50751 | -0.50751 | -0.50751 | -0.50751 | 109.7844 | -0.50751 | -0.50751 | -0.50751 | 131.0512 |  | Total | 0 | 0 | 0 | 0 | 0 | 0 | 14.6292 | -0.034407 | 15.4325 | -0.034407 | -0.034407 | 21.1413 | -0.034407 | -0.034407 | -0.034407 | -0.034407 | 32.6996 | -0.034407 | -0.034407 | -0.034407 | -0.034407 | 34.2816 | -0.034407 | -0.034407 | -0.034407 | 34.9623
Storage Resources
|  | Total Installed Energy (GWh) | [28 empty] | PGE Total Installed Energy (GWh) | [27 empty] | SCE Total Installed Energy (GWh) | [27 empty] | SDGE Total Installed Energy (GWh)
|  | Storage Type | 2020-01-01 | 2021-01-01 | 2022-01-01 | 2023-01-01 | 2024-01-01 | 2025-01-01 | 2026-01-01 | 2027-01-01 | 2028-01-01 | 2029-01-01 | 2030-01-01 | 2031-01-01 | 2032-01-01 | 2033-01-01 | 2034-01-01 | 2035-01-01 | 2036-01-01 | 2037-01-01 | 2038-01-01 | 2039-01-01 | 2040-01-01 | 2041-01-01 | 2042-01-01 | 2043-01-01 | 2044-01-01 | 2045-01-01 |  |  | Storage Type | 2020-01-01 | 2021-01-01 | 2022-01-01 | 2023-01-01 | 2024-01-01 | 2025-01-01 | 2026-01-01 | 2027-01-01 | 2028-01-01 | 2029-01-01 | 2030-01-01 | 2031-01-01 | 2032-01-01 | 2033-01-01 | 2034-01-01 | 2035-01-01 | 2036-01-01 | 2037-01-01 | 2038-01-01 | 2039-01-01 | 2040-01-01 | 2041-01-01 | 2042-01-01 | 2043-01-01 | 2044-01-01 | 2045-01-01 |  | Storage Type | 2020-01-01 | 2021-01-01 | 2022-01-01 | 2023-01-01 | 2024-01-01 | 2025-01-01 | 2026-01-01 | 2027-01-01 | 2028-01-01 | 2029-01-01 | 2030-01-01 | 2031-01-01 | 2032-01-01 | 2033-01-01 | 2034-01-01 | 2035-01-01 | 2036-01-01 | 2037-01-01 | 2038-01-01 | 2039-01-01 | 2040-01-01 | 2041-01-01 | 2042-01-01 | 2043-01-01 | 2044-01-01 | 2045-01-01 |  | Storage Type | 2020-01-01 | 2021-01-01 | 2022-01-01 | 2023-01-01 | 2024-01-01 | 2025-01-01 | 2026-01-01 | 2027-01-01 | 2028-01-01 | 2029-01-01 | 2030-01-01 | 2031-01-01 | 2032-01-01 | 2033-01-01 | 2034-01-01 | 2035-01-01 | 2036-01-01 | 2037-01-01 | 2038-01-01 | 2039-01-01 | 2040-01-01 | 2041-01-01 | 2042-01-01 | 2043-01-01 | 2044-01-01 | 2045-01-01
|  | Li-ion Battery (4-hr) | 0 | 0 | 0 | 0 | 0 | 0 | 70.2559 | 0 | 82.8836 | 0 | 0 | 83.3236 | 0 | 0 | 0 | 0 | 83.3236 | 0 | 0 | 0 | 0 | 83.3236 | 0 | 0 | 0 | 83.3236 |  |  | Li-ion Battery (4-hr) | 0 | 0 | 0 | 0 | 0 | 0 | 15.5659 | 0 | 17.7999 | 0 | 0 | 18.2399 | 0 | 0 | 0 | 0 | 18.2399 | 0 | 0 | 0 | 0 | 18.2399 | 0 | 0 | 0 | 18.2399 |  | Li-ion Battery (4-hr) | 0 | 0 | 0 | 0 | 0 | 0 | 46.2388 | 0 | 56.2326 | 0 | 0 | 56.2326 | 0 | 0 | 0 | 0 | 56.2326 | 0 | 0 | 0 | 0 | 56.2326 | 0 | 0 | 0 | 56.2326 |  | Li-ion Battery (4-hr) | 0 | 0 | 0 | 0 | 0 | 0 | 8.4512 | 0 | 8.8512 | 0 | 0 | 8.8512 | 0 | 0 | 0 | 0 | 8.8512 | 0 | 0 | 0 | 0 | 8.8512 | 0 | 0 | 0 | 8.8512
|  | Li-ion Battery (8-hr) | 0 | 0 | 0 | 0 | 0 | 0 | 4.9564 | 0 | 11.9164 | 0 | 0 | 83.9093 | 0 | 0 | 0 | 0 | 109.0338 | 0 | 0 | 0 | 0 | 109.0338 | 0 | 0 | 0 | 152.1859 |  |  | Li-ion Battery (8-hr) | 0 | 0 | 0 | 0 | 0 | 0 | 0.896 | 0 | 1.176 | 0 | 0 | 26.0716 | 0 | 0 | 0 | 0 | 26.0716 | 0 | 0 | 0 | 0 | 26.0716 | 0 | 0 | 0 | 30.7233 |  | Li-ion Battery (8-hr) | 0 | 0 | 0 | 0 | 0 | 0 | 3.6969 | 0 | 10.3769 | 0 | 0 | 47.0125 | 0 | 0 | 0 | 0 | 72.006 | 0 | 0 | 0 | 0 | 72.006 | 0 | 0 | 0 | 110.4916 |  | Li-ion Battery (8-hr) | 0 | 0 | 0 | 0 | 0 | 0 | 0.36344 | 0 | 0.36344 | 0 | 0 | 10.8252 | 0 | 0 | 0 | 0 | 10.9562 | 0 | 0 | 0 | 0 | 10.9562 | 0 | 0 | 0 | 10.9709
|  | Location Constrained Storage (12-hr) | 0 | 0 | 0 | 0 | 0 | 0 | 191.2008 | 0 | 191.2008 | 0 | 0 | 210.4008 | 0 | 0 | 0 | 0 | 256.5801 | 0 | 0 | 0 | 0 | 256.5801 | 0 | 0 | 0 | 256.5801 |  |  | Location Constrained Storage (12-hr) | 0 | 0 | 0 | 0 | 0 | 0 | 186.2008 | 0 | 186.2008 | 0 | 0 | 186.2008 | 0 | 0 | 0 | 0 | 197.9839 | 0 | 0 | 0 | 0 | 197.9839 | 0 | 0 | 0 | 197.9839 |  | Location Constrained Storage (12-hr) | 0 | 0 | 0 | 0 | 0 | 0 | 5 | 0 | 5 | 0 | 0 | 24.2 | 0 | 0 | 0 | 0 | 52.5961 | 0 | 0 | 0 | 0 | 52.5961 | 0 | 0 | 0 | 52.5961 |  | Location Constrained Storage (12-hr) | 0 | 0 | 0 | 0 | 0 | 0 | 0 | 0 | 0 | 0 | 0 | 0 | 0 | 0 | 0 | 0 | 6 | 0 | 0 | 0 | 0 | 6 | 0 | 0 | 0 | 6
|  | Generic Storage (12-hr) | 0 | 0 | 0 | 0 | 0 | 0 | 0 | 0 | 0 | 0 | 0 | 0 | 0 | 0 | 0 | 0 | 0 | 0 | 0 | 0 | 0 | 0 | 0 | 0 | 0 | 0 |  |  | Generic Storage (12-hr) | 0 | 0 | 0 | 0 | 0 | 0 | 0 | 0 | 0 | 0 | 0 | 0 | 0 | 0 | 0 | 0 | 0 | 0 | 0 | 0 | 0 | 0 | 0 | 0 | 0 | 0 |  | Generic Storage (12-hr) | 0 | 0 | 0 | 0 | 0 | 0 | 0 | 0 | 0 | 0 | 0 | 0 | 0 | 0 | 0 | 0 | 0 | 0 | 0 | 0 | 0 | 0 | 0 | 0 | 0 | 0 |  | Generic Storage (12-hr) | 0 | 0 | 0 | 0 | 0 | 0 | 0 | 0 | 0 | 0 | 0 | 0 | 0 | 0 | 0 | 0 | 0 | 0 | 0 | 0 | 0 | 0 | 0 | 0 | 0 | 0
|  | Generic Storage (24-hr) | 0 | 0 | 0 | 0 | 0 | 0 | 0 | 0 | 0 | 0 | 0 | 0 | 0 | 0 | 0 | 0 | 12 | 0 | 0 | 0 | 0 | 12 | 0 | 0 | 0 | 12 |  |  | Generic Storage (24-hr) | 0 | 0 | 0 | 0 | 0 | 0 | 0 | 0 | 0 | 0 | 0 | 0 | 0 | 0 | 0 | 0 | 0 | 0 | 0 | 0 | 0 | 0 | 0 | 0 | 0 | 0 |  | Generic Storage (24-hr) | 0 | 0 | 0 | 0 | 0 | 0 | 0 | 0 | 0 | 0 | 0 | 0 | 0 | 0 | 0 | 0 | 12 | 0 | 0 | 0 | 0 | 12 | 0 | 0 | 0 | 12 |  | Generic Storage (24-hr) | 0 | 0 | 0 | 0 | 0 | 0 | 0 | 0 | 0 | 0 | 0 | 0 | 0 | 0 | 0 | 0 | 0 | 0 | 0 | 0 | 0 | 0 | 0 | 0 | 0 | 0
|  | Generic Storage (100-hr) | 0 | 0 | 0 | 0 | 0 | 0 | 0 | 0 | 0 | 0 | 0 | 0 | 0 | 0 | 0 | 0 | 0 | 0 | 0 | 0 | 0 | 0 | 0 | 0 | 0 | 0 |  |  | Generic Storage (100-hr) | 0 | 0 | 0 | 0 | 0 | 0 | 0 | 0 | 0 | 0 | 0 | 0 | 0 | 0 | 0 | 0 | 0 | 0 | 0 | 0 | 0 | 0 | 0 | 0 | 0 | 0 |  | Generic Storage (100-hr) | 0 | 0 | 0 | 0 | 0 | 0 | 0 | 0 | 0 | 0 | 0 | 0 | 0 | 0 | 0 | 0 | 0 | 0 | 0 | 0 | 0 | 0 | 0 | 0 | 0 | 0 |  | Generic Storage (100-hr) | 0 | 0 | 0 | 0 | 0 | 0 | 0 | 0 | 0 | 0 | 0 | 0 | 0 | 0 | 0 | 0 | 0 | 0 | 0 | 0 | 0 | 0 | 0 | 0 | 0 | 0
|  | Total Long Duration Storage | 0 | 0 | 0 | 0 | 0 | 0 | 0 | 0 | 0 | 0 | 0 | 0 | 0 | 0 | 0 | 0 | 12 | 0 | 0 | 0 | 0 | 12 | 0 | 0 | 0 | 12 |  |  | Total Long Duration Storage | 0 | 0 | 0 | 0 | 0 | 0 | 0 | 0 | 0 | 0 | 0 | 0 | 0 | 0 | 0 | 0 | 0 | 0 | 0 | 0 | 0 | 0 | 0 | 0 | 0 | 0 |  | Total Long Duration Storage | 0 | 0 | 0 | 0 | 0 | 0 | 0 | 0 | 0 | 0 | 0 | 0 | 0 | 0 | 0 | 0 | 12 | 0 | 0 | 0 | 0 | 12 | 0 | 0 | 0 | 12 |  | Total Long Duration Storage | 0 | 0 | 0 | 0 | 0 | 0 | 0 | 0 | 0 | 0 | 0 | 0 | 0 | 0 | 0 | 0 | 0 | 0 | 0 | 0 | 0 | 0 | 0 | 0 | 0 | 0
|  | Total | 0 | 0 | 0 | 0 | 0 | 0 | 266.413 | 0 | 286.0008 | 0 | 0 | 377.6337 | 0 | 0 | 0 | 0 | 460.9375 | 0 | 0 | 0 | 0 | 460.9375 | 0 | 0 | 0 | 504.0895 |  |  | Total | 0 | 0 | 0 | 0 | 0 | 0 | 202.6627 | 0 | 205.1767 | 0 | 0 | 230.5123 | 0 | 0 | 0 | 0 | 242.2954 | 0 | 0 | 0 | 0 | 242.2954 | 0 | 0 | 0 | 246.9471 |  | Total | 0 | 0 | 0 | 0 | 0 | 0 | 54.9358 | 0 | 71.6095 | 0 | 0 | 127.4451 | 0 | 0 | 0 | 0 | 192.8347 | 0 | 0 | 0 | 0 | 192.8347 | 0 | 0 | 0 | 231.3203 |  | Total | 0 | 0 | 0 | 0 | 0 | 0 | 8.8146 | 0 | 9.2146 | 0 | 0 | 19.6764 | 0 | 0 | 0 | 0 | 25.8074 | 0 | 0 | 0 | 0 | 25.8074 | 0 | 0 | 0 | 25.8221
|  | Total Installed Duration (hours) | [28 empty] | PGE Total Installed Duration (hours) | [27 empty] | SCE Total Installed Duration (hours) | [27 empty] | SDGE Total Installed Duration (hours)
|  | Storage Type | 2020-01-01 | 2021-01-01 | 2022-01-01 | 2023-01-01 | 2024-01-01 | 2025-01-01 | 2026-01-01 | 2027-01-01 | 2028-01-01 | 2029-01-01 | 2030-01-01 | 2031-01-01 | 2032-01-01 | 2033-01-01 | 2034-01-01 | 2035-01-01 | 2036-01-01 | 2037-01-01 | 2038-01-01 | 2039-01-01 | 2040-01-01 | 2041-01-01 | 2042-01-01 | 2043-01-01 | 2044-01-01 | 2045-01-01 |  |  | Storage Type | 2020-01-01 | 2021-01-01 | 2022-01-01 | 2023-01-01 | 2024-01-01 | 2025-01-01 | 2026-01-01 | 2027-01-01 | 2028-01-01 | 2029-01-01 | 2030-01-01 | 2031-01-01 | 2032-01-01 | 2033-01-01 | 2034-01-01 | 2035-01-01 | 2036-01-01 | 2037-01-01 | 2038-01-01 | 2039-01-01 | 2040-01-01 | 2041-01-01 | 2042-01-01 | 2043-01-01 | 2044-01-01 | 2045-01-01 |  | Storage Type | 2020-01-01 | 2021-01-01 | 2022-01-01 | 2023-01-01 | 2024-01-01 | 2025-01-01 | 2026-01-01 | 2027-01-01 | 2028-01-01 | 2029-01-01 | 2030-01-01 | 2031-01-01 | 2032-01-01 | 2033-01-01 | 2034-01-01 | 2035-01-01 | 2036-01-01 | 2037-01-01 | 2038-01-01 | 2039-01-01 | 2040-01-01 | 2041-01-01 | 2042-01-01 | 2043-01-01 | 2044-01-01 | 2045-01-01 |  | Storage Type | 2020-01-01 | 2021-01-01 | 2022-01-01 | 2023-01-01 | 2024-01-01 | 2025-01-01 | 2026-01-01 | 2027-01-01 | 2028-01-01 | 2029-01-01 | 2030-01-01 | 2031-01-01 | 2032-01-01 | 2033-01-01 | 2034-01-01 | 2035-01-01 | 2036-01-01 | 2037-01-01 | 2038-01-01 | 2039-01-01 | 2040-01-01 | 2041-01-01 | 2042-01-01 | 2043-01-01 | 2044-01-01 | 2045-01-01
|  | Li-ion Battery (4-hr) | 0 | 0 | 0 | 0 | 0 | 0 | 3.8891 | 0 | 3.9044 | 0 | 0 | 3.9049 | 0 | 0 | 0 | 0 | 3.9049 | 0 | 0 | 0 | 0 | 3.9049 | 0 | 0 | 0 | 3.9049 |  |  | Li-ion Battery (4-hr) | 0 | 0 | 0 | 0 | 0 | 0 | 3.8375 | 0 | 3.8572 | 0 | 0 | 3.8605 | 0 | 0 | 0 | 0 | 3.8605 | 0 | 0 | 0 | 0 | 3.8605 | 0 | 0 | 0 | 3.8605 |  | Li-ion Battery (4-hr) | 0 | 0 | 0 | 0 | 0 | 0 | 3.9419 | 0 | 3.9503 | 0 | 0 | 3.9503 | 0 | 0 | 0 | 0 | 3.9503 | 0 | 0 | 0 | 0 | 3.9503 | 0 | 0 | 0 | 3.9503 |  | Li-ion Battery (4-hr) | 0 | 0 | 0 | 0 | 0 | 0 | 3.7087 | 0 | 3.721 | 0 | 0 | 3.721 | 0 | 0 | 0 | 0 | 3.721 | 0 | 0 | 0 | 0 | 3.721 | 0 | 0 | 0 | 3.721
|  | Li-ion Battery (8-hr) | 0 | 0 | 0 | 0 | 0 | 0 | 10.5295 | 0 | 8.8881 | 0 | 0 | 8.1152 | 0 | 0 | 0 | 0 | 8.0883 | 0 | 0 | 0 | 0 | 8.0883 | 0 | 0 | 0 | 8.0631 |  |  | Li-ion Battery (8-hr) | 0 | 0 | 0 | 0 | 0 | 0 | 8 | 0 | 8 | 0 | 0 | 8 | 0 | 0 | 0 | 0 | 8 | 0 | 0 | 0 | 0 | 8 | 0 | 0 | 0 | 8 |  | Li-ion Battery (8-hr) | 0 | 0 | 0 | 0 | 0 | 0 | 11.4356 | 0 | 8.9589 | 0 | 0 | 8.1936 | 0 | 0 | 0 | 0 | 8.1253 | 0 | 0 | 0 | 0 | 8.1253 | 0 | 0 | 0 | 8.0812 |  | Li-ion Battery (8-hr) | 0 | 0 | 0 | 0 | 0 | 0 | 10.258 | 0 | 10.258 | 0 | 0 | 8.0596 | 0 | 0 | 0 | 0 | 8.0588 | 0 | 0 | 0 | 0 | 8.0588 | 0 | 0 | 0 | 8.0588
|  | Location Constrained Storage (12-hr) | 0 | 0 | 0 | 0 | 0 | 0 | 116.3588 | 0 | 116.3588 | 0 | 0 | 64.8744 | 0 | 0 | 0 | 0 | 36.1815 | 0 | 0 | 0 | 0 | 36.1815 | 0 | 0 | 0 | 36.1815 |  |  | Location Constrained Storage (12-hr) | 0 | 0 | 0 | 0 | 0 | 0 | 129.0194 | 0 | 129.0194 | 0 | 0 | 129.0194 | 0 | 0 | 0 | 0 | 81.6386 | 0 | 0 | 0 | 0 | 81.6386 | 0 | 0 | 0 | 81.6386 |  | Location Constrained Storage (12-hr) | 0 | 0 | 0 | 0 | 0 | 0 | 25 | 0 | 25 | 0 | 0 | 13.4444 | 0 | 0 | 0 | 0 | 12.624 | 0 | 0 | 0 | 0 | 12.624 | 0 | 0 | 0 | 12.624 |  | Location Constrained Storage (12-hr) | 0 | 0 | 0 | 0 | 0 | 0 | 0 | 0 | 0 | 0 | 0 | 0 | 0 | 0 | 0 | 0 | 12 | 0 | 0 | 0 | 0 | 12 | 0 | 0 | 0 | 12
|  | Generic Storage (12-hr) | 0 | 0 | 0 | 0 | 0 | 0 | 0 | 0 | 0 | 0 | 0 | 0 | 0 | 0 | 0 | 0 | 0 | 0 | 0 | 0 | 0 | 0 | 0 | 0 | 0 | 0 |  |  | Generic Storage (12-hr) | 0 | 0 | 0 | 0 | 0 | 0 | 0 | 0 | 0 | 0 | 0 | 0 | 0 | 0 | 0 | 0 | 0 | 0 | 0 | 0 | 0 | 0 | 0 | 0 | 0 | 0 |  | Generic Storage (12-hr) | 0 | 0 | 0 | 0 | 0 | 0 | 0 | 0 | 0 | 0 | 0 | 0 | 0 | 0 | 0 | 0 | 0 | 0 | 0 | 0 | 0 | 0 | 0 | 0 | 0 | 0 |  | Generic Storage (12-hr) | 0 | 0 | 0 | 0 | 0 | 0 | 0 | 0 | 0 | 0 | 0 | 0 | 0 | 0 | 0 | 0 | 0 | 0 | 0 | 0 | 0 | 0 | 0 | 0 | 0 | 0
|  | Generic Storage (24-hr) | 0 | 0 | 0 | 0 | 0 | 0 | 0 | 0 | 0 | 0 | 0 | 0 | 0 | 0 | 0 | 0 | 24 | 0 | 0 | 0 | 0 | 24 | 0 | 0 | 0 | 24 |  |  | Generic Storage (24-hr) | 0 | 0 | 0 | 0 | 0 | 0 | 0 | 0 | 0 | 0 | 0 | 0 | 0 | 0 | 0 | 0 | 0 | 0 | 0 | 0 | 0 | 0 | 0 | 0 | 0 | 0 |  | Generic Storage (24-hr) | 0 | 0 | 0 | 0 | 0 | 0 | 0 | 0 | 0 | 0 | 0 | 0 | 0 | 0 | 0 | 0 | 24 | 0 | 0 | 0 | 0 | 24 | 0 | 0 | 0 | 24 |  | Generic Storage (24-hr) | 0 | 0 | 0 | 0 | 0 | 0 | 0 | 0 | 0 | 0 | 0 | 0 | 0 | 0 | 0 | 0 | 0 | 0 | 0 | 0 | 0 | 0 | 0 | 0 | 0 | 0
|  | Generic Storage (100-hr) | 0 | 0 | 0 | 0 | 0 | 0 | 0 | 0 | 0 | 0 | 0 | 0 | 0 | 0 | 0 | 0 | 0 | 0 | 0 | 0 | 0 | 0 | 0 | 0 | 0 | 0 |  |  | Generic Storage (100-hr) | 0 | 0 | 0 | 0 | 0 | 0 | 0 | 0 | 0 | 0 | 0 | 0 | 0 | 0 | 0 | 0 | 0 | 0 | 0 | 0 | 0 | 0 | 0 | 0 | 0 | 0 |  | Generic Storage (100-hr) | 0 | 0 | 0 | 0 | 0 | 0 | 0 | 0 | 0 | 0 | 0 | 0 | 0 | 0 | 0 | 0 | 0 | 0 | 0 | 0 | 0 | 0 | 0 | 0 | 0 | 0 |  | Generic Storage (100-hr) | 0 | 0 | 0 | 0 | 0 | 0 | 0 | 0 | 0 | 0 | 0 | 0 | 0 | 0 | 0 | 0 | 0 | 0 | 0 | 0 | 0 | 0 | 0 | 0 | 0 | 0
|  | Total Long Duration Storage | 0 | 0 | 0 | 0 | 0 | 0 | 0 | 0 | 0 | 0 | 0 | 0 | 0 | 0 | 0 | 0 | 24 | 0 | 0 | 0 | 0 | 24 | 0 | 0 | 0 | 24 |  |  | Total Long Duration Storage | 0 | 0 | 0 | 0 | 0 | 0 | 0 | 0 | 0 | 0 | 0 | 0 | 0 | 0 | 0 | 0 | 0 | 0 | 0 | 0 | 0 | 0 | 0 | 0 | 0 | 0 |  | Total Long Duration Storage | 0 | 0 | 0 | 0 | 0 | 0 | 0 | 0 | 0 | 0 | 0 | 0 | 0 | 0 | 0 | 0 | 24 | 0 | 0 | 0 | 0 | 24 | 0 | 0 | 0 | 24 |  | Total Long Duration Storage | 0 | 0 | 0 | 0 | 0 | 0 | 0 | 0 | 0 | 0 | 0 | 0 | 0 | 0 | 0 | 0 | 0 | 0 | 0 | 0 | 0 | 0 | 0 | 0 | 0 | 0
|  | Total | 0 | 0 | 0 | 0 | 0 | 0 | 0 | 0 | 0 | 0 | 0 | 0 | 0 | 0 | 0 | 0 | 0 | 0 | 0 | 0 | 0 | 0 | 0 | 0 | 0 | 0 |  |  | Total | 0 | 0 | 0 | 0 | 0 | 0 | 0 | 0 | 0 | 0 | 0 | 0 | 0 | 0 | 0 | 0 | 0 | 0 | 0 | 0 | 0 | 0 | 0 | 0 | 0 | 0 |  | Total | 0 | 0 | 0 | 0 | 0 | 0 | 0 | 0 | 0 | 0 | 0 | 0 | 0 | 0 | 0 | 0 | 0 | 0 | 0 | 0 | 0 | 0 | 0 | 0 | 0 | 0 |  | Total | 0 | 0 | 0 | 0 | 0 | 0 | 0 | 0 | 0 | 0 | 0 | 0 | 0 | 0 | 0 | 0 | 0 | 0 | 0 | 0 | 0 | 0 | 0 | 0 | 0 | 0
Natural Gas Retention Detail
[32 empty] | PGE | PGE | PGE | PGE | PGE | PGE | PGE | PGE | PGE | PGE | PGE | PGE | PGE | PGE | PGE | PGE | PGE | PGE | PGE | PGE | PGE | PGE | PGE | PGE | PGE | PGE |  |  | SCE | SCE | SCE | SCE | SCE | SCE | SCE | SCE | SCE | SCE | SCE | SCE | SCE | SCE | SCE | SCE | SCE | SCE | SCE | SCE | SCE | SCE | SCE | SCE | SCE | SCE |  |  | SDGE | SDGE | SDGE | SDGE | SDGE | SDGE | SDGE | SDGE | SDGE | SDGE | SDGE | SDGE | SDGE | SDGE | SDGE | SDGE | SDGE | SDGE | SDGE | SDGE | SDGE | SDGE | SDGE | SDGE | SDGE | SDGE
|  | Gas Capacity Not Retained (GW) | [28 empty] | PGE Gas Capacity Not Retained (GW) | [27 empty] | SCE Gas Capacity Not Retained (GW) | [27 empty] | SDGE Gas Capacity Not Retained (GW)
|  |  | 2020-01-01 | 2021-01-01 | 2022-01-01 | 2023-01-01 | 2024-01-01 | 2025-01-01 | 2026-01-01 | 2027-01-01 | 2028-01-01 | 2029-01-01 | 2030-01-01 | 2031-01-01 | 2032-01-01 | 2033-01-01 | 2034-01-01 | 2035-01-01 | 2036-01-01 | 2037-01-01 | 2038-01-01 | 2039-01-01 | 2040-01-01 | 2041-01-01 | 2042-01-01 | 2043-01-01 | 2044-01-01 | 2045-01-01 |  |  |  | 2020-01-01 | 2021-01-01 | 2022-01-01 | 2023-01-01 | 2024-01-01 | 2025-01-01 | 2026-01-01 | 2027-01-01 | 2028-01-01 | 2029-01-01 | 2030-01-01 | 2031-01-01 | 2032-01-01 | 2033-01-01 | 2034-01-01 | 2035-01-01 | 2036-01-01 | 2037-01-01 | 2038-01-01 | 2039-01-01 | 2040-01-01 | 2041-01-01 | 2042-01-01 | 2043-01-01 | 2044-01-01 | 2045-01-01 |  |  | 2020-01-01 | 2021-01-01 | 2022-01-01 | 2023-01-01 | 2024-01-01 | 2025-01-01 | 2026-01-01 | 2027-01-01 | 2028-01-01 | 2029-01-01 | 2030-01-01 | 2031-01-01 | 2032-01-01 | 2033-01-01 | 2034-01-01 | 2035-01-01 | 2036-01-01 | 2037-01-01 | 2038-01-01 | 2039-01-01 | 2040-01-01 | 2041-01-01 | 2042-01-01 | 2043-01-01 | 2044-01-01 | 2045-01-01 |  |  | 2020-01-01 | 2021-01-01 | 2022-01-01 | 2023-01-01 | 2024-01-01 | 2025-01-01 | 2026-01-01 | 2027-01-01 | 2028-01-01 | 2029-01-01 | 2030-01-01 | 2031-01-01 | 2032-01-01 | 2033-01-01 | 2034-01-01 | 2035-01-01 | 2036-01-01 | 2037-01-01 | 2038-01-01 | 2039-01-01 | 2040-01-01 | 2041-01-01 | 2042-01-01 | 2043-01-01 | 2044-01-01 | 2045-01-01
|  | CCGT1 | 0 | 0 | 0 | 0 | 0 | 0 | 0 | 0 | 0 | 0 | 0 | 0 | 0 | 0 | 0 | 0 | 0 | 0 | 0 | 0 | 0 | 0 | 0 | 0 | 0 | 0 |  |  | PGE_CCGT1 | 0 | 0 | 0 | 0 | 0 | 0 | 0 | 0 | 0 | 0 | 0 | 0 | 0 | 0 | 0 | 0 | 0 | 0 | 0 | 0 | 0 | 0 | 0 | 0 | 0 | 0 |  | SCE_CCGT1 | 0 | 0 | 0 | 0 | 0 | 0 | 0 | 0 | 0 | 0 | 0 | 0 | 0 | 0 | 0 | 0 | 0 | 0 | 0 | 0 | 0 | 0 | 0 | 0 | 0 | 0 |  | SDGE_CCGT1 | 0 | 0 | 0 | 0 | 0 | 0 | 0 | 0 | 0 | 0 | 0 | 0 | 0 | 0 | 0 | 0 | 0 | 0 | 0 | 0 | 0 | 0 | 0 | 0 | 0 | 0
|  | CCGT2 | 0 | 0 | 0 | 0 | 0 | 0 | 0 | 0 | 0.3373 | 0.3373 | 0.3373 | 0.3373 | 0.3373 | 0.3373 | 0.3373 | 0.3373 | 0.3373 | 0.3373 | 0.3373 | 0.3373 | 0.3373 | 0.3373 | 0.3373 | 0.3373 | 0.3373 | 0.3373 |  |  | PGE_CCGT2 | 0 | 0 | 0 | 0 | 0 | 0 | 0 | 0 | 0.3373 | 0.3373 | 0.3373 | 0.3373 | 0.3373 | 0.3373 | 0.3373 | 0.3373 | 0.3373 | 0.3373 | 0.3373 | 0.3373 | 0.3373 | 0.3373 | 0.3373 | 0.3373 | 0.3373 | 0.3373 |  | SCE_CCGT2 | 0 | 0 | 0 | 0 | 0 | 0 | 0 | 0 | 0 | 0 | 0 | 0 | 0 | 0 | 0 | 0 | 0 | 0 | 0 | 0 | 0 | 0 | 0 | 0 | 0 | 0 |  | SDGE_CCGT2 | 0 | 0 | 0 | 0 | 0 | 0 | 0 | 0 | 0 | 0 | 0 | 0 | 0 | 0 | 0 | 0 | 0 | 0 | 0 | 0 | 0 | 0 | 0 | 0 | 0 | 0
|  | CCGT3 | 0 | 0 | 0 | 0 | 0 | 0 | 0.44756 | 0.44756 | 0.44756 | 0.44756 | 0.44756 | 0.44756 | 0.44756 | 0.44756 | 0.44756 | 0.44756 | 0.44756 | 0.44756 | 0.44756 | 0.44756 | 0.44756 | 0.44756 | 0.44756 | 0.44756 | 0.44756 | 0.44756 |  |  | PGE_CCGT3 | 0 | 0 | 0 | 0 | 0 | 0 | 0.24856 | 0.24856 | 0.24856 | 0.24856 | 0.24856 | 0.24856 | 0.24856 | 0.24856 | 0.24856 | 0.24856 | 0.24856 | 0.24856 | 0.24856 | 0.24856 | 0.24856 | 0.24856 | 0.24856 | 0.24856 | 0.24856 | 0.24856 |  | SCE_CCGT3 | 0 | 0 | 0 | 0 | 0 | 0 | 0.199 | 0.199 | 0.199 | 0.199 | 0.199 | 0.199 | 0.199 | 0.199 | 0.199 | 0.199 | 0.199 | 0.199 | 0.199 | 0.199 | 0.199 | 0.199 | 0.199 | 0.199 | 0.199 | 0.199 |  | SDGE_CCGT3 | 0 | 0 | 0 | 0 | 0 | 0 | 0 | 0 | 0 | 0 | 0 | 0 | 0 | 0 | 0 | 0 | 0 | 0 | 0 | 0 | 0 | 0 | 0 | 0 | 0 | 0
|  | Peaker1 | 0 | 0 | 0 | 0 | 0 | 0 | 0 | 0 | 0 | 0 | 0 | 0 | 0 | 0 | 0 | 0 | 0 | 0 | 0 | 0 | 0 | 0 | 0 | 0 | 0 | 0 |  |  | PGE_Peaker1 | 0 | 0 | 0 | 0 | 0 | 0 | 0 | 0 | 0 | 0 | 0 | 0 | 0 | 0 | 0 | 0 | 0 | 0 | 0 | 0 | 0 | 0 | 0 | 0 | 0 | 0 |  | SCE_Peaker1 | 0 | 0 | 0 | 0 | 0 | 0 | 0 | 0 | 0 | 0 | 0 | 0 | 0 | 0 | 0 | 0 | 0 | 0 | 0 | 0 | 0 | 0 | 0 | 0 | 0 | 0 |  | SDGE_Peaker1 | 0 | 0 | 0 | 0 | 0 | 0 | 0 | 0 | 0 | 0 | 0 | 0 | 0 | 0 | 0 | 0 | 0 | 0 | 0 | 0 | 0 | 0 | 0 | 0 | 0 | 0
|  | Peaker2 | 0 | 0 | 0 | 0 | 0 | 0 | 0.034407 | 0.034407 | 0.034407 | 0.034407 | 0.034407 | 0.034407 | 0.034407 | 0.034407 | 0.034407 | 0.034407 | 0.034407 | 0.034407 | 0.034407 | 0.034407 | 0.034407 | 0.034407 | 0.034407 | 0.034407 | 0.034407 | 0.034407 |  |  | PGE_Peaker2 | 0 | 0 | 0 | 0 | 0 | 0 | 0 | 0 | 0 | 0 | 0 | 0 | 0 | 0 | 0 | 0 | 0 | 0 | 0 | 0 | 0 | 0 | 0 | 0 | 0 | 0 |  | SCE_Peaker2 | 0 | 0 | 0 | 0 | 0 | 0 | 0 | 0 | 0 | 0 | 0 | 0 | 0 | 0 | 0 | 0 | 0 | 0 | 0 | 0 | 0 | 0 | 0 | 0 | 0 | 0 |  | SDGE_Peaker2 | 0 | 0 | 0 | 0 | 0 | 0 | 0.034407 | 0.034407 | 0.034407 | 0.034407 | 0.034407 | 0.034407 | 0.034407 | 0.034407 | 0.034407 | 0.034407 | 0.034407 | 0.034407 | 0.034407 | 0.034407 | 0.034407 | 0.034407 | 0.034407 | 0.034407 | 0.034407 | 0.034407
|  | Peaker3 | [6 empty] | 0.8551 | 0.8551 | 0.8551 | 0.8551 | 0.8551 | 0.8551 | 0.8551 | 0.8551 | 0.8551 | 0.8551 | 0.8551 | 0.8551 | 0.8551 | 0.8551 | 0.8551 | 0.8551 | 0.8551 | 0.8551 | 0.8551 | 0.8551 |  |  | PGE_Peaker3 | 0 | 0 | 0 | 0 | 0 | 0 | 0.54659 | 0.54659 | 0.54659 | 0.54659 | 0.54659 | 0.54659 | 0.54659 | 0.54659 | 0.54659 | 0.54659 | 0.54659 | 0.54659 | 0.54659 | 0.54659 | 0.54659 | 0.54659 | 0.54659 | 0.54659 | 0.54659 | 0.54659 |  | SCE_Peaker3 | 0 | 0 | 0 | 0 | 0 | 0 | 0.30851 | 0.30851 | 0.30851 | 0.30851 | 0.30851 | 0.30851 | 0.30851 | 0.30851 | 0.30851 | 0.30851 | 0.30851 | 0.30851 | 0.30851 | 0.30851 | 0.30851 | 0.30851 | 0.30851 | 0.30851 | 0.30851 | 0.30851 |  | SDGE_Peaker3 | 0 | 0 | 0 | 0 | 0 | 0 | 0 | 0 | 0 | 0 | 0 | 0 | 0 | 0 | 0 | 0 | 0 | 0 | 0 | 0 | 0 | 0 | 0 | 0 | 0 | 0
|  | Reciprocating_Engine | 0 | 0 | 0 | 0 | 0 | 0 | 0 | 0 | 0 | 0 | 0 | 0 | 0 | 0 | 0 | 0 | 0 | 0 | 0 | 0 | 0 | 0 | 0 | 0 | 0 | 0 |  |  | PGE_Reciprocating_Engine | 0 | 0 | 0 | 0 | 0 | 0 | 0 | 0 | 0 | 0 | 0 | 0 | 0 | 0 | 0 | 0 | 0 | 0 | 0 | 0 | 0 | 0 | 0 | 0 | 0 | 0 |  | SCE_Reciprocating_Engine | 0 | 0 | 0 | 0 | 0 | 0 | 0 | 0 | 0 | 0 | 0 | 0 | 0 | 0 | 0 | 0 | 0 | 0 | 0 | 0 | 0 | 0 | 0 | 0 | 0 | 0 |  | SDGE_Reciprocating_Engine | 0 | 0 | 0 | 0 | 0 | 0 | 0 | 0 | 0 | 0 | 0 | 0 | 0 | 0 | 0 | 0 | 0 | 0 | 0 | 0 | 0 | 0 | 0 | 0 | 0 | 0
|  | Total | 0 | 0 | 0 | 0 | 0 | 0 | 1.3371 | 1.3371 | 1.6744 | 1.6744 | 1.6744 | 1.6744 | 1.6744 | 1.6744 | 1.6744 | 1.6744 | 1.6744 | 1.6744 | 1.6744 | 1.6744 | 1.6744 | 1.6744 | 1.6744 | 1.6744 | 1.6744 | 1.6744 |  |  | Total | 0 | 0 | 0 | 0 | 0 | 0 | 0.79515 | 0.79515 | 1.1324 | 1.1324 | 1.1324 | 1.1324 | 1.1324 | 1.1324 | 1.1324 | 1.1324 | 1.1324 | 1.1324 | 1.1324 | 1.1324 | 1.1324 | 1.1324 | 1.1324 | 1.1324 | 1.1324 | 1.1324 |  | Total | 0 | 0 | 0 | 0 | 0 | 0 | 0.50751 | 0.50751 | 0.50751 | 0.50751 | 0.50751 | 0.50751 | 0.50751 | 0.50751 | 0.50751 | 0.50751 | 0.50751 | 0.50751 | 0.50751 | 0.50751 | 0.50751 | 0.50751 | 0.50751 | 0.50751 | 0.50751 | 0.50751 |  | Total | 0 | 0 | 0 | 0 | 0 | 0 | 0.034407 | 0.034407 | 0.034407 | 0.034407 | 0.034407 | 0.034407 | 0.034407 | 0.034407 | 0.034407 | 0.034407 | 0.034407 | 0.034407 | 0.034407 | 0.034407 | 0.034407 | 0.034407 | 0.034407 | 0.034407 | 0.034407 | 0.034407
Planned/Contracted vs. RESOLVE-Selected Builds
|  | CAISO RESOLVE-Selected Capacity (GW) | [28 empty] | Planned & RESOLVE-Selected Capacity (GW) | [27 empty] | Planned & RESOLVE-Selected Capacity (GW) | [27 empty] | Planned & RESOLVE-Selected Capacity (GW)
|  | Resource Type | 2020-01-01 | 2021-01-01 | 2022-01-01 | 2023-01-01 | 2024-01-01 | 2025-01-01 | 2026-01-01 | 2027-01-01 | 2028-01-01 | 2029-01-01 | 2030-01-01 | 2031-01-01 | 2032-01-01 | 2033-01-01 | 2034-01-01 | 2035-01-01 | 2036-01-01 | 2037-01-01 | 2038-01-01 | 2039-01-01 | 2040-01-01 | 2041-01-01 | 2042-01-01 | 2043-01-01 | 2044-01-01 | 2045-01-01 |  |  | Resource Type | 2020-01-01 | 2021-01-01 | 2022-01-01 | 2023-01-01 | 2024-01-01 | 2025-01-01 | 2026-01-01 | 2027-01-01 | 2028-01-01 | 2029-01-01 | 2030-01-01 | 2031-01-01 | 2032-01-01 | 2033-01-01 | 2034-01-01 | 2035-01-01 | 2036-01-01 | 2037-01-01 | 2038-01-01 | 2039-01-01 | 2040-01-01 | 2041-01-01 | 2042-01-01 | 2043-01-01 | 2044-01-01 | 2045-01-01 |  | Resource Type | 2020-01-01 | 2021-01-01 | 2022-01-01 | 2023-01-01 | 2024-01-01 | 2025-01-01 | 2026-01-01 | 2027-01-01 | 2028-01-01 | 2029-01-01 | 2030-01-01 | 2031-01-01 | 2032-01-01 | 2033-01-01 | 2034-01-01 | 2035-01-01 | 2036-01-01 | 2037-01-01 | 2038-01-01 | 2039-01-01 | 2040-01-01 | 2041-01-01 | 2042-01-01 | 2043-01-01 | 2044-01-01 | 2045-01-01 |  | Resource Type | 2020-01-01 | 2021-01-01 | 2022-01-01 | 2023-01-01 | 2024-01-01 | 2025-01-01 | 2026-01-01 | 2027-01-01 | 2028-01-01 | 2029-01-01 | 2030-01-01 | 2031-01-01 | 2032-01-01 | 2033-01-01 | 2034-01-01 | 2035-01-01 | 2036-01-01 | 2037-01-01 | 2038-01-01 | 2039-01-01 | 2040-01-01 | 2041-01-01 | 2042-01-01 | 2043-01-01 | 2044-01-01 | 2045-01-01
|  | Coal | 0 | 0 | 0 | 0 | 0 | 0 | 0 | 0 | 0 | 0 | 0 | 0 | 0 | 0 | 0 | 0 | 0 | 0 | 0 | 0 | 0 | 0 | 0 | 0 | 0 | 0 |  |  | Coal | 0 | 0 | 0 | 0 | 0 | 0 | 0 | 0 | 0 | 0 | 0 | 0 | 0 | 0 | 0 | 0 | 0 | 0 | 0 | 0 | 0 | 0 | 0 | 0 | 0 | 0 |  | Coal | 0 | 0 | 0 | 0 | 0 | 0 | 0 | 0 | 0 | 0 | 0 | 0 | 0 | 0 | 0 | 0 | 0 | 0 | 0 | 0 | 0 | 0 | 0 | 0 | 0 | 0 |  | Coal | 0 | 0 | 0 | 0 | 0 | 0 | 0 | 0 | 0 | 0 | 0 | 0 | 0 | 0 | 0 | 0 | 0 | 0 | 0 | 0 | 0 | 0 | 0 | 0 | 0 | 0
|  | Natural Gas | 0 | 0 | 0 | 0 | 0 | 0 | 0 | 0 | 0 | 0 | 0 | 0 | 0 | 0 | 0 | 0 | 0 | 0 | 0 | 0 | 0 | 0 | 0 | 0 | 0 | 0 |  |  | Natural Gas | 0 | 0 | 0 | 0 | 0 | 0 | 0 | 0 | 0 | 0 | 0 | 0 | 0 | 0 | 0 | 0 | 0 | 0 | 0 | 0 | 0 | 0 | 0 | 0 | 0 | 0 |  | Natural Gas | 0 | 0 | 0 | 0 | 0 | 0 | 0 | 0 | 0 | 0 | 0 | 0 | 0 | 0 | 0 | 0 | 0 | 0 | 0 | 0 | 0 | 0 | 0 | 0 | 0 | 0 |  | Natural Gas | 0 | 0 | 0 | 0 | 0 | 0 | 0 | 0 | 0 | 0 | 0 | 0 | 0 | 0 | 0 | 0 | 0 | 0 | 0 | 0 | 0 | 0 | 0 | 0 | 0 | 0
|  | Natural Gas + CCS | 0 | 0 | 0 | 0 | 0 | 0 | 0 | 0 | 0 | 0 | 0 | 0 | 0 | 0 | 0 | 0 | 0 | 0 | 0 | 0 | 0 | 0 | 0 | 0 | 0 | 0 |  |  | Natural Gas + CCS | 0 | 0 | 0 | 0 | 0 | 0 | 0 | 0 | 0 | 0 | 0 | 0 | 0 | 0 | 0 | 0 | 0 | 0 | 0 | 0 | 0 | 0 | 0 | 0 | 0 | 0 |  | Natural Gas + CCS | 0 | 0 | 0 | 0 | 0 | 0 | 0 | 0 | 0 | 0 | 0 | 0 | 0 | 0 | 0 | 0 | 0 | 0 | 0 | 0 | 0 | 0 | 0 | 0 | 0 | 0 |  | Natural Gas + CCS | 0 | 0 | 0 | 0 | 0 | 0 | 0 | 0 | 0 | 0 | 0 | 0 | 0 | 0 | 0 | 0 | 0 | 0 | 0 | 0 | 0 | 0 | 0 | 0 | 0 | 0
|  | CHP | 0 | 0 | 0 | 0 | 0 | 0 | 0 | 0 | 0 | 0 | 0 | 0 | 0 | 0 | 0 | 0 | 0 | 0 | 0 | 0 | 0 | 0 | 0 | 0 | 0 | 0 |  |  | CHP | 0 | 0 | 0 | 0 | 0 | 0 | 0 | 0 | 0 | 0 | 0 | 0 | 0 | 0 | 0 | 0 | 0 | 0 | 0 | 0 | 0 | 0 | 0 | 0 | 0 | 0 |  | CHP | 0 | 0 | 0 | 0 | 0 | 0 | 0 | 0 | 0 | 0 | 0 | 0 | 0 | 0 | 0 | 0 | 0 | 0 | 0 | 0 | 0 | 0 | 0 | 0 | 0 | 0 |  | CHP | 0 | 0 | 0 | 0 | 0 | 0 | 0 | 0 | 0 | 0 | 0 | 0 | 0 | 0 | 0 | 0 | 0 | 0 | 0 | 0 | 0 | 0 | 0 | 0 | 0 | 0
|  | Hydrogen | 0 | 0 | 0 | 0 | 0 | 0 | 0 | 0 | 0 | 0 | 0 | 0 | 0 | 0 | 0 | 0 | 0 | 0 | 0 | 0 | 0 | 0 | 0 | 0 | 0 | 0 |  |  | Hydrogen | 0 | 0 | 0 | 0 | 0 | 0 | 0 | 0 | 0 | 0 | 0 | 0 | 0 | 0 | 0 | 0 | 0 | 0 | 0 | 0 | 0 | 0 | 0 | 0 | 0 | 0 |  | Hydrogen | 0 | 0 | 0 | 0 | 0 | 0 | 0 | 0 | 0 | 0 | 0 | 0 | 0 | 0 | 0 | 0 | 0 | 0 | 0 | 0 | 0 | 0 | 0 | 0 | 0 | 0 |  | Hydrogen | 0 | 0 | 0 | 0 | 0 | 0 | 0 | 0 | 0 | 0 | 0 | 0 | 0 | 0 | 0 | 0 | 0 | 0 | 0 | 0 | 0 | 0 | 0 | 0 | 0 | 0
|  | Nuclear | 0 | 0 | 0 | 0 | 0 | 0 | 0 | 0 | 0 | 0 | 0 | 0 | 0 | 0 | 0 | 0 | 0 | 0 | 0 | 0 | 0 | 0 | 0 | 0 | 0 | 0 |  |  | Nuclear | 0 | 0 | 0 | 0 | 0 | 0 | 0 | 0 | 0 | 0 | 0 | 0 | 0 | 0 | 0 | 0 | 0 | 0 | 0 | 0 | 0 | 0 | 0 | 0 | 0 | 0 |  | Nuclear | 0 | 0 | 0 | 0 | 0 | 0 | 0 | 0 | 0 | 0 | 0 | 0 | 0 | 0 | 0 | 0 | 0 | 0 | 0 | 0 | 0 | 0 | 0 | 0 | 0 | 0 |  | Nuclear | 0 | 0 | 0 | 0 | 0 | 0 | 0 | 0 | 0 | 0 | 0 | 0 | 0 | 0 | 0 | 0 | 0 | 0 | 0 | 0 | 0 | 0 | 0 | 0 | 0 | 0
|  | Nuclear (SMR) | 0 | 0 | 0 | 0 | 0 | 0 | 0 | 0 | 0 | 0 | 0 | 0 | 0 | 0 | 0 | 0 | 0 | 0 | 0 | 0 | 0 | 0 | 0 | 0 | 0 | 0 |  |  | Nuclear (SMR) | 0 | 0 | 0 | 0 | 0 | 0 | 0 | 0 | 0 | 0 | 0 | 0 | 0 | 0 | 0 | 0 | 0 | 0 | 0 | 0 | 0 | 0 | 0 | 0 | 0 | 0 |  | Nuclear (SMR) | 0 | 0 | 0 | 0 | 0 | 0 | 0 | 0 | 0 | 0 | 0 | 0 | 0 | 0 | 0 | 0 | 0 | 0 | 0 | 0 | 0 | 0 | 0 | 0 | 0 | 0 |  | Nuclear (SMR) | 0 | 0 | 0 | 0 | 0 | 0 | 0 | 0 | 0 | 0 | 0 | 0 | 0 | 0 | 0 | 0 | 0 | 0 | 0 | 0 | 0 | 0 | 0 | 0 | 0 | 0
|  | Geothermal | 0 | 0 | 0 | 0 | 0 | 0 | 0.1 | -0.02 | 0.31 | -0.04 | -0.08 | 1.12 | -0.08 | -0.08 | -0.08 | -0.08 | 3.32 | -0.08 | -0.08 | -0.08 | -0.08 | 3.32 | -0.08 | -0.08 | -0.08 | 3.32 |  |  | Geothermal | 0 | 0 | 0 | 0 | 0 | 0 | 0.05 | -0.02 | 0.05 | -0.02 | -0.02 | 0.9 | -0.02 | -0.02 | -0.02 | -0.02 | 1.63 | -0.02 | -0.02 | -0.02 | -0.02 | 1.63 | -0.02 | -0.02 | -0.02 | 1.63 |  | Geothermal | 0 | 0 | 0 | 0 | 0 | 0 | 0.05 | 0 | 0.18 | -0.02 | -0.06 | 0.14 | -0.06 | -0.06 | -0.06 | -0.06 | 1.16 | -0.06 | -0.06 | -0.06 | -0.06 | 1.16 | -0.06 | -0.06 | -0.06 | 1.16 |  | Geothermal | 0 | 0 | 0 | 0 | 0 | 0 | 0 | 0 | 0.08 | 0 | 0 | 0.08 | 0 | 0 | 0 | 0 | 0.53 | 0 | 0 | 0 | 0 | 0.53 | 0 | 0 | 0 | 0.53
|  | Geothermal (Enhanced) | 0 | 0 | 0 | 0 | 0 | 0 | 0 | 0 | 0 | 0 | 0 | 0 | 0 | 0 | 0 | 0 | 1.7 | 0 | 0 | 0 | 0 | 1.7 | 0 | 0 | 0 | 1.7 |  |  | Geothermal (Enhanced) | 0 | 0 | 0 | 0 | 0 | 0 | 0 | 0 | 0 | 0 | 0 | 0 | 0 | 0 | 0 | 0 | 1.7 | 0 | 0 | 0 | 0 | 1.7 | 0 | 0 | 0 | 1.7 |  | Geothermal (Enhanced) | 0 | 0 | 0 | 0 | 0 | 0 | 0 | 0 | 0 | 0 | 0 | 0 | 0 | 0 | 0 | 0 | 0 | 0 | 0 | 0 | 0 | 0 | 0 | 0 | 0 | 0 |  | Geothermal (Enhanced) | 0 | 0 | 0 | 0 | 0 | 0 | 0 | 0 | 0 | 0 | 0 | 0 | 0 | 0 | 0 | 0 | 0 | 0 | 0 | 0 | 0 | 0 | 0 | 0 | 0 | 0
|  | Biomass | 0 | 0 | 0 | 0 | 0 | -0.01 | -0.01 | -0.01 | -0.01 | -0.01 | -0.01 | -0.01 | -0.01 | -0.01 | -0.01 | -0.01 | -0.01 | -0.01 | -0.01 | -0.01 | -0.01 | -0.01 | -0.01 | -0.01 | -0.01 | -0.01 |  |  | Biomass | 0 | 0 | 0 | 0 | 0 | -0.01 | -0.01 | -0.01 | -0.01 | -0.01 | -0.01 | -0.01 | -0.01 | -0.01 | -0.01 | -0.01 | -0.01 | -0.01 | -0.01 | -0.01 | -0.01 | -0.01 | -0.01 | -0.01 | -0.01 | -0.01 |  | Biomass | 0 | 0 | 0 | 0 | 0 | 0 | 0 | 0 | 0 | 0 | 0 | 0 | 0 | 0 | 0 | 0 | 0 | 0 | 0 | 0 | 0 | 0 | 0 | 0 | 0 | 0 |  | Biomass | 0 | 0 | 0 | 0 | 0 | 0 | 0 | 0 | 0 | 0 | 0 | 0 | 0 | 0 | 0 | 0 | 0 | 0 | 0 | 0 | 0 | 0 | 0 | 0 | 0 | 0
|  | Biogas | 0 | 0 | 0 | 0 | 0 | 0 | 0 | 0 | 0 | 0 | 0 | 0 | 0 | 0 | 0 | 0 | 0 | 0 | 0 | 0 | 0 | 0 | 0 | 0 | 0 | 0 |  |  | Biogas | 0 | 0 | 0 | 0 | 0 | 0 | 0 | 0 | 0 | 0 | 0 | 0 | 0 | 0 | 0 | 0 | 0 | 0 | 0 | 0 | 0 | 0 | 0 | 0 | 0 | 0 |  | Biogas | 0 | 0 | 0 | 0 | 0 | 0 | 0 | 0 | 0 | 0 | 0 | 0 | 0 | 0 | 0 | 0 | 0 | 0 | 0 | 0 | 0 | 0 | 0 | 0 | 0 | 0 |  | Biogas | 0 | 0 | 0 | 0 | 0 | 0 | 0 | 0 | 0 | 0 | 0 | 0 | 0 | 0 | 0 | 0 | 0 | 0 | 0 | 0 | 0 | 0 | 0 | 0 | 0 | 0
|  | Hydro | 0 | 0 | 0 | 0 | 0 | 0 | 0 | 0 | 0 | 0 | 0 | 0 | 0 | 0 | 0 | 0 | 0 | 0 | 0 | 0 | 0 | 0 | 0 | 0 | 0 | 0 |  |  | Hydro | 0 | 0 | 0 | 0 | 0 | 0 | 0 | 0 | 0 | 0 | 0 | 0 | 0 | 0 | 0 | 0 | 0 | 0 | 0 | 0 | 0 | 0 | 0 | 0 | 0 | 0 |  | Hydro | 0 | 0 | 0 | 0 | 0 | 0 | 0 | 0 | 0 | 0 | 0 | 0 | 0 | 0 | 0 | 0 | 0 | 0 | 0 | 0 | 0 | 0 | 0 | 0 | 0 | 0 |  | Hydro | 0 | 0 | 0 | 0 | 0 | 0 | 0 | 0 | 0 | 0 | 0 | 0 | 0 | 0 | 0 | 0 | 0 | 0 | 0 | 0 | 0 | 0 | 0 | 0 | 0 | 0
|  | In-State Wind | 0 | 0 | 0 | 0 | 0 | 0 | 0.25 | 0 | 0.74 | 0 | 0 | 2.02 | 0 | 0 | 0 | 0 | 2.58 | 0 | 0 | 0 | 0 | 4.76 | 0 | 0 | 0 | 7.7 |  |  | In-State Wind | 0 | 0 | 0 | 0 | 0 | 0 | 0.07 | 0 | 0.07 | 0 | 0 | 0.45 | 0 | 0 | 0 | 0 | 1.01 | 0 | 0 | 0 | 0 | 1.89 | 0 | 0 | 0 | 2.73 |  | In-State Wind | 0 | 0 | 0 | 0 | 0 | 0 | 0 | 0 | 0.25 | 0 | 0 | 0.58 | 0 | 0 | 0 | 0 | 0.58 | 0 | 0 | 0 | 0 | 0.58 | 0 | 0 | 0 | 2.35 |  | In-State Wind | 0 | 0 | 0 | 0 | 0 | 0 | 0.18 | 0 | 0.42 | 0 | 0 | 0.99 | 0 | 0 | 0 | 0 | 0.99 | 0 | 0 | 0 | 0 | 2.29 | 0 | 0 | 0 | 2.62
|  | Out-of-State Wind | 0 | 0 | 0 | 0 | 0 | 0 | 1.44 | 0 | 2.94 | 0 | 0 | 5.54 | 0 | 0 | 0 | 0 | 7.04 | 0 | 0 | 0 | 0 | 17.04 | 0 | 0 | 0 | 19.04 |  |  | Out-of-State Wind | 0 | 0 | 0 | 0 | 0 | 0 | 0 | 0 | 0 | 0 | 0 | 0 | 0 | 0 | 0 | 0 | 0 | 0 | 0 | 0 | 0 | 4 | 0 | 0 | 0 | 4 |  | Out-of-State Wind | 0 | 0 | 0 | 0 | 0 | 0 | 1.44 | 0 | 2.94 | 0 | 0 | 5.54 | 0 | 0 | 0 | 0 | 7.04 | 0 | 0 | 0 | 0 | 13.04 | 0 | 0 | 0 | 15.04 |  | Out-of-State Wind | 0 | 0 | 0 | 0 | 0 | 0 | 0 | 0 | 0 | 0 | 0 | 0 | 0 | 0 | 0 | 0 | 0 | 0 | 0 | 0 | 0 | 0 | 0 | 0 | 0 | 0
|  | Offshore Wind | 0 | 0 | 0 | 0 | 0 | 0 | 0 | 0 | 0 | 0 | 0 | 0 | 0 | 0 | 0 | 0 | 2.92 | 0 | 0 | 0 | 0 | 4.53 | 0 | 0 | 0 | 4.53 |  |  | Offshore Wind | 0 | 0 | 0 | 0 | 0 | 0 | 0 | 0 | 0 | 0 | 0 | 0 | 0 | 0 | 0 | 0 | 2.92 | 0 | 0 | 0 | 0 | 4.53 | 0 | 0 | 0 | 4.53 |  | Offshore Wind | 0 | 0 | 0 | 0 | 0 | 0 | 0 | 0 | 0 | 0 | 0 | 0 | 0 | 0 | 0 | 0 | 0 | 0 | 0 | 0 | 0 | 0 | 0 | 0 | 0 | 0 |  | Offshore Wind | 0 | 0 | 0 | 0 | 0 | 0 | 0 | 0 | 0 | 0 | 0 | 0 | 0 | 0 | 0 | 0 | 0 | 0 | 0 | 0 | 0 | 0 | 0 | 0 | 0 | 0
|  | Solar | 0 | 0 | 0 | 0 | 0 | -0.36 | 1.99 | -4.27 | 10.61 | -4.41 | -4.41 | 31.41 | -4.52 | -4.52 | -4.52 | -4.52 | 42.95 | -4.52 | -4.52 | -4.52 | -4.52 | 49.23 | -4.52 | -4.52 | -4.52 | 63.96 |  |  | Solar | 0 | 0 | 0 | 0 | 0 | -0.2 | 0.24 | -0.74 | 4.02 | -0.81 | -0.81 | 13.93 | -0.92 | -0.92 | -0.92 | -0.92 | 15.13 | -0.92 | -0.92 | -0.92 | -0.92 | 18.03 | -0.92 | -0.92 | -0.92 | 20.45 |  | Solar | 0 | 0 | 0 | 0 | 0 | -0.16 | 1.75 | -3.25 | 6.59 | -3.32 | -3.32 | 13.93 | -3.32 | -3.32 | -3.32 | -3.32 | 13.93 | -3.32 | -3.32 | -3.32 | -3.32 | 17.08 | -3.32 | -3.32 | -3.32 | 29.14 |  | Solar | 0 | 0 | 0 | 0 | 0 | 0 | 0 | -0.28 | 0 | -0.28 | -0.28 | 3.55 | -0.28 | -0.28 | -0.28 | -0.28 | 13.89 | -0.28 | -0.28 | -0.28 | -0.28 | 14.12 | -0.28 | -0.28 | -0.28 | 14.37
|  | Customer Solar | 0 | 0 | 0 | 0 | 0 | 0 | 0 | 0 | 0 | 0 | 0 | 0 | 0 | 0 | 0 | 0 | 0 | 0 | 0 | 0 | 0 | 0 | 0 | 0 | 0 | 0 |  |  | Customer Solar | 0 | 0 | 0 | 0 | 0 | 0 | 0 | 0 | 0 | 0 | 0 | 0 | 0 | 0 | 0 | 0 | 0 | 0 | 0 | 0 | 0 | 0 | 0 | 0 | 0 | 0 |  | Customer Solar | 0 | 0 | 0 | 0 | 0 | 0 | 0 | 0 | 0 | 0 | 0 | 0 | 0 | 0 | 0 | 0 | 0 | 0 | 0 | 0 | 0 | 0 | 0 | 0 | 0 | 0 |  | Customer Solar | 0 | 0 | 0 | 0 | 0 | 0 | 0 | 0 | 0 | 0 | 0 | 0 | 0 | 0 | 0 | 0 | 0 | 0 | 0 | 0 | 0 | 0 | 0 | 0 | 0 | 0
|  | Li-ion Battery (4-hr) | 0 | 0 | 0 | 0 | 0 | -1.59 | 0.49 | -5.93 | 0.59 | -6.12 | -6.12 | 0.59 | -6.23 | -6.23 | -6.23 | -6.23 | 0.59 | -6.23 | -6.23 | -6.23 | -6.23 | 0.59 | -6.23 | -6.23 | -6.23 | 0.59 |  |  | Li-ion Battery (4-hr) | 0 | 0 | 0 | 0 | 0 | -0.53 | 0.02 | -1.22 | 0.12 | -1.29 | -1.29 | 0.12 | -1.4 | -1.4 | -1.4 | -1.4 | 0.12 | -1.4 | -1.4 | -1.4 | -1.4 | 0.12 | -1.4 | -1.4 | -1.4 | 0.12 |  | Li-ion Battery (4-hr) | 0 | 0 | 0 | 0 | 0 | -0.65 | 0.38 | -4.04 | 0.38 | -4.16 | -4.16 | 0.38 | -4.16 | -4.16 | -4.16 | -4.16 | 0.38 | -4.16 | -4.16 | -4.16 | -4.16 | 0.38 | -4.16 | -4.16 | -4.16 | 0.38 |  | Li-ion Battery (4-hr) | 0 | 0 | 0 | 0 | 0 | -0.41 | 0.09 | -0.67 | 0.09 | -0.67 | -0.67 | 0.09 | -0.67 | -0.67 | -0.67 | -0.67 | 0.09 | -0.67 | -0.67 | -0.67 | -0.67 | 0.09 | -0.67 | -0.67 | -0.67 | 0.09
|  | Li-ion Battery (8-hr) | 0 | 0 | 0 | 0 | 0 | -0.02 | 0.03 | -0.16 | 0.07 | -0.99 | -1.01 | 9.05 | -1.01 | -1.01 | -1.01 | -1.01 | 12.18 | -1.01 | -1.01 | -1.01 | -1.01 | 12.18 | -1.01 | -1.01 | -1.01 | 17.58 |  |  | Li-ion Battery (8-hr) | 0 | 0 | 0 | 0 | 0 | -0.01 | 0 | -0.11 | 0.04 | -0.11 | -0.13 | 3.13 | -0.13 | -0.13 | -0.13 | -0.13 | 3.13 | -0.13 | -0.13 | -0.13 | -0.13 | 3.13 | -0.13 | -0.13 | -0.13 | 3.72 |  | Li-ion Battery (8-hr) | 0 | 0 | 0 | 0 | 0 | 0 | 0.02 | -0.03 | 0.02 | -0.86 | -0.86 | 4.6 | -0.86 | -0.86 | -0.86 | -0.86 | 7.72 | -0.86 | -0.86 | -0.86 | -0.86 | 7.72 | -0.86 | -0.86 | -0.86 | 12.53 |  | Li-ion Battery (8-hr) | 0 | 0 | 0 | 0 | 0 | -0.01 | 0.01 | -0.02 | 0.01 | -0.02 | -0.02 | 1.32 | -0.02 | -0.02 | -0.02 | -0.02 | 1.33 | -0.02 | -0.02 | -0.02 | -0.02 | 1.33 | -0.02 | -0.02 | -0.02 | 1.33
|  | Location Constrained Storage (12-hr) | 0 | 0 | 0 | 0 | 0 | 0 | 0 | 0 | 0 | 0 | 0 | 1.6 | 0 | 0 | 0 | 0 | 5.45 | 0 | 0 | 0 | 0 | 5.45 | 0 | 0 | 0 | 5.45 |  |  | Location Constrained Storage (12-hr) | 0 | 0 | 0 | 0 | 0 | 0 | 0 | 0 | 0 | 0 | 0 | 0 | 0 | 0 | 0 | 0 | 0.98 | 0 | 0 | 0 | 0 | 0.98 | 0 | 0 | 0 | 0.98 |  | Location Constrained Storage (12-hr) | 0 | 0 | 0 | 0 | 0 | 0 | 0 | 0 | 0 | 0 | 0 | 1.6 | 0 | 0 | 0 | 0 | 3.97 | 0 | 0 | 0 | 0 | 3.97 | 0 | 0 | 0 | 3.97 |  | Location Constrained Storage (12-hr) | 0 | 0 | 0 | 0 | 0 | 0 | 0 | 0 | 0 | 0 | 0 | 0 | 0 | 0 | 0 | 0 | 0.5 | 0 | 0 | 0 | 0 | 0.5 | 0 | 0 | 0 | 0.5
|  | Generic Storage (12-hr) | 0 | 0 | 0 | 0 | 0 | 0 | 0 | 0 | 0 | 0 | 0 | 0 | 0 | 0 | 0 | 0 | 0 | 0 | 0 | 0 | 0 | 0 | 0 | 0 | 0 | 0 |  |  | Generic Storage (12-hr) | 0 | 0 | 0 | 0 | 0 | 0 | 0 | 0 | 0 | 0 | 0 | 0 | 0 | 0 | 0 | 0 | 0 | 0 | 0 | 0 | 0 | 0 | 0 | 0 | 0 | 0 |  | Generic Storage (12-hr) | 0 | 0 | 0 | 0 | 0 | 0 | 0 | 0 | 0 | 0 | 0 | 0 | 0 | 0 | 0 | 0 | 0 | 0 | 0 | 0 | 0 | 0 | 0 | 0 | 0 | 0 |  | Generic Storage (12-hr) | 0 | 0 | 0 | 0 | 0 | 0 | 0 | 0 | 0 | 0 | 0 | 0 | 0 | 0 | 0 | 0 | 0 | 0 | 0 | 0 | 0 | 0 | 0 | 0 | 0 | 0
|  | Generic Storage (24-hr) | 0 | 0 | 0 | 0 | 0 | 0 | 0 | 0 | 0 | 0 | 0 | 0 | 0 | 0 | 0 | 0 | 0.5 | 0 | 0 | 0 | 0 | 0.5 | 0 | 0 | 0 | 0.5 |  |  | Generic Storage (24-hr) | 0 | 0 | 0 | 0 | 0 | 0 | 0 | 0 | 0 | 0 | 0 | 0 | 0 | 0 | 0 | 0 | 0 | 0 | 0 | 0 | 0 | 0 | 0 | 0 | 0 | 0 |  | Generic Storage (24-hr) | 0 | 0 | 0 | 0 | 0 | 0 | 0 | 0 | 0 | 0 | 0 | 0 | 0 | 0 | 0 | 0 | 0.5 | 0 | 0 | 0 | 0 | 0.5 | 0 | 0 | 0 | 0.5 |  | Generic Storage (24-hr) | 0 | 0 | 0 | 0 | 0 | 0 | 0 | 0 | 0 | 0 | 0 | 0 | 0 | 0 | 0 | 0 | 0 | 0 | 0 | 0 | 0 | 0 | 0 | 0 | 0 | 0
|  | Generic Storage (100-hr) | 0 | 0 | 0 | 0 | 0 | 0 | 0 | 0 | 0 | 0 | 0 | 0 | 0 | 0 | 0 | 0 | 0 | 0 | 0 | 0 | 0 | 0 | 0 | 0 | 0 | 0 |  |  | Generic Storage (100-hr) | 0 | 0 | 0 | 0 | 0 | 0 | 0 | 0 | 0 | 0 | 0 | 0 | 0 | 0 | 0 | 0 | 0 | 0 | 0 | 0 | 0 | 0 | 0 | 0 | 0 | 0 |  | Generic Storage (100-hr) | 0 | 0 | 0 | 0 | 0 | 0 | 0 | 0 | 0 | 0 | 0 | 0 | 0 | 0 | 0 | 0 | 0 | 0 | 0 | 0 | 0 | 0 | 0 | 0 | 0 | 0 |  | Generic Storage (100-hr) | 0 | 0 | 0 | 0 | 0 | 0 | 0 | 0 | 0 | 0 | 0 | 0 | 0 | 0 | 0 | 0 | 0 | 0 | 0 | 0 | 0 | 0 | 0 | 0 | 0 | 0
|  | Shed DR | 0 | 0 | 0 | 0 | 0 | 0 | 0 | 0 | 0 | 0 | 0 | 0 | 0 | 0 | 0 | 0 | 0 | 0 | 0 | 0 | 0 | 0 | 0 | 0 | 0 | 0 |  |  | Shed DR | 0 | 0 | 0 | 0 | 0 | 0 | 0 | 0 | 0 | 0 | 0 | 0 | 0 | 0 | 0 | 0 | 0 | 0 | 0 | 0 | 0 | 0 | 0 | 0 | 0 | 0 |  | Shed DR | 0 | 0 | 0 | 0 | 0 | 0 | 0 | 0 | 0 | 0 | 0 | 0 | 0 | 0 | 0 | 0 | 0 | 0 | 0 | 0 | 0 | 0 | 0 | 0 | 0 | 0 |  | Shed DR | 0 | 0 | 0 | 0 | 0 | 0 | 0 | 0 | 0 | 0 | 0 | 0 | 0 | 0 | 0 | 0 | 0 | 0 | 0 | 0 | 0 | 0 | 0 | 0 | 0 | 0
|  | Shift DR & VGI | 0 | 0 | 0 | 0 | 0 | 0 | 0 | 0 | 0 | 0 | 0 | 0 | 0 | 0 | 0 | 0 | 0 | 0 | 0 | 0 | 0 | 0 | 0 | 0 | 0 | 0 |  |  | Shift DR & VGI | 0 | 0 | 0 | 0 | 0 | 0 | 0 | 0 | 0 | 0 | 0 | 0 | 0 | 0 | 0 | 0 | 0 | 0 | 0 | 0 | 0 | 0 | 0 | 0 | 0 | 0 |  | Shift DR & VGI | 0 | 0 | 0 | 0 | 0 | 0 | 0 | 0 | 0 | 0 | 0 | 0 | 0 | 0 | 0 | 0 | 0 | 0 | 0 | 0 | 0 | 0 | 0 | 0 | 0 | 0 |  | Shift DR & VGI | 0 | 0 | 0 | 0 | 0 | 0 | 0 | 0 | 0 | 0 | 0 | 0 | 0 | 0 | 0 | 0 | 0 | 0 | 0 | 0 | 0 | 0 | 0 | 0 | 0 | 0
|  | Gas Capacity Not Retained | 0 | 0 | 0 | 0 | 0 | -1.98 | -6.95 | -11.72 | -13.23 | -13.23 | -13.29 | -13.51 | -13.51 | -13.51 | -13.51 | -13.51 | -13.51 | -13.51 | -13.51 | -13.51 | -13.51 | -13.51 | -13.51 | -13.51 | -13.51 | -13.51 |  |  | Gas Capacity Not Retained | 0 | 0 | 0 | 0 | 0 | -0.75 | -1.99 | -2.9 | -3.37 | -3.37 | -3.39 | -3.61 | -3.61 | -3.61 | -3.61 | -3.61 | -3.61 | -3.61 | -3.61 | -3.61 | -3.61 | -3.61 | -3.61 | -3.61 | -3.61 | -3.61 |  | Gas Capacity Not Retained | 0 | 0 | 0 | 0 | 0 | -0.81 | -4.17 | -7.83 | -8.87 | -8.87 | -8.91 | -8.91 | -8.91 | -8.91 | -8.91 | -8.91 | -8.91 | -8.91 | -8.91 | -8.91 | -8.91 | -8.91 | -8.91 | -8.91 | -8.91 | -8.91 |  | Gas Capacity Not Retained | 0 | 0 | 0 | 0 | 0 | -0.42 | -0.79 | -0.99 | -0.99 | -0.99 | -0.99 | -0.99 | -0.99 | -0.99 | -0.99 | -0.99 | -0.99 | -0.99 | -0.99 | -0.99 | -0.99 | -0.99 | -0.99 | -0.99 | -0.99 | -0.99
|  | Total New Resources | 0 | 0 | 0 | 0 | 0 | -1.98 | 4.29 | -10.39 | 15.25 | -11.57 | -11.63 | 51.32 | -11.85 | -11.85 | -11.85 | -11.85 | 79.22 | -11.85 | -11.85 | -11.85 | -11.85 | 99.29 | -11.85 | -11.85 | -11.85 | 124.36 |  |  | Total New Resources | 0 | 0 | 0 | 0 | 0 | -0.75 | 0.37 | -2.1 | 4.29 | -2.24 | -2.26 | 18.52 | -2.48 | -2.48 | -2.48 | -2.48 | 26.61 | -2.48 | -2.48 | -2.48 | -2.48 | 36 | -2.48 | -2.48 | -2.48 | 39.85 |  | Total New Resources | 0 | 0 | 0 | 0 | 0 | -0.81 | 3.64 | -7.32 | 10.36 | -8.36 | -8.4 | 26.77 | -8.4 | -8.4 | -8.4 | -8.4 | 35.28 | -8.4 | -8.4 | -8.4 | -8.4 | 44.43 | -8.4 | -8.4 | -8.4 | 65.07 |  | Total New Resources | 0 | 0 | 0 | 0 | 0 | -0.42 | 0.28 | -0.97 | 0.6 | -0.97 | -0.97 | 6.03 | -0.97 | -0.97 | -0.97 | -0.97 | 17.33 | -0.97 | -0.97 | -0.97 | -0.97 | 18.86 | -0.97 | -0.97 | -0.97 | 19.44
|  | Total Optimized Capacity (includes non-retained gas) | 0 | 0 | 0 | 0 | 0 | -3.96 | -2.66 | -22.11 | 2.02 | -24.8 | -24.92 | 37.81 | -25.36 | -25.36 | -25.36 | -25.36 | 65.71 | -25.36 | -25.36 | -25.36 | -25.36 | 85.78 | -25.36 | -25.36 | -25.36 | 110.85 |  |  | Total Optimized Capacity (uncludes non-retained gas) | 0 | 0 | 0 | 0 | 0 | -1.5 | -1.62 | -5 | 0.92 | -5.61 | -5.65 | 14.91 | -6.09 | -6.09 | -6.09 | -6.09 | 23 | -6.09 | -6.09 | -6.09 | -6.09 | 32.39 | -6.09 | -6.09 | -6.09 | 36.24 |  | Total Optimized Capacity (uncludes non-retained gas) | 0 | 0 | 0 | 0 | 0 | -1.62 | -0.53 | -15.15 | 1.49 | -17.23 | -17.31 | 17.86 | -17.31 | -17.31 | -17.31 | -17.31 | 26.37 | -17.31 | -17.31 | -17.31 | -17.31 | 35.52 | -17.31 | -17.31 | -17.31 | 56.16 |  | Total Optimized Capacity (uncludes non-retained gas) | 0 | 0 | 0 | 0 | 0 | -0.84 | -0.51 | -1.96 | -0.39 | -1.96 | -1.96 | 5.04 | -1.96 | -1.96 | -1.96 | -1.96 | 16.34 | -1.96 | -1.96 | -1.96 | -1.96 | 17.87 | -1.96 | -1.96 | -1.96 | 18.45
|  | CAISO Planned (Contracted) Capacity (GW) | [28 empty] | Baseline (Existing & In-Development) Capacity (GW) | [27 empty] | Baseline (Existing & In-Development) Capacity (GW) | [27 empty] | Baseline (Existing & In-Development) Capacity (GW)
|  | Resource Type | 2020-01-01 | 2021-01-01 | 2022-01-01 | 2023-01-01 | 2024-01-01 | 2025-01-01 | 2026-01-01 | 2027-01-01 | 2028-01-01 | 2029-01-01 | 2030-01-01 | 2031-01-01 | 2032-01-01 | 2033-01-01 | 2034-01-01 | 2035-01-01 | 2036-01-01 | 2037-01-01 | 2038-01-01 | 2039-01-01 | 2040-01-01 | 2041-01-01 | 2042-01-01 | 2043-01-01 | 2044-01-01 | 2045-01-01 |  |  | Resource Type | 2020-01-01 | 2021-01-01 | 2022-01-01 | 2023-01-01 | 2024-01-01 | 2025-01-01 | 2026-01-01 | 2027-01-01 | 2028-01-01 | 2029-01-01 | 2030-01-01 | 2031-01-01 | 2032-01-01 | 2033-01-01 | 2034-01-01 | 2035-01-01 | 2036-01-01 | 2037-01-01 | 2038-01-01 | 2039-01-01 | 2040-01-01 | 2041-01-01 | 2042-01-01 | 2043-01-01 | 2044-01-01 | 2045-01-01 |  | Resource Type | 2020-01-01 | 2021-01-01 | 2022-01-01 | 2023-01-01 | 2024-01-01 | 2025-01-01 | 2026-01-01 | 2027-01-01 | 2028-01-01 | 2029-01-01 | 2030-01-01 | 2031-01-01 | 2032-01-01 | 2033-01-01 | 2034-01-01 | 2035-01-01 | 2036-01-01 | 2037-01-01 | 2038-01-01 | 2039-01-01 | 2040-01-01 | 2041-01-01 | 2042-01-01 | 2043-01-01 | 2044-01-01 | 2045-01-01 |  | Resource Type | 2020-01-01 | 2021-01-01 | 2022-01-01 | 2023-01-01 | 2024-01-01 | 2025-01-01 | 2026-01-01 | 2027-01-01 | 2028-01-01 | 2029-01-01 | 2030-01-01 | 2031-01-01 | 2032-01-01 | 2033-01-01 | 2034-01-01 | 2035-01-01 | 2036-01-01 | 2037-01-01 | 2038-01-01 | 2039-01-01 | 2040-01-01 | 2041-01-01 | 2042-01-01 | 2043-01-01 | 2044-01-01 | 2045-01-01
|  | Coal | 0 | 0 | 0 | 0 | 0 | 0 | 0 | 0 | 0 | 0 | 0 | 0 | 0 | 0 | 0 | 0 | 0 | 0 | 0 | 0 | 0 | 0 | 0 | 0 | 0 | 0 |  |  | Coal | [27 empty] | Coal | [27 empty] | Coal
|  | Natural Gas | 0 | 0 | 0 | 0 | 0 | 0 | 0 | 0 | 0 | 0 | 0 | 0 | 0 | 0 | 0 | 0 | 0 | 0 | 0 | 0 | 0 | 0 | 0 | 0 | 0 | 0 |  |  | Natural Gas | [27 empty] | Natural Gas | [27 empty] | Natural Gas
|  | Natural Gas + CCS | 0 | 0 | 0 | 0 | 0 | 0 | 0 | 0 | 0 | 0 | 0 | 0 | 0 | 0 | 0 | 0 | 0 | 0 | 0 | 0 | 0 | 0 | 0 | 0 | 0 | 0 |  |  | Natural Gas + CCS | [27 empty] | Natural Gas + CCS | [27 empty] | Natural Gas + CCS
|  | CHP | 0 | 0 | 0 | 0 | 0 | 0 | 0 | 0 | 0 | 0 | 0 | 0 | 0 | 0 | 0 | 0 | 0 | 0 | 0 | 0 | 0 | 0 | 0 | 0 | 0 | 0 |  |  | CHP | [27 empty] | CHP | [27 empty] | CHP
|  | Hydrogen | 0 | 0 | 0 | 0 | 0 | 0 | 0 | 0 | 0 | 0 | 0 | 0 | 0 | 0 | 0 | 0 | 0 | 0 | 0 | 0 | 0 | 0 | 0 | 0 | 0 | 0 |  |  | Hydrogen | [27 empty] | Hydrogen | [27 empty] | Hydrogen
|  | Nuclear | 0 | 0 | 0 | 0 | 0 | 0 | 0 | 0 | 0 | 0 | 0 | 0 | 0 | 0 | 0 | 0 | 0 | 0 | 0 | 0 | 0 | 0 | 0 | 0 | 0 | 0 |  |  | Nuclear | [27 empty] | Nuclear | [27 empty] | Nuclear
|  | Nuclear (SMR) | 0 | 0 | 0 | 0 | 0 | 0 | 0 | 0 | 0 | 0 | 0 | 0 | 0 | 0 | 0 | 0 | 0 | 0 | 0 | 0 | 0 | 0 | 0 | 0 | 0 | 0 |  |  | Nuclear (SMR) | [27 empty] | Nuclear (SMR) | [27 empty] | Nuclear (SMR)
|  | Geothermal | 0 | 0 | 0 | 0 | 0 | 0 | 0.023195 | 0.023195 | 0.041995 | 0.041995 | 0.081995 | 0.081995 | 0.081995 | 0.081995 | 0.081995 | 0.081995 | 0.081995 | 0.081995 | 0.081995 | 0.081995 | 0.081995 | 0.081995 | 0.081995 | 0.081995 | 0.081995 | 0.081995 |  |  | Geothermal | [5 empty] | 0 | 0.021375 | 0.021375 | 0.022175 | 0.022175 | 0.022175 | 0.022175 | 0.022175 | 0.022175 | 0.022175 | 0.022175 | 0.022175 | 0.022175 | 0.022175 | 0.022175 | 0.022175 | 0.022175 | 0.022175 | 0.022175 | 0.022175 | 0.022175 |  | Geothermal | [5 empty] | 0 | 0.00182 | 0.00182 | 0.01982 | 0.01982 | 0.05982 | 0.05982 | 0.05982 | 0.05982 | 0.05982 | 0.05982 | 0.05982 | 0.05982 | 0.05982 | 0.05982 | 0.05982 | 0.05982 | 0.05982 | 0.05982 | 0.05982 | 0.05982 |  | Geothermal | [5 empty] | 0 | 0 | 0 | 0 | 0 | 0 | 0 | 0 | 0 | 0 | 0 | 0 | 0 | 0 | 0 | 0 | 0 | 0 | 0 | 0 | 0
|  | Geothermal (Enhanced) | 0 | 0 | 0 | 0 | 0 | 0 | 0 | 0 | 0 | 0 | 0 | 0 | 0 | 0 | 0 | 0 | 0 | 0 | 0 | 0 | 0 | 0 | 0 | 0 | 0 | 0 |  |  | Geothermal (Enhanced) | [27 empty] | Geothermal (Enhanced) | [27 empty] | Geothermal (Enhanced)
|  | Biomass | 0 | 0 | 0 | 0 | 0 | 0.0115 | 0.0115 | 0.0115 | 0.0115 | 0.0115 | 0.0115 | 0.0115 | 0.0115 | 0.0115 | 0.0115 | 0.0115 | 0.0115 | 0.0115 | 0.0115 | 0.0115 | 0.0115 | 0.0115 | 0.0115 | 0.0115 | 0.0115 | 0.0115 |  |  | Biomass | [5 empty] | 0.0115 | 0.0115 | 0.0115 | 0.0115 | 0.0115 | 0.0115 | 0.0115 | 0.0115 | 0.0115 | 0.0115 | 0.0115 | 0.0115 | 0.0115 | 0.0115 | 0.0115 | 0.0115 | 0.0115 | 0.0115 | 0.0115 | 0.0115 | 0.0115 |  | Biomass | [5 empty] | 0 | 0 | 0 | 0 | 0 | 0 | 0 | 0 | 0 | 0 | 0 | 0 | 0 | 0 | 0 | 0 | 0 | 0 | 0 | 0 | 0 |  | Biomass | [5 empty] | 0 | 0 | 0 | 0 | 0 | 0 | 0 | 0 | 0 | 0 | 0 | 0 | 0 | 0 | 0 | 0 | 0 | 0 | 0 | 0 | 0
|  | Biogas | 0 | 0 | 0 | 0 | 0 | 0 | 0 | 0 | 0 | 0 | 0 | 0 | 0 | 0 | 0 | 0 | 0 | 0 | 0 | 0 | 0 | 0 | 0 | 0 | 0 | 0 |  |  | Biogas | [27 empty] | Biogas | [27 empty] | Biogas
|  | Hydro | 0 | 0 | 0 | 0 | 0 | 0 | 0 | 0 | 0 | 0 | 0 | 0 | 0 | 0 | 0 | 0 | 0 | 0 | 0 | 0 | 0 | 0 | 0 | 0 | 0 | 0 |  |  | Hydro | [27 empty] | Hydro | [27 empty] | Hydro
|  | In-State Wind | 0 | 0 | 0 | 0 | 0 | 0 | 0 | 0 | 0 | 0 | 0 | 0 | 0 | 0 | 0 | 0 | 0 | 0 | 0 | 0 | 0 | 0 | 0 | 0 | 0 | 0 |  |  | In-State Wind | [5 empty] | 0 | 0 | 0 | 0 | 0 | 0 | 0 | 0 | 0 | 0 | 0 | 0 | 0 | 0 | 0 | 0 | 0 | 0 | 0 | 0 | 0 |  | In-State Wind | [5 empty] | 0 | 0 | 0 | 0 | 0 | 0 | 0 | 0 | 0 | 0 | 0 | 0 | 0 | 0 | 0 | 0 | 0 | 0 | 0 | 0 | 0 |  | In-State Wind | [5 empty] | 0 | 0 | 0 | 0 | 0 | 0 | 0 | 0 | 0 | 0 | 0 | 0 | 0 | 0 | 0 | 0 | 0 | 0 | 0 | 0 | 0
|  | Out-of-State Wind | 0 | 0 | 0 | 0 | 0 | 0 | 0 | 0 | 0 | 0 | 0 | 0 | 0 | 0 | 0 | 0 | 0 | 0 | 0 | 0 | 0 | 0 | 0 | 0 | 0 | 0 |  |  | Out-of-State Wind | [27 empty] | Out-of-State Wind | [27 empty] | Out-of-State Wind
|  | Offshore Wind | 0 | 0 | 0 | 0 | 0 | 0 | 0 | 0 | 0 | 0 | 0 | 0 | 0 | 0 | 0 | 0 | 0 | 0 | 0 | 0 | 0 | 0 | 0 | 0 | 0 | 0 |  |  | Offshore Wind | [27 empty] | Offshore Wind | [27 empty] | Offshore Wind
|  | Solar | 0 | 0 | 0 | 0 | 0 | 0.3525 | 2.0115 | 4.264 | 4.399 | 4.399 | 4.399 | 4.509 | 4.509 | 4.509 | 4.509 | 4.509 | 4.509 | 4.509 | 4.509 | 4.509 | 4.509 | 4.509 | 4.509 | 4.509 | 4.509 | 4.509 |  |  | Solar | [5 empty] | 0.1975 | 0.2215 | 0.7365 | 0.8065 | 0.8065 | 0.8065 | 0.9165 | 0.9165 | 0.9165 | 0.9165 | 0.9165 | 0.9165 | 0.9165 | 0.9165 | 0.9165 | 0.9165 | 0.9165 | 0.9165 | 0.9165 | 0.9165 | 0.9165 |  | Solar | [5 empty] | 0.155 | 1.615 | 3.2525 | 3.3175 | 3.3175 | 3.3175 | 3.3175 | 3.3175 | 3.3175 | 3.3175 | 3.3175 | 3.3175 | 3.3175 | 3.3175 | 3.3175 | 3.3175 | 3.3175 | 3.3175 | 3.3175 | 3.3175 | 3.3175 |  | Solar | [5 empty] | 0 | 0.175 | 0.275 | 0.275 | 0.275 | 0.275 | 0.275 | 0.275 | 0.275 | 0.275 | 0.275 | 0.275 | 0.275 | 0.275 | 0.275 | 0.275 | 0.275 | 0.275 | 0.275 | 0.275 | 0.275
|  | Customer Solar | 0 | 0 | 0 | 0 | 0 | 0 | 0 | 0 | 0 | 0 | 0 | 0 | 0 | 0 | 0 | 0 | 0 | 0 | 0 | 0 | 0 | 0 | 0 | 0 | 0 | 0 |  |  | Customer Solar | [27 empty] | Customer Solar | [27 empty] | Customer Solar
|  | Li-ion Battery (4-hr) | 0 | 0 | 0 | 0 | 0 | 1.598 | 3.4118 | 5.9203 | 6.1153 | 6.1153 | 6.1153 | 6.2253 | 6.2253 | 6.2253 | 6.2253 | 6.2253 | 6.2253 | 6.2253 | 6.2253 | 6.2253 | 6.2253 | 6.2253 | 6.2253 | 6.2253 | 6.2253 | 6.2253 |  |  | Li-ion Battery (4-hr) | [5 empty] | 0.534 | 0.83025 | 1.2188 | 1.2888 | 1.2888 | 1.2888 | 1.3987 | 1.3987 | 1.3987 | 1.3987 | 1.3987 | 1.3987 | 1.3987 | 1.3987 | 1.3987 | 1.3987 | 1.3987 | 1.3987 | 1.3987 | 1.3987 | 1.3987 |  | Li-ion Battery (4-hr) | [5 empty] | 0.6535 | 2.0161 | 4.0361 | 4.1611 | 4.1611 | 4.1611 | 4.1611 | 4.1611 | 4.1611 | 4.1611 | 4.1611 | 4.1611 | 4.1611 | 4.1611 | 4.1611 | 4.1611 | 4.1611 | 4.1611 | 4.1611 | 4.1611 | 4.1611 |  | Li-ion Battery (4-hr) | [5 empty] | 0.4105 | 0.5655 | 0.6655 | 0.6655 | 0.6655 | 0.6655 | 0.6655 | 0.6655 | 0.6655 | 0.6655 | 0.6655 | 0.6655 | 0.6655 | 0.6655 | 0.6655 | 0.6655 | 0.6655 | 0.6655 | 0.6655 | 0.6655 | 0.6655
|  | Li-ion Battery (8-hr) | 0 | 0 | 0 | 0 | 0 | 0.01575 | 0.15365 | 0.16365 | 0.98865 | 0.98865 | 1.002 | 1.002 | 1.002 | 1.002 | 1.002 | 1.002 | 1.002 | 1.002 | 1.002 | 1.002 | 1.002 | 1.002 | 1.002 | 1.002 | 1.002 | 1.002 |  |  | Li-ion Battery (8-hr) | [5 empty] | 0.005 | 0.112 | 0.112 | 0.112 | 0.112 | 0.1253 | 0.1253 | 0.1253 | 0.1253 | 0.1253 | 0.1253 | 0.1253 | 0.1253 | 0.1253 | 0.1253 | 0.1253 | 0.1253 | 0.1253 | 0.1253 | 0.1253 | 0.1253 |  | Li-ion Battery (8-hr) | [5 empty] | 0 | 0.024905 | 0.034905 | 0.8599 | 0.8599 | 0.8599 | 0.8599 | 0.8599 | 0.8599 | 0.8599 | 0.8599 | 0.8599 | 0.8599 | 0.8599 | 0.8599 | 0.8599 | 0.8599 | 0.8599 | 0.8599 | 0.8599 | 0.8599 |  | Li-ion Battery (8-hr) | [5 empty] | 0.01075 | 0.01675 | 0.01675 | 0.01675 | 0.01675 | 0.01675 | 0.01675 | 0.01675 | 0.01675 | 0.01675 | 0.01675 | 0.01675 | 0.01675 | 0.01675 | 0.01675 | 0.01675 | 0.01675 | 0.01675 | 0.01675 | 0.01675 | 0.01675
|  | Location Constrained Storage (12-hr) | 0 | 0 | 0 | 0 | 0 | 0 | 0 | 0 | 0 | 0 | 0 | 0 | 0 | 0 | 0 | 0 | 0 | 0 | 0 | 0 | 0 | 0 | 0 | 0 | 0 | 0 |  |  | Location Constrained Storage (12-hr) | [27 empty] | Location Constrained Storage (12-hr) | [27 empty] | Location Constrained Storage (12-hr)
|  | Generic Storage (12-hr) | 0 | 0 | 0 | 0 | 0 | 0 | 0 | 0 | 0 | 0 | 0 | 0 | 0 | 0 | 0 | 0 | 0 | 0 | 0 | 0 | 0 | 0 | 0 | 0 | 0 | 0 |  |  | Generic Storage (12-hr) | [27 empty] | Generic Storage (12-hr) | [27 empty] | Generic Storage (12-hr)
|  | Generic Storage (24-hr) | 0 | 0 | 0 | 0 | 0 | 0 | 0 | 0 | 0 | 0 | 0 | 0 | 0 | 0 | 0 | 0 | 0 | 0 | 0 | 0 | 0 | 0 | 0 | 0 | 0 | 0 |  |  | Generic Storage (24-hr) | [27 empty] | Generic Storage (24-hr) | [27 empty] | Generic Storage (24-hr)
|  | Generic Storage (100-hr) | 0 | 0 | 0 | 0 | 0 | 0 | 0 | 0 | 0 | 0 | 0 | 0 | 0 | 0 | 0 | 0 | 0 | 0 | 0 | 0 | 0 | 0 | 0 | 0 | 0 | 0 |  |  | Generic Storage (100-hr) | [27 empty] | Generic Storage (100-hr) | [27 empty] | Generic Storage (100-hr)
|  | Shed DR | 0 | 0 | 0 | 0 | 0 | 0 | 0 | 0 | 0 | 0 | 0 | 0 | 0 | 0 | 0 | 0 | 0 | 0 | 0 | 0 | 0 | 0 | 0 | 0 | 0 | 0 |  |  | Shed DR | [27 empty] | Shed DR | [27 empty] | Shed DR
|  | Shift DR & VGI | 0 | 0 | 0 | 0 | 0 | 0 | 0 | 0 | 0 | 0 | 0 | 0 | 0 | 0 | 0 | 0 | 0 | 0 | 0 | 0 | 0 | 0 | 0 | 0 | 0 | 0 |  |  | Shift DR & VGI | [27 empty] | Shift DR & VGI | [27 empty] | Shift DR & VGI
|  | Total Baseline Resources | 0 | 0 | 0 | 0 | 0 | 1.9777 | 5.6117 | 10.3827 | 11.5565 | 11.5565 | 11.6098 | 11.8298 | 11.8298 | 11.8298 | 11.8298 | 11.8298 | 11.8298 | 11.8298 | 11.8298 | 11.8298 | 11.8298 | 11.8298 | 11.8298 | 11.8298 | 11.8298 | 11.8298 |  |  | Total | 0 | 0 | 0 | 0 | 0 | 0.748 | 1.1966 | 2.1001 | 2.2409 | 2.2409 | 2.2542 | 2.4742 | 2.4742 | 2.4742 | 2.4742 | 2.4742 | 2.4742 | 2.4742 | 2.4742 | 2.4742 | 2.4742 | 2.4742 | 2.4742 | 2.4742 | 2.4742 | 2.4742 |  | Total | 0 | 0 | 0 | 0 | 0 | 0.8085 | 3.6578 | 7.3253 | 8.3583 | 8.3583 | 8.3983 | 8.3983 | 8.3983 | 8.3983 | 8.3983 | 8.3983 | 8.3983 | 8.3983 | 8.3983 | 8.3983 | 8.3983 | 8.3983 | 8.3983 | 8.3983 | 8.3983 | 8.3983 |  |  | 0 | 0 | 0 | 0 | 0 | 0.42125 | 0.75725 | 0.95725 | 0.95725 | 0.95725 | 0.95725 | 0.95725 | 0.95725 | 0.95725 | 0.95725 | 0.95725 | 0.95725 | 0.95725 | 0.95725 | 0.95725 | 0.95725 | 0.95725 | 0.95725 | 0.95725 | 0.95725 | 0.95725
CAISO Locational Resource Build Detail
| Real and Generic Planned & Selected Capacity (GW) | [29 empty] | Resource Build (% of Potential) | [27 empty] | FCDS Capacity (MW) | [27 empty] | EODS Capacity (MW)
| Zone from Raw Results | Resource Type | 2020-01-01 | 2021-01-01 | 2022-01-01 | 2023-01-01 | 2024-01-01 | 2025-01-01 | 2026-01-01 | 2027-01-01 | 2028-01-01 | 2029-01-01 | 2030-01-01 | 2031-01-01 | 2032-01-01 | 2033-01-01 | 2034-01-01 | 2035-01-01 | 2036-01-01 | 2037-01-01 | 2038-01-01 | 2039-01-01 | 2040-01-01 | 2041-01-01 | 2042-01-01 | 2043-01-01 | 2044-01-01 | 2045-01-01 |  |  |  | 2020-01-01 | 2021-01-01 | 2022-01-01 | 2023-01-01 | 2024-01-01 | 2025-01-01 | 2026-01-01 | 2027-01-01 | 2028-01-01 | 2029-01-01 | 2030-01-01 | 2031-01-01 | 2032-01-01 | 2033-01-01 | 2034-01-01 | 2035-01-01 | 2036-01-01 | 2037-01-01 | 2038-01-01 | 2039-01-01 | 2040-01-01 | 2041-01-01 | 2042-01-01 | 2043-01-01 | 2044-01-01 | 2045-01-01 |  |  | 2020-01-01 | 2021-01-01 | 2022-01-01 | 2023-01-01 | 2024-01-01 | 2025-01-01 | 2026-01-01 | 2027-01-01 | 2028-01-01 | 2029-01-01 | 2030-01-01 | 2031-01-01 | 2032-01-01 | 2033-01-01 | 2034-01-01 | 2035-01-01 | 2036-01-01 | 2037-01-01 | 2038-01-01 | 2039-01-01 | 2040-01-01 | 2041-01-01 | 2042-01-01 | 2043-01-01 | 2044-01-01 | 2045-01-01 |  |  | 2020-01-01 | 2021-01-01 | 2022-01-01 | 2023-01-01 | 2024-01-01 | 2025-01-01 | 2026-01-01 | 2027-01-01 | 2028-01-01 | 2029-01-01 | 2030-01-01 | 2031-01-01 | 2032-01-01 | 2033-01-01 | 2034-01-01 | 2035-01-01 | 2036-01-01 | 2037-01-01 | 2038-01-01 | 2039-01-01 | 2040-01-01 | 2041-01-01 | 2042-01-01 | 2043-01-01 | 2044-01-01 | 2045-01-01
| PGE | Cape_Mendocino_Offshore_Wind | 0 | 0 | 0 | 0 | 0 | 0 | 0 | 0 | 0 | 0 | 0 | 0 | 0 | 0 | 0 | 0 | 0 | 0 | 0 | 0 | 0 | 0 | 0 | 0 | 0 | 0 |  |  | Cape_Mendocino_Offshore_Wind | [21 empty] | 0% |  |  |  | 0% |  | Cape_Mendocino_Offshore_Wind | 0 | 0 | 0 | 0 | 0 | 0 | 0 | 0 | 0 | 0 | 0 | 0 | 0 | 0 | 0 | 0 | 0 | 0 | 0 | 0 | 0 | 0 | 0 | 0 | 0 | 0 |  | Cape_Mendocino_Offshore_Wind | 0 | 0 | 0 | 0 | 0 | 0 | 0 | 0 | 0 | 0 | 0 | 0 | 0 | 0 | 0 | 0 | 0 | 0 | 0 | 0 | 0 | 0 | 0 | 0 | 0 | 0
| PGE | Del_Norte_Offshore_Wind | 0 | 0 | 0 | 0 | 0 | 0 | 0 | 0 | 0 | 0 | 0 | 0 | 0 | 0 | 0 | 0 | 0 | 0 | 0 | 0 | 0 | 0 | 0 | 0 | 0 | 0 |  |  | Del_Norte_Offshore_Wind | [21 empty] | 0% |  |  |  | 0% |  | Del_Norte_Offshore_Wind | 0 | 0 | 0 | 0 | 0 | 0 | 0 | 0 | 0 | 0 | 0 | 0 | 0 | 0 | 0 | 0 | 0 | 0 | 0 | 0 | 0 | 0 | 0 | 0 | 0 | 0 |  | Del_Norte_Offshore_Wind | 0 | 0 | 0 | 0 | 0 | 0 | 0 | 0 | 0 | 0 | 0 | 0 | 0 | 0 | 0 | 0 | 0 | 0 | 0 | 0 | 0 | 0 | 0 | 0 | 0 | 0
| PGE | Humboldt_Bay_Offshore_Wind | 0 | 0 | 0 | 0 | 0 | 0 | 0 | 0 | 0 | 0 | 0 | 0 | 0 | 0 | 0 | 0 | 0 | 0 | 0 | 0 | 0 | 1.607 | 0 | 0 | 0 | 1.607 |  |  | Humboldt_Bay_Offshore_Wind | [16 empty] | 0% |  |  |  |  | 59.96% |  |  |  | 59.96% |  | Humboldt_Bay_Offshore_Wind | 0 | 0 | 0 | 0 | 0 | 0 | 0 | 0 | 0 | 0 | 0 | 0 | 0 | 0 | 0 | 0 | 0 | 0 | 0 | 0 | 0 | 1.607 | 0 | 0 | 0 | 1.607 |  | Humboldt_Bay_Offshore_Wind | 0 | 0 | 0 | 0 | 0 | 0 | 0 | 0 | 0 | 0 | 0 | 0 | 0 | 0 | 0 | 0 | 0 | 0 | 0 | 0 | 0 | 0 | 0 | 0 | 0 | 0
| PGE | Morro_Bay_Offshore_Wind | 0 | 0 | 0 | 0 | 0 | 0 | 0 | 0 | 0 | 0 | 0 | 0 | 0 | 0 | 0 | 0 | 2.924 | 0 | 0 | 0 | 0 | 2.924 | 0 | 0 | 0 | 2.924 |  |  | Morro_Bay_Offshore_Wind | [16 empty] | 59.98% |  |  |  |  | 59.98% |  |  |  | 59.98% |  | Morro_Bay_Offshore_Wind | 0 | 0 | 0 | 0 | 0 | 0 | 0 | 0 | 0 | 0 | 0 | 0 | 0 | 0 | 0 | 0 | 2.924 | 0 | 0 | 0 | 0 | 2.924 | 0 | 0 | 0 | 2.924 |  | Morro_Bay_Offshore_Wind | 0 | 0 | 0 | 0 | 0 | 0 | 0 | 0 | 0 | 0 | 0 | 0 | 0 | 0 | 0 | 0 | 0 | 0 | 0 | 0 | 0 | 0 | 0 | 0 | 0 | 0
| PGE | PGE_Distributed_Solar | 0 | 0 | 0 | 0 | 0 | 0 | 0 | 0 | 0 | 0 | 0 | 0 | 0 | 0 | 0 | 0 | 0 | 0 | 0 | 0 | 0 | 0 | 0 | 0 | 0 | 0 |  |  | PGE_Distributed_Solar | [6 empty] | 0% |  | 0% |  |  | 0% |  |  |  |  | 0% |  |  |  |  | 0% |  |  |  | 0% |  | PGE_Distributed_Solar | 0 | 0 | 0 | 0 | 0 | 0 | 0 | 0 | 0 | 0 | 0 | 0 | 0 | 0 | 0 | 0 | 0 | 0 | 0 | 0 | 0 | 0 | 0 | 0 | 0 | 0 |  | PGE_Distributed_Solar | 0 | 0 | 0 | 0 | 0 | 0 | 0 | 0 | 0 | 0 | 0 | 0 | 0 | 0 | 0 | 0 | 0 | 0 | 0 | 0 | 0 | 0 | 0 | 0 | 0 | 0
| PGE | PGE_Fresno_Solar | 0 | 0 | 0 | 0 | 0 | 0 | 0.218 | 0 | 0.363 | 0 | 0 | 3.4562 | 0 | 0 | 0 | 0 | 3.4562 | 0 | 0 | 0 | 0 | 6.1345 | 0 | 0 | 0 | 6.3947 |  |  | PGE_Fresno_Solar | [6 empty] | 0.4942% |  | 0.8229% |  |  | 7.835% |  |  |  |  | 7.835% |  |  |  |  | 13.91% |  |  |  | 14.5% |  | PGE_Fresno_Solar | 0 | 0 | 0 | 0 | 0 | 0 | 0.218 | 0 | 0.218 | 0 | 0 | 2.8713 | 0 | 0 | 0 | 0 | 2.8713 | 0 | 0 | 0 | 0 | 5.5495 | 0 | 0 | 0 | 5.8097 |  | PGE_Fresno_Solar | 0 | 0 | 0 | 0 | 0 | 0 | 0 | 0 | 0.15 | 0 | 0 | 0.58 | 0 | 0 | 0 | 0 | 0.58 | 0 | 0 | 0 | 0 | 0.58 | 0 | 0 | 0 | 0.58
| PGE | PGE_GBA_Solar | 0 | 0 | 0 | 0 | 0 | 0 | 0.02 | 0 | 0.02 | 0 | 0 | 0.96124 | 0 | 0 | 0 | 0 | 0.96124 | 0 | 0 | 0 | 0 | 1.1792 | 0 | 0 | 0 | 1.1792 |  |  | PGE_GBA_Solar | [6 empty] | 0.1005% |  | 0.1005% |  |  | 4.829% |  |  |  |  | 4.829% |  |  |  |  | 5.925% |  |  |  | 5.925% |  | PGE_GBA_Solar | 0 | 0 | 0 | 0 | 0 | 0 | 0.02 | 0 | 0.02 | 0 | 0 | 0.48235 | 0 | 0 | 0 | 0 | 0.48235 | 0 | 0 | 0 | 0 | 0.70034 | 0 | 0 | 0 | 0.70034 |  | PGE_GBA_Solar | 0 | 0 | 0 | 0 | 0 | 0 | 0 | 0 | 0 | 0 | 0 | 0.48 | 0 | 0 | 0 | 0 | 0.48 | 0 | 0 | 0 | 0 | 0.48 | 0 | 0 | 0 | 0.48
| PGE | PGE_GBA_Wind | 0 | 0 | 0 | 0 | 0 | 0 | 0 | 0 | 0 | 0 | 0 | 0.24683 | 0 | 0 | 0 | 0 | 0.24683 | 0 | 0 | 0 | 0 | 0.24683 | 0 | 0 | 0 | 0.24683 |  |  | PGE_GBA_Wind | [6 empty] | 0% |  | 0% |  |  | 100% |  |  |  |  | 100% |  |  |  |  | 100% |  |  |  | 100% |  | PGE_GBA_Wind | 0 | 0 | 0 | 0 | 0 | 0 | 0 | 0 | 0 | 0 | 0 | 0.23443 | 0 | 0 | 0 | 0 | 0.23443 | 0 | 0 | 0 | 0 | 0.23443 | 0 | 0 | 0 | 0.23443 |  | PGE_GBA_Wind | 0 | 0 | 0 | 0 | 0 | 0 | 0 | 0 | 0 | 0 | 0 | 0.01 | 0 | 0 | 0 | 0 | 0.01 | 0 | 0 | 0 | 0 | 0.01 | 0 | 0 | 0 | 0.01
| PGE | PGE_Generic_LDES_100hr | 0 | 0 | 0 | 0 | 0 | 0 | 0 | 0 | 0 | 0 | 0 | 0 | 0 | 0 | 0 | 0 | 0 | 0 | 0 | 0 | 0 | 0 | 0 | 0 | 0 | 0 |  |  | PGE_Generic_LDES_100hr | [11 empty] | unlimited |  |  |  |  | unlimited |  |  |  |  | unlimited |  |  |  | unlimited |  | PGE_Generic_LDES_100hr | 0 | 0 | 0 | 0 | 0 | 0 | 0 | 0 | 0 | 0 | 0 | 0 | 0 | 0 | 0 | 0 | 0 | 0 | 0 | 0 | 0 | 0 | 0 | 0 | 0 | 0 |  | PGE_Generic_LDES_100hr | 0 | 0 | 0 | 0 | 0 | 0 | 0 | 0 | 0 | 0 | 0 | 0 | 0 | 0 | 0 | 0 | 0 | 0 | 0 | 0 | 0 | 0 | 0 | 0 | 0 | 0
| PGE | PGE_Generic_LDES_12hr | 0 | 0 | 0 | 0 | 0 | 0 | 0 | 0 | 0 | 0 | 0 | 0 | 0 | 0 | 0 | 0 | 0 | 0 | 0 | 0 | 0 | 0 | 0 | 0 | 0 | 0 |  |  | PGE_Generic_LDES_12hr | [11 empty] | unlimited |  |  |  |  | unlimited |  |  |  |  | unlimited |  |  |  | unlimited |  | PGE_Generic_LDES_12hr | 0 | 0 | 0 | 0 | 0 | 0 | 0 | 0 | 0 | 0 | 0 | 0 | 0 | 0 | 0 | 0 | 0 | 0 | 0 | 0 | 0 | 0 | 0 | 0 | 0 | 0 |  | PGE_Generic_LDES_12hr | 0 | 0 | 0 | 0 | 0 | 0 | 0 | 0 | 0 | 0 | 0 | 0 | 0 | 0 | 0 | 0 | 0 | 0 | 0 | 0 | 0 | 0 | 0 | 0 | 0 | 0
| PGE | PGE_Generic_LDES_24hr | 0 | 0 | 0 | 0 | 0 | 0 | 0 | 0 | 0 | 0 | 0 | 0 | 0 | 0 | 0 | 0 | 0 | 0 | 0 | 0 | 0 | 0 | 0 | 0 | 0 | 0 |  |  | PGE_Generic_LDES_24hr | [11 empty] | unlimited |  |  |  |  | unlimited |  |  |  |  | unlimited |  |  |  | unlimited |  | PGE_Generic_LDES_24hr | 0 | 0 | 0 | 0 | 0 | 0 | 0 | 0 | 0 | 0 | 0 | 0 | 0 | 0 | 0 | 0 | 0 | 0 | 0 | 0 | 0 | 0 | 0 | 0 | 0 | 0 |  | PGE_Generic_LDES_24hr | 0 | 0 | 0 | 0 | 0 | 0 | 0 | 0 | 0 | 0 | 0 | 0 | 0 | 0 | 0 | 0 | 0 | 0 | 0 | 0 | 0 | 0 | 0 | 0 | 0 | 0
| PGE | PGE_Kern_Solar | 0 | 0 | 0 | 0 | 0 | 0 | 0.2 | 0 | 4.417 | 0 | 0 | 8.4742 | 0 | 0 | 0 | 0 | 9.6755 | 0 | 0 | 0 | 0 | 9.6755 | 0 | 0 | 0 | 9.6755 |  |  | PGE_Kern_Solar | [6 empty] | 0.7218% |  | 15.94% |  |  | 30.58% |  |  |  |  | 34.92% |  |  |  |  | 34.92% |  |  |  | 34.92% |  | PGE_Kern_Solar | 0 | 0 | 0 | 0 | 0 | 0 | 0.2 | 0 | 3.2768 | 0 | 0 | 5.0093 | 0 | 0 | 0 | 0 | 5.0093 | 0 | 0 | 0 | 0 | 5.0093 | 0 | 0 | 0 | 5.0093 |  | PGE_Kern_Solar | 0 | 0 | 0 | 0 | 0 | 0 | 0 | 0 | 1.14 | 0 | 0 | 3.46 | 0 | 0 | 0 | 0 | 4.67 | 0 | 0 | 0 | 0 | 4.67 | 0 | 0 | 0 | 4.67
| PGE | PGE_Kern_Wind | 0 | 0 | 0 | 0 | 0 | 0 | 0 | 0 | 0 | 0 | 0 | 0 | 0 | 0 | 0 | 0 | 0 | 0 | 0 | 0 | 0 | 0 | 0 | 0 | 0 | 0.0026949 |  |  | PGE_Kern_Wind | [16 empty] | 0% |  |  |  |  | 0% |  |  |  | 1.099% |  | PGE_Kern_Wind | 0 | 0 | 0 | 0 | 0 | 0 | 0 | 0 | 0 | 0 | 0 | 0 | 0 | 0 | 0 | 0 | 0 | 0 | 0 | 0 | 0 | 0 | 0 | 0 | 0 | 0.0026949 |  | PGE_Kern_Wind | 0 | 0 | 0 | 0 | 0 | 0 | 0 | 0 | 0 | 0 | 0 | 0 | 0 | 0 | 0 | 0 | 0 | 0 | 0 | 0 | 0 | 0 | 0 | 0 | 0 | 0
| PGE | PGE_LDES_12hr | 0 | 0 | 0 | 0 | 0 | 0 | 0 | 0 | 0 | 0 | 0 | 0 | 0 | 0 | 0 | 0 | 0.98193 | 0 | 0 | 0 | 0 | 0.98193 | 0 | 0 | 0 | 0.98193 |  |  | PGE_LDES_12hr | [11 empty] | 0% |  |  |  |  | 47.89% |  |  |  |  | 24.24% |  |  |  | 24.24% |  | PGE_LDES_12hr | 0 | 0 | 0 | 0 | 0 | 0 | 0 | 0 | 0 | 0 | 0 | 0 | 0 | 0 | 0 | 0 | 0.98193 | 0 | 0 | 0 | 0 | 0.98193 | 0 | 0 | 0 | 0.98193 |  | PGE_LDES_12hr | 0 | 0 | 0 | 0 | 0 | 0 | 0 | 0 | 0 | 0 | 0 | 0 | 0 | 0 | 0 | 0 | 0 | 0 | 0 | 0 | 0 | 0 | 0 | 0 | 0 | 0
| PGE | PGE_Nevada_New_EGS | 0 | 0 | 0 | 0 | 0 | 0 | 0 | 0 | 0 | 0 | 0 | 0 | 0 | 0 | 0 | 0 | 0 | 0 | 0 | 0 | 0 | 0 | 0 | 0 | 0 | 0 |  |  | PGE_Nevada_New_EGS | [16 empty] | 0% |  |  |  |  | 0% |  |  |  | 0% |  | PGE_Nevada_New_EGS | 0 | 0 | 0 | 0 | 0 | 0 | 0 | 0 | 0 | 0 | 0 | 0 | 0 | 0 | 0 | 0 | 0 | 0 | 0 | 0 | 0 | 0 | 0 | 0 | 0 | 0 |  | PGE_Nevada_New_EGS | 0 | 0 | 0 | 0 | 0 | 0 | 0 | 0 | 0 | 0 | 0 | 0 | 0 | 0 | 0 | 0 | 0 | 0 | 0 | 0 | 0 | 0 | 0 | 0 | 0 | 0
| PGE | PGE_New_Biomass | 0 | 0 | 0 | 0 | 0 | 0 | 0 | 0 | 0 | 0 | 0 | 0 | 0 | 0 | 0 | 0 | 0 | 0 | 0 | 0 | 0 | 0 | 0 | 0 | 0 | 0 |  |  | PGE_New_Biomass | [6 empty] | 0% |  | 0% |  |  | 0% |  |  |  |  | 0% |  |  |  |  | 0% |  |  |  | 0% |  | PGE_New_Biomass | 0 | 0 | 0 | 0 | 0 | 0 | 0 | 0 | 0 | 0 | 0 | 0 | 0 | 0 | 0 | 0 | 0 | 0 | 0 | 0 | 0 | 0 | 0 | 0 | 0 | 0 |  | PGE_New_Biomass | 0 | 0 | 0 | 0 | 0 | 0 | 0 | 0 | 0 | 0 | 0 | 0 | 0 | 0 | 0 | 0 | 0 | 0 | 0 | 0 | 0 | 0 | 0 | 0 | 0 | 0
| PGE | PGE_New_EGS | 0 | 0 | 0 | 0 | 0 | 0 | 0 | 0 | 0 | 0 | 0 | 0 | 0 | 0 | 0 | 0 | 0.92792 | 0 | 0 | 0 | 0 | 0.92792 | 0 | 0 | 0 | 0.92792 |  |  | PGE_New_EGS | [11 empty] | 0% |  |  |  |  | 5.753% |  |  |  |  | 5.753% |  |  |  | 5.753% |  | PGE_New_EGS | 0 | 0 | 0 | 0 | 0 | 0 | 0 | 0 | 0 | 0 | 0 | 0 | 0 | 0 | 0 | 0 | 0.92792 | 0 | 0 | 0 | 0 | 0.92792 | 0 | 0 | 0 | 0.92792 |  | PGE_New_EGS | 0 | 0 | 0 | 0 | 0 | 0 | 0 | 0 | 0 | 0 | 0 | 0 | 0 | 0 | 0 | 0 | 0 | 0 | 0 | 0 | 0 | 0 | 0 | 0 | 0 | 0
| PGE | PGE_New_Gas_CCGT | 0 | 0 | 0 | 0 | 0 | 0 | 0 | 0 | 0 | 0 | 0 | 0 | 0 | 0 | 0 | 0 | 0 | 0 | 0 | 0 | 0 | 0 | 0 | 0 | 0 | 0 |  |  | PGE_New_Gas_CCGT | [11 empty] | unlimited |  |  |  |  | unlimited |  |  |  |  | unlimited |  |  |  | unlimited |  | PGE_New_Gas_CCGT | 0 | 0 | 0 | 0 | 0 | 0 | 0 | 0 | 0 | 0 | 0 | 0 | 0 | 0 | 0 | 0 | 0 | 0 | 0 | 0 | 0 | 0 | 0 | 0 | 0 | 0 |  | PGE_New_Gas_CCGT | 0 | 0 | 0 | 0 | 0 | 0 | 0 | 0 | 0 | 0 | 0 | 0 | 0 | 0 | 0 | 0 | 0 | 0 | 0 | 0 | 0 | 0 | 0 | 0 | 0 | 0
| PGE | PGE_New_Gas_CT | 0 | 0 | 0 | 0 | 0 | 0 | 0 | 0 | 0 | 0 | 0 | 0 | 0 | 0 | 0 | 0 | 0 | 0 | 0 | 0 | 0 | 0 | 0 | 0 | 0 | 0 |  |  | PGE_New_Gas_CT | [11 empty] | unlimited |  |  |  |  | unlimited |  |  |  |  | unlimited |  |  |  | unlimited |  | PGE_New_Gas_CT | 0 | 0 | 0 | 0 | 0 | 0 | 0 | 0 | 0 | 0 | 0 | 0 | 0 | 0 | 0 | 0 | 0 | 0 | 0 | 0 | 0 | 0 | 0 | 0 | 0 | 0 |  | PGE_New_Gas_CT | 0 | 0 | 0 | 0 | 0 | 0 | 0 | 0 | 0 | 0 | 0 | 0 | 0 | 0 | 0 | 0 | 0 | 0 | 0 | 0 | 0 | 0 | 0 | 0 | 0 | 0
| PGE | PGE_New_Gas_RICE | 0 | 0 | 0 | 0 | 0 | 0 | 0 | 0 | 0 | 0 | 0 | 0 | 0 | 0 | 0 | 0 | 0 | 0 | 0 | 0 | 0 | 0 | 0 | 0 | 0 | 0 |  |  | PGE_New_Gas_RICE | [11 empty] | unlimited |  |  |  |  | unlimited |  |  |  |  | unlimited |  |  |  | unlimited |  | PGE_New_Gas_RICE | 0 | 0 | 0 | 0 | 0 | 0 | 0 | 0 | 0 | 0 | 0 | 0 | 0 | 0 | 0 | 0 | 0 | 0 | 0 | 0 | 0 | 0 | 0 | 0 | 0 | 0 |  | PGE_New_Gas_RICE | 0 | 0 | 0 | 0 | 0 | 0 | 0 | 0 | 0 | 0 | 0 | 0 | 0 | 0 | 0 | 0 | 0 | 0 | 0 | 0 | 0 | 0 | 0 | 0 | 0 | 0
| PGE | PGE_New_Geothermal | 0 | 0 | 0 | 0 | 0 | 0 | 0.066875 | 0 | 0.067675 | 0 | 0 | 0.91929 | 0 | 0 | 0 | 0 | 1.654 | 0 | 0 | 0 | 0 | 1.654 | 0 | 0 | 0 | 1.654 |  |  | PGE_New_Geothermal | [6 empty] | 4.043% |  | 4.092% |  |  | 55.58% |  |  |  |  | 100% |  |  |  |  | 100% |  |  |  | 100% |  | PGE_New_Geothermal | 0 | 0 | 0 | 0 | 0 | 0 | 0.066875 | 0 | 0.067675 | 0 | 0 | 0.91929 | 0 | 0 | 0 | 0 | 1.654 | 0 | 0 | 0 | 0 | 1.654 | 0 | 0 | 0 | 1.654 |  | PGE_New_Geothermal | 0 | 0 | 0 | 0 | 0 | 0 | 0 | 0 | 0 | 0 | 0 | 0 | 0 | 0 | 0 | 0 | 0 | 0 | 0 | 0 | 0 | 0 | 0 | 0 | 0 | 0
| PGE | PGE_New_Li_Battery_4hr | 0 | 0 | 0 | 0 | 0 | 0 | 0.85225 | 0 | 1.4108 | 0 | 0 | 1.5208 | 0 | 0 | 0 | 0 | 1.5208 | 0 | 0 | 0 | 0 | 1.5208 | 0 | 0 | 0 | 1.5208 |  |  | PGE_New_Li_Battery_4hr | [21 empty] | unlimited |  |  |  | unlimited |  | PGE_New_Li_Battery_4hr | 0 | 0 | 0 | 0 | 0 | 0 | 0.85225 | 0 | 1.4108 | 0 | 0 | 1.5208 | 0 | 0 | 0 | 0 | 1.5208 | 0 | 0 | 0 | 0 | 1.5208 | 0 | 0 | 0 | 1.5208 |  | PGE_New_Li_Battery_4hr | 0 | 0 | 0 | 0 | 0 | 0 | 0 | 0 | 0 | 0 | 0 | 0 | 0 | 0 | 0 | 0 | 0 | 0 | 0 | 0 | 0 | 0 | 0 | 0 | 0 | 0
| PGE | PGE_New_Li_Battery_8hr | 0 | 0 | 0 | 0 | 0 | 0 | 0.112 | 0 | 0.147 | 0 | 0 | 3.259 | 0 | 0 | 0 | 0 | 3.259 | 0 | 0 | 0 | 0 | 3.259 | 0 | 0 | 0 | 3.8404 |  |  | PGE_New_Li_Battery_8hr | [21 empty] | unlimited |  |  |  | unlimited |  | PGE_New_Li_Battery_8hr | 0 | 0 | 0 | 0 | 0 | 0 | 0.112 | 0 | 0.147 | 0 | 0 | 3.259 | 0 | 0 | 0 | 0 | 3.259 | 0 | 0 | 0 | 0 | 3.259 | 0 | 0 | 0 | 3.8404 |  | PGE_New_Li_Battery_8hr | 0 | 0 | 0 | 0 | 0 | 0 | 0 | 0 | 0 | 0 | 0 | 0 | 0 | 0 | 0 | 0 | 0 | 0 | 0 | 0 | 0 | 0 | 0 | 0 | 0 | 0
| PGE | PGE_NGBA_Solar | 0 | 0 | 0 | 0 | 0 | 0 | 0.022 | 0 | 0.022 | 0 | 0 | 1.9568 | 0 | 0 | 0 | 0 | 1.9568 | 0 | 0 | 0 | 0 | 1.9568 | 0 | 0 | 0 | 4.1192 |  |  | PGE_NGBA_Solar | [6 empty] | 0.03945% |  | 0.03945% |  |  | 3.509% |  |  |  |  | 3.509% |  |  |  |  | 3.509% |  |  |  | 7.386% |  | PGE_NGBA_Solar | 0 | 0 | 0 | 0 | 0 | 0 | 0 | 0 | 0 | 0 | 0 | 0 | 0 | 0 | 0 | 0 | 0 | 0 | 0 | 0 | 0 | 0 | 0 | 0 | 0 | 2.1624 |  | PGE_NGBA_Solar | 0 | 0 | 0 | 0 | 0 | 0 | 0.02 | 0 | 0.02 | 0 | 0 | 1.96 | 0 | 0 | 0 | 0 | 1.96 | 0 | 0 | 0 | 0 | 1.96 | 0 | 0 | 0 | 1.96
| PGE | PGE_NGBA_Wind | 0 | 0 | 0 | 0 | 0 | 0 | 0.072 | 0 | 0.072 | 0 | 0 | 0.206 | 0 | 0 | 0 | 0 | 0.76196 | 0 | 0 | 0 | 0 | 1.6408 | 0 | 0 | 0 | 1.8926 |  |  | PGE_NGBA_Wind | [6 empty] | 100% |  | 34.95% |  |  | 100% |  |  |  |  | 40.26% |  |  |  |  | 86.7% |  |  |  | 100% |  | PGE_NGBA_Wind | 0 | 0 | 0 | 0 | 0 | 0 | 0 | 0 | 0 | 0 | 0 | 0 | 0 | 0 | 0 | 0 | 0 | 0 | 0 | 0 | 0 | 0.87882 | 0 | 0 | 0 | 1.1306 |  | PGE_NGBA_Wind | 0 | 0 | 0 | 0 | 0 | 0 | 0.07 | 0 | 0.07 | 0 | 0 | 0.21 | 0 | 0 | 0 | 0 | 0.76 | 0 | 0 | 0 | 0 | 0.76 | 0 | 0 | 0 | 0.76
| PGE | PGE_Northeast_CA_New_EGS | 0 | 0 | 0 | 0 | 0 | 0 | 0 | 0 | 0 | 0 | 0 | 0 | 0 | 0 | 0 | 0 | 0 | 0 | 0 | 0 | 0 | 0 | 0 | 0 | 0 | 0 |  |  | PGE_Northeast_CA_New_EGS | [16 empty] | 0% |  |  |  |  | 0% |  |  |  | 0% |  | PGE_Northeast_CA_New_EGS | 0 | 0 | 0 | 0 | 0 | 0 | 0 | 0 | 0 | 0 | 0 | 0 | 0 | 0 | 0 | 0 | 0 | 0 | 0 | 0 | 0 | 0 | 0 | 0 | 0 | 0 |  | PGE_Northeast_CA_New_EGS | 0 | 0 | 0 | 0 | 0 | 0 | 0 | 0 | 0 | 0 | 0 | 0 | 0 | 0 | 0 | 0 | 0 | 0 | 0 | 0 | 0 | 0 | 0 | 0 | 0 | 0
| PGE | PGE_Northeast_CA_Wind | 0 | 0 | 0 | 0 | 0 | 0 | 0 | 0 | 0 | 0 | 0 | 0 | 0 | 0 | 0 | 0 | 0 | 0 | 0 | 0 | 0 | 0 | 0 | 0 | 0 | 0.58401 |  |  | PGE_Northeast_CA_Wind | [6 empty] | 0% |  | 0% |  |  | 0% |  |  |  |  | 0% |  |  |  |  | 0% |  |  |  | 100% |  | PGE_Northeast_CA_Wind | 0 | 0 | 0 | 0 | 0 | 0 | 0 | 0 | 0 | 0 | 0 | 0 | 0 | 0 | 0 | 0 | 0 | 0 | 0 | 0 | 0 | 0 | 0 | 0 | 0 | 0.58401 |  | PGE_Northeast_CA_Wind | 0 | 0 | 0 | 0 | 0 | 0 | 0 | 0 | 0 | 0 | 0 | 0 | 0 | 0 | 0 | 0 | 0 | 0 | 0 | 0 | 0 | 0 | 0 | 0 | 0 | 0
| PGE | PGE_Oregon_New_EGS | 0 | 0 | 0 | 0 | 0 | 0 | 0 | 0 | 0 | 0 | 0 | 0 | 0 | 0 | 0 | 0 | 0.77705 | 0 | 0 | 0 | 0 | 0.77705 | 0 | 0 | 0 | 0.77705 |  |  | PGE_Oregon_New_EGS | [11 empty] | 0% |  |  |  |  | 41.05% |  |  |  |  | 41.05% |  |  |  | 41.05% |  | PGE_Oregon_New_EGS | 0 | 0 | 0 | 0 | 0 | 0 | 0 | 0 | 0 | 0 | 0 | 0 | 0 | 0 | 0 | 0 | 0.77705 | 0 | 0 | 0 | 0 | 0.77705 | 0 | 0 | 0 | 0.77705 |  | PGE_Oregon_New_EGS | 0 | 0 | 0 | 0 | 0 | 0 | 0 | 0 | 0 | 0 | 0 | 0 | 0 | 0 | 0 | 0 | 0 | 0 | 0 | 0 | 0 | 0 | 0 | 0 | 0 | 0
| PGE | PGE_Wyoming_Wind | 0 | 0 | 0 | 0 | 0 | 0 | 0 | 0 | 0 | 0 | 0 | 0 | 0 | 0 | 0 | 0 | 0 | 0 | 0 | 0 | 0 | 4 | 0 | 0 | 0 | 4 |  |  | PGE_Wyoming_Wind | [16 empty] | 0% |  |  |  |  | 100% |  |  |  | 100% |  | PGE_Wyoming_Wind | 0 | 0 | 0 | 0 | 0 | 0 | 0 | 0 | 0 | 0 | 0 | 0 | 0 | 0 | 0 | 0 | 0 | 0 | 0 | 0 | 0 | 4 | 0 | 0 | 0 | 4 |  | PGE_Wyoming_Wind | 0 | 0 | 0 | 0 | 0 | 0 | 0 | 0 | 0 | 0 | 0 | 0 | 0 | 0 | 0 | 0 | 0 | 0 | 0 | 0 | 0 | 0 | 0 | 0 | 0 | 0
| SCE | SCE_Arizona_Solar | 0 | 0 | 0 | 0 | 0 | 0 | 1.348 | 0 | 2.3355 | 0 | 0 | 4.9405 | 0 | 0 | 0 | 0 | 4.9405 | 0 | 0 | 0 | 0 | 4.9405 | 0 | 0 | 0 | 4.9405 |  |  | SCE_Arizona_Solar | [6 empty] | 3.195% |  | 5.535% |  |  | 11.71% |  |  |  |  | 11.71% |  |  |  |  | 11.71% |  |  |  | 11.71% |  | SCE_Arizona_Solar | 0 | 0 | 0 | 0 | 0 | 0 | 0 | 0 | 0 | 0 | 0 | 0 | 0 | 0 | 0 | 0 | 0 | 0 | 0 | 0 | 0 | 0 | 0 | 0 | 0 | 0 |  | SCE_Arizona_Solar | 0 | 0 | 0 | 0 | 0 | 0 | 1.35 | 0 | 2.34 | 0 | 0 | 4.94 | 0 | 0 | 0 | 0 | 4.94 | 0 | 0 | 0 | 0 | 4.94 | 0 | 0 | 0 | 4.94
| SCE | SCE_Distributed_Solar | 0 | 0 | 0 | 0 | 0 | 0 | 0 | 0 | 0 | 0 | 0 | 0 | 0 | 0 | 0 | 0 | 0 | 0 | 0 | 0 | 0 | 0 | 0 | 0 | 0 | 0 |  |  | SCE_Distributed_Solar | [6 empty] | 0% |  | 0% |  |  | 0% |  |  |  |  | 0% |  |  |  |  | 0% |  |  |  | 0% |  | SCE_Distributed_Solar | 0 | 0 | 0 | 0 | 0 | 0 | 0 | 0 | 0 | 0 | 0 | 0 | 0 | 0 | 0 | 0 | 0 | 0 | 0 | 0 | 0 | 0 | 0 | 0 | 0 | 0 |  | SCE_Distributed_Solar | 0 | 0 | 0 | 0 | 0 | 0 | 0 | 0 | 0 | 0 | 0 | 0 | 0 | 0 | 0 | 0 | 0 | 0 | 0 | 0 | 0 | 0 | 0 | 0 | 0 | 0
| SCE | SCE_Eastern_Solar | 0 | 0 | 0 | 0 | 0 | 0 | 0.25 | 0 | 0.25 | 0 | 0 | 4.9852 | 0 | 0 | 0 | 0 | 4.9852 | 0 | 0 | 0 | 0 | 6.821 | 0 | 0 | 0 | 7.9071 |  |  | SCE_Eastern_Solar | [6 empty] | 0.6869% |  | 0.6869% |  |  | 13.7% |  |  |  |  | 13.7% |  |  |  |  | 18.74% |  |  |  | 21.73% |  | SCE_Eastern_Solar | 0 | 0 | 0 | 0 | 0 | 0 | 0 | 0 | 0 | 0 | 0 | 4.3696 | 0 | 0 | 0 | 0 | 4.3696 | 0 | 0 | 0 | 0 | 5.4736 | 0 | 0 | 0 | 5.4736 |  | SCE_Eastern_Solar | 0 | 0 | 0 | 0 | 0 | 0 | 0.25 | 0 | 0.25 | 0 | 0 | 0.62 | 0 | 0 | 0 | 0 | 0.62 | 0 | 0 | 0 | 0 | 1.35 | 0 | 0 | 0 | 2.43
| SCE | SCE_Eastern_Wind | 0 | 0 | 0 | 0 | 0 | 0 | 0 | 0 | 0 | 0 | 0 | 0.32143 | 0 | 0 | 0 | 0 | 0.32143 | 0 | 0 | 0 | 0 | 0.32143 | 0 | 0 | 0 | 0.32143 |  |  | SCE_Eastern_Wind | [11 empty] | 47.55% |  |  |  |  | 39.23% |  |  |  |  | 39.23% |  |  |  | 39.23% |  | SCE_Eastern_Wind | 0 | 0 | 0 | 0 | 0 | 0 | 0 | 0 | 0 | 0 | 0 | 0.2627 | 0 | 0 | 0 | 0 | 0.2627 | 0 | 0 | 0 | 0 | 0.2627 | 0 | 0 | 0 | 0.2627 |  | SCE_Eastern_Wind | 0 | 0 | 0 | 0 | 0 | 0 | 0 | 0 | 0 | 0 | 0 | 0.06 | 0 | 0 | 0 | 0 | 0.06 | 0 | 0 | 0 | 0 | 0.06 | 0 | 0 | 0 | 0.06
| SCE | SCE_EOP_Solar | 0 | 0 | 0 | 0 | 0 | 0 | 0.125 | 0 | 0.69 | 0 | 0 | 0.69 | 0 | 0 | 0 | 0 | 0.69 | 0 | 0 | 0 | 0 | 0.69 | 0 | 0 | 0 | 6.81 |  |  | SCE_EOP_Solar | [6 empty] | 0.4208% |  | 2.323% |  |  | 2.323% |  |  |  |  | 2.323% |  |  |  |  | 2.323% |  |  |  | 22.93% |  | SCE_EOP_Solar | 0 | 0 | 0 | 0 | 0 | 0 | 0.125 | 0 | 0.125 | 0 | 0 | 0.125 | 0 | 0 | 0 | 0 | 0.125 | 0 | 0 | 0 | 0 | 0.125 | 0 | 0 | 0 | 5.1244 |  | SCE_EOP_Solar | 0 | 0 | 0 | 0 | 0 | 0 | 0 | 0 | 0.57 | 0 | 0 | 0.57 | 0 | 0 | 0 | 0 | 0.57 | 0 | 0 | 0 | 0 | 0.57 | 0 | 0 | 0 | 1.69
| SCE | SCE_EOP_Wind | 0 | 0 | 0 | 0 | 0 | 0 | 0 | 0 | 0.25472 | 0 | 0 | 0.25472 | 0 | 0 | 0 | 0 | 0.25472 | 0 | 0 | 0 | 0 | 0.25472 | 0 | 0 | 0 | 0.25472 |  |  | SCE_EOP_Wind | [8 empty] | 100% |  |  | 100% |  |  |  |  | 100% |  |  |  |  | 100% |  |  |  | 100% |  | SCE_EOP_Wind | 0 | 0 | 0 | 0 | 0 | 0 | 0 | 0 | 0.25472 | 0 | 0 | 0.25472 | 0 | 0 | 0 | 0 | 0.25472 | 0 | 0 | 0 | 0 | 0.25472 | 0 | 0 | 0 | 0.25472 |  | SCE_EOP_Wind | 0 | 0 | 0 | 0 | 0 | 0 | 0 | 0 | 0 | 0 | 0 | 0 | 0 | 0 | 0 | 0 | 0 | 0 | 0 | 0 | 0 | 0 | 0 | 0 | 0 | 0
| SCE | SCE_Generic_LDES_100hr | 0 | 0 | 0 | 0 | 0 | 0 | 0 | 0 | 0 | 0 | 0 | 0 | 0 | 0 | 0 | 0 | 0 | 0 | 0 | 0 | 0 | 0 | 0 | 0 | 0 | 0 |  |  | SCE_Generic_LDES_100hr | [11 empty] | unlimited |  |  |  |  | unlimited |  |  |  |  | unlimited |  |  |  | unlimited |  | SCE_Generic_LDES_100hr | 0 | 0 | 0 | 0 | 0 | 0 | 0 | 0 | 0 | 0 | 0 | 0 | 0 | 0 | 0 | 0 | 0 | 0 | 0 | 0 | 0 | 0 | 0 | 0 | 0 | 0 |  | SCE_Generic_LDES_100hr | 0 | 0 | 0 | 0 | 0 | 0 | 0 | 0 | 0 | 0 | 0 | 0 | 0 | 0 | 0 | 0 | 0 | 0 | 0 | 0 | 0 | 0 | 0 | 0 | 0 | 0
| SCE | SCE_Generic_LDES_12hr | 0 | 0 | 0 | 0 | 0 | 0 | 0 | 0 | 0 | 0 | 0 | 0 | 0 | 0 | 0 | 0 | 0 | 0 | 0 | 0 | 0 | 0 | 0 | 0 | 0 | 0 |  |  | SCE_Generic_LDES_12hr | [11 empty] | unlimited |  |  |  |  | unlimited |  |  |  |  | unlimited |  |  |  | unlimited |  | SCE_Generic_LDES_12hr | 0 | 0 | 0 | 0 | 0 | 0 | 0 | 0 | 0 | 0 | 0 | 0 | 0 | 0 | 0 | 0 | 0 | 0 | 0 | 0 | 0 | 0 | 0 | 0 | 0 | 0 |  | SCE_Generic_LDES_12hr | 0 | 0 | 0 | 0 | 0 | 0 | 0 | 0 | 0 | 0 | 0 | 0 | 0 | 0 | 0 | 0 | 0 | 0 | 0 | 0 | 0 | 0 | 0 | 0 | 0 | 0
| SCE | SCE_Generic_LDES_24hr | 0 | 0 | 0 | 0 | 0 | 0 | 0 | 0 | 0 | 0 | 0 | 0 | 0 | 0 | 0 | 0 | 0.5 | 0 | 0 | 0 | 0 | 0.5 | 0 | 0 | 0 | 0.5 |  |  | SCE_Generic_LDES_24hr | [11 empty] | unlimited |  |  |  |  | unlimited |  |  |  |  | unlimited |  |  |  | unlimited |  | SCE_Generic_LDES_24hr | 0 | 0 | 0 | 0 | 0 | 0 | 0 | 0 | 0 | 0 | 0 | 0 | 0 | 0 | 0 | 0 | 0 | 0 | 0 | 0 | 0 | 0 | 0 | 0 | 0 | 0 |  | SCE_Generic_LDES_24hr | 0 | 0 | 0 | 0 | 0 | 0 | 0 | 0 | 0 | 0 | 0 | 0 | 0 | 0 | 0 | 0 | 0.5 | 0 | 0 | 0 | 0 | 0.5 | 0 | 0 | 0 | 0.5
| SCE | SCE_Idaho_New_EGS | 0 | 0 | 0 | 0 | 0 | 0 | 0 | 0 | 0 | 0 | 0 | 0 | 0 | 0 | 0 | 0 | 0 | 0 | 0 | 0 | 0 | 0 | 0 | 0 | 0 | 0 |  |  | SCE_Idaho_New_EGS | [16 empty] | 0% |  |  |  |  | 0% |  |  |  | 0% |  | SCE_Idaho_New_EGS | 0 | 0 | 0 | 0 | 0 | 0 | 0 | 0 | 0 | 0 | 0 | 0 | 0 | 0 | 0 | 0 | 0 | 0 | 0 | 0 | 0 | 0 | 0 | 0 | 0 | 0 |  | SCE_Idaho_New_EGS | 0 | 0 | 0 | 0 | 0 | 0 | 0 | 0 | 0 | 0 | 0 | 0 | 0 | 0 | 0 | 0 | 0 | 0 | 0 | 0 | 0 | 0 | 0 | 0 | 0 | 0
| SCE | SCE_Idaho_Wind | 0 | 0 | 0 | 0 | 0 | 0 | 0 | 0 | 0 | 0 | 0 | 1.1 | 0 | 0 | 0 | 0 | 1.1 | 0 | 0 | 0 | 0 | 1.1 | 0 | 0 | 0 | 1.1 |  |  | SCE_Idaho_Wind | [11 empty] | 100% |  |  |  |  | 100% |  |  |  |  | 100% |  |  |  | 100% |  | SCE_Idaho_Wind | 0 | 0 | 0 | 0 | 0 | 0 | 0 | 0 | 0 | 0 | 0 | 1.1 | 0 | 0 | 0 | 0 | 1.1 | 0 | 0 | 0 | 0 | 1.1 | 0 | 0 | 0 | 1.1 |  | SCE_Idaho_Wind | 0 | 0 | 0 | 0 | 0 | 0 | 0 | 0 | 0 | 0 | 0 | 0 | 0 | 0 | 0 | 0 | 0 | 0 | 0 | 0 | 0 | 0 | 0 | 0 | 0 | 0
| SCE | SCE_LDES_12hr | 0 | 0 | 0 | 0 | 0 | 0 | 0 | 0 | 0 | 0 | 0 | 1.6 | 0 | 0 | 0 | 0 | 3.9663 | 0 | 0 | 0 | 0 | 3.9663 | 0 | 0 | 0 | 3.9663 |  |  | SCE_LDES_12hr | [11 empty] | 100% |  |  |  |  | 97.21% |  |  |  |  | 67.45% |  |  |  | 67.45% |  | SCE_LDES_12hr | 0 | 0 | 0 | 0 | 0 | 0 | 0 | 0 | 0 | 0 | 0 | 1.6 | 0 | 0 | 0 | 0 | 3.9663 | 0 | 0 | 0 | 0 | 3.9663 | 0 | 0 | 0 | 3.9663 |  | SCE_LDES_12hr | 0 | 0 | 0 | 0 | 0 | 0 | 0 | 0 | 0 | 0 | 0 | 0 | 0 | 0 | 0 | 0 | 0 | 0 | 0 | 0 | 0 | 0 | 0 | 0 | 0 | 0
| SCE | SCE_Metro_Solar | 0 | 0 | 0 | 0 | 0 | 0 | 0.00499 | 0 | 0.00499 | 0 | 0 | 0.00499 | 0 | 0 | 0 | 0 | 0.00499 | 0 | 0 | 0 | 0 | 0.38749 | 0 | 0 | 0 | 0.4295 |  |  | SCE_Metro_Solar | [6 empty] | 1.162% |  | 1.162% |  |  | 1.162% |  |  |  |  | 1.162% |  |  |  |  | 90.22% |  |  |  | 100% |  | SCE_Metro_Solar | 0 | 0 | 0 | 0 | 0 | 0 | 0.00499 | 0 | 0.00499 | 0 | 0 | 0.00499 | 0 | 0 | 0 | 0 | 0.00499 | 0 | 0 | 0 | 0 | 0.38749 | 0 | 0 | 0 | 0.4295 |  | SCE_Metro_Solar | 0 | 0 | 0 | 0 | 0 | 0 | 0 | 0 | 0 | 0 | 0 | 0 | 0 | 0 | 0 | 0 | 0 | 0 | 0 | 0 | 0 | 0 | 0 | 0 | 0 | 0
| SCE | SCE_Nevada_New_EGS | 0 | 0 | 0 | 0 | 0 | 0 | 0 | 0 | 0 | 0 | 0 | 0 | 0 | 0 | 0 | 0 | 0 | 0 | 0 | 0 | 0 | 0 | 0 | 0 | 0 | 0 |  |  | SCE_Nevada_New_EGS | [16 empty] | 0% |  |  |  |  | 0% |  |  |  | 0% |  | SCE_Nevada_New_EGS | 0 | 0 | 0 | 0 | 0 | 0 | 0 | 0 | 0 | 0 | 0 | 0 | 0 | 0 | 0 | 0 | 0 | 0 | 0 | 0 | 0 | 0 | 0 | 0 | 0 | 0 |  | SCE_Nevada_New_EGS | 0 | 0 | 0 | 0 | 0 | 0 | 0 | 0 | 0 | 0 | 0 | 0 | 0 | 0 | 0 | 0 | 0 | 0 | 0 | 0 | 0 | 0 | 0 | 0 | 0 | 0
| SCE | SCE_New_Biomass | 0 | 0 | 0 | 0 | 0 | 0 | 0 | 0 | 0 | 0 | 0 | 0 | 0 | 0 | 0 | 0 | 0 | 0 | 0 | 0 | 0 | 0 | 0 | 0 | 0 | 0 |  |  | SCE_New_Biomass | [8 empty] | 0% |  |  | 0% |  |  |  |  | 0% |  |  |  |  | 0% |  |  |  | 0% |  | SCE_New_Biomass | 0 | 0 | 0 | 0 | 0 | 0 | 0 | 0 | 0 | 0 | 0 | 0 | 0 | 0 | 0 | 0 | 0 | 0 | 0 | 0 | 0 | 0 | 0 | 0 | 0 | 0 |  | SCE_New_Biomass | 0 | 0 | 0 | 0 | 0 | 0 | 0 | 0 | 0 | 0 | 0 | 0 | 0 | 0 | 0 | 0 | 0 | 0 | 0 | 0 | 0 | 0 | 0 | 0 | 0 | 0
| SCE | SCE_New_EGS | 0 | 0 | 0 | 0 | 0 | 0 | 0 | 0 | 0 | 0 | 0 | 0 | 0 | 0 | 0 | 0 | 0 | 0 | 0 | 0 | 0 | 0 | 0 | 0 | 0 | 0 |  |  | SCE_New_EGS | [11 empty] | 0% |  |  |  |  | 0% |  |  |  |  | 0% |  |  |  | 0% |  | SCE_New_EGS | 0 | 0 | 0 | 0 | 0 | 0 | 0 | 0 | 0 | 0 | 0 | 0 | 0 | 0 | 0 | 0 | 0 | 0 | 0 | 0 | 0 | 0 | 0 | 0 | 0 | 0 |  | SCE_New_EGS | 0 | 0 | 0 | 0 | 0 | 0 | 0 | 0 | 0 | 0 | 0 | 0 | 0 | 0 | 0 | 0 | 0 | 0 | 0 | 0 | 0 | 0 | 0 | 0 | 0 | 0
| SCE | SCE_New_Gas_CCGT | 0 | 0 | 0 | 0 | 0 | 0 | 0 | 0 | 0 | 0 | 0 | 0 | 0 | 0 | 0 | 0 | 0 | 0 | 0 | 0 | 0 | 0 | 0 | 0 | 0 | 0 |  |  | SCE_New_Gas_CCGT | [11 empty] | unlimited |  |  |  |  | unlimited |  |  |  |  | unlimited |  |  |  | unlimited |  | SCE_New_Gas_CCGT | 0 | 0 | 0 | 0 | 0 | 0 | 0 | 0 | 0 | 0 | 0 | 0 | 0 | 0 | 0 | 0 | 0 | 0 | 0 | 0 | 0 | 0 | 0 | 0 | 0 | 0 |  | SCE_New_Gas_CCGT | 0 | 0 | 0 | 0 | 0 | 0 | 0 | 0 | 0 | 0 | 0 | 0 | 0 | 0 | 0 | 0 | 0 | 0 | 0 | 0 | 0 | 0 | 0 | 0 | 0 | 0
| SCE | SCE_New_Gas_CT | 0 | 0 | 0 | 0 | 0 | 0 | 0 | 0 | 0 | 0 | 0 | 0 | 0 | 0 | 0 | 0 | 0 | 0 | 0 | 0 | 0 | 0 | 0 | 0 | 0 | 0 |  |  | SCE_New_Gas_CT | [11 empty] | unlimited |  |  |  |  | unlimited |  |  |  |  | unlimited |  |  |  | unlimited |  | SCE_New_Gas_CT | 0 | 0 | 0 | 0 | 0 | 0 | 0 | 0 | 0 | 0 | 0 | 0 | 0 | 0 | 0 | 0 | 0 | 0 | 0 | 0 | 0 | 0 | 0 | 0 | 0 | 0 |  | SCE_New_Gas_CT | 0 | 0 | 0 | 0 | 0 | 0 | 0 | 0 | 0 | 0 | 0 | 0 | 0 | 0 | 0 | 0 | 0 | 0 | 0 | 0 | 0 | 0 | 0 | 0 | 0 | 0
| SCE | SCE_New_Gas_RICE | 0 | 0 | 0 | 0 | 0 | 0 | 0 | 0 | 0 | 0 | 0 | 0 | 0 | 0 | 0 | 0 | 0 | 0 | 0 | 0 | 0 | 0 | 0 | 0 | 0 | 0 |  |  | SCE_New_Gas_RICE | [11 empty] | unlimited |  |  |  |  | unlimited |  |  |  |  | unlimited |  |  |  | unlimited |  | SCE_New_Gas_RICE | 0 | 0 | 0 | 0 | 0 | 0 | 0 | 0 | 0 | 0 | 0 | 0 | 0 | 0 | 0 | 0 | 0 | 0 | 0 | 0 | 0 | 0 | 0 | 0 | 0 | 0 |  | SCE_New_Gas_RICE | 0 | 0 | 0 | 0 | 0 | 0 | 0 | 0 | 0 | 0 | 0 | 0 | 0 | 0 | 0 | 0 | 0 | 0 | 0 | 0 | 0 | 0 | 0 | 0 | 0 | 0
| SCE | SCE_New_Geothermal | 0 | 0 | 0 | 0 | 0 | 0 | 0.049463 | 0 | 0.19771 | 0 | 0 | 0.19771 | 0 | 0 | 0 | 0 | 1.2179 | 0 | 0 | 0 | 0 | 1.2179 | 0 | 0 | 0 | 1.2179 |  |  | SCE_New_Geothermal | [6 empty] | 1.467% |  | 5.864% |  |  | 5.864% |  |  |  |  | 36.12% |  |  |  |  | 36.12% |  |  |  | 36.12% |  | SCE_New_Geothermal | 0 | 0 | 0 | 0 | 0 | 0 | 0.049463 | 0 | 0.19771 | 0 | 0 | 0.19771 | 0 | 0 | 0 | 0 | 1.2179 | 0 | 0 | 0 | 0 | 1.2179 | 0 | 0 | 0 | 1.2179 |  | SCE_New_Geothermal | 0 | 0 | 0 | 0 | 0 | 0 | 0 | 0 | 0 | 0 | 0 | 0 | 0 | 0 | 0 | 0 | 0 | 0 | 0 | 0 | 0 | 0 | 0 | 0 | 0 | 0
| SCE | SCE_New_Li_Battery_4hr | 0 | 0 | 0 | 0 | 0 | 0 | 2.3964 | 0 | 4.5414 | 0 | 0 | 4.5414 | 0 | 0 | 0 | 0 | 4.5414 | 0 | 0 | 0 | 0 | 4.5414 | 0 | 0 | 0 | 4.5414 |  |  | SCE_New_Li_Battery_4hr | [21 empty] | unlimited |  |  |  | unlimited |  | SCE_New_Li_Battery_4hr | 0 | 0 | 0 | 0 | 0 | 0 | 2.3964 | 0 | 4.5414 | 0 | 0 | 4.5414 | 0 | 0 | 0 | 0 | 4.5414 | 0 | 0 | 0 | 0 | 4.5414 | 0 | 0 | 0 | 4.5414 |  | SCE_New_Li_Battery_4hr | 0 | 0 | 0 | 0 | 0 | 0 | 0 | 0 | 0 | 0 | 0 | 0 | 0 | 0 | 0 | 0 | 0 | 0 | 0 | 0 | 0 | 0 | 0 | 0 | 0 | 0
| SCE | SCE_New_Li_Battery_8hr | 0 | 0 | 0 | 0 | 0 | 0 | 0.040618 | 0 | 0.87562 | 0 | 0 | 5.4551 | 0 | 0 | 0 | 0 | 8.5793 | 0 | 0 | 0 | 0 | 8.5793 | 0 | 0 | 0 | 13.39 |  |  | SCE_New_Li_Battery_8hr | [21 empty] | unlimited |  |  |  | unlimited |  | SCE_New_Li_Battery_8hr | 0 | 0 | 0 | 0 | 0 | 0 | 0.040618 | 0 | 0.87562 | 0 | 0 | 5.4551 | 0 | 0 | 0 | 0 | 8.5793 | 0 | 0 | 0 | 0 | 8.5793 | 0 | 0 | 0 | 13.39 |  | SCE_New_Li_Battery_8hr | 0 | 0 | 0 | 0 | 0 | 0 | 0 | 0 | 0 | 0 | 0 | 0 | 0 | 0 | 0 | 0 | 0 | 0 | 0 | 0 | 0 | 0 | 0 | 0 | 0 | 0
| SCE | SCE_New_Mexico_Wind | 0 | 0 | 0 | 0 | 0 | 0 | 1.436 | 0 | 2.936 | 0 | 0 | 2.936 | 0 | 0 | 0 | 0 | 2.936 | 0 | 0 | 0 | 0 | 8.936 | 0 | 0 | 0 | 8.936 |  |  | SCE_New_Mexico_Wind | [6 empty] | 100% |  | 100% |  |  | 100% |  |  |  |  | 100% |  |  |  |  | 100% |  |  |  | 100% |  | SCE_New_Mexico_Wind | 0 | 0 | 0 | 0 | 0 | 0 | 1.436 | 0 | 2.936 | 0 | 0 | 2.936 | 0 | 0 | 0 | 0 | 2.936 | 0 | 0 | 0 | 0 | 8.936 | 0 | 0 | 0 | 8.936 |  | SCE_New_Mexico_Wind | 0 | 0 | 0 | 0 | 0 | 0 | 0 | 0 | 0 | 0 | 0 | 0 | 0 | 0 | 0 | 0 | 0 | 0 | 0 | 0 | 0 | 0 | 0 | 0 | 0 | 0
| SCE | SCE_NOL_Solar | 0 | 0 | 0 | 0 | 0 | 0 | 0.278 | 0 | 0.278 | 0 | 0 | 0.278 | 0 | 0 | 0 | 0 | 0.278 | 0 | 0 | 0 | 0 | 0.278 | 0 | 0 | 0 | 1.0461 |  |  | SCE_NOL_Solar | [6 empty] | 1.281% |  | 1.281% |  |  | 1.281% |  |  |  |  | 1.281% |  |  |  |  | 1.281% |  |  |  | 4.822% |  | SCE_NOL_Solar | 0 | 0 | 0 | 0 | 0 | 0 | 0.278 | 0 | 0.278 | 0 | 0 | 0.278 | 0 | 0 | 0 | 0 | 0.278 | 0 | 0 | 0 | 0 | 0.278 | 0 | 0 | 0 | 0.69742 |  | SCE_NOL_Solar | 0 | 0 | 0 | 0 | 0 | 0 | 0 | 0 | 0 | 0 | 0 | 0 | 0 | 0 | 0 | 0 | 0 | 0 | 0 | 0 | 0 | 0 | 0 | 0 | 0 | 0.35
| SCE | SCE_NOL_Wind | 0 | 0 | 0 | 0 | 0 | 0 | 0 | 0 | 0 | 0 | 0 | 0 | 0 | 0 | 0 | 0 | 0 | 0 | 0 | 0 | 0 | 0 | 0 | 0 | 0 | 0 |  |  | SCE_NOL_Wind | [8 empty] | 0% |  |  | 0% |  |  |  |  | 0% |  |  |  |  | 0% |  |  |  | 0% |  | SCE_NOL_Wind | 0 | 0 | 0 | 0 | 0 | 0 | 0 | 0 | 0 | 0 | 0 | 0 | 0 | 0 | 0 | 0 | 0 | 0 | 0 | 0 | 0 | 0 | 0 | 0 | 0 | 0 |  | SCE_NOL_Wind | 0 | 0 | 0 | 0 | 0 | 0 | 0 | 0 | 0 | 0 | 0 | 0 | 0 | 0 | 0 | 0 | 0 | 0 | 0 | 0 | 0 | 0 | 0 | 0 | 0 | 0
| SCE | SCE_Northern_Solar | 0 | 0 | 0 | 0 | 0 | 0 | 1.3571 | 0 | 6.3445 | 0 | 0 | 6.3445 | 0 | 0 | 0 | 0 | 6.3445 | 0 | 0 | 0 | 0 | 7.2772 | 0 | 0 | 0 | 11.3229 |  |  | SCE_Northern_Solar | [6 empty] | 5.911% |  | 27.63% |  |  | 27.63% |  |  |  |  | 27.63% |  |  |  |  | 31.7% |  |  |  | 49.32% |  | SCE_Northern_Solar | 0 | 0 | 0 | 0 | 0 | 0 | 1.3571 | 0 | 5.2465 | 0 | 0 | 5.2465 | 0 | 0 | 0 | 0 | 5.2465 | 0 | 0 | 0 | 0 | 6.1793 | 0 | 0 | 0 | 9.8505 |  | SCE_Northern_Solar | 0 | 0 | 0 | 0 | 0 | 0 | 0 | 0 | 1.1 | 0 | 0 | 1.1 | 0 | 0 | 0 | 0 | 1.1 | 0 | 0 | 0 | 0 | 1.1 | 0 | 0 | 0 | 1.47
| SCE | SCE_Northern_Wind | 0 | 0 | 0 | 0 | 0 | 0 | 0 | 0 | 0 | 0 | 0 | 0 | 0 | 0 | 0 | 0 | 0 | 0 | 0 | 0 | 0 | 0 | 0 | 0 | 0 | 1.7745 |  |  | SCE_Northern_Wind | [8 empty] | 0% |  |  | 0% |  |  |  |  | 0% |  |  |  |  | 0% |  |  |  | 72.91% |  | SCE_Northern_Wind | 0 | 0 | 0 | 0 | 0 | 0 | 0 | 0 | 0 | 0 | 0 | 0 | 0 | 0 | 0 | 0 | 0 | 0 | 0 | 0 | 0 | 0 | 0 | 0 | 0 | 1.7745 |  | SCE_Northern_Wind | 0 | 0 | 0 | 0 | 0 | 0 | 0 | 0 | 0 | 0 | 0 | 0 | 0 | 0 | 0 | 0 | 0 | 0 | 0 | 0 | 0 | 0 | 0 | 0 | 0 | 0
| SCE | SCE_Utah_New_EGS | 0 | 0 | 0 | 0 | 0 | 0 | 0 | 0 | 0 | 0 | 0 | 0 | 0 | 0 | 0 | 0 | 0 | 0 | 0 | 0 | 0 | 0 | 0 | 0 | 0 | 0 |  |  | SCE_Utah_New_EGS | [11 empty] | 0% |  |  |  |  | 0% |  |  |  |  | 0% |  |  |  | 0% |  | SCE_Utah_New_EGS | 0 | 0 | 0 | 0 | 0 | 0 | 0 | 0 | 0 | 0 | 0 | 0 | 0 | 0 | 0 | 0 | 0 | 0 | 0 | 0 | 0 | 0 | 0 | 0 | 0 | 0 |  | SCE_Utah_New_EGS | 0 | 0 | 0 | 0 | 0 | 0 | 0 | 0 | 0 | 0 | 0 | 0 | 0 | 0 | 0 | 0 | 0 | 0 | 0 | 0 | 0 | 0 | 0 | 0 | 0 | 0
| SCE | SCE_Wyoming_Wind | 0 | 0 | 0 | 0 | 0 | 0 | 0 | 0 | 0 | 0 | 0 | 1.5 | 0 | 0 | 0 | 0 | 3 | 0 | 0 | 0 | 0 | 3 | 0 | 0 | 0 | 5 |  |  | SCE_Wyoming_Wind | [11 empty] | 100% |  |  |  |  | 60% |  |  |  |  | 60% |  |  |  | 100% |  | SCE_Wyoming_Wind | 0 | 0 | 0 | 0 | 0 | 0 | 0 | 0 | 0 | 0 | 0 | 1.5 | 0 | 0 | 0 | 0 | 3 | 0 | 0 | 0 | 0 | 3 | 0 | 0 | 0 | 5 |  | SCE_Wyoming_Wind | 0 | 0 | 0 | 0 | 0 | 0 | 0 | 0 | 0 | 0 | 0 | 0 | 0 | 0 | 0 | 0 | 0 | 0 | 0 | 0 | 0 | 0 | 0 | 0 | 0 | 0
| SDGE | SDGE_Arizona_Solar | 0 | 0 | 0 | 0 | 0 | 0 | 0.085 | 0 | 0.085 | 0 | 0 | 3.6329 | 0 | 0 | 0 | 0 | 13.9781 | 0 | 0 | 0 | 0 | 14.207 | 0 | 0 | 0 | 14.207 |  |  | SDGE_Arizona_Solar | [6 empty] | 0.1914% |  | 0.1914% |  |  | 8.182% |  |  |  |  | 31.48% |  |  |  |  | 32% |  |  |  | 32% |  | SDGE_Arizona_Solar | 0 | 0 | 0 | 0 | 0 | 0 | 0.085 | 0 | 0.085 | 0 | 0 | 0.63285 | 0 | 0 | 0 | 0 | 6.7936 | 0 | 0 | 0 | 0 | 6.7936 | 0 | 0 | 0 | 6.7936 |  | SDGE_Arizona_Solar | 0 | 0 | 0 | 0 | 0 | 0 | 0 | 0 | 0 | 0 | 0 | 3 | 0 | 0 | 0 | 0 | 7.18 | 0 | 0 | 0 | 0 | 7.41 | 0 | 0 | 0 | 7.41
| SDGE | SDGE_Baja_California_Wind | 0 | 0 | 0 | 0 | 0 | 0 | 0.178 | 0 | 0.22948 | 0 | 0 | 0.3525 | 0 | 0 | 0 | 0 | 0.3525 | 0 | 0 | 0 | 0 | 1.6535 | 0 | 0 | 0 | 1.6535 |  |  | SDGE_Baja_California_Wind | [6 empty] | 50.5% |  | 65.1% |  |  | 100% |  |  |  |  | 21.32% |  |  |  |  | 100% |  |  |  | 100% |  | SDGE_Baja_California_Wind | 0 | 0 | 0 | 0 | 0 | 0 | 0.178 | 0 | 0.22948 | 0 | 0 | 0.3525 | 0 | 0 | 0 | 0 | 0.3525 | 0 | 0 | 0 | 0 | 1.6535 | 0 | 0 | 0 | 1.6535 |  | SDGE_Baja_California_Wind | 0 | 0 | 0 | 0 | 0 | 0 | 0 | 0 | 0 | 0 | 0 | 0 | 0 | 0 | 0 | 0 | 0 | 0 | 0 | 0 | 0 | 0 | 0 | 0 | 0 | 0
| SDGE | SDGE_Distributed_Solar | 0 | 0 | 0 | 0 | 0 | 0 | 0 | 0 | 0 | 0 | 0 | 0 | 0 | 0 | 0 | 0 | 0 | 0 | 0 | 0 | 0 | 0 | 0 | 0 | 0 | 0 |  |  | SDGE_Distributed_Solar | [6 empty] | 0% |  | 0% |  |  | 0% |  |  |  |  | 0% |  |  |  |  | 0% |  |  |  | 0% |  | SDGE_Distributed_Solar | 0 | 0 | 0 | 0 | 0 | 0 | 0 | 0 | 0 | 0 | 0 | 0 | 0 | 0 | 0 | 0 | 0 | 0 | 0 | 0 | 0 | 0 | 0 | 0 | 0 | 0 |  | SDGE_Distributed_Solar | 0 | 0 | 0 | 0 | 0 | 0 | 0 | 0 | 0 | 0 | 0 | 0 | 0 | 0 | 0 | 0 | 0 | 0 | 0 | 0 | 0 | 0 | 0 | 0 | 0 | 0
| SDGE | SDGE_Imperial_Solar | 0 | 0 | 0 | 0 | 0 | 0 | 0.09 | 0 | 0.19 | 0 | 0 | 0.19 | 0 | 0 | 0 | 0 | 0.19 | 0 | 0 | 0 | 0 | 0.19 | 0 | 0 | 0 | 0.43904 |  |  | SDGE_Imperial_Solar | [6 empty] | 0.6725% |  | 1.42% |  |  | 1.42% |  |  |  |  | 1.42% |  |  |  |  | 1.42% |  |  |  | 3.281% |  | SDGE_Imperial_Solar | 0 | 0 | 0 | 0 | 0 | 0 | 0.09 | 0 | 0.18378 | 0 | 0 | 0.18378 | 0 | 0 | 0 | 0 | 0.18378 | 0 | 0 | 0 | 0 | 0.18378 | 0 | 0 | 0 | 0.32854 |  | SDGE_Imperial_Solar | 0 | 0 | 0 | 0 | 0 | 0 | 0 | 0 | 0.01 | 0 | 0 | 0.01 | 0 | 0 | 0 | 0 | 0.01 | 0 | 0 | 0 | 0 | 0.01 | 0 | 0 | 0 | 0.11
| SDGE | SDGE_Imperial_Wind | 0 | 0 | 0 | 0 | 0 | 0 | 0 | 0 | 0.1938 | 0 | 0 | 0.63835 | 0 | 0 | 0 | 0 | 0.63835 | 0 | 0 | 0 | 0 | 0.63835 | 0 | 0 | 0 | 0.97062 |  |  | SDGE_Imperial_Wind | [8 empty] | 100% |  |  | 91.25% |  |  |  |  | 65.77% |  |  |  |  | 65.77% |  |  |  | 100% |  | SDGE_Imperial_Wind | 0 | 0 | 0 | 0 | 0 | 0 | 0 | 0 | 0.1938 | 0 | 0 | 0.63835 | 0 | 0 | 0 | 0 | 0.63835 | 0 | 0 | 0 | 0 | 0.63835 | 0 | 0 | 0 | 0.97062 |  | SDGE_Imperial_Wind | 0 | 0 | 0 | 0 | 0 | 0 | 0 | 0 | 0 | 0 | 0 | 0 | 0 | 0 | 0 | 0 | 0 | 0 | 0 | 0 | 0 | 0 | 0 | 0 | 0 | 0
| SDGE | SDGE_LDES_12hr | 0 | 0 | 0 | 0 | 0 | 0 | 0 | 0 | 0 | 0 | 0 | 0 | 0 | 0 | 0 | 0 | 0.5 | 0 | 0 | 0 | 0 | 0.5 | 0 | 0 | 0 | 0.5 |  |  | SDGE_LDES_12hr | [16 empty] | 100% |  |  |  |  | 100% |  |  |  | 100% |  | SDGE_LDES_12hr | 0 | 0 | 0 | 0 | 0 | 0 | 0 | 0 | 0 | 0 | 0 | 0 | 0 | 0 | 0 | 0 | 0.5 | 0 | 0 | 0 | 0 | 0.5 | 0 | 0 | 0 | 0.5 |  | SDGE_LDES_12hr | 0 | 0 | 0 | 0 | 0 | 0 | 0 | 0 | 0 | 0 | 0 | 0 | 0 | 0 | 0 | 0 | 0 | 0 | 0 | 0 | 0 | 0 | 0 | 0 | 0 | 0
| SDGE | SDGE_New_Biomass | 0 | 0 | 0 | 0 | 0 | 0 | 0 | 0 | 0 | 0 | 0 | 0 | 0 | 0 | 0 | 0 | 0 | 0 | 0 | 0 | 0 | 0 | 0 | 0 | 0 | 0 |  |  | SDGE_New_Biomass | [8 empty] | 0% |  |  | 0% |  |  |  |  | 0% |  |  |  |  | 0% |  |  |  | 0% |  | SDGE_New_Biomass | 0 | 0 | 0 | 0 | 0 | 0 | 0 | 0 | 0 | 0 | 0 | 0 | 0 | 0 | 0 | 0 | 0 | 0 | 0 | 0 | 0 | 0 | 0 | 0 | 0 | 0 |  | SDGE_New_Biomass | 0 | 0 | 0 | 0 | 0 | 0 | 0 | 0 | 0 | 0 | 0 | 0 | 0 | 0 | 0 | 0 | 0 | 0 | 0 | 0 | 0 | 0 | 0 | 0 | 0 | 0
| SDGE | SDGE_New_EGS | 0 | 0 | 0 | 0 | 0 | 0 | 0 | 0 | 0 | 0 | 0 | 0 | 0 | 0 | 0 | 0 | 0 | 0 | 0 | 0 | 0 | 0 | 0 | 0 | 0 | 0 |  |  | SDGE_New_EGS | [11 empty] | 0% |  |  |  |  | 0% |  |  |  |  | 0% |  |  |  | 0% |  | SDGE_New_EGS | 0 | 0 | 0 | 0 | 0 | 0 | 0 | 0 | 0 | 0 | 0 | 0 | 0 | 0 | 0 | 0 | 0 | 0 | 0 | 0 | 0 | 0 | 0 | 0 | 0 | 0 |  | SDGE_New_EGS | 0 | 0 | 0 | 0 | 0 | 0 | 0 | 0 | 0 | 0 | 0 | 0 | 0 | 0 | 0 | 0 | 0 | 0 | 0 | 0 | 0 | 0 | 0 | 0 | 0 | 0
| SDGE | SDGE_New_Gas_CCGT | 0 | 0 | 0 | 0 | 0 | 0 | 0 | 0 | 0 | 0 | 0 | 0 | 0 | 0 | 0 | 0 | 0 | 0 | 0 | 0 | 0 | 0 | 0 | 0 | 0 | 0 |  |  | SDGE_New_Gas_CCGT | [11 empty] | unlimited |  |  |  |  | unlimited |  |  |  |  | unlimited |  |  |  | unlimited |  | SDGE_New_Gas_CCGT | 0 | 0 | 0 | 0 | 0 | 0 | 0 | 0 | 0 | 0 | 0 | 0 | 0 | 0 | 0 | 0 | 0 | 0 | 0 | 0 | 0 | 0 | 0 | 0 | 0 | 1.0878e-14 |  | SDGE_New_Gas_CCGT | 0 | 0 | 0 | 0 | 0 | 0 | 0 | 0 | 0 | 0 | 0 | 0 | 0 | 0 | 0 | 0 | 0 | 0 | 0 | 0 | 0 | 0 | 0 | 0 | 0 | 0
| SDGE | SDGE_New_Gas_CT | 0 | 0 | 0 | 0 | 0 | 0 | 0 | 0 | 0 | 0 | 0 | 0 | 0 | 0 | 0 | 0 | 0 | 0 | 0 | 0 | 0 | 0 | 0 | 0 | 0 | 0 |  |  | SDGE_New_Gas_CT | [11 empty] | unlimited |  |  |  |  | unlimited |  |  |  |  | unlimited |  |  |  | unlimited |  | SDGE_New_Gas_CT | 0 | 0 | 0 | 0 | 0 | 0 | 0 | 0 | 0 | 0 | 0 | 0 | 0 | 0 | 0 | 0 | 0 | 0 | 0 | 0 | 0 | -1.4618e-14 | 0 | 0 | 0 | 0 |  | SDGE_New_Gas_CT | 0 | 0 | 0 | 0 | 0 | 0 | 0 | 0 | 0 | 0 | 0 | 0 | 0 | 0 | 0 | 0 | 0 | 0 | 0 | 0 | 0 | 0 | 0 | 0 | 0 | 0
| SDGE | SDGE_New_Gas_RICE | 0 | 0 | 0 | 0 | 0 | 0 | 0 | 0 | 0 | 0 | 0 | 0 | 0 | 0 | 0 | 0 | 0 | 0 | 0 | 0 | 0 | 0 | 0 | 0 | 0 | 0 |  |  | SDGE_New_Gas_RICE | [11 empty] | unlimited |  |  |  |  | unlimited |  |  |  |  | unlimited |  |  |  | unlimited |  | SDGE_New_Gas_RICE | 0 | 0 | 0 | 0 | 0 | 0 | 0 | 0 | 0 | 0 | 0 | 0 | 0 | 0 | 0 | 0 | 0 | 0 | 0 | 0 | 0 | 0 | 0 | 0 | 0 | 0 |  | SDGE_New_Gas_RICE | 0 | 0 | 0 | 0 | 0 | 0 | 0 | 0 | 0 | 0 | 0 | 0 | 0 | 0 | 0 | 0 | 0 | 0 | 0 | 0 | 0 | 0 | 0 | 0 | 0 | 0
| SDGE | SDGE_New_Geothermal | 0 | 0 | 0 | 0 | 0 | 0 | 0 | 0 | 0.083 | 0 | 0 | 0.083 | 0 | 0 | 0 | 0 | 0.5286 | 0 | 0 | 0 | 0 | 0.5286 | 0 | 0 | 0 | 0.5286 |  |  | SDGE_New_Geothermal | [6 empty] | 0% |  | 15.7% |  |  | 15.7% |  |  |  |  | 100% |  |  |  |  | 100% |  |  |  | 100% |  | SDGE_New_Geothermal | 0 | 0 | 0 | 0 | 0 | 0 | -5.89e-15 | 0 | 0.083 | 0 | 0 | 0.083 | 0 | 0 | 0 | 0 | 0.5286 | 0 | 0 | 0 | 0 | 0.5286 | 0 | 0 | 0 | 0.5286 |  | SDGE_New_Geothermal | 0 | 0 | 0 | 0 | 0 | 0 | 0 | 0 | 0 | 0 | 0 | 0 | 0 | 0 | 0 | 0 | 0 | 0 | 0 | 0 | 0 | 0 | 0 | 0 | 0 | 0
| SDGE | SDGE_New_Li_Battery_4hr | 0 | 0 | 0 | 0 | 0 | 0 | 0.6595 | 0 | 0.7595 | 0 | 0 | 0.7595 | 0 | 0 | 0 | 0 | 0.7595 | 0 | 0 | 0 | 0 | 0.7595 | 0 | 0 | 0 | 0.7595 |  |  | SDGE_New_Li_Battery_4hr | [21 empty] | unlimited |  |  |  | unlimited |  | SDGE_New_Li_Battery_4hr | 0 | 0 | 0 | 0 | 0 | 0 | 0.6595 | 0 | 0.7595 | 0 | 0 | 0.7595 | 0 | 0 | 0 | 0 | 0.7595 | 0 | 0 | 0 | 0 | 0.7595 | 0 | 0 | 0 | 0.7595 |  | SDGE_New_Li_Battery_4hr | 0 | 0 | 0 | 0 | 0 | 0 | 0 | 0 | 0 | 0 | 0 | 0 | 0 | 0 | 0 | 0 | 0 | 0 | 0 | 0 | 0 | 0 | 0 | 0 | 0 | 0
| SDGE | SDGE_New_Li_Battery_8hr | 0 | 0 | 0 | 0 | 0 | 0 | 0.02543 | 0 | 0.02543 | 0 | 0 | 1.3331 | 0 | 0 | 0 | 0 | 1.3495 | 0 | 0 | 0 | 0 | 1.3495 | 0 | 0 | 0 | 1.3514 |  |  | SDGE_New_Li_Battery_8hr | [21 empty] | unlimited |  |  |  | unlimited |  | SDGE_New_Li_Battery_8hr | 0 | 0 | 0 | 0 | 0 | 0 | 0.02543 | 0 | 0.02543 | 0 | 0 | 1.3331 | 0 | 0 | 0 | 0 | 1.3495 | 0 | 0 | 0 | 0 | 1.3495 | 0 | 0 | 0 | 1.3514 |  | SDGE_New_Li_Battery_8hr | 0 | 0 | 0 | 0 | 0 | 0 | 0 | 0 | 0 | 0 | 0 | 0 | 0 | 0 | 0 | 0 | 0 | 0 | 0 | 0 | 0 | 0 | 0 | 0 | 0 | 0
|  |  | 0 | 0 | 0 | 0 | 0 | 0 | 0 | 0 | 0 | 0 | 0 | 0 | 0 | 0 | 0 | 0 | 0 | 0 | 0 | 0 | 0 | 0 | 0 | 0 | 0 | 0
|  |  | 0 | 0 | 0 | 0 | 0 | 0 | 0 | 0 | 0 | 0 | 0 | 0 | 0 | 0 | 0 | 0 | 0 | 0 | 0 | 0 | 0 | 0 | 0 | 0 | 0 | 0
|  |  | 0 | 0 | 0 | 0 | 0 | 0 | 0 | 0 | 0 | 0 | 0 | 0 | 0 | 0 | 0 | 0 | 0 | 0 | 0 | 0 | 0 | 0 | 0 | 0 | 0 | 0
|  |  | 0 | 0 | 0 | 0 | 0 | 0 | 0 | 0 | 0 | 0 | 0 | 0 | 0 | 0 | 0 | 0 | 0 | 0 | 0 | 0 | 0 | 0 | 0 | 0 | 0 | 0
|  |  | 0 | 0 | 0 | 0 | 0 | 0 | 0 | 0 | 0 | 0 | 0 | 0 | 0 | 0 | 0 | 0 | 0 | 0 | 0 | 0 | 0 | 0 | 0 | 0 | 0 | 0
|  |  | 0 | 0 | 0 | 0 | 0 | 0 | 0 | 0 | 0 | 0 | 0 | 0 | 0 | 0 | 0 | 0 | 0 | 0 | 0 | 0 | 0 | 0 | 0 | 0 | 0 | 0
|  |  | 0 | 0 | 0 | 0 | 0 | 0 | 0 | 0 | 0 | 0 | 0 | 0 | 0 | 0 | 0 | 0 | 0 | 0 | 0 | 0 | 0 | 0 | 0 | 0 | 0 | 0
|  |  | 0 | 0 | 0 | 0 | 0 | 0 | 0 | 0 | 0 | 0 | 0 | 0 | 0 | 0 | 0 | 0 | 0 | 0 | 0 | 0 | 0 | 0 | 0 | 0 | 0 | 0
|  |  | 0 | 0 | 0 | 0 | 0 | 0 | 0 | 0 | 0 | 0 | 0 | 0 | 0 | 0 | 0 | 0 | 0 | 0 | 0 | 0 | 0 | 0 | 0 | 0 | 0 | 0
|  |  | 0 | 0 | 0 | 0 | 0 | 0 | 0 | 0 | 0 | 0 | 0 | 0 | 0 | 0 | 0 | 0 | 0 | 0 | 0 | 0 | 0 | 0 | 0 | 0 | 0 | 0
|  |  | 0 | 0 | 0 | 0 | 0 | 0 | 0 | 0 | 0 | 0 | 0 | 0 | 0 | 0 | 0 | 0 | 0 | 0 | 0 | 0 | 0 | 0 | 0 | 0 | 0 | 0
|  |  | 0 | 0 | 0 | 0 | 0 | 0 | 0 | 0 | 0 | 0 | 0 | 0 | 0 | 0 | 0 | 0 | 0 | 0 | 0 | 0 | 0 | 0 | 0 | 0 | 0 | 0
|  |  | 0 | 0 | 0 | 0 | 0 | 0 | 0 | 0 | 0 | 0 | 0 | 0 | 0 | 0 | 0 | 0 | 0 | 0 | 0 | 0 | 0 | 0 | 0 | 0 | 0 | 0
|  |  | 0 | 0 | 0 | 0 | 0 | 0 | 0 | 0 | 0 | 0 | 0 | 0 | 0 | 0 | 0 | 0 | 0 | 0 | 0 | 0 | 0 | 0 | 0 | 0 | 0 | 0
|  |  | 0 | 0 | 0 | 0 | 0 | 0 | 0 | 0 | 0 | 0 | 0 | 0 | 0 | 0 | 0 | 0 | 0 | 0 | 0 | 0 | 0 | 0 | 0 | 0 | 0 | 0
|  | Total | 0 | 0 | 0 | 0 | 0 | 0 | 9.8866 | 0 | 26.7941 | 0 | 0 | 63.1392 | 0 | 0 | 0 | 0 | 91.0599 | 0 | 0 | 0 | 0 | 111.123 | 0 | 0 | 0 | 136.1957 | [30 empty] | Total | 0 | 0 | 0 | 0 | 0 | 0 | 8.1946 | 0 | 21.1602 | 0 | 0 | 46.1512 | 0 | 0 | 0 | 0 | 67.6302 | 0 | 0 | 0 | 0 | 86.7326 | 0 | 0 | 0 | 108.7712 |  | Total | 0 | 0 | 0 | 0 | 0 | 0 | 1.69 | 0 | 5.65 | 0 | 0 | 17 | 0 | 0 | 0 | 0 | 23.44 | 0 | 0 | 0 | 0 | 24.4 | 0 | 0 | 0 | 27.42
Resource Candidate Project Area (CPA) Detail
|  | Non-Generic CPA Builds (MW) | [28 empty] | FCDS Capacity (MW) | [27 empty] | EODS Capacity (MW)
|  |  | 2020-01-01 | 2021-01-01 | 2022-01-01 | 2023-01-01 | 2024-01-01 | 2025-01-01 | 2026-01-01 | 2027-01-01 | 2028-01-01 | 2029-01-01 | 2030-01-01 | 2031-01-01 | 2032-01-01 | 2033-01-01 | 2034-01-01 | 2035-01-01 | 2036-01-01 | 2037-01-01 | 2038-01-01 | 2039-01-01 | 2040-01-01 | 2041-01-01 | 2042-01-01 | 2043-01-01 | 2044-01-01 | 2045-01-01 | CAISO Study Area | Resource Type |  | 2020-01-01 | 2021-01-01 | 2022-01-01 | 2023-01-01 | 2024-01-01 | 2025-01-01 | 2026-01-01 | 2027-01-01 | 2028-01-01 | 2029-01-01 | 2030-01-01 | 2031-01-01 | 2032-01-01 | 2033-01-01 | 2034-01-01 | 2035-01-01 | 2036-01-01 | 2037-01-01 | 2038-01-01 | 2039-01-01 | 2040-01-01 | 2041-01-01 | 2042-01-01 | 2043-01-01 | 2044-01-01 | 2045-01-01 |  |  | 2020-01-01 | 2021-01-01 | 2022-01-01 | 2023-01-01 | 2024-01-01 | 2025-01-01 | 2026-01-01 | 2027-01-01 | 2028-01-01 | 2029-01-01 | 2030-01-01 | 2031-01-01 | 2032-01-01 | 2033-01-01 | 2034-01-01 | 2035-01-01 | 2036-01-01 | 2037-01-01 | 2038-01-01 | 2039-01-01 | 2040-01-01 | 2041-01-01 | 2042-01-01 | 2043-01-01 | 2044-01-01 | 2045-01-01
| Cape_Mendocino_Offshore_Wind | Cape_Mendocino_Offshore_Wind_Asset | 0 | 0 | 0 | 0 | 0 | 0 | 0 | 0 | 0 | 0 | 0 | 0 | 0 | 0 | 0 | 0 | 0 | 0 | 0 | 0 | 0 | 0 | 0 | 0 | 0 | 0 | PG&E NGBA | Offshore Wind | Cape_Mendocino_Offshore_Wind_Asset | 0 | 0 | 0 | 0 | 0 | 0 | 0 | 0 | 0 | 0 | 0 | 0 | 0 | 0 | 0 | 0 | 0 | 0 | 0 | 0 | 0 | 0 | 0 | 0 | 0 | 0 |  | Cape_Mendocino_Offshore_Wind_Asset | 0 | 0 | 0 | 0 | 0 | 0 | 0 | 0 | 0 | 0 | 0 | 0 | 0 | 0 | 0 | 0 | 0 | 0 | 0 | 0 | 0 | 0 | 0 | 0 | 0 | 0
| Del_Norte_Offshore_Wind | Del_Norte_Offshore_Wind_Asset | 0 | 0 | 0 | 0 | 0 | 0 | 0 | 0 | 0 | 0 | 0 | 0 | 0 | 0 | 0 | 0 | 0 | 0 | 0 | 0 | 0 | 0 | 0 | 0 | 0 | 0 | PG&E NGBA | Offshore Wind | Del_Norte_Offshore_Wind_Asset | 0 | 0 | 0 | 0 | 0 | 0 | 0 | 0 | 0 | 0 | 0 | 0 | 0 | 0 | 0 | 0 | 0 | 0 | 0 | 0 | 0 | 0 | 0 | 0 | 0 | 0 |  | Del_Norte_Offshore_Wind_Asset | 0 | 0 | 0 | 0 | 0 | 0 | 0 | 0 | 0 | 0 | 0 | 0 | 0 | 0 | 0 | 0 | 0 | 0 | 0 | 0 | 0 | 0 | 0 | 0 | 0 | 0
| Humboldt_Bay_Offshore_Wind | Humboldt_Bay_Offshore_Wind_Asset | 0 | 0 | 0 | 0 | 0 | 0 | 0 | 0 | 0 | 0 | 0 | 0 | 0 | 0 | 0 | 0 | 0 | 0 | 0 | 0 | 0 | 1.607 | 0 | 0 | 0 | 1.607 | PG&E NGBA | Offshore Wind | Humboldt_Bay_Offshore_Wind_Asset | 0 | 0 | 0 | 0 | 0 | 0 | 0 | 0 | 0 | 0 | 0 | 0 | 0 | 0 | 0 | 0 | 0 | 0 | 0 | 0 | 0 | 1.607 | 0 | 0 | 0 | 1.607 |  | Humboldt_Bay_Offshore_Wind_Asset | 0 | 0 | 0 | 0 | 0 | 0 | 0 | 0 | 0 | 0 | 0 | 0 | 0 | 0 | 0 | 0 | 0 | 0 | 0 | 0 | 0 | 0 | 0 | 0 | 0 | 0
| Morro_Bay_Offshore_Wind | Morro_Bay_Offshore_Wind_Asset | 0 | 0 | 0 | 0 | 0 | 0 | 0 | 0 | 0 | 0 | 0 | 0 | 0 | 0 | 0 | 0 | 2.924 | 0 | 0 | 0 | 0 | 2.924 | 0 | 0 | 0 | 2.924 | PG&E KERN | Offshore Wind | Morro_Bay_Offshore_Wind_Asset | 0 | 0 | 0 | 0 | 0 | 0 | 0 | 0 | 0 | 0 | 0 | 0 | 0 | 0 | 0 | 0 | 2.924 | 0 | 0 | 0 | 0 | 2.924 | 0 | 0 | 0 | 2.924 |  | Morro_Bay_Offshore_Wind_Asset | 0 | 0 | 0 | 0 | 0 | 0 | 0 | 0 | 0 | 0 | 0 | 0 | 0 | 0 | 0 | 0 | 0 | 0 | 0 | 0 | 0 | 0 | 0 | 0 | 0 | 0
| PGE_New_Biomass | PGE_Biomass_1 | 0 | 0 | 0 | 0 | 0 | 0 | 0 | 0 | 0 | 0 | 0 | 0 | 0 | 0 | 0 | 0 | 0 | 0 | 0 | 0 | 0 | 0 | 0 | 0 | 0 | 0 | Check | Biomass | PGE_Biomass_1 | 0 | 0 | 0 | 0 | 0 | 0 | 0 | 0 | 0 | 0 | 0 | 0 | 0 | 0 | 0 | 0 | 0 | 0 | 0 | 0 | 0 | 0 | 0 | 0 | 0 | 0 |  | PGE_Biomass_1 | 0 | 0 | 0 | 0 | 0 | 0 | 0 | 0 | 0 | 0 | 0 | 0 | 0 | 0 | 0 | 0 | 0 | 0 | 0 | 0 | 0 | 0 | 0 | 0 | 0 | 0
| PGE_Distributed_Solar | PGE_Distributed_Solar_Asset | 0 | 0 | 0 | 0 | 0 | 0 | 0 | 0 | 0 | 0 | 0 | 0 | 0 | 0 | 0 | 0 | 0 | 0 | 0 | 0 | 0 | 0 | 0 | 0 | 0 | 0 | Check | Distributed Solar | PGE_Distributed_Solar_Asset | 0 | 0 | 0 | 0 | 0 | 0 | 0 | 0 | 0 | 0 | 0 | 0 | 0 | 0 | 0 | 0 | 0 | 0 | 0 | 0 | 0 | 0 | 0 | 0 | 0 | 0 |  | PGE_Distributed_Solar_Asset | 0 | 0 | 0 | 0 | 0 | 0 | 0 | 0 | 0 | 0 | 0 | 0 | 0 | 0 | 0 | 0 | 0 | 0 | 0 | 0 | 0 | 0 | 0 | 0 | 0 | 0
PGE_New_EGS_Generic | PGE_New_EGS | PGE_Fresno_EGS_Deep_123 | 0 | 0 | 0 | 0 | 0 | 0 | 0 | 0 | 0 | 0 | 0 | 0 | 0 | 0 | 0 | 0 | 0.0079631 | 0 | 0 | 0 | 0 | 0.0079631 | 0 | 0 | 0 | 0.0079631 | PG&E FRESNO | Geothermal | PGE_Fresno_EGS_Deep_123 | 0 | 0 | 0 | 0 | 0 | 0 | 0 | 0 | 0 | 0 | 0 | 0 | 0 | 0 | 0 | 0 | 0.0079631 | 0 | 0 | 0 | 0 | 0.0079631 | 0 | 0 | 0 | 0.0079631 |  | PGE_Fresno_EGS_Deep_123 | 0 | 0 | 0 | 0 | 0 | 0 | 0 | 0 | 0 | 0 | 0 | 0 | 0 | 0 | 0 | 0 | 0 | 0 | 0 | 0 | 0 | 0 | 0 | 0 | 0 | 0
PGE_New_EGS_Generic | PGE_New_EGS | PGE_Fresno_EGS_Deep_150 | 0 | 0 | 0 | 0 | 0 | 0 | 0 | 0 | 0 | 0 | 0 | 0 | 0 | 0 | 0 | 0 | 0 | 0 | 0 | 0 | 0 | 0 | 0 | 0 | 0 | 0 | PG&E FRESNO | Geothermal | PGE_Fresno_EGS_Deep_150 | 0 | 0 | 0 | 0 | 0 | 0 | 0 | 0 | 0 | 0 | 0 | 0 | 0 | 0 | 0 | 0 | 0 | 0 | 0 | 0 | 0 | 0 | 0 | 0 | 0 | 0 |  | PGE_Fresno_EGS_Deep_150 | 0 | 0 | 0 | 0 | 0 | 0 | 0 | 0 | 0 | 0 | 0 | 0 | 0 | 0 | 0 | 0 | 0 | 0 | 0 | 0 | 0 | 0 | 0 | 0 | 0 | 0
PGE_New_EGS_Generic | PGE_New_EGS | PGE_Fresno_EGS_Deep_158 | 0 | 0 | 0 | 0 | 0 | 0 | 0 | 0 | 0 | 0 | 0 | 0 | 0 | 0 | 0 | 0 | 0 | 0 | 0 | 0 | 0 | 0 | 0 | 0 | 0 | 0 | PG&E FRESNO | Geothermal | PGE_Fresno_EGS_Deep_158 | 0 | 0 | 0 | 0 | 0 | 0 | 0 | 0 | 0 | 0 | 0 | 0 | 0 | 0 | 0 | 0 | 0 | 0 | 0 | 0 | 0 | 0 | 0 | 0 | 0 | 0 |  | PGE_Fresno_EGS_Deep_158 | 0 | 0 | 0 | 0 | 0 | 0 | 0 | 0 | 0 | 0 | 0 | 0 | 0 | 0 | 0 | 0 | 0 | 0 | 0 | 0 | 0 | 0 | 0 | 0 | 0 | 0
PGE_New_EGS_Generic | PGE_New_EGS | PGE_Fresno_EGS_Deep_64 | 0 | 0 | 0 | 0 | 0 | 0 | 0 | 0 | 0 | 0 | 0 | 0 | 0 | 0 | 0 | 0 | 0.16354 | 0 | 0 | 0 | 0 | 0.16354 | 0 | 0 | 0 | 0.16354 | PG&E FRESNO | Geothermal | PGE_Fresno_EGS_Deep_64 | 0 | 0 | 0 | 0 | 0 | 0 | 0 | 0 | 0 | 0 | 0 | 0 | 0 | 0 | 0 | 0 | 0.16354 | 0 | 0 | 0 | 0 | 0.16354 | 0 | 0 | 0 | 0.16354 |  | PGE_Fresno_EGS_Deep_64 | 0 | 0 | 0 | 0 | 0 | 0 | 0 | 0 | 0 | 0 | 0 | 0 | 0 | 0 | 0 | 0 | 0 | 0 | 0 | 0 | 0 | 0 | 0 | 0 | 0 | 0
PGE_New_EGS_Generic | PGE_New_EGS | PGE_Fresno_EGS_Deep_70 | 0 | 0 | 0 | 0 | 0 | 0 | 0 | 0 | 0 | 0 | 0 | 0 | 0 | 0 | 0 | 0 | 0.010403 | 0 | 0 | 0 | 0 | 0.010403 | 0 | 0 | 0 | 0.010403 | PG&E FRESNO | Geothermal | PGE_Fresno_EGS_Deep_70 | 0 | 0 | 0 | 0 | 0 | 0 | 0 | 0 | 0 | 0 | 0 | 0 | 0 | 0 | 0 | 0 | 0.010403 | 0 | 0 | 0 | 0 | 0.010403 | 0 | 0 | 0 | 0.010403 |  | PGE_Fresno_EGS_Deep_70 | 0 | 0 | 0 | 0 | 0 | 0 | 0 | 0 | 0 | 0 | 0 | 0 | 0 | 0 | 0 | 0 | 0 | 0 | 0 | 0 | 0 | 0 | 0 | 0 | 0 | 0
PGE_New_EGS_Generic | PGE_New_EGS | PGE_Fresno_EGS_Deep_71 | 0 | 0 | 0 | 0 | 0 | 0 | 0 | 0 | 0 | 0 | 0 | 0 | 0 | 0 | 0 | 0 | 0.07683 | 0 | 0 | 0 | 0 | 0.07683 | 0 | 0 | 0 | 0.07683 | PG&E FRESNO | Geothermal | PGE_Fresno_EGS_Deep_71 | 0 | 0 | 0 | 0 | 0 | 0 | 0 | 0 | 0 | 0 | 0 | 0 | 0 | 0 | 0 | 0 | 0.07683 | 0 | 0 | 0 | 0 | 0.07683 | 0 | 0 | 0 | 0.07683 |  | PGE_Fresno_EGS_Deep_71 | 0 | 0 | 0 | 0 | 0 | 0 | 0 | 0 | 0 | 0 | 0 | 0 | 0 | 0 | 0 | 0 | 0 | 0 | 0 | 0 | 0 | 0 | 0 | 0 | 0 | 0
PGE_New_EGS_Generic | PGE_New_EGS | PGE_Fresno_EGS_Deep_88 | 0 | 0 | 0 | 0 | 0 | 0 | 0 | 0 | 0 | 0 | 0 | 0 | 0 | 0 | 0 | 0 | 0.0061496 | 0 | 0 | 0 | 0 | 0.0061496 | 0 | 0 | 0 | 0.0061496 | PG&E FRESNO | Geothermal | PGE_Fresno_EGS_Deep_88 | 0 | 0 | 0 | 0 | 0 | 0 | 0 | 0 | 0 | 0 | 0 | 0 | 0 | 0 | 0 | 0 | 0.0061496 | 0 | 0 | 0 | 0 | 0.0061496 | 0 | 0 | 0 | 0.0061496 |  | PGE_Fresno_EGS_Deep_88 | 0 | 0 | 0 | 0 | 0 | 0 | 0 | 0 | 0 | 0 | 0 | 0 | 0 | 0 | 0 | 0 | 0 | 0 | 0 | 0 | 0 | 0 | 0 | 0 | 0 | 0
PGE_LDES_12hr_Generic | PGE_LDES_12hr | PGE_Fresno_LDES_12hr_149 | 0 | 0 | 0 | 0 | 0 | 0 | 0 | 0 | 0 | 0 | 0 | 0 | 0 | 0 | 0 | 0 | 0 | 0 | 0 | 0 | 0 | 0 | 0 | 0 | 0 | 0 | PG&E FRESNO | LDES | PGE_Fresno_LDES_12hr_149 | 0 | 0 | 0 | 0 | 0 | 0 | 0 | 0 | 0 | 0 | 0 | 0 | 0 | 0 | 0 | 0 | 0 | 0 | 0 | 0 | 0 | 0 | 0 | 0 | 0 | 0 |  | PGE_Fresno_LDES_12hr_149 | 0 | 0 | 0 | 0 | 0 | 0 | 0 | 0 | 0 | 0 | 0 | 0 | 0 | 0 | 0 | 0 | 0 | 0 | 0 | 0 | 0 | 0 | 0 | 0 | 0 | 0
PGE_New_Li_Battery_4hr_Generic | PGE_New_Li_Battery_4hr | PGE_Fresno_Li_Battery_4hr_105 | 0 | 0 | 0 | 0 | 0 | 0 | 0 | 0 | 0 | 0 | 0 | 0 | 0 | 0 | 0 | 0 | 0 | 0 | 0 | 0 | 0 | 0 | 0 | 0 | 0 | 0 | PG&E FRESNO | Battery | PGE_Fresno_Li_Battery_4hr_105 | 0 | 0 | 0 | 0 | 0 | 0 | 0 | 0 | 0 | 0 | 0 | 0 | 0 | 0 | 0 | 0 | 0 | 0 | 0 | 0 | 0 | 0 | 0 | 0 | 0 | 0 | Li-ion Battery (4-hr) | PGE_Fresno_Li_Battery_4hr_105 | 0 | 0 | 0 | 0 | 0 | 0 | 0 | 0 | 0 | 0 | 0 | 0 | 0 | 0 | 0 | 0 | 0 | 0 | 0 | 0 | 0 | 0 | 0 | 0 | 0 | 0
PGE_New_Li_Battery_4hr_Generic | PGE_New_Li_Battery_4hr | PGE_Fresno_Li_Battery_4hr_114 | 0 | 0 | 0 | 0 | 0 | 0 | 0 | 0 | 0 | 0 | 0 | 0 | 0 | 0 | 0 | 0 | 0 | 0 | 0 | 0 | 0 | 0 | 0 | 0 | 0 | 0 | PG&E FRESNO | Battery | PGE_Fresno_Li_Battery_4hr_114 | 0 | 0 | 0 | 0 | 0 | 0 | 0 | 0 | 0 | 0 | 0 | 0 | 0 | 0 | 0 | 0 | 0 | 0 | 0 | 0 | 0 | 0 | 0 | 0 | 0 | 0 | Li-ion Battery (4-hr) | PGE_Fresno_Li_Battery_4hr_114 | 0 | 0 | 0 | 0 | 0 | 0 | 0 | 0 | 0 | 0 | 0 | 0 | 0 | 0 | 0 | 0 | 0 | 0 | 0 | 0 | 0 | 0 | 0 | 0 | 0 | 0
PGE_New_Li_Battery_4hr_Generic | PGE_New_Li_Battery_4hr | PGE_Fresno_Li_Battery_4hr_115 | 0 | 0 | 0 | 0 | 0 | 0 | 0 | 0 | 0 | 0 | 0 | 0 | 0 | 0 | 0 | 0 | 0 | 0 | 0 | 0 | 0 | 0 | 0 | 0 | 0 | 0 | PG&E FRESNO | Battery | PGE_Fresno_Li_Battery_4hr_115 | 0 | 0 | 0 | 0 | 0 | 0 | 0 | 0 | 0 | 0 | 0 | 0 | 0 | 0 | 0 | 0 | 0 | 0 | 0 | 0 | 0 | 0 | 0 | 0 | 0 | 0 | Li-ion Battery (4-hr) | PGE_Fresno_Li_Battery_4hr_115 | 0 | 0 | 0 | 0 | 0 | 0 | 0 | 0 | 0 | 0 | 0 | 0 | 0 | 0 | 0 | 0 | 0 | 0 | 0 | 0 | 0 | 0 | 0 | 0 | 0 | 0
PGE_New_Li_Battery_4hr_Generic | PGE_New_Li_Battery_4hr | PGE_Fresno_Li_Battery_4hr_117 | 0 | 0 | 0 | 0 | 0 | 0 | 0 | 0 | 0 | 0 | 0 | 0 | 0 | 0 | 0 | 0 | 0 | 0 | 0 | 0 | 0 | 0 | 0 | 0 | 0 | 0 | PG&E FRESNO | Battery | PGE_Fresno_Li_Battery_4hr_117 | 0 | 0 | 0 | 0 | 0 | 0 | 0 | 0 | 0 | 0 | 0 | 0 | 0 | 0 | 0 | 0 | 0 | 0 | 0 | 0 | 0 | 0 | 0 | 0 | 0 | 0 | Li-ion Battery (4-hr) | PGE_Fresno_Li_Battery_4hr_117 | 0 | 0 | 0 | 0 | 0 | 0 | 0 | 0 | 0 | 0 | 0 | 0 | 0 | 0 | 0 | 0 | 0 | 0 | 0 | 0 | 0 | 0 | 0 | 0 | 0 | 0
PGE_New_Li_Battery_4hr_Generic | PGE_New_Li_Battery_4hr | PGE_Fresno_Li_Battery_4hr_118 | 0 | 0 | 0 | 0 | 0 | 0 | 0 | 0 | 0 | 0 | 0 | 0 | 0 | 0 | 0 | 0 | 0 | 0 | 0 | 0 | 0 | 0 | 0 | 0 | 0 | 0 | PG&E FRESNO | Battery | PGE_Fresno_Li_Battery_4hr_118 | 0 | 0 | 0 | 0 | 0 | 0 | 0 | 0 | 0 | 0 | 0 | 0 | 0 | 0 | 0 | 0 | 0 | 0 | 0 | 0 | 0 | 0 | 0 | 0 | 0 | 0 | Li-ion Battery (4-hr) | PGE_Fresno_Li_Battery_4hr_118 | 0 | 0 | 0 | 0 | 0 | 0 | 0 | 0 | 0 | 0 | 0 | 0 | 0 | 0 | 0 | 0 | 0 | 0 | 0 | 0 | 0 | 0 | 0 | 0 | 0 | 0
PGE_New_Li_Battery_4hr_Generic | PGE_New_Li_Battery_4hr | PGE_Fresno_Li_Battery_4hr_119 | 0 | 0 | 0 | 0 | 0 | 0 | 0 | 0 | 0 | 0 | 0 | 0 | 0 | 0 | 0 | 0 | 0 | 0 | 0 | 0 | 0 | 0 | 0 | 0 | 0 | 0 | PG&E FRESNO | Battery | PGE_Fresno_Li_Battery_4hr_119 | 0 | 0 | 0 | 0 | 0 | 0 | 0 | 0 | 0 | 0 | 0 | 0 | 0 | 0 | 0 | 0 | 0 | 0 | 0 | 0 | 0 | 0 | 0 | 0 | 0 | 0 | Li-ion Battery (4-hr) | PGE_Fresno_Li_Battery_4hr_119 | 0 | 0 | 0 | 0 | 0 | 0 | 0 | 0 | 0 | 0 | 0 | 0 | 0 | 0 | 0 | 0 | 0 | 0 | 0 | 0 | 0 | 0 | 0 | 0 | 0 | 0
PGE_New_Li_Battery_4hr_Generic | PGE_New_Li_Battery_4hr | PGE_Fresno_Li_Battery_4hr_120 | 0 | 0 | 0 | 0 | 0 | 0 | 0 | 0 | 0 | 0 | 0 | 0 | 0 | 0 | 0 | 0 | 0 | 0 | 0 | 0 | 0 | 0 | 0 | 0 | 0 | 0 | PG&E FRESNO | Battery | PGE_Fresno_Li_Battery_4hr_120 | 0 | 0 | 0 | 0 | 0 | 0 | 0 | 0 | 0 | 0 | 0 | 0 | 0 | 0 | 0 | 0 | 0 | 0 | 0 | 0 | 0 | 0 | 0 | 0 | 0 | 0 | Li-ion Battery (4-hr) | PGE_Fresno_Li_Battery_4hr_120 | 0 | 0 | 0 | 0 | 0 | 0 | 0 | 0 | 0 | 0 | 0 | 0 | 0 | 0 | 0 | 0 | 0 | 0 | 0 | 0 | 0 | 0 | 0 | 0 | 0 | 0
PGE_New_Li_Battery_4hr_Generic | PGE_New_Li_Battery_4hr | PGE_Fresno_Li_Battery_4hr_123 | 0 | 0 | 0 | 0 | 0 | 0 | 0 | 0 | 0 | 0 | 0 | 0 | 0 | 0 | 0 | 0 | 0 | 0 | 0 | 0 | 0 | 0 | 0 | 0 | 0 | 0 | PG&E FRESNO | Battery | PGE_Fresno_Li_Battery_4hr_123 | 0 | 0 | 0 | 0 | 0 | 0 | 0 | 0 | 0 | 0 | 0 | 0 | 0 | 0 | 0 | 0 | 0 | 0 | 0 | 0 | 0 | 0 | 0 | 0 | 0 | 0 | Li-ion Battery (4-hr) | PGE_Fresno_Li_Battery_4hr_123 | 0 | 0 | 0 | 0 | 0 | 0 | 0 | 0 | 0 | 0 | 0 | 0 | 0 | 0 | 0 | 0 | 0 | 0 | 0 | 0 | 0 | 0 | 0 | 0 | 0 | 0
PGE_New_Li_Battery_4hr_Generic | PGE_New_Li_Battery_4hr | PGE_Fresno_Li_Battery_4hr_125 | 0 | 0 | 0 | 0 | 0 | 0 | 0 | 0 | 0 | 0 | 0 | 0 | 0 | 0 | 0 | 0 | 0 | 0 | 0 | 0 | 0 | 0 | 0 | 0 | 0 | 0 | PG&E FRESNO | Battery | PGE_Fresno_Li_Battery_4hr_125 | 0 | 0 | 0 | 0 | 0 | 0 | 0 | 0 | 0 | 0 | 0 | 0 | 0 | 0 | 0 | 0 | 0 | 0 | 0 | 0 | 0 | 0 | 0 | 0 | 0 | 0 | Li-ion Battery (4-hr) | PGE_Fresno_Li_Battery_4hr_125 | 0 | 0 | 0 | 0 | 0 | 0 | 0 | 0 | 0 | 0 | 0 | 0 | 0 | 0 | 0 | 0 | 0 | 0 | 0 | 0 | 0 | 0 | 0 | 0 | 0 | 0
PGE_New_Li_Battery_4hr_Generic | PGE_New_Li_Battery_4hr | PGE_Fresno_Li_Battery_4hr_128 | 0 | 0 | 0 | 0 | 0 | 0 | 0 | 0 | 0 | 0 | 0 | 0 | 0 | 0 | 0 | 0 | 0 | 0 | 0 | 0 | 0 | 0 | 0 | 0 | 0 | 0 | PG&E FRESNO | Battery | PGE_Fresno_Li_Battery_4hr_128 | 0 | 0 | 0 | 0 | 0 | 0 | 0 | 0 | 0 | 0 | 0 | 0 | 0 | 0 | 0 | 0 | 0 | 0 | 0 | 0 | 0 | 0 | 0 | 0 | 0 | 0 | Li-ion Battery (4-hr) | PGE_Fresno_Li_Battery_4hr_128 | 0 | 0 | 0 | 0 | 0 | 0 | 0 | 0 | 0 | 0 | 0 | 0 | 0 | 0 | 0 | 0 | 0 | 0 | 0 | 0 | 0 | 0 | 0 | 0 | 0 | 0
PGE_New_Li_Battery_4hr_Generic | PGE_New_Li_Battery_4hr | PGE_Fresno_Li_Battery_4hr_129 | 0 | 0 | 0 | 0 | 0 | 0 | 0 | 0 | 0 | 0 | 0 | 0 | 0 | 0 | 0 | 0 | 0 | 0 | 0 | 0 | 0 | 0 | 0 | 0 | 0 | 0 | PG&E FRESNO | Battery | PGE_Fresno_Li_Battery_4hr_129 | 0 | 0 | 0 | 0 | 0 | 0 | 0 | 0 | 0 | 0 | 0 | 0 | 0 | 0 | 0 | 0 | 0 | 0 | 0 | 0 | 0 | 0 | 0 | 0 | 0 | 0 | Li-ion Battery (4-hr) | PGE_Fresno_Li_Battery_4hr_129 | 0 | 0 | 0 | 0 | 0 | 0 | 0 | 0 | 0 | 0 | 0 | 0 | 0 | 0 | 0 | 0 | 0 | 0 | 0 | 0 | 0 | 0 | 0 | 0 | 0 | 0
PGE_New_Li_Battery_4hr_Generic | PGE_New_Li_Battery_4hr | PGE_Fresno_Li_Battery_4hr_133 | 0 | 0 | 0 | 0 | 0 | 0 | 0 | 0 | 0 | 0 | 0 | 0 | 0 | 0 | 0 | 0 | 0 | 0 | 0 | 0 | 0 | 0 | 0 | 0 | 0 | 0 | PG&E FRESNO | Battery | PGE_Fresno_Li_Battery_4hr_133 | 0 | 0 | 0 | 0 | 0 | 0 | 0 | 0 | 0 | 0 | 0 | 0 | 0 | 0 | 0 | 0 | 0 | 0 | 0 | 0 | 0 | 0 | 0 | 0 | 0 | 0 | Li-ion Battery (4-hr) | PGE_Fresno_Li_Battery_4hr_133 | 0 | 0 | 0 | 0 | 0 | 0 | 0 | 0 | 0 | 0 | 0 | 0 | 0 | 0 | 0 | 0 | 0 | 0 | 0 | 0 | 0 | 0 | 0 | 0 | 0 | 0
PGE_New_Li_Battery_4hr_Generic | PGE_New_Li_Battery_4hr | PGE_Fresno_Li_Battery_4hr_134 | 0 | 0 | 0 | 0 | 0 | 0 | 0 | 0 | 0 | 0 | 0 | 0 | 0 | 0 | 0 | 0 | 0 | 0 | 0 | 0 | 0 | 0 | 0 | 0 | 0 | 0 | PG&E FRESNO | Battery | PGE_Fresno_Li_Battery_4hr_134 | 0 | 0 | 0 | 0 | 0 | 0 | 0 | 0 | 0 | 0 | 0 | 0 | 0 | 0 | 0 | 0 | 0 | 0 | 0 | 0 | 0 | 0 | 0 | 0 | 0 | 0 | Li-ion Battery (4-hr) | PGE_Fresno_Li_Battery_4hr_134 | 0 | 0 | 0 | 0 | 0 | 0 | 0 | 0 | 0 | 0 | 0 | 0 | 0 | 0 | 0 | 0 | 0 | 0 | 0 | 0 | 0 | 0 | 0 | 0 | 0 | 0
PGE_New_Li_Battery_4hr_Generic | PGE_New_Li_Battery_4hr | PGE_Fresno_Li_Battery_4hr_135 | 0 | 0 | 0 | 0 | 0 | 0 | 0 | 0 | 0 | 0 | 0 | 0 | 0 | 0 | 0 | 0 | 0 | 0 | 0 | 0 | 0 | 0 | 0 | 0 | 0 | 0 | PG&E FRESNO | Battery | PGE_Fresno_Li_Battery_4hr_135 | 0 | 0 | 0 | 0 | 0 | 0 | 0 | 0 | 0 | 0 | 0 | 0 | 0 | 0 | 0 | 0 | 0 | 0 | 0 | 0 | 0 | 0 | 0 | 0 | 0 | 0 | Li-ion Battery (4-hr) | PGE_Fresno_Li_Battery_4hr_135 | 0 | 0 | 0 | 0 | 0 | 0 | 0 | 0 | 0 | 0 | 0 | 0 | 0 | 0 | 0 | 0 | 0 | 0 | 0 | 0 | 0 | 0 | 0 | 0 | 0 | 0
PGE_New_Li_Battery_4hr_Generic | PGE_New_Li_Battery_4hr | PGE_Fresno_Li_Battery_4hr_136 | 0 | 0 | 0 | 0 | 0 | 0 | 0 | 0 | 0 | 0 | 0 | 0 | 0 | 0 | 0 | 0 | 0 | 0 | 0 | 0 | 0 | 0 | 0 | 0 | 0 | 0 | PG&E FRESNO | Battery | PGE_Fresno_Li_Battery_4hr_136 | 0 | 0 | 0 | 0 | 0 | 0 | 0 | 0 | 0 | 0 | 0 | 0 | 0 | 0 | 0 | 0 | 0 | 0 | 0 | 0 | 0 | 0 | 0 | 0 | 0 | 0 | Li-ion Battery (4-hr) | PGE_Fresno_Li_Battery_4hr_136 | 0 | 0 | 0 | 0 | 0 | 0 | 0 | 0 | 0 | 0 | 0 | 0 | 0 | 0 | 0 | 0 | 0 | 0 | 0 | 0 | 0 | 0 | 0 | 0 | 0 | 0
PGE_New_Li_Battery_4hr_Generic | PGE_New_Li_Battery_4hr | PGE_Fresno_Li_Battery_4hr_137 | 0 | 0 | 0 | 0 | 0 | 0 | 0 | 0 | 0 | 0 | 0 | 0 | 0 | 0 | 0 | 0 | 0 | 0 | 0 | 0 | 0 | 0 | 0 | 0 | 0 | 0 | PG&E FRESNO | Battery | PGE_Fresno_Li_Battery_4hr_137 | 0 | 0 | 0 | 0 | 0 | 0 | 0 | 0 | 0 | 0 | 0 | 0 | 0 | 0 | 0 | 0 | 0 | 0 | 0 | 0 | 0 | 0 | 0 | 0 | 0 | 0 | Li-ion Battery (4-hr) | PGE_Fresno_Li_Battery_4hr_137 | 0 | 0 | 0 | 0 | 0 | 0 | 0 | 0 | 0 | 0 | 0 | 0 | 0 | 0 | 0 | 0 | 0 | 0 | 0 | 0 | 0 | 0 | 0 | 0 | 0 | 0
PGE_New_Li_Battery_4hr_Generic | PGE_New_Li_Battery_4hr | PGE_Fresno_Li_Battery_4hr_138 | 0 | 0 | 0 | 0 | 0 | 0 | 0 | 0 | 0 | 0 | 0 | 0 | 0 | 0 | 0 | 0 | 0 | 0 | 0 | 0 | 0 | 0 | 0 | 0 | 0 | 0 | PG&E FRESNO | Battery | PGE_Fresno_Li_Battery_4hr_138 | 0 | 0 | 0 | 0 | 0 | 0 | 0 | 0 | 0 | 0 | 0 | 0 | 0 | 0 | 0 | 0 | 0 | 0 | 0 | 0 | 0 | 0 | 0 | 0 | 0 | 0 | Li-ion Battery (4-hr) | PGE_Fresno_Li_Battery_4hr_138 | 0 | 0 | 0 | 0 | 0 | 0 | 0 | 0 | 0 | 0 | 0 | 0 | 0 | 0 | 0 | 0 | 0 | 0 | 0 | 0 | 0 | 0 | 0 | 0 | 0 | 0
PGE_New_Li_Battery_4hr_Generic | PGE_New_Li_Battery_4hr | PGE_Fresno_Li_Battery_4hr_139 | 0 | 0 | 0 | 0 | 0 | 0 | 0 | 0 | 0 | 0 | 0 | 0 | 0 | 0 | 0 | 0 | 0 | 0 | 0 | 0 | 0 | 0 | 0 | 0 | 0 | 0 | PG&E FRESNO | Battery | PGE_Fresno_Li_Battery_4hr_139 | 0 | 0 | 0 | 0 | 0 | 0 | 0 | 0 | 0 | 0 | 0 | 0 | 0 | 0 | 0 | 0 | 0 | 0 | 0 | 0 | 0 | 0 | 0 | 0 | 0 | 0 | Li-ion Battery (4-hr) | PGE_Fresno_Li_Battery_4hr_139 | 0 | 0 | 0 | 0 | 0 | 0 | 0 | 0 | 0 | 0 | 0 | 0 | 0 | 0 | 0 | 0 | 0 | 0 | 0 | 0 | 0 | 0 | 0 | 0 | 0 | 0
PGE_New_Li_Battery_4hr_Generic | PGE_New_Li_Battery_4hr | PGE_Fresno_Li_Battery_4hr_140 | 0 | 0 | 0 | 0 | 0 | 0 | 0 | 0 | 0 | 0 | 0 | 0 | 0 | 0 | 0 | 0 | 0 | 0 | 0 | 0 | 0 | 0 | 0 | 0 | 0 | 0 | PG&E FRESNO | Battery | PGE_Fresno_Li_Battery_4hr_140 | 0 | 0 | 0 | 0 | 0 | 0 | 0 | 0 | 0 | 0 | 0 | 0 | 0 | 0 | 0 | 0 | 0 | 0 | 0 | 0 | 0 | 0 | 0 | 0 | 0 | 0 | Li-ion Battery (4-hr) | PGE_Fresno_Li_Battery_4hr_140 | 0 | 0 | 0 | 0 | 0 | 0 | 0 | 0 | 0 | 0 | 0 | 0 | 0 | 0 | 0 | 0 | 0 | 0 | 0 | 0 | 0 | 0 | 0 | 0 | 0 | 0
PGE_New_Li_Battery_4hr_Generic | PGE_New_Li_Battery_4hr | PGE_Fresno_Li_Battery_4hr_142 | 0 | 0 | 0 | 0 | 0 | 0 | 0 | 0 | 0 | 0 | 0 | 0 | 0 | 0 | 0 | 0 | 0 | 0 | 0 | 0 | 0 | 0 | 0 | 0 | 0 | 0 | PG&E FRESNO | Battery | PGE_Fresno_Li_Battery_4hr_142 | 0 | 0 | 0 | 0 | 0 | 0 | 0 | 0 | 0 | 0 | 0 | 0 | 0 | 0 | 0 | 0 | 0 | 0 | 0 | 0 | 0 | 0 | 0 | 0 | 0 | 0 | Li-ion Battery (4-hr) | PGE_Fresno_Li_Battery_4hr_142 | 0 | 0 | 0 | 0 | 0 | 0 | 0 | 0 | 0 | 0 | 0 | 0 | 0 | 0 | 0 | 0 | 0 | 0 | 0 | 0 | 0 | 0 | 0 | 0 | 0 | 0
PGE_New_Li_Battery_4hr_Generic | PGE_New_Li_Battery_4hr | PGE_Fresno_Li_Battery_4hr_145 | 0 | 0 | 0 | 0 | 0 | 0 | 0 | 0 | 0 | 0 | 0 | 0 | 0 | 0 | 0 | 0 | 0 | 0 | 0 | 0 | 0 | 0 | 0 | 0 | 0 | 0 | PG&E FRESNO | Battery | PGE_Fresno_Li_Battery_4hr_145 | 0 | 0 | 0 | 0 | 0 | 0 | 0 | 0 | 0 | 0 | 0 | 0 | 0 | 0 | 0 | 0 | 0 | 0 | 0 | 0 | 0 | 0 | 0 | 0 | 0 | 0 | Li-ion Battery (4-hr) | PGE_Fresno_Li_Battery_4hr_145 | 0 | 0 | 0 | 0 | 0 | 0 | 0 | 0 | 0 | 0 | 0 | 0 | 0 | 0 | 0 | 0 | 0 | 0 | 0 | 0 | 0 | 0 | 0 | 0 | 0 | 0
PGE_New_Li_Battery_4hr_Generic | PGE_New_Li_Battery_4hr | PGE_Fresno_Li_Battery_4hr_148 | 0 | 0 | 0 | 0 | 0 | 0 | 0 | 0 | 0 | 0 | 0 | 0 | 0 | 0 | 0 | 0 | 0 | 0 | 0 | 0 | 0 | 0 | 0 | 0 | 0 | 0 | PG&E FRESNO | Battery | PGE_Fresno_Li_Battery_4hr_148 | 0 | 0 | 0 | 0 | 0 | 0 | 0 | 0 | 0 | 0 | 0 | 0 | 0 | 0 | 0 | 0 | 0 | 0 | 0 | 0 | 0 | 0 | 0 | 0 | 0 | 0 | Li-ion Battery (4-hr) | PGE_Fresno_Li_Battery_4hr_148 | 0 | 0 | 0 | 0 | 0 | 0 | 0 | 0 | 0 | 0 | 0 | 0 | 0 | 0 | 0 | 0 | 0 | 0 | 0 | 0 | 0 | 0 | 0 | 0 | 0 | 0
PGE_New_Li_Battery_4hr_Generic | PGE_New_Li_Battery_4hr | PGE_Fresno_Li_Battery_4hr_149 | 0 | 0 | 0 | 0 | 0 | 0 | 0 | 0 | 0 | 0 | 0 | 0 | 0 | 0 | 0 | 0 | 0 | 0 | 0 | 0 | 0 | 0 | 0 | 0 | 0 | 0 | PG&E FRESNO | Battery | PGE_Fresno_Li_Battery_4hr_149 | 0 | 0 | 0 | 0 | 0 | 0 | 0 | 0 | 0 | 0 | 0 | 0 | 0 | 0 | 0 | 0 | 0 | 0 | 0 | 0 | 0 | 0 | 0 | 0 | 0 | 0 | Li-ion Battery (4-hr) | PGE_Fresno_Li_Battery_4hr_149 | 0 | 0 | 0 | 0 | 0 | 0 | 0 | 0 | 0 | 0 | 0 | 0 | 0 | 0 | 0 | 0 | 0 | 0 | 0 | 0 | 0 | 0 | 0 | 0 | 0 | 0
PGE_New_Li_Battery_4hr_Generic | PGE_New_Li_Battery_4hr | PGE_Fresno_Li_Battery_4hr_150 | 0 | 0 | 0 | 0 | 0 | 0 | 0 | 0 | 0 | 0 | 0 | 0 | 0 | 0 | 0 | 0 | 0 | 0 | 0 | 0 | 0 | 0 | 0 | 0 | 0 | 0 | PG&E FRESNO | Battery | PGE_Fresno_Li_Battery_4hr_150 | 0 | 0 | 0 | 0 | 0 | 0 | 0 | 0 | 0 | 0 | 0 | 0 | 0 | 0 | 0 | 0 | 0 | 0 | 0 | 0 | 0 | 0 | 0 | 0 | 0 | 0 | Li-ion Battery (4-hr) | PGE_Fresno_Li_Battery_4hr_150 | 0 | 0 | 0 | 0 | 0 | 0 | 0 | 0 | 0 | 0 | 0 | 0 | 0 | 0 | 0 | 0 | 0 | 0 | 0 | 0 | 0 | 0 | 0 | 0 | 0 | 0
PGE_New_Li_Battery_4hr_Generic | PGE_New_Li_Battery_4hr | PGE_Fresno_Li_Battery_4hr_152 | 0 | 0 | 0 | 0 | 0 | 0 | 0 | 0 | 0 | 0 | 0 | 0 | 0 | 0 | 0 | 0 | 0 | 0 | 0 | 0 | 0 | 0 | 0 | 0 | 0 | 0 | PG&E FRESNO | Battery | PGE_Fresno_Li_Battery_4hr_152 | 0 | 0 | 0 | 0 | 0 | 0 | 0 | 0 | 0 | 0 | 0 | 0 | 0 | 0 | 0 | 0 | 0 | 0 | 0 | 0 | 0 | 0 | 0 | 0 | 0 | 0 | Li-ion Battery (4-hr) | PGE_Fresno_Li_Battery_4hr_152 | 0 | 0 | 0 | 0 | 0 | 0 | 0 | 0 | 0 | 0 | 0 | 0 | 0 | 0 | 0 | 0 | 0 | 0 | 0 | 0 | 0 | 0 | 0 | 0 | 0 | 0
PGE_New_Li_Battery_4hr_Generic | PGE_New_Li_Battery_4hr | PGE_Fresno_Li_Battery_4hr_158 | 0 | 0 | 0 | 0 | 0 | 0 | 0 | 0 | 0 | 0 | 0 | 0 | 0 | 0 | 0 | 0 | 0 | 0 | 0 | 0 | 0 | 0 | 0 | 0 | 0 | 0 | PG&E FRESNO | Battery | PGE_Fresno_Li_Battery_4hr_158 | 0 | 0 | 0 | 0 | 0 | 0 | 0 | 0 | 0 | 0 | 0 | 0 | 0 | 0 | 0 | 0 | 0 | 0 | 0 | 0 | 0 | 0 | 0 | 0 | 0 | 0 | Li-ion Battery (4-hr) | PGE_Fresno_Li_Battery_4hr_158 | 0 | 0 | 0 | 0 | 0 | 0 | 0 | 0 | 0 | 0 | 0 | 0 | 0 | 0 | 0 | 0 | 0 | 0 | 0 | 0 | 0 | 0 | 0 | 0 | 0 | 0
PGE_New_Li_Battery_4hr_Generic | PGE_New_Li_Battery_4hr | PGE_Fresno_Li_Battery_4hr_162 | 0 | 0 | 0 | 0 | 0 | 0 | 0 | 0 | 0 | 0 | 0 | 0 | 0 | 0 | 0 | 0 | 0 | 0 | 0 | 0 | 0 | 0 | 0 | 0 | 0 | 0 | PG&E FRESNO | Battery | PGE_Fresno_Li_Battery_4hr_162 | 0 | 0 | 0 | 0 | 0 | 0 | 0 | 0 | 0 | 0 | 0 | 0 | 0 | 0 | 0 | 0 | 0 | 0 | 0 | 0 | 0 | 0 | 0 | 0 | 0 | 0 | Li-ion Battery (4-hr) | PGE_Fresno_Li_Battery_4hr_162 | 0 | 0 | 0 | 0 | 0 | 0 | 0 | 0 | 0 | 0 | 0 | 0 | 0 | 0 | 0 | 0 | 0 | 0 | 0 | 0 | 0 | 0 | 0 | 0 | 0 | 0
PGE_New_Li_Battery_4hr_Generic | PGE_New_Li_Battery_4hr | PGE_Fresno_Li_Battery_4hr_163 | 0 | 0 | 0 | 0 | 0 | 0 | 0 | 0 | 0 | 0 | 0 | 0 | 0 | 0 | 0 | 0 | 0 | 0 | 0 | 0 | 0 | 0 | 0 | 0 | 0 | 0 | PG&E FRESNO | Battery | PGE_Fresno_Li_Battery_4hr_163 | 0 | 0 | 0 | 0 | 0 | 0 | 0 | 0 | 0 | 0 | 0 | 0 | 0 | 0 | 0 | 0 | 0 | 0 | 0 | 0 | 0 | 0 | 0 | 0 | 0 | 0 | Li-ion Battery (4-hr) | PGE_Fresno_Li_Battery_4hr_163 | 0 | 0 | 0 | 0 | 0 | 0 | 0 | 0 | 0 | 0 | 0 | 0 | 0 | 0 | 0 | 0 | 0 | 0 | 0 | 0 | 0 | 0 | 0 | 0 | 0 | 0
PGE_New_Li_Battery_4hr_Generic | PGE_New_Li_Battery_4hr | PGE_Fresno_Li_Battery_4hr_164 | 0 | 0 | 0 | 0 | 0 | 0 | 0 | 0 | 0 | 0 | 0 | 0 | 0 | 0 | 0 | 0 | 0 | 0 | 0 | 0 | 0 | 0 | 0 | 0 | 0 | 0 | PG&E FRESNO | Battery | PGE_Fresno_Li_Battery_4hr_164 | 0 | 0 | 0 | 0 | 0 | 0 | 0 | 0 | 0 | 0 | 0 | 0 | 0 | 0 | 0 | 0 | 0 | 0 | 0 | 0 | 0 | 0 | 0 | 0 | 0 | 0 | Li-ion Battery (4-hr) | PGE_Fresno_Li_Battery_4hr_164 | 0 | 0 | 0 | 0 | 0 | 0 | 0 | 0 | 0 | 0 | 0 | 0 | 0 | 0 | 0 | 0 | 0 | 0 | 0 | 0 | 0 | 0 | 0 | 0 | 0 | 0
PGE_New_Li_Battery_4hr_Generic | PGE_New_Li_Battery_4hr | PGE_Fresno_Li_Battery_4hr_166 | 0 | 0 | 0 | 0 | 0 | 0 | 0 | 0 | 0 | 0 | 0 | 0 | 0 | 0 | 0 | 0 | 0 | 0 | 0 | 0 | 0 | 0 | 0 | 0 | 0 | 0 | PG&E FRESNO | Battery | PGE_Fresno_Li_Battery_4hr_166 | 0 | 0 | 0 | 0 | 0 | 0 | 0 | 0 | 0 | 0 | 0 | 0 | 0 | 0 | 0 | 0 | 0 | 0 | 0 | 0 | 0 | 0 | 0 | 0 | 0 | 0 | Li-ion Battery (4-hr) | PGE_Fresno_Li_Battery_4hr_166 | 0 | 0 | 0 | 0 | 0 | 0 | 0 | 0 | 0 | 0 | 0 | 0 | 0 | 0 | 0 | 0 | 0 | 0 | 0 | 0 | 0 | 0 | 0 | 0 | 0 | 0
PGE_New_Li_Battery_4hr_Generic | PGE_New_Li_Battery_4hr | PGE_Fresno_Li_Battery_4hr_168 | 0 | 0 | 0 | 0 | 0 | 0 | 0 | 0 | 0 | 0 | 0 | 0 | 0 | 0 | 0 | 0 | 0 | 0 | 0 | 0 | 0 | 0 | 0 | 0 | 0 | 0 | PG&E FRESNO | Battery | PGE_Fresno_Li_Battery_4hr_168 | 0 | 0 | 0 | 0 | 0 | 0 | 0 | 0 | 0 | 0 | 0 | 0 | 0 | 0 | 0 | 0 | 0 | 0 | 0 | 0 | 0 | 0 | 0 | 0 | 0 | 0 | Li-ion Battery (4-hr) | PGE_Fresno_Li_Battery_4hr_168 | 0 | 0 | 0 | 0 | 0 | 0 | 0 | 0 | 0 | 0 | 0 | 0 | 0 | 0 | 0 | 0 | 0 | 0 | 0 | 0 | 0 | 0 | 0 | 0 | 0 | 0
PGE_New_Li_Battery_4hr_Generic | PGE_New_Li_Battery_4hr | PGE_Fresno_Li_Battery_4hr_169 | 0 | 0 | 0 | 0 | 0 | 0 | 0 | 0 | 0 | 0 | 0 | 0 | 0 | 0 | 0 | 0 | 0 | 0 | 0 | 0 | 0 | 0 | 0 | 0 | 0 | 0 | PG&E FRESNO | Battery | PGE_Fresno_Li_Battery_4hr_169 | 0 | 0 | 0 | 0 | 0 | 0 | 0 | 0 | 0 | 0 | 0 | 0 | 0 | 0 | 0 | 0 | 0 | 0 | 0 | 0 | 0 | 0 | 0 | 0 | 0 | 0 | Li-ion Battery (4-hr) | PGE_Fresno_Li_Battery_4hr_169 | 0 | 0 | 0 | 0 | 0 | 0 | 0 | 0 | 0 | 0 | 0 | 0 | 0 | 0 | 0 | 0 | 0 | 0 | 0 | 0 | 0 | 0 | 0 | 0 | 0 | 0
PGE_New_Li_Battery_4hr_Generic | PGE_New_Li_Battery_4hr | PGE_Fresno_Li_Battery_4hr_64 | 0 | 0 | 0 | 0 | 0 | 0 | 0 | 0 | 0 | 0 | 0 | 0 | 0 | 0 | 0 | 0 | 0 | 0 | 0 | 0 | 0 | 0 | 0 | 0 | 0 | 0 | PG&E FRESNO | Battery | PGE_Fresno_Li_Battery_4hr_64 | 0 | 0 | 0 | 0 | 0 | 0 | 0 | 0 | 0 | 0 | 0 | 0 | 0 | 0 | 0 | 0 | 0 | 0 | 0 | 0 | 0 | 0 | 0 | 0 | 0 | 0 | Li-ion Battery (4-hr) | PGE_Fresno_Li_Battery_4hr_64 | 0 | 0 | 0 | 0 | 0 | 0 | 0 | 0 | 0 | 0 | 0 | 0 | 0 | 0 | 0 | 0 | 0 | 0 | 0 | 0 | 0 | 0 | 0 | 0 | 0 | 0
PGE_New_Li_Battery_4hr_Generic | PGE_New_Li_Battery_4hr | PGE_Fresno_Li_Battery_4hr_69 | 0 | 0 | 0 | 0 | 0 | 0 | 0 | 0 | 0 | 0 | 0 | 0 | 0 | 0 | 0 | 0 | 0 | 0 | 0 | 0 | 0 | 0 | 0 | 0 | 0 | 0 | PG&E FRESNO | Battery | PGE_Fresno_Li_Battery_4hr_69 | 0 | 0 | 0 | 0 | 0 | 0 | 0 | 0 | 0 | 0 | 0 | 0 | 0 | 0 | 0 | 0 | 0 | 0 | 0 | 0 | 0 | 0 | 0 | 0 | 0 | 0 | Li-ion Battery (4-hr) | PGE_Fresno_Li_Battery_4hr_69 | 0 | 0 | 0 | 0 | 0 | 0 | 0 | 0 | 0 | 0 | 0 | 0 | 0 | 0 | 0 | 0 | 0 | 0 | 0 | 0 | 0 | 0 | 0 | 0 | 0 | 0
PGE_New_Li_Battery_4hr_Generic | PGE_New_Li_Battery_4hr | PGE_Fresno_Li_Battery_4hr_70 | 0 | 0 | 0 | 0 | 0 | 0 | 0 | 0 | 0 | 0 | 0 | 0 | 0 | 0 | 0 | 0 | 0 | 0 | 0 | 0 | 0 | 0 | 0 | 0 | 0 | 0 | PG&E FRESNO | Battery | PGE_Fresno_Li_Battery_4hr_70 | 0 | 0 | 0 | 0 | 0 | 0 | 0 | 0 | 0 | 0 | 0 | 0 | 0 | 0 | 0 | 0 | 0 | 0 | 0 | 0 | 0 | 0 | 0 | 0 | 0 | 0 | Li-ion Battery (4-hr) | PGE_Fresno_Li_Battery_4hr_70 | 0 | 0 | 0 | 0 | 0 | 0 | 0 | 0 | 0 | 0 | 0 | 0 | 0 | 0 | 0 | 0 | 0 | 0 | 0 | 0 | 0 | 0 | 0 | 0 | 0 | 0
PGE_New_Li_Battery_4hr_Generic | PGE_New_Li_Battery_4hr | PGE_Fresno_Li_Battery_4hr_71 | 0 | 0 | 0 | 0 | 0 | 0 | 0 | 0 | 0 | 0 | 0 | 0 | 0 | 0 | 0 | 0 | 0 | 0 | 0 | 0 | 0 | 0 | 0 | 0 | 0 | 0 | PG&E FRESNO | Battery | PGE_Fresno_Li_Battery_4hr_71 | 0 | 0 | 0 | 0 | 0 | 0 | 0 | 0 | 0 | 0 | 0 | 0 | 0 | 0 | 0 | 0 | 0 | 0 | 0 | 0 | 0 | 0 | 0 | 0 | 0 | 0 | Li-ion Battery (4-hr) | PGE_Fresno_Li_Battery_4hr_71 | 0 | 0 | 0 | 0 | 0 | 0 | 0 | 0 | 0 | 0 | 0 | 0 | 0 | 0 | 0 | 0 | 0 | 0 | 0 | 0 | 0 | 0 | 0 | 0 | 0 | 0
PGE_New_Li_Battery_4hr_Generic | PGE_New_Li_Battery_4hr | PGE_Fresno_Li_Battery_4hr_73 | 0 | 0 | 0 | 0 | 0 | 0 | 0.006 | 0 | 0.006 | 0 | 0 | 0.006 | 0 | 0 | 0 | 0 | 0.006 | 0 | 0 | 0 | 0 | 0.006 | 0 | 0 | 0 | 0.006 | PG&E FRESNO | Battery | PGE_Fresno_Li_Battery_4hr_73 | 0 | 0 | 0 | 0 | 0 | 0 | 0.006 | 0 | 0.006 | 0 | 0 | 0.006 | 0 | 0 | 0 | 0 | 0.006 | 0 | 0 | 0 | 0 | 0.006 | 0 | 0 | 0 | 0.006 | Li-ion Battery (4-hr) | PGE_Fresno_Li_Battery_4hr_73 | 0 | 0 | 0 | 0 | 0 | 0 | 0 | 0 | 0 | 0 | 0 | 0 | 0 | 0 | 0 | 0 | 0 | 0 | 0 | 0 | 0 | 0 | 0 | 0 | 0 | 0
PGE_New_Li_Battery_4hr_Generic | PGE_New_Li_Battery_4hr | PGE_Fresno_Li_Battery_4hr_75 | 0 | 0 | 0 | 0 | 0 | 0 | 0 | 0 | 0.20024 | 0 | 0 | 0.20024 | 0 | 0 | 0 | 0 | 0.20024 | 0 | 0 | 0 | 0 | 0.20024 | 0 | 0 | 0 | 0.20024 | PG&E FRESNO | Battery | PGE_Fresno_Li_Battery_4hr_75 | 0 | 0 | 0 | 0 | 0 | 0 | 0 | 0 | 0.20024 | 0 | 0 | 0.20024 | 0 | 0 | 0 | 0 | 0.20024 | 0 | 0 | 0 | 0 | 0.20024 | 0 | 0 | 0 | 0.20024 | Li-ion Battery (4-hr) | PGE_Fresno_Li_Battery_4hr_75 | 0 | 0 | 0 | 0 | 0 | 0 | 0 | 0 | 0 | 0 | 0 | 0 | 0 | 0 | 0 | 0 | 0 | 0 | 0 | 0 | 0 | 0 | 0 | 0 | 0 | 0
PGE_New_Li_Battery_4hr_Generic | PGE_New_Li_Battery_4hr | PGE_Fresno_Li_Battery_4hr_76 | 0 | 0 | 0 | 0 | 0 | 0 | 0 | 0 | 0 | 0 | 0 | 0 | 0 | 0 | 0 | 0 | 0 | 0 | 0 | 0 | 0 | 0 | 0 | 0 | 0 | 0 | PG&E FRESNO | Battery | PGE_Fresno_Li_Battery_4hr_76 | 0 | 0 | 0 | 0 | 0 | 0 | 0 | 0 | 0 | 0 | 0 | 0 | 0 | 0 | 0 | 0 | 0 | 0 | 0 | 0 | 0 | 0 | 0 | 0 | 0 | 0 | Li-ion Battery (4-hr) | PGE_Fresno_Li_Battery_4hr_76 | 0 | 0 | 0 | 0 | 0 | 0 | 0 | 0 | 0 | 0 | 0 | 0 | 0 | 0 | 0 | 0 | 0 | 0 | 0 | 0 | 0 | 0 | 0 | 0 | 0 | 0
PGE_New_Li_Battery_4hr_Generic | PGE_New_Li_Battery_4hr | PGE_Fresno_Li_Battery_4hr_77 | 0 | 0 | 0 | 0 | 0 | 0 | 0 | 0 | 0 | 0 | 0 | 0 | 0 | 0 | 0 | 0 | 0 | 0 | 0 | 0 | 0 | 0 | 0 | 0 | 0 | 0 | PG&E FRESNO | Battery | PGE_Fresno_Li_Battery_4hr_77 | 0 | 0 | 0 | 0 | 0 | 0 | 0 | 0 | 0 | 0 | 0 | 0 | 0 | 0 | 0 | 0 | 0 | 0 | 0 | 0 | 0 | 0 | 0 | 0 | 0 | 0 | Li-ion Battery (4-hr) | PGE_Fresno_Li_Battery_4hr_77 | 0 | 0 | 0 | 0 | 0 | 0 | 0 | 0 | 0 | 0 | 0 | 0 | 0 | 0 | 0 | 0 | 0 | 0 | 0 | 0 | 0 | 0 | 0 | 0 | 0 | 0
PGE_New_Li_Battery_4hr_Generic | PGE_New_Li_Battery_4hr | PGE_Fresno_Li_Battery_4hr_88 | 0 | 0 | 0 | 0 | 0 | 0 | 0 | 0 | 0 | 0 | 0 | 0 | 0 | 0 | 0 | 0 | 0 | 0 | 0 | 0 | 0 | 0 | 0 | 0 | 0 | 0 | PG&E FRESNO | Battery | PGE_Fresno_Li_Battery_4hr_88 | 0 | 0 | 0 | 0 | 0 | 0 | 0 | 0 | 0 | 0 | 0 | 0 | 0 | 0 | 0 | 0 | 0 | 0 | 0 | 0 | 0 | 0 | 0 | 0 | 0 | 0 | Li-ion Battery (4-hr) | PGE_Fresno_Li_Battery_4hr_88 | 0 | 0 | 0 | 0 | 0 | 0 | 0 | 0 | 0 | 0 | 0 | 0 | 0 | 0 | 0 | 0 | 0 | 0 | 0 | 0 | 0 | 0 | 0 | 0 | 0 | 0
PGE_New_Li_Battery_4hr_Generic | PGE_New_Li_Battery_4hr | PGE_Fresno_Li_Battery_4hr_90 | 0 | 0 | 0 | 0 | 0 | 0 | 0 | 0 | 0.019759 | 0 | 0 | 0.019759 | 0 | 0 | 0 | 0 | 0.019759 | 0 | 0 | 0 | 0 | 0.019759 | 0 | 0 | 0 | 0.019759 | PG&E FRESNO | Battery | PGE_Fresno_Li_Battery_4hr_90 | 0 | 0 | 0 | 0 | 0 | 0 | 0 | 0 | 0.019759 | 0 | 0 | 0.019759 | 0 | 0 | 0 | 0 | 0.019759 | 0 | 0 | 0 | 0 | 0.019759 | 0 | 0 | 0 | 0.019759 | Li-ion Battery (4-hr) | PGE_Fresno_Li_Battery_4hr_90 | 0 | 0 | 0 | 0 | 0 | 0 | 0 | 0 | 0 | 0 | 0 | 0 | 0 | 0 | 0 | 0 | 0 | 0 | 0 | 0 | 0 | 0 | 0 | 0 | 0 | 0
PGE_New_Li_Battery_4hr_Generic | PGE_New_Li_Battery_4hr | PGE_Fresno_Li_Battery_4hr_94 | 0 | 0 | 0 | 0 | 0 | 0 | 0 | 0 | 0 | 0 | 0 | 0 | 0 | 0 | 0 | 0 | 0 | 0 | 0 | 0 | 0 | 0 | 0 | 0 | 0 | 0 | PG&E FRESNO | Battery | PGE_Fresno_Li_Battery_4hr_94 | 0 | 0 | 0 | 0 | 0 | 0 | 0 | 0 | 0 | 0 | 0 | 0 | 0 | 0 | 0 | 0 | 0 | 0 | 0 | 0 | 0 | 0 | 0 | 0 | 0 | 0 | Li-ion Battery (4-hr) | PGE_Fresno_Li_Battery_4hr_94 | 0 | 0 | 0 | 0 | 0 | 0 | 0 | 0 | 0 | 0 | 0 | 0 | 0 | 0 | 0 | 0 | 0 | 0 | 0 | 0 | 0 | 0 | 0 | 0 | 0 | 0
PGE_New_Li_Battery_8hr_Generic | PGE_New_Li_Battery_8hr | PGE_Fresno_Li_Battery_8hr_105 | 0 | 0 | 0 | 0 | 0 | 0 | 0 | 0 | 0 | 0 | 0 | 0 | 0 | 0 | 0 | 0 | 0 | 0 | 0 | 0 | 0 | 0 | 0 | 0 | 0 | 0 | PG&E FRESNO | Battery | PGE_Fresno_Li_Battery_8hr_105 | 0 | 0 | 0 | 0 | 0 | 0 | 0 | 0 | 0 | 0 | 0 | 0 | 0 | 0 | 0 | 0 | 0 | 0 | 0 | 0 | 0 | 0 | 0 | 0 | 0 | 0 | Li-ion Battery (8-hr) | PGE_Fresno_Li_Battery_8hr_105 | 0 | 0 | 0 | 0 | 0 | 0 | 0 | 0 | 0 | 0 | 0 | 0 | 0 | 0 | 0 | 0 | 0 | 0 | 0 | 0 | 0 | 0 | 0 | 0 | 0 | 0
PGE_New_Li_Battery_8hr_Generic | PGE_New_Li_Battery_8hr | PGE_Fresno_Li_Battery_8hr_114 | 0 | 0 | 0 | 0 | 0 | 0 | 0 | 0 | 0 | 0 | 0 | 0 | 0 | 0 | 0 | 0 | 0 | 0 | 0 | 0 | 0 | 0 | 0 | 0 | 0 | 0 | PG&E FRESNO | Battery | PGE_Fresno_Li_Battery_8hr_114 | 0 | 0 | 0 | 0 | 0 | 0 | 0 | 0 | 0 | 0 | 0 | 0 | 0 | 0 | 0 | 0 | 0 | 0 | 0 | 0 | 0 | 0 | 0 | 0 | 0 | 0 | Li-ion Battery (8-hr) | PGE_Fresno_Li_Battery_8hr_114 | 0 | 0 | 0 | 0 | 0 | 0 | 0 | 0 | 0 | 0 | 0 | 0 | 0 | 0 | 0 | 0 | 0 | 0 | 0 | 0 | 0 | 0 | 0 | 0 | 0 | 0
PGE_New_Li_Battery_8hr_Generic | PGE_New_Li_Battery_8hr | PGE_Fresno_Li_Battery_8hr_115 | 0 | 0 | 0 | 0 | 0 | 0 | 0 | 0 | 0 | 0 | 0 | 0 | 0 | 0 | 0 | 0 | 0 | 0 | 0 | 0 | 0 | 0 | 0 | 0 | 0 | 0 | PG&E FRESNO | Battery | PGE_Fresno_Li_Battery_8hr_115 | 0 | 0 | 0 | 0 | 0 | 0 | 0 | 0 | 0 | 0 | 0 | 0 | 0 | 0 | 0 | 0 | 0 | 0 | 0 | 0 | 0 | 0 | 0 | 0 | 0 | 0 | Li-ion Battery (8-hr) | PGE_Fresno_Li_Battery_8hr_115 | 0 | 0 | 0 | 0 | 0 | 0 | 0 | 0 | 0 | 0 | 0 | 0 | 0 | 0 | 0 | 0 | 0 | 0 | 0 | 0 | 0 | 0 | 0 | 0 | 0 | 0
PGE_New_Li_Battery_8hr_Generic | PGE_New_Li_Battery_8hr | PGE_Fresno_Li_Battery_8hr_117 | 0 | 0 | 0 | 0 | 0 | 0 | 0 | 0 | 0 | 0 | 0 | 0 | 0 | 0 | 0 | 0 | 0 | 0 | 0 | 0 | 0 | 0 | 0 | 0 | 0 | 0 | PG&E FRESNO | Battery | PGE_Fresno_Li_Battery_8hr_117 | 0 | 0 | 0 | 0 | 0 | 0 | 0 | 0 | 0 | 0 | 0 | 0 | 0 | 0 | 0 | 0 | 0 | 0 | 0 | 0 | 0 | 0 | 0 | 0 | 0 | 0 | Li-ion Battery (8-hr) | PGE_Fresno_Li_Battery_8hr_117 | 0 | 0 | 0 | 0 | 0 | 0 | 0 | 0 | 0 | 0 | 0 | 0 | 0 | 0 | 0 | 0 | 0 | 0 | 0 | 0 | 0 | 0 | 0 | 0 | 0 | 0
PGE_New_Li_Battery_8hr_Generic | PGE_New_Li_Battery_8hr | PGE_Fresno_Li_Battery_8hr_118 | 0 | 0 | 0 | 0 | 0 | 0 | 0 | 0 | 0 | 0 | 0 | 0 | 0 | 0 | 0 | 0 | 0 | 0 | 0 | 0 | 0 | 0 | 0 | 0 | 0 | 0 | PG&E FRESNO | Battery | PGE_Fresno_Li_Battery_8hr_118 | 0 | 0 | 0 | 0 | 0 | 0 | 0 | 0 | 0 | 0 | 0 | 0 | 0 | 0 | 0 | 0 | 0 | 0 | 0 | 0 | 0 | 0 | 0 | 0 | 0 | 0 | Li-ion Battery (8-hr) | PGE_Fresno_Li_Battery_8hr_118 | 0 | 0 | 0 | 0 | 0 | 0 | 0 | 0 | 0 | 0 | 0 | 0 | 0 | 0 | 0 | 0 | 0 | 0 | 0 | 0 | 0 | 0 | 0 | 0 | 0 | 0
PGE_New_Li_Battery_8hr_Generic | PGE_New_Li_Battery_8hr | PGE_Fresno_Li_Battery_8hr_119 | 0 | 0 | 0 | 0 | 0 | 0 | 0 | 0 | 0 | 0 | 0 | 0 | 0 | 0 | 0 | 0 | 0 | 0 | 0 | 0 | 0 | 0 | 0 | 0 | 0 | 0 | PG&E FRESNO | Battery | PGE_Fresno_Li_Battery_8hr_119 | 0 | 0 | 0 | 0 | 0 | 0 | 0 | 0 | 0 | 0 | 0 | 0 | 0 | 0 | 0 | 0 | 0 | 0 | 0 | 0 | 0 | 0 | 0 | 0 | 0 | 0 | Li-ion Battery (8-hr) | PGE_Fresno_Li_Battery_8hr_119 | 0 | 0 | 0 | 0 | 0 | 0 | 0 | 0 | 0 | 0 | 0 | 0 | 0 | 0 | 0 | 0 | 0 | 0 | 0 | 0 | 0 | 0 | 0 | 0 | 0 | 0
PGE_New_Li_Battery_8hr_Generic | PGE_New_Li_Battery_8hr | PGE_Fresno_Li_Battery_8hr_120 | 0 | 0 | 0 | 0 | 0 | 0 | 0 | 0 | 0 | 0 | 0 | 0 | 0 | 0 | 0 | 0 | 0 | 0 | 0 | 0 | 0 | 0 | 0 | 0 | 0 | 0 | PG&E FRESNO | Battery | PGE_Fresno_Li_Battery_8hr_120 | 0 | 0 | 0 | 0 | 0 | 0 | 0 | 0 | 0 | 0 | 0 | 0 | 0 | 0 | 0 | 0 | 0 | 0 | 0 | 0 | 0 | 0 | 0 | 0 | 0 | 0 | Li-ion Battery (8-hr) | PGE_Fresno_Li_Battery_8hr_120 | 0 | 0 | 0 | 0 | 0 | 0 | 0 | 0 | 0 | 0 | 0 | 0 | 0 | 0 | 0 | 0 | 0 | 0 | 0 | 0 | 0 | 0 | 0 | 0 | 0 | 0
PGE_New_Li_Battery_8hr_Generic | PGE_New_Li_Battery_8hr | PGE_Fresno_Li_Battery_8hr_123 | 0 | 0 | 0 | 0 | 0 | 0 | 0 | 0 | 0 | 0 | 0 | 0 | 0 | 0 | 0 | 0 | 0 | 0 | 0 | 0 | 0 | 0 | 0 | 0 | 0 | 0 | PG&E FRESNO | Battery | PGE_Fresno_Li_Battery_8hr_123 | 0 | 0 | 0 | 0 | 0 | 0 | 0 | 0 | 0 | 0 | 0 | 0 | 0 | 0 | 0 | 0 | 0 | 0 | 0 | 0 | 0 | 0 | 0 | 0 | 0 | 0 | Li-ion Battery (8-hr) | PGE_Fresno_Li_Battery_8hr_123 | 0 | 0 | 0 | 0 | 0 | 0 | 0 | 0 | 0 | 0 | 0 | 0 | 0 | 0 | 0 | 0 | 0 | 0 | 0 | 0 | 0 | 0 | 0 | 0 | 0 | 0
PGE_New_Li_Battery_8hr_Generic | PGE_New_Li_Battery_8hr | PGE_Fresno_Li_Battery_8hr_125 | 0 | 0 | 0 | 0 | 0 | 0 | 0 | 0 | 0 | 0 | 0 | 0 | 0 | 0 | 0 | 0 | 0 | 0 | 0 | 0 | 0 | 0 | 0 | 0 | 0 | 0 | PG&E FRESNO | Battery | PGE_Fresno_Li_Battery_8hr_125 | 0 | 0 | 0 | 0 | 0 | 0 | 0 | 0 | 0 | 0 | 0 | 0 | 0 | 0 | 0 | 0 | 0 | 0 | 0 | 0 | 0 | 0 | 0 | 0 | 0 | 0 | Li-ion Battery (8-hr) | PGE_Fresno_Li_Battery_8hr_125 | 0 | 0 | 0 | 0 | 0 | 0 | 0 | 0 | 0 | 0 | 0 | 0 | 0 | 0 | 0 | 0 | 0 | 0 | 0 | 0 | 0 | 0 | 0 | 0 | 0 | 0
PGE_New_Li_Battery_8hr_Generic | PGE_New_Li_Battery_8hr | PGE_Fresno_Li_Battery_8hr_128 | 0 | 0 | 0 | 0 | 0 | 0 | 0 | 0 | 0 | 0 | 0 | 0 | 0 | 0 | 0 | 0 | 0 | 0 | 0 | 0 | 0 | 0 | 0 | 0 | 0 | 0 | PG&E FRESNO | Battery | PGE_Fresno_Li_Battery_8hr_128 | 0 | 0 | 0 | 0 | 0 | 0 | 0 | 0 | 0 | 0 | 0 | 0 | 0 | 0 | 0 | 0 | 0 | 0 | 0 | 0 | 0 | 0 | 0 | 0 | 0 | 0 | Li-ion Battery (8-hr) | PGE_Fresno_Li_Battery_8hr_128 | 0 | 0 | 0 | 0 | 0 | 0 | 0 | 0 | 0 | 0 | 0 | 0 | 0 | 0 | 0 | 0 | 0 | 0 | 0 | 0 | 0 | 0 | 0 | 0 | 0 | 0
PGE_New_Li_Battery_8hr_Generic | PGE_New_Li_Battery_8hr | PGE_Fresno_Li_Battery_8hr_129 | 0 | 0 | 0 | 0 | 0 | 0 | 0 | 0 | 0 | 0 | 0 | 0 | 0 | 0 | 0 | 0 | 0 | 0 | 0 | 0 | 0 | 0 | 0 | 0 | 0 | 0 | PG&E FRESNO | Battery | PGE_Fresno_Li_Battery_8hr_129 | 0 | 0 | 0 | 0 | 0 | 0 | 0 | 0 | 0 | 0 | 0 | 0 | 0 | 0 | 0 | 0 | 0 | 0 | 0 | 0 | 0 | 0 | 0 | 0 | 0 | 0 | Li-ion Battery (8-hr) | PGE_Fresno_Li_Battery_8hr_129 | 0 | 0 | 0 | 0 | 0 | 0 | 0 | 0 | 0 | 0 | 0 | 0 | 0 | 0 | 0 | 0 | 0 | 0 | 0 | 0 | 0 | 0 | 0 | 0 | 0 | 0
PGE_New_Li_Battery_8hr_Generic | PGE_New_Li_Battery_8hr | PGE_Fresno_Li_Battery_8hr_133 | 0 | 0 | 0 | 0 | 0 | 0 | 0 | 0 | 0 | 0 | 0 | 0 | 0 | 0 | 0 | 0 | 0 | 0 | 0 | 0 | 0 | 0 | 0 | 0 | 0 | 0 | PG&E FRESNO | Battery | PGE_Fresno_Li_Battery_8hr_133 | 0 | 0 | 0 | 0 | 0 | 0 | 0 | 0 | 0 | 0 | 0 | 0 | 0 | 0 | 0 | 0 | 0 | 0 | 0 | 0 | 0 | 0 | 0 | 0 | 0 | 0 | Li-ion Battery (8-hr) | PGE_Fresno_Li_Battery_8hr_133 | 0 | 0 | 0 | 0 | 0 | 0 | 0 | 0 | 0 | 0 | 0 | 0 | 0 | 0 | 0 | 0 | 0 | 0 | 0 | 0 | 0 | 0 | 0 | 0 | 0 | 0
PGE_New_Li_Battery_8hr_Generic | PGE_New_Li_Battery_8hr | PGE_Fresno_Li_Battery_8hr_134 | 0 | 0 | 0 | 0 | 0 | 0 | 0 | 0 | 0 | 0 | 0 | 0 | 0 | 0 | 0 | 0 | 0 | 0 | 0 | 0 | 0 | 0 | 0 | 0 | 0 | 0 | PG&E FRESNO | Battery | PGE_Fresno_Li_Battery_8hr_134 | 0 | 0 | 0 | 0 | 0 | 0 | 0 | 0 | 0 | 0 | 0 | 0 | 0 | 0 | 0 | 0 | 0 | 0 | 0 | 0 | 0 | 0 | 0 | 0 | 0 | 0 | Li-ion Battery (8-hr) | PGE_Fresno_Li_Battery_8hr_134 | 0 | 0 | 0 | 0 | 0 | 0 | 0 | 0 | 0 | 0 | 0 | 0 | 0 | 0 | 0 | 0 | 0 | 0 | 0 | 0 | 0 | 0 | 0 | 0 | 0 | 0
PGE_New_Li_Battery_8hr_Generic | PGE_New_Li_Battery_8hr | PGE_Fresno_Li_Battery_8hr_135 | 0 | 0 | 0 | 0 | 0 | 0 | 0 | 0 | 0 | 0 | 0 | 0 | 0 | 0 | 0 | 0 | 0 | 0 | 0 | 0 | 0 | 0 | 0 | 0 | 0 | 0 | PG&E FRESNO | Battery | PGE_Fresno_Li_Battery_8hr_135 | 0 | 0 | 0 | 0 | 0 | 0 | 0 | 0 | 0 | 0 | 0 | 0 | 0 | 0 | 0 | 0 | 0 | 0 | 0 | 0 | 0 | 0 | 0 | 0 | 0 | 0 | Li-ion Battery (8-hr) | PGE_Fresno_Li_Battery_8hr_135 | 0 | 0 | 0 | 0 | 0 | 0 | 0 | 0 | 0 | 0 | 0 | 0 | 0 | 0 | 0 | 0 | 0 | 0 | 0 | 0 | 0 | 0 | 0 | 0 | 0 | 0
PGE_New_Li_Battery_8hr_Generic | PGE_New_Li_Battery_8hr | PGE_Fresno_Li_Battery_8hr_136 | 0 | 0 | 0 | 0 | 0 | 0 | 0 | 0 | 0 | 0 | 0 | 0 | 0 | 0 | 0 | 0 | 0 | 0 | 0 | 0 | 0 | 0 | 0 | 0 | 0 | 0 | PG&E FRESNO | Battery | PGE_Fresno_Li_Battery_8hr_136 | 0 | 0 | 0 | 0 | 0 | 0 | 0 | 0 | 0 | 0 | 0 | 0 | 0 | 0 | 0 | 0 | 0 | 0 | 0 | 0 | 0 | 0 | 0 | 0 | 0 | 0 | Li-ion Battery (8-hr) | PGE_Fresno_Li_Battery_8hr_136 | 0 | 0 | 0 | 0 | 0 | 0 | 0 | 0 | 0 | 0 | 0 | 0 | 0 | 0 | 0 | 0 | 0 | 0 | 0 | 0 | 0 | 0 | 0 | 0 | 0 | 0
PGE_New_Li_Battery_8hr_Generic | PGE_New_Li_Battery_8hr | PGE_Fresno_Li_Battery_8hr_137 | 0 | 0 | 0 | 0 | 0 | 0 | 0 | 0 | 0 | 0 | 0 | 0 | 0 | 0 | 0 | 0 | 0 | 0 | 0 | 0 | 0 | 0 | 0 | 0 | 0 | 0 | PG&E FRESNO | Battery | PGE_Fresno_Li_Battery_8hr_137 | 0 | 0 | 0 | 0 | 0 | 0 | 0 | 0 | 0 | 0 | 0 | 0 | 0 | 0 | 0 | 0 | 0 | 0 | 0 | 0 | 0 | 0 | 0 | 0 | 0 | 0 | Li-ion Battery (8-hr) | PGE_Fresno_Li_Battery_8hr_137 | 0 | 0 | 0 | 0 | 0 | 0 | 0 | 0 | 0 | 0 | 0 | 0 | 0 | 0 | 0 | 0 | 0 | 0 | 0 | 0 | 0 | 0 | 0 | 0 | 0 | 0
PGE_New_Li_Battery_8hr_Generic | PGE_New_Li_Battery_8hr | PGE_Fresno_Li_Battery_8hr_138 | 0 | 0 | 0 | 0 | 0 | 0 | 0 | 0 | 0 | 0 | 0 | 0 | 0 | 0 | 0 | 0 | 0 | 0 | 0 | 0 | 0 | 0 | 0 | 0 | 0 | 0 | PG&E FRESNO | Battery | PGE_Fresno_Li_Battery_8hr_138 | 0 | 0 | 0 | 0 | 0 | 0 | 0 | 0 | 0 | 0 | 0 | 0 | 0 | 0 | 0 | 0 | 0 | 0 | 0 | 0 | 0 | 0 | 0 | 0 | 0 | 0 | Li-ion Battery (8-hr) | PGE_Fresno_Li_Battery_8hr_138 | 0 | 0 | 0 | 0 | 0 | 0 | 0 | 0 | 0 | 0 | 0 | 0 | 0 | 0 | 0 | 0 | 0 | 0 | 0 | 0 | 0 | 0 | 0 | 0 | 0 | 0
PGE_New_Li_Battery_8hr_Generic | PGE_New_Li_Battery_8hr | PGE_Fresno_Li_Battery_8hr_139 | 0 | 0 | 0 | 0 | 0 | 0 | 0 | 0 | 0 | 0 | 0 | 0 | 0 | 0 | 0 | 0 | 0 | 0 | 0 | 0 | 0 | 0 | 0 | 0 | 0 | 0 | PG&E FRESNO | Battery | PGE_Fresno_Li_Battery_8hr_139 | 0 | 0 | 0 | 0 | 0 | 0 | 0 | 0 | 0 | 0 | 0 | 0 | 0 | 0 | 0 | 0 | 0 | 0 | 0 | 0 | 0 | 0 | 0 | 0 | 0 | 0 | Li-ion Battery (8-hr) | PGE_Fresno_Li_Battery_8hr_139 | 0 | 0 | 0 | 0 | 0 | 0 | 0 | 0 | 0 | 0 | 0 | 0 | 0 | 0 | 0 | 0 | 0 | 0 | 0 | 0 | 0 | 0 | 0 | 0 | 0 | 0
PGE_New_Li_Battery_8hr_Generic | PGE_New_Li_Battery_8hr | PGE_Fresno_Li_Battery_8hr_140 | 0 | 0 | 0 | 0 | 0 | 0 | 0 | 0 | 0 | 0 | 0 | 0 | 0 | 0 | 0 | 0 | 0 | 0 | 0 | 0 | 0 | 0 | 0 | 0 | 0 | 0 | PG&E FRESNO | Battery | PGE_Fresno_Li_Battery_8hr_140 | 0 | 0 | 0 | 0 | 0 | 0 | 0 | 0 | 0 | 0 | 0 | 0 | 0 | 0 | 0 | 0 | 0 | 0 | 0 | 0 | 0 | 0 | 0 | 0 | 0 | 0 | Li-ion Battery (8-hr) | PGE_Fresno_Li_Battery_8hr_140 | 0 | 0 | 0 | 0 | 0 | 0 | 0 | 0 | 0 | 0 | 0 | 0 | 0 | 0 | 0 | 0 | 0 | 0 | 0 | 0 | 0 | 0 | 0 | 0 | 0 | 0
PGE_New_Li_Battery_8hr_Generic | PGE_New_Li_Battery_8hr | PGE_Fresno_Li_Battery_8hr_142 | 0 | 0 | 0 | 0 | 0 | 0 | 0 | 0 | 0 | 0 | 0 | 0 | 0 | 0 | 0 | 0 | 0 | 0 | 0 | 0 | 0 | 0 | 0 | 0 | 0 | 0 | PG&E FRESNO | Battery | PGE_Fresno_Li_Battery_8hr_142 | 0 | 0 | 0 | 0 | 0 | 0 | 0 | 0 | 0 | 0 | 0 | 0 | 0 | 0 | 0 | 0 | 0 | 0 | 0 | 0 | 0 | 0 | 0 | 0 | 0 | 0 | Li-ion Battery (8-hr) | PGE_Fresno_Li_Battery_8hr_142 | 0 | 0 | 0 | 0 | 0 | 0 | 0 | 0 | 0 | 0 | 0 | 0 | 0 | 0 | 0 | 0 | 0 | 0 | 0 | 0 | 0 | 0 | 0 | 0 | 0 | 0
PGE_New_Li_Battery_8hr_Generic | PGE_New_Li_Battery_8hr | PGE_Fresno_Li_Battery_8hr_145 | 0 | 0 | 0 | 0 | 0 | 0 | 0 | 0 | 0 | 0 | 0 | 0 | 0 | 0 | 0 | 0 | 0 | 0 | 0 | 0 | 0 | 0 | 0 | 0 | 0 | 0 | PG&E FRESNO | Battery | PGE_Fresno_Li_Battery_8hr_145 | 0 | 0 | 0 | 0 | 0 | 0 | 0 | 0 | 0 | 0 | 0 | 0 | 0 | 0 | 0 | 0 | 0 | 0 | 0 | 0 | 0 | 0 | 0 | 0 | 0 | 0 | Li-ion Battery (8-hr) | PGE_Fresno_Li_Battery_8hr_145 | 0 | 0 | 0 | 0 | 0 | 0 | 0 | 0 | 0 | 0 | 0 | 0 | 0 | 0 | 0 | 0 | 0 | 0 | 0 | 0 | 0 | 0 | 0 | 0 | 0 | 0
PGE_New_Li_Battery_8hr_Generic | PGE_New_Li_Battery_8hr | PGE_Fresno_Li_Battery_8hr_148 | 0 | 0 | 0 | 0 | 0 | 0 | 0 | 0 | 0 | 0 | 0 | 0 | 0 | 0 | 0 | 0 | 0 | 0 | 0 | 0 | 0 | 0 | 0 | 0 | 0 | 0 | PG&E FRESNO | Battery | PGE_Fresno_Li_Battery_8hr_148 | 0 | 0 | 0 | 0 | 0 | 0 | 0 | 0 | 0 | 0 | 0 | 0 | 0 | 0 | 0 | 0 | 0 | 0 | 0 | 0 | 0 | 0 | 0 | 0 | 0 | 0 | Li-ion Battery (8-hr) | PGE_Fresno_Li_Battery_8hr_148 | 0 | 0 | 0 | 0 | 0 | 0 | 0 | 0 | 0 | 0 | 0 | 0 | 0 | 0 | 0 | 0 | 0 | 0 | 0 | 0 | 0 | 0 | 0 | 0 | 0 | 0
PGE_New_Li_Battery_8hr_Generic | PGE_New_Li_Battery_8hr | PGE_Fresno_Li_Battery_8hr_149 | 0 | 0 | 0 | 0 | 0 | 0 | 0 | 0 | 0 | 0 | 0 | 0 | 0 | 0 | 0 | 0 | 0 | 0 | 0 | 0 | 0 | 0 | 0 | 0 | 0 | 0 | PG&E FRESNO | Battery | PGE_Fresno_Li_Battery_8hr_149 | 0 | 0 | 0 | 0 | 0 | 0 | 0 | 0 | 0 | 0 | 0 | 0 | 0 | 0 | 0 | 0 | 0 | 0 | 0 | 0 | 0 | 0 | 0 | 0 | 0 | 0 | Li-ion Battery (8-hr) | PGE_Fresno_Li_Battery_8hr_149 | 0 | 0 | 0 | 0 | 0 | 0 | 0 | 0 | 0 | 0 | 0 | 0 | 0 | 0 | 0 | 0 | 0 | 0 | 0 | 0 | 0 | 0 | 0 | 0 | 0 | 0
PGE_New_Li_Battery_8hr_Generic | PGE_New_Li_Battery_8hr | PGE_Fresno_Li_Battery_8hr_150 | 0 | 0 | 0 | 0 | 0 | 0 | 0 | 0 | 0 | 0 | 0 | 0 | 0 | 0 | 0 | 0 | 0 | 0 | 0 | 0 | 0 | 0 | 0 | 0 | 0 | 0 | PG&E FRESNO | Battery | PGE_Fresno_Li_Battery_8hr_150 | 0 | 0 | 0 | 0 | 0 | 0 | 0 | 0 | 0 | 0 | 0 | 0 | 0 | 0 | 0 | 0 | 0 | 0 | 0 | 0 | 0 | 0 | 0 | 0 | 0 | 0 | Li-ion Battery (8-hr) | PGE_Fresno_Li_Battery_8hr_150 | 0 | 0 | 0 | 0 | 0 | 0 | 0 | 0 | 0 | 0 | 0 | 0 | 0 | 0 | 0 | 0 | 0 | 0 | 0 | 0 | 0 | 0 | 0 | 0 | 0 | 0
PGE_New_Li_Battery_8hr_Generic | PGE_New_Li_Battery_8hr | PGE_Fresno_Li_Battery_8hr_152 | 0 | 0 | 0 | 0 | 0 | 0 | 0 | 0 | 0 | 0 | 0 | 0 | 0 | 0 | 0 | 0 | 0 | 0 | 0 | 0 | 0 | 0 | 0 | 0 | 0 | 0 | PG&E FRESNO | Battery | PGE_Fresno_Li_Battery_8hr_152 | 0 | 0 | 0 | 0 | 0 | 0 | 0 | 0 | 0 | 0 | 0 | 0 | 0 | 0 | 0 | 0 | 0 | 0 | 0 | 0 | 0 | 0 | 0 | 0 | 0 | 0 | Li-ion Battery (8-hr) | PGE_Fresno_Li_Battery_8hr_152 | 0 | 0 | 0 | 0 | 0 | 0 | 0 | 0 | 0 | 0 | 0 | 0 | 0 | 0 | 0 | 0 | 0 | 0 | 0 | 0 | 0 | 0 | 0 | 0 | 0 | 0
PGE_New_Li_Battery_8hr_Generic | PGE_New_Li_Battery_8hr | PGE_Fresno_Li_Battery_8hr_158 | 0 | 0 | 0 | 0 | 0 | 0 | 0 | 0 | 0 | 0 | 0 | 0 | 0 | 0 | 0 | 0 | 0 | 0 | 0 | 0 | 0 | 0 | 0 | 0 | 0 | 0 | PG&E FRESNO | Battery | PGE_Fresno_Li_Battery_8hr_158 | 0 | 0 | 0 | 0 | 0 | 0 | 0 | 0 | 0 | 0 | 0 | 0 | 0 | 0 | 0 | 0 | 0 | 0 | 0 | 0 | 0 | 0 | 0 | 0 | 0 | 0 | Li-ion Battery (8-hr) | PGE_Fresno_Li_Battery_8hr_158 | 0 | 0 | 0 | 0 | 0 | 0 | 0 | 0 | 0 | 0 | 0 | 0 | 0 | 0 | 0 | 0 | 0 | 0 | 0 | 0 | 0 | 0 | 0 | 0 | 0 | 0
PGE_New_Li_Battery_8hr_Generic | PGE_New_Li_Battery_8hr | PGE_Fresno_Li_Battery_8hr_162 | 0 | 0 | 0 | 0 | 0 | 0 | 0 | 0 | 0 | 0 | 0 | 0 | 0 | 0 | 0 | 0 | 0 | 0 | 0 | 0 | 0 | 0 | 0 | 0 | 0 | 0 | PG&E FRESNO | Battery | PGE_Fresno_Li_Battery_8hr_162 | 0 | 0 | 0 | 0 | 0 | 0 | 0 | 0 | 0 | 0 | 0 | 0 | 0 | 0 | 0 | 0 | 0 | 0 | 0 | 0 | 0 | 0 | 0 | 0 | 0 | 0 | Li-ion Battery (8-hr) | PGE_Fresno_Li_Battery_8hr_162 | 0 | 0 | 0 | 0 | 0 | 0 | 0 | 0 | 0 | 0 | 0 | 0 | 0 | 0 | 0 | 0 | 0 | 0 | 0 | 0 | 0 | 0 | 0 | 0 | 0 | 0
PGE_New_Li_Battery_8hr_Generic | PGE_New_Li_Battery_8hr | PGE_Fresno_Li_Battery_8hr_163 | 0 | 0 | 0 | 0 | 0 | 0 | 0 | 0 | 0 | 0 | 0 | 0 | 0 | 0 | 0 | 0 | 0 | 0 | 0 | 0 | 0 | 0 | 0 | 0 | 0 | 0 | PG&E FRESNO | Battery | PGE_Fresno_Li_Battery_8hr_163 | 0 | 0 | 0 | 0 | 0 | 0 | 0 | 0 | 0 | 0 | 0 | 0 | 0 | 0 | 0 | 0 | 0 | 0 | 0 | 0 | 0 | 0 | 0 | 0 | 0 | 0 | Li-ion Battery (8-hr) | PGE_Fresno_Li_Battery_8hr_163 | 0 | 0 | 0 | 0 | 0 | 0 | 0 | 0 | 0 | 0 | 0 | 0 | 0 | 0 | 0 | 0 | 0 | 0 | 0 | 0 | 0 | 0 | 0 | 0 | 0 | 0
PGE_New_Li_Battery_8hr_Generic | PGE_New_Li_Battery_8hr | PGE_Fresno_Li_Battery_8hr_164 | 0 | 0 | 0 | 0 | 0 | 0 | 0 | 0 | 0 | 0 | 0 | 0 | 0 | 0 | 0 | 0 | 0 | 0 | 0 | 0 | 0 | 0 | 0 | 0 | 0 | 0 | PG&E FRESNO | Battery | PGE_Fresno_Li_Battery_8hr_164 | 0 | 0 | 0 | 0 | 0 | 0 | 0 | 0 | 0 | 0 | 0 | 0 | 0 | 0 | 0 | 0 | 0 | 0 | 0 | 0 | 0 | 0 | 0 | 0 | 0 | 0 | Li-ion Battery (8-hr) | PGE_Fresno_Li_Battery_8hr_164 | 0 | 0 | 0 | 0 | 0 | 0 | 0 | 0 | 0 | 0 | 0 | 0 | 0 | 0 | 0 | 0 | 0 | 0 | 0 | 0 | 0 | 0 | 0 | 0 | 0 | 0
PGE_New_Li_Battery_8hr_Generic | PGE_New_Li_Battery_8hr | PGE_Fresno_Li_Battery_8hr_166 | 0 | 0 | 0 | 0 | 0 | 0 | 0 | 0 | 0 | 0 | 0 | 0 | 0 | 0 | 0 | 0 | 0 | 0 | 0 | 0 | 0 | 0 | 0 | 0 | 0 | 0 | PG&E FRESNO | Battery | PGE_Fresno_Li_Battery_8hr_166 | 0 | 0 | 0 | 0 | 0 | 0 | 0 | 0 | 0 | 0 | 0 | 0 | 0 | 0 | 0 | 0 | 0 | 0 | 0 | 0 | 0 | 0 | 0 | 0 | 0 | 0 | Li-ion Battery (8-hr) | PGE_Fresno_Li_Battery_8hr_166 | 0 | 0 | 0 | 0 | 0 | 0 | 0 | 0 | 0 | 0 | 0 | 0 | 0 | 0 | 0 | 0 | 0 | 0 | 0 | 0 | 0 | 0 | 0 | 0 | 0 | 0
PGE_New_Li_Battery_8hr_Generic | PGE_New_Li_Battery_8hr | PGE_Fresno_Li_Battery_8hr_168 | 0 | 0 | 0 | 0 | 0 | 0 | 0 | 0 | 0 | 0 | 0 | 0 | 0 | 0 | 0 | 0 | 0 | 0 | 0 | 0 | 0 | 0 | 0 | 0 | 0 | 0 | PG&E FRESNO | Battery | PGE_Fresno_Li_Battery_8hr_168 | 0 | 0 | 0 | 0 | 0 | 0 | 0 | 0 | 0 | 0 | 0 | 0 | 0 | 0 | 0 | 0 | 0 | 0 | 0 | 0 | 0 | 0 | 0 | 0 | 0 | 0 | Li-ion Battery (8-hr) | PGE_Fresno_Li_Battery_8hr_168 | 0 | 0 | 0 | 0 | 0 | 0 | 0 | 0 | 0 | 0 | 0 | 0 | 0 | 0 | 0 | 0 | 0 | 0 | 0 | 0 | 0 | 0 | 0 | 0 | 0 | 0
PGE_New_Li_Battery_8hr_Generic | PGE_New_Li_Battery_8hr | PGE_Fresno_Li_Battery_8hr_169 | 0 | 0 | 0 | 0 | 0 | 0 | 0 | 0 | 0 | 0 | 0 | 0 | 0 | 0 | 0 | 0 | 0 | 0 | 0 | 0 | 0 | 0 | 0 | 0 | 0 | 0 | PG&E FRESNO | Battery | PGE_Fresno_Li_Battery_8hr_169 | 0 | 0 | 0 | 0 | 0 | 0 | 0 | 0 | 0 | 0 | 0 | 0 | 0 | 0 | 0 | 0 | 0 | 0 | 0 | 0 | 0 | 0 | 0 | 0 | 0 | 0 | Li-ion Battery (8-hr) | PGE_Fresno_Li_Battery_8hr_169 | 0 | 0 | 0 | 0 | 0 | 0 | 0 | 0 | 0 | 0 | 0 | 0 | 0 | 0 | 0 | 0 | 0 | 0 | 0 | 0 | 0 | 0 | 0 | 0 | 0 | 0
PGE_New_Li_Battery_8hr_Generic | PGE_New_Li_Battery_8hr | PGE_Fresno_Li_Battery_8hr_64 | 0 | 0 | 0 | 0 | 0 | 0 | 0 | 0 | 0 | 0 | 0 | 0 | 0 | 0 | 0 | 0 | 0 | 0 | 0 | 0 | 0 | 0 | 0 | 0 | 0 | 0.38893 | PG&E FRESNO | Battery | PGE_Fresno_Li_Battery_8hr_64 | 0 | 0 | 0 | 0 | 0 | 0 | 0 | 0 | 0 | 0 | 0 | 0 | 0 | 0 | 0 | 0 | 0 | 0 | 0 | 0 | 0 | 0 | 0 | 0 | 0 | 0.38893 | Li-ion Battery (8-hr) | PGE_Fresno_Li_Battery_8hr_64 | 0 | 0 | 0 | 0 | 0 | 0 | 0 | 0 | 0 | 0 | 0 | 0 | 0 | 0 | 0 | 0 | 0 | 0 | 0 | 0 | 0 | 0 | 0 | 0 | 0 | 0
PGE_New_Li_Battery_8hr_Generic | PGE_New_Li_Battery_8hr | PGE_Fresno_Li_Battery_8hr_69 | 0 | 0 | 0 | 0 | 0 | 0 | 0 | 0 | 0 | 0 | 0 | 0 | 0 | 0 | 0 | 0 | 0 | 0 | 0 | 0 | 0 | 0 | 0 | 0 | 0 | 0 | PG&E FRESNO | Battery | PGE_Fresno_Li_Battery_8hr_69 | 0 | 0 | 0 | 0 | 0 | 0 | 0 | 0 | 0 | 0 | 0 | 0 | 0 | 0 | 0 | 0 | 0 | 0 | 0 | 0 | 0 | 0 | 0 | 0 | 0 | 0 | Li-ion Battery (8-hr) | PGE_Fresno_Li_Battery_8hr_69 | 0 | 0 | 0 | 0 | 0 | 0 | 0 | 0 | 0 | 0 | 0 | 0 | 0 | 0 | 0 | 0 | 0 | 0 | 0 | 0 | 0 | 0 | 0 | 0 | 0 | 0
PGE_New_Li_Battery_8hr_Generic | PGE_New_Li_Battery_8hr | PGE_Fresno_Li_Battery_8hr_70 | 0 | 0 | 0 | 0 | 0 | 0 | 0 | 0 | 0 | 0 | 0 | 0.85755 | 0 | 0 | 0 | 0 | 0.85755 | 0 | 0 | 0 | 0 | 0.85755 | 0 | 0 | 0 | 0.85755 | PG&E FRESNO | Battery | PGE_Fresno_Li_Battery_8hr_70 | 0 | 0 | 0 | 0 | 0 | 0 | 0 | 0 | 0 | 0 | 0 | 0.85755 | 0 | 0 | 0 | 0 | 0.85755 | 0 | 0 | 0 | 0 | 0.85755 | 0 | 0 | 0 | 0.85755 | Li-ion Battery (8-hr) | PGE_Fresno_Li_Battery_8hr_70 | 0 | 0 | 0 | 0 | 0 | 0 | 0 | 0 | 0 | 0 | 0 | 0 | 0 | 0 | 0 | 0 | 0 | 0 | 0 | 0 | 0 | 0 | 0 | 0 | 0 | 0
PGE_New_Li_Battery_8hr_Generic | PGE_New_Li_Battery_8hr | PGE_Fresno_Li_Battery_8hr_71 | 0 | 0 | 0 | 0 | 0 | 0 | 0 | 0 | 0 | 0 | 0 | 0 | 0 | 0 | 0 | 0 | 0 | 0 | 0 | 0 | 0 | 0 | 0 | 0 | 0 | 0 | PG&E FRESNO | Battery | PGE_Fresno_Li_Battery_8hr_71 | 0 | 0 | 0 | 0 | 0 | 0 | 0 | 0 | 0 | 0 | 0 | 0 | 0 | 0 | 0 | 0 | 0 | 0 | 0 | 0 | 0 | 0 | 0 | 0 | 0 | 0 | Li-ion Battery (8-hr) | PGE_Fresno_Li_Battery_8hr_71 | 0 | 0 | 0 | 0 | 0 | 0 | 0 | 0 | 0 | 0 | 0 | 0 | 0 | 0 | 0 | 0 | 0 | 0 | 0 | 0 | 0 | 0 | 0 | 0 | 0 | 0
PGE_New_Li_Battery_8hr_Generic | PGE_New_Li_Battery_8hr | PGE_Fresno_Li_Battery_8hr_73 | 0 | 0 | 0 | 0 | 0 | 0 | 0 | 0 | 0.035 | 0 | 0 | 0.89446 | 0 | 0 | 0 | 0 | 0.89446 | 0 | 0 | 0 | 0 | 0.89446 | 0 | 0 | 0 | 0.89521 | PG&E FRESNO | Battery | PGE_Fresno_Li_Battery_8hr_73 | 0 | 0 | 0 | 0 | 0 | 0 | 0 | 0 | 0.035 | 0 | 0 | 0.89446 | 0 | 0 | 0 | 0 | 0.89446 | 0 | 0 | 0 | 0 | 0.89446 | 0 | 0 | 0 | 0.89521 | Li-ion Battery (8-hr) | PGE_Fresno_Li_Battery_8hr_73 | 0 | 0 | 0 | 0 | 0 | 0 | 0 | 0 | 0 | 0 | 0 | 0 | 0 | 0 | 0 | 0 | 0 | 0 | 0 | 0 | 0 | 0 | 0 | 0 | 0 | 0
PGE_New_Li_Battery_8hr_Generic | PGE_New_Li_Battery_8hr | PGE_Fresno_Li_Battery_8hr_75 | 0 | 0 | 0 | 0 | 0 | 0 | 0 | 0 | 0 | 0 | 0 | 0.55021 | 0 | 0 | 0 | 0 | 0.55021 | 0 | 0 | 0 | 0 | 0.55021 | 0 | 0 | 0 | 0.72564 | PG&E FRESNO | Battery | PGE_Fresno_Li_Battery_8hr_75 | 0 | 0 | 0 | 0 | 0 | 0 | 0 | 0 | 0 | 0 | 0 | 0.55021 | 0 | 0 | 0 | 0 | 0.55021 | 0 | 0 | 0 | 0 | 0.55021 | 0 | 0 | 0 | 0.72564 | Li-ion Battery (8-hr) | PGE_Fresno_Li_Battery_8hr_75 | 0 | 0 | 0 | 0 | 0 | 0 | 0 | 0 | 0 | 0 | 0 | 0 | 0 | 0 | 0 | 0 | 0 | 0 | 0 | 0 | 0 | 0 | 0 | 0 | 0 | 0
PGE_New_Li_Battery_8hr_Generic | PGE_New_Li_Battery_8hr | PGE_Fresno_Li_Battery_8hr_76 | 0 | 0 | 0 | 0 | 0 | 0 | 0 | 0 | 0 | 0 | 0 | 0 | 0 | 0 | 0 | 0 | 0 | 0 | 0 | 0 | 0 | 0 | 0 | 0 | 0 | 0 | PG&E FRESNO | Battery | PGE_Fresno_Li_Battery_8hr_76 | 0 | 0 | 0 | 0 | 0 | 0 | 0 | 0 | 0 | 0 | 0 | 0 | 0 | 0 | 0 | 0 | 0 | 0 | 0 | 0 | 0 | 0 | 0 | 0 | 0 | 0 | Li-ion Battery (8-hr) | PGE_Fresno_Li_Battery_8hr_76 | 0 | 0 | 0 | 0 | 0 | 0 | 0 | 0 | 0 | 0 | 0 | 0 | 0 | 0 | 0 | 0 | 0 | 0 | 0 | 0 | 0 | 0 | 0 | 0 | 0 | 0
PGE_New_Li_Battery_8hr_Generic | PGE_New_Li_Battery_8hr | PGE_Fresno_Li_Battery_8hr_77 | 0 | 0 | 0 | 0 | 0 | 0 | 0 | 0 | 0 | 0 | 0 | 0 | 0 | 0 | 0 | 0 | 0 | 0 | 0 | 0 | 0 | 0 | 0 | 0 | 0 | 0 | PG&E FRESNO | Battery | PGE_Fresno_Li_Battery_8hr_77 | 0 | 0 | 0 | 0 | 0 | 0 | 0 | 0 | 0 | 0 | 0 | 0 | 0 | 0 | 0 | 0 | 0 | 0 | 0 | 0 | 0 | 0 | 0 | 0 | 0 | 0 | Li-ion Battery (8-hr) | PGE_Fresno_Li_Battery_8hr_77 | 0 | 0 | 0 | 0 | 0 | 0 | 0 | 0 | 0 | 0 | 0 | 0 | 0 | 0 | 0 | 0 | 0 | 0 | 0 | 0 | 0 | 0 | 0 | 0 | 0 | 0
PGE_New_Li_Battery_8hr_Generic | PGE_New_Li_Battery_8hr | PGE_Fresno_Li_Battery_8hr_88 | 0 | 0 | 0 | 0 | 0 | 0 | 0.08 | 0 | 0.08 | 0 | 0 | 0.54288 | 0 | 0 | 0 | 0 | 0.54288 | 0 | 0 | 0 | 0 | 0.54288 | 0 | 0 | 0 | 0.54288 | PG&E FRESNO | Battery | PGE_Fresno_Li_Battery_8hr_88 | 0 | 0 | 0 | 0 | 0 | 0 | 0.08 | 0 | 0.08 | 0 | 0 | 0.54288 | 0 | 0 | 0 | 0 | 0.54288 | 0 | 0 | 0 | 0 | 0.54288 | 0 | 0 | 0 | 0.54288 | Li-ion Battery (8-hr) | PGE_Fresno_Li_Battery_8hr_88 | 0 | 0 | 0 | 0 | 0 | 0 | 0 | 0 | 0 | 0 | 0 | 0 | 0 | 0 | 0 | 0 | 0 | 0 | 0 | 0 | 0 | 0 | 0 | 0 | 0 | 0
PGE_New_Li_Battery_8hr_Generic | PGE_New_Li_Battery_8hr | PGE_Fresno_Li_Battery_8hr_90 | 0 | 0 | 0 | 0 | 0 | 0 | 0 | 0 | 0 | 0 | 0 | 0 | 0 | 0 | 0 | 0 | 0 | 0 | 0 | 0 | 0 | 0 | 0 | 0 | 0 | 0 | PG&E FRESNO | Battery | PGE_Fresno_Li_Battery_8hr_90 | 0 | 0 | 0 | 0 | 0 | 0 | 0 | 0 | 0 | 0 | 0 | 0 | 0 | 0 | 0 | 0 | 0 | 0 | 0 | 0 | 0 | 0 | 0 | 0 | 0 | 0 | Li-ion Battery (8-hr) | PGE_Fresno_Li_Battery_8hr_90 | 0 | 0 | 0 | 0 | 0 | 0 | 0 | 0 | 0 | 0 | 0 | 0 | 0 | 0 | 0 | 0 | 0 | 0 | 0 | 0 | 0 | 0 | 0 | 0 | 0 | 0
PGE_New_Li_Battery_8hr_Generic | PGE_New_Li_Battery_8hr | PGE_Fresno_Li_Battery_8hr_94 | 0 | 0 | 0 | 0 | 0 | 0 | 0 | 0 | 0 | 0 | 0 | 0 | 0 | 0 | 0 | 0 | 0 | 0 | 0 | 0 | 0 | 0 | 0 | 0 | 0 | 0 | PG&E FRESNO | Battery | PGE_Fresno_Li_Battery_8hr_94 | 0 | 0 | 0 | 0 | 0 | 0 | 0 | 0 | 0 | 0 | 0 | 0 | 0 | 0 | 0 | 0 | 0 | 0 | 0 | 0 | 0 | 0 | 0 | 0 | 0 | 0 | Li-ion Battery (8-hr) | PGE_Fresno_Li_Battery_8hr_94 | 0 | 0 | 0 | 0 | 0 | 0 | 0 | 0 | 0 | 0 | 0 | 0 | 0 | 0 | 0 | 0 | 0 | 0 | 0 | 0 | 0 | 0 | 0 | 0 | 0 | 0
PGE_Fresno_Solar_Generic | PGE_Fresno_Solar | PGE_Fresno_Solar_105 | 0 | 0 | 0 | 0 | 0 | 0 | 0 | 0 | 0 | 0 | 0 | 0 | 0 | 0 | 0 | 0 | 0 | 0 | 0 | 0 | 0 | 0 | 0 | 0 | 0 | 0 | PG&E FRESNO | Solar | PGE_Fresno_Solar_105 | 0 | 0 | 0 | 0 | 0 | 0 | 0 | 0 | 0 | 0 | 0 | 0 | 0 | 0 | 0 | 0 | 0 | 0 | 0 | 0 | 0 | 0 | 0 | 0 | 0 | 0 |  | PGE_Fresno_Solar_105 | 0 | 0 | 0 | 0 | 0 | 0 | 0 | 0 | 0 | 0 | 0 | 0 | 0 | 0 | 0 | 0 | 0 | 0 | 0 | 0 | 0 | 0 | 0 | 0 | 0 | 0
PGE_Fresno_Solar_Generic | PGE_Fresno_Solar | PGE_Fresno_Solar_114 | 0 | 0 | 0 | 0 | 0 | 0 | 0 | 0 | 0 | 0 | 0 | 0.1 | 0 | 0 | 0 | 0 | 0.1 | 0 | 0 | 0 | 0 | 0.1 | 0 | 0 | 0 | 0.1 | PG&E FRESNO | Solar | PGE_Fresno_Solar_114 | 0 | 0 | 0 | 0 | 0 | 0 | 0 | 0 | 0 | 0 | 0 | 0.1 | 0 | 0 | 0 | 0 | 0.1 | 0 | 0 | 0 | 0 | 0.1 | 0 | 0 | 0 | 0.1 |  | PGE_Fresno_Solar_114 | 0 | 0 | 0 | 0 | 0 | 0 | 0 | 0 | 0 | 0 | 0 | 0 | 0 | 0 | 0 | 0 | 0 | 0 | 0 | 0 | 0 | 0 | 0 | 0 | 0 | 0
PGE_Fresno_Solar_Generic | PGE_Fresno_Solar | PGE_Fresno_Solar_115 | 0 | 0 | 0 | 0 | 0 | 0 | 0 | 0 | 0 | 0 | 0 | 0 | 0 | 0 | 0 | 0 | 0 | 0 | 0 | 0 | 0 | 0.1 | 0 | 0 | 0 | 0.1 | PG&E FRESNO | Solar | PGE_Fresno_Solar_115 | 0 | 0 | 0 | 0 | 0 | 0 | 0 | 0 | 0 | 0 | 0 | 0 | 0 | 0 | 0 | 0 | 0 | 0 | 0 | 0 | 0 | 0.1 | 0 | 0 | 0 | 0.1 |  | PGE_Fresno_Solar_115 | 0 | 0 | 0 | 0 | 0 | 0 | 0 | 0 | 0 | 0 | 0 | 0 | 0 | 0 | 0 | 0 | 0 | 0 | 0 | 0 | 0 | 0 | 0 | 0 | 0 | 0
PGE_Fresno_Solar_Generic | PGE_Fresno_Solar | PGE_Fresno_Solar_117 | 0 | 0 | 0 | 0 | 0 | 0 | 0 | 0 | 0 | 0 | 0 | 0.85937 | 0 | 0 | 0 | 0 | 0.85937 | 0 | 0 | 0 | 0 | 2.3674 | 0 | 0 | 0 | 2.3674 | PG&E FRESNO | Solar | PGE_Fresno_Solar_117 | 0 | 0 | 0 | 0 | 0 | 0 | 0 | 0 | 0 | 0 | 0 | 0.58028 | 0 | 0 | 0 | 0 | 0.58028 | 0 | 0 | 0 | 0 | 2.0883 | 0 | 0 | 0 | 2.0883 |  | PGE_Fresno_Solar_117 | 0 | 0 | 0 | 0 | 0 | 0 | 0 | 0 | 0 | 0 | 0 | 0.28 | 0 | 0 | 0 | 0 | 0.28 | 0 | 0 | 0 | 0 | 0.28 | 0 | 0 | 0 | 0.28
PGE_Fresno_Solar_Generic | PGE_Fresno_Solar | PGE_Fresno_Solar_118 | 0 | 0 | 0 | 0 | 0 | 0 | 0 | 0 | 0 | 0 | 0 | 0 | 0 | 0 | 0 | 0 | 0 | 0 | 0 | 0 | 0 | 0 | 0 | 0 | 0 | 0 | PG&E FRESNO | Solar | PGE_Fresno_Solar_118 | 0 | 0 | 0 | 0 | 0 | 0 | 0 | 0 | 0 | 0 | 0 | 0 | 0 | 0 | 0 | 0 | 0 | 0 | 0 | 0 | 0 | 0 | 0 | 0 | 0 | 0 |  | PGE_Fresno_Solar_118 | 0 | 0 | 0 | 0 | 0 | 0 | 0 | 0 | 0 | 0 | 0 | 0 | 0 | 0 | 0 | 0 | 0 | 0 | 0 | 0 | 0 | 0 | 0 | 0 | 0 | 0
PGE_Fresno_Solar_Generic | PGE_Fresno_Solar | PGE_Fresno_Solar_119 | 0 | 0 | 0 | 0 | 0 | 0 | 0 | 0 | 0 | 0 | 0 | 0 | 0 | 0 | 0 | 0 | 0 | 0 | 0 | 0 | 0 | 0 | 0 | 0 | 0 | 0 | PG&E FRESNO | Solar | PGE_Fresno_Solar_119 | 0 | 0 | 0 | 0 | 0 | 0 | 0 | 0 | 0 | 0 | 0 | 0 | 0 | 0 | 0 | 0 | 0 | 0 | 0 | 0 | 0 | 0 | 0 | 0 | 0 | 0 |  | PGE_Fresno_Solar_119 | 0 | 0 | 0 | 0 | 0 | 0 | 0 | 0 | 0 | 0 | 0 | 0 | 0 | 0 | 0 | 0 | 0 | 0 | 0 | 0 | 0 | 0 | 0 | 0 | 0 | 0
PGE_Fresno_Solar_Generic | PGE_Fresno_Solar | PGE_Fresno_Solar_120 | 0 | 0 | 0 | 0 | 0 | 0 | 0.022909 | 0 | 0.022909 | 0 | 0 | 0.022909 | 0 | 0 | 0 | 0 | 0.022909 | 0 | 0 | 0 | 0 | 0.022909 | 0 | 0 | 0 | 0.022909 | PG&E FRESNO | Solar | PGE_Fresno_Solar_120 | 0 | 0 | 0 | 0 | 0 | 0 | 0.022909 | 0 | 0.022909 | 0 | 0 | 0.022909 | 0 | 0 | 0 | 0 | 0.022909 | 0 | 0 | 0 | 0 | 0.022909 | 0 | 0 | 0 | 0.022909 |  | PGE_Fresno_Solar_120 | 0 | 0 | 0 | 0 | 0 | 0 | 0 | 0 | 0 | 0 | 0 | 0 | 0 | 0 | 0 | 0 | 0 | 0 | 0 | 0 | 0 | 0 | 0 | 0 | 0 | 0
PGE_Fresno_Solar_Generic | PGE_Fresno_Solar | PGE_Fresno_Solar_123 | 0 | 0 | 0 | 0 | 0 | 0 | 0 | 0 | 0 | 0 | 0 | 0.092037 | 0 | 0 | 0 | 0 | 0.092037 | 0 | 0 | 0 | 0 | 0.092037 | 0 | 0 | 0 | 0.092037 | PG&E FRESNO | Solar | PGE_Fresno_Solar_123 | 0 | 0 | 0 | 0 | 0 | 0 | 0 | 0 | 0 | 0 | 0 | 0.092037 | 0 | 0 | 0 | 0 | 0.092037 | 0 | 0 | 0 | 0 | 0.092037 | 0 | 0 | 0 | 0.092037 |  | PGE_Fresno_Solar_123 | 0 | 0 | 0 | 0 | 0 | 0 | 0 | 0 | 0 | 0 | 0 | 0 | 0 | 0 | 0 | 0 | 0 | 0 | 0 | 0 | 0 | 0 | 0 | 0 | 0 | 0
PGE_Fresno_Solar_Generic | PGE_Fresno_Solar | PGE_Fresno_Solar_125 | 0 | 0 | 0 | 0 | 0 | 0 | 0 | 0 | 0 | 0 | 0 | 0 | 0 | 0 | 0 | 0 | 0 | 0 | 0 | 0 | 0 | 0 | 0 | 0 | 0 | 0 | PG&E FRESNO | Solar | PGE_Fresno_Solar_125 | 0 | 0 | 0 | 0 | 0 | 0 | 0 | 0 | 0 | 0 | 0 | 0 | 0 | 0 | 0 | 0 | 0 | 0 | 0 | 0 | 0 | 0 | 0 | 0 | 0 | 0 |  | PGE_Fresno_Solar_125 | 0 | 0 | 0 | 0 | 0 | 0 | 0 | 0 | 0 | 0 | 0 | 0 | 0 | 0 | 0 | 0 | 0 | 0 | 0 | 0 | 0 | 0 | 0 | 0 | 0 | 0
PGE_Fresno_Solar_Generic | PGE_Fresno_Solar | PGE_Fresno_Solar_128 | 0 | 0 | 0 | 0 | 0 | 0 | 0.0026648 | 0 | 0.0026648 | 0 | 0 | 0.0026648 | 0 | 0 | 0 | 0 | 0.0026648 | 0 | 0 | 0 | 0 | 0.0026648 | 0 | 0 | 0 | 0.0026648 | PG&E FRESNO | Solar | PGE_Fresno_Solar_128 | 0 | 0 | 0 | 0 | 0 | 0 | 0.0026648 | 0 | 0.0026648 | 0 | 0 | 0.0026648 | 0 | 0 | 0 | 0 | 0.0026648 | 0 | 0 | 0 | 0 | 0.0026648 | 0 | 0 | 0 | 0.0026648 |  | PGE_Fresno_Solar_128 | 0 | 0 | 0 | 0 | 0 | 0 | 0 | 0 | 0 | 0 | 0 | 0 | 0 | 0 | 0 | 0 | 0 | 0 | 0 | 0 | 0 | 0 | 0 | 0 | 0 | 0
PGE_Fresno_Solar_Generic | PGE_Fresno_Solar | PGE_Fresno_Solar_129 | 0 | 0 | 0 | 0 | 0 | 0 | 0 | 0 | 0 | 0 | 0 | 0 | 0 | 0 | 0 | 0 | 0 | 0 | 0 | 0 | 0 | 0 | 0 | 0 | 0 | 0 | PG&E FRESNO | Solar | PGE_Fresno_Solar_129 | 0 | 0 | 0 | 0 | 0 | 0 | 0 | 0 | 0 | 0 | 0 | 0 | 0 | 0 | 0 | 0 | 0 | 0 | 0 | 0 | 0 | 0 | 0 | 0 | 0 | 0 |  | PGE_Fresno_Solar_129 | 0 | 0 | 0 | 0 | 0 | 0 | 0 | 0 | 0 | 0 | 0 | 0 | 0 | 0 | 0 | 0 | 0 | 0 | 0 | 0 | 0 | 0 | 0 | 0 | 0 | 0
PGE_Fresno_Solar_Generic | PGE_Fresno_Solar | PGE_Fresno_Solar_133 | 0 | 0 | 0 | 0 | 0 | 0 | 0 | 0 | 0 | 0 | 0 | 0 | 0 | 0 | 0 | 0 | 0 | 0 | 0 | 0 | 0 | 0 | 0 | 0 | 0 | 0 | PG&E FRESNO | Solar | PGE_Fresno_Solar_133 | 0 | 0 | 0 | 0 | 0 | 0 | 0 | 0 | 0 | 0 | 0 | 0 | 0 | 0 | 0 | 0 | 0 | 0 | 0 | 0 | 0 | 0 | 0 | 0 | 0 | -1.6012e-16 |  | PGE_Fresno_Solar_133 | 0 | 0 | 0 | 0 | 0 | 0 | 0 | 0 | 0 | 0 | 0 | 0 | 0 | 0 | 0 | 0 | 0 | 0 | 0 | 0 | 0 | 0 | 0 | 0 | 0 | 0
PGE_Fresno_Solar_Generic | PGE_Fresno_Solar | PGE_Fresno_Solar_134 | 0 | 0 | 0 | 0 | 0 | 0 | 0 | 0 | 0.073529 | 0 | 0 | 0.073529 | 0 | 0 | 0 | 0 | 0.073529 | 0 | 0 | 0 | 0 | 0.073529 | 0 | 0 | 0 | 0.073529 | PG&E FRESNO | Solar | PGE_Fresno_Solar_134 | 0 | 0 | 0 | 0 | 0 | 0 | 0 | 0 | 0 | 0 | 0 | 0 | 0 | 0 | 0 | 0 | 0 | 0 | 0 | 0 | 0 | 0 | 0 | 0 | 0 | 0 |  | PGE_Fresno_Solar_134 | 0 | 0 | 0 | 0 | 0 | 0 | 0 | 0 | 0.07 | 0 | 0 | 0.07 | 0 | 0 | 0 | 0 | 0.07 | 0 | 0 | 0 | 0 | 0.07 | 0 | 0 | 0 | 0.07
PGE_Fresno_Solar_Generic | PGE_Fresno_Solar | PGE_Fresno_Solar_135 | 0 | 0 | 0 | 0 | 0 | 0 | 0 | 0 | 0 | 0 | 0 | 0 | 0 | 0 | 0 | 0 | 0 | 0 | 0 | 0 | 0 | 0 | 0 | 0 | 0 | 0 | PG&E FRESNO | Solar | PGE_Fresno_Solar_135 | 0 | 0 | 0 | 0 | 0 | 0 | 0 | 0 | 0 | 0 | 0 | 0 | 0 | 0 | 0 | 0 | 0 | 0 | 0 | 0 | 0 | 0 | 0 | 0 | 0 | 0 |  | PGE_Fresno_Solar_135 | 0 | 0 | 0 | 0 | 0 | 0 | 0 | 0 | 0 | 0 | 0 | 0 | 0 | 0 | 0 | 0 | 0 | 0 | 0 | 0 | 0 | 0 | 0 | 0 | 0 | 0
PGE_Fresno_Solar_Generic | PGE_Fresno_Solar | PGE_Fresno_Solar_136 | 0 | 0 | 0 | 0 | 0 | 0 | 0 | 0 | 0 | 0 | 0 | 0.14 | 0 | 0 | 0 | 0 | 0.14 | 0 | 0 | 0 | 0 | 0.14 | 0 | 0 | 0 | 0.14 | PG&E FRESNO | Solar | PGE_Fresno_Solar_136 | 0 | 0 | 0 | 0 | 0 | 0 | 0 | 0 | 0 | 0 | 0 | 0 | 0 | 0 | 0 | 0 | 0 | 0 | 0 | 0 | 0 | 0 | 0 | 0 | 0 | 0 |  | PGE_Fresno_Solar_136 | 0 | 0 | 0 | 0 | 0 | 0 | 0 | 0 | 0 | 0 | 0 | 0.14 | 0 | 0 | 0 | 0 | 0.14 | 0 | 0 | 0 | 0 | 0.14 | 0 | 0 | 0 | 0.14
PGE_Fresno_Solar_Generic | PGE_Fresno_Solar | PGE_Fresno_Solar_137 | 0 | 0 | 0 | 0 | 0 | 0 | 0 | 0 | 0 | 0 | 0 | 0 | 0 | 0 | 0 | 0 | 0 | 0 | 0 | 0 | 0 | 0 | 0 | 0 | 0 | 0 | PG&E FRESNO | Solar | PGE_Fresno_Solar_137 | 0 | 0 | 0 | 0 | 0 | 0 | 0 | 0 | 0 | 0 | 0 | 0 | 0 | 0 | 0 | 0 | 0 | 0 | 0 | 0 | 0 | 0 | 0 | 0 | 0 | 0 |  | PGE_Fresno_Solar_137 | 0 | 0 | 0 | 0 | 0 | 0 | 0 | 0 | 0 | 0 | 0 | 0 | 0 | 0 | 0 | 0 | 0 | 0 | 0 | 0 | 0 | 0 | 0 | 0 | 0 | 0
PGE_Fresno_Solar_Generic | PGE_Fresno_Solar | PGE_Fresno_Solar_138 | 0 | 0 | 0 | 0 | 0 | 0 | 0 | 0 | 0 | 0 | 0 | 0 | 0 | 0 | 0 | 0 | 0 | 0 | 0 | 0 | 0 | 0 | 0 | 0 | 0 | 0 | PG&E FRESNO | Solar | PGE_Fresno_Solar_138 | 0 | 0 | 0 | 0 | 0 | 0 | 0 | 0 | 0 | 0 | 0 | 0 | 0 | 0 | 0 | 0 | 0 | 0 | 0 | 0 | 0 | 0 | 0 | 0 | 0 | 0 |  | PGE_Fresno_Solar_138 | 0 | 0 | 0 | 0 | 0 | 0 | 0 | 0 | 0 | 0 | 0 | 0 | 0 | 0 | 0 | 0 | 0 | 0 | 0 | 0 | 0 | 0 | 0 | 0 | 0 | 0
PGE_Fresno_Solar_Generic | PGE_Fresno_Solar | PGE_Fresno_Solar_139 | 0 | 0 | 0 | 0 | 0 | 0 | 0 | 0 | 0 | 0 | 0 | 0 | 0 | 0 | 0 | 0 | 0 | 0 | 0 | 0 | 0 | 0 | 0 | 0 | 0 | 0 | PG&E FRESNO | Solar | PGE_Fresno_Solar_139 | 0 | 0 | 0 | 0 | 0 | 0 | 0 | 0 | 0 | 0 | 0 | 0 | 0 | 0 | 0 | 0 | 0 | 0 | 0 | 0 | 0 | 0 | 0 | 0 | 0 | 0 |  | PGE_Fresno_Solar_139 | 0 | 0 | 0 | 0 | 0 | 0 | 0 | 0 | 0 | 0 | 0 | 0 | 0 | 0 | 0 | 0 | 0 | 0 | 0 | 0 | 0 | 0 | 0 | 0 | 0 | 0
PGE_Fresno_Solar_Generic | PGE_Fresno_Solar | PGE_Fresno_Solar_140 | 0 | 0 | 0 | 0 | 0 | 0 | 0 | 0 | 0 | 0 | 0 | 0 | 0 | 0 | 0 | 0 | 0 | 0 | 0 | 0 | 0 | 0 | 0 | 0 | 0 | 0 | PG&E FRESNO | Solar | PGE_Fresno_Solar_140 | 0 | 0 | 0 | 0 | 0 | 0 | 0 | 0 | 0 | 0 | 0 | 0 | 0 | 0 | 0 | 0 | 0 | 0 | 0 | 0 | 0 | 0 | 0 | 0 | 0 | 0 |  | PGE_Fresno_Solar_140 | 0 | 0 | 0 | 0 | 0 | 0 | 0 | 0 | 0 | 0 | 0 | 0 | 0 | 0 | 0 | 0 | 0 | 0 | 0 | 0 | 0 | 0 | 0 | 0 | 0 | 0
PGE_Fresno_Solar_Generic | PGE_Fresno_Solar | PGE_Fresno_Solar_142 | 0 | 0 | 0 | 0 | 0 | 0 | 0 | 0 | 0 | 0 | 0 | 0 | 0 | 0 | 0 | 0 | 0 | 0 | 0 | 0 | 0 | 0 | 0 | 0 | 0 | 0 | PG&E FRESNO | Solar | PGE_Fresno_Solar_142 | 0 | 0 | 0 | 0 | 0 | 0 | 0 | 0 | 0 | 0 | 0 | 0 | 0 | 0 | 0 | 0 | 0 | 0 | 0 | 0 | 0 | 0 | 0 | 0 | 0 | 0 |  | PGE_Fresno_Solar_142 | 0 | 0 | 0 | 0 | 0 | 0 | 0 | 0 | 0 | 0 | 0 | 0 | 0 | 0 | 0 | 0 | 0 | 0 | 0 | 0 | 0 | 0 | 0 | 0 | 0 | 0
PGE_Fresno_Solar_Generic | PGE_Fresno_Solar | PGE_Fresno_Solar_145 | 0 | 0 | 0 | 0 | 0 | 0 | 0 | 0 | 0 | 0 | 0 | 0 | 0 | 0 | 0 | 0 | 0 | 0 | 0 | 0 | 0 | 0 | 0 | 0 | 0 | 0 | PG&E FRESNO | Solar | PGE_Fresno_Solar_145 | 0 | 0 | 0 | 0 | 0 | 0 | 0 | 0 | 0 | 0 | 0 | 0 | 0 | 0 | 0 | 0 | 0 | 0 | 0 | 0 | 0 | 0 | 0 | 0 | 0 | 0 |  | PGE_Fresno_Solar_145 | 0 | 0 | 0 | 0 | 0 | 0 | 0 | 0 | 0 | 0 | 0 | 0 | 0 | 0 | 0 | 0 | 0 | 0 | 0 | 0 | 0 | 0 | 0 | 0 | 0 | 0
PGE_Fresno_Solar_Generic | PGE_Fresno_Solar | PGE_Fresno_Solar_148 | 0 | 0 | 0 | 0 | 0 | 0 | 0 | 0 | 0 | 0 | 0 | 0 | 0 | 0 | 0 | 0 | 0 | 0 | 0 | 0 | 0 | 0 | 0 | 0 | 0 | 0 | PG&E FRESNO | Solar | PGE_Fresno_Solar_148 | 0 | 0 | 0 | 0 | 0 | 0 | 0 | 0 | 0 | 0 | 0 | 0 | 0 | 0 | 0 | 0 | 0 | 0 | 0 | 0 | 0 | 0 | 0 | 0 | 0 | 0 |  | PGE_Fresno_Solar_148 | 0 | 0 | 0 | 0 | 0 | 0 | 0 | 0 | 0 | 0 | 0 | 0 | 0 | 0 | 0 | 0 | 0 | 0 | 0 | 0 | 0 | 0 | 0 | 0 | 0 | 0
PGE_Fresno_Solar_Generic | PGE_Fresno_Solar | PGE_Fresno_Solar_149 | 0 | 0 | 0 | 0 | 0 | 0 | 0 | 0 | 0.071471 | 0 | 0 | 0.092352 | 0 | 0 | 0 | 0 | 0.092352 | 0 | 0 | 0 | 0 | 0.092352 | 0 | 0 | 0 | 0.092352 | PG&E FRESNO | Solar | PGE_Fresno_Solar_149 | 0 | 0 | 0 | 0 | 0 | 0 | 0 | 0 | 0 | 0 | 0 | 0 | 0 | 0 | 0 | 0 | 0 | 0 | 0 | 0 | 0 | 0 | 0 | 0 | 0 | 0 |  | PGE_Fresno_Solar_149 | 0 | 0 | 0 | 0 | 0 | 0 | 0 | 0 | 0.07 | 0 | 0 | 0.09 | 0 | 0 | 0 | 0 | 0.09 | 0 | 0 | 0 | 0 | 0.09 | 0 | 0 | 0 | 0.09
PGE_Fresno_Solar_Generic | PGE_Fresno_Solar | PGE_Fresno_Solar_150 | 0 | 0 | 0 | 0 | 0 | 0 | 0 | 0 | 0 | 0 | 0 | 0 | 0 | 0 | 0 | 0 | 0 | 0 | 0 | 0 | 0 | 0 | 0 | 0 | 0 | 0 | PG&E FRESNO | Solar | PGE_Fresno_Solar_150 | 0 | 0 | 0 | 0 | 0 | 0 | 0 | 0 | 0 | 0 | 0 | 0 | 0 | 0 | 0 | 0 | 0 | 0 | 0 | 0 | 0 | 0 | 0 | 0 | 0 | 0 |  | PGE_Fresno_Solar_150 | 0 | 0 | 0 | 0 | 0 | 0 | 0 | 0 | 0 | 0 | 0 | 0 | 0 | 0 | 0 | 0 | 0 | 0 | 0 | 0 | 0 | 0 | 0 | 0 | 0 | 0
PGE_Fresno_Solar_Generic | PGE_Fresno_Solar | PGE_Fresno_Solar_152 | 0 | 0 | 0 | 0 | 0 | 0 | 0 | 0 | 0 | 0 | 0 | 0 | 0 | 0 | 0 | 0 | 0 | 0 | 0 | 0 | 0 | 0 | 0 | 0 | 0 | 0 | PG&E FRESNO | Solar | PGE_Fresno_Solar_152 | 0 | 0 | 0 | 0 | 0 | 0 | 0 | 0 | 0 | 0 | 0 | 0 | 0 | 0 | 0 | 0 | 0 | 0 | 0 | 0 | 0 | 0 | 0 | 0 | 0 | 0 |  | PGE_Fresno_Solar_152 | 0 | 0 | 0 | 0 | 0 | 0 | 0 | 0 | 0 | 0 | 0 | 0 | 0 | 0 | 0 | 0 | 0 | 0 | 0 | 0 | 0 | 0 | 0 | 0 | 0 | 0
PGE_Fresno_Solar_Generic | PGE_Fresno_Solar | PGE_Fresno_Solar_158 | 0 | 0 | 0 | 0 | 0 | 0 | 0 | 0 | 0 | 0 | 0 | 0 | 0 | 0 | 0 | 0 | 0 | 0 | 0 | 0 | 0 | 0 | 0 | 0 | 0 | 0 | PG&E FRESNO | Solar | PGE_Fresno_Solar_158 | 0 | 0 | 0 | 0 | 0 | 0 | 0 | 0 | 0 | 0 | 0 | 0 | 0 | 0 | 0 | 0 | 0 | 0 | 0 | 0 | 0 | 0 | 0 | 0 | 0 | 0 |  | PGE_Fresno_Solar_158 | 0 | 0 | 0 | 0 | 0 | 0 | 0 | 0 | 0 | 0 | 0 | 0 | 0 | 0 | 0 | 0 | 0 | 0 | 0 | 0 | 0 | 0 | 0 | 0 | 0 | 0
PGE_Fresno_Solar_Generic | PGE_Fresno_Solar | PGE_Fresno_Solar_162 | 0 | 0 | 0 | 0 | 0 | 0 | 0 | 0 | 0 | 0 | 0 | 0 | 0 | 0 | 0 | 0 | 0 | 0 | 0 | 0 | 0 | 0 | 0 | 0 | 0 | 0 | PG&E FRESNO | Solar | PGE_Fresno_Solar_162 | 0 | 0 | 0 | 0 | 0 | 0 | 0 | 0 | 0 | 0 | 0 | 0 | 0 | 0 | 0 | 0 | 0 | 0 | 0 | 0 | 0 | 0 | 0 | 0 | 0 | 0 |  | PGE_Fresno_Solar_162 | 0 | 0 | 0 | 0 | 0 | 0 | 0 | 0 | 0 | 0 | 0 | 0 | 0 | 0 | 0 | 0 | 0 | 0 | 0 | 0 | 0 | 0 | 0 | 0 | 0 | 0
PGE_Fresno_Solar_Generic | PGE_Fresno_Solar | PGE_Fresno_Solar_163 | 0 | 0 | 0 | 0 | 0 | 0 | 0 | 0 | 0 | 0 | 0 | 0 | 0 | 0 | 0 | 0 | 0 | 0 | 0 | 0 | 0 | 0 | 0 | 0 | 0 | 0 | PG&E FRESNO | Solar | PGE_Fresno_Solar_163 | 0 | 0 | 0 | 0 | 0 | 0 | 0 | 0 | 0 | 0 | 0 | 0 | 0 | 0 | 0 | 0 | 0 | 0 | 0 | 0 | 0 | 0 | 0 | 0 | 0 | 0 |  | PGE_Fresno_Solar_163 | 0 | 0 | 0 | 0 | 0 | 0 | 0 | 0 | 0 | 0 | 0 | 0 | 0 | 0 | 0 | 0 | 0 | 0 | 0 | 0 | 0 | 0 | 0 | 0 | 0 | 0
PGE_Fresno_Solar_Generic | PGE_Fresno_Solar | PGE_Fresno_Solar_164 | 0 | 0 | 0 | 0 | 0 | 0 | 0 | 0 | 0 | 0 | 0 | 0 | 0 | 0 | 0 | 0 | 0 | 0 | 0 | 0 | 0 | 0 | 0 | 0 | 0 | 0 | PG&E FRESNO | Solar | PGE_Fresno_Solar_164 | 0 | 0 | 0 | 0 | 0 | 0 | 0 | 0 | 0 | 0 | 0 | 0 | 0 | 0 | 0 | 0 | 0 | 0 | 0 | 0 | 0 | 0 | 0 | 0 | 0 | 0 |  | PGE_Fresno_Solar_164 | 0 | 0 | 0 | 0 | 0 | 0 | 0 | 0 | 0 | 0 | 0 | 0 | 0 | 0 | 0 | 0 | 0 | 0 | 0 | 0 | 0 | 0 | 0 | 0 | 0 | 0
PGE_Fresno_Solar_Generic | PGE_Fresno_Solar | PGE_Fresno_Solar_166 | 0 | 0 | 0 | 0 | 0 | 0 | 0 | 0 | 0 | 0 | 0 | 0 | 0 | 0 | 0 | 0 | 0 | 0 | 0 | 0 | 0 | 0 | 0 | 0 | 0 | 0 | PG&E FRESNO | Solar | PGE_Fresno_Solar_166 | 0 | 0 | 0 | 0 | 0 | 0 | 0 | 0 | 0 | 0 | 0 | 0 | 0 | 0 | 0 | 0 | 0 | 0 | 0 | 0 | 0 | 0 | 0 | 0 | 0 | 0 |  | PGE_Fresno_Solar_166 | 0 | 0 | 0 | 0 | 0 | 0 | 0 | 0 | 0 | 0 | 0 | 0 | 0 | 0 | 0 | 0 | 0 | 0 | 0 | 0 | 0 | 0 | 0 | 0 | 0 | 0
PGE_Fresno_Solar_Generic | PGE_Fresno_Solar | PGE_Fresno_Solar_168 | 0 | 0 | 0 | 0 | 0 | 0 | 0 | 0 | 0 | 0 | 0 | 0 | 0 | 0 | 0 | 0 | 0 | 0 | 0 | 0 | 0 | 0 | 0 | 0 | 0 | 0 | PG&E FRESNO | Solar | PGE_Fresno_Solar_168 | 0 | 0 | 0 | 0 | 0 | 0 | 0 | 0 | 0 | 0 | 0 | 0 | 0 | 0 | 0 | 0 | 0 | 0 | 0 | 0 | 0 | 0 | 0 | 0 | 0 | 0 |  | PGE_Fresno_Solar_168 | 0 | 0 | 0 | 0 | 0 | 0 | 0 | 0 | 0 | 0 | 0 | 0 | 0 | 0 | 0 | 0 | 0 | 0 | 0 | 0 | 0 | 0 | 0 | 0 | 0 | 0
PGE_Fresno_Solar_Generic | PGE_Fresno_Solar | PGE_Fresno_Solar_169 | 0 | 0 | 0 | 0 | 0 | 0 | 0 | 0 | 0 | 0 | 0 | 0 | 0 | 0 | 0 | 0 | 0 | 0 | 0 | 0 | 0 | 0 | 0 | 0 | 0 | 0 | PG&E FRESNO | Solar | PGE_Fresno_Solar_169 | 0 | 0 | 0 | 0 | 0 | 0 | 0 | 0 | 0 | 0 | 0 | 0 | 0 | 0 | 0 | 0 | 0 | 0 | 0 | 0 | 0 | 0 | 0 | 0 | 0 | 0 |  | PGE_Fresno_Solar_169 | 0 | 0 | 0 | 0 | 0 | 0 | 0 | 0 | 0 | 0 | 0 | 0 | 0 | 0 | 0 | 0 | 0 | 0 | 0 | 0 | 0 | 0 | 0 | 0 | 0 | 0
PGE_Fresno_Solar_Generic | PGE_Fresno_Solar | PGE_Fresno_Solar_64 | 0 | 0 | 0 | 0 | 0 | 0 | 0 | 0 | 0 | 0 | 0 | 0 | 0 | 0 | 0 | 0 | 0 | 0 | 0 | 0 | 0 | 0.53423 | 0 | 0 | 0 | 0.53423 | PG&E FRESNO | Solar | PGE_Fresno_Solar_64 | 0 | 0 | 0 | 0 | 0 | 0 | 0 | 0 | 0 | 0 | 0 | 0 | 0 | 0 | 0 | 0 | 0 | 0 | 0 | 0 | 0 | 0.53423 | 0 | 0 | 0 | 0.53423 |  | PGE_Fresno_Solar_64 | 0 | 0 | 0 | 0 | 0 | 0 | 0 | 0 | 0 | 0 | 0 | 0 | 0 | 0 | 0 | 0 | 0 | 0 | 0 | 0 | 0 | 0 | 0 | 0 | 0 | 0
PGE_Fresno_Solar_Generic | PGE_Fresno_Solar | PGE_Fresno_Solar_69 | 0 | 0 | 0 | 0 | 0 | 0 | 0.10327 | 0 | 0.10327 | 0 | 0 | 0.10327 | 0 | 0 | 0 | 0 | 0.10327 | 0 | 0 | 0 | 0 | 0.10327 | 0 | 0 | 0 | 0.10327 | PG&E FRESNO | Solar | PGE_Fresno_Solar_69 | 0 | 0 | 0 | 0 | 0 | 0 | 0.10327 | 0 | 0.10327 | 0 | 0 | 0.10327 | 0 | 0 | 0 | 0 | 0.10327 | 0 | 0 | 0 | 0 | 0.10327 | 0 | 0 | 0 | 0.10327 |  | PGE_Fresno_Solar_69 | 0 | 0 | 0 | 0 | 0 | 0 | 0 | 0 | 0 | 0 | 0 | 0 | 0 | 0 | 0 | 0 | 0 | 0 | 0 | 0 | 0 | 0 | 0 | 0 | 0 | 0
PGE_Fresno_Solar_Generic | PGE_Fresno_Solar | PGE_Fresno_Solar_70 | 0 | 0 | 0 | 0 | 0 | 0 | 0 | 0 | 0 | 0 | 0 | 0.63205 | 0 | 0 | 0 | 0 | 0.63205 | 0 | 0 | 0 | 0 | 0.63205 | 0 | 0 | 0 | 0.63205 | PG&E FRESNO | Solar | PGE_Fresno_Solar_70 | 0 | 0 | 0 | 0 | 0 | 0 | 0 | 0 | 0 | 0 | 0 | 0.63205 | 0 | 0 | 0 | 0 | 0.63205 | 0 | 0 | 0 | 0 | 0.63205 | 0 | 0 | 0 | 0.63205 |  | PGE_Fresno_Solar_70 | 0 | 0 | 0 | 0 | 0 | 0 | 0 | 0 | 0 | 0 | 0 | 0 | 0 | 0 | 0 | 0 | 0 | 0 | 0 | 0 | 0 | 0 | 0 | 0 | 0 | 0
PGE_Fresno_Solar_Generic | PGE_Fresno_Solar | PGE_Fresno_Solar_71 | 0 | 0 | 0 | 0 | 0 | 0 | 0 | 0 | 0 | 0 | 0 | 0.73722 | 0 | 0 | 0 | 0 | 0.73722 | 0 | 0 | 0 | 0 | 0.73722 | 0 | 0 | 0 | 0.73722 | PG&E FRESNO | Solar | PGE_Fresno_Solar_71 | 0 | 0 | 0 | 0 | 0 | 0 | 0 | 0 | 0 | 0 | 0 | 0.73722 | 0 | 0 | 0 | 0 | 0.73722 | 0 | 0 | 0 | 0 | 0.73722 | 0 | 0 | 0 | 0.73722 |  | PGE_Fresno_Solar_71 | 0 | 0 | 0 | 0 | 0 | 0 | 0 | 0 | 0 | 0 | 0 | 0 | 0 | 0 | 0 | 0 | 0 | 0 | 0 | 0 | 0 | 0 | 0 | 0 | 0 | 0
PGE_Fresno_Solar_Generic | PGE_Fresno_Solar | PGE_Fresno_Solar_73 | 0 | 0 | 0 | 0 | 0 | 0 | 0 | 0 | 0 | 0 | 0 | 0 | 0 | 0 | 0 | 0 | 0 | 0 | 0 | 0 | 0 | 0 | 0 | 0 | 0 | 0.0021591 | PG&E FRESNO | Solar | PGE_Fresno_Solar_73 | 0 | 0 | 0 | 0 | 0 | 0 | 0 | 0 | 0 | 0 | 0 | 0 | 0 | 0 | 0 | 0 | 0 | 0 | 0 | 0 | 0 | 0 | 0 | 0 | 0 | 0.0021591 |  | PGE_Fresno_Solar_73 | 0 | 0 | 0 | 0 | 0 | 0 | 0 | 0 | 0 | 0 | 0 | 0 | 0 | 0 | 0 | 0 | 0 | 0 | 0 | 0 | 0 | 0 | 0 | 0 | 0 | 0
PGE_Fresno_Solar_Generic | PGE_Fresno_Solar | PGE_Fresno_Solar_75 | 0 | 0 | 0 | 0 | 0 | 0 | 0 | 0 | 0 | 0 | 0 | 0.29377 | 0 | 0 | 0 | 0 | 0.29377 | 0 | 0 | 0 | 0 | 0.74955 | 0 | 0 | 0 | 1.0075 | PG&E FRESNO | Solar | PGE_Fresno_Solar_75 | 0 | 0 | 0 | 0 | 0 | 0 | 0 | 0 | 0 | 0 | 0 | 0.29377 | 0 | 0 | 0 | 0 | 0.29377 | 0 | 0 | 0 | 0 | 0.74955 | 0 | 0 | 0 | 1.0075 |  | PGE_Fresno_Solar_75 | 0 | 0 | 0 | 0 | 0 | 0 | 0 | 0 | 0 | 0 | 0 | 0 | 0 | 0 | 0 | 0 | 0 | 0 | 0 | 0 | 0 | 0 | 0 | 0 | 0 | 0
PGE_Fresno_Solar_Generic | PGE_Fresno_Solar | PGE_Fresno_Solar_76 | 0 | 0 | 0 | 0 | 0 | 0 | 0 | 0 | 0 | 0 | 0 | 0.1 | 0 | 0 | 0 | 0 | 0.1 | 0 | 0 | 0 | 0 | 0.1 | 0 | 0 | 0 | 0.1 | PG&E FRESNO | Solar | PGE_Fresno_Solar_76 | 0 | 0 | 0 | 0 | 0 | 0 | 0 | 0 | 0 | 0 | 0 | 0.1 | 0 | 0 | 0 | 0 | 0.1 | 0 | 0 | 0 | 0 | 0.1 | 0 | 0 | 0 | 0.1 |  | PGE_Fresno_Solar_76 | 0 | 0 | 0 | 0 | 0 | 0 | 0 | 0 | 0 | 0 | 0 | 0 | 0 | 0 | 0 | 0 | 0 | 0 | 0 | 0 | 0 | 0 | 0 | 0 | 0 | 0
PGE_Fresno_Solar_Generic | PGE_Fresno_Solar | PGE_Fresno_Solar_77 | 0 | 0 | 0 | 0 | 0 | 0 | 0 | 0 | 0 | 0 | 0 | 0.1114 | 0 | 0 | 0 | 0 | 0.1114 | 0 | 0 | 0 | 0 | 0.1114 | 0 | 0 | 0 | 0.1114 | PG&E FRESNO | Solar | PGE_Fresno_Solar_77 | 0 | 0 | 0 | 0 | 0 | 0 | 0 | 0 | 0 | 0 | 0 | 0.1114 | 0 | 0 | 0 | 0 | 0.1114 | 0 | 0 | 0 | 0 | 0.1114 | 0 | 0 | 0 | 0.1114 |  | PGE_Fresno_Solar_77 | 0 | 0 | 0 | 0 | 0 | 0 | 0 | 0 | 0 | 0 | 0 | 0 | 0 | 0 | 0 | 0 | 0 | 0 | 0 | 0 | 0 | 0 | 0 | 0 | 0 | 0
PGE_Fresno_Solar_Generic | PGE_Fresno_Solar | PGE_Fresno_Solar_88 | 0 | 0 | 0 | 0 | 0 | 0 | 0.049185 | 0 | 0.049185 | 0 | 0 | 0.055701 | 0 | 0 | 0 | 0 | 0.055701 | 0 | 0 | 0 | 0 | 0.055701 | 0 | 0 | 0 | 0.055701 | PG&E FRESNO | Solar | PGE_Fresno_Solar_88 | 0 | 0 | 0 | 0 | 0 | 0 | 0.049185 | 0 | 0.049185 | 0 | 0 | 0.055701 | 0 | 0 | 0 | 0 | 0.055701 | 0 | 0 | 0 | 0 | 0.055701 | 0 | 0 | 0 | 0.055701 |  | PGE_Fresno_Solar_88 | 0 | 0 | 0 | 0 | 0 | 0 | 0 | 0 | 0 | 0 | 0 | 0 | 0 | 0 | 0 | 0 | 0 | 0 | 0 | 0 | 0 | 0 | 0 | 0 | 0 | 0
PGE_Fresno_Solar_Generic | PGE_Fresno_Solar | PGE_Fresno_Solar_90 | 0 | 0 | 0 | 0 | 0 | 0 | 0 | 0 | 0 | 0 | 0 | 0 | 0 | 0 | 0 | 0 | 0 | 0 | 0 | 0 | 0 | 0.080241 | 0 | 0 | 0 | 0.080241 | PG&E FRESNO | Solar | PGE_Fresno_Solar_90 | 0 | 0 | 0 | 0 | 0 | 0 | 0 | 0 | 0 | 0 | 0 | 0 | 0 | 0 | 0 | 0 | 0 | 0 | 0 | 0 | 0 | 0.080241 | 0 | 0 | 0 | 0.080241 |  | PGE_Fresno_Solar_90 | 0 | 0 | 0 | 0 | 0 | 0 | 0 | 0 | 0 | 0 | 0 | 0 | 0 | 0 | 0 | 0 | 0 | 0 | 0 | 0 | 0 | 0 | 0 | 0 | 0 | 0
PGE_Fresno_Solar_Generic | PGE_Fresno_Solar | PGE_Fresno_Solar_94 | 0 | 0 | 0 | 0 | 0 | 0 | 0.039972 | 0 | 0.039972 | 0 | 0 | 0.039972 | 0 | 0 | 0 | 0 | 0.039972 | 0 | 0 | 0 | 0 | 0.039972 | 0 | 0 | 0 | 0.039972 | PG&E FRESNO | Solar | PGE_Fresno_Solar_94 | 0 | 0 | 0 | 0 | 0 | 0 | 0.039972 | 0 | 0.039972 | 0 | 0 | 0.039972 | 0 | 0 | 0 | 0 | 0.039972 | 0 | 0 | 0 | 0 | 0.039972 | 0 | 0 | 0 | 0.039972 |  | PGE_Fresno_Solar_94 | 0 | 0 | 0 | 0 | 0 | 0 | 0 | 0 | 0 | 0 | 0 | 0 | 0 | 0 | 0 | 0 | 0 | 0 | 0 | 0 | 0 | 0 | 0 | 0 | 0 | 0
PGE_New_EGS_Generic | PGE_New_EGS | PGE_GBA_EGS_Deep_10 | 0 | 0 | 0 | 0 | 0 | 0 | 0 | 0 | 0 | 0 | 0 | 0 | 0 | 0 | 0 | 0 | 0 | 0 | 0 | 0 | 0 | 0 | 0 | 0 | 0 | 0 | PG&E GBA | Geothermal | PGE_GBA_EGS_Deep_10 | 0 | 0 | 0 | 0 | 0 | 0 | 0 | 0 | 0 | 0 | 0 | 0 | 0 | 0 | 0 | 0 | 0 | 0 | 0 | 0 | 0 | 0 | 0 | 0 | 0 | 0 |  | PGE_GBA_EGS_Deep_10 | 0 | 0 | 0 | 0 | 0 | 0 | 0 | 0 | 0 | 0 | 0 | 0 | 0 | 0 | 0 | 0 | 0 | 0 | 0 | 0 | 0 | 0 | 0 | 0 | 0 | 0
PGE_New_EGS_Generic | PGE_New_EGS | PGE_GBA_EGS_Deep_11 | 0 | 0 | 0 | 0 | 0 | 0 | 0 | 0 | 0 | 0 | 0 | 0 | 0 | 0 | 0 | 0 | 0 | 0 | 0 | 0 | 0 | 0 | 0 | 0 | 0 | 0 | PG&E GBA | Geothermal | PGE_GBA_EGS_Deep_11 | 0 | 0 | 0 | 0 | 0 | 0 | 0 | 0 | 0 | 0 | 0 | 0 | 0 | 0 | 0 | 0 | 0 | 0 | 0 | 0 | 0 | 0 | 0 | 0 | 0 | 0 |  | PGE_GBA_EGS_Deep_11 | 0 | 0 | 0 | 0 | 0 | 0 | 0 | 0 | 0 | 0 | 0 | 0 | 0 | 0 | 0 | 0 | 0 | 0 | 0 | 0 | 0 | 0 | 0 | 0 | 0 | 0
PGE_New_EGS_Generic | PGE_New_EGS | PGE_GBA_EGS_Deep_116 | 0 | 0 | 0 | 0 | 0 | 0 | 0 | 0 | 0 | 0 | 0 | 0 | 0 | 0 | 0 | 0 | 0 | 0 | 0 | 0 | 0 | 0 | 0 | 0 | 0 | 0 | PG&E GBA | Geothermal | PGE_GBA_EGS_Deep_116 | 0 | 0 | 0 | 0 | 0 | 0 | 0 | 0 | 0 | 0 | 0 | 0 | 0 | 0 | 0 | 0 | 0 | 0 | 0 | 0 | 0 | 0 | 0 | 0 | 0 | 0 |  | PGE_GBA_EGS_Deep_116 | 0 | 0 | 0 | 0 | 0 | 0 | 0 | 0 | 0 | 0 | 0 | 0 | 0 | 0 | 0 | 0 | 0 | 0 | 0 | 0 | 0 | 0 | 0 | 0 | 0 | 0
PGE_New_EGS_Generic | PGE_New_EGS | PGE_GBA_EGS_Deep_12 | 0 | 0 | 0 | 0 | 0 | 0 | 0 | 0 | 0 | 0 | 0 | 0 | 0 | 0 | 0 | 0 | 0 | 0 | 0 | 0 | 0 | 0 | 0 | 0 | 0 | 0 | PG&E GBA | Geothermal | PGE_GBA_EGS_Deep_12 | 0 | 0 | 0 | 0 | 0 | 0 | 0 | 0 | 0 | 0 | 0 | 0 | 0 | 0 | 0 | 0 | 0 | 0 | 0 | 0 | 0 | 0 | 0 | 0 | 0 | 0 |  | PGE_GBA_EGS_Deep_12 | 0 | 0 | 0 | 0 | 0 | 0 | 0 | 0 | 0 | 0 | 0 | 0 | 0 | 0 | 0 | 0 | 0 | 0 | 0 | 0 | 0 | 0 | 0 | 0 | 0 | 0
PGE_New_EGS_Generic | PGE_New_EGS | PGE_GBA_EGS_Deep_13 | 0 | 0 | 0 | 0 | 0 | 0 | 0 | 0 | 0 | 0 | 0 | 0 | 0 | 0 | 0 | 0 | 0 | 0 | 0 | 0 | 0 | 0 | 0 | 0 | 0 | 0 | PG&E GBA | Geothermal | PGE_GBA_EGS_Deep_13 | 0 | 0 | 0 | 0 | 0 | 0 | 0 | 0 | 0 | 0 | 0 | 0 | 0 | 0 | 0 | 0 | 0 | 0 | 0 | 0 | 0 | 0 | 0 | 0 | 0 | 0 |  | PGE_GBA_EGS_Deep_13 | 0 | 0 | 0 | 0 | 0 | 0 | 0 | 0 | 0 | 0 | 0 | 0 | 0 | 0 | 0 | 0 | 0 | 0 | 0 | 0 | 0 | 0 | 0 | 0 | 0 | 0
PGE_New_EGS_Generic | PGE_New_EGS | PGE_GBA_EGS_Deep_14 | 0 | 0 | 0 | 0 | 0 | 0 | 0 | 0 | 0 | 0 | 0 | 0 | 0 | 0 | 0 | 0 | 0 | 0 | 0 | 0 | 0 | 0 | 0 | 0 | 0 | 0 | PG&E GBA | Geothermal | PGE_GBA_EGS_Deep_14 | 0 | 0 | 0 | 0 | 0 | 0 | 0 | 0 | 0 | 0 | 0 | 0 | 0 | 0 | 0 | 0 | 0 | 0 | 0 | 0 | 0 | 0 | 0 | 0 | 0 | 0 |  | PGE_GBA_EGS_Deep_14 | 0 | 0 | 0 | 0 | 0 | 0 | 0 | 0 | 0 | 0 | 0 | 0 | 0 | 0 | 0 | 0 | 0 | 0 | 0 | 0 | 0 | 0 | 0 | 0 | 0 | 0
PGE_New_EGS_Generic | PGE_New_EGS | PGE_GBA_EGS_Deep_3 | 0 | 0 | 0 | 0 | 0 | 0 | 0 | 0 | 0 | 0 | 0 | 0 | 0 | 0 | 0 | 0 | 0 | 0 | 0 | 0 | 0 | 0 | 0 | 0 | 0 | 0 | PG&E GBA | Geothermal | PGE_GBA_EGS_Deep_3 | 0 | 0 | 0 | 0 | 0 | 0 | 0 | 0 | 0 | 0 | 0 | 0 | 0 | 0 | 0 | 0 | 0 | 0 | 0 | 0 | 0 | 0 | 0 | 0 | 0 | 0 |  | PGE_GBA_EGS_Deep_3 | 0 | 0 | 0 | 0 | 0 | 0 | 0 | 0 | 0 | 0 | 0 | 0 | 0 | 0 | 0 | 0 | 0 | 0 | 0 | 0 | 0 | 0 | 0 | 0 | 0 | 0
PGE_New_EGS_Generic | PGE_New_EGS | PGE_GBA_EGS_Deep_32 | 0 | 0 | 0 | 0 | 0 | 0 | 0 | 0 | 0 | 0 | 0 | 0 | 0 | 0 | 0 | 0 | 0 | 0 | 0 | 0 | 0 | 0 | 0 | 0 | 0 | 0 | PG&E GBA | Geothermal | PGE_GBA_EGS_Deep_32 | 0 | 0 | 0 | 0 | 0 | 0 | 0 | 0 | 0 | 0 | 0 | 0 | 0 | 0 | 0 | 0 | 0 | 0 | 0 | 0 | 0 | 0 | 0 | 0 | 0 | 0 |  | PGE_GBA_EGS_Deep_32 | 0 | 0 | 0 | 0 | 0 | 0 | 0 | 0 | 0 | 0 | 0 | 0 | 0 | 0 | 0 | 0 | 0 | 0 | 0 | 0 | 0 | 0 | 0 | 0 | 0 | 0
PGE_New_EGS_Generic | PGE_New_EGS | PGE_GBA_EGS_Deep_34 | 0 | 0 | 0 | 0 | 0 | 0 | 0 | 0 | 0 | 0 | 0 | 0 | 0 | 0 | 0 | 0 | 0 | 0 | 0 | 0 | 0 | 0 | 0 | 0 | 0 | 0 | PG&E GBA | Geothermal | PGE_GBA_EGS_Deep_34 | 0 | 0 | 0 | 0 | 0 | 0 | 0 | 0 | 0 | 0 | 0 | 0 | 0 | 0 | 0 | 0 | 0 | 0 | 0 | 0 | 0 | 0 | 0 | 0 | 0 | 0 |  | PGE_GBA_EGS_Deep_34 | 0 | 0 | 0 | 0 | 0 | 0 | 0 | 0 | 0 | 0 | 0 | 0 | 0 | 0 | 0 | 0 | 0 | 0 | 0 | 0 | 0 | 0 | 0 | 0 | 0 | 0
PGE_New_EGS_Generic | PGE_New_EGS | PGE_GBA_EGS_Deep_38 | 0 | 0 | 0 | 0 | 0 | 0 | 0 | 0 | 0 | 0 | 0 | 0 | 0 | 0 | 0 | 0 | 0 | 0 | 0 | 0 | 0 | 0 | 0 | 0 | 0 | 0 | PG&E GBA | Geothermal | PGE_GBA_EGS_Deep_38 | 0 | 0 | 0 | 0 | 0 | 0 | 0 | 0 | 0 | 0 | 0 | 0 | 0 | 0 | 0 | 0 | 0 | 0 | 0 | 0 | 0 | 0 | 0 | 0 | 0 | 0 |  | PGE_GBA_EGS_Deep_38 | 0 | 0 | 0 | 0 | 0 | 0 | 0 | 0 | 0 | 0 | 0 | 0 | 0 | 0 | 0 | 0 | 0 | 0 | 0 | 0 | 0 | 0 | 0 | 0 | 0 | 0
PGE_New_EGS_Generic | PGE_New_EGS | PGE_GBA_EGS_Deep_4 | 0 | 0 | 0 | 0 | 0 | 0 | 0 | 0 | 0 | 0 | 0 | 0 | 0 | 0 | 0 | 0 | 0 | 0 | 0 | 0 | 0 | 0 | 0 | 0 | 0 | 0 | PG&E GBA | Geothermal | PGE_GBA_EGS_Deep_4 | 0 | 0 | 0 | 0 | 0 | 0 | 0 | 0 | 0 | 0 | 0 | 0 | 0 | 0 | 0 | 0 | 0 | 0 | 0 | 0 | 0 | 0 | 0 | 0 | 0 | 0 |  | PGE_GBA_EGS_Deep_4 | 0 | 0 | 0 | 0 | 0 | 0 | 0 | 0 | 0 | 0 | 0 | 0 | 0 | 0 | 0 | 0 | 0 | 0 | 0 | 0 | 0 | 0 | 0 | 0 | 0 | 0
PGE_New_EGS_Generic | PGE_New_EGS | PGE_GBA_EGS_Deep_40 | 0 | 0 | 0 | 0 | 0 | 0 | 0 | 0 | 0 | 0 | 0 | 0 | 0 | 0 | 0 | 0 | 0 | 0 | 0 | 0 | 0 | 0 | 0 | 0 | 0 | 0 | PG&E GBA | Geothermal | PGE_GBA_EGS_Deep_40 | 0 | 0 | 0 | 0 | 0 | 0 | 0 | 0 | 0 | 0 | 0 | 0 | 0 | 0 | 0 | 0 | 0 | 0 | 0 | 0 | 0 | 0 | 0 | 0 | 0 | 0 |  | PGE_GBA_EGS_Deep_40 | 0 | 0 | 0 | 0 | 0 | 0 | 0 | 0 | 0 | 0 | 0 | 0 | 0 | 0 | 0 | 0 | 0 | 0 | 0 | 0 | 0 | 0 | 0 | 0 | 0 | 0
PGE_New_EGS_Generic | PGE_New_EGS | PGE_GBA_EGS_Deep_41 | 0 | 0 | 0 | 0 | 0 | 0 | 0 | 0 | 0 | 0 | 0 | 0 | 0 | 0 | 0 | 0 | 0 | 0 | 0 | 0 | 0 | 0 | 0 | 0 | 0 | 0 | PG&E GBA | Geothermal | PGE_GBA_EGS_Deep_41 | 0 | 0 | 0 | 0 | 0 | 0 | 0 | 0 | 0 | 0 | 0 | 0 | 0 | 0 | 0 | 0 | 0 | 0 | 0 | 0 | 0 | 0 | 0 | 0 | 0 | 0 |  | PGE_GBA_EGS_Deep_41 | 0 | 0 | 0 | 0 | 0 | 0 | 0 | 0 | 0 | 0 | 0 | 0 | 0 | 0 | 0 | 0 | 0 | 0 | 0 | 0 | 0 | 0 | 0 | 0 | 0 | 0
PGE_New_EGS_Generic | PGE_New_EGS | PGE_GBA_EGS_Deep_42 | 0 | 0 | 0 | 0 | 0 | 0 | 0 | 0 | 0 | 0 | 0 | 0 | 0 | 0 | 0 | 0 | 0 | 0 | 0 | 0 | 0 | 0 | 0 | 0 | 0 | 0 | PG&E GBA | Geothermal | PGE_GBA_EGS_Deep_42 | 0 | 0 | 0 | 0 | 0 | 0 | 0 | 0 | 0 | 0 | 0 | 0 | 0 | 0 | 0 | 0 | 0 | 0 | 0 | 0 | 0 | 0 | 0 | 0 | 0 | 0 |  | PGE_GBA_EGS_Deep_42 | 0 | 0 | 0 | 0 | 0 | 0 | 0 | 0 | 0 | 0 | 0 | 0 | 0 | 0 | 0 | 0 | 0 | 0 | 0 | 0 | 0 | 0 | 0 | 0 | 0 | 0
PGE_New_EGS_Generic | PGE_New_EGS | PGE_GBA_EGS_Deep_44 | 0 | 0 | 0 | 0 | 0 | 0 | 0 | 0 | 0 | 0 | 0 | 0 | 0 | 0 | 0 | 0 | 0 | 0 | 0 | 0 | 0 | 0 | 0 | 0 | 0 | 0 | PG&E GBA | Geothermal | PGE_GBA_EGS_Deep_44 | 0 | 0 | 0 | 0 | 0 | 0 | 0 | 0 | 0 | 0 | 0 | 0 | 0 | 0 | 0 | 0 | 0 | 0 | 0 | 0 | 0 | 0 | 0 | 0 | 0 | 0 |  | PGE_GBA_EGS_Deep_44 | 0 | 0 | 0 | 0 | 0 | 0 | 0 | 0 | 0 | 0 | 0 | 0 | 0 | 0 | 0 | 0 | 0 | 0 | 0 | 0 | 0 | 0 | 0 | 0 | 0 | 0
PGE_New_EGS_Generic | PGE_New_EGS | PGE_GBA_EGS_Deep_45 | 0 | 0 | 0 | 0 | 0 | 0 | 0 | 0 | 0 | 0 | 0 | 0 | 0 | 0 | 0 | 0 | 0 | 0 | 0 | 0 | 0 | 0 | 0 | 0 | 0 | 0 | PG&E GBA | Geothermal | PGE_GBA_EGS_Deep_45 | 0 | 0 | 0 | 0 | 0 | 0 | 0 | 0 | 0 | 0 | 0 | 0 | 0 | 0 | 0 | 0 | 0 | 0 | 0 | 0 | 0 | 0 | 0 | 0 | 0 | 0 |  | PGE_GBA_EGS_Deep_45 | 0 | 0 | 0 | 0 | 0 | 0 | 0 | 0 | 0 | 0 | 0 | 0 | 0 | 0 | 0 | 0 | 0 | 0 | 0 | 0 | 0 | 0 | 0 | 0 | 0 | 0
PGE_New_EGS_Generic | PGE_New_EGS | PGE_GBA_EGS_Deep_48 | 0 | 0 | 0 | 0 | 0 | 0 | 0 | 0 | 0 | 0 | 0 | 0 | 0 | 0 | 0 | 0 | 0 | 0 | 0 | 0 | 0 | 0 | 0 | 0 | 0 | 0 | PG&E GBA | Geothermal | PGE_GBA_EGS_Deep_48 | 0 | 0 | 0 | 0 | 0 | 0 | 0 | 0 | 0 | 0 | 0 | 0 | 0 | 0 | 0 | 0 | 0 | 0 | 0 | 0 | 0 | 0 | 0 | 0 | 0 | 0 |  | PGE_GBA_EGS_Deep_48 | 0 | 0 | 0 | 0 | 0 | 0 | 0 | 0 | 0 | 0 | 0 | 0 | 0 | 0 | 0 | 0 | 0 | 0 | 0 | 0 | 0 | 0 | 0 | 0 | 0 | 0
PGE_New_EGS_Generic | PGE_New_EGS | PGE_GBA_EGS_Deep_49 | 0 | 0 | 0 | 0 | 0 | 0 | 0 | 0 | 0 | 0 | 0 | 0 | 0 | 0 | 0 | 0 | 0 | 0 | 0 | 0 | 0 | 0 | 0 | 0 | 0 | 0 | PG&E GBA | Geothermal | PGE_GBA_EGS_Deep_49 | 0 | 0 | 0 | 0 | 0 | 0 | 0 | 0 | 0 | 0 | 0 | 0 | 0 | 0 | 0 | 0 | 0 | 0 | 0 | 0 | 0 | 0 | 0 | 0 | 0 | 0 |  | PGE_GBA_EGS_Deep_49 | 0 | 0 | 0 | 0 | 0 | 0 | 0 | 0 | 0 | 0 | 0 | 0 | 0 | 0 | 0 | 0 | 0 | 0 | 0 | 0 | 0 | 0 | 0 | 0 | 0 | 0
PGE_New_EGS_Generic | PGE_New_EGS | PGE_GBA_EGS_Deep_5 | 0 | 0 | 0 | 0 | 0 | 0 | 0 | 0 | 0 | 0 | 0 | 0 | 0 | 0 | 0 | 0 | 0 | 0 | 0 | 0 | 0 | 0 | 0 | 0 | 0 | 0 | PG&E GBA | Geothermal | PGE_GBA_EGS_Deep_5 | 0 | 0 | 0 | 0 | 0 | 0 | 0 | 0 | 0 | 0 | 0 | 0 | 0 | 0 | 0 | 0 | 0 | 0 | 0 | 0 | 0 | 0 | 0 | 0 | 0 | 0 |  | PGE_GBA_EGS_Deep_5 | 0 | 0 | 0 | 0 | 0 | 0 | 0 | 0 | 0 | 0 | 0 | 0 | 0 | 0 | 0 | 0 | 0 | 0 | 0 | 0 | 0 | 0 | 0 | 0 | 0 | 0
PGE_New_EGS_Generic | PGE_New_EGS | PGE_GBA_EGS_Deep_50 | 0 | 0 | 0 | 0 | 0 | 0 | 0 | 0 | 0 | 0 | 0 | 0 | 0 | 0 | 0 | 0 | 0 | 0 | 0 | 0 | 0 | 0 | 0 | 0 | 0 | 0 | PG&E GBA | Geothermal | PGE_GBA_EGS_Deep_50 | 0 | 0 | 0 | 0 | 0 | 0 | 0 | 0 | 0 | 0 | 0 | 0 | 0 | 0 | 0 | 0 | 0 | 0 | 0 | 0 | 0 | 0 | 0 | 0 | 0 | 0 |  | PGE_GBA_EGS_Deep_50 | 0 | 0 | 0 | 0 | 0 | 0 | 0 | 0 | 0 | 0 | 0 | 0 | 0 | 0 | 0 | 0 | 0 | 0 | 0 | 0 | 0 | 0 | 0 | 0 | 0 | 0
PGE_New_EGS_Generic | PGE_New_EGS | PGE_GBA_EGS_Deep_51 | 0 | 0 | 0 | 0 | 0 | 0 | 0 | 0 | 0 | 0 | 0 | 0 | 0 | 0 | 0 | 0 | 0 | 0 | 0 | 0 | 0 | 0 | 0 | 0 | 0 | 0 | PG&E GBA | Geothermal | PGE_GBA_EGS_Deep_51 | 0 | 0 | 0 | 0 | 0 | 0 | 0 | 0 | 0 | 0 | 0 | 0 | 0 | 0 | 0 | 0 | 0 | 0 | 0 | 0 | 0 | 0 | 0 | 0 | 0 | 0 |  | PGE_GBA_EGS_Deep_51 | 0 | 0 | 0 | 0 | 0 | 0 | 0 | 0 | 0 | 0 | 0 | 0 | 0 | 0 | 0 | 0 | 0 | 0 | 0 | 0 | 0 | 0 | 0 | 0 | 0 | 0
PGE_New_EGS_Generic | PGE_New_EGS | PGE_GBA_EGS_Deep_53 | 0 | 0 | 0 | 0 | 0 | 0 | 0 | 0 | 0 | 0 | 0 | 0 | 0 | 0 | 0 | 0 | 0 | 0 | 0 | 0 | 0 | 0 | 0 | 0 | 0 | 0 | PG&E GBA | Geothermal | PGE_GBA_EGS_Deep_53 | 0 | 0 | 0 | 0 | 0 | 0 | 0 | 0 | 0 | 0 | 0 | 0 | 0 | 0 | 0 | 0 | 0 | 0 | 0 | 0 | 0 | 0 | 0 | 0 | 0 | 0 |  | PGE_GBA_EGS_Deep_53 | 0 | 0 | 0 | 0 | 0 | 0 | 0 | 0 | 0 | 0 | 0 | 0 | 0 | 0 | 0 | 0 | 0 | 0 | 0 | 0 | 0 | 0 | 0 | 0 | 0 | 0
PGE_New_EGS_Generic | PGE_New_EGS | PGE_GBA_EGS_Deep_56 | 0 | 0 | 0 | 0 | 0 | 0 | 0 | 0 | 0 | 0 | 0 | 0 | 0 | 0 | 0 | 0 | 0 | 0 | 0 | 0 | 0 | 0 | 0 | 0 | 0 | 0 | PG&E GBA | Geothermal | PGE_GBA_EGS_Deep_56 | 0 | 0 | 0 | 0 | 0 | 0 | 0 | 0 | 0 | 0 | 0 | 0 | 0 | 0 | 0 | 0 | 0 | 0 | 0 | 0 | 0 | 0 | 0 | 0 | 0 | 0 |  | PGE_GBA_EGS_Deep_56 | 0 | 0 | 0 | 0 | 0 | 0 | 0 | 0 | 0 | 0 | 0 | 0 | 0 | 0 | 0 | 0 | 0 | 0 | 0 | 0 | 0 | 0 | 0 | 0 | 0 | 0
PGE_New_EGS_Generic | PGE_New_EGS | PGE_GBA_EGS_Deep_6 | 0 | 0 | 0 | 0 | 0 | 0 | 0 | 0 | 0 | 0 | 0 | 0 | 0 | 0 | 0 | 0 | 0 | 0 | 0 | 0 | 0 | 0 | 0 | 0 | 0 | 0 | PG&E GBA | Geothermal | PGE_GBA_EGS_Deep_6 | 0 | 0 | 0 | 0 | 0 | 0 | 0 | 0 | 0 | 0 | 0 | 0 | 0 | 0 | 0 | 0 | 0 | 0 | 0 | 0 | 0 | 0 | 0 | 0 | 0 | 0 |  | PGE_GBA_EGS_Deep_6 | 0 | 0 | 0 | 0 | 0 | 0 | 0 | 0 | 0 | 0 | 0 | 0 | 0 | 0 | 0 | 0 | 0 | 0 | 0 | 0 | 0 | 0 | 0 | 0 | 0 | 0
PGE_New_EGS_Generic | PGE_New_EGS | PGE_GBA_EGS_Deep_77 | 0 | 0 | 0 | 0 | 0 | 0 | 0 | 0 | 0 | 0 | 0 | 0 | 0 | 0 | 0 | 0 | 0.029332 | 0 | 0 | 0 | 0 | 0.029332 | 0 | 0 | 0 | 0.029332 | PG&E GBA | Geothermal | PGE_GBA_EGS_Deep_77 | 0 | 0 | 0 | 0 | 0 | 0 | 0 | 0 | 0 | 0 | 0 | 0 | 0 | 0 | 0 | 0 | 0.029332 | 0 | 0 | 0 | 0 | 0.029332 | 0 | 0 | 0 | 0.029332 |  | PGE_GBA_EGS_Deep_77 | 0 | 0 | 0 | 0 | 0 | 0 | 0 | 0 | 0 | 0 | 0 | 0 | 0 | 0 | 0 | 0 | 0 | 0 | 0 | 0 | 0 | 0 | 0 | 0 | 0 | 0
PGE_New_EGS_Generic | PGE_New_EGS | PGE_GBA_EGS_Deep_80 | 0 | 0 | 0 | 0 | 0 | 0 | 0 | 0 | 0 | 0 | 0 | 0 | 0 | 0 | 0 | 0 | 0 | 0 | 0 | 0 | 0 | 0 | 0 | 0 | 0 | 0 | PG&E GBA | Geothermal | PGE_GBA_EGS_Deep_80 | 0 | 0 | 0 | 0 | 0 | 0 | 0 | 0 | 0 | 0 | 0 | 0 | 0 | 0 | 0 | 0 | 0 | 0 | 0 | 0 | 0 | 0 | 0 | 0 | 0 | 0 |  | PGE_GBA_EGS_Deep_80 | 0 | 0 | 0 | 0 | 0 | 0 | 0 | 0 | 0 | 0 | 0 | 0 | 0 | 0 | 0 | 0 | 0 | 0 | 0 | 0 | 0 | 0 | 0 | 0 | 0 | 0
PGE_New_EGS_Generic | PGE_New_EGS | PGE_GBA_EGS_Deep_81 | 0 | 0 | 0 | 0 | 0 | 0 | 0 | 0 | 0 | 0 | 0 | 0 | 0 | 0 | 0 | 0 | 0 | 0 | 0 | 0 | 0 | 0 | 0 | 0 | 0 | 0 | PG&E GBA | Geothermal | PGE_GBA_EGS_Deep_81 | 0 | 0 | 0 | 0 | 0 | 0 | 0 | 0 | 0 | 0 | 0 | 0 | 0 | 0 | 0 | 0 | 0 | 0 | 0 | 0 | 0 | 0 | 0 | 0 | 0 | 0 |  | PGE_GBA_EGS_Deep_81 | 0 | 0 | 0 | 0 | 0 | 0 | 0 | 0 | 0 | 0 | 0 | 0 | 0 | 0 | 0 | 0 | 0 | 0 | 0 | 0 | 0 | 0 | 0 | 0 | 0 | 0
PGE_New_EGS_Generic | PGE_New_EGS | PGE_GBA_EGS_Deep_84 | 0 | 0 | 0 | 0 | 0 | 0 | 0 | 0 | 0 | 0 | 0 | 0 | 0 | 0 | 0 | 0 | 0 | 0 | 0 | 0 | 0 | 0 | 0 | 0 | 0 | 0 | PG&E GBA | Geothermal | PGE_GBA_EGS_Deep_84 | 0 | 0 | 0 | 0 | 0 | 0 | 0 | 0 | 0 | 0 | 0 | 0 | 0 | 0 | 0 | 0 | 0 | 0 | 0 | 0 | 0 | 0 | 0 | 0 | 0 | 0 |  | PGE_GBA_EGS_Deep_84 | 0 | 0 | 0 | 0 | 0 | 0 | 0 | 0 | 0 | 0 | 0 | 0 | 0 | 0 | 0 | 0 | 0 | 0 | 0 | 0 | 0 | 0 | 0 | 0 | 0 | 0
PGE_New_EGS_Generic | PGE_New_EGS | PGE_GBA_EGS_Deep_85 | 0 | 0 | 0 | 0 | 0 | 0 | 0 | 0 | 0 | 0 | 0 | 0 | 0 | 0 | 0 | 0 | 0 | 0 | 0 | 0 | 0 | 0 | 0 | 0 | 0 | 0 | PG&E GBA | Geothermal | PGE_GBA_EGS_Deep_85 | 0 | 0 | 0 | 0 | 0 | 0 | 0 | 0 | 0 | 0 | 0 | 0 | 0 | 0 | 0 | 0 | 0 | 0 | 0 | 0 | 0 | 0 | 0 | 0 | 0 | 0 |  | PGE_GBA_EGS_Deep_85 | 0 | 0 | 0 | 0 | 0 | 0 | 0 | 0 | 0 | 0 | 0 | 0 | 0 | 0 | 0 | 0 | 0 | 0 | 0 | 0 | 0 | 0 | 0 | 0 | 0 | 0
PGE_New_EGS_Generic | PGE_New_EGS | PGE_GBA_EGS_Deep_87 | 0 | 0 | 0 | 0 | 0 | 0 | 0 | 0 | 0 | 0 | 0 | 0 | 0 | 0 | 0 | 0 | 0 | 0 | 0 | 0 | 0 | 0 | 0 | 0 | 0 | 0 | PG&E GBA | Geothermal | PGE_GBA_EGS_Deep_87 | 0 | 0 | 0 | 0 | 0 | 0 | 0 | 0 | 0 | 0 | 0 | 0 | 0 | 0 | 0 | 0 | 0 | 0 | 0 | 0 | 0 | 0 | 0 | 0 | 0 | 0 |  | PGE_GBA_EGS_Deep_87 | 0 | 0 | 0 | 0 | 0 | 0 | 0 | 0 | 0 | 0 | 0 | 0 | 0 | 0 | 0 | 0 | 0 | 0 | 0 | 0 | 0 | 0 | 0 | 0 | 0 | 0
PGE_LDES_12hr_Generic | PGE_LDES_12hr | PGE_GBA_LDES_12hr_15 | 0 | 0 | 0 | 0 | 0 | 0 | 0 | 0 | 0 | 0 | 0 | 0 | 0 | 0 | 0 | 0 | 0.16508 | 0 | 0 | 0 | 0 | 0.16508 | 0 | 0 | 0 | 0.16508 | PG&E GBA | LDES | PGE_GBA_LDES_12hr_15 | 0 | 0 | 0 | 0 | 0 | 0 | 0 | 0 | 0 | 0 | 0 | 0 | 0 | 0 | 0 | 0 | 0.16508 | 0 | 0 | 0 | 0 | 0.16508 | 0 | 0 | 0 | 0.16508 |  | PGE_GBA_LDES_12hr_15 | 0 | 0 | 0 | 0 | 0 | 0 | 0 | 0 | 0 | 0 | 0 | 0 | 0 | 0 | 0 | 0 | 0 | 0 | 0 | 0 | 0 | 0 | 0 | 0 | 0 | 0
PGE_New_Li_Battery_4hr_Generic | PGE_New_Li_Battery_4hr | PGE_GBA_Li_Battery_4hr_11 | 0 | 0 | 0 | 0 | 0 | 0 | 0 | 0 | 0 | 0 | 0 | 0 | 0 | 0 | 0 | 0 | 0 | 0 | 0 | 0 | 0 | 0 | 0 | 0 | 0 | 0 | PG&E GBA | Battery | PGE_GBA_Li_Battery_4hr_11 | 0 | 0 | 0 | 0 | 0 | 0 | 0 | 0 | 0 | 0 | 0 | 0 | 0 | 0 | 0 | 0 | 0 | 0 | 0 | 0 | 0 | 0 | 0 | 0 | 0 | 0 | Li-ion Battery (4-hr) | PGE_GBA_Li_Battery_4hr_11 | 0 | 0 | 0 | 0 | 0 | 0 | 0 | 0 | 0 | 0 | 0 | 0 | 0 | 0 | 0 | 0 | 0 | 0 | 0 | 0 | 0 | 0 | 0 | 0 | 0 | 0
PGE_New_Li_Battery_4hr_Generic | PGE_New_Li_Battery_4hr | PGE_GBA_Li_Battery_4hr_116 | 0 | 0 | 0 | 0 | 0 | 0 | 0.058435 | 0 | 0.058435 | 0 | 0 | 0.058435 | 0 | 0 | 0 | 0 | 0.058435 | 0 | 0 | 0 | 0 | 0.058435 | 0 | 0 | 0 | 0.058435 | PG&E GBA | Battery | PGE_GBA_Li_Battery_4hr_116 | 0 | 0 | 0 | 0 | 0 | 0 | 0.058435 | 0 | 0.058435 | 0 | 0 | 0.058435 | 0 | 0 | 0 | 0 | 0.058435 | 0 | 0 | 0 | 0 | 0.058435 | 0 | 0 | 0 | 0.058435 | Li-ion Battery (4-hr) | PGE_GBA_Li_Battery_4hr_116 | 0 | 0 | 0 | 0 | 0 | 0 | 0 | 0 | 0 | 0 | 0 | 0 | 0 | 0 | 0 | 0 | 0 | 0 | 0 | 0 | 0 | 0 | 0 | 0 | 0 | 0
PGE_New_Li_Battery_4hr_Generic | PGE_New_Li_Battery_4hr | PGE_GBA_Li_Battery_4hr_12 | 0 | 0 | 0 | 0 | 0 | 0 | 0 | 0 | 0 | 0 | 0 | 0 | 0 | 0 | 0 | 0 | 0 | 0 | 0 | 0 | 0 | 0 | 0 | 0 | 0 | 0 | PG&E GBA | Battery | PGE_GBA_Li_Battery_4hr_12 | 0 | 0 | 0 | 0 | 0 | 0 | 0 | 0 | 0 | 0 | 0 | 0 | 0 | 0 | 0 | 0 | 0 | 0 | 0 | 0 | 0 | 0 | 0 | 0 | 0 | 0 | Li-ion Battery (4-hr) | PGE_GBA_Li_Battery_4hr_12 | 0 | 0 | 0 | 0 | 0 | 0 | 0 | 0 | 0 | 0 | 0 | 0 | 0 | 0 | 0 | 0 | 0 | 0 | 0 | 0 | 0 | 0 | 0 | 0 | 0 | 0
PGE_New_Li_Battery_4hr_Generic | PGE_New_Li_Battery_4hr | PGE_GBA_Li_Battery_4hr_127 | 0 | 0 | 0 | 0 | 0 | 0 | 0 | 0 | 0 | 0 | 0 | 0 | 0 | 0 | 0 | 0 | 0 | 0 | 0 | 0 | 0 | 0 | 0 | 0 | 0 | 0 | PG&E GBA | Battery | PGE_GBA_Li_Battery_4hr_127 | 0 | 0 | 0 | 0 | 0 | 0 | 0 | 0 | 0 | 0 | 0 | 0 | 0 | 0 | 0 | 0 | 0 | 0 | 0 | 0 | 0 | 0 | 0 | 0 | 0 | 0 | Li-ion Battery (4-hr) | PGE_GBA_Li_Battery_4hr_127 | 0 | 0 | 0 | 0 | 0 | 0 | 0 | 0 | 0 | 0 | 0 | 0 | 0 | 0 | 0 | 0 | 0 | 0 | 0 | 0 | 0 | 0 | 0 | 0 | 0 | 0
PGE_New_Li_Battery_4hr_Generic | PGE_New_Li_Battery_4hr | PGE_GBA_Li_Battery_4hr_13 | 0 | 0 | 0 | 0 | 0 | 0 | 0 | 0 | 0 | 0 | 0 | 0 | 0 | 0 | 0 | 0 | 0 | 0 | 0 | 0 | 0 | 0 | 0 | 0 | 0 | 0 | PG&E GBA | Battery | PGE_GBA_Li_Battery_4hr_13 | 0 | 0 | 0 | 0 | 0 | 0 | 0 | 0 | 0 | 0 | 0 | 0 | 0 | 0 | 0 | 0 | 0 | 0 | 0 | 0 | 0 | 0 | 0 | 0 | 0 | 0 | Li-ion Battery (4-hr) | PGE_GBA_Li_Battery_4hr_13 | 0 | 0 | 0 | 0 | 0 | 0 | 0 | 0 | 0 | 0 | 0 | 0 | 0 | 0 | 0 | 0 | 0 | 0 | 0 | 0 | 0 | 0 | 0 | 0 | 0 | 0
PGE_New_Li_Battery_4hr_Generic | PGE_New_Li_Battery_4hr | PGE_GBA_Li_Battery_4hr_14 | 0 | 0 | 0 | 0 | 0 | 0 | 0.1 | 0 | 0.1 | 0 | 0 | 0.1 | 0 | 0 | 0 | 0 | 0.1 | 0 | 0 | 0 | 0 | 0.1 | 0 | 0 | 0 | 0.1 | PG&E GBA | Battery | PGE_GBA_Li_Battery_4hr_14 | 0 | 0 | 0 | 0 | 0 | 0 | 0.1 | 0 | 0.1 | 0 | 0 | 0.1 | 0 | 0 | 0 | 0 | 0.1 | 0 | 0 | 0 | 0 | 0.1 | 0 | 0 | 0 | 0.1 | Li-ion Battery (4-hr) | PGE_GBA_Li_Battery_4hr_14 | 0 | 0 | 0 | 0 | 0 | 0 | 0 | 0 | 0 | 0 | 0 | 0 | 0 | 0 | 0 | 0 | 0 | 0 | 0 | 0 | 0 | 0 | 0 | 0 | 0 | 0
PGE_New_Li_Battery_4hr_Generic | PGE_New_Li_Battery_4hr | PGE_GBA_Li_Battery_4hr_15 | 0 | 0 | 0 | 0 | 0 | 0 | 0.047932 | 0 | 0.047932 | 0 | 0 | 0.047932 | 0 | 0 | 0 | 0 | 0.047932 | 0 | 0 | 0 | 0 | 0.047932 | 0 | 0 | 0 | 0.047932 | PG&E GBA | Battery | PGE_GBA_Li_Battery_4hr_15 | 0 | 0 | 0 | 0 | 0 | 0 | 0.047932 | 0 | 0.047932 | 0 | 0 | 0.047932 | 0 | 0 | 0 | 0 | 0.047932 | 0 | 0 | 0 | 0 | 0.047932 | 0 | 0 | 0 | 0.047932 | Li-ion Battery (4-hr) | PGE_GBA_Li_Battery_4hr_15 | 0 | 0 | 0 | 0 | 0 | 0 | 0 | 0 | 0 | 0 | 0 | 0 | 0 | 0 | 0 | 0 | 0 | 0 | 0 | 0 | 0 | 0 | 0 | 0 | 0 | 0
PGE_New_Li_Battery_4hr_Generic | PGE_New_Li_Battery_4hr | PGE_GBA_Li_Battery_4hr_155 | 0 | 0 | 0 | 0 | 0 | 0 | 0 | 0 | 0 | 0 | 0 | 0 | 0 | 0 | 0 | 0 | 0 | 0 | 0 | 0 | 0 | 0 | 0 | 0 | 0 | 0 | PG&E GBA | Battery | PGE_GBA_Li_Battery_4hr_155 | 0 | 0 | 0 | 0 | 0 | 0 | 0 | 0 | 0 | 0 | 0 | 0 | 0 | 0 | 0 | 0 | 0 | 0 | 0 | 0 | 0 | 0 | 0 | 0 | 0 | 0 | Li-ion Battery (4-hr) | PGE_GBA_Li_Battery_4hr_155 | 0 | 0 | 0 | 0 | 0 | 0 | 0 | 0 | 0 | 0 | 0 | 0 | 0 | 0 | 0 | 0 | 0 | 0 | 0 | 0 | 0 | 0 | 0 | 0 | 0 | 0
PGE_New_Li_Battery_4hr_Generic | PGE_New_Li_Battery_4hr | PGE_GBA_Li_Battery_4hr_29 | 0 | 0 | 0 | 0 | 0 | 0 | 0 | 0 | 0 | 0 | 0 | 0 | 0 | 0 | 0 | 0 | 0 | 0 | 0 | 0 | 0 | 0 | 0 | 0 | 0 | 0 | PG&E GBA | Battery | PGE_GBA_Li_Battery_4hr_29 | 0 | 0 | 0 | 0 | 0 | 0 | 0 | 0 | 0 | 0 | 0 | 0 | 0 | 0 | 0 | 0 | 0 | 0 | 0 | 0 | 0 | 0 | 0 | 0 | 0 | 0 | Li-ion Battery (4-hr) | PGE_GBA_Li_Battery_4hr_29 | 0 | 0 | 0 | 0 | 0 | 0 | 0 | 0 | 0 | 0 | 0 | 0 | 0 | 0 | 0 | 0 | 0 | 0 | 0 | 0 | 0 | 0 | 0 | 0 | 0 | 0
PGE_New_Li_Battery_4hr_Generic | PGE_New_Li_Battery_4hr | PGE_GBA_Li_Battery_4hr_3 | 0 | 0 | 0 | 0 | 0 | 0 | 0 | 0 | 0 | 0 | 0 | 0 | 0 | 0 | 0 | 0 | 0 | 0 | 0 | 0 | 0 | 0 | 0 | 0 | 0 | 0 | PG&E GBA | Battery | PGE_GBA_Li_Battery_4hr_3 | 0 | 0 | 0 | 0 | 0 | 0 | 0 | 0 | 0 | 0 | 0 | 0 | 0 | 0 | 0 | 0 | 0 | 0 | 0 | 0 | 0 | 0 | 0 | 0 | 0 | 0 | Li-ion Battery (4-hr) | PGE_GBA_Li_Battery_4hr_3 | 0 | 0 | 0 | 0 | 0 | 0 | 0 | 0 | 0 | 0 | 0 | 0 | 0 | 0 | 0 | 0 | 0 | 0 | 0 | 0 | 0 | 0 | 0 | 0 | 0 | 0
PGE_New_Li_Battery_4hr_Generic | PGE_New_Li_Battery_4hr | PGE_GBA_Li_Battery_4hr_30 | 0 | 0 | 0 | 0 | 0 | 0 | 0 | 0 | 0 | 0 | 0 | 0 | 0 | 0 | 0 | 0 | 0 | 0 | 0 | 0 | 0 | 0 | 0 | 0 | 0 | 0 | PG&E GBA | Battery | PGE_GBA_Li_Battery_4hr_30 | 0 | 0 | 0 | 0 | 0 | 0 | 0 | 0 | 0 | 0 | 0 | 0 | 0 | 0 | 0 | 0 | 0 | 0 | 0 | 0 | 0 | 0 | 0 | 0 | 0 | 0 | Li-ion Battery (4-hr) | PGE_GBA_Li_Battery_4hr_30 | 0 | 0 | 0 | 0 | 0 | 0 | 0 | 0 | 0 | 0 | 0 | 0 | 0 | 0 | 0 | 0 | 0 | 0 | 0 | 0 | 0 | 0 | 0 | 0 | 0 | 0
PGE_New_Li_Battery_4hr_Generic | PGE_New_Li_Battery_4hr | PGE_GBA_Li_Battery_4hr_31 | 0 | 0 | 0 | 0 | 0 | 0 | 0.168 | 0 | 0.168 | 0 | 0 | 0.168 | 0 | 0 | 0 | 0 | 0.168 | 0 | 0 | 0 | 0 | 0.168 | 0 | 0 | 0 | 0.168 | PG&E GBA | Battery | PGE_GBA_Li_Battery_4hr_31 | 0 | 0 | 0 | 0 | 0 | 0 | 0.168 | 0 | 0.168 | 0 | 0 | 0.168 | 0 | 0 | 0 | 0 | 0.168 | 0 | 0 | 0 | 0 | 0.168 | 0 | 0 | 0 | 0.168 | Li-ion Battery (4-hr) | PGE_GBA_Li_Battery_4hr_31 | 0 | 0 | 0 | 0 | 0 | 0 | 0 | 0 | 0 | 0 | 0 | 0 | 0 | 0 | 0 | 0 | 0 | 0 | 0 | 0 | 0 | 0 | 0 | 0 | 0 | 0
PGE_New_Li_Battery_4hr_Generic | PGE_New_Li_Battery_4hr | PGE_GBA_Li_Battery_4hr_34 | 0 | 0 | 0 | 0 | 0 | 0 | 0 | 0 | 0 | 0 | 0 | 0 | 0 | 0 | 0 | 0 | 0 | 0 | 0 | 0 | 0 | 0 | 0 | 0 | 0 | 0 | PG&E GBA | Battery | PGE_GBA_Li_Battery_4hr_34 | 0 | 0 | 0 | 0 | 0 | 0 | 0 | 0 | 0 | 0 | 0 | 0 | 0 | 0 | 0 | 0 | 0 | 0 | 0 | 0 | 0 | 0 | 0 | 0 | 0 | 0 | Li-ion Battery (4-hr) | PGE_GBA_Li_Battery_4hr_34 | 0 | 0 | 0 | 0 | 0 | 0 | 0 | 0 | 0 | 0 | 0 | 0 | 0 | 0 | 0 | 0 | 0 | 0 | 0 | 0 | 0 | 0 | 0 | 0 | 0 | 0
PGE_New_Li_Battery_4hr_Generic | PGE_New_Li_Battery_4hr | PGE_GBA_Li_Battery_4hr_36 | 0 | 0 | 0 | 0 | 0 | 0 | 0 | 0 | 0 | 0 | 0 | 0 | 0 | 0 | 0 | 0 | 0 | 0 | 0 | 0 | 0 | 0 | 0 | 0 | 0 | 0 | PG&E GBA | Battery | PGE_GBA_Li_Battery_4hr_36 | 0 | 0 | 0 | 0 | 0 | 0 | 0 | 0 | 0 | 0 | 0 | 0 | 0 | 0 | 0 | 0 | 0 | 0 | 0 | 0 | 0 | 0 | 0 | 0 | 0 | 0 | Li-ion Battery (4-hr) | PGE_GBA_Li_Battery_4hr_36 | 0 | 0 | 0 | 0 | 0 | 0 | 0 | 0 | 0 | 0 | 0 | 0 | 0 | 0 | 0 | 0 | 0 | 0 | 0 | 0 | 0 | 0 | 0 | 0 | 0 | 0
PGE_New_Li_Battery_4hr_Generic | PGE_New_Li_Battery_4hr | PGE_GBA_Li_Battery_4hr_40 | 0 | 0 | 0 | 0 | 0 | 0 | 0 | 0 | 0 | 0 | 0 | 0 | 0 | 0 | 0 | 0 | 0 | 0 | 0 | 0 | 0 | 0 | 0 | 0 | 0 | 0 | PG&E GBA | Battery | PGE_GBA_Li_Battery_4hr_40 | 0 | 0 | 0 | 0 | 0 | 0 | 0 | 0 | 0 | 0 | 0 | 0 | 0 | 0 | 0 | 0 | 0 | 0 | 0 | 0 | 0 | 0 | 0 | 0 | 0 | 0 | Li-ion Battery (4-hr) | PGE_GBA_Li_Battery_4hr_40 | 0 | 0 | 0 | 0 | 0 | 0 | 0 | 0 | 0 | 0 | 0 | 0 | 0 | 0 | 0 | 0 | 0 | 0 | 0 | 0 | 0 | 0 | 0 | 0 | 0 | 0
PGE_New_Li_Battery_4hr_Generic | PGE_New_Li_Battery_4hr | PGE_GBA_Li_Battery_4hr_41 | 0 | 0 | 0 | 0 | 0 | 0 | 0 | 0 | 0 | 0 | 0 | 0 | 0 | 0 | 0 | 0 | 0 | 0 | 0 | 0 | 0 | 0 | 0 | 0 | 0 | 0 | PG&E GBA | Battery | PGE_GBA_Li_Battery_4hr_41 | 0 | 0 | 0 | 0 | 0 | 0 | 0 | 0 | 0 | 0 | 0 | 0 | 0 | 0 | 0 | 0 | 0 | 0 | 0 | 0 | 0 | 0 | 0 | 0 | 0 | 0 | Li-ion Battery (4-hr) | PGE_GBA_Li_Battery_4hr_41 | 0 | 0 | 0 | 0 | 0 | 0 | 0 | 0 | 0 | 0 | 0 | 0 | 0 | 0 | 0 | 0 | 0 | 0 | 0 | 0 | 0 | 0 | 0 | 0 | 0 | 0
PGE_New_Li_Battery_4hr_Generic | PGE_New_Li_Battery_4hr | PGE_GBA_Li_Battery_4hr_42 | 0 | 0 | 0 | 0 | 0 | 0 | 0 | 0 | 0 | 0 | 0 | 0 | 0 | 0 | 0 | 0 | 0 | 0 | 0 | 0 | 0 | 0 | 0 | 0 | 0 | 0 | PG&E GBA | Battery | PGE_GBA_Li_Battery_4hr_42 | 0 | 0 | 0 | 0 | 0 | 0 | 0 | 0 | 0 | 0 | 0 | 0 | 0 | 0 | 0 | 0 | 0 | 0 | 0 | 0 | 0 | 0 | 0 | 0 | 0 | 0 | Li-ion Battery (4-hr) | PGE_GBA_Li_Battery_4hr_42 | 0 | 0 | 0 | 0 | 0 | 0 | 0 | 0 | 0 | 0 | 0 | 0 | 0 | 0 | 0 | 0 | 0 | 0 | 0 | 0 | 0 | 0 | 0 | 0 | 0 | 0
PGE_New_Li_Battery_4hr_Generic | PGE_New_Li_Battery_4hr | PGE_GBA_Li_Battery_4hr_44 | 0 | 0 | 0 | 0 | 0 | 0 | 0 | 0 | 0 | 0 | 0 | 0 | 0 | 0 | 0 | 0 | 0 | 0 | 0 | 0 | 0 | 0 | 0 | 0 | 0 | 0 | PG&E GBA | Battery | PGE_GBA_Li_Battery_4hr_44 | 0 | 0 | 0 | 0 | 0 | 0 | 0 | 0 | 0 | 0 | 0 | 0 | 0 | 0 | 0 | 0 | 0 | 0 | 0 | 0 | 0 | 0 | 0 | 0 | 0 | 0 | Li-ion Battery (4-hr) | PGE_GBA_Li_Battery_4hr_44 | 0 | 0 | 0 | 0 | 0 | 0 | 0 | 0 | 0 | 0 | 0 | 0 | 0 | 0 | 0 | 0 | 0 | 0 | 0 | 0 | 0 | 0 | 0 | 0 | 0 | 0
PGE_New_Li_Battery_4hr_Generic | PGE_New_Li_Battery_4hr | PGE_GBA_Li_Battery_4hr_5 | 0 | 0 | 0 | 0 | 0 | 0 | 0.1 | 0 | 0.1 | 0 | 0 | 0.1 | 0 | 0 | 0 | 0 | 0.1 | 0 | 0 | 0 | 0 | 0.1 | 0 | 0 | 0 | 0.1 | PG&E GBA | Battery | PGE_GBA_Li_Battery_4hr_5 | 0 | 0 | 0 | 0 | 0 | 0 | 0.1 | 0 | 0.1 | 0 | 0 | 0.1 | 0 | 0 | 0 | 0 | 0.1 | 0 | 0 | 0 | 0 | 0.1 | 0 | 0 | 0 | 0.1 | Li-ion Battery (4-hr) | PGE_GBA_Li_Battery_4hr_5 | 0 | 0 | 0 | 0 | 0 | 0 | 0 | 0 | 0 | 0 | 0 | 0 | 0 | 0 | 0 | 0 | 0 | 0 | 0 | 0 | 0 | 0 | 0 | 0 | 0 | 0
PGE_New_Li_Battery_4hr_Generic | PGE_New_Li_Battery_4hr | PGE_GBA_Li_Battery_4hr_50 | 0 | 0 | 0 | 0 | 0 | 0 | 0 | 0 | 0 | 0 | 0 | 0 | 0 | 0 | 0 | 0 | 0 | 0 | 0 | 0 | 0 | 0 | 0 | 0 | 0 | 0 | PG&E GBA | Battery | PGE_GBA_Li_Battery_4hr_50 | 0 | 0 | 0 | 0 | 0 | 0 | 0 | 0 | 0 | 0 | 0 | 0 | 0 | 0 | 0 | 0 | 0 | 0 | 0 | 0 | 0 | 0 | 0 | 0 | 0 | 0 | Li-ion Battery (4-hr) | PGE_GBA_Li_Battery_4hr_50 | 0 | 0 | 0 | 0 | 0 | 0 | 0 | 0 | 0 | 0 | 0 | 0 | 0 | 0 | 0 | 0 | 0 | 0 | 0 | 0 | 0 | 0 | 0 | 0 | 0 | 0
PGE_New_Li_Battery_4hr_Generic | PGE_New_Li_Battery_4hr | PGE_GBA_Li_Battery_4hr_51 | 0 | 0 | 0 | 0 | 0 | 0 | 0 | 0 | 0 | 0 | 0 | 0 | 0 | 0 | 0 | 0 | 0 | 0 | 0 | 0 | 0 | 0 | 0 | 0 | 0 | 0 | PG&E GBA | Battery | PGE_GBA_Li_Battery_4hr_51 | 0 | 0 | 0 | 0 | 0 | 0 | 0 | 0 | 0 | 0 | 0 | 0 | 0 | 0 | 0 | 0 | 0 | 0 | 0 | 0 | 0 | 0 | 0 | 0 | 0 | 0 | Li-ion Battery (4-hr) | PGE_GBA_Li_Battery_4hr_51 | 0 | 0 | 0 | 0 | 0 | 0 | 0 | 0 | 0 | 0 | 0 | 0 | 0 | 0 | 0 | 0 | 0 | 0 | 0 | 0 | 0 | 0 | 0 | 0 | 0 | 0
PGE_New_Li_Battery_4hr_Generic | PGE_New_Li_Battery_4hr | PGE_GBA_Li_Battery_4hr_54 | 0 | 0 | 0 | 0 | 0 | 0 | 0 | 0 | 0 | 0 | 0 | 0 | 0 | 0 | 0 | 0 | 0 | 0 | 0 | 0 | 0 | 0 | 0 | 0 | 0 | 0 | PG&E GBA | Battery | PGE_GBA_Li_Battery_4hr_54 | 0 | 0 | 0 | 0 | 0 | 0 | 0 | 0 | 0 | 0 | 0 | 0 | 0 | 0 | 0 | 0 | 0 | 0 | 0 | 0 | 0 | 0 | 0 | 0 | 0 | 0 | Li-ion Battery (4-hr) | PGE_GBA_Li_Battery_4hr_54 | 0 | 0 | 0 | 0 | 0 | 0 | 0 | 0 | 0 | 0 | 0 | 0 | 0 | 0 | 0 | 0 | 0 | 0 | 0 | 0 | 0 | 0 | 0 | 0 | 0 | 0
PGE_New_Li_Battery_4hr_Generic | PGE_New_Li_Battery_4hr | PGE_GBA_Li_Battery_4hr_56 | 0 | 0 | 0 | 0 | 0 | 0 | 0 | 0 | 0 | 0 | 0 | 0 | 0 | 0 | 0 | 0 | 0 | 0 | 0 | 0 | 0 | 0 | 0 | 0 | 0 | 0 | PG&E GBA | Battery | PGE_GBA_Li_Battery_4hr_56 | 0 | 0 | 0 | 0 | 0 | 0 | 0 | 0 | 0 | 0 | 0 | 0 | 0 | 0 | 0 | 0 | 0 | 0 | 0 | 0 | 0 | 0 | 0 | 0 | 0 | 0 | Li-ion Battery (4-hr) | PGE_GBA_Li_Battery_4hr_56 | 0 | 0 | 0 | 0 | 0 | 0 | 0 | 0 | 0 | 0 | 0 | 0 | 0 | 0 | 0 | 0 | 0 | 0 | 0 | 0 | 0 | 0 | 0 | 0 | 0 | 0
PGE_New_Li_Battery_4hr_Generic | PGE_New_Li_Battery_4hr | PGE_GBA_Li_Battery_4hr_59 | 0 | 0 | 0 | 0 | 0 | 0 | 0 | 0 | 0 | 0 | 0 | 0 | 0 | 0 | 0 | 0 | 0 | 0 | 0 | 0 | 0 | 0 | 0 | 0 | 0 | 0 | PG&E GBA | Battery | PGE_GBA_Li_Battery_4hr_59 | 0 | 0 | 0 | 0 | 0 | 0 | 0 | 0 | 0 | 0 | 0 | 0 | 0 | 0 | 0 | 0 | 0 | 0 | 0 | 0 | 0 | 0 | 0 | 0 | 0 | 0 | Li-ion Battery (4-hr) | PGE_GBA_Li_Battery_4hr_59 | 0 | 0 | 0 | 0 | 0 | 0 | 0 | 0 | 0 | 0 | 0 | 0 | 0 | 0 | 0 | 0 | 0 | 0 | 0 | 0 | 0 | 0 | 0 | 0 | 0 | 0
PGE_New_Li_Battery_4hr_Generic | PGE_New_Li_Battery_4hr | PGE_GBA_Li_Battery_4hr_6 | 0 | 0 | 0 | 0 | 0 | 0 | 0 | 0 | 0 | 0 | 0 | 0 | 0 | 0 | 0 | 0 | 0 | 0 | 0 | 0 | 0 | 0 | 0 | 0 | 0 | 0 | PG&E GBA | Battery | PGE_GBA_Li_Battery_4hr_6 | 0 | 0 | 0 | 0 | 0 | 0 | 0 | 0 | 0 | 0 | 0 | 0 | 0 | 0 | 0 | 0 | 0 | 0 | 0 | 0 | 0 | 0 | 0 | 0 | 0 | 0 | Li-ion Battery (4-hr) | PGE_GBA_Li_Battery_4hr_6 | 0 | 0 | 0 | 0 | 0 | 0 | 0 | 0 | 0 | 0 | 0 | 0 | 0 | 0 | 0 | 0 | 0 | 0 | 0 | 0 | 0 | 0 | 0 | 0 | 0 | 0
PGE_New_Li_Battery_4hr_Generic | PGE_New_Li_Battery_4hr | PGE_GBA_Li_Battery_4hr_65 | 0 | 0 | 0 | 0 | 0 | 0 | 0 | 0 | 0 | 0 | 0 | 0 | 0 | 0 | 0 | 0 | 0 | 0 | 0 | 0 | 0 | 0 | 0 | 0 | 0 | 0 | PG&E GBA | Battery | PGE_GBA_Li_Battery_4hr_65 | 0 | 0 | 0 | 0 | 0 | 0 | 0 | 0 | 0 | 0 | 0 | 0 | 0 | 0 | 0 | 0 | 0 | 0 | 0 | 0 | 0 | 0 | 0 | 0 | 0 | 0 | Li-ion Battery (4-hr) | PGE_GBA_Li_Battery_4hr_65 | 0 | 0 | 0 | 0 | 0 | 0 | 0 | 0 | 0 | 0 | 0 | 0 | 0 | 0 | 0 | 0 | 0 | 0 | 0 | 0 | 0 | 0 | 0 | 0 | 0 | 0
PGE_New_Li_Battery_4hr_Generic | PGE_New_Li_Battery_4hr | PGE_GBA_Li_Battery_4hr_66 | 0 | 0 | 0 | 0 | 0 | 0 | 0 | 0 | 0 | 0 | 0 | 0 | 0 | 0 | 0 | 0 | 0 | 0 | 0 | 0 | 0 | 0 | 0 | 0 | 0 | 0 | PG&E GBA | Battery | PGE_GBA_Li_Battery_4hr_66 | 0 | 0 | 0 | 0 | 0 | 0 | 0 | 0 | 0 | 0 | 0 | 0 | 0 | 0 | 0 | 0 | 0 | 0 | 0 | 0 | 0 | 0 | 0 | 0 | 0 | 0 | Li-ion Battery (4-hr) | PGE_GBA_Li_Battery_4hr_66 | 0 | 0 | 0 | 0 | 0 | 0 | 0 | 0 | 0 | 0 | 0 | 0 | 0 | 0 | 0 | 0 | 0 | 0 | 0 | 0 | 0 | 0 | 0 | 0 | 0 | 0
PGE_New_Li_Battery_4hr_Generic | PGE_New_Li_Battery_4hr | PGE_GBA_Li_Battery_4hr_80 | 0 | 0 | 0 | 0 | 0 | 0 | 0 | 0 | 0 | 0 | 0 | 0 | 0 | 0 | 0 | 0 | 0 | 0 | 0 | 0 | 0 | 0 | 0 | 0 | 0 | 0 | PG&E GBA | Battery | PGE_GBA_Li_Battery_4hr_80 | 0 | 0 | 0 | 0 | 0 | 0 | 0 | 0 | 0 | 0 | 0 | 0 | 0 | 0 | 0 | 0 | 0 | 0 | 0 | 0 | 0 | 0 | 0 | 0 | 0 | 0 | Li-ion Battery (4-hr) | PGE_GBA_Li_Battery_4hr_80 | 0 | 0 | 0 | 0 | 0 | 0 | 0 | 0 | 0 | 0 | 0 | 0 | 0 | 0 | 0 | 0 | 0 | 0 | 0 | 0 | 0 | 0 | 0 | 0 | 0 | 0
PGE_New_Li_Battery_4hr_Generic | PGE_New_Li_Battery_4hr | PGE_GBA_Li_Battery_4hr_82 | 0 | 0 | 0 | 0 | 0 | 0 | 0 | 0 | 0 | 0 | 0 | 0 | 0 | 0 | 0 | 0 | 0 | 0 | 0 | 0 | 0 | 0 | 0 | 0 | 0 | 0 | PG&E GBA | Battery | PGE_GBA_Li_Battery_4hr_82 | 0 | 0 | 0 | 0 | 0 | 0 | 0 | 0 | 0 | 0 | 0 | 0 | 0 | 0 | 0 | 0 | 0 | 0 | 0 | 0 | 0 | 0 | 0 | 0 | 0 | 0 | Li-ion Battery (4-hr) | PGE_GBA_Li_Battery_4hr_82 | 0 | 0 | 0 | 0 | 0 | 0 | 0 | 0 | 0 | 0 | 0 | 0 | 0 | 0 | 0 | 0 | 0 | 0 | 0 | 0 | 0 | 0 | 0 | 0 | 0 | 0
PGE_New_Li_Battery_4hr_Generic | PGE_New_Li_Battery_4hr | PGE_GBA_Li_Battery_4hr_84 | 0 | 0 | 0 | 0 | 0 | 0 | 0.027632 | 0 | 0.027632 | 0 | 0 | 0.13763 | 0 | 0 | 0 | 0 | 0.13763 | 0 | 0 | 0 | 0 | 0.13763 | 0 | 0 | 0 | 0.13763 | PG&E GBA | Battery | PGE_GBA_Li_Battery_4hr_84 | 0 | 0 | 0 | 0 | 0 | 0 | 0.027632 | 0 | 0.027632 | 0 | 0 | 0.13763 | 0 | 0 | 0 | 0 | 0.13763 | 0 | 0 | 0 | 0 | 0.13763 | 0 | 0 | 0 | 0.13763 | Li-ion Battery (4-hr) | PGE_GBA_Li_Battery_4hr_84 | 0 | 0 | 0 | 0 | 0 | 0 | 0 | 0 | 0 | 0 | 0 | 0 | 0 | 0 | 0 | 0 | 0 | 0 | 0 | 0 | 0 | 0 | 0 | 0 | 0 | 0
PGE_New_Li_Battery_4hr_Generic | PGE_New_Li_Battery_4hr | PGE_GBA_Li_Battery_4hr_85 | 0 | 0 | 0 | 0 | 0 | 0 | 0 | 0 | 0 | 0 | 0 | 0 | 0 | 0 | 0 | 0 | 0 | 0 | 0 | 0 | 0 | 0 | 0 | 0 | 0 | 0 | PG&E GBA | Battery | PGE_GBA_Li_Battery_4hr_85 | 0 | 0 | 0 | 0 | 0 | 0 | 0 | 0 | 0 | 0 | 0 | 0 | 0 | 0 | 0 | 0 | 0 | 0 | 0 | 0 | 0 | 0 | 0 | 0 | 0 | 0 | Li-ion Battery (4-hr) | PGE_GBA_Li_Battery_4hr_85 | 0 | 0 | 0 | 0 | 0 | 0 | 0 | 0 | 0 | 0 | 0 | 0 | 0 | 0 | 0 | 0 | 0 | 0 | 0 | 0 | 0 | 0 | 0 | 0 | 0 | 0
PGE_New_Li_Battery_4hr_Generic | PGE_New_Li_Battery_4hr | PGE_GBA_Li_Battery_4hr_87 | 0 | 0 | 0 | 0 | 0 | 0 | 0 | 0 | 0 | 0 | 0 | 0 | 0 | 0 | 0 | 0 | 0 | 0 | 0 | 0 | 0 | 0 | 0 | 0 | 0 | 0 | PG&E GBA | Battery | PGE_GBA_Li_Battery_4hr_87 | 0 | 0 | 0 | 0 | 0 | 0 | 0 | 0 | 0 | 0 | 0 | 0 | 0 | 0 | 0 | 0 | 0 | 0 | 0 | 0 | 0 | 0 | 0 | 0 | 0 | 0 | Li-ion Battery (4-hr) | PGE_GBA_Li_Battery_4hr_87 | 0 | 0 | 0 | 0 | 0 | 0 | 0 | 0 | 0 | 0 | 0 | 0 | 0 | 0 | 0 | 0 | 0 | 0 | 0 | 0 | 0 | 0 | 0 | 0 | 0 | 0
PGE_New_Li_Battery_8hr_Generic | PGE_New_Li_Battery_8hr | PGE_GBA_Li_Battery_8hr_11 | 0 | 0 | 0 | 0 | 0 | 0 | 0 | 0 | 0 | 0 | 0 | 0 | 0 | 0 | 0 | 0 | 0 | 0 | 0 | 0 | 0 | 0 | 0 | 0 | 0 | 0 | PG&E GBA | Battery | PGE_GBA_Li_Battery_8hr_11 | 0 | 0 | 0 | 0 | 0 | 0 | 0 | 0 | 0 | 0 | 0 | 0 | 0 | 0 | 0 | 0 | 0 | 0 | 0 | 0 | 0 | 0 | 0 | 0 | 0 | 0 | Li-ion Battery (8-hr) | PGE_GBA_Li_Battery_8hr_11 | 0 | 0 | 0 | 0 | 0 | 0 | 0 | 0 | 0 | 0 | 0 | 0 | 0 | 0 | 0 | 0 | 0 | 0 | 0 | 0 | 0 | 0 | 0 | 0 | 0 | 0
PGE_New_Li_Battery_8hr_Generic | PGE_New_Li_Battery_8hr | PGE_GBA_Li_Battery_8hr_116 | 0 | 0 | 0 | 0 | 0 | 0 | 0 | 0 | 0 | 0 | 0 | 0.0133 | 0 | 0 | 0 | 0 | 0.0133 | 0 | 0 | 0 | 0 | 0.0133 | 0 | 0 | 0 | 0.0133 | PG&E GBA | Battery | PGE_GBA_Li_Battery_8hr_116 | 0 | 0 | 0 | 0 | 0 | 0 | 0 | 0 | 0 | 0 | 0 | 0.0133 | 0 | 0 | 0 | 0 | 0.0133 | 0 | 0 | 0 | 0 | 0.0133 | 0 | 0 | 0 | 0.0133 | Li-ion Battery (8-hr) | PGE_GBA_Li_Battery_8hr_116 | 0 | 0 | 0 | 0 | 0 | 0 | 0 | 0 | 0 | 0 | 0 | 0 | 0 | 0 | 0 | 0 | 0 | 0 | 0 | 0 | 0 | 0 | 0 | 0 | 0 | 0
PGE_New_Li_Battery_8hr_Generic | PGE_New_Li_Battery_8hr | PGE_GBA_Li_Battery_8hr_12 | 0 | 0 | 0 | 0 | 0 | 0 | 0 | 0 | 0 | 0 | 0 | 0 | 0 | 0 | 0 | 0 | 0 | 0 | 0 | 0 | 0 | 0 | 0 | 0 | 0 | 0 | PG&E GBA | Battery | PGE_GBA_Li_Battery_8hr_12 | 0 | 0 | 0 | 0 | 0 | 0 | 0 | 0 | 0 | 0 | 0 | 0 | 0 | 0 | 0 | 0 | 0 | 0 | 0 | 0 | 0 | 0 | 0 | 0 | 0 | 0 | Li-ion Battery (8-hr) | PGE_GBA_Li_Battery_8hr_12 | 0 | 0 | 0 | 0 | 0 | 0 | 0 | 0 | 0 | 0 | 0 | 0 | 0 | 0 | 0 | 0 | 0 | 0 | 0 | 0 | 0 | 0 | 0 | 0 | 0 | 0
PGE_New_Li_Battery_8hr_Generic | PGE_New_Li_Battery_8hr | PGE_GBA_Li_Battery_8hr_127 | 0 | 0 | 0 | 0 | 0 | 0 | 0 | 0 | 0 | 0 | 0 | 0 | 0 | 0 | 0 | 0 | 0 | 0 | 0 | 0 | 0 | 0 | 0 | 0 | 0 | 0 | PG&E GBA | Battery | PGE_GBA_Li_Battery_8hr_127 | 0 | 0 | 0 | 0 | 0 | 0 | 0 | 0 | 0 | 0 | 0 | 0 | 0 | 0 | 0 | 0 | 0 | 0 | 0 | 0 | 0 | 0 | 0 | 0 | 0 | 0 | Li-ion Battery (8-hr) | PGE_GBA_Li_Battery_8hr_127 | 0 | 0 | 0 | 0 | 0 | 0 | 0 | 0 | 0 | 0 | 0 | 0 | 0 | 0 | 0 | 0 | 0 | 0 | 0 | 0 | 0 | 0 | 0 | 0 | 0 | 0
PGE_New_Li_Battery_8hr_Generic | PGE_New_Li_Battery_8hr | PGE_GBA_Li_Battery_8hr_13 | 0 | 0 | 0 | 0 | 0 | 0 | 0 | 0 | 0 | 0 | 0 | 0 | 0 | 0 | 0 | 0 | 0 | 0 | 0 | 0 | 0 | 0 | 0 | 0 | 0 | 0 | PG&E GBA | Battery | PGE_GBA_Li_Battery_8hr_13 | 0 | 0 | 0 | 0 | 0 | 0 | 0 | 0 | 0 | 0 | 0 | 0 | 0 | 0 | 0 | 0 | 0 | 0 | 0 | 0 | 0 | 0 | 0 | 0 | 0 | 0 | Li-ion Battery (8-hr) | PGE_GBA_Li_Battery_8hr_13 | 0 | 0 | 0 | 0 | 0 | 0 | 0 | 0 | 0 | 0 | 0 | 0 | 0 | 0 | 0 | 0 | 0 | 0 | 0 | 0 | 0 | 0 | 0 | 0 | 0 | 0
PGE_New_Li_Battery_8hr_Generic | PGE_New_Li_Battery_8hr | PGE_GBA_Li_Battery_8hr_14 | 0 | 0 | 0 | 0 | 0 | 0 | 0 | 0 | 0 | 0 | 0 | 0 | 0 | 0 | 0 | 0 | 0 | 0 | 0 | 0 | 0 | 0 | 0 | 0 | 0 | 0 | PG&E GBA | Battery | PGE_GBA_Li_Battery_8hr_14 | 0 | 0 | 0 | 0 | 0 | 0 | 0 | 0 | 0 | 0 | 0 | 0 | 0 | 0 | 0 | 0 | 0 | 0 | 0 | 0 | 0 | 0 | 0 | 0 | 0 | 0 | Li-ion Battery (8-hr) | PGE_GBA_Li_Battery_8hr_14 | 0 | 0 | 0 | 0 | 0 | 0 | 0 | 0 | 0 | 0 | 0 | 0 | 0 | 0 | 0 | 0 | 0 | 0 | 0 | 0 | 0 | 0 | 0 | 0 | 0 | 0
PGE_New_Li_Battery_8hr_Generic | PGE_New_Li_Battery_8hr | PGE_GBA_Li_Battery_8hr_15 | 0 | 0 | 0 | 0 | 0 | 0 | 0 | 0 | 0 | 0 | 0 | 0 | 0 | 0 | 0 | 0 | 0 | 0 | 0 | 0 | 0 | 0 | 0 | 0 | 0 | 0 | PG&E GBA | Battery | PGE_GBA_Li_Battery_8hr_15 | 0 | 0 | 0 | 0 | 0 | 0 | 0 | 0 | 0 | 0 | 0 | 0 | 0 | 0 | 0 | 0 | 0 | 0 | 0 | 0 | 0 | 0 | 0 | 0 | 0 | 0 | Li-ion Battery (8-hr) | PGE_GBA_Li_Battery_8hr_15 | 0 | 0 | 0 | 0 | 0 | 0 | 0 | 0 | 0 | 0 | 0 | 0 | 0 | 0 | 0 | 0 | 0 | 0 | 0 | 0 | 0 | 0 | 0 | 0 | 0 | 0
PGE_New_Li_Battery_8hr_Generic | PGE_New_Li_Battery_8hr | PGE_GBA_Li_Battery_8hr_155 | 0 | 0 | 0 | 0 | 0 | 0 | 0 | 0 | 0 | 0 | 0 | 0 | 0 | 0 | 0 | 0 | 0 | 0 | 0 | 0 | 0 | 0 | 0 | 0 | 0 | 0 | PG&E GBA | Battery | PGE_GBA_Li_Battery_8hr_155 | 0 | 0 | 0 | 0 | 0 | 0 | 0 | 0 | 0 | 0 | 0 | 0 | 0 | 0 | 0 | 0 | 0 | 0 | 0 | 0 | 0 | 0 | 0 | 0 | 0 | 0 | Li-ion Battery (8-hr) | PGE_GBA_Li_Battery_8hr_155 | 0 | 0 | 0 | 0 | 0 | 0 | 0 | 0 | 0 | 0 | 0 | 0 | 0 | 0 | 0 | 0 | 0 | 0 | 0 | 0 | 0 | 0 | 0 | 0 | 0 | 0
PGE_New_Li_Battery_8hr_Generic | PGE_New_Li_Battery_8hr | PGE_GBA_Li_Battery_8hr_29 | 0 | 0 | 0 | 0 | 0 | 0 | 0 | 0 | 0 | 0 | 0 | 0 | 0 | 0 | 0 | 0 | 0 | 0 | 0 | 0 | 0 | 0 | 0 | 0 | 0 | 0 | PG&E GBA | Battery | PGE_GBA_Li_Battery_8hr_29 | 0 | 0 | 0 | 0 | 0 | 0 | 0 | 0 | 0 | 0 | 0 | 0 | 0 | 0 | 0 | 0 | 0 | 0 | 0 | 0 | 0 | 0 | 0 | 0 | 0 | 0 | Li-ion Battery (8-hr) | PGE_GBA_Li_Battery_8hr_29 | 0 | 0 | 0 | 0 | 0 | 0 | 0 | 0 | 0 | 0 | 0 | 0 | 0 | 0 | 0 | 0 | 0 | 0 | 0 | 0 | 0 | 0 | 0 | 0 | 0 | 0
PGE_New_Li_Battery_8hr_Generic | PGE_New_Li_Battery_8hr | PGE_GBA_Li_Battery_8hr_3 | 0 | 0 | 0 | 0 | 0 | 0 | 0 | 0 | 0 | 0 | 0 | 0 | 0 | 0 | 0 | 0 | 0 | 0 | 0 | 0 | 0 | 0 | 0 | 0 | 0 | 0 | PG&E GBA | Battery | PGE_GBA_Li_Battery_8hr_3 | 0 | 0 | 0 | 0 | 0 | 0 | 0 | 0 | 0 | 0 | 0 | 0 | 0 | 0 | 0 | 0 | 0 | 0 | 0 | 0 | 0 | 0 | 0 | 0 | 0 | 0 | Li-ion Battery (8-hr) | PGE_GBA_Li_Battery_8hr_3 | 0 | 0 | 0 | 0 | 0 | 0 | 0 | 0 | 0 | 0 | 0 | 0 | 0 | 0 | 0 | 0 | 0 | 0 | 0 | 0 | 0 | 0 | 0 | 0 | 0 | 0
PGE_New_Li_Battery_8hr_Generic | PGE_New_Li_Battery_8hr | PGE_GBA_Li_Battery_8hr_30 | 0 | 0 | 0 | 0 | 0 | 0 | 0 | 0 | 0 | 0 | 0 | 0 | 0 | 0 | 0 | 0 | 0 | 0 | 0 | 0 | 0 | 0 | 0 | 0 | 0 | 0 | PG&E GBA | Battery | PGE_GBA_Li_Battery_8hr_30 | 0 | 0 | 0 | 0 | 0 | 0 | 0 | 0 | 0 | 0 | 0 | 0 | 0 | 0 | 0 | 0 | 0 | 0 | 0 | 0 | 0 | 0 | 0 | 0 | 0 | 0 | Li-ion Battery (8-hr) | PGE_GBA_Li_Battery_8hr_30 | 0 | 0 | 0 | 0 | 0 | 0 | 0 | 0 | 0 | 0 | 0 | 0 | 0 | 0 | 0 | 0 | 0 | 0 | 0 | 0 | 0 | 0 | 0 | 0 | 0 | 0
PGE_New_Li_Battery_8hr_Generic | PGE_New_Li_Battery_8hr | PGE_GBA_Li_Battery_8hr_31 | 0 | 0 | 0 | 0 | 0 | 0 | 0.032 | 0 | 0.032 | 0 | 0 | 0.032 | 0 | 0 | 0 | 0 | 0.032 | 0 | 0 | 0 | 0 | 0.032 | 0 | 0 | 0 | 0.032 | PG&E GBA | Battery | PGE_GBA_Li_Battery_8hr_31 | 0 | 0 | 0 | 0 | 0 | 0 | 0.032 | 0 | 0.032 | 0 | 0 | 0.032 | 0 | 0 | 0 | 0 | 0.032 | 0 | 0 | 0 | 0 | 0.032 | 0 | 0 | 0 | 0.032 | Li-ion Battery (8-hr) | PGE_GBA_Li_Battery_8hr_31 | 0 | 0 | 0 | 0 | 0 | 0 | 0 | 0 | 0 | 0 | 0 | 0 | 0 | 0 | 0 | 0 | 0 | 0 | 0 | 0 | 0 | 0 | 0 | 0 | 0 | 0
PGE_New_Li_Battery_8hr_Generic | PGE_New_Li_Battery_8hr | PGE_GBA_Li_Battery_8hr_34 | 0 | 0 | 0 | 0 | 0 | 0 | 0 | 0 | 0 | 0 | 0 | 0 | 0 | 0 | 0 | 0 | 0 | 0 | 0 | 0 | 0 | 0 | 0 | 0 | 0 | 0 | PG&E GBA | Battery | PGE_GBA_Li_Battery_8hr_34 | 0 | 0 | 0 | 0 | 0 | 0 | 0 | 0 | 0 | 0 | 0 | 0 | 0 | 0 | 0 | 0 | 0 | 0 | 0 | 0 | 0 | 0 | 0 | 0 | 0 | 0 | Li-ion Battery (8-hr) | PGE_GBA_Li_Battery_8hr_34 | 0 | 0 | 0 | 0 | 0 | 0 | 0 | 0 | 0 | 0 | 0 | 0 | 0 | 0 | 0 | 0 | 0 | 0 | 0 | 0 | 0 | 0 | 0 | 0 | 0 | 0
PGE_New_Li_Battery_8hr_Generic | PGE_New_Li_Battery_8hr | PGE_GBA_Li_Battery_8hr_36 | 0 | 0 | 0 | 0 | 0 | 0 | 0 | 0 | 0 | 0 | 0 | 0 | 0 | 0 | 0 | 0 | 0 | 0 | 0 | 0 | 0 | 0 | 0 | 0 | 0 | 0 | PG&E GBA | Battery | PGE_GBA_Li_Battery_8hr_36 | 0 | 0 | 0 | 0 | 0 | 0 | 0 | 0 | 0 | 0 | 0 | 0 | 0 | 0 | 0 | 0 | 0 | 0 | 0 | 0 | 0 | 0 | 0 | 0 | 0 | 0 | Li-ion Battery (8-hr) | PGE_GBA_Li_Battery_8hr_36 | 0 | 0 | 0 | 0 | 0 | 0 | 0 | 0 | 0 | 0 | 0 | 0 | 0 | 0 | 0 | 0 | 0 | 0 | 0 | 0 | 0 | 0 | 0 | 0 | 0 | 0
PGE_New_Li_Battery_8hr_Generic | PGE_New_Li_Battery_8hr | PGE_GBA_Li_Battery_8hr_40 | 0 | 0 | 0 | 0 | 0 | 0 | 0 | 0 | 0 | 0 | 0 | 0 | 0 | 0 | 0 | 0 | 0 | 0 | 0 | 0 | 0 | 0 | 0 | 0 | 0 | 0 | PG&E GBA | Battery | PGE_GBA_Li_Battery_8hr_40 | 0 | 0 | 0 | 0 | 0 | 0 | 0 | 0 | 0 | 0 | 0 | 0 | 0 | 0 | 0 | 0 | 0 | 0 | 0 | 0 | 0 | 0 | 0 | 0 | 0 | 0 | Li-ion Battery (8-hr) | PGE_GBA_Li_Battery_8hr_40 | 0 | 0 | 0 | 0 | 0 | 0 | 0 | 0 | 0 | 0 | 0 | 0 | 0 | 0 | 0 | 0 | 0 | 0 | 0 | 0 | 0 | 0 | 0 | 0 | 0 | 0
PGE_New_Li_Battery_8hr_Generic | PGE_New_Li_Battery_8hr | PGE_GBA_Li_Battery_8hr_41 | 0 | 0 | 0 | 0 | 0 | 0 | 0 | 0 | 0 | 0 | 0 | 0 | 0 | 0 | 0 | 0 | 0 | 0 | 0 | 0 | 0 | 0 | 0 | 0 | 0 | 0 | PG&E GBA | Battery | PGE_GBA_Li_Battery_8hr_41 | 0 | 0 | 0 | 0 | 0 | 0 | 0 | 0 | 0 | 0 | 0 | 0 | 0 | 0 | 0 | 0 | 0 | 0 | 0 | 0 | 0 | 0 | 0 | 0 | 0 | 0 | Li-ion Battery (8-hr) | PGE_GBA_Li_Battery_8hr_41 | 0 | 0 | 0 | 0 | 0 | 0 | 0 | 0 | 0 | 0 | 0 | 0 | 0 | 0 | 0 | 0 | 0 | 0 | 0 | 0 | 0 | 0 | 0 | 0 | 0 | 0
PGE_New_Li_Battery_8hr_Generic | PGE_New_Li_Battery_8hr | PGE_GBA_Li_Battery_8hr_42 | 0 | 0 | 0 | 0 | 0 | 0 | 0 | 0 | 0 | 0 | 0 | 0 | 0 | 0 | 0 | 0 | 0 | 0 | 0 | 0 | 0 | 0 | 0 | 0 | 0 | 0 | PG&E GBA | Battery | PGE_GBA_Li_Battery_8hr_42 | 0 | 0 | 0 | 0 | 0 | 0 | 0 | 0 | 0 | 0 | 0 | 0 | 0 | 0 | 0 | 0 | 0 | 0 | 0 | 0 | 0 | 0 | 0 | 0 | 0 | 0 | Li-ion Battery (8-hr) | PGE_GBA_Li_Battery_8hr_42 | 0 | 0 | 0 | 0 | 0 | 0 | 0 | 0 | 0 | 0 | 0 | 0 | 0 | 0 | 0 | 0 | 0 | 0 | 0 | 0 | 0 | 0 | 0 | 0 | 0 | 0
PGE_New_Li_Battery_8hr_Generic | PGE_New_Li_Battery_8hr | PGE_GBA_Li_Battery_8hr_44 | 0 | 0 | 0 | 0 | 0 | 0 | 0 | 0 | 0 | 0 | 0 | 0 | 0 | 0 | 0 | 0 | 0 | 0 | 0 | 0 | 0 | 0 | 0 | 0 | 0 | 0 | PG&E GBA | Battery | PGE_GBA_Li_Battery_8hr_44 | 0 | 0 | 0 | 0 | 0 | 0 | 0 | 0 | 0 | 0 | 0 | 0 | 0 | 0 | 0 | 0 | 0 | 0 | 0 | 0 | 0 | 0 | 0 | 0 | 0 | 0 | Li-ion Battery (8-hr) | PGE_GBA_Li_Battery_8hr_44 | 0 | 0 | 0 | 0 | 0 | 0 | 0 | 0 | 0 | 0 | 0 | 0 | 0 | 0 | 0 | 0 | 0 | 0 | 0 | 0 | 0 | 0 | 0 | 0 | 0 | 0
PGE_New_Li_Battery_8hr_Generic | PGE_New_Li_Battery_8hr | PGE_GBA_Li_Battery_8hr_5 | 0 | 0 | 0 | 0 | 0 | 0 | 0 | 0 | 0 | 0 | 0 | 0 | 0 | 0 | 0 | 0 | 0 | 0 | 0 | 0 | 0 | 0 | 0 | 0 | 0 | 0 | PG&E GBA | Battery | PGE_GBA_Li_Battery_8hr_5 | 0 | 0 | 0 | 0 | 0 | 0 | 0 | 0 | 0 | 0 | 0 | 0 | 0 | 0 | 0 | 0 | 0 | 0 | 0 | 0 | 0 | 0 | 0 | 0 | 0 | 0 | Li-ion Battery (8-hr) | PGE_GBA_Li_Battery_8hr_5 | 0 | 0 | 0 | 0 | 0 | 0 | 0 | 0 | 0 | 0 | 0 | 0 | 0 | 0 | 0 | 0 | 0 | 0 | 0 | 0 | 0 | 0 | 0 | 0 | 0 | 0
PGE_New_Li_Battery_8hr_Generic | PGE_New_Li_Battery_8hr | PGE_GBA_Li_Battery_8hr_50 | 0 | 0 | 0 | 0 | 0 | 0 | 0 | 0 | 0 | 0 | 0 | 0 | 0 | 0 | 0 | 0 | 0 | 0 | 0 | 0 | 0 | 0 | 0 | 0 | 0 | 0 | PG&E GBA | Battery | PGE_GBA_Li_Battery_8hr_50 | 0 | 0 | 0 | 0 | 0 | 0 | 0 | 0 | 0 | 0 | 0 | 0 | 0 | 0 | 0 | 0 | 0 | 0 | 0 | 0 | 0 | 0 | 0 | 0 | 0 | 0 | Li-ion Battery (8-hr) | PGE_GBA_Li_Battery_8hr_50 | 0 | 0 | 0 | 0 | 0 | 0 | 0 | 0 | 0 | 0 | 0 | 0 | 0 | 0 | 0 | 0 | 0 | 0 | 0 | 0 | 0 | 0 | 0 | 0 | 0 | 0
PGE_New_Li_Battery_8hr_Generic | PGE_New_Li_Battery_8hr | PGE_GBA_Li_Battery_8hr_51 | 0 | 0 | 0 | 0 | 0 | 0 | 0 | 0 | 0 | 0 | 0 | 0 | 0 | 0 | 0 | 0 | 0 | 0 | 0 | 0 | 0 | 0 | 0 | 0 | 0 | 0 | PG&E GBA | Battery | PGE_GBA_Li_Battery_8hr_51 | 0 | 0 | 0 | 0 | 0 | 0 | 0 | 0 | 0 | 0 | 0 | 0 | 0 | 0 | 0 | 0 | 0 | 0 | 0 | 0 | 0 | 0 | 0 | 0 | 0 | 0 | Li-ion Battery (8-hr) | PGE_GBA_Li_Battery_8hr_51 | 0 | 0 | 0 | 0 | 0 | 0 | 0 | 0 | 0 | 0 | 0 | 0 | 0 | 0 | 0 | 0 | 0 | 0 | 0 | 0 | 0 | 0 | 0 | 0 | 0 | 0
PGE_New_Li_Battery_8hr_Generic | PGE_New_Li_Battery_8hr | PGE_GBA_Li_Battery_8hr_54 | 0 | 0 | 0 | 0 | 0 | 0 | 0 | 0 | 0 | 0 | 0 | 0 | 0 | 0 | 0 | 0 | 0 | 0 | 0 | 0 | 0 | 0 | 0 | 0 | 0 | 0 | PG&E GBA | Battery | PGE_GBA_Li_Battery_8hr_54 | 0 | 0 | 0 | 0 | 0 | 0 | 0 | 0 | 0 | 0 | 0 | 0 | 0 | 0 | 0 | 0 | 0 | 0 | 0 | 0 | 0 | 0 | 0 | 0 | 0 | 0 | Li-ion Battery (8-hr) | PGE_GBA_Li_Battery_8hr_54 | 0 | 0 | 0 | 0 | 0 | 0 | 0 | 0 | 0 | 0 | 0 | 0 | 0 | 0 | 0 | 0 | 0 | 0 | 0 | 0 | 0 | 0 | 0 | 0 | 0 | 0
PGE_New_Li_Battery_8hr_Generic | PGE_New_Li_Battery_8hr | PGE_GBA_Li_Battery_8hr_56 | 0 | 0 | 0 | 0 | 0 | 0 | 0 | 0 | 0 | 0 | 0 | 0 | 0 | 0 | 0 | 0 | 0 | 0 | 0 | 0 | 0 | 0 | 0 | 0 | 0 | 0 | PG&E GBA | Battery | PGE_GBA_Li_Battery_8hr_56 | 0 | 0 | 0 | 0 | 0 | 0 | 0 | 0 | 0 | 0 | 0 | 0 | 0 | 0 | 0 | 0 | 0 | 0 | 0 | 0 | 0 | 0 | 0 | 0 | 0 | 0 | Li-ion Battery (8-hr) | PGE_GBA_Li_Battery_8hr_56 | 0 | 0 | 0 | 0 | 0 | 0 | 0 | 0 | 0 | 0 | 0 | 0 | 0 | 0 | 0 | 0 | 0 | 0 | 0 | 0 | 0 | 0 | 0 | 0 | 0 | 0
PGE_New_Li_Battery_8hr_Generic | PGE_New_Li_Battery_8hr | PGE_GBA_Li_Battery_8hr_59 | 0 | 0 | 0 | 0 | 0 | 0 | 0 | 0 | 0 | 0 | 0 | 0 | 0 | 0 | 0 | 0 | 0 | 0 | 0 | 0 | 0 | 0 | 0 | 0 | 0 | 0 | PG&E GBA | Battery | PGE_GBA_Li_Battery_8hr_59 | 0 | 0 | 0 | 0 | 0 | 0 | 0 | 0 | 0 | 0 | 0 | 0 | 0 | 0 | 0 | 0 | 0 | 0 | 0 | 0 | 0 | 0 | 0 | 0 | 0 | 0 | Li-ion Battery (8-hr) | PGE_GBA_Li_Battery_8hr_59 | 0 | 0 | 0 | 0 | 0 | 0 | 0 | 0 | 0 | 0 | 0 | 0 | 0 | 0 | 0 | 0 | 0 | 0 | 0 | 0 | 0 | 0 | 0 | 0 | 0 | 0
PGE_New_Li_Battery_8hr_Generic | PGE_New_Li_Battery_8hr | PGE_GBA_Li_Battery_8hr_6 | 0 | 0 | 0 | 0 | 0 | 0 | 0 | 0 | 0 | 0 | 0 | 0 | 0 | 0 | 0 | 0 | 0 | 0 | 0 | 0 | 0 | 0 | 0 | 0 | 0 | 0 | PG&E GBA | Battery | PGE_GBA_Li_Battery_8hr_6 | 0 | 0 | 0 | 0 | 0 | 0 | 0 | 0 | 0 | 0 | 0 | 0 | 0 | 0 | 0 | 0 | 0 | 0 | 0 | 0 | 0 | 0 | 0 | 0 | 0 | 0 | Li-ion Battery (8-hr) | PGE_GBA_Li_Battery_8hr_6 | 0 | 0 | 0 | 0 | 0 | 0 | 0 | 0 | 0 | 0 | 0 | 0 | 0 | 0 | 0 | 0 | 0 | 0 | 0 | 0 | 0 | 0 | 0 | 0 | 0 | 0
PGE_New_Li_Battery_8hr_Generic | PGE_New_Li_Battery_8hr | PGE_GBA_Li_Battery_8hr_65 | 0 | 0 | 0 | 0 | 0 | 0 | 0 | 0 | 0 | 0 | 0 | 0 | 0 | 0 | 0 | 0 | 0 | 0 | 0 | 0 | 0 | 0 | 0 | 0 | 0 | 0 | PG&E GBA | Battery | PGE_GBA_Li_Battery_8hr_65 | 0 | 0 | 0 | 0 | 0 | 0 | 0 | 0 | 0 | 0 | 0 | 0 | 0 | 0 | 0 | 0 | 0 | 0 | 0 | 0 | 0 | 0 | 0 | 0 | 0 | 0 | Li-ion Battery (8-hr) | PGE_GBA_Li_Battery_8hr_65 | 0 | 0 | 0 | 0 | 0 | 0 | 0 | 0 | 0 | 0 | 0 | 0 | 0 | 0 | 0 | 0 | 0 | 0 | 0 | 0 | 0 | 0 | 0 | 0 | 0 | 0
PGE_New_Li_Battery_8hr_Generic | PGE_New_Li_Battery_8hr | PGE_GBA_Li_Battery_8hr_66 | 0 | 0 | 0 | 0 | 0 | 0 | 0 | 0 | 0 | 0 | 0 | 0 | 0 | 0 | 0 | 0 | 0 | 0 | 0 | 0 | 0 | 0 | 0 | 0 | 0 | 0 | PG&E GBA | Battery | PGE_GBA_Li_Battery_8hr_66 | 0 | 0 | 0 | 0 | 0 | 0 | 0 | 0 | 0 | 0 | 0 | 0 | 0 | 0 | 0 | 0 | 0 | 0 | 0 | 0 | 0 | 0 | 0 | 0 | 0 | 0 | Li-ion Battery (8-hr) | PGE_GBA_Li_Battery_8hr_66 | 0 | 0 | 0 | 0 | 0 | 0 | 0 | 0 | 0 | 0 | 0 | 0 | 0 | 0 | 0 | 0 | 0 | 0 | 0 | 0 | 0 | 0 | 0 | 0 | 0 | 0
PGE_New_Li_Battery_8hr_Generic | PGE_New_Li_Battery_8hr | PGE_GBA_Li_Battery_8hr_80 | 0 | 0 | 0 | 0 | 0 | 0 | 0 | 0 | 0 | 0 | 0 | 0 | 0 | 0 | 0 | 0 | 0 | 0 | 0 | 0 | 0 | 0 | 0 | 0 | 0 | 0 | PG&E GBA | Battery | PGE_GBA_Li_Battery_8hr_80 | 0 | 0 | 0 | 0 | 0 | 0 | 0 | 0 | 0 | 0 | 0 | 0 | 0 | 0 | 0 | 0 | 0 | 0 | 0 | 0 | 0 | 0 | 0 | 0 | 0 | 0 | Li-ion Battery (8-hr) | PGE_GBA_Li_Battery_8hr_80 | 0 | 0 | 0 | 0 | 0 | 0 | 0 | 0 | 0 | 0 | 0 | 0 | 0 | 0 | 0 | 0 | 0 | 0 | 0 | 0 | 0 | 0 | 0 | 0 | 0 | 0
PGE_New_Li_Battery_8hr_Generic | PGE_New_Li_Battery_8hr | PGE_GBA_Li_Battery_8hr_82 | 0 | 0 | 0 | 0 | 0 | 0 | 0 | 0 | 0 | 0 | 0 | 0 | 0 | 0 | 0 | 0 | 0 | 0 | 0 | 0 | 0 | 0 | 0 | 0 | 0 | 0 | PG&E GBA | Battery | PGE_GBA_Li_Battery_8hr_82 | 0 | 0 | 0 | 0 | 0 | 0 | 0 | 0 | 0 | 0 | 0 | 0 | 0 | 0 | 0 | 0 | 0 | 0 | 0 | 0 | 0 | 0 | 0 | 0 | 0 | 0 | Li-ion Battery (8-hr) | PGE_GBA_Li_Battery_8hr_82 | 0 | 0 | 0 | 0 | 0 | 0 | 0 | 0 | 0 | 0 | 0 | 0 | 0 | 0 | 0 | 0 | 0 | 0 | 0 | 0 | 0 | 0 | 0 | 0 | 0 | 0
PGE_New_Li_Battery_8hr_Generic | PGE_New_Li_Battery_8hr | PGE_GBA_Li_Battery_8hr_84 | 0 | 0 | 0 | 0 | 0 | 0 | 0 | 0 | 0 | 0 | 0 | 0 | 0 | 0 | 0 | 0 | 0 | 0 | 0 | 0 | 0 | 0 | 0 | 0 | 0 | 0 | PG&E GBA | Battery | PGE_GBA_Li_Battery_8hr_84 | 0 | 0 | 0 | 0 | 0 | 0 | 0 | 0 | 0 | 0 | 0 | 0 | 0 | 0 | 0 | 0 | 0 | 0 | 0 | 0 | 0 | 0 | 0 | 0 | 0 | 0 | Li-ion Battery (8-hr) | PGE_GBA_Li_Battery_8hr_84 | 0 | 0 | 0 | 0 | 0 | 0 | 0 | 0 | 0 | 0 | 0 | 0 | 0 | 0 | 0 | 0 | 0 | 0 | 0 | 0 | 0 | 0 | 0 | 0 | 0 | 0
PGE_New_Li_Battery_8hr_Generic | PGE_New_Li_Battery_8hr | PGE_GBA_Li_Battery_8hr_85 | 0 | 0 | 0 | 0 | 0 | 0 | 0 | 0 | 0 | 0 | 0 | 0 | 0 | 0 | 0 | 0 | 0 | 0 | 0 | 0 | 0 | 0 | 0 | 0 | 0 | 0 | PG&E GBA | Battery | PGE_GBA_Li_Battery_8hr_85 | 0 | 0 | 0 | 0 | 0 | 0 | 0 | 0 | 0 | 0 | 0 | 0 | 0 | 0 | 0 | 0 | 0 | 0 | 0 | 0 | 0 | 0 | 0 | 0 | 0 | 0 | Li-ion Battery (8-hr) | PGE_GBA_Li_Battery_8hr_85 | 0 | 0 | 0 | 0 | 0 | 0 | 0 | 0 | 0 | 0 | 0 | 0 | 0 | 0 | 0 | 0 | 0 | 0 | 0 | 0 | 0 | 0 | 0 | 0 | 0 | 0
PGE_New_Li_Battery_8hr_Generic | PGE_New_Li_Battery_8hr | PGE_GBA_Li_Battery_8hr_87 | 0 | 0 | 0 | 0 | 0 | 0 | 0 | 0 | 0 | 0 | 0 | 0 | 0 | 0 | 0 | 0 | 0 | 0 | 0 | 0 | 0 | 0 | 0 | 0 | 0 | 0 | PG&E GBA | Battery | PGE_GBA_Li_Battery_8hr_87 | 0 | 0 | 0 | 0 | 0 | 0 | 0 | 0 | 0 | 0 | 0 | 0 | 0 | 0 | 0 | 0 | 0 | 0 | 0 | 0 | 0 | 0 | 0 | 0 | 0 | 0 | Li-ion Battery (8-hr) | PGE_GBA_Li_Battery_8hr_87 | 0 | 0 | 0 | 0 | 0 | 0 | 0 | 0 | 0 | 0 | 0 | 0 | 0 | 0 | 0 | 0 | 0 | 0 | 0 | 0 | 0 | 0 | 0 | 0 | 0 | 0
PGE_GBA_Solar_Generic | PGE_GBA_Solar | PGE_GBA_Solar_11 | 0 | 0 | 0 | 0 | 0 | 0 | 0 | 0 | 0 | 0 | 0 | 0.097003 | 0 | 0 | 0 | 0 | 0.097003 | 0 | 0 | 0 | 0 | 0.097003 | 0 | 0 | 0 | 0.097003 | PG&E GBA | Solar | PGE_GBA_Solar_11 | 0 | 0 | 0 | 0 | 0 | 0 | 0 | 0 | 0 | 0 | 0 | 0.097003 | 0 | 0 | 0 | 0 | 0.097003 | 0 | 0 | 0 | 0 | 0.097003 | 0 | 0 | 0 | 0.097003 |  | PGE_GBA_Solar_11 | 0 | 0 | 0 | 0 | 0 | 0 | 0 | 0 | 0 | 0 | 0 | 0 | 0 | 0 | 0 | 0 | 0 | 0 | 0 | 0 | 0 | 0 | 0 | 0 | 0 | 0
PGE_GBA_Solar_Generic | PGE_GBA_Solar | PGE_GBA_Solar_116 | 0 | 0 | 0 | 0 | 0 | 0 | 0 | 0 | 0 | 0 | 0 | 0 | 0 | 0 | 0 | 0 | 0 | 0 | 0 | 0 | 0 | 0 | 0 | 0 | 0 | 0 | PG&E GBA | Solar | PGE_GBA_Solar_116 | 0 | 0 | 0 | 0 | 0 | 0 | 0 | 0 | 0 | 0 | 0 | 0 | 0 | 0 | 0 | 0 | 0 | 0 | 0 | 0 | 0 | 0 | 0 | 0 | 0 | 0 |  | PGE_GBA_Solar_116 | 0 | 0 | 0 | 0 | 0 | 0 | 0 | 0 | 0 | 0 | 0 | 0 | 0 | 0 | 0 | 0 | 0 | 0 | 0 | 0 | 0 | 0 | 0 | 0 | 0 | 0
PGE_GBA_Solar_Generic | PGE_GBA_Solar | PGE_GBA_Solar_12 | 0 | 0 | 0 | 0 | 0 | 0 | 0 | 0 | 0 | 0 | 0 | 0 | 0 | 0 | 0 | 0 | 0 | 0 | 0 | 0 | 0 | 0 | 0 | 0 | 0 | 0 | PG&E GBA | Solar | PGE_GBA_Solar_12 | 0 | 0 | 0 | 0 | 0 | 0 | 0 | 0 | 0 | 0 | 0 | 0 | 0 | 0 | 0 | 0 | 0 | 0 | 0 | 0 | 0 | 0 | 0 | 0 | 0 | 0 |  | PGE_GBA_Solar_12 | 0 | 0 | 0 | 0 | 0 | 0 | 0 | 0 | 0 | 0 | 0 | 0 | 0 | 0 | 0 | 0 | 0 | 0 | 0 | 0 | 0 | 0 | 0 | 0 | 0 | 0
PGE_GBA_Solar_Generic | PGE_GBA_Solar | PGE_GBA_Solar_127 | 0 | 0 | 0 | 0 | 0 | 0 | 0 | 0 | 0 | 0 | 0 | 0 | 0 | 0 | 0 | 0 | 0 | 0 | 0 | 0 | 0 | 0 | 0 | 0 | 0 | 0 | PG&E GBA | Solar | PGE_GBA_Solar_127 | 0 | 0 | 0 | 0 | 0 | 0 | 0 | 0 | 0 | 0 | 0 | 0 | 0 | 0 | 0 | 0 | 0 | 0 | 0 | 0 | 0 | 0 | 0 | 0 | 0 | 0 |  | PGE_GBA_Solar_127 | 0 | 0 | 0 | 0 | 0 | 0 | 0 | 0 | 0 | 0 | 0 | 0 | 0 | 0 | 0 | 0 | 0 | 0 | 0 | 0 | 0 | 0 | 0 | 0 | 0 | 0
PGE_GBA_Solar_Generic | PGE_GBA_Solar | PGE_GBA_Solar_13 | 0 | 0 | 0 | 0 | 0 | 0 | 0 | 0 | 0 | 0 | 0 | 0 | 0 | 0 | 0 | 0 | 0 | 0 | 0 | 0 | 0 | 0 | 0 | 0 | 0 | 0 | PG&E GBA | Solar | PGE_GBA_Solar_13 | 0 | 0 | 0 | 0 | 0 | 0 | 0 | 0 | 0 | 0 | 0 | 0 | 0 | 0 | 0 | 0 | 0 | 0 | 0 | 0 | 0 | 0 | 0 | 0 | 0 | 0 |  | PGE_GBA_Solar_13 | 0 | 0 | 0 | 0 | 0 | 0 | 0 | 0 | 0 | 0 | 0 | 0 | 0 | 0 | 0 | 0 | 0 | 0 | 0 | 0 | 0 | 0 | 0 | 0 | 0 | 0
PGE_GBA_Solar_Generic | PGE_GBA_Solar | PGE_GBA_Solar_14 | 0 | 0 | 0 | 0 | 0 | 0 | 0 | 0 | 0 | 0 | 0 | 0 | 0 | 0 | 0 | 0 | 0 | 0 | 0 | 0 | 0 | 0 | 0 | 0 | 0 | 0 | PG&E GBA | Solar | PGE_GBA_Solar_14 | 0 | 0 | 0 | 0 | 0 | 0 | 0 | 0 | 0 | 0 | 0 | 0 | 0 | 0 | 0 | 0 | 0 | 0 | 0 | 0 | 0 | 0 | 0 | 0 | 0 | 0 |  | PGE_GBA_Solar_14 | 0 | 0 | 0 | 0 | 0 | 0 | 0 | 0 | 0 | 0 | 0 | 0 | 0 | 0 | 0 | 0 | 0 | 0 | 0 | 0 | 0 | 0 | 0 | 0 | 0 | 0
PGE_GBA_Solar_Generic | PGE_GBA_Solar | PGE_GBA_Solar_15 | 0 | 0 | 0 | 0 | 0 | 0 | 0 | 0 | 0 | 0 | 0 | 0 | 0 | 0 | 0 | 0 | 0 | 0 | 0 | 0 | 0 | 0 | 0 | 0 | 0 | 0 | PG&E GBA | Solar | PGE_GBA_Solar_15 | 0 | 0 | 0 | 0 | 0 | 0 | 0 | 0 | 0 | 0 | 0 | 0 | 0 | 0 | 0 | 0 | 0 | 0 | 0 | 0 | 0 | 0 | 0 | 0 | 0 | 0 |  | PGE_GBA_Solar_15 | 0 | 0 | 0 | 0 | 0 | 0 | 0 | 0 | 0 | 0 | 0 | 0 | 0 | 0 | 0 | 0 | 0 | 0 | 0 | 0 | 0 | 0 | 0 | 0 | 0 | 0
PGE_GBA_Solar_Generic | PGE_GBA_Solar | PGE_GBA_Solar_155 | 0 | 0 | 0 | 0 | 0 | 0 | 0 | 0 | 0 | 0 | 0 | 0 | 0 | 0 | 0 | 0 | 0 | 0 | 0 | 0 | 0 | 0 | 0 | 0 | 0 | 0 | PG&E GBA | Solar | PGE_GBA_Solar_155 | 0 | 0 | 0 | 0 | 0 | 0 | 0 | 0 | 0 | 0 | 0 | 0 | 0 | 0 | 0 | 0 | 0 | 0 | 0 | 0 | 0 | 0 | 0 | 0 | 0 | 0 |  | PGE_GBA_Solar_155 | 0 | 0 | 0 | 0 | 0 | 0 | 0 | 0 | 0 | 0 | 0 | 0 | 0 | 0 | 0 | 0 | 0 | 0 | 0 | 0 | 0 | 0 | 0 | 0 | 0 | 0
PGE_GBA_Solar_Generic | PGE_GBA_Solar | PGE_GBA_Solar_29 | 0 | 0 | 0 | 0 | 0 | 0 | 0 | 0 | 0 | 0 | 0 | 0 | 0 | 0 | 0 | 0 | 0 | 0 | 0 | 0 | 0 | 0 | 0 | 0 | 0 | 0 | PG&E GBA | Solar | PGE_GBA_Solar_29 | 0 | 0 | 0 | 0 | 0 | 0 | 0 | 0 | 0 | 0 | 0 | 0 | 0 | 0 | 0 | 0 | 0 | 0 | 0 | 0 | 0 | 0 | 0 | 0 | 0 | 0 |  | PGE_GBA_Solar_29 | 0 | 0 | 0 | 0 | 0 | 0 | 0 | 0 | 0 | 0 | 0 | 0 | 0 | 0 | 0 | 0 | 0 | 0 | 0 | 0 | 0 | 0 | 0 | 0 | 0 | 0
PGE_GBA_Solar_Generic | PGE_GBA_Solar | PGE_GBA_Solar_3 | 0 | 0 | 0 | 0 | 0 | 0 | 0 | 0 | 0 | 0 | 0 | 0 | 0 | 0 | 0 | 0 | 0 | 0 | 0 | 0 | 0 | 0.086222 | 0 | 0 | 0 | 0.086222 | PG&E GBA | Solar | PGE_GBA_Solar_3 | 0 | 0 | 0 | 0 | 0 | 0 | 0 | 0 | 0 | 0 | 0 | 0 | 0 | 0 | 0 | 0 | 0 | 0 | 0 | 0 | 0 | 0.086222 | 0 | 0 | 0 | 0.086222 |  | PGE_GBA_Solar_3 | 0 | 0 | 0 | 0 | 0 | 0 | 0 | 0 | 0 | 0 | 0 | 0 | 0 | 0 | 0 | 0 | 0 | 0 | 0 | 0 | 0 | 0 | 0 | 0 | 0 | 0
PGE_GBA_Solar_Generic | PGE_GBA_Solar | PGE_GBA_Solar_30 | 0 | 0 | 0 | 0 | 0 | 0 | 0 | 0 | 0 | 0 | 0 | 0 | 0 | 0 | 0 | 0 | 0 | 0 | 0 | 0 | 0 | 0 | 0 | 0 | 0 | 0 | PG&E GBA | Solar | PGE_GBA_Solar_30 | 0 | 0 | 0 | 0 | 0 | 0 | 0 | 0 | 0 | 0 | 0 | 0 | 0 | 0 | 0 | 0 | 0 | 0 | 0 | 0 | 0 | 0 | 0 | 0 | 0 | 0 |  | PGE_GBA_Solar_30 | 0 | 0 | 0 | 0 | 0 | 0 | 0 | 0 | 0 | 0 | 0 | 0 | 0 | 0 | 0 | 0 | 0 | 0 | 0 | 0 | 0 | 0 | 0 | 0 | 0 | 0
PGE_GBA_Solar_Generic | PGE_GBA_Solar | PGE_GBA_Solar_31 | 0 | 0 | 0 | 0 | 0 | 0 | 0 | 0 | 0 | 0 | 0 | 0 | 0 | 0 | 0 | 0 | 0 | 0 | 0 | 0 | 0 | 0 | 0 | 0 | 0 | 0 | PG&E GBA | Solar | PGE_GBA_Solar_31 | 0 | 0 | 0 | 0 | 0 | 0 | 0 | 0 | 0 | 0 | 0 | 0 | 0 | 0 | 0 | 0 | 0 | 0 | 0 | 0 | 0 | 0 | 0 | 0 | 0 | 0 |  | PGE_GBA_Solar_31 | 0 | 0 | 0 | 0 | 0 | 0 | 0 | 0 | 0 | 0 | 0 | 0 | 0 | 0 | 0 | 0 | 0 | 0 | 0 | 0 | 0 | 0 | 0 | 0 | 0 | 0
PGE_GBA_Solar_Generic | PGE_GBA_Solar | PGE_GBA_Solar_34 | 0 | 0 | 0 | 0 | 0 | 0 | 0 | 0 | 0 | 0 | 0 | 0 | 0 | 0 | 0 | 0 | 0 | 0 | 0 | 0 | 0 | 0.026163 | 0 | 0 | 0 | 0.026163 | PG&E GBA | Solar | PGE_GBA_Solar_34 | 0 | 0 | 0 | 0 | 0 | 0 | 0 | 0 | 0 | 0 | 0 | 0 | 0 | 0 | 0 | 0 | 0 | 0 | 0 | 0 | 0 | 0.026163 | 0 | 0 | 0 | 0.026163 |  | PGE_GBA_Solar_34 | 0 | 0 | 0 | 0 | 0 | 0 | 0 | 0 | 0 | 0 | 0 | 0 | 0 | 0 | 0 | 0 | 0 | 0 | 0 | 0 | 0 | 0 | 0 | 0 | 0 | 0
PGE_GBA_Solar_Generic | PGE_GBA_Solar | PGE_GBA_Solar_36 | 0 | 0 | 0 | 0 | 0 | 0 | 0 | 0 | 0 | 0 | 0 | 0 | 0 | 0 | 0 | 0 | 0 | 0 | 0 | 0 | 0 | 0 | 0 | 0 | 0 | 0 | PG&E GBA | Solar | PGE_GBA_Solar_36 | 0 | 0 | 0 | 0 | 0 | 0 | 0 | 0 | 0 | 0 | 0 | 0 | 0 | 0 | 0 | 0 | 0 | 0 | 0 | 0 | 0 | 0 | 0 | 0 | 0 | 0 |  | PGE_GBA_Solar_36 | 0 | 0 | 0 | 0 | 0 | 0 | 0 | 0 | 0 | 0 | 0 | 0 | 0 | 0 | 0 | 0 | 0 | 0 | 0 | 0 | 0 | 0 | 0 | 0 | 0 | 0
PGE_GBA_Solar_Generic | PGE_GBA_Solar | PGE_GBA_Solar_40 | 0 | 0 | 0 | 0 | 0 | 0 | 0 | 0 | 0 | 0 | 0 | 0.2 | 0 | 0 | 0 | 0 | 0.2 | 0 | 0 | 0 | 0 | 0.2 | 0 | 0 | 0 | 0.2 | PG&E GBA | Solar | PGE_GBA_Solar_40 | 0 | 0 | 0 | 0 | 0 | 0 | 0 | 0 | 0 | 0 | 0 | 0.2 | 0 | 0 | 0 | 0 | 0.2 | 0 | 0 | 0 | 0 | 0.2 | 0 | 0 | 0 | 0.2 |  | PGE_GBA_Solar_40 | 0 | 0 | 0 | 0 | 0 | 0 | 0 | 0 | 0 | 0 | 0 | 0 | 0 | 0 | 0 | 0 | 0 | 0 | 0 | 0 | 0 | 0 | 0 | 0 | 0 | 0
PGE_GBA_Solar_Generic | PGE_GBA_Solar | PGE_GBA_Solar_41 | 0 | 0 | 0 | 0 | 0 | 0 | 0.02 | 0 | 0.02 | 0 | 0 | 0.058118 | 0 | 0 | 0 | 0 | 0.058118 | 0 | 0 | 0 | 0 | 0.058118 | 0 | 0 | 0 | 0.058118 | PG&E GBA | Solar | PGE_GBA_Solar_41 | 0 | 0 | 0 | 0 | 0 | 0 | 0.02 | 0 | 0.02 | 0 | 0 | 0.058118 | 0 | 0 | 0 | 0 | 0.058118 | 0 | 0 | 0 | 0 | 0.058118 | 0 | 0 | 0 | 0.058118 |  | PGE_GBA_Solar_41 | 0 | 0 | 0 | 0 | 0 | 0 | 0 | 0 | 0 | 0 | 0 | 0 | 0 | 0 | 0 | 0 | 0 | 0 | 0 | 0 | 0 | 0 | 0 | 0 | 0 | 0
PGE_GBA_Solar_Generic | PGE_GBA_Solar | PGE_GBA_Solar_42 | 0 | 0 | 0 | 0 | 0 | 0 | 0 | 0 | 0 | 0 | 0 | 0 | 0 | 0 | 0 | 0 | 0 | 0 | 0 | 0 | 0 | 0 | 0 | 0 | 0 | 0 | PG&E GBA | Solar | PGE_GBA_Solar_42 | 0 | 0 | 0 | 0 | 0 | 0 | 0 | 0 | 0 | 0 | 0 | 0 | 0 | 0 | 0 | 0 | 0 | 0 | 0 | 0 | 0 | 0 | 0 | 0 | 0 | 0 |  | PGE_GBA_Solar_42 | 0 | 0 | 0 | 0 | 0 | 0 | 0 | 0 | 0 | 0 | 0 | 0 | 0 | 0 | 0 | 0 | 0 | 0 | 0 | 0 | 0 | 0 | 0 | 0 | 0 | 0
PGE_GBA_Solar_Generic | PGE_GBA_Solar | PGE_GBA_Solar_44 | 0 | 0 | 0 | 0 | 0 | 0 | 0 | 0 | 0 | 0 | 0 | 0 | 0 | 0 | 0 | 0 | 0 | 0 | 0 | 0 | 0 | 0 | 0 | 0 | 0 | 0 | PG&E GBA | Solar | PGE_GBA_Solar_44 | 0 | 0 | 0 | 0 | 0 | 0 | 0 | 0 | 0 | 0 | 0 | 0 | 0 | 0 | 0 | 0 | 0 | 0 | 0 | 0 | 0 | 0 | 0 | 0 | 0 | 0 |  | PGE_GBA_Solar_44 | 0 | 0 | 0 | 0 | 0 | 0 | 0 | 0 | 0 | 0 | 0 | 0 | 0 | 0 | 0 | 0 | 0 | 0 | 0 | 0 | 0 | 0 | 0 | 0 | 0 | 0
PGE_GBA_Solar_Generic | PGE_GBA_Solar | PGE_GBA_Solar_5 | 0 | 0 | 0 | 0 | 0 | 0 | 0 | 0 | 0 | 0 | 0 | 0 | 0 | 0 | 0 | 0 | 0 | 0 | 0 | 0 | 0 | 0 | 0 | 0 | 0 | 0 | PG&E GBA | Solar | PGE_GBA_Solar_5 | 0 | 0 | 0 | 0 | 0 | 0 | 0 | 0 | 0 | 0 | 0 | 0 | 0 | 0 | 0 | 0 | 0 | 0 | 0 | 0 | 0 | 0 | 0 | 0 | 0 | 0 |  | PGE_GBA_Solar_5 | 0 | 0 | 0 | 0 | 0 | 0 | 0 | 0 | 0 | 0 | 0 | 0 | 0 | 0 | 0 | 0 | 0 | 0 | 0 | 0 | 0 | 0 | 0 | 0 | 0 | 0
PGE_GBA_Solar_Generic | PGE_GBA_Solar | PGE_GBA_Solar_50 | 0 | 0 | 0 | 0 | 0 | 0 | 0 | 0 | 0 | 0 | 0 | 0.048643 | 0 | 0 | 0 | 0 | 0.048643 | 0 | 0 | 0 | 0 | 0.048643 | 0 | 0 | 0 | 0.048643 | PG&E GBA | Solar | PGE_GBA_Solar_50 | 0 | 0 | 0 | 0 | 0 | 0 | 0 | 0 | 0 | 0 | 0 | 0 | 0 | 0 | 0 | 0 | 0 | 0 | 0 | 0 | 0 | 0 | 0 | 0 | 0 | 0 |  | PGE_GBA_Solar_50 | 0 | 0 | 0 | 0 | 0 | 0 | 0 | 0 | 0 | 0 | 0 | 0.05 | 0 | 0 | 0 | 0 | 0.05 | 0 | 0 | 0 | 0 | 0.05 | 0 | 0 | 0 | 0.05
PGE_GBA_Solar_Generic | PGE_GBA_Solar | PGE_GBA_Solar_51 | 0 | 0 | 0 | 0 | 0 | 0 | 0 | 0 | 0 | 0 | 0 | 0 | 0 | 0 | 0 | 0 | 0 | 0 | 0 | 0 | 0 | 0 | 0 | 0 | 0 | 0 | PG&E GBA | Solar | PGE_GBA_Solar_51 | 0 | 0 | 0 | 0 | 0 | 0 | 0 | 0 | 0 | 0 | 0 | 0 | 0 | 0 | 0 | 0 | 0 | 0 | 0 | 0 | 0 | 0 | 0 | 0 | 0 | 0 |  | PGE_GBA_Solar_51 | 0 | 0 | 0 | 0 | 0 | 0 | 0 | 0 | 0 | 0 | 0 | 0 | 0 | 0 | 0 | 0 | 0 | 0 | 0 | 0 | 0 | 0 | 0 | 0 | 0 | 0
PGE_GBA_Solar_Generic | PGE_GBA_Solar | PGE_GBA_Solar_54 | 0 | 0 | 0 | 0 | 0 | 0 | 0 | 0 | 0 | 0 | 0 | 0 | 0 | 0 | 0 | 0 | 0 | 0 | 0 | 0 | 0 | 0 | 0 | 0 | 0 | 0 | PG&E GBA | Solar | PGE_GBA_Solar_54 | 0 | 0 | 0 | 0 | 0 | 0 | 0 | 0 | 0 | 0 | 0 | 0 | 0 | 0 | 0 | 0 | 0 | 0 | 0 | 0 | 0 | 0 | 0 | 0 | 0 | 0 |  | PGE_GBA_Solar_54 | 0 | 0 | 0 | 0 | 0 | 0 | 0 | 0 | 0 | 0 | 0 | 0 | 0 | 0 | 0 | 0 | 0 | 0 | 0 | 0 | 0 | 0 | 0 | 0 | 0 | 0
PGE_GBA_Solar_Generic | PGE_GBA_Solar | PGE_GBA_Solar_56 | 0 | 0 | 0 | 0 | 0 | 0 | 0 | 0 | 0 | 0 | 0 | 0.16484 | 0 | 0 | 0 | 0 | 0.16484 | 0 | 0 | 0 | 0 | 0.16484 | 0 | 0 | 0 | 0.16484 | PG&E GBA | Solar | PGE_GBA_Solar_56 | 0 | 0 | 0 | 0 | 0 | 0 | 0 | 0 | 0 | 0 | 0 | 0 | 0 | 0 | 0 | 0 | 0 | 0 | 0 | 0 | 0 | 0 | 0 | 0 | 0 | 0 |  | PGE_GBA_Solar_56 | 0 | 0 | 0 | 0 | 0 | 0 | 0 | 0 | 0 | 0 | 0 | 0.16 | 0 | 0 | 0 | 0 | 0.16 | 0 | 0 | 0 | 0 | 0.16 | 0 | 0 | 0 | 0.16
PGE_GBA_Solar_Generic | PGE_GBA_Solar | PGE_GBA_Solar_59 | 0 | 0 | 0 | 0 | 0 | 0 | 0 | 0 | 0 | 0 | 0 | 0 | 0 | 0 | 0 | 0 | 0 | 0 | 0 | 0 | 0 | 0 | 0 | 0 | 0 | 0 | PG&E GBA | Solar | PGE_GBA_Solar_59 | 0 | 0 | 0 | 0 | 0 | 0 | 0 | 0 | 0 | 0 | 0 | 0 | 0 | 0 | 0 | 0 | 0 | 0 | 0 | 0 | 0 | 0 | 0 | 0 | 0 | 0 |  | PGE_GBA_Solar_59 | 0 | 0 | 0 | 0 | 0 | 0 | 0 | 0 | 0 | 0 | 0 | 0 | 0 | 0 | 0 | 0 | 0 | 0 | 0 | 0 | 0 | 0 | 0 | 0 | 0 | 0
PGE_GBA_Solar_Generic | PGE_GBA_Solar | PGE_GBA_Solar_6 | 0 | 0 | 0 | 0 | 0 | 0 | 0 | 0 | 0 | 0 | 0 | 0.2654 | 0 | 0 | 0 | 0 | 0.2654 | 0 | 0 | 0 | 0 | 0.2654 | 0 | 0 | 0 | 0.2654 | PG&E GBA | Solar | PGE_GBA_Solar_6 | 0 | 0 | 0 | 0 | 0 | 0 | 0 | 0 | 0 | 0 | 0 | 0 | 0 | 0 | 0 | 0 | 0 | 0 | 0 | 0 | 0 | 0 | 0 | 0 | 0 | 0 |  | PGE_GBA_Solar_6 | 0 | 0 | 0 | 0 | 0 | 0 | 0 | 0 | 0 | 0 | 0 | 0.27 | 0 | 0 | 0 | 0 | 0.27 | 0 | 0 | 0 | 0 | 0.27 | 0 | 0 | 0 | 0.27
PGE_GBA_Solar_Generic | PGE_GBA_Solar | PGE_GBA_Solar_65 | 0 | 0 | 0 | 0 | 0 | 0 | 0 | 0 | 0 | 0 | 0 | 0 | 0 | 0 | 0 | 0 | 0 | 0 | 0 | 0 | 0 | 0 | 0 | 0 | 0 | 0 | PG&E GBA | Solar | PGE_GBA_Solar_65 | 0 | 0 | 0 | 0 | 0 | 0 | 0 | 0 | 0 | 0 | 0 | 0 | 0 | 0 | 0 | 0 | 0 | 0 | 0 | 0 | 0 | 0 | 0 | 0 | 0 | 0 |  | PGE_GBA_Solar_65 | 0 | 0 | 0 | 0 | 0 | 0 | 0 | 0 | 0 | 0 | 0 | 0 | 0 | 0 | 0 | 0 | 0 | 0 | 0 | 0 | 0 | 0 | 0 | 0 | 0 | 0
PGE_GBA_Solar_Generic | PGE_GBA_Solar | PGE_GBA_Solar_66 | 0 | 0 | 0 | 0 | 0 | 0 | 0 | 0 | 0 | 0 | 0 | 0 | 0 | 0 | 0 | 0 | 0 | 0 | 0 | 0 | 0 | 0 | 0 | 0 | 0 | 0 | PG&E GBA | Solar | PGE_GBA_Solar_66 | 0 | 0 | 0 | 0 | 0 | 0 | 0 | 0 | 0 | 0 | 0 | 0 | 0 | 0 | 0 | 0 | 0 | 0 | 0 | 0 | 0 | 0 | 0 | 0 | 0 | 0 |  | PGE_GBA_Solar_66 | 0 | 0 | 0 | 0 | 0 | 0 | 0 | 0 | 0 | 0 | 0 | 0 | 0 | 0 | 0 | 0 | 0 | 0 | 0 | 0 | 0 | 0 | 0 | 0 | 0 | 0
PGE_GBA_Solar_Generic | PGE_GBA_Solar | PGE_GBA_Solar_80 | 0 | 0 | 0 | 0 | 0 | 0 | 0 | 0 | 0 | 0 | 0 | 0 | 0 | 0 | 0 | 0 | 0 | 0 | 0 | 0 | 0 | 0.10561 | 0 | 0 | 0 | 0.10561 | PG&E GBA | Solar | PGE_GBA_Solar_80 | 0 | 0 | 0 | 0 | 0 | 0 | 0 | 0 | 0 | 0 | 0 | 0 | 0 | 0 | 0 | 0 | 0 | 0 | 0 | 0 | 0 | 0.10561 | 0 | 0 | 0 | 0.10561 |  | PGE_GBA_Solar_80 | 0 | 0 | 0 | 0 | 0 | 0 | 0 | 0 | 0 | 0 | 0 | 0 | 0 | 0 | 0 | 0 | 0 | 0 | 0 | 0 | 0 | 0 | 0 | 0 | 0 | 0
PGE_GBA_Solar_Generic | PGE_GBA_Solar | PGE_GBA_Solar_82 | 0 | 0 | 0 | 0 | 0 | 0 | 0 | 0 | 0 | 0 | 0 | 0 | 0 | 0 | 0 | 0 | 0 | 0 | 0 | 0 | 0 | 0 | 0 | 0 | 0 | 0 | PG&E GBA | Solar | PGE_GBA_Solar_82 | 0 | 0 | 0 | 0 | 0 | 0 | 0 | 0 | 0 | 0 | 0 | 0 | 0 | 0 | 0 | 0 | 0 | 0 | 0 | 0 | 0 | 0 | 0 | 0 | 0 | 0 |  | PGE_GBA_Solar_82 | 0 | 0 | 0 | 0 | 0 | 0 | 0 | 0 | 0 | 0 | 0 | 0 | 0 | 0 | 0 | 0 | 0 | 0 | 0 | 0 | 0 | 0 | 0 | 0 | 0 | 0
PGE_GBA_Solar_Generic | PGE_GBA_Solar | PGE_GBA_Solar_84 | 0 | 0 | 0 | 0 | 0 | 0 | 0 | 0 | 0 | 0 | 0 | 0 | 0 | 0 | 0 | 0 | 0 | 0 | 0 | 0 | 0 | 0 | 0 | 0 | 0 | 0 | PG&E GBA | Solar | PGE_GBA_Solar_84 | 0 | 0 | 0 | 0 | 0 | 0 | 0 | 0 | 0 | 0 | 0 | 0 | 0 | 0 | 0 | 0 | 0 | 0 | 0 | 0 | 0 | 0 | 0 | 0 | 0 | 0 |  | PGE_GBA_Solar_84 | 0 | 0 | 0 | 0 | 0 | 0 | 0 | 0 | 0 | 0 | 0 | 0 | 0 | 0 | 0 | 0 | 0 | 0 | 0 | 0 | 0 | 0 | 0 | 0 | 0 | 0
PGE_GBA_Solar_Generic | PGE_GBA_Solar | PGE_GBA_Solar_85 | 0 | 0 | 0 | 0 | 0 | 0 | 0 | 0 | 0 | 0 | 0 | 0.12723 | 0 | 0 | 0 | 0 | 0.12723 | 0 | 0 | 0 | 0 | 0.12723 | 0 | 0 | 0 | 0.12723 | PG&E GBA | Solar | PGE_GBA_Solar_85 | 0 | 0 | 0 | 0 | 0 | 0 | 0 | 0 | 0 | 0 | 0 | 0.12723 | 0 | 0 | 0 | 0 | 0.12723 | 0 | 0 | 0 | 0 | 0.12723 | 0 | 0 | 0 | 0.12723 |  | PGE_GBA_Solar_85 | 0 | 0 | 0 | 0 | 0 | 0 | 0 | 0 | 0 | 0 | 0 | 0 | 0 | 0 | 0 | 0 | 0 | 0 | 0 | 0 | 0 | 0 | 0 | 0 | 0 | 0
PGE_GBA_Solar_Generic | PGE_GBA_Solar | PGE_GBA_Solar_87 | 0 | 0 | 0 | 0 | 0 | 0 | 0 | 0 | 0 | 0 | 0 | 0 | 0 | 0 | 0 | 0 | 0 | 0 | 0 | 0 | 0 | 0 | 0 | 0 | 0 | 0 | PG&E GBA | Solar | PGE_GBA_Solar_87 | 0 | 0 | 0 | 0 | 0 | 0 | 0 | 0 | 0 | 0 | 0 | 0 | 0 | 0 | 0 | 0 | 0 | 0 | 0 | 0 | 0 | 0 | 0 | 0 | 0 | 0 |  | PGE_GBA_Solar_87 | 0 | 0 | 0 | 0 | 0 | 0 | 0 | 0 | 0 | 0 | 0 | 0 | 0 | 0 | 0 | 0 | 0 | 0 | 0 | 0 | 0 | 0 | 0 | 0 | 0 | 0
PGE_GBA_Wind_Generic | PGE_GBA_Wind | PGE_GBA_Wind_116 | 0 | 0 | 0 | 0 | 0 | 0 | 0 | 0 | 0 | 0 | 0 | 0.051348 | 0 | 0 | 0 | 0 | 0.051348 | 0 | 0 | 0 | 0 | 0.051348 | 0 | 0 | 0 | 0.051348 | PG&E GBA | Wind | PGE_GBA_Wind_116 | 0 | 0 | 0 | 0 | 0 | 0 | 0 | 0 | 0 | 0 | 0 | 0.051348 | 0 | 0 | 0 | 0 | 0.051348 | 0 | 0 | 0 | 0 | 0.051348 | 0 | 0 | 0 | 0.051348 |  | PGE_GBA_Wind_116 | 0 | 0 | 0 | 0 | 0 | 0 | 0 | 0 | 0 | 0 | 0 | 0 | 0 | 0 | 0 | 0 | 0 | 0 | 0 | 0 | 0 | 0 | 0 | 0 | 0 | 0
PGE_GBA_Wind_Generic | PGE_GBA_Wind | PGE_GBA_Wind_30 | 0 | 0 | 0 | 0 | 0 | 0 | 0 | 0 | 0 | 0 | 0 | 0.0048948 | 0 | 0 | 0 | 0 | 0.0048948 | 0 | 0 | 0 | 0 | 0.0048948 | 0 | 0 | 0 | 0.0048948 | PG&E GBA | Wind | PGE_GBA_Wind_30 | 0 | 0 | 0 | 0 | 0 | 0 | 0 | 0 | 0 | 0 | 0 | 0 | 0 | 0 | 0 | 0 | 0 | 0 | 0 | 0 | 0 | 0 | 0 | 0 | 0 | 0 |  | PGE_GBA_Wind_30 | 0 | 0 | 0 | 0 | 0 | 0 | 0 | 0 | 0 | 0 | 0 | 0 | 0 | 0 | 0 | 0 | 0 | 0 | 0 | 0 | 0 | 0 | 0 | 0 | 0 | 0
PGE_GBA_Wind_Generic | PGE_GBA_Wind | PGE_GBA_Wind_44 | 0 | 0 | 0 | 0 | 0 | 0 | 0 | 0 | 0 | 0 | 0 | 0.020717 | 0 | 0 | 0 | 0 | 0.020717 | 0 | 0 | 0 | 0 | 0.020717 | 0 | 0 | 0 | 0.020717 | PG&E GBA | Wind | PGE_GBA_Wind_44 | 0 | 0 | 0 | 0 | 0 | 0 | 0 | 0 | 0 | 0 | 0 | 0.020717 | 0 | 0 | 0 | 0 | 0.020717 | 0 | 0 | 0 | 0 | 0.020717 | 0 | 0 | 0 | 0.020717 |  | PGE_GBA_Wind_44 | 0 | 0 | 0 | 0 | 0 | 0 | 0 | 0 | 0 | 0 | 0 | 0 | 0 | 0 | 0 | 0 | 0 | 0 | 0 | 0 | 0 | 0 | 0 | 0 | 0 | 0
PGE_GBA_Wind_Generic | PGE_GBA_Wind | PGE_GBA_Wind_6 | 0 | 0 | 0 | 0 | 0 | 0 | 0 | 0 | 0 | 0 | 0 | 0.0075048 | 0 | 0 | 0 | 0 | 0.0075048 | 0 | 0 | 0 | 0 | 0.0075048 | 0 | 0 | 0 | 0.0075048 | PG&E GBA | Wind | PGE_GBA_Wind_6 | 0 | 0 | 0 | 0 | 0 | 0 | 0 | 0 | 0 | 0 | 0 | 0 | 0 | 0 | 0 | 0 | 0 | 0 | 0 | 0 | 0 | 0 | 0 | 0 | 0 | 0 |  | PGE_GBA_Wind_6 | 0 | 0 | 0 | 0 | 0 | 0 | 0 | 0 | 0 | 0 | 0 | 0.01 | 0 | 0 | 0 | 0 | 0.01 | 0 | 0 | 0 | 0 | 0.01 | 0 | 0 | 0 | 0.01
PGE_GBA_Wind_Generic | PGE_GBA_Wind | PGE_GBA_Wind_84 | 0 | 0 | 0 | 0 | 0 | 0 | 0 | 0 | 0 | 0 | 0 | 0.16237 | 0 | 0 | 0 | 0 | 0.16237 | 0 | 0 | 0 | 0 | 0.16237 | 0 | 0 | 0 | 0.16237 | PG&E GBA | Wind | PGE_GBA_Wind_84 | 0 | 0 | 0 | 0 | 0 | 0 | 0 | 0 | 0 | 0 | 0 | 0.16237 | 0 | 0 | 0 | 0 | 0.16237 | 0 | 0 | 0 | 0 | 0.16237 | 0 | 0 | 0 | 0.16237 |  | PGE_GBA_Wind_84 | 0 | 0 | 0 | 0 | 0 | 0 | 0 | 0 | 0 | 0 | 0 | 0 | 0 | 0 | 0 | 0 | 0 | 0 | 0 | 0 | 0 | 0 | 0 | 0 | 0 | 0
PGE_New_EGS_Generic | PGE_New_EGS | PGE_Kern_EGS_Deep_111 | 0 | 0 | 0 | 0 | 0 | 0 | 0 | 0 | 0 | 0 | 0 | 0 | 0 | 0 | 0 | 0 | 0 | 0 | 0 | 0 | 0 | 0 | 0 | 0 | 0 | 0 | PG&E KERN | Geothermal | PGE_Kern_EGS_Deep_111 | 0 | 0 | 0 | 0 | 0 | 0 | 0 | 0 | 0 | 0 | 0 | 0 | 0 | 0 | 0 | 0 | 0 | 0 | 0 | 0 | 0 | 0 | 0 | 0 | 0 | 0 |  | PGE_Kern_EGS_Deep_111 | 0 | 0 | 0 | 0 | 0 | 0 | 0 | 0 | 0 | 0 | 0 | 0 | 0 | 0 | 0 | 0 | 0 | 0 | 0 | 0 | 0 | 0 | 0 | 0 | 0 | 0
PGE_New_EGS_Generic | PGE_New_EGS | PGE_Kern_EGS_Deep_122 | 0 | 0 | 0 | 0 | 0 | 0 | 0 | 0 | 0 | 0 | 0 | 0 | 0 | 0 | 0 | 0 | 0 | 0 | 0 | 0 | 0 | 0 | 0 | 0 | 0 | 0 | PG&E KERN | Geothermal | PGE_Kern_EGS_Deep_122 | 0 | 0 | 0 | 0 | 0 | 0 | 0 | 0 | 0 | 0 | 0 | 0 | 0 | 0 | 0 | 0 | 0 | 0 | 0 | 0 | 0 | 0 | 0 | 0 | 0 | 0 |  | PGE_Kern_EGS_Deep_122 | 0 | 0 | 0 | 0 | 0 | 0 | 0 | 0 | 0 | 0 | 0 | 0 | 0 | 0 | 0 | 0 | 0 | 0 | 0 | 0 | 0 | 0 | 0 | 0 | 0 | 0
PGE_New_EGS_Generic | PGE_New_EGS | PGE_Kern_EGS_Deep_98 | 0 | 0 | 0 | 0 | 0 | 0 | 0 | 0 | 0 | 0 | 0 | 0 | 0 | 0 | 0 | 0 | 0 | 0 | 0 | 0 | 0 | 0 | 0 | 0 | 0 | 0 | PG&E KERN | Geothermal | PGE_Kern_EGS_Deep_98 | 0 | 0 | 0 | 0 | 0 | 0 | 0 | 0 | 0 | 0 | 0 | 0 | 0 | 0 | 0 | 0 | 0 | 0 | 0 | 0 | 0 | 0 | 0 | 0 | 0 | 0 |  | PGE_Kern_EGS_Deep_98 | 0 | 0 | 0 | 0 | 0 | 0 | 0 | 0 | 0 | 0 | 0 | 0 | 0 | 0 | 0 | 0 | 0 | 0 | 0 | 0 | 0 | 0 | 0 | 0 | 0 | 0
PGE_LDES_12hr_Generic | PGE_LDES_12hr | PGE_Kern_LDES_12hr_122 | 0 | 0 | 0 | 0 | 0 | 0 | 0 | 0 | 0 | 0 | 0 | 0 | 0 | 0 | 0 | 0 | 0.81685 | 0 | 0 | 0 | 0 | 0.81685 | 0 | 0 | 0 | 0.81685 | PG&E KERN | LDES | PGE_Kern_LDES_12hr_122 | 0 | 0 | 0 | 0 | 0 | 0 | 0 | 0 | 0 | 0 | 0 | 0 | 0 | 0 | 0 | 0 | 0.81685 | 0 | 0 | 0 | 0 | 0.81685 | 0 | 0 | 0 | 0.81685 |  | PGE_Kern_LDES_12hr_122 | 0 | 0 | 0 | 0 | 0 | 0 | 0 | 0 | 0 | 0 | 0 | 0 | 0 | 0 | 0 | 0 | 0 | 0 | 0 | 0 | 0 | 0 | 0 | 0 | 0 | 0
PGE_LDES_12hr_Generic | PGE_LDES_12hr | PGE_Kern_LDES_12hr_99 | 0 | 0 | 0 | 0 | 0 | 0 | 0 | 0 | 0 | 0 | 0 | 0 | 0 | 0 | 0 | 0 | 0 | 0 | 0 | 0 | 0 | 0 | 0 | 0 | 0 | 0 | PG&E KERN | LDES | PGE_Kern_LDES_12hr_99 | 0 | 0 | 0 | 0 | 0 | 0 | 0 | 0 | 0 | 0 | 0 | 0 | 0 | 0 | 0 | 0 | 0 | 0 | 0 | 0 | 0 | 0 | 0 | 0 | 0 | 0 |  | PGE_Kern_LDES_12hr_99 | 0 | 0 | 0 | 0 | 0 | 0 | 0 | 0 | 0 | 0 | 0 | 0 | 0 | 0 | 0 | 0 | 0 | 0 | 0 | 0 | 0 | 0 | 0 | 0 | 0 | 0
PGE_New_Li_Battery_4hr_Generic | PGE_New_Li_Battery_4hr | PGE_Kern_Li_Battery_4hr_100 | 0 | 0 | 0 | 0 | 0 | 0 | 0 | 0 | 0 | 0 | 0 | 0 | 0 | 0 | 0 | 0 | 0 | 0 | 0 | 0 | 0 | 0 | 0 | 0 | 0 | 0 | PG&E KERN | Battery | PGE_Kern_Li_Battery_4hr_100 | 0 | 0 | 0 | 0 | 0 | 0 | 0 | 0 | 0 | 0 | 0 | 0 | 0 | 0 | 0 | 0 | 0 | 0 | 0 | 0 | 0 | 0 | 0 | 0 | 0 | 0 | Li-ion Battery (4-hr) | PGE_Kern_Li_Battery_4hr_100 | 0 | 0 | 0 | 0 | 0 | 0 | 0 | 0 | 0 | 0 | 0 | 0 | 0 | 0 | 0 | 0 | 0 | 0 | 0 | 0 | 0 | 0 | 0 | 0 | 0 | 0
PGE_New_Li_Battery_4hr_Generic | PGE_New_Li_Battery_4hr | PGE_Kern_Li_Battery_4hr_101 | 0 | 0 | 0 | 0 | 0 | 0 | 0 | 0 | 0 | 0 | 0 | 0 | 0 | 0 | 0 | 0 | 0 | 0 | 0 | 0 | 0 | 0 | 0 | 0 | 0 | 0 | PG&E KERN | Battery | PGE_Kern_Li_Battery_4hr_101 | 0 | 0 | 0 | 0 | 0 | 0 | 0 | 0 | 0 | 0 | 0 | 0 | 0 | 0 | 0 | 0 | 0 | 0 | 0 | 0 | 0 | 0 | 0 | 0 | 0 | 0 | Li-ion Battery (4-hr) | PGE_Kern_Li_Battery_4hr_101 | 0 | 0 | 0 | 0 | 0 | 0 | 0 | 0 | 0 | 0 | 0 | 0 | 0 | 0 | 0 | 0 | 0 | 0 | 0 | 0 | 0 | 0 | 0 | 0 | 0 | 0
PGE_New_Li_Battery_4hr_Generic | PGE_New_Li_Battery_4hr | PGE_Kern_Li_Battery_4hr_102 | 0 | 0 | 0 | 0 | 0 | 0 | 0 | 0 | 0 | 0 | 0 | 0 | 0 | 0 | 0 | 0 | 0 | 0 | 0 | 0 | 0 | 0 | 0 | 0 | 0 | 0 | PG&E KERN | Battery | PGE_Kern_Li_Battery_4hr_102 | 0 | 0 | 0 | 0 | 0 | 0 | 0 | 0 | 0 | 0 | 0 | 0 | 0 | 0 | 0 | 0 | 0 | 0 | 0 | 0 | 0 | 0 | 0 | 0 | 0 | 0 | Li-ion Battery (4-hr) | PGE_Kern_Li_Battery_4hr_102 | 0 | 0 | 0 | 0 | 0 | 0 | 0 | 0 | 0 | 0 | 0 | 0 | 0 | 0 | 0 | 0 | 0 | 0 | 0 | 0 | 0 | 0 | 0 | 0 | 0 | 0
PGE_New_Li_Battery_4hr_Generic | PGE_New_Li_Battery_4hr | PGE_Kern_Li_Battery_4hr_103 | 0 | 0 | 0 | 0 | 0 | 0 | 0 | 0 | 0 | 0 | 0 | 0 | 0 | 0 | 0 | 0 | 0 | 0 | 0 | 0 | 0 | 0 | 0 | 0 | 0 | 0 | PG&E KERN | Battery | PGE_Kern_Li_Battery_4hr_103 | 0 | 0 | 0 | 0 | 0 | 0 | 0 | 0 | 0 | 0 | 0 | 0 | 0 | 0 | 0 | 0 | 0 | 0 | 0 | 0 | 0 | 0 | 0 | 0 | 0 | 0 | Li-ion Battery (4-hr) | PGE_Kern_Li_Battery_4hr_103 | 0 | 0 | 0 | 0 | 0 | 0 | 0 | 0 | 0 | 0 | 0 | 0 | 0 | 0 | 0 | 0 | 0 | 0 | 0 | 0 | 0 | 0 | 0 | 0 | 0 | 0
PGE_New_Li_Battery_4hr_Generic | PGE_New_Li_Battery_4hr | PGE_Kern_Li_Battery_4hr_106 | 0 | 0 | 0 | 0 | 0 | 0 | 0 | 0 | 0 | 0 | 0 | 0 | 0 | 0 | 0 | 0 | 0 | 0 | 0 | 0 | 0 | 0 | 0 | 0 | 0 | 0 | PG&E KERN | Battery | PGE_Kern_Li_Battery_4hr_106 | 0 | 0 | 0 | 0 | 0 | 0 | 0 | 0 | 0 | 0 | 0 | 0 | 0 | 0 | 0 | 0 | 0 | 0 | 0 | 0 | 0 | 0 | 0 | 0 | 0 | 0 | Li-ion Battery (4-hr) | PGE_Kern_Li_Battery_4hr_106 | 0 | 0 | 0 | 0 | 0 | 0 | 0 | 0 | 0 | 0 | 0 | 0 | 0 | 0 | 0 | 0 | 0 | 0 | 0 | 0 | 0 | 0 | 0 | 0 | 0 | 0
PGE_New_Li_Battery_4hr_Generic | PGE_New_Li_Battery_4hr | PGE_Kern_Li_Battery_4hr_107 | 0 | 0 | 0 | 0 | 0 | 0 | 0 | 0 | 0 | 0 | 0 | 0 | 0 | 0 | 0 | 0 | 0 | 0 | 0 | 0 | 0 | 0 | 0 | 0 | 0 | 0 | PG&E KERN | Battery | PGE_Kern_Li_Battery_4hr_107 | 0 | 0 | 0 | 0 | 0 | 0 | 0 | 0 | 0 | 0 | 0 | 0 | 0 | 0 | 0 | 0 | 0 | 0 | 0 | 0 | 0 | 0 | 0 | 0 | 0 | 0 | Li-ion Battery (4-hr) | PGE_Kern_Li_Battery_4hr_107 | 0 | 0 | 0 | 0 | 0 | 0 | 0 | 0 | 0 | 0 | 0 | 0 | 0 | 0 | 0 | 0 | 0 | 0 | 0 | 0 | 0 | 0 | 0 | 0 | 0 | 0
PGE_New_Li_Battery_4hr_Generic | PGE_New_Li_Battery_4hr | PGE_Kern_Li_Battery_4hr_108 | 0 | 0 | 0 | 0 | 0 | 0 | 0 | 0 | 0 | 0 | 0 | 0 | 0 | 0 | 0 | 0 | 0 | 0 | 0 | 0 | 0 | 0 | 0 | 0 | 0 | 0 | PG&E KERN | Battery | PGE_Kern_Li_Battery_4hr_108 | 0 | 0 | 0 | 0 | 0 | 0 | 0 | 0 | 0 | 0 | 0 | 0 | 0 | 0 | 0 | 0 | 0 | 0 | 0 | 0 | 0 | 0 | 0 | 0 | 0 | 0 | Li-ion Battery (4-hr) | PGE_Kern_Li_Battery_4hr_108 | 0 | 0 | 0 | 0 | 0 | 0 | 0 | 0 | 0 | 0 | 0 | 0 | 0 | 0 | 0 | 0 | 0 | 0 | 0 | 0 | 0 | 0 | 0 | 0 | 0 | 0
PGE_New_Li_Battery_4hr_Generic | PGE_New_Li_Battery_4hr | PGE_Kern_Li_Battery_4hr_109 | 0 | 0 | 0 | 0 | 0 | 0 | 0.054301 | 0 | 0.054301 | 0 | 0 | 0.054301 | 0 | 0 | 0 | 0 | 0.054301 | 0 | 0 | 0 | 0 | 0.054301 | 0 | 0 | 0 | 0.054301 | PG&E KERN | Battery | PGE_Kern_Li_Battery_4hr_109 | 0 | 0 | 0 | 0 | 0 | 0 | 0.054301 | 0 | 0.054301 | 0 | 0 | 0.054301 | 0 | 0 | 0 | 0 | 0.054301 | 0 | 0 | 0 | 0 | 0.054301 | 0 | 0 | 0 | 0.054301 | Li-ion Battery (4-hr) | PGE_Kern_Li_Battery_4hr_109 | 0 | 0 | 0 | 0 | 0 | 0 | 0 | 0 | 0 | 0 | 0 | 0 | 0 | 0 | 0 | 0 | 0 | 0 | 0 | 0 | 0 | 0 | 0 | 0 | 0 | 0
PGE_New_Li_Battery_4hr_Generic | PGE_New_Li_Battery_4hr | PGE_Kern_Li_Battery_4hr_111 | 0 | 0 | 0 | 0 | 0 | 0 | 0 | 0 | 0 | 0 | 0 | 0 | 0 | 0 | 0 | 0 | 0 | 0 | 0 | 0 | 0 | 0 | 0 | 0 | 0 | 0 | PG&E KERN | Battery | PGE_Kern_Li_Battery_4hr_111 | 0 | 0 | 0 | 0 | 0 | 0 | 0 | 0 | 0 | 0 | 0 | 0 | 0 | 0 | 0 | 0 | 0 | 0 | 0 | 0 | 0 | 0 | 0 | 0 | 0 | 0 | Li-ion Battery (4-hr) | PGE_Kern_Li_Battery_4hr_111 | 0 | 0 | 0 | 0 | 0 | 0 | 0 | 0 | 0 | 0 | 0 | 0 | 0 | 0 | 0 | 0 | 0 | 0 | 0 | 0 | 0 | 0 | 0 | 0 | 0 | 0
PGE_New_Li_Battery_4hr_Generic | PGE_New_Li_Battery_4hr | PGE_Kern_Li_Battery_4hr_112 | 0 | 0 | 0 | 0 | 0 | 0 | 0 | 0 | 0 | 0 | 0 | 0 | 0 | 0 | 0 | 0 | 0 | 0 | 0 | 0 | 0 | 0 | 0 | 0 | 0 | 0 | PG&E KERN | Battery | PGE_Kern_Li_Battery_4hr_112 | 0 | 0 | 0 | 0 | 0 | 0 | 0 | 0 | 0 | 0 | 0 | 0 | 0 | 0 | 0 | 0 | 0 | 0 | 0 | 0 | 0 | 0 | 0 | 0 | 0 | 0 | Li-ion Battery (4-hr) | PGE_Kern_Li_Battery_4hr_112 | 0 | 0 | 0 | 0 | 0 | 0 | 0 | 0 | 0 | 0 | 0 | 0 | 0 | 0 | 0 | 0 | 0 | 0 | 0 | 0 | 0 | 0 | 0 | 0 | 0 | 0
PGE_New_Li_Battery_4hr_Generic | PGE_New_Li_Battery_4hr | PGE_Kern_Li_Battery_4hr_113 | 0 | 0 | 0 | 0 | 0 | 0 | 0 | 0 | 0 | 0 | 0 | 0 | 0 | 0 | 0 | 0 | 0 | 0 | 0 | 0 | 0 | 0 | 0 | 0 | 0 | 0 | PG&E KERN | Battery | PGE_Kern_Li_Battery_4hr_113 | 0 | 0 | 0 | 0 | 0 | 0 | 0 | 0 | 0 | 0 | 0 | 0 | 0 | 0 | 0 | 0 | 0 | 0 | 0 | 0 | 0 | 0 | 0 | 0 | 0 | 0 | Li-ion Battery (4-hr) | PGE_Kern_Li_Battery_4hr_113 | 0 | 0 | 0 | 0 | 0 | 0 | 0 | 0 | 0 | 0 | 0 | 0 | 0 | 0 | 0 | 0 | 0 | 0 | 0 | 0 | 0 | 0 | 0 | 0 | 0 | 0
PGE_New_Li_Battery_4hr_Generic | PGE_New_Li_Battery_4hr | PGE_Kern_Li_Battery_4hr_122 | 0 | 0 | 0 | 0 | 0 | 0 | 0 | 0 | 0 | 0 | 0 | 0 | 0 | 0 | 0 | 0 | 0 | 0 | 0 | 0 | 0 | 0 | 0 | 0 | 0 | 0 | PG&E KERN | Battery | PGE_Kern_Li_Battery_4hr_122 | 0 | 0 | 0 | 0 | 0 | 0 | 0 | 0 | 0 | 0 | 0 | 0 | 0 | 0 | 0 | 0 | 0 | 0 | 0 | 0 | 0 | 0 | 0 | 0 | 0 | 0 | Li-ion Battery (4-hr) | PGE_Kern_Li_Battery_4hr_122 | 0 | 0 | 0 | 0 | 0 | 0 | 0 | 0 | 0 | 0 | 0 | 0 | 0 | 0 | 0 | 0 | 0 | 0 | 0 | 0 | 0 | 0 | 0 | 0 | 0 | 0
PGE_New_Li_Battery_4hr_Generic | PGE_New_Li_Battery_4hr | PGE_Kern_Li_Battery_4hr_126 | 0 | 0 | 0 | 0 | 0 | 0 | 0 | 0 | 0 | 0 | 0 | 0 | 0 | 0 | 0 | 0 | 0 | 0 | 0 | 0 | 0 | 0 | 0 | 0 | 0 | 0 | PG&E KERN | Battery | PGE_Kern_Li_Battery_4hr_126 | 0 | 0 | 0 | 0 | 0 | 0 | 0 | 0 | 0 | 0 | 0 | 0 | 0 | 0 | 0 | 0 | 0 | 0 | 0 | 0 | 0 | 0 | 0 | 0 | 0 | 0 | Li-ion Battery (4-hr) | PGE_Kern_Li_Battery_4hr_126 | 0 | 0 | 0 | 0 | 0 | 0 | 0 | 0 | 0 | 0 | 0 | 0 | 0 | 0 | 0 | 0 | 0 | 0 | 0 | 0 | 0 | 0 | 0 | 0 | 0 | 0
PGE_New_Li_Battery_4hr_Generic | PGE_New_Li_Battery_4hr | PGE_Kern_Li_Battery_4hr_130 | 0 | 0 | 0 | 0 | 0 | 0 | 0 | 0 | 0 | 0 | 0 | 0 | 0 | 0 | 0 | 0 | 0 | 0 | 0 | 0 | 0 | 0 | 0 | 0 | 0 | 0 | PG&E KERN | Battery | PGE_Kern_Li_Battery_4hr_130 | 0 | 0 | 0 | 0 | 0 | 0 | 0 | 0 | 0 | 0 | 0 | 0 | 0 | 0 | 0 | 0 | 0 | 0 | 0 | 0 | 0 | 0 | 0 | 0 | 0 | 0 | Li-ion Battery (4-hr) | PGE_Kern_Li_Battery_4hr_130 | 0 | 0 | 0 | 0 | 0 | 0 | 0 | 0 | 0 | 0 | 0 | 0 | 0 | 0 | 0 | 0 | 0 | 0 | 0 | 0 | 0 | 0 | 0 | 0 | 0 | 0
PGE_New_Li_Battery_4hr_Generic | PGE_New_Li_Battery_4hr | PGE_Kern_Li_Battery_4hr_68 | 0 | 0 | 0 | 0 | 0 | 0 | 0 | 0 | 0 | 0 | 0 | 0 | 0 | 0 | 0 | 0 | 0 | 0 | 0 | 0 | 0 | 0 | 0 | 0 | 0 | 0 | PG&E KERN | Battery | PGE_Kern_Li_Battery_4hr_68 | 0 | 0 | 0 | 0 | 0 | 0 | 0 | 0 | 0 | 0 | 0 | 0 | 0 | 0 | 0 | 0 | 0 | 0 | 0 | 0 | 0 | 0 | 0 | 0 | 0 | 0 | Li-ion Battery (4-hr) | PGE_Kern_Li_Battery_4hr_68 | 0 | 0 | 0 | 0 | 0 | 0 | 0 | 0 | 0 | 0 | 0 | 0 | 0 | 0 | 0 | 0 | 0 | 0 | 0 | 0 | 0 | 0 | 0 | 0 | 0 | 0
PGE_New_Li_Battery_4hr_Generic | PGE_New_Li_Battery_4hr | PGE_Kern_Li_Battery_4hr_72 | 0 | 0 | 0 | 0 | 0 | 0 | 0 | 0 | 0 | 0 | 0 | 0 | 0 | 0 | 0 | 0 | 0 | 0 | 0 | 0 | 0 | 0 | 0 | 0 | 0 | 0 | PG&E KERN | Battery | PGE_Kern_Li_Battery_4hr_72 | 0 | 0 | 0 | 0 | 0 | 0 | 0 | 0 | 0 | 0 | 0 | 0 | 0 | 0 | 0 | 0 | 0 | 0 | 0 | 0 | 0 | 0 | 0 | 0 | 0 | 0 | Li-ion Battery (4-hr) | PGE_Kern_Li_Battery_4hr_72 | 0 | 0 | 0 | 0 | 0 | 0 | 0 | 0 | 0 | 0 | 0 | 0 | 0 | 0 | 0 | 0 | 0 | 0 | 0 | 0 | 0 | 0 | 0 | 0 | 0 | 0
PGE_New_Li_Battery_4hr_Generic | PGE_New_Li_Battery_4hr | PGE_Kern_Li_Battery_4hr_74 | 0 | 0 | 0 | 0 | 0 | 0 | 0 | 0 | 0.0006653 | 0 | 0 | 0.0006653 | 0 | 0 | 0 | 0 | 0.0006653 | 0 | 0 | 0 | 0 | 0.0006653 | 0 | 0 | 0 | 0.0006653 | PG&E KERN | Battery | PGE_Kern_Li_Battery_4hr_74 | 0 | 0 | 0 | 0 | 0 | 0 | 0 | 0 | 0.0006653 | 0 | 0 | 0.0006653 | 0 | 0 | 0 | 0 | 0.0006653 | 0 | 0 | 0 | 0 | 0.0006653 | 0 | 0 | 0 | 0.0006653 | Li-ion Battery (4-hr) | PGE_Kern_Li_Battery_4hr_74 | 0 | 0 | 0 | 0 | 0 | 0 | 0 | 0 | 0 | 0 | 0 | 0 | 0 | 0 | 0 | 0 | 0 | 0 | 0 | 0 | 0 | 0 | 0 | 0 | 0 | 0
PGE_New_Li_Battery_4hr_Generic | PGE_New_Li_Battery_4hr | PGE_Kern_Li_Battery_4hr_83 | 0 | 0 | 0 | 0 | 0 | 0 | 0 | 0 | 0 | 0 | 0 | 0 | 0 | 0 | 0 | 0 | 0 | 0 | 0 | 0 | 0 | 0 | 0 | 0 | 0 | 0 | PG&E KERN | Battery | PGE_Kern_Li_Battery_4hr_83 | 0 | 0 | 0 | 0 | 0 | 0 | 0 | 0 | 0 | 0 | 0 | 0 | 0 | 0 | 0 | 0 | 0 | 0 | 0 | 0 | 0 | 0 | 0 | 0 | 0 | 0 | Li-ion Battery (4-hr) | PGE_Kern_Li_Battery_4hr_83 | 0 | 0 | 0 | 0 | 0 | 0 | 0 | 0 | 0 | 0 | 0 | 0 | 0 | 0 | 0 | 0 | 0 | 0 | 0 | 0 | 0 | 0 | 0 | 0 | 0 | 0
PGE_New_Li_Battery_4hr_Generic | PGE_New_Li_Battery_4hr | PGE_Kern_Li_Battery_4hr_92 | 0 | 0 | 0 | 0 | 0 | 0 | 0 | 0 | 0 | 0 | 0 | 0 | 0 | 0 | 0 | 0 | 0 | 0 | 0 | 0 | 0 | 0 | 0 | 0 | 0 | 0 | PG&E KERN | Battery | PGE_Kern_Li_Battery_4hr_92 | 0 | 0 | 0 | 0 | 0 | 0 | 0 | 0 | 0 | 0 | 0 | 0 | 0 | 0 | 0 | 0 | 0 | 0 | 0 | 0 | 0 | 0 | 0 | 0 | 0 | 0 | Li-ion Battery (4-hr) | PGE_Kern_Li_Battery_4hr_92 | 0 | 0 | 0 | 0 | 0 | 0 | 0 | 0 | 0 | 0 | 0 | 0 | 0 | 0 | 0 | 0 | 0 | 0 | 0 | 0 | 0 | 0 | 0 | 0 | 0 | 0
PGE_New_Li_Battery_4hr_Generic | PGE_New_Li_Battery_4hr | PGE_Kern_Li_Battery_4hr_93 | 0 | 0 | 0 | 0 | 0 | 0 | 0.053924 | 0 | 0.29176 | 0 | 0 | 0.29176 | 0 | 0 | 0 | 0 | 0.29176 | 0 | 0 | 0 | 0 | 0.29176 | 0 | 0 | 0 | 0.29176 | PG&E KERN | Battery | PGE_Kern_Li_Battery_4hr_93 | 0 | 0 | 0 | 0 | 0 | 0 | 0.053924 | 0 | 0.29176 | 0 | 0 | 0.29176 | 0 | 0 | 0 | 0 | 0.29176 | 0 | 0 | 0 | 0 | 0.29176 | 0 | 0 | 0 | 0.29176 | Li-ion Battery (4-hr) | PGE_Kern_Li_Battery_4hr_93 | 0 | 0 | 0 | 0 | 0 | 0 | 0 | 0 | 0 | 0 | 0 | 0 | 0 | 0 | 0 | 0 | 0 | 0 | 0 | 0 | 0 | 0 | 0 | 0 | 0 | 0
PGE_New_Li_Battery_4hr_Generic | PGE_New_Li_Battery_4hr | PGE_Kern_Li_Battery_4hr_95 | 0 | 0 | 0 | 0 | 0 | 0 | 0 | 0 | 0 | 0 | 0 | 0 | 0 | 0 | 0 | 0 | 0 | 0 | 0 | 0 | 0 | 0 | 0 | 0 | 0 | 0 | PG&E KERN | Battery | PGE_Kern_Li_Battery_4hr_95 | 0 | 0 | 0 | 0 | 0 | 0 | 0 | 0 | 0 | 0 | 0 | 0 | 0 | 0 | 0 | 0 | 0 | 0 | 0 | 0 | 0 | 0 | 0 | 0 | 0 | 0 | Li-ion Battery (4-hr) | PGE_Kern_Li_Battery_4hr_95 | 0 | 0 | 0 | 0 | 0 | 0 | 0 | 0 | 0 | 0 | 0 | 0 | 0 | 0 | 0 | 0 | 0 | 0 | 0 | 0 | 0 | 0 | 0 | 0 | 0 | 0
PGE_New_Li_Battery_4hr_Generic | PGE_New_Li_Battery_4hr | PGE_Kern_Li_Battery_4hr_98 | 0 | 0 | 0 | 0 | 0 | 0 | 0 | 0 | 0 | 0 | 0 | 0 | 0 | 0 | 0 | 0 | 0 | 0 | 0 | 0 | 0 | 0 | 0 | 0 | 0 | 0 | PG&E KERN | Battery | PGE_Kern_Li_Battery_4hr_98 | 0 | 0 | 0 | 0 | 0 | 0 | 0 | 0 | 0 | 0 | 0 | 0 | 0 | 0 | 0 | 0 | 0 | 0 | 0 | 0 | 0 | 0 | 0 | 0 | 0 | 0 | Li-ion Battery (4-hr) | PGE_Kern_Li_Battery_4hr_98 | 0 | 0 | 0 | 0 | 0 | 0 | 0 | 0 | 0 | 0 | 0 | 0 | 0 | 0 | 0 | 0 | 0 | 0 | 0 | 0 | 0 | 0 | 0 | 0 | 0 | 0
PGE_New_Li_Battery_4hr_Generic | PGE_New_Li_Battery_4hr | PGE_Kern_Li_Battery_4hr_99 | 0 | 0 | 0 | 0 | 0 | 0 | 0.021775 | 0 | 0.021775 | 0 | 0 | 0.021775 | 0 | 0 | 0 | 0 | 0.021775 | 0 | 0 | 0 | 0 | 0.021775 | 0 | 0 | 0 | 0.021775 | PG&E KERN | Battery | PGE_Kern_Li_Battery_4hr_99 | 0 | 0 | 0 | 0 | 0 | 0 | 0.021775 | 0 | 0.021775 | 0 | 0 | 0.021775 | 0 | 0 | 0 | 0 | 0.021775 | 0 | 0 | 0 | 0 | 0.021775 | 0 | 0 | 0 | 0.021775 | Li-ion Battery (4-hr) | PGE_Kern_Li_Battery_4hr_99 | 0 | 0 | 0 | 0 | 0 | 0 | 0 | 0 | 0 | 0 | 0 | 0 | 0 | 0 | 0 | 0 | 0 | 0 | 0 | 0 | 0 | 0 | 0 | 0 | 0 | 0
PGE_New_Li_Battery_8hr_Generic | PGE_New_Li_Battery_8hr | PGE_Kern_Li_Battery_8hr_100 | 0 | 0 | 0 | 0 | 0 | 0 | 0 | 0 | 0 | 0 | 0 | 0 | 0 | 0 | 0 | 0 | 0 | 0 | 0 | 0 | 0 | 0 | 0 | 0 | 0 | 0 | PG&E KERN | Battery | PGE_Kern_Li_Battery_8hr_100 | 0 | 0 | 0 | 0 | 0 | 0 | 0 | 0 | 0 | 0 | 0 | 0 | 0 | 0 | 0 | 0 | 0 | 0 | 0 | 0 | 0 | 0 | 0 | 0 | 0 | 0 | Li-ion Battery (8-hr) | PGE_Kern_Li_Battery_8hr_100 | 0 | 0 | 0 | 0 | 0 | 0 | 0 | 0 | 0 | 0 | 0 | 0 | 0 | 0 | 0 | 0 | 0 | 0 | 0 | 0 | 0 | 0 | 0 | 0 | 0 | 0
PGE_New_Li_Battery_8hr_Generic | PGE_New_Li_Battery_8hr | PGE_Kern_Li_Battery_8hr_101 | 0 | 0 | 0 | 0 | 0 | 0 | 0 | 0 | 0 | 0 | 0 | 0 | 0 | 0 | 0 | 0 | 0 | 0 | 0 | 0 | 0 | 0 | 0 | 0 | 0 | 0 | PG&E KERN | Battery | PGE_Kern_Li_Battery_8hr_101 | 0 | 0 | 0 | 0 | 0 | 0 | 0 | 0 | 0 | 0 | 0 | 0 | 0 | 0 | 0 | 0 | 0 | 0 | 0 | 0 | 0 | 0 | 0 | 0 | 0 | 0 | Li-ion Battery (8-hr) | PGE_Kern_Li_Battery_8hr_101 | 0 | 0 | 0 | 0 | 0 | 0 | 0 | 0 | 0 | 0 | 0 | 0 | 0 | 0 | 0 | 0 | 0 | 0 | 0 | 0 | 0 | 0 | 0 | 0 | 0 | 0
PGE_New_Li_Battery_8hr_Generic | PGE_New_Li_Battery_8hr | PGE_Kern_Li_Battery_8hr_102 | 0 | 0 | 0 | 0 | 0 | 0 | 0 | 0 | 0 | 0 | 0 | 0 | 0 | 0 | 0 | 0 | 0 | 0 | 0 | 0 | 0 | 0 | 0 | 0 | 0 | 0 | PG&E KERN | Battery | PGE_Kern_Li_Battery_8hr_102 | 0 | 0 | 0 | 0 | 0 | 0 | 0 | 0 | 0 | 0 | 0 | 0 | 0 | 0 | 0 | 0 | 0 | 0 | 0 | 0 | 0 | 0 | 0 | 0 | 0 | 0 | Li-ion Battery (8-hr) | PGE_Kern_Li_Battery_8hr_102 | 0 | 0 | 0 | 0 | 0 | 0 | 0 | 0 | 0 | 0 | 0 | 0 | 0 | 0 | 0 | 0 | 0 | 0 | 0 | 0 | 0 | 0 | 0 | 0 | 0 | 0
PGE_New_Li_Battery_8hr_Generic | PGE_New_Li_Battery_8hr | PGE_Kern_Li_Battery_8hr_103 | 0 | 0 | 0 | 0 | 0 | 0 | 0 | 0 | 0 | 0 | 0 | 0.34524 | 0 | 0 | 0 | 0 | 0.34524 | 0 | 0 | 0 | 0 | 0.34524 | 0 | 0 | 0 | 0.34524 | PG&E KERN | Battery | PGE_Kern_Li_Battery_8hr_103 | 0 | 0 | 0 | 0 | 0 | 0 | 0 | 0 | 0 | 0 | 0 | 0.34524 | 0 | 0 | 0 | 0 | 0.34524 | 0 | 0 | 0 | 0 | 0.34524 | 0 | 0 | 0 | 0.34524 | Li-ion Battery (8-hr) | PGE_Kern_Li_Battery_8hr_103 | 0 | 0 | 0 | 0 | 0 | 0 | 0 | 0 | 0 | 0 | 0 | 0 | 0 | 0 | 0 | 0 | 0 | 0 | 0 | 0 | 0 | 0 | 0 | 0 | 0 | 0
PGE_New_Li_Battery_8hr_Generic | PGE_New_Li_Battery_8hr | PGE_Kern_Li_Battery_8hr_106 | 0 | 0 | 0 | 0 | 0 | 0 | 0 | 0 | 0 | 0 | 0 | 0 | 0 | 0 | 0 | 0 | 0 | 0 | 0 | 0 | 0 | 0 | 0 | 0 | 0 | 0 | PG&E KERN | Battery | PGE_Kern_Li_Battery_8hr_106 | 0 | 0 | 0 | 0 | 0 | 0 | 0 | 0 | 0 | 0 | 0 | 0 | 0 | 0 | 0 | 0 | 0 | 0 | 0 | 0 | 0 | 0 | 0 | 0 | 0 | 0 | Li-ion Battery (8-hr) | PGE_Kern_Li_Battery_8hr_106 | 0 | 0 | 0 | 0 | 0 | 0 | 0 | 0 | 0 | 0 | 0 | 0 | 0 | 0 | 0 | 0 | 0 | 0 | 0 | 0 | 0 | 0 | 0 | 0 | 0 | 0
PGE_New_Li_Battery_8hr_Generic | PGE_New_Li_Battery_8hr | PGE_Kern_Li_Battery_8hr_107 | 0 | 0 | 0 | 0 | 0 | 0 | 0 | 0 | 0 | 0 | 0 | 0 | 0 | 0 | 0 | 0 | 0 | 0 | 0 | 0 | 0 | 0 | 0 | 0 | 0 | 0 | PG&E KERN | Battery | PGE_Kern_Li_Battery_8hr_107 | 0 | 0 | 0 | 0 | 0 | 0 | 0 | 0 | 0 | 0 | 0 | 0 | 0 | 0 | 0 | 0 | 0 | 0 | 0 | 0 | 0 | 0 | 0 | 0 | 0 | 0 | Li-ion Battery (8-hr) | PGE_Kern_Li_Battery_8hr_107 | 0 | 0 | 0 | 0 | 0 | 0 | 0 | 0 | 0 | 0 | 0 | 0 | 0 | 0 | 0 | 0 | 0 | 0 | 0 | 0 | 0 | 0 | 0 | 0 | 0 | 0
PGE_New_Li_Battery_8hr_Generic | PGE_New_Li_Battery_8hr | PGE_Kern_Li_Battery_8hr_108 | 0 | 0 | 0 | 0 | 0 | 0 | 0 | 0 | 0 | 0 | 0 | 0 | 0 | 0 | 0 | 0 | 0 | 0 | 0 | 0 | 0 | 0 | 0 | 0 | 0 | 0 | PG&E KERN | Battery | PGE_Kern_Li_Battery_8hr_108 | 0 | 0 | 0 | 0 | 0 | 0 | 0 | 0 | 0 | 0 | 0 | 0 | 0 | 0 | 0 | 0 | 0 | 0 | 0 | 0 | 0 | 0 | 0 | 0 | 0 | 0 | Li-ion Battery (8-hr) | PGE_Kern_Li_Battery_8hr_108 | 0 | 0 | 0 | 0 | 0 | 0 | 0 | 0 | 0 | 0 | 0 | 0 | 0 | 0 | 0 | 0 | 0 | 0 | 0 | 0 | 0 | 0 | 0 | 0 | 0 | 0
PGE_New_Li_Battery_8hr_Generic | PGE_New_Li_Battery_8hr | PGE_Kern_Li_Battery_8hr_109 | 0 | 0 | 0 | 0 | 0 | 0 | 0 | 0 | 0 | 0 | 0 | 0 | 0 | 0 | 0 | 0 | 0 | 0 | 0 | 0 | 0 | 0 | 0 | 0 | 0 | 0 | PG&E KERN | Battery | PGE_Kern_Li_Battery_8hr_109 | 0 | 0 | 0 | 0 | 0 | 0 | 0 | 0 | 0 | 0 | 0 | 0 | 0 | 0 | 0 | 0 | 0 | 0 | 0 | 0 | 0 | 0 | 0 | 0 | 0 | 0 | Li-ion Battery (8-hr) | PGE_Kern_Li_Battery_8hr_109 | 0 | 0 | 0 | 0 | 0 | 0 | 0 | 0 | 0 | 0 | 0 | 0 | 0 | 0 | 0 | 0 | 0 | 0 | 0 | 0 | 0 | 0 | 0 | 0 | 0 | 0
PGE_New_Li_Battery_8hr_Generic | PGE_New_Li_Battery_8hr | PGE_Kern_Li_Battery_8hr_111 | 0 | 0 | 0 | 0 | 0 | 0 | 0 | 0 | 0 | 0 | 0 | 0 | 0 | 0 | 0 | 0 | 0 | 0 | 0 | 0 | 0 | 0 | 0 | 0 | 0 | 0 | PG&E KERN | Battery | PGE_Kern_Li_Battery_8hr_111 | 0 | 0 | 0 | 0 | 0 | 0 | 0 | 0 | 0 | 0 | 0 | 0 | 0 | 0 | 0 | 0 | 0 | 0 | 0 | 0 | 0 | 0 | 0 | 0 | 0 | 0 | Li-ion Battery (8-hr) | PGE_Kern_Li_Battery_8hr_111 | 0 | 0 | 0 | 0 | 0 | 0 | 0 | 0 | 0 | 0 | 0 | 0 | 0 | 0 | 0 | 0 | 0 | 0 | 0 | 0 | 0 | 0 | 0 | 0 | 0 | 0
PGE_New_Li_Battery_8hr_Generic | PGE_New_Li_Battery_8hr | PGE_Kern_Li_Battery_8hr_112 | 0 | 0 | 0 | 0 | 0 | 0 | 0 | 0 | 0 | 0 | 0 | 0 | 0 | 0 | 0 | 0 | 0 | 0 | 0 | 0 | 0 | 0 | 0 | 0 | 0 | 0 | PG&E KERN | Battery | PGE_Kern_Li_Battery_8hr_112 | 0 | 0 | 0 | 0 | 0 | 0 | 0 | 0 | 0 | 0 | 0 | 0 | 0 | 0 | 0 | 0 | 0 | 0 | 0 | 0 | 0 | 0 | 0 | 0 | 0 | 0 | Li-ion Battery (8-hr) | PGE_Kern_Li_Battery_8hr_112 | 0 | 0 | 0 | 0 | 0 | 0 | 0 | 0 | 0 | 0 | 0 | 0 | 0 | 0 | 0 | 0 | 0 | 0 | 0 | 0 | 0 | 0 | 0 | 0 | 0 | 0
PGE_New_Li_Battery_8hr_Generic | PGE_New_Li_Battery_8hr | PGE_Kern_Li_Battery_8hr_113 | 0 | 0 | 0 | 0 | 0 | 0 | 0 | 0 | 0 | 0 | 0 | 0 | 0 | 0 | 0 | 0 | 0 | 0 | 0 | 0 | 0 | 0 | 0 | 0 | 0 | 0 | PG&E KERN | Battery | PGE_Kern_Li_Battery_8hr_113 | 0 | 0 | 0 | 0 | 0 | 0 | 0 | 0 | 0 | 0 | 0 | 0 | 0 | 0 | 0 | 0 | 0 | 0 | 0 | 0 | 0 | 0 | 0 | 0 | 0 | 0 | Li-ion Battery (8-hr) | PGE_Kern_Li_Battery_8hr_113 | 0 | 0 | 0 | 0 | 0 | 0 | 0 | 0 | 0 | 0 | 0 | 0 | 0 | 0 | 0 | 0 | 0 | 0 | 0 | 0 | 0 | 0 | 0 | 0 | 0 | 0
PGE_New_Li_Battery_8hr_Generic | PGE_New_Li_Battery_8hr | PGE_Kern_Li_Battery_8hr_122 | 0 | 0 | 0 | 0 | 0 | 0 | 0 | 0 | 0 | 0 | 0 | 0 | 0 | 0 | 0 | 0 | 0 | 0 | 0 | 0 | 0 | 0 | 0 | 0 | 0 | 0 | PG&E KERN | Battery | PGE_Kern_Li_Battery_8hr_122 | 0 | 0 | 0 | 0 | 0 | 0 | 0 | 0 | 0 | 0 | 0 | 0 | 0 | 0 | 0 | 0 | 0 | 0 | 0 | 0 | 0 | 0 | 0 | 0 | 0 | 0 | Li-ion Battery (8-hr) | PGE_Kern_Li_Battery_8hr_122 | 0 | 0 | 0 | 0 | 0 | 0 | 0 | 0 | 0 | 0 | 0 | 0 | 0 | 0 | 0 | 0 | 0 | 0 | 0 | 0 | 0 | 0 | 0 | 0 | 0 | 0
PGE_New_Li_Battery_8hr_Generic | PGE_New_Li_Battery_8hr | PGE_Kern_Li_Battery_8hr_126 | 0 | 0 | 0 | 0 | 0 | 0 | 0 | 0 | 0 | 0 | 0 | 0 | 0 | 0 | 0 | 0 | 0 | 0 | 0 | 0 | 0 | 0 | 0 | 0 | 0 | 0 | PG&E KERN | Battery | PGE_Kern_Li_Battery_8hr_126 | 0 | 0 | 0 | 0 | 0 | 0 | 0 | 0 | 0 | 0 | 0 | 0 | 0 | 0 | 0 | 0 | 0 | 0 | 0 | 0 | 0 | 0 | 0 | 0 | 0 | 0 | Li-ion Battery (8-hr) | PGE_Kern_Li_Battery_8hr_126 | 0 | 0 | 0 | 0 | 0 | 0 | 0 | 0 | 0 | 0 | 0 | 0 | 0 | 0 | 0 | 0 | 0 | 0 | 0 | 0 | 0 | 0 | 0 | 0 | 0 | 0
PGE_New_Li_Battery_8hr_Generic | PGE_New_Li_Battery_8hr | PGE_Kern_Li_Battery_8hr_130 | 0 | 0 | 0 | 0 | 0 | 0 | 0 | 0 | 0 | 0 | 0 | 0 | 0 | 0 | 0 | 0 | 0 | 0 | 0 | 0 | 0 | 0 | 0 | 0 | 0 | 0 | PG&E KERN | Battery | PGE_Kern_Li_Battery_8hr_130 | 0 | 0 | 0 | 0 | 0 | 0 | 0 | 0 | 0 | 0 | 0 | 0 | 0 | 0 | 0 | 0 | 0 | 0 | 0 | 0 | 0 | 0 | 0 | 0 | 0 | 0 | Li-ion Battery (8-hr) | PGE_Kern_Li_Battery_8hr_130 | 0 | 0 | 0 | 0 | 0 | 0 | 0 | 0 | 0 | 0 | 0 | 0 | 0 | 0 | 0 | 0 | 0 | 0 | 0 | 0 | 0 | 0 | 0 | 0 | 0 | 0
PGE_New_Li_Battery_8hr_Generic | PGE_New_Li_Battery_8hr | PGE_Kern_Li_Battery_8hr_68 | 0 | 0 | 0 | 0 | 0 | 0 | 0 | 0 | 0 | 0 | 0 | 0 | 0 | 0 | 0 | 0 | 0 | 0 | 0 | 0 | 0 | 0 | 0 | 0 | 0 | 0 | PG&E KERN | Battery | PGE_Kern_Li_Battery_8hr_68 | 0 | 0 | 0 | 0 | 0 | 0 | 0 | 0 | 0 | 0 | 0 | 0 | 0 | 0 | 0 | 0 | 0 | 0 | 0 | 0 | 0 | 0 | 0 | 0 | 0 | 0 | Li-ion Battery (8-hr) | PGE_Kern_Li_Battery_8hr_68 | 0 | 0 | 0 | 0 | 0 | 0 | 0 | 0 | 0 | 0 | 0 | 0 | 0 | 0 | 0 | 0 | 0 | 0 | 0 | 0 | 0 | 0 | 0 | 0 | 0 | 0
PGE_New_Li_Battery_8hr_Generic | PGE_New_Li_Battery_8hr | PGE_Kern_Li_Battery_8hr_72 | 0 | 0 | 0 | 0 | 0 | 0 | 0 | 0 | 0 | 0 | 0 | 0 | 0 | 0 | 0 | 0 | 0 | 0 | 0 | 0 | 0 | 0 | 0 | 0 | 0 | 0 | PG&E KERN | Battery | PGE_Kern_Li_Battery_8hr_72 | 0 | 0 | 0 | 0 | 0 | 0 | 0 | 0 | 0 | 0 | 0 | 0 | 0 | 0 | 0 | 0 | 0 | 0 | 0 | 0 | 0 | 0 | 0 | 0 | 0 | 0 | Li-ion Battery (8-hr) | PGE_Kern_Li_Battery_8hr_72 | 0 | 0 | 0 | 0 | 0 | 0 | 0 | 0 | 0 | 0 | 0 | 0 | 0 | 0 | 0 | 0 | 0 | 0 | 0 | 0 | 0 | 0 | 0 | 0 | 0 | 0
PGE_New_Li_Battery_8hr_Generic | PGE_New_Li_Battery_8hr | PGE_Kern_Li_Battery_8hr_74 | 0 | 0 | 0 | 0 | 0 | 0 | 0 | 0 | 0 | 0 | 0 | 0 | 0 | 0 | 0 | 0 | 0 | 0 | 0 | 0 | 0 | 0 | 0 | 0 | 0 | 0 | PG&E KERN | Battery | PGE_Kern_Li_Battery_8hr_74 | 0 | 0 | 0 | 0 | 0 | 0 | 0 | 0 | 0 | 0 | 0 | 0 | 0 | 0 | 0 | 0 | 0 | 0 | 0 | 0 | 0 | 0 | 0 | 0 | 0 | 0 | Li-ion Battery (8-hr) | PGE_Kern_Li_Battery_8hr_74 | 0 | 0 | 0 | 0 | 0 | 0 | 0 | 0 | 0 | 0 | 0 | 0 | 0 | 0 | 0 | 0 | 0 | 0 | 0 | 0 | 0 | 0 | 0 | 0 | 0 | 0
PGE_New_Li_Battery_8hr_Generic | PGE_New_Li_Battery_8hr | PGE_Kern_Li_Battery_8hr_83 | 0 | 0 | 0 | 0 | 0 | 0 | 0 | 0 | 0 | 0 | 0 | 0 | 0 | 0 | 0 | 0 | 0 | 0 | 0 | 0 | 0 | 0 | 0 | 0 | 0 | 0 | PG&E KERN | Battery | PGE_Kern_Li_Battery_8hr_83 | 0 | 0 | 0 | 0 | 0 | 0 | 0 | 0 | 0 | 0 | 0 | 0 | 0 | 0 | 0 | 0 | 0 | 0 | 0 | 0 | 0 | 0 | 0 | 0 | 0 | 0 | Li-ion Battery (8-hr) | PGE_Kern_Li_Battery_8hr_83 | 0 | 0 | 0 | 0 | 0 | 0 | 0 | 0 | 0 | 0 | 0 | 0 | 0 | 0 | 0 | 0 | 0 | 0 | 0 | 0 | 0 | 0 | 0 | 0 | 0 | 0
PGE_New_Li_Battery_8hr_Generic | PGE_New_Li_Battery_8hr | PGE_Kern_Li_Battery_8hr_92 | 0 | 0 | 0 | 0 | 0 | 0 | 0 | 0 | 0 | 0 | 0 | 0 | 0 | 0 | 0 | 0 | 0 | 0 | 0 | 0 | 0 | 0 | 0 | 0 | 0 | 0 | PG&E KERN | Battery | PGE_Kern_Li_Battery_8hr_92 | 0 | 0 | 0 | 0 | 0 | 0 | 0 | 0 | 0 | 0 | 0 | 0 | 0 | 0 | 0 | 0 | 0 | 0 | 0 | 0 | 0 | 0 | 0 | 0 | 0 | 0 | Li-ion Battery (8-hr) | PGE_Kern_Li_Battery_8hr_92 | 0 | 0 | 0 | 0 | 0 | 0 | 0 | 0 | 0 | 0 | 0 | 0 | 0 | 0 | 0 | 0 | 0 | 0 | 0 | 0 | 0 | 0 | 0 | 0 | 0 | 0
PGE_New_Li_Battery_8hr_Generic | PGE_New_Li_Battery_8hr | PGE_Kern_Li_Battery_8hr_93 | 0 | 0 | 0 | 0 | 0 | 0 | 0 | 0 | 0 | 0 | 0 | 0 | 0 | 0 | 0 | 0 | 0 | 0 | 0 | 0 | 0 | 0 | 0 | 0 | 0 | 0 | PG&E KERN | Battery | PGE_Kern_Li_Battery_8hr_93 | 0 | 0 | 0 | 0 | 0 | 0 | 0 | 0 | 0 | 0 | 0 | 0 | 0 | 0 | 0 | 0 | 0 | 0 | 0 | 0 | 0 | 0 | 0 | 0 | 0 | 0 | Li-ion Battery (8-hr) | PGE_Kern_Li_Battery_8hr_93 | 0 | 0 | 0 | 0 | 0 | 0 | 0 | 0 | 0 | 0 | 0 | 0 | 0 | 0 | 0 | 0 | 0 | 0 | 0 | 0 | 0 | 0 | 0 | 0 | 0 | 0
PGE_New_Li_Battery_8hr_Generic | PGE_New_Li_Battery_8hr | PGE_Kern_Li_Battery_8hr_95 | 0 | 0 | 0 | 0 | 0 | 0 | 0 | 0 | 0 | 0 | 0 | 0 | 0 | 0 | 0 | 0 | 0 | 0 | 0 | 0 | 0 | 0 | 0 | 0 | 0 | 0 | PG&E KERN | Battery | PGE_Kern_Li_Battery_8hr_95 | 0 | 0 | 0 | 0 | 0 | 0 | 0 | 0 | 0 | 0 | 0 | 0 | 0 | 0 | 0 | 0 | 0 | 0 | 0 | 0 | 0 | 0 | 0 | 0 | 0 | 0 | Li-ion Battery (8-hr) | PGE_Kern_Li_Battery_8hr_95 | 0 | 0 | 0 | 0 | 0 | 0 | 0 | 0 | 0 | 0 | 0 | 0 | 0 | 0 | 0 | 0 | 0 | 0 | 0 | 0 | 0 | 0 | 0 | 0 | 0 | 0
PGE_New_Li_Battery_8hr_Generic | PGE_New_Li_Battery_8hr | PGE_Kern_Li_Battery_8hr_98 | 0 | 0 | 0 | 0 | 0 | 0 | 0 | 0 | 0 | 0 | 0 | 0 | 0 | 0 | 0 | 0 | 0 | 0 | 0 | 0 | 0 | 0 | 0 | 0 | 0 | 0 | PG&E KERN | Battery | PGE_Kern_Li_Battery_8hr_98 | 0 | 0 | 0 | 0 | 0 | 0 | 0 | 0 | 0 | 0 | 0 | 0 | 0 | 0 | 0 | 0 | 0 | 0 | 0 | 0 | 0 | 0 | 0 | 0 | 0 | 0 | Li-ion Battery (8-hr) | PGE_Kern_Li_Battery_8hr_98 | 0 | 0 | 0 | 0 | 0 | 0 | 0 | 0 | 0 | 0 | 0 | 0 | 0 | 0 | 0 | 0 | 0 | 0 | 0 | 0 | 0 | 0 | 0 | 0 | 0 | 0
PGE_New_Li_Battery_8hr_Generic | PGE_New_Li_Battery_8hr | PGE_Kern_Li_Battery_8hr_99 | 0 | 0 | 0 | 0 | 0 | 0 | 0 | 0 | 0 | 0 | 0 | 0.023309 | 0 | 0 | 0 | 0 | 0.023309 | 0 | 0 | 0 | 0 | 0.023309 | 0 | 0 | 0 | 0.023309 | PG&E KERN | Battery | PGE_Kern_Li_Battery_8hr_99 | 0 | 0 | 0 | 0 | 0 | 0 | 0 | 0 | 0 | 0 | 0 | 0.023309 | 0 | 0 | 0 | 0 | 0.023309 | 0 | 0 | 0 | 0 | 0.023309 | 0 | 0 | 0 | 0.023309 | Li-ion Battery (8-hr) | PGE_Kern_Li_Battery_8hr_99 | 0 | 0 | 0 | 0 | 0 | 0 | 0 | 0 | 0 | 0 | 0 | 0 | 0 | 0 | 0 | 0 | 0 | 0 | 0 | 0 | 0 | 0 | 0 | 0 | 0 | 0
PGE_Kern_Solar_Generic | PGE_Kern_Solar | PGE_Kern_Solar_100 | 0 | 0 | 0 | 0 | 0 | 0 | 0 | 0 | 0 | 0 | 0 | 0 | 0 | 0 | 0 | 0 | 0 | 0 | 0 | 0 | 0 | 0 | 0 | 0 | 0 | 0 | PG&E KERN | Solar | PGE_Kern_Solar_100 | 0 | 0 | 0 | 0 | 0 | 0 | 0 | 0 | 0 | 0 | 0 | 0 | 0 | 0 | 0 | 0 | 0 | 0 | 0 | 0 | 0 | 0 | 0 | 0 | 0 | 0 |  | PGE_Kern_Solar_100 | 0 | 0 | 0 | 0 | 0 | 0 | 0 | 0 | 0 | 0 | 0 | 0 | 0 | 0 | 0 | 0 | 0 | 0 | 0 | 0 | 0 | 0 | 0 | 0 | 0 | 0
PGE_Kern_Solar_Generic | PGE_Kern_Solar | PGE_Kern_Solar_101 | 0 | 0 | 0 | 0 | 0 | 0 | 0 | 0 | 0.2 | 0 | 0 | 0.2 | 0 | 0 | 0 | 0 | 0.2 | 0 | 0 | 0 | 0 | 0.2 | 0 | 0 | 0 | 0.2 | PG&E KERN | Solar | PGE_Kern_Solar_101 | 0 | 0 | 0 | 0 | 0 | 0 | 0 | 0 | 0 | 0 | 0 | 0 | 0 | 0 | 0 | 0 | 0 | 0 | 0 | 0 | 0 | 0 | 0 | 0 | 0 | 0 |  | PGE_Kern_Solar_101 | 0 | 0 | 0 | 0 | 0 | 0 | 0 | 0 | 0.2 | 0 | 0 | 0.2 | 0 | 0 | 0 | 0 | 0.2 | 0 | 0 | 0 | 0 | 0.2 | 0 | 0 | 0 | 0.2
PGE_Kern_Solar_Generic | PGE_Kern_Solar | PGE_Kern_Solar_102 | 0 | 0 | 0 | 0 | 0 | 0 | 0 | 0 | 0 | 0 | 0 | 0 | 0 | 0 | 0 | 0 | 0 | 0 | 0 | 0 | 0 | 0 | 0 | 0 | 0 | 0 | PG&E KERN | Solar | PGE_Kern_Solar_102 | 0 | 0 | 0 | 0 | 0 | 0 | 0 | 0 | 0 | 0 | 0 | 0 | 0 | 0 | 0 | 0 | 0 | 0 | 0 | 0 | 0 | 0 | 0 | 0 | 0 | 0 |  | PGE_Kern_Solar_102 | 0 | 0 | 0 | 0 | 0 | 0 | 0 | 0 | 0 | 0 | 0 | 0 | 0 | 0 | 0 | 0 | 0 | 0 | 0 | 0 | 0 | 0 | 0 | 0 | 0 | 0
PGE_Kern_Solar_Generic | PGE_Kern_Solar | PGE_Kern_Solar_103 | 0 | 0 | 0 | 0 | 0 | 0 | 0 | 0 | 0.52737 | 0 | 0 | 0.52737 | 0 | 0 | 0 | 0 | 0.52737 | 0 | 0 | 0 | 0 | 0.52737 | 0 | 0 | 0 | 0.52737 | PG&E KERN | Solar | PGE_Kern_Solar_103 | 0 | 0 | 0 | 0 | 0 | 0 | 0 | 0 | 0.42025 | 0 | 0 | 0.42025 | 0 | 0 | 0 | 0 | 0.42025 | 0 | 0 | 0 | 0 | 0.42025 | 0 | 0 | 0 | 0.42025 |  | PGE_Kern_Solar_103 | 0 | 0 | 0 | 0 | 0 | 0 | 0 | 0 | 0.11 | 0 | 0 | 0.11 | 0 | 0 | 0 | 0 | 0.11 | 0 | 0 | 0 | 0 | 0.11 | 0 | 0 | 0 | 0.11
PGE_Kern_Solar_Generic | PGE_Kern_Solar | PGE_Kern_Solar_106 | 0 | 0 | 0 | 0 | 0 | 0 | 0 | 0 | 0 | 0 | 0 | 0 | 0 | 0 | 0 | 0 | 0 | 0 | 0 | 0 | 0 | 0 | 0 | 0 | 0 | 0 | PG&E KERN | Solar | PGE_Kern_Solar_106 | 0 | 0 | 0 | 0 | 0 | 0 | 0 | 0 | 0 | 0 | 0 | 0 | 0 | 0 | 0 | 0 | 0 | 0 | 0 | 0 | 0 | 0 | 0 | 0 | 0 | 0 |  | PGE_Kern_Solar_106 | 0 | 0 | 0 | 0 | 0 | 0 | 0 | 0 | 0 | 0 | 0 | 0 | 0 | 0 | 0 | 0 | 0 | 0 | 0 | 0 | 0 | 0 | 0 | 0 | 0 | 0
PGE_Kern_Solar_Generic | PGE_Kern_Solar | PGE_Kern_Solar_107 | 0 | 0 | 0 | 0 | 0 | 0 | 0 | 0 | 0.075178 | 0 | 0 | 0.075178 | 0 | 0 | 0 | 0 | 0.075178 | 0 | 0 | 0 | 0 | 0.075178 | 0 | 0 | 0 | 0.075178 | PG&E KERN | Solar | PGE_Kern_Solar_107 | 0 | 0 | 0 | 0 | 0 | 0 | 0 | 0 | 0 | 0 | 0 | 0 | 0 | 0 | 0 | 0 | 0 | 0 | 0 | 0 | 0 | 0 | 0 | 0 | 0 | 0 |  | PGE_Kern_Solar_107 | 0 | 0 | 0 | 0 | 0 | 0 | 0 | 0 | 0.08 | 0 | 0 | 0.08 | 0 | 0 | 0 | 0 | 0.08 | 0 | 0 | 0 | 0 | 0.08 | 0 | 0 | 0 | 0.08
PGE_Kern_Solar_Generic | PGE_Kern_Solar | PGE_Kern_Solar_108 | 0 | 0 | 0 | 0 | 0 | 0 | 0 | 0 | 0 | 0 | 0 | 0.1 | 0 | 0 | 0 | 0 | 0.1 | 0 | 0 | 0 | 0 | 0.1 | 0 | 0 | 0 | 0.1 | PG&E KERN | Solar | PGE_Kern_Solar_108 | 0 | 0 | 0 | 0 | 0 | 0 | 0 | 0 | 0 | 0 | 0 | 0 | 0 | 0 | 0 | 0 | 0 | 0 | 0 | 0 | 0 | 0 | 0 | 0 | 0 | 0 |  | PGE_Kern_Solar_108 | 0 | 0 | 0 | 0 | 0 | 0 | 0 | 0 | 0 | 0 | 0 | 0.1 | 0 | 0 | 0 | 0 | 0.1 | 0 | 0 | 0 | 0 | 0.1 | 0 | 0 | 0 | 0.1
PGE_Kern_Solar_Generic | PGE_Kern_Solar | PGE_Kern_Solar_109 | 0 | 0 | 0 | 0 | 0 | 0 | 0.045699 | 0 | 0.045699 | 0 | 0 | 0.045699 | 0 | 0 | 0 | 0 | 0.045699 | 0 | 0 | 0 | 0 | 0.045699 | 0 | 0 | 0 | 0.045699 | PG&E KERN | Solar | PGE_Kern_Solar_109 | 0 | 0 | 0 | 0 | 0 | 0 | 0.045699 | 0 | 0.045699 | 0 | 0 | 0.045699 | 0 | 0 | 0 | 0 | 0.045699 | 0 | 0 | 0 | 0 | 0.045699 | 0 | 0 | 0 | 0.045699 |  | PGE_Kern_Solar_109 | 0 | 0 | 0 | 0 | 0 | 0 | 0 | 0 | 0 | 0 | 0 | 0 | 0 | 0 | 0 | 0 | 0 | 0 | 0 | 0 | 0 | 0 | 0 | 0 | 0 | 0
PGE_Kern_Solar_Generic | PGE_Kern_Solar | PGE_Kern_Solar_111 | 0 | 0 | 0 | 0 | 0 | 0 | 0 | 0 | 0 | 0 | 0 | 0 | 0 | 0 | 0 | 0 | 1.1465 | 0 | 0 | 0 | 0 | 1.1465 | 0 | 0 | 0 | 1.1465 | PG&E KERN | Solar | PGE_Kern_Solar_111 | 0 | 0 | 0 | 0 | 0 | 0 | 0 | 0 | 0 | 0 | 0 | 0 | 0 | 0 | 0 | 0 | 0 | 0 | 0 | 0 | 0 | 0 | 0 | 0 | 0 | 0 |  | PGE_Kern_Solar_111 | 0 | 0 | 0 | 0 | 0 | 0 | 0 | 0 | 0 | 0 | 0 | 0 | 0 | 0 | 0 | 0 | 1.15 | 0 | 0 | 0 | 0 | 1.15 | 0 | 0 | 0 | 1.15
PGE_Kern_Solar_Generic | PGE_Kern_Solar | PGE_Kern_Solar_112 | 0 | 0 | 0 | 0 | 0 | 0 | 0 | 0 | 0 | 0 | 0 | 0 | 0 | 0 | 0 | 0 | 0 | 0 | 0 | 0 | 0 | 0 | 0 | 0 | 0 | 0 | PG&E KERN | Solar | PGE_Kern_Solar_112 | 0 | 0 | 0 | 0 | 0 | 0 | 0 | 0 | 0 | 0 | 0 | 0 | 0 | 0 | 0 | 0 | 0 | 0 | 0 | 0 | 0 | 0 | 0 | 0 | 0 | 0 |  | PGE_Kern_Solar_112 | 0 | 0 | 0 | 0 | 0 | 0 | 0 | 0 | 0 | 0 | 0 | 0 | 0 | 0 | 0 | 0 | 0 | 0 | 0 | 0 | 0 | 0 | 0 | 0 | 0 | 0
PGE_Kern_Solar_Generic | PGE_Kern_Solar | PGE_Kern_Solar_113 | 0 | 0 | 0 | 0 | 0 | 0 | 0 | 0 | 0 | 0 | 0 | 0 | 0 | 0 | 0 | 0 | 0 | 0 | 0 | 0 | 0 | 0 | 0 | 0 | 0 | 0 | PG&E KERN | Solar | PGE_Kern_Solar_113 | 0 | 0 | 0 | 0 | 0 | 0 | 0 | 0 | 0 | 0 | 0 | 0 | 0 | 0 | 0 | 0 | 0 | 0 | 0 | 0 | 0 | 0 | 0 | 0 | 0 | 0 |  | PGE_Kern_Solar_113 | 0 | 0 | 0 | 0 | 0 | 0 | 0 | 0 | 0 | 0 | 0 | 0 | 0 | 0 | 0 | 0 | 0 | 0 | 0 | 0 | 0 | 0 | 0 | 0 | 0 | 0
PGE_Kern_Solar_Generic | PGE_Kern_Solar | PGE_Kern_Solar_122 | 0 | 0 | 0 | 0 | 0 | 0 | 0 | 0 | 0 | 0 | 0 | 0 | 0 | 0 | 0 | 0 | 0 | 0 | 0 | 0 | 0 | 0 | 0 | 0 | 0 | 0 | PG&E KERN | Solar | PGE_Kern_Solar_122 | 0 | 0 | 0 | 0 | 0 | 0 | 0 | 0 | 0 | 0 | 0 | 0 | 0 | 0 | 0 | 0 | 0 | 0 | 0 | 0 | 0 | 0 | 0 | 0 | 0 | 0 |  | PGE_Kern_Solar_122 | 0 | 0 | 0 | 0 | 0 | 0 | 0 | 0 | 0 | 0 | 0 | 0 | 0 | 0 | 0 | 0 | 0 | 0 | 0 | 0 | 0 | 0 | 0 | 0 | 0 | 0
PGE_Kern_Solar_Generic | PGE_Kern_Solar | PGE_Kern_Solar_126 | 0 | 0 | 0 | 0 | 0 | 0 | 0 | 0 | 0 | 0 | 0 | 0 | 0 | 0 | 0 | 0 | 0 | 0 | 0 | 0 | 0 | 0 | 0 | 0 | 0 | 0 | PG&E KERN | Solar | PGE_Kern_Solar_126 | 0 | 0 | 0 | 0 | 0 | 0 | 0 | 0 | 0 | 0 | 0 | 0 | 0 | 0 | 0 | 0 | 0 | 0 | 0 | 0 | 0 | 0 | 0 | 0 | 0 | 0 |  | PGE_Kern_Solar_126 | 0 | 0 | 0 | 0 | 0 | 0 | 0 | 0 | 0 | 0 | 0 | 0 | 0 | 0 | 0 | 0 | 0 | 0 | 0 | 0 | 0 | 0 | 0 | 0 | 0 | 0
PGE_Kern_Solar_Generic | PGE_Kern_Solar | PGE_Kern_Solar_130 | 0 | 0 | 0 | 0 | 0 | 0 | 0 | 0 | 0.42307 | 0 | 0 | 0.42307 | 0 | 0 | 0 | 0 | 0.46551 | 0 | 0 | 0 | 0 | 0.46551 | 0 | 0 | 0 | 0.46551 | PG&E KERN | Solar | PGE_Kern_Solar_130 | 0 | 0 | 0 | 0 | 0 | 0 | 0 | 0 | 0 | 0 | 0 | 0 | 0 | 0 | 0 | 0 | 0 | 0 | 0 | 0 | 0 | 0 | 0 | 0 | 0 | 0 |  | PGE_Kern_Solar_130 | 0 | 0 | 0 | 0 | 0 | 0 | 0 | 0 | 0.42 | 0 | 0 | 0.42 | 0 | 0 | 0 | 0 | 0.47 | 0 | 0 | 0 | 0 | 0.47 | 0 | 0 | 0 | 0.47
PGE_Kern_Solar_Generic | PGE_Kern_Solar | PGE_Kern_Solar_68 | 0 | 0 | 0 | 0 | 0 | 0 | 0 | 0 | 0.27202 | 0 | 0 | 0.27202 | 0 | 0 | 0 | 0 | 0.27202 | 0 | 0 | 0 | 0 | 0.27202 | 0 | 0 | 0 | 0.27202 | PG&E KERN | Solar | PGE_Kern_Solar_68 | 0 | 0 | 0 | 0 | 0 | 0 | 0 | 0 | 0.27202 | 0 | 0 | 0.27202 | 0 | 0 | 0 | 0 | 0.27202 | 0 | 0 | 0 | 0 | 0.27202 | 0 | 0 | 0 | 0.27202 |  | PGE_Kern_Solar_68 | 0 | 0 | 0 | 0 | 0 | 0 | 0 | 0 | 0 | 0 | 0 | 0 | 0 | 0 | 0 | 0 | 0 | 0 | 0 | 0 | 0 | 0 | 0 | 0 | 0 | 0
PGE_Kern_Solar_Generic | PGE_Kern_Solar | PGE_Kern_Solar_72 | 0 | 0 | 0 | 0 | 0 | 0 | 0 | 0 | 0 | 0 | 0 | 0 | 0 | 0 | 0 | 0 | 0.012279 | 0 | 0 | 0 | 0 | 0.012279 | 0 | 0 | 0 | 0.012279 | PG&E KERN | Solar | PGE_Kern_Solar_72 | 0 | 0 | 0 | 0 | 0 | 0 | 0 | 0 | 0 | 0 | 0 | 0 | 0 | 0 | 0 | 0 | 0 | 0 | 0 | 0 | 0 | 0 | 0 | 0 | 0 | 0 |  | PGE_Kern_Solar_72 | 0 | 0 | 0 | 0 | 0 | 0 | 0 | 0 | 0 | 0 | 0 | 0 | 0 | 0 | 0 | 0 | 0.01 | 0 | 0 | 0 | 0 | 0.01 | 0 | 0 | 0 | 0.01
PGE_Kern_Solar_Generic | PGE_Kern_Solar | PGE_Kern_Solar_74 | 0 | 0 | 0 | 0 | 0 | 0 | 0 | 0 | 0.37598 | 0 | 0 | 0.37598 | 0 | 0 | 0 | 0 | 0.37598 | 0 | 0 | 0 | 0 | 0.37598 | 0 | 0 | 0 | 0.37598 | PG&E KERN | Solar | PGE_Kern_Solar_74 | 0 | 0 | 0 | 0 | 0 | 0 | 0 | 0 | 0.1579 | 0 | 0 | 0.1579 | 0 | 0 | 0 | 0 | 0.1579 | 0 | 0 | 0 | 0 | 0.1579 | 0 | 0 | 0 | 0.1579 |  | PGE_Kern_Solar_74 | 0 | 0 | 0 | 0 | 0 | 0 | 0 | 0 | 0.22 | 0 | 0 | 0.22 | 0 | 0 | 0 | 0 | 0.22 | 0 | 0 | 0 | 0 | 0.22 | 0 | 0 | 0 | 0.22
PGE_Kern_Solar_Generic | PGE_Kern_Solar | PGE_Kern_Solar_83 | 0 | 0 | 0 | 0 | 0 | 0 | 0.1384 | 0 | 0.3 | 0 | 0 | 0.3 | 0 | 0 | 0 | 0 | 0.3 | 0 | 0 | 0 | 0 | 0.3 | 0 | 0 | 0 | 0.3 | PG&E KERN | Solar | PGE_Kern_Solar_83 | 0 | 0 | 0 | 0 | 0 | 0 | 0.1384 | 0 | 0.3 | 0 | 0 | 0.3 | 0 | 0 | 0 | 0 | 0.3 | 0 | 0 | 0 | 0 | 0.3 | 0 | 0 | 0 | 0.3 |  | PGE_Kern_Solar_83 | 0 | 0 | 0 | 0 | 0 | 0 | 0 | 0 | 0 | 0 | 0 | 0 | 0 | 0 | 0 | 0 | 0 | 0 | 0 | 0 | 0 | 0 | 0 | 0 | 0 | 0
PGE_Kern_Solar_Generic | PGE_Kern_Solar | PGE_Kern_Solar_92 | 0 | 0 | 0 | 0 | 0 | 0 | 0.015905 | 0 | 0.1 | 0 | 0 | 0.1 | 0 | 0 | 0 | 0 | 0.1 | 0 | 0 | 0 | 0 | 0.1 | 0 | 0 | 0 | 0.1 | PG&E KERN | Solar | PGE_Kern_Solar_92 | 0 | 0 | 0 | 0 | 0 | 0 | 0.015905 | 0 | 0.015905 | 0 | 0 | 0.015905 | 0 | 0 | 0 | 0 | 0.015905 | 0 | 0 | 0 | 0 | 0.015905 | 0 | 0 | 0 | 0.015905 |  | PGE_Kern_Solar_92 | 0 | 0 | 0 | 0 | 0 | 0 | 0 | 0 | 0.08 | 0 | 0 | 0.08 | 0 | 0 | 0 | 0 | 0.08 | 0 | 0 | 0 | 0 | 0.08 | 0 | 0 | 0 | 0.08
PGE_Kern_Solar_Generic | PGE_Kern_Solar | PGE_Kern_Solar_93 | 0 | 0 | 0 | 0 | 0 | 0 | 0 | 0 | 1.7511 | 0 | 0 | 5.7082 | 0 | 0 | 0 | 0 | 5.7082 | 0 | 0 | 0 | 0 | 5.7082 | 0 | 0 | 0 | 5.7082 | PG&E KERN | Solar | PGE_Kern_Solar_93 | 0 | 0 | 0 | 0 | 0 | 0 | 0 | 0 | 1.7511 | 0 | 0 | 3.4835 | 0 | 0 | 0 | 0 | 3.4835 | 0 | 0 | 0 | 0 | 3.4835 | 0 | 0 | 0 | 3.4835 |  | PGE_Kern_Solar_93 | 0 | 0 | 0 | 0 | 0 | 0 | 0 | 0 | 0 | 0 | 0 | 2.22 | 0 | 0 | 0 | 0 | 2.22 | 0 | 0 | 0 | 0 | 2.22 | 0 | 0 | 0 | 2.22
PGE_Kern_Solar_Generic | PGE_Kern_Solar | PGE_Kern_Solar_95 | 0 | 0 | 0 | 0 | 0 | 0 | 0 | 0 | 0.032672 | 0 | 0 | 0.032672 | 0 | 0 | 0 | 0 | 0.032672 | 0 | 0 | 0 | 0 | 0.032672 | 0 | 0 | 0 | 0.032672 | PG&E KERN | Solar | PGE_Kern_Solar_95 | 0 | 0 | 0 | 0 | 0 | 0 | 0 | 0 | 0 | 0 | 0 | 0 | 0 | 0 | 0 | 0 | 0 | 0 | 0 | 0 | 0 | 0 | 0 | 0 | 0 | 0 |  | PGE_Kern_Solar_95 | 0 | 0 | 0 | 0 | 0 | 0 | 0 | 0 | 0.03 | 0 | 0 | 0.03 | 0 | 0 | 0 | 0 | 0.03 | 0 | 0 | 0 | 0 | 0.03 | 0 | 0 | 0 | 0.03
PGE_Kern_Solar_Generic | PGE_Kern_Solar | PGE_Kern_Solar_98 | 0 | 0 | 0 | 0 | 0 | 0 | 0 | 0 | 0.059074 | 0 | 0 | 0.059074 | 0 | 0 | 0 | 0 | 0.059074 | 0 | 0 | 0 | 0 | 0.059074 | 0 | 0 | 0 | 0.059074 | PG&E KERN | Solar | PGE_Kern_Solar_98 | 0 | 0 | 0 | 0 | 0 | 0 | 0 | 0 | 0.059074 | 0 | 0 | 0.059074 | 0 | 0 | 0 | 0 | 0.059074 | 0 | 0 | 0 | 0 | 0.059074 | 0 | 0 | 0 | 0.059074 |  | PGE_Kern_Solar_98 | 0 | 0 | 0 | 0 | 0 | 0 | 0 | 0 | 0 | 0 | 0 | 0 | 0 | 0 | 0 | 0 | 0 | 0 | 0 | 0 | 0 | 0 | 0 | 0 | 0 | 0
PGE_Kern_Solar_Generic | PGE_Kern_Solar | PGE_Kern_Solar_99 | 0 | 0 | 0 | 0 | 0 | 0 | 0 | 0 | 0.25492 | 0 | 0 | 0.25492 | 0 | 0 | 0 | 0 | 0.25492 | 0 | 0 | 0 | 0 | 0.25492 | 0 | 0 | 0 | 0.25492 | PG&E KERN | Solar | PGE_Kern_Solar_99 | 0 | 0 | 0 | 0 | 0 | 0 | 0 | 0 | 0.25492 | 0 | 0 | 0.25492 | 0 | 0 | 0 | 0 | 0.25492 | 0 | 0 | 0 | 0 | 0.25492 | 0 | 0 | 0 | 0.25492 |  | PGE_Kern_Solar_99 | 0 | 0 | 0 | 0 | 0 | 0 | 0 | 0 | 0 | 0 | 0 | 0 | 0 | 0 | 0 | 0 | 0 | 0 | 0 | 0 | 0 | 0 | 0 | 0 | 0 | 0
PGE_Kern_Wind_Generic | PGE_Kern_Wind | PGE_Kern_Wind_101 | 0 | 0 | 0 | 0 | 0 | 0 | 0 | 0 | 0 | 0 | 0 | 0 | 0 | 0 | 0 | 0 | 0 | 0 | 0 | 0 | 0 | 0 | 0 | 0 | 0 | 0 | PG&E KERN | Wind | PGE_Kern_Wind_101 | 0 | 0 | 0 | 0 | 0 | 0 | 0 | 0 | 0 | 0 | 0 | 0 | 0 | 0 | 0 | 0 | 0 | 0 | 0 | 0 | 0 | 0 | 0 | 0 | 0 | 0 |  | PGE_Kern_Wind_101 | 0 | 0 | 0 | 0 | 0 | 0 | 0 | 0 | 0 | 0 | 0 | 0 | 0 | 0 | 0 | 0 | 0 | 0 | 0 | 0 | 0 | 0 | 0 | 0 | 0 | 0
PGE_Kern_Wind_Generic | PGE_Kern_Wind | PGE_Kern_Wind_111 | 0 | 0 | 0 | 0 | 0 | 0 | 0 | 0 | 0 | 0 | 0 | 0 | 0 | 0 | 0 | 0 | 0 | 0 | 0 | 0 | 0 | 0 | 0 | 0 | 0 | 0 | PG&E KERN | Wind | PGE_Kern_Wind_111 | 0 | 0 | 0 | 0 | 0 | 0 | 0 | 0 | 0 | 0 | 0 | 0 | 0 | 0 | 0 | 0 | 0 | 0 | 0 | 0 | 0 | 0 | 0 | 0 | 0 | 0 |  | PGE_Kern_Wind_111 | 0 | 0 | 0 | 0 | 0 | 0 | 0 | 0 | 0 | 0 | 0 | 0 | 0 | 0 | 0 | 0 | 0 | 0 | 0 | 0 | 0 | 0 | 0 | 0 | 0 | 0
PGE_Kern_Wind_Generic | PGE_Kern_Wind | PGE_Kern_Wind_122 | 0 | 0 | 0 | 0 | 0 | 0 | 0 | 0 | 0 | 0 | 0 | 0 | 0 | 0 | 0 | 0 | 0 | 0 | 0 | 0 | 0 | 0 | 0 | 0 | 0 | 0 | PG&E KERN | Wind | PGE_Kern_Wind_122 | 0 | 0 | 0 | 0 | 0 | 0 | 0 | 0 | 0 | 0 | 0 | 0 | 0 | 0 | 0 | 0 | 0 | 0 | 0 | 0 | 0 | 0 | 0 | 0 | 0 | 0 |  | PGE_Kern_Wind_122 | 0 | 0 | 0 | 0 | 0 | 0 | 0 | 0 | 0 | 0 | 0 | 0 | 0 | 0 | 0 | 0 | 0 | 0 | 0 | 0 | 0 | 0 | 0 | 0 | 0 | 0
PGE_Kern_Wind_Generic | PGE_Kern_Wind | PGE_Kern_Wind_98 | 0 | 0 | 0 | 0 | 0 | 0 | 0 | 0 | 0 | 0 | 0 | 0 | 0 | 0 | 0 | 0 | 0 | 0 | 0 | 0 | 0 | 0 | 0 | 0 | 0 | 0.0026949 | PG&E KERN | Wind | PGE_Kern_Wind_98 | 0 | 0 | 0 | 0 | 0 | 0 | 0 | 0 | 0 | 0 | 0 | 0 | 0 | 0 | 0 | 0 | 0 | 0 | 0 | 0 | 0 | 0 | 0 | 0 | 0 | 0.0026949 |  | PGE_Kern_Wind_98 | 0 | 0 | 0 | 0 | 0 | 0 | 0 | 0 | 0 | 0 | 0 | 0 | 0 | 0 | 0 | 0 | 0 | 0 | 0 | 0 | 0 | 0 | 0 | 0 | 0 | 0
PGE_Nevada_New_EGS_Generic | PGE_Nevada_New_EGS | PGE_Nevada_EGS_NF_1 | 0 | 0 | 0 | 0 | 0 | 0 | 0 | 0 | 0 | 0 | 0 | 0 | 0 | 0 | 0 | 0 | 0 | 0 | 0 | 0 | 0 | 0 | 0 | 0 | 0 | 0 | PG&E NGBA | Geothermal | PGE_Nevada_EGS_NF_1 | 0 | 0 | 0 | 0 | 0 | 0 | 0 | 0 | 0 | 0 | 0 | 0 | 0 | 0 | 0 | 0 | 0 | 0 | 0 | 0 | 0 | 0 | 0 | 0 | 0 | 0 |  | PGE_Nevada_EGS_NF_1 | 0 | 0 | 0 | 0 | 0 | 0 | 0 | 0 | 0 | 0 | 0 | 0 | 0 | 0 | 0 | 0 | 0 | 0 | 0 | 0 | 0 | 0 | 0 | 0 | 0 | 0
PGE_New_Geothermal_Generic | PGE_New_Geothermal | PGE_Nevada_Geothermal_1 | 0 | 0 | 0 | 0 | 0 | 0 | 0 | 0 | 0 | 0 | 0 | 0 | 0 | 0 | 0 | 0 | 0.288 | 0 | 0 | 0 | 0 | 0.288 | 0 | 0 | 0 | 0.288 | PG&E NGBA | Geothermal | PGE_Nevada_Geothermal_1 | 0 | 0 | 0 | 0 | 0 | 0 | 0 | 0 | 0 | 0 | 0 | 0 | 0 | 0 | 0 | 0 | 0.288 | 0 | 0 | 0 | 0 | 0.288 | 0 | 0 | 0 | 0.288 |  | PGE_Nevada_Geothermal_1 | 0 | 0 | 0 | 0 | 0 | 0 | 0 | 0 | 0 | 0 | 0 | 0 | 0 | 0 | 0 | 0 | 0 | 0 | 0 | 0 | 0 | 0 | 0 | 0 | 0 | 0
| PGE_New_Gas_CCGT | PGE_New_Gas_CCGT_Asset | 0 | 0 | 0 | 0 | 0 | 0 | 0 | 0 | 0 | 0 | 0 | 0 | 0 | 0 | 0 | 0 | 0 | 0 | 0 | 0 | 0 | 0 | 0 | 0 | 0 | 0 | Check | 0 | PGE_New_Gas_CCGT_Asset | 0 | 0 | 0 | 0 | 0 | 0 | 0 | 0 | 0 | 0 | 0 | 0 | 0 | 0 | 0 | 0 | 0 | 0 | 0 | 0 | 0 | 0 | 0 | 0 | 0 | 0 |  | PGE_New_Gas_CCGT_Asset | 0 | 0 | 0 | 0 | 0 | 0 | 0 | 0 | 0 | 0 | 0 | 0 | 0 | 0 | 0 | 0 | 0 | 0 | 0 | 0 | 0 | 0 | 0 | 0 | 0 | 0
| PGE_New_Gas_CT | PGE_New_Gas_CT_Asset | 0 | 0 | 0 | 0 | 0 | 0 | 0 | 0 | 0 | 0 | 0 | 0 | 0 | 0 | 0 | 0 | 0 | 0 | 0 | 0 | 0 | 0 | 0 | 0 | 0 | 0 | Check | 0 | PGE_New_Gas_CT_Asset | 0 | 0 | 0 | 0 | 0 | 0 | 0 | 0 | 0 | 0 | 0 | 0 | 0 | 0 | 0 | 0 | 0 | 0 | 0 | 0 | 0 | 0 | 0 | 0 | 0 | 0 |  | PGE_New_Gas_CT_Asset | 0 | 0 | 0 | 0 | 0 | 0 | 0 | 0 | 0 | 0 | 0 | 0 | 0 | 0 | 0 | 0 | 0 | 0 | 0 | 0 | 0 | 0 | 0 | 0 | 0 | 0
| PGE_New_Gas_RICE | PGE_New_Gas_RICE_Asset | 0 | 0 | 0 | 0 | 0 | 0 | 0 | 0 | 0 | 0 | 0 | 0 | 0 | 0 | 0 | 0 | 0 | 0 | 0 | 0 | 0 | 0 | 0 | 0 | 0 | 0 | Check | 0 | PGE_New_Gas_RICE_Asset | 0 | 0 | 0 | 0 | 0 | 0 | 0 | 0 | 0 | 0 | 0 | 0 | 0 | 0 | 0 | 0 | 0 | 0 | 0 | 0 | 0 | 0 | 0 | 0 | 0 | 0 |  | PGE_New_Gas_RICE_Asset | 0 | 0 | 0 | 0 | 0 | 0 | 0 | 0 | 0 | 0 | 0 | 0 | 0 | 0 | 0 | 0 | 0 | 0 | 0 | 0 | 0 | 0 | 0 | 0 | 0 | 0
PGE_New_EGS_Generic | PGE_New_EGS | PGE_NGBA_EGS_Deep_1 | 0 | 0 | 0 | 0 | 0 | 0 | 0 | 0 | 0 | 0 | 0 | 0 | 0 | 0 | 0 | 0 | 0 | 0 | 0 | 0 | 0 | 0 | 0 | 0 | 0 | 0 | PG&E NGBA | Geothermal | PGE_NGBA_EGS_Deep_1 | 0 | 0 | 0 | 0 | 0 | 0 | 0 | 0 | 0 | 0 | 0 | 0 | 0 | 0 | 0 | 0 | 0 | 0 | 0 | 0 | 0 | 0 | 0 | 0 | 0 | 0 |  | PGE_NGBA_EGS_Deep_1 | 0 | 0 | 0 | 0 | 0 | 0 | 0 | 0 | 0 | 0 | 0 | 0 | 0 | 0 | 0 | 0 | 0 | 0 | 0 | 0 | 0 | 0 | 0 | 0 | 0 | 0
PGE_New_EGS_Generic | PGE_New_EGS | PGE_NGBA_EGS_Deep_16 | 0 | 0 | 0 | 0 | 0 | 0 | 0 | 0 | 0 | 0 | 0 | 0 | 0 | 0 | 0 | 0 | 0 | 0 | 0 | 0 | 0 | 0 | 0 | 0 | 0 | 0 | PG&E NGBA | Geothermal | PGE_NGBA_EGS_Deep_16 | 0 | 0 | 0 | 0 | 0 | 0 | 0 | 0 | 0 | 0 | 0 | 0 | 0 | 0 | 0 | 0 | 0 | 0 | 0 | 0 | 0 | 0 | 0 | 0 | 0 | 0 |  | PGE_NGBA_EGS_Deep_16 | 0 | 0 | 0 | 0 | 0 | 0 | 0 | 0 | 0 | 0 | 0 | 0 | 0 | 0 | 0 | 0 | 0 | 0 | 0 | 0 | 0 | 0 | 0 | 0 | 0 | 0
PGE_New_EGS_Generic | PGE_New_EGS | PGE_NGBA_EGS_Deep_17 | 0 | 0 | 0 | 0 | 0 | 0 | 0 | 0 | 0 | 0 | 0 | 0 | 0 | 0 | 0 | 0 | 0 | 0 | 0 | 0 | 0 | 0 | 0 | 0 | 0 | 0 | PG&E NGBA | Geothermal | PGE_NGBA_EGS_Deep_17 | 0 | 0 | 0 | 0 | 0 | 0 | 0 | 0 | 0 | 0 | 0 | 0 | 0 | 0 | 0 | 0 | 0 | 0 | 0 | 0 | 0 | 0 | 0 | 0 | 0 | 0 |  | PGE_NGBA_EGS_Deep_17 | 0 | 0 | 0 | 0 | 0 | 0 | 0 | 0 | 0 | 0 | 0 | 0 | 0 | 0 | 0 | 0 | 0 | 0 | 0 | 0 | 0 | 0 | 0 | 0 | 0 | 0
PGE_New_EGS_Generic | PGE_New_EGS | PGE_NGBA_EGS_Deep_18 | 0 | 0 | 0 | 0 | 0 | 0 | 0 | 0 | 0 | 0 | 0 | 0 | 0 | 0 | 0 | 0 | 0 | 0 | 0 | 0 | 0 | 0 | 0 | 0 | 0 | 0 | PG&E NGBA | Geothermal | PGE_NGBA_EGS_Deep_18 | 0 | 0 | 0 | 0 | 0 | 0 | 0 | 0 | 0 | 0 | 0 | 0 | 0 | 0 | 0 | 0 | 0 | 0 | 0 | 0 | 0 | 0 | 0 | 0 | 0 | 0 |  | PGE_NGBA_EGS_Deep_18 | 0 | 0 | 0 | 0 | 0 | 0 | 0 | 0 | 0 | 0 | 0 | 0 | 0 | 0 | 0 | 0 | 0 | 0 | 0 | 0 | 0 | 0 | 0 | 0 | 0 | 0
PGE_New_EGS_Generic | PGE_New_EGS | PGE_NGBA_EGS_Deep_19 | 0 | 0 | 0 | 0 | 0 | 0 | 0 | 0 | 0 | 0 | 0 | 0 | 0 | 0 | 0 | 0 | 0 | 0 | 0 | 0 | 0 | 0 | 0 | 0 | 0 | 0 | PG&E NGBA | Geothermal | PGE_NGBA_EGS_Deep_19 | 0 | 0 | 0 | 0 | 0 | 0 | 0 | 0 | 0 | 0 | 0 | 0 | 0 | 0 | 0 | 0 | 0 | 0 | 0 | 0 | 0 | 0 | 0 | 0 | 0 | 0 |  | PGE_NGBA_EGS_Deep_19 | 0 | 0 | 0 | 0 | 0 | 0 | 0 | 0 | 0 | 0 | 0 | 0 | 0 | 0 | 0 | 0 | 0 | 0 | 0 | 0 | 0 | 0 | 0 | 0 | 0 | 0
PGE_New_EGS_Generic | PGE_New_EGS | PGE_NGBA_EGS_Deep_2 | 0 | 0 | 0 | 0 | 0 | 0 | 0 | 0 | 0 | 0 | 0 | 0 | 0 | 0 | 0 | 0 | 0 | 0 | 0 | 0 | 0 | 0 | 0 | 0 | 0 | 0 | PG&E NGBA | Geothermal | PGE_NGBA_EGS_Deep_2 | 0 | 0 | 0 | 0 | 0 | 0 | 0 | 0 | 0 | 0 | 0 | 0 | 0 | 0 | 0 | 0 | 0 | 0 | 0 | 0 | 0 | 0 | 0 | 0 | 0 | 0 |  | PGE_NGBA_EGS_Deep_2 | 0 | 0 | 0 | 0 | 0 | 0 | 0 | 0 | 0 | 0 | 0 | 0 | 0 | 0 | 0 | 0 | 0 | 0 | 0 | 0 | 0 | 0 | 0 | 0 | 0 | 0
PGE_New_EGS_Generic | PGE_New_EGS | PGE_NGBA_EGS_Deep_21 | 0 | 0 | 0 | 0 | 0 | 0 | 0 | 0 | 0 | 0 | 0 | 0 | 0 | 0 | 0 | 0 | 0 | 0 | 0 | 0 | 0 | 0 | 0 | 0 | 0 | 0 | PG&E NGBA | Geothermal | PGE_NGBA_EGS_Deep_21 | 0 | 0 | 0 | 0 | 0 | 0 | 0 | 0 | 0 | 0 | 0 | 0 | 0 | 0 | 0 | 0 | 0 | 0 | 0 | 0 | 0 | 0 | 0 | 0 | 0 | 0 |  | PGE_NGBA_EGS_Deep_21 | 0 | 0 | 0 | 0 | 0 | 0 | 0 | 0 | 0 | 0 | 0 | 0 | 0 | 0 | 0 | 0 | 0 | 0 | 0 | 0 | 0 | 0 | 0 | 0 | 0 | 0
PGE_New_EGS_Generic | PGE_New_EGS | PGE_NGBA_EGS_Deep_22 | 0 | 0 | 0 | 0 | 0 | 0 | 0 | 0 | 0 | 0 | 0 | 0 | 0 | 0 | 0 | 0 | 0 | 0 | 0 | 0 | 0 | 0 | 0 | 0 | 0 | 0 | PG&E NGBA | Geothermal | PGE_NGBA_EGS_Deep_22 | 0 | 0 | 0 | 0 | 0 | 0 | 0 | 0 | 0 | 0 | 0 | 0 | 0 | 0 | 0 | 0 | 0 | 0 | 0 | 0 | 0 | 0 | 0 | 0 | 0 | 0 |  | PGE_NGBA_EGS_Deep_22 | 0 | 0 | 0 | 0 | 0 | 0 | 0 | 0 | 0 | 0 | 0 | 0 | 0 | 0 | 0 | 0 | 0 | 0 | 0 | 0 | 0 | 0 | 0 | 0 | 0 | 0
PGE_New_EGS_Generic | PGE_New_EGS | PGE_NGBA_EGS_Deep_23 | 0 | 0 | 0 | 0 | 0 | 0 | 0 | 0 | 0 | 0 | 0 | 0 | 0 | 0 | 0 | 0 | 0 | 0 | 0 | 0 | 0 | 0 | 0 | 0 | 0 | 0 | PG&E NGBA | Geothermal | PGE_NGBA_EGS_Deep_23 | 0 | 0 | 0 | 0 | 0 | 0 | 0 | 0 | 0 | 0 | 0 | 0 | 0 | 0 | 0 | 0 | 0 | 0 | 0 | 0 | 0 | 0 | 0 | 0 | 0 | 0 |  | PGE_NGBA_EGS_Deep_23 | 0 | 0 | 0 | 0 | 0 | 0 | 0 | 0 | 0 | 0 | 0 | 0 | 0 | 0 | 0 | 0 | 0 | 0 | 0 | 0 | 0 | 0 | 0 | 0 | 0 | 0
PGE_New_EGS_Generic | PGE_New_EGS | PGE_NGBA_EGS_Deep_24 | 0 | 0 | 0 | 0 | 0 | 0 | 0 | 0 | 0 | 0 | 0 | 0 | 0 | 0 | 0 | 0 | 0 | 0 | 0 | 0 | 0 | 0 | 0 | 0 | 0 | 0 | PG&E NGBA | Geothermal | PGE_NGBA_EGS_Deep_24 | 0 | 0 | 0 | 0 | 0 | 0 | 0 | 0 | 0 | 0 | 0 | 0 | 0 | 0 | 0 | 0 | 0 | 0 | 0 | 0 | 0 | 0 | 0 | 0 | 0 | 0 |  | PGE_NGBA_EGS_Deep_24 | 0 | 0 | 0 | 0 | 0 | 0 | 0 | 0 | 0 | 0 | 0 | 0 | 0 | 0 | 0 | 0 | 0 | 0 | 0 | 0 | 0 | 0 | 0 | 0 | 0 | 0
PGE_New_EGS_Generic | PGE_New_EGS | PGE_NGBA_EGS_Deep_25 | 0 | 0 | 0 | 0 | 0 | 0 | 0 | 0 | 0 | 0 | 0 | 0 | 0 | 0 | 0 | 0 | 0 | 0 | 0 | 0 | 0 | 0 | 0 | 0 | 0 | 0 | PG&E NGBA | Geothermal | PGE_NGBA_EGS_Deep_25 | 0 | 0 | 0 | 0 | 0 | 0 | 0 | 0 | 0 | 0 | 0 | 0 | 0 | 0 | 0 | 0 | 0 | 0 | 0 | 0 | 0 | 0 | 0 | 0 | 0 | 0 |  | PGE_NGBA_EGS_Deep_25 | 0 | 0 | 0 | 0 | 0 | 0 | 0 | 0 | 0 | 0 | 0 | 0 | 0 | 0 | 0 | 0 | 0 | 0 | 0 | 0 | 0 | 0 | 0 | 0 | 0 | 0
PGE_New_EGS_Generic | PGE_New_EGS | PGE_NGBA_EGS_Deep_27 | 0 | 0 | 0 | 0 | 0 | 0 | 0 | 0 | 0 | 0 | 0 | 0 | 0 | 0 | 0 | 0 | 0 | 0 | 0 | 0 | 0 | 0 | 0 | 0 | 0 | 0 | PG&E NGBA | Geothermal | PGE_NGBA_EGS_Deep_27 | 0 | 0 | 0 | 0 | 0 | 0 | 0 | 0 | 0 | 0 | 0 | 0 | 0 | 0 | 0 | 0 | 0 | 0 | 0 | 0 | 0 | 0 | 0 | 0 | 0 | 0 |  | PGE_NGBA_EGS_Deep_27 | 0 | 0 | 0 | 0 | 0 | 0 | 0 | 0 | 0 | 0 | 0 | 0 | 0 | 0 | 0 | 0 | 0 | 0 | 0 | 0 | 0 | 0 | 0 | 0 | 0 | 0
PGE_New_EGS_Generic | PGE_New_EGS | PGE_NGBA_EGS_Deep_28 | 0 | 0 | 0 | 0 | 0 | 0 | 0 | 0 | 0 | 0 | 0 | 0 | 0 | 0 | 0 | 0 | 0 | 0 | 0 | 0 | 0 | 0 | 0 | 0 | 0 | 0 | PG&E NGBA | Geothermal | PGE_NGBA_EGS_Deep_28 | 0 | 0 | 0 | 0 | 0 | 0 | 0 | 0 | 0 | 0 | 0 | 0 | 0 | 0 | 0 | 0 | 0 | 0 | 0 | 0 | 0 | 0 | 0 | 0 | 0 | 0 |  | PGE_NGBA_EGS_Deep_28 | 0 | 0 | 0 | 0 | 0 | 0 | 0 | 0 | 0 | 0 | 0 | 0 | 0 | 0 | 0 | 0 | 0 | 0 | 0 | 0 | 0 | 0 | 0 | 0 | 0 | 0
PGE_New_EGS_Generic | PGE_New_EGS | PGE_NGBA_EGS_Deep_30 | 0 | 0 | 0 | 0 | 0 | 0 | 0 | 0 | 0 | 0 | 0 | 0 | 0 | 0 | 0 | 0 | 0 | 0 | 0 | 0 | 0 | 0 | 0 | 0 | 0 | 0 | PG&E NGBA | Geothermal | PGE_NGBA_EGS_Deep_30 | 0 | 0 | 0 | 0 | 0 | 0 | 0 | 0 | 0 | 0 | 0 | 0 | 0 | 0 | 0 | 0 | 0 | 0 | 0 | 0 | 0 | 0 | 0 | 0 | 0 | 0 |  | PGE_NGBA_EGS_Deep_30 | 0 | 0 | 0 | 0 | 0 | 0 | 0 | 0 | 0 | 0 | 0 | 0 | 0 | 0 | 0 | 0 | 0 | 0 | 0 | 0 | 0 | 0 | 0 | 0 | 0 | 0
PGE_New_EGS_Generic | PGE_New_EGS | PGE_NGBA_EGS_Deep_33 | 0 | 0 | 0 | 0 | 0 | 0 | 0 | 0 | 0 | 0 | 0 | 0 | 0 | 0 | 0 | 0 | 0 | 0 | 0 | 0 | 0 | 0 | 0 | 0 | 0 | 0 | PG&E NGBA | Geothermal | PGE_NGBA_EGS_Deep_33 | 0 | 0 | 0 | 0 | 0 | 0 | 0 | 0 | 0 | 0 | 0 | 0 | 0 | 0 | 0 | 0 | 0 | 0 | 0 | 0 | 0 | 0 | 0 | 0 | 0 | 0 |  | PGE_NGBA_EGS_Deep_33 | 0 | 0 | 0 | 0 | 0 | 0 | 0 | 0 | 0 | 0 | 0 | 0 | 0 | 0 | 0 | 0 | 0 | 0 | 0 | 0 | 0 | 0 | 0 | 0 | 0 | 0
PGE_New_EGS_Generic | PGE_New_EGS | PGE_NGBA_EGS_Deep_37 | 0 | 0 | 0 | 0 | 0 | 0 | 0 | 0 | 0 | 0 | 0 | 0 | 0 | 0 | 0 | 0 | 0 | 0 | 0 | 0 | 0 | 0 | 0 | 0 | 0 | 0 | PG&E NGBA | Geothermal | PGE_NGBA_EGS_Deep_37 | 0 | 0 | 0 | 0 | 0 | 0 | 0 | 0 | 0 | 0 | 0 | 0 | 0 | 0 | 0 | 0 | 0 | 0 | 0 | 0 | 0 | 0 | 0 | 0 | 0 | 0 |  | PGE_NGBA_EGS_Deep_37 | 0 | 0 | 0 | 0 | 0 | 0 | 0 | 0 | 0 | 0 | 0 | 0 | 0 | 0 | 0 | 0 | 0 | 0 | 0 | 0 | 0 | 0 | 0 | 0 | 0 | 0
PGE_New_EGS_Generic | PGE_New_EGS | PGE_NGBA_EGS_Deep_39 | 0 | 0 | 0 | 0 | 0 | 0 | 0 | 0 | 0 | 0 | 0 | 0 | 0 | 0 | 0 | 0 | 0 | 0 | 0 | 0 | 0 | 0 | 0 | 0 | 0 | 0 | PG&E NGBA | Geothermal | PGE_NGBA_EGS_Deep_39 | 0 | 0 | 0 | 0 | 0 | 0 | 0 | 0 | 0 | 0 | 0 | 0 | 0 | 0 | 0 | 0 | 0 | 0 | 0 | 0 | 0 | 0 | 0 | 0 | 0 | 0 |  | PGE_NGBA_EGS_Deep_39 | 0 | 0 | 0 | 0 | 0 | 0 | 0 | 0 | 0 | 0 | 0 | 0 | 0 | 0 | 0 | 0 | 0 | 0 | 0 | 0 | 0 | 0 | 0 | 0 | 0 | 0
PGE_New_EGS_Generic | PGE_New_EGS | PGE_NGBA_EGS_Deep_47 | 0 | 0 | 0 | 0 | 0 | 0 | 0 | 0 | 0 | 0 | 0 | 0 | 0 | 0 | 0 | 0 | 0 | 0 | 0 | 0 | 0 | 0 | 0 | 0 | 0 | 0 | PG&E NGBA | Geothermal | PGE_NGBA_EGS_Deep_47 | 0 | 0 | 0 | 0 | 0 | 0 | 0 | 0 | 0 | 0 | 0 | 0 | 0 | 0 | 0 | 0 | 0 | 0 | 0 | 0 | 0 | 0 | 0 | 0 | 0 | 0 |  | PGE_NGBA_EGS_Deep_47 | 0 | 0 | 0 | 0 | 0 | 0 | 0 | 0 | 0 | 0 | 0 | 0 | 0 | 0 | 0 | 0 | 0 | 0 | 0 | 0 | 0 | 0 | 0 | 0 | 0 | 0
PGE_New_EGS_Generic | PGE_New_EGS | PGE_NGBA_EGS_Deep_52 | 0 | 0 | 0 | 0 | 0 | 0 | 0 | 0 | 0 | 0 | 0 | 0 | 0 | 0 | 0 | 0 | 0 | 0 | 0 | 0 | 0 | 0 | 0 | 0 | 0 | 0 | PG&E NGBA | Geothermal | PGE_NGBA_EGS_Deep_52 | 0 | 0 | 0 | 0 | 0 | 0 | 0 | 0 | 0 | 0 | 0 | 0 | 0 | 0 | 0 | 0 | 0 | 0 | 0 | 0 | 0 | 0 | 0 | 0 | 0 | 0 |  | PGE_NGBA_EGS_Deep_52 | 0 | 0 | 0 | 0 | 0 | 0 | 0 | 0 | 0 | 0 | 0 | 0 | 0 | 0 | 0 | 0 | 0 | 0 | 0 | 0 | 0 | 0 | 0 | 0 | 0 | 0
PGE_New_EGS_Generic | PGE_New_EGS | PGE_NGBA_EGS_Deep_55 | 0 | 0 | 0 | 0 | 0 | 0 | 0 | 0 | 0 | 0 | 0 | 0 | 0 | 0 | 0 | 0 | 0 | 0 | 0 | 0 | 0 | 0 | 0 | 0 | 0 | 0 | PG&E NGBA | Geothermal | PGE_NGBA_EGS_Deep_55 | 0 | 0 | 0 | 0 | 0 | 0 | 0 | 0 | 0 | 0 | 0 | 0 | 0 | 0 | 0 | 0 | 0 | 0 | 0 | 0 | 0 | 0 | 0 | 0 | 0 | 0 |  | PGE_NGBA_EGS_Deep_55 | 0 | 0 | 0 | 0 | 0 | 0 | 0 | 0 | 0 | 0 | 0 | 0 | 0 | 0 | 0 | 0 | 0 | 0 | 0 | 0 | 0 | 0 | 0 | 0 | 0 | 0
PGE_New_EGS_Generic | PGE_New_EGS | PGE_NGBA_EGS_Deep_57 | 0 | 0 | 0 | 0 | 0 | 0 | 0 | 0 | 0 | 0 | 0 | 0 | 0 | 0 | 0 | 0 | 0 | 0 | 0 | 0 | 0 | 0 | 0 | 0 | 0 | 0 | PG&E NGBA | Geothermal | PGE_NGBA_EGS_Deep_57 | 0 | 0 | 0 | 0 | 0 | 0 | 0 | 0 | 0 | 0 | 0 | 0 | 0 | 0 | 0 | 0 | 0 | 0 | 0 | 0 | 0 | 0 | 0 | 0 | 0 | 0 |  | PGE_NGBA_EGS_Deep_57 | 0 | 0 | 0 | 0 | 0 | 0 | 0 | 0 | 0 | 0 | 0 | 0 | 0 | 0 | 0 | 0 | 0 | 0 | 0 | 0 | 0 | 0 | 0 | 0 | 0 | 0
PGE_New_EGS_Generic | PGE_New_EGS | PGE_NGBA_EGS_Deep_58 | 0 | 0 | 0 | 0 | 0 | 0 | 0 | 0 | 0 | 0 | 0 | 0 | 0 | 0 | 0 | 0 | 0 | 0 | 0 | 0 | 0 | 0 | 0 | 0 | 0 | 0 | PG&E NGBA | Geothermal | PGE_NGBA_EGS_Deep_58 | 0 | 0 | 0 | 0 | 0 | 0 | 0 | 0 | 0 | 0 | 0 | 0 | 0 | 0 | 0 | 0 | 0 | 0 | 0 | 0 | 0 | 0 | 0 | 0 | 0 | 0 |  | PGE_NGBA_EGS_Deep_58 | 0 | 0 | 0 | 0 | 0 | 0 | 0 | 0 | 0 | 0 | 0 | 0 | 0 | 0 | 0 | 0 | 0 | 0 | 0 | 0 | 0 | 0 | 0 | 0 | 0 | 0
PGE_New_EGS_Generic | PGE_New_EGS | PGE_NGBA_EGS_Deep_59 | 0 | 0 | 0 | 0 | 0 | 0 | 0 | 0 | 0 | 0 | 0 | 0 | 0 | 0 | 0 | 0 | 0 | 0 | 0 | 0 | 0 | 0 | 0 | 0 | 0 | 0 | PG&E NGBA | Geothermal | PGE_NGBA_EGS_Deep_59 | 0 | 0 | 0 | 0 | 0 | 0 | 0 | 0 | 0 | 0 | 0 | 0 | 0 | 0 | 0 | 0 | 0 | 0 | 0 | 0 | 0 | 0 | 0 | 0 | 0 | 0 |  | PGE_NGBA_EGS_Deep_59 | 0 | 0 | 0 | 0 | 0 | 0 | 0 | 0 | 0 | 0 | 0 | 0 | 0 | 0 | 0 | 0 | 0 | 0 | 0 | 0 | 0 | 0 | 0 | 0 | 0 | 0
PGE_New_EGS_Generic | PGE_New_EGS | PGE_NGBA_EGS_Deep_60 | 0 | 0 | 0 | 0 | 0 | 0 | 0 | 0 | 0 | 0 | 0 | 0 | 0 | 0 | 0 | 0 | 0 | 0 | 0 | 0 | 0 | 0 | 0 | 0 | 0 | 0 | PG&E NGBA | Geothermal | PGE_NGBA_EGS_Deep_60 | 0 | 0 | 0 | 0 | 0 | 0 | 0 | 0 | 0 | 0 | 0 | 0 | 0 | 0 | 0 | 0 | 0 | 0 | 0 | 0 | 0 | 0 | 0 | 0 | 0 | 0 |  | PGE_NGBA_EGS_Deep_60 | 0 | 0 | 0 | 0 | 0 | 0 | 0 | 0 | 0 | 0 | 0 | 0 | 0 | 0 | 0 | 0 | 0 | 0 | 0 | 0 | 0 | 0 | 0 | 0 | 0 | 0
PGE_New_EGS_Generic | PGE_New_EGS | PGE_NGBA_EGS_Deep_61 | 0 | 0 | 0 | 0 | 0 | 0 | 0 | 0 | 0 | 0 | 0 | 0 | 0 | 0 | 0 | 0 | 0 | 0 | 0 | 0 | 0 | 0 | 0 | 0 | 0 | 0 | PG&E NGBA | Geothermal | PGE_NGBA_EGS_Deep_61 | 0 | 0 | 0 | 0 | 0 | 0 | 0 | 0 | 0 | 0 | 0 | 0 | 0 | 0 | 0 | 0 | 0 | 0 | 0 | 0 | 0 | 0 | 0 | 0 | 0 | 0 |  | PGE_NGBA_EGS_Deep_61 | 0 | 0 | 0 | 0 | 0 | 0 | 0 | 0 | 0 | 0 | 0 | 0 | 0 | 0 | 0 | 0 | 0 | 0 | 0 | 0 | 0 | 0 | 0 | 0 | 0 | 0
PGE_New_EGS_Generic | PGE_New_EGS | PGE_NGBA_EGS_Deep_62 | 0 | 0 | 0 | 0 | 0 | 0 | 0 | 0 | 0 | 0 | 0 | 0 | 0 | 0 | 0 | 0 | 0 | 0 | 0 | 0 | 0 | 0 | 0 | 0 | 0 | 0 | PG&E NGBA | Geothermal | PGE_NGBA_EGS_Deep_62 | 0 | 0 | 0 | 0 | 0 | 0 | 0 | 0 | 0 | 0 | 0 | 0 | 0 | 0 | 0 | 0 | 0 | 0 | 0 | 0 | 0 | 0 | 0 | 0 | 0 | 0 |  | PGE_NGBA_EGS_Deep_62 | 0 | 0 | 0 | 0 | 0 | 0 | 0 | 0 | 0 | 0 | 0 | 0 | 0 | 0 | 0 | 0 | 0 | 0 | 0 | 0 | 0 | 0 | 0 | 0 | 0 | 0
PGE_New_EGS_Generic | PGE_New_EGS | PGE_NGBA_EGS_Deep_67 | 0 | 0 | 0 | 0 | 0 | 0 | 0 | 0 | 0 | 0 | 0 | 0 | 0 | 0 | 0 | 0 | 0 | 0 | 0 | 0 | 0 | 0 | 0 | 0 | 0 | 0 | PG&E NGBA | Geothermal | PGE_NGBA_EGS_Deep_67 | 0 | 0 | 0 | 0 | 0 | 0 | 0 | 0 | 0 | 0 | 0 | 0 | 0 | 0 | 0 | 0 | 0 | 0 | 0 | 0 | 0 | 0 | 0 | 0 | 0 | 0 |  | PGE_NGBA_EGS_Deep_67 | 0 | 0 | 0 | 0 | 0 | 0 | 0 | 0 | 0 | 0 | 0 | 0 | 0 | 0 | 0 | 0 | 0 | 0 | 0 | 0 | 0 | 0 | 0 | 0 | 0 | 0
PGE_New_EGS_Generic | PGE_New_EGS | PGE_NGBA_EGS_Deep_7 | 0 | 0 | 0 | 0 | 0 | 0 | 0 | 0 | 0 | 0 | 0 | 0 | 0 | 0 | 0 | 0 | 0 | 0 | 0 | 0 | 0 | 0 | 0 | 0 | 0 | 0 | PG&E NGBA | Geothermal | PGE_NGBA_EGS_Deep_7 | 0 | 0 | 0 | 0 | 0 | 0 | 0 | 0 | 0 | 0 | 0 | 0 | 0 | 0 | 0 | 0 | 0 | 0 | 0 | 0 | 0 | 0 | 0 | 0 | 0 | 0 |  | PGE_NGBA_EGS_Deep_7 | 0 | 0 | 0 | 0 | 0 | 0 | 0 | 0 | 0 | 0 | 0 | 0 | 0 | 0 | 0 | 0 | 0 | 0 | 0 | 0 | 0 | 0 | 0 | 0 | 0 | 0
PGE_New_EGS_Generic | PGE_New_EGS | PGE_NGBA_EGS_NF_1 | 0 | 0 | 0 | 0 | 0 | 0 | 0 | 0 | 0 | 0 | 0 | 0 | 0 | 0 | 0 | 0 | 0.3705 | 0 | 0 | 0 | 0 | 0.3705 | 0 | 0 | 0 | 0.3705 | PG&E NGBA | Geothermal | PGE_NGBA_EGS_NF_1 | 0 | 0 | 0 | 0 | 0 | 0 | 0 | 0 | 0 | 0 | 0 | 0 | 0 | 0 | 0 | 0 | 0.3705 | 0 | 0 | 0 | 0 | 0.3705 | 0 | 0 | 0 | 0.3705 |  | PGE_NGBA_EGS_NF_1 | 0 | 0 | 0 | 0 | 0 | 0 | 0 | 0 | 0 | 0 | 0 | 0 | 0 | 0 | 0 | 0 | 0 | 0 | 0 | 0 | 0 | 0 | 0 | 0 | 0 | 0
PGE_New_EGS_Generic | PGE_New_EGS | PGE_NGBA_EGS_NF_19 | 0 | 0 | 0 | 0 | 0 | 0 | 0 | 0 | 0 | 0 | 0 | 0 | 0 | 0 | 0 | 0 | 0 | 0 | 0 | 0 | 0 | 0 | 0 | 0 | 0 | 0 | PG&E NGBA | Geothermal | PGE_NGBA_EGS_NF_19 | 0 | 0 | 0 | 0 | 0 | 0 | 0 | 0 | 0 | 0 | 0 | 0 | 0 | 0 | 0 | 0 | 0 | 0 | 0 | 0 | 0 | 0 | 0 | 0 | 0 | 0 |  | PGE_NGBA_EGS_NF_19 | 0 | 0 | 0 | 0 | 0 | 0 | 0 | 0 | 0 | 0 | 0 | 0 | 0 | 0 | 0 | 0 | 0 | 0 | 0 | 0 | 0 | 0 | 0 | 0 | 0 | 0
PGE_New_EGS_Generic | PGE_New_EGS | PGE_NGBA_EGS_NF_2 | 0 | 0 | 0 | 0 | 0 | 0 | 0 | 0 | 0 | 0 | 0 | 0 | 0 | 0 | 0 | 0 | 0 | 0 | 0 | 0 | 0 | 0 | 0 | 0 | 0 | 0 | PG&E NGBA | Geothermal | PGE_NGBA_EGS_NF_2 | 0 | 0 | 0 | 0 | 0 | 0 | 0 | 0 | 0 | 0 | 0 | 0 | 0 | 0 | 0 | 0 | 0 | 0 | 0 | 0 | 0 | 0 | 0 | 0 | 0 | 0 |  | PGE_NGBA_EGS_NF_2 | 0 | 0 | 0 | 0 | 0 | 0 | 0 | 0 | 0 | 0 | 0 | 0 | 0 | 0 | 0 | 0 | 0 | 0 | 0 | 0 | 0 | 0 | 0 | 0 | 0 | 0
PGE_New_EGS_Generic | PGE_New_EGS | PGE_NGBA_EGS_NF_21 | 0 | 0 | 0 | 0 | 0 | 0 | 0 | 0 | 0 | 0 | 0 | 0 | 0 | 0 | 0 | 0 | 0 | 0 | 0 | 0 | 0 | 0 | 0 | 0 | 0 | 0 | PG&E NGBA | Geothermal | PGE_NGBA_EGS_NF_21 | 0 | 0 | 0 | 0 | 0 | 0 | 0 | 0 | 0 | 0 | 0 | 0 | 0 | 0 | 0 | 0 | 0 | 0 | 0 | 0 | 0 | 0 | 0 | 0 | 0 | 0 |  | PGE_NGBA_EGS_NF_21 | 0 | 0 | 0 | 0 | 0 | 0 | 0 | 0 | 0 | 0 | 0 | 0 | 0 | 0 | 0 | 0 | 0 | 0 | 0 | 0 | 0 | 0 | 0 | 0 | 0 | 0
PGE_New_EGS_Generic | PGE_New_EGS | PGE_NGBA_EGS_NF_27 | 0 | 0 | 0 | 0 | 0 | 0 | 0 | 0 | 0 | 0 | 0 | 0 | 0 | 0 | 0 | 0 | 0.2281 | 0 | 0 | 0 | 0 | 0.2281 | 0 | 0 | 0 | 0.2281 | PG&E NGBA | Geothermal | PGE_NGBA_EGS_NF_27 | 0 | 0 | 0 | 0 | 0 | 0 | 0 | 0 | 0 | 0 | 0 | 0 | 0 | 0 | 0 | 0 | 0.2281 | 0 | 0 | 0 | 0 | 0.2281 | 0 | 0 | 0 | 0.2281 |  | PGE_NGBA_EGS_NF_27 | 0 | 0 | 0 | 0 | 0 | 0 | 0 | 0 | 0 | 0 | 0 | 0 | 0 | 0 | 0 | 0 | 0 | 0 | 0 | 0 | 0 | 0 | 0 | 0 | 0 | 0
PGE_New_EGS_Generic | PGE_New_EGS | PGE_NGBA_EGS_NF_55 | 0 | 0 | 0 | 0 | 0 | 0 | 0 | 0 | 0 | 0 | 0 | 0 | 0 | 0 | 0 | 0 | 0.0169 | 0 | 0 | 0 | 0 | 0.0169 | 0 | 0 | 0 | 0.0169 | PG&E NGBA | Geothermal | PGE_NGBA_EGS_NF_55 | 0 | 0 | 0 | 0 | 0 | 0 | 0 | 0 | 0 | 0 | 0 | 0 | 0 | 0 | 0 | 0 | 0.0169 | 0 | 0 | 0 | 0 | 0.0169 | 0 | 0 | 0 | 0.0169 |  | PGE_NGBA_EGS_NF_55 | 0 | 0 | 0 | 0 | 0 | 0 | 0 | 0 | 0 | 0 | 0 | 0 | 0 | 0 | 0 | 0 | 0 | 0 | 0 | 0 | 0 | 0 | 0 | 0 | 0 | 0
PGE_New_EGS_Generic | PGE_New_EGS | PGE_NGBA_EGS_NF_57 | 0 | 0 | 0 | 0 | 0 | 0 | 0 | 0 | 0 | 0 | 0 | 0 | 0 | 0 | 0 | 0 | 0.00091875 | 0 | 0 | 0 | 0 | 0.00091875 | 0 | 0 | 0 | 0.00091875 | PG&E NGBA | Geothermal | PGE_NGBA_EGS_NF_57 | 0 | 0 | 0 | 0 | 0 | 0 | 0 | 0 | 0 | 0 | 0 | 0 | 0 | 0 | 0 | 0 | 0.00091875 | 0 | 0 | 0 | 0 | 0.00091875 | 0 | 0 | 0 | 0.00091875 |  | PGE_NGBA_EGS_NF_57 | 0 | 0 | 0 | 0 | 0 | 0 | 0 | 0 | 0 | 0 | 0 | 0 | 0 | 0 | 0 | 0 | 0 | 0 | 0 | 0 | 0 | 0 | 0 | 0 | 0 | 0
PGE_New_EGS_Generic | PGE_New_EGS | PGE_NGBA_EGS_NF_62 | 0 | 0 | 0 | 0 | 0 | 0 | 0 | 0 | 0 | 0 | 0 | 0 | 0 | 0 | 0 | 0 | 0.013781 | 0 | 0 | 0 | 0 | 0.013781 | 0 | 0 | 0 | 0.013781 | PG&E NGBA | Geothermal | PGE_NGBA_EGS_NF_62 | 0 | 0 | 0 | 0 | 0 | 0 | 0 | 0 | 0 | 0 | 0 | 0 | 0 | 0 | 0 | 0 | 0.013781 | 0 | 0 | 0 | 0 | 0.013781 | 0 | 0 | 0 | 0.013781 |  | PGE_NGBA_EGS_NF_62 | 0 | 0 | 0 | 0 | 0 | 0 | 0 | 0 | 0 | 0 | 0 | 0 | 0 | 0 | 0 | 0 | 0 | 0 | 0 | 0 | 0 | 0 | 0 | 0 | 0 | 0
PGE_New_EGS_Generic | PGE_New_EGS | PGE_NGBA_EGS_NF_7 | 0 | 0 | 0 | 0 | 0 | 0 | 0 | 0 | 0 | 0 | 0 | 0 | 0 | 0 | 0 | 0 | 0.0035 | 0 | 0 | 0 | 0 | 0.0035 | 0 | 0 | 0 | 0.0035 | PG&E NGBA | Geothermal | PGE_NGBA_EGS_NF_7 | 0 | 0 | 0 | 0 | 0 | 0 | 0 | 0 | 0 | 0 | 0 | 0 | 0 | 0 | 0 | 0 | 0.0035 | 0 | 0 | 0 | 0 | 0.0035 | 0 | 0 | 0 | 0.0035 |  | PGE_NGBA_EGS_NF_7 | 0 | 0 | 0 | 0 | 0 | 0 | 0 | 0 | 0 | 0 | 0 | 0 | 0 | 0 | 0 | 0 | 0 | 0 | 0 | 0 | 0 | 0 | 0 | 0 | 0 | 0
PGE_New_Geothermal_Generic | PGE_New_Geothermal | PGE_NGBA_Geothermal_1 | 0 | 0 | 0 | 0 | 0 | 0 | 0 | 0 | 0 | 0 | 0 | 0.13609 | 0 | 0 | 0 | 0 | 0.3705 | 0 | 0 | 0 | 0 | 0.3705 | 0 | 0 | 0 | 0.3705 | PG&E NGBA | Geothermal | PGE_NGBA_Geothermal_1 | 0 | 0 | 0 | 0 | 0 | 0 | 0 | 0 | 0 | 0 | 0 | 0.13609 | 0 | 0 | 0 | 0 | 0.3705 | 0 | 0 | 0 | 0 | 0.3705 | 0 | 0 | 0 | 0.3705 |  | PGE_NGBA_Geothermal_1 | 0 | 0 | 0 | 0 | 0 | 0 | 0 | 0 | 0 | 0 | 0 | 0 | 0 | 0 | 0 | 0 | 0 | 0 | 0 | 0 | 0 | 0 | 0 | 0 | 0 | 0
PGE_New_Geothermal_Generic | PGE_New_Geothermal | PGE_NGBA_Geothermal_19 | 0 | 0 | 0 | 0 | 0 | 0 | 0 | 0 | 0 | 0 | 0 | 0 | 0 | 0 | 0 | 0 | 0.0157 | 0 | 0 | 0 | 0 | 0.0157 | 0 | 0 | 0 | 0.0157 | PG&E NGBA | Geothermal | PGE_NGBA_Geothermal_19 | 0 | 0 | 0 | 0 | 0 | 0 | 0 | 0 | 0 | 0 | 0 | 0 | 0 | 0 | 0 | 0 | 0.0157 | 0 | 0 | 0 | 0 | 0.0157 | 0 | 0 | 0 | 0.0157 |  | PGE_NGBA_Geothermal_19 | 0 | 0 | 0 | 0 | 0 | 0 | 0 | 0 | 0 | 0 | 0 | 0 | 0 | 0 | 0 | 0 | 0 | 0 | 0 | 0 | 0 | 0 | 0 | 0 | 0 | 0
PGE_New_Geothermal_Generic | PGE_New_Geothermal | PGE_NGBA_Geothermal_2 | 0 | 0 | 0 | 0 | 0 | 0 | 0 | 0 | 0 | 0 | 0 | 0 | 0 | 0 | 0 | 0 | 0.0093 | 0 | 0 | 0 | 0 | 0.0093 | 0 | 0 | 0 | 0.0093 | PG&E NGBA | Geothermal | PGE_NGBA_Geothermal_2 | 0 | 0 | 0 | 0 | 0 | 0 | 0 | 0 | 0 | 0 | 0 | 0 | 0 | 0 | 0 | 0 | 0.0093 | 0 | 0 | 0 | 0 | 0.0093 | 0 | 0 | 0 | 0.0093 |  | PGE_NGBA_Geothermal_2 | 0 | 0 | 0 | 0 | 0 | 0 | 0 | 0 | 0 | 0 | 0 | 0 | 0 | 0 | 0 | 0 | 0 | 0 | 0 | 0 | 0 | 0 | 0 | 0 | 0 | 0
PGE_New_Geothermal_Generic | PGE_New_Geothermal | PGE_NGBA_Geothermal_21 | 0 | 0 | 0 | 0 | 0 | 0 | 0 | 0 | 0 | 0 | 0 | 0 | 0 | 0 | 0 | 0 | 0.009 | 0 | 0 | 0 | 0 | 0.009 | 0 | 0 | 0 | 0.009 | PG&E NGBA | Geothermal | PGE_NGBA_Geothermal_21 | 0 | 0 | 0 | 0 | 0 | 0 | 0 | 0 | 0 | 0 | 0 | 0 | 0 | 0 | 0 | 0 | 0.009 | 0 | 0 | 0 | 0 | 0.009 | 0 | 0 | 0 | 0.009 |  | PGE_NGBA_Geothermal_21 | 0 | 0 | 0 | 0 | 0 | 0 | 0 | 0 | 0 | 0 | 0 | 0 | 0 | 0 | 0 | 0 | 0 | 0 | 0 | 0 | 0 | 0 | 0 | 0 | 0 | 0
PGE_New_Geothermal_Generic | PGE_New_Geothermal | PGE_NGBA_Geothermal_27 | 0 | 0 | 0 | 0 | 0 | 0 | 0.066875 | 0 | 0.067675 | 0 | 0 | 0.2281 | 0 | 0 | 0 | 0 | 0.2281 | 0 | 0 | 0 | 0 | 0.2281 | 0 | 0 | 0 | 0.2281 | PG&E NGBA | Geothermal | PGE_NGBA_Geothermal_27 | 0 | 0 | 0 | 0 | 0 | 0 | 0.066875 | 0 | 0.067675 | 0 | 0 | 0.2281 | 0 | 0 | 0 | 0 | 0.2281 | 0 | 0 | 0 | 0 | 0.2281 | 0 | 0 | 0 | 0.2281 |  | PGE_NGBA_Geothermal_27 | 0 | 0 | 0 | 0 | 0 | 0 | 0 | 0 | 0 | 0 | 0 | 0 | 0 | 0 | 0 | 0 | 0 | 0 | 0 | 0 | 0 | 0 | 0 | 0 | 0 | 0
PGE_New_Geothermal_Generic | PGE_New_Geothermal | PGE_NGBA_Geothermal_55 | 0 | 0 | 0 | 0 | 0 | 0 | 0 | 0 | 0 | 0 | 0 | 0.0169 | 0 | 0 | 0 | 0 | 0.0169 | 0 | 0 | 0 | 0 | 0.0169 | 0 | 0 | 0 | 0.0169 | PG&E NGBA | Geothermal | PGE_NGBA_Geothermal_55 | 0 | 0 | 0 | 0 | 0 | 0 | 0 | 0 | 0 | 0 | 0 | 0.0169 | 0 | 0 | 0 | 0 | 0.0169 | 0 | 0 | 0 | 0 | 0.0169 | 0 | 0 | 0 | 0.0169 |  | PGE_NGBA_Geothermal_55 | 0 | 0 | 0 | 0 | 0 | 0 | 0 | 0 | 0 | 0 | 0 | 0 | 0 | 0 | 0 | 0 | 0 | 0 | 0 | 0 | 0 | 0 | 0 | 0 | 0 | 0
PGE_New_Geothermal_Generic | PGE_New_Geothermal | PGE_NGBA_Geothermal_57 | 0 | 0 | 0 | 0 | 0 | 0 | 0 | 0 | 0 | 0 | 0 | 0.00091875 | 0 | 0 | 0 | 0 | 0.00091875 | 0 | 0 | 0 | 0 | 0.00091875 | 0 | 0 | 0 | 0.00091875 | PG&E NGBA | Geothermal | PGE_NGBA_Geothermal_57 | 0 | 0 | 0 | 0 | 0 | 0 | 0 | 0 | 0 | 0 | 0 | 0.00091875 | 0 | 0 | 0 | 0 | 0.00091875 | 0 | 0 | 0 | 0 | 0.00091875 | 0 | 0 | 0 | 0.00091875 |  | PGE_NGBA_Geothermal_57 | 0 | 0 | 0 | 0 | 0 | 0 | 0 | 0 | 0 | 0 | 0 | 0 | 0 | 0 | 0 | 0 | 0 | 0 | 0 | 0 | 0 | 0 | 0 | 0 | 0 | 0
PGE_New_Geothermal_Generic | PGE_New_Geothermal | PGE_NGBA_Geothermal_62 | 0 | 0 | 0 | 0 | 0 | 0 | 0 | 0 | 0 | 0 | 0 | 0.013781 | 0 | 0 | 0 | 0 | 0.013781 | 0 | 0 | 0 | 0 | 0.013781 | 0 | 0 | 0 | 0.013781 | PG&E NGBA | Geothermal | PGE_NGBA_Geothermal_62 | 0 | 0 | 0 | 0 | 0 | 0 | 0 | 0 | 0 | 0 | 0 | 0.013781 | 0 | 0 | 0 | 0 | 0.013781 | 0 | 0 | 0 | 0 | 0.013781 | 0 | 0 | 0 | 0.013781 |  | PGE_NGBA_Geothermal_62 | 0 | 0 | 0 | 0 | 0 | 0 | 0 | 0 | 0 | 0 | 0 | 0 | 0 | 0 | 0 | 0 | 0 | 0 | 0 | 0 | 0 | 0 | 0 | 0 | 0 | 0
PGE_New_Geothermal_Generic | PGE_New_Geothermal | PGE_NGBA_Geothermal_7 | 0 | 0 | 0 | 0 | 0 | 0 | 0 | 0 | 0 | 0 | 0 | 0.0035 | 0 | 0 | 0 | 0 | 0.0035 | 0 | 0 | 0 | 0 | 0.0035 | 0 | 0 | 0 | 0.0035 | PG&E NGBA | Geothermal | PGE_NGBA_Geothermal_7 | 0 | 0 | 0 | 0 | 0 | 0 | 0 | 0 | 0 | 0 | 0 | 0.0035 | 0 | 0 | 0 | 0 | 0.0035 | 0 | 0 | 0 | 0 | 0.0035 | 0 | 0 | 0 | 0.0035 |  | PGE_NGBA_Geothermal_7 | 0 | 0 | 0 | 0 | 0 | 0 | 0 | 0 | 0 | 0 | 0 | 0 | 0 | 0 | 0 | 0 | 0 | 0 | 0 | 0 | 0 | 0 | 0 | 0 | 0 | 0
PGE_LDES_12hr_Generic | PGE_LDES_12hr | PGE_NGBA_LDES_12hr_1 | 0 | 0 | 0 | 0 | 0 | 0 | 0 | 0 | 0 | 0 | 0 | 0 | 0 | 0 | 0 | 0 | 0 | 0 | 0 | 0 | 0 | 0 | 0 | 0 | 0 | 0 | PG&E NGBA | LDES | PGE_NGBA_LDES_12hr_1 | 0 | 0 | 0 | 0 | 0 | 0 | 0 | 0 | 0 | 0 | 0 | 0 | 0 | 0 | 0 | 0 | 0 | 0 | 0 | 0 | 0 | 0 | 0 | 0 | 0 | 0 |  | PGE_NGBA_LDES_12hr_1 | 0 | 0 | 0 | 0 | 0 | 0 | 0 | 0 | 0 | 0 | 0 | 0 | 0 | 0 | 0 | 0 | 0 | 0 | 0 | 0 | 0 | 0 | 0 | 0 | 0 | 0
PGE_LDES_12hr_Generic | PGE_LDES_12hr | PGE_NGBA_LDES_12hr_25 | 0 | 0 | 0 | 0 | 0 | 0 | 0 | 0 | 0 | 0 | 0 | 0 | 0 | 0 | 0 | 0 | 0 | 0 | 0 | 0 | 0 | 0 | 0 | 0 | 0 | 0 | PG&E NGBA | LDES | PGE_NGBA_LDES_12hr_25 | 0 | 0 | 0 | 0 | 0 | 0 | 0 | 0 | 0 | 0 | 0 | 0 | 0 | 0 | 0 | 0 | 0 | 0 | 0 | 0 | 0 | 0 | 0 | 0 | 0 | 0 |  | PGE_NGBA_LDES_12hr_25 | 0 | 0 | 0 | 0 | 0 | 0 | 0 | 0 | 0 | 0 | 0 | 0 | 0 | 0 | 0 | 0 | 0 | 0 | 0 | 0 | 0 | 0 | 0 | 0 | 0 | 0
PGE_New_Li_Battery_4hr_Generic | PGE_New_Li_Battery_4hr | PGE_NGBA_Li_Battery_4hr_1 | 0 | 0 | 0 | 0 | 0 | 0 | 0.17195 | 0 | 0.17195 | 0 | 0 | 0.17195 | 0 | 0 | 0 | 0 | 0.17195 | 0 | 0 | 0 | 0 | 0.17195 | 0 | 0 | 0 | 0.17195 | PG&E NGBA | Battery | PGE_NGBA_Li_Battery_4hr_1 | 0 | 0 | 0 | 0 | 0 | 0 | 0.17195 | 0 | 0.17195 | 0 | 0 | 0.17195 | 0 | 0 | 0 | 0 | 0.17195 | 0 | 0 | 0 | 0 | 0.17195 | 0 | 0 | 0 | 0.17195 | Li-ion Battery (4-hr) | PGE_NGBA_Li_Battery_4hr_1 | 0 | 0 | 0 | 0 | 0 | 0 | 0 | 0 | 0 | 0 | 0 | 0 | 0 | 0 | 0 | 0 | 0 | 0 | 0 | 0 | 0 | 0 | 0 | 0 | 0 | 0
PGE_New_Li_Battery_4hr_Generic | PGE_New_Li_Battery_4hr | PGE_NGBA_Li_Battery_4hr_16 | 0 | 0 | 0 | 0 | 0 | 0 | 0 | 0 | 0 | 0 | 0 | 0 | 0 | 0 | 0 | 0 | 0 | 0 | 0 | 0 | 0 | 0 | 0 | 0 | 0 | 0 | PG&E NGBA | Battery | PGE_NGBA_Li_Battery_4hr_16 | 0 | 0 | 0 | 0 | 0 | 0 | 0 | 0 | 0 | 0 | 0 | 0 | 0 | 0 | 0 | 0 | 0 | 0 | 0 | 0 | 0 | 0 | 0 | 0 | 0 | 0 | Li-ion Battery (4-hr) | PGE_NGBA_Li_Battery_4hr_16 | 0 | 0 | 0 | 0 | 0 | 0 | 0 | 0 | 0 | 0 | 0 | 0 | 0 | 0 | 0 | 0 | 0 | 0 | 0 | 0 | 0 | 0 | 0 | 0 | 0 | 0
PGE_New_Li_Battery_4hr_Generic | PGE_New_Li_Battery_4hr | PGE_NGBA_Li_Battery_4hr_17 | 0 | 0 | 0 | 0 | 0 | 0 | 0 | 0 | 0 | 0 | 0 | 0 | 0 | 0 | 0 | 0 | 0 | 0 | 0 | 0 | 0 | 0 | 0 | 0 | 0 | 0 | PG&E NGBA | Battery | PGE_NGBA_Li_Battery_4hr_17 | 0 | 0 | 0 | 0 | 0 | 0 | 0 | 0 | 0 | 0 | 0 | 0 | 0 | 0 | 0 | 0 | 0 | 0 | 0 | 0 | 0 | 0 | 0 | 0 | 0 | 0 | Li-ion Battery (4-hr) | PGE_NGBA_Li_Battery_4hr_17 | 0 | 0 | 0 | 0 | 0 | 0 | 0 | 0 | 0 | 0 | 0 | 0 | 0 | 0 | 0 | 0 | 0 | 0 | 0 | 0 | 0 | 0 | 0 | 0 | 0 | 0
PGE_New_Li_Battery_4hr_Generic | PGE_New_Li_Battery_4hr | PGE_NGBA_Li_Battery_4hr_18 | 0 | 0 | 0 | 0 | 0 | 0 | 0 | 0 | 0 | 0 | 0 | 0 | 0 | 0 | 0 | 0 | 0 | 0 | 0 | 0 | 0 | 0 | 0 | 0 | 0 | 0 | PG&E NGBA | Battery | PGE_NGBA_Li_Battery_4hr_18 | 0 | 0 | 0 | 0 | 0 | 0 | 0 | 0 | 0 | 0 | 0 | 0 | 0 | 0 | 0 | 0 | 0 | 0 | 0 | 0 | 0 | 0 | 0 | 0 | 0 | 0 | Li-ion Battery (4-hr) | PGE_NGBA_Li_Battery_4hr_18 | 0 | 0 | 0 | 0 | 0 | 0 | 0 | 0 | 0 | 0 | 0 | 0 | 0 | 0 | 0 | 0 | 0 | 0 | 0 | 0 | 0 | 0 | 0 | 0 | 0 | 0
PGE_New_Li_Battery_4hr_Generic | PGE_New_Li_Battery_4hr | PGE_NGBA_Li_Battery_4hr_19 | 0 | 0 | 0 | 0 | 0 | 0 | 0 | 0 | 0 | 0 | 0 | 0 | 0 | 0 | 0 | 0 | 0 | 0 | 0 | 0 | 0 | 0 | 0 | 0 | 0 | 0 | PG&E NGBA | Battery | PGE_NGBA_Li_Battery_4hr_19 | 0 | 0 | 0 | 0 | 0 | 0 | 0 | 0 | 0 | 0 | 0 | 0 | 0 | 0 | 0 | 0 | 0 | 0 | 0 | 0 | 0 | 0 | 0 | 0 | 0 | 0 | Li-ion Battery (4-hr) | PGE_NGBA_Li_Battery_4hr_19 | 0 | 0 | 0 | 0 | 0 | 0 | 0 | 0 | 0 | 0 | 0 | 0 | 0 | 0 | 0 | 0 | 0 | 0 | 0 | 0 | 0 | 0 | 0 | 0 | 0 | 0
PGE_New_Li_Battery_4hr_Generic | PGE_New_Li_Battery_4hr | PGE_NGBA_Li_Battery_4hr_2 | 0 | 0 | 0 | 0 | 0 | 0 | 0.0057 | 0 | 0.0057 | 0 | 0 | 0.0057 | 0 | 0 | 0 | 0 | 0.0057 | 0 | 0 | 0 | 0 | 0.0057 | 0 | 0 | 0 | 0.0057 | PG&E NGBA | Battery | PGE_NGBA_Li_Battery_4hr_2 | 0 | 0 | 0 | 0 | 0 | 0 | 0.0057 | 0 | 0.0057 | 0 | 0 | 0.0057 | 0 | 0 | 0 | 0 | 0.0057 | 0 | 0 | 0 | 0 | 0.0057 | 0 | 0 | 0 | 0.0057 | Li-ion Battery (4-hr) | PGE_NGBA_Li_Battery_4hr_2 | 0 | 0 | 0 | 0 | 0 | 0 | 0 | 0 | 0 | 0 | 0 | 0 | 0 | 0 | 0 | 0 | 0 | 0 | 0 | 0 | 0 | 0 | 0 | 0 | 0 | 0
PGE_New_Li_Battery_4hr_Generic | PGE_New_Li_Battery_4hr | PGE_NGBA_Li_Battery_4hr_20 | 0 | 0 | 0 | 0 | 0 | 0 | 0 | 0 | 0 | 0 | 0 | 0 | 0 | 0 | 0 | 0 | 0 | 0 | 0 | 0 | 0 | 0 | 0 | 0 | 0 | 0 | PG&E NGBA | Battery | PGE_NGBA_Li_Battery_4hr_20 | 0 | 0 | 0 | 0 | 0 | 0 | 0 | 0 | 0 | 0 | 0 | 0 | 0 | 0 | 0 | 0 | 0 | 0 | 0 | 0 | 0 | 0 | 0 | 0 | 0 | 0 | Li-ion Battery (4-hr) | PGE_NGBA_Li_Battery_4hr_20 | 0 | 0 | 0 | 0 | 0 | 0 | 0 | 0 | 0 | 0 | 0 | 0 | 0 | 0 | 0 | 0 | 0 | 0 | 0 | 0 | 0 | 0 | 0 | 0 | 0 | 0
PGE_New_Li_Battery_4hr_Generic | PGE_New_Li_Battery_4hr | PGE_NGBA_Li_Battery_4hr_21 | 0 | 0 | 0 | 0 | 0 | 0 | 0 | 0 | 0 | 0 | 0 | 0 | 0 | 0 | 0 | 0 | 0 | 0 | 0 | 0 | 0 | 0 | 0 | 0 | 0 | 0 | PG&E NGBA | Battery | PGE_NGBA_Li_Battery_4hr_21 | 0 | 0 | 0 | 0 | 0 | 0 | 0 | 0 | 0 | 0 | 0 | 0 | 0 | 0 | 0 | 0 | 0 | 0 | 0 | 0 | 0 | 0 | 0 | 0 | 0 | 0 | Li-ion Battery (4-hr) | PGE_NGBA_Li_Battery_4hr_21 | 0 | 0 | 0 | 0 | 0 | 0 | 0 | 0 | 0 | 0 | 0 | 0 | 0 | 0 | 0 | 0 | 0 | 0 | 0 | 0 | 0 | 0 | 0 | 0 | 0 | 0
PGE_New_Li_Battery_4hr_Generic | PGE_New_Li_Battery_4hr | PGE_NGBA_Li_Battery_4hr_22 | 0 | 0 | 0 | 0 | 0 | 0 | 0 | 0 | 0 | 0 | 0 | 0 | 0 | 0 | 0 | 0 | 0 | 0 | 0 | 0 | 0 | 0 | 0 | 0 | 0 | 0 | PG&E NGBA | Battery | PGE_NGBA_Li_Battery_4hr_22 | 0 | 0 | 0 | 0 | 0 | 0 | 0 | 0 | 0 | 0 | 0 | 0 | 0 | 0 | 0 | 0 | 0 | 0 | 0 | 0 | 0 | 0 | 0 | 0 | 0 | 0 | Li-ion Battery (4-hr) | PGE_NGBA_Li_Battery_4hr_22 | 0 | 0 | 0 | 0 | 0 | 0 | 0 | 0 | 0 | 0 | 0 | 0 | 0 | 0 | 0 | 0 | 0 | 0 | 0 | 0 | 0 | 0 | 0 | 0 | 0 | 0
PGE_New_Li_Battery_4hr_Generic | PGE_New_Li_Battery_4hr | PGE_NGBA_Li_Battery_4hr_23 | 0 | 0 | 0 | 0 | 0 | 0 | 0 | 0 | 0 | 0 | 0 | 0 | 0 | 0 | 0 | 0 | 0 | 0 | 0 | 0 | 0 | 0 | 0 | 0 | 0 | 0 | PG&E NGBA | Battery | PGE_NGBA_Li_Battery_4hr_23 | 0 | 0 | 0 | 0 | 0 | 0 | 0 | 0 | 0 | 0 | 0 | 0 | 0 | 0 | 0 | 0 | 0 | 0 | 0 | 0 | 0 | 0 | 0 | 0 | 0 | 0 | Li-ion Battery (4-hr) | PGE_NGBA_Li_Battery_4hr_23 | 0 | 0 | 0 | 0 | 0 | 0 | 0 | 0 | 0 | 0 | 0 | 0 | 0 | 0 | 0 | 0 | 0 | 0 | 0 | 0 | 0 | 0 | 0 | 0 | 0 | 0
PGE_New_Li_Battery_4hr_Generic | PGE_New_Li_Battery_4hr | PGE_NGBA_Li_Battery_4hr_24 | 0 | 0 | 0 | 0 | 0 | 0 | 0 | 0 | 0 | 0 | 0 | 0 | 0 | 0 | 0 | 0 | 0 | 0 | 0 | 0 | 0 | 0 | 0 | 0 | 0 | 0 | PG&E NGBA | Battery | PGE_NGBA_Li_Battery_4hr_24 | 0 | 0 | 0 | 0 | 0 | 0 | 0 | 0 | 0 | 0 | 0 | 0 | 0 | 0 | 0 | 0 | 0 | 0 | 0 | 0 | 0 | 0 | 0 | 0 | 0 | 0 | Li-ion Battery (4-hr) | PGE_NGBA_Li_Battery_4hr_24 | 0 | 0 | 0 | 0 | 0 | 0 | 0 | 0 | 0 | 0 | 0 | 0 | 0 | 0 | 0 | 0 | 0 | 0 | 0 | 0 | 0 | 0 | 0 | 0 | 0 | 0
PGE_New_Li_Battery_4hr_Generic | PGE_New_Li_Battery_4hr | PGE_NGBA_Li_Battery_4hr_25 | 0 | 0 | 0 | 0 | 0 | 0 | 0.0366 | 0 | 0.1366 | 0 | 0 | 0.1366 | 0 | 0 | 0 | 0 | 0.1366 | 0 | 0 | 0 | 0 | 0.1366 | 0 | 0 | 0 | 0.1366 | PG&E NGBA | Battery | PGE_NGBA_Li_Battery_4hr_25 | 0 | 0 | 0 | 0 | 0 | 0 | 0.0366 | 0 | 0.1366 | 0 | 0 | 0.1366 | 0 | 0 | 0 | 0 | 0.1366 | 0 | 0 | 0 | 0 | 0.1366 | 0 | 0 | 0 | 0.1366 | Li-ion Battery (4-hr) | PGE_NGBA_Li_Battery_4hr_25 | 0 | 0 | 0 | 0 | 0 | 0 | 0 | 0 | 0 | 0 | 0 | 0 | 0 | 0 | 0 | 0 | 0 | 0 | 0 | 0 | 0 | 0 | 0 | 0 | 0 | 0
PGE_New_Li_Battery_4hr_Generic | PGE_New_Li_Battery_4hr | PGE_NGBA_Li_Battery_4hr_27 | 0 | 0 | 0 | 0 | 0 | 0 | 0 | 0 | 0 | 0 | 0 | 0 | 0 | 0 | 0 | 0 | 0 | 0 | 0 | 0 | 0 | 0 | 0 | 0 | 0 | 0 | PG&E NGBA | Battery | PGE_NGBA_Li_Battery_4hr_27 | 0 | 0 | 0 | 0 | 0 | 0 | 0 | 0 | 0 | 0 | 0 | 0 | 0 | 0 | 0 | 0 | 0 | 0 | 0 | 0 | 0 | 0 | 0 | 0 | 0 | 0 | Li-ion Battery (4-hr) | PGE_NGBA_Li_Battery_4hr_27 | 0 | 0 | 0 | 0 | 0 | 0 | 0 | 0 | 0 | 0 | 0 | 0 | 0 | 0 | 0 | 0 | 0 | 0 | 0 | 0 | 0 | 0 | 0 | 0 | 0 | 0
PGE_New_Li_Battery_4hr_Generic | PGE_New_Li_Battery_4hr | PGE_NGBA_Li_Battery_4hr_28 | 0 | 0 | 0 | 0 | 0 | 0 | 0 | 0 | 0 | 0 | 0 | 0 | 0 | 0 | 0 | 0 | 0 | 0 | 0 | 0 | 0 | 0 | 0 | 0 | 0 | 0 | PG&E NGBA | Battery | PGE_NGBA_Li_Battery_4hr_28 | 0 | 0 | 0 | 0 | 0 | 0 | 0 | 0 | 0 | 0 | 0 | 0 | 0 | 0 | 0 | 0 | 0 | 0 | 0 | 0 | 0 | 0 | 0 | 0 | 0 | 0 | Li-ion Battery (4-hr) | PGE_NGBA_Li_Battery_4hr_28 | 0 | 0 | 0 | 0 | 0 | 0 | 0 | 0 | 0 | 0 | 0 | 0 | 0 | 0 | 0 | 0 | 0 | 0 | 0 | 0 | 0 | 0 | 0 | 0 | 0 | 0
PGE_New_Li_Battery_4hr_Generic | PGE_New_Li_Battery_4hr | PGE_NGBA_Li_Battery_4hr_33 | 0 | 0 | 0 | 0 | 0 | 0 | 0 | 0 | 0 | 0 | 0 | 0 | 0 | 0 | 0 | 0 | 0 | 0 | 0 | 0 | 0 | 0 | 0 | 0 | 0 | 0 | PG&E NGBA | Battery | PGE_NGBA_Li_Battery_4hr_33 | 0 | 0 | 0 | 0 | 0 | 0 | 0 | 0 | 0 | 0 | 0 | 0 | 0 | 0 | 0 | 0 | 0 | 0 | 0 | 0 | 0 | 0 | 0 | 0 | 0 | 0 | Li-ion Battery (4-hr) | PGE_NGBA_Li_Battery_4hr_33 | 0 | 0 | 0 | 0 | 0 | 0 | 0 | 0 | 0 | 0 | 0 | 0 | 0 | 0 | 0 | 0 | 0 | 0 | 0 | 0 | 0 | 0 | 0 | 0 | 0 | 0
PGE_New_Li_Battery_4hr_Generic | PGE_New_Li_Battery_4hr | PGE_NGBA_Li_Battery_4hr_35 | 0 | 0 | 0 | 0 | 0 | 0 | 0 | 0 | 0 | 0 | 0 | 0 | 0 | 0 | 0 | 0 | 0 | 0 | 0 | 0 | 0 | 0 | 0 | 0 | 0 | 0 | PG&E NGBA | Battery | PGE_NGBA_Li_Battery_4hr_35 | 0 | 0 | 0 | 0 | 0 | 0 | 0 | 0 | 0 | 0 | 0 | 0 | 0 | 0 | 0 | 0 | 0 | 0 | 0 | 0 | 0 | 0 | 0 | 0 | 0 | 0 | Li-ion Battery (4-hr) | PGE_NGBA_Li_Battery_4hr_35 | 0 | 0 | 0 | 0 | 0 | 0 | 0 | 0 | 0 | 0 | 0 | 0 | 0 | 0 | 0 | 0 | 0 | 0 | 0 | 0 | 0 | 0 | 0 | 0 | 0 | 0
PGE_New_Li_Battery_4hr_Generic | PGE_New_Li_Battery_4hr | PGE_NGBA_Li_Battery_4hr_37 | 0 | 0 | 0 | 0 | 0 | 0 | 0 | 0 | 0 | 0 | 0 | 0 | 0 | 0 | 0 | 0 | 0 | 0 | 0 | 0 | 0 | 0 | 0 | 0 | 0 | 0 | PG&E NGBA | Battery | PGE_NGBA_Li_Battery_4hr_37 | 0 | 0 | 0 | 0 | 0 | 0 | 0 | 0 | 0 | 0 | 0 | 0 | 0 | 0 | 0 | 0 | 0 | 0 | 0 | 0 | 0 | 0 | 0 | 0 | 0 | 0 | Li-ion Battery (4-hr) | PGE_NGBA_Li_Battery_4hr_37 | 0 | 0 | 0 | 0 | 0 | 0 | 0 | 0 | 0 | 0 | 0 | 0 | 0 | 0 | 0 | 0 | 0 | 0 | 0 | 0 | 0 | 0 | 0 | 0 | 0 | 0
PGE_New_Li_Battery_4hr_Generic | PGE_New_Li_Battery_4hr | PGE_NGBA_Li_Battery_4hr_39 | 0 | 0 | 0 | 0 | 0 | 0 | 0 | 0 | 0 | 0 | 0 | 0 | 0 | 0 | 0 | 0 | 0 | 0 | 0 | 0 | 0 | 0 | 0 | 0 | 0 | 0 | PG&E NGBA | Battery | PGE_NGBA_Li_Battery_4hr_39 | 0 | 0 | 0 | 0 | 0 | 0 | 0 | 0 | 0 | 0 | 0 | 0 | 0 | 0 | 0 | 0 | 0 | 0 | 0 | 0 | 0 | 0 | 0 | 0 | 0 | 0 | Li-ion Battery (4-hr) | PGE_NGBA_Li_Battery_4hr_39 | 0 | 0 | 0 | 0 | 0 | 0 | 0 | 0 | 0 | 0 | 0 | 0 | 0 | 0 | 0 | 0 | 0 | 0 | 0 | 0 | 0 | 0 | 0 | 0 | 0 | 0
PGE_New_Li_Battery_4hr_Generic | PGE_New_Li_Battery_4hr | PGE_NGBA_Li_Battery_4hr_47 | 0 | 0 | 0 | 0 | 0 | 0 | 0 | 0 | 0 | 0 | 0 | 0 | 0 | 0 | 0 | 0 | 0 | 0 | 0 | 0 | 0 | 0 | 0 | 0 | 0 | 0 | PG&E NGBA | Battery | PGE_NGBA_Li_Battery_4hr_47 | 0 | 0 | 0 | 0 | 0 | 0 | 0 | 0 | 0 | 0 | 0 | 0 | 0 | 0 | 0 | 0 | 0 | 0 | 0 | 0 | 0 | 0 | 0 | 0 | 0 | 0 | Li-ion Battery (4-hr) | PGE_NGBA_Li_Battery_4hr_47 | 0 | 0 | 0 | 0 | 0 | 0 | 0 | 0 | 0 | 0 | 0 | 0 | 0 | 0 | 0 | 0 | 0 | 0 | 0 | 0 | 0 | 0 | 0 | 0 | 0 | 0
PGE_New_Li_Battery_4hr_Generic | PGE_New_Li_Battery_4hr | PGE_NGBA_Li_Battery_4hr_52 | 0 | 0 | 0 | 0 | 0 | 0 | 0 | 0 | 0 | 0 | 0 | 0 | 0 | 0 | 0 | 0 | 0 | 0 | 0 | 0 | 0 | 0 | 0 | 0 | 0 | 0 | PG&E NGBA | Battery | PGE_NGBA_Li_Battery_4hr_52 | 0 | 0 | 0 | 0 | 0 | 0 | 0 | 0 | 0 | 0 | 0 | 0 | 0 | 0 | 0 | 0 | 0 | 0 | 0 | 0 | 0 | 0 | 0 | 0 | 0 | 0 | Li-ion Battery (4-hr) | PGE_NGBA_Li_Battery_4hr_52 | 0 | 0 | 0 | 0 | 0 | 0 | 0 | 0 | 0 | 0 | 0 | 0 | 0 | 0 | 0 | 0 | 0 | 0 | 0 | 0 | 0 | 0 | 0 | 0 | 0 | 0
PGE_New_Li_Battery_4hr_Generic | PGE_New_Li_Battery_4hr | PGE_NGBA_Li_Battery_4hr_55 | 0 | 0 | 0 | 0 | 0 | 0 | 0 | 0 | 0 | 0 | 0 | 0 | 0 | 0 | 0 | 0 | 0 | 0 | 0 | 0 | 0 | 0 | 0 | 0 | 0 | 0 | PG&E NGBA | Battery | PGE_NGBA_Li_Battery_4hr_55 | 0 | 0 | 0 | 0 | 0 | 0 | 0 | 0 | 0 | 0 | 0 | 0 | 0 | 0 | 0 | 0 | 0 | 0 | 0 | 0 | 0 | 0 | 0 | 0 | 0 | 0 | Li-ion Battery (4-hr) | PGE_NGBA_Li_Battery_4hr_55 | 0 | 0 | 0 | 0 | 0 | 0 | 0 | 0 | 0 | 0 | 0 | 0 | 0 | 0 | 0 | 0 | 0 | 0 | 0 | 0 | 0 | 0 | 0 | 0 | 0 | 0
PGE_New_Li_Battery_4hr_Generic | PGE_New_Li_Battery_4hr | PGE_NGBA_Li_Battery_4hr_57 | 0 | 0 | 0 | 0 | 0 | 0 | 0 | 0 | 0 | 0 | 0 | 0 | 0 | 0 | 0 | 0 | 0 | 0 | 0 | 0 | 0 | 0 | 0 | 0 | 0 | 0 | PG&E NGBA | Battery | PGE_NGBA_Li_Battery_4hr_57 | 0 | 0 | 0 | 0 | 0 | 0 | 0 | 0 | 0 | 0 | 0 | 0 | 0 | 0 | 0 | 0 | 0 | 0 | 0 | 0 | 0 | 0 | 0 | 0 | 0 | 0 | Li-ion Battery (4-hr) | PGE_NGBA_Li_Battery_4hr_57 | 0 | 0 | 0 | 0 | 0 | 0 | 0 | 0 | 0 | 0 | 0 | 0 | 0 | 0 | 0 | 0 | 0 | 0 | 0 | 0 | 0 | 0 | 0 | 0 | 0 | 0
PGE_New_Li_Battery_4hr_Generic | PGE_New_Li_Battery_4hr | PGE_NGBA_Li_Battery_4hr_58 | 0 | 0 | 0 | 0 | 0 | 0 | 0 | 0 | 0 | 0 | 0 | 0 | 0 | 0 | 0 | 0 | 0 | 0 | 0 | 0 | 0 | 0 | 0 | 0 | 0 | 0 | PG&E NGBA | Battery | PGE_NGBA_Li_Battery_4hr_58 | 0 | 0 | 0 | 0 | 0 | 0 | 0 | 0 | 0 | 0 | 0 | 0 | 0 | 0 | 0 | 0 | 0 | 0 | 0 | 0 | 0 | 0 | 0 | 0 | 0 | 0 | Li-ion Battery (4-hr) | PGE_NGBA_Li_Battery_4hr_58 | 0 | 0 | 0 | 0 | 0 | 0 | 0 | 0 | 0 | 0 | 0 | 0 | 0 | 0 | 0 | 0 | 0 | 0 | 0 | 0 | 0 | 0 | 0 | 0 | 0 | 0
PGE_New_Li_Battery_4hr_Generic | PGE_New_Li_Battery_4hr | PGE_NGBA_Li_Battery_4hr_60 | 0 | 0 | 0 | 0 | 0 | 0 | 0 | 0 | 0 | 0 | 0 | 0 | 0 | 0 | 0 | 0 | 0 | 0 | 0 | 0 | 0 | 0 | 0 | 0 | 0 | 0 | PG&E NGBA | Battery | PGE_NGBA_Li_Battery_4hr_60 | 0 | 0 | 0 | 0 | 0 | 0 | 0 | 0 | 0 | 0 | 0 | 0 | 0 | 0 | 0 | 0 | 0 | 0 | 0 | 0 | 0 | 0 | 0 | 0 | 0 | 0 | Li-ion Battery (4-hr) | PGE_NGBA_Li_Battery_4hr_60 | 0 | 0 | 0 | 0 | 0 | 0 | 0 | 0 | 0 | 0 | 0 | 0 | 0 | 0 | 0 | 0 | 0 | 0 | 0 | 0 | 0 | 0 | 0 | 0 | 0 | 0
PGE_New_Li_Battery_4hr_Generic | PGE_New_Li_Battery_4hr | PGE_NGBA_Li_Battery_4hr_61 | 0 | 0 | 0 | 0 | 0 | 0 | 0 | 0 | 0 | 0 | 0 | 0 | 0 | 0 | 0 | 0 | 0 | 0 | 0 | 0 | 0 | 0 | 0 | 0 | 0 | 0 | PG&E NGBA | Battery | PGE_NGBA_Li_Battery_4hr_61 | 0 | 0 | 0 | 0 | 0 | 0 | 0 | 0 | 0 | 0 | 0 | 0 | 0 | 0 | 0 | 0 | 0 | 0 | 0 | 0 | 0 | 0 | 0 | 0 | 0 | 0 | Li-ion Battery (4-hr) | PGE_NGBA_Li_Battery_4hr_61 | 0 | 0 | 0 | 0 | 0 | 0 | 0 | 0 | 0 | 0 | 0 | 0 | 0 | 0 | 0 | 0 | 0 | 0 | 0 | 0 | 0 | 0 | 0 | 0 | 0 | 0
PGE_New_Li_Battery_4hr_Generic | PGE_New_Li_Battery_4hr | PGE_NGBA_Li_Battery_4hr_62 | 0 | 0 | 0 | 0 | 0 | 0 | 0 | 0 | 0 | 0 | 0 | 0 | 0 | 0 | 0 | 0 | 0 | 0 | 0 | 0 | 0 | 0 | 0 | 0 | 0 | 0 | PG&E NGBA | Battery | PGE_NGBA_Li_Battery_4hr_62 | 0 | 0 | 0 | 0 | 0 | 0 | 0 | 0 | 0 | 0 | 0 | 0 | 0 | 0 | 0 | 0 | 0 | 0 | 0 | 0 | 0 | 0 | 0 | 0 | 0 | 0 | Li-ion Battery (4-hr) | PGE_NGBA_Li_Battery_4hr_62 | 0 | 0 | 0 | 0 | 0 | 0 | 0 | 0 | 0 | 0 | 0 | 0 | 0 | 0 | 0 | 0 | 0 | 0 | 0 | 0 | 0 | 0 | 0 | 0 | 0 | 0
PGE_New_Li_Battery_4hr_Generic | PGE_New_Li_Battery_4hr | PGE_NGBA_Li_Battery_4hr_67 | 0 | 0 | 0 | 0 | 0 | 0 | 0 | 0 | 0 | 0 | 0 | 0 | 0 | 0 | 0 | 0 | 0 | 0 | 0 | 0 | 0 | 0 | 0 | 0 | 0 | 0 | PG&E NGBA | Battery | PGE_NGBA_Li_Battery_4hr_67 | 0 | 0 | 0 | 0 | 0 | 0 | 0 | 0 | 0 | 0 | 0 | 0 | 0 | 0 | 0 | 0 | 0 | 0 | 0 | 0 | 0 | 0 | 0 | 0 | 0 | 0 | Li-ion Battery (4-hr) | PGE_NGBA_Li_Battery_4hr_67 | 0 | 0 | 0 | 0 | 0 | 0 | 0 | 0 | 0 | 0 | 0 | 0 | 0 | 0 | 0 | 0 | 0 | 0 | 0 | 0 | 0 | 0 | 0 | 0 | 0 | 0
PGE_New_Li_Battery_4hr_Generic | PGE_New_Li_Battery_4hr | PGE_NGBA_Li_Battery_4hr_7 | 0 | 0 | 0 | 0 | 0 | 0 | 0 | 0 | 0 | 0 | 0 | 0 | 0 | 0 | 0 | 0 | 0 | 0 | 0 | 0 | 0 | 0 | 0 | 0 | 0 | 0 | PG&E NGBA | Battery | PGE_NGBA_Li_Battery_4hr_7 | 0 | 0 | 0 | 0 | 0 | 0 | 0 | 0 | 0 | 0 | 0 | 0 | 0 | 0 | 0 | 0 | 0 | 0 | 0 | 0 | 0 | 0 | 0 | 0 | 0 | 0 | Li-ion Battery (4-hr) | PGE_NGBA_Li_Battery_4hr_7 | 0 | 0 | 0 | 0 | 0 | 0 | 0 | 0 | 0 | 0 | 0 | 0 | 0 | 0 | 0 | 0 | 0 | 0 | 0 | 0 | 0 | 0 | 0 | 0 | 0 | 0
PGE_New_Li_Battery_4hr_Generic | PGE_New_Li_Battery_4hr | PGE_NGBA_Li_Battery_4hr_8 | 0 | 0 | 0 | 0 | 0 | 0 | 0 | 0 | 0 | 0 | 0 | 0 | 0 | 0 | 0 | 0 | 0 | 0 | 0 | 0 | 0 | 0 | 0 | 0 | 0 | 0 | PG&E NGBA | Battery | PGE_NGBA_Li_Battery_4hr_8 | 0 | 0 | 0 | 0 | 0 | 0 | 0 | 0 | 0 | 0 | 0 | 0 | 0 | 0 | 0 | 0 | 0 | 0 | 0 | 0 | 0 | 0 | 0 | 0 | 0 | 0 | Li-ion Battery (4-hr) | PGE_NGBA_Li_Battery_4hr_8 | 0 | 0 | 0 | 0 | 0 | 0 | 0 | 0 | 0 | 0 | 0 | 0 | 0 | 0 | 0 | 0 | 0 | 0 | 0 | 0 | 0 | 0 | 0 | 0 | 0 | 0
PGE_New_Li_Battery_4hr_Generic | PGE_New_Li_Battery_4hr | PGE_NGBA_Li_Battery_4hr_9 | 0 | 0 | 0 | 0 | 0 | 0 | 0 | 0 | 0 | 0 | 0 | 0 | 0 | 0 | 0 | 0 | 0 | 0 | 0 | 0 | 0 | 0 | 0 | 0 | 0 | 0 | PG&E NGBA | Battery | PGE_NGBA_Li_Battery_4hr_9 | 0 | 0 | 0 | 0 | 0 | 0 | 0 | 0 | 0 | 0 | 0 | 0 | 0 | 0 | 0 | 0 | 0 | 0 | 0 | 0 | 0 | 0 | 0 | 0 | 0 | 0 | Li-ion Battery (4-hr) | PGE_NGBA_Li_Battery_4hr_9 | 0 | 0 | 0 | 0 | 0 | 0 | 0 | 0 | 0 | 0 | 0 | 0 | 0 | 0 | 0 | 0 | 0 | 0 | 0 | 0 | 0 | 0 | 0 | 0 | 0 | 0
PGE_New_Li_Battery_8hr_Generic | PGE_New_Li_Battery_8hr | PGE_NGBA_Li_Battery_8hr_1 | 0 | 0 | 0 | 0 | 0 | 0 | 0 | 0 | 0 | 0 | 0 | 0 | 0 | 0 | 0 | 0 | 0 | 0 | 0 | 0 | 0 | 0 | 0 | 0 | 0 | 0 | PG&E NGBA | Battery | PGE_NGBA_Li_Battery_8hr_1 | 0 | 0 | 0 | 0 | 0 | 0 | 0 | 0 | 0 | 0 | 0 | 0 | 0 | 0 | 0 | 0 | 0 | 0 | 0 | 0 | 0 | 0 | 0 | 0 | 0 | 0 | Li-ion Battery (8-hr) | PGE_NGBA_Li_Battery_8hr_1 | 0 | 0 | 0 | 0 | 0 | 0 | 0 | 0 | 0 | 0 | 0 | 0 | 0 | 0 | 0 | 0 | 0 | 0 | 0 | 0 | 0 | 0 | 0 | 0 | 0 | 0
PGE_New_Li_Battery_8hr_Generic | PGE_New_Li_Battery_8hr | PGE_NGBA_Li_Battery_8hr_16 | 0 | 0 | 0 | 0 | 0 | 0 | 0 | 0 | 0 | 0 | 0 | 0 | 0 | 0 | 0 | 0 | 0 | 0 | 0 | 0 | 0 | 0 | 0 | 0 | 0 | 0 | PG&E NGBA | Battery | PGE_NGBA_Li_Battery_8hr_16 | 0 | 0 | 0 | 0 | 0 | 0 | 0 | 0 | 0 | 0 | 0 | 0 | 0 | 0 | 0 | 0 | 0 | 0 | 0 | 0 | 0 | 0 | 0 | 0 | 0 | 0 | Li-ion Battery (8-hr) | PGE_NGBA_Li_Battery_8hr_16 | 0 | 0 | 0 | 0 | 0 | 0 | 0 | 0 | 0 | 0 | 0 | 0 | 0 | 0 | 0 | 0 | 0 | 0 | 0 | 0 | 0 | 0 | 0 | 0 | 0 | 0
PGE_New_Li_Battery_8hr_Generic | PGE_New_Li_Battery_8hr | PGE_NGBA_Li_Battery_8hr_17 | 0 | 0 | 0 | 0 | 0 | 0 | 0 | 0 | 0 | 0 | 0 | 0 | 0 | 0 | 0 | 0 | 0 | 0 | 0 | 0 | 0 | 0 | 0 | 0 | 0 | 0 | PG&E NGBA | Battery | PGE_NGBA_Li_Battery_8hr_17 | 0 | 0 | 0 | 0 | 0 | 0 | 0 | 0 | 0 | 0 | 0 | 0 | 0 | 0 | 0 | 0 | 0 | 0 | 0 | 0 | 0 | 0 | 0 | 0 | 0 | 0 | Li-ion Battery (8-hr) | PGE_NGBA_Li_Battery_8hr_17 | 0 | 0 | 0 | 0 | 0 | 0 | 0 | 0 | 0 | 0 | 0 | 0 | 0 | 0 | 0 | 0 | 0 | 0 | 0 | 0 | 0 | 0 | 0 | 0 | 0 | 0
PGE_New_Li_Battery_8hr_Generic | PGE_New_Li_Battery_8hr | PGE_NGBA_Li_Battery_8hr_18 | 0 | 0 | 0 | 0 | 0 | 0 | 0 | 0 | 0 | 0 | 0 | 0 | 0 | 0 | 0 | 0 | 0 | 0 | 0 | 0 | 0 | 0 | 0 | 0 | 0 | 0 | PG&E NGBA | Battery | PGE_NGBA_Li_Battery_8hr_18 | 0 | 0 | 0 | 0 | 0 | 0 | 0 | 0 | 0 | 0 | 0 | 0 | 0 | 0 | 0 | 0 | 0 | 0 | 0 | 0 | 0 | 0 | 0 | 0 | 0 | 0 | Li-ion Battery (8-hr) | PGE_NGBA_Li_Battery_8hr_18 | 0 | 0 | 0 | 0 | 0 | 0 | 0 | 0 | 0 | 0 | 0 | 0 | 0 | 0 | 0 | 0 | 0 | 0 | 0 | 0 | 0 | 0 | 0 | 0 | 0 | 0
PGE_New_Li_Battery_8hr_Generic | PGE_New_Li_Battery_8hr | PGE_NGBA_Li_Battery_8hr_19 | 0 | 0 | 0 | 0 | 0 | 0 | 0 | 0 | 0 | 0 | 0 | 0 | 0 | 0 | 0 | 0 | 0 | 0 | 0 | 0 | 0 | 0 | 0 | 0 | 0 | 0 | PG&E NGBA | Battery | PGE_NGBA_Li_Battery_8hr_19 | 0 | 0 | 0 | 0 | 0 | 0 | 0 | 0 | 0 | 0 | 0 | 0 | 0 | 0 | 0 | 0 | 0 | 0 | 0 | 0 | 0 | 0 | 0 | 0 | 0 | 0 | Li-ion Battery (8-hr) | PGE_NGBA_Li_Battery_8hr_19 | 0 | 0 | 0 | 0 | 0 | 0 | 0 | 0 | 0 | 0 | 0 | 0 | 0 | 0 | 0 | 0 | 0 | 0 | 0 | 0 | 0 | 0 | 0 | 0 | 0 | 0
PGE_New_Li_Battery_8hr_Generic | PGE_New_Li_Battery_8hr | PGE_NGBA_Li_Battery_8hr_2 | 0 | 0 | 0 | 0 | 0 | 0 | 0 | 0 | 0 | 0 | 0 | 0 | 0 | 0 | 0 | 0 | 0 | 0 | 0 | 0 | 0 | 0 | 0 | 0 | 0 | 0 | PG&E NGBA | Battery | PGE_NGBA_Li_Battery_8hr_2 | 0 | 0 | 0 | 0 | 0 | 0 | 0 | 0 | 0 | 0 | 0 | 0 | 0 | 0 | 0 | 0 | 0 | 0 | 0 | 0 | 0 | 0 | 0 | 0 | 0 | 0 | Li-ion Battery (8-hr) | PGE_NGBA_Li_Battery_8hr_2 | 0 | 0 | 0 | 0 | 0 | 0 | 0 | 0 | 0 | 0 | 0 | 0 | 0 | 0 | 0 | 0 | 0 | 0 | 0 | 0 | 0 | 0 | 0 | 0 | 0 | 0
PGE_New_Li_Battery_8hr_Generic | PGE_New_Li_Battery_8hr | PGE_NGBA_Li_Battery_8hr_20 | 0 | 0 | 0 | 0 | 0 | 0 | 0 | 0 | 0 | 0 | 0 | 0 | 0 | 0 | 0 | 0 | 0 | 0 | 0 | 0 | 0 | 0 | 0 | 0 | 0 | 0 | PG&E NGBA | Battery | PGE_NGBA_Li_Battery_8hr_20 | 0 | 0 | 0 | 0 | 0 | 0 | 0 | 0 | 0 | 0 | 0 | 0 | 0 | 0 | 0 | 0 | 0 | 0 | 0 | 0 | 0 | 0 | 0 | 0 | 0 | 0 | Li-ion Battery (8-hr) | PGE_NGBA_Li_Battery_8hr_20 | 0 | 0 | 0 | 0 | 0 | 0 | 0 | 0 | 0 | 0 | 0 | 0 | 0 | 0 | 0 | 0 | 0 | 0 | 0 | 0 | 0 | 0 | 0 | 0 | 0 | 0
PGE_New_Li_Battery_8hr_Generic | PGE_New_Li_Battery_8hr | PGE_NGBA_Li_Battery_8hr_21 | 0 | 0 | 0 | 0 | 0 | 0 | 0 | 0 | 0 | 0 | 0 | 0 | 0 | 0 | 0 | 0 | 0 | 0 | 0 | 0 | 0 | 0 | 0 | 0 | 0 | 0 | PG&E NGBA | Battery | PGE_NGBA_Li_Battery_8hr_21 | 0 | 0 | 0 | 0 | 0 | 0 | 0 | 0 | 0 | 0 | 0 | 0 | 0 | 0 | 0 | 0 | 0 | 0 | 0 | 0 | 0 | 0 | 0 | 0 | 0 | 0 | Li-ion Battery (8-hr) | PGE_NGBA_Li_Battery_8hr_21 | 0 | 0 | 0 | 0 | 0 | 0 | 0 | 0 | 0 | 0 | 0 | 0 | 0 | 0 | 0 | 0 | 0 | 0 | 0 | 0 | 0 | 0 | 0 | 0 | 0 | 0
PGE_New_Li_Battery_8hr_Generic | PGE_New_Li_Battery_8hr | PGE_NGBA_Li_Battery_8hr_22 | 0 | 0 | 0 | 0 | 0 | 0 | 0 | 0 | 0 | 0 | 0 | 0 | 0 | 0 | 0 | 0 | 0 | 0 | 0 | 0 | 0 | 0 | 0 | 0 | 0 | 0 | PG&E NGBA | Battery | PGE_NGBA_Li_Battery_8hr_22 | 0 | 0 | 0 | 0 | 0 | 0 | 0 | 0 | 0 | 0 | 0 | 0 | 0 | 0 | 0 | 0 | 0 | 0 | 0 | 0 | 0 | 0 | 0 | 0 | 0 | 0 | Li-ion Battery (8-hr) | PGE_NGBA_Li_Battery_8hr_22 | 0 | 0 | 0 | 0 | 0 | 0 | 0 | 0 | 0 | 0 | 0 | 0 | 0 | 0 | 0 | 0 | 0 | 0 | 0 | 0 | 0 | 0 | 0 | 0 | 0 | 0
PGE_New_Li_Battery_8hr_Generic | PGE_New_Li_Battery_8hr | PGE_NGBA_Li_Battery_8hr_23 | 0 | 0 | 0 | 0 | 0 | 0 | 0 | 0 | 0 | 0 | 0 | 0 | 0 | 0 | 0 | 0 | 0 | 0 | 0 | 0 | 0 | 0 | 0 | 0 | 0 | 0 | PG&E NGBA | Battery | PGE_NGBA_Li_Battery_8hr_23 | 0 | 0 | 0 | 0 | 0 | 0 | 0 | 0 | 0 | 0 | 0 | 0 | 0 | 0 | 0 | 0 | 0 | 0 | 0 | 0 | 0 | 0 | 0 | 0 | 0 | 0 | Li-ion Battery (8-hr) | PGE_NGBA_Li_Battery_8hr_23 | 0 | 0 | 0 | 0 | 0 | 0 | 0 | 0 | 0 | 0 | 0 | 0 | 0 | 0 | 0 | 0 | 0 | 0 | 0 | 0 | 0 | 0 | 0 | 0 | 0 | 0
PGE_New_Li_Battery_8hr_Generic | PGE_New_Li_Battery_8hr | PGE_NGBA_Li_Battery_8hr_24 | 0 | 0 | 0 | 0 | 0 | 0 | 0 | 0 | 0 | 0 | 0 | 0 | 0 | 0 | 0 | 0 | 0 | 0 | 0 | 0 | 0 | 0 | 0 | 0 | 0 | 0 | PG&E NGBA | Battery | PGE_NGBA_Li_Battery_8hr_24 | 0 | 0 | 0 | 0 | 0 | 0 | 0 | 0 | 0 | 0 | 0 | 0 | 0 | 0 | 0 | 0 | 0 | 0 | 0 | 0 | 0 | 0 | 0 | 0 | 0 | 0 | Li-ion Battery (8-hr) | PGE_NGBA_Li_Battery_8hr_24 | 0 | 0 | 0 | 0 | 0 | 0 | 0 | 0 | 0 | 0 | 0 | 0 | 0 | 0 | 0 | 0 | 0 | 0 | 0 | 0 | 0 | 0 | 0 | 0 | 0 | 0
PGE_New_Li_Battery_8hr_Generic | PGE_New_Li_Battery_8hr | PGE_NGBA_Li_Battery_8hr_25 | 0 | 0 | 0 | 0 | 0 | 0 | 0 | 0 | 0 | 0 | 0 | 0 | 0 | 0 | 0 | 0 | 0 | 0 | 0 | 0 | 0 | 0 | 0 | 0 | 0 | 0 | PG&E NGBA | Battery | PGE_NGBA_Li_Battery_8hr_25 | 0 | 0 | 0 | 0 | 0 | 0 | 0 | 0 | 0 | 0 | 0 | 0 | 0 | 0 | 0 | 0 | 0 | 0 | 0 | 0 | 0 | 0 | 0 | 0 | 0 | 0 | Li-ion Battery (8-hr) | PGE_NGBA_Li_Battery_8hr_25 | 0 | 0 | 0 | 0 | 0 | 0 | 0 | 0 | 0 | 0 | 0 | 0 | 0 | 0 | 0 | 0 | 0 | 0 | 0 | 0 | 0 | 0 | 0 | 0 | 0 | 0
PGE_New_Li_Battery_8hr_Generic | PGE_New_Li_Battery_8hr | PGE_NGBA_Li_Battery_8hr_27 | 0 | 0 | 0 | 0 | 0 | 0 | 0 | 0 | 0 | 0 | 0 | 0 | 0 | 0 | 0 | 0 | 0 | 0 | 0 | 0 | 0 | 0 | 0 | 0 | 0 | 0 | PG&E NGBA | Battery | PGE_NGBA_Li_Battery_8hr_27 | 0 | 0 | 0 | 0 | 0 | 0 | 0 | 0 | 0 | 0 | 0 | 0 | 0 | 0 | 0 | 0 | 0 | 0 | 0 | 0 | 0 | 0 | 0 | 0 | 0 | 0 | Li-ion Battery (8-hr) | PGE_NGBA_Li_Battery_8hr_27 | 0 | 0 | 0 | 0 | 0 | 0 | 0 | 0 | 0 | 0 | 0 | 0 | 0 | 0 | 0 | 0 | 0 | 0 | 0 | 0 | 0 | 0 | 0 | 0 | 0 | 0
PGE_New_Li_Battery_8hr_Generic | PGE_New_Li_Battery_8hr | PGE_NGBA_Li_Battery_8hr_28 | 0 | 0 | 0 | 0 | 0 | 0 | 0 | 0 | 0 | 0 | 0 | 0 | 0 | 0 | 0 | 0 | 0 | 0 | 0 | 0 | 0 | 0 | 0 | 0 | 0 | 0 | PG&E NGBA | Battery | PGE_NGBA_Li_Battery_8hr_28 | 0 | 0 | 0 | 0 | 0 | 0 | 0 | 0 | 0 | 0 | 0 | 0 | 0 | 0 | 0 | 0 | 0 | 0 | 0 | 0 | 0 | 0 | 0 | 0 | 0 | 0 | Li-ion Battery (8-hr) | PGE_NGBA_Li_Battery_8hr_28 | 0 | 0 | 0 | 0 | 0 | 0 | 0 | 0 | 0 | 0 | 0 | 0 | 0 | 0 | 0 | 0 | 0 | 0 | 0 | 0 | 0 | 0 | 0 | 0 | 0 | 0
PGE_New_Li_Battery_8hr_Generic | PGE_New_Li_Battery_8hr | PGE_NGBA_Li_Battery_8hr_33 | 0 | 0 | 0 | 0 | 0 | 0 | 0 | 0 | 0 | 0 | 0 | 0 | 0 | 0 | 0 | 0 | 0 | 0 | 0 | 0 | 0 | 0 | 0 | 0 | 0 | 0 | PG&E NGBA | Battery | PGE_NGBA_Li_Battery_8hr_33 | 0 | 0 | 0 | 0 | 0 | 0 | 0 | 0 | 0 | 0 | 0 | 0 | 0 | 0 | 0 | 0 | 0 | 0 | 0 | 0 | 0 | 0 | 0 | 0 | 0 | 0 | Li-ion Battery (8-hr) | PGE_NGBA_Li_Battery_8hr_33 | 0 | 0 | 0 | 0 | 0 | 0 | 0 | 0 | 0 | 0 | 0 | 0 | 0 | 0 | 0 | 0 | 0 | 0 | 0 | 0 | 0 | 0 | 0 | 0 | 0 | 0
PGE_New_Li_Battery_8hr_Generic | PGE_New_Li_Battery_8hr | PGE_NGBA_Li_Battery_8hr_35 | 0 | 0 | 0 | 0 | 0 | 0 | 0 | 0 | 0 | 0 | 0 | 0 | 0 | 0 | 0 | 0 | 0 | 0 | 0 | 0 | 0 | 0 | 0 | 0 | 0 | 0 | PG&E NGBA | Battery | PGE_NGBA_Li_Battery_8hr_35 | 0 | 0 | 0 | 0 | 0 | 0 | 0 | 0 | 0 | 0 | 0 | 0 | 0 | 0 | 0 | 0 | 0 | 0 | 0 | 0 | 0 | 0 | 0 | 0 | 0 | 0 | Li-ion Battery (8-hr) | PGE_NGBA_Li_Battery_8hr_35 | 0 | 0 | 0 | 0 | 0 | 0 | 0 | 0 | 0 | 0 | 0 | 0 | 0 | 0 | 0 | 0 | 0 | 0 | 0 | 0 | 0 | 0 | 0 | 0 | 0 | 0
PGE_New_Li_Battery_8hr_Generic | PGE_New_Li_Battery_8hr | PGE_NGBA_Li_Battery_8hr_37 | 0 | 0 | 0 | 0 | 0 | 0 | 0 | 0 | 0 | 0 | 0 | 0 | 0 | 0 | 0 | 0 | 0 | 0 | 0 | 0 | 0 | 0 | 0 | 0 | 0 | 0 | PG&E NGBA | Battery | PGE_NGBA_Li_Battery_8hr_37 | 0 | 0 | 0 | 0 | 0 | 0 | 0 | 0 | 0 | 0 | 0 | 0 | 0 | 0 | 0 | 0 | 0 | 0 | 0 | 0 | 0 | 0 | 0 | 0 | 0 | 0 | Li-ion Battery (8-hr) | PGE_NGBA_Li_Battery_8hr_37 | 0 | 0 | 0 | 0 | 0 | 0 | 0 | 0 | 0 | 0 | 0 | 0 | 0 | 0 | 0 | 0 | 0 | 0 | 0 | 0 | 0 | 0 | 0 | 0 | 0 | 0
PGE_New_Li_Battery_8hr_Generic | PGE_New_Li_Battery_8hr | PGE_NGBA_Li_Battery_8hr_39 | 0 | 0 | 0 | 0 | 0 | 0 | 0 | 0 | 0 | 0 | 0 | 0 | 0 | 0 | 0 | 0 | 0 | 0 | 0 | 0 | 0 | 0 | 0 | 0 | 0 | 0 | PG&E NGBA | Battery | PGE_NGBA_Li_Battery_8hr_39 | 0 | 0 | 0 | 0 | 0 | 0 | 0 | 0 | 0 | 0 | 0 | 0 | 0 | 0 | 0 | 0 | 0 | 0 | 0 | 0 | 0 | 0 | 0 | 0 | 0 | 0 | Li-ion Battery (8-hr) | PGE_NGBA_Li_Battery_8hr_39 | 0 | 0 | 0 | 0 | 0 | 0 | 0 | 0 | 0 | 0 | 0 | 0 | 0 | 0 | 0 | 0 | 0 | 0 | 0 | 0 | 0 | 0 | 0 | 0 | 0 | 0
PGE_New_Li_Battery_8hr_Generic | PGE_New_Li_Battery_8hr | PGE_NGBA_Li_Battery_8hr_47 | 0 | 0 | 0 | 0 | 0 | 0 | 0 | 0 | 0 | 0 | 0 | 0 | 0 | 0 | 0 | 0 | 0 | 0 | 0 | 0 | 0 | 0 | 0 | 0 | 0 | 0 | PG&E NGBA | Battery | PGE_NGBA_Li_Battery_8hr_47 | 0 | 0 | 0 | 0 | 0 | 0 | 0 | 0 | 0 | 0 | 0 | 0 | 0 | 0 | 0 | 0 | 0 | 0 | 0 | 0 | 0 | 0 | 0 | 0 | 0 | 0 | Li-ion Battery (8-hr) | PGE_NGBA_Li_Battery_8hr_47 | 0 | 0 | 0 | 0 | 0 | 0 | 0 | 0 | 0 | 0 | 0 | 0 | 0 | 0 | 0 | 0 | 0 | 0 | 0 | 0 | 0 | 0 | 0 | 0 | 0 | 0
PGE_New_Li_Battery_8hr_Generic | PGE_New_Li_Battery_8hr | PGE_NGBA_Li_Battery_8hr_52 | 0 | 0 | 0 | 0 | 0 | 0 | 0 | 0 | 0 | 0 | 0 | 0 | 0 | 0 | 0 | 0 | 0 | 0 | 0 | 0 | 0 | 0 | 0 | 0 | 0 | 0 | PG&E NGBA | Battery | PGE_NGBA_Li_Battery_8hr_52 | 0 | 0 | 0 | 0 | 0 | 0 | 0 | 0 | 0 | 0 | 0 | 0 | 0 | 0 | 0 | 0 | 0 | 0 | 0 | 0 | 0 | 0 | 0 | 0 | 0 | 0 | Li-ion Battery (8-hr) | PGE_NGBA_Li_Battery_8hr_52 | 0 | 0 | 0 | 0 | 0 | 0 | 0 | 0 | 0 | 0 | 0 | 0 | 0 | 0 | 0 | 0 | 0 | 0 | 0 | 0 | 0 | 0 | 0 | 0 | 0 | 0
PGE_New_Li_Battery_8hr_Generic | PGE_New_Li_Battery_8hr | PGE_NGBA_Li_Battery_8hr_55 | 0 | 0 | 0 | 0 | 0 | 0 | 0 | 0 | 0 | 0 | 0 | 0 | 0 | 0 | 0 | 0 | 0 | 0 | 0 | 0 | 0 | 0 | 0 | 0 | 0 | 0 | PG&E NGBA | Battery | PGE_NGBA_Li_Battery_8hr_55 | 0 | 0 | 0 | 0 | 0 | 0 | 0 | 0 | 0 | 0 | 0 | 0 | 0 | 0 | 0 | 0 | 0 | 0 | 0 | 0 | 0 | 0 | 0 | 0 | 0 | 0 | Li-ion Battery (8-hr) | PGE_NGBA_Li_Battery_8hr_55 | 0 | 0 | 0 | 0 | 0 | 0 | 0 | 0 | 0 | 0 | 0 | 0 | 0 | 0 | 0 | 0 | 0 | 0 | 0 | 0 | 0 | 0 | 0 | 0 | 0 | 0
PGE_New_Li_Battery_8hr_Generic | PGE_New_Li_Battery_8hr | PGE_NGBA_Li_Battery_8hr_57 | 0 | 0 | 0 | 0 | 0 | 0 | 0 | 0 | 0 | 0 | 0 | 0 | 0 | 0 | 0 | 0 | 0 | 0 | 0 | 0 | 0 | 0 | 0 | 0 | 0 | 0 | PG&E NGBA | Battery | PGE_NGBA_Li_Battery_8hr_57 | 0 | 0 | 0 | 0 | 0 | 0 | 0 | 0 | 0 | 0 | 0 | 0 | 0 | 0 | 0 | 0 | 0 | 0 | 0 | 0 | 0 | 0 | 0 | 0 | 0 | 0 | Li-ion Battery (8-hr) | PGE_NGBA_Li_Battery_8hr_57 | 0 | 0 | 0 | 0 | 0 | 0 | 0 | 0 | 0 | 0 | 0 | 0 | 0 | 0 | 0 | 0 | 0 | 0 | 0 | 0 | 0 | 0 | 0 | 0 | 0 | 0
PGE_New_Li_Battery_8hr_Generic | PGE_New_Li_Battery_8hr | PGE_NGBA_Li_Battery_8hr_58 | 0 | 0 | 0 | 0 | 0 | 0 | 0 | 0 | 0 | 0 | 0 | 0 | 0 | 0 | 0 | 0 | 0 | 0 | 0 | 0 | 0 | 0 | 0 | 0 | 0 | 0 | PG&E NGBA | Battery | PGE_NGBA_Li_Battery_8hr_58 | 0 | 0 | 0 | 0 | 0 | 0 | 0 | 0 | 0 | 0 | 0 | 0 | 0 | 0 | 0 | 0 | 0 | 0 | 0 | 0 | 0 | 0 | 0 | 0 | 0 | 0 | Li-ion Battery (8-hr) | PGE_NGBA_Li_Battery_8hr_58 | 0 | 0 | 0 | 0 | 0 | 0 | 0 | 0 | 0 | 0 | 0 | 0 | 0 | 0 | 0 | 0 | 0 | 0 | 0 | 0 | 0 | 0 | 0 | 0 | 0 | 0
PGE_New_Li_Battery_8hr_Generic | PGE_New_Li_Battery_8hr | PGE_NGBA_Li_Battery_8hr_60 | 0 | 0 | 0 | 0 | 0 | 0 | 0 | 0 | 0 | 0 | 0 | 0 | 0 | 0 | 0 | 0 | 0 | 0 | 0 | 0 | 0 | 0 | 0 | 0 | 0 | 0 | PG&E NGBA | Battery | PGE_NGBA_Li_Battery_8hr_60 | 0 | 0 | 0 | 0 | 0 | 0 | 0 | 0 | 0 | 0 | 0 | 0 | 0 | 0 | 0 | 0 | 0 | 0 | 0 | 0 | 0 | 0 | 0 | 0 | 0 | 0 | Li-ion Battery (8-hr) | PGE_NGBA_Li_Battery_8hr_60 | 0 | 0 | 0 | 0 | 0 | 0 | 0 | 0 | 0 | 0 | 0 | 0 | 0 | 0 | 0 | 0 | 0 | 0 | 0 | 0 | 0 | 0 | 0 | 0 | 0 | 0
PGE_New_Li_Battery_8hr_Generic | PGE_New_Li_Battery_8hr | PGE_NGBA_Li_Battery_8hr_61 | 0 | 0 | 0 | 0 | 0 | 0 | 0 | 0 | 0 | 0 | 0 | 0 | 0 | 0 | 0 | 0 | 0 | 0 | 0 | 0 | 0 | 0 | 0 | 0 | 0 | 0 | PG&E NGBA | Battery | PGE_NGBA_Li_Battery_8hr_61 | 0 | 0 | 0 | 0 | 0 | 0 | 0 | 0 | 0 | 0 | 0 | 0 | 0 | 0 | 0 | 0 | 0 | 0 | 0 | 0 | 0 | 0 | 0 | 0 | 0 | 0 | Li-ion Battery (8-hr) | PGE_NGBA_Li_Battery_8hr_61 | 0 | 0 | 0 | 0 | 0 | 0 | 0 | 0 | 0 | 0 | 0 | 0 | 0 | 0 | 0 | 0 | 0 | 0 | 0 | 0 | 0 | 0 | 0 | 0 | 0 | 0
PGE_New_Li_Battery_8hr_Generic | PGE_New_Li_Battery_8hr | PGE_NGBA_Li_Battery_8hr_62 | 0 | 0 | 0 | 0 | 0 | 0 | 0 | 0 | 0 | 0 | 0 | 0 | 0 | 0 | 0 | 0 | 0 | 0 | 0 | 0 | 0 | 0 | 0 | 0 | 0 | 0 | PG&E NGBA | Battery | PGE_NGBA_Li_Battery_8hr_62 | 0 | 0 | 0 | 0 | 0 | 0 | 0 | 0 | 0 | 0 | 0 | 0 | 0 | 0 | 0 | 0 | 0 | 0 | 0 | 0 | 0 | 0 | 0 | 0 | 0 | 0 | Li-ion Battery (8-hr) | PGE_NGBA_Li_Battery_8hr_62 | 0 | 0 | 0 | 0 | 0 | 0 | 0 | 0 | 0 | 0 | 0 | 0 | 0 | 0 | 0 | 0 | 0 | 0 | 0 | 0 | 0 | 0 | 0 | 0 | 0 | 0
PGE_New_Li_Battery_8hr_Generic | PGE_New_Li_Battery_8hr | PGE_NGBA_Li_Battery_8hr_67 | 0 | 0 | 0 | 0 | 0 | 0 | 0 | 0 | 0 | 0 | 0 | 0 | 0 | 0 | 0 | 0 | 0 | 0 | 0 | 0 | 0 | 0 | 0 | 0 | 0 | 0 | PG&E NGBA | Battery | PGE_NGBA_Li_Battery_8hr_67 | 0 | 0 | 0 | 0 | 0 | 0 | 0 | 0 | 0 | 0 | 0 | 0 | 0 | 0 | 0 | 0 | 0 | 0 | 0 | 0 | 0 | 0 | 0 | 0 | 0 | 0 | Li-ion Battery (8-hr) | PGE_NGBA_Li_Battery_8hr_67 | 0 | 0 | 0 | 0 | 0 | 0 | 0 | 0 | 0 | 0 | 0 | 0 | 0 | 0 | 0 | 0 | 0 | 0 | 0 | 0 | 0 | 0 | 0 | 0 | 0 | 0
PGE_New_Li_Battery_8hr_Generic | PGE_New_Li_Battery_8hr | PGE_NGBA_Li_Battery_8hr_7 | 0 | 0 | 0 | 0 | 0 | 0 | 0 | 0 | 0 | 0 | 0 | 0 | 0 | 0 | 0 | 0 | 0 | 0 | 0 | 0 | 0 | 0 | 0 | 0 | 0 | 0 | PG&E NGBA | Battery | PGE_NGBA_Li_Battery_8hr_7 | 0 | 0 | 0 | 0 | 0 | 0 | 0 | 0 | 0 | 0 | 0 | 0 | 0 | 0 | 0 | 0 | 0 | 0 | 0 | 0 | 0 | 0 | 0 | 0 | 0 | 0 | Li-ion Battery (8-hr) | PGE_NGBA_Li_Battery_8hr_7 | 0 | 0 | 0 | 0 | 0 | 0 | 0 | 0 | 0 | 0 | 0 | 0 | 0 | 0 | 0 | 0 | 0 | 0 | 0 | 0 | 0 | 0 | 0 | 0 | 0 | 0
PGE_New_Li_Battery_8hr_Generic | PGE_New_Li_Battery_8hr | PGE_NGBA_Li_Battery_8hr_8 | 0 | 0 | 0 | 0 | 0 | 0 | 0 | 0 | 0 | 0 | 0 | 0 | 0 | 0 | 0 | 0 | 0 | 0 | 0 | 0 | 0 | 0 | 0 | 0 | 0 | 0 | PG&E NGBA | Battery | PGE_NGBA_Li_Battery_8hr_8 | 0 | 0 | 0 | 0 | 0 | 0 | 0 | 0 | 0 | 0 | 0 | 0 | 0 | 0 | 0 | 0 | 0 | 0 | 0 | 0 | 0 | 0 | 0 | 0 | 0 | 0 | Li-ion Battery (8-hr) | PGE_NGBA_Li_Battery_8hr_8 | 0 | 0 | 0 | 0 | 0 | 0 | 0 | 0 | 0 | 0 | 0 | 0 | 0 | 0 | 0 | 0 | 0 | 0 | 0 | 0 | 0 | 0 | 0 | 0 | 0 | 0
PGE_New_Li_Battery_8hr_Generic | PGE_New_Li_Battery_8hr | PGE_NGBA_Li_Battery_8hr_9 | 0 | 0 | 0 | 0 | 0 | 0 | 0 | 0 | 0 | 0 | 0 | 0 | 0 | 0 | 0 | 0 | 0 | 0 | 0 | 0 | 0 | 0 | 0 | 0 | 0 | 0 | PG&E NGBA | Battery | PGE_NGBA_Li_Battery_8hr_9 | 0 | 0 | 0 | 0 | 0 | 0 | 0 | 0 | 0 | 0 | 0 | 0 | 0 | 0 | 0 | 0 | 0 | 0 | 0 | 0 | 0 | 0 | 0 | 0 | 0 | 0 | Li-ion Battery (8-hr) | PGE_NGBA_Li_Battery_8hr_9 | 0 | 0 | 0 | 0 | 0 | 0 | 0 | 0 | 0 | 0 | 0 | 0 | 0 | 0 | 0 | 0 | 0 | 0 | 0 | 0 | 0 | 0 | 0 | 0 | 0 | 0
PGE_NGBA_Solar_Generic | PGE_NGBA_Solar | PGE_NGBA_Solar_1 | 0 | 0 | 0 | 0 | 0 | 0 | 0 | 0 | 0 | 0 | 0 | 0 | 0 | 0 | 0 | 0 | 0 | 0 | 0 | 0 | 0 | 0 | 0 | 0 | 0 | 2.1624 | PG&E NGBA | Solar | PGE_NGBA_Solar_1 | 0 | 0 | 0 | 0 | 0 | 0 | 0 | 0 | 0 | 0 | 0 | 0 | 0 | 0 | 0 | 0 | 0 | 0 | 0 | 0 | 0 | 0 | 0 | 0 | 0 | 2.1624 |  | PGE_NGBA_Solar_1 | 0 | 0 | 0 | 0 | 0 | 0 | 0 | 0 | 0 | 0 | 0 | 0 | 0 | 0 | 0 | 0 | 0 | 0 | 0 | 0 | 0 | 0 | 0 | 0 | 0 | 0
PGE_NGBA_Solar_Generic | PGE_NGBA_Solar | PGE_NGBA_Solar_16 | 0 | 0 | 0 | 0 | 0 | 0 | 0 | 0 | 0 | 0 | 0 | 1.1041 | 0 | 0 | 0 | 0 | 1.1041 | 0 | 0 | 0 | 0 | 1.1041 | 0 | 0 | 0 | 1.1041 | PG&E NGBA | Solar | PGE_NGBA_Solar_16 | 0 | 0 | 0 | 0 | 0 | 0 | 0 | 0 | 0 | 0 | 0 | 0 | 0 | 0 | 0 | 0 | 0 | 0 | 0 | 0 | 0 | 0 | 0 | 0 | 0 | 0 |  | PGE_NGBA_Solar_16 | 0 | 0 | 0 | 0 | 0 | 0 | 0 | 0 | 0 | 0 | 0 | 1.1 | 0 | 0 | 0 | 0 | 1.1 | 0 | 0 | 0 | 0 | 1.1 | 0 | 0 | 0 | 1.1
PGE_NGBA_Solar_Generic | PGE_NGBA_Solar | PGE_NGBA_Solar_17 | 0 | 0 | 0 | 0 | 0 | 0 | 0 | 0 | 0 | 0 | 0 | 0 | 0 | 0 | 0 | 0 | 0 | 0 | 0 | 0 | 0 | 0 | 0 | 0 | 0 | 0 | PG&E NGBA | Solar | PGE_NGBA_Solar_17 | 0 | 0 | 0 | 0 | 0 | 0 | 0 | 0 | 0 | 0 | 0 | 0 | 0 | 0 | 0 | 0 | 0 | 0 | 0 | 0 | 0 | 0 | 0 | 0 | 0 | 0 |  | PGE_NGBA_Solar_17 | 0 | 0 | 0 | 0 | 0 | 0 | 0 | 0 | 0 | 0 | 0 | 0 | 0 | 0 | 0 | 0 | 0 | 0 | 0 | 0 | 0 | 0 | 0 | 0 | 0 | 0
PGE_NGBA_Solar_Generic | PGE_NGBA_Solar | PGE_NGBA_Solar_18 | 0 | 0 | 0 | 0 | 0 | 0 | 0 | 0 | 0 | 0 | 0 | 0 | 0 | 0 | 0 | 0 | 0 | 0 | 0 | 0 | 0 | 0 | 0 | 0 | 0 | 0 | PG&E NGBA | Solar | PGE_NGBA_Solar_18 | 0 | 0 | 0 | 0 | 0 | 0 | 0 | 0 | 0 | 0 | 0 | 0 | 0 | 0 | 0 | 0 | 0 | 0 | 0 | 0 | 0 | 0 | 0 | 0 | 0 | 0 |  | PGE_NGBA_Solar_18 | 0 | 0 | 0 | 0 | 0 | 0 | 0 | 0 | 0 | 0 | 0 | 0 | 0 | 0 | 0 | 0 | 0 | 0 | 0 | 0 | 0 | 0 | 0 | 0 | 0 | 0
PGE_NGBA_Solar_Generic | PGE_NGBA_Solar | PGE_NGBA_Solar_19 | 0 | 0 | 0 | 0 | 0 | 0 | 0 | 0 | 0 | 0 | 0 | 0 | 0 | 0 | 0 | 0 | 0 | 0 | 0 | 0 | 0 | 0 | 0 | 0 | 0 | 0 | PG&E NGBA | Solar | PGE_NGBA_Solar_19 | 0 | 0 | 0 | 0 | 0 | 0 | 0 | 0 | 0 | 0 | 0 | 0 | 0 | 0 | 0 | 0 | 0 | 0 | 0 | 0 | 0 | 0 | 0 | 0 | 0 | 0 |  | PGE_NGBA_Solar_19 | 0 | 0 | 0 | 0 | 0 | 0 | 0 | 0 | 0 | 0 | 0 | 0 | 0 | 0 | 0 | 0 | 0 | 0 | 0 | 0 | 0 | 0 | 0 | 0 | 0 | 0
PGE_NGBA_Solar_Generic | PGE_NGBA_Solar | PGE_NGBA_Solar_2 | 0 | 0 | 0 | 0 | 0 | 0 | 0 | 0 | 0 | 0 | 0 | 0 | 0 | 0 | 0 | 0 | 0 | 0 | 0 | 0 | 0 | 0 | 0 | 0 | 0 | 0 | PG&E NGBA | Solar | PGE_NGBA_Solar_2 | 0 | 0 | 0 | 0 | 0 | 0 | 0 | 0 | 0 | 0 | 0 | 0 | 0 | 0 | 0 | 0 | 0 | 0 | 0 | 0 | 0 | 0 | 0 | 0 | 0 | 0 |  | PGE_NGBA_Solar_2 | 0 | 0 | 0 | 0 | 0 | 0 | 0 | 0 | 0 | 0 | 0 | 0 | 0 | 0 | 0 | 0 | 0 | 0 | 0 | 0 | 0 | 0 | 0 | 0 | 0 | 0
PGE_NGBA_Solar_Generic | PGE_NGBA_Solar | PGE_NGBA_Solar_20 | 0 | 0 | 0 | 0 | 0 | 0 | 0 | 0 | 0 | 0 | 0 | 0 | 0 | 0 | 0 | 0 | 0 | 0 | 0 | 0 | 0 | 0 | 0 | 0 | 0 | 0 | PG&E NGBA | Solar | PGE_NGBA_Solar_20 | 0 | 0 | 0 | 0 | 0 | 0 | 0 | 0 | 0 | 0 | 0 | 0 | 0 | 0 | 0 | 0 | 0 | 0 | 0 | 0 | 0 | 0 | 0 | 0 | 0 | 0 |  | PGE_NGBA_Solar_20 | 0 | 0 | 0 | 0 | 0 | 0 | 0 | 0 | 0 | 0 | 0 | 0 | 0 | 0 | 0 | 0 | 0 | 0 | 0 | 0 | 0 | 0 | 0 | 0 | 0 | 0
PGE_NGBA_Solar_Generic | PGE_NGBA_Solar | PGE_NGBA_Solar_21 | 0 | 0 | 0 | 0 | 0 | 0 | 0 | 0 | 0 | 0 | 0 | 0 | 0 | 0 | 0 | 0 | 0 | 0 | 0 | 0 | 0 | 0 | 0 | 0 | 0 | 0 | PG&E NGBA | Solar | PGE_NGBA_Solar_21 | 0 | 0 | 0 | 0 | 0 | 0 | 0 | 0 | 0 | 0 | 0 | 0 | 0 | 0 | 0 | 0 | 0 | 0 | 0 | 0 | 0 | 0 | 0 | 0 | 0 | 0 |  | PGE_NGBA_Solar_21 | 0 | 0 | 0 | 0 | 0 | 0 | 0 | 0 | 0 | 0 | 0 | 0 | 0 | 0 | 0 | 0 | 0 | 0 | 0 | 0 | 0 | 0 | 0 | 0 | 0 | 0
PGE_NGBA_Solar_Generic | PGE_NGBA_Solar | PGE_NGBA_Solar_22 | 0 | 0 | 0 | 0 | 0 | 0 | 0 | 0 | 0 | 0 | 0 | 0 | 0 | 0 | 0 | 0 | 0 | 0 | 0 | 0 | 0 | 0 | 0 | 0 | 0 | 0 | PG&E NGBA | Solar | PGE_NGBA_Solar_22 | 0 | 0 | 0 | 0 | 0 | 0 | 0 | 0 | 0 | 0 | 0 | 0 | 0 | 0 | 0 | 0 | 0 | 0 | 0 | 0 | 0 | 0 | 0 | 0 | 0 | 0 |  | PGE_NGBA_Solar_22 | 0 | 0 | 0 | 0 | 0 | 0 | 0 | 0 | 0 | 0 | 0 | 0 | 0 | 0 | 0 | 0 | 0 | 0 | 0 | 0 | 0 | 0 | 0 | 0 | 0 | 0
PGE_NGBA_Solar_Generic | PGE_NGBA_Solar | PGE_NGBA_Solar_23 | 0 | 0 | 0 | 0 | 0 | 0 | 0 | 0 | 0 | 0 | 0 | 0.027175 | 0 | 0 | 0 | 0 | 0.027175 | 0 | 0 | 0 | 0 | 0.027175 | 0 | 0 | 0 | 0.027175 | PG&E NGBA | Solar | PGE_NGBA_Solar_23 | 0 | 0 | 0 | 0 | 0 | 0 | 0 | 0 | 0 | 0 | 0 | 0 | 0 | 0 | 0 | 0 | 0 | 0 | 0 | 0 | 0 | 0 | 0 | 0 | 0 | 0 |  | PGE_NGBA_Solar_23 | 0 | 0 | 0 | 0 | 0 | 0 | 0 | 0 | 0 | 0 | 0 | 0.03 | 0 | 0 | 0 | 0 | 0.03 | 0 | 0 | 0 | 0 | 0.03 | 0 | 0 | 0 | 0.03
PGE_NGBA_Solar_Generic | PGE_NGBA_Solar | PGE_NGBA_Solar_24 | 0 | 0 | 0 | 0 | 0 | 0 | 0 | 0 | 0 | 0 | 0 | 0 | 0 | 0 | 0 | 0 | 0 | 0 | 0 | 0 | 0 | 0 | 0 | 0 | 0 | 0 | PG&E NGBA | Solar | PGE_NGBA_Solar_24 | 0 | 0 | 0 | 0 | 0 | 0 | 0 | 0 | 0 | 0 | 0 | 0 | 0 | 0 | 0 | 0 | 0 | 0 | 0 | 0 | 0 | 0 | 0 | 0 | 0 | 0 |  | PGE_NGBA_Solar_24 | 0 | 0 | 0 | 0 | 0 | 0 | 0 | 0 | 0 | 0 | 0 | 0 | 0 | 0 | 0 | 0 | 0 | 0 | 0 | 0 | 0 | 0 | 0 | 0 | 0 | 0
PGE_NGBA_Solar_Generic | PGE_NGBA_Solar | PGE_NGBA_Solar_25 | 0 | 0 | 0 | 0 | 0 | 0 | 0 | 0 | 0 | 0 | 0 | 0 | 0 | 0 | 0 | 0 | 0 | 0 | 0 | 0 | 0 | 0 | 0 | 0 | 0 | 0 | PG&E NGBA | Solar | PGE_NGBA_Solar_25 | 0 | 0 | 0 | 0 | 0 | 0 | 0 | 0 | 0 | 0 | 0 | 0 | 0 | 0 | 0 | 0 | 0 | 0 | 0 | 0 | 0 | 0 | 0 | 0 | 0 | 0 |  | PGE_NGBA_Solar_25 | 0 | 0 | 0 | 0 | 0 | 0 | 0 | 0 | 0 | 0 | 0 | 0 | 0 | 0 | 0 | 0 | 0 | 0 | 0 | 0 | 0 | 0 | 0 | 0 | 0 | 0
PGE_NGBA_Solar_Generic | PGE_NGBA_Solar | PGE_NGBA_Solar_27 | 0 | 0 | 0 | 0 | 0 | 0 | 0 | 0 | 0 | 0 | 0 | 0 | 0 | 0 | 0 | 0 | 0 | 0 | 0 | 0 | 0 | 0 | 0 | 0 | 0 | 0 | PG&E NGBA | Solar | PGE_NGBA_Solar_27 | 0 | 0 | 0 | 0 | 0 | 0 | 0 | 0 | 0 | 0 | 0 | 0 | 0 | 0 | 0 | 0 | 0 | 0 | 0 | 0 | 0 | 0 | 0 | 0 | 0 | 0 |  | PGE_NGBA_Solar_27 | 0 | 0 | 0 | 0 | 0 | 0 | 0 | 0 | 0 | 0 | 0 | 0 | 0 | 0 | 0 | 0 | 0 | 0 | 0 | 0 | 0 | 0 | 0 | 0 | 0 | 0
PGE_NGBA_Solar_Generic | PGE_NGBA_Solar | PGE_NGBA_Solar_28 | 0 | 0 | 0 | 0 | 0 | 0 | 0 | 0 | 0 | 0 | 0 | 0.31289 | 0 | 0 | 0 | 0 | 0.31289 | 0 | 0 | 0 | 0 | 0.31289 | 0 | 0 | 0 | 0.31289 | PG&E NGBA | Solar | PGE_NGBA_Solar_28 | 0 | 0 | 0 | 0 | 0 | 0 | 0 | 0 | 0 | 0 | 0 | 0 | 0 | 0 | 0 | 0 | 0 | 0 | 0 | 0 | 0 | 0 | 0 | 0 | 0 | 0 |  | PGE_NGBA_Solar_28 | 0 | 0 | 0 | 0 | 0 | 0 | 0 | 0 | 0 | 0 | 0 | 0.31 | 0 | 0 | 0 | 0 | 0.31 | 0 | 0 | 0 | 0 | 0.31 | 0 | 0 | 0 | 0.31
PGE_NGBA_Solar_Generic | PGE_NGBA_Solar | PGE_NGBA_Solar_33 | 0 | 0 | 0 | 0 | 0 | 0 | 0 | 0 | 0 | 0 | 0 | 0.15644 | 0 | 0 | 0 | 0 | 0.15644 | 0 | 0 | 0 | 0 | 0.15644 | 0 | 0 | 0 | 0.15644 | PG&E NGBA | Solar | PGE_NGBA_Solar_33 | 0 | 0 | 0 | 0 | 0 | 0 | 0 | 0 | 0 | 0 | 0 | 0 | 0 | 0 | 0 | 0 | 0 | 0 | 0 | 0 | 0 | 0 | 0 | 0 | 0 | 0 |  | PGE_NGBA_Solar_33 | 0 | 0 | 0 | 0 | 0 | 0 | 0 | 0 | 0 | 0 | 0 | 0.16 | 0 | 0 | 0 | 0 | 0.16 | 0 | 0 | 0 | 0 | 0.16 | 0 | 0 | 0 | 0.16
PGE_NGBA_Solar_Generic | PGE_NGBA_Solar | PGE_NGBA_Solar_35 | 0 | 0 | 0 | 0 | 0 | 0 | 0 | 0 | 0 | 0 | 0 | 0 | 0 | 0 | 0 | 0 | 0 | 0 | 0 | 0 | 0 | 0 | 0 | 0 | 0 | 0 | PG&E NGBA | Solar | PGE_NGBA_Solar_35 | 0 | 0 | 0 | 0 | 0 | 0 | 0 | 0 | 0 | 0 | 0 | 0 | 0 | 0 | 0 | 0 | 0 | 0 | 0 | 0 | 0 | 0 | 0 | 0 | 0 | 0 |  | PGE_NGBA_Solar_35 | 0 | 0 | 0 | 0 | 0 | 0 | 0 | 0 | 0 | 0 | 0 | 0 | 0 | 0 | 0 | 0 | 0 | 0 | 0 | 0 | 0 | 0 | 0 | 0 | 0 | 0
PGE_NGBA_Solar_Generic | PGE_NGBA_Solar | PGE_NGBA_Solar_37 | 0 | 0 | 0 | 0 | 0 | 0 | 0 | 0 | 0 | 0 | 0 | 0 | 0 | 0 | 0 | 0 | 0 | 0 | 0 | 0 | 0 | 0 | 0 | 0 | 0 | 0 | PG&E NGBA | Solar | PGE_NGBA_Solar_37 | 0 | 0 | 0 | 0 | 0 | 0 | 0 | 0 | 0 | 0 | 0 | 0 | 0 | 0 | 0 | 0 | 0 | 0 | 0 | 0 | 0 | 0 | 0 | 0 | 0 | 0 |  | PGE_NGBA_Solar_37 | 0 | 0 | 0 | 0 | 0 | 0 | 0 | 0 | 0 | 0 | 0 | 0 | 0 | 0 | 0 | 0 | 0 | 0 | 0 | 0 | 0 | 0 | 0 | 0 | 0 | 0
PGE_NGBA_Solar_Generic | PGE_NGBA_Solar | PGE_NGBA_Solar_39 | 0 | 0 | 0 | 0 | 0 | 0 | 0 | 0 | 0 | 0 | 0 | 0.19079 | 0 | 0 | 0 | 0 | 0.19079 | 0 | 0 | 0 | 0 | 0.19079 | 0 | 0 | 0 | 0.19079 | PG&E NGBA | Solar | PGE_NGBA_Solar_39 | 0 | 0 | 0 | 0 | 0 | 0 | 0 | 0 | 0 | 0 | 0 | 0 | 0 | 0 | 0 | 0 | 0 | 0 | 0 | 0 | 0 | 0 | 0 | 0 | 0 | 0 |  | PGE_NGBA_Solar_39 | 0 | 0 | 0 | 0 | 0 | 0 | 0 | 0 | 0 | 0 | 0 | 0.19 | 0 | 0 | 0 | 0 | 0.19 | 0 | 0 | 0 | 0 | 0.19 | 0 | 0 | 0 | 0.19
PGE_NGBA_Solar_Generic | PGE_NGBA_Solar | PGE_NGBA_Solar_47 | 0 | 0 | 0 | 0 | 0 | 0 | 0 | 0 | 0 | 0 | 0 | 0.016242 | 0 | 0 | 0 | 0 | 0.016242 | 0 | 0 | 0 | 0 | 0.016242 | 0 | 0 | 0 | 0.016242 | PG&E NGBA | Solar | PGE_NGBA_Solar_47 | 0 | 0 | 0 | 0 | 0 | 0 | 0 | 0 | 0 | 0 | 0 | 0 | 0 | 0 | 0 | 0 | 0 | 0 | 0 | 0 | 0 | 0 | 0 | 0 | 0 | 0 |  | PGE_NGBA_Solar_47 | 0 | 0 | 0 | 0 | 0 | 0 | 0 | 0 | 0 | 0 | 0 | 0.02 | 0 | 0 | 0 | 0 | 0.02 | 0 | 0 | 0 | 0 | 0.02 | 0 | 0 | 0 | 0.02
PGE_NGBA_Solar_Generic | PGE_NGBA_Solar | PGE_NGBA_Solar_52 | 0 | 0 | 0 | 0 | 0 | 0 | 0 | 0 | 0 | 0 | 0 | 0 | 0 | 0 | 0 | 0 | 0 | 0 | 0 | 0 | 0 | 0 | 0 | 0 | 0 | 0 | PG&E NGBA | Solar | PGE_NGBA_Solar_52 | 0 | 0 | 0 | 0 | 0 | 0 | 0 | 0 | 0 | 0 | 0 | 0 | 0 | 0 | 0 | 0 | 0 | 0 | 0 | 0 | 0 | 0 | 0 | 0 | 0 | 0 |  | PGE_NGBA_Solar_52 | 0 | 0 | 0 | 0 | 0 | 0 | 0 | 0 | 0 | 0 | 0 | 0 | 0 | 0 | 0 | 0 | 0 | 0 | 0 | 0 | 0 | 0 | 0 | 0 | 0 | 0
PGE_NGBA_Solar_Generic | PGE_NGBA_Solar | PGE_NGBA_Solar_55 | 0 | 0 | 0 | 0 | 0 | 0 | 0 | 0 | 0 | 0 | 0 | 0 | 0 | 0 | 0 | 0 | 0 | 0 | 0 | 0 | 0 | 0 | 0 | 0 | 0 | 0 | PG&E NGBA | Solar | PGE_NGBA_Solar_55 | 0 | 0 | 0 | 0 | 0 | 0 | 0 | 0 | 0 | 0 | 0 | 0 | 0 | 0 | 0 | 0 | 0 | 0 | 0 | 0 | 0 | 0 | 0 | 0 | 0 | 0 |  | PGE_NGBA_Solar_55 | 0 | 0 | 0 | 0 | 0 | 0 | 0 | 0 | 0 | 0 | 0 | 0 | 0 | 0 | 0 | 0 | 0 | 0 | 0 | 0 | 0 | 0 | 0 | 0 | 0 | 0
PGE_NGBA_Solar_Generic | PGE_NGBA_Solar | PGE_NGBA_Solar_57 | 0 | 0 | 0 | 0 | 0 | 0 | 0 | 0 | 0 | 0 | 0 | 0 | 0 | 0 | 0 | 0 | 0 | 0 | 0 | 0 | 0 | 0 | 0 | 0 | 0 | 0 | PG&E NGBA | Solar | PGE_NGBA_Solar_57 | 0 | 0 | 0 | 0 | 0 | 0 | 0 | 0 | 0 | 0 | 0 | 0 | 0 | 0 | 0 | 0 | 0 | 0 | 0 | 0 | 0 | 0 | 0 | 0 | 0 | 0 |  | PGE_NGBA_Solar_57 | 0 | 0 | 0 | 0 | 0 | 0 | 0 | 0 | 0 | 0 | 0 | 0 | 0 | 0 | 0 | 0 | 0 | 0 | 0 | 0 | 0 | 0 | 0 | 0 | 0 | 0
PGE_NGBA_Solar_Generic | PGE_NGBA_Solar | PGE_NGBA_Solar_58 | 0 | 0 | 0 | 0 | 0 | 0 | 0 | 0 | 0 | 0 | 0 | 0 | 0 | 0 | 0 | 0 | 0 | 0 | 0 | 0 | 0 | 0 | 0 | 0 | 0 | 0 | PG&E NGBA | Solar | PGE_NGBA_Solar_58 | 0 | 0 | 0 | 0 | 0 | 0 | 0 | 0 | 0 | 0 | 0 | 0 | 0 | 0 | 0 | 0 | 0 | 0 | 0 | 0 | 0 | 0 | 0 | 0 | 0 | 0 |  | PGE_NGBA_Solar_58 | 0 | 0 | 0 | 0 | 0 | 0 | 0 | 0 | 0 | 0 | 0 | 0 | 0 | 0 | 0 | 0 | 0 | 0 | 0 | 0 | 0 | 0 | 0 | 0 | 0 | 0
PGE_NGBA_Solar_Generic | PGE_NGBA_Solar | PGE_NGBA_Solar_60 | 0 | 0 | 0 | 0 | 0 | 0 | 0.022 | 0 | 0.022 | 0 | 0 | 0.1492 | 0 | 0 | 0 | 0 | 0.1492 | 0 | 0 | 0 | 0 | 0.1492 | 0 | 0 | 0 | 0.1492 | PG&E NGBA | Solar | PGE_NGBA_Solar_60 | 0 | 0 | 0 | 0 | 0 | 0 | 0 | 0 | 0 | 0 | 0 | 0 | 0 | 0 | 0 | 0 | 0 | 0 | 0 | 0 | 0 | 0 | 0 | 0 | 0 | 0 |  | PGE_NGBA_Solar_60 | 0 | 0 | 0 | 0 | 0 | 0 | 0.02 | 0 | 0.02 | 0 | 0 | 0.15 | 0 | 0 | 0 | 0 | 0.15 | 0 | 0 | 0 | 0 | 0.15 | 0 | 0 | 0 | 0.15
PGE_NGBA_Solar_Generic | PGE_NGBA_Solar | PGE_NGBA_Solar_61 | 0 | 0 | 0 | 0 | 0 | 0 | 0 | 0 | 0 | 0 | 0 | 0 | 0 | 0 | 0 | 0 | 0 | 0 | 0 | 0 | 0 | 0 | 0 | 0 | 0 | 0 | PG&E NGBA | Solar | PGE_NGBA_Solar_61 | 0 | 0 | 0 | 0 | 0 | 0 | 0 | 0 | 0 | 0 | 0 | 0 | 0 | 0 | 0 | 0 | 0 | 0 | 0 | 0 | 0 | 0 | 0 | 0 | 0 | 0 |  | PGE_NGBA_Solar_61 | 0 | 0 | 0 | 0 | 0 | 0 | 0 | 0 | 0 | 0 | 0 | 0 | 0 | 0 | 0 | 0 | 0 | 0 | 0 | 0 | 0 | 0 | 0 | 0 | 0 | 0
PGE_NGBA_Solar_Generic | PGE_NGBA_Solar | PGE_NGBA_Solar_62 | 0 | 0 | 0 | 0 | 0 | 0 | 0 | 0 | 0 | 0 | 0 | 0 | 0 | 0 | 0 | 0 | 0 | 0 | 0 | 0 | 0 | 0 | 0 | 0 | 0 | 0 | PG&E NGBA | Solar | PGE_NGBA_Solar_62 | 0 | 0 | 0 | 0 | 0 | 0 | 0 | 0 | 0 | 0 | 0 | 0 | 0 | 0 | 0 | 0 | 0 | 0 | 0 | 0 | 0 | 0 | 0 | 0 | 0 | 0 |  | PGE_NGBA_Solar_62 | 0 | 0 | 0 | 0 | 0 | 0 | 0 | 0 | 0 | 0 | 0 | 0 | 0 | 0 | 0 | 0 | 0 | 0 | 0 | 0 | 0 | 0 | 0 | 0 | 0 | 0
PGE_NGBA_Solar_Generic | PGE_NGBA_Solar | PGE_NGBA_Solar_67 | 0 | 0 | 0 | 0 | 0 | 0 | 0 | 0 | 0 | 0 | 0 | 0 | 0 | 0 | 0 | 0 | 0 | 0 | 0 | 0 | 0 | 0 | 0 | 0 | 0 | 0 | PG&E NGBA | Solar | PGE_NGBA_Solar_67 | 0 | 0 | 0 | 0 | 0 | 0 | 0 | 0 | 0 | 0 | 0 | 0 | 0 | 0 | 0 | 0 | 0 | 0 | 0 | 0 | 0 | 0 | 0 | 0 | 0 | 0 |  | PGE_NGBA_Solar_67 | 0 | 0 | 0 | 0 | 0 | 0 | 0 | 0 | 0 | 0 | 0 | 0 | 0 | 0 | 0 | 0 | 0 | 0 | 0 | 0 | 0 | 0 | 0 | 0 | 0 | 0
PGE_NGBA_Solar_Generic | PGE_NGBA_Solar | PGE_NGBA_Solar_7 | 0 | 0 | 0 | 0 | 0 | 0 | 0 | 0 | 0 | 0 | 0 | 0 | 0 | 0 | 0 | 0 | 0 | 0 | 0 | 0 | 0 | 0 | 0 | 0 | 0 | 0 | PG&E NGBA | Solar | PGE_NGBA_Solar_7 | 0 | 0 | 0 | 0 | 0 | 0 | 0 | 0 | 0 | 0 | 0 | 0 | 0 | 0 | 0 | 0 | 0 | 0 | 0 | 0 | 0 | 0 | 0 | 0 | 0 | 0 |  | PGE_NGBA_Solar_7 | 0 | 0 | 0 | 0 | 0 | 0 | 0 | 0 | 0 | 0 | 0 | 0 | 0 | 0 | 0 | 0 | 0 | 0 | 0 | 0 | 0 | 0 | 0 | 0 | 0 | 0
PGE_NGBA_Solar_Generic | PGE_NGBA_Solar | PGE_NGBA_Solar_8 | 0 | 0 | 0 | 0 | 0 | 0 | 0 | 0 | 0 | 0 | 0 | 0 | 0 | 0 | 0 | 0 | 0 | 0 | 0 | 0 | 0 | 0 | 0 | 0 | 0 | 0 | PG&E NGBA | Solar | PGE_NGBA_Solar_8 | 0 | 0 | 0 | 0 | 0 | 0 | 0 | 0 | 0 | 0 | 0 | 0 | 0 | 0 | 0 | 0 | 0 | 0 | 0 | 0 | 0 | 0 | 0 | 0 | 0 | 0 |  | PGE_NGBA_Solar_8 | 0 | 0 | 0 | 0 | 0 | 0 | 0 | 0 | 0 | 0 | 0 | 0 | 0 | 0 | 0 | 0 | 0 | 0 | 0 | 0 | 0 | 0 | 0 | 0 | 0 | 0
PGE_NGBA_Solar_Generic | PGE_NGBA_Solar | PGE_NGBA_Solar_9 | 0 | 0 | 0 | 0 | 0 | 0 | 0 | 0 | 0 | 0 | 0 | 0 | 0 | 0 | 0 | 0 | 0 | 0 | 0 | 0 | 0 | 0 | 0 | 0 | 0 | 0 | PG&E NGBA | Solar | PGE_NGBA_Solar_9 | 0 | 0 | 0 | 0 | 0 | 0 | 0 | 0 | 0 | 0 | 0 | 0 | 0 | 0 | 0 | 0 | 0 | 0 | 0 | 0 | 0 | 0 | 0 | 0 | 0 | 0 |  | PGE_NGBA_Solar_9 | 0 | 0 | 0 | 0 | 0 | 0 | 0 | 0 | 0 | 0 | 0 | 0 | 0 | 0 | 0 | 0 | 0 | 0 | 0 | 0 | 0 | 0 | 0 | 0 | 0 | 0
PGE_NGBA_Wind_Generic | PGE_NGBA_Wind | PGE_NGBA_Wind_1 | 0 | 0 | 0 | 0 | 0 | 0 | 0 | 0 | 0 | 0 | 0 | 0 | 0 | 0 | 0 | 0 | 0 | 0 | 0 | 0 | 0 | 0.87882 | 0 | 0 | 0 | 0.87882 | PG&E NGBA | Wind | PGE_NGBA_Wind_1 | 0 | 0 | 0 | 0 | 0 | 0 | 0 | 0 | 0 | 0 | 0 | 0 | 0 | 0 | 0 | 0 | 0 | 0 | 0 | 0 | 0 | 0.87882 | 0 | 0 | 0 | 0.87882 |  | PGE_NGBA_Wind_1 | 0 | 0 | 0 | 0 | 0 | 0 | 0 | 0 | 0 | 0 | 0 | 0 | 0 | 0 | 0 | 0 | 0 | 0 | 0 | 0 | 0 | 0 | 0 | 0 | 0 | 0
PGE_NGBA_Wind_Generic | PGE_NGBA_Wind | PGE_NGBA_Wind_19 | 0 | 0 | 0 | 0 | 0 | 0 | 0 | 0 | 0 | 0 | 0 | 0 | 0 | 0 | 0 | 0 | 0.07136 | 0 | 0 | 0 | 0 | 0.07136 | 0 | 0 | 0 | 0.07136 | PG&E NGBA | Wind | PGE_NGBA_Wind_19 | 0 | 0 | 0 | 0 | 0 | 0 | 0 | 0 | 0 | 0 | 0 | 0 | 0 | 0 | 0 | 0 | 0 | 0 | 0 | 0 | 0 | 0 | 0 | 0 | 0 | 0 |  | PGE_NGBA_Wind_19 | 0 | 0 | 0 | 0 | 0 | 0 | 0 | 0 | 0 | 0 | 0 | 0 | 0 | 0 | 0 | 0 | 0.07 | 0 | 0 | 0 | 0 | 0.07 | 0 | 0 | 0 | 0.07
PGE_NGBA_Wind_Generic | PGE_NGBA_Wind | PGE_NGBA_Wind_2 | 0 | 0 | 0 | 0 | 0 | 0 | 0 | 0 | 0 | 0 | 0 | 0 | 0 | 0 | 0 | 0 | 0.018095 | 0 | 0 | 0 | 0 | 0.018095 | 0 | 0 | 0 | 0.018095 | PG&E NGBA | Wind | PGE_NGBA_Wind_2 | 0 | 0 | 0 | 0 | 0 | 0 | 0 | 0 | 0 | 0 | 0 | 0 | 0 | 0 | 0 | 0 | 0 | 0 | 0 | 0 | 0 | 0 | 0 | 0 | 0 | 0 |  | PGE_NGBA_Wind_2 | 0 | 0 | 0 | 0 | 0 | 0 | 0 | 0 | 0 | 0 | 0 | 0 | 0 | 0 | 0 | 0 | 0.02 | 0 | 0 | 0 | 0 | 0.02 | 0 | 0 | 0 | 0.02
PGE_NGBA_Wind_Generic | PGE_NGBA_Wind | PGE_NGBA_Wind_21 | 0 | 0 | 0 | 0 | 0 | 0 | 0 | 0 | 0 | 0 | 0 | 0 | 0 | 0 | 0 | 0 | 0.191 | 0 | 0 | 0 | 0 | 0.191 | 0 | 0 | 0 | 0.191 | PG&E NGBA | Wind | PGE_NGBA_Wind_21 | 0 | 0 | 0 | 0 | 0 | 0 | 0 | 0 | 0 | 0 | 0 | 0 | 0 | 0 | 0 | 0 | 0 | 0 | 0 | 0 | 0 | 0 | 0 | 0 | 0 | 0 |  | PGE_NGBA_Wind_21 | 0 | 0 | 0 | 0 | 0 | 0 | 0 | 0 | 0 | 0 | 0 | 0 | 0 | 0 | 0 | 0 | 0.19 | 0 | 0 | 0 | 0 | 0.19 | 0 | 0 | 0 | 0.19
PGE_NGBA_Wind_Generic | PGE_NGBA_Wind | PGE_NGBA_Wind_27 | 0 | 0 | 0 | 0 | 0 | 0 | 0 | 0 | 0 | 0 | 0 | 0 | 0 | 0 | 0 | 0 | 0.085014 | 0 | 0 | 0 | 0 | 0.085014 | 0 | 0 | 0 | 0.085014 | PG&E NGBA | Wind | PGE_NGBA_Wind_27 | 0 | 0 | 0 | 0 | 0 | 0 | 0 | 0 | 0 | 0 | 0 | 0 | 0 | 0 | 0 | 0 | 0 | 0 | 0 | 0 | 0 | 0 | 0 | 0 | 0 | 0 |  | PGE_NGBA_Wind_27 | 0 | 0 | 0 | 0 | 0 | 0 | 0 | 0 | 0 | 0 | 0 | 0 | 0 | 0 | 0 | 0 | 0.09 | 0 | 0 | 0 | 0 | 0.09 | 0 | 0 | 0 | 0.09
PGE_NGBA_Wind_Generic | PGE_NGBA_Wind | PGE_NGBA_Wind_28 | 0 | 0 | 0 | 0 | 0 | 0 | 0 | 0 | 0 | 0 | 0 | 0.021418 | 0 | 0 | 0 | 0 | 0.021418 | 0 | 0 | 0 | 0 | 0.021418 | 0 | 0 | 0 | 0.021418 | PG&E NGBA | Wind | PGE_NGBA_Wind_28 | 0 | 0 | 0 | 0 | 0 | 0 | 0 | 0 | 0 | 0 | 0 | 0 | 0 | 0 | 0 | 0 | 0 | 0 | 0 | 0 | 0 | 0 | 0 | 0 | 0 | 0 |  | PGE_NGBA_Wind_28 | 0 | 0 | 0 | 0 | 0 | 0 | 0 | 0 | 0 | 0 | 0 | 0.02 | 0 | 0 | 0 | 0 | 0.02 | 0 | 0 | 0 | 0 | 0.02 | 0 | 0 | 0 | 0.02
PGE_NGBA_Wind_Generic | PGE_NGBA_Wind | PGE_NGBA_Wind_33 | 0 | 0 | 0 | 0 | 0 | 0 | 0 | 0 | 0 | 0 | 0 | 0.010709 | 0 | 0 | 0 | 0 | 0.010709 | 0 | 0 | 0 | 0 | 0.010709 | 0 | 0 | 0 | 0.010709 | PG&E NGBA | Wind | PGE_NGBA_Wind_33 | 0 | 0 | 0 | 0 | 0 | 0 | 0 | 0 | 0 | 0 | 0 | 0 | 0 | 0 | 0 | 0 | 0 | 0 | 0 | 0 | 0 | 0 | 0 | 0 | 0 | 0 |  | PGE_NGBA_Wind_33 | 0 | 0 | 0 | 0 | 0 | 0 | 0 | 0 | 0 | 0 | 0 | 0.01 | 0 | 0 | 0 | 0 | 0.01 | 0 | 0 | 0 | 0 | 0.01 | 0 | 0 | 0 | 0.01
PGE_NGBA_Wind_Generic | PGE_NGBA_Wind | PGE_NGBA_Wind_35 | 0 | 0 | 0 | 0 | 0 | 0 | 0 | 0 | 0 | 0 | 0 | 0 | 0 | 0 | 0 | 0 | 0.025005 | 0 | 0 | 0 | 0 | 0.025005 | 0 | 0 | 0 | 0.025005 | PG&E NGBA | Wind | PGE_NGBA_Wind_35 | 0 | 0 | 0 | 0 | 0 | 0 | 0 | 0 | 0 | 0 | 0 | 0 | 0 | 0 | 0 | 0 | 0 | 0 | 0 | 0 | 0 | 0 | 0 | 0 | 0 | 0 |  | PGE_NGBA_Wind_35 | 0 | 0 | 0 | 0 | 0 | 0 | 0 | 0 | 0 | 0 | 0 | 0 | 0 | 0 | 0 | 0 | 0.03 | 0 | 0 | 0 | 0 | 0.03 | 0 | 0 | 0 | 0.03
PGE_NGBA_Wind_Generic | PGE_NGBA_Wind | PGE_NGBA_Wind_37 | 0 | 0 | 0 | 0 | 0 | 0 | 0 | 0 | 0 | 0 | 0 | 0 | 0 | 0 | 0 | 0 | 0.077869 | 0 | 0 | 0 | 0 | 0.077869 | 0 | 0 | 0 | 0.077869 | PG&E NGBA | Wind | PGE_NGBA_Wind_37 | 0 | 0 | 0 | 0 | 0 | 0 | 0 | 0 | 0 | 0 | 0 | 0 | 0 | 0 | 0 | 0 | 0 | 0 | 0 | 0 | 0 | 0 | 0 | 0 | 0 | 0 |  | PGE_NGBA_Wind_37 | 0 | 0 | 0 | 0 | 0 | 0 | 0 | 0 | 0 | 0 | 0 | 0 | 0 | 0 | 0 | 0 | 0.08 | 0 | 0 | 0 | 0 | 0.08 | 0 | 0 | 0 | 0.08
PGE_NGBA_Wind_Generic | PGE_NGBA_Wind | PGE_NGBA_Wind_39 | 0 | 0 | 0 | 0 | 0 | 0 | 0 | 0 | 0 | 0 | 0 | 0.048593 | 0 | 0 | 0 | 0 | 0.048593 | 0 | 0 | 0 | 0 | 0.048593 | 0 | 0 | 0 | 0.048593 | PG&E NGBA | Wind | PGE_NGBA_Wind_39 | 0 | 0 | 0 | 0 | 0 | 0 | 0 | 0 | 0 | 0 | 0 | 0 | 0 | 0 | 0 | 0 | 0 | 0 | 0 | 0 | 0 | 0 | 0 | 0 | 0 | 0 |  | PGE_NGBA_Wind_39 | 0 | 0 | 0 | 0 | 0 | 0 | 0 | 0 | 0 | 0 | 0 | 0.05 | 0 | 0 | 0 | 0 | 0.05 | 0 | 0 | 0 | 0 | 0.05 | 0 | 0 | 0 | 0.05
PGE_NGBA_Wind_Generic | PGE_NGBA_Wind | PGE_NGBA_Wind_47 | 0 | 0 | 0 | 0 | 0 | 0 | 0 | 0 | 0 | 0 | 0 | 0 | 0 | 0 | 0 | 0 | 0.00020776 | 0 | 0 | 0 | 0 | 0.00020776 | 0 | 0 | 0 | 0.00020776 | PG&E NGBA | Wind | PGE_NGBA_Wind_47 | 0 | 0 | 0 | 0 | 0 | 0 | 0 | 0 | 0 | 0 | 0 | 0 | 0 | 0 | 0 | 0 | 0 | 0 | 0 | 0 | 0 | 0 | 0 | 0 | 0 | 0 |  | PGE_NGBA_Wind_47 | 0 | 0 | 0 | 0 | 0 | 0 | 0 | 0 | 0 | 0 | 0 | 0 | 0 | 0 | 0 | 0 | 0 | 0 | 0 | 0 | 0 | 0 | 0 | 0 | 0 | 0
PGE_NGBA_Wind_Generic | PGE_NGBA_Wind | PGE_NGBA_Wind_55 | 0 | 0 | 0 | 0 | 0 | 0 | 0 | 0 | 0 | 0 | 0 | 9.7344e-05 | 0 | 0 | 0 | 0 | 0.011821 | 0 | 0 | 0 | 0 | 0.011821 | 0 | 0 | 0 | 0.011821 | PG&E NGBA | Wind | PGE_NGBA_Wind_55 | 0 | 0 | 0 | 0 | 0 | 0 | 0 | 0 | 0 | 0 | 0 | 0 | 0 | 0 | 0 | 0 | 0 | 0 | 0 | 0 | 0 | 0 | 0 | 0 | 0 | 0 |  | PGE_NGBA_Wind_55 | 0 | 0 | 0 | 0 | 0 | 0 | 0 | 0 | 0 | 0 | 0 | 0 | 0 | 0 | 0 | 0 | 0.01 | 0 | 0 | 0 | 0 | 0.01 | 0 | 0 | 0 | 0.01
PGE_NGBA_Wind_Generic | PGE_NGBA_Wind | PGE_NGBA_Wind_59 | 0 | 0 | 0 | 0 | 0 | 0 | 0.072 | 0 | 0.072 | 0 | 0 | 0.12518 | 0 | 0 | 0 | 0 | 0.12518 | 0 | 0 | 0 | 0 | 0.12518 | 0 | 0 | 0 | 0.12518 | PG&E NGBA | Wind | PGE_NGBA_Wind_59 | 0 | 0 | 0 | 0 | 0 | 0 | 0 | 0 | 0 | 0 | 0 | 0 | 0 | 0 | 0 | 0 | 0 | 0 | 0 | 0 | 0 | 0 | 0 | 0 | 0 | 0 |  | PGE_NGBA_Wind_59 | 0 | 0 | 0 | 0 | 0 | 0 | 0.07 | 0 | 0.07 | 0 | 0 | 0.13 | 0 | 0 | 0 | 0 | 0.13 | 0 | 0 | 0 | 0 | 0.13 | 0 | 0 | 0 | 0.13
PGE_NGBA_Wind_Generic | PGE_NGBA_Wind | PGE_NGBA_Wind_7 | 0 | 0 | 0 | 0 | 0 | 0 | 0 | 0 | 0 | 0 | 0 | 0 | 0 | 0 | 0 | 0 | 0.075687 | 0 | 0 | 0 | 0 | 0.075687 | 0 | 0 | 0 | 0.075687 | PG&E NGBA | Wind | PGE_NGBA_Wind_7 | 0 | 0 | 0 | 0 | 0 | 0 | 0 | 0 | 0 | 0 | 0 | 0 | 0 | 0 | 0 | 0 | 0 | 0 | 0 | 0 | 0 | 0 | 0 | 0 | 0 | 0 |  | PGE_NGBA_Wind_7 | 0 | 0 | 0 | 0 | 0 | 0 | 0 | 0 | 0 | 0 | 0 | 0 | 0 | 0 | 0 | 0 | 0.08 | 0 | 0 | 0 | 0 | 0.08 | 0 | 0 | 0 | 0.08
PGE_Northeast_CA_New_EGS_Generic | PGE_Northeast_CA_New_EGS | PGE_Northeast_CA_EGS_NF_1 | 0 | 0 | 0 | 0 | 0 | 0 | 0 | 0 | 0 | 0 | 0 | 0 | 0 | 0 | 0 | 0 | 0 | 0 | 0 | 0 | 0 | 0 | 0 | 0 | 0 | 0 | PG&E NGBA | Geothermal | PGE_Northeast_CA_EGS_NF_1 | 0 | 0 | 0 | 0 | 0 | 0 | 0 | 0 | 0 | 0 | 0 | 0 | 0 | 0 | 0 | 0 | 0 | 0 | 0 | 0 | 0 | 0 | 0 | 0 | 0 | 0 |  | PGE_Northeast_CA_EGS_NF_1 | 0 | 0 | 0 | 0 | 0 | 0 | 0 | 0 | 0 | 0 | 0 | 0 | 0 | 0 | 0 | 0 | 0 | 0 | 0 | 0 | 0 | 0 | 0 | 0 | 0 | 0
PGE_New_Geothermal_Generic | PGE_New_Geothermal | PGE_Northeast_CA_Geothermal_1 | 0 | 0 | 0 | 0 | 0 | 0 | 0 | 0 | 0 | 0 | 0 | 0 | 0 | 0 | 0 | 0 | 0.1783 | 0 | 0 | 0 | 0 | 0.1783 | 0 | 0 | 0 | 0.1783 | PG&E NGBA | Geothermal | PGE_Northeast_CA_Geothermal_1 | 0 | 0 | 0 | 0 | 0 | 0 | 0 | 0 | 0 | 0 | 0 | 0 | 0 | 0 | 0 | 0 | 0.1783 | 0 | 0 | 0 | 0 | 0.1783 | 0 | 0 | 0 | 0.1783 |  | PGE_Northeast_CA_Geothermal_1 | 0 | 0 | 0 | 0 | 0 | 0 | 0 | 0 | 0 | 0 | 0 | 0 | 0 | 0 | 0 | 0 | 0 | 0 | 0 | 0 | 0 | 0 | 0 | 0 | 0 | 0
PGE_Northeast_CA_Wind_Generic | PGE_Northeast_CA_Wind | PGE_Northeast_CA_Wind_1 | 0 | 0 | 0 | 0 | 0 | 0 | 0 | 0 | 0 | 0 | 0 | 0 | 0 | 0 | 0 | 0 | 0 | 0 | 0 | 0 | 0 | 0 | 0 | 0 | 0 | 0.58401 | PG&E NGBA | OOS Wind | PGE_Northeast_CA_Wind_1 | 0 | 0 | 0 | 0 | 0 | 0 | 0 | 0 | 0 | 0 | 0 | 0 | 0 | 0 | 0 | 0 | 0 | 0 | 0 | 0 | 0 | 0 | 0 | 0 | 0 | 0.58401 |  | PGE_Northeast_CA_Wind_1 | 0 | 0 | 0 | 0 | 0 | 0 | 0 | 0 | 0 | 0 | 0 | 0 | 0 | 0 | 0 | 0 | 0 | 0 | 0 | 0 | 0 | 0 | 0 | 0 | 0 | 0
PGE_Oregon_New_EGS_Generic | PGE_Oregon_New_EGS | PGE_Oregon_EGS_NF_1 | 0 | 0 | 0 | 0 | 0 | 0 | 0 | 0 | 0 | 0 | 0 | 0 | 0 | 0 | 0 | 0 | 0.77705 | 0 | 0 | 0 | 0 | 0.77705 | 0 | 0 | 0 | 0.77705 | PG&E NGBA | Geothermal | PGE_Oregon_EGS_NF_1 | 0 | 0 | 0 | 0 | 0 | 0 | 0 | 0 | 0 | 0 | 0 | 0 | 0 | 0 | 0 | 0 | 0.77705 | 0 | 0 | 0 | 0 | 0.77705 | 0 | 0 | 0 | 0.77705 |  | PGE_Oregon_EGS_NF_1 | 0 | 0 | 0 | 0 | 0 | 0 | 0 | 0 | 0 | 0 | 0 | 0 | 0 | 0 | 0 | 0 | 0 | 0 | 0 | 0 | 0 | 0 | 0 | 0 | 0 | 0
PGE_New_Geothermal_Generic | PGE_New_Geothermal | PGE_Oregon_Geothermal_1 | 0 | 0 | 0 | 0 | 0 | 0 | 0 | 0 | 0 | 0 | 0 | 0.52 | 0 | 0 | 0 | 0 | 0.52 | 0 | 0 | 0 | 0 | 0.52 | 0 | 0 | 0 | 0.52 | PG&E NGBA | Geothermal | PGE_Oregon_Geothermal_1 | 0 | 0 | 0 | 0 | 0 | 0 | 0 | 0 | 0 | 0 | 0 | 0.52 | 0 | 0 | 0 | 0 | 0.52 | 0 | 0 | 0 | 0 | 0.52 | 0 | 0 | 0 | 0.52 |  | PGE_Oregon_Geothermal_1 | 0 | 0 | 0 | 0 | 0 | 0 | 0 | 0 | 0 | 0 | 0 | 0 | 0 | 0 | 0 | 0 | 0 | 0 | 0 | 0 | 0 | 0 | 0 | 0 | 0 | 0
PGE_Wyoming_Wind_Generic | PGE_Wyoming_Wind | PGE_Wyoming_Wind_45_Tranche1 | 0 | 0 | 0 | 0 | 0 | 0 | 0 | 0 | 0 | 0 | 0 | 0 | 0 | 0 | 0 | 0 | 0 | 0 | 0 | 0 | 0 | 2 | 0 | 0 | 0 | 2 | PG&E GBA | OOS Wind | PGE_Wyoming_Wind_45_Tranche1 | 0 | 0 | 0 | 0 | 0 | 0 | 0 | 0 | 0 | 0 | 0 | 0 | 0 | 0 | 0 | 0 | 0 | 0 | 0 | 0 | 0 | 2 | 0 | 0 | 0 | 2 |  | PGE_Wyoming_Wind_45_Tranche1 | 0 | 0 | 0 | 0 | 0 | 0 | 0 | 0 | 0 | 0 | 0 | 0 | 0 | 0 | 0 | 0 | 0 | 0 | 0 | 0 | 0 | 0 | 0 | 0 | 0 | 0
PGE_Wyoming_Wind_Generic | PGE_Wyoming_Wind | PGE_Wyoming_Wind_45_Tranche2 | 0 | 0 | 0 | 0 | 0 | 0 | 0 | 0 | 0 | 0 | 0 | 0 | 0 | 0 | 0 | 0 | 0 | 0 | 0 | 0 | 0 | 2 | 0 | 0 | 0 | 2 | PG&E GBA | OOS Wind | PGE_Wyoming_Wind_45_Tranche2 | 0 | 0 | 0 | 0 | 0 | 0 | 0 | 0 | 0 | 0 | 0 | 0 | 0 | 0 | 0 | 0 | 0 | 0 | 0 | 0 | 0 | 2 | 0 | 0 | 0 | 2 |  | PGE_Wyoming_Wind_45_Tranche2 | 0 | 0 | 0 | 0 | 0 | 0 | 0 | 0 | 0 | 0 | 0 | 0 | 0 | 0 | 0 | 0 | 0 | 0 | 0 | 0 | 0 | 0 | 0 | 0 | 0 | 0
SCE_New_Li_Battery_4hr_Generic | SCE_New_Li_Battery_4hr | SCE_Arizona_Li_Battery_4hr_181 | 0 | 0 | 0 | 0 | 0 | 0 | 0.45365 | 0 | 0.90365 | 0 | 0 | 0.90365 | 0 | 0 | 0 | 0 | 0.90365 | 0 | 0 | 0 | 0 | 0.90365 | 0 | 0 | 0 | 0.90365 | SCE Eastern | Battery | SCE_Arizona_Li_Battery_4hr_181 | 0 | 0 | 0 | 0 | 0 | 0 | 0.45365 | 0 | 0.90365 | 0 | 0 | 0.90365 | 0 | 0 | 0 | 0 | 0.90365 | 0 | 0 | 0 | 0 | 0.90365 | 0 | 0 | 0 | 0.90365 | Li-ion Battery (4-hr) | SCE_Arizona_Li_Battery_4hr_181 | 0 | 0 | 0 | 0 | 0 | 0 | 0 | 0 | 0 | 0 | 0 | 0 | 0 | 0 | 0 | 0 | 0 | 0 | 0 | 0 | 0 | 0 | 0 | 0 | 0 | 0
SCE_New_Li_Battery_8hr_Generic | SCE_New_Li_Battery_8hr | SCE_Arizona_Li_Battery_8hr_181 | 0 | 0 | 0 | 0 | 0 | 0 | 0 | 0 | 0 | 0 | 0 | 0.15588 | 0 | 0 | 0 | 0 | 0.15588 | 0 | 0 | 0 | 0 | 0.15588 | 0 | 0 | 0 | 0.15588 | SCE Eastern | Battery | SCE_Arizona_Li_Battery_8hr_181 | 0 | 0 | 0 | 0 | 0 | 0 | 0 | 0 | 0 | 0 | 0 | 0.15588 | 0 | 0 | 0 | 0 | 0.15588 | 0 | 0 | 0 | 0 | 0.15588 | 0 | 0 | 0 | 0.15588 | Li-ion Battery (8-hr) | SCE_Arizona_Li_Battery_8hr_181 | 0 | 0 | 0 | 0 | 0 | 0 | 0 | 0 | 0 | 0 | 0 | 0 | 0 | 0 | 0 | 0 | 0 | 0 | 0 | 0 | 0 | 0 | 0 | 0 | 0 | 0
SCE_Arizona_Solar_Generic | SCE_Arizona_Solar | SCE_Arizona_Solar_181 | 0 | 0 | 0 | 0 | 0 | 0 | 1.348 | 0 | 2.3355 | 0 | 0 | 4.9405 | 0 | 0 | 0 | 0 | 4.9405 | 0 | 0 | 0 | 0 | 4.9405 | 0 | 0 | 0 | 4.9405 | SCE Eastern | Solar | SCE_Arizona_Solar_181 | 0 | 0 | 0 | 0 | 0 | 0 | 0 | 0 | 0 | 0 | 0 | 0 | 0 | 0 | 0 | 0 | 0 | 0 | 0 | 0 | 0 | 0 | 0 | 0 | 0 | 0 |  | SCE_Arizona_Solar_181 | 0 | 0 | 0 | 0 | 0 | 0 | 1.35 | 0 | 2.34 | 0 | 0 | 4.94 | 0 | 0 | 0 | 0 | 4.94 | 0 | 0 | 0 | 0 | 4.94 | 0 | 0 | 0 | 4.94
| SCE_New_Biomass | SCE_Biomass_131 | 0 | 0 | 0 | 0 | 0 | 0 | 0 | 0 | 0 | 0 | 0 | 0 | 0 | 0 | 0 | 0 | 0 | 0 | 0 | 0 | 0 | 0 | 0 | 0 | 0 | 0 | Check | Biomass | SCE_Biomass_131 | 0 | 0 | 0 | 0 | 0 | 0 | 0 | 0 | 0 | 0 | 0 | 0 | 0 | 0 | 0 | 0 | 0 | 0 | 0 | 0 | 0 | 0 | 0 | 0 | 0 | 0 |  | SCE_Biomass_131 | 0 | 0 | 0 | 0 | 0 | 0 | 0 | 0 | 0 | 0 | 0 | 0 | 0 | 0 | 0 | 0 | 0 | 0 | 0 | 0 | 0 | 0 | 0 | 0 | 0 | 0
| SCE_Distributed_Solar | SCE_Distributed_Solar_Asset | 0 | 0 | 0 | 0 | 0 | 0 | 0 | 0 | 0 | 0 | 0 | 0 | 0 | 0 | 0 | 0 | 0 | 0 | 0 | 0 | 0 | 0 | 0 | 0 | 0 | 0 | Check | Distributed Solar | SCE_Distributed_Solar_Asset | 0 | 0 | 0 | 0 | 0 | 0 | 0 | 0 | 0 | 0 | 0 | 0 | 0 | 0 | 0 | 0 | 0 | 0 | 0 | 0 | 0 | 0 | 0 | 0 | 0 | 0 |  | SCE_Distributed_Solar_Asset | 0 | 0 | 0 | 0 | 0 | 0 | 0 | 0 | 0 | 0 | 0 | 0 | 0 | 0 | 0 | 0 | 0 | 0 | 0 | 0 | 0 | 0 | 0 | 0 | 0 | 0
SCE_New_EGS_Generic | SCE_New_EGS | SCE_Eastern_EGS_Deep_154 | 0 | 0 | 0 | 0 | 0 | 0 | 0 | 0 | 0 | 0 | 0 | 0 | 0 | 0 | 0 | 0 | 0 | 0 | 0 | 0 | 0 | 0 | 0 | 0 | 0 | 0 | SCE Eastern | Geothermal | SCE_Eastern_EGS_Deep_154 | 0 | 0 | 0 | 0 | 0 | 0 | 0 | 0 | 0 | 0 | 0 | 0 | 0 | 0 | 0 | 0 | 0 | 0 | 0 | 0 | 0 | 0 | 0 | 0 | 0 | 0 |  | SCE_Eastern_EGS_Deep_154 | 0 | 0 | 0 | 0 | 0 | 0 | 0 | 0 | 0 | 0 | 0 | 0 | 0 | 0 | 0 | 0 | 0 | 0 | 0 | 0 | 0 | 0 | 0 | 0 | 0 | 0
SCE_New_EGS_Generic | SCE_New_EGS | SCE_Eastern_EGS_Deep_156 | 0 | 0 | 0 | 0 | 0 | 0 | 0 | 0 | 0 | 0 | 0 | 0 | 0 | 0 | 0 | 0 | 0 | 0 | 0 | 0 | 0 | 0 | 0 | 0 | 0 | 0 | SCE Eastern | Geothermal | SCE_Eastern_EGS_Deep_156 | 0 | 0 | 0 | 0 | 0 | 0 | 0 | 0 | 0 | 0 | 0 | 0 | 0 | 0 | 0 | 0 | 0 | 0 | 0 | 0 | 0 | 0 | 0 | 0 | 0 | 0 |  | SCE_Eastern_EGS_Deep_156 | 0 | 0 | 0 | 0 | 0 | 0 | 0 | 0 | 0 | 0 | 0 | 0 | 0 | 0 | 0 | 0 | 0 | 0 | 0 | 0 | 0 | 0 | 0 | 0 | 0 | 0
SCE_New_EGS_Generic | SCE_New_EGS | SCE_Eastern_EGS_Deep_170 | 0 | 0 | 0 | 0 | 0 | 0 | 0 | 0 | 0 | 0 | 0 | 0 | 0 | 0 | 0 | 0 | 0 | 0 | 0 | 0 | 0 | 0 | 0 | 0 | 0 | 0 | SCE Eastern | Geothermal | SCE_Eastern_EGS_Deep_170 | 0 | 0 | 0 | 0 | 0 | 0 | 0 | 0 | 0 | 0 | 0 | 0 | 0 | 0 | 0 | 0 | 0 | 0 | 0 | 0 | 0 | 0 | 0 | 0 | 0 | 0 |  | SCE_Eastern_EGS_Deep_170 | 0 | 0 | 0 | 0 | 0 | 0 | 0 | 0 | 0 | 0 | 0 | 0 | 0 | 0 | 0 | 0 | 0 | 0 | 0 | 0 | 0 | 0 | 0 | 0 | 0 | 0
SCE_New_EGS_Generic | SCE_New_EGS | SCE_Eastern_EGS_Deep_172 | 0 | 0 | 0 | 0 | 0 | 0 | 0 | 0 | 0 | 0 | 0 | 0 | 0 | 0 | 0 | 0 | 0 | 0 | 0 | 0 | 0 | 0 | 0 | 0 | 0 | 0 | SCE Eastern | Geothermal | SCE_Eastern_EGS_Deep_172 | 0 | 0 | 0 | 0 | 0 | 0 | 0 | 0 | 0 | 0 | 0 | 0 | 0 | 0 | 0 | 0 | 0 | 0 | 0 | 0 | 0 | 0 | 0 | 0 | 0 | 0 |  | SCE_Eastern_EGS_Deep_172 | 0 | 0 | 0 | 0 | 0 | 0 | 0 | 0 | 0 | 0 | 0 | 0 | 0 | 0 | 0 | 0 | 0 | 0 | 0 | 0 | 0 | 0 | 0 | 0 | 0 | 0
SCE_New_EGS_Generic | SCE_New_EGS | SCE_Eastern_EGS_Deep_174 | 0 | 0 | 0 | 0 | 0 | 0 | 0 | 0 | 0 | 0 | 0 | 0 | 0 | 0 | 0 | 0 | 0 | 0 | 0 | 0 | 0 | 0 | 0 | 0 | 0 | 0 | SCE Eastern | Geothermal | SCE_Eastern_EGS_Deep_174 | 0 | 0 | 0 | 0 | 0 | 0 | 0 | 0 | 0 | 0 | 0 | 0 | 0 | 0 | 0 | 0 | 0 | 0 | 0 | 0 | 0 | 0 | 0 | 0 | 0 | 0 |  | SCE_Eastern_EGS_Deep_174 | 0 | 0 | 0 | 0 | 0 | 0 | 0 | 0 | 0 | 0 | 0 | 0 | 0 | 0 | 0 | 0 | 0 | 0 | 0 | 0 | 0 | 0 | 0 | 0 | 0 | 0
SCE_New_EGS_Generic | SCE_New_EGS | SCE_Eastern_EGS_Deep_179 | 0 | 0 | 0 | 0 | 0 | 0 | 0 | 0 | 0 | 0 | 0 | 0 | 0 | 0 | 0 | 0 | 0 | 0 | 0 | 0 | 0 | 0 | 0 | 0 | 0 | 0 | SCE Eastern | Geothermal | SCE_Eastern_EGS_Deep_179 | 0 | 0 | 0 | 0 | 0 | 0 | 0 | 0 | 0 | 0 | 0 | 0 | 0 | 0 | 0 | 0 | 0 | 0 | 0 | 0 | 0 | 0 | 0 | 0 | 0 | 0 |  | SCE_Eastern_EGS_Deep_179 | 0 | 0 | 0 | 0 | 0 | 0 | 0 | 0 | 0 | 0 | 0 | 0 | 0 | 0 | 0 | 0 | 0 | 0 | 0 | 0 | 0 | 0 | 0 | 0 | 0 | 0
SCE_New_EGS_Generic | SCE_New_EGS | SCE_Eastern_EGS_NF_156 | 0 | 0 | 0 | 0 | 0 | 0 | 0 | 0 | 0 | 0 | 0 | 0 | 0 | 0 | 0 | 0 | 0 | 0 | 0 | 0 | 0 | 0 | 0 | 0 | 0 | 0 | SCE Eastern | Geothermal | SCE_Eastern_EGS_NF_156 | 0 | 0 | 0 | 0 | 0 | 0 | 0 | 0 | 0 | 0 | 0 | 0 | 0 | 0 | 0 | 0 | 0 | 0 | 0 | 0 | 0 | 0 | 0 | 0 | 0 | 0 |  | SCE_Eastern_EGS_NF_156 | 0 | 0 | 0 | 0 | 0 | 0 | 0 | 0 | 0 | 0 | 0 | 0 | 0 | 0 | 0 | 0 | 0 | 0 | 0 | 0 | 0 | 0 | 0 | 0 | 0 | 0
SCE_New_EGS_Generic | SCE_New_EGS | SCE_Eastern_EGS_NF_174 | 0 | 0 | 0 | 0 | 0 | 0 | 0 | 0 | 0 | 0 | 0 | 0 | 0 | 0 | 0 | 0 | 0 | 0 | 0 | 0 | 0 | 0 | 0 | 0 | 0 | 0 | SCE Eastern | Geothermal | SCE_Eastern_EGS_NF_174 | 0 | 0 | 0 | 0 | 0 | 0 | 0 | 0 | 0 | 0 | 0 | 0 | 0 | 0 | 0 | 0 | 0 | 0 | 0 | 0 | 0 | 0 | 0 | 0 | 0 | 0 |  | SCE_Eastern_EGS_NF_174 | 0 | 0 | 0 | 0 | 0 | 0 | 0 | 0 | 0 | 0 | 0 | 0 | 0 | 0 | 0 | 0 | 0 | 0 | 0 | 0 | 0 | 0 | 0 | 0 | 0 | 0
SCE_New_Geothermal_Generic | SCE_New_Geothermal | SCE_Eastern_Geothermal_156 | 0 | 0 | 0 | 0 | 0 | 0 | 0.0071 | 0 | 0.0071 | 0 | 0 | 0.0071 | 0 | 0 | 0 | 0 | 0.0071 | 0 | 0 | 0 | 0 | 0.0071 | 0 | 0 | 0 | 0.0071 | SCE Eastern | Geothermal | SCE_Eastern_Geothermal_156 | 0 | 0 | 0 | 0 | 0 | 0 | 0.0071 | 0 | 0.0071 | 0 | 0 | 0.0071 | 0 | 0 | 0 | 0 | 0.0071 | 0 | 0 | 0 | 0 | 0.0071 | 0 | 0 | 0 | 0.0071 |  | SCE_Eastern_Geothermal_156 | 0 | 0 | 0 | 0 | 0 | 0 | 0 | 0 | 0 | 0 | 0 | 0 | 0 | 0 | 0 | 0 | 0 | 0 | 0 | 0 | 0 | 0 | 0 | 0 | 0 | 0
SCE_New_Geothermal_Generic | SCE_New_Geothermal | SCE_Eastern_Geothermal_174 | 0 | 0 | 0 | 0 | 0 | 0 | 0 | 0 | 0 | 0 | 0 | 0 | 0 | 0 | 0 | 0 | 0 | 0 | 0 | 0 | 0 | 0 | 0 | 0 | 0 | 0 | SCE Eastern | Geothermal | SCE_Eastern_Geothermal_174 | 0 | 0 | 0 | 0 | 0 | 0 | 0 | 0 | 0 | 0 | 0 | 0 | 0 | 0 | 0 | 0 | 0 | 0 | 0 | 0 | 0 | 0 | 0 | 0 | 0 | 0 |  | SCE_Eastern_Geothermal_174 | 0 | 0 | 0 | 0 | 0 | 0 | 0 | 0 | 0 | 0 | 0 | 0 | 0 | 0 | 0 | 0 | 0 | 0 | 0 | 0 | 0 | 0 | 0 | 0 | 0 | 0
SCE_LDES_12hr_Generic | SCE_LDES_12hr | SCE_Eastern_LDES_12hr_156 | 0 | 0 | 0 | 0 | 0 | 0 | 0 | 0 | 0 | 0 | 0 | 0 | 0 | 0 | 0 | 0 | 0.5 | 0 | 0 | 0 | 0 | 0.5 | 0 | 0 | 0 | 0.5 | SCE Eastern | LDES | SCE_Eastern_LDES_12hr_156 | 0 | 0 | 0 | 0 | 0 | 0 | 0 | 0 | 0 | 0 | 0 | 0 | 0 | 0 | 0 | 0 | 0.5 | 0 | 0 | 0 | 0 | 0.5 | 0 | 0 | 0 | 0.5 |  | SCE_Eastern_LDES_12hr_156 | 0 | 0 | 0 | 0 | 0 | 0 | 0 | 0 | 0 | 0 | 0 | 0 | 0 | 0 | 0 | 0 | 0 | 0 | 0 | 0 | 0 | 0 | 0 | 0 | 0 | 0
SCE_LDES_12hr_Generic | SCE_LDES_12hr | SCE_Eastern_LDES_12hr_172 | 0 | 0 | 0 | 0 | 0 | 0 | 0 | 0 | 0 | 0 | 0 | 1.3 | 0 | 0 | 0 | 0 | 1.3 | 0 | 0 | 0 | 0 | 1.3 | 0 | 0 | 0 | 1.3 | SCE Eastern | LDES | SCE_Eastern_LDES_12hr_172 | 0 | 0 | 0 | 0 | 0 | 0 | 0 | 0 | 0 | 0 | 0 | 1.3 | 0 | 0 | 0 | 0 | 1.3 | 0 | 0 | 0 | 0 | 1.3 | 0 | 0 | 0 | 1.3 |  | SCE_Eastern_LDES_12hr_172 | 0 | 0 | 0 | 0 | 0 | 0 | 0 | 0 | 0 | 0 | 0 | 0 | 0 | 0 | 0 | 0 | 0 | 0 | 0 | 0 | 0 | 0 | 0 | 0 | 0 | 0
SCE_New_Li_Battery_4hr_Generic | SCE_New_Li_Battery_4hr | SCE_Eastern_Li_Battery_4hr_154 | 0 | 0 | 0 | 0 | 0 | 0 | 0.065051 | 0 | 0.065051 | 0 | 0 | 0.065051 | 0 | 0 | 0 | 0 | 0.065051 | 0 | 0 | 0 | 0 | 0.065051 | 0 | 0 | 0 | 0.065051 | SCE Eastern | Battery | SCE_Eastern_Li_Battery_4hr_154 | 0 | 0 | 0 | 0 | 0 | 0 | 0.065051 | 0 | 0.065051 | 0 | 0 | 0.065051 | 0 | 0 | 0 | 0 | 0.065051 | 0 | 0 | 0 | 0 | 0.065051 | 0 | 0 | 0 | 0.065051 | Li-ion Battery (4-hr) | SCE_Eastern_Li_Battery_4hr_154 | 0 | 0 | 0 | 0 | 0 | 0 | 0 | 0 | 0 | 0 | 0 | 0 | 0 | 0 | 0 | 0 | 0 | 0 | 0 | 0 | 0 | 0 | 0 | 0 | 0 | 0
SCE_New_Li_Battery_4hr_Generic | SCE_New_Li_Battery_4hr | SCE_Eastern_Li_Battery_4hr_156 | 0 | 0 | 0 | 0 | 0 | 0 | 0.30495 | 0 | 0.40495 | 0 | 0 | 0.40495 | 0 | 0 | 0 | 0 | 0.40495 | 0 | 0 | 0 | 0 | 0.40495 | 0 | 0 | 0 | 0.40495 | SCE Eastern | Battery | SCE_Eastern_Li_Battery_4hr_156 | 0 | 0 | 0 | 0 | 0 | 0 | 0.30495 | 0 | 0.40495 | 0 | 0 | 0.40495 | 0 | 0 | 0 | 0 | 0.40495 | 0 | 0 | 0 | 0 | 0.40495 | 0 | 0 | 0 | 0.40495 | Li-ion Battery (4-hr) | SCE_Eastern_Li_Battery_4hr_156 | 0 | 0 | 0 | 0 | 0 | 0 | 0 | 0 | 0 | 0 | 0 | 0 | 0 | 0 | 0 | 0 | 0 | 0 | 0 | 0 | 0 | 0 | 0 | 0 | 0 | 0
SCE_New_Li_Battery_4hr_Generic | SCE_New_Li_Battery_4hr | SCE_Eastern_Li_Battery_4hr_170 | 0 | 0 | 0 | 0 | 0 | 0 | 0 | 0 | 0 | 0 | 0 | 0 | 0 | 0 | 0 | 0 | 0 | 0 | 0 | 0 | 0 | 0 | 0 | 0 | 0 | 0 | SCE Eastern | Battery | SCE_Eastern_Li_Battery_4hr_170 | 0 | 0 | 0 | 0 | 0 | 0 | 0 | 0 | 0 | 0 | 0 | 0 | 0 | 0 | 0 | 0 | 0 | 0 | 0 | 0 | 0 | 0 | 0 | 0 | 0 | 0 | Li-ion Battery (4-hr) | SCE_Eastern_Li_Battery_4hr_170 | 0 | 0 | 0 | 0 | 0 | 0 | 0 | 0 | 0 | 0 | 0 | 0 | 0 | 0 | 0 | 0 | 0 | 0 | 0 | 0 | 0 | 0 | 0 | 0 | 0 | 0
SCE_New_Li_Battery_4hr_Generic | SCE_New_Li_Battery_4hr | SCE_Eastern_Li_Battery_4hr_172 | 0 | 0 | 0 | 0 | 0 | 0 | 0 | 0 | 0 | 0 | 0 | 0 | 0 | 0 | 0 | 0 | 0 | 0 | 0 | 0 | 0 | 0 | 0 | 0 | 0 | 0 | SCE Eastern | Battery | SCE_Eastern_Li_Battery_4hr_172 | 0 | 0 | 0 | 0 | 0 | 0 | 0 | 0 | 0 | 0 | 0 | 0 | 0 | 0 | 0 | 0 | 0 | 0 | 0 | 0 | 0 | 0 | 0 | 0 | 0 | 0 | Li-ion Battery (4-hr) | SCE_Eastern_Li_Battery_4hr_172 | 0 | 0 | 0 | 0 | 0 | 0 | 0 | 0 | 0 | 0 | 0 | 0 | 0 | 0 | 0 | 0 | 0 | 0 | 0 | 0 | 0 | 0 | 0 | 0 | 0 | 0
SCE_New_Li_Battery_4hr_Generic | SCE_New_Li_Battery_4hr | SCE_Eastern_Li_Battery_4hr_174 | 0 | 0 | 0 | 0 | 0 | 0 | 0 | 0 | 0 | 0 | 0 | 0 | 0 | 0 | 0 | 0 | 0 | 0 | 0 | 0 | 0 | 0 | 0 | 0 | 0 | 0 | SCE Eastern | Battery | SCE_Eastern_Li_Battery_4hr_174 | 0 | 0 | 0 | 0 | 0 | 0 | 0 | 0 | 0 | 0 | 0 | 0 | 0 | 0 | 0 | 0 | 0 | 0 | 0 | 0 | 0 | 0 | 0 | 0 | 0 | 0 | Li-ion Battery (4-hr) | SCE_Eastern_Li_Battery_4hr_174 | 0 | 0 | 0 | 0 | 0 | 0 | 0 | 0 | 0 | 0 | 0 | 0 | 0 | 0 | 0 | 0 | 0 | 0 | 0 | 0 | 0 | 0 | 0 | 0 | 0 | 0
SCE_New_Li_Battery_4hr_Generic | SCE_New_Li_Battery_4hr | SCE_Eastern_Li_Battery_4hr_179 | 0 | 0 | 0 | 0 | 0 | 0 | 0 | 0 | 0 | 0 | 0 | 0 | 0 | 0 | 0 | 0 | 0 | 0 | 0 | 0 | 0 | 0 | 0 | 0 | 0 | 0 | SCE Eastern | Battery | SCE_Eastern_Li_Battery_4hr_179 | 0 | 0 | 0 | 0 | 0 | 0 | 0 | 0 | 0 | 0 | 0 | 0 | 0 | 0 | 0 | 0 | 0 | 0 | 0 | 0 | 0 | 0 | 0 | 0 | 0 | 0 | Li-ion Battery (4-hr) | SCE_Eastern_Li_Battery_4hr_179 | 0 | 0 | 0 | 0 | 0 | 0 | 0 | 0 | 0 | 0 | 0 | 0 | 0 | 0 | 0 | 0 | 0 | 0 | 0 | 0 | 0 | 0 | 0 | 0 | 0 | 0
SCE_New_Li_Battery_4hr_Generic | SCE_New_Li_Battery_4hr | SCE_Eastern_Li_Battery_4hr_182 | 0 | 0 | 0 | 0 | 0 | 0 | 0 | 0 | 0 | 0 | 0 | 0 | 0 | 0 | 0 | 0 | 0 | 0 | 0 | 0 | 0 | 0 | 0 | 0 | 0 | 0 | SCE Eastern | Battery | SCE_Eastern_Li_Battery_4hr_182 | 0 | 0 | 0 | 0 | 0 | 0 | 0 | 0 | 0 | 0 | 0 | 0 | 0 | 0 | 0 | 0 | 0 | 0 | 0 | 0 | 0 | 0 | 0 | 0 | 0 | 0 | Li-ion Battery (4-hr) | SCE_Eastern_Li_Battery_4hr_182 | 0 | 0 | 0 | 0 | 0 | 0 | 0 | 0 | 0 | 0 | 0 | 0 | 0 | 0 | 0 | 0 | 0 | 0 | 0 | 0 | 0 | 0 | 0 | 0 | 0 | 0
SCE_New_Li_Battery_8hr_Generic | SCE_New_Li_Battery_8hr | SCE_Eastern_Li_Battery_8hr_154 | 0 | 0 | 0 | 0 | 0 | 0 | 0 | 0 | 0 | 0 | 0 | 0 | 0 | 0 | 0 | 0 | 0 | 0 | 0 | 0 | 0 | 0 | 0 | 0 | 0 | 0 | SCE Eastern | Battery | SCE_Eastern_Li_Battery_8hr_154 | 0 | 0 | 0 | 0 | 0 | 0 | 0 | 0 | 0 | 0 | 0 | 0 | 0 | 0 | 0 | 0 | 0 | 0 | 0 | 0 | 0 | 0 | 0 | 0 | 0 | 0 | Li-ion Battery (8-hr) | SCE_Eastern_Li_Battery_8hr_154 | 0 | 0 | 0 | 0 | 0 | 0 | 0 | 0 | 0 | 0 | 0 | 0 | 0 | 0 | 0 | 0 | 0 | 0 | 0 | 0 | 0 | 0 | 0 | 0 | 0 | 0
SCE_New_Li_Battery_8hr_Generic | SCE_New_Li_Battery_8hr | SCE_Eastern_Li_Battery_8hr_156 | 0 | 0 | 0 | 0 | 0 | 0 | 0 | 0 | 0 | 0 | 0 | 0 | 0 | 0 | 0 | 0 | 0 | 0 | 0 | 0 | 0 | 0 | 0 | 0 | 0 | 0 | SCE Eastern | Battery | SCE_Eastern_Li_Battery_8hr_156 | 0 | 0 | 0 | 0 | 0 | 0 | 0 | 0 | 0 | 0 | 0 | 0 | 0 | 0 | 0 | 0 | 0 | 0 | 0 | 0 | 0 | 0 | 0 | 0 | 0 | 0 | Li-ion Battery (8-hr) | SCE_Eastern_Li_Battery_8hr_156 | 0 | 0 | 0 | 0 | 0 | 0 | 0 | 0 | 0 | 0 | 0 | 0 | 0 | 0 | 0 | 0 | 0 | 0 | 0 | 0 | 0 | 0 | 0 | 0 | 0 | 0
SCE_New_Li_Battery_8hr_Generic | SCE_New_Li_Battery_8hr | SCE_Eastern_Li_Battery_8hr_170 | 0 | 0 | 0 | 0 | 0 | 0 | 0 | 0 | 0 | 0 | 0 | 0 | 0 | 0 | 0 | 0 | 0 | 0 | 0 | 0 | 0 | 0 | 0 | 0 | 0 | 0 | SCE Eastern | Battery | SCE_Eastern_Li_Battery_8hr_170 | 0 | 0 | 0 | 0 | 0 | 0 | 0 | 0 | 0 | 0 | 0 | 0 | 0 | 0 | 0 | 0 | 0 | 0 | 0 | 0 | 0 | 0 | 0 | 0 | 0 | 0 | Li-ion Battery (8-hr) | SCE_Eastern_Li_Battery_8hr_170 | 0 | 0 | 0 | 0 | 0 | 0 | 0 | 0 | 0 | 0 | 0 | 0 | 0 | 0 | 0 | 0 | 0 | 0 | 0 | 0 | 0 | 0 | 0 | 0 | 0 | 0
SCE_New_Li_Battery_8hr_Generic | SCE_New_Li_Battery_8hr | SCE_Eastern_Li_Battery_8hr_172 | 0 | 0 | 0 | 0 | 0 | 0 | 0 | 0 | 0 | 0 | 0 | 0 | 0 | 0 | 0 | 0 | 0 | 0 | 0 | 0 | 0 | 0 | 0 | 0 | 0 | 0 | SCE Eastern | Battery | SCE_Eastern_Li_Battery_8hr_172 | 0 | 0 | 0 | 0 | 0 | 0 | 0 | 0 | 0 | 0 | 0 | 0 | 0 | 0 | 0 | 0 | 0 | 0 | 0 | 0 | 0 | 0 | 0 | 0 | 0 | 0 | Li-ion Battery (8-hr) | SCE_Eastern_Li_Battery_8hr_172 | 0 | 0 | 0 | 0 | 0 | 0 | 0 | 0 | 0 | 0 | 0 | 0 | 0 | 0 | 0 | 0 | 0 | 0 | 0 | 0 | 0 | 0 | 0 | 0 | 0 | 0
SCE_New_Li_Battery_8hr_Generic | SCE_New_Li_Battery_8hr | SCE_Eastern_Li_Battery_8hr_174 | 0 | 0 | 0 | 0 | 0 | 0 | 0 | 0 | 0 | 0 | 0 | 0 | 0 | 0 | 0 | 0 | 0 | 0 | 0 | 0 | 0 | 0 | 0 | 0 | 0 | 0 | SCE Eastern | Battery | SCE_Eastern_Li_Battery_8hr_174 | 0 | 0 | 0 | 0 | 0 | 0 | 0 | 0 | 0 | 0 | 0 | 0 | 0 | 0 | 0 | 0 | 0 | 0 | 0 | 0 | 0 | 0 | 0 | 0 | 0 | 0 | Li-ion Battery (8-hr) | SCE_Eastern_Li_Battery_8hr_174 | 0 | 0 | 0 | 0 | 0 | 0 | 0 | 0 | 0 | 0 | 0 | 0 | 0 | 0 | 0 | 0 | 0 | 0 | 0 | 0 | 0 | 0 | 0 | 0 | 0 | 0
SCE_New_Li_Battery_8hr_Generic | SCE_New_Li_Battery_8hr | SCE_Eastern_Li_Battery_8hr_179 | 0 | 0 | 0 | 0 | 0 | 0 | 0 | 0 | 0 | 0 | 0 | 0 | 0 | 0 | 0 | 0 | 0 | 0 | 0 | 0 | 0 | 0 | 0 | 0 | 0 | 0 | SCE Eastern | Battery | SCE_Eastern_Li_Battery_8hr_179 | 0 | 0 | 0 | 0 | 0 | 0 | 0 | 0 | 0 | 0 | 0 | 0 | 0 | 0 | 0 | 0 | 0 | 0 | 0 | 0 | 0 | 0 | 0 | 0 | 0 | 0 | Li-ion Battery (8-hr) | SCE_Eastern_Li_Battery_8hr_179 | 0 | 0 | 0 | 0 | 0 | 0 | 0 | 0 | 0 | 0 | 0 | 0 | 0 | 0 | 0 | 0 | 0 | 0 | 0 | 0 | 0 | 0 | 0 | 0 | 0 | 0
SCE_New_Li_Battery_8hr_Generic | SCE_New_Li_Battery_8hr | SCE_Eastern_Li_Battery_8hr_182 | 0 | 0 | 0 | 0 | 0 | 0 | 0 | 0 | 0 | 0 | 0 | 0 | 0 | 0 | 0 | 0 | 0 | 0 | 0 | 0 | 0 | 0 | 0 | 0 | 0 | 0 | SCE Eastern | Battery | SCE_Eastern_Li_Battery_8hr_182 | 0 | 0 | 0 | 0 | 0 | 0 | 0 | 0 | 0 | 0 | 0 | 0 | 0 | 0 | 0 | 0 | 0 | 0 | 0 | 0 | 0 | 0 | 0 | 0 | 0 | 0 | Li-ion Battery (8-hr) | SCE_Eastern_Li_Battery_8hr_182 | 0 | 0 | 0 | 0 | 0 | 0 | 0 | 0 | 0 | 0 | 0 | 0 | 0 | 0 | 0 | 0 | 0 | 0 | 0 | 0 | 0 | 0 | 0 | 0 | 0 | 0
SCE_Eastern_Solar_Generic | SCE_Eastern_Solar | SCE_Eastern_Solar_154 | 0 | 0 | 0 | 0 | 0 | 0 | 0 | 0 | 0 | 0 | 0 | 0 | 0 | 0 | 0 | 0 | 0 | 0 | 0 | 0 | 0 | 0 | 0 | 0 | 0 | 0 | SCE Eastern | Solar | SCE_Eastern_Solar_154 | 0 | 0 | 0 | 0 | 0 | 0 | 0 | 0 | 0 | 0 | 0 | 0 | 0 | 0 | 0 | 0 | 0 | 0 | 0 | 0 | 0 | 0 | 0 | 0 | 0 | 0 |  | SCE_Eastern_Solar_154 | 0 | 0 | 0 | 0 | 0 | 0 | 0 | 0 | 0 | 0 | 0 | 0 | 0 | 0 | 0 | 0 | 0 | 0 | 0 | 0 | 0 | 0 | 0 | 0 | 0 | 0
SCE_Eastern_Solar_Generic | SCE_Eastern_Solar | SCE_Eastern_Solar_156 | 0 | 0 | 0 | 0 | 0 | 0 | 0 | 0 | 0 | 0 | 0 | 4.3696 | 0 | 0 | 0 | 0 | 4.3696 | 0 | 0 | 0 | 0 | 6.2053 | 0 | 0 | 0 | 6.7703 | SCE Eastern | Solar | SCE_Eastern_Solar_156 | 0 | 0 | 0 | 0 | 0 | 0 | 0 | 0 | 0 | 0 | 0 | 4.3696 | 0 | 0 | 0 | 0 | 4.3696 | 0 | 0 | 0 | 0 | 5.4736 | 0 | 0 | 0 | 5.4736 |  | SCE_Eastern_Solar_156 | 0 | 0 | 0 | 0 | 0 | 0 | 0 | 0 | 0 | 0 | 0 | 0 | 0 | 0 | 0 | 0 | 0 | 0 | 0 | 0 | 0 | 0.73 | 0 | 0 | 0 | 1.3
SCE_Eastern_Solar_Generic | SCE_Eastern_Solar | SCE_Eastern_Solar_170 | 0 | 0 | 0 | 0 | 0 | 0 | 0 | 0 | 0 | 0 | 0 | 0 | 0 | 0 | 0 | 0 | 0 | 0 | 0 | 0 | 0 | 0 | 0 | 0 | 0 | 0 | SCE Eastern | Solar | SCE_Eastern_Solar_170 | 0 | 0 | 0 | 0 | 0 | 0 | 0 | 0 | 0 | 0 | 0 | 0 | 0 | 0 | 0 | 0 | 0 | 0 | 0 | 0 | 0 | 0 | 0 | 0 | 0 | 0 |  | SCE_Eastern_Solar_170 | 0 | 0 | 0 | 0 | 0 | 0 | 0 | 0 | 0 | 0 | 0 | 0 | 0 | 0 | 0 | 0 | 0 | 0 | 0 | 0 | 0 | 0 | 0 | 0 | 0 | 0
SCE_Eastern_Solar_Generic | SCE_Eastern_Solar | SCE_Eastern_Solar_172 | 0 | 0 | 0 | 0 | 0 | 0 | 0.25 | 0 | 0.25 | 0 | 0 | 0.41042 | 0 | 0 | 0 | 0 | 0.41042 | 0 | 0 | 0 | 0 | 0.41042 | 0 | 0 | 0 | 0.41042 | SCE Eastern | Solar | SCE_Eastern_Solar_172 | 0 | 0 | 0 | 0 | 0 | 0 | 0 | 0 | 0 | 0 | 0 | 0 | 0 | 0 | 0 | 0 | 0 | 0 | 0 | 0 | 0 | 0 | 0 | 0 | 0 | 0 |  | SCE_Eastern_Solar_172 | 0 | 0 | 0 | 0 | 0 | 0 | 0.25 | 0 | 0.25 | 0 | 0 | 0.41 | 0 | 0 | 0 | 0 | 0.41 | 0 | 0 | 0 | 0 | 0.41 | 0 | 0 | 0 | 0.41
SCE_Eastern_Solar_Generic | SCE_Eastern_Solar | SCE_Eastern_Solar_174 | 0 | 0 | 0 | 0 | 0 | 0 | 0 | 0 | 0 | 0 | 0 | 0 | 0 | 0 | 0 | 0 | 0 | 0 | 0 | 0 | 0 | 0 | 0 | 0 | 0 | 0.52119 | SCE Eastern | Solar | SCE_Eastern_Solar_174 | 0 | 0 | 0 | 0 | 0 | 0 | 0 | 0 | 0 | 0 | 0 | 0 | 0 | 0 | 0 | 0 | 0 | 0 | 0 | 0 | 0 | 0 | 0 | 0 | 0 | 0 |  | SCE_Eastern_Solar_174 | 0 | 0 | 0 | 0 | 0 | 0 | 0 | 0 | 0 | 0 | 0 | 0 | 0 | 0 | 0 | 0 | 0 | 0 | 0 | 0 | 0 | 0 | 0 | 0 | 0 | 0.52
SCE_Eastern_Solar_Generic | SCE_Eastern_Solar | SCE_Eastern_Solar_179 | 0 | 0 | 0 | 0 | 0 | 0 | 0 | 0 | 0 | 0 | 0 | 0.20521 | 0 | 0 | 0 | 0 | 0.20521 | 0 | 0 | 0 | 0 | 0.20521 | 0 | 0 | 0 | 0.20521 | SCE Eastern | Solar | SCE_Eastern_Solar_179 | 0 | 0 | 0 | 0 | 0 | 0 | 0 | 0 | 0 | 0 | 0 | 0 | 0 | 0 | 0 | 0 | 0 | 0 | 0 | 0 | 0 | 0 | 0 | 0 | 0 | 0 |  | SCE_Eastern_Solar_179 | 0 | 0 | 0 | 0 | 0 | 0 | 0 | 0 | 0 | 0 | 0 | 0.21 | 0 | 0 | 0 | 0 | 0.21 | 0 | 0 | 0 | 0 | 0.21 | 0 | 0 | 0 | 0.21
SCE_Eastern_Solar_Generic | SCE_Eastern_Solar | SCE_Eastern_Solar_182 | 0 | 0 | 0 | 0 | 0 | 0 | 0 | 0 | 0 | 0 | 0 | 0 | 0 | 0 | 0 | 0 | 0 | 0 | 0 | 0 | 0 | 0 | 0 | 0 | 0 | 0 | SCE Eastern | Solar | SCE_Eastern_Solar_182 | 0 | 0 | 0 | 0 | 0 | 0 | 0 | 0 | 0 | 0 | 0 | 0 | 0 | 0 | 0 | 0 | 0 | 0 | 0 | 0 | 0 | 0 | 0 | 0 | 0 | 0 |  | SCE_Eastern_Solar_182 | 0 | 0 | 0 | 0 | 0 | 0 | 0 | 0 | 0 | 0 | 0 | 0 | 0 | 0 | 0 | 0 | 0 | 0 | 0 | 0 | 0 | 0 | 0 | 0 | 0 | 0
SCE_Eastern_Wind_Generic | SCE_Eastern_Wind | SCE_Eastern_Wind_156 | 0 | 0 | 0 | 0 | 0 | 0 | 0 | 0 | 0 | 0 | 0 | 0.2627 | 0 | 0 | 0 | 0 | 0.2627 | 0 | 0 | 0 | 0 | 0.2627 | 0 | 0 | 0 | 0.2627 | SCE Eastern | Wind | SCE_Eastern_Wind_156 | 0 | 0 | 0 | 0 | 0 | 0 | 0 | 0 | 0 | 0 | 0 | 0.2627 | 0 | 0 | 0 | 0 | 0.2627 | 0 | 0 | 0 | 0 | 0.2627 | 0 | 0 | 0 | 0.2627 |  | SCE_Eastern_Wind_156 | 0 | 0 | 0 | 0 | 0 | 0 | 0 | 0 | 0 | 0 | 0 | 0 | 0 | 0 | 0 | 0 | 0 | 0 | 0 | 0 | 0 | 0 | 0 | 0 | 0 | 0
SCE_Eastern_Wind_Generic | SCE_Eastern_Wind | SCE_Eastern_Wind_174 | 0 | 0 | 0 | 0 | 0 | 0 | 0 | 0 | 0 | 0 | 0 | 0.058734 | 0 | 0 | 0 | 0 | 0.058734 | 0 | 0 | 0 | 0 | 0.058734 | 0 | 0 | 0 | 0.058734 | SCE Eastern | Wind | SCE_Eastern_Wind_174 | 0 | 0 | 0 | 0 | 0 | 0 | 0 | 0 | 0 | 0 | 0 | 0 | 0 | 0 | 0 | 0 | 0 | 0 | 0 | 0 | 0 | 0 | 0 | 0 | 0 | 0 |  | SCE_Eastern_Wind_174 | 0 | 0 | 0 | 0 | 0 | 0 | 0 | 0 | 0 | 0 | 0 | 0.06 | 0 | 0 | 0 | 0 | 0.06 | 0 | 0 | 0 | 0 | 0.06 | 0 | 0 | 0 | 0.06
SCE_New_EGS_Generic | SCE_New_EGS | SCE_EOP_EGS_Deep_131 | 0 | 0 | 0 | 0 | 0 | 0 | 0 | 0 | 0 | 0 | 0 | 0 | 0 | 0 | 0 | 0 | 0 | 0 | 0 | 0 | 0 | 0 | 0 | 0 | 0 | 0 | SCE EOP | Geothermal | SCE_EOP_EGS_Deep_131 | 0 | 0 | 0 | 0 | 0 | 0 | 0 | 0 | 0 | 0 | 0 | 0 | 0 | 0 | 0 | 0 | 0 | 0 | 0 | 0 | 0 | 0 | 0 | 0 | 0 | 0 |  | SCE_EOP_EGS_Deep_131 | 0 | 0 | 0 | 0 | 0 | 0 | 0 | 0 | 0 | 0 | 0 | 0 | 0 | 0 | 0 | 0 | 0 | 0 | 0 | 0 | 0 | 0 | 0 | 0 | 0 | 0
SCE_New_EGS_Generic | SCE_New_EGS | SCE_EOP_EGS_Deep_161 | 0 | 0 | 0 | 0 | 0 | 0 | 0 | 0 | 0 | 0 | 0 | 0 | 0 | 0 | 0 | 0 | 0 | 0 | 0 | 0 | 0 | 0 | 0 | 0 | 0 | 0 | SCE EOP | Geothermal | SCE_EOP_EGS_Deep_161 | 0 | 0 | 0 | 0 | 0 | 0 | 0 | 0 | 0 | 0 | 0 | 0 | 0 | 0 | 0 | 0 | 0 | 0 | 0 | 0 | 0 | 0 | 0 | 0 | 0 | 0 |  | SCE_EOP_EGS_Deep_161 | 0 | 0 | 0 | 0 | 0 | 0 | 0 | 0 | 0 | 0 | 0 | 0 | 0 | 0 | 0 | 0 | 0 | 0 | 0 | 0 | 0 | 0 | 0 | 0 | 0 | 0
SCE_New_EGS_Generic | SCE_New_EGS | SCE_EOP_EGS_Deep_177 | 0 | 0 | 0 | 0 | 0 | 0 | 0 | 0 | 0 | 0 | 0 | 0 | 0 | 0 | 0 | 0 | 0 | 0 | 0 | 0 | 0 | 0 | 0 | 0 | 0 | 0 | SCE EOP | Geothermal | SCE_EOP_EGS_Deep_177 | 0 | 0 | 0 | 0 | 0 | 0 | 0 | 0 | 0 | 0 | 0 | 0 | 0 | 0 | 0 | 0 | 0 | 0 | 0 | 0 | 0 | 0 | 0 | 0 | 0 | 0 |  | SCE_EOP_EGS_Deep_177 | 0 | 0 | 0 | 0 | 0 | 0 | 0 | 0 | 0 | 0 | 0 | 0 | 0 | 0 | 0 | 0 | 0 | 0 | 0 | 0 | 0 | 0 | 0 | 0 | 0 | 0
SCE_LDES_12hr_Generic | SCE_LDES_12hr | SCE_EOP_LDES_12hr_161 | 0 | 0 | 0 | 0 | 0 | 0 | 0 | 0 | 0 | 0 | 0 | 0 | 0 | 0 | 0 | 0 | 0.5 | 0 | 0 | 0 | 0 | 0.5 | 0 | 0 | 0 | 0.5 | SCE EOP | LDES | SCE_EOP_LDES_12hr_161 | 0 | 0 | 0 | 0 | 0 | 0 | 0 | 0 | 0 | 0 | 0 | 0 | 0 | 0 | 0 | 0 | 0.5 | 0 | 0 | 0 | 0 | 0.5 | 0 | 0 | 0 | 0.5 |  | SCE_EOP_LDES_12hr_161 | 0 | 0 | 0 | 0 | 0 | 0 | 0 | 0 | 0 | 0 | 0 | 0 | 0 | 0 | 0 | 0 | 0 | 0 | 0 | 0 | 0 | 0 | 0 | 0 | 0 | 0
SCE_New_Li_Battery_4hr_Generic | SCE_New_Li_Battery_4hr | SCE_EOP_Li_Battery_4hr_131 | 0 | 0 | 0 | 0 | 0 | 0 | 0.103 | 0 | 0.638 | 0 | 0 | 0.638 | 0 | 0 | 0 | 0 | 0.638 | 0 | 0 | 0 | 0 | 0.638 | 0 | 0 | 0 | 0.638 | SCE EOP | Battery | SCE_EOP_Li_Battery_4hr_131 | 0 | 0 | 0 | 0 | 0 | 0 | 0.103 | 0 | 0.638 | 0 | 0 | 0.638 | 0 | 0 | 0 | 0 | 0.638 | 0 | 0 | 0 | 0 | 0.638 | 0 | 0 | 0 | 0.638 | Li-ion Battery (4-hr) | SCE_EOP_Li_Battery_4hr_131 | 0 | 0 | 0 | 0 | 0 | 0 | 0 | 0 | 0 | 0 | 0 | 0 | 0 | 0 | 0 | 0 | 0 | 0 | 0 | 0 | 0 | 0 | 0 | 0 | 0 | 0
SCE_New_Li_Battery_4hr_Generic | SCE_New_Li_Battery_4hr | SCE_EOP_Li_Battery_4hr_161 | 0 | 0 | 0 | 0 | 0 | 0 | 0 | 0 | 0 | 0 | 0 | 0 | 0 | 0 | 0 | 0 | 0 | 0 | 0 | 0 | 0 | 0 | 0 | 0 | 0 | 0 | SCE EOP | Battery | SCE_EOP_Li_Battery_4hr_161 | 0 | 0 | 0 | 0 | 0 | 0 | 0 | 0 | 0 | 0 | 0 | 0 | 0 | 0 | 0 | 0 | 0 | 0 | 0 | 0 | 0 | 0 | 0 | 0 | 0 | 0 | Li-ion Battery (4-hr) | SCE_EOP_Li_Battery_4hr_161 | 0 | 0 | 0 | 0 | 0 | 0 | 0 | 0 | 0 | 0 | 0 | 0 | 0 | 0 | 0 | 0 | 0 | 0 | 0 | 0 | 0 | 0 | 0 | 0 | 0 | 0
SCE_New_Li_Battery_4hr_Generic | SCE_New_Li_Battery_4hr | SCE_EOP_Li_Battery_4hr_177 | 0 | 0 | 0 | 0 | 0 | 0 | 0 | 0 | 0 | 0 | 0 | 0 | 0 | 0 | 0 | 0 | 0 | 0 | 0 | 0 | 0 | 0 | 0 | 0 | 0 | 0 | SCE EOP | Battery | SCE_EOP_Li_Battery_4hr_177 | 0 | 0 | 0 | 0 | 0 | 0 | 0 | 0 | 0 | 0 | 0 | 0 | 0 | 0 | 0 | 0 | 0 | 0 | 0 | 0 | 0 | 0 | 0 | 0 | 0 | 0 | Li-ion Battery (4-hr) | SCE_EOP_Li_Battery_4hr_177 | 0 | 0 | 0 | 0 | 0 | 0 | 0 | 0 | 0 | 0 | 0 | 0 | 0 | 0 | 0 | 0 | 0 | 0 | 0 | 0 | 0 | 0 | 0 | 0 | 0 | 0
SCE_New_Li_Battery_8hr_Generic | SCE_New_Li_Battery_8hr | SCE_EOP_Li_Battery_8hr_131 | 0 | 0 | 0 | 0 | 0 | 0 | 0 | 0 | 0 | 0 | 0 | 0.69871 | 0 | 0 | 0 | 0 | 0.69871 | 0 | 0 | 0 | 0 | 0.69871 | 0 | 0 | 0 | 2.3632 | SCE EOP | Battery | SCE_EOP_Li_Battery_8hr_131 | 0 | 0 | 0 | 0 | 0 | 0 | 0 | 0 | 0 | 0 | 0 | 0.69871 | 0 | 0 | 0 | 0 | 0.69871 | 0 | 0 | 0 | 0 | 0.69871 | 0 | 0 | 0 | 2.3632 | Li-ion Battery (8-hr) | SCE_EOP_Li_Battery_8hr_131 | 0 | 0 | 0 | 0 | 0 | 0 | 0 | 0 | 0 | 0 | 0 | 0 | 0 | 0 | 0 | 0 | 0 | 0 | 0 | 0 | 0 | 0 | 0 | 0 | 0 | 0
SCE_New_Li_Battery_8hr_Generic | SCE_New_Li_Battery_8hr | SCE_EOP_Li_Battery_8hr_161 | 0 | 0 | 0 | 0 | 0 | 0 | 0 | 0 | 0 | 0 | 0 | 0 | 0 | 0 | 0 | 0 | 0 | 0 | 0 | 0 | 0 | 0 | 0 | 0 | 0 | 0 | SCE EOP | Battery | SCE_EOP_Li_Battery_8hr_161 | 0 | 0 | 0 | 0 | 0 | 0 | 0 | 0 | 0 | 0 | 0 | 0 | 0 | 0 | 0 | 0 | 0 | 0 | 0 | 0 | 0 | 0 | 0 | 0 | 0 | 0 | Li-ion Battery (8-hr) | SCE_EOP_Li_Battery_8hr_161 | 0 | 0 | 0 | 0 | 0 | 0 | 0 | 0 | 0 | 0 | 0 | 0 | 0 | 0 | 0 | 0 | 0 | 0 | 0 | 0 | 0 | 0 | 0 | 0 | 0 | 0
SCE_New_Li_Battery_8hr_Generic | SCE_New_Li_Battery_8hr | SCE_EOP_Li_Battery_8hr_177 | 0 | 0 | 0 | 0 | 0 | 0 | 0 | 0 | 0 | 0 | 0 | 0 | 0 | 0 | 0 | 0 | 0 | 0 | 0 | 0 | 0 | 0 | 0 | 0 | 0 | 0.16111 | SCE EOP | Battery | SCE_EOP_Li_Battery_8hr_177 | 0 | 0 | 0 | 0 | 0 | 0 | 0 | 0 | 0 | 0 | 0 | 0 | 0 | 0 | 0 | 0 | 0 | 0 | 0 | 0 | 0 | 0 | 0 | 0 | 0 | 0.16111 | Li-ion Battery (8-hr) | SCE_EOP_Li_Battery_8hr_177 | 0 | 0 | 0 | 0 | 0 | 0 | 0 | 0 | 0 | 0 | 0 | 0 | 0 | 0 | 0 | 0 | 0 | 0 | 0 | 0 | 0 | 0 | 0 | 0 | 0 | 0
SCE_EOP_Solar_Generic | SCE_EOP_Solar | SCE_EOP_Solar_131 | 0 | 0 | 0 | 0 | 0 | 0 | 0 | 0 | 0 | 0 | 0 | 0 | 0 | 0 | 0 | 0 | 0 | 0 | 0 | 0 | 0 | 0 | 0 | 0 | 0 | 1.5523 | SCE EOP | Solar | SCE_EOP_Solar_131 | 0 | 0 | 0 | 0 | 0 | 0 | 0 | 0 | 0 | 0 | 0 | 0 | 0 | 0 | 0 | 0 | 0 | 0 | 0 | 0 | 0 | 0 | 0 | 0 | 0 | 1.5523 |  | SCE_EOP_Solar_131 | 0 | 0 | 0 | 0 | 0 | 0 | 0 | 0 | 0 | 0 | 0 | 0 | 0 | 0 | 0 | 0 | 0 | 0 | 0 | 0 | 0 | 0 | 0 | 0 | 0 | 0
SCE_EOP_Solar_Generic | SCE_EOP_Solar | SCE_EOP_Solar_161 | 0 | 0 | 0 | 0 | 0 | 0 | 0.125 | 0 | 0.36247 | 0 | 0 | 0.36247 | 0 | 0 | 0 | 0 | 0.36247 | 0 | 0 | 0 | 0 | 0.36247 | 0 | 0 | 0 | 0.36247 | SCE EOP | Solar | SCE_EOP_Solar_161 | 0 | 0 | 0 | 0 | 0 | 0 | 0.125 | 0 | 0.125 | 0 | 0 | 0.125 | 0 | 0 | 0 | 0 | 0.125 | 0 | 0 | 0 | 0 | 0.125 | 0 | 0 | 0 | 0.125 |  | SCE_EOP_Solar_161 | 0 | 0 | 0 | 0 | 0 | 0 | 0 | 0 | 0.24 | 0 | 0 | 0.24 | 0 | 0 | 0 | 0 | 0.24 | 0 | 0 | 0 | 0 | 0.24 | 0 | 0 | 0 | 0.24
SCE_EOP_Solar_Generic | SCE_EOP_Solar | SCE_EOP_Solar_177 | 0 | 0 | 0 | 0 | 0 | 0 | 0 | 0 | 0.32753 | 0 | 0 | 0.32753 | 0 | 0 | 0 | 0 | 0.32753 | 0 | 0 | 0 | 0 | 0.32753 | 0 | 0 | 0 | 4.8952 | SCE EOP | Solar | SCE_EOP_Solar_177 | 0 | 0 | 0 | 0 | 0 | 0 | 0 | 0 | 0 | 0 | 0 | 0 | 0 | 0 | 0 | 0 | 0 | 0 | 0 | 0 | 0 | 0 | 0 | 0 | 0 | 3.4471 |  | SCE_EOP_Solar_177 | 0 | 0 | 0 | 0 | 0 | 0 | 0 | 0 | 0.33 | 0 | 0 | 0.33 | 0 | 0 | 0 | 0 | 0.33 | 0 | 0 | 0 | 0 | 0.33 | 0 | 0 | 0 | 1.45
SCE_EOP_Wind_Generic | SCE_EOP_Wind | SCE_EOP_Wind_131 | 0 | 0 | 0 | 0 | 0 | 0 | 0 | 0 | 0.12078 | 0 | 0 | 0.12078 | 0 | 0 | 0 | 0 | 0.12078 | 0 | 0 | 0 | 0 | 0.12078 | 0 | 0 | 0 | 0.12078 | SCE EOP | Wind | SCE_EOP_Wind_131 | 0 | 0 | 0 | 0 | 0 | 0 | 0 | 0 | 0.12078 | 0 | 0 | 0.12078 | 0 | 0 | 0 | 0 | 0.12078 | 0 | 0 | 0 | 0 | 0.12078 | 0 | 0 | 0 | 0.12078 |  | SCE_EOP_Wind_131 | 0 | 0 | 0 | 0 | 0 | 0 | 0 | 0 | 0 | 0 | 0 | 0 | 0 | 0 | 0 | 0 | 0 | 0 | 0 | 0 | 0 | 0 | 0 | 0 | 0 | 0
SCE_EOP_Wind_Generic | SCE_EOP_Wind | SCE_EOP_Wind_161 | 0 | 0 | 0 | 0 | 0 | 0 | 0 | 0 | 0.073997 | 0 | 0 | 0.073997 | 0 | 0 | 0 | 0 | 0.073997 | 0 | 0 | 0 | 0 | 0.073997 | 0 | 0 | 0 | 0.073997 | SCE EOP | Wind | SCE_EOP_Wind_161 | 0 | 0 | 0 | 0 | 0 | 0 | 0 | 0 | 0.073997 | 0 | 0 | 0.073997 | 0 | 0 | 0 | 0 | 0.073997 | 0 | 0 | 0 | 0 | 0.073997 | 0 | 0 | 0 | 0.073997 |  | SCE_EOP_Wind_161 | 0 | 0 | 0 | 0 | 0 | 0 | 0 | 0 | 0 | 0 | 0 | 0 | 0 | 0 | 0 | 0 | 0 | 0 | 0 | 0 | 0 | 0 | 0 | 0 | 0 | 0
SCE_EOP_Wind_Generic | SCE_EOP_Wind | SCE_EOP_Wind_177 | 0 | 0 | 0 | 0 | 0 | 0 | 0 | 0 | 0.059938 | 0 | 0 | 0.059938 | 0 | 0 | 0 | 0 | 0.059938 | 0 | 0 | 0 | 0 | 0.059938 | 0 | 0 | 0 | 0.059938 | SCE EOP | Wind | SCE_EOP_Wind_177 | 0 | 0 | 0 | 0 | 0 | 0 | 0 | 0 | 0.059938 | 0 | 0 | 0.059938 | 0 | 0 | 0 | 0 | 0.059938 | 0 | 0 | 0 | 0 | 0.059938 | 0 | 0 | 0 | 0.059938 |  | SCE_EOP_Wind_177 | 0 | 0 | 0 | 0 | 0 | 0 | 0 | 0 | 0 | 0 | 0 | 0 | 0 | 0 | 0 | 0 | 0 | 0 | 0 | 0 | 0 | 0 | 0 | 0 | 0 | 0
SCE_Idaho_New_EGS_Generic | SCE_Idaho_New_EGS | SCE_Idaho_EGS_NF_161 | 0 | 0 | 0 | 0 | 0 | 0 | 0 | 0 | 0 | 0 | 0 | 0 | 0 | 0 | 0 | 0 | 0 | 0 | 0 | 0 | 0 | 0 | 0 | 0 | 0 | 0 | SCE EOP | Geothermal | SCE_Idaho_EGS_NF_161 | 0 | 0 | 0 | 0 | 0 | 0 | 0 | 0 | 0 | 0 | 0 | 0 | 0 | 0 | 0 | 0 | 0 | 0 | 0 | 0 | 0 | 0 | 0 | 0 | 0 | 0 |  | SCE_Idaho_EGS_NF_161 | 0 | 0 | 0 | 0 | 0 | 0 | 0 | 0 | 0 | 0 | 0 | 0 | 0 | 0 | 0 | 0 | 0 | 0 | 0 | 0 | 0 | 0 | 0 | 0 | 0 | 0
SCE_Idaho_Wind_Generic | SCE_Idaho_Wind | SCE_Idaho_Wind_161 | 0 | 0 | 0 | 0 | 0 | 0 | 0 | 0 | 0 | 0 | 0 | 1.1 | 0 | 0 | 0 | 0 | 1.1 | 0 | 0 | 0 | 0 | 1.1 | 0 | 0 | 0 | 1.1 | SCE EOP | OOS Wind | SCE_Idaho_Wind_161 | 0 | 0 | 0 | 0 | 0 | 0 | 0 | 0 | 0 | 0 | 0 | 1.1 | 0 | 0 | 0 | 0 | 1.1 | 0 | 0 | 0 | 0 | 1.1 | 0 | 0 | 0 | 1.1 |  | SCE_Idaho_Wind_161 | 0 | 0 | 0 | 0 | 0 | 0 | 0 | 0 | 0 | 0 | 0 | 0 | 0 | 0 | 0 | 0 | 0 | 0 | 0 | 0 | 0 | 0 | 0 | 0 | 0 | 0
SCE_New_Li_Battery_4hr_Generic | SCE_New_Li_Battery_4hr | SCE_Metro_Li_Battery_4hr_132 | 0 | 0 | 0 | 0 | 0 | 0 | 0 | 0 | 0 | 0 | 0 | 0 | 0 | 0 | 0 | 0 | 0 | 0 | 0 | 0 | 0 | 0 | 0 | 0 | 0 | 0 | SCE Metro | Battery | SCE_Metro_Li_Battery_4hr_132 | 0 | 0 | 0 | 0 | 0 | 0 | 0 | 0 | 0 | 0 | 0 | 0 | 0 | 0 | 0 | 0 | 0 | 0 | 0 | 0 | 0 | 0 | 0 | 0 | 0 | 0 | Li-ion Battery (4-hr) | SCE_Metro_Li_Battery_4hr_132 | 0 | 0 | 0 | 0 | 0 | 0 | 0 | 0 | 0 | 0 | 0 | 0 | 0 | 0 | 0 | 0 | 0 | 0 | 0 | 0 | 0 | 0 | 0 | 0 | 0 | 0
SCE_New_Li_Battery_4hr_Generic | SCE_New_Li_Battery_4hr | SCE_Metro_Li_Battery_4hr_97 | 0 | 0 | 0 | 0 | 0 | 0 | 0.505 | 0 | 1.365 | 0 | 0 | 1.365 | 0 | 0 | 0 | 0 | 1.365 | 0 | 0 | 0 | 0 | 1.365 | 0 | 0 | 0 | 1.365 | SCE Metro | Battery | SCE_Metro_Li_Battery_4hr_97 | 0 | 0 | 0 | 0 | 0 | 0 | 0.505 | 0 | 1.365 | 0 | 0 | 1.365 | 0 | 0 | 0 | 0 | 1.365 | 0 | 0 | 0 | 0 | 1.365 | 0 | 0 | 0 | 1.365 | Li-ion Battery (4-hr) | SCE_Metro_Li_Battery_4hr_97 | 0 | 0 | 0 | 0 | 0 | 0 | 0 | 0 | 0 | 0 | 0 | 0 | 0 | 0 | 0 | 0 | 0 | 0 | 0 | 0 | 0 | 0 | 0 | 0 | 0 | 0
SCE_New_Li_Battery_8hr_Generic | SCE_New_Li_Battery_8hr | SCE_Metro_Li_Battery_8hr_132 | 0 | 0 | 0 | 0 | 0 | 0 | 0 | 0 | 0 | 0 | 0 | 0 | 0 | 0 | 0 | 0 | 0 | 0 | 0 | 0 | 0 | 0 | 0 | 0 | 0 | 2.6945 | SCE Metro | Battery | SCE_Metro_Li_Battery_8hr_132 | 0 | 0 | 0 | 0 | 0 | 0 | 0 | 0 | 0 | 0 | 0 | 0 | 0 | 0 | 0 | 0 | 0 | 0 | 0 | 0 | 0 | 0 | 0 | 0 | 0 | 2.6945 | Li-ion Battery (8-hr) | SCE_Metro_Li_Battery_8hr_132 | 0 | 0 | 0 | 0 | 0 | 0 | 0 | 0 | 0 | 0 | 0 | 0 | 0 | 0 | 0 | 0 | 0 | 0 | 0 | 0 | 0 | 0 | 0 | 0 | 0 | 0
SCE_New_Li_Battery_8hr_Generic | SCE_New_Li_Battery_8hr | SCE_Metro_Li_Battery_8hr_97 | 0 | 0 | 0 | 0 | 0 | 0 | 0 | 0 | 0.235 | 0 | 0 | 3.9599 | 0 | 0 | 0 | 0 | 7.084 | 0 | 0 | 0 | 0 | 7.084 | 0 | 0 | 0 | 7.3746 | SCE Metro | Battery | SCE_Metro_Li_Battery_8hr_97 | 0 | 0 | 0 | 0 | 0 | 0 | 0 | 0 | 0.235 | 0 | 0 | 3.9599 | 0 | 0 | 0 | 0 | 7.084 | 0 | 0 | 0 | 0 | 7.084 | 0 | 0 | 0 | 7.3746 | Li-ion Battery (8-hr) | SCE_Metro_Li_Battery_8hr_97 | 0 | 0 | 0 | 0 | 0 | 0 | 0 | 0 | 0 | 0 | 0 | 0 | 0 | 0 | 0 | 0 | 0 | 0 | 0 | 0 | 0 | 0 | 0 | 0 | 0 | 0
SCE_Metro_Solar_Generic | SCE_Metro_Solar | SCE_Metro_Solar_132 | 0 | 0 | 0 | 0 | 0 | 0 | 0 | 0 | 0 | 0 | 0 | 0 | 0 | 0 | 0 | 0 | 0 | 0 | 0 | 0 | 0 | 0 | 0 | 0 | 0 | 0.042004 | SCE Metro | Solar | SCE_Metro_Solar_132 | 0 | 0 | 0 | 0 | 0 | 0 | 0 | 0 | 0 | 0 | 0 | 0 | 0 | 0 | 0 | 0 | 0 | 0 | 0 | 0 | 0 | 0 | 0 | 0 | 0 | 0.042004 |  | SCE_Metro_Solar_132 | 0 | 0 | 0 | 0 | 0 | 0 | 0 | 0 | 0 | 0 | 0 | 0 | 0 | 0 | 0 | 0 | 0 | 0 | 0 | 0 | 0 | 0 | 0 | 0 | 0 | 0
SCE_Metro_Solar_Generic | SCE_Metro_Solar | SCE_Metro_Solar_97 | 0 | 0 | 0 | 0 | 0 | 0 | 0.00499 | 0 | 0.00499 | 0 | 0 | 0.00499 | 0 | 0 | 0 | 0 | 0.00499 | 0 | 0 | 0 | 0 | 0.38749 | 0 | 0 | 0 | 0.38749 | SCE Metro | Solar | SCE_Metro_Solar_97 | 0 | 0 | 0 | 0 | 0 | 0 | 0.00499 | 0 | 0.00499 | 0 | 0 | 0.00499 | 0 | 0 | 0 | 0 | 0.00499 | 0 | 0 | 0 | 0 | 0.38749 | 0 | 0 | 0 | 0.38749 |  | SCE_Metro_Solar_97 | 0 | 0 | 0 | 0 | 0 | 0 | 0 | 0 | 0 | 0 | 0 | 0 | 0 | 0 | 0 | 0 | 0 | 0 | 0 | 0 | 0 | 0 | 0 | 0 | 0 | 0
SCE_Nevada_New_EGS_Generic | SCE_Nevada_New_EGS | SCE_Nevada_EGS_NF_131 | 0 | 0 | 0 | 0 | 0 | 0 | 0 | 0 | 0 | 0 | 0 | 0 | 0 | 0 | 0 | 0 | 0 | 0 | 0 | 0 | 0 | 0 | 0 | 0 | 0 | 0 | SCE EOP | Geothermal | SCE_Nevada_EGS_NF_131 | 0 | 0 | 0 | 0 | 0 | 0 | 0 | 0 | 0 | 0 | 0 | 0 | 0 | 0 | 0 | 0 | 0 | 0 | 0 | 0 | 0 | 0 | 0 | 0 | 0 | 0 |  | SCE_Nevada_EGS_NF_131 | 0 | 0 | 0 | 0 | 0 | 0 | 0 | 0 | 0 | 0 | 0 | 0 | 0 | 0 | 0 | 0 | 0 | 0 | 0 | 0 | 0 | 0 | 0 | 0 | 0 | 0
SCE_Nevada_New_EGS_Generic | SCE_Nevada_New_EGS | SCE_Nevada_EGS_NF_175 | 0 | 0 | 0 | 0 | 0 | 0 | 0 | 0 | 0 | 0 | 0 | 0 | 0 | 0 | 0 | 0 | 0 | 0 | 0 | 0 | 0 | 0 | 0 | 0 | 0 | 0 | SCE NOL | Geothermal | SCE_Nevada_EGS_NF_175 | 0 | 0 | 0 | 0 | 0 | 0 | 0 | 0 | 0 | 0 | 0 | 0 | 0 | 0 | 0 | 0 | 0 | 0 | 0 | 0 | 0 | 0 | 0 | 0 | 0 | 0 |  | SCE_Nevada_EGS_NF_175 | 0 | 0 | 0 | 0 | 0 | 0 | 0 | 0 | 0 | 0 | 0 | 0 | 0 | 0 | 0 | 0 | 0 | 0 | 0 | 0 | 0 | 0 | 0 | 0 | 0 | 0
SCE_Nevada_New_EGS_Generic | SCE_Nevada_New_EGS | SCE_Nevada_EGS_NF_177 | 0 | 0 | 0 | 0 | 0 | 0 | 0 | 0 | 0 | 0 | 0 | 0 | 0 | 0 | 0 | 0 | 0 | 0 | 0 | 0 | 0 | 0 | 0 | 0 | 0 | 0 | SCE EOP | Geothermal | SCE_Nevada_EGS_NF_177 | 0 | 0 | 0 | 0 | 0 | 0 | 0 | 0 | 0 | 0 | 0 | 0 | 0 | 0 | 0 | 0 | 0 | 0 | 0 | 0 | 0 | 0 | 0 | 0 | 0 | 0 |  | SCE_Nevada_EGS_NF_177 | 0 | 0 | 0 | 0 | 0 | 0 | 0 | 0 | 0 | 0 | 0 | 0 | 0 | 0 | 0 | 0 | 0 | 0 | 0 | 0 | 0 | 0 | 0 | 0 | 0 | 0
SCE_New_Geothermal_Generic | SCE_New_Geothermal | SCE_Nevada_Geothermal_131 | 0 | 0 | 0 | 0 | 0 | 0 | 0 | 0 | 0 | 0 | 0 | 0 | 0 | 0 | 0 | 0 | 0.288 | 0 | 0 | 0 | 0 | 0.288 | 0 | 0 | 0 | 0.288 | SCE EOP | Geothermal | SCE_Nevada_Geothermal_131 | 0 | 0 | 0 | 0 | 0 | 0 | 0 | 0 | 0 | 0 | 0 | 0 | 0 | 0 | 0 | 0 | 0.288 | 0 | 0 | 0 | 0 | 0.288 | 0 | 0 | 0 | 0.288 |  | SCE_Nevada_Geothermal_131 | 0 | 0 | 0 | 0 | 0 | 0 | 0 | 0 | 0 | 0 | 0 | 0 | 0 | 0 | 0 | 0 | 0 | 0 | 0 | 0 | 0 | 0 | 0 | 0 | 0 | 0
SCE_New_Geothermal_Generic | SCE_New_Geothermal | SCE_Nevada_Geothermal_175 | 0 | 0 | 0 | 0 | 0 | 0 | 0 | 0 | 0 | 0 | 0 | 0 | 0 | 0 | 0 | 0 | 0.1612 | 0 | 0 | 0 | 0 | 0.1612 | 0 | 0 | 0 | 0.1612 | SCE NOL | Geothermal | SCE_Nevada_Geothermal_175 | 0 | 0 | 0 | 0 | 0 | 0 | 0 | 0 | 0 | 0 | 0 | 0 | 0 | 0 | 0 | 0 | 0.1612 | 0 | 0 | 0 | 0 | 0.1612 | 0 | 0 | 0 | 0.1612 |  | SCE_Nevada_Geothermal_175 | 0 | 0 | 0 | 0 | 0 | 0 | 0 | 0 | 0 | 0 | 0 | 0 | 0 | 0 | 0 | 0 | 0 | 0 | 0 | 0 | 0 | 0 | 0 | 0 | 0 | 0
SCE_New_Geothermal_Generic | SCE_New_Geothermal | SCE_Nevada_Geothermal_177 | 0 | 0 | 0 | 0 | 0 | 0 | 0.025603 | 0 | 0.15061 | 0 | 0 | 0.15061 | 0 | 0 | 0 | 0 | 0.436 | 0 | 0 | 0 | 0 | 0.436 | 0 | 0 | 0 | 0.436 | SCE EOP | Geothermal | SCE_Nevada_Geothermal_177 | 0 | 0 | 0 | 0 | 0 | 0 | 0.025603 | 0 | 0.15061 | 0 | 0 | 0.15061 | 0 | 0 | 0 | 0 | 0.436 | 0 | 0 | 0 | 0 | 0.436 | 0 | 0 | 0 | 0.436 |  | SCE_Nevada_Geothermal_177 | 0 | 0 | 0 | 0 | 0 | 0 | 0 | 0 | 0 | 0 | 0 | 0 | 0 | 0 | 0 | 0 | 0 | 0 | 0 | 0 | 0 | 0 | 0 | 0 | 0 | 0
| SCE_New_Gas_CCGT | SCE_New_Gas_CCGT_Asset | 0 | 0 | 0 | 0 | 0 | 0 | 0 | 0 | 0 | 0 | 0 | 0 | 0 | 0 | 0 | 0 | 0 | 0 | 0 | 0 | 0 | 0 | 0 | 0 | 0 | 0 | Check | 0 | SCE_New_Gas_CCGT_Asset | 0 | 0 | 0 | 0 | 0 | 0 | 0 | 0 | 0 | 0 | 0 | 0 | 0 | 0 | 0 | 0 | 0 | 0 | 0 | 0 | 0 | 0 | 0 | 0 | 0 | 0 |  | SCE_New_Gas_CCGT_Asset | 0 | 0 | 0 | 0 | 0 | 0 | 0 | 0 | 0 | 0 | 0 | 0 | 0 | 0 | 0 | 0 | 0 | 0 | 0 | 0 | 0 | 0 | 0 | 0 | 0 | 0
| SCE_New_Gas_CT | SCE_New_Gas_CT_Asset | 0 | 0 | 0 | 0 | 0 | 0 | 0 | 0 | 0 | 0 | 0 | 0 | 0 | 0 | 0 | 0 | 0 | 0 | 0 | 0 | 0 | 0 | 0 | 0 | 0 | 0 | Check | 0 | SCE_New_Gas_CT_Asset | 0 | 0 | 0 | 0 | 0 | 0 | 0 | 0 | 0 | 0 | 0 | 0 | 0 | 0 | 0 | 0 | 0 | 0 | 0 | 0 | 0 | 0 | 0 | 0 | 0 | 0 |  | SCE_New_Gas_CT_Asset | 0 | 0 | 0 | 0 | 0 | 0 | 0 | 0 | 0 | 0 | 0 | 0 | 0 | 0 | 0 | 0 | 0 | 0 | 0 | 0 | 0 | 0 | 0 | 0 | 0 | 0
| SCE_New_Gas_RICE | SCE_New_Gas_RICE_Asset | 0 | 0 | 0 | 0 | 0 | 0 | 0 | 0 | 0 | 0 | 0 | 0 | 0 | 0 | 0 | 0 | 0 | 0 | 0 | 0 | 0 | 0 | 0 | 0 | 0 | 0 | Check | 0 | SCE_New_Gas_RICE_Asset | 0 | 0 | 0 | 0 | 0 | 0 | 0 | 0 | 0 | 0 | 0 | 0 | 0 | 0 | 0 | 0 | 0 | 0 | 0 | 0 | 0 | 0 | 0 | 0 | 0 | 0 |  | SCE_New_Gas_RICE_Asset | 0 | 0 | 0 | 0 | 0 | 0 | 0 | 0 | 0 | 0 | 0 | 0 | 0 | 0 | 0 | 0 | 0 | 0 | 0 | 0 | 0 | 0 | 0 | 0 | 0 | 0
SCE_New_Mexico_Wind_Generic | SCE_New_Mexico_Wind | SCE_New_Mexico_Wind_176_Tranche1 | 0 | 0 | 0 | 0 | 0 | 0 | 0.546 | 0 | 0.546 | 0 | 0 | 0.546 | 0 | 0 | 0 | 0 | 0.546 | 0 | 0 | 0 | 0 | 0.546 | 0 | 0 | 0 | 0.546 | SCE Eastern | OOS Wind | SCE_New_Mexico_Wind_176_Tranche1 | 0 | 0 | 0 | 0 | 0 | 0 | 0.546 | 0 | 0.546 | 0 | 0 | 0.546 | 0 | 0 | 0 | 0 | 0.546 | 0 | 0 | 0 | 0 | 0.546 | 0 | 0 | 0 | 0.546 |  | SCE_New_Mexico_Wind_176_Tranche1 | 0 | 0 | 0 | 0 | 0 | 0 | 0 | 0 | 0 | 0 | 0 | 0 | 0 | 0 | 0 | 0 | 0 | 0 | 0 | 0 | 0 | 0 | 0 | 0 | 0 | 0
SCE_New_Mexico_Wind_Generic | SCE_New_Mexico_Wind | SCE_New_Mexico_Wind_176_Tranche2 | 0 | 0 | 0 | 0 | 0 | 0 | 0.89 | 0 | 0.89 | 0 | 0 | 0.89 | 0 | 0 | 0 | 0 | 0.89 | 0 | 0 | 0 | 0 | 0.89 | 0 | 0 | 0 | 0.89 | SCE Eastern | OOS Wind | SCE_New_Mexico_Wind_176_Tranche2 | 0 | 0 | 0 | 0 | 0 | 0 | 0.89 | 0 | 0.89 | 0 | 0 | 0.89 | 0 | 0 | 0 | 0 | 0.89 | 0 | 0 | 0 | 0 | 0.89 | 0 | 0 | 0 | 0.89 |  | SCE_New_Mexico_Wind_176_Tranche2 | 0 | 0 | 0 | 0 | 0 | 0 | 0 | 0 | 0 | 0 | 0 | 0 | 0 | 0 | 0 | 0 | 0 | 0 | 0 | 0 | 0 | 0 | 0 | 0 | 0 | 0
SCE_New_Mexico_Wind_Generic | SCE_New_Mexico_Wind | SCE_New_Mexico_Wind_176_Tranche3 | 0 | 0 | 0 | 0 | 0 | 0 | 0 | 0 | 1.5 | 0 | 0 | 1.5 | 0 | 0 | 0 | 0 | 1.5 | 0 | 0 | 0 | 0 | 1.5 | 0 | 0 | 0 | 1.5 | SCE Eastern | OOS Wind | SCE_New_Mexico_Wind_176_Tranche3 | 0 | 0 | 0 | 0 | 0 | 0 | 0 | 0 | 1.5 | 0 | 0 | 1.5 | 0 | 0 | 0 | 0 | 1.5 | 0 | 0 | 0 | 0 | 1.5 | 0 | 0 | 0 | 1.5 |  | SCE_New_Mexico_Wind_176_Tranche3 | 0 | 0 | 0 | 0 | 0 | 0 | 0 | 0 | 0 | 0 | 0 | 0 | 0 | 0 | 0 | 0 | 0 | 0 | 0 | 0 | 0 | 0 | 0 | 0 | 0 | 0
SCE_New_Mexico_Wind_Generic | SCE_New_Mexico_Wind | SCE_New_Mexico_Wind_176_Tranche4 | 0 | 0 | 0 | 0 | 0 | 0 | 0 | 0 | 0 | 0 | 0 | 0 | 0 | 0 | 0 | 0 | 0 | 0 | 0 | 0 | 0 | 3 | 0 | 0 | 0 | 3 | SCE Eastern | OOS Wind | SCE_New_Mexico_Wind_176_Tranche4 | 0 | 0 | 0 | 0 | 0 | 0 | 0 | 0 | 0 | 0 | 0 | 0 | 0 | 0 | 0 | 0 | 0 | 0 | 0 | 0 | 0 | 3 | 0 | 0 | 0 | 3 |  | SCE_New_Mexico_Wind_176_Tranche4 | 0 | 0 | 0 | 0 | 0 | 0 | 0 | 0 | 0 | 0 | 0 | 0 | 0 | 0 | 0 | 0 | 0 | 0 | 0 | 0 | 0 | 0 | 0 | 0 | 0 | 0
SCE_New_Mexico_Wind_Generic | SCE_New_Mexico_Wind | SCE_New_Mexico_Wind_97_Tranche5 | 0 | 0 | 0 | 0 | 0 | 0 | 0 | 0 | 0 | 0 | 0 | 0 | 0 | 0 | 0 | 0 | 0 | 0 | 0 | 0 | 0 | 3 | 0 | 0 | 0 | 3 | SCE Metro | OOS Wind | SCE_New_Mexico_Wind_97_Tranche5 | 0 | 0 | 0 | 0 | 0 | 0 | 0 | 0 | 0 | 0 | 0 | 0 | 0 | 0 | 0 | 0 | 0 | 0 | 0 | 0 | 0 | 3 | 0 | 0 | 0 | 3 |  | SCE_New_Mexico_Wind_97_Tranche5 | 0 | 0 | 0 | 0 | 0 | 0 | 0 | 0 | 0 | 0 | 0 | 0 | 0 | 0 | 0 | 0 | 0 | 0 | 0 | 0 | 0 | 0 | 0 | 0 | 0 | 0
SCE_New_EGS_Generic | SCE_New_EGS | SCE_NOL_EGS_Deep_141 | 0 | 0 | 0 | 0 | 0 | 0 | 0 | 0 | 0 | 0 | 0 | 0 | 0 | 0 | 0 | 0 | 0 | 0 | 0 | 0 | 0 | 0 | 0 | 0 | 0 | 0 | SCE NOL | Geothermal | SCE_NOL_EGS_Deep_141 | 0 | 0 | 0 | 0 | 0 | 0 | 0 | 0 | 0 | 0 | 0 | 0 | 0 | 0 | 0 | 0 | 0 | 0 | 0 | 0 | 0 | 0 | 0 | 0 | 0 | 0 |  | SCE_NOL_EGS_Deep_141 | 0 | 0 | 0 | 0 | 0 | 0 | 0 | 0 | 0 | 0 | 0 | 0 | 0 | 0 | 0 | 0 | 0 | 0 | 0 | 0 | 0 | 0 | 0 | 0 | 0 | 0
SCE_New_EGS_Generic | SCE_New_EGS | SCE_NOL_EGS_Deep_160 | 0 | 0 | 0 | 0 | 0 | 0 | 0 | 0 | 0 | 0 | 0 | 0 | 0 | 0 | 0 | 0 | 0 | 0 | 0 | 0 | 0 | 0 | 0 | 0 | 0 | 0 | SCE NOL | Geothermal | SCE_NOL_EGS_Deep_160 | 0 | 0 | 0 | 0 | 0 | 0 | 0 | 0 | 0 | 0 | 0 | 0 | 0 | 0 | 0 | 0 | 0 | 0 | 0 | 0 | 0 | 0 | 0 | 0 | 0 | 0 |  | SCE_NOL_EGS_Deep_160 | 0 | 0 | 0 | 0 | 0 | 0 | 0 | 0 | 0 | 0 | 0 | 0 | 0 | 0 | 0 | 0 | 0 | 0 | 0 | 0 | 0 | 0 | 0 | 0 | 0 | 0
SCE_New_EGS_Generic | SCE_New_EGS | SCE_NOL_EGS_Deep_175 | 0 | 0 | 0 | 0 | 0 | 0 | 0 | 0 | 0 | 0 | 0 | 0 | 0 | 0 | 0 | 0 | 0 | 0 | 0 | 0 | 0 | 0 | 0 | 0 | 0 | 0 | SCE NOL | Geothermal | SCE_NOL_EGS_Deep_175 | 0 | 0 | 0 | 0 | 0 | 0 | 0 | 0 | 0 | 0 | 0 | 0 | 0 | 0 | 0 | 0 | 0 | 0 | 0 | 0 | 0 | 0 | 0 | 0 | 0 | 0 |  | SCE_NOL_EGS_Deep_175 | 0 | 0 | 0 | 0 | 0 | 0 | 0 | 0 | 0 | 0 | 0 | 0 | 0 | 0 | 0 | 0 | 0 | 0 | 0 | 0 | 0 | 0 | 0 | 0 | 0 | 0
SCE_New_EGS_Generic | SCE_New_EGS | SCE_NOL_EGS_NF_160 | 0 | 0 | 0 | 0 | 0 | 0 | 0 | 0 | 0 | 0 | 0 | 0 | 0 | 0 | 0 | 0 | 0 | 0 | 0 | 0 | 0 | 0 | 0 | 0 | 0 | 0 | SCE NOL | Geothermal | SCE_NOL_EGS_NF_160 | 0 | 0 | 0 | 0 | 0 | 0 | 0 | 0 | 0 | 0 | 0 | 0 | 0 | 0 | 0 | 0 | 0 | 0 | 0 | 0 | 0 | 0 | 0 | 0 | 0 | 0 |  | SCE_NOL_EGS_NF_160 | 0 | 0 | 0 | 0 | 0 | 0 | 0 | 0 | 0 | 0 | 0 | 0 | 0 | 0 | 0 | 0 | 0 | 0 | 0 | 0 | 0 | 0 | 0 | 0 | 0 | 0
SCE_New_EGS_Generic | SCE_New_EGS | SCE_NOL_EGS_NF_175 | 0 | 0 | 0 | 0 | 0 | 0 | 0 | 0 | 0 | 0 | 0 | 0 | 0 | 0 | 0 | 0 | 0 | 0 | 0 | 0 | 0 | 0 | 0 | 0 | 0 | 0 | SCE NOL | Geothermal | SCE_NOL_EGS_NF_175 | 0 | 0 | 0 | 0 | 0 | 0 | 0 | 0 | 0 | 0 | 0 | 0 | 0 | 0 | 0 | 0 | 0 | 0 | 0 | 0 | 0 | 0 | 0 | 0 | 0 | 0 |  | SCE_NOL_EGS_NF_175 | 0 | 0 | 0 | 0 | 0 | 0 | 0 | 0 | 0 | 0 | 0 | 0 | 0 | 0 | 0 | 0 | 0 | 0 | 0 | 0 | 0 | 0 | 0 | 0 | 0 | 0
SCE_New_Geothermal_Generic | SCE_New_Geothermal | SCE_NOL_Geothermal_160 | 0 | 0 | 0 | 0 | 0 | 0 | 0 | 0 | 0 | 0 | 0 | 0 | 0 | 0 | 0 | 0 | 0.11679 | 0 | 0 | 0 | 0 | 0.11679 | 0 | 0 | 0 | 0.11679 | SCE NOL | Geothermal | SCE_NOL_Geothermal_160 | 0 | 0 | 0 | 0 | 0 | 0 | 0 | 0 | 0 | 0 | 0 | 0 | 0 | 0 | 0 | 0 | 0.11679 | 0 | 0 | 0 | 0 | 0.11679 | 0 | 0 | 0 | 0.11679 |  | SCE_NOL_Geothermal_160 | 0 | 0 | 0 | 0 | 0 | 0 | 0 | 0 | 0 | 0 | 0 | 0 | 0 | 0 | 0 | 0 | 0 | 0 | 0 | 0 | 0 | 0 | 0 | 0 | 0 | 0
SCE_New_Geothermal_Generic | SCE_New_Geothermal | SCE_NOL_Geothermal_175 | 0 | 0 | 0 | 0 | 0 | 0 | 0 | 0 | 0 | 0 | 0 | 0 | 0 | 0 | 0 | 0 | 0.0248 | 0 | 0 | 0 | 0 | 0.0248 | 0 | 0 | 0 | 0.0248 | SCE NOL | Geothermal | SCE_NOL_Geothermal_175 | 0 | 0 | 0 | 0 | 0 | 0 | 0 | 0 | 0 | 0 | 0 | 0 | 0 | 0 | 0 | 0 | 0.0248 | 0 | 0 | 0 | 0 | 0.0248 | 0 | 0 | 0 | 0.0248 |  | SCE_NOL_Geothermal_175 | 0 | 0 | 0 | 0 | 0 | 0 | 0 | 0 | 0 | 0 | 0 | 0 | 0 | 0 | 0 | 0 | 0 | 0 | 0 | 0 | 0 | 0 | 0 | 0 | 0 | 0
SCE_LDES_12hr_Generic | SCE_LDES_12hr | SCE_NOL_LDES_12hr_110 | 0 | 0 | 0 | 0 | 0 | 0 | 0 | 0 | 0 | 0 | 0 | 0 | 0 | 0 | 0 | 0 | 0.38635 | 0 | 0 | 0 | 0 | 0.38635 | 0 | 0 | 0 | 0.38635 | SCE NOL | LDES | SCE_NOL_LDES_12hr_110 | 0 | 0 | 0 | 0 | 0 | 0 | 0 | 0 | 0 | 0 | 0 | 0 | 0 | 0 | 0 | 0 | 0.38635 | 0 | 0 | 0 | 0 | 0.38635 | 0 | 0 | 0 | 0.38635 |  | SCE_NOL_LDES_12hr_110 | 0 | 0 | 0 | 0 | 0 | 0 | 0 | 0 | 0 | 0 | 0 | 0 | 0 | 0 | 0 | 0 | 0 | 0 | 0 | 0 | 0 | 0 | 0 | 0 | 0 | 0
SCE_New_Li_Battery_4hr_Generic | SCE_New_Li_Battery_4hr | SCE_NOL_Li_Battery_4hr_110 | 0 | 0 | 0 | 0 | 0 | 0 | 0 | 0 | 0.15 | 0 | 0 | 0.15 | 0 | 0 | 0 | 0 | 0.15 | 0 | 0 | 0 | 0 | 0.15 | 0 | 0 | 0 | 0.15 | SCE NOL | Battery | SCE_NOL_Li_Battery_4hr_110 | 0 | 0 | 0 | 0 | 0 | 0 | 0 | 0 | 0.15 | 0 | 0 | 0.15 | 0 | 0 | 0 | 0 | 0.15 | 0 | 0 | 0 | 0 | 0.15 | 0 | 0 | 0 | 0.15 | Li-ion Battery (4-hr) | SCE_NOL_Li_Battery_4hr_110 | 0 | 0 | 0 | 0 | 0 | 0 | 0 | 0 | 0 | 0 | 0 | 0 | 0 | 0 | 0 | 0 | 0 | 0 | 0 | 0 | 0 | 0 | 0 | 0 | 0 | 0
SCE_New_Li_Battery_4hr_Generic | SCE_New_Li_Battery_4hr | SCE_NOL_Li_Battery_4hr_141 | 0 | 0 | 0 | 0 | 0 | 0 | 0 | 0 | 0 | 0 | 0 | 0 | 0 | 0 | 0 | 0 | 0 | 0 | 0 | 0 | 0 | 0 | 0 | 0 | 0 | 0 | SCE NOL | Battery | SCE_NOL_Li_Battery_4hr_141 | 0 | 0 | 0 | 0 | 0 | 0 | 0 | 0 | 0 | 0 | 0 | 0 | 0 | 0 | 0 | 0 | 0 | 0 | 0 | 0 | 0 | 0 | 0 | 0 | 0 | 0 | Li-ion Battery (4-hr) | SCE_NOL_Li_Battery_4hr_141 | 0 | 0 | 0 | 0 | 0 | 0 | 0 | 0 | 0 | 0 | 0 | 0 | 0 | 0 | 0 | 0 | 0 | 0 | 0 | 0 | 0 | 0 | 0 | 0 | 0 | 0
SCE_New_Li_Battery_4hr_Generic | SCE_New_Li_Battery_4hr | SCE_NOL_Li_Battery_4hr_146 | 0 | 0 | 0 | 0 | 0 | 0 | 0.3922 | 0 | 0.3922 | 0 | 0 | 0.3922 | 0 | 0 | 0 | 0 | 0.3922 | 0 | 0 | 0 | 0 | 0.3922 | 0 | 0 | 0 | 0.3922 | SCE NOL | Battery | SCE_NOL_Li_Battery_4hr_146 | 0 | 0 | 0 | 0 | 0 | 0 | 0.3922 | 0 | 0.3922 | 0 | 0 | 0.3922 | 0 | 0 | 0 | 0 | 0.3922 | 0 | 0 | 0 | 0 | 0.3922 | 0 | 0 | 0 | 0.3922 | Li-ion Battery (4-hr) | SCE_NOL_Li_Battery_4hr_146 | 0 | 0 | 0 | 0 | 0 | 0 | 0 | 0 | 0 | 0 | 0 | 0 | 0 | 0 | 0 | 0 | 0 | 0 | 0 | 0 | 0 | 0 | 0 | 0 | 0 | 0
SCE_New_Li_Battery_4hr_Generic | SCE_New_Li_Battery_4hr | SCE_NOL_Li_Battery_4hr_160 | 0 | 0 | 0 | 0 | 0 | 0 | 0 | 0 | 0 | 0 | 0 | 0 | 0 | 0 | 0 | 0 | 0 | 0 | 0 | 0 | 0 | 0 | 0 | 0 | 0 | 0 | SCE NOL | Battery | SCE_NOL_Li_Battery_4hr_160 | 0 | 0 | 0 | 0 | 0 | 0 | 0 | 0 | 0 | 0 | 0 | 0 | 0 | 0 | 0 | 0 | 0 | 0 | 0 | 0 | 0 | 0 | 0 | 0 | 0 | 0 | Li-ion Battery (4-hr) | SCE_NOL_Li_Battery_4hr_160 | 0 | 0 | 0 | 0 | 0 | 0 | 0 | 0 | 0 | 0 | 0 | 0 | 0 | 0 | 0 | 0 | 0 | 0 | 0 | 0 | 0 | 0 | 0 | 0 | 0 | 0
SCE_New_Li_Battery_4hr_Generic | SCE_New_Li_Battery_4hr | SCE_NOL_Li_Battery_4hr_175 | 0 | 0 | 0 | 0 | 0 | 0 | 0 | 0 | 0 | 0 | 0 | 0 | 0 | 0 | 0 | 0 | 0 | 0 | 0 | 0 | 0 | 0 | 0 | 0 | 0 | 0 | SCE NOL | Battery | SCE_NOL_Li_Battery_4hr_175 | 0 | 0 | 0 | 0 | 0 | 0 | 0 | 0 | 0 | 0 | 0 | 0 | 0 | 0 | 0 | 0 | 0 | 0 | 0 | 0 | 0 | 0 | 0 | 0 | 0 | 0 | Li-ion Battery (4-hr) | SCE_NOL_Li_Battery_4hr_175 | 0 | 0 | 0 | 0 | 0 | 0 | 0 | 0 | 0 | 0 | 0 | 0 | 0 | 0 | 0 | 0 | 0 | 0 | 0 | 0 | 0 | 0 | 0 | 0 | 0 | 0
SCE_New_Li_Battery_8hr_Generic | SCE_New_Li_Battery_8hr | SCE_NOL_Li_Battery_8hr_110 | 0 | 0 | 0 | 0 | 0 | 0 | 0.006 | 0 | 0.006 | 0 | 0 | 0.006 | 0 | 0 | 0 | 0 | 0.006 | 0 | 0 | 0 | 0 | 0.006 | 0 | 0 | 0 | 0.006 | SCE NOL | Battery | SCE_NOL_Li_Battery_8hr_110 | 0 | 0 | 0 | 0 | 0 | 0 | 0.006 | 0 | 0.006 | 0 | 0 | 0.006 | 0 | 0 | 0 | 0 | 0.006 | 0 | 0 | 0 | 0 | 0.006 | 0 | 0 | 0 | 0.006 | Li-ion Battery (8-hr) | SCE_NOL_Li_Battery_8hr_110 | 0 | 0 | 0 | 0 | 0 | 0 | 0 | 0 | 0 | 0 | 0 | 0 | 0 | 0 | 0 | 0 | 0 | 0 | 0 | 0 | 0 | 0 | 0 | 0 | 0 | 0
SCE_New_Li_Battery_8hr_Generic | SCE_New_Li_Battery_8hr | SCE_NOL_Li_Battery_8hr_141 | 0 | 0 | 0 | 0 | 0 | 0 | 0 | 0 | 0 | 0 | 0 | 0 | 0 | 0 | 0 | 0 | 0 | 0 | 0 | 0 | 0 | 0 | 0 | 0 | 0 | 0 | SCE NOL | Battery | SCE_NOL_Li_Battery_8hr_141 | 0 | 0 | 0 | 0 | 0 | 0 | 0 | 0 | 0 | 0 | 0 | 0 | 0 | 0 | 0 | 0 | 0 | 0 | 0 | 0 | 0 | 0 | 0 | 0 | 0 | 0 | Li-ion Battery (8-hr) | SCE_NOL_Li_Battery_8hr_141 | 0 | 0 | 0 | 0 | 0 | 0 | 0 | 0 | 0 | 0 | 0 | 0 | 0 | 0 | 0 | 0 | 0 | 0 | 0 | 0 | 0 | 0 | 0 | 0 | 0 | 0
SCE_New_Li_Battery_8hr_Generic | SCE_New_Li_Battery_8hr | SCE_NOL_Li_Battery_8hr_146 | 0 | 0 | 0 | 0 | 0 | 0 | 0 | 0 | 0 | 0 | 0 | 0 | 0 | 0 | 0 | 0 | 0 | 0 | 0 | 0 | 0 | 0 | 0 | 0 | 0 | 0 | SCE NOL | Battery | SCE_NOL_Li_Battery_8hr_146 | 0 | 0 | 0 | 0 | 0 | 0 | 0 | 0 | 0 | 0 | 0 | 0 | 0 | 0 | 0 | 0 | 0 | 0 | 0 | 0 | 0 | 0 | 0 | 0 | 0 | 0 | Li-ion Battery (8-hr) | SCE_NOL_Li_Battery_8hr_146 | 0 | 0 | 0 | 0 | 0 | 0 | 0 | 0 | 0 | 0 | 0 | 0 | 0 | 0 | 0 | 0 | 0 | 0 | 0 | 0 | 0 | 0 | 0 | 0 | 0 | 0
SCE_New_Li_Battery_8hr_Generic | SCE_New_Li_Battery_8hr | SCE_NOL_Li_Battery_8hr_160 | 0 | 0 | 0 | 0 | 0 | 0 | 0 | 0 | 0 | 0 | 0 | 0 | 0 | 0 | 0 | 0 | 0 | 0 | 0 | 0 | 0 | 0 | 0 | 0 | 0 | 0 | SCE NOL | Battery | SCE_NOL_Li_Battery_8hr_160 | 0 | 0 | 0 | 0 | 0 | 0 | 0 | 0 | 0 | 0 | 0 | 0 | 0 | 0 | 0 | 0 | 0 | 0 | 0 | 0 | 0 | 0 | 0 | 0 | 0 | 0 | Li-ion Battery (8-hr) | SCE_NOL_Li_Battery_8hr_160 | 0 | 0 | 0 | 0 | 0 | 0 | 0 | 0 | 0 | 0 | 0 | 0 | 0 | 0 | 0 | 0 | 0 | 0 | 0 | 0 | 0 | 0 | 0 | 0 | 0 | 0
SCE_New_Li_Battery_8hr_Generic | SCE_New_Li_Battery_8hr | SCE_NOL_Li_Battery_8hr_175 | 0 | 0 | 0 | 0 | 0 | 0 | 0 | 0 | 0 | 0 | 0 | 0 | 0 | 0 | 0 | 0 | 0 | 0 | 0 | 0 | 0 | 0 | 0 | 0 | 0 | 0 | SCE NOL | Battery | SCE_NOL_Li_Battery_8hr_175 | 0 | 0 | 0 | 0 | 0 | 0 | 0 | 0 | 0 | 0 | 0 | 0 | 0 | 0 | 0 | 0 | 0 | 0 | 0 | 0 | 0 | 0 | 0 | 0 | 0 | 0 | Li-ion Battery (8-hr) | SCE_NOL_Li_Battery_8hr_175 | 0 | 0 | 0 | 0 | 0 | 0 | 0 | 0 | 0 | 0 | 0 | 0 | 0 | 0 | 0 | 0 | 0 | 0 | 0 | 0 | 0 | 0 | 0 | 0 | 0 | 0
SCE_NOL_Solar_Generic | SCE_NOL_Solar | SCE_NOL_Solar_110 | 0 | 0 | 0 | 0 | 0 | 0 | 0.17187 | 0 | 0.17187 | 0 | 0 | 0.17187 | 0 | 0 | 0 | 0 | 0.17187 | 0 | 0 | 0 | 0 | 0.17187 | 0 | 0 | 0 | 0.17187 | SCE NOL | Solar | SCE_NOL_Solar_110 | 0 | 0 | 0 | 0 | 0 | 0 | 0.17187 | 0 | 0.17187 | 0 | 0 | 0.17187 | 0 | 0 | 0 | 0 | 0.17187 | 0 | 0 | 0 | 0 | 0.17187 | 0 | 0 | 0 | 0.17187 |  | SCE_NOL_Solar_110 | 0 | 0 | 0 | 0 | 0 | 0 | 0 | 0 | 0 | 0 | 0 | 0 | 0 | 0 | 0 | 0 | 0 | 0 | 0 | 0 | 0 | 0 | 0 | 0 | 0 | 0
SCE_NOL_Solar_Generic | SCE_NOL_Solar | SCE_NOL_Solar_141 | 0 | 0 | 0 | 0 | 0 | 0 | 0.10613 | 0 | 0.10613 | 0 | 0 | 0.10613 | 0 | 0 | 0 | 0 | 0.10613 | 0 | 0 | 0 | 0 | 0.10613 | 0 | 0 | 0 | 0.71988 | SCE NOL | Solar | SCE_NOL_Solar_141 | 0 | 0 | 0 | 0 | 0 | 0 | 0.10613 | 0 | 0.10613 | 0 | 0 | 0.10613 | 0 | 0 | 0 | 0 | 0.10613 | 0 | 0 | 0 | 0 | 0.10613 | 0 | 0 | 0 | 0.37125 |  | SCE_NOL_Solar_141 | 0 | 0 | 0 | 0 | 0 | 0 | 0 | 0 | 0 | 0 | 0 | 0 | 0 | 0 | 0 | 0 | 0 | 0 | 0 | 0 | 0 | 0 | 0 | 0 | 0 | 0.35
SCE_NOL_Solar_Generic | SCE_NOL_Solar | SCE_NOL_Solar_146 | 0 | 0 | 0 | 0 | 0 | 0 | 0 | 0 | 0 | 0 | 0 | 0 | 0 | 0 | 0 | 0 | 0 | 0 | 0 | 0 | 0 | 0 | 0 | 0 | 0 | 0.1543 | SCE NOL | Solar | SCE_NOL_Solar_146 | 0 | 0 | 0 | 0 | 0 | 0 | 0 | 0 | 0 | 0 | 0 | 0 | 0 | 0 | 0 | 0 | 0 | 0 | 0 | 0 | 0 | 0 | 0 | 0 | 0 | 0.1543 |  | SCE_NOL_Solar_146 | 0 | 0 | 0 | 0 | 0 | 0 | 0 | 0 | 0 | 0 | 0 | 0 | 0 | 0 | 0 | 0 | 0 | 0 | 0 | 0 | 0 | 0 | 0 | 0 | 0 | 0
SCE_NOL_Solar_Generic | SCE_NOL_Solar | SCE_NOL_Solar_160 | 0 | 0 | 0 | 0 | 0 | 0 | 0 | 0 | 0 | 0 | 0 | 0 | 0 | 0 | 0 | 0 | 0 | 0 | 0 | 0 | 0 | 0 | 0 | 0 | 0 | 0 | SCE NOL | Solar | SCE_NOL_Solar_160 | 0 | 0 | 0 | 0 | 0 | 0 | 0 | 0 | 0 | 0 | 0 | 0 | 0 | 0 | 0 | 0 | 0 | 0 | 0 | 0 | 0 | 0 | 0 | 0 | 0 | 0 |  | SCE_NOL_Solar_160 | 0 | 0 | 0 | 0 | 0 | 0 | 0 | 0 | 0 | 0 | 0 | 0 | 0 | 0 | 0 | 0 | 0 | 0 | 0 | 0 | 0 | 0 | 0 | 0 | 0 | 0
SCE_NOL_Solar_Generic | SCE_NOL_Solar | SCE_NOL_Solar_175 | 0 | 0 | 0 | 0 | 0 | 0 | 0 | 0 | 0 | 0 | 0 | 0 | 0 | 0 | 0 | 0 | 0 | 0 | 0 | 0 | 0 | 0 | 0 | 0 | 0 | 0 | SCE NOL | Solar | SCE_NOL_Solar_175 | 0 | 0 | 0 | 0 | 0 | 0 | 0 | 0 | 0 | 0 | 0 | 0 | 0 | 0 | 0 | 0 | 0 | 0 | 0 | 0 | 0 | 0 | 0 | 0 | 0 | 0 |  | SCE_NOL_Solar_175 | 0 | 0 | 0 | 0 | 0 | 0 | 0 | 0 | 0 | 0 | 0 | 0 | 0 | 0 | 0 | 0 | 0 | 0 | 0 | 0 | 0 | 0 | 0 | 0 | 0 | 0
SCE_NOL_Wind_Generic | SCE_NOL_Wind | SCE_NOL_Wind_110 | 0 | 0 | 0 | 0 | 0 | 0 | 0 | 0 | 0 | 0 | 0 | 0 | 0 | 0 | 0 | 0 | 0 | 0 | 0 | 0 | 0 | 0 | 0 | 0 | 0 | 0 | SCE NOL | Wind | SCE_NOL_Wind_110 | 0 | 0 | 0 | 0 | 0 | 0 | 0 | 0 | 0 | 0 | 0 | 0 | 0 | 0 | 0 | 0 | 0 | 0 | 0 | 0 | 0 | 0 | 0 | 0 | 0 | 0 |  | SCE_NOL_Wind_110 | 0 | 0 | 0 | 0 | 0 | 0 | 0 | 0 | 0 | 0 | 0 | 0 | 0 | 0 | 0 | 0 | 0 | 0 | 0 | 0 | 0 | 0 | 0 | 0 | 0 | 0
SCE_NOL_Wind_Generic | SCE_NOL_Wind | SCE_NOL_Wind_141 | 0 | 0 | 0 | 0 | 0 | 0 | 0 | 0 | 0 | 0 | 0 | 0 | 0 | 0 | 0 | 0 | 0 | 0 | 0 | 0 | 0 | 0 | 0 | 0 | 0 | 0 | SCE NOL | Wind | SCE_NOL_Wind_141 | 0 | 0 | 0 | 0 | 0 | 0 | 0 | 0 | 0 | 0 | 0 | 0 | 0 | 0 | 0 | 0 | 0 | 0 | 0 | 0 | 0 | 0 | 0 | 0 | 0 | 0 |  | SCE_NOL_Wind_141 | 0 | 0 | 0 | 0 | 0 | 0 | 0 | 0 | 0 | 0 | 0 | 0 | 0 | 0 | 0 | 0 | 0 | 0 | 0 | 0 | 0 | 0 | 0 | 0 | 0 | 0
SCE_NOL_Wind_Generic | SCE_NOL_Wind | SCE_NOL_Wind_160 | 0 | 0 | 0 | 0 | 0 | 0 | 0 | 0 | 0 | 0 | 0 | 0 | 0 | 0 | 0 | 0 | 0 | 0 | 0 | 0 | 0 | 0 | 0 | 0 | 0 | 0 | SCE NOL | Wind | SCE_NOL_Wind_160 | 0 | 0 | 0 | 0 | 0 | 0 | 0 | 0 | 0 | 0 | 0 | 0 | 0 | 0 | 0 | 0 | 0 | 0 | 0 | 0 | 0 | 0 | 0 | 0 | 0 | 0 |  | SCE_NOL_Wind_160 | 0 | 0 | 0 | 0 | 0 | 0 | 0 | 0 | 0 | 0 | 0 | 0 | 0 | 0 | 0 | 0 | 0 | 0 | 0 | 0 | 0 | 0 | 0 | 0 | 0 | 0
SCE_NOL_Wind_Generic | SCE_NOL_Wind | SCE_NOL_Wind_175 | 0 | 0 | 0 | 0 | 0 | 0 | 0 | 0 | 0 | 0 | 0 | 0 | 0 | 0 | 0 | 0 | 0 | 0 | 0 | 0 | 0 | 0 | 0 | 0 | 0 | 0 | SCE NOL | Wind | SCE_NOL_Wind_175 | 0 | 0 | 0 | 0 | 0 | 0 | 0 | 0 | 0 | 0 | 0 | 0 | 0 | 0 | 0 | 0 | 0 | 0 | 0 | 0 | 0 | 0 | 0 | 0 | 0 | 0 |  | SCE_NOL_Wind_175 | 0 | 0 | 0 | 0 | 0 | 0 | 0 | 0 | 0 | 0 | 0 | 0 | 0 | 0 | 0 | 0 | 0 | 0 | 0 | 0 | 0 | 0 | 0 | 0 | 0 | 0
SCE_LDES_12hr_Generic | SCE_LDES_12hr | SCE_Northern_LDES_12hr_124 | 0 | 0 | 0 | 0 | 0 | 0 | 0 | 0 | 0 | 0 | 0 | 0.3 | 0 | 0 | 0 | 0 | 0.3 | 0 | 0 | 0 | 0 | 0.3 | 0 | 0 | 0 | 0.3 | SCE Northern | LDES | SCE_Northern_LDES_12hr_124 | 0 | 0 | 0 | 0 | 0 | 0 | 0 | 0 | 0 | 0 | 0 | 0.3 | 0 | 0 | 0 | 0 | 0.3 | 0 | 0 | 0 | 0 | 0.3 | 0 | 0 | 0 | 0.3 |  | SCE_Northern_LDES_12hr_124 | 0 | 0 | 0 | 0 | 0 | 0 | 0 | 0 | 0 | 0 | 0 | 0 | 0 | 0 | 0 | 0 | 0 | 0 | 0 | 0 | 0 | 0 | 0 | 0 | 0 | 0
SCE_LDES_12hr_Generic | SCE_LDES_12hr | SCE_Northern_LDES_12hr_147 | 0 | 0 | 0 | 0 | 0 | 0 | 0 | 0 | 0 | 0 | 0 | 0 | 0 | 0 | 0 | 0 | 0.48 | 0 | 0 | 0 | 0 | 0.48 | 0 | 0 | 0 | 0.48 | SCE Northern | LDES | SCE_Northern_LDES_12hr_147 | 0 | 0 | 0 | 0 | 0 | 0 | 0 | 0 | 0 | 0 | 0 | 0 | 0 | 0 | 0 | 0 | 0.48 | 0 | 0 | 0 | 0 | 0.48 | 0 | 0 | 0 | 0.48 |  | SCE_Northern_LDES_12hr_147 | 0 | 0 | 0 | 0 | 0 | 0 | 0 | 0 | 0 | 0 | 0 | 0 | 0 | 0 | 0 | 0 | 0 | 0 | 0 | 0 | 0 | 0 | 0 | 0 | 0 | 0
SCE_LDES_12hr_Generic | SCE_LDES_12hr | SCE_Northern_LDES_12hr_167 | 0 | 0 | 0 | 0 | 0 | 0 | 0 | 0 | 0 | 0 | 0 | 0 | 0 | 0 | 0 | 0 | 0.5 | 0 | 0 | 0 | 0 | 0.5 | 0 | 0 | 0 | 0.5 | SCE Northern | LDES | SCE_Northern_LDES_12hr_167 | 0 | 0 | 0 | 0 | 0 | 0 | 0 | 0 | 0 | 0 | 0 | 0 | 0 | 0 | 0 | 0 | 0.5 | 0 | 0 | 0 | 0 | 0.5 | 0 | 0 | 0 | 0.5 |  | SCE_Northern_LDES_12hr_167 | 0 | 0 | 0 | 0 | 0 | 0 | 0 | 0 | 0 | 0 | 0 | 0 | 0 | 0 | 0 | 0 | 0 | 0 | 0 | 0 | 0 | 0 | 0 | 0 | 0 | 0
SCE_New_Li_Battery_4hr_Generic | SCE_New_Li_Battery_4hr | SCE_Northern_Li_Battery_4hr_124 | 0 | 0 | 0 | 0 | 0 | 0 | 0 | 0 | 0 | 0 | 0 | 0 | 0 | 0 | 0 | 0 | 0 | 0 | 0 | 0 | 0 | 0 | 0 | 0 | 0 | 0 | SCE Northern | Battery | SCE_Northern_Li_Battery_4hr_124 | 0 | 0 | 0 | 0 | 0 | 0 | 0 | 0 | 0 | 0 | 0 | 0 | 0 | 0 | 0 | 0 | 0 | 0 | 0 | 0 | 0 | 0 | 0 | 0 | 0 | 0 | Li-ion Battery (4-hr) | SCE_Northern_Li_Battery_4hr_124 | 0 | 0 | 0 | 0 | 0 | 0 | 0 | 0 | 0 | 0 | 0 | 0 | 0 | 0 | 0 | 0 | 0 | 0 | 0 | 0 | 0 | 0 | 0 | 0 | 0 | 0
SCE_New_Li_Battery_4hr_Generic | SCE_New_Li_Battery_4hr | SCE_Northern_Li_Battery_4hr_144 | 0 | 0 | 0 | 0 | 0 | 0 | 0 | 0 | 0 | 0 | 0 | 0 | 0 | 0 | 0 | 0 | 0 | 0 | 0 | 0 | 0 | 0 | 0 | 0 | 0 | 0 | SCE Northern | Battery | SCE_Northern_Li_Battery_4hr_144 | 0 | 0 | 0 | 0 | 0 | 0 | 0 | 0 | 0 | 0 | 0 | 0 | 0 | 0 | 0 | 0 | 0 | 0 | 0 | 0 | 0 | 0 | 0 | 0 | 0 | 0 | Li-ion Battery (4-hr) | SCE_Northern_Li_Battery_4hr_144 | 0 | 0 | 0 | 0 | 0 | 0 | 0 | 0 | 0 | 0 | 0 | 0 | 0 | 0 | 0 | 0 | 0 | 0 | 0 | 0 | 0 | 0 | 0 | 0 | 0 | 0
SCE_New_Li_Battery_4hr_Generic | SCE_New_Li_Battery_4hr | SCE_Northern_Li_Battery_4hr_147 | 0 | 0 | 0 | 0 | 0 | 0 | 0 | 0 | 0 | 0 | 0 | 0 | 0 | 0 | 0 | 0 | 0 | 0 | 0 | 0 | 0 | 0 | 0 | 0 | 0 | 0 | SCE Northern | Battery | SCE_Northern_Li_Battery_4hr_147 | 0 | 0 | 0 | 0 | 0 | 0 | 0 | 0 | 0 | 0 | 0 | 0 | 0 | 0 | 0 | 0 | 0 | 0 | 0 | 0 | 0 | 0 | 0 | 0 | 0 | 0 | Li-ion Battery (4-hr) | SCE_Northern_Li_Battery_4hr_147 | 0 | 0 | 0 | 0 | 0 | 0 | 0 | 0 | 0 | 0 | 0 | 0 | 0 | 0 | 0 | 0 | 0 | 0 | 0 | 0 | 0 | 0 | 0 | 0 | 0 | 0
SCE_New_Li_Battery_4hr_Generic | SCE_New_Li_Battery_4hr | SCE_Northern_Li_Battery_4hr_151 | 0 | 0 | 0 | 0 | 0 | 0 | 0 | 0 | 0 | 0 | 0 | 0 | 0 | 0 | 0 | 0 | 0 | 0 | 0 | 0 | 0 | 0 | 0 | 0 | 0 | 0 | SCE Northern | Battery | SCE_Northern_Li_Battery_4hr_151 | 0 | 0 | 0 | 0 | 0 | 0 | 0 | 0 | 0 | 0 | 0 | 0 | 0 | 0 | 0 | 0 | 0 | 0 | 0 | 0 | 0 | 0 | 0 | 0 | 0 | 0 | Li-ion Battery (4-hr) | SCE_Northern_Li_Battery_4hr_151 | 0 | 0 | 0 | 0 | 0 | 0 | 0 | 0 | 0 | 0 | 0 | 0 | 0 | 0 | 0 | 0 | 0 | 0 | 0 | 0 | 0 | 0 | 0 | 0 | 0 | 0
SCE_New_Li_Battery_4hr_Generic | SCE_New_Li_Battery_4hr | SCE_Northern_Li_Battery_4hr_153 | 0 | 0 | 0 | 0 | 0 | 0 | 0 | 0 | 0 | 0 | 0 | 0 | 0 | 0 | 0 | 0 | 0 | 0 | 0 | 0 | 0 | 0 | 0 | 0 | 0 | 0 | SCE Northern | Battery | SCE_Northern_Li_Battery_4hr_153 | 0 | 0 | 0 | 0 | 0 | 0 | 0 | 0 | 0 | 0 | 0 | 0 | 0 | 0 | 0 | 0 | 0 | 0 | 0 | 0 | 0 | 0 | 0 | 0 | 0 | 0 | Li-ion Battery (4-hr) | SCE_Northern_Li_Battery_4hr_153 | 0 | 0 | 0 | 0 | 0 | 0 | 0 | 0 | 0 | 0 | 0 | 0 | 0 | 0 | 0 | 0 | 0 | 0 | 0 | 0 | 0 | 0 | 0 | 0 | 0 | 0
SCE_New_Li_Battery_4hr_Generic | SCE_New_Li_Battery_4hr | SCE_Northern_Li_Battery_4hr_157 | 0 | 0 | 0 | 0 | 0 | 0 | 0 | 0 | 0 | 0 | 0 | 0 | 0 | 0 | 0 | 0 | 0 | 0 | 0 | 0 | 0 | 0 | 0 | 0 | 0 | 0 | SCE Northern | Battery | SCE_Northern_Li_Battery_4hr_157 | 0 | 0 | 0 | 0 | 0 | 0 | 0 | 0 | 0 | 0 | 0 | 0 | 0 | 0 | 0 | 0 | 0 | 0 | 0 | 0 | 0 | 0 | 0 | 0 | 0 | 0 | Li-ion Battery (4-hr) | SCE_Northern_Li_Battery_4hr_157 | 0 | 0 | 0 | 0 | 0 | 0 | 0 | 0 | 0 | 0 | 0 | 0 | 0 | 0 | 0 | 0 | 0 | 0 | 0 | 0 | 0 | 0 | 0 | 0 | 0 | 0
SCE_New_Li_Battery_4hr_Generic | SCE_New_Li_Battery_4hr | SCE_Northern_Li_Battery_4hr_159 | 0 | 0 | 0 | 0 | 0 | 0 | 0 | 0 | 0 | 0 | 0 | 0 | 0 | 0 | 0 | 0 | 0 | 0 | 0 | 0 | 0 | 0 | 0 | 0 | 0 | 0 | SCE Northern | Battery | SCE_Northern_Li_Battery_4hr_159 | 0 | 0 | 0 | 0 | 0 | 0 | 0 | 0 | 0 | 0 | 0 | 0 | 0 | 0 | 0 | 0 | 0 | 0 | 0 | 0 | 0 | 0 | 0 | 0 | 0 | 0 | Li-ion Battery (4-hr) | SCE_Northern_Li_Battery_4hr_159 | 0 | 0 | 0 | 0 | 0 | 0 | 0 | 0 | 0 | 0 | 0 | 0 | 0 | 0 | 0 | 0 | 0 | 0 | 0 | 0 | 0 | 0 | 0 | 0 | 0 | 0
SCE_New_Li_Battery_4hr_Generic | SCE_New_Li_Battery_4hr | SCE_Northern_Li_Battery_4hr_167 | 0 | 0 | 0 | 0 | 0 | 0 | 0 | 0 | 0 | 0 | 0 | 0 | 0 | 0 | 0 | 0 | 0 | 0 | 0 | 0 | 0 | 0 | 0 | 0 | 0 | 0 | SCE Northern | Battery | SCE_Northern_Li_Battery_4hr_167 | 0 | 0 | 0 | 0 | 0 | 0 | 0 | 0 | 0 | 0 | 0 | 0 | 0 | 0 | 0 | 0 | 0 | 0 | 0 | 0 | 0 | 0 | 0 | 0 | 0 | 0 | Li-ion Battery (4-hr) | SCE_Northern_Li_Battery_4hr_167 | 0 | 0 | 0 | 0 | 0 | 0 | 0 | 0 | 0 | 0 | 0 | 0 | 0 | 0 | 0 | 0 | 0 | 0 | 0 | 0 | 0 | 0 | 0 | 0 | 0 | 0
SCE_New_Li_Battery_4hr_Generic | SCE_New_Li_Battery_4hr | SCE_Northern_Li_Battery_4hr_86 | 0 | 0 | 0 | 0 | 0 | 0 | 0 | 0 | 0 | 0 | 0 | 0 | 0 | 0 | 0 | 0 | 0 | 0 | 0 | 0 | 0 | 0 | 0 | 0 | 0 | 0 | SCE Northern | Battery | SCE_Northern_Li_Battery_4hr_86 | 0 | 0 | 0 | 0 | 0 | 0 | 0 | 0 | 0 | 0 | 0 | 0 | 0 | 0 | 0 | 0 | 0 | 0 | 0 | 0 | 0 | 0 | 0 | 0 | 0 | 0 | Li-ion Battery (4-hr) | SCE_Northern_Li_Battery_4hr_86 | 0 | 0 | 0 | 0 | 0 | 0 | 0 | 0 | 0 | 0 | 0 | 0 | 0 | 0 | 0 | 0 | 0 | 0 | 0 | 0 | 0 | 0 | 0 | 0 | 0 | 0
SCE_New_Li_Battery_4hr_Generic | SCE_New_Li_Battery_4hr | SCE_Northern_Li_Battery_4hr_91 | 0 | 0 | 0 | 0 | 0 | 0 | 0.57255 | 0 | 0.62255 | 0 | 0 | 0.62255 | 0 | 0 | 0 | 0 | 0.62255 | 0 | 0 | 0 | 0 | 0.62255 | 0 | 0 | 0 | 0.62255 | SCE Northern | Battery | SCE_Northern_Li_Battery_4hr_91 | 0 | 0 | 0 | 0 | 0 | 0 | 0.57255 | 0 | 0.62255 | 0 | 0 | 0.62255 | 0 | 0 | 0 | 0 | 0.62255 | 0 | 0 | 0 | 0 | 0.62255 | 0 | 0 | 0 | 0.62255 | Li-ion Battery (4-hr) | SCE_Northern_Li_Battery_4hr_91 | 0 | 0 | 0 | 0 | 0 | 0 | 0 | 0 | 0 | 0 | 0 | 0 | 0 | 0 | 0 | 0 | 0 | 0 | 0 | 0 | 0 | 0 | 0 | 0 | 0 | 0
SCE_New_Li_Battery_8hr_Generic | SCE_New_Li_Battery_8hr | SCE_Northern_Li_Battery_8hr_124 | 0 | 0 | 0 | 0 | 0 | 0 | 0 | 0 | 0 | 0 | 0 | 0 | 0 | 0 | 0 | 0 | 0 | 0 | 0 | 0 | 0 | 0 | 0 | 0 | 0 | 0 | SCE Northern | Battery | SCE_Northern_Li_Battery_8hr_124 | 0 | 0 | 0 | 0 | 0 | 0 | 0 | 0 | 0 | 0 | 0 | 0 | 0 | 0 | 0 | 0 | 0 | 0 | 0 | 0 | 0 | 0 | 0 | 0 | 0 | 0 | Li-ion Battery (8-hr) | SCE_Northern_Li_Battery_8hr_124 | 0 | 0 | 0 | 0 | 0 | 0 | 0 | 0 | 0 | 0 | 0 | 0 | 0 | 0 | 0 | 0 | 0 | 0 | 0 | 0 | 0 | 0 | 0 | 0 | 0 | 0
SCE_New_Li_Battery_8hr_Generic | SCE_New_Li_Battery_8hr | SCE_Northern_Li_Battery_8hr_144 | 0 | 0 | 0 | 0 | 0 | 0 | 0 | 0 | 0 | 0 | 0 | 0 | 0 | 0 | 0 | 0 | 0 | 0 | 0 | 0 | 0 | 0 | 0 | 0 | 0 | 0 | SCE Northern | Battery | SCE_Northern_Li_Battery_8hr_144 | 0 | 0 | 0 | 0 | 0 | 0 | 0 | 0 | 0 | 0 | 0 | 0 | 0 | 0 | 0 | 0 | 0 | 0 | 0 | 0 | 0 | 0 | 0 | 0 | 0 | 0 | Li-ion Battery (8-hr) | SCE_Northern_Li_Battery_8hr_144 | 0 | 0 | 0 | 0 | 0 | 0 | 0 | 0 | 0 | 0 | 0 | 0 | 0 | 0 | 0 | 0 | 0 | 0 | 0 | 0 | 0 | 0 | 0 | 0 | 0 | 0
SCE_New_Li_Battery_8hr_Generic | SCE_New_Li_Battery_8hr | SCE_Northern_Li_Battery_8hr_147 | 0 | 0 | 0 | 0 | 0 | 0 | 0 | 0 | 0 | 0 | 0 | 0 | 0 | 0 | 0 | 0 | 0 | 0 | 0 | 0 | 0 | 0 | 0 | 0 | 0 | 0 | SCE Northern | Battery | SCE_Northern_Li_Battery_8hr_147 | 0 | 0 | 0 | 0 | 0 | 0 | 0 | 0 | 0 | 0 | 0 | 0 | 0 | 0 | 0 | 0 | 0 | 0 | 0 | 0 | 0 | 0 | 0 | 0 | 0 | 0 | Li-ion Battery (8-hr) | SCE_Northern_Li_Battery_8hr_147 | 0 | 0 | 0 | 0 | 0 | 0 | 0 | 0 | 0 | 0 | 0 | 0 | 0 | 0 | 0 | 0 | 0 | 0 | 0 | 0 | 0 | 0 | 0 | 0 | 0 | 0
SCE_New_Li_Battery_8hr_Generic | SCE_New_Li_Battery_8hr | SCE_Northern_Li_Battery_8hr_151 | 0 | 0 | 0 | 0 | 0 | 0 | 0 | 0 | 0 | 0 | 0 | 0 | 0 | 0 | 0 | 0 | 0 | 0 | 0 | 0 | 0 | 0 | 0 | 0 | 0 | 0 | SCE Northern | Battery | SCE_Northern_Li_Battery_8hr_151 | 0 | 0 | 0 | 0 | 0 | 0 | 0 | 0 | 0 | 0 | 0 | 0 | 0 | 0 | 0 | 0 | 0 | 0 | 0 | 0 | 0 | 0 | 0 | 0 | 0 | 0 | Li-ion Battery (8-hr) | SCE_Northern_Li_Battery_8hr_151 | 0 | 0 | 0 | 0 | 0 | 0 | 0 | 0 | 0 | 0 | 0 | 0 | 0 | 0 | 0 | 0 | 0 | 0 | 0 | 0 | 0 | 0 | 0 | 0 | 0 | 0
SCE_New_Li_Battery_8hr_Generic | SCE_New_Li_Battery_8hr | SCE_Northern_Li_Battery_8hr_153 | 0 | 0 | 0 | 0 | 0 | 0 | 0 | 0 | 0 | 0 | 0 | 0 | 0 | 0 | 0 | 0 | 0 | 0 | 0 | 0 | 0 | 0 | 0 | 0 | 0 | 0 | SCE Northern | Battery | SCE_Northern_Li_Battery_8hr_153 | 0 | 0 | 0 | 0 | 0 | 0 | 0 | 0 | 0 | 0 | 0 | 0 | 0 | 0 | 0 | 0 | 0 | 0 | 0 | 0 | 0 | 0 | 0 | 0 | 0 | 0 | Li-ion Battery (8-hr) | SCE_Northern_Li_Battery_8hr_153 | 0 | 0 | 0 | 0 | 0 | 0 | 0 | 0 | 0 | 0 | 0 | 0 | 0 | 0 | 0 | 0 | 0 | 0 | 0 | 0 | 0 | 0 | 0 | 0 | 0 | 0
SCE_New_Li_Battery_8hr_Generic | SCE_New_Li_Battery_8hr | SCE_Northern_Li_Battery_8hr_157 | 0 | 0 | 0 | 0 | 0 | 0 | 0 | 0 | 0 | 0 | 0 | 0 | 0 | 0 | 0 | 0 | 0 | 0 | 0 | 0 | 0 | 0 | 0 | 0 | 0 | 0 | SCE Northern | Battery | SCE_Northern_Li_Battery_8hr_157 | 0 | 0 | 0 | 0 | 0 | 0 | 0 | 0 | 0 | 0 | 0 | 0 | 0 | 0 | 0 | 0 | 0 | 0 | 0 | 0 | 0 | 0 | 0 | 0 | 0 | 0 | Li-ion Battery (8-hr) | SCE_Northern_Li_Battery_8hr_157 | 0 | 0 | 0 | 0 | 0 | 0 | 0 | 0 | 0 | 0 | 0 | 0 | 0 | 0 | 0 | 0 | 0 | 0 | 0 | 0 | 0 | 0 | 0 | 0 | 0 | 0
SCE_New_Li_Battery_8hr_Generic | SCE_New_Li_Battery_8hr | SCE_Northern_Li_Battery_8hr_159 | 0 | 0 | 0 | 0 | 0 | 0 | 0 | 0 | 0 | 0 | 0 | 0 | 0 | 0 | 0 | 0 | 0 | 0 | 0 | 0 | 0 | 0 | 0 | 0 | 0 | 0 | SCE Northern | Battery | SCE_Northern_Li_Battery_8hr_159 | 0 | 0 | 0 | 0 | 0 | 0 | 0 | 0 | 0 | 0 | 0 | 0 | 0 | 0 | 0 | 0 | 0 | 0 | 0 | 0 | 0 | 0 | 0 | 0 | 0 | 0 | Li-ion Battery (8-hr) | SCE_Northern_Li_Battery_8hr_159 | 0 | 0 | 0 | 0 | 0 | 0 | 0 | 0 | 0 | 0 | 0 | 0 | 0 | 0 | 0 | 0 | 0 | 0 | 0 | 0 | 0 | 0 | 0 | 0 | 0 | 0
SCE_New_Li_Battery_8hr_Generic | SCE_New_Li_Battery_8hr | SCE_Northern_Li_Battery_8hr_167 | 0 | 0 | 0 | 0 | 0 | 0 | 0 | 0 | 0 | 0 | 0 | 0 | 0 | 0 | 0 | 0 | 0 | 0 | 0 | 0 | 0 | 0 | 0 | 0 | 0 | 0 | SCE Northern | Battery | SCE_Northern_Li_Battery_8hr_167 | 0 | 0 | 0 | 0 | 0 | 0 | 0 | 0 | 0 | 0 | 0 | 0 | 0 | 0 | 0 | 0 | 0 | 0 | 0 | 0 | 0 | 0 | 0 | 0 | 0 | 0 | Li-ion Battery (8-hr) | SCE_Northern_Li_Battery_8hr_167 | 0 | 0 | 0 | 0 | 0 | 0 | 0 | 0 | 0 | 0 | 0 | 0 | 0 | 0 | 0 | 0 | 0 | 0 | 0 | 0 | 0 | 0 | 0 | 0 | 0 | 0
SCE_New_Li_Battery_8hr_Generic | SCE_New_Li_Battery_8hr | SCE_Northern_Li_Battery_8hr_86 | 0 | 0 | 0 | 0 | 0 | 0 | 0.034618 | 0 | 0.32424 | 0 | 0 | 0.32424 | 0 | 0 | 0 | 0 | 0.32424 | 0 | 0 | 0 | 0 | 0.32424 | 0 | 0 | 0 | 0.32424 | SCE Northern | Battery | SCE_Northern_Li_Battery_8hr_86 | 0 | 0 | 0 | 0 | 0 | 0 | 0.034618 | 0 | 0.32424 | 0 | 0 | 0.32424 | 0 | 0 | 0 | 0 | 0.32424 | 0 | 0 | 0 | 0 | 0.32424 | 0 | 0 | 0 | 0.32424 | Li-ion Battery (8-hr) | SCE_Northern_Li_Battery_8hr_86 | 0 | 0 | 0 | 0 | 0 | 0 | 0 | 0 | 0 | 0 | 0 | 0 | 0 | 0 | 0 | 0 | 0 | 0 | 0 | 0 | 0 | 0 | 0 | 0 | 0 | 0
SCE_New_Li_Battery_8hr_Generic | SCE_New_Li_Battery_8hr | SCE_Northern_Li_Battery_8hr_91 | 0 | 0 | 0 | 0 | 0 | 0 | 0 | 0 | 0.31038 | 0 | 0 | 0.31038 | 0 | 0 | 0 | 0 | 0.31038 | 0 | 0 | 0 | 0 | 0.31038 | 0 | 0 | 0 | 0.31038 | SCE Northern | Battery | SCE_Northern_Li_Battery_8hr_91 | 0 | 0 | 0 | 0 | 0 | 0 | 0 | 0 | 0.31038 | 0 | 0 | 0.31038 | 0 | 0 | 0 | 0 | 0.31038 | 0 | 0 | 0 | 0 | 0.31038 | 0 | 0 | 0 | 0.31038 | Li-ion Battery (8-hr) | SCE_Northern_Li_Battery_8hr_91 | 0 | 0 | 0 | 0 | 0 | 0 | 0 | 0 | 0 | 0 | 0 | 0 | 0 | 0 | 0 | 0 | 0 | 0 | 0 | 0 | 0 | 0 | 0 | 0 | 0 | 0
SCE_Northern_Solar_Generic | SCE_Northern_Solar | SCE_Northern_Solar_124 | 0 | 0 | 0 | 0 | 0 | 0 | 1.2216 | 0 | 4.1682 | 0 | 0 | 4.1682 | 0 | 0 | 0 | 0 | 4.1682 | 0 | 0 | 0 | 0 | 4.1682 | 0 | 0 | 0 | 4.1682 | SCE Northern | Solar | SCE_Northern_Solar_124 | 0 | 0 | 0 | 0 | 0 | 0 | 1.2216 | 0 | 4.1682 | 0 | 0 | 4.1682 | 0 | 0 | 0 | 0 | 4.1682 | 0 | 0 | 0 | 0 | 4.1682 | 0 | 0 | 0 | 4.1682 |  | SCE_Northern_Solar_124 | 0 | 0 | 0 | 0 | 0 | 0 | 0 | 0 | 0 | 0 | 0 | 0 | 0 | 0 | 0 | 0 | 0 | 0 | 0 | 0 | 0 | 0 | 0 | 0 | 0 | 0
SCE_Northern_Solar_Generic | SCE_Northern_Solar | SCE_Northern_Solar_144 | 0 | 0 | 0 | 0 | 0 | 0 | 0.13551 | 0 | 0.13551 | 0 | 0 | 0.13551 | 0 | 0 | 0 | 0 | 0.13551 | 0 | 0 | 0 | 0 | 0.13551 | 0 | 0 | 0 | 0.13551 | SCE Northern | Solar | SCE_Northern_Solar_144 | 0 | 0 | 0 | 0 | 0 | 0 | 0.13551 | 0 | 0.13551 | 0 | 0 | 0.13551 | 0 | 0 | 0 | 0 | 0.13551 | 0 | 0 | 0 | 0 | 0.13551 | 0 | 0 | 0 | 0.13551 |  | SCE_Northern_Solar_144 | 0 | 0 | 0 | 0 | 0 | 0 | 0 | 0 | 0 | 0 | 0 | 0 | 0 | 0 | 0 | 0 | 0 | 0 | 0 | 0 | 0 | 0 | 0 | 0 | 0 | 0
SCE_Northern_Solar_Generic | SCE_Northern_Solar | SCE_Northern_Solar_147 | 0 | 0 | 0 | 0 | 0 | 0 | 0 | 0 | 0 | 0 | 0 | 0 | 0 | 0 | 0 | 0 | 0 | 0 | 0 | 0 | 0 | 0 | 0 | 0 | 0 | 1.3675 | SCE Northern | Solar | SCE_Northern_Solar_147 | 0 | 0 | 0 | 0 | 0 | 0 | 0 | 0 | 0 | 0 | 0 | 0 | 0 | 0 | 0 | 0 | 0 | 0 | 0 | 0 | 0 | 0 | 0 | 0 | 0 | 1.3675 |  | SCE_Northern_Solar_147 | 0 | 0 | 0 | 0 | 0 | 0 | 0 | 0 | 0 | 0 | 0 | 0 | 0 | 0 | 0 | 0 | 0 | 0 | 0 | 0 | 0 | 0 | 0 | 0 | 0 | 0
SCE_Northern_Solar_Generic | SCE_Northern_Solar | SCE_Northern_Solar_151 | 0 | 0 | 0 | 0 | 0 | 0 | 0 | 0 | 0.16955 | 0 | 0 | 0.16955 | 0 | 0 | 0 | 0 | 0.16955 | 0 | 0 | 0 | 0 | 0.16955 | 0 | 0 | 0 | 0.42318 | SCE Northern | Solar | SCE_Northern_Solar_151 | 0 | 0 | 0 | 0 | 0 | 0 | 0 | 0 | 0.16955 | 0 | 0 | 0.16955 | 0 | 0 | 0 | 0 | 0.16955 | 0 | 0 | 0 | 0 | 0.16955 | 0 | 0 | 0 | 0.42318 |  | SCE_Northern_Solar_151 | 0 | 0 | 0 | 0 | 0 | 0 | 0 | 0 | 0 | 0 | 0 | 0 | 0 | 0 | 0 | 0 | 0 | 0 | 0 | 0 | 0 | 0 | 0 | 0 | 0 | 0
SCE_Northern_Solar_Generic | SCE_Northern_Solar | SCE_Northern_Solar_153 | 0 | 0 | 0 | 0 | 0 | 0 | 0 | 0 | 1.8712 | 0 | 0 | 1.8712 | 0 | 0 | 0 | 0 | 1.8712 | 0 | 0 | 0 | 0 | 1.8712 | 0 | 0 | 0 | 2.2456 | SCE Northern | Solar | SCE_Northern_Solar_153 | 0 | 0 | 0 | 0 | 0 | 0 | 0 | 0 | 0.77324 | 0 | 0 | 0.77324 | 0 | 0 | 0 | 0 | 0.77324 | 0 | 0 | 0 | 0 | 0.77324 | 0 | 0 | 0 | 0.77324 |  | SCE_Northern_Solar_153 | 0 | 0 | 0 | 0 | 0 | 0 | 0 | 0 | 1.1 | 0 | 0 | 1.1 | 0 | 0 | 0 | 0 | 1.1 | 0 | 0 | 0 | 0 | 1.1 | 0 | 0 | 0 | 1.47
SCE_Northern_Solar_Generic | SCE_Northern_Solar | SCE_Northern_Solar_157 | 0 | 0 | 0 | 0 | 0 | 0 | 0 | 0 | 0 | 0 | 0 | 0 | 0 | 0 | 0 | 0 | 0 | 0 | 0 | 0 | 0 | 0 | 0 | 0 | 0 | 0 | SCE Northern | Solar | SCE_Northern_Solar_157 | 0 | 0 | 0 | 0 | 0 | 0 | 0 | 0 | 0 | 0 | 0 | 0 | 0 | 0 | 0 | 0 | 0 | 0 | 0 | 0 | 0 | 0 | 0 | 0 | 0 | 0 |  | SCE_Northern_Solar_157 | 0 | 0 | 0 | 0 | 0 | 0 | 0 | 0 | 0 | 0 | 0 | 0 | 0 | 0 | 0 | 0 | 0 | 0 | 0 | 0 | 0 | 0 | 0 | 0 | 0 | 0
SCE_Northern_Solar_Generic | SCE_Northern_Solar | SCE_Northern_Solar_159 | 0 | 0 | 0 | 0 | 0 | 0 | 0 | 0 | 0 | 0 | 0 | 0 | 0 | 0 | 0 | 0 | 0 | 0 | 0 | 0 | 0 | 0 | 0 | 0 | 0 | 0 | SCE Northern | Solar | SCE_Northern_Solar_159 | 0 | 0 | 0 | 0 | 0 | 0 | 0 | 0 | 0 | 0 | 0 | 0 | 0 | 0 | 0 | 0 | 0 | 0 | 0 | 0 | 0 | 0 | 0 | 0 | 0 | 0 |  | SCE_Northern_Solar_159 | 0 | 0 | 0 | 0 | 0 | 0 | 0 | 0 | 0 | 0 | 0 | 0 | 0 | 0 | 0 | 0 | 0 | 0 | 0 | 0 | 0 | 0 | 0 | 0 | 0 | 0
SCE_Northern_Solar_Generic | SCE_Northern_Solar | SCE_Northern_Solar_167 | 0 | 0 | 0 | 0 | 0 | 0 | 0 | 0 | 0 | 0 | 0 | 0 | 0 | 0 | 0 | 0 | 0 | 0 | 0 | 0 | 0 | 0 | 0 | 0 | 0 | 0 | SCE Northern | Solar | SCE_Northern_Solar_167 | 0 | 0 | 0 | 0 | 0 | 0 | 0 | 0 | 0 | 0 | 0 | 0 | 0 | 0 | 0 | 0 | 0 | 0 | 0 | 0 | 0 | 0 | 0 | 0 | 0 | 0 |  | SCE_Northern_Solar_167 | 0 | 0 | 0 | 0 | 0 | 0 | 0 | 0 | 0 | 0 | 0 | 0 | 0 | 0 | 0 | 0 | 0 | 0 | 0 | 0 | 0 | 0 | 0 | 0 | 0 | 0
SCE_Northern_Solar_Generic | SCE_Northern_Solar | SCE_Northern_Solar_86 | 0 | 0 | 0 | 0 | 0 | 0 | 0 | 0 | 0 | 0 | 0 | 0 | 0 | 0 | 0 | 0 | 0 | 0 | 0 | 0 | 0 | 0.93277 | 0 | 0 | 0 | 0.93277 | SCE Northern | Solar | SCE_Northern_Solar_86 | 0 | 0 | 0 | 0 | 0 | 0 | 0 | 0 | 0 | 0 | 0 | 0 | 0 | 0 | 0 | 0 | 0 | 0 | 0 | 0 | 0 | 0.93277 | 0 | 0 | 0 | 0.93277 |  | SCE_Northern_Solar_86 | 0 | 0 | 0 | 0 | 0 | 0 | 0 | 0 | 0 | 0 | 0 | 0 | 0 | 0 | 0 | 0 | 0 | 0 | 0 | 0 | 0 | 0 | 0 | 0 | 0 | 0
SCE_Northern_Solar_Generic | SCE_Northern_Solar | SCE_Northern_Solar_91 | 0 | 0 | 0 | 0 | 0 | 0 | 0 | 0 | 0 | 0 | 0 | 0 | 0 | 0 | 0 | 0 | 0 | 0 | 0 | 0 | 0 | 0 | 0 | 0 | 0 | 2.0501 | SCE Northern | Solar | SCE_Northern_Solar_91 | 0 | 0 | 0 | 0 | 0 | 0 | 0 | 0 | 0 | 0 | 0 | 0 | 0 | 0 | 0 | 0 | 0 | 0 | 0 | 0 | 0 | 0 | 0 | 0 | 0 | 2.0501 |  | SCE_Northern_Solar_91 | 0 | 0 | 0 | 0 | 0 | 0 | 0 | 0 | 0 | 0 | 0 | 0 | 0 | 0 | 0 | 0 | 0 | 0 | 0 | 0 | 0 | 0 | 0 | 0 | 0 | 0
SCE_Northern_Wind_Generic | SCE_Northern_Wind | SCE_Northern_Wind_124 | 0 | 0 | 0 | 0 | 0 | 0 | 0 | 0 | 0 | 0 | 0 | 0 | 0 | 0 | 0 | 0 | 0 | 0 | 0 | 0 | 0 | 0 | 0 | 0 | 0 | 1.3416 | SCE Northern | Wind | SCE_Northern_Wind_124 | 0 | 0 | 0 | 0 | 0 | 0 | 0 | 0 | 0 | 0 | 0 | 0 | 0 | 0 | 0 | 0 | 0 | 0 | 0 | 0 | 0 | 0 | 0 | 0 | 0 | 1.3416 |  | SCE_Northern_Wind_124 | 0 | 0 | 0 | 0 | 0 | 0 | 0 | 0 | 0 | 0 | 0 | 0 | 0 | 0 | 0 | 0 | 0 | 0 | 0 | 0 | 0 | 0 | 0 | 0 | 0 | 0
SCE_Northern_Wind_Generic | SCE_Northern_Wind | SCE_Northern_Wind_147 | 0 | 0 | 0 | 0 | 0 | 0 | 0 | 0 | 0 | 0 | 0 | 0 | 0 | 0 | 0 | 0 | 0 | 0 | 0 | 0 | 0 | 0 | 0 | 0 | 0 | 0 | SCE Northern | Wind | SCE_Northern_Wind_147 | 0 | 0 | 0 | 0 | 0 | 0 | 0 | 0 | 0 | 0 | 0 | 0 | 0 | 0 | 0 | 0 | 0 | 0 | 0 | 0 | 0 | 0 | 0 | 0 | 0 | 0 |  | SCE_Northern_Wind_147 | 0 | 0 | 0 | 0 | 0 | 0 | 0 | 0 | 0 | 0 | 0 | 0 | 0 | 0 | 0 | 0 | 0 | 0 | 0 | 0 | 0 | 0 | 0 | 0 | 0 | 0
SCE_Northern_Wind_Generic | SCE_Northern_Wind | SCE_Northern_Wind_151 | 0 | 0 | 0 | 0 | 0 | 0 | 0 | 0 | 0 | 0 | 0 | 0 | 0 | 0 | 0 | 0 | 0 | 0 | 0 | 0 | 0 | 0 | 0 | 0 | 0 | 0 | SCE Northern | Wind | SCE_Northern_Wind_151 | 0 | 0 | 0 | 0 | 0 | 0 | 0 | 0 | 0 | 0 | 0 | 0 | 0 | 0 | 0 | 0 | 0 | 0 | 0 | 0 | 0 | 0 | 0 | 0 | 0 | 0 |  | SCE_Northern_Wind_151 | 0 | 0 | 0 | 0 | 0 | 0 | 0 | 0 | 0 | 0 | 0 | 0 | 0 | 0 | 0 | 0 | 0 | 0 | 0 | 0 | 0 | 0 | 0 | 0 | 0 | 0
SCE_Northern_Wind_Generic | SCE_Northern_Wind | SCE_Northern_Wind_159 | 0 | 0 | 0 | 0 | 0 | 0 | 0 | 0 | 0 | 0 | 0 | 0 | 0 | 0 | 0 | 0 | 0 | 0 | 0 | 0 | 0 | 0 | 0 | 0 | 0 | 0 | SCE Northern | Wind | SCE_Northern_Wind_159 | 0 | 0 | 0 | 0 | 0 | 0 | 0 | 0 | 0 | 0 | 0 | 0 | 0 | 0 | 0 | 0 | 0 | 0 | 0 | 0 | 0 | 0 | 0 | 0 | 0 | 0 |  | SCE_Northern_Wind_159 | 0 | 0 | 0 | 0 | 0 | 0 | 0 | 0 | 0 | 0 | 0 | 0 | 0 | 0 | 0 | 0 | 0 | 0 | 0 | 0 | 0 | 0 | 0 | 0 | 0 | 0
SCE_Northern_Wind_Generic | SCE_Northern_Wind | SCE_Northern_Wind_167 | 0 | 0 | 0 | 0 | 0 | 0 | 0 | 0 | 0 | 0 | 0 | 0 | 0 | 0 | 0 | 0 | 0 | 0 | 0 | 0 | 0 | 0 | 0 | 0 | 0 | 0 | SCE Northern | Wind | SCE_Northern_Wind_167 | 0 | 0 | 0 | 0 | 0 | 0 | 0 | 0 | 0 | 0 | 0 | 0 | 0 | 0 | 0 | 0 | 0 | 0 | 0 | 0 | 0 | 0 | 0 | 0 | 0 | 0 |  | SCE_Northern_Wind_167 | 0 | 0 | 0 | 0 | 0 | 0 | 0 | 0 | 0 | 0 | 0 | 0 | 0 | 0 | 0 | 0 | 0 | 0 | 0 | 0 | 0 | 0 | 0 | 0 | 0 | 0
SCE_Northern_Wind_Generic | SCE_Northern_Wind | SCE_Northern_Wind_86 | 0 | 0 | 0 | 0 | 0 | 0 | 0 | 0 | 0 | 0 | 0 | 0 | 0 | 0 | 0 | 0 | 0 | 0 | 0 | 0 | 0 | 0 | 0 | 0 | 0 | 0.24299 | SCE Northern | Wind | SCE_Northern_Wind_86 | 0 | 0 | 0 | 0 | 0 | 0 | 0 | 0 | 0 | 0 | 0 | 0 | 0 | 0 | 0 | 0 | 0 | 0 | 0 | 0 | 0 | 0 | 0 | 0 | 0 | 0.24299 |  | SCE_Northern_Wind_86 | 0 | 0 | 0 | 0 | 0 | 0 | 0 | 0 | 0 | 0 | 0 | 0 | 0 | 0 | 0 | 0 | 0 | 0 | 0 | 0 | 0 | 0 | 0 | 0 | 0 | 0
SCE_Northern_Wind_Generic | SCE_Northern_Wind | SCE_Northern_Wind_91 | 0 | 0 | 0 | 0 | 0 | 0 | 0 | 0 | 0 | 0 | 0 | 0 | 0 | 0 | 0 | 0 | 0 | 0 | 0 | 0 | 0 | 0 | 0 | 0 | 0 | 0.18994 | SCE Northern | Wind | SCE_Northern_Wind_91 | 0 | 0 | 0 | 0 | 0 | 0 | 0 | 0 | 0 | 0 | 0 | 0 | 0 | 0 | 0 | 0 | 0 | 0 | 0 | 0 | 0 | 0 | 0 | 0 | 0 | 0.18994 |  | SCE_Northern_Wind_91 | 0 | 0 | 0 | 0 | 0 | 0 | 0 | 0 | 0 | 0 | 0 | 0 | 0 | 0 | 0 | 0 | 0 | 0 | 0 | 0 | 0 | 0 | 0 | 0 | 0 | 0
SCE_Utah_New_EGS_Generic | SCE_Utah_New_EGS | SCE_Utah_EGS_NF_131 | 0 | 0 | 0 | 0 | 0 | 0 | 0 | 0 | 0 | 0 | 0 | 0 | 0 | 0 | 0 | 0 | 0 | 0 | 0 | 0 | 0 | 0 | 0 | 0 | 0 | 0 | SCE EOP | Geothermal | SCE_Utah_EGS_NF_131 | 0 | 0 | 0 | 0 | 0 | 0 | 0 | 0 | 0 | 0 | 0 | 0 | 0 | 0 | 0 | 0 | 0 | 0 | 0 | 0 | 0 | 0 | 0 | 0 | 0 | 0 |  | SCE_Utah_EGS_NF_131 | 0 | 0 | 0 | 0 | 0 | 0 | 0 | 0 | 0 | 0 | 0 | 0 | 0 | 0 | 0 | 0 | 0 | 0 | 0 | 0 | 0 | 0 | 0 | 0 | 0 | 0
SCE_New_Geothermal_Generic | SCE_New_Geothermal | SCE_Utah_Geothermal_131 | 0 | 0 | 0 | 0 | 0 | 0 | 0.01676 | 0 | 0.04 | 0 | 0 | 0.04 | 0 | 0 | 0 | 0 | 0.184 | 0 | 0 | 0 | 0 | 0.184 | 0 | 0 | 0 | 0.184 | SCE EOP | Geothermal | SCE_Utah_Geothermal_131 | 0 | 0 | 0 | 0 | 0 | 0 | 0.01676 | 0 | 0.04 | 0 | 0 | 0.04 | 0 | 0 | 0 | 0 | 0.184 | 0 | 0 | 0 | 0 | 0.184 | 0 | 0 | 0 | 0.184 |  | SCE_Utah_Geothermal_131 | 0 | 0 | 0 | 0 | 0 | 0 | 0 | 0 | 0 | 0 | 0 | 0 | 0 | 0 | 0 | 0 | 0 | 0 | 0 | 0 | 0 | 0 | 0 | 0 | 0 | 0
SCE_Wyoming_Wind_Generic | SCE_Wyoming_Wind | SCE_Wyoming_Wind_131_Tranche1 | 0 | 0 | 0 | 0 | 0 | 0 | 0 | 0 | 0 | 0 | 0 | 1.5 | 0 | 0 | 0 | 0 | 1.5 | 0 | 0 | 0 | 0 | 1.5 | 0 | 0 | 0 | 1.5 | SCE EOP | OOS Wind | SCE_Wyoming_Wind_131_Tranche1 | 0 | 0 | 0 | 0 | 0 | 0 | 0 | 0 | 0 | 0 | 0 | 1.5 | 0 | 0 | 0 | 0 | 1.5 | 0 | 0 | 0 | 0 | 1.5 | 0 | 0 | 0 | 1.5 |  | SCE_Wyoming_Wind_131_Tranche1 | 0 | 0 | 0 | 0 | 0 | 0 | 0 | 0 | 0 | 0 | 0 | 0 | 0 | 0 | 0 | 0 | 0 | 0 | 0 | 0 | 0 | 0 | 0 | 0 | 0 | 0
SCE_Wyoming_Wind_Generic | SCE_Wyoming_Wind | SCE_Wyoming_Wind_131_Tranche2 | 0 | 0 | 0 | 0 | 0 | 0 | 0 | 0 | 0 | 0 | 0 | 0 | 0 | 0 | 0 | 0 | 1.5 | 0 | 0 | 0 | 0 | 1.5 | 0 | 0 | 0 | 1.5 | SCE EOP | OOS Wind | SCE_Wyoming_Wind_131_Tranche2 | 0 | 0 | 0 | 0 | 0 | 0 | 0 | 0 | 0 | 0 | 0 | 0 | 0 | 0 | 0 | 0 | 1.5 | 0 | 0 | 0 | 0 | 1.5 | 0 | 0 | 0 | 1.5 |  | SCE_Wyoming_Wind_131_Tranche2 | 0 | 0 | 0 | 0 | 0 | 0 | 0 | 0 | 0 | 0 | 0 | 0 | 0 | 0 | 0 | 0 | 0 | 0 | 0 | 0 | 0 | 0 | 0 | 0 | 0 | 0
SCE_Wyoming_Wind_Generic | SCE_Wyoming_Wind | SCE_Wyoming_Wind_131_Tranche3 | 0 | 0 | 0 | 0 | 0 | 0 | 0 | 0 | 0 | 0 | 0 | 0 | 0 | 0 | 0 | 0 | 0 | 0 | 0 | 0 | 0 | 0 | 0 | 0 | 0 | 0 | SCE EOP | OOS Wind | SCE_Wyoming_Wind_131_Tranche3 | 0 | 0 | 0 | 0 | 0 | 0 | 0 | 0 | 0 | 0 | 0 | 0 | 0 | 0 | 0 | 0 | 0 | 0 | 0 | 0 | 0 | 0 | 0 | 0 | 0 | 0 |  | SCE_Wyoming_Wind_131_Tranche3 | 0 | 0 | 0 | 0 | 0 | 0 | 0 | 0 | 0 | 0 | 0 | 0 | 0 | 0 | 0 | 0 | 0 | 0 | 0 | 0 | 0 | 0 | 0 | 0 | 0 | 0
SDGE_New_EGS_Generic | SDGE_New_EGS | SDGE_Arizona_EGS_Deep_188 | 0 | 0 | 0 | 0 | 0 | 0 | 0 | 0 | 0 | 0 | 0 | 0 | 0 | 0 | 0 | 0 | 0 | 0 | 0 | 0 | 0 | 0 | 0 | 0 | 0 | 0 | SDGE | Geothermal | SDGE_Arizona_EGS_Deep_188 | 0 | 0 | 0 | 0 | 0 | 0 | 0 | 0 | 0 | 0 | 0 | 0 | 0 | 0 | 0 | 0 | 0 | 0 | 0 | 0 | 0 | 0 | 0 | 0 | 0 | 0 |  | SDGE_Arizona_EGS_Deep_188 | 0 | 0 | 0 | 0 | 0 | 0 | 0 | 0 | 0 | 0 | 0 | 0 | 0 | 0 | 0 | 0 | 0 | 0 | 0 | 0 | 0 | 0 | 0 | 0 | 0 | 0
SDGE_New_Li_Battery_4hr_Generic | SDGE_New_Li_Battery_4hr | SDGE_Arizona_Li_Battery_4hr_180 | 0 | 0 | 0 | 0 | 0 | 0 | 0 | 0 | 0 | 0 | 0 | 0 | 0 | 0 | 0 | 0 | 0 | 0 | 0 | 0 | 0 | 0 | 0 | 0 | 0 | 0 | SDGE | Battery | SDGE_Arizona_Li_Battery_4hr_180 | 0 | 0 | 0 | 0 | 0 | 0 | 0 | 0 | 0 | 0 | 0 | 0 | 0 | 0 | 0 | 0 | 0 | 0 | 0 | 0 | 0 | 0 | 0 | 0 | 0 | 0 | Li-ion Battery (4-hr) | SDGE_Arizona_Li_Battery_4hr_180 | 0 | 0 | 0 | 0 | 0 | 0 | 0 | 0 | 0 | 0 | 0 | 0 | 0 | 0 | 0 | 0 | 0 | 0 | 0 | 0 | 0 | 0 | 0 | 0 | 0 | 0
SDGE_New_Li_Battery_4hr_Generic | SDGE_New_Li_Battery_4hr | SDGE_Arizona_Li_Battery_4hr_184 | 0 | 0 | 0 | 0 | 0 | 0 | 0 | 0 | 0 | 0 | 0 | 0 | 0 | 0 | 0 | 0 | 0 | 0 | 0 | 0 | 0 | 0 | 0 | 0 | 0 | 0 | SDGE | Battery | SDGE_Arizona_Li_Battery_4hr_184 | 0 | 0 | 0 | 0 | 0 | 0 | 0 | 0 | 0 | 0 | 0 | 0 | 0 | 0 | 0 | 0 | 0 | 0 | 0 | 0 | 0 | 0 | 0 | 0 | 0 | 0 | Li-ion Battery (4-hr) | SDGE_Arizona_Li_Battery_4hr_184 | 0 | 0 | 0 | 0 | 0 | 0 | 0 | 0 | 0 | 0 | 0 | 0 | 0 | 0 | 0 | 0 | 0 | 0 | 0 | 0 | 0 | 0 | 0 | 0 | 0 | 0
SDGE_New_Li_Battery_4hr_Generic | SDGE_New_Li_Battery_4hr | SDGE_Arizona_Li_Battery_4hr_188 | 0 | 0 | 0 | 0 | 0 | 0 | 0.085 | 0 | 0.085 | 0 | 0 | 0.085 | 0 | 0 | 0 | 0 | 0.085 | 0 | 0 | 0 | 0 | 0.085 | 0 | 0 | 0 | 0.085 | SDGE | Battery | SDGE_Arizona_Li_Battery_4hr_188 | 0 | 0 | 0 | 0 | 0 | 0 | 0.085 | 0 | 0.085 | 0 | 0 | 0.085 | 0 | 0 | 0 | 0 | 0.085 | 0 | 0 | 0 | 0 | 0.085 | 0 | 0 | 0 | 0.085 | Li-ion Battery (4-hr) | SDGE_Arizona_Li_Battery_4hr_188 | 0 | 0 | 0 | 0 | 0 | 0 | 0 | 0 | 0 | 0 | 0 | 0 | 0 | 0 | 0 | 0 | 0 | 0 | 0 | 0 | 0 | 0 | 0 | 0 | 0 | 0
SDGE_New_Li_Battery_8hr_Generic | SDGE_New_Li_Battery_8hr | SDGE_Arizona_Li_Battery_8hr_180 | 0 | 0 | 0 | 0 | 0 | 0 | 0 | 0 | 0 | 0 | 0 | 0.036878 | 0 | 0 | 0 | 0 | 0.036878 | 0 | 0 | 0 | 0 | 0.036878 | 0 | 0 | 0 | 0.036878 | SDGE | Battery | SDGE_Arizona_Li_Battery_8hr_180 | 0 | 0 | 0 | 0 | 0 | 0 | 0 | 0 | 0 | 0 | 0 | 0.036878 | 0 | 0 | 0 | 0 | 0.036878 | 0 | 0 | 0 | 0 | 0.036878 | 0 | 0 | 0 | 0.036878 | Li-ion Battery (8-hr) | SDGE_Arizona_Li_Battery_8hr_180 | 0 | 0 | 0 | 0 | 0 | 0 | 0 | 0 | 0 | 0 | 0 | 0 | 0 | 0 | 0 | 0 | 0 | 0 | 0 | 0 | 0 | 0 | 0 | 0 | 0 | 0
SDGE_New_Li_Battery_8hr_Generic | SDGE_New_Li_Battery_8hr | SDGE_Arizona_Li_Battery_8hr_184 | 0 | 0 | 0 | 0 | 0 | 0 | 0 | 0 | 0 | 0 | 0 | 0 | 0 | 0 | 0 | 0 | 0 | 0 | 0 | 0 | 0 | 0 | 0 | 0 | 0 | 0 | SDGE | Battery | SDGE_Arizona_Li_Battery_8hr_184 | 0 | 0 | 0 | 0 | 0 | 0 | 0 | 0 | 0 | 0 | 0 | 0 | 0 | 0 | 0 | 0 | 0 | 0 | 0 | 0 | 0 | 0 | 0 | 0 | 0 | 0 | Li-ion Battery (8-hr) | SDGE_Arizona_Li_Battery_8hr_184 | 0 | 0 | 0 | 0 | 0 | 0 | 0 | 0 | 0 | 0 | 0 | 0 | 0 | 0 | 0 | 0 | 0 | 0 | 0 | 0 | 0 | 0 | 0 | 0 | 0 | 0
SDGE_New_Li_Battery_8hr_Generic | SDGE_New_Li_Battery_8hr | SDGE_Arizona_Li_Battery_8hr_188 | 0 | 0 | 0 | 0 | 0 | 0 | 0 | 0 | 0 | 0 | 0 | 1.1771 | 0 | 0 | 0 | 0 | 1.1771 | 0 | 0 | 0 | 0 | 1.1771 | 0 | 0 | 0 | 1.1771 | SDGE | Battery | SDGE_Arizona_Li_Battery_8hr_188 | 0 | 0 | 0 | 0 | 0 | 0 | 0 | 0 | 0 | 0 | 0 | 1.1771 | 0 | 0 | 0 | 0 | 1.1771 | 0 | 0 | 0 | 0 | 1.1771 | 0 | 0 | 0 | 1.1771 | Li-ion Battery (8-hr) | SDGE_Arizona_Li_Battery_8hr_188 | 0 | 0 | 0 | 0 | 0 | 0 | 0 | 0 | 0 | 0 | 0 | 0 | 0 | 0 | 0 | 0 | 0 | 0 | 0 | 0 | 0 | 0 | 0 | 0 | 0 | 0
SDGE_Arizona_Solar_Generic | SDGE_Arizona_Solar | SDGE_Arizona_Solar_180 | 0 | 0 | 0 | 0 | 0 | 0 | 0.085 | 0 | 0.085 | 0 | 0 | 0.63285 | 0 | 0 | 0 | 0 | 3.7738 | 0 | 0 | 0 | 0 | 3.7738 | 0 | 0 | 0 | 3.7738 | SDGE | Solar | SDGE_Arizona_Solar_180 | 0 | 0 | 0 | 0 | 0 | 0 | 0.085 | 0 | 0.085 | 0 | 0 | 0.63285 | 0 | 0 | 0 | 0 | 3.7738 | 0 | 0 | 0 | 0 | 3.7738 | 0 | 0 | 0 | 3.7738 |  | SDGE_Arizona_Solar_180 | 0 | 0 | 0 | 0 | 0 | 0 | 0 | 0 | 0 | 0 | 0 | 0 | 0 | 0 | 0 | 0 | 0 | 0 | 0 | 0 | 0 | 0 | 0 | 0 | 0 | 0
SDGE_Arizona_Solar_Generic | SDGE_Arizona_Solar | SDGE_Arizona_Solar_184 | 0 | 0 | 0 | 0 | 0 | 0 | 0 | 0 | 0 | 0 | 0 | 3 | 0 | 0 | 0 | 0 | 6 | 0 | 0 | 0 | 0 | 6 | 0 | 0 | 0 | 6 | SDGE | Solar | SDGE_Arizona_Solar_184 | 0 | 0 | 0 | 0 | 0 | 0 | 0 | 0 | 0 | 0 | 0 | 0 | 0 | 0 | 0 | 0 | 0 | 0 | 0 | 0 | 0 | 0 | 0 | 0 | 0 | 0 |  | SDGE_Arizona_Solar_184 | 0 | 0 | 0 | 0 | 0 | 0 | 0 | 0 | 0 | 0 | 0 | 3 | 0 | 0 | 0 | 0 | 6 | 0 | 0 | 0 | 0 | 6 | 0 | 0 | 0 | 6
SDGE_Arizona_Solar_Generic | SDGE_Arizona_Solar | SDGE_Arizona_Solar_188 | 0 | 0 | 0 | 0 | 0 | 0 | 0 | 0 | 0 | 0 | 0 | 0 | 0 | 0 | 0 | 0 | 4.2043 | 0 | 0 | 0 | 0 | 4.4333 | 0 | 0 | 0 | 4.4333 | SDGE | Solar | SDGE_Arizona_Solar_188 | 0 | 0 | 0 | 0 | 0 | 0 | 0 | 0 | 0 | 0 | 0 | 0 | 0 | 0 | 0 | 0 | 3.0198 | 0 | 0 | 0 | 0 | 3.0198 | 0 | 0 | 0 | 3.0198 |  | SDGE_Arizona_Solar_188 | 0 | 0 | 0 | 0 | 0 | 0 | 0 | 0 | 0 | 0 | 0 | 0 | 0 | 0 | 0 | 0 | 1.18 | 0 | 0 | 0 | 0 | 1.41 | 0 | 0 | 0 | 1.41
SDGE_Baja_California_Wind_Generic | SDGE_Baja_California_Wind | SDGE_Baja_California_Wind_198 | 0 | 0 | 0 | 0 | 0 | 0 | 0.178 | 0 | 0.22948 | 0 | 0 | 0.3525 | 0 | 0 | 0 | 0 | 0.3525 | 0 | 0 | 0 | 0 | 1.6535 | 0 | 0 | 0 | 1.6535 | SDGE | Wind | SDGE_Baja_California_Wind_198 | 0 | 0 | 0 | 0 | 0 | 0 | 0.178 | 0 | 0.22948 | 0 | 0 | 0.3525 | 0 | 0 | 0 | 0 | 0.3525 | 0 | 0 | 0 | 0 | 1.6535 | 0 | 0 | 0 | 1.6535 |  | SDGE_Baja_California_Wind_198 | 0 | 0 | 0 | 0 | 0 | 0 | 0 | 0 | 0 | 0 | 0 | 0 | 0 | 0 | 0 | 0 | 0 | 0 | 0 | 0 | 0 | 0 | 0 | 0 | 0 | 0
| SDGE_New_Biomass | SDGE_Biomass_143 | 0 | 0 | 0 | 0 | 0 | 0 | 0 | 0 | 0 | 0 | 0 | 0 | 0 | 0 | 0 | 0 | 0 | 0 | 0 | 0 | 0 | 0 | 0 | 0 | 0 | 0 | Check | Biomass | SDGE_Biomass_143 | 0 | 0 | 0 | 0 | 0 | 0 | 0 | 0 | 0 | 0 | 0 | 0 | 0 | 0 | 0 | 0 | 0 | 0 | 0 | 0 | 0 | 0 | 0 | 0 | 0 | 0 |  | SDGE_Biomass_143 | 0 | 0 | 0 | 0 | 0 | 0 | 0 | 0 | 0 | 0 | 0 | 0 | 0 | 0 | 0 | 0 | 0 | 0 | 0 | 0 | 0 | 0 | 0 | 0 | 0 | 0
| SDGE_Distributed_Solar | SDGE_Distributed_Solar_Asset | 0 | 0 | 0 | 0 | 0 | 0 | 0 | 0 | 0 | 0 | 0 | 0 | 0 | 0 | 0 | 0 | 0 | 0 | 0 | 0 | 0 | 0 | 0 | 0 | 0 | 0 | Check | Distributed Solar | SDGE_Distributed_Solar_Asset | 0 | 0 | 0 | 0 | 0 | 0 | 0 | 0 | 0 | 0 | 0 | 0 | 0 | 0 | 0 | 0 | 0 | 0 | 0 | 0 | 0 | 0 | 0 | 0 | 0 | 0 |  | SDGE_Distributed_Solar_Asset | 0 | 0 | 0 | 0 | 0 | 0 | 0 | 0 | 0 | 0 | 0 | 0 | 0 | 0 | 0 | 0 | 0 | 0 | 0 | 0 | 0 | 0 | 0 | 0 | 0 | 0
SDGE_New_EGS_Generic | SDGE_New_EGS | SDGE_Imperial_EGS_Deep_185 | 0 | 0 | 0 | 0 | 0 | 0 | 0 | 0 | 0 | 0 | 0 | 0 | 0 | 0 | 0 | 0 | 0 | 0 | 0 | 0 | 0 | 0 | 0 | 0 | 0 | 0 | SDGE | Geothermal | SDGE_Imperial_EGS_Deep_185 | 0 | 0 | 0 | 0 | 0 | 0 | 0 | 0 | 0 | 0 | 0 | 0 | 0 | 0 | 0 | 0 | 0 | 0 | 0 | 0 | 0 | 0 | 0 | 0 | 0 | 0 |  | SDGE_Imperial_EGS_Deep_185 | 0 | 0 | 0 | 0 | 0 | 0 | 0 | 0 | 0 | 0 | 0 | 0 | 0 | 0 | 0 | 0 | 0 | 0 | 0 | 0 | 0 | 0 | 0 | 0 | 0 | 0
SDGE_New_EGS_Generic | SDGE_New_EGS | SDGE_Imperial_EGS_Deep_192 | 0 | 0 | 0 | 0 | 0 | 0 | 0 | 0 | 0 | 0 | 0 | 0 | 0 | 0 | 0 | 0 | 0 | 0 | 0 | 0 | 0 | 0 | 0 | 0 | 0 | 0 | SDGE | Geothermal | SDGE_Imperial_EGS_Deep_192 | 0 | 0 | 0 | 0 | 0 | 0 | 0 | 0 | 0 | 0 | 0 | 0 | 0 | 0 | 0 | 0 | 0 | 0 | 0 | 0 | 0 | 0 | 0 | 0 | 0 | 0 |  | SDGE_Imperial_EGS_Deep_192 | 0 | 0 | 0 | 0 | 0 | 0 | 0 | 0 | 0 | 0 | 0 | 0 | 0 | 0 | 0 | 0 | 0 | 0 | 0 | 0 | 0 | 0 | 0 | 0 | 0 | 0
SDGE_New_EGS_Generic | SDGE_New_EGS | SDGE_Imperial_EGS_Deep_194 | 0 | 0 | 0 | 0 | 0 | 0 | 0 | 0 | 0 | 0 | 0 | 0 | 0 | 0 | 0 | 0 | 0 | 0 | 0 | 0 | 0 | 0 | 0 | 0 | 0 | 0 | SDGE | Geothermal | SDGE_Imperial_EGS_Deep_194 | 0 | 0 | 0 | 0 | 0 | 0 | 0 | 0 | 0 | 0 | 0 | 0 | 0 | 0 | 0 | 0 | 0 | 0 | 0 | 0 | 0 | 0 | 0 | 0 | 0 | 0 |  | SDGE_Imperial_EGS_Deep_194 | 0 | 0 | 0 | 0 | 0 | 0 | 0 | 0 | 0 | 0 | 0 | 0 | 0 | 0 | 0 | 0 | 0 | 0 | 0 | 0 | 0 | 0 | 0 | 0 | 0 | 0
SDGE_New_EGS_Generic | SDGE_New_EGS | SDGE_Imperial_EGS_Deep_196 | 0 | 0 | 0 | 0 | 0 | 0 | 0 | 0 | 0 | 0 | 0 | 0 | 0 | 0 | 0 | 0 | 0 | 0 | 0 | 0 | 0 | 0 | 0 | 0 | 0 | 0 | SDGE | Geothermal | SDGE_Imperial_EGS_Deep_196 | 0 | 0 | 0 | 0 | 0 | 0 | 0 | 0 | 0 | 0 | 0 | 0 | 0 | 0 | 0 | 0 | 0 | 0 | 0 | 0 | 0 | 0 | 0 | 0 | 0 | 0 |  | SDGE_Imperial_EGS_Deep_196 | 0 | 0 | 0 | 0 | 0 | 0 | 0 | 0 | 0 | 0 | 0 | 0 | 0 | 0 | 0 | 0 | 0 | 0 | 0 | 0 | 0 | 0 | 0 | 0 | 0 | 0
SDGE_New_EGS_Generic | SDGE_New_EGS | SDGE_Imperial_EGS_NF_196 | 0 | 0 | 0 | 0 | 0 | 0 | 0 | 0 | 0 | 0 | 0 | 0 | 0 | 0 | 0 | 0 | 0 | 0 | 0 | 0 | 0 | 0 | 0 | 0 | 0 | 0 | SDGE | Geothermal | SDGE_Imperial_EGS_NF_196 | 0 | 0 | 0 | 0 | 0 | 0 | 0 | 0 | 0 | 0 | 0 | 0 | 0 | 0 | 0 | 0 | 0 | 0 | 0 | 0 | 0 | 0 | 0 | 0 | 0 | 0 |  | SDGE_Imperial_EGS_NF_196 | 0 | 0 | 0 | 0 | 0 | 0 | 0 | 0 | 0 | 0 | 0 | 0 | 0 | 0 | 0 | 0 | 0 | 0 | 0 | 0 | 0 | 0 | 0 | 0 | 0 | 0
SDGE_New_Geothermal_Generic | SDGE_New_Geothermal | SDGE_Imperial_Geothermal_196 | 0 | 0 | 0 | 0 | 0 | 0 | 0 | 0 | 0.083 | 0 | 0 | 0.083 | 0 | 0 | 0 | 0 | 0.5286 | 0 | 0 | 0 | 0 | 0.5286 | 0 | 0 | 0 | 0.5286 | SDGE | Geothermal | SDGE_Imperial_Geothermal_196 | 0 | 0 | 0 | 0 | 0 | 0 | -5.89e-15 | 0 | 0.083 | 0 | 0 | 0.083 | 0 | 0 | 0 | 0 | 0.5286 | 0 | 0 | 0 | 0 | 0.5286 | 0 | 0 | 0 | 0.5286 |  | SDGE_Imperial_Geothermal_196 | 0 | 0 | 0 | 0 | 0 | 0 | 0 | 0 | 0 | 0 | 0 | 0 | 0 | 0 | 0 | 0 | 0 | 0 | 0 | 0 | 0 | 0 | 0 | 0 | 0 | 0
SDGE_LDES_12hr_Generic | SDGE_LDES_12hr | SDGE_Imperial_LDES_12hr_190 | 0 | 0 | 0 | 0 | 0 | 0 | 0 | 0 | 0 | 0 | 0 | 0 | 0 | 0 | 0 | 0 | 0.5 | 0 | 0 | 0 | 0 | 0.5 | 0 | 0 | 0 | 0.5 | SDGE | LDES | SDGE_Imperial_LDES_12hr_190 | 0 | 0 | 0 | 0 | 0 | 0 | 0 | 0 | 0 | 0 | 0 | 0 | 0 | 0 | 0 | 0 | 0.5 | 0 | 0 | 0 | 0 | 0.5 | 0 | 0 | 0 | 0.5 |  | SDGE_Imperial_LDES_12hr_190 | 0 | 0 | 0 | 0 | 0 | 0 | 0 | 0 | 0 | 0 | 0 | 0 | 0 | 0 | 0 | 0 | 0 | 0 | 0 | 0 | 0 | 0 | 0 | 0 | 0 | 0
SDGE_New_Li_Battery_4hr_Generic | SDGE_New_Li_Battery_4hr | SDGE_Imperial_Li_Battery_4hr_143 | 0 | 0 | 0 | 0 | 0 | 0 | 0 | 0 | 0 | 0 | 0 | 0 | 0 | 0 | 0 | 0 | 0 | 0 | 0 | 0 | 0 | 0 | 0 | 0 | 0 | 0 | SDGE | Battery | SDGE_Imperial_Li_Battery_4hr_143 | 0 | 0 | 0 | 0 | 0 | 0 | 0 | 0 | 0 | 0 | 0 | 0 | 0 | 0 | 0 | 0 | 0 | 0 | 0 | 0 | 0 | 0 | 0 | 0 | 0 | 0 | Li-ion Battery (4-hr) | SDGE_Imperial_Li_Battery_4hr_143 | 0 | 0 | 0 | 0 | 0 | 0 | 0 | 0 | 0 | 0 | 0 | 0 | 0 | 0 | 0 | 0 | 0 | 0 | 0 | 0 | 0 | 0 | 0 | 0 | 0 | 0
SDGE_New_Li_Battery_4hr_Generic | SDGE_New_Li_Battery_4hr | SDGE_Imperial_Li_Battery_4hr_171 | 0 | 0 | 0 | 0 | 0 | 0 | 0 | 0 | 0 | 0 | 0 | 0 | 0 | 0 | 0 | 0 | 0 | 0 | 0 | 0 | 0 | 0 | 0 | 0 | 0 | 0 | SDGE | Battery | SDGE_Imperial_Li_Battery_4hr_171 | 0 | 0 | 0 | 0 | 0 | 0 | 0 | 0 | 0 | 0 | 0 | 0 | 0 | 0 | 0 | 0 | 0 | 0 | 0 | 0 | 0 | 0 | 0 | 0 | 0 | 0 | Li-ion Battery (4-hr) | SDGE_Imperial_Li_Battery_4hr_171 | 0 | 0 | 0 | 0 | 0 | 0 | 0 | 0 | 0 | 0 | 0 | 0 | 0 | 0 | 0 | 0 | 0 | 0 | 0 | 0 | 0 | 0 | 0 | 0 | 0 | 0
SDGE_New_Li_Battery_4hr_Generic | SDGE_New_Li_Battery_4hr | SDGE_Imperial_Li_Battery_4hr_173 | 0 | 0 | 0 | 0 | 0 | 0 | 0.5745 | 0 | 0.6745 | 0 | 0 | 0.6745 | 0 | 0 | 0 | 0 | 0.6745 | 0 | 0 | 0 | 0 | 0.6745 | 0 | 0 | 0 | 0.6745 | SDGE | Battery | SDGE_Imperial_Li_Battery_4hr_173 | 0 | 0 | 0 | 0 | 0 | 0 | 0.5745 | 0 | 0.6745 | 0 | 0 | 0.6745 | 0 | 0 | 0 | 0 | 0.6745 | 0 | 0 | 0 | 0 | 0.6745 | 0 | 0 | 0 | 0.6745 | Li-ion Battery (4-hr) | SDGE_Imperial_Li_Battery_4hr_173 | 0 | 0 | 0 | 0 | 0 | 0 | 0 | 0 | 0 | 0 | 0 | 0 | 0 | 0 | 0 | 0 | 0 | 0 | 0 | 0 | 0 | 0 | 0 | 0 | 0 | 0
SDGE_New_Li_Battery_4hr_Generic | SDGE_New_Li_Battery_4hr | SDGE_Imperial_Li_Battery_4hr_183 | 0 | 0 | 0 | 0 | 0 | 0 | 0 | 0 | 0 | 0 | 0 | 0 | 0 | 0 | 0 | 0 | 0 | 0 | 0 | 0 | 0 | 0 | 0 | 0 | 0 | 0 | SDGE | Battery | SDGE_Imperial_Li_Battery_4hr_183 | 0 | 0 | 0 | 0 | 0 | 0 | 0 | 0 | 0 | 0 | 0 | 0 | 0 | 0 | 0 | 0 | 0 | 0 | 0 | 0 | 0 | 0 | 0 | 0 | 0 | 0 | Li-ion Battery (4-hr) | SDGE_Imperial_Li_Battery_4hr_183 | 0 | 0 | 0 | 0 | 0 | 0 | 0 | 0 | 0 | 0 | 0 | 0 | 0 | 0 | 0 | 0 | 0 | 0 | 0 | 0 | 0 | 0 | 0 | 0 | 0 | 0
SDGE_New_Li_Battery_4hr_Generic | SDGE_New_Li_Battery_4hr | SDGE_Imperial_Li_Battery_4hr_185 | 0 | 0 | 0 | 0 | 0 | 0 | 0 | 0 | 0 | 0 | 0 | 0 | 0 | 0 | 0 | 0 | 0 | 0 | 0 | 0 | 0 | 0 | 0 | 0 | 0 | 0 | SDGE | Battery | SDGE_Imperial_Li_Battery_4hr_185 | 0 | 0 | 0 | 0 | 0 | 0 | 0 | 0 | 0 | 0 | 0 | 0 | 0 | 0 | 0 | 0 | 0 | 0 | 0 | 0 | 0 | 0 | 0 | 0 | 0 | 0 | Li-ion Battery (4-hr) | SDGE_Imperial_Li_Battery_4hr_185 | 0 | 0 | 0 | 0 | 0 | 0 | 0 | 0 | 0 | 0 | 0 | 0 | 0 | 0 | 0 | 0 | 0 | 0 | 0 | 0 | 0 | 0 | 0 | 0 | 0 | 0
SDGE_New_Li_Battery_4hr_Generic | SDGE_New_Li_Battery_4hr | SDGE_Imperial_Li_Battery_4hr_186 | 0 | 0 | 0 | 0 | 0 | 0 | 0 | 0 | 0 | 0 | 0 | 0 | 0 | 0 | 0 | 0 | 0 | 0 | 0 | 0 | 0 | 0 | 0 | 0 | 0 | 0 | SDGE | Battery | SDGE_Imperial_Li_Battery_4hr_186 | 0 | 0 | 0 | 0 | 0 | 0 | 0 | 0 | 0 | 0 | 0 | 0 | 0 | 0 | 0 | 0 | 0 | 0 | 0 | 0 | 0 | 0 | 0 | 0 | 0 | 0 | Li-ion Battery (4-hr) | SDGE_Imperial_Li_Battery_4hr_186 | 0 | 0 | 0 | 0 | 0 | 0 | 0 | 0 | 0 | 0 | 0 | 0 | 0 | 0 | 0 | 0 | 0 | 0 | 0 | 0 | 0 | 0 | 0 | 0 | 0 | 0
SDGE_New_Li_Battery_4hr_Generic | SDGE_New_Li_Battery_4hr | SDGE_Imperial_Li_Battery_4hr_187 | 0 | 0 | 0 | 0 | 0 | 0 | 0 | 0 | 0 | 0 | 0 | 0 | 0 | 0 | 0 | 0 | 0 | 0 | 0 | 0 | 0 | 0 | 0 | 0 | 0 | 0 | SDGE | Battery | SDGE_Imperial_Li_Battery_4hr_187 | 0 | 0 | 0 | 0 | 0 | 0 | 0 | 0 | 0 | 0 | 0 | 0 | 0 | 0 | 0 | 0 | 0 | 0 | 0 | 0 | 0 | 0 | 0 | 0 | 0 | 0 | Li-ion Battery (4-hr) | SDGE_Imperial_Li_Battery_4hr_187 | 0 | 0 | 0 | 0 | 0 | 0 | 0 | 0 | 0 | 0 | 0 | 0 | 0 | 0 | 0 | 0 | 0 | 0 | 0 | 0 | 0 | 0 | 0 | 0 | 0 | 0
SDGE_New_Li_Battery_4hr_Generic | SDGE_New_Li_Battery_4hr | SDGE_Imperial_Li_Battery_4hr_189 | 0 | 0 | 0 | 0 | 0 | 0 | 0 | 0 | 0 | 0 | 0 | 0 | 0 | 0 | 0 | 0 | 0 | 0 | 0 | 0 | 0 | 0 | 0 | 0 | 0 | 0 | SDGE | Battery | SDGE_Imperial_Li_Battery_4hr_189 | 0 | 0 | 0 | 0 | 0 | 0 | 0 | 0 | 0 | 0 | 0 | 0 | 0 | 0 | 0 | 0 | 0 | 0 | 0 | 0 | 0 | 0 | 0 | 0 | 0 | 0 | Li-ion Battery (4-hr) | SDGE_Imperial_Li_Battery_4hr_189 | 0 | 0 | 0 | 0 | 0 | 0 | 0 | 0 | 0 | 0 | 0 | 0 | 0 | 0 | 0 | 0 | 0 | 0 | 0 | 0 | 0 | 0 | 0 | 0 | 0 | 0
SDGE_New_Li_Battery_4hr_Generic | SDGE_New_Li_Battery_4hr | SDGE_Imperial_Li_Battery_4hr_190 | 0 | 0 | 0 | 0 | 0 | 0 | 0 | 0 | 0 | 0 | 0 | 0 | 0 | 0 | 0 | 0 | 0 | 0 | 0 | 0 | 0 | 0 | 0 | 0 | 0 | 0 | SDGE | Battery | SDGE_Imperial_Li_Battery_4hr_190 | 0 | 0 | 0 | 0 | 0 | 0 | 0 | 0 | 0 | 0 | 0 | 0 | 0 | 0 | 0 | 0 | 0 | 0 | 0 | 0 | 0 | 0 | 0 | 0 | 0 | 0 | Li-ion Battery (4-hr) | SDGE_Imperial_Li_Battery_4hr_190 | 0 | 0 | 0 | 0 | 0 | 0 | 0 | 0 | 0 | 0 | 0 | 0 | 0 | 0 | 0 | 0 | 0 | 0 | 0 | 0 | 0 | 0 | 0 | 0 | 0 | 0
SDGE_New_Li_Battery_4hr_Generic | SDGE_New_Li_Battery_4hr | SDGE_Imperial_Li_Battery_4hr_191 | 0 | 0 | 0 | 0 | 0 | 0 | 0 | 0 | 0 | 0 | 0 | 0 | 0 | 0 | 0 | 0 | 0 | 0 | 0 | 0 | 0 | 0 | 0 | 0 | 0 | 0 | SDGE | Battery | SDGE_Imperial_Li_Battery_4hr_191 | 0 | 0 | 0 | 0 | 0 | 0 | 0 | 0 | 0 | 0 | 0 | 0 | 0 | 0 | 0 | 0 | 0 | 0 | 0 | 0 | 0 | 0 | 0 | 0 | 0 | 0 | Li-ion Battery (4-hr) | SDGE_Imperial_Li_Battery_4hr_191 | 0 | 0 | 0 | 0 | 0 | 0 | 0 | 0 | 0 | 0 | 0 | 0 | 0 | 0 | 0 | 0 | 0 | 0 | 0 | 0 | 0 | 0 | 0 | 0 | 0 | 0
SDGE_New_Li_Battery_4hr_Generic | SDGE_New_Li_Battery_4hr | SDGE_Imperial_Li_Battery_4hr_192 | 0 | 0 | 0 | 0 | 0 | 0 | 0 | 0 | 0 | 0 | 0 | 0 | 0 | 0 | 0 | 0 | 0 | 0 | 0 | 0 | 0 | 0 | 0 | 0 | 0 | 0 | SDGE | Battery | SDGE_Imperial_Li_Battery_4hr_192 | 0 | 0 | 0 | 0 | 0 | 0 | 0 | 0 | 0 | 0 | 0 | 0 | 0 | 0 | 0 | 0 | 0 | 0 | 0 | 0 | 0 | 0 | 0 | 0 | 0 | 0 | Li-ion Battery (4-hr) | SDGE_Imperial_Li_Battery_4hr_192 | 0 | 0 | 0 | 0 | 0 | 0 | 0 | 0 | 0 | 0 | 0 | 0 | 0 | 0 | 0 | 0 | 0 | 0 | 0 | 0 | 0 | 0 | 0 | 0 | 0 | 0
SDGE_New_Li_Battery_4hr_Generic | SDGE_New_Li_Battery_4hr | SDGE_Imperial_Li_Battery_4hr_193 | 0 | 0 | 0 | 0 | 0 | 0 | 0 | 0 | 0 | 0 | 0 | 0 | 0 | 0 | 0 | 0 | 0 | 0 | 0 | 0 | 0 | 0 | 0 | 0 | 0 | 0 | SDGE | Battery | SDGE_Imperial_Li_Battery_4hr_193 | 0 | 0 | 0 | 0 | 0 | 0 | 0 | 0 | 0 | 0 | 0 | 0 | 0 | 0 | 0 | 0 | 0 | 0 | 0 | 0 | 0 | 0 | 0 | 0 | 0 | 0 | Li-ion Battery (4-hr) | SDGE_Imperial_Li_Battery_4hr_193 | 0 | 0 | 0 | 0 | 0 | 0 | 0 | 0 | 0 | 0 | 0 | 0 | 0 | 0 | 0 | 0 | 0 | 0 | 0 | 0 | 0 | 0 | 0 | 0 | 0 | 0
SDGE_New_Li_Battery_4hr_Generic | SDGE_New_Li_Battery_4hr | SDGE_Imperial_Li_Battery_4hr_194 | 0 | 0 | 0 | 0 | 0 | 0 | 0 | 0 | 0 | 0 | 0 | 0 | 0 | 0 | 0 | 0 | 0 | 0 | 0 | 0 | 0 | 0 | 0 | 0 | 0 | 0 | SDGE | Battery | SDGE_Imperial_Li_Battery_4hr_194 | 0 | 0 | 0 | 0 | 0 | 0 | 0 | 0 | 0 | 0 | 0 | 0 | 0 | 0 | 0 | 0 | 0 | 0 | 0 | 0 | 0 | 0 | 0 | 0 | 0 | 0 | Li-ion Battery (4-hr) | SDGE_Imperial_Li_Battery_4hr_194 | 0 | 0 | 0 | 0 | 0 | 0 | 0 | 0 | 0 | 0 | 0 | 0 | 0 | 0 | 0 | 0 | 0 | 0 | 0 | 0 | 0 | 0 | 0 | 0 | 0 | 0
SDGE_New_Li_Battery_4hr_Generic | SDGE_New_Li_Battery_4hr | SDGE_Imperial_Li_Battery_4hr_195 | 0 | 0 | 0 | 0 | 0 | 0 | 0 | 0 | 0 | 0 | 0 | 0 | 0 | 0 | 0 | 0 | 0 | 0 | 0 | 0 | 0 | 0 | 0 | 0 | 0 | 0 | SDGE | Battery | SDGE_Imperial_Li_Battery_4hr_195 | 0 | 0 | 0 | 0 | 0 | 0 | 0 | 0 | 0 | 0 | 0 | 0 | 0 | 0 | 0 | 0 | 0 | 0 | 0 | 0 | 0 | 0 | 0 | 0 | 0 | 0 | Li-ion Battery (4-hr) | SDGE_Imperial_Li_Battery_4hr_195 | 0 | 0 | 0 | 0 | 0 | 0 | 0 | 0 | 0 | 0 | 0 | 0 | 0 | 0 | 0 | 0 | 0 | 0 | 0 | 0 | 0 | 0 | 0 | 0 | 0 | 0
SDGE_New_Li_Battery_4hr_Generic | SDGE_New_Li_Battery_4hr | SDGE_Imperial_Li_Battery_4hr_196 | 0 | 0 | 0 | 0 | 0 | 0 | 0 | 0 | 0 | 0 | 0 | 0 | 0 | 0 | 0 | 0 | 0 | 0 | 0 | 0 | 0 | 0 | 0 | 0 | 0 | 0 | SDGE | Battery | SDGE_Imperial_Li_Battery_4hr_196 | 0 | 0 | 0 | 0 | 0 | 0 | 0 | 0 | 0 | 0 | 0 | 0 | 0 | 0 | 0 | 0 | 0 | 0 | 0 | 0 | 0 | 0 | 0 | 0 | 0 | 0 | Li-ion Battery (4-hr) | SDGE_Imperial_Li_Battery_4hr_196 | 0 | 0 | 0 | 0 | 0 | 0 | 0 | 0 | 0 | 0 | 0 | 0 | 0 | 0 | 0 | 0 | 0 | 0 | 0 | 0 | 0 | 0 | 0 | 0 | 0 | 0
SDGE_New_Li_Battery_4hr_Generic | SDGE_New_Li_Battery_4hr | SDGE_Imperial_Li_Battery_4hr_197 | 0 | 0 | 0 | 0 | 0 | 0 | 0 | 0 | 0 | 0 | 0 | 0 | 0 | 0 | 0 | 0 | 0 | 0 | 0 | 0 | 0 | 0 | 0 | 0 | 0 | 0 | SDGE | Battery | SDGE_Imperial_Li_Battery_4hr_197 | 0 | 0 | 0 | 0 | 0 | 0 | 0 | 0 | 0 | 0 | 0 | 0 | 0 | 0 | 0 | 0 | 0 | 0 | 0 | 0 | 0 | 0 | 0 | 0 | 0 | 0 | Li-ion Battery (4-hr) | SDGE_Imperial_Li_Battery_4hr_197 | 0 | 0 | 0 | 0 | 0 | 0 | 0 | 0 | 0 | 0 | 0 | 0 | 0 | 0 | 0 | 0 | 0 | 0 | 0 | 0 | 0 | 0 | 0 | 0 | 0 | 0
SDGE_New_Li_Battery_4hr_Generic | SDGE_New_Li_Battery_4hr | SDGE_Imperial_Li_Battery_4hr_198 | 0 | 0 | 0 | 0 | 0 | 0 | 0 | 0 | 0 | 0 | 0 | 0 | 0 | 0 | 0 | 0 | 0 | 0 | 0 | 0 | 0 | 0 | 0 | 0 | 0 | 0 | SDGE | Battery | SDGE_Imperial_Li_Battery_4hr_198 | 0 | 0 | 0 | 0 | 0 | 0 | 0 | 0 | 0 | 0 | 0 | 0 | 0 | 0 | 0 | 0 | 0 | 0 | 0 | 0 | 0 | 0 | 0 | 0 | 0 | 0 | Li-ion Battery (4-hr) | SDGE_Imperial_Li_Battery_4hr_198 | 0 | 0 | 0 | 0 | 0 | 0 | 0 | 0 | 0 | 0 | 0 | 0 | 0 | 0 | 0 | 0 | 0 | 0 | 0 | 0 | 0 | 0 | 0 | 0 | 0 | 0
SDGE_New_Li_Battery_8hr_Generic | SDGE_New_Li_Battery_8hr | SDGE_Imperial_Li_Battery_8hr_143 | 0 | 0 | 0 | 0 | 0 | 0 | 0 | 0 | 0 | 0 | 0 | 0 | 0 | 0 | 0 | 0 | 0 | 0 | 0 | 0 | 0 | 0 | 0 | 0 | 0 | 0 | SDGE | Battery | SDGE_Imperial_Li_Battery_8hr_143 | 0 | 0 | 0 | 0 | 0 | 0 | 0 | 0 | 0 | 0 | 0 | 0 | 0 | 0 | 0 | 0 | 0 | 0 | 0 | 0 | 0 | 0 | 0 | 0 | 0 | 0 | Li-ion Battery (8-hr) | SDGE_Imperial_Li_Battery_8hr_143 | 0 | 0 | 0 | 0 | 0 | 0 | 0 | 0 | 0 | 0 | 0 | 0 | 0 | 0 | 0 | 0 | 0 | 0 | 0 | 0 | 0 | 0 | 0 | 0 | 0 | 0
SDGE_New_Li_Battery_8hr_Generic | SDGE_New_Li_Battery_8hr | SDGE_Imperial_Li_Battery_8hr_171 | 0 | 0 | 0 | 0 | 0 | 0 | 0 | 0 | 0 | 0 | 0 | 0 | 0 | 0 | 0 | 0 | 0 | 0 | 0 | 0 | 0 | 0 | 0 | 0 | 0 | 0 | SDGE | Battery | SDGE_Imperial_Li_Battery_8hr_171 | 0 | 0 | 0 | 0 | 0 | 0 | 0 | 0 | 0 | 0 | 0 | 0 | 0 | 0 | 0 | 0 | 0 | 0 | 0 | 0 | 0 | 0 | 0 | 0 | 0 | 0 | Li-ion Battery (8-hr) | SDGE_Imperial_Li_Battery_8hr_171 | 0 | 0 | 0 | 0 | 0 | 0 | 0 | 0 | 0 | 0 | 0 | 0 | 0 | 0 | 0 | 0 | 0 | 0 | 0 | 0 | 0 | 0 | 0 | 0 | 0 | 0
SDGE_New_Li_Battery_8hr_Generic | SDGE_New_Li_Battery_8hr | SDGE_Imperial_Li_Battery_8hr_173 | 0 | 0 | 0 | 0 | 0 | 0 | 0.02543 | 0 | 0.02543 | 0 | 0 | 0.11917 | 0 | 0 | 0 | 0 | 0.13555 | 0 | 0 | 0 | 0 | 0.13555 | 0 | 0 | 0 | 0.13738 | SDGE | Battery | SDGE_Imperial_Li_Battery_8hr_173 | 0 | 0 | 0 | 0 | 0 | 0 | 0.02543 | 0 | 0.02543 | 0 | 0 | 0.11917 | 0 | 0 | 0 | 0 | 0.13555 | 0 | 0 | 0 | 0 | 0.13555 | 0 | 0 | 0 | 0.13738 | Li-ion Battery (8-hr) | SDGE_Imperial_Li_Battery_8hr_173 | 0 | 0 | 0 | 0 | 0 | 0 | 0 | 0 | 0 | 0 | 0 | 0 | 0 | 0 | 0 | 0 | 0 | 0 | 0 | 0 | 0 | 0 | 0 | 0 | 0 | 0
SDGE_New_Li_Battery_8hr_Generic | SDGE_New_Li_Battery_8hr | SDGE_Imperial_Li_Battery_8hr_183 | 0 | 0 | 0 | 0 | 0 | 0 | 0 | 0 | 0 | 0 | 0 | 0 | 0 | 0 | 0 | 0 | 0 | 0 | 0 | 0 | 0 | 0 | 0 | 0 | 0 | 0 | SDGE | Battery | SDGE_Imperial_Li_Battery_8hr_183 | 0 | 0 | 0 | 0 | 0 | 0 | 0 | 0 | 0 | 0 | 0 | 0 | 0 | 0 | 0 | 0 | 0 | 0 | 0 | 0 | 0 | 0 | 0 | 0 | 0 | 0 | Li-ion Battery (8-hr) | SDGE_Imperial_Li_Battery_8hr_183 | 0 | 0 | 0 | 0 | 0 | 0 | 0 | 0 | 0 | 0 | 0 | 0 | 0 | 0 | 0 | 0 | 0 | 0 | 0 | 0 | 0 | 0 | 0 | 0 | 0 | 0
SDGE_New_Li_Battery_8hr_Generic | SDGE_New_Li_Battery_8hr | SDGE_Imperial_Li_Battery_8hr_185 | 0 | 0 | 0 | 0 | 0 | 0 | 0 | 0 | 0 | 0 | 0 | 0 | 0 | 0 | 0 | 0 | 0 | 0 | 0 | 0 | 0 | 0 | 0 | 0 | 0 | 0 | SDGE | Battery | SDGE_Imperial_Li_Battery_8hr_185 | 0 | 0 | 0 | 0 | 0 | 0 | 0 | 0 | 0 | 0 | 0 | 0 | 0 | 0 | 0 | 0 | 0 | 0 | 0 | 0 | 0 | 0 | 0 | 0 | 0 | 0 | Li-ion Battery (8-hr) | SDGE_Imperial_Li_Battery_8hr_185 | 0 | 0 | 0 | 0 | 0 | 0 | 0 | 0 | 0 | 0 | 0 | 0 | 0 | 0 | 0 | 0 | 0 | 0 | 0 | 0 | 0 | 0 | 0 | 0 | 0 | 0
SDGE_New_Li_Battery_8hr_Generic | SDGE_New_Li_Battery_8hr | SDGE_Imperial_Li_Battery_8hr_186 | 0 | 0 | 0 | 0 | 0 | 0 | 0 | 0 | 0 | 0 | 0 | 0 | 0 | 0 | 0 | 0 | 0 | 0 | 0 | 0 | 0 | 0 | 0 | 0 | 0 | 0 | SDGE | Battery | SDGE_Imperial_Li_Battery_8hr_186 | 0 | 0 | 0 | 0 | 0 | 0 | 0 | 0 | 0 | 0 | 0 | 0 | 0 | 0 | 0 | 0 | 0 | 0 | 0 | 0 | 0 | 0 | 0 | 0 | 0 | 0 | Li-ion Battery (8-hr) | SDGE_Imperial_Li_Battery_8hr_186 | 0 | 0 | 0 | 0 | 0 | 0 | 0 | 0 | 0 | 0 | 0 | 0 | 0 | 0 | 0 | 0 | 0 | 0 | 0 | 0 | 0 | 0 | 0 | 0 | 0 | 0
SDGE_New_Li_Battery_8hr_Generic | SDGE_New_Li_Battery_8hr | SDGE_Imperial_Li_Battery_8hr_187 | 0 | 0 | 0 | 0 | 0 | 0 | 0 | 0 | 0 | 0 | 0 | 0 | 0 | 0 | 0 | 0 | 0 | 0 | 0 | 0 | 0 | 0 | 0 | 0 | 0 | 0 | SDGE | Battery | SDGE_Imperial_Li_Battery_8hr_187 | 0 | 0 | 0 | 0 | 0 | 0 | 0 | 0 | 0 | 0 | 0 | 0 | 0 | 0 | 0 | 0 | 0 | 0 | 0 | 0 | 0 | 0 | 0 | 0 | 0 | 0 | Li-ion Battery (8-hr) | SDGE_Imperial_Li_Battery_8hr_187 | 0 | 0 | 0 | 0 | 0 | 0 | 0 | 0 | 0 | 0 | 0 | 0 | 0 | 0 | 0 | 0 | 0 | 0 | 0 | 0 | 0 | 0 | 0 | 0 | 0 | 0
SDGE_New_Li_Battery_8hr_Generic | SDGE_New_Li_Battery_8hr | SDGE_Imperial_Li_Battery_8hr_189 | 0 | 0 | 0 | 0 | 0 | 0 | 0 | 0 | 0 | 0 | 0 | 0 | 0 | 0 | 0 | 0 | 0 | 0 | 0 | 0 | 0 | 0 | 0 | 0 | 0 | 0 | SDGE | Battery | SDGE_Imperial_Li_Battery_8hr_189 | 0 | 0 | 0 | 0 | 0 | 0 | 0 | 0 | 0 | 0 | 0 | 0 | 0 | 0 | 0 | 0 | 0 | 0 | 0 | 0 | 0 | 0 | 0 | 0 | 0 | 0 | Li-ion Battery (8-hr) | SDGE_Imperial_Li_Battery_8hr_189 | 0 | 0 | 0 | 0 | 0 | 0 | 0 | 0 | 0 | 0 | 0 | 0 | 0 | 0 | 0 | 0 | 0 | 0 | 0 | 0 | 0 | 0 | 0 | 0 | 0 | 0
SDGE_New_Li_Battery_8hr_Generic | SDGE_New_Li_Battery_8hr | SDGE_Imperial_Li_Battery_8hr_190 | 0 | 0 | 0 | 0 | 0 | 0 | 0 | 0 | 0 | 0 | 0 | 0 | 0 | 0 | 0 | 0 | 0 | 0 | 0 | 0 | 0 | 0 | 0 | 0 | 0 | 0 | SDGE | Battery | SDGE_Imperial_Li_Battery_8hr_190 | 0 | 0 | 0 | 0 | 0 | 0 | 0 | 0 | 0 | 0 | 0 | 0 | 0 | 0 | 0 | 0 | 0 | 0 | 0 | 0 | 0 | 0 | 0 | 0 | 0 | 0 | Li-ion Battery (8-hr) | SDGE_Imperial_Li_Battery_8hr_190 | 0 | 0 | 0 | 0 | 0 | 0 | 0 | 0 | 0 | 0 | 0 | 0 | 0 | 0 | 0 | 0 | 0 | 0 | 0 | 0 | 0 | 0 | 0 | 0 | 0 | 0
SDGE_New_Li_Battery_8hr_Generic | SDGE_New_Li_Battery_8hr | SDGE_Imperial_Li_Battery_8hr_191 | 0 | 0 | 0 | 0 | 0 | 0 | 0 | 0 | 0 | 0 | 0 | 0 | 0 | 0 | 0 | 0 | 0 | 0 | 0 | 0 | 0 | 0 | 0 | 0 | 0 | 0 | SDGE | Battery | SDGE_Imperial_Li_Battery_8hr_191 | 0 | 0 | 0 | 0 | 0 | 0 | 0 | 0 | 0 | 0 | 0 | 0 | 0 | 0 | 0 | 0 | 0 | 0 | 0 | 0 | 0 | 0 | 0 | 0 | 0 | 0 | Li-ion Battery (8-hr) | SDGE_Imperial_Li_Battery_8hr_191 | 0 | 0 | 0 | 0 | 0 | 0 | 0 | 0 | 0 | 0 | 0 | 0 | 0 | 0 | 0 | 0 | 0 | 0 | 0 | 0 | 0 | 0 | 0 | 0 | 0 | 0
SDGE_New_Li_Battery_8hr_Generic | SDGE_New_Li_Battery_8hr | SDGE_Imperial_Li_Battery_8hr_192 | 0 | 0 | 0 | 0 | 0 | 0 | 0 | 0 | 0 | 0 | 0 | 0 | 0 | 0 | 0 | 0 | 0 | 0 | 0 | 0 | 0 | 0 | 0 | 0 | 0 | 0 | SDGE | Battery | SDGE_Imperial_Li_Battery_8hr_192 | 0 | 0 | 0 | 0 | 0 | 0 | 0 | 0 | 0 | 0 | 0 | 0 | 0 | 0 | 0 | 0 | 0 | 0 | 0 | 0 | 0 | 0 | 0 | 0 | 0 | 0 | Li-ion Battery (8-hr) | SDGE_Imperial_Li_Battery_8hr_192 | 0 | 0 | 0 | 0 | 0 | 0 | 0 | 0 | 0 | 0 | 0 | 0 | 0 | 0 | 0 | 0 | 0 | 0 | 0 | 0 | 0 | 0 | 0 | 0 | 0 | 0
SDGE_New_Li_Battery_8hr_Generic | SDGE_New_Li_Battery_8hr | SDGE_Imperial_Li_Battery_8hr_193 | 0 | 0 | 0 | 0 | 0 | 0 | 0 | 0 | 0 | 0 | 0 | 0 | 0 | 0 | 0 | 0 | 0 | 0 | 0 | 0 | 0 | 0 | 0 | 0 | 0 | 0 | SDGE | Battery | SDGE_Imperial_Li_Battery_8hr_193 | 0 | 0 | 0 | 0 | 0 | 0 | 0 | 0 | 0 | 0 | 0 | 0 | 0 | 0 | 0 | 0 | 0 | 0 | 0 | 0 | 0 | 0 | 0 | 0 | 0 | 0 | Li-ion Battery (8-hr) | SDGE_Imperial_Li_Battery_8hr_193 | 0 | 0 | 0 | 0 | 0 | 0 | 0 | 0 | 0 | 0 | 0 | 0 | 0 | 0 | 0 | 0 | 0 | 0 | 0 | 0 | 0 | 0 | 0 | 0 | 0 | 0
SDGE_New_Li_Battery_8hr_Generic | SDGE_New_Li_Battery_8hr | SDGE_Imperial_Li_Battery_8hr_194 | 0 | 0 | 0 | 0 | 0 | 0 | 0 | 0 | 0 | 0 | 0 | 0 | 0 | 0 | 0 | 0 | 0 | 0 | 0 | 0 | 0 | 0 | 0 | 0 | 0 | 0 | SDGE | Battery | SDGE_Imperial_Li_Battery_8hr_194 | 0 | 0 | 0 | 0 | 0 | 0 | 0 | 0 | 0 | 0 | 0 | 0 | 0 | 0 | 0 | 0 | 0 | 0 | 0 | 0 | 0 | 0 | 0 | 0 | 0 | 0 | Li-ion Battery (8-hr) | SDGE_Imperial_Li_Battery_8hr_194 | 0 | 0 | 0 | 0 | 0 | 0 | 0 | 0 | 0 | 0 | 0 | 0 | 0 | 0 | 0 | 0 | 0 | 0 | 0 | 0 | 0 | 0 | 0 | 0 | 0 | 0
SDGE_New_Li_Battery_8hr_Generic | SDGE_New_Li_Battery_8hr | SDGE_Imperial_Li_Battery_8hr_195 | 0 | 0 | 0 | 0 | 0 | 0 | 0 | 0 | 0 | 0 | 0 | 0 | 0 | 0 | 0 | 0 | 0 | 0 | 0 | 0 | 0 | 0 | 0 | 0 | 0 | 0 | SDGE | Battery | SDGE_Imperial_Li_Battery_8hr_195 | 0 | 0 | 0 | 0 | 0 | 0 | 0 | 0 | 0 | 0 | 0 | 0 | 0 | 0 | 0 | 0 | 0 | 0 | 0 | 0 | 0 | 0 | 0 | 0 | 0 | 0 | Li-ion Battery (8-hr) | SDGE_Imperial_Li_Battery_8hr_195 | 0 | 0 | 0 | 0 | 0 | 0 | 0 | 0 | 0 | 0 | 0 | 0 | 0 | 0 | 0 | 0 | 0 | 0 | 0 | 0 | 0 | 0 | 0 | 0 | 0 | 0