## Custom Constraints
| Left-Hand Side | [28 empty] | Right-Hand Side
| Custom Constraint Group | Custom Constraint | Model Formulation Variable | Index 1 | Index 2 | 2023 | 2024 | 2025 | 2026 | 2027 | 2028 | 2029 | 2030 | 2031 | 2032 | 2033 | 2034 | 2035 | 2036 | 2037 | 2038 | 2039 | 2040 | 2041 | 2042 | 2043 | 2044 | 2045 |  | Custom Constraint Group | Custom Constraint | Constraint Operator | 2023 | 2024 | 2025 | 2026 | 2027 | 2028 | 2029 | 2030 | 2031 | 2032 | 2033 | 2034 | 2035 | 2036 | 2037 | 2038 | 2039 | 2040 | 2041 | 2042 | 2043 | 2044 | 2045
2 | cluster-IX-limits | Tx_Cluster_2_IX_Constraint | Operational_New_Capacity_MW | Southern_NV_Eldorado_Flow_Battery_2 |  | 1 | 1 | 1 | 1 | 1 | 1 | 1 | 1 | 1 | 1 | 1 | 1 | 1 | 1 | 1 | 1 | 1 | 1 | 1 | 1 | 1 | 1 | 1 | 2 | cluster-IX-limits | Tx_Cluster_2_IX_Constraint | <= | 18000 | 18000 | 18000 | 18000 | 18000 | 18000 | 18000 | 18000 | 18000 | 18000 | 18000 | 18000 | 18000 | 18000 | 18000 | 18000 | 18000 | 18000 | 18000 | 18000 | 18000 | 18000 | 18000
2 | cluster-IX-limits | Tx_Cluster_2_IX_Constraint | Operational_New_Capacity_MW | Southern_NV_Eldorado_Li_Battery_4hr_2 |  | 1 | 1 | 1 | 1 | 1 | 1 | 1 | 1 | 1 | 1 | 1 | 1 | 1 | 1 | 1 | 1 | 1 | 1 | 1 | 1 | 1 | 1 | 1 | 3 | cluster-IX-limits | Tx_Cluster_3_IX_Constraint | <= | 3000 | 3000 | 3000 | 3000 | 3000 | 3000 | 3000 | 3000 | 3000 | 3000 | 3000 | 3000 | 3000 | 3000 | 3000 | 3000 | 3000 | 3000 | 3000 | 3000 | 3000 | 3000 | 3000
2 | cluster-IX-limits | Tx_Cluster_2_IX_Constraint | Operational_New_Capacity_MW | Southern_NV_Eldorado_Li_Battery_8hr_2 |  | 1 | 1 | 1 | 1 | 1 | 1 | 1 | 1 | 1 | 1 | 1 | 1 | 1 | 1 | 1 | 1 | 1 | 1 | 1 | 1 | 1 | 1 | 1 | 4 | cluster-IX-limits | Tx_Cluster_4_IX_Constraint | <= | 33000 | 33000 | 33000 | 33000 | 33000 | 33000 | 33000 | 33000 | 33000 | 33000 | 33000 | 33000 | 33000 | 33000 | 33000 | 33000 | 33000 | 33000 | 33000 | 33000 | 33000 | 33000 | 33000
2 | cluster-IX-limits | Tx_Cluster_2_IX_Constraint | Operational_New_Capacity_MW | Southern_NV_Eldorado_Solar_2 |  | 1 | 1 | 1 | 1 | 1 | 1 | 1 | 1 | 1 | 1 | 1 | 1 | 1 | 1 | 1 | 1 | 1 | 1 | 1 | 1 | 1 | 1 | 1 | 5 | cluster-IX-limits | Tx_Cluster_5_IX_Constraint | <= | 6100 | 6100 | 6100 | 6100 | 6100 | 6100 | 6100 | 6100 | 6100 | 6100 | 6100 | 6100 | 6100 | 6100 | 6100 | 6100 | 6100 | 6100 | 6100 | 6100 | 6100 | 6100 | 6100
2 | cluster-IX-limits | Tx_Cluster_2_IX_Constraint | Operational_New_Capacity_MW | Southern_NV_Eldorado_Wind_2 |  | 1 | 1 | 1 | 1 | 1 | 1 | 1 | 1 | 1 | 1 | 1 | 1 | 1 | 1 | 1 | 1 | 1 | 1 | 1 | 1 | 1 | 1 | 1 | 8 | cluster-IX-limits | Tx_Cluster_8_IX_Constraint | <= | 1500 | 1500 | 1500 | 1500 | 1500 | 1500 | 1500 | 1500 | 1500 | 1500 | 1500 | 1500 | 1500 | 1500 | 1500 | 1500 | 1500 | 1500 | 1500 | 1500 | 1500 | 1500 | 1500
3 | cluster-IX-limits | Tx_Cluster_3_IX_Constraint | Operational_New_Capacity_MW | Southern_PGAE_Flow_Battery_3 |  | 1 | 1 | 1 | 1 | 1 | 1 | 1 | 1 | 1 | 1 | 1 | 1 | 1 | 1 | 1 | 1 | 1 | 1 | 1 | 1 | 1 | 1 | 1 | 9 | cluster-IX-limits | Tx_Cluster_9_IX_Constraint | <= | 16500 | 16500 | 16500 | 16500 | 16500 | 16500 | 16500 | 16500 | 16500 | 16500 | 16500 | 16500 | 16500 | 16500 | 16500 | 16500 | 16500 | 16500 | 16500 | 16500 | 16500 | 16500 | 16500
3 | cluster-IX-limits | Tx_Cluster_3_IX_Constraint | Operational_New_Capacity_MW | Southern_PGAE_Li_Battery_4hr_3 |  | 1 | 1 | 1 | 1 | 1 | 1 | 1 | 1 | 1 | 1 | 1 | 1 | 1 | 1 | 1 | 1 | 1 | 1 | 1 | 1 | 1 | 1 | 1 | 12 | cluster-IX-limits | Tx_Cluster_12_IX_Constraint | <= | 4500 | 4500 | 4500 | 4500 | 4500 | 4500 | 4500 | 4500 | 4500 | 4500 | 4500 | 4500 | 4500 | 4500 | 4500 | 4500 | 4500 | 4500 | 4500 | 4500 | 4500 | 4500 | 4500
3 | cluster-IX-limits | Tx_Cluster_3_IX_Constraint | Operational_New_Capacity_MW | Southern_PGAE_Li_Battery_8hr_3 |  | 1 | 1 | 1 | 1 | 1 | 1 | 1 | 1 | 1 | 1 | 1 | 1 | 1 | 1 | 1 | 1 | 1 | 1 | 1 | 1 | 1 | 1 | 1 | 13 | cluster-IX-limits | Tx_Cluster_13_IX_Constraint | <= | 3000 | 3000 | 3000 | 3000 | 3000 | 3000 | 3000 | 3000 | 3000 | 3000 | 3000 | 3000 | 3000 | 3000 | 3000 | 3000 | 3000 | 3000 | 3000 | 3000 | 3000 | 3000 | 3000
3 | cluster-IX-limits | Tx_Cluster_3_IX_Constraint | Operational_New_Capacity_MW | Southern_PGAE_Solar_3 |  | 1 | 1 | 1 | 1 | 1 | 1 | 1 | 1 | 1 | 1 | 1 | 1 | 1 | 1 | 1 | 1 | 1 | 1 | 1 | 1 | 1 | 1 | 1 | 15 | cluster-IX-limits | Tx_Cluster_15_IX_Constraint | <= | 2100 | 2100 | 2100 | 2100 | 2100 | 2100 | 2100 | 2100 | 2100 | 2100 | 2100 | 2100 | 2100 | 2100 | 2100 | 2100 | 2100 | 2100 | 2100 | 2100 | 2100 | 2100 | 2100
4 | cluster-IX-limits | Tx_Cluster_4_IX_Constraint | Operational_New_Capacity_MW | Greater_LA_Flow_Battery_4 |  | 1 | 1 | 1 | 1 | 1 | 1 | 1 | 1 | 1 | 1 | 1 | 1 | 1 | 1 | 1 | 1 | 1 | 1 | 1 | 1 | 1 | 1 | 1 | 16 | cluster-IX-limits | Tx_Cluster_16_IX_Constraint | <= | 400 | 400 | 400 | 400 | 400 | 400 | 400 | 400 | 400 | 400 | 400 | 400 | 400 | 400 | 400 | 400 | 400 | 400 | 400 | 400 | 400 | 400 | 400
4 | cluster-IX-limits | Tx_Cluster_4_IX_Constraint | Operational_New_Capacity_MW | Greater_LA_Li_Battery_4hr_4 |  | 1 | 1 | 1 | 1 | 1 | 1 | 1 | 1 | 1 | 1 | 1 | 1 | 1 | 1 | 1 | 1 | 1 | 1 | 1 | 1 | 1 | 1 | 1 | 17 | cluster-IX-limits | Tx_Cluster_17_IX_Constraint | <= | 3000 | 3000 | 3000 | 3000 | 3000 | 3000 | 3000 | 3000 | 3000 | 3000 | 3000 | 3000 | 3000 | 3000 | 3000 | 3000 | 3000 | 3000 | 3000 | 3000 | 3000 | 3000 | 3000
4 | cluster-IX-limits | Tx_Cluster_4_IX_Constraint | Operational_New_Capacity_MW | Greater_LA_Li_Battery_8hr_4 |  | 1 | 1 | 1 | 1 | 1 | 1 | 1 | 1 | 1 | 1 | 1 | 1 | 1 | 1 | 1 | 1 | 1 | 1 | 1 | 1 | 1 | 1 | 1 | 18 | cluster-IX-limits | Tx_Cluster_18_IX_Constraint | <= | 3000 | 3000 | 3000 | 3000 | 3000 | 3000 | 3000 | 3000 | 3000 | 3000 | 3000 | 3000 | 3000 | 3000 | 3000 | 3000 | 3000 | 3000 | 3000 | 3000 | 3000 | 3000 | 3000
4 | cluster-IX-limits | Tx_Cluster_4_IX_Constraint | Operational_New_Capacity_MW | Greater_LA_Solar_4 |  | 1 | 1 | 1 | 1 | 1 | 1 | 1 | 1 | 1 | 1 | 1 | 1 | 1 | 1 | 1 | 1 | 1 | 1 | 1 | 1 | 1 | 1 | 1 | 19 | cluster-IX-limits | Tx_Cluster_19_IX_Constraint | <= | 3000 | 3000 | 3000 | 3000 | 3000 | 3000 | 3000 | 3000 | 3000 | 3000 | 3000 | 3000 | 3000 | 3000 | 3000 | 3000 | 3000 | 3000 | 3000 | 3000 | 3000 | 3000 | 3000
5 | cluster-IX-limits | Tx_Cluster_5_IX_Constraint | Operational_New_Capacity_MW | Northern_California_Biomass_5 |  | 1 | 1 | 1 | 1 | 1 | 1 | 1 | 1 | 1 | 1 | 1 | 1 | 1 | 1 | 1 | 1 | 1 | 1 | 1 | 1 | 1 | 1 | 1 | 20 | cluster-IX-limits | Tx_Cluster_20_IX_Constraint | <= | 3800 | 3800 | 3800 | 3800 | 3800 | 3800 | 3800 | 3800 | 3800 | 3800 | 3800 | 3800 | 3800 | 3800 | 3800 | 3800 | 3800 | 3800 | 3800 | 3800 | 3800 | 3800 | 3800
5 | cluster-IX-limits | Tx_Cluster_5_IX_Constraint | Operational_New_Capacity_MW | Northern_California_Flow_Battery_5 |  | 1 | 1 | 1 | 1 | 1 | 1 | 1 | 1 | 1 | 1 | 1 | 1 | 1 | 1 | 1 | 1 | 1 | 1 | 1 | 1 | 1 | 1 | 1 | 22 | cluster-IX-limits | Tx_Cluster_22_IX_Constraint | <= | 100 | 100 | 100 | 100 | 100 | 100 | 100 | 100 | 100 | 100 | 100 | 100 | 100 | 100 | 100 | 100 | 100 | 100 | 100 | 100 | 100 | 100 | 100
5 | cluster-IX-limits | Tx_Cluster_5_IX_Constraint | Operational_New_Capacity_MW | Northern_California_Geothermal_5 |  | 1 | 1 | 1 | 1 | 1 | 1 | 1 | 1 | 1 | 1 | 1 | 1 | 1 | 1 | 1 | 1 | 1 | 1 | 1 | 1 | 1 | 1 | 1 | 23 | cluster-IX-limits | Tx_Cluster_23_IX_Constraint | <= | 1500 | 1500 | 1500 | 1500 | 1500 | 1500 | 1500 | 1500 | 1500 | 1500 | 1500 | 1500 | 1500 | 1500 | 1500 | 1500 | 1500 | 1500 | 1500 | 1500 | 1500 | 1500 | 1500
5 | cluster-IX-limits | Tx_Cluster_5_IX_Constraint | Operational_New_Capacity_MW | Northern_California_Li_Battery_4hr_5 |  | 1 | 1 | 1 | 1 | 1 | 1 | 1 | 1 | 1 | 1 | 1 | 1 | 1 | 1 | 1 | 1 | 1 | 1 | 1 | 1 | 1 | 1 | 1 | 24 | cluster-IX-limits | Tx_Cluster_24_IX_Constraint | <= | 1500 | 1500 | 1500 | 1500 | 1500 | 1500 | 1500 | 1500 | 1500 | 1500 | 1500 | 1500 | 1500 | 1500 | 1500 | 1500 | 1500 | 1500 | 1500 | 1500 | 1500 | 1500 | 1500
5 | cluster-IX-limits | Tx_Cluster_5_IX_Constraint | Operational_New_Capacity_MW | Northern_California_Li_Battery_8hr_5 |  | 1 | 1 | 1 | 1 | 1 | 1 | 1 | 1 | 1 | 1 | 1 | 1 | 1 | 1 | 1 | 1 | 1 | 1 | 1 | 1 | 1 | 1 | 1 | 25 | cluster-IX-limits | Tx_Cluster_25_IX_Constraint | <= | 3000 | 3000 | 3000 | 3000 | 3000 | 3000 | 3000 | 3000 | 3000 | 3000 | 3000 | 3000 | 3000 | 3000 | 3000 | 3000 | 3000 | 3000 | 3000 | 3000 | 3000 | 3000 | 3000
5 | cluster-IX-limits | Tx_Cluster_5_IX_Constraint | Operational_New_Capacity_MW | Northern_California_Pumped_Storage_5 |  | 1 | 1 | 1 | 1 | 1 | 1 | 1 | 1 | 1 | 1 | 1 | 1 | 1 | 1 | 1 | 1 | 1 | 1 | 1 | 1 | 1 | 1 | 1 | 26 | cluster-IX-limits | Tx_Cluster_26_IX_Constraint | <= | 3000 | 3000 | 3000 | 3000 | 3000 | 3000 | 3000 | 3000 | 3000 | 3000 | 3000 | 3000 | 3000 | 3000 | 3000 | 3000 | 3000 | 3000 | 3000 | 3000 | 3000 | 3000 | 3000
5 | cluster-IX-limits | Tx_Cluster_5_IX_Constraint | Operational_New_Capacity_MW | Northern_California_Solar_5 |  | 1 | 1 | 1 | 1 | 1 | 1 | 1 | 1 | 1 | 1 | 1 | 1 | 1 | 1 | 1 | 1 | 1 | 1 | 1 | 1 | 1 | 1 | 1 | 27 | cluster-IX-limits | Tx_Cluster_27_IX_Constraint | <= | 3000 | 3000 | 3000 | 3000 | 3000 | 3000 | 3000 | 3000 | 3000 | 3000 | 3000 | 3000 | 3000 | 3000 | 3000 | 3000 | 3000 | 3000 | 3000 | 3000 | 3000 | 3000 | 3000
5 | cluster-IX-limits | Tx_Cluster_5_IX_Constraint | Operational_New_Capacity_MW | Northern_California_Wind_5 |  | 1 | 1 | 1 | 1 | 1 | 1 | 1 | 1 | 1 | 1 | 1 | 1 | 1 | 1 | 1 | 1 | 1 | 1 | 1 | 1 | 1 | 1 | 1 | 28 | cluster-IX-limits | Tx_Cluster_28_IX_Constraint | <= | 3000 | 3000 | 3000 | 3000 | 3000 | 3000 | 3000 | 3000 | 3000 | 3000 | 3000 | 3000 | 3000 | 3000 | 3000 | 3000 | 3000 | 3000 | 3000 | 3000 | 3000 | 3000 | 3000
5 | cluster-IX-limits | Tx_Cluster_5_IX_Constraint | Operational_New_Capacity_MW | Pacific_Northwest_Geothermal_5 |  | 1 | 1 | 1 | 1 | 1 | 1 | 1 | 1 | 1 | 1 | 1 | 1 | 1 | 1 | 1 | 1 | 1 | 1 | 1 | 1 | 1 | 1 | 1 | 29 | cluster-IX-limits | Tx_Cluster_29_IX_Constraint | <= | 1600 | 1600 | 1600 | 1600 | 1600 | 1600 | 1600 | 1600 | 1600 | 1600 | 1600 | 1600 | 1600 | 1600 | 1600 | 1600 | 1600 | 1600 | 1600 | 1600 | 1600 | 1600 | 1600
8 | cluster-IX-limits | Tx_Cluster_8_IX_Constraint | Operational_New_Capacity_MW | Southern_PGAE_Flow_Battery_8 |  | 1 | 1 | 1 | 1 | 1 | 1 | 1 | 1 | 1 | 1 | 1 | 1 | 1 | 1 | 1 | 1 | 1 | 1 | 1 | 1 | 1 | 1 | 1 | 30 | cluster-IX-limits | Tx_Cluster_30_IX_Constraint | <= | 18000 | 18000 | 18000 | 18000 | 18000 | 18000 | 18000 | 18000 | 18000 | 18000 | 18000 | 18000 | 18000 | 18000 | 18000 | 18000 | 18000 | 18000 | 18000 | 18000 | 18000 | 18000 | 18000
8 | cluster-IX-limits | Tx_Cluster_8_IX_Constraint | Operational_New_Capacity_MW | Southern_PGAE_Li_Battery_4hr_8 |  | 1 | 1 | 1 | 1 | 1 | 1 | 1 | 1 | 1 | 1 | 1 | 1 | 1 | 1 | 1 | 1 | 1 | 1 | 1 | 1 | 1 | 1 | 1 | 31 | cluster-IX-limits | Tx_Cluster_31_IX_Constraint | <= | 1500 | 1500 | 1500 | 1500 | 1500 | 1500 | 1500 | 1500 | 1500 | 1500 | 1500 | 1500 | 1500 | 1500 | 1500 | 1500 | 1500 | 1500 | 1500 | 1500 | 1500 | 1500 | 1500
8 | cluster-IX-limits | Tx_Cluster_8_IX_Constraint | Operational_New_Capacity_MW | Southern_PGAE_Li_Battery_8hr_8 |  | 1 | 1 | 1 | 1 | 1 | 1 | 1 | 1 | 1 | 1 | 1 | 1 | 1 | 1 | 1 | 1 | 1 | 1 | 1 | 1 | 1 | 1 | 1 | 32 | cluster-IX-limits | Tx_Cluster_32_IX_Constraint | <= | 3000 | 3000 | 3000 | 3000 | 3000 | 3000 | 3000 | 3000 | 3000 | 3000 | 3000 | 3000 | 3000 | 3000 | 3000 | 3000 | 3000 | 3000 | 3000 | 3000 | 3000 | 3000 | 3000
8 | cluster-IX-limits | Tx_Cluster_8_IX_Constraint | Operational_New_Capacity_MW | Southern_PGAE_Solar_8 |  | 1 | 1 | 1 | 1 | 1 | 1 | 1 | 1 | 1 | 1 | 1 | 1 | 1 | 1 | 1 | 1 | 1 | 1 | 1 | 1 | 1 | 1 | 1 | 33 | cluster-IX-limits | Tx_Cluster_33_IX_Constraint | <= | 4500 | 4500 | 4500 | 4500 | 4500 | 4500 | 4500 | 4500 | 4500 | 4500 | 4500 | 4500 | 4500 | 4500 | 4500 | 4500 | 4500 | 4500 | 4500 | 4500 | 4500 | 4500 | 4500
9 | cluster-IX-limits | Tx_Cluster_9_IX_Constraint | Operational_New_Capacity_MW | Inyokern_North_Kramer_Geothermal_9 |  | 1 | 1 | 1 | 1 | 1 | 1 | 1 | 1 | 1 | 1 | 1 | 1 | 1 | 1 | 1 | 1 | 1 | 1 | 1 | 1 | 1 | 1 | 1 | 34 | cluster-IX-limits | Tx_Cluster_34_IX_Constraint | <= | 3000 | 3000 | 3000 | 3000 | 3000 | 3000 | 3000 | 3000 | 3000 | 3000 | 3000 | 3000 | 3000 | 3000 | 3000 | 3000 | 3000 | 3000 | 3000 | 3000 | 3000 | 3000 | 3000
9 | cluster-IX-limits | Tx_Cluster_9_IX_Constraint | Operational_New_Capacity_MW | Riverside_Flow_Battery_9 |  | 1 | 1 | 1 | 1 | 1 | 1 | 1 | 1 | 1 | 1 | 1 | 1 | 1 | 1 | 1 | 1 | 1 | 1 | 1 | 1 | 1 | 1 | 1 | 35 | cluster-IX-limits | Tx_Cluster_35_IX_Constraint | <= | 4500 | 4500 | 4500 | 4500 | 4500 | 4500 | 4500 | 4500 | 4500 | 4500 | 4500 | 4500 | 4500 | 4500 | 4500 | 4500 | 4500 | 4500 | 4500 | 4500 | 4500 | 4500 | 4500
9 | cluster-IX-limits | Tx_Cluster_9_IX_Constraint | Operational_New_Capacity_MW | Riverside_Li_Battery_4hr_9 |  | 1 | 1 | 1 | 1 | 1 | 1 | 1 | 1 | 1 | 1 | 1 | 1 | 1 | 1 | 1 | 1 | 1 | 1 | 1 | 1 | 1 | 1 | 1 | 37 | cluster-IX-limits | Tx_Cluster_37_IX_Constraint | <= | 1500 | 1500 | 1500 | 1500 | 1500 | 1500 | 1500 | 1500 | 1500 | 1500 | 1500 | 1500 | 1500 | 1500 | 1500 | 1500 | 1500 | 1500 | 1500 | 1500 | 1500 | 1500 | 1500
9 | cluster-IX-limits | Tx_Cluster_9_IX_Constraint | Operational_New_Capacity_MW | Riverside_Li_Battery_8hr_9 |  | 1 | 1 | 1 | 1 | 1 | 1 | 1 | 1 | 1 | 1 | 1 | 1 | 1 | 1 | 1 | 1 | 1 | 1 | 1 | 1 | 1 | 1 | 1 | 38 | cluster-IX-limits | Tx_Cluster_38_IX_Constraint | <= | 3000 | 3000 | 3000 | 3000 | 3000 | 3000 | 3000 | 3000 | 3000 | 3000 | 3000 | 3000 | 3000 | 3000 | 3000 | 3000 | 3000 | 3000 | 3000 | 3000 | 3000 | 3000 | 3000
9 | cluster-IX-limits | Tx_Cluster_9_IX_Constraint | Operational_New_Capacity_MW | Riverside_Solar_9 |  | 1 | 1 | 1 | 1 | 1 | 1 | 1 | 1 | 1 | 1 | 1 | 1 | 1 | 1 | 1 | 1 | 1 | 1 | 1 | 1 | 1 | 1 | 1 | 39 | cluster-IX-limits | Tx_Cluster_39_IX_Constraint | <= | 100 | 100 | 100 | 100 | 100 | 100 | 100 | 100 | 100 | 100 | 100 | 100 | 100 | 100 | 100 | 100 | 100 | 100 | 100 | 100 | 100 | 100 | 100
9 | cluster-IX-limits | Tx_Cluster_9_IX_Constraint | Operational_New_Capacity_MW | Riverside_West_Pumped_Storage_9 |  | 1 | 1 | 1 | 1 | 1 | 1 | 1 | 1 | 1 | 1 | 1 | 1 | 1 | 1 | 1 | 1 | 1 | 1 | 1 | 1 | 1 | 1 | 1 | 40 | cluster-IX-limits | Tx_Cluster_40_IX_Constraint | <= | 4500 | 4500 | 4500 | 4500 | 4500 | 4500 | 4500 | 4500 | 4500 | 4500 | 4500 | 4500 | 4500 | 4500 | 4500 | 4500 | 4500 | 4500 | 4500 | 4500 | 4500 | 4500 | 4500
12 | cluster-IX-limits | Tx_Cluster_12_IX_Constraint | Operational_New_Capacity_MW | Southern_PGAE_Adiabatic_CAES_12 |  | 1 | 1 | 1 | 1 | 1 | 1 | 1 | 1 | 1 | 1 | 1 | 1 | 1 | 1 | 1 | 1 | 1 | 1 | 1 | 1 | 1 | 1 | 1 | 41 | cluster-IX-limits | Tx_Cluster_41_IX_Constraint | <= | 3000 | 3000 | 3000 | 3000 | 3000 | 3000 | 3000 | 3000 | 3000 | 3000 | 3000 | 3000 | 3000 | 3000 | 3000 | 3000 | 3000 | 3000 | 3000 | 3000 | 3000 | 3000 | 3000
12 | cluster-IX-limits | Tx_Cluster_12_IX_Constraint | Operational_New_Capacity_MW | Southern_PGAE_Flow_Battery_12 |  | 1 | 1 | 1 | 1 | 1 | 1 | 1 | 1 | 1 | 1 | 1 | 1 | 1 | 1 | 1 | 1 | 1 | 1 | 1 | 1 | 1 | 1 | 1 | 42 | cluster-IX-limits | Tx_Cluster_42_IX_Constraint | <= | 4000 | 4000 | 4000 | 4000 | 4000 | 4000 | 4000 | 4000 | 4000 | 4000 | 4000 | 4000 | 4000 | 4000 | 4000 | 4000 | 4000 | 4000 | 4000 | 4000 | 4000 | 4000 | 4000
12 | cluster-IX-limits | Tx_Cluster_12_IX_Constraint | Operational_New_Capacity_MW | Southern_PGAE_Li_Battery_4hr_12 |  | 1 | 1 | 1 | 1 | 1 | 1 | 1 | 1 | 1 | 1 | 1 | 1 | 1 | 1 | 1 | 1 | 1 | 1 | 1 | 1 | 1 | 1 | 1 | 43 | cluster-IX-limits | Tx_Cluster_43_IX_Constraint | <= | 200 | 200 | 200 | 200 | 200 | 200 | 200 | 200 | 200 | 200 | 200 | 200 | 200 | 200 | 200 | 200 | 200 | 200 | 200 | 200 | 200 | 200 | 200
12 | cluster-IX-limits | Tx_Cluster_12_IX_Constraint | Operational_New_Capacity_MW | Southern_PGAE_Li_Battery_8hr_12 |  | 1 | 1 | 1 | 1 | 1 | 1 | 1 | 1 | 1 | 1 | 1 | 1 | 1 | 1 | 1 | 1 | 1 | 1 | 1 | 1 | 1 | 1 | 1 | 44 | cluster-IX-limits | Tx_Cluster_44_IX_Constraint | <= | 200 | 200 | 200 | 200 | 200 | 200 | 200 | 200 | 200 | 200 | 200 | 200 | 200 | 200 | 200 | 200 | 200 | 200 | 200 | 200 | 200 | 200 | 200
12 | cluster-IX-limits | Tx_Cluster_12_IX_Constraint | Operational_New_Capacity_MW | Southern_PGAE_Solar_12 |  | 1 | 1 | 1 | 1 | 1 | 1 | 1 | 1 | 1 | 1 | 1 | 1 | 1 | 1 | 1 | 1 | 1 | 1 | 1 | 1 | 1 | 1 | 1 | 45 | cluster-IX-limits | Tx_Cluster_45_IX_Constraint | <= | 1500 | 1500 | 1500 | 1500 | 1500 | 1500 | 1500 | 1500 | 1500 | 1500 | 1500 | 1500 | 1500 | 1500 | 1500 | 1500 | 1500 | 1500 | 1500 | 1500 | 1500 | 1500 | 1500
13 | cluster-IX-limits | Tx_Cluster_13_IX_Constraint | Operational_New_Capacity_MW | Tehachapi_Adiabatic_CAES_13 |  | 1 | 1 | 1 | 1 | 1 | 1 | 1 | 1 | 1 | 1 | 1 | 1 | 1 | 1 | 1 | 1 | 1 | 1 | 1 | 1 | 1 | 1 | 1 | 46 | cluster-IX-limits | Tx_Cluster_46_IX_Constraint | <= | 200 | 200 | 200 | 200 | 200 | 200 | 200 | 200 | 200 | 200 | 200 | 200 | 200 | 200 | 200 | 200 | 200 | 200 | 200 | 200 | 200 | 200 | 200
13 | cluster-IX-limits | Tx_Cluster_13_IX_Constraint | Operational_New_Capacity_MW | Tehachapi_Flow_Battery_13 |  | 1 | 1 | 1 | 1 | 1 | 1 | 1 | 1 | 1 | 1 | 1 | 1 | 1 | 1 | 1 | 1 | 1 | 1 | 1 | 1 | 1 | 1 | 1 | 47 | cluster-IX-limits | Tx_Cluster_47_IX_Constraint | <= | 1000 | 1000 | 1000 | 1000 | 1000 | 1000 | 1000 | 1000 | 1000 | 1000 | 1000 | 1000 | 1000 | 1000 | 1000 | 1000 | 1000 | 1000 | 1000 | 1000 | 1000 | 1000 | 1000
13 | cluster-IX-limits | Tx_Cluster_13_IX_Constraint | Operational_New_Capacity_MW | Tehachapi_Li_Battery_4hr_13 |  | 1 | 1 | 1 | 1 | 1 | 1 | 1 | 1 | 1 | 1 | 1 | 1 | 1 | 1 | 1 | 1 | 1 | 1 | 1 | 1 | 1 | 1 | 1 | 48 | cluster-IX-limits | Tx_Cluster_48_IX_Constraint | <= | 200 | 200 | 200 | 200 | 200 | 200 | 200 | 200 | 200 | 200 | 200 | 200 | 200 | 200 | 200 | 200 | 200 | 200 | 200 | 200 | 200 | 200 | 200
13 | cluster-IX-limits | Tx_Cluster_13_IX_Constraint | Operational_New_Capacity_MW | Tehachapi_Li_Battery_8hr_13 |  | 1 | 1 | 1 | 1 | 1 | 1 | 1 | 1 | 1 | 1 | 1 | 1 | 1 | 1 | 1 | 1 | 1 | 1 | 1 | 1 | 1 | 1 | 1 | 49 | cluster-IX-limits | Tx_Cluster_49_IX_Constraint | <= | 3000 | 3000 | 3000 | 3000 | 3000 | 3000 | 3000 | 3000 | 3000 | 3000 | 3000 | 3000 | 3000 | 3000 | 3000 | 3000 | 3000 | 3000 | 3000 | 3000 | 3000 | 3000 | 3000
13 | cluster-IX-limits | Tx_Cluster_13_IX_Constraint | Operational_New_Capacity_MW | Tehachapi_Solar_13 |  | 1 | 1 | 1 | 1 | 1 | 1 | 1 | 1 | 1 | 1 | 1 | 1 | 1 | 1 | 1 | 1 | 1 | 1 | 1 | 1 | 1 | 1 | 1 | 51 | cluster-IX-limits | Tx_Cluster_51_IX_Constraint | <= | 1500 | 1500 | 1500 | 1500 | 1500 | 1500 | 1500 | 1500 | 1500 | 1500 | 1500 | 1500 | 1500 | 1500 | 1500 | 1500 | 1500 | 1500 | 1500 | 1500 | 1500 | 1500 | 1500
13 | cluster-IX-limits | Tx_Cluster_13_IX_Constraint | Operational_New_Capacity_MW | Tehachapi_Wind_13 |  | 1 | 1 | 1 | 1 | 1 | 1 | 1 | 1 | 1 | 1 | 1 | 1 | 1 | 1 | 1 | 1 | 1 | 1 | 1 | 1 | 1 | 1 | 1 | 52 | cluster-IX-limits | Tx_Cluster_52_IX_Constraint | <= | 1500 | 1500 | 1500 | 1500 | 1500 | 1500 | 1500 | 1500 | 1500 | 1500 | 1500 | 1500 | 1500 | 1500 | 1500 | 1500 | 1500 | 1500 | 1500 | 1500 | 1500 | 1500 | 1500
15 | cluster-IX-limits | Tx_Cluster_15_IX_Constraint | Operational_New_Capacity_MW | Southern_NV_Eldorado_Flow_Battery_15 |  | 1 | 1 | 1 | 1 | 1 | 1 | 1 | 1 | 1 | 1 | 1 | 1 | 1 | 1 | 1 | 1 | 1 | 1 | 1 | 1 | 1 | 1 | 1 | 54 | cluster-IX-limits | Tx_Cluster_54_IX_Constraint | <= | 0 | 0 | 0 | 0 | 0 | 0 | 0 | 0 | 0 | 0 | 0 | 0 | 0 | 0 | 0 | 0 | 0 | 0 | 0 | 0 | 0 | 0 | 0
15 | cluster-IX-limits | Tx_Cluster_15_IX_Constraint | Operational_New_Capacity_MW | Southern_NV_Eldorado_Li_Battery_4hr_15 |  | 1 | 1 | 1 | 1 | 1 | 1 | 1 | 1 | 1 | 1 | 1 | 1 | 1 | 1 | 1 | 1 | 1 | 1 | 1 | 1 | 1 | 1 | 1 | 55 | cluster-IX-limits | Tx_Cluster_55_IX_Constraint | <= | 6000 | 6000 | 6000 | 6000 | 6000 | 6000 | 6000 | 6000 | 6000 | 6000 | 6000 | 6000 | 6000 | 6000 | 6000 | 6000 | 6000 | 6000 | 6000 | 6000 | 6000 | 6000 | 6000
15 | cluster-IX-limits | Tx_Cluster_15_IX_Constraint | Operational_New_Capacity_MW | Southern_NV_Eldorado_Li_Battery_8hr_15 |  | 1 | 1 | 1 | 1 | 1 | 1 | 1 | 1 | 1 | 1 | 1 | 1 | 1 | 1 | 1 | 1 | 1 | 1 | 1 | 1 | 1 | 1 | 1 | 57 | cluster-IX-limits | Tx_Cluster_57_IX_Constraint | <= | 100 | 100 | 100 | 100 | 100 | 100 | 100 | 100 | 100 | 100 | 100 | 100 | 100 | 100 | 100 | 100 | 100 | 100 | 100 | 100 | 100 | 100 | 100
15 | cluster-IX-limits | Tx_Cluster_15_IX_Constraint | Operational_New_Capacity_MW | Southern_NV_Eldorado_Solar_15 |  | 1 | 1 | 1 | 1 | 1 | 1 | 1 | 1 | 1 | 1 | 1 | 1 | 1 | 1 | 1 | 1 | 1 | 1 | 1 | 1 | 1 | 1 | 1 | 58 | cluster-IX-limits | Tx_Cluster_58_IX_Constraint | <= | 6000 | 6000 | 6000 | 6000 | 6000 | 6000 | 6000 | 6000 | 6000 | 6000 | 6000 | 6000 | 6000 | 6000 | 6000 | 6000 | 6000 | 6000 | 6000 | 6000 | 6000 | 6000 | 6000
15 | cluster-IX-limits | Tx_Cluster_15_IX_Constraint | Operational_New_Capacity_MW | Southern_NV_Eldorado_Wind_15 |  | 1 | 1 | 1 | 1 | 1 | 1 | 1 | 1 | 1 | 1 | 1 | 1 | 1 | 1 | 1 | 1 | 1 | 1 | 1 | 1 | 1 | 1 | 1 | 59 | cluster-IX-limits | Tx_Cluster_59_IX_Constraint | <= | 3000 | 3000 | 3000 | 3000 | 3000 | 3000 | 3000 | 3000 | 3000 | 3000 | 3000 | 3000 | 3000 | 3000 | 3000 | 3000 | 3000 | 3000 | 3000 | 3000 | 3000 | 3000 | 3000
16 | cluster-IX-limits | Tx_Cluster_16_IX_Constraint | Operational_New_Capacity_MW | Southern_NV_Eldorado_Flow_Battery_16 |  | 1 | 1 | 1 | 1 | 1 | 1 | 1 | 1 | 1 | 1 | 1 | 1 | 1 | 1 | 1 | 1 | 1 | 1 | 1 | 1 | 1 | 1 | 1 | 60 | cluster-IX-limits | Tx_Cluster_60_IX_Constraint | <= | 3000 | 3000 | 3000 | 3000 | 3000 | 3000 | 3000 | 3000 | 3000 | 3000 | 3000 | 3000 | 3000 | 3000 | 3000 | 3000 | 3000 | 3000 | 3000 | 3000 | 3000 | 3000 | 3000
16 | cluster-IX-limits | Tx_Cluster_16_IX_Constraint | Operational_New_Capacity_MW | Southern_NV_Eldorado_Li_Battery_4hr_16 |  | 1 | 1 | 1 | 1 | 1 | 1 | 1 | 1 | 1 | 1 | 1 | 1 | 1 | 1 | 1 | 1 | 1 | 1 | 1 | 1 | 1 | 1 | 1 | 61 | cluster-IX-limits | Tx_Cluster_61_IX_Constraint | <= | 3000 | 3000 | 3000 | 3000 | 3000 | 3000 | 3000 | 3000 | 3000 | 3000 | 3000 | 3000 | 3000 | 3000 | 3000 | 3000 | 3000 | 3000 | 3000 | 3000 | 3000 | 3000 | 3000
16 | cluster-IX-limits | Tx_Cluster_16_IX_Constraint | Operational_New_Capacity_MW | Southern_NV_Eldorado_Li_Battery_8hr_16 |  | 1 | 1 | 1 | 1 | 1 | 1 | 1 | 1 | 1 | 1 | 1 | 1 | 1 | 1 | 1 | 1 | 1 | 1 | 1 | 1 | 1 | 1 | 1 | 62 | cluster-IX-limits | Tx_Cluster_62_IX_Constraint | <= | 3000 | 3000 | 3000 | 3000 | 3000 | 3000 | 3000 | 3000 | 3000 | 3000 | 3000 | 3000 | 3000 | 3000 | 3000 | 3000 | 3000 | 3000 | 3000 | 3000 | 3000 | 3000 | 3000
16 | cluster-IX-limits | Tx_Cluster_16_IX_Constraint | Operational_New_Capacity_MW | Southern_NV_Eldorado_Solar_16 |  | 1 | 1 | 1 | 1 | 1 | 1 | 1 | 1 | 1 | 1 | 1 | 1 | 1 | 1 | 1 | 1 | 1 | 1 | 1 | 1 | 1 | 1 | 1 | 63 | cluster-IX-limits | Tx_Cluster_63_IX_Constraint | <= | 4500 | 4500 | 4500 | 4500 | 4500 | 4500 | 4500 | 4500 | 4500 | 4500 | 4500 | 4500 | 4500 | 4500 | 4500 | 4500 | 4500 | 4500 | 4500 | 4500 | 4500 | 4500 | 4500
16 | cluster-IX-limits | Tx_Cluster_16_IX_Constraint | Operational_New_Capacity_MW | Southern_NV_Eldorado_Wind_16 |  | 1 | 1 | 1 | 1 | 1 | 1 | 1 | 1 | 1 | 1 | 1 | 1 | 1 | 1 | 1 | 1 | 1 | 1 | 1 | 1 | 1 | 1 | 1 | 66 | cluster-IX-limits | Tx_Cluster_66_IX_Constraint | <= | 3000 | 3000 | 3000 | 3000 | 3000 | 3000 | 3000 | 3000 | 3000 | 3000 | 3000 | 3000 | 3000 | 3000 | 3000 | 3000 | 3000 | 3000 | 3000 | 3000 | 3000 | 3000 | 3000
17 | cluster-IX-limits | Tx_Cluster_17_IX_Constraint | Operational_New_Capacity_MW | Central_Valley_North_Los_Banos_Wind_17 |  | 1 | 1 | 1 | 1 | 1 | 1 | 1 | 1 | 1 | 1 | 1 | 1 | 1 | 1 | 1 | 1 | 1 | 1 | 1 | 1 | 1 | 1 | 1 | 68 | cluster-IX-limits | Tx_Cluster_68_IX_Constraint | <= | 0 | 0 | 0 | 0 | 0 | 0 | 0 | 0 | 0 | 0 | 0 | 0 | 0 | 0 | 0 | 0 | 0 | 0 | 0 | 0 | 0 | 0 | 0
17 | cluster-IX-limits | Tx_Cluster_17_IX_Constraint | Operational_New_Capacity_MW | Southern_PGAE_Flow_Battery_17 |  | 1 | 1 | 1 | 1 | 1 | 1 | 1 | 1 | 1 | 1 | 1 | 1 | 1 | 1 | 1 | 1 | 1 | 1 | 1 | 1 | 1 | 1 | 1 | 69 | cluster-IX-limits | Tx_Cluster_69_IX_Constraint | <= | 1500 | 1500 | 1500 | 1500 | 1500 | 1500 | 1500 | 1500 | 1500 | 1500 | 1500 | 1500 | 1500 | 1500 | 1500 | 1500 | 1500 | 1500 | 1500 | 1500 | 1500 | 1500 | 1500
17 | cluster-IX-limits | Tx_Cluster_17_IX_Constraint | Operational_New_Capacity_MW | Southern_PGAE_Li_Battery_4hr_17 |  | 1 | 1 | 1 | 1 | 1 | 1 | 1 | 1 | 1 | 1 | 1 | 1 | 1 | 1 | 1 | 1 | 1 | 1 | 1 | 1 | 1 | 1 | 1 | 70 | cluster-IX-limits | Tx_Cluster_70_IX_Constraint | <= | 2100 | 2100 | 2100 | 2100 | 2100 | 2100 | 2100 | 2100 | 2100 | 2100 | 2100 | 2100 | 2100 | 2100 | 2100 | 2100 | 2100 | 2100 | 2100 | 2100 | 2100 | 2100 | 2100
17 | cluster-IX-limits | Tx_Cluster_17_IX_Constraint | Operational_New_Capacity_MW | Southern_PGAE_Li_Battery_8hr_17 |  | 1 | 1 | 1 | 1 | 1 | 1 | 1 | 1 | 1 | 1 | 1 | 1 | 1 | 1 | 1 | 1 | 1 | 1 | 1 | 1 | 1 | 1 | 1 | 72 | cluster-IX-limits | Tx_Cluster_72_IX_Constraint | <= | 1500 | 1500 | 1500 | 1500 | 1500 | 1500 | 1500 | 1500 | 1500 | 1500 | 1500 | 1500 | 1500 | 1500 | 1500 | 1500 | 1500 | 1500 | 1500 | 1500 | 1500 | 1500 | 1500
17 | cluster-IX-limits | Tx_Cluster_17_IX_Constraint | Operational_New_Capacity_MW | Southern_PGAE_Solar_17 |  | 1 | 1 | 1 | 1 | 1 | 1 | 1 | 1 | 1 | 1 | 1 | 1 | 1 | 1 | 1 | 1 | 1 | 1 | 1 | 1 | 1 | 1 | 1 | 73 | cluster-IX-limits | Tx_Cluster_73_IX_Constraint | <= | 0 | 0 | 0 | 0 | 0 | 0 | 0 | 0 | 0 | 0 | 0 | 0 | 0 | 0 | 0 | 0 | 0 | 0 | 0 | 0 | 0 | 0 | 0
18 | cluster-IX-limits | Tx_Cluster_18_IX_Constraint | Operational_New_Capacity_MW | Greater_LA_Flow_Battery_18 |  | 1 | 1 | 1 | 1 | 1 | 1 | 1 | 1 | 1 | 1 | 1 | 1 | 1 | 1 | 1 | 1 | 1 | 1 | 1 | 1 | 1 | 1 | 1 | 74 | cluster-IX-limits | Tx_Cluster_74_IX_Constraint | <= | 100 | 100 | 100 | 100 | 100 | 100 | 100 | 100 | 100 | 100 | 100 | 100 | 100 | 100 | 100 | 100 | 100 | 100 | 100 | 100 | 100 | 100 | 100
18 | cluster-IX-limits | Tx_Cluster_18_IX_Constraint | Operational_New_Capacity_MW | Greater_LA_Li_Battery_4hr_18 |  | 1 | 1 | 1 | 1 | 1 | 1 | 1 | 1 | 1 | 1 | 1 | 1 | 1 | 1 | 1 | 1 | 1 | 1 | 1 | 1 | 1 | 1 | 1 | 75 | cluster-IX-limits | Tx_Cluster_75_IX_Constraint | <= | 100 | 100 | 100 | 100 | 100 | 100 | 100 | 100 | 100 | 100 | 100 | 100 | 100 | 100 | 100 | 100 | 100 | 100 | 100 | 100 | 100 | 100 | 100
18 | cluster-IX-limits | Tx_Cluster_18_IX_Constraint | Operational_New_Capacity_MW | Greater_LA_Li_Battery_8hr_18 |  | 1 | 1 | 1 | 1 | 1 | 1 | 1 | 1 | 1 | 1 | 1 | 1 | 1 | 1 | 1 | 1 | 1 | 1 | 1 | 1 | 1 | 1 | 1 | 76 | cluster-IX-limits | Tx_Cluster_76_IX_Constraint | <= | 0 | 0 | 0 | 0 | 0 | 0 | 0 | 0 | 0 | 0 | 0 | 0 | 0 | 0 | 0 | 0 | 0 | 0 | 0 | 0 | 0 | 0 | 0
18 | cluster-IX-limits | Tx_Cluster_18_IX_Constraint | Operational_New_Capacity_MW | Greater_LA_Solar_18 |  | 1 | 1 | 1 | 1 | 1 | 1 | 1 | 1 | 1 | 1 | 1 | 1 | 1 | 1 | 1 | 1 | 1 | 1 | 1 | 1 | 1 | 1 | 1 | 77 | cluster-IX-limits | Tx_Cluster_77_IX_Constraint | <= | 3000 | 3000 | 3000 | 3000 | 3000 | 3000 | 3000 | 3000 | 3000 | 3000 | 3000 | 3000 | 3000 | 3000 | 3000 | 3000 | 3000 | 3000 | 3000 | 3000 | 3000 | 3000 | 3000
18 | cluster-IX-limits | Tx_Cluster_18_IX_Constraint | Operational_New_Capacity_MW | Tehachapi_Wind_18 |  | 1 | 1 | 1 | 1 | 1 | 1 | 1 | 1 | 1 | 1 | 1 | 1 | 1 | 1 | 1 | 1 | 1 | 1 | 1 | 1 | 1 | 1 | 1 | 78 | cluster-IX-limits | Tx_Cluster_78_IX_Constraint | <= | 3000 | 3000 | 3000 | 3000 | 3000 | 3000 | 3000 | 3000 | 3000 | 3000 | 3000 | 3000 | 3000 | 3000 | 3000 | 3000 | 3000 | 3000 | 3000 | 3000 | 3000 | 3000 | 3000
19 | cluster-IX-limits | Tx_Cluster_19_IX_Constraint | Operational_New_Capacity_MW | Idaho_Wind_19 |  | 1 | 1 | 1 | 1 | 1 | 1 | 1 | 1 | 1 | 1 | 1 | 1 | 1 | 1 | 1 | 1 | 1 | 1 | 1 | 1 | 1 | 1 | 1 | 79 | cluster-IX-limits | Tx_Cluster_79_IX_Constraint | <= | 100 | 100 | 100 | 100 | 100 | 100 | 100 | 100 | 100 | 100 | 100 | 100 | 100 | 100 | 100 | 100 | 100 | 100 | 100 | 100 | 100 | 100 | 100
19 | cluster-IX-limits | Tx_Cluster_19_IX_Constraint | Operational_New_Capacity_MW | Northern_Nevada_Geothermal_19 |  | 1 | 1 | 1 | 1 | 1 | 1 | 1 | 1 | 1 | 1 | 1 | 1 | 1 | 1 | 1 | 1 | 1 | 1 | 1 | 1 | 1 | 1 | 1 | 80 | cluster-IX-limits | Tx_Cluster_80_IX_Constraint | <= | 1500 | 1500 | 1500 | 1500 | 1500 | 1500 | 1500 | 1500 | 1500 | 1500 | 1500 | 1500 | 1500 | 1500 | 1500 | 1500 | 1500 | 1500 | 1500 | 1500 | 1500 | 1500 | 1500
19 | cluster-IX-limits | Tx_Cluster_19_IX_Constraint | Operational_New_Capacity_MW | Southern_NV_Eldorado_Flow_Battery_19 |  | 1 | 1 | 1 | 1 | 1 | 1 | 1 | 1 | 1 | 1 | 1 | 1 | 1 | 1 | 1 | 1 | 1 | 1 | 1 | 1 | 1 | 1 | 1 | 82 | cluster-IX-limits | Tx_Cluster_82_IX_Constraint | <= | 1600 | 1600 | 1600 | 1600 | 1600 | 1600 | 1600 | 1600 | 1600 | 1600 | 1600 | 1600 | 1600 | 1600 | 1600 | 1600 | 1600 | 1600 | 1600 | 1600 | 1600 | 1600 | 1600
19 | cluster-IX-limits | Tx_Cluster_19_IX_Constraint | Operational_New_Capacity_MW | Southern_NV_Eldorado_Li_Battery_4hr_19 |  | 1 | 1 | 1 | 1 | 1 | 1 | 1 | 1 | 1 | 1 | 1 | 1 | 1 | 1 | 1 | 1 | 1 | 1 | 1 | 1 | 1 | 1 | 1 | 83 | cluster-IX-limits | Tx_Cluster_83_IX_Constraint | <= | 200 | 200 | 200 | 200 | 200 | 200 | 200 | 200 | 200 | 200 | 200 | 200 | 200 | 200 | 200 | 200 | 200 | 200 | 200 | 200 | 200 | 200 | 200
19 | cluster-IX-limits | Tx_Cluster_19_IX_Constraint | Operational_New_Capacity_MW | Southern_NV_Eldorado_Li_Battery_8hr_19 |  | 1 | 1 | 1 | 1 | 1 | 1 | 1 | 1 | 1 | 1 | 1 | 1 | 1 | 1 | 1 | 1 | 1 | 1 | 1 | 1 | 1 | 1 | 1 | 84 | cluster-IX-limits | Tx_Cluster_84_IX_Constraint | <= | 900 | 900 | 900 | 900 | 900 | 900 | 900 | 900 | 900 | 900 | 900 | 900 | 900 | 900 | 900 | 900 | 900 | 900 | 900 | 900 | 900 | 900 | 900
19 | cluster-IX-limits | Tx_Cluster_19_IX_Constraint | Operational_New_Capacity_MW | Southern_NV_Eldorado_Solar_19 |  | 1 | 1 | 1 | 1 | 1 | 1 | 1 | 1 | 1 | 1 | 1 | 1 | 1 | 1 | 1 | 1 | 1 | 1 | 1 | 1 | 1 | 1 | 1 | 85 | cluster-IX-limits | Tx_Cluster_85_IX_Constraint | <= | 3000 | 3000 | 3000 | 3000 | 3000 | 3000 | 3000 | 3000 | 3000 | 3000 | 3000 | 3000 | 3000 | 3000 | 3000 | 3000 | 3000 | 3000 | 3000 | 3000 | 3000 | 3000 | 3000
19 | cluster-IX-limits | Tx_Cluster_19_IX_Constraint | Operational_New_Capacity_MW | Utah_Geothermal_19 |  | 1 | 1 | 1 | 1 | 1 | 1 | 1 | 1 | 1 | 1 | 1 | 1 | 1 | 1 | 1 | 1 | 1 | 1 | 1 | 1 | 1 | 1 | 1 | 86 | cluster-IX-limits | Tx_Cluster_86_IX_Constraint | <= | 1500 | 1500 | 1500 | 1500 | 1500 | 1500 | 1500 | 1500 | 1500 | 1500 | 1500 | 1500 | 1500 | 1500 | 1500 | 1500 | 1500 | 1500 | 1500 | 1500 | 1500 | 1500 | 1500
19 | cluster-IX-limits | Tx_Cluster_19_IX_Constraint | Operational_New_Capacity_MW | Utah_Wind_19 |  | 1 | 1 | 1 | 1 | 1 | 1 | 1 | 1 | 1 | 1 | 1 | 1 | 1 | 1 | 1 | 1 | 1 | 1 | 1 | 1 | 1 | 1 | 1 | 90 | cluster-IX-limits | Tx_Cluster_90_IX_Constraint | <= | 6000 | 6000 | 6000 | 6000 | 6000 | 6000 | 6000 | 6000 | 6000 | 6000 | 6000 | 6000 | 6000 | 6000 | 6000 | 6000 | 6000 | 6000 | 6000 | 6000 | 6000 | 6000 | 6000
19 | cluster-IX-limits | Tx_Cluster_19_IX_Constraint | Operational_New_Capacity_MW | Wyoming_Wind_19 |  | 1 | 1 | 1 | 1 | 1 | 1 | 1 | 1 | 1 | 1 | 1 | 1 | 1 | 1 | 1 | 1 | 1 | 1 | 1 | 1 | 1 | 1 | 1 | 92 | cluster-IX-limits | Tx_Cluster_92_IX_Constraint | <= | 1500 | 1500 | 1500 | 1500 | 1500 | 1500 | 1500 | 1500 | 1500 | 1500 | 1500 | 1500 | 1500 | 1500 | 1500 | 1500 | 1500 | 1500 | 1500 | 1500 | 1500 | 1500 | 1500
20 | cluster-IX-limits | Tx_Cluster_20_IX_Constraint | Operational_New_Capacity_MW | Greater_Imperial_Biomass_20 |  | 1 | 1 | 1 | 1 | 1 | 1 | 1 | 1 | 1 | 1 | 1 | 1 | 1 | 1 | 1 | 1 | 1 | 1 | 1 | 1 | 1 | 1 | 1 | 93 | cluster-IX-limits | Tx_Cluster_93_IX_Constraint | <= | 1500 | 1500 | 1500 | 1500 | 1500 | 1500 | 1500 | 1500 | 1500 | 1500 | 1500 | 1500 | 1500 | 1500 | 1500 | 1500 | 1500 | 1500 | 1500 | 1500 | 1500 | 1500 | 1500
20 | cluster-IX-limits | Tx_Cluster_20_IX_Constraint | Operational_New_Capacity_MW | Greater_Imperial_Flow_Battery_20 |  | 1 | 1 | 1 | 1 | 1 | 1 | 1 | 1 | 1 | 1 | 1 | 1 | 1 | 1 | 1 | 1 | 1 | 1 | 1 | 1 | 1 | 1 | 1 | 94 | cluster-IX-limits | Tx_Cluster_94_IX_Constraint | <= | 1500 | 1500 | 1500 | 1500 | 1500 | 1500 | 1500 | 1500 | 1500 | 1500 | 1500 | 1500 | 1500 | 1500 | 1500 | 1500 | 1500 | 1500 | 1500 | 1500 | 1500 | 1500 | 1500
20 | cluster-IX-limits | Tx_Cluster_20_IX_Constraint | Operational_New_Capacity_MW | Greater_Imperial_Geothermal_20 |  | 1 | 1 | 1 | 1 | 1 | 1 | 1 | 1 | 1 | 1 | 1 | 1 | 1 | 1 | 1 | 1 | 1 | 1 | 1 | 1 | 1 | 1 | 1 | 95 | cluster-IX-limits | Tx_Cluster_95_IX_Constraint | <= | 7500 | 7500 | 7500 | 7500 | 7500 | 7500 | 7500 | 7500 | 7500 | 7500 | 7500 | 7500 | 7500 | 7500 | 7500 | 7500 | 7500 | 7500 | 7500 | 7500 | 7500 | 7500 | 7500
20 | cluster-IX-limits | Tx_Cluster_20_IX_Constraint | Operational_New_Capacity_MW | Greater_Imperial_Li_Battery_4hr_20 |  | 1 | 1 | 1 | 1 | 1 | 1 | 1 | 1 | 1 | 1 | 1 | 1 | 1 | 1 | 1 | 1 | 1 | 1 | 1 | 1 | 1 | 1 | 1 | 96 | cluster-IX-limits | Tx_Cluster_96_IX_Constraint | <= | 300 | 300 | 300 | 300 | 300 | 300 | 300 | 300 | 300 | 300 | 300 | 300 | 300 | 300 | 300 | 300 | 300 | 300 | 300 | 300 | 300 | 300 | 300
20 | cluster-IX-limits | Tx_Cluster_20_IX_Constraint | Operational_New_Capacity_MW | Greater_Imperial_Li_Battery_8hr_20 |  | 1 | 1 | 1 | 1 | 1 | 1 | 1 | 1 | 1 | 1 | 1 | 1 | 1 | 1 | 1 | 1 | 1 | 1 | 1 | 1 | 1 | 1 | 1 | 98 | cluster-IX-limits | Tx_Cluster_98_IX_Constraint | <= | 100 | 100 | 100 | 100 | 100 | 100 | 100 | 100 | 100 | 100 | 100 | 100 | 100 | 100 | 100 | 100 | 100 | 100 | 100 | 100 | 100 | 100 | 100
20 | cluster-IX-limits | Tx_Cluster_20_IX_Constraint | Operational_New_Capacity_MW | Greater_Imperial_Solar_20 |  | 1 | 1 | 1 | 1 | 1 | 1 | 1 | 1 | 1 | 1 | 1 | 1 | 1 | 1 | 1 | 1 | 1 | 1 | 1 | 1 | 1 | 1 | 1 | 99 | cluster-IX-limits | Tx_Cluster_99_IX_Constraint | <= | 3100 | 3100 | 3100 | 3100 | 3100 | 3100 | 3100 | 3100 | 3100 | 3100 | 3100 | 3100 | 3100 | 3100 | 3100 | 3100 | 3100 | 3100 | 3100 | 3100 | 3100 | 3100 | 3100
22 | cluster-IX-limits | Tx_Cluster_22_IX_Constraint | Operational_New_Capacity_MW | Southern_PGAE_Flow_Battery_22 |  | 1 | 1 | 1 | 1 | 1 | 1 | 1 | 1 | 1 | 1 | 1 | 1 | 1 | 1 | 1 | 1 | 1 | 1 | 1 | 1 | 1 | 1 | 1 | 100 | cluster-IX-limits | Tx_Cluster_100_IX_Constraint | <= | 1700 | 1700 | 1700 | 1700 | 1700 | 1700 | 1700 | 1700 | 1700 | 1700 | 1700 | 1700 | 1700 | 1700 | 1700 | 1700 | 1700 | 1700 | 1700 | 1700 | 1700 | 1700 | 1700
22 | cluster-IX-limits | Tx_Cluster_22_IX_Constraint | Operational_New_Capacity_MW | Southern_PGAE_Li_Battery_4hr_22 |  | 1 | 1 | 1 | 1 | 1 | 1 | 1 | 1 | 1 | 1 | 1 | 1 | 1 | 1 | 1 | 1 | 1 | 1 | 1 | 1 | 1 | 1 | 1 | 101 | cluster-IX-limits | Tx_Cluster_101_IX_Constraint | <= | 6000 | 6000 | 6000 | 6000 | 6000 | 6000 | 6000 | 6000 | 6000 | 6000 | 6000 | 6000 | 6000 | 6000 | 6000 | 6000 | 6000 | 6000 | 6000 | 6000 | 6000 | 6000 | 6000
22 | cluster-IX-limits | Tx_Cluster_22_IX_Constraint | Operational_New_Capacity_MW | Southern_PGAE_Li_Battery_8hr_22 |  | 1 | 1 | 1 | 1 | 1 | 1 | 1 | 1 | 1 | 1 | 1 | 1 | 1 | 1 | 1 | 1 | 1 | 1 | 1 | 1 | 1 | 1 | 1 | 102 | cluster-IX-limits | Tx_Cluster_102_IX_Constraint | <= | 100 | 100 | 100 | 100 | 100 | 100 | 100 | 100 | 100 | 100 | 100 | 100 | 100 | 100 | 100 | 100 | 100 | 100 | 100 | 100 | 100 | 100 | 100
22 | cluster-IX-limits | Tx_Cluster_22_IX_Constraint | Operational_New_Capacity_MW | Southern_PGAE_Solar_22 |  | 1 | 1 | 1 | 1 | 1 | 1 | 1 | 1 | 1 | 1 | 1 | 1 | 1 | 1 | 1 | 1 | 1 | 1 | 1 | 1 | 1 | 1 | 1 | 103 | cluster-IX-limits | Tx_Cluster_103_IX_Constraint | <= | 3000 | 3000 | 3000 | 3000 | 3000 | 3000 | 3000 | 3000 | 3000 | 3000 | 3000 | 3000 | 3000 | 3000 | 3000 | 3000 | 3000 | 3000 | 3000 | 3000 | 3000 | 3000 | 3000
23 | cluster-IX-limits | Tx_Cluster_23_IX_Constraint | Operational_New_Capacity_MW | Southern_PGAE_Flow_Battery_23 |  | 1 | 1 | 1 | 1 | 1 | 1 | 1 | 1 | 1 | 1 | 1 | 1 | 1 | 1 | 1 | 1 | 1 | 1 | 1 | 1 | 1 | 1 | 1 | 107 | cluster-IX-limits | Tx_Cluster_107_IX_Constraint | <= | 3000 | 3000 | 3000 | 3000 | 3000 | 3000 | 3000 | 3000 | 3000 | 3000 | 3000 | 3000 | 3000 | 3000 | 3000 | 3000 | 3000 | 3000 | 3000 | 3000 | 3000 | 3000 | 3000
23 | cluster-IX-limits | Tx_Cluster_23_IX_Constraint | Operational_New_Capacity_MW | Southern_PGAE_Li_Battery_4hr_23 |  | 1 | 1 | 1 | 1 | 1 | 1 | 1 | 1 | 1 | 1 | 1 | 1 | 1 | 1 | 1 | 1 | 1 | 1 | 1 | 1 | 1 | 1 | 1 | 108 | cluster-IX-limits | Tx_Cluster_108_IX_Constraint | <= | 1500 | 1500 | 1500 | 1500 | 1500 | 1500 | 1500 | 1500 | 1500 | 1500 | 1500 | 1500 | 1500 | 1500 | 1500 | 1500 | 1500 | 1500 | 1500 | 1500 | 1500 | 1500 | 1500
23 | cluster-IX-limits | Tx_Cluster_23_IX_Constraint | Operational_New_Capacity_MW | Southern_PGAE_Li_Battery_8hr_23 |  | 1 | 1 | 1 | 1 | 1 | 1 | 1 | 1 | 1 | 1 | 1 | 1 | 1 | 1 | 1 | 1 | 1 | 1 | 1 | 1 | 1 | 1 | 1 | 109 | cluster-IX-limits | Tx_Cluster_109_IX_Constraint | <= | 1500 | 1500 | 1500 | 1500 | 1500 | 1500 | 1500 | 1500 | 1500 | 1500 | 1500 | 1500 | 1500 | 1500 | 1500 | 1500 | 1500 | 1500 | 1500 | 1500 | 1500 | 1500 | 1500
23 | cluster-IX-limits | Tx_Cluster_23_IX_Constraint | Operational_New_Capacity_MW | Southern_PGAE_Solar_23 |  | 1 | 1 | 1 | 1 | 1 | 1 | 1 | 1 | 1 | 1 | 1 | 1 | 1 | 1 | 1 | 1 | 1 | 1 | 1 | 1 | 1 | 1 | 1 | 111 | cluster-IX-limits | Tx_Cluster_111_IX_Constraint | <= | 200 | 200 | 200 | 200 | 200 | 200 | 200 | 200 | 200 | 200 | 200 | 200 | 200 | 200 | 200 | 200 | 200 | 200 | 200 | 200 | 200 | 200 | 200
24 | cluster-IX-limits | Tx_Cluster_24_IX_Constraint | Operational_New_Capacity_MW | Southern_PGAE_Flow_Battery_24 |  | 1 | 1 | 1 | 1 | 1 | 1 | 1 | 1 | 1 | 1 | 1 | 1 | 1 | 1 | 1 | 1 | 1 | 1 | 1 | 1 | 1 | 1 | 1 | 112 | cluster-IX-limits | Tx_Cluster_112_IX_Constraint | <= | 9000 | 9000 | 9000 | 9000 | 9000 | 9000 | 9000 | 9000 | 9000 | 9000 | 9000 | 9000 | 9000 | 9000 | 9000 | 9000 | 9000 | 9000 | 9000 | 9000 | 9000 | 9000 | 9000
24 | cluster-IX-limits | Tx_Cluster_24_IX_Constraint | Operational_New_Capacity_MW | Southern_PGAE_Li_Battery_4hr_24 |  | 1 | 1 | 1 | 1 | 1 | 1 | 1 | 1 | 1 | 1 | 1 | 1 | 1 | 1 | 1 | 1 | 1 | 1 | 1 | 1 | 1 | 1 | 1 | 113 | cluster-IX-limits | Tx_Cluster_113_IX_Constraint | <= | 100 | 100 | 100 | 100 | 100 | 100 | 100 | 100 | 100 | 100 | 100 | 100 | 100 | 100 | 100 | 100 | 100 | 100 | 100 | 100 | 100 | 100 | 100
24 | cluster-IX-limits | Tx_Cluster_24_IX_Constraint | Operational_New_Capacity_MW | Southern_PGAE_Li_Battery_8hr_24 |  | 1 | 1 | 1 | 1 | 1 | 1 | 1 | 1 | 1 | 1 | 1 | 1 | 1 | 1 | 1 | 1 | 1 | 1 | 1 | 1 | 1 | 1 | 1 | 114 | cluster-IX-limits | Tx_Cluster_114_IX_Constraint | <= | 3000 | 3000 | 3000 | 3000 | 3000 | 3000 | 3000 | 3000 | 3000 | 3000 | 3000 | 3000 | 3000 | 3000 | 3000 | 3000 | 3000 | 3000 | 3000 | 3000 | 3000 | 3000 | 3000
24 | cluster-IX-limits | Tx_Cluster_24_IX_Constraint | Operational_New_Capacity_MW | Southern_PGAE_Solar_24 |  | 1 | 1 | 1 | 1 | 1 | 1 | 1 | 1 | 1 | 1 | 1 | 1 | 1 | 1 | 1 | 1 | 1 | 1 | 1 | 1 | 1 | 1 | 1 | 116 | cluster-IX-limits | Tx_Cluster_116_IX_Constraint | <= | 100 | 100 | 100 | 100 | 100 | 100 | 100 | 100 | 100 | 100 | 100 | 100 | 100 | 100 | 100 | 100 | 100 | 100 | 100 | 100 | 100 | 100 | 100
25 | cluster-IX-limits | Tx_Cluster_25_IX_Constraint | Operational_New_Capacity_MW | Northern_California_Flow_Battery_25 |  | 1 | 1 | 1 | 1 | 1 | 1 | 1 | 1 | 1 | 1 | 1 | 1 | 1 | 1 | 1 | 1 | 1 | 1 | 1 | 1 | 1 | 1 | 1 | 117 | cluster-IX-limits | Tx_Cluster_117_IX_Constraint | <= | 1500 | 1500 | 1500 | 1500 | 1500 | 1500 | 1500 | 1500 | 1500 | 1500 | 1500 | 1500 | 1500 | 1500 | 1500 | 1500 | 1500 | 1500 | 1500 | 1500 | 1500 | 1500 | 1500
25 | cluster-IX-limits | Tx_Cluster_25_IX_Constraint | Operational_New_Capacity_MW | Northern_California_Li_Battery_4hr_25 |  | 1 | 1 | 1 | 1 | 1 | 1 | 1 | 1 | 1 | 1 | 1 | 1 | 1 | 1 | 1 | 1 | 1 | 1 | 1 | 1 | 1 | 1 | 1 | 118 | cluster-IX-limits | Tx_Cluster_118_IX_Constraint | <= | 200 | 200 | 200 | 200 | 200 | 200 | 200 | 200 | 200 | 200 | 200 | 200 | 200 | 200 | 200 | 200 | 200 | 200 | 200 | 200 | 200 | 200 | 200
25 | cluster-IX-limits | Tx_Cluster_25_IX_Constraint | Operational_New_Capacity_MW | Northern_California_Li_Battery_8hr_25 |  | 1 | 1 | 1 | 1 | 1 | 1 | 1 | 1 | 1 | 1 | 1 | 1 | 1 | 1 | 1 | 1 | 1 | 1 | 1 | 1 | 1 | 1 | 1 | 119 | cluster-IX-limits | Tx_Cluster_119_IX_Constraint | <= | 1500 | 1500 | 1500 | 1500 | 1500 | 1500 | 1500 | 1500 | 1500 | 1500 | 1500 | 1500 | 1500 | 1500 | 1500 | 1500 | 1500 | 1500 | 1500 | 1500 | 1500 | 1500 | 1500
25 | cluster-IX-limits | Tx_Cluster_25_IX_Constraint | Operational_New_Capacity_MW | Northern_California_Solar_25 |  | 1 | 1 | 1 | 1 | 1 | 1 | 1 | 1 | 1 | 1 | 1 | 1 | 1 | 1 | 1 | 1 | 1 | 1 | 1 | 1 | 1 | 1 | 1 | 121 | cluster-IX-limits | Tx_Cluster_121_IX_Constraint | <= | 500 | 500 | 500 | 500 | 500 | 500 | 500 | 500 | 500 | 500 | 500 | 500 | 500 | 500 | 500 | 500 | 500 | 500 | 500 | 500 | 500 | 500 | 500
26 | cluster-IX-limits | Tx_Cluster_26_IX_Constraint | Operational_New_Capacity_MW | Northern_California_Flow_Battery_26 |  | 1 | 1 | 1 | 1 | 1 | 1 | 1 | 1 | 1 | 1 | 1 | 1 | 1 | 1 | 1 | 1 | 1 | 1 | 1 | 1 | 1 | 1 | 1 | 122 | cluster-IX-limits | Tx_Cluster_122_IX_Constraint | <= | 1500 | 1500 | 1500 | 1500 | 1500 | 1500 | 1500 | 1500 | 1500 | 1500 | 1500 | 1500 | 1500 | 1500 | 1500 | 1500 | 1500 | 1500 | 1500 | 1500 | 1500 | 1500 | 1500
26 | cluster-IX-limits | Tx_Cluster_26_IX_Constraint | Operational_New_Capacity_MW | Northern_California_Li_Battery_4hr_26 |  | 1 | 1 | 1 | 1 | 1 | 1 | 1 | 1 | 1 | 1 | 1 | 1 | 1 | 1 | 1 | 1 | 1 | 1 | 1 | 1 | 1 | 1 | 1 | 123 | cluster-IX-limits | Tx_Cluster_123_IX_Constraint | <= | 4800 | 4800 | 4800 | 4800 | 4800 | 4800 | 4800 | 4800 | 4800 | 4800 | 4800 | 4800 | 4800 | 4800 | 4800 | 4800 | 4800 | 4800 | 4800 | 4800 | 4800 | 4800 | 4800
26 | cluster-IX-limits | Tx_Cluster_26_IX_Constraint | Operational_New_Capacity_MW | Northern_California_Li_Battery_8hr_26 |  | 1 | 1 | 1 | 1 | 1 | 1 | 1 | 1 | 1 | 1 | 1 | 1 | 1 | 1 | 1 | 1 | 1 | 1 | 1 | 1 | 1 | 1 | 1 | 124 | cluster-IX-limits | Tx_Cluster_124_IX_Constraint | <= | 1500 | 1500 | 1500 | 1500 | 1500 | 1500 | 1500 | 1500 | 1500 | 1500 | 1500 | 1500 | 1500 | 1500 | 1500 | 1500 | 1500 | 1500 | 1500 | 1500 | 1500 | 1500 | 1500
26 | cluster-IX-limits | Tx_Cluster_26_IX_Constraint | Operational_New_Capacity_MW | Northern_California_Solar_26 |  | 1 | 1 | 1 | 1 | 1 | 1 | 1 | 1 | 1 | 1 | 1 | 1 | 1 | 1 | 1 | 1 | 1 | 1 | 1 | 1 | 1 | 1 | 1 | 125 | cluster-IX-limits | Tx_Cluster_125_IX_Constraint | <= | 0 | 0 | 0 | 0 | 0 | 0 | 0 | 0 | 0 | 0 | 0 | 0 | 0 | 0 | 0 | 0 | 0 | 0 | 0 | 0 | 0 | 0 | 0
26 | cluster-IX-limits | Tx_Cluster_26_IX_Constraint | Operational_New_Capacity_MW | Northern_California_Wind_26 |  | 1 | 1 | 1 | 1 | 1 | 1 | 1 | 1 | 1 | 1 | 1 | 1 | 1 | 1 | 1 | 1 | 1 | 1 | 1 | 1 | 1 | 1 | 1 | 126 | cluster-IX-limits | Tx_Cluster_126_IX_Constraint | <= | 4500 | 4500 | 4500 | 4500 | 4500 | 4500 | 4500 | 4500 | 4500 | 4500 | 4500 | 4500 | 4500 | 4500 | 4500 | 4500 | 4500 | 4500 | 4500 | 4500 | 4500 | 4500 | 4500
27 | cluster-IX-limits | Tx_Cluster_27_IX_Constraint | Operational_New_Capacity_MW | Southern_PGAE_Flow_Battery_27 |  | 1 | 1 | 1 | 1 | 1 | 1 | 1 | 1 | 1 | 1 | 1 | 1 | 1 | 1 | 1 | 1 | 1 | 1 | 1 | 1 | 1 | 1 | 1 | 127 | cluster-IX-limits | Tx_Cluster_127_IX_Constraint | <= | 200 | 200 | 200 | 200 | 200 | 200 | 200 | 200 | 200 | 200 | 200 | 200 | 200 | 200 | 200 | 200 | 200 | 200 | 200 | 200 | 200 | 200 | 200
27 | cluster-IX-limits | Tx_Cluster_27_IX_Constraint | Operational_New_Capacity_MW | Southern_PGAE_Li_Battery_4hr_27 |  | 1 | 1 | 1 | 1 | 1 | 1 | 1 | 1 | 1 | 1 | 1 | 1 | 1 | 1 | 1 | 1 | 1 | 1 | 1 | 1 | 1 | 1 | 1 | 129 | cluster-IX-limits | Tx_Cluster_129_IX_Constraint | <= | 5100 | 5100 | 5100 | 5100 | 5100 | 5100 | 5100 | 5100 | 5100 | 5100 | 5100 | 5100 | 5100 | 5100 | 5100 | 5100 | 5100 | 5100 | 5100 | 5100 | 5100 | 5100 | 5100
27 | cluster-IX-limits | Tx_Cluster_27_IX_Constraint | Operational_New_Capacity_MW | Southern_PGAE_Li_Battery_8hr_27 |  | 1 | 1 | 1 | 1 | 1 | 1 | 1 | 1 | 1 | 1 | 1 | 1 | 1 | 1 | 1 | 1 | 1 | 1 | 1 | 1 | 1 | 1 | 1 | 130 | cluster-IX-limits | Tx_Cluster_130_IX_Constraint | <= | 100 | 100 | 100 | 100 | 100 | 100 | 100 | 100 | 100 | 100 | 100 | 100 | 100 | 100 | 100 | 100 | 100 | 100 | 100 | 100 | 100 | 100 | 100
27 | cluster-IX-limits | Tx_Cluster_27_IX_Constraint | Operational_New_Capacity_MW | Southern_PGAE_Solar_27 |  | 1 | 1 | 1 | 1 | 1 | 1 | 1 | 1 | 1 | 1 | 1 | 1 | 1 | 1 | 1 | 1 | 1 | 1 | 1 | 1 | 1 | 1 | 1 | 132 | cluster-IX-limits | Tx_Cluster_132_IX_Constraint | <= | 500 | 500 | 500 | 500 | 500 | 500 | 500 | 500 | 500 | 500 | 500 | 500 | 500 | 500 | 500 | 500 | 500 | 500 | 500 | 500 | 500 | 500 | 500
28 | cluster-IX-limits | Tx_Cluster_28_IX_Constraint | Operational_New_Capacity_MW | Tehachapi_Flow_Battery_28 |  | 1 | 1 | 1 | 1 | 1 | 1 | 1 | 1 | 1 | 1 | 1 | 1 | 1 | 1 | 1 | 1 | 1 | 1 | 1 | 1 | 1 | 1 | 1 | 133 | cluster-IX-limits | Tx_Cluster_133_IX_Constraint | <= | 3000 | 3000 | 3000 | 3000 | 3000 | 3000 | 3000 | 3000 | 3000 | 3000 | 3000 | 3000 | 3000 | 3000 | 3000 | 3000 | 3000 | 3000 | 3000 | 3000 | 3000 | 3000 | 3000
28 | cluster-IX-limits | Tx_Cluster_28_IX_Constraint | Operational_New_Capacity_MW | Tehachapi_Li_Battery_4hr_28 |  | 1 | 1 | 1 | 1 | 1 | 1 | 1 | 1 | 1 | 1 | 1 | 1 | 1 | 1 | 1 | 1 | 1 | 1 | 1 | 1 | 1 | 1 | 1 | 135 | cluster-IX-limits | Tx_Cluster_135_IX_Constraint | <= | 300 | 300 | 300 | 300 | 300 | 300 | 300 | 300 | 300 | 300 | 300 | 300 | 300 | 300 | 300 | 300 | 300 | 300 | 300 | 300 | 300 | 300 | 300
28 | cluster-IX-limits | Tx_Cluster_28_IX_Constraint | Operational_New_Capacity_MW | Tehachapi_Li_Battery_8hr_28 |  | 1 | 1 | 1 | 1 | 1 | 1 | 1 | 1 | 1 | 1 | 1 | 1 | 1 | 1 | 1 | 1 | 1 | 1 | 1 | 1 | 1 | 1 | 1 | 136 | cluster-IX-limits | Tx_Cluster_136_IX_Constraint | <= | 400 | 400 | 400 | 400 | 400 | 400 | 400 | 400 | 400 | 400 | 400 | 400 | 400 | 400 | 400 | 400 | 400 | 400 | 400 | 400 | 400 | 400 | 400
28 | cluster-IX-limits | Tx_Cluster_28_IX_Constraint | Operational_New_Capacity_MW | Tehachapi_Solar_28 |  | 1 | 1 | 1 | 1 | 1 | 1 | 1 | 1 | 1 | 1 | 1 | 1 | 1 | 1 | 1 | 1 | 1 | 1 | 1 | 1 | 1 | 1 | 1 | 138 | cluster-IX-limits | Tx_Cluster_138_IX_Constraint | <= | 1500 | 1500 | 1500 | 1500 | 1500 | 1500 | 1500 | 1500 | 1500 | 1500 | 1500 | 1500 | 1500 | 1500 | 1500 | 1500 | 1500 | 1500 | 1500 | 1500 | 1500 | 1500 | 1500
29 | cluster-IX-limits | Tx_Cluster_29_IX_Constraint | Operational_New_Capacity_MW | Northern_California_Flow_Battery_29 |  | 1 | 1 | 1 | 1 | 1 | 1 | 1 | 1 | 1 | 1 | 1 | 1 | 1 | 1 | 1 | 1 | 1 | 1 | 1 | 1 | 1 | 1 | 1 | 139 | cluster-IX-limits | Tx_Cluster_139_IX_Constraint | <= | 1500 | 1500 | 1500 | 1500 | 1500 | 1500 | 1500 | 1500 | 1500 | 1500 | 1500 | 1500 | 1500 | 1500 | 1500 | 1500 | 1500 | 1500 | 1500 | 1500 | 1500 | 1500 | 1500
29 | cluster-IX-limits | Tx_Cluster_29_IX_Constraint | Operational_New_Capacity_MW | Northern_California_Li_Battery_4hr_29 |  | 1 | 1 | 1 | 1 | 1 | 1 | 1 | 1 | 1 | 1 | 1 | 1 | 1 | 1 | 1 | 1 | 1 | 1 | 1 | 1 | 1 | 1 | 1 | 140 | cluster-IX-limits | Tx_Cluster_140_IX_Constraint | <= | 100 | 100 | 100 | 100 | 100 | 100 | 100 | 100 | 100 | 100 | 100 | 100 | 100 | 100 | 100 | 100 | 100 | 100 | 100 | 100 | 100 | 100 | 100
29 | cluster-IX-limits | Tx_Cluster_29_IX_Constraint | Operational_New_Capacity_MW | Northern_California_Li_Battery_8hr_29 |  | 1 | 1 | 1 | 1 | 1 | 1 | 1 | 1 | 1 | 1 | 1 | 1 | 1 | 1 | 1 | 1 | 1 | 1 | 1 | 1 | 1 | 1 | 1 | 141 | cluster-IX-limits | Tx_Cluster_141_IX_Constraint | <= | 100 | 100 | 100 | 100 | 100 | 100 | 100 | 100 | 100 | 100 | 100 | 100 | 100 | 100 | 100 | 100 | 100 | 100 | 100 | 100 | 100 | 100 | 100
29 | cluster-IX-limits | Tx_Cluster_29_IX_Constraint | Operational_New_Capacity_MW | Northern_California_Solar_29 |  | 1 | 1 | 1 | 1 | 1 | 1 | 1 | 1 | 1 | 1 | 1 | 1 | 1 | 1 | 1 | 1 | 1 | 1 | 1 | 1 | 1 | 1 | 1 | 144 | cluster-IX-limits | Tx_Cluster_144_IX_Constraint | <= | 1500 | 1500 | 1500 | 1500 | 1500 | 1500 | 1500 | 1500 | 1500 | 1500 | 1500 | 1500 | 1500 | 1500 | 1500 | 1500 | 1500 | 1500 | 1500 | 1500 | 1500 | 1500 | 1500
30 | cluster-IX-limits | Tx_Cluster_30_IX_Constraint | Operational_New_Capacity_MW | Greater_LA_Flow_Battery_30 |  | 1 | 1 | 1 | 1 | 1 | 1 | 1 | 1 | 1 | 1 | 1 | 1 | 1 | 1 | 1 | 1 | 1 | 1 | 1 | 1 | 1 | 1 | 1 | 145 | cluster-IX-limits | Tx_Cluster_145_IX_Constraint | <= | 300 | 300 | 300 | 300 | 300 | 300 | 300 | 300 | 300 | 300 | 300 | 300 | 300 | 300 | 300 | 300 | 300 | 300 | 300 | 300 | 300 | 300 | 300
30 | cluster-IX-limits | Tx_Cluster_30_IX_Constraint | Operational_New_Capacity_MW | Greater_LA_Li_Battery_4hr_30 |  | 1 | 1 | 1 | 1 | 1 | 1 | 1 | 1 | 1 | 1 | 1 | 1 | 1 | 1 | 1 | 1 | 1 | 1 | 1 | 1 | 1 | 1 | 1 | 147 | cluster-IX-limits | Tx_Cluster_147_IX_Constraint | <= | 200 | 200 | 200 | 200 | 200 | 200 | 200 | 200 | 200 | 200 | 200 | 200 | 200 | 200 | 200 | 200 | 200 | 200 | 200 | 200 | 200 | 200 | 200
30 | cluster-IX-limits | Tx_Cluster_30_IX_Constraint | Operational_New_Capacity_MW | Greater_LA_Li_Battery_8hr_30 |  | 1 | 1 | 1 | 1 | 1 | 1 | 1 | 1 | 1 | 1 | 1 | 1 | 1 | 1 | 1 | 1 | 1 | 1 | 1 | 1 | 1 | 1 | 1 | 148 | cluster-IX-limits | Tx_Cluster_148_IX_Constraint | <= | 100 | 100 | 100 | 100 | 100 | 100 | 100 | 100 | 100 | 100 | 100 | 100 | 100 | 100 | 100 | 100 | 100 | 100 | 100 | 100 | 100 | 100 | 100
30 | cluster-IX-limits | Tx_Cluster_30_IX_Constraint | Operational_New_Capacity_MW | Greater_LA_Solar_30 |  | 1 | 1 | 1 | 1 | 1 | 1 | 1 | 1 | 1 | 1 | 1 | 1 | 1 | 1 | 1 | 1 | 1 | 1 | 1 | 1 | 1 | 1 | 1 | 149 | cluster-IX-limits | Tx_Cluster_149_IX_Constraint | <= | 1500 | 1500 | 1500 | 1500 | 1500 | 1500 | 1500 | 1500 | 1500 | 1500 | 1500 | 1500 | 1500 | 1500 | 1500 | 1500 | 1500 | 1500 | 1500 | 1500 | 1500 | 1500 | 1500
31 | cluster-IX-limits | Tx_Cluster_31_IX_Constraint | Operational_New_Capacity_MW | Northern_California_Flow_Battery_31 |  | 1 | 1 | 1 | 1 | 1 | 1 | 1 | 1 | 1 | 1 | 1 | 1 | 1 | 1 | 1 | 1 | 1 | 1 | 1 | 1 | 1 | 1 | 1 | 150 | cluster-IX-limits | Tx_Cluster_150_IX_Constraint | <= | 1500 | 1500 | 1500 | 1500 | 1500 | 1500 | 1500 | 1500 | 1500 | 1500 | 1500 | 1500 | 1500 | 1500 | 1500 | 1500 | 1500 | 1500 | 1500 | 1500 | 1500 | 1500 | 1500
31 | cluster-IX-limits | Tx_Cluster_31_IX_Constraint | Operational_New_Capacity_MW | Northern_California_Li_Battery_4hr_31 |  | 1 | 1 | 1 | 1 | 1 | 1 | 1 | 1 | 1 | 1 | 1 | 1 | 1 | 1 | 1 | 1 | 1 | 1 | 1 | 1 | 1 | 1 | 1 | 151 | cluster-IX-limits | Tx_Cluster_151_IX_Constraint | <= | 100 | 100 | 100 | 100 | 100 | 100 | 100 | 100 | 100 | 100 | 100 | 100 | 100 | 100 | 100 | 100 | 100 | 100 | 100 | 100 | 100 | 100 | 100
31 | cluster-IX-limits | Tx_Cluster_31_IX_Constraint | Operational_New_Capacity_MW | Northern_California_Li_Battery_8hr_31 |  | 1 | 1 | 1 | 1 | 1 | 1 | 1 | 1 | 1 | 1 | 1 | 1 | 1 | 1 | 1 | 1 | 1 | 1 | 1 | 1 | 1 | 1 | 1 | 152 | cluster-IX-limits | Tx_Cluster_152_IX_Constraint | <= | 500 | 500 | 500 | 500 | 500 | 500 | 500 | 500 | 500 | 500 | 500 | 500 | 500 | 500 | 500 | 500 | 500 | 500 | 500 | 500 | 500 | 500 | 500
31 | cluster-IX-limits | Tx_Cluster_31_IX_Constraint | Operational_New_Capacity_MW | Northern_California_Solar_31 |  | 1 | 1 | 1 | 1 | 1 | 1 | 1 | 1 | 1 | 1 | 1 | 1 | 1 | 1 | 1 | 1 | 1 | 1 | 1 | 1 | 1 | 1 | 1 | 154 | cluster-IX-limits | Tx_Cluster_154_IX_Constraint | <= | 1500 | 1500 | 1500 | 1500 | 1500 | 1500 | 1500 | 1500 | 1500 | 1500 | 1500 | 1500 | 1500 | 1500 | 1500 | 1500 | 1500 | 1500 | 1500 | 1500 | 1500 | 1500 | 1500
32 | cluster-IX-limits | Tx_Cluster_32_IX_Constraint | Operational_New_Capacity_MW | Tehachapi_Flow_Battery_32 |  | 1 | 1 | 1 | 1 | 1 | 1 | 1 | 1 | 1 | 1 | 1 | 1 | 1 | 1 | 1 | 1 | 1 | 1 | 1 | 1 | 1 | 1 | 1 | 155 | cluster-IX-limits | Tx_Cluster_155_IX_Constraint | <= | 1500 | 1500 | 1500 | 1500 | 1500 | 1500 | 1500 | 1500 | 1500 | 1500 | 1500 | 1500 | 1500 | 1500 | 1500 | 1500 | 1500 | 1500 | 1500 | 1500 | 1500 | 1500 | 1500
32 | cluster-IX-limits | Tx_Cluster_32_IX_Constraint | Operational_New_Capacity_MW | Tehachapi_Li_Battery_4hr_32 |  | 1 | 1 | 1 | 1 | 1 | 1 | 1 | 1 | 1 | 1 | 1 | 1 | 1 | 1 | 1 | 1 | 1 | 1 | 1 | 1 | 1 | 1 | 1 | 156 | cluster-IX-limits | Tx_Cluster_156_IX_Constraint | <= | 1600 | 1600 | 1600 | 1600 | 1600 | 1600 | 1600 | 1600 | 1600 | 1600 | 1600 | 1600 | 1600 | 1600 | 1600 | 1600 | 1600 | 1600 | 1600 | 1600 | 1600 | 1600 | 1600
32 | cluster-IX-limits | Tx_Cluster_32_IX_Constraint | Operational_New_Capacity_MW | Tehachapi_Li_Battery_8hr_32 |  | 1 | 1 | 1 | 1 | 1 | 1 | 1 | 1 | 1 | 1 | 1 | 1 | 1 | 1 | 1 | 1 | 1 | 1 | 1 | 1 | 1 | 1 | 1 | 157 | cluster-IX-limits | Tx_Cluster_157_IX_Constraint | <= | 200 | 200 | 200 | 200 | 200 | 200 | 200 | 200 | 200 | 200 | 200 | 200 | 200 | 200 | 200 | 200 | 200 | 200 | 200 | 200 | 200 | 200 | 200
32 | cluster-IX-limits | Tx_Cluster_32_IX_Constraint | Operational_New_Capacity_MW | Tehachapi_Pumped_Storage_32 |  | 1 | 1 | 1 | 1 | 1 | 1 | 1 | 1 | 1 | 1 | 1 | 1 | 1 | 1 | 1 | 1 | 1 | 1 | 1 | 1 | 1 | 1 | 1 | 158 | cluster-IX-limits | Tx_Cluster_158_IX_Constraint | <= | 3000 | 3000 | 3000 | 3000 | 3000 | 3000 | 3000 | 3000 | 3000 | 3000 | 3000 | 3000 | 3000 | 3000 | 3000 | 3000 | 3000 | 3000 | 3000 | 3000 | 3000 | 3000 | 3000
32 | cluster-IX-limits | Tx_Cluster_32_IX_Constraint | Operational_New_Capacity_MW | Tehachapi_Solar_32 |  | 1 | 1 | 1 | 1 | 1 | 1 | 1 | 1 | 1 | 1 | 1 | 1 | 1 | 1 | 1 | 1 | 1 | 1 | 1 | 1 | 1 | 1 | 1 | 159 | cluster-IX-limits | Tx_Cluster_159_IX_Constraint | <= | 300 | 300 | 300 | 300 | 300 | 300 | 300 | 300 | 300 | 300 | 300 | 300 | 300 | 300 | 300 | 300 | 300 | 300 | 300 | 300 | 300 | 300 | 300
32 | cluster-IX-limits | Tx_Cluster_32_IX_Constraint | Operational_New_Capacity_MW | Tehachapi_Wind_32 |  | 1 | 1 | 1 | 1 | 1 | 1 | 1 | 1 | 1 | 1 | 1 | 1 | 1 | 1 | 1 | 1 | 1 | 1 | 1 | 1 | 1 | 1 | 1 | 160 | cluster-IX-limits | Tx_Cluster_160_IX_Constraint | <= | 1500 | 1500 | 1500 | 1500 | 1500 | 1500 | 1500 | 1500 | 1500 | 1500 | 1500 | 1500 | 1500 | 1500 | 1500 | 1500 | 1500 | 1500 | 1500 | 1500 | 1500 | 1500 | 1500
33 | cluster-IX-limits | Tx_Cluster_33_IX_Constraint | Operational_New_Capacity_MW | Southern_PGAE_Flow_Battery_33 |  | 1 | 1 | 1 | 1 | 1 | 1 | 1 | 1 | 1 | 1 | 1 | 1 | 1 | 1 | 1 | 1 | 1 | 1 | 1 | 1 | 1 | 1 | 1 | 161 | cluster-IX-limits | Tx_Cluster_161_IX_Constraint | <= | 100 | 100 | 100 | 100 | 100 | 100 | 100 | 100 | 100 | 100 | 100 | 100 | 100 | 100 | 100 | 100 | 100 | 100 | 100 | 100 | 100 | 100 | 100
33 | cluster-IX-limits | Tx_Cluster_33_IX_Constraint | Operational_New_Capacity_MW | Southern_PGAE_Li_Battery_4hr_33 |  | 1 | 1 | 1 | 1 | 1 | 1 | 1 | 1 | 1 | 1 | 1 | 1 | 1 | 1 | 1 | 1 | 1 | 1 | 1 | 1 | 1 | 1 | 1 | 162 | cluster-IX-limits | Tx_Cluster_162_IX_Constraint | <= | 1500 | 1500 | 1500 | 1500 | 1500 | 1500 | 1500 | 1500 | 1500 | 1500 | 1500 | 1500 | 1500 | 1500 | 1500 | 1500 | 1500 | 1500 | 1500 | 1500 | 1500 | 1500 | 1500
33 | cluster-IX-limits | Tx_Cluster_33_IX_Constraint | Operational_New_Capacity_MW | Southern_PGAE_Li_Battery_8hr_33 |  | 1 | 1 | 1 | 1 | 1 | 1 | 1 | 1 | 1 | 1 | 1 | 1 | 1 | 1 | 1 | 1 | 1 | 1 | 1 | 1 | 1 | 1 | 1 | 163 | cluster-IX-limits | Tx_Cluster_163_IX_Constraint | <= | 4500 | 4500 | 4500 | 4500 | 4500 | 4500 | 4500 | 4500 | 4500 | 4500 | 4500 | 4500 | 4500 | 4500 | 4500 | 4500 | 4500 | 4500 | 4500 | 4500 | 4500 | 4500 | 4500
33 | cluster-IX-limits | Tx_Cluster_33_IX_Constraint | Operational_New_Capacity_MW | Southern_PGAE_Solar_33 |  | 1 | 1 | 1 | 1 | 1 | 1 | 1 | 1 | 1 | 1 | 1 | 1 | 1 | 1 | 1 | 1 | 1 | 1 | 1 | 1 | 1 | 1 | 1 | 164 | cluster-IX-limits | Tx_Cluster_164_IX_Constraint | <= | 1500 | 1500 | 1500 | 1500 | 1500 | 1500 | 1500 | 1500 | 1500 | 1500 | 1500 | 1500 | 1500 | 1500 | 1500 | 1500 | 1500 | 1500 | 1500 | 1500 | 1500 | 1500 | 1500
34 | cluster-IX-limits | Tx_Cluster_34_IX_Constraint | Operational_New_Capacity_MW | Southern_PGAE_Flow_Battery_34 |  | 1 | 1 | 1 | 1 | 1 | 1 | 1 | 1 | 1 | 1 | 1 | 1 | 1 | 1 | 1 | 1 | 1 | 1 | 1 | 1 | 1 | 1 | 1 | 165 | cluster-IX-limits | Tx_Cluster_165_IX_Constraint | <= | 200 | 200 | 200 | 200 | 200 | 200 | 200 | 200 | 200 | 200 | 200 | 200 | 200 | 200 | 200 | 200 | 200 | 200 | 200 | 200 | 200 | 200 | 200
34 | cluster-IX-limits | Tx_Cluster_34_IX_Constraint | Operational_New_Capacity_MW | Southern_PGAE_Li_Battery_4hr_34 |  | 1 | 1 | 1 | 1 | 1 | 1 | 1 | 1 | 1 | 1 | 1 | 1 | 1 | 1 | 1 | 1 | 1 | 1 | 1 | 1 | 1 | 1 | 1 | 166 | cluster-IX-limits | Tx_Cluster_166_IX_Constraint | <= | 1500 | 1500 | 1500 | 1500 | 1500 | 1500 | 1500 | 1500 | 1500 | 1500 | 1500 | 1500 | 1500 | 1500 | 1500 | 1500 | 1500 | 1500 | 1500 | 1500 | 1500 | 1500 | 1500
34 | cluster-IX-limits | Tx_Cluster_34_IX_Constraint | Operational_New_Capacity_MW | Southern_PGAE_Li_Battery_8hr_34 |  | 1 | 1 | 1 | 1 | 1 | 1 | 1 | 1 | 1 | 1 | 1 | 1 | 1 | 1 | 1 | 1 | 1 | 1 | 1 | 1 | 1 | 1 | 1 | 168 | cluster-IX-limits | Tx_Cluster_168_IX_Constraint | <= | 10500 | 10500 | 10500 | 10500 | 10500 | 10500 | 10500 | 10500 | 10500 | 10500 | 10500 | 10500 | 10500 | 10500 | 10500 | 10500 | 10500 | 10500 | 10500 | 10500 | 10500 | 10500 | 10500
34 | cluster-IX-limits | Tx_Cluster_34_IX_Constraint | Operational_New_Capacity_MW | Southern_PGAE_Solar_34 |  | 1 | 1 | 1 | 1 | 1 | 1 | 1 | 1 | 1 | 1 | 1 | 1 | 1 | 1 | 1 | 1 | 1 | 1 | 1 | 1 | 1 | 1 | 1 | 169 | cluster-IX-limits | Tx_Cluster_169_IX_Constraint | <= | 1500 | 1500 | 1500 | 1500 | 1500 | 1500 | 1500 | 1500 | 1500 | 1500 | 1500 | 1500 | 1500 | 1500 | 1500 | 1500 | 1500 | 1500 | 1500 | 1500 | 1500 | 1500 | 1500
35 | cluster-IX-limits | Tx_Cluster_35_IX_Constraint | Operational_New_Capacity_MW | Northern_California_Flow_Battery_35 |  | 1 | 1 | 1 | 1 | 1 | 1 | 1 | 1 | 1 | 1 | 1 | 1 | 1 | 1 | 1 | 1 | 1 | 1 | 1 | 1 | 1 | 1 | 1 | 170 | cluster-IX-limits | Tx_Cluster_170_IX_Constraint | <= | 100 | 100 | 100 | 100 | 100 | 100 | 100 | 100 | 100 | 100 | 100 | 100 | 100 | 100 | 100 | 100 | 100 | 100 | 100 | 100 | 100 | 100 | 100
35 | cluster-IX-limits | Tx_Cluster_35_IX_Constraint | Operational_New_Capacity_MW | Northern_California_Geothermal_35 |  | 1 | 1 | 1 | 1 | 1 | 1 | 1 | 1 | 1 | 1 | 1 | 1 | 1 | 1 | 1 | 1 | 1 | 1 | 1 | 1 | 1 | 1 | 1 | 172 | cluster-IX-limits | Tx_Cluster_172_IX_Constraint | <= | 1500 | 1500 | 1500 | 1500 | 1500 | 1500 | 1500 | 1500 | 1500 | 1500 | 1500 | 1500 | 1500 | 1500 | 1500 | 1500 | 1500 | 1500 | 1500 | 1500 | 1500 | 1500 | 1500
35 | cluster-IX-limits | Tx_Cluster_35_IX_Constraint | Operational_New_Capacity_MW | Northern_California_Li_Battery_4hr_35 |  | 1 | 1 | 1 | 1 | 1 | 1 | 1 | 1 | 1 | 1 | 1 | 1 | 1 | 1 | 1 | 1 | 1 | 1 | 1 | 1 | 1 | 1 | 1 | 173 | cluster-IX-limits | Tx_Cluster_173_IX_Constraint | <= | 100 | 100 | 100 | 100 | 100 | 100 | 100 | 100 | 100 | 100 | 100 | 100 | 100 | 100 | 100 | 100 | 100 | 100 | 100 | 100 | 100 | 100 | 100
35 | cluster-IX-limits | Tx_Cluster_35_IX_Constraint | Operational_New_Capacity_MW | Northern_California_Li_Battery_8hr_35 |  | 1 | 1 | 1 | 1 | 1 | 1 | 1 | 1 | 1 | 1 | 1 | 1 | 1 | 1 | 1 | 1 | 1 | 1 | 1 | 1 | 1 | 1 | 1 | 174 | cluster-IX-limits | Tx_Cluster_174_IX_Constraint | <= | 3000 | 3000 | 3000 | 3000 | 3000 | 3000 | 3000 | 3000 | 3000 | 3000 | 3000 | 3000 | 3000 | 3000 | 3000 | 3000 | 3000 | 3000 | 3000 | 3000 | 3000 | 3000 | 3000
35 | cluster-IX-limits | Tx_Cluster_35_IX_Constraint | Operational_New_Capacity_MW | Northern_California_Solar_35 |  | 1 | 1 | 1 | 1 | 1 | 1 | 1 | 1 | 1 | 1 | 1 | 1 | 1 | 1 | 1 | 1 | 1 | 1 | 1 | 1 | 1 | 1 | 1 | 175 | cluster-IX-limits | Tx_Cluster_175_IX_Constraint | <= | 100 | 100 | 100 | 100 | 100 | 100 | 100 | 100 | 100 | 100 | 100 | 100 | 100 | 100 | 100 | 100 | 100 | 100 | 100 | 100 | 100 | 100 | 100
35 | cluster-IX-limits | Tx_Cluster_35_IX_Constraint | Operational_New_Capacity_MW | Northern_California_Wind_35 |  | 1 | 1 | 1 | 1 | 1 | 1 | 1 | 1 | 1 | 1 | 1 | 1 | 1 | 1 | 1 | 1 | 1 | 1 | 1 | 1 | 1 | 1 | 1 | 176 | cluster-IX-limits | Tx_Cluster_176_IX_Constraint | <= | 100 | 100 | 100 | 100 | 100 | 100 | 100 | 100 | 100 | 100 | 100 | 100 | 100 | 100 | 100 | 100 | 100 | 100 | 100 | 100 | 100 | 100 | 100
37 | cluster-IX-limits | Tx_Cluster_37_IX_Constraint | Operational_New_Capacity_MW | Southern_PGAE_Flow_Battery_37 |  | 1 | 1 | 1 | 1 | 1 | 1 | 1 | 1 | 1 | 1 | 1 | 1 | 1 | 1 | 1 | 1 | 1 | 1 | 1 | 1 | 1 | 1 | 1 | 177 | cluster-IX-limits | Tx_Cluster_177_IX_Constraint | <= | 0 | 0 | 0 | 0 | 0 | 0 | 0 | 0 | 0 | 0 | 0 | 0 | 0 | 0 | 0 | 0 | 0 | 0 | 0 | 0 | 0 | 0 | 0
37 | cluster-IX-limits | Tx_Cluster_37_IX_Constraint | Operational_New_Capacity_MW | Southern_PGAE_Li_Battery_4hr_37 |  | 1 | 1 | 1 | 1 | 1 | 1 | 1 | 1 | 1 | 1 | 1 | 1 | 1 | 1 | 1 | 1 | 1 | 1 | 1 | 1 | 1 | 1 | 1 | 178 | cluster-IX-limits | Tx_Cluster_178_IX_Constraint | <= | 400 | 400 | 400 | 400 | 400 | 400 | 400 | 400 | 400 | 400 | 400 | 400 | 400 | 400 | 400 | 400 | 400 | 400 | 400 | 400 | 400 | 400 | 400
37 | cluster-IX-limits | Tx_Cluster_37_IX_Constraint | Operational_New_Capacity_MW | Southern_PGAE_Li_Battery_8hr_37 |  | 1 | 1 | 1 | 1 | 1 | 1 | 1 | 1 | 1 | 1 | 1 | 1 | 1 | 1 | 1 | 1 | 1 | 1 | 1 | 1 | 1 | 1 | 1 | 179 | cluster-IX-limits | Tx_Cluster_179_IX_Constraint | <= | 1700 | 1700 | 1700 | 1700 | 1700 | 1700 | 1700 | 1700 | 1700 | 1700 | 1700 | 1700 | 1700 | 1700 | 1700 | 1700 | 1700 | 1700 | 1700 | 1700 | 1700 | 1700 | 1700
37 | cluster-IX-limits | Tx_Cluster_37_IX_Constraint | Operational_New_Capacity_MW | Southern_PGAE_Solar_37 |  | 1 | 1 | 1 | 1 | 1 | 1 | 1 | 1 | 1 | 1 | 1 | 1 | 1 | 1 | 1 | 1 | 1 | 1 | 1 | 1 | 1 | 1 | 1 | 180 | cluster-IX-limits | Tx_Cluster_180_IX_Constraint | <= | 100 | 100 | 100 | 100 | 100 | 100 | 100 | 100 | 100 | 100 | 100 | 100 | 100 | 100 | 100 | 100 | 100 | 100 | 100 | 100 | 100 | 100 | 100
38 | cluster-IX-limits | Tx_Cluster_38_IX_Constraint | Operational_New_Capacity_MW | Northern_California_Flow_Battery_38 |  | 1 | 1 | 1 | 1 | 1 | 1 | 1 | 1 | 1 | 1 | 1 | 1 | 1 | 1 | 1 | 1 | 1 | 1 | 1 | 1 | 1 | 1 | 1 | 181 | cluster-IX-limits | Tx_Cluster_181_IX_Constraint | <= | 200 | 200 | 200 | 200 | 200 | 200 | 200 | 200 | 200 | 200 | 200 | 200 | 200 | 200 | 200 | 200 | 200 | 200 | 200 | 200 | 200 | 200 | 200
38 | cluster-IX-limits | Tx_Cluster_38_IX_Constraint | Operational_New_Capacity_MW | Northern_California_Li_Battery_4hr_38 |  | 1 | 1 | 1 | 1 | 1 | 1 | 1 | 1 | 1 | 1 | 1 | 1 | 1 | 1 | 1 | 1 | 1 | 1 | 1 | 1 | 1 | 1 | 1
38 | cluster-IX-limits | Tx_Cluster_38_IX_Constraint | Operational_New_Capacity_MW | Northern_California_Li_Battery_8hr_38 |  | 1 | 1 | 1 | 1 | 1 | 1 | 1 | 1 | 1 | 1 | 1 | 1 | 1 | 1 | 1 | 1 | 1 | 1 | 1 | 1 | 1 | 1 | 1
38 | cluster-IX-limits | Tx_Cluster_38_IX_Constraint | Operational_New_Capacity_MW | Northern_California_Solar_38 |  | 1 | 1 | 1 | 1 | 1 | 1 | 1 | 1 | 1 | 1 | 1 | 1 | 1 | 1 | 1 | 1 | 1 | 1 | 1 | 1 | 1 | 1 | 1
39 | cluster-IX-limits | Tx_Cluster_39_IX_Constraint | Operational_New_Capacity_MW | Southern_PGAE_Flow_Battery_39 |  | 1 | 1 | 1 | 1 | 1 | 1 | 1 | 1 | 1 | 1 | 1 | 1 | 1 | 1 | 1 | 1 | 1 | 1 | 1 | 1 | 1 | 1 | 1
39 | cluster-IX-limits | Tx_Cluster_39_IX_Constraint | Operational_New_Capacity_MW | Southern_PGAE_Li_Battery_4hr_39 |  | 1 | 1 | 1 | 1 | 1 | 1 | 1 | 1 | 1 | 1 | 1 | 1 | 1 | 1 | 1 | 1 | 1 | 1 | 1 | 1 | 1 | 1 | 1
39 | cluster-IX-limits | Tx_Cluster_39_IX_Constraint | Operational_New_Capacity_MW | Southern_PGAE_Li_Battery_8hr_39 |  | 1 | 1 | 1 | 1 | 1 | 1 | 1 | 1 | 1 | 1 | 1 | 1 | 1 | 1 | 1 | 1 | 1 | 1 | 1 | 1 | 1 | 1 | 1
39 | cluster-IX-limits | Tx_Cluster_39_IX_Constraint | Operational_New_Capacity_MW | Southern_PGAE_Solar_39 |  | 1 | 1 | 1 | 1 | 1 | 1 | 1 | 1 | 1 | 1 | 1 | 1 | 1 | 1 | 1 | 1 | 1 | 1 | 1 | 1 | 1 | 1 | 1
40 | cluster-IX-limits | Tx_Cluster_40_IX_Constraint | Operational_New_Capacity_MW | Southern_NV_Eldorado_Flow_Battery_40 |  | 1 | 1 | 1 | 1 | 1 | 1 | 1 | 1 | 1 | 1 | 1 | 1 | 1 | 1 | 1 | 1 | 1 | 1 | 1 | 1 | 1 | 1 | 1
40 | cluster-IX-limits | Tx_Cluster_40_IX_Constraint | Operational_New_Capacity_MW | Southern_NV_Eldorado_Li_Battery_4hr_40 |  | 1 | 1 | 1 | 1 | 1 | 1 | 1 | 1 | 1 | 1 | 1 | 1 | 1 | 1 | 1 | 1 | 1 | 1 | 1 | 1 | 1 | 1 | 1
40 | cluster-IX-limits | Tx_Cluster_40_IX_Constraint | Operational_New_Capacity_MW | Southern_NV_Eldorado_Li_Battery_8hr_40 |  | 1 | 1 | 1 | 1 | 1 | 1 | 1 | 1 | 1 | 1 | 1 | 1 | 1 | 1 | 1 | 1 | 1 | 1 | 1 | 1 | 1 | 1 | 1
40 | cluster-IX-limits | Tx_Cluster_40_IX_Constraint | Operational_New_Capacity_MW | Southern_NV_Eldorado_Solar_40 |  | 1 | 1 | 1 | 1 | 1 | 1 | 1 | 1 | 1 | 1 | 1 | 1 | 1 | 1 | 1 | 1 | 1 | 1 | 1 | 1 | 1 | 1 | 1
41 | cluster-IX-limits | Tx_Cluster_41_IX_Constraint | Operational_New_Capacity_MW | Northern_California_Flow_Battery_41 |  | 1 | 1 | 1 | 1 | 1 | 1 | 1 | 1 | 1 | 1 | 1 | 1 | 1 | 1 | 1 | 1 | 1 | 1 | 1 | 1 | 1 | 1 | 1
41 | cluster-IX-limits | Tx_Cluster_41_IX_Constraint | Operational_New_Capacity_MW | Northern_California_Li_Battery_4hr_41 |  | 1 | 1 | 1 | 1 | 1 | 1 | 1 | 1 | 1 | 1 | 1 | 1 | 1 | 1 | 1 | 1 | 1 | 1 | 1 | 1 | 1 | 1 | 1
41 | cluster-IX-limits | Tx_Cluster_41_IX_Constraint | Operational_New_Capacity_MW | Northern_California_Li_Battery_8hr_41 |  | 1 | 1 | 1 | 1 | 1 | 1 | 1 | 1 | 1 | 1 | 1 | 1 | 1 | 1 | 1 | 1 | 1 | 1 | 1 | 1 | 1 | 1 | 1
41 | cluster-IX-limits | Tx_Cluster_41_IX_Constraint | Operational_New_Capacity_MW | Northern_California_Solar_41 |  | 1 | 1 | 1 | 1 | 1 | 1 | 1 | 1 | 1 | 1 | 1 | 1 | 1 | 1 | 1 | 1 | 1 | 1 | 1 | 1 | 1 | 1 | 1
42 | cluster-IX-limits | Tx_Cluster_42_IX_Constraint | Operational_New_Capacity_MW | Central_Nevada_Geothermal_42 |  | 1 | 1 | 1 | 1 | 1 | 1 | 1 | 1 | 1 | 1 | 1 | 1 | 1 | 1 | 1 | 1 | 1 | 1 | 1 | 1 | 1 | 1 | 1
42 | cluster-IX-limits | Tx_Cluster_42_IX_Constraint | Operational_New_Capacity_MW | Southern_NV_Eldorado_Flow_Battery_42 |  | 1 | 1 | 1 | 1 | 1 | 1 | 1 | 1 | 1 | 1 | 1 | 1 | 1 | 1 | 1 | 1 | 1 | 1 | 1 | 1 | 1 | 1 | 1
42 | cluster-IX-limits | Tx_Cluster_42_IX_Constraint | Operational_New_Capacity_MW | Southern_NV_Eldorado_Li_Battery_4hr_42 |  | 1 | 1 | 1 | 1 | 1 | 1 | 1 | 1 | 1 | 1 | 1 | 1 | 1 | 1 | 1 | 1 | 1 | 1 | 1 | 1 | 1 | 1 | 1
42 | cluster-IX-limits | Tx_Cluster_42_IX_Constraint | Operational_New_Capacity_MW | Southern_NV_Eldorado_Li_Battery_8hr_42 |  | 1 | 1 | 1 | 1 | 1 | 1 | 1 | 1 | 1 | 1 | 1 | 1 | 1 | 1 | 1 | 1 | 1 | 1 | 1 | 1 | 1 | 1 | 1
42 | cluster-IX-limits | Tx_Cluster_42_IX_Constraint | Operational_New_Capacity_MW | Southern_NV_Eldorado_Solar_42 |  | 1 | 1 | 1 | 1 | 1 | 1 | 1 | 1 | 1 | 1 | 1 | 1 | 1 | 1 | 1 | 1 | 1 | 1 | 1 | 1 | 1 | 1 | 1
43 | cluster-IX-limits | Tx_Cluster_43_IX_Constraint | Operational_New_Capacity_MW | Southern_PGAE_Flow_Battery_43 |  | 1 | 1 | 1 | 1 | 1 | 1 | 1 | 1 | 1 | 1 | 1 | 1 | 1 | 1 | 1 | 1 | 1 | 1 | 1 | 1 | 1 | 1 | 1
43 | cluster-IX-limits | Tx_Cluster_43_IX_Constraint | Operational_New_Capacity_MW | Southern_PGAE_Li_Battery_4hr_43 |  | 1 | 1 | 1 | 1 | 1 | 1 | 1 | 1 | 1 | 1 | 1 | 1 | 1 | 1 | 1 | 1 | 1 | 1 | 1 | 1 | 1 | 1 | 1
43 | cluster-IX-limits | Tx_Cluster_43_IX_Constraint | Operational_New_Capacity_MW | Southern_PGAE_Li_Battery_8hr_43 |  | 1 | 1 | 1 | 1 | 1 | 1 | 1 | 1 | 1 | 1 | 1 | 1 | 1 | 1 | 1 | 1 | 1 | 1 | 1 | 1 | 1 | 1 | 1
43 | cluster-IX-limits | Tx_Cluster_43_IX_Constraint | Operational_New_Capacity_MW | Southern_PGAE_Solar_43 |  | 1 | 1 | 1 | 1 | 1 | 1 | 1 | 1 | 1 | 1 | 1 | 1 | 1 | 1 | 1 | 1 | 1 | 1 | 1 | 1 | 1 | 1 | 1
44 | cluster-IX-limits | Tx_Cluster_44_IX_Constraint | Operational_New_Capacity_MW | Northern_California_Flow_Battery_44 |  | 1 | 1 | 1 | 1 | 1 | 1 | 1 | 1 | 1 | 1 | 1 | 1 | 1 | 1 | 1 | 1 | 1 | 1 | 1 | 1 | 1 | 1 | 1
44 | cluster-IX-limits | Tx_Cluster_44_IX_Constraint | Operational_New_Capacity_MW | Northern_California_Li_Battery_4hr_44 |  | 1 | 1 | 1 | 1 | 1 | 1 | 1 | 1 | 1 | 1 | 1 | 1 | 1 | 1 | 1 | 1 | 1 | 1 | 1 | 1 | 1 | 1 | 1
44 | cluster-IX-limits | Tx_Cluster_44_IX_Constraint | Operational_New_Capacity_MW | Northern_California_Li_Battery_8hr_44 |  | 1 | 1 | 1 | 1 | 1 | 1 | 1 | 1 | 1 | 1 | 1 | 1 | 1 | 1 | 1 | 1 | 1 | 1 | 1 | 1 | 1 | 1 | 1
44 | cluster-IX-limits | Tx_Cluster_44_IX_Constraint | Operational_New_Capacity_MW | Northern_California_Solar_44 |  | 1 | 1 | 1 | 1 | 1 | 1 | 1 | 1 | 1 | 1 | 1 | 1 | 1 | 1 | 1 | 1 | 1 | 1 | 1 | 1 | 1 | 1 | 1
45 | cluster-IX-limits | Tx_Cluster_45_IX_Constraint | Operational_New_Capacity_MW | Southern_PGAE_Flow_Battery_45 |  | 1 | 1 | 1 | 1 | 1 | 1 | 1 | 1 | 1 | 1 | 1 | 1 | 1 | 1 | 1 | 1 | 1 | 1 | 1 | 1 | 1 | 1 | 1
45 | cluster-IX-limits | Tx_Cluster_45_IX_Constraint | Operational_New_Capacity_MW | Southern_PGAE_Li_Battery_4hr_45 |  | 1 | 1 | 1 | 1 | 1 | 1 | 1 | 1 | 1 | 1 | 1 | 1 | 1 | 1 | 1 | 1 | 1 | 1 | 1 | 1 | 1 | 1 | 1
45 | cluster-IX-limits | Tx_Cluster_45_IX_Constraint | Operational_New_Capacity_MW | Southern_PGAE_Li_Battery_8hr_45 |  | 1 | 1 | 1 | 1 | 1 | 1 | 1 | 1 | 1 | 1 | 1 | 1 | 1 | 1 | 1 | 1 | 1 | 1 | 1 | 1 | 1 | 1 | 1
45 | cluster-IX-limits | Tx_Cluster_45_IX_Constraint | Operational_New_Capacity_MW | Southern_PGAE_Solar_45 |  | 1 | 1 | 1 | 1 | 1 | 1 | 1 | 1 | 1 | 1 | 1 | 1 | 1 | 1 | 1 | 1 | 1 | 1 | 1 | 1 | 1 | 1 | 1
46 | cluster-IX-limits | Tx_Cluster_46_IX_Constraint | Operational_New_Capacity_MW | Southern_PGAE_Flow_Battery_46 |  | 1 | 1 | 1 | 1 | 1 | 1 | 1 | 1 | 1 | 1 | 1 | 1 | 1 | 1 | 1 | 1 | 1 | 1 | 1 | 1 | 1 | 1 | 1
46 | cluster-IX-limits | Tx_Cluster_46_IX_Constraint | Operational_New_Capacity_MW | Southern_PGAE_Li_Battery_4hr_46 |  | 1 | 1 | 1 | 1 | 1 | 1 | 1 | 1 | 1 | 1 | 1 | 1 | 1 | 1 | 1 | 1 | 1 | 1 | 1 | 1 | 1 | 1 | 1
46 | cluster-IX-limits | Tx_Cluster_46_IX_Constraint | Operational_New_Capacity_MW | Southern_PGAE_Li_Battery_8hr_46 |  | 1 | 1 | 1 | 1 | 1 | 1 | 1 | 1 | 1 | 1 | 1 | 1 | 1 | 1 | 1 | 1 | 1 | 1 | 1 | 1 | 1 | 1 | 1
46 | cluster-IX-limits | Tx_Cluster_46_IX_Constraint | Operational_New_Capacity_MW | Southern_PGAE_Solar_46 |  | 1 | 1 | 1 | 1 | 1 | 1 | 1 | 1 | 1 | 1 | 1 | 1 | 1 | 1 | 1 | 1 | 1 | 1 | 1 | 1 | 1 | 1 | 1
47 | cluster-IX-limits | Tx_Cluster_47_IX_Constraint | Operational_New_Capacity_MW | Central_Valley_North_Los_Banos_Biomass_47 |  | 1 | 1 | 1 | 1 | 1 | 1 | 1 | 1 | 1 | 1 | 1 | 1 | 1 | 1 | 1 | 1 | 1 | 1 | 1 | 1 | 1 | 1 | 1
47 | cluster-IX-limits | Tx_Cluster_47_IX_Constraint | Operational_New_Capacity_MW | Southern_PGAE_Flow_Battery_47 |  | 1 | 1 | 1 | 1 | 1 | 1 | 1 | 1 | 1 | 1 | 1 | 1 | 1 | 1 | 1 | 1 | 1 | 1 | 1 | 1 | 1 | 1 | 1
47 | cluster-IX-limits | Tx_Cluster_47_IX_Constraint | Operational_New_Capacity_MW | Southern_PGAE_Li_Battery_4hr_47 |  | 1 | 1 | 1 | 1 | 1 | 1 | 1 | 1 | 1 | 1 | 1 | 1 | 1 | 1 | 1 | 1 | 1 | 1 | 1 | 1 | 1 | 1 | 1
47 | cluster-IX-limits | Tx_Cluster_47_IX_Constraint | Operational_New_Capacity_MW | Southern_PGAE_Li_Battery_8hr_47 |  | 1 | 1 | 1 | 1 | 1 | 1 | 1 | 1 | 1 | 1 | 1 | 1 | 1 | 1 | 1 | 1 | 1 | 1 | 1 | 1 | 1 | 1 | 1
47 | cluster-IX-limits | Tx_Cluster_47_IX_Constraint | Operational_New_Capacity_MW | Southern_PGAE_Solar_47 |  | 1 | 1 | 1 | 1 | 1 | 1 | 1 | 1 | 1 | 1 | 1 | 1 | 1 | 1 | 1 | 1 | 1 | 1 | 1 | 1 | 1 | 1 | 1
48 | cluster-IX-limits | Tx_Cluster_48_IX_Constraint | Operational_New_Capacity_MW | Arizona_Flow_Battery_48 |  | 1 | 1 | 1 | 1 | 1 | 1 | 1 | 1 | 1 | 1 | 1 | 1 | 1 | 1 | 1 | 1 | 1 | 1 | 1 | 1 | 1 | 1 | 1
48 | cluster-IX-limits | Tx_Cluster_48_IX_Constraint | Operational_New_Capacity_MW | Arizona_Li_Battery_4hr_48 |  | 1 | 1 | 1 | 1 | 1 | 1 | 1 | 1 | 1 | 1 | 1 | 1 | 1 | 1 | 1 | 1 | 1 | 1 | 1 | 1 | 1 | 1 | 1
48 | cluster-IX-limits | Tx_Cluster_48_IX_Constraint | Operational_New_Capacity_MW | Arizona_Li_Battery_8hr_48 |  | 1 | 1 | 1 | 1 | 1 | 1 | 1 | 1 | 1 | 1 | 1 | 1 | 1 | 1 | 1 | 1 | 1 | 1 | 1 | 1 | 1 | 1 | 1
48 | cluster-IX-limits | Tx_Cluster_48_IX_Constraint | Operational_New_Capacity_MW | Arizona_Solar_48 |  | 1 | 1 | 1 | 1 | 1 | 1 | 1 | 1 | 1 | 1 | 1 | 1 | 1 | 1 | 1 | 1 | 1 | 1 | 1 | 1 | 1 | 1 | 1
49 | cluster-IX-limits | Tx_Cluster_49_IX_Constraint | Operational_New_Capacity_MW | Southern_PGAE_Flow_Battery_49 |  | 1 | 1 | 1 | 1 | 1 | 1 | 1 | 1 | 1 | 1 | 1 | 1 | 1 | 1 | 1 | 1 | 1 | 1 | 1 | 1 | 1 | 1 | 1
49 | cluster-IX-limits | Tx_Cluster_49_IX_Constraint | Operational_New_Capacity_MW | Southern_PGAE_Li_Battery_4hr_49 |  | 1 | 1 | 1 | 1 | 1 | 1 | 1 | 1 | 1 | 1 | 1 | 1 | 1 | 1 | 1 | 1 | 1 | 1 | 1 | 1 | 1 | 1 | 1
49 | cluster-IX-limits | Tx_Cluster_49_IX_Constraint | Operational_New_Capacity_MW | Southern_PGAE_Li_Battery_8hr_49 |  | 1 | 1 | 1 | 1 | 1 | 1 | 1 | 1 | 1 | 1 | 1 | 1 | 1 | 1 | 1 | 1 | 1 | 1 | 1 | 1 | 1 | 1 | 1
49 | cluster-IX-limits | Tx_Cluster_49_IX_Constraint | Operational_New_Capacity_MW | Southern_PGAE_Solar_49 |  | 1 | 1 | 1 | 1 | 1 | 1 | 1 | 1 | 1 | 1 | 1 | 1 | 1 | 1 | 1 | 1 | 1 | 1 | 1 | 1 | 1 | 1 | 1
51 | cluster-IX-limits | Tx_Cluster_51_IX_Constraint | Operational_New_Capacity_MW | Northern_California_Flow_Battery_51 |  | 1 | 1 | 1 | 1 | 1 | 1 | 1 | 1 | 1 | 1 | 1 | 1 | 1 | 1 | 1 | 1 | 1 | 1 | 1 | 1 | 1 | 1 | 1
51 | cluster-IX-limits | Tx_Cluster_51_IX_Constraint | Operational_New_Capacity_MW | Northern_California_Li_Battery_4hr_51 |  | 1 | 1 | 1 | 1 | 1 | 1 | 1 | 1 | 1 | 1 | 1 | 1 | 1 | 1 | 1 | 1 | 1 | 1 | 1 | 1 | 1 | 1 | 1
51 | cluster-IX-limits | Tx_Cluster_51_IX_Constraint | Operational_New_Capacity_MW | Northern_California_Li_Battery_8hr_51 |  | 1 | 1 | 1 | 1 | 1 | 1 | 1 | 1 | 1 | 1 | 1 | 1 | 1 | 1 | 1 | 1 | 1 | 1 | 1 | 1 | 1 | 1 | 1
51 | cluster-IX-limits | Tx_Cluster_51_IX_Constraint | Operational_New_Capacity_MW | Northern_California_Solar_51 |  | 1 | 1 | 1 | 1 | 1 | 1 | 1 | 1 | 1 | 1 | 1 | 1 | 1 | 1 | 1 | 1 | 1 | 1 | 1 | 1 | 1 | 1 | 1
52 | cluster-IX-limits | Tx_Cluster_52_IX_Constraint | Operational_New_Capacity_MW | Southern_PGAE_Flow_Battery_52 |  | 1 | 1 | 1 | 1 | 1 | 1 | 1 | 1 | 1 | 1 | 1 | 1 | 1 | 1 | 1 | 1 | 1 | 1 | 1 | 1 | 1 | 1 | 1
52 | cluster-IX-limits | Tx_Cluster_52_IX_Constraint | Operational_New_Capacity_MW | Southern_PGAE_Li_Battery_4hr_52 |  | 1 | 1 | 1 | 1 | 1 | 1 | 1 | 1 | 1 | 1 | 1 | 1 | 1 | 1 | 1 | 1 | 1 | 1 | 1 | 1 | 1 | 1 | 1
52 | cluster-IX-limits | Tx_Cluster_52_IX_Constraint | Operational_New_Capacity_MW | Southern_PGAE_Li_Battery_8hr_52 |  | 1 | 1 | 1 | 1 | 1 | 1 | 1 | 1 | 1 | 1 | 1 | 1 | 1 | 1 | 1 | 1 | 1 | 1 | 1 | 1 | 1 | 1 | 1
52 | cluster-IX-limits | Tx_Cluster_52_IX_Constraint | Operational_New_Capacity_MW | Southern_PGAE_Solar_52 |  | 1 | 1 | 1 | 1 | 1 | 1 | 1 | 1 | 1 | 1 | 1 | 1 | 1 | 1 | 1 | 1 | 1 | 1 | 1 | 1 | 1 | 1 | 1
54 | cluster-IX-limits | Tx_Cluster_54_IX_Constraint | Operational_New_Capacity_MW | Southern_PGAE_Flow_Battery_54 |  | 1 | 1 | 1 | 1 | 1 | 1 | 1 | 1 | 1 | 1 | 1 | 1 | 1 | 1 | 1 | 1 | 1 | 1 | 1 | 1 | 1 | 1 | 1
54 | cluster-IX-limits | Tx_Cluster_54_IX_Constraint | Operational_New_Capacity_MW | Southern_PGAE_Li_Battery_4hr_54 |  | 1 | 1 | 1 | 1 | 1 | 1 | 1 | 1 | 1 | 1 | 1 | 1 | 1 | 1 | 1 | 1 | 1 | 1 | 1 | 1 | 1 | 1 | 1
54 | cluster-IX-limits | Tx_Cluster_54_IX_Constraint | Operational_New_Capacity_MW | Southern_PGAE_Li_Battery_8hr_54 |  | 1 | 1 | 1 | 1 | 1 | 1 | 1 | 1 | 1 | 1 | 1 | 1 | 1 | 1 | 1 | 1 | 1 | 1 | 1 | 1 | 1 | 1 | 1
54 | cluster-IX-limits | Tx_Cluster_54_IX_Constraint | Operational_New_Capacity_MW | Southern_PGAE_Solar_54 |  | 1 | 1 | 1 | 1 | 1 | 1 | 1 | 1 | 1 | 1 | 1 | 1 | 1 | 1 | 1 | 1 | 1 | 1 | 1 | 1 | 1 | 1 | 1
55 | cluster-IX-limits | Tx_Cluster_55_IX_Constraint | Operational_New_Capacity_MW | Arizona_Flow_Battery_55 |  | 1 | 1 | 1 | 1 | 1 | 1 | 1 | 1 | 1 | 1 | 1 | 1 | 1 | 1 | 1 | 1 | 1 | 1 | 1 | 1 | 1 | 1 | 1
55 | cluster-IX-limits | Tx_Cluster_55_IX_Constraint | Operational_New_Capacity_MW | Arizona_Li_Battery_4hr_55 |  | 1 | 1 | 1 | 1 | 1 | 1 | 1 | 1 | 1 | 1 | 1 | 1 | 1 | 1 | 1 | 1 | 1 | 1 | 1 | 1 | 1 | 1 | 1
55 | cluster-IX-limits | Tx_Cluster_55_IX_Constraint | Operational_New_Capacity_MW | Arizona_Li_Battery_8hr_55 |  | 1 | 1 | 1 | 1 | 1 | 1 | 1 | 1 | 1 | 1 | 1 | 1 | 1 | 1 | 1 | 1 | 1 | 1 | 1 | 1 | 1 | 1 | 1
55 | cluster-IX-limits | Tx_Cluster_55_IX_Constraint | Operational_New_Capacity_MW | Arizona_Solar_55 |  | 1 | 1 | 1 | 1 | 1 | 1 | 1 | 1 | 1 | 1 | 1 | 1 | 1 | 1 | 1 | 1 | 1 | 1 | 1 | 1 | 1 | 1 | 1
55 | cluster-IX-limits | Tx_Cluster_55_IX_Constraint | Operational_New_Capacity_MW | New_Mexico_Wind_55 |  | 1 | 1 | 1 | 1 | 1 | 1 | 1 | 1 | 1 | 1 | 1 | 1 | 1 | 1 | 1 | 1 | 1 | 1 | 1 | 1 | 1 | 1 | 1
57 | cluster-IX-limits | Tx_Cluster_57_IX_Constraint | Operational_New_Capacity_MW | Northern_California_Flow_Battery_57 |  | 1 | 1 | 1 | 1 | 1 | 1 | 1 | 1 | 1 | 1 | 1 | 1 | 1 | 1 | 1 | 1 | 1 | 1 | 1 | 1 | 1 | 1 | 1
57 | cluster-IX-limits | Tx_Cluster_57_IX_Constraint | Operational_New_Capacity_MW | Northern_California_Li_Battery_4hr_57 |  | 1 | 1 | 1 | 1 | 1 | 1 | 1 | 1 | 1 | 1 | 1 | 1 | 1 | 1 | 1 | 1 | 1 | 1 | 1 | 1 | 1 | 1 | 1
57 | cluster-IX-limits | Tx_Cluster_57_IX_Constraint | Operational_New_Capacity_MW | Northern_California_Li_Battery_8hr_57 |  | 1 | 1 | 1 | 1 | 1 | 1 | 1 | 1 | 1 | 1 | 1 | 1 | 1 | 1 | 1 | 1 | 1 | 1 | 1 | 1 | 1 | 1 | 1
57 | cluster-IX-limits | Tx_Cluster_57_IX_Constraint | Operational_New_Capacity_MW | Northern_California_Solar_57 |  | 1 | 1 | 1 | 1 | 1 | 1 | 1 | 1 | 1 | 1 | 1 | 1 | 1 | 1 | 1 | 1 | 1 | 1 | 1 | 1 | 1 | 1 | 1
58 | cluster-IX-limits | Tx_Cluster_58_IX_Constraint | Operational_New_Capacity_MW | Greater_LA_Flow_Battery_58 |  | 1 | 1 | 1 | 1 | 1 | 1 | 1 | 1 | 1 | 1 | 1 | 1 | 1 | 1 | 1 | 1 | 1 | 1 | 1 | 1 | 1 | 1 | 1
58 | cluster-IX-limits | Tx_Cluster_58_IX_Constraint | Operational_New_Capacity_MW | Greater_LA_Li_Battery_4hr_58 |  | 1 | 1 | 1 | 1 | 1 | 1 | 1 | 1 | 1 | 1 | 1 | 1 | 1 | 1 | 1 | 1 | 1 | 1 | 1 | 1 | 1 | 1 | 1
58 | cluster-IX-limits | Tx_Cluster_58_IX_Constraint | Operational_New_Capacity_MW | Greater_LA_Li_Battery_8hr_58 |  | 1 | 1 | 1 | 1 | 1 | 1 | 1 | 1 | 1 | 1 | 1 | 1 | 1 | 1 | 1 | 1 | 1 | 1 | 1 | 1 | 1 | 1 | 1
58 | cluster-IX-limits | Tx_Cluster_58_IX_Constraint | Operational_New_Capacity_MW | Greater_LA_Solar_58 |  | 1 | 1 | 1 | 1 | 1 | 1 | 1 | 1 | 1 | 1 | 1 | 1 | 1 | 1 | 1 | 1 | 1 | 1 | 1 | 1 | 1 | 1 | 1
59 | cluster-IX-limits | Tx_Cluster_59_IX_Constraint | Operational_New_Capacity_MW | Riverside_East_Pumped_Storage_59 |  | 1 | 1 | 1 | 1 | 1 | 1 | 1 | 1 | 1 | 1 | 1 | 1 | 1 | 1 | 1 | 1 | 1 | 1 | 1 | 1 | 1 | 1 | 1
59 | cluster-IX-limits | Tx_Cluster_59_IX_Constraint | Operational_New_Capacity_MW | Riverside_Flow_Battery_59 |  | 1 | 1 | 1 | 1 | 1 | 1 | 1 | 1 | 1 | 1 | 1 | 1 | 1 | 1 | 1 | 1 | 1 | 1 | 1 | 1 | 1 | 1 | 1
59 | cluster-IX-limits | Tx_Cluster_59_IX_Constraint | Operational_New_Capacity_MW | Riverside_Li_Battery_4hr_59 |  | 1 | 1 | 1 | 1 | 1 | 1 | 1 | 1 | 1 | 1 | 1 | 1 | 1 | 1 | 1 | 1 | 1 | 1 | 1 | 1 | 1 | 1 | 1
59 | cluster-IX-limits | Tx_Cluster_59_IX_Constraint | Operational_New_Capacity_MW | Riverside_Li_Battery_8hr_59 |  | 1 | 1 | 1 | 1 | 1 | 1 | 1 | 1 | 1 | 1 | 1 | 1 | 1 | 1 | 1 | 1 | 1 | 1 | 1 | 1 | 1 | 1 | 1
59 | cluster-IX-limits | Tx_Cluster_59_IX_Constraint | Operational_New_Capacity_MW | Riverside_Solar_59 |  | 1 | 1 | 1 | 1 | 1 | 1 | 1 | 1 | 1 | 1 | 1 | 1 | 1 | 1 | 1 | 1 | 1 | 1 | 1 | 1 | 1 | 1 | 1
60 | cluster-IX-limits | Tx_Cluster_60_IX_Constraint | Operational_New_Capacity_MW | Riverside_Flow_Battery_60 |  | 1 | 1 | 1 | 1 | 1 | 1 | 1 | 1 | 1 | 1 | 1 | 1 | 1 | 1 | 1 | 1 | 1 | 1 | 1 | 1 | 1 | 1 | 1
60 | cluster-IX-limits | Tx_Cluster_60_IX_Constraint | Operational_New_Capacity_MW | Riverside_Li_Battery_4hr_60 |  | 1 | 1 | 1 | 1 | 1 | 1 | 1 | 1 | 1 | 1 | 1 | 1 | 1 | 1 | 1 | 1 | 1 | 1 | 1 | 1 | 1 | 1 | 1
60 | cluster-IX-limits | Tx_Cluster_60_IX_Constraint | Operational_New_Capacity_MW | Riverside_Li_Battery_8hr_60 |  | 1 | 1 | 1 | 1 | 1 | 1 | 1 | 1 | 1 | 1 | 1 | 1 | 1 | 1 | 1 | 1 | 1 | 1 | 1 | 1 | 1 | 1 | 1
60 | cluster-IX-limits | Tx_Cluster_60_IX_Constraint | Operational_New_Capacity_MW | Riverside_Solar_60 |  | 1 | 1 | 1 | 1 | 1 | 1 | 1 | 1 | 1 | 1 | 1 | 1 | 1 | 1 | 1 | 1 | 1 | 1 | 1 | 1 | 1 | 1 | 1
61 | cluster-IX-limits | Tx_Cluster_61_IX_Constraint | Operational_New_Capacity_MW | Southern_PGAE_Flow_Battery_61 |  | 1 | 1 | 1 | 1 | 1 | 1 | 1 | 1 | 1 | 1 | 1 | 1 | 1 | 1 | 1 | 1 | 1 | 1 | 1 | 1 | 1 | 1 | 1
61 | cluster-IX-limits | Tx_Cluster_61_IX_Constraint | Operational_New_Capacity_MW | Southern_PGAE_Li_Battery_4hr_61 |  | 1 | 1 | 1 | 1 | 1 | 1 | 1 | 1 | 1 | 1 | 1 | 1 | 1 | 1 | 1 | 1 | 1 | 1 | 1 | 1 | 1 | 1 | 1
61 | cluster-IX-limits | Tx_Cluster_61_IX_Constraint | Operational_New_Capacity_MW | Southern_PGAE_Li_Battery_8hr_61 |  | 1 | 1 | 1 | 1 | 1 | 1 | 1 | 1 | 1 | 1 | 1 | 1 | 1 | 1 | 1 | 1 | 1 | 1 | 1 | 1 | 1 | 1 | 1
61 | cluster-IX-limits | Tx_Cluster_61_IX_Constraint | Operational_New_Capacity_MW | Southern_PGAE_Solar_61 |  | 1 | 1 | 1 | 1 | 1 | 1 | 1 | 1 | 1 | 1 | 1 | 1 | 1 | 1 | 1 | 1 | 1 | 1 | 1 | 1 | 1 | 1 | 1
62 | cluster-IX-limits | Tx_Cluster_62_IX_Constraint | Operational_New_Capacity_MW | Arizona_Flow_Battery_62 |  | 1 | 1 | 1 | 1 | 1 | 1 | 1 | 1 | 1 | 1 | 1 | 1 | 1 | 1 | 1 | 1 | 1 | 1 | 1 | 1 | 1 | 1 | 1
62 | cluster-IX-limits | Tx_Cluster_62_IX_Constraint | Operational_New_Capacity_MW | Arizona_Li_Battery_4hr_62 |  | 1 | 1 | 1 | 1 | 1 | 1 | 1 | 1 | 1 | 1 | 1 | 1 | 1 | 1 | 1 | 1 | 1 | 1 | 1 | 1 | 1 | 1 | 1
62 | cluster-IX-limits | Tx_Cluster_62_IX_Constraint | Operational_New_Capacity_MW | Arizona_Li_Battery_8hr_62 |  | 1 | 1 | 1 | 1 | 1 | 1 | 1 | 1 | 1 | 1 | 1 | 1 | 1 | 1 | 1 | 1 | 1 | 1 | 1 | 1 | 1 | 1 | 1
62 | cluster-IX-limits | Tx_Cluster_62_IX_Constraint | Operational_New_Capacity_MW | Arizona_Solar_62 |  | 1 | 1 | 1 | 1 | 1 | 1 | 1 | 1 | 1 | 1 | 1 | 1 | 1 | 1 | 1 | 1 | 1 | 1 | 1 | 1 | 1 | 1 | 1
63 | cluster-IX-limits | Tx_Cluster_63_IX_Constraint | Operational_New_Capacity_MW | Greater_Imperial_Flow_Battery_63 |  | 1 | 1 | 1 | 1 | 1 | 1 | 1 | 1 | 1 | 1 | 1 | 1 | 1 | 1 | 1 | 1 | 1 | 1 | 1 | 1 | 1 | 1 | 1
63 | cluster-IX-limits | Tx_Cluster_63_IX_Constraint | Operational_New_Capacity_MW | Greater_Imperial_Geothermal_63 |  | 1 | 1 | 1 | 1 | 1 | 1 | 1 | 1 | 1 | 1 | 1 | 1 | 1 | 1 | 1 | 1 | 1 | 1 | 1 | 1 | 1 | 1 | 1
63 | cluster-IX-limits | Tx_Cluster_63_IX_Constraint | Operational_New_Capacity_MW | Greater_Imperial_Li_Battery_4hr_63 |  | 1 | 1 | 1 | 1 | 1 | 1 | 1 | 1 | 1 | 1 | 1 | 1 | 1 | 1 | 1 | 1 | 1 | 1 | 1 | 1 | 1 | 1 | 1
63 | cluster-IX-limits | Tx_Cluster_63_IX_Constraint | Operational_New_Capacity_MW | Greater_Imperial_Li_Battery_8hr_63 |  | 1 | 1 | 1 | 1 | 1 | 1 | 1 | 1 | 1 | 1 | 1 | 1 | 1 | 1 | 1 | 1 | 1 | 1 | 1 | 1 | 1 | 1 | 1
63 | cluster-IX-limits | Tx_Cluster_63_IX_Constraint | Operational_New_Capacity_MW | Greater_Imperial_Solar_63 |  | 1 | 1 | 1 | 1 | 1 | 1 | 1 | 1 | 1 | 1 | 1 | 1 | 1 | 1 | 1 | 1 | 1 | 1 | 1 | 1 | 1 | 1 | 1
66 | cluster-IX-limits | Tx_Cluster_66_IX_Constraint | Operational_New_Capacity_MW | Tehachapi_Flow_Battery_66 |  | 1 | 1 | 1 | 1 | 1 | 1 | 1 | 1 | 1 | 1 | 1 | 1 | 1 | 1 | 1 | 1 | 1 | 1 | 1 | 1 | 1 | 1 | 1
66 | cluster-IX-limits | Tx_Cluster_66_IX_Constraint | Operational_New_Capacity_MW | Tehachapi_Li_Battery_4hr_66 |  | 1 | 1 | 1 | 1 | 1 | 1 | 1 | 1 | 1 | 1 | 1 | 1 | 1 | 1 | 1 | 1 | 1 | 1 | 1 | 1 | 1 | 1 | 1
66 | cluster-IX-limits | Tx_Cluster_66_IX_Constraint | Operational_New_Capacity_MW | Tehachapi_Li_Battery_8hr_66 |  | 1 | 1 | 1 | 1 | 1 | 1 | 1 | 1 | 1 | 1 | 1 | 1 | 1 | 1 | 1 | 1 | 1 | 1 | 1 | 1 | 1 | 1 | 1
66 | cluster-IX-limits | Tx_Cluster_66_IX_Constraint | Operational_New_Capacity_MW | Tehachapi_Solar_66 |  | 1 | 1 | 1 | 1 | 1 | 1 | 1 | 1 | 1 | 1 | 1 | 1 | 1 | 1 | 1 | 1 | 1 | 1 | 1 | 1 | 1 | 1 | 1
68 | cluster-IX-limits | Tx_Cluster_68_IX_Constraint | Operational_New_Capacity_MW | Northern_California_Flow_Battery_68 |  | 1 | 1 | 1 | 1 | 1 | 1 | 1 | 1 | 1 | 1 | 1 | 1 | 1 | 1 | 1 | 1 | 1 | 1 | 1 | 1 | 1 | 1 | 1
68 | cluster-IX-limits | Tx_Cluster_68_IX_Constraint | Operational_New_Capacity_MW | Northern_California_Li_Battery_4hr_68 |  | 1 | 1 | 1 | 1 | 1 | 1 | 1 | 1 | 1 | 1 | 1 | 1 | 1 | 1 | 1 | 1 | 1 | 1 | 1 | 1 | 1 | 1 | 1
68 | cluster-IX-limits | Tx_Cluster_68_IX_Constraint | Operational_New_Capacity_MW | Northern_California_Li_Battery_8hr_68 |  | 1 | 1 | 1 | 1 | 1 | 1 | 1 | 1 | 1 | 1 | 1 | 1 | 1 | 1 | 1 | 1 | 1 | 1 | 1 | 1 | 1 | 1 | 1
68 | cluster-IX-limits | Tx_Cluster_68_IX_Constraint | Operational_New_Capacity_MW | Northern_California_Solar_68 |  | 1 | 1 | 1 | 1 | 1 | 1 | 1 | 1 | 1 | 1 | 1 | 1 | 1 | 1 | 1 | 1 | 1 | 1 | 1 | 1 | 1 | 1 | 1
69 | cluster-IX-limits | Tx_Cluster_69_IX_Constraint | Operational_New_Capacity_MW | Southern_PGAE_Flow_Battery_69 |  | 1 | 1 | 1 | 1 | 1 | 1 | 1 | 1 | 1 | 1 | 1 | 1 | 1 | 1 | 1 | 1 | 1 | 1 | 1 | 1 | 1 | 1 | 1
69 | cluster-IX-limits | Tx_Cluster_69_IX_Constraint | Operational_New_Capacity_MW | Southern_PGAE_Li_Battery_4hr_69 |  | 1 | 1 | 1 | 1 | 1 | 1 | 1 | 1 | 1 | 1 | 1 | 1 | 1 | 1 | 1 | 1 | 1 | 1 | 1 | 1 | 1 | 1 | 1
69 | cluster-IX-limits | Tx_Cluster_69_IX_Constraint | Operational_New_Capacity_MW | Southern_PGAE_Li_Battery_8hr_69 |  | 1 | 1 | 1 | 1 | 1 | 1 | 1 | 1 | 1 | 1 | 1 | 1 | 1 | 1 | 1 | 1 | 1 | 1 | 1 | 1 | 1 | 1 | 1
69 | cluster-IX-limits | Tx_Cluster_69_IX_Constraint | Operational_New_Capacity_MW | Southern_PGAE_Solar_69 |  | 1 | 1 | 1 | 1 | 1 | 1 | 1 | 1 | 1 | 1 | 1 | 1 | 1 | 1 | 1 | 1 | 1 | 1 | 1 | 1 | 1 | 1 | 1
70 | cluster-IX-limits | Tx_Cluster_70_IX_Constraint | Operational_New_Capacity_MW | Northern_California_Flow_Battery_70 |  | 1 | 1 | 1 | 1 | 1 | 1 | 1 | 1 | 1 | 1 | 1 | 1 | 1 | 1 | 1 | 1 | 1 | 1 | 1 | 1 | 1 | 1 | 1
70 | cluster-IX-limits | Tx_Cluster_70_IX_Constraint | Operational_New_Capacity_MW | Northern_California_Geothermal_70 |  | 1 | 1 | 1 | 1 | 1 | 1 | 1 | 1 | 1 | 1 | 1 | 1 | 1 | 1 | 1 | 1 | 1 | 1 | 1 | 1 | 1 | 1 | 1
70 | cluster-IX-limits | Tx_Cluster_70_IX_Constraint | Operational_New_Capacity_MW | Northern_California_Li_Battery_4hr_70 |  | 1 | 1 | 1 | 1 | 1 | 1 | 1 | 1 | 1 | 1 | 1 | 1 | 1 | 1 | 1 | 1 | 1 | 1 | 1 | 1 | 1 | 1 | 1
70 | cluster-IX-limits | Tx_Cluster_70_IX_Constraint | Operational_New_Capacity_MW | Northern_California_Li_Battery_8hr_70 |  | 1 | 1 | 1 | 1 | 1 | 1 | 1 | 1 | 1 | 1 | 1 | 1 | 1 | 1 | 1 | 1 | 1 | 1 | 1 | 1 | 1 | 1 | 1
70 | cluster-IX-limits | Tx_Cluster_70_IX_Constraint | Operational_New_Capacity_MW | Northern_California_Solar_70 |  | 1 | 1 | 1 | 1 | 1 | 1 | 1 | 1 | 1 | 1 | 1 | 1 | 1 | 1 | 1 | 1 | 1 | 1 | 1 | 1 | 1 | 1 | 1
72 | cluster-IX-limits | Tx_Cluster_72_IX_Constraint | Operational_New_Capacity_MW | Southern_PGAE_Flow_Battery_72 |  | 1 | 1 | 1 | 1 | 1 | 1 | 1 | 1 | 1 | 1 | 1 | 1 | 1 | 1 | 1 | 1 | 1 | 1 | 1 | 1 | 1 | 1 | 1
72 | cluster-IX-limits | Tx_Cluster_72_IX_Constraint | Operational_New_Capacity_MW | Southern_PGAE_Li_Battery_4hr_72 |  | 1 | 1 | 1 | 1 | 1 | 1 | 1 | 1 | 1 | 1 | 1 | 1 | 1 | 1 | 1 | 1 | 1 | 1 | 1 | 1 | 1 | 1 | 1
72 | cluster-IX-limits | Tx_Cluster_72_IX_Constraint | Operational_New_Capacity_MW | Southern_PGAE_Li_Battery_8hr_72 |  | 1 | 1 | 1 | 1 | 1 | 1 | 1 | 1 | 1 | 1 | 1 | 1 | 1 | 1 | 1 | 1 | 1 | 1 | 1 | 1 | 1 | 1 | 1
72 | cluster-IX-limits | Tx_Cluster_72_IX_Constraint | Operational_New_Capacity_MW | Southern_PGAE_Solar_72 |  | 1 | 1 | 1 | 1 | 1 | 1 | 1 | 1 | 1 | 1 | 1 | 1 | 1 | 1 | 1 | 1 | 1 | 1 | 1 | 1 | 1 | 1 | 1
73 | cluster-IX-limits | Tx_Cluster_73_IX_Constraint | Operational_New_Capacity_MW | Northern_California_Flow_Battery_73 |  | 1 | 1 | 1 | 1 | 1 | 1 | 1 | 1 | 1 | 1 | 1 | 1 | 1 | 1 | 1 | 1 | 1 | 1 | 1 | 1 | 1 | 1 | 1
73 | cluster-IX-limits | Tx_Cluster_73_IX_Constraint | Operational_New_Capacity_MW | Northern_California_Li_Battery_4hr_73 |  | 1 | 1 | 1 | 1 | 1 | 1 | 1 | 1 | 1 | 1 | 1 | 1 | 1 | 1 | 1 | 1 | 1 | 1 | 1 | 1 | 1 | 1 | 1
73 | cluster-IX-limits | Tx_Cluster_73_IX_Constraint | Operational_New_Capacity_MW | Northern_California_Li_Battery_8hr_73 |  | 1 | 1 | 1 | 1 | 1 | 1 | 1 | 1 | 1 | 1 | 1 | 1 | 1 | 1 | 1 | 1 | 1 | 1 | 1 | 1 | 1 | 1 | 1
73 | cluster-IX-limits | Tx_Cluster_73_IX_Constraint | Operational_New_Capacity_MW | Northern_California_Solar_73 |  | 1 | 1 | 1 | 1 | 1 | 1 | 1 | 1 | 1 | 1 | 1 | 1 | 1 | 1 | 1 | 1 | 1 | 1 | 1 | 1 | 1 | 1 | 1
74 | cluster-IX-limits | Tx_Cluster_74_IX_Constraint | Operational_New_Capacity_MW | Southern_PGAE_Flow_Battery_74 |  | 1 | 1 | 1 | 1 | 1 | 1 | 1 | 1 | 1 | 1 | 1 | 1 | 1 | 1 | 1 | 1 | 1 | 1 | 1 | 1 | 1 | 1 | 1
74 | cluster-IX-limits | Tx_Cluster_74_IX_Constraint | Operational_New_Capacity_MW | Southern_PGAE_Li_Battery_4hr_74 |  | 1 | 1 | 1 | 1 | 1 | 1 | 1 | 1 | 1 | 1 | 1 | 1 | 1 | 1 | 1 | 1 | 1 | 1 | 1 | 1 | 1 | 1 | 1
74 | cluster-IX-limits | Tx_Cluster_74_IX_Constraint | Operational_New_Capacity_MW | Southern_PGAE_Li_Battery_8hr_74 |  | 1 | 1 | 1 | 1 | 1 | 1 | 1 | 1 | 1 | 1 | 1 | 1 | 1 | 1 | 1 | 1 | 1 | 1 | 1 | 1 | 1 | 1 | 1
74 | cluster-IX-limits | Tx_Cluster_74_IX_Constraint | Operational_New_Capacity_MW | Southern_PGAE_Solar_74 |  | 1 | 1 | 1 | 1 | 1 | 1 | 1 | 1 | 1 | 1 | 1 | 1 | 1 | 1 | 1 | 1 | 1 | 1 | 1 | 1 | 1 | 1 | 1
75 | cluster-IX-limits | Tx_Cluster_75_IX_Constraint | Operational_New_Capacity_MW | Southern_PGAE_Flow_Battery_75 |  | 1 | 1 | 1 | 1 | 1 | 1 | 1 | 1 | 1 | 1 | 1 | 1 | 1 | 1 | 1 | 1 | 1 | 1 | 1 | 1 | 1 | 1 | 1
75 | cluster-IX-limits | Tx_Cluster_75_IX_Constraint | Operational_New_Capacity_MW | Southern_PGAE_Li_Battery_4hr_75 |  | 1 | 1 | 1 | 1 | 1 | 1 | 1 | 1 | 1 | 1 | 1 | 1 | 1 | 1 | 1 | 1 | 1 | 1 | 1 | 1 | 1 | 1 | 1
75 | cluster-IX-limits | Tx_Cluster_75_IX_Constraint | Operational_New_Capacity_MW | Southern_PGAE_Li_Battery_8hr_75 |  | 1 | 1 | 1 | 1 | 1 | 1 | 1 | 1 | 1 | 1 | 1 | 1 | 1 | 1 | 1 | 1 | 1 | 1 | 1 | 1 | 1 | 1 | 1
75 | cluster-IX-limits | Tx_Cluster_75_IX_Constraint | Operational_New_Capacity_MW | Southern_PGAE_Solar_75 |  | 1 | 1 | 1 | 1 | 1 | 1 | 1 | 1 | 1 | 1 | 1 | 1 | 1 | 1 | 1 | 1 | 1 | 1 | 1 | 1 | 1 | 1 | 1
76 | cluster-IX-limits | Tx_Cluster_76_IX_Constraint | Operational_New_Capacity_MW | Northern_California_Flow_Battery_76 |  | 1 | 1 | 1 | 1 | 1 | 1 | 1 | 1 | 1 | 1 | 1 | 1 | 1 | 1 | 1 | 1 | 1 | 1 | 1 | 1 | 1 | 1 | 1
76 | cluster-IX-limits | Tx_Cluster_76_IX_Constraint | Operational_New_Capacity_MW | Northern_California_Li_Battery_4hr_76 |  | 1 | 1 | 1 | 1 | 1 | 1 | 1 | 1 | 1 | 1 | 1 | 1 | 1 | 1 | 1 | 1 | 1 | 1 | 1 | 1 | 1 | 1 | 1
76 | cluster-IX-limits | Tx_Cluster_76_IX_Constraint | Operational_New_Capacity_MW | Northern_California_Li_Battery_8hr_76 |  | 1 | 1 | 1 | 1 | 1 | 1 | 1 | 1 | 1 | 1 | 1 | 1 | 1 | 1 | 1 | 1 | 1 | 1 | 1 | 1 | 1 | 1 | 1
76 | cluster-IX-limits | Tx_Cluster_76_IX_Constraint | Operational_New_Capacity_MW | Northern_California_Solar_76 |  | 1 | 1 | 1 | 1 | 1 | 1 | 1 | 1 | 1 | 1 | 1 | 1 | 1 | 1 | 1 | 1 | 1 | 1 | 1 | 1 | 1 | 1 | 1
76 | cluster-IX-limits | Tx_Cluster_76_IX_Constraint | Operational_New_Capacity_MW | Northern_California_Wind_76 |  | 1 | 1 | 1 | 1 | 1 | 1 | 1 | 1 | 1 | 1 | 1 | 1 | 1 | 1 | 1 | 1 | 1 | 1 | 1 | 1 | 1 | 1 | 1
77 | cluster-IX-limits | Tx_Cluster_77_IX_Constraint | Operational_New_Capacity_MW | Arizona_Flow_Battery_77 |  | 1 | 1 | 1 | 1 | 1 | 1 | 1 | 1 | 1 | 1 | 1 | 1 | 1 | 1 | 1 | 1 | 1 | 1 | 1 | 1 | 1 | 1 | 1
77 | cluster-IX-limits | Tx_Cluster_77_IX_Constraint | Operational_New_Capacity_MW | Arizona_Li_Battery_4hr_77 |  | 1 | 1 | 1 | 1 | 1 | 1 | 1 | 1 | 1 | 1 | 1 | 1 | 1 | 1 | 1 | 1 | 1 | 1 | 1 | 1 | 1 | 1 | 1
77 | cluster-IX-limits | Tx_Cluster_77_IX_Constraint | Operational_New_Capacity_MW | Arizona_Li_Battery_8hr_77 |  | 1 | 1 | 1 | 1 | 1 | 1 | 1 | 1 | 1 | 1 | 1 | 1 | 1 | 1 | 1 | 1 | 1 | 1 | 1 | 1 | 1 | 1 | 1
77 | cluster-IX-limits | Tx_Cluster_77_IX_Constraint | Operational_New_Capacity_MW | Arizona_Solar_77 |  | 1 | 1 | 1 | 1 | 1 | 1 | 1 | 1 | 1 | 1 | 1 | 1 | 1 | 1 | 1 | 1 | 1 | 1 | 1 | 1 | 1 | 1 | 1
78 | cluster-IX-limits | Tx_Cluster_78_IX_Constraint | Operational_New_Capacity_MW | Tehachapi_Flow_Battery_78 |  | 1 | 1 | 1 | 1 | 1 | 1 | 1 | 1 | 1 | 1 | 1 | 1 | 1 | 1 | 1 | 1 | 1 | 1 | 1 | 1 | 1 | 1 | 1
78 | cluster-IX-limits | Tx_Cluster_78_IX_Constraint | Operational_New_Capacity_MW | Tehachapi_Li_Battery_4hr_78 |  | 1 | 1 | 1 | 1 | 1 | 1 | 1 | 1 | 1 | 1 | 1 | 1 | 1 | 1 | 1 | 1 | 1 | 1 | 1 | 1 | 1 | 1 | 1
78 | cluster-IX-limits | Tx_Cluster_78_IX_Constraint | Operational_New_Capacity_MW | Tehachapi_Li_Battery_8hr_78 |  | 1 | 1 | 1 | 1 | 1 | 1 | 1 | 1 | 1 | 1 | 1 | 1 | 1 | 1 | 1 | 1 | 1 | 1 | 1 | 1 | 1 | 1 | 1
78 | cluster-IX-limits | Tx_Cluster_78_IX_Constraint | Operational_New_Capacity_MW | Tehachapi_Solar_78 |  | 1 | 1 | 1 | 1 | 1 | 1 | 1 | 1 | 1 | 1 | 1 | 1 | 1 | 1 | 1 | 1 | 1 | 1 | 1 | 1 | 1 | 1 | 1
79 | cluster-IX-limits | Tx_Cluster_79_IX_Constraint | Operational_New_Capacity_MW | Southern_PGAE_Flow_Battery_79 |  | 1 | 1 | 1 | 1 | 1 | 1 | 1 | 1 | 1 | 1 | 1 | 1 | 1 | 1 | 1 | 1 | 1 | 1 | 1 | 1 | 1 | 1 | 1
79 | cluster-IX-limits | Tx_Cluster_79_IX_Constraint | Operational_New_Capacity_MW | Southern_PGAE_Li_Battery_4hr_79 |  | 1 | 1 | 1 | 1 | 1 | 1 | 1 | 1 | 1 | 1 | 1 | 1 | 1 | 1 | 1 | 1 | 1 | 1 | 1 | 1 | 1 | 1 | 1
79 | cluster-IX-limits | Tx_Cluster_79_IX_Constraint | Operational_New_Capacity_MW | Southern_PGAE_Li_Battery_8hr_79 |  | 1 | 1 | 1 | 1 | 1 | 1 | 1 | 1 | 1 | 1 | 1 | 1 | 1 | 1 | 1 | 1 | 1 | 1 | 1 | 1 | 1 | 1 | 1
79 | cluster-IX-limits | Tx_Cluster_79_IX_Constraint | Operational_New_Capacity_MW | Southern_PGAE_Solar_79 |  | 1 | 1 | 1 | 1 | 1 | 1 | 1 | 1 | 1 | 1 | 1 | 1 | 1 | 1 | 1 | 1 | 1 | 1 | 1 | 1 | 1 | 1 | 1
80 | cluster-IX-limits | Tx_Cluster_80_IX_Constraint | Operational_New_Capacity_MW | Northern_California_Flow_Battery_80 |  | 1 | 1 | 1 | 1 | 1 | 1 | 1 | 1 | 1 | 1 | 1 | 1 | 1 | 1 | 1 | 1 | 1 | 1 | 1 | 1 | 1 | 1 | 1
80 | cluster-IX-limits | Tx_Cluster_80_IX_Constraint | Operational_New_Capacity_MW | Northern_California_Li_Battery_4hr_80 |  | 1 | 1 | 1 | 1 | 1 | 1 | 1 | 1 | 1 | 1 | 1 | 1 | 1 | 1 | 1 | 1 | 1 | 1 | 1 | 1 | 1 | 1 | 1
80 | cluster-IX-limits | Tx_Cluster_80_IX_Constraint | Operational_New_Capacity_MW | Northern_California_Li_Battery_8hr_80 |  | 1 | 1 | 1 | 1 | 1 | 1 | 1 | 1 | 1 | 1 | 1 | 1 | 1 | 1 | 1 | 1 | 1 | 1 | 1 | 1 | 1 | 1 | 1
80 | cluster-IX-limits | Tx_Cluster_80_IX_Constraint | Operational_New_Capacity_MW | Northern_California_Solar_80 |  | 1 | 1 | 1 | 1 | 1 | 1 | 1 | 1 | 1 | 1 | 1 | 1 | 1 | 1 | 1 | 1 | 1 | 1 | 1 | 1 | 1 | 1 | 1
82 | cluster-IX-limits | Tx_Cluster_82_IX_Constraint | Operational_New_Capacity_MW | Northern_California_Flow_Battery_82 |  | 1 | 1 | 1 | 1 | 1 | 1 | 1 | 1 | 1 | 1 | 1 | 1 | 1 | 1 | 1 | 1 | 1 | 1 | 1 | 1 | 1 | 1 | 1
82 | cluster-IX-limits | Tx_Cluster_82_IX_Constraint | Operational_New_Capacity_MW | Northern_California_Li_Battery_4hr_82 |  | 1 | 1 | 1 | 1 | 1 | 1 | 1 | 1 | 1 | 1 | 1 | 1 | 1 | 1 | 1 | 1 | 1 | 1 | 1 | 1 | 1 | 1 | 1
82 | cluster-IX-limits | Tx_Cluster_82_IX_Constraint | Operational_New_Capacity_MW | Northern_California_Li_Battery_8hr_82 |  | 1 | 1 | 1 | 1 | 1 | 1 | 1 | 1 | 1 | 1 | 1 | 1 | 1 | 1 | 1 | 1 | 1 | 1 | 1 | 1 | 1 | 1 | 1
82 | cluster-IX-limits | Tx_Cluster_82_IX_Constraint | Operational_New_Capacity_MW | Northern_California_Solar_82 |  | 1 | 1 | 1 | 1 | 1 | 1 | 1 | 1 | 1 | 1 | 1 | 1 | 1 | 1 | 1 | 1 | 1 | 1 | 1 | 1 | 1 | 1 | 1
83 | cluster-IX-limits | Tx_Cluster_83_IX_Constraint | Operational_New_Capacity_MW | Northern_California_Flow_Battery_83 |  | 1 | 1 | 1 | 1 | 1 | 1 | 1 | 1 | 1 | 1 | 1 | 1 | 1 | 1 | 1 | 1 | 1 | 1 | 1 | 1 | 1 | 1 | 1
83 | cluster-IX-limits | Tx_Cluster_83_IX_Constraint | Operational_New_Capacity_MW | Northern_California_Li_Battery_4hr_83 |  | 1 | 1 | 1 | 1 | 1 | 1 | 1 | 1 | 1 | 1 | 1 | 1 | 1 | 1 | 1 | 1 | 1 | 1 | 1 | 1 | 1 | 1 | 1
83 | cluster-IX-limits | Tx_Cluster_83_IX_Constraint | Operational_New_Capacity_MW | Northern_California_Li_Battery_8hr_83 |  | 1 | 1 | 1 | 1 | 1 | 1 | 1 | 1 | 1 | 1 | 1 | 1 | 1 | 1 | 1 | 1 | 1 | 1 | 1 | 1 | 1 | 1 | 1
83 | cluster-IX-limits | Tx_Cluster_83_IX_Constraint | Operational_New_Capacity_MW | Northern_California_Solar_83 |  | 1 | 1 | 1 | 1 | 1 | 1 | 1 | 1 | 1 | 1 | 1 | 1 | 1 | 1 | 1 | 1 | 1 | 1 | 1 | 1 | 1 | 1 | 1
83 | cluster-IX-limits | Tx_Cluster_83_IX_Constraint | Operational_New_Capacity_MW | Northern_California_Wind_83 |  | 1 | 1 | 1 | 1 | 1 | 1 | 1 | 1 | 1 | 1 | 1 | 1 | 1 | 1 | 1 | 1 | 1 | 1 | 1 | 1 | 1 | 1 | 1
84 | cluster-IX-limits | Tx_Cluster_84_IX_Constraint | Operational_New_Capacity_MW | Northern_California_Flow_Battery_84 |  | 1 | 1 | 1 | 1 | 1 | 1 | 1 | 1 | 1 | 1 | 1 | 1 | 1 | 1 | 1 | 1 | 1 | 1 | 1 | 1 | 1 | 1 | 1
84 | cluster-IX-limits | Tx_Cluster_84_IX_Constraint | Operational_New_Capacity_MW | Northern_California_Li_Battery_4hr_84 |  | 1 | 1 | 1 | 1 | 1 | 1 | 1 | 1 | 1 | 1 | 1 | 1 | 1 | 1 | 1 | 1 | 1 | 1 | 1 | 1 | 1 | 1 | 1
84 | cluster-IX-limits | Tx_Cluster_84_IX_Constraint | Operational_New_Capacity_MW | Northern_California_Li_Battery_8hr_84 |  | 1 | 1 | 1 | 1 | 1 | 1 | 1 | 1 | 1 | 1 | 1 | 1 | 1 | 1 | 1 | 1 | 1 | 1 | 1 | 1 | 1 | 1 | 1
84 | cluster-IX-limits | Tx_Cluster_84_IX_Constraint | Operational_New_Capacity_MW | Northern_California_Solar_84 |  | 1 | 1 | 1 | 1 | 1 | 1 | 1 | 1 | 1 | 1 | 1 | 1 | 1 | 1 | 1 | 1 | 1 | 1 | 1 | 1 | 1 | 1 | 1
85 | cluster-IX-limits | Tx_Cluster_85_IX_Constraint | Operational_New_Capacity_MW | Northern_California_Flow_Battery_85 |  | 1 | 1 | 1 | 1 | 1 | 1 | 1 | 1 | 1 | 1 | 1 | 1 | 1 | 1 | 1 | 1 | 1 | 1 | 1 | 1 | 1 | 1 | 1
85 | cluster-IX-limits | Tx_Cluster_85_IX_Constraint | Operational_New_Capacity_MW | Northern_California_Li_Battery_4hr_85 |  | 1 | 1 | 1 | 1 | 1 | 1 | 1 | 1 | 1 | 1 | 1 | 1 | 1 | 1 | 1 | 1 | 1 | 1 | 1 | 1 | 1 | 1 | 1
85 | cluster-IX-limits | Tx_Cluster_85_IX_Constraint | Operational_New_Capacity_MW | Northern_California_Li_Battery_8hr_85 |  | 1 | 1 | 1 | 1 | 1 | 1 | 1 | 1 | 1 | 1 | 1 | 1 | 1 | 1 | 1 | 1 | 1 | 1 | 1 | 1 | 1 | 1 | 1
85 | cluster-IX-limits | Tx_Cluster_85_IX_Constraint | Operational_New_Capacity_MW | Northern_California_Solar_85 |  | 1 | 1 | 1 | 1 | 1 | 1 | 1 | 1 | 1 | 1 | 1 | 1 | 1 | 1 | 1 | 1 | 1 | 1 | 1 | 1 | 1 | 1 | 1
85 | cluster-IX-limits | Tx_Cluster_85_IX_Constraint | Operational_New_Capacity_MW | Solano_Wind_85 |  | 1 | 1 | 1 | 1 | 1 | 1 | 1 | 1 | 1 | 1 | 1 | 1 | 1 | 1 | 1 | 1 | 1 | 1 | 1 | 1 | 1 | 1 | 1
86 | cluster-IX-limits | Tx_Cluster_86_IX_Constraint | Operational_New_Capacity_MW | Greater_Kramer_Flow_Battery_86 |  | 1 | 1 | 1 | 1 | 1 | 1 | 1 | 1 | 1 | 1 | 1 | 1 | 1 | 1 | 1 | 1 | 1 | 1 | 1 | 1 | 1 | 1 | 1
86 | cluster-IX-limits | Tx_Cluster_86_IX_Constraint | Operational_New_Capacity_MW | Greater_Kramer_Li_Battery_4hr_86 |  | 1 | 1 | 1 | 1 | 1 | 1 | 1 | 1 | 1 | 1 | 1 | 1 | 1 | 1 | 1 | 1 | 1 | 1 | 1 | 1 | 1 | 1 | 1
86 | cluster-IX-limits | Tx_Cluster_86_IX_Constraint | Operational_New_Capacity_MW | Greater_Kramer_Li_Battery_8hr_86 |  | 1 | 1 | 1 | 1 | 1 | 1 | 1 | 1 | 1 | 1 | 1 | 1 | 1 | 1 | 1 | 1 | 1 | 1 | 1 | 1 | 1 | 1 | 1
86 | cluster-IX-limits | Tx_Cluster_86_IX_Constraint | Operational_New_Capacity_MW | Greater_Kramer_Solar_86 |  | 1 | 1 | 1 | 1 | 1 | 1 | 1 | 1 | 1 | 1 | 1 | 1 | 1 | 1 | 1 | 1 | 1 | 1 | 1 | 1 | 1 | 1 | 1
90 | cluster-IX-limits | Tx_Cluster_90_IX_Constraint | Operational_New_Capacity_MW | Arizona_Flow_Battery_90 |  | 1 | 1 | 1 | 1 | 1 | 1 | 1 | 1 | 1 | 1 | 1 | 1 | 1 | 1 | 1 | 1 | 1 | 1 | 1 | 1 | 1 | 1 | 1
90 | cluster-IX-limits | Tx_Cluster_90_IX_Constraint | Operational_New_Capacity_MW | Arizona_Li_Battery_4hr_90 |  | 1 | 1 | 1 | 1 | 1 | 1 | 1 | 1 | 1 | 1 | 1 | 1 | 1 | 1 | 1 | 1 | 1 | 1 | 1 | 1 | 1 | 1 | 1
90 | cluster-IX-limits | Tx_Cluster_90_IX_Constraint | Operational_New_Capacity_MW | Arizona_Li_Battery_8hr_90 |  | 1 | 1 | 1 | 1 | 1 | 1 | 1 | 1 | 1 | 1 | 1 | 1 | 1 | 1 | 1 | 1 | 1 | 1 | 1 | 1 | 1 | 1 | 1
90 | cluster-IX-limits | Tx_Cluster_90_IX_Constraint | Operational_New_Capacity_MW | Arizona_Solar_90 |  | 1 | 1 | 1 | 1 | 1 | 1 | 1 | 1 | 1 | 1 | 1 | 1 | 1 | 1 | 1 | 1 | 1 | 1 | 1 | 1 | 1 | 1 | 1
92 | cluster-IX-limits | Tx_Cluster_92_IX_Constraint | Operational_New_Capacity_MW | Northern_California_Flow_Battery_92 |  | 1 | 1 | 1 | 1 | 1 | 1 | 1 | 1 | 1 | 1 | 1 | 1 | 1 | 1 | 1 | 1 | 1 | 1 | 1 | 1 | 1 | 1 | 1
92 | cluster-IX-limits | Tx_Cluster_92_IX_Constraint | Operational_New_Capacity_MW | Northern_California_Li_Battery_4hr_92 |  | 1 | 1 | 1 | 1 | 1 | 1 | 1 | 1 | 1 | 1 | 1 | 1 | 1 | 1 | 1 | 1 | 1 | 1 | 1 | 1 | 1 | 1 | 1
92 | cluster-IX-limits | Tx_Cluster_92_IX_Constraint | Operational_New_Capacity_MW | Northern_California_Li_Battery_8hr_92 |  | 1 | 1 | 1 | 1 | 1 | 1 | 1 | 1 | 1 | 1 | 1 | 1 | 1 | 1 | 1 | 1 | 1 | 1 | 1 | 1 | 1 | 1 | 1
92 | cluster-IX-limits | Tx_Cluster_92_IX_Constraint | Operational_New_Capacity_MW | Northern_California_Solar_92 |  | 1 | 1 | 1 | 1 | 1 | 1 | 1 | 1 | 1 | 1 | 1 | 1 | 1 | 1 | 1 | 1 | 1 | 1 | 1 | 1 | 1 | 1 | 1
93 | cluster-IX-limits | Tx_Cluster_93_IX_Constraint | Operational_New_Capacity_MW | Southern_PGAE_Flow_Battery_93 |  | 1 | 1 | 1 | 1 | 1 | 1 | 1 | 1 | 1 | 1 | 1 | 1 | 1 | 1 | 1 | 1 | 1 | 1 | 1 | 1 | 1 | 1 | 1
93 | cluster-IX-limits | Tx_Cluster_93_IX_Constraint | Operational_New_Capacity_MW | Southern_PGAE_Li_Battery_4hr_93 |  | 1 | 1 | 1 | 1 | 1 | 1 | 1 | 1 | 1 | 1 | 1 | 1 | 1 | 1 | 1 | 1 | 1 | 1 | 1 | 1 | 1 | 1 | 1
93 | cluster-IX-limits | Tx_Cluster_93_IX_Constraint | Operational_New_Capacity_MW | Southern_PGAE_Li_Battery_8hr_93 |  | 1 | 1 | 1 | 1 | 1 | 1 | 1 | 1 | 1 | 1 | 1 | 1 | 1 | 1 | 1 | 1 | 1 | 1 | 1 | 1 | 1 | 1 | 1
93 | cluster-IX-limits | Tx_Cluster_93_IX_Constraint | Operational_New_Capacity_MW | Southern_PGAE_Solar_93 |  | 1 | 1 | 1 | 1 | 1 | 1 | 1 | 1 | 1 | 1 | 1 | 1 | 1 | 1 | 1 | 1 | 1 | 1 | 1 | 1 | 1 | 1 | 1
94 | cluster-IX-limits | Tx_Cluster_94_IX_Constraint | Operational_New_Capacity_MW | Northern_California_Flow_Battery_94 |  | 1 | 1 | 1 | 1 | 1 | 1 | 1 | 1 | 1 | 1 | 1 | 1 | 1 | 1 | 1 | 1 | 1 | 1 | 1 | 1 | 1 | 1 | 1
94 | cluster-IX-limits | Tx_Cluster_94_IX_Constraint | Operational_New_Capacity_MW | Northern_California_Li_Battery_4hr_94 |  | 1 | 1 | 1 | 1 | 1 | 1 | 1 | 1 | 1 | 1 | 1 | 1 | 1 | 1 | 1 | 1 | 1 | 1 | 1 | 1 | 1 | 1 | 1
94 | cluster-IX-limits | Tx_Cluster_94_IX_Constraint | Operational_New_Capacity_MW | Northern_California_Li_Battery_8hr_94 |  | 1 | 1 | 1 | 1 | 1 | 1 | 1 | 1 | 1 | 1 | 1 | 1 | 1 | 1 | 1 | 1 | 1 | 1 | 1 | 1 | 1 | 1 | 1
94 | cluster-IX-limits | Tx_Cluster_94_IX_Constraint | Operational_New_Capacity_MW | Northern_California_Solar_94 |  | 1 | 1 | 1 | 1 | 1 | 1 | 1 | 1 | 1 | 1 | 1 | 1 | 1 | 1 | 1 | 1 | 1 | 1 | 1 | 1 | 1 | 1 | 1
94 | cluster-IX-limits | Tx_Cluster_94_IX_Constraint | Operational_New_Capacity_MW | Solano_Wind_94 |  | 1 | 1 | 1 | 1 | 1 | 1 | 1 | 1 | 1 | 1 | 1 | 1 | 1 | 1 | 1 | 1 | 1 | 1 | 1 | 1 | 1 | 1 | 1
95 | cluster-IX-limits | Tx_Cluster_95_IX_Constraint | Operational_New_Capacity_MW | Southern_PGAE_Flow_Battery_95 |  | 1 | 1 | 1 | 1 | 1 | 1 | 1 | 1 | 1 | 1 | 1 | 1 | 1 | 1 | 1 | 1 | 1 | 1 | 1 | 1 | 1 | 1 | 1
95 | cluster-IX-limits | Tx_Cluster_95_IX_Constraint | Operational_New_Capacity_MW | Southern_PGAE_Li_Battery_4hr_95 |  | 1 | 1 | 1 | 1 | 1 | 1 | 1 | 1 | 1 | 1 | 1 | 1 | 1 | 1 | 1 | 1 | 1 | 1 | 1 | 1 | 1 | 1 | 1
95 | cluster-IX-limits | Tx_Cluster_95_IX_Constraint | Operational_New_Capacity_MW | Southern_PGAE_Li_Battery_8hr_95 |  | 1 | 1 | 1 | 1 | 1 | 1 | 1 | 1 | 1 | 1 | 1 | 1 | 1 | 1 | 1 | 1 | 1 | 1 | 1 | 1 | 1 | 1 | 1
95 | cluster-IX-limits | Tx_Cluster_95_IX_Constraint | Operational_New_Capacity_MW | Southern_PGAE_Solar_95 |  | 1 | 1 | 1 | 1 | 1 | 1 | 1 | 1 | 1 | 1 | 1 | 1 | 1 | 1 | 1 | 1 | 1 | 1 | 1 | 1 | 1 | 1 | 1
96 | cluster-IX-limits | Tx_Cluster_96_IX_Constraint | Operational_New_Capacity_MW | Northern_California_Flow_Battery_96 |  | 1 | 1 | 1 | 1 | 1 | 1 | 1 | 1 | 1 | 1 | 1 | 1 | 1 | 1 | 1 | 1 | 1 | 1 | 1 | 1 | 1 | 1 | 1
96 | cluster-IX-limits | Tx_Cluster_96_IX_Constraint | Operational_New_Capacity_MW | Northern_California_Li_Battery_4hr_96 |  | 1 | 1 | 1 | 1 | 1 | 1 | 1 | 1 | 1 | 1 | 1 | 1 | 1 | 1 | 1 | 1 | 1 | 1 | 1 | 1 | 1 | 1 | 1
96 | cluster-IX-limits | Tx_Cluster_96_IX_Constraint | Operational_New_Capacity_MW | Northern_California_Li_Battery_8hr_96 |  | 1 | 1 | 1 | 1 | 1 | 1 | 1 | 1 | 1 | 1 | 1 | 1 | 1 | 1 | 1 | 1 | 1 | 1 | 1 | 1 | 1 | 1 | 1
96 | cluster-IX-limits | Tx_Cluster_96_IX_Constraint | Operational_New_Capacity_MW | Northern_California_Solar_96 |  | 1 | 1 | 1 | 1 | 1 | 1 | 1 | 1 | 1 | 1 | 1 | 1 | 1 | 1 | 1 | 1 | 1 | 1 | 1 | 1 | 1 | 1 | 1
98 | cluster-IX-limits | Tx_Cluster_98_IX_Constraint | Operational_New_Capacity_MW | Southern_PGAE_Flow_Battery_98 |  | 1 | 1 | 1 | 1 | 1 | 1 | 1 | 1 | 1 | 1 | 1 | 1 | 1 | 1 | 1 | 1 | 1 | 1 | 1 | 1 | 1 | 1 | 1
98 | cluster-IX-limits | Tx_Cluster_98_IX_Constraint | Operational_New_Capacity_MW | Southern_PGAE_Li_Battery_4hr_98 |  | 1 | 1 | 1 | 1 | 1 | 1 | 1 | 1 | 1 | 1 | 1 | 1 | 1 | 1 | 1 | 1 | 1 | 1 | 1 | 1 | 1 | 1 | 1
98 | cluster-IX-limits | Tx_Cluster_98_IX_Constraint | Operational_New_Capacity_MW | Southern_PGAE_Li_Battery_8hr_98 |  | 1 | 1 | 1 | 1 | 1 | 1 | 1 | 1 | 1 | 1 | 1 | 1 | 1 | 1 | 1 | 1 | 1 | 1 | 1 | 1 | 1 | 1 | 1
98 | cluster-IX-limits | Tx_Cluster_98_IX_Constraint | Operational_New_Capacity_MW | Southern_PGAE_Solar_98 |  | 1 | 1 | 1 | 1 | 1 | 1 | 1 | 1 | 1 | 1 | 1 | 1 | 1 | 1 | 1 | 1 | 1 | 1 | 1 | 1 | 1 | 1 | 1
99 | cluster-IX-limits | Tx_Cluster_99_IX_Constraint | Operational_New_Capacity_MW | Southern_PGAE_Flow_Battery_99 |  | 1 | 1 | 1 | 1 | 1 | 1 | 1 | 1 | 1 | 1 | 1 | 1 | 1 | 1 | 1 | 1 | 1 | 1 | 1 | 1 | 1 | 1 | 1
99 | cluster-IX-limits | Tx_Cluster_99_IX_Constraint | Operational_New_Capacity_MW | Southern_PGAE_Li_Battery_4hr_99 |  | 1 | 1 | 1 | 1 | 1 | 1 | 1 | 1 | 1 | 1 | 1 | 1 | 1 | 1 | 1 | 1 | 1 | 1 | 1 | 1 | 1 | 1 | 1
99 | cluster-IX-limits | Tx_Cluster_99_IX_Constraint | Operational_New_Capacity_MW | Southern_PGAE_Li_Battery_8hr_99 |  | 1 | 1 | 1 | 1 | 1 | 1 | 1 | 1 | 1 | 1 | 1 | 1 | 1 | 1 | 1 | 1 | 1 | 1 | 1 | 1 | 1 | 1 | 1
99 | cluster-IX-limits | Tx_Cluster_99_IX_Constraint | Operational_New_Capacity_MW | Southern_PGAE_Solar_99 |  | 1 | 1 | 1 | 1 | 1 | 1 | 1 | 1 | 1 | 1 | 1 | 1 | 1 | 1 | 1 | 1 | 1 | 1 | 1 | 1 | 1 | 1 | 1
100 | cluster-IX-limits | Tx_Cluster_100_IX_Constraint | Operational_New_Capacity_MW | Northern_California_Flow_Battery_100 |  | 1 | 1 | 1 | 1 | 1 | 1 | 1 | 1 | 1 | 1 | 1 | 1 | 1 | 1 | 1 | 1 | 1 | 1 | 1 | 1 | 1 | 1 | 1
100 | cluster-IX-limits | Tx_Cluster_100_IX_Constraint | Operational_New_Capacity_MW | Northern_California_Geothermal_100 |  | 1 | 1 | 1 | 1 | 1 | 1 | 1 | 1 | 1 | 1 | 1 | 1 | 1 | 1 | 1 | 1 | 1 | 1 | 1 | 1 | 1 | 1 | 1
100 | cluster-IX-limits | Tx_Cluster_100_IX_Constraint | Operational_New_Capacity_MW | Northern_California_Li_Battery_4hr_100 |  | 1 | 1 | 1 | 1 | 1 | 1 | 1 | 1 | 1 | 1 | 1 | 1 | 1 | 1 | 1 | 1 | 1 | 1 | 1 | 1 | 1 | 1 | 1
100 | cluster-IX-limits | Tx_Cluster_100_IX_Constraint | Operational_New_Capacity_MW | Northern_California_Li_Battery_8hr_100 |  | 1 | 1 | 1 | 1 | 1 | 1 | 1 | 1 | 1 | 1 | 1 | 1 | 1 | 1 | 1 | 1 | 1 | 1 | 1 | 1 | 1 | 1 | 1
100 | cluster-IX-limits | Tx_Cluster_100_IX_Constraint | Operational_New_Capacity_MW | Northern_California_Solar_100 |  | 1 | 1 | 1 | 1 | 1 | 1 | 1 | 1 | 1 | 1 | 1 | 1 | 1 | 1 | 1 | 1 | 1 | 1 | 1 | 1 | 1 | 1 | 1
101 | cluster-IX-limits | Tx_Cluster_101_IX_Constraint | Operational_New_Capacity_MW | Tehachapi_Flow_Battery_101 |  | 1 | 1 | 1 | 1 | 1 | 1 | 1 | 1 | 1 | 1 | 1 | 1 | 1 | 1 | 1 | 1 | 1 | 1 | 1 | 1 | 1 | 1 | 1
101 | cluster-IX-limits | Tx_Cluster_101_IX_Constraint | Operational_New_Capacity_MW | Tehachapi_Li_Battery_4hr_101 |  | 1 | 1 | 1 | 1 | 1 | 1 | 1 | 1 | 1 | 1 | 1 | 1 | 1 | 1 | 1 | 1 | 1 | 1 | 1 | 1 | 1 | 1 | 1
101 | cluster-IX-limits | Tx_Cluster_101_IX_Constraint | Operational_New_Capacity_MW | Tehachapi_Li_Battery_8hr_101 |  | 1 | 1 | 1 | 1 | 1 | 1 | 1 | 1 | 1 | 1 | 1 | 1 | 1 | 1 | 1 | 1 | 1 | 1 | 1 | 1 | 1 | 1 | 1
101 | cluster-IX-limits | Tx_Cluster_101_IX_Constraint | Operational_New_Capacity_MW | Tehachapi_Solar_101 |  | 1 | 1 | 1 | 1 | 1 | 1 | 1 | 1 | 1 | 1 | 1 | 1 | 1 | 1 | 1 | 1 | 1 | 1 | 1 | 1 | 1 | 1 | 1
102 | cluster-IX-limits | Tx_Cluster_102_IX_Constraint | Operational_New_Capacity_MW | Southern_PGAE_Flow_Battery_102 |  | 1 | 1 | 1 | 1 | 1 | 1 | 1 | 1 | 1 | 1 | 1 | 1 | 1 | 1 | 1 | 1 | 1 | 1 | 1 | 1 | 1 | 1 | 1
102 | cluster-IX-limits | Tx_Cluster_102_IX_Constraint | Operational_New_Capacity_MW | Southern_PGAE_Li_Battery_4hr_102 |  | 1 | 1 | 1 | 1 | 1 | 1 | 1 | 1 | 1 | 1 | 1 | 1 | 1 | 1 | 1 | 1 | 1 | 1 | 1 | 1 | 1 | 1 | 1
102 | cluster-IX-limits | Tx_Cluster_102_IX_Constraint | Operational_New_Capacity_MW | Southern_PGAE_Li_Battery_8hr_102 |  | 1 | 1 | 1 | 1 | 1 | 1 | 1 | 1 | 1 | 1 | 1 | 1 | 1 | 1 | 1 | 1 | 1 | 1 | 1 | 1 | 1 | 1 | 1
102 | cluster-IX-limits | Tx_Cluster_102_IX_Constraint | Operational_New_Capacity_MW | Southern_PGAE_Solar_102 |  | 1 | 1 | 1 | 1 | 1 | 1 | 1 | 1 | 1 | 1 | 1 | 1 | 1 | 1 | 1 | 1 | 1 | 1 | 1 | 1 | 1 | 1 | 1
103 | cluster-IX-limits | Tx_Cluster_103_IX_Constraint | Operational_New_Capacity_MW | Greater_Kramer_Flow_Battery_103 |  | 1 | 1 | 1 | 1 | 1 | 1 | 1 | 1 | 1 | 1 | 1 | 1 | 1 | 1 | 1 | 1 | 1 | 1 | 1 | 1 | 1 | 1 | 1
103 | cluster-IX-limits | Tx_Cluster_103_IX_Constraint | Operational_New_Capacity_MW | Greater_Kramer_Li_Battery_4hr_103 |  | 1 | 1 | 1 | 1 | 1 | 1 | 1 | 1 | 1 | 1 | 1 | 1 | 1 | 1 | 1 | 1 | 1 | 1 | 1 | 1 | 1 | 1 | 1
103 | cluster-IX-limits | Tx_Cluster_103_IX_Constraint | Operational_New_Capacity_MW | Greater_Kramer_Li_Battery_8hr_103 |  | 1 | 1 | 1 | 1 | 1 | 1 | 1 | 1 | 1 | 1 | 1 | 1 | 1 | 1 | 1 | 1 | 1 | 1 | 1 | 1 | 1 | 1 | 1
103 | cluster-IX-limits | Tx_Cluster_103_IX_Constraint | Operational_New_Capacity_MW | Greater_Kramer_Solar_103 |  | 1 | 1 | 1 | 1 | 1 | 1 | 1 | 1 | 1 | 1 | 1 | 1 | 1 | 1 | 1 | 1 | 1 | 1 | 1 | 1 | 1 | 1 | 1
107 | cluster-IX-limits | Tx_Cluster_107_IX_Constraint | Operational_New_Capacity_MW | Greater_Imperial_Flow_Battery_107 |  | 1 | 1 | 1 | 1 | 1 | 1 | 1 | 1 | 1 | 1 | 1 | 1 | 1 | 1 | 1 | 1 | 1 | 1 | 1 | 1 | 1 | 1 | 1
107 | cluster-IX-limits | Tx_Cluster_107_IX_Constraint | Operational_New_Capacity_MW | Greater_Imperial_Li_Battery_4hr_107 |  | 1 | 1 | 1 | 1 | 1 | 1 | 1 | 1 | 1 | 1 | 1 | 1 | 1 | 1 | 1 | 1 | 1 | 1 | 1 | 1 | 1 | 1 | 1
107 | cluster-IX-limits | Tx_Cluster_107_IX_Constraint | Operational_New_Capacity_MW | Greater_Imperial_Li_Battery_8hr_107 |  | 1 | 1 | 1 | 1 | 1 | 1 | 1 | 1 | 1 | 1 | 1 | 1 | 1 | 1 | 1 | 1 | 1 | 1 | 1 | 1 | 1 | 1 | 1
107 | cluster-IX-limits | Tx_Cluster_107_IX_Constraint | Operational_New_Capacity_MW | Greater_Imperial_Solar_107 |  | 1 | 1 | 1 | 1 | 1 | 1 | 1 | 1 | 1 | 1 | 1 | 1 | 1 | 1 | 1 | 1 | 1 | 1 | 1 | 1 | 1 | 1 | 1
108 | cluster-IX-limits | Tx_Cluster_108_IX_Constraint | Operational_New_Capacity_MW | Greater_Imperial_Flow_Battery_108 |  | 1 | 1 | 1 | 1 | 1 | 1 | 1 | 1 | 1 | 1 | 1 | 1 | 1 | 1 | 1 | 1 | 1 | 1 | 1 | 1 | 1 | 1 | 1
108 | cluster-IX-limits | Tx_Cluster_108_IX_Constraint | Operational_New_Capacity_MW | Greater_Imperial_Li_Battery_4hr_108 |  | 1 | 1 | 1 | 1 | 1 | 1 | 1 | 1 | 1 | 1 | 1 | 1 | 1 | 1 | 1 | 1 | 1 | 1 | 1 | 1 | 1 | 1 | 1
108 | cluster-IX-limits | Tx_Cluster_108_IX_Constraint | Operational_New_Capacity_MW | Greater_Imperial_Li_Battery_8hr_108 |  | 1 | 1 | 1 | 1 | 1 | 1 | 1 | 1 | 1 | 1 | 1 | 1 | 1 | 1 | 1 | 1 | 1 | 1 | 1 | 1 | 1 | 1 | 1
108 | cluster-IX-limits | Tx_Cluster_108_IX_Constraint | Operational_New_Capacity_MW | Greater_Imperial_Solar_108 |  | 1 | 1 | 1 | 1 | 1 | 1 | 1 | 1 | 1 | 1 | 1 | 1 | 1 | 1 | 1 | 1 | 1 | 1 | 1 | 1 | 1 | 1 | 1
108 | cluster-IX-limits | Tx_Cluster_108_IX_Constraint | Operational_New_Capacity_MW | Greater_Imperial_Wind_108 |  | 1 | 1 | 1 | 1 | 1 | 1 | 1 | 1 | 1 | 1 | 1 | 1 | 1 | 1 | 1 | 1 | 1 | 1 | 1 | 1 | 1 | 1 | 1
109 | cluster-IX-limits | Tx_Cluster_109_IX_Constraint | Operational_New_Capacity_MW | Southern_PGAE_Flow_Battery_109 |  | 1 | 1 | 1 | 1 | 1 | 1 | 1 | 1 | 1 | 1 | 1 | 1 | 1 | 1 | 1 | 1 | 1 | 1 | 1 | 1 | 1 | 1 | 1
109 | cluster-IX-limits | Tx_Cluster_109_IX_Constraint | Operational_New_Capacity_MW | Southern_PGAE_Li_Battery_4hr_109 |  | 1 | 1 | 1 | 1 | 1 | 1 | 1 | 1 | 1 | 1 | 1 | 1 | 1 | 1 | 1 | 1 | 1 | 1 | 1 | 1 | 1 | 1 | 1
109 | cluster-IX-limits | Tx_Cluster_109_IX_Constraint | Operational_New_Capacity_MW | Southern_PGAE_Li_Battery_8hr_109 |  | 1 | 1 | 1 | 1 | 1 | 1 | 1 | 1 | 1 | 1 | 1 | 1 | 1 | 1 | 1 | 1 | 1 | 1 | 1 | 1 | 1 | 1 | 1
109 | cluster-IX-limits | Tx_Cluster_109_IX_Constraint | Operational_New_Capacity_MW | Southern_PGAE_Solar_109 |  | 1 | 1 | 1 | 1 | 1 | 1 | 1 | 1 | 1 | 1 | 1 | 1 | 1 | 1 | 1 | 1 | 1 | 1 | 1 | 1 | 1 | 1 | 1
111 | cluster-IX-limits | Tx_Cluster_111_IX_Constraint | Operational_New_Capacity_MW | Southern_PGAE_Flow_Battery_111 |  | 1 | 1 | 1 | 1 | 1 | 1 | 1 | 1 | 1 | 1 | 1 | 1 | 1 | 1 | 1 | 1 | 1 | 1 | 1 | 1 | 1 | 1 | 1
111 | cluster-IX-limits | Tx_Cluster_111_IX_Constraint | Operational_New_Capacity_MW | Southern_PGAE_Li_Battery_4hr_111 |  | 1 | 1 | 1 | 1 | 1 | 1 | 1 | 1 | 1 | 1 | 1 | 1 | 1 | 1 | 1 | 1 | 1 | 1 | 1 | 1 | 1 | 1 | 1
111 | cluster-IX-limits | Tx_Cluster_111_IX_Constraint | Operational_New_Capacity_MW | Southern_PGAE_Li_Battery_8hr_111 |  | 1 | 1 | 1 | 1 | 1 | 1 | 1 | 1 | 1 | 1 | 1 | 1 | 1 | 1 | 1 | 1 | 1 | 1 | 1 | 1 | 1 | 1 | 1
111 | cluster-IX-limits | Tx_Cluster_111_IX_Constraint | Operational_New_Capacity_MW | Southern_PGAE_Solar_111 |  | 1 | 1 | 1 | 1 | 1 | 1 | 1 | 1 | 1 | 1 | 1 | 1 | 1 | 1 | 1 | 1 | 1 | 1 | 1 | 1 | 1 | 1 | 1
112 | cluster-IX-limits | Tx_Cluster_112_IX_Constraint | Operational_New_Capacity_MW | Northern_California_Flow_Battery_112 |  | 1 | 1 | 1 | 1 | 1 | 1 | 1 | 1 | 1 | 1 | 1 | 1 | 1 | 1 | 1 | 1 | 1 | 1 | 1 | 1 | 1 | 1 | 1
112 | cluster-IX-limits | Tx_Cluster_112_IX_Constraint | Operational_New_Capacity_MW | Northern_California_Li_Battery_4hr_112 |  | 1 | 1 | 1 | 1 | 1 | 1 | 1 | 1 | 1 | 1 | 1 | 1 | 1 | 1 | 1 | 1 | 1 | 1 | 1 | 1 | 1 | 1 | 1
112 | cluster-IX-limits | Tx_Cluster_112_IX_Constraint | Operational_New_Capacity_MW | Northern_California_Li_Battery_8hr_112 |  | 1 | 1 | 1 | 1 | 1 | 1 | 1 | 1 | 1 | 1 | 1 | 1 | 1 | 1 | 1 | 1 | 1 | 1 | 1 | 1 | 1 | 1 | 1
112 | cluster-IX-limits | Tx_Cluster_112_IX_Constraint | Operational_New_Capacity_MW | Northern_California_Solar_112 |  | 1 | 1 | 1 | 1 | 1 | 1 | 1 | 1 | 1 | 1 | 1 | 1 | 1 | 1 | 1 | 1 | 1 | 1 | 1 | 1 | 1 | 1 | 1
113 | cluster-IX-limits | Tx_Cluster_113_IX_Constraint | Operational_New_Capacity_MW | Northern_California_Flow_Battery_113 |  | 1 | 1 | 1 | 1 | 1 | 1 | 1 | 1 | 1 | 1 | 1 | 1 | 1 | 1 | 1 | 1 | 1 | 1 | 1 | 1 | 1 | 1 | 1
113 | cluster-IX-limits | Tx_Cluster_113_IX_Constraint | Operational_New_Capacity_MW | Northern_California_Li_Battery_4hr_113 |  | 1 | 1 | 1 | 1 | 1 | 1 | 1 | 1 | 1 | 1 | 1 | 1 | 1 | 1 | 1 | 1 | 1 | 1 | 1 | 1 | 1 | 1 | 1
113 | cluster-IX-limits | Tx_Cluster_113_IX_Constraint | Operational_New_Capacity_MW | Northern_California_Li_Battery_8hr_113 |  | 1 | 1 | 1 | 1 | 1 | 1 | 1 | 1 | 1 | 1 | 1 | 1 | 1 | 1 | 1 | 1 | 1 | 1 | 1 | 1 | 1 | 1 | 1
113 | cluster-IX-limits | Tx_Cluster_113_IX_Constraint | Operational_New_Capacity_MW | Northern_California_Solar_113 |  | 1 | 1 | 1 | 1 | 1 | 1 | 1 | 1 | 1 | 1 | 1 | 1 | 1 | 1 | 1 | 1 | 1 | 1 | 1 | 1 | 1 | 1 | 1
114 | cluster-IX-limits | Tx_Cluster_114_IX_Constraint | Operational_New_Capacity_MW | Northern_California_Flow_Battery_114 |  | 1 | 1 | 1 | 1 | 1 | 1 | 1 | 1 | 1 | 1 | 1 | 1 | 1 | 1 | 1 | 1 | 1 | 1 | 1 | 1 | 1 | 1 | 1
114 | cluster-IX-limits | Tx_Cluster_114_IX_Constraint | Operational_New_Capacity_MW | Northern_California_Li_Battery_4hr_114 |  | 1 | 1 | 1 | 1 | 1 | 1 | 1 | 1 | 1 | 1 | 1 | 1 | 1 | 1 | 1 | 1 | 1 | 1 | 1 | 1 | 1 | 1 | 1
114 | cluster-IX-limits | Tx_Cluster_114_IX_Constraint | Operational_New_Capacity_MW | Northern_California_Li_Battery_8hr_114 |  | 1 | 1 | 1 | 1 | 1 | 1 | 1 | 1 | 1 | 1 | 1 | 1 | 1 | 1 | 1 | 1 | 1 | 1 | 1 | 1 | 1 | 1 | 1
114 | cluster-IX-limits | Tx_Cluster_114_IX_Constraint | Operational_New_Capacity_MW | Northern_California_Solar_114 |  | 1 | 1 | 1 | 1 | 1 | 1 | 1 | 1 | 1 | 1 | 1 | 1 | 1 | 1 | 1 | 1 | 1 | 1 | 1 | 1 | 1 | 1 | 1
116 | cluster-IX-limits | Tx_Cluster_116_IX_Constraint | Operational_New_Capacity_MW | Northern_California_Flow_Battery_116 |  | 1 | 1 | 1 | 1 | 1 | 1 | 1 | 1 | 1 | 1 | 1 | 1 | 1 | 1 | 1 | 1 | 1 | 1 | 1 | 1 | 1 | 1 | 1
116 | cluster-IX-limits | Tx_Cluster_116_IX_Constraint | Operational_New_Capacity_MW | Northern_California_Li_Battery_4hr_116 |  | 1 | 1 | 1 | 1 | 1 | 1 | 1 | 1 | 1 | 1 | 1 | 1 | 1 | 1 | 1 | 1 | 1 | 1 | 1 | 1 | 1 | 1 | 1
116 | cluster-IX-limits | Tx_Cluster_116_IX_Constraint | Operational_New_Capacity_MW | Northern_California_Li_Battery_8hr_116 |  | 1 | 1 | 1 | 1 | 1 | 1 | 1 | 1 | 1 | 1 | 1 | 1 | 1 | 1 | 1 | 1 | 1 | 1 | 1 | 1 | 1 | 1 | 1
116 | cluster-IX-limits | Tx_Cluster_116_IX_Constraint | Operational_New_Capacity_MW | Northern_California_Solar_116 |  | 1 | 1 | 1 | 1 | 1 | 1 | 1 | 1 | 1 | 1 | 1 | 1 | 1 | 1 | 1 | 1 | 1 | 1 | 1 | 1 | 1 | 1 | 1
117 | cluster-IX-limits | Tx_Cluster_117_IX_Constraint | Operational_New_Capacity_MW | Southern_PGAE_Flow_Battery_117 |  | 1 | 1 | 1 | 1 | 1 | 1 | 1 | 1 | 1 | 1 | 1 | 1 | 1 | 1 | 1 | 1 | 1 | 1 | 1 | 1 | 1 | 1 | 1
117 | cluster-IX-limits | Tx_Cluster_117_IX_Constraint | Operational_New_Capacity_MW | Southern_PGAE_Li_Battery_4hr_117 |  | 1 | 1 | 1 | 1 | 1 | 1 | 1 | 1 | 1 | 1 | 1 | 1 | 1 | 1 | 1 | 1 | 1 | 1 | 1 | 1 | 1 | 1 | 1
117 | cluster-IX-limits | Tx_Cluster_117_IX_Constraint | Operational_New_Capacity_MW | Southern_PGAE_Li_Battery_8hr_117 |  | 1 | 1 | 1 | 1 | 1 | 1 | 1 | 1 | 1 | 1 | 1 | 1 | 1 | 1 | 1 | 1 | 1 | 1 | 1 | 1 | 1 | 1 | 1
117 | cluster-IX-limits | Tx_Cluster_117_IX_Constraint | Operational_New_Capacity_MW | Southern_PGAE_Solar_117 |  | 1 | 1 | 1 | 1 | 1 | 1 | 1 | 1 | 1 | 1 | 1 | 1 | 1 | 1 | 1 | 1 | 1 | 1 | 1 | 1 | 1 | 1 | 1
118 | cluster-IX-limits | Tx_Cluster_118_IX_Constraint | Operational_New_Capacity_MW | Southern_PGAE_Flow_Battery_118 |  | 1 | 1 | 1 | 1 | 1 | 1 | 1 | 1 | 1 | 1 | 1 | 1 | 1 | 1 | 1 | 1 | 1 | 1 | 1 | 1 | 1 | 1 | 1
118 | cluster-IX-limits | Tx_Cluster_118_IX_Constraint | Operational_New_Capacity_MW | Southern_PGAE_Li_Battery_4hr_118 |  | 1 | 1 | 1 | 1 | 1 | 1 | 1 | 1 | 1 | 1 | 1 | 1 | 1 | 1 | 1 | 1 | 1 | 1 | 1 | 1 | 1 | 1 | 1
118 | cluster-IX-limits | Tx_Cluster_118_IX_Constraint | Operational_New_Capacity_MW | Southern_PGAE_Li_Battery_8hr_118 |  | 1 | 1 | 1 | 1 | 1 | 1 | 1 | 1 | 1 | 1 | 1 | 1 | 1 | 1 | 1 | 1 | 1 | 1 | 1 | 1 | 1 | 1 | 1
118 | cluster-IX-limits | Tx_Cluster_118_IX_Constraint | Operational_New_Capacity_MW | Southern_PGAE_Solar_118 |  | 1 | 1 | 1 | 1 | 1 | 1 | 1 | 1 | 1 | 1 | 1 | 1 | 1 | 1 | 1 | 1 | 1 | 1 | 1 | 1 | 1 | 1 | 1
119 | cluster-IX-limits | Tx_Cluster_119_IX_Constraint | Operational_New_Capacity_MW | San_Diego_Pumped_Storage_119 |  | 1 | 1 | 1 | 1 | 1 | 1 | 1 | 1 | 1 | 1 | 1 | 1 | 1 | 1 | 1 | 1 | 1 | 1 | 1 | 1 | 1 | 1 | 1
121 | cluster-IX-limits | Tx_Cluster_121_IX_Constraint | Operational_New_Capacity_MW | Northern_California_Flow_Battery_121 |  | 1 | 1 | 1 | 1 | 1 | 1 | 1 | 1 | 1 | 1 | 1 | 1 | 1 | 1 | 1 | 1 | 1 | 1 | 1 | 1 | 1 | 1 | 1
121 | cluster-IX-limits | Tx_Cluster_121_IX_Constraint | Operational_New_Capacity_MW | Northern_California_Li_Battery_4hr_121 |  | 1 | 1 | 1 | 1 | 1 | 1 | 1 | 1 | 1 | 1 | 1 | 1 | 1 | 1 | 1 | 1 | 1 | 1 | 1 | 1 | 1 | 1 | 1
121 | cluster-IX-limits | Tx_Cluster_121_IX_Constraint | Operational_New_Capacity_MW | Northern_California_Li_Battery_8hr_121 |  | 1 | 1 | 1 | 1 | 1 | 1 | 1 | 1 | 1 | 1 | 1 | 1 | 1 | 1 | 1 | 1 | 1 | 1 | 1 | 1 | 1 | 1 | 1
121 | cluster-IX-limits | Tx_Cluster_121_IX_Constraint | Operational_New_Capacity_MW | Northern_California_Solar_121 |  | 1 | 1 | 1 | 1 | 1 | 1 | 1 | 1 | 1 | 1 | 1 | 1 | 1 | 1 | 1 | 1 | 1 | 1 | 1 | 1 | 1 | 1 | 1
122 | cluster-IX-limits | Tx_Cluster_122_IX_Constraint | Operational_New_Capacity_MW | Northern_California_Flow_Battery_122 |  | 1 | 1 | 1 | 1 | 1 | 1 | 1 | 1 | 1 | 1 | 1 | 1 | 1 | 1 | 1 | 1 | 1 | 1 | 1 | 1 | 1 | 1 | 1
122 | cluster-IX-limits | Tx_Cluster_122_IX_Constraint | Operational_New_Capacity_MW | Northern_California_Li_Battery_4hr_122 |  | 1 | 1 | 1 | 1 | 1 | 1 | 1 | 1 | 1 | 1 | 1 | 1 | 1 | 1 | 1 | 1 | 1 | 1 | 1 | 1 | 1 | 1 | 1
122 | cluster-IX-limits | Tx_Cluster_122_IX_Constraint | Operational_New_Capacity_MW | Northern_California_Li_Battery_8hr_122 |  | 1 | 1 | 1 | 1 | 1 | 1 | 1 | 1 | 1 | 1 | 1 | 1 | 1 | 1 | 1 | 1 | 1 | 1 | 1 | 1 | 1 | 1 | 1
122 | cluster-IX-limits | Tx_Cluster_122_IX_Constraint | Operational_New_Capacity_MW | Northern_California_Solar_122 |  | 1 | 1 | 1 | 1 | 1 | 1 | 1 | 1 | 1 | 1 | 1 | 1 | 1 | 1 | 1 | 1 | 1 | 1 | 1 | 1 | 1 | 1 | 1
122 | cluster-IX-limits | Tx_Cluster_122_IX_Constraint | Operational_New_Capacity_MW | Solano_Wind_122 |  | 1 | 1 | 1 | 1 | 1 | 1 | 1 | 1 | 1 | 1 | 1 | 1 | 1 | 1 | 1 | 1 | 1 | 1 | 1 | 1 | 1 | 1 | 1
123 | cluster-IX-limits | Tx_Cluster_123_IX_Constraint | Operational_New_Capacity_MW | Greater_Kramer_Flow_Battery_123 |  | 1 | 1 | 1 | 1 | 1 | 1 | 1 | 1 | 1 | 1 | 1 | 1 | 1 | 1 | 1 | 1 | 1 | 1 | 1 | 1 | 1 | 1 | 1
123 | cluster-IX-limits | Tx_Cluster_123_IX_Constraint | Operational_New_Capacity_MW | Greater_Kramer_Li_Battery_4hr_123 |  | 1 | 1 | 1 | 1 | 1 | 1 | 1 | 1 | 1 | 1 | 1 | 1 | 1 | 1 | 1 | 1 | 1 | 1 | 1 | 1 | 1 | 1 | 1
123 | cluster-IX-limits | Tx_Cluster_123_IX_Constraint | Operational_New_Capacity_MW | Greater_Kramer_Li_Battery_8hr_123 |  | 1 | 1 | 1 | 1 | 1 | 1 | 1 | 1 | 1 | 1 | 1 | 1 | 1 | 1 | 1 | 1 | 1 | 1 | 1 | 1 | 1 | 1 | 1
123 | cluster-IX-limits | Tx_Cluster_123_IX_Constraint | Operational_New_Capacity_MW | Greater_Kramer_Solar_123 |  | 1 | 1 | 1 | 1 | 1 | 1 | 1 | 1 | 1 | 1 | 1 | 1 | 1 | 1 | 1 | 1 | 1 | 1 | 1 | 1 | 1 | 1 | 1
124 | cluster-IX-limits | Tx_Cluster_124_IX_Constraint | Operational_New_Capacity_MW | Southern_PGAE_Flow_Battery_124 |  | 1 | 1 | 1 | 1 | 1 | 1 | 1 | 1 | 1 | 1 | 1 | 1 | 1 | 1 | 1 | 1 | 1 | 1 | 1 | 1 | 1 | 1 | 1
124 | cluster-IX-limits | Tx_Cluster_124_IX_Constraint | Operational_New_Capacity_MW | Southern_PGAE_Li_Battery_4hr_124 |  | 1 | 1 | 1 | 1 | 1 | 1 | 1 | 1 | 1 | 1 | 1 | 1 | 1 | 1 | 1 | 1 | 1 | 1 | 1 | 1 | 1 | 1 | 1
124 | cluster-IX-limits | Tx_Cluster_124_IX_Constraint | Operational_New_Capacity_MW | Southern_PGAE_Li_Battery_8hr_124 |  | 1 | 1 | 1 | 1 | 1 | 1 | 1 | 1 | 1 | 1 | 1 | 1 | 1 | 1 | 1 | 1 | 1 | 1 | 1 | 1 | 1 | 1 | 1
124 | cluster-IX-limits | Tx_Cluster_124_IX_Constraint | Operational_New_Capacity_MW | Southern_PGAE_Solar_124 |  | 1 | 1 | 1 | 1 | 1 | 1 | 1 | 1 | 1 | 1 | 1 | 1 | 1 | 1 | 1 | 1 | 1 | 1 | 1 | 1 | 1 | 1 | 1
125 | cluster-IX-limits | Tx_Cluster_125_IX_Constraint | Operational_New_Capacity_MW | Central_Valley_North_Los_Banos_Wind_125 |  | 1 | 1 | 1 | 1 | 1 | 1 | 1 | 1 | 1 | 1 | 1 | 1 | 1 | 1 | 1 | 1 | 1 | 1 | 1 | 1 | 1 | 1 | 1
125 | cluster-IX-limits | Tx_Cluster_125_IX_Constraint | Operational_New_Capacity_MW | Tehachapi_Flow_Battery_125 |  | 1 | 1 | 1 | 1 | 1 | 1 | 1 | 1 | 1 | 1 | 1 | 1 | 1 | 1 | 1 | 1 | 1 | 1 | 1 | 1 | 1 | 1 | 1
125 | cluster-IX-limits | Tx_Cluster_125_IX_Constraint | Operational_New_Capacity_MW | Tehachapi_Li_Battery_4hr_125 |  | 1 | 1 | 1 | 1 | 1 | 1 | 1 | 1 | 1 | 1 | 1 | 1 | 1 | 1 | 1 | 1 | 1 | 1 | 1 | 1 | 1 | 1 | 1
125 | cluster-IX-limits | Tx_Cluster_125_IX_Constraint | Operational_New_Capacity_MW | Tehachapi_Li_Battery_8hr_125 |  | 1 | 1 | 1 | 1 | 1 | 1 | 1 | 1 | 1 | 1 | 1 | 1 | 1 | 1 | 1 | 1 | 1 | 1 | 1 | 1 | 1 | 1 | 1
125 | cluster-IX-limits | Tx_Cluster_125_IX_Constraint | Operational_New_Capacity_MW | Tehachapi_Solar_125 |  | 1 | 1 | 1 | 1 | 1 | 1 | 1 | 1 | 1 | 1 | 1 | 1 | 1 | 1 | 1 | 1 | 1 | 1 | 1 | 1 | 1 | 1 | 1
126 | cluster-IX-limits | Tx_Cluster_126_IX_Constraint | Operational_New_Capacity_MW | Northern_California_Flow_Battery_126 |  | 1 | 1 | 1 | 1 | 1 | 1 | 1 | 1 | 1 | 1 | 1 | 1 | 1 | 1 | 1 | 1 | 1 | 1 | 1 | 1 | 1 | 1 | 1
126 | cluster-IX-limits | Tx_Cluster_126_IX_Constraint | Operational_New_Capacity_MW | Northern_California_Li_Battery_4hr_126 |  | 1 | 1 | 1 | 1 | 1 | 1 | 1 | 1 | 1 | 1 | 1 | 1 | 1 | 1 | 1 | 1 | 1 | 1 | 1 | 1 | 1 | 1 | 1
126 | cluster-IX-limits | Tx_Cluster_126_IX_Constraint | Operational_New_Capacity_MW | Northern_California_Li_Battery_8hr_126 |  | 1 | 1 | 1 | 1 | 1 | 1 | 1 | 1 | 1 | 1 | 1 | 1 | 1 | 1 | 1 | 1 | 1 | 1 | 1 | 1 | 1 | 1 | 1
126 | cluster-IX-limits | Tx_Cluster_126_IX_Constraint | Operational_New_Capacity_MW | Northern_California_Solar_126 |  | 1 | 1 | 1 | 1 | 1 | 1 | 1 | 1 | 1 | 1 | 1 | 1 | 1 | 1 | 1 | 1 | 1 | 1 | 1 | 1 | 1 | 1 | 1
126 | cluster-IX-limits | Tx_Cluster_126_IX_Constraint | Operational_New_Capacity_MW | Solano_Wind_126 |  | 1 | 1 | 1 | 1 | 1 | 1 | 1 | 1 | 1 | 1 | 1 | 1 | 1 | 1 | 1 | 1 | 1 | 1 | 1 | 1 | 1 | 1 | 1
127 | cluster-IX-limits | Tx_Cluster_127_IX_Constraint | Operational_New_Capacity_MW | Northern_California_Flow_Battery_127 |  | 1 | 1 | 1 | 1 | 1 | 1 | 1 | 1 | 1 | 1 | 1 | 1 | 1 | 1 | 1 | 1 | 1 | 1 | 1 | 1 | 1 | 1 | 1
127 | cluster-IX-limits | Tx_Cluster_127_IX_Constraint | Operational_New_Capacity_MW | Northern_California_Li_Battery_4hr_127 |  | 1 | 1 | 1 | 1 | 1 | 1 | 1 | 1 | 1 | 1 | 1 | 1 | 1 | 1 | 1 | 1 | 1 | 1 | 1 | 1 | 1 | 1 | 1
127 | cluster-IX-limits | Tx_Cluster_127_IX_Constraint | Operational_New_Capacity_MW | Northern_California_Li_Battery_8hr_127 |  | 1 | 1 | 1 | 1 | 1 | 1 | 1 | 1 | 1 | 1 | 1 | 1 | 1 | 1 | 1 | 1 | 1 | 1 | 1 | 1 | 1 | 1 | 1
127 | cluster-IX-limits | Tx_Cluster_127_IX_Constraint | Operational_New_Capacity_MW | Northern_California_Solar_127 |  | 1 | 1 | 1 | 1 | 1 | 1 | 1 | 1 | 1 | 1 | 1 | 1 | 1 | 1 | 1 | 1 | 1 | 1 | 1 | 1 | 1 | 1 | 1
129 | cluster-IX-limits | Tx_Cluster_129_IX_Constraint | Operational_New_Capacity_MW | Riverside_Flow_Battery_129 |  | 1 | 1 | 1 | 1 | 1 | 1 | 1 | 1 | 1 | 1 | 1 | 1 | 1 | 1 | 1 | 1 | 1 | 1 | 1 | 1 | 1 | 1 | 1
129 | cluster-IX-limits | Tx_Cluster_129_IX_Constraint | Operational_New_Capacity_MW | Riverside_Li_Battery_4hr_129 |  | 1 | 1 | 1 | 1 | 1 | 1 | 1 | 1 | 1 | 1 | 1 | 1 | 1 | 1 | 1 | 1 | 1 | 1 | 1 | 1 | 1 | 1 | 1
129 | cluster-IX-limits | Tx_Cluster_129_IX_Constraint | Operational_New_Capacity_MW | Riverside_Li_Battery_8hr_129 |  | 1 | 1 | 1 | 1 | 1 | 1 | 1 | 1 | 1 | 1 | 1 | 1 | 1 | 1 | 1 | 1 | 1 | 1 | 1 | 1 | 1 | 1 | 1
129 | cluster-IX-limits | Tx_Cluster_129_IX_Constraint | Operational_New_Capacity_MW | Riverside_Solar_129 |  | 1 | 1 | 1 | 1 | 1 | 1 | 1 | 1 | 1 | 1 | 1 | 1 | 1 | 1 | 1 | 1 | 1 | 1 | 1 | 1 | 1 | 1 | 1
130 | cluster-IX-limits | Tx_Cluster_130_IX_Constraint | Operational_New_Capacity_MW | Northern_California_Flow_Battery_130 |  | 1 | 1 | 1 | 1 | 1 | 1 | 1 | 1 | 1 | 1 | 1 | 1 | 1 | 1 | 1 | 1 | 1 | 1 | 1 | 1 | 1 | 1 | 1
130 | cluster-IX-limits | Tx_Cluster_130_IX_Constraint | Operational_New_Capacity_MW | Northern_California_Li_Battery_4hr_130 |  | 1 | 1 | 1 | 1 | 1 | 1 | 1 | 1 | 1 | 1 | 1 | 1 | 1 | 1 | 1 | 1 | 1 | 1 | 1 | 1 | 1 | 1 | 1
130 | cluster-IX-limits | Tx_Cluster_130_IX_Constraint | Operational_New_Capacity_MW | Northern_California_Li_Battery_8hr_130 |  | 1 | 1 | 1 | 1 | 1 | 1 | 1 | 1 | 1 | 1 | 1 | 1 | 1 | 1 | 1 | 1 | 1 | 1 | 1 | 1 | 1 | 1 | 1
130 | cluster-IX-limits | Tx_Cluster_130_IX_Constraint | Operational_New_Capacity_MW | Northern_California_Solar_130 |  | 1 | 1 | 1 | 1 | 1 | 1 | 1 | 1 | 1 | 1 | 1 | 1 | 1 | 1 | 1 | 1 | 1 | 1 | 1 | 1 | 1 | 1 | 1
132 | cluster-IX-limits | Tx_Cluster_132_IX_Constraint | Operational_New_Capacity_MW | Northern_California_Flow_Battery_132 |  | 1 | 1 | 1 | 1 | 1 | 1 | 1 | 1 | 1 | 1 | 1 | 1 | 1 | 1 | 1 | 1 | 1 | 1 | 1 | 1 | 1 | 1 | 1
132 | cluster-IX-limits | Tx_Cluster_132_IX_Constraint | Operational_New_Capacity_MW | Northern_California_Li_Battery_4hr_132 |  | 1 | 1 | 1 | 1 | 1 | 1 | 1 | 1 | 1 | 1 | 1 | 1 | 1 | 1 | 1 | 1 | 1 | 1 | 1 | 1 | 1 | 1 | 1
132 | cluster-IX-limits | Tx_Cluster_132_IX_Constraint | Operational_New_Capacity_MW | Northern_California_Li_Battery_8hr_132 |  | 1 | 1 | 1 | 1 | 1 | 1 | 1 | 1 | 1 | 1 | 1 | 1 | 1 | 1 | 1 | 1 | 1 | 1 | 1 | 1 | 1 | 1 | 1
132 | cluster-IX-limits | Tx_Cluster_132_IX_Constraint | Operational_New_Capacity_MW | Northern_California_Solar_132 |  | 1 | 1 | 1 | 1 | 1 | 1 | 1 | 1 | 1 | 1 | 1 | 1 | 1 | 1 | 1 | 1 | 1 | 1 | 1 | 1 | 1 | 1 | 1
133 | cluster-IX-limits | Tx_Cluster_133_IX_Constraint | Operational_New_Capacity_MW | Baja_California_Wind_133 |  | 1 | 1 | 1 | 1 | 1 | 1 | 1 | 1 | 1 | 1 | 1 | 1 | 1 | 1 | 1 | 1 | 1 | 1 | 1 | 1 | 1 | 1 | 1
133 | cluster-IX-limits | Tx_Cluster_133_IX_Constraint | Operational_New_Capacity_MW | Greater_Imperial_Flow_Battery_133 |  | 1 | 1 | 1 | 1 | 1 | 1 | 1 | 1 | 1 | 1 | 1 | 1 | 1 | 1 | 1 | 1 | 1 | 1 | 1 | 1 | 1 | 1 | 1
133 | cluster-IX-limits | Tx_Cluster_133_IX_Constraint | Operational_New_Capacity_MW | Greater_Imperial_Li_Battery_4hr_133 |  | 1 | 1 | 1 | 1 | 1 | 1 | 1 | 1 | 1 | 1 | 1 | 1 | 1 | 1 | 1 | 1 | 1 | 1 | 1 | 1 | 1 | 1 | 1
133 | cluster-IX-limits | Tx_Cluster_133_IX_Constraint | Operational_New_Capacity_MW | Greater_Imperial_Li_Battery_8hr_133 |  | 1 | 1 | 1 | 1 | 1 | 1 | 1 | 1 | 1 | 1 | 1 | 1 | 1 | 1 | 1 | 1 | 1 | 1 | 1 | 1 | 1 | 1 | 1
133 | cluster-IX-limits | Tx_Cluster_133_IX_Constraint | Operational_New_Capacity_MW | Greater_Imperial_Solar_133 |  | 1 | 1 | 1 | 1 | 1 | 1 | 1 | 1 | 1 | 1 | 1 | 1 | 1 | 1 | 1 | 1 | 1 | 1 | 1 | 1 | 1 | 1 | 1
135 | cluster-IX-limits | Tx_Cluster_135_IX_Constraint | Operational_New_Capacity_MW | Northern_California_Flow_Battery_135 |  | 1 | 1 | 1 | 1 | 1 | 1 | 1 | 1 | 1 | 1 | 1 | 1 | 1 | 1 | 1 | 1 | 1 | 1 | 1 | 1 | 1 | 1 | 1
135 | cluster-IX-limits | Tx_Cluster_135_IX_Constraint | Operational_New_Capacity_MW | Northern_California_Li_Battery_4hr_135 |  | 1 | 1 | 1 | 1 | 1 | 1 | 1 | 1 | 1 | 1 | 1 | 1 | 1 | 1 | 1 | 1 | 1 | 1 | 1 | 1 | 1 | 1 | 1
135 | cluster-IX-limits | Tx_Cluster_135_IX_Constraint | Operational_New_Capacity_MW | Northern_California_Li_Battery_8hr_135 |  | 1 | 1 | 1 | 1 | 1 | 1 | 1 | 1 | 1 | 1 | 1 | 1 | 1 | 1 | 1 | 1 | 1 | 1 | 1 | 1 | 1 | 1 | 1
135 | cluster-IX-limits | Tx_Cluster_135_IX_Constraint | Operational_New_Capacity_MW | Northern_California_Solar_135 |  | 1 | 1 | 1 | 1 | 1 | 1 | 1 | 1 | 1 | 1 | 1 | 1 | 1 | 1 | 1 | 1 | 1 | 1 | 1 | 1 | 1 | 1 | 1
136 | cluster-IX-limits | Tx_Cluster_136_IX_Constraint | Operational_New_Capacity_MW | Southern_PGAE_Flow_Battery_136 |  | 1 | 1 | 1 | 1 | 1 | 1 | 1 | 1 | 1 | 1 | 1 | 1 | 1 | 1 | 1 | 1 | 1 | 1 | 1 | 1 | 1 | 1 | 1
136 | cluster-IX-limits | Tx_Cluster_136_IX_Constraint | Operational_New_Capacity_MW | Southern_PGAE_Li_Battery_4hr_136 |  | 1 | 1 | 1 | 1 | 1 | 1 | 1 | 1 | 1 | 1 | 1 | 1 | 1 | 1 | 1 | 1 | 1 | 1 | 1 | 1 | 1 | 1 | 1
136 | cluster-IX-limits | Tx_Cluster_136_IX_Constraint | Operational_New_Capacity_MW | Southern_PGAE_Li_Battery_8hr_136 |  | 1 | 1 | 1 | 1 | 1 | 1 | 1 | 1 | 1 | 1 | 1 | 1 | 1 | 1 | 1 | 1 | 1 | 1 | 1 | 1 | 1 | 1 | 1
136 | cluster-IX-limits | Tx_Cluster_136_IX_Constraint | Operational_New_Capacity_MW | Southern_PGAE_Solar_136 |  | 1 | 1 | 1 | 1 | 1 | 1 | 1 | 1 | 1 | 1 | 1 | 1 | 1 | 1 | 1 | 1 | 1 | 1 | 1 | 1 | 1 | 1 | 1
138 | cluster-IX-limits | Tx_Cluster_138_IX_Constraint | Operational_New_Capacity_MW | Northern_California_Flow_Battery_138 |  | 1 | 1 | 1 | 1 | 1 | 1 | 1 | 1 | 1 | 1 | 1 | 1 | 1 | 1 | 1 | 1 | 1 | 1 | 1 | 1 | 1 | 1 | 1
138 | cluster-IX-limits | Tx_Cluster_138_IX_Constraint | Operational_New_Capacity_MW | Northern_California_Li_Battery_4hr_138 |  | 1 | 1 | 1 | 1 | 1 | 1 | 1 | 1 | 1 | 1 | 1 | 1 | 1 | 1 | 1 | 1 | 1 | 1 | 1 | 1 | 1 | 1 | 1
138 | cluster-IX-limits | Tx_Cluster_138_IX_Constraint | Operational_New_Capacity_MW | Northern_California_Li_Battery_8hr_138 |  | 1 | 1 | 1 | 1 | 1 | 1 | 1 | 1 | 1 | 1 | 1 | 1 | 1 | 1 | 1 | 1 | 1 | 1 | 1 | 1 | 1 | 1 | 1
138 | cluster-IX-limits | Tx_Cluster_138_IX_Constraint | Operational_New_Capacity_MW | Northern_California_Solar_138 |  | 1 | 1 | 1 | 1 | 1 | 1 | 1 | 1 | 1 | 1 | 1 | 1 | 1 | 1 | 1 | 1 | 1 | 1 | 1 | 1 | 1 | 1 | 1
139 | cluster-IX-limits | Tx_Cluster_139_IX_Constraint | Operational_New_Capacity_MW | Southern_PGAE_Flow_Battery_139 |  | 1 | 1 | 1 | 1 | 1 | 1 | 1 | 1 | 1 | 1 | 1 | 1 | 1 | 1 | 1 | 1 | 1 | 1 | 1 | 1 | 1 | 1 | 1
139 | cluster-IX-limits | Tx_Cluster_139_IX_Constraint | Operational_New_Capacity_MW | Southern_PGAE_Li_Battery_4hr_139 |  | 1 | 1 | 1 | 1 | 1 | 1 | 1 | 1 | 1 | 1 | 1 | 1 | 1 | 1 | 1 | 1 | 1 | 1 | 1 | 1 | 1 | 1 | 1
139 | cluster-IX-limits | Tx_Cluster_139_IX_Constraint | Operational_New_Capacity_MW | Southern_PGAE_Li_Battery_8hr_139 |  | 1 | 1 | 1 | 1 | 1 | 1 | 1 | 1 | 1 | 1 | 1 | 1 | 1 | 1 | 1 | 1 | 1 | 1 | 1 | 1 | 1 | 1 | 1
139 | cluster-IX-limits | Tx_Cluster_139_IX_Constraint | Operational_New_Capacity_MW | Southern_PGAE_Solar_139 |  | 1 | 1 | 1 | 1 | 1 | 1 | 1 | 1 | 1 | 1 | 1 | 1 | 1 | 1 | 1 | 1 | 1 | 1 | 1 | 1 | 1 | 1 | 1
140 | cluster-IX-limits | Tx_Cluster_140_IX_Constraint | Operational_New_Capacity_MW | Southern_PGAE_Flow_Battery_140 |  | 1 | 1 | 1 | 1 | 1 | 1 | 1 | 1 | 1 | 1 | 1 | 1 | 1 | 1 | 1 | 1 | 1 | 1 | 1 | 1 | 1 | 1 | 1
140 | cluster-IX-limits | Tx_Cluster_140_IX_Constraint | Operational_New_Capacity_MW | Southern_PGAE_Li_Battery_4hr_140 |  | 1 | 1 | 1 | 1 | 1 | 1 | 1 | 1 | 1 | 1 | 1 | 1 | 1 | 1 | 1 | 1 | 1 | 1 | 1 | 1 | 1 | 1 | 1
140 | cluster-IX-limits | Tx_Cluster_140_IX_Constraint | Operational_New_Capacity_MW | Southern_PGAE_Li_Battery_8hr_140 |  | 1 | 1 | 1 | 1 | 1 | 1 | 1 | 1 | 1 | 1 | 1 | 1 | 1 | 1 | 1 | 1 | 1 | 1 | 1 | 1 | 1 | 1 | 1
140 | cluster-IX-limits | Tx_Cluster_140_IX_Constraint | Operational_New_Capacity_MW | Southern_PGAE_Solar_140 |  | 1 | 1 | 1 | 1 | 1 | 1 | 1 | 1 | 1 | 1 | 1 | 1 | 1 | 1 | 1 | 1 | 1 | 1 | 1 | 1 | 1 | 1 | 1
141 | cluster-IX-limits | Tx_Cluster_141_IX_Constraint | Operational_New_Capacity_MW | Northern_California_Flow_Battery_141 |  | 1 | 1 | 1 | 1 | 1 | 1 | 1 | 1 | 1 | 1 | 1 | 1 | 1 | 1 | 1 | 1 | 1 | 1 | 1 | 1 | 1 | 1 | 1
141 | cluster-IX-limits | Tx_Cluster_141_IX_Constraint | Operational_New_Capacity_MW | Northern_California_Li_Battery_4hr_141 |  | 1 | 1 | 1 | 1 | 1 | 1 | 1 | 1 | 1 | 1 | 1 | 1 | 1 | 1 | 1 | 1 | 1 | 1 | 1 | 1 | 1 | 1 | 1
141 | cluster-IX-limits | Tx_Cluster_141_IX_Constraint | Operational_New_Capacity_MW | Northern_California_Li_Battery_8hr_141 |  | 1 | 1 | 1 | 1 | 1 | 1 | 1 | 1 | 1 | 1 | 1 | 1 | 1 | 1 | 1 | 1 | 1 | 1 | 1 | 1 | 1 | 1 | 1
141 | cluster-IX-limits | Tx_Cluster_141_IX_Constraint | Operational_New_Capacity_MW | Northern_California_Solar_141 |  | 1 | 1 | 1 | 1 | 1 | 1 | 1 | 1 | 1 | 1 | 1 | 1 | 1 | 1 | 1 | 1 | 1 | 1 | 1 | 1 | 1 | 1 | 1
144 | cluster-IX-limits | Tx_Cluster_144_IX_Constraint | Operational_New_Capacity_MW | Northern_California_Flow_Battery_144 |  | 1 | 1 | 1 | 1 | 1 | 1 | 1 | 1 | 1 | 1 | 1 | 1 | 1 | 1 | 1 | 1 | 1 | 1 | 1 | 1 | 1 | 1 | 1
144 | cluster-IX-limits | Tx_Cluster_144_IX_Constraint | Operational_New_Capacity_MW | Northern_California_Li_Battery_4hr_144 |  | 1 | 1 | 1 | 1 | 1 | 1 | 1 | 1 | 1 | 1 | 1 | 1 | 1 | 1 | 1 | 1 | 1 | 1 | 1 | 1 | 1 | 1 | 1
144 | cluster-IX-limits | Tx_Cluster_144_IX_Constraint | Operational_New_Capacity_MW | Northern_California_Li_Battery_8hr_144 |  | 1 | 1 | 1 | 1 | 1 | 1 | 1 | 1 | 1 | 1 | 1 | 1 | 1 | 1 | 1 | 1 | 1 | 1 | 1 | 1 | 1 | 1 | 1
144 | cluster-IX-limits | Tx_Cluster_144_IX_Constraint | Operational_New_Capacity_MW | Northern_California_Solar_144 |  | 1 | 1 | 1 | 1 | 1 | 1 | 1 | 1 | 1 | 1 | 1 | 1 | 1 | 1 | 1 | 1 | 1 | 1 | 1 | 1 | 1 | 1 | 1
145 | cluster-IX-limits | Tx_Cluster_145_IX_Constraint | Operational_New_Capacity_MW | Southern_PGAE_Flow_Battery_145 |  | 1 | 1 | 1 | 1 | 1 | 1 | 1 | 1 | 1 | 1 | 1 | 1 | 1 | 1 | 1 | 1 | 1 | 1 | 1 | 1 | 1 | 1 | 1
145 | cluster-IX-limits | Tx_Cluster_145_IX_Constraint | Operational_New_Capacity_MW | Southern_PGAE_Li_Battery_4hr_145 |  | 1 | 1 | 1 | 1 | 1 | 1 | 1 | 1 | 1 | 1 | 1 | 1 | 1 | 1 | 1 | 1 | 1 | 1 | 1 | 1 | 1 | 1 | 1
145 | cluster-IX-limits | Tx_Cluster_145_IX_Constraint | Operational_New_Capacity_MW | Southern_PGAE_Li_Battery_8hr_145 |  | 1 | 1 | 1 | 1 | 1 | 1 | 1 | 1 | 1 | 1 | 1 | 1 | 1 | 1 | 1 | 1 | 1 | 1 | 1 | 1 | 1 | 1 | 1
145 | cluster-IX-limits | Tx_Cluster_145_IX_Constraint | Operational_New_Capacity_MW | Southern_PGAE_Solar_145 |  | 1 | 1 | 1 | 1 | 1 | 1 | 1 | 1 | 1 | 1 | 1 | 1 | 1 | 1 | 1 | 1 | 1 | 1 | 1 | 1 | 1 | 1 | 1
147 | cluster-IX-limits | Tx_Cluster_147_IX_Constraint | Operational_New_Capacity_MW | Southern_PGAE_Flow_Battery_147 |  | 1 | 1 | 1 | 1 | 1 | 1 | 1 | 1 | 1 | 1 | 1 | 1 | 1 | 1 | 1 | 1 | 1 | 1 | 1 | 1 | 1 | 1 | 1
147 | cluster-IX-limits | Tx_Cluster_147_IX_Constraint | Operational_New_Capacity_MW | Southern_PGAE_Li_Battery_4hr_147 |  | 1 | 1 | 1 | 1 | 1 | 1 | 1 | 1 | 1 | 1 | 1 | 1 | 1 | 1 | 1 | 1 | 1 | 1 | 1 | 1 | 1 | 1 | 1
147 | cluster-IX-limits | Tx_Cluster_147_IX_Constraint | Operational_New_Capacity_MW | Southern_PGAE_Li_Battery_8hr_147 |  | 1 | 1 | 1 | 1 | 1 | 1 | 1 | 1 | 1 | 1 | 1 | 1 | 1 | 1 | 1 | 1 | 1 | 1 | 1 | 1 | 1 | 1 | 1
147 | cluster-IX-limits | Tx_Cluster_147_IX_Constraint | Operational_New_Capacity_MW | Southern_PGAE_Solar_147 |  | 1 | 1 | 1 | 1 | 1 | 1 | 1 | 1 | 1 | 1 | 1 | 1 | 1 | 1 | 1 | 1 | 1 | 1 | 1 | 1 | 1 | 1 | 1
148 | cluster-IX-limits | Tx_Cluster_148_IX_Constraint | Operational_New_Capacity_MW | Southern_PGAE_Flow_Battery_148 |  | 1 | 1 | 1 | 1 | 1 | 1 | 1 | 1 | 1 | 1 | 1 | 1 | 1 | 1 | 1 | 1 | 1 | 1 | 1 | 1 | 1 | 1 | 1
148 | cluster-IX-limits | Tx_Cluster_148_IX_Constraint | Operational_New_Capacity_MW | Southern_PGAE_Li_Battery_4hr_148 |  | 1 | 1 | 1 | 1 | 1 | 1 | 1 | 1 | 1 | 1 | 1 | 1 | 1 | 1 | 1 | 1 | 1 | 1 | 1 | 1 | 1 | 1 | 1
148 | cluster-IX-limits | Tx_Cluster_148_IX_Constraint | Operational_New_Capacity_MW | Southern_PGAE_Li_Battery_8hr_148 |  | 1 | 1 | 1 | 1 | 1 | 1 | 1 | 1 | 1 | 1 | 1 | 1 | 1 | 1 | 1 | 1 | 1 | 1 | 1 | 1 | 1 | 1 | 1
148 | cluster-IX-limits | Tx_Cluster_148_IX_Constraint | Operational_New_Capacity_MW | Southern_PGAE_Solar_148 |  | 1 | 1 | 1 | 1 | 1 | 1 | 1 | 1 | 1 | 1 | 1 | 1 | 1 | 1 | 1 | 1 | 1 | 1 | 1 | 1 | 1 | 1 | 1
149 | cluster-IX-limits | Tx_Cluster_149_IX_Constraint | Operational_New_Capacity_MW | Northern_California_Flow_Battery_149 |  | 1 | 1 | 1 | 1 | 1 | 1 | 1 | 1 | 1 | 1 | 1 | 1 | 1 | 1 | 1 | 1 | 1 | 1 | 1 | 1 | 1 | 1 | 1
149 | cluster-IX-limits | Tx_Cluster_149_IX_Constraint | Operational_New_Capacity_MW | Northern_California_Li_Battery_4hr_149 |  | 1 | 1 | 1 | 1 | 1 | 1 | 1 | 1 | 1 | 1 | 1 | 1 | 1 | 1 | 1 | 1 | 1 | 1 | 1 | 1 | 1 | 1 | 1
149 | cluster-IX-limits | Tx_Cluster_149_IX_Constraint | Operational_New_Capacity_MW | Northern_California_Li_Battery_8hr_149 |  | 1 | 1 | 1 | 1 | 1 | 1 | 1 | 1 | 1 | 1 | 1 | 1 | 1 | 1 | 1 | 1 | 1 | 1 | 1 | 1 | 1 | 1 | 1
149 | cluster-IX-limits | Tx_Cluster_149_IX_Constraint | Operational_New_Capacity_MW | Northern_California_Solar_149 |  | 1 | 1 | 1 | 1 | 1 | 1 | 1 | 1 | 1 | 1 | 1 | 1 | 1 | 1 | 1 | 1 | 1 | 1 | 1 | 1 | 1 | 1 | 1
150 | cluster-IX-limits | Tx_Cluster_150_IX_Constraint | Operational_New_Capacity_MW | Northern_California_Flow_Battery_150 |  | 1 | 1 | 1 | 1 | 1 | 1 | 1 | 1 | 1 | 1 | 1 | 1 | 1 | 1 | 1 | 1 | 1 | 1 | 1 | 1 | 1 | 1 | 1
150 | cluster-IX-limits | Tx_Cluster_150_IX_Constraint | Operational_New_Capacity_MW | Northern_California_Li_Battery_4hr_150 |  | 1 | 1 | 1 | 1 | 1 | 1 | 1 | 1 | 1 | 1 | 1 | 1 | 1 | 1 | 1 | 1 | 1 | 1 | 1 | 1 | 1 | 1 | 1
150 | cluster-IX-limits | Tx_Cluster_150_IX_Constraint | Operational_New_Capacity_MW | Northern_California_Li_Battery_8hr_150 |  | 1 | 1 | 1 | 1 | 1 | 1 | 1 | 1 | 1 | 1 | 1 | 1 | 1 | 1 | 1 | 1 | 1 | 1 | 1 | 1 | 1 | 1 | 1
150 | cluster-IX-limits | Tx_Cluster_150_IX_Constraint | Operational_New_Capacity_MW | Northern_California_Solar_150 |  | 1 | 1 | 1 | 1 | 1 | 1 | 1 | 1 | 1 | 1 | 1 | 1 | 1 | 1 | 1 | 1 | 1 | 1 | 1 | 1 | 1 | 1 | 1
151 | cluster-IX-limits | Tx_Cluster_151_IX_Constraint | Operational_New_Capacity_MW | Southern_PGAE_Flow_Battery_151 |  | 1 | 1 | 1 | 1 | 1 | 1 | 1 | 1 | 1 | 1 | 1 | 1 | 1 | 1 | 1 | 1 | 1 | 1 | 1 | 1 | 1 | 1 | 1
151 | cluster-IX-limits | Tx_Cluster_151_IX_Constraint | Operational_New_Capacity_MW | Southern_PGAE_Li_Battery_4hr_151 |  | 1 | 1 | 1 | 1 | 1 | 1 | 1 | 1 | 1 | 1 | 1 | 1 | 1 | 1 | 1 | 1 | 1 | 1 | 1 | 1 | 1 | 1 | 1
151 | cluster-IX-limits | Tx_Cluster_151_IX_Constraint | Operational_New_Capacity_MW | Southern_PGAE_Li_Battery_8hr_151 |  | 1 | 1 | 1 | 1 | 1 | 1 | 1 | 1 | 1 | 1 | 1 | 1 | 1 | 1 | 1 | 1 | 1 | 1 | 1 | 1 | 1 | 1 | 1
151 | cluster-IX-limits | Tx_Cluster_151_IX_Constraint | Operational_New_Capacity_MW | Southern_PGAE_Solar_151 |  | 1 | 1 | 1 | 1 | 1 | 1 | 1 | 1 | 1 | 1 | 1 | 1 | 1 | 1 | 1 | 1 | 1 | 1 | 1 | 1 | 1 | 1 | 1
152 | cluster-IX-limits | Tx_Cluster_152_IX_Constraint | Operational_New_Capacity_MW | Southern_PGAE_Flow_Battery_152 |  | 1 | 1 | 1 | 1 | 1 | 1 | 1 | 1 | 1 | 1 | 1 | 1 | 1 | 1 | 1 | 1 | 1 | 1 | 1 | 1 | 1 | 1 | 1
152 | cluster-IX-limits | Tx_Cluster_152_IX_Constraint | Operational_New_Capacity_MW | Southern_PGAE_Li_Battery_4hr_152 |  | 1 | 1 | 1 | 1 | 1 | 1 | 1 | 1 | 1 | 1 | 1 | 1 | 1 | 1 | 1 | 1 | 1 | 1 | 1 | 1 | 1 | 1 | 1
152 | cluster-IX-limits | Tx_Cluster_152_IX_Constraint | Operational_New_Capacity_MW | Southern_PGAE_Li_Battery_8hr_152 |  | 1 | 1 | 1 | 1 | 1 | 1 | 1 | 1 | 1 | 1 | 1 | 1 | 1 | 1 | 1 | 1 | 1 | 1 | 1 | 1 | 1 | 1 | 1
152 | cluster-IX-limits | Tx_Cluster_152_IX_Constraint | Operational_New_Capacity_MW | Southern_PGAE_Solar_152 |  | 1 | 1 | 1 | 1 | 1 | 1 | 1 | 1 | 1 | 1 | 1 | 1 | 1 | 1 | 1 | 1 | 1 | 1 | 1 | 1 | 1 | 1 | 1
154 | cluster-IX-limits | Tx_Cluster_154_IX_Constraint | Operational_New_Capacity_MW | Central_Valley_North_Los_Banos_Wind_154 |  | 1 | 1 | 1 | 1 | 1 | 1 | 1 | 1 | 1 | 1 | 1 | 1 | 1 | 1 | 1 | 1 | 1 | 1 | 1 | 1 | 1 | 1 | 1
154 | cluster-IX-limits | Tx_Cluster_154_IX_Constraint | Operational_New_Capacity_MW | Southern_PGAE_Flow_Battery_154 |  | 1 | 1 | 1 | 1 | 1 | 1 | 1 | 1 | 1 | 1 | 1 | 1 | 1 | 1 | 1 | 1 | 1 | 1 | 1 | 1 | 1 | 1 | 1
154 | cluster-IX-limits | Tx_Cluster_154_IX_Constraint | Operational_New_Capacity_MW | Southern_PGAE_Li_Battery_4hr_154 |  | 1 | 1 | 1 | 1 | 1 | 1 | 1 | 1 | 1 | 1 | 1 | 1 | 1 | 1 | 1 | 1 | 1 | 1 | 1 | 1 | 1 | 1 | 1
154 | cluster-IX-limits | Tx_Cluster_154_IX_Constraint | Operational_New_Capacity_MW | Southern_PGAE_Li_Battery_8hr_154 |  | 1 | 1 | 1 | 1 | 1 | 1 | 1 | 1 | 1 | 1 | 1 | 1 | 1 | 1 | 1 | 1 | 1 | 1 | 1 | 1 | 1 | 1 | 1
154 | cluster-IX-limits | Tx_Cluster_154_IX_Constraint | Operational_New_Capacity_MW | Southern_PGAE_Solar_154 |  | 1 | 1 | 1 | 1 | 1 | 1 | 1 | 1 | 1 | 1 | 1 | 1 | 1 | 1 | 1 | 1 | 1 | 1 | 1 | 1 | 1 | 1 | 1
155 | cluster-IX-limits | Tx_Cluster_155_IX_Constraint | Operational_New_Capacity_MW | Northern_California_Flow_Battery_155 |  | 1 | 1 | 1 | 1 | 1 | 1 | 1 | 1 | 1 | 1 | 1 | 1 | 1 | 1 | 1 | 1 | 1 | 1 | 1 | 1 | 1 | 1 | 1
155 | cluster-IX-limits | Tx_Cluster_155_IX_Constraint | Operational_New_Capacity_MW | Northern_California_Li_Battery_4hr_155 |  | 1 | 1 | 1 | 1 | 1 | 1 | 1 | 1 | 1 | 1 | 1 | 1 | 1 | 1 | 1 | 1 | 1 | 1 | 1 | 1 | 1 | 1 | 1
155 | cluster-IX-limits | Tx_Cluster_155_IX_Constraint | Operational_New_Capacity_MW | Northern_California_Li_Battery_8hr_155 |  | 1 | 1 | 1 | 1 | 1 | 1 | 1 | 1 | 1 | 1 | 1 | 1 | 1 | 1 | 1 | 1 | 1 | 1 | 1 | 1 | 1 | 1 | 1
155 | cluster-IX-limits | Tx_Cluster_155_IX_Constraint | Operational_New_Capacity_MW | Northern_California_Solar_155 |  | 1 | 1 | 1 | 1 | 1 | 1 | 1 | 1 | 1 | 1 | 1 | 1 | 1 | 1 | 1 | 1 | 1 | 1 | 1 | 1 | 1 | 1 | 1
156 | cluster-IX-limits | Tx_Cluster_156_IX_Constraint | Operational_New_Capacity_MW | Greater_Kramer_Flow_Battery_156 |  | 1 | 1 | 1 | 1 | 1 | 1 | 1 | 1 | 1 | 1 | 1 | 1 | 1 | 1 | 1 | 1 | 1 | 1 | 1 | 1 | 1 | 1 | 1
156 | cluster-IX-limits | Tx_Cluster_156_IX_Constraint | Operational_New_Capacity_MW | Greater_Kramer_Li_Battery_4hr_156 |  | 1 | 1 | 1 | 1 | 1 | 1 | 1 | 1 | 1 | 1 | 1 | 1 | 1 | 1 | 1 | 1 | 1 | 1 | 1 | 1 | 1 | 1 | 1
156 | cluster-IX-limits | Tx_Cluster_156_IX_Constraint | Operational_New_Capacity_MW | Greater_Kramer_Li_Battery_8hr_156 |  | 1 | 1 | 1 | 1 | 1 | 1 | 1 | 1 | 1 | 1 | 1 | 1 | 1 | 1 | 1 | 1 | 1 | 1 | 1 | 1 | 1 | 1 | 1
156 | cluster-IX-limits | Tx_Cluster_156_IX_Constraint | Operational_New_Capacity_MW | Greater_Kramer_Solar_156 |  | 1 | 1 | 1 | 1 | 1 | 1 | 1 | 1 | 1 | 1 | 1 | 1 | 1 | 1 | 1 | 1 | 1 | 1 | 1 | 1 | 1 | 1 | 1
156 | cluster-IX-limits | Tx_Cluster_156_IX_Constraint | Operational_New_Capacity_MW | Inyokern_North_Kramer_Geothermal_156 |  | 1 | 1 | 1 | 1 | 1 | 1 | 1 | 1 | 1 | 1 | 1 | 1 | 1 | 1 | 1 | 1 | 1 | 1 | 1 | 1 | 1 | 1 | 1
157 | cluster-IX-limits | Tx_Cluster_157_IX_Constraint | Operational_New_Capacity_MW | Northern_California_Flow_Battery_157 |  | 1 | 1 | 1 | 1 | 1 | 1 | 1 | 1 | 1 | 1 | 1 | 1 | 1 | 1 | 1 | 1 | 1 | 1 | 1 | 1 | 1 | 1 | 1
157 | cluster-IX-limits | Tx_Cluster_157_IX_Constraint | Operational_New_Capacity_MW | Northern_California_Li_Battery_4hr_157 |  | 1 | 1 | 1 | 1 | 1 | 1 | 1 | 1 | 1 | 1 | 1 | 1 | 1 | 1 | 1 | 1 | 1 | 1 | 1 | 1 | 1 | 1 | 1
157 | cluster-IX-limits | Tx_Cluster_157_IX_Constraint | Operational_New_Capacity_MW | Northern_California_Li_Battery_8hr_157 |  | 1 | 1 | 1 | 1 | 1 | 1 | 1 | 1 | 1 | 1 | 1 | 1 | 1 | 1 | 1 | 1 | 1 | 1 | 1 | 1 | 1 | 1 | 1
157 | cluster-IX-limits | Tx_Cluster_157_IX_Constraint | Operational_New_Capacity_MW | Northern_California_Solar_157 |  | 1 | 1 | 1 | 1 | 1 | 1 | 1 | 1 | 1 | 1 | 1 | 1 | 1 | 1 | 1 | 1 | 1 | 1 | 1 | 1 | 1 | 1 | 1
158 | cluster-IX-limits | Tx_Cluster_158_IX_Constraint | Operational_New_Capacity_MW | Northern_California_Flow_Battery_158 |  | 1 | 1 | 1 | 1 | 1 | 1 | 1 | 1 | 1 | 1 | 1 | 1 | 1 | 1 | 1 | 1 | 1 | 1 | 1 | 1 | 1 | 1 | 1
158 | cluster-IX-limits | Tx_Cluster_158_IX_Constraint | Operational_New_Capacity_MW | Northern_California_Li_Battery_4hr_158 |  | 1 | 1 | 1 | 1 | 1 | 1 | 1 | 1 | 1 | 1 | 1 | 1 | 1 | 1 | 1 | 1 | 1 | 1 | 1 | 1 | 1 | 1 | 1
158 | cluster-IX-limits | Tx_Cluster_158_IX_Constraint | Operational_New_Capacity_MW | Northern_California_Li_Battery_8hr_158 |  | 1 | 1 | 1 | 1 | 1 | 1 | 1 | 1 | 1 | 1 | 1 | 1 | 1 | 1 | 1 | 1 | 1 | 1 | 1 | 1 | 1 | 1 | 1
158 | cluster-IX-limits | Tx_Cluster_158_IX_Constraint | Operational_New_Capacity_MW | Northern_California_Solar_158 |  | 1 | 1 | 1 | 1 | 1 | 1 | 1 | 1 | 1 | 1 | 1 | 1 | 1 | 1 | 1 | 1 | 1 | 1 | 1 | 1 | 1 | 1 | 1
159 | cluster-IX-limits | Tx_Cluster_159_IX_Constraint | Operational_New_Capacity_MW | Northern_California_Flow_Battery_159 |  | 1 | 1 | 1 | 1 | 1 | 1 | 1 | 1 | 1 | 1 | 1 | 1 | 1 | 1 | 1 | 1 | 1 | 1 | 1 | 1 | 1 | 1 | 1
159 | cluster-IX-limits | Tx_Cluster_159_IX_Constraint | Operational_New_Capacity_MW | Northern_California_Li_Battery_4hr_159 |  | 1 | 1 | 1 | 1 | 1 | 1 | 1 | 1 | 1 | 1 | 1 | 1 | 1 | 1 | 1 | 1 | 1 | 1 | 1 | 1 | 1 | 1 | 1
159 | cluster-IX-limits | Tx_Cluster_159_IX_Constraint | Operational_New_Capacity_MW | Northern_California_Li_Battery_8hr_159 |  | 1 | 1 | 1 | 1 | 1 | 1 | 1 | 1 | 1 | 1 | 1 | 1 | 1 | 1 | 1 | 1 | 1 | 1 | 1 | 1 | 1 | 1 | 1
159 | cluster-IX-limits | Tx_Cluster_159_IX_Constraint | Operational_New_Capacity_MW | Northern_California_Solar_159 |  | 1 | 1 | 1 | 1 | 1 | 1 | 1 | 1 | 1 | 1 | 1 | 1 | 1 | 1 | 1 | 1 | 1 | 1 | 1 | 1 | 1 | 1 | 1
159 | cluster-IX-limits | Tx_Cluster_159_IX_Constraint | Operational_New_Capacity_MW | Northern_California_Wind_159 |  | 1 | 1 | 1 | 1 | 1 | 1 | 1 | 1 | 1 | 1 | 1 | 1 | 1 | 1 | 1 | 1 | 1 | 1 | 1 | 1 | 1 | 1 | 1
160 | cluster-IX-limits | Tx_Cluster_160_IX_Constraint | Operational_New_Capacity_MW | Southern_PGAE_Flow_Battery_160 |  | 1 | 1 | 1 | 1 | 1 | 1 | 1 | 1 | 1 | 1 | 1 | 1 | 1 | 1 | 1 | 1 | 1 | 1 | 1 | 1 | 1 | 1 | 1
160 | cluster-IX-limits | Tx_Cluster_160_IX_Constraint | Operational_New_Capacity_MW | Southern_PGAE_Li_Battery_4hr_160 |  | 1 | 1 | 1 | 1 | 1 | 1 | 1 | 1 | 1 | 1 | 1 | 1 | 1 | 1 | 1 | 1 | 1 | 1 | 1 | 1 | 1 | 1 | 1
160 | cluster-IX-limits | Tx_Cluster_160_IX_Constraint | Operational_New_Capacity_MW | Southern_PGAE_Li_Battery_8hr_160 |  | 1 | 1 | 1 | 1 | 1 | 1 | 1 | 1 | 1 | 1 | 1 | 1 | 1 | 1 | 1 | 1 | 1 | 1 | 1 | 1 | 1 | 1 | 1
160 | cluster-IX-limits | Tx_Cluster_160_IX_Constraint | Operational_New_Capacity_MW | Southern_PGAE_Solar_160 |  | 1 | 1 | 1 | 1 | 1 | 1 | 1 | 1 | 1 | 1 | 1 | 1 | 1 | 1 | 1 | 1 | 1 | 1 | 1 | 1 | 1 | 1 | 1
161 | cluster-IX-limits | Tx_Cluster_161_IX_Constraint | Operational_New_Capacity_MW | Southern_PGAE_Flow_Battery_161 |  | 1 | 1 | 1 | 1 | 1 | 1 | 1 | 1 | 1 | 1 | 1 | 1 | 1 | 1 | 1 | 1 | 1 | 1 | 1 | 1 | 1 | 1 | 1
161 | cluster-IX-limits | Tx_Cluster_161_IX_Constraint | Operational_New_Capacity_MW | Southern_PGAE_Li_Battery_4hr_161 |  | 1 | 1 | 1 | 1 | 1 | 1 | 1 | 1 | 1 | 1 | 1 | 1 | 1 | 1 | 1 | 1 | 1 | 1 | 1 | 1 | 1 | 1 | 1
161 | cluster-IX-limits | Tx_Cluster_161_IX_Constraint | Operational_New_Capacity_MW | Southern_PGAE_Li_Battery_8hr_161 |  | 1 | 1 | 1 | 1 | 1 | 1 | 1 | 1 | 1 | 1 | 1 | 1 | 1 | 1 | 1 | 1 | 1 | 1 | 1 | 1 | 1 | 1 | 1
161 | cluster-IX-limits | Tx_Cluster_161_IX_Constraint | Operational_New_Capacity_MW | Southern_PGAE_Solar_161 |  | 1 | 1 | 1 | 1 | 1 | 1 | 1 | 1 | 1 | 1 | 1 | 1 | 1 | 1 | 1 | 1 | 1 | 1 | 1 | 1 | 1 | 1 | 1
162 | cluster-IX-limits | Tx_Cluster_162_IX_Constraint | Operational_New_Capacity_MW | Central_Valley_North_Los_Banos_Wind_162 |  | 1 | 1 | 1 | 1 | 1 | 1 | 1 | 1 | 1 | 1 | 1 | 1 | 1 | 1 | 1 | 1 | 1 | 1 | 1 | 1 | 1 | 1 | 1
162 | cluster-IX-limits | Tx_Cluster_162_IX_Constraint | Operational_New_Capacity_MW | Southern_PGAE_Flow_Battery_162 |  | 1 | 1 | 1 | 1 | 1 | 1 | 1 | 1 | 1 | 1 | 1 | 1 | 1 | 1 | 1 | 1 | 1 | 1 | 1 | 1 | 1 | 1 | 1
162 | cluster-IX-limits | Tx_Cluster_162_IX_Constraint | Operational_New_Capacity_MW | Southern_PGAE_Li_Battery_4hr_162 |  | 1 | 1 | 1 | 1 | 1 | 1 | 1 | 1 | 1 | 1 | 1 | 1 | 1 | 1 | 1 | 1 | 1 | 1 | 1 | 1 | 1 | 1 | 1
162 | cluster-IX-limits | Tx_Cluster_162_IX_Constraint | Operational_New_Capacity_MW | Southern_PGAE_Li_Battery_8hr_162 |  | 1 | 1 | 1 | 1 | 1 | 1 | 1 | 1 | 1 | 1 | 1 | 1 | 1 | 1 | 1 | 1 | 1 | 1 | 1 | 1 | 1 | 1 | 1
162 | cluster-IX-limits | Tx_Cluster_162_IX_Constraint | Operational_New_Capacity_MW | Southern_PGAE_Solar_162 |  | 1 | 1 | 1 | 1 | 1 | 1 | 1 | 1 | 1 | 1 | 1 | 1 | 1 | 1 | 1 | 1 | 1 | 1 | 1 | 1 | 1 | 1 | 1
163 | cluster-IX-limits | Tx_Cluster_163_IX_Constraint | Operational_New_Capacity_MW | Southern_PGAE_Flow_Battery_163 |  | 1 | 1 | 1 | 1 | 1 | 1 | 1 | 1 | 1 | 1 | 1 | 1 | 1 | 1 | 1 | 1 | 1 | 1 | 1 | 1 | 1 | 1 | 1
163 | cluster-IX-limits | Tx_Cluster_163_IX_Constraint | Operational_New_Capacity_MW | Southern_PGAE_Li_Battery_4hr_163 |  | 1 | 1 | 1 | 1 | 1 | 1 | 1 | 1 | 1 | 1 | 1 | 1 | 1 | 1 | 1 | 1 | 1 | 1 | 1 | 1 | 1 | 1 | 1
163 | cluster-IX-limits | Tx_Cluster_163_IX_Constraint | Operational_New_Capacity_MW | Southern_PGAE_Li_Battery_8hr_163 |  | 1 | 1 | 1 | 1 | 1 | 1 | 1 | 1 | 1 | 1 | 1 | 1 | 1 | 1 | 1 | 1 | 1 | 1 | 1 | 1 | 1 | 1 | 1
163 | cluster-IX-limits | Tx_Cluster_163_IX_Constraint | Operational_New_Capacity_MW | Southern_PGAE_Solar_163 |  | 1 | 1 | 1 | 1 | 1 | 1 | 1 | 1 | 1 | 1 | 1 | 1 | 1 | 1 | 1 | 1 | 1 | 1 | 1 | 1 | 1 | 1 | 1
164 | cluster-IX-limits | Tx_Cluster_164_IX_Constraint | Operational_New_Capacity_MW | Southern_PGAE_Flow_Battery_164 |  | 1 | 1 | 1 | 1 | 1 | 1 | 1 | 1 | 1 | 1 | 1 | 1 | 1 | 1 | 1 | 1 | 1 | 1 | 1 | 1 | 1 | 1 | 1
164 | cluster-IX-limits | Tx_Cluster_164_IX_Constraint | Operational_New_Capacity_MW | Southern_PGAE_Li_Battery_4hr_164 |  | 1 | 1 | 1 | 1 | 1 | 1 | 1 | 1 | 1 | 1 | 1 | 1 | 1 | 1 | 1 | 1 | 1 | 1 | 1 | 1 | 1 | 1 | 1
164 | cluster-IX-limits | Tx_Cluster_164_IX_Constraint | Operational_New_Capacity_MW | Southern_PGAE_Li_Battery_8hr_164 |  | 1 | 1 | 1 | 1 | 1 | 1 | 1 | 1 | 1 | 1 | 1 | 1 | 1 | 1 | 1 | 1 | 1 | 1 | 1 | 1 | 1 | 1 | 1
164 | cluster-IX-limits | Tx_Cluster_164_IX_Constraint | Operational_New_Capacity_MW | Southern_PGAE_Solar_164 |  | 1 | 1 | 1 | 1 | 1 | 1 | 1 | 1 | 1 | 1 | 1 | 1 | 1 | 1 | 1 | 1 | 1 | 1 | 1 | 1 | 1 | 1 | 1
165 | cluster-IX-limits | Tx_Cluster_165_IX_Constraint | Operational_New_Capacity_MW | Southern_PGAE_Flow_Battery_165 |  | 1 | 1 | 1 | 1 | 1 | 1 | 1 | 1 | 1 | 1 | 1 | 1 | 1 | 1 | 1 | 1 | 1 | 1 | 1 | 1 | 1 | 1 | 1
165 | cluster-IX-limits | Tx_Cluster_165_IX_Constraint | Operational_New_Capacity_MW | Southern_PGAE_Li_Battery_4hr_165 |  | 1 | 1 | 1 | 1 | 1 | 1 | 1 | 1 | 1 | 1 | 1 | 1 | 1 | 1 | 1 | 1 | 1 | 1 | 1 | 1 | 1 | 1 | 1
165 | cluster-IX-limits | Tx_Cluster_165_IX_Constraint | Operational_New_Capacity_MW | Southern_PGAE_Li_Battery_8hr_165 |  | 1 | 1 | 1 | 1 | 1 | 1 | 1 | 1 | 1 | 1 | 1 | 1 | 1 | 1 | 1 | 1 | 1 | 1 | 1 | 1 | 1 | 1 | 1
165 | cluster-IX-limits | Tx_Cluster_165_IX_Constraint | Operational_New_Capacity_MW | Southern_PGAE_Solar_165 |  | 1 | 1 | 1 | 1 | 1 | 1 | 1 | 1 | 1 | 1 | 1 | 1 | 1 | 1 | 1 | 1 | 1 | 1 | 1 | 1 | 1 | 1 | 1
166 | cluster-IX-limits | Tx_Cluster_166_IX_Constraint | Operational_New_Capacity_MW | Northern_California_Flow_Battery_166 |  | 1 | 1 | 1 | 1 | 1 | 1 | 1 | 1 | 1 | 1 | 1 | 1 | 1 | 1 | 1 | 1 | 1 | 1 | 1 | 1 | 1 | 1 | 1
166 | cluster-IX-limits | Tx_Cluster_166_IX_Constraint | Operational_New_Capacity_MW | Northern_California_Li_Battery_4hr_166 |  | 1 | 1 | 1 | 1 | 1 | 1 | 1 | 1 | 1 | 1 | 1 | 1 | 1 | 1 | 1 | 1 | 1 | 1 | 1 | 1 | 1 | 1 | 1
166 | cluster-IX-limits | Tx_Cluster_166_IX_Constraint | Operational_New_Capacity_MW | Northern_California_Li_Battery_8hr_166 |  | 1 | 1 | 1 | 1 | 1 | 1 | 1 | 1 | 1 | 1 | 1 | 1 | 1 | 1 | 1 | 1 | 1 | 1 | 1 | 1 | 1 | 1 | 1
166 | cluster-IX-limits | Tx_Cluster_166_IX_Constraint | Operational_New_Capacity_MW | Northern_California_Solar_166 |  | 1 | 1 | 1 | 1 | 1 | 1 | 1 | 1 | 1 | 1 | 1 | 1 | 1 | 1 | 1 | 1 | 1 | 1 | 1 | 1 | 1 | 1 | 1
168 | cluster-IX-limits | Tx_Cluster_168_IX_Constraint | Operational_New_Capacity_MW | Southern_PGAE_Flow_Battery_168 |  | 1 | 1 | 1 | 1 | 1 | 1 | 1 | 1 | 1 | 1 | 1 | 1 | 1 | 1 | 1 | 1 | 1 | 1 | 1 | 1 | 1 | 1 | 1
168 | cluster-IX-limits | Tx_Cluster_168_IX_Constraint | Operational_New_Capacity_MW | Southern_PGAE_Li_Battery_4hr_168 |  | 1 | 1 | 1 | 1 | 1 | 1 | 1 | 1 | 1 | 1 | 1 | 1 | 1 | 1 | 1 | 1 | 1 | 1 | 1 | 1 | 1 | 1 | 1
168 | cluster-IX-limits | Tx_Cluster_168_IX_Constraint | Operational_New_Capacity_MW | Southern_PGAE_Li_Battery_8hr_168 |  | 1 | 1 | 1 | 1 | 1 | 1 | 1 | 1 | 1 | 1 | 1 | 1 | 1 | 1 | 1 | 1 | 1 | 1 | 1 | 1 | 1 | 1 | 1
168 | cluster-IX-limits | Tx_Cluster_168_IX_Constraint | Operational_New_Capacity_MW | Southern_PGAE_Solar_168 |  | 1 | 1 | 1 | 1 | 1 | 1 | 1 | 1 | 1 | 1 | 1 | 1 | 1 | 1 | 1 | 1 | 1 | 1 | 1 | 1 | 1 | 1 | 1
169 | cluster-IX-limits | Tx_Cluster_169_IX_Constraint | Operational_New_Capacity_MW | Southern_PGAE_Flow_Battery_169 |  | 1 | 1 | 1 | 1 | 1 | 1 | 1 | 1 | 1 | 1 | 1 | 1 | 1 | 1 | 1 | 1 | 1 | 1 | 1 | 1 | 1 | 1 | 1
169 | cluster-IX-limits | Tx_Cluster_169_IX_Constraint | Operational_New_Capacity_MW | Southern_PGAE_Li_Battery_4hr_169 |  | 1 | 1 | 1 | 1 | 1 | 1 | 1 | 1 | 1 | 1 | 1 | 1 | 1 | 1 | 1 | 1 | 1 | 1 | 1 | 1 | 1 | 1 | 1
169 | cluster-IX-limits | Tx_Cluster_169_IX_Constraint | Operational_New_Capacity_MW | Southern_PGAE_Li_Battery_8hr_169 |  | 1 | 1 | 1 | 1 | 1 | 1 | 1 | 1 | 1 | 1 | 1 | 1 | 1 | 1 | 1 | 1 | 1 | 1 | 1 | 1 | 1 | 1 | 1
169 | cluster-IX-limits | Tx_Cluster_169_IX_Constraint | Operational_New_Capacity_MW | Southern_PGAE_Solar_169 |  | 1 | 1 | 1 | 1 | 1 | 1 | 1 | 1 | 1 | 1 | 1 | 1 | 1 | 1 | 1 | 1 | 1 | 1 | 1 | 1 | 1 | 1 | 1
170 | cluster-IX-limits | Tx_Cluster_170_IX_Constraint | Operational_New_Capacity_MW | Southern_PGAE_Flow_Battery_170 |  | 1 | 1 | 1 | 1 | 1 | 1 | 1 | 1 | 1 | 1 | 1 | 1 | 1 | 1 | 1 | 1 | 1 | 1 | 1 | 1 | 1 | 1 | 1
170 | cluster-IX-limits | Tx_Cluster_170_IX_Constraint | Operational_New_Capacity_MW | Southern_PGAE_Li_Battery_4hr_170 |  | 1 | 1 | 1 | 1 | 1 | 1 | 1 | 1 | 1 | 1 | 1 | 1 | 1 | 1 | 1 | 1 | 1 | 1 | 1 | 1 | 1 | 1 | 1
170 | cluster-IX-limits | Tx_Cluster_170_IX_Constraint | Operational_New_Capacity_MW | Southern_PGAE_Li_Battery_8hr_170 |  | 1 | 1 | 1 | 1 | 1 | 1 | 1 | 1 | 1 | 1 | 1 | 1 | 1 | 1 | 1 | 1 | 1 | 1 | 1 | 1 | 1 | 1 | 1
170 | cluster-IX-limits | Tx_Cluster_170_IX_Constraint | Operational_New_Capacity_MW | Southern_PGAE_Solar_170 |  | 1 | 1 | 1 | 1 | 1 | 1 | 1 | 1 | 1 | 1 | 1 | 1 | 1 | 1 | 1 | 1 | 1 | 1 | 1 | 1 | 1 | 1 | 1
172 | cluster-IX-limits | Tx_Cluster_172_IX_Constraint | Operational_New_Capacity_MW | Northern_California_Flow_Battery_172 |  | 1 | 1 | 1 | 1 | 1 | 1 | 1 | 1 | 1 | 1 | 1 | 1 | 1 | 1 | 1 | 1 | 1 | 1 | 1 | 1 | 1 | 1 | 1
172 | cluster-IX-limits | Tx_Cluster_172_IX_Constraint | Operational_New_Capacity_MW | Northern_California_Li_Battery_4hr_172 |  | 1 | 1 | 1 | 1 | 1 | 1 | 1 | 1 | 1 | 1 | 1 | 1 | 1 | 1 | 1 | 1 | 1 | 1 | 1 | 1 | 1 | 1 | 1
172 | cluster-IX-limits | Tx_Cluster_172_IX_Constraint | Operational_New_Capacity_MW | Northern_California_Li_Battery_8hr_172 |  | 1 | 1 | 1 | 1 | 1 | 1 | 1 | 1 | 1 | 1 | 1 | 1 | 1 | 1 | 1 | 1 | 1 | 1 | 1 | 1 | 1 | 1 | 1
172 | cluster-IX-limits | Tx_Cluster_172_IX_Constraint | Operational_New_Capacity_MW | Northern_California_Solar_172 |  | 1 | 1 | 1 | 1 | 1 | 1 | 1 | 1 | 1 | 1 | 1 | 1 | 1 | 1 | 1 | 1 | 1 | 1 | 1 | 1 | 1 | 1 | 1
173 | cluster-IX-limits | Tx_Cluster_173_IX_Constraint | Operational_New_Capacity_MW | Southern_PGAE_Flow_Battery_173 |  | 1 | 1 | 1 | 1 | 1 | 1 | 1 | 1 | 1 | 1 | 1 | 1 | 1 | 1 | 1 | 1 | 1 | 1 | 1 | 1 | 1 | 1 | 1
173 | cluster-IX-limits | Tx_Cluster_173_IX_Constraint | Operational_New_Capacity_MW | Southern_PGAE_Li_Battery_4hr_173 |  | 1 | 1 | 1 | 1 | 1 | 1 | 1 | 1 | 1 | 1 | 1 | 1 | 1 | 1 | 1 | 1 | 1 | 1 | 1 | 1 | 1 | 1 | 1
173 | cluster-IX-limits | Tx_Cluster_173_IX_Constraint | Operational_New_Capacity_MW | Southern_PGAE_Li_Battery_8hr_173 |  | 1 | 1 | 1 | 1 | 1 | 1 | 1 | 1 | 1 | 1 | 1 | 1 | 1 | 1 | 1 | 1 | 1 | 1 | 1 | 1 | 1 | 1 | 1
173 | cluster-IX-limits | Tx_Cluster_173_IX_Constraint | Operational_New_Capacity_MW | Southern_PGAE_Solar_173 |  | 1 | 1 | 1 | 1 | 1 | 1 | 1 | 1 | 1 | 1 | 1 | 1 | 1 | 1 | 1 | 1 | 1 | 1 | 1 | 1 | 1 | 1 | 1
174 | cluster-IX-limits | Tx_Cluster_174_IX_Constraint | Operational_New_Capacity_MW | Southern_PGAE_Flow_Battery_174 |  | 1 | 1 | 1 | 1 | 1 | 1 | 1 | 1 | 1 | 1 | 1 | 1 | 1 | 1 | 1 | 1 | 1 | 1 | 1 | 1 | 1 | 1 | 1
174 | cluster-IX-limits | Tx_Cluster_174_IX_Constraint | Operational_New_Capacity_MW | Southern_PGAE_Li_Battery_4hr_174 |  | 1 | 1 | 1 | 1 | 1 | 1 | 1 | 1 | 1 | 1 | 1 | 1 | 1 | 1 | 1 | 1 | 1 | 1 | 1 | 1 | 1 | 1 | 1
174 | cluster-IX-limits | Tx_Cluster_174_IX_Constraint | Operational_New_Capacity_MW | Southern_PGAE_Li_Battery_8hr_174 |  | 1 | 1 | 1 | 1 | 1 | 1 | 1 | 1 | 1 | 1 | 1 | 1 | 1 | 1 | 1 | 1 | 1 | 1 | 1 | 1 | 1 | 1 | 1
174 | cluster-IX-limits | Tx_Cluster_174_IX_Constraint | Operational_New_Capacity_MW | Southern_PGAE_Solar_174 |  | 1 | 1 | 1 | 1 | 1 | 1 | 1 | 1 | 1 | 1 | 1 | 1 | 1 | 1 | 1 | 1 | 1 | 1 | 1 | 1 | 1 | 1 | 1
175 | cluster-IX-limits | Tx_Cluster_175_IX_Constraint | Operational_New_Capacity_MW | Southern_PGAE_Flow_Battery_175 |  | 1 | 1 | 1 | 1 | 1 | 1 | 1 | 1 | 1 | 1 | 1 | 1 | 1 | 1 | 1 | 1 | 1 | 1 | 1 | 1 | 1 | 1 | 1
175 | cluster-IX-limits | Tx_Cluster_175_IX_Constraint | Operational_New_Capacity_MW | Southern_PGAE_Li_Battery_4hr_175 |  | 1 | 1 | 1 | 1 | 1 | 1 | 1 | 1 | 1 | 1 | 1 | 1 | 1 | 1 | 1 | 1 | 1 | 1 | 1 | 1 | 1 | 1 | 1
175 | cluster-IX-limits | Tx_Cluster_175_IX_Constraint | Operational_New_Capacity_MW | Southern_PGAE_Li_Battery_8hr_175 |  | 1 | 1 | 1 | 1 | 1 | 1 | 1 | 1 | 1 | 1 | 1 | 1 | 1 | 1 | 1 | 1 | 1 | 1 | 1 | 1 | 1 | 1 | 1
175 | cluster-IX-limits | Tx_Cluster_175_IX_Constraint | Operational_New_Capacity_MW | Southern_PGAE_Solar_175 |  | 1 | 1 | 1 | 1 | 1 | 1 | 1 | 1 | 1 | 1 | 1 | 1 | 1 | 1 | 1 | 1 | 1 | 1 | 1 | 1 | 1 | 1 | 1
176 | cluster-IX-limits | Tx_Cluster_176_IX_Constraint | Operational_New_Capacity_MW | Southern_PGAE_Flow_Battery_176 |  | 1 | 1 | 1 | 1 | 1 | 1 | 1 | 1 | 1 | 1 | 1 | 1 | 1 | 1 | 1 | 1 | 1 | 1 | 1 | 1 | 1 | 1 | 1
176 | cluster-IX-limits | Tx_Cluster_176_IX_Constraint | Operational_New_Capacity_MW | Southern_PGAE_Li_Battery_4hr_176 |  | 1 | 1 | 1 | 1 | 1 | 1 | 1 | 1 | 1 | 1 | 1 | 1 | 1 | 1 | 1 | 1 | 1 | 1 | 1 | 1 | 1 | 1 | 1
176 | cluster-IX-limits | Tx_Cluster_176_IX_Constraint | Operational_New_Capacity_MW | Southern_PGAE_Li_Battery_8hr_176 |  | 1 | 1 | 1 | 1 | 1 | 1 | 1 | 1 | 1 | 1 | 1 | 1 | 1 | 1 | 1 | 1 | 1 | 1 | 1 | 1 | 1 | 1 | 1
176 | cluster-IX-limits | Tx_Cluster_176_IX_Constraint | Operational_New_Capacity_MW | Southern_PGAE_Solar_176 |  | 1 | 1 | 1 | 1 | 1 | 1 | 1 | 1 | 1 | 1 | 1 | 1 | 1 | 1 | 1 | 1 | 1 | 1 | 1 | 1 | 1 | 1 | 1
177 | cluster-IX-limits | Tx_Cluster_177_IX_Constraint | Operational_New_Capacity_MW | Southern_PGAE_Flow_Battery_177 |  | 1 | 1 | 1 | 1 | 1 | 1 | 1 | 1 | 1 | 1 | 1 | 1 | 1 | 1 | 1 | 1 | 1 | 1 | 1 | 1 | 1 | 1 | 1
177 | cluster-IX-limits | Tx_Cluster_177_IX_Constraint | Operational_New_Capacity_MW | Southern_PGAE_Li_Battery_4hr_177 |  | 1 | 1 | 1 | 1 | 1 | 1 | 1 | 1 | 1 | 1 | 1 | 1 | 1 | 1 | 1 | 1 | 1 | 1 | 1 | 1 | 1 | 1 | 1
177 | cluster-IX-limits | Tx_Cluster_177_IX_Constraint | Operational_New_Capacity_MW | Southern_PGAE_Li_Battery_8hr_177 |  | 1 | 1 | 1 | 1 | 1 | 1 | 1 | 1 | 1 | 1 | 1 | 1 | 1 | 1 | 1 | 1 | 1 | 1 | 1 | 1 | 1 | 1 | 1
177 | cluster-IX-limits | Tx_Cluster_177_IX_Constraint | Operational_New_Capacity_MW | Southern_PGAE_Solar_177 |  | 1 | 1 | 1 | 1 | 1 | 1 | 1 | 1 | 1 | 1 | 1 | 1 | 1 | 1 | 1 | 1 | 1 | 1 | 1 | 1 | 1 | 1 | 1
178 | cluster-IX-limits | Tx_Cluster_178_IX_Constraint | Operational_New_Capacity_MW | Northern_California_Flow_Battery_178 |  | 1 | 1 | 1 | 1 | 1 | 1 | 1 | 1 | 1 | 1 | 1 | 1 | 1 | 1 | 1 | 1 | 1 | 1 | 1 | 1 | 1 | 1 | 1
178 | cluster-IX-limits | Tx_Cluster_178_IX_Constraint | Operational_New_Capacity_MW | Northern_California_Li_Battery_4hr_178 |  | 1 | 1 | 1 | 1 | 1 | 1 | 1 | 1 | 1 | 1 | 1 | 1 | 1 | 1 | 1 | 1 | 1 | 1 | 1 | 1 | 1 | 1 | 1
178 | cluster-IX-limits | Tx_Cluster_178_IX_Constraint | Operational_New_Capacity_MW | Northern_California_Li_Battery_8hr_178 |  | 1 | 1 | 1 | 1 | 1 | 1 | 1 | 1 | 1 | 1 | 1 | 1 | 1 | 1 | 1 | 1 | 1 | 1 | 1 | 1 | 1 | 1 | 1
178 | cluster-IX-limits | Tx_Cluster_178_IX_Constraint | Operational_New_Capacity_MW | Northern_California_Solar_178 |  | 1 | 1 | 1 | 1 | 1 | 1 | 1 | 1 | 1 | 1 | 1 | 1 | 1 | 1 | 1 | 1 | 1 | 1 | 1 | 1 | 1 | 1 | 1
179 | cluster-IX-limits | Tx_Cluster_179_IX_Constraint | Operational_New_Capacity_MW | Northern_California_Flow_Battery_179 |  | 1 | 1 | 1 | 1 | 1 | 1 | 1 | 1 | 1 | 1 | 1 | 1 | 1 | 1 | 1 | 1 | 1 | 1 | 1 | 1 | 1 | 1 | 1
179 | cluster-IX-limits | Tx_Cluster_179_IX_Constraint | Operational_New_Capacity_MW | Northern_California_Li_Battery_4hr_179 |  | 1 | 1 | 1 | 1 | 1 | 1 | 1 | 1 | 1 | 1 | 1 | 1 | 1 | 1 | 1 | 1 | 1 | 1 | 1 | 1 | 1 | 1 | 1
179 | cluster-IX-limits | Tx_Cluster_179_IX_Constraint | Operational_New_Capacity_MW | Northern_California_Li_Battery_8hr_179 |  | 1 | 1 | 1 | 1 | 1 | 1 | 1 | 1 | 1 | 1 | 1 | 1 | 1 | 1 | 1 | 1 | 1 | 1 | 1 | 1 | 1 | 1 | 1
179 | cluster-IX-limits | Tx_Cluster_179_IX_Constraint | Operational_New_Capacity_MW | Northern_California_Solar_179 |  | 1 | 1 | 1 | 1 | 1 | 1 | 1 | 1 | 1 | 1 | 1 | 1 | 1 | 1 | 1 | 1 | 1 | 1 | 1 | 1 | 1 | 1 | 1
180 | cluster-IX-limits | Tx_Cluster_180_IX_Constraint | Operational_New_Capacity_MW | Northern_California_Flow_Battery_180 |  | 1 | 1 | 1 | 1 | 1 | 1 | 1 | 1 | 1 | 1 | 1 | 1 | 1 | 1 | 1 | 1 | 1 | 1 | 1 | 1 | 1 | 1 | 1
180 | cluster-IX-limits | Tx_Cluster_180_IX_Constraint | Operational_New_Capacity_MW | Northern_California_Li_Battery_4hr_180 |  | 1 | 1 | 1 | 1 | 1 | 1 | 1 | 1 | 1 | 1 | 1 | 1 | 1 | 1 | 1 | 1 | 1 | 1 | 1 | 1 | 1 | 1 | 1
180 | cluster-IX-limits | Tx_Cluster_180_IX_Constraint | Operational_New_Capacity_MW | Northern_California_Li_Battery_8hr_180 |  | 1 | 1 | 1 | 1 | 1 | 1 | 1 | 1 | 1 | 1 | 1 | 1 | 1 | 1 | 1 | 1 | 1 | 1 | 1 | 1 | 1 | 1 | 1
180 | cluster-IX-limits | Tx_Cluster_180_IX_Constraint | Operational_New_Capacity_MW | Northern_California_Solar_180 |  | 1 | 1 | 1 | 1 | 1 | 1 | 1 | 1 | 1 | 1 | 1 | 1 | 1 | 1 | 1 | 1 | 1 | 1 | 1 | 1 | 1 | 1 | 1
181 | cluster-IX-limits | Tx_Cluster_181_IX_Constraint | Operational_New_Capacity_MW | Southern_PGAE_Flow_Battery_181 |  | 1 | 1 | 1 | 1 | 1 | 1 | 1 | 1 | 1 | 1 | 1 | 1 | 1 | 1 | 1 | 1 | 1 | 1 | 1 | 1 | 1 | 1 | 1
181 | cluster-IX-limits | Tx_Cluster_181_IX_Constraint | Operational_New_Capacity_MW | Southern_PGAE_Li_Battery_4hr_181 |  | 1 | 1 | 1 | 1 | 1 | 1 | 1 | 1 | 1 | 1 | 1 | 1 | 1 | 1 | 1 | 1 | 1 | 1 | 1 | 1 | 1 | 1 | 1
181 | cluster-IX-limits | Tx_Cluster_181_IX_Constraint | Operational_New_Capacity_MW | Southern_PGAE_Li_Battery_8hr_181 |  | 1 | 1 | 1 | 1 | 1 | 1 | 1 | 1 | 1 | 1 | 1 | 1 | 1 | 1 | 1 | 1 | 1 | 1 | 1 | 1 | 1 | 1 | 1
181 | cluster-IX-limits | Tx_Cluster_181_IX_Constraint | Operational_New_Capacity_MW | Southern_PGAE_Solar_181 |  | 1 | 1 | 1 | 1 | 1 | 1 | 1 | 1 | 1 | 1 | 1 | 1 | 1 | 1 | 1 | 1 | 1 | 1 | 1 | 1 | 1 | 1 | 1

## Cluster IX Limits
IRP Tx Cluster | IX Headroom
2 | 18000
3 | 3000
4 | 33000
5 | 6100
8 | 1500
9 | 16500
12 | 4500
13 | 3000
15 | 2100
16 | 400
17 | 3000
18 | 3000
19 | 3000
20 | 3800
22 | 100
23 | 1500
24 | 1500
25 | 3000
26 | 3000
27 | 3000
28 | 3000
29 | 1600
30 | 18000
31 | 1500
32 | 3000
33 | 4500
34 | 3000
35 | 4500
37 | 1500
38 | 3000
39 | 100
40 | 4500
41 | 3000
42 | 4000
43 | 200
44 | 200
45 | 1500
46 | 200
47 | 1000
48 | 200
49 | 3000
51 | 1500
52 | 1500
54 | 0
55 | 6000
57 | 100
58 | 6000
59 | 3000
60 | 3000
61 | 3000
62 | 3000
63 | 4500
66 | 3000
68 | 0
69 | 1500
70 | 2100
72 | 1500
73 | 0
74 | 100
75 | 100
76 | 0
77 | 3000
78 | 3000
79 | 100
80 | 1500
82 | 1600
83 | 200
84 | 900
85 | 3000
86 | 1500
90 | 6000
92 | 1500
93 | 1500
94 | 1500
95 | 7500
96 | 300
98 | 100
99 | 3100
100 | 1700
101 | 6000
102 | 100
103 | 3000
107 | 3000
108 | 1500
109 | 1500
111 | 200
112 | 9000
113 | 100
114 | 3000
116 | 100
117 | 1500
118 | 200
119 | 1500
121 | 500
122 | 1500
123 | 4800
124 | 1500
125 | 0
126 | 4500
127 | 200
129 | 5100
130 | 100
132 | 500
133 | 3000
135 | 300
136 | 400
138 | 1500
139 | 1500
140 | 100
141 | 100
144 | 1500
145 | 300
147 | 200
148 | 100
149 | 1500
150 | 1500
151 | 100
152 | 500
154 | 1500
155 | 1500
156 | 1600
157 | 200
158 | 3000
159 | 300
160 | 1500
161 | 100
162 | 1500
163 | 4500
164 | 1500
165 | 200
166 | 1500
168 | 10500
169 | 1500
170 | 100
172 | 1500
173 | 100
174 | 3000
175 | 100
176 | 100
177 | 0
178 | 400
179 | 1700
180 | 100
181 | 200

## Substation List
Copied from: CPUC IRP Resource Potential & Tx 11-21-23.xlsx
Substation Name | Max Tie-in Voltage | IRP Tx Cluster | Default IX Limit
| kV |  | MW
AEC Sites | 0 | 145 | 0
Alamitos | 230 | 30 | 1500
Alberhill | 500 | 9 | 3000
Alhambra | 0 | 44 | 0
Alpaugh | 115 | 118 | 100
Altamont Midway (Sandhill) | 230 | 95 | 1500
Antelope | 500 | 66 | 3000
Arco | 230 | 24 | 1500
ArcoGen | 230 | 30 | 1500
Artesian | 230 | 120 | 1500
Arvin Edison | 0 | 173 | 0
Ashlan | 230 | 168 | 1500
Atlantic | 230 | 100 | 1500
Avena | 115 | 84 | 100
Badger Creek Co-Gen | 0 | 152 | 0
Bahia | 230 | 106 | 1500
Bailey | 230 | 78 | 1500
Bakersfield | 230 | 10 | 1500
Balch 2 | 230 | 174 | 1500
Balch 1 | 0 | 174 | 0
Barre | 230 | 4 | 1500
Beardsley | 0 | 84 | 0
Beatty | 138 | 42 | 200
Belden | 230 | 35 | 1500
Bellota | 230 | 138 | 1500
Bellevue | 115 | 132 | 100
Belridge | 0 | 47 | 0
Big Creek | 230 | 101 | 1500
Birds Landing | 230 | 126 | 1500
BlytheSC 161 kV | 161 | 48 | 200
Bogue | 115 | 178 | 100
Borden | 230 | 164 | 1500
Bay Boulevard | 230 | 108 | 1500
Brentwood | 230 | 112 | 1500
Brighton | 230 | 88 | 1500
Brunswick | 115 | 100 | 100
Bucks Creek | 0 | 35 | 0
Buena Vista PP | 230 | 61 | 1500
Burney Forest | 0 | 5 | 0
Cabrillo | 115 | 47 | 100
Cal Water | 115 | 136 | 100
Calcite | 230 | 103 | 1500
Caliente | 230 | 33 | 1500
Callender SS | 115 | 39 | 100
Calpella | 115 | 70 | 100
Camanche | 230 | 114 | 1500
Cantua | 115 | 43 | 100
Capistrano | 230 | 129 | 1500
Carberry | 230 | 5 | 1500
Caribou | 230 | 35 | 1500
Carrizo Plains | 115 | 47 | 100
Cartwright Jenny | 0 | 91 | 0
Castro Valley | 230 | 104 | 1500
Cayetano | 230 | 112 | 1500
Center | 230 | 11 | 1500
Certainteed | 0 | 147 | 0
Charca | 115 | 152 | 100
Charleston | 138 | 15 | 200
Chevmain | 230 | 30 | 1500
Chicarita | 138 | 20 | 200
Chino | 230 | 4 | 1500
Chowchilla | 115 | 165 | 100
Christie | 115 | 121 | 100
Cielo Azul | 500 | 62 | 3000
Cloverdale | 115 | 127 | 100
Coburn | 230 | 124 | 1500
Colgate | 230 | 149 | 1500
Collierville | 230 | 166 | 1500
Colorado River | 500 | 60 | 3000
Columbia Solar | 0 | 44 | 0
Columbus | 115 | 136 | 100
Contra Costa | 230 | 115 | 1500
Contra Costa PP | 230 | 81 | 1500
Control | 230 | 156 | 1500
Coolwater | 230 | 123 | 1500
Corcoran | 115 | 148 | 100
Corona | 115 | 132 | 100
Cortina | 230 | 51 | 1500
Cottle | 230 | 163 | 1500
Cottonwood | 230 | 38 | 1500
Cove Road | 0 | 5 | 0
Coyote | 230 | 41 | 1500
Trout Canyon | 230 | 40 | 1500
Cresta | 0 | 35 | 0
Curtis | 115 | 84 | 100
Dairyland | 115 | 147 | 100
Davis | 115 | 178 | 100
Del Amo | 230 | 30 | 1500
Delaney | 500 | 77 | 3000
Delevan | 230 | 80 | 1500
Delta EC | 0 | 146 | 0
Delta PP | 230 | 95 | 1500
Desert View | 230 | 40 | 1500
Devers | 500 | 9 | 3000
Dexzel | 0 | 136 | 0
Diablo | 500 | 27 | 3000
Dixon Landing | 115 | 57 | 100
Donnells PH | 115 | 84 | 100
Dos Amigos | 230 | 49 | 1500
Double "C" Co-Gen | 0 | 152 | 0
Drum | 115 | 100 | 100
Eagle Mountain | 230 | 63 | 1500
Eagle Rock (PGE) | 115 | 70 | 100
Eagle Rock (SCE) | 230 | 4 | 1500
ECO | 500 | 133 | 3000
East Nicolaus | 115 | 178 | 100
East Shore | 230 | 29 | 1500
Edes | 115 | 91 | 100
Eight Mile | 230 | 122 | 1500
El Casco | 230 | 9 | 1500
El Nido (PGE) | 115 | 165 | 100
El Nido (SCE) | 230 | 30 | 1500
El Patio | 115 | 110 | 100
El Segundo | 230 | 30 | 1500
Eldorado | 500 | 19 | 3000
Elk Hills | 230 | 45 | 1500
Ellis | 230 | 4 | 1500
Encina | 230 | 21 | 1500
Escondido | 230 | 120 | 1500
Etiwanda | 230 | 9 | 1500
Evergreen | 115 | 96 | 100
Fairway | 115 | 22 | 100
Famoso | 115 | 152 | 100
Fibreboard (SPI Sonora) | 115 | 143 | 100
Figarden | 230 | 168 | 1500
Flowind2 | 0 | 76 | 0
FMC | 115 | 96 | 100
Frito-Lay | 0 | 47 | 0
Frogtown | 115 | 84 | 100
Fulton | 230 | 158 | 1500
Carpenter Canyon (fka Gamebird) | 230 | 15 | 1500
Ganso | 115 | 74 | 100
Gates | 500 | 12 | 3000
Geysers 12 | 230 | 155 | 1500
Gill Ranch | 0 | 147 | 0
Glenn | 230 | 26 | 1500
Gold Hill | 230 | 144 | 1500
Golden Valley | 0 | 47 | 0
Goleta | 230 | 58 | 1500
Goodrich | 230 | 4 | 1500
Goose Lake | 115 | 130 | 100
Gould | 230 | 4 | 1500
Granite-Vernallis | 0 | 145 | 0
Grant | 115 | 121 | 100
Green Valley | 115 | 113 | 100
Gregg | 230 | 168 | 1500
Grimmway-Malaga | 115 | 173 | 100
Grizzly | 0 | 35 | 0
GWF Hanford | 115 | 137 | 100
GWF Tracy | 0 | 145 | 0
Haas | 0 | 174 | 0
HarborGen | 230 | 30 | 1500
Hassayampa | 500 | 55 | 3000
Hatchet Ridge | 0 | 5 | 0
Helm | 230 | 168 | 1500
Helms PGP | 0 | 168 | 0
Henrietta | 230 | 117 | 1500
Herndon | 230 | 168 | 1500
Hicks | 230 | 41 | 1500
Higgins | 115 | 157 | 100
High Winds Russell (Sonoma) | 0 | 126 | 0
Hinson | 230 | 30 | 1500
Hollister | 115 | 99 | 100
Homestake | 115 | 70 | 100
Honcut | 115 | 159 | 100
Hoodoo Wash | 500 | 90 | 3000
Hopland | 115 | 70 | 100
Huntington Beach | 230 | 4 | 1500
Hyatt 1&2 | 0 | 35 | 0
Ignacio | 230 | 70 | 1500
Imperial Valley | 500 | 20 | 3000
Innovation | 230 | 42 | 1500
Inyokern | 115 | 156 | 100
Ivanpah | 230 | 2 | 1500
Jackass (DOE) | 138 | 16 | 200
Jackson Swt | 115 | 181 | 100
James B Black | 0 | 5 | 0
Jessup | 115 | 5 | 100
Johanna | 230 | 4 | 1500
Julian Hinds | 230 | 63 | 1500
Kasson | 115 | 97 | 100
Kearney | 230 | 154 | 1500
Kelso | 230 | 53 | 1500
Kern PP | 230 | 50 | 1500
Kern Front Co-Gen | 0 | 152 | 0
Kern Oil | 115 | 136 | 100
Kernridge | 115 | 47 | 100
Kirker | 115 | 44 | 100
Knights Landing | 115 | 180 | 100
Kramer | 230 | 123 | 1500
La Cienega | 230 | 30 | 1500
La Fresa | 230 | 30 | 1500
Laguna Bell | 230 | 11 | 1500
Lakeville | 230 | 158 | 1500
Lambie | 230 | 126 | 1500
Lammers | 115 | 135 | 100
Lamont | 115 | 102 | 100
Las Aguilas | 230 | 69 | 1500
Los Positas | 230 | 112 | 1500
Lathrop | 138 | 42 | 200
LLNL | 0 | 1 | 0
Le Grand | 115 | 170 | 100
Lerdo | 115 | 152 | 100
Lewis | 230 | 4 | 1500
Lighthipe | 230 | 30 | 1500
Lincoln | 115 | 179 | 100
Live Oak | 115 | 152 | 100
Llagas | 115 | 116 | 100
Lockeford | 230 | 92 | 1500
Lodi | 0 | 122 | 0
Logan Creek | 230 | 26 | 1500
Lonetree | 230 | 112 | 1500
Los Banos | 500 | 17 | 3000
Los Esteros | 230 | 128 | 1500
Discovery Chevron Co-Gen | 0 | 136 | 0
Texaco-Rosedale | 0 | 177 | 0
Lugo | 500 | 4 | 3000
LLC Madera | 0 | 147 | 0
Madison | 115 | 83 | 100
Magunden | 230 | 52 | 1500
Manning | 500 | 34 | 3000
Manteca | 115 | 145 | 100
Margarita | 138 | 129 | 200
Mariposa | 230 | 95 | 1500
Martinez | 115 | 44 | 100
Mc Mullin | 230 | 168 | 1500
McCall | 230 | 169 | 1500
McCullough (LDWP) | 500 | 2 | 3000
Mead | 500 | 2 | 3000
Melones | 115 | 84 | 100
Mendocino | 115 | 127 | 100
Mendota | 115 | 176 | 100
Merced | 115 | 161 | 100
Mercry Switch | 138 | 16 | 200
Mesa | 230 | 37 | 1500
Mesa (SCE) | 500 | 11 | 3000
Metcalf | 500 | 110 | 3000
Midway | 500 | 3 | 3000
Miguel | 500 | 171 | 3000
Miller | 115 | 145 | 100
Mira Loma | 500 | 4 | 3000
Mirage | 230 | 63 | 1500
Mission | 230 | 64 | 1500
Mi-Wuk | 115 | 84 | 100
Modesto Energy | 0 | 145 | 0
Mohave | 500 | 2 | 3000
Monroe | 115 | 132 | 100
Monte Vista | 0 | 73 | 0
Monticello | 115 | 29 | 100
Moorpark | 230 | 58 | 1500
Moraga | 230 | 134 | 1500
Morgan Hill | 115 | 82 | 100
Morro Bay | 230 | 12 | 1500
Moss Landing | 500 | 99 | 3000
Mt Poso | 115 | 75 | 100
Mustang | 230 | 93 | 1500
NCPA 1 Tap | 0 | 155 | 0
New Melones | 230 | 163 | 1500
Newark | 230 | 87 | 1500
Newark Dist | 0 | 68 | 0
Newhall | 115 | 147 | 100
Norco | 115 | 47 | 100
North City Metering | 138 | 20 | 200
North Dublin | 230 | 95 | 1500
North Gila | 500 | 90 | 3000
Northwest | 0 | 2 | 0
Oakland C | 115 | 167 | 100
Oakland J | 115 | 36 | 100
Oakland J 1 | 0 | 6 | 0
Oakland PP | 0 | 91 | 0
Oceano | 115 | 47 | 100
Ocotillo Express | 500 | 107 | 3000
Old Town | 230 | 21 | 1500
Olinda | 230 | 4 | 1500
Olivehurst | 115 | 179 | 100
Ormond Beach | 230 | 58 | 1500
Otay Mesa | 230 | 153 | 1500
Owens Illinois | 0 | 145 | 0
Padre Flats SW STA | 230 | 49 | 1500
Pauda | 230 | 4 | 1500
Pahrump | 230 | 42 | 1500
Palermo | 230 | 172 | 1500
Palo Verde | 500 | 55 | 3000
Palomar Energy | 230 | 120 | 1500
Panoche | 230 | 72 | 1500
Pardee | 230 | 28 | 1500
Parkway | 230 | 112 | 1500
Pastoria | 230 | 78 | 1500
Patterson Pass Wind | 0 | 95 | 0
Peabody | 230 | 94 | 1500
Pease | 115 | 159 | 100
Penasquitos | 230 | 21 | 1500
Penngrove | 115 | 132 | 100
Peoria | 115 | 111 | 100
Piercy | 115 | 96 | 100
Pine Flat | 230 | 174 | 1500
Pisgah | 230 | 103 | 1500
Pit 1 | 230 | 38 | 1500
Pit 3 | 0 | 5 | 0
Pit 4 | 230 | 5 | 1500
Pit 5 | 0 | 5 | 0
Pit 6 | 0 | 5 | 0
Pit 7 | 0 | 5 | 0
Pittsburg | 230 | 142 | 1500
Placerville | 115 | 141 | 100
Pleasant Grove | 115 | 157 | 100
POE | 230 | 35 | 1500
Poso Mountain | 115 | 152 | 100
Primm | 230 | 2 | 1500
Putah Creek | 115 | 83 | 100
Quinto | 230 | 8 | 1500
Race Track | 115 | 84 | 100
Ralph | 0 | 95 | 0
Rancho Mission Viejo | 138 | 129 | 200
Rancho Seco | 230 | 114 | 1500
Rancho Vista | 500 | 4 | 3000
Ransburg | 115 | 123 | 100
Rector | 230 | 101 | 1500
Red Bluff | 500 | 59 | 3000
Redondo | 230 | 30 | 1500
Renfro | 115 | 47 | 100
Richmond | 115 | 167 | 100
Richmond R | 0 | 121 | 0
Rincon | 115 | 70 | 100
Rio Bravo | 115 | 47 | 100
Rio Bravo (G) | 0 | 125 | 0
Rio Hondo | 230 | 11 | 1500
Rio Oso | 230 | 179 | 1500
Ripon | 115 | 135 | 100
Riverbank | 115 | 84 | 100
Roadway | 115 | 123 | 100
Rock Creek 1 | 0 | 35 | 0
Rossmoor | 230 | 112 | 1500
Round Mountain | 500 | 5 | 3000
Safeway | 0 | 145 | 0
Salado | 115 | 145 | 100
San Bernardino | 500 | 9 | 3000
San Jose A | 0 | 110 | 0
San Jose B | 115 | 110 | 100
San Leandro | 115 | 121 | 100
San Luis PGP | 0 | 49 | 0
San Luis Obispo | 115 | 47 | 100
San Luis Rey | 230 | 65 | 1500
San Onofre | 230 | 129 | 1500
San Pablo Sub | 115 | 121 | 100
San Ramon | 230 | 131 | 1500
Sand Bar | 0 | 84 | 0
Sandlot | 230 | 123 | 1500
Sandy | 138 | 15 | 200
Sanger | 115 | 151 | 100
Santa Clara | 230 | 58 | 1500
Santa Fe-Kern River | 0 | 136 | 0
Santa Rosa | 115 | 132 | 100
Santee | 138 | 20 | 200
Santiago | 230 | 4 | 1500
Saratoga | 230 | 82 | 1500
Saugus | 230 | 2 | 1500
Schindler | 115 | 43 | 100
Semitropic | 115 | 175 | 100
Serrano | 500 | 4 | 3000
Shadowridge | 138 | 20 | 200
Shafter | 115 | 46 | 100
Shiloh II | 230 | 126 | 1500
Shiloh | 0 | 126 | 0
Hi-Sierra Co-Gen | 0 | 152 | 0
Silverado | 115 | 70 | 100
Silvergate | 230 | 89 | 1500
Sisquoc | 115 | 47 | 100
Sloan Canyon | 230 | 40 | 1500
Smyrna | 115 | 118 | 100
Sobrante | 115 | 121 | 100
Solar SS | 230 | 33 | 1500
Spring Gap | 0 | 84 | 0
Springville | 230 | 101 | 1500
Stagg | 230 | 105 | 1500
Stanislaus PH | 0 | 84 | 0
Stockdale | 230 | 160 | 1500
Stoney Pt | 0 | 132 | 0
Storey | 230 | 162 | 1500
Suncrest | 500 | 71 | 3000
Sunrise | 0 | 33 | 0
Sunset | 230 | 33 | 1500
Surf | 115 | 56 | 100
Sycamore Canyon | 230 | 119 | 1500
Sylmar | 230 | 2 | 1500
Table Mountain | 500 | 25 | 3000
Taft | 115 | 98 | 100
Talega | 230 | 129 | 1500
Tassajara | 230 | 104 | 1500
Teichert | 0 | 145 | 0
Temblor | 115 | 47 | 100
Templeton | 230 | 109 | 1500
Tesla | 500 | 7 | 3000
Tevis | 115 | 79 | 100
Thermalito 1-4 | 0 | 35 | 0
Thousandaire | 138 | 15 | 200
Topaz | 0 | 33 | 0
Tortilla | 115 | 123 | 100
TOSCO | 0 | 47 | 0
Trabuco | 138 | 129 | 200
Tracy | 500 | 1 | 3000
Tranquility | 230 | 168 | 1500
Tres Vaqueros Wind | 0 | 76 | 0
Tulloch PH | 0 | 84 | 0
Tulucay | 230 | 150 | 1500
Tupman | 115 | 46 | 100
UC Davis | 0 | 178 | 0
City of Ukiah | 0 | 70 | 0
Ultra Power | 115 | 111 | 100
University Co-Gen | 0 | 54 | 0
Vaca Dixon | 500 | 85 | 3000
Valley (SCE) | 500 | 9 | 3000
Valley (VEA) | 138 | 42 | 200
Valley Home | 115 | 84 | 100
Valley Switch | 138 | 42 | 200
Vasco | 0 | 112 | 0
Vasona | 230 | 67 | 1500
Vedder | 0 | 152 | 0
Vestal | 230 | 101 | 1500
Victor | 230 | 86 | 1500
Victorville (LDWP) | 500 | 2 | 3000
Viejo | 230 | 4 | 1500
Vierra | 115 | 135 | 100
Villa Park | 230 | 4 | 1500
Vincent | 500 | 18 | 3000
Vineyard | 230 | 95 | 1500
Vista (SCE) | 230 | 9 | 1500
Vista (VEA) | 138 | 42 | 200
Walnut | 230 | 11 | 1500
Warne | 230 | 28 | 1500
Warnerville | 230 | 163 | 1500
Wasco Prison | 0 | 152 | 0
Waukena | 115 | 181 | 100
Weber | 230 | 31 | 1500
West Ford Flat | 0 | 155 | 0
West Fresno | 115 | 140 | 100
Westpark | 115 | 136 | 100
Westley | 230 | 14 | 1500
Wheeler Ridge PP | 0 | 61 | 0
Wheeler Ridge | 230 | 23 | 1500
Whirlwind | 500 | 13 | 3000
Wildwood Solar | 0 | 130 | 0
Willow Pass | 0 | 44 | 0
Wilson | 230 | 139 | 1500
Windgap PP | 230 | 61 | 1500
Buena Vista Windmaster | 0 | 95 | 0
Windhub | 500 | 32 | 3000
Woodland | 115 | 178 | 100
Woodland Biomass | 0 | 178 | 0
Wyandotte | 115 | 159 | 100

## Resource List
Copied from: CPUC IRP Resource Potential & Tx 11-21-23.xlsx
Resource Name | IRP Tx Cluster
Southern_NV_Eldorado_Flow_Battery_2 | 2
Southern_NV_Eldorado_Li_Battery_4hr_2 | 2
Southern_NV_Eldorado_Li_Battery_8hr_2 | 2
Southern_NV_Eldorado_Solar_2 | 2
Southern_NV_Eldorado_Wind_2 | 2
Southern_PGAE_Flow_Battery_3 | 3
Southern_PGAE_Li_Battery_4hr_3 | 3
Southern_PGAE_Li_Battery_8hr_3 | 3
Southern_PGAE_Solar_3 | 3
Greater_LA_Flow_Battery_4 | 4
Greater_LA_Li_Battery_4hr_4 | 4
Greater_LA_Li_Battery_8hr_4 | 4
Greater_LA_Solar_4 | 4
Northern_California_Biomass_5 | 5
Northern_California_Flow_Battery_5 | 5
Northern_California_Geothermal_5 | 5
Northern_California_Li_Battery_4hr_5 | 5
Northern_California_Li_Battery_8hr_5 | 5
Northern_California_Pumped_Storage_5 | 5
Northern_California_Solar_5 | 5
Northern_California_Wind_5 | 5
Pacific_Northwest_Geothermal_5 | 5
Southern_PGAE_Flow_Battery_8 | 8
Southern_PGAE_Li_Battery_4hr_8 | 8
Southern_PGAE_Li_Battery_8hr_8 | 8
Southern_PGAE_Solar_8 | 8
Inyokern_North_Kramer_Geothermal_9 | 9
Riverside_Flow_Battery_9 | 9
Riverside_Li_Battery_4hr_9 | 9
Riverside_Li_Battery_8hr_9 | 9
Riverside_Solar_9 | 9
Riverside_West_Pumped_Storage_9 | 9
Southern_PGAE_Adiabatic_CAES_12 | 12
Southern_PGAE_Flow_Battery_12 | 12
Southern_PGAE_Li_Battery_4hr_12 | 12
Southern_PGAE_Li_Battery_8hr_12 | 12
Southern_PGAE_Solar_12 | 12
Tehachapi_Adiabatic_CAES_13 | 13
Tehachapi_Flow_Battery_13 | 13
Tehachapi_Li_Battery_4hr_13 | 13
Tehachapi_Li_Battery_8hr_13 | 13
Tehachapi_Solar_13 | 13
Tehachapi_Wind_13 | 13
Southern_NV_Eldorado_Flow_Battery_15 | 15
Southern_NV_Eldorado_Li_Battery_4hr_15 | 15
Southern_NV_Eldorado_Li_Battery_8hr_15 | 15
Southern_NV_Eldorado_Solar_15 | 15
Southern_NV_Eldorado_Wind_15 | 15
Southern_NV_Eldorado_Flow_Battery_16 | 16
Southern_NV_Eldorado_Li_Battery_4hr_16 | 16
Southern_NV_Eldorado_Li_Battery_8hr_16 | 16
Southern_NV_Eldorado_Solar_16 | 16
Southern_NV_Eldorado_Wind_16 | 16
Central_Valley_North_Los_Banos_Wind_17 | 17
Southern_PGAE_Flow_Battery_17 | 17
Southern_PGAE_Li_Battery_4hr_17 | 17
Southern_PGAE_Li_Battery_8hr_17 | 17
Southern_PGAE_Solar_17 | 17
Greater_LA_Flow_Battery_18 | 18
Greater_LA_Li_Battery_4hr_18 | 18
Greater_LA_Li_Battery_8hr_18 | 18
Greater_LA_Solar_18 | 18
Tehachapi_Wind_18 | 18
Idaho_Wind_19 | 19
Northern_Nevada_Geothermal_19 | 19
Southern_NV_Eldorado_Flow_Battery_19 | 19
Southern_NV_Eldorado_Li_Battery_4hr_19 | 19
Southern_NV_Eldorado_Li_Battery_8hr_19 | 19
Southern_NV_Eldorado_Solar_19 | 19
Utah_Geothermal_19 | 19
Utah_Wind_19 | 19
Wyoming_Wind_19 | 19
Greater_Imperial_Biomass_20 | 20
Greater_Imperial_Flow_Battery_20 | 20
Greater_Imperial_Geothermal_20 | 20
Greater_Imperial_Li_Battery_4hr_20 | 20
Greater_Imperial_Li_Battery_8hr_20 | 20
Greater_Imperial_Solar_20 | 20
Southern_PGAE_Flow_Battery_22 | 22
Southern_PGAE_Li_Battery_4hr_22 | 22
Southern_PGAE_Li_Battery_8hr_22 | 22
Southern_PGAE_Solar_22 | 22
Southern_PGAE_Flow_Battery_23 | 23
Southern_PGAE_Li_Battery_4hr_23 | 23
Southern_PGAE_Li_Battery_8hr_23 | 23
Southern_PGAE_Solar_23 | 23
Southern_PGAE_Flow_Battery_24 | 24
Southern_PGAE_Li_Battery_4hr_24 | 24
Southern_PGAE_Li_Battery_8hr_24 | 24
Southern_PGAE_Solar_24 | 24
Northern_California_Flow_Battery_25 | 25
Northern_California_Li_Battery_4hr_25 | 25
Northern_California_Li_Battery_8hr_25 | 25
Northern_California_Solar_25 | 25
Northern_California_Flow_Battery_26 | 26
Northern_California_Li_Battery_4hr_26 | 26
Northern_California_Li_Battery_8hr_26 | 26
Northern_California_Solar_26 | 26
Northern_California_Wind_26 | 26
Southern_PGAE_Flow_Battery_27 | 27
Southern_PGAE_Li_Battery_4hr_27 | 27
Southern_PGAE_Li_Battery_8hr_27 | 27
Southern_PGAE_Solar_27 | 27
Tehachapi_Flow_Battery_28 | 28
Tehachapi_Li_Battery_4hr_28 | 28
Tehachapi_Li_Battery_8hr_28 | 28
Tehachapi_Solar_28 | 28
Northern_California_Flow_Battery_29 | 29
Northern_California_Li_Battery_4hr_29 | 29
Northern_California_Li_Battery_8hr_29 | 29
Northern_California_Solar_29 | 29
Greater_LA_Flow_Battery_30 | 30
Greater_LA_Li_Battery_4hr_30 | 30
Greater_LA_Li_Battery_8hr_30 | 30
Greater_LA_Solar_30 | 30
Northern_California_Flow_Battery_31 | 31
Northern_California_Li_Battery_4hr_31 | 31
Northern_California_Li_Battery_8hr_31 | 31
Northern_California_Solar_31 | 31
Tehachapi_Flow_Battery_32 | 32
Tehachapi_Li_Battery_4hr_32 | 32
Tehachapi_Li_Battery_8hr_32 | 32
Tehachapi_Pumped_Storage_32 | 32
Tehachapi_Solar_32 | 32
Tehachapi_Wind_32 | 32
Southern_PGAE_Flow_Battery_33 | 33
Southern_PGAE_Li_Battery_4hr_33 | 33
Southern_PGAE_Li_Battery_8hr_33 | 33
Southern_PGAE_Solar_33 | 33
Southern_PGAE_Flow_Battery_34 | 34
Southern_PGAE_Li_Battery_4hr_34 | 34
Southern_PGAE_Li_Battery_8hr_34 | 34
Southern_PGAE_Solar_34 | 34
Northern_California_Flow_Battery_35 | 35
Northern_California_Geothermal_35 | 35
Northern_California_Li_Battery_4hr_35 | 35
Northern_California_Li_Battery_8hr_35 | 35
Northern_California_Solar_35 | 35
Northern_California_Wind_35 | 35
Southern_PGAE_Flow_Battery_37 | 37
Southern_PGAE_Li_Battery_4hr_37 | 37
Southern_PGAE_Li_Battery_8hr_37 | 37
Southern_PGAE_Solar_37 | 37
Northern_California_Flow_Battery_38 | 38
Northern_California_Li_Battery_4hr_38 | 38
Northern_California_Li_Battery_8hr_38 | 38
Northern_California_Solar_38 | 38
Southern_PGAE_Flow_Battery_39 | 39
Southern_PGAE_Li_Battery_4hr_39 | 39
Southern_PGAE_Li_Battery_8hr_39 | 39
Southern_PGAE_Solar_39 | 39
Southern_NV_Eldorado_Flow_Battery_40 | 40
Southern_NV_Eldorado_Li_Battery_4hr_40 | 40
Southern_NV_Eldorado_Li_Battery_8hr_40 | 40
Southern_NV_Eldorado_Solar_40 | 40
Northern_California_Flow_Battery_41 | 41
Northern_California_Li_Battery_4hr_41 | 41
Northern_California_Li_Battery_8hr_41 | 41
Northern_California_Solar_41 | 41
Central_Nevada_Geothermal_42 | 42
Southern_NV_Eldorado_Flow_Battery_42 | 42
Southern_NV_Eldorado_Li_Battery_4hr_42 | 42
Southern_NV_Eldorado_Li_Battery_8hr_42 | 42
Southern_NV_Eldorado_Solar_42 | 42
Southern_PGAE_Flow_Battery_43 | 43
Southern_PGAE_Li_Battery_4hr_43 | 43
Southern_PGAE_Li_Battery_8hr_43 | 43
Southern_PGAE_Solar_43 | 43
Northern_California_Flow_Battery_44 | 44
Northern_California_Li_Battery_4hr_44 | 44
Northern_California_Li_Battery_8hr_44 | 44
Northern_California_Solar_44 | 44
Southern_PGAE_Flow_Battery_45 | 45
Southern_PGAE_Li_Battery_4hr_45 | 45
Southern_PGAE_Li_Battery_8hr_45 | 45
Southern_PGAE_Solar_45 | 45
Southern_PGAE_Flow_Battery_46 | 46
Southern_PGAE_Li_Battery_4hr_46 | 46
Southern_PGAE_Li_Battery_8hr_46 | 46
Southern_PGAE_Solar_46 | 46
Central_Valley_North_Los_Banos_Biomass_47 | 47
Southern_PGAE_Flow_Battery_47 | 47
Southern_PGAE_Li_Battery_4hr_47 | 47
Southern_PGAE_Li_Battery_8hr_47 | 47
Southern_PGAE_Solar_47 | 47
Arizona_Flow_Battery_48 | 48
Arizona_Li_Battery_4hr_48 | 48
Arizona_Li_Battery_8hr_48 | 48
Arizona_Solar_48 | 48
Southern_PGAE_Flow_Battery_49 | 49
Southern_PGAE_Li_Battery_4hr_49 | 49
Southern_PGAE_Li_Battery_8hr_49 | 49
Southern_PGAE_Solar_49 | 49
Northern_California_Flow_Battery_51 | 51
Northern_California_Li_Battery_4hr_51 | 51
Northern_California_Li_Battery_8hr_51 | 51
Northern_California_Solar_51 | 51
Southern_PGAE_Flow_Battery_52 | 52
Southern_PGAE_Li_Battery_4hr_52 | 52
Southern_PGAE_Li_Battery_8hr_52 | 52
Southern_PGAE_Solar_52 | 52
Southern_PGAE_Flow_Battery_54 | 54
Southern_PGAE_Li_Battery_4hr_54 | 54
Southern_PGAE_Li_Battery_8hr_54 | 54
Southern_PGAE_Solar_54 | 54
Arizona_Flow_Battery_55 | 55
Arizona_Li_Battery_4hr_55 | 55
Arizona_Li_Battery_8hr_55 | 55
Arizona_Solar_55 | 55
New_Mexico_Wind_55 | 55
Northern_California_Flow_Battery_57 | 57
Northern_California_Li_Battery_4hr_57 | 57
Northern_California_Li_Battery_8hr_57 | 57
Northern_California_Solar_57 | 57
Greater_LA_Flow_Battery_58 | 58
Greater_LA_Li_Battery_4hr_58 | 58
Greater_LA_Li_Battery_8hr_58 | 58
Greater_LA_Solar_58 | 58
Riverside_East_Pumped_Storage_59 | 59
Riverside_Flow_Battery_59 | 59
Riverside_Li_Battery_4hr_59 | 59
Riverside_Li_Battery_8hr_59 | 59
Riverside_Solar_59 | 59
Riverside_Flow_Battery_60 | 60
Riverside_Li_Battery_4hr_60 | 60
Riverside_Li_Battery_8hr_60 | 60
Riverside_Solar_60 | 60
Southern_PGAE_Flow_Battery_61 | 61
Southern_PGAE_Li_Battery_4hr_61 | 61
Southern_PGAE_Li_Battery_8hr_61 | 61
Southern_PGAE_Solar_61 | 61
Arizona_Flow_Battery_62 | 62
Arizona_Li_Battery_4hr_62 | 62
Arizona_Li_Battery_8hr_62 | 62
Arizona_Solar_62 | 62
Greater_Imperial_Flow_Battery_63 | 63
Greater_Imperial_Geothermal_63 | 63
Greater_Imperial_Li_Battery_4hr_63 | 63
Greater_Imperial_Li_Battery_8hr_63 | 63
Greater_Imperial_Solar_63 | 63
Tehachapi_Flow_Battery_66 | 66
Tehachapi_Li_Battery_4hr_66 | 66
Tehachapi_Li_Battery_8hr_66 | 66
Tehachapi_Solar_66 | 66
Northern_California_Flow_Battery_68 | 68
Northern_California_Li_Battery_4hr_68 | 68
Northern_California_Li_Battery_8hr_68 | 68
Northern_California_Solar_68 | 68
Southern_PGAE_Flow_Battery_69 | 69
Southern_PGAE_Li_Battery_4hr_69 | 69
Southern_PGAE_Li_Battery_8hr_69 | 69
Southern_PGAE_Solar_69 | 69
Northern_California_Flow_Battery_70 | 70
Northern_California_Geothermal_70 | 70
Northern_California_Li_Battery_4hr_70 | 70
Northern_California_Li_Battery_8hr_70 | 70
Northern_California_Solar_70 | 70
Southern_PGAE_Flow_Battery_72 | 72
Southern_PGAE_Li_Battery_4hr_72 | 72
Southern_PGAE_Li_Battery_8hr_72 | 72
Southern_PGAE_Solar_72 | 72
Northern_California_Flow_Battery_73 | 73
Northern_California_Li_Battery_4hr_73 | 73
Northern_California_Li_Battery_8hr_73 | 73
Northern_California_Solar_73 | 73
Southern_PGAE_Flow_Battery_74 | 74
Southern_PGAE_Li_Battery_4hr_74 | 74
Southern_PGAE_Li_Battery_8hr_74 | 74
Southern_PGAE_Solar_74 | 74
Southern_PGAE_Flow_Battery_75 | 75
Southern_PGAE_Li_Battery_4hr_75 | 75
Southern_PGAE_Li_Battery_8hr_75 | 75
Southern_PGAE_Solar_75 | 75
Northern_California_Flow_Battery_76 | 76
Northern_California_Li_Battery_4hr_76 | 76
Northern_California_Li_Battery_8hr_76 | 76
Northern_California_Solar_76 | 76
Northern_California_Wind_76 | 76
Arizona_Flow_Battery_77 | 77
Arizona_Li_Battery_4hr_77 | 77
Arizona_Li_Battery_8hr_77 | 77
Arizona_Solar_77 | 77
Tehachapi_Flow_Battery_78 | 78
Tehachapi_Li_Battery_4hr_78 | 78
Tehachapi_Li_Battery_8hr_78 | 78
Tehachapi_Solar_78 | 78
Southern_PGAE_Flow_Battery_79 | 79
Southern_PGAE_Li_Battery_4hr_79 | 79
Southern_PGAE_Li_Battery_8hr_79 | 79
Southern_PGAE_Solar_79 | 79
Northern_California_Flow_Battery_80 | 80
Northern_California_Li_Battery_4hr_80 | 80
Northern_California_Li_Battery_8hr_80 | 80
Northern_California_Solar_80 | 80
Northern_California_Flow_Battery_82 | 82
Northern_California_Li_Battery_4hr_82 | 82
Northern_California_Li_Battery_8hr_82 | 82
Northern_California_Solar_82 | 82
Northern_California_Flow_Battery_83 | 83
Northern_California_Li_Battery_4hr_83 | 83
Northern_California_Li_Battery_8hr_83 | 83
Northern_California_Solar_83 | 83
Northern_California_Wind_83 | 83
Northern_California_Flow_Battery_84 | 84
Northern_California_Li_Battery_4hr_84 | 84
Northern_California_Li_Battery_8hr_84 | 84
Northern_California_Solar_84 | 84
Northern_California_Flow_Battery_85 | 85
Northern_California_Li_Battery_4hr_85 | 85
Northern_California_Li_Battery_8hr_85 | 85
Northern_California_Solar_85 | 85
Solano_Wind_85 | 85
Greater_Kramer_Flow_Battery_86 | 86
Greater_Kramer_Li_Battery_4hr_86 | 86
Greater_Kramer_Li_Battery_8hr_86 | 86
Greater_Kramer_Solar_86 | 86
Arizona_Flow_Battery_90 | 90
Arizona_Li_Battery_4hr_90 | 90
Arizona_Li_Battery_8hr_90 | 90
Arizona_Solar_90 | 90
Northern_California_Flow_Battery_92 | 92
Northern_California_Li_Battery_4hr_92 | 92
Northern_California_Li_Battery_8hr_92 | 92
Northern_California_Solar_92 | 92
Southern_PGAE_Flow_Battery_93 | 93
Southern_PGAE_Li_Battery_4hr_93 | 93
Southern_PGAE_Li_Battery_8hr_93 | 93
Southern_PGAE_Solar_93 | 93
Northern_California_Flow_Battery_94 | 94
Northern_California_Li_Battery_4hr_94 | 94
Northern_California_Li_Battery_8hr_94 | 94
Northern_California_Solar_94 | 94
Solano_Wind_94 | 94
Southern_PGAE_Flow_Battery_95 | 95
Southern_PGAE_Li_Battery_4hr_95 | 95
Southern_PGAE_Li_Battery_8hr_95 | 95
Southern_PGAE_Solar_95 | 95
Northern_California_Flow_Battery_96 | 96
Northern_California_Li_Battery_4hr_96 | 96
Northern_California_Li_Battery_8hr_96 | 96
Northern_California_Solar_96 | 96
Southern_PGAE_Flow_Battery_98 | 98
Southern_PGAE_Li_Battery_4hr_98 | 98
Southern_PGAE_Li_Battery_8hr_98 | 98
Southern_PGAE_Solar_98 | 98
Southern_PGAE_Flow_Battery_99 | 99
Southern_PGAE_Li_Battery_4hr_99 | 99
Southern_PGAE_Li_Battery_8hr_99 | 99
Southern_PGAE_Solar_99 | 99
Northern_California_Flow_Battery_100 | 100
Northern_California_Geothermal_100 | 100
Northern_California_Li_Battery_4hr_100 | 100
Northern_California_Li_Battery_8hr_100 | 100
Northern_California_Solar_100 | 100
Tehachapi_Flow_Battery_101 | 101
Tehachapi_Li_Battery_4hr_101 | 101
Tehachapi_Li_Battery_8hr_101 | 101
Tehachapi_Solar_101 | 101
Southern_PGAE_Flow_Battery_102 | 102
Southern_PGAE_Li_Battery_4hr_102 | 102
Southern_PGAE_Li_Battery_8hr_102 | 102
Southern_PGAE_Solar_102 | 102
Greater_Kramer_Flow_Battery_103 | 103
Greater_Kramer_Li_Battery_4hr_103 | 103
Greater_Kramer_Li_Battery_8hr_103 | 103
Greater_Kramer_Solar_103 | 103
Greater_Imperial_Flow_Battery_107 | 107
Greater_Imperial_Li_Battery_4hr_107 | 107
Greater_Imperial_Li_Battery_8hr_107 | 107
Greater_Imperial_Solar_107 | 107
Greater_Imperial_Flow_Battery_108 | 108
Greater_Imperial_Li_Battery_4hr_108 | 108
Greater_Imperial_Li_Battery_8hr_108 | 108
Greater_Imperial_Solar_108 | 108
Greater_Imperial_Wind_108 | 108
Southern_PGAE_Flow_Battery_109 | 109
Southern_PGAE_Li_Battery_4hr_109 | 109
Southern_PGAE_Li_Battery_8hr_109 | 109
Southern_PGAE_Solar_109 | 109
Southern_PGAE_Flow_Battery_111 | 111
Southern_PGAE_Li_Battery_4hr_111 | 111
Southern_PGAE_Li_Battery_8hr_111 | 111
Southern_PGAE_Solar_111 | 111
Northern_California_Flow_Battery_112 | 112
Northern_California_Li_Battery_4hr_112 | 112
Northern_California_Li_Battery_8hr_112 | 112
Northern_California_Solar_112 | 112
Northern_California_Flow_Battery_113 | 113
Northern_California_Li_Battery_4hr_113 | 113
Northern_California_Li_Battery_8hr_113 | 113
Northern_California_Solar_113 | 113
Northern_California_Flow_Battery_114 | 114
Northern_California_Li_Battery_4hr_114 | 114
Northern_California_Li_Battery_8hr_114 | 114
Northern_California_Solar_114 | 114
Northern_California_Flow_Battery_116 | 116
Northern_California_Li_Battery_4hr_116 | 116
Northern_California_Li_Battery_8hr_116 | 116
Northern_California_Solar_116 | 116
Southern_PGAE_Flow_Battery_117 | 117
Southern_PGAE_Li_Battery_4hr_117 | 117
Southern_PGAE_Li_Battery_8hr_117 | 117
Southern_PGAE_Solar_117 | 117
Southern_PGAE_Flow_Battery_118 | 118
Southern_PGAE_Li_Battery_4hr_118 | 118
Southern_PGAE_Li_Battery_8hr_118 | 118
Southern_PGAE_Solar_118 | 118
San_Diego_Pumped_Storage_119 | 119
Northern_California_Flow_Battery_121 | 121
Northern_California_Li_Battery_4hr_121 | 121
Northern_California_Li_Battery_8hr_121 | 121
Northern_California_Solar_121 | 121
Northern_California_Flow_Battery_122 | 122
Northern_California_Li_Battery_4hr_122 | 122
Northern_California_Li_Battery_8hr_122 | 122
Northern_California_Solar_122 | 122
Solano_Wind_122 | 122
Greater_Kramer_Flow_Battery_123 | 123
Greater_Kramer_Li_Battery_4hr_123 | 123
Greater_Kramer_Li_Battery_8hr_123 | 123
Greater_Kramer_Solar_123 | 123
Southern_PGAE_Flow_Battery_124 | 124
Southern_PGAE_Li_Battery_4hr_124 | 124
Southern_PGAE_Li_Battery_8hr_124 | 124
Southern_PGAE_Solar_124 | 124
Central_Valley_North_Los_Banos_Wind_125 | 125
Tehachapi_Flow_Battery_125 | 125
Tehachapi_Li_Battery_4hr_125 | 125
Tehachapi_Li_Battery_8hr_125 | 125
Tehachapi_Solar_125 | 125
Northern_California_Flow_Battery_126 | 126
Northern_California_Li_Battery_4hr_126 | 126
Northern_California_Li_Battery_8hr_126 | 126
Northern_California_Solar_126 | 126
Solano_Wind_126 | 126
Northern_California_Flow_Battery_127 | 127
Northern_California_Li_Battery_4hr_127 | 127
Northern_California_Li_Battery_8hr_127 | 127
Northern_California_Solar_127 | 127
Riverside_Flow_Battery_129 | 129
Riverside_Li_Battery_4hr_129 | 129
Riverside_Li_Battery_8hr_129 | 129
Riverside_Solar_129 | 129
Northern_California_Flow_Battery_130 | 130
Northern_California_Li_Battery_4hr_130 | 130
Northern_California_Li_Battery_8hr_130 | 130
Northern_California_Solar_130 | 130
Northern_California_Flow_Battery_132 | 132
Northern_California_Li_Battery_4hr_132 | 132
Northern_California_Li_Battery_8hr_132 | 132
Northern_California_Solar_132 | 132
Baja_California_Wind_133 | 133
Greater_Imperial_Flow_Battery_133 | 133
Greater_Imperial_Li_Battery_4hr_133 | 133
Greater_Imperial_Li_Battery_8hr_133 | 133
Greater_Imperial_Solar_133 | 133
Northern_California_Flow_Battery_135 | 135
Northern_California_Li_Battery_4hr_135 | 135
Northern_California_Li_Battery_8hr_135 | 135
Northern_California_Solar_135 | 135
Southern_PGAE_Flow_Battery_136 | 136
Southern_PGAE_Li_Battery_4hr_136 | 136
Southern_PGAE_Li_Battery_8hr_136 | 136
Southern_PGAE_Solar_136 | 136
Northern_California_Flow_Battery_138 | 138
Northern_California_Li_Battery_4hr_138 | 138
Northern_California_Li_Battery_8hr_138 | 138
Northern_California_Solar_138 | 138
Southern_PGAE_Flow_Battery_139 | 139
Southern_PGAE_Li_Battery_4hr_139 | 139
Southern_PGAE_Li_Battery_8hr_139 | 139
Southern_PGAE_Solar_139 | 139
Southern_PGAE_Flow_Battery_140 | 140
Southern_PGAE_Li_Battery_4hr_140 | 140
Southern_PGAE_Li_Battery_8hr_140 | 140
Southern_PGAE_Solar_140 | 140
Northern_California_Flow_Battery_141 | 141
Northern_California_Li_Battery_4hr_141 | 141
Northern_California_Li_Battery_8hr_141 | 141
Northern_California_Solar_141 | 141
Northern_California_Flow_Battery_144 | 144
Northern_California_Li_Battery_4hr_144 | 144
Northern_California_Li_Battery_8hr_144 | 144
Northern_California_Solar_144 | 144
Southern_PGAE_Flow_Battery_145 | 145
Southern_PGAE_Li_Battery_4hr_145 | 145
Southern_PGAE_Li_Battery_8hr_145 | 145
Southern_PGAE_Solar_145 | 145
Southern_PGAE_Flow_Battery_147 | 147
Southern_PGAE_Li_Battery_4hr_147 | 147
Southern_PGAE_Li_Battery_8hr_147 | 147
Southern_PGAE_Solar_147 | 147
Southern_PGAE_Flow_Battery_148 | 148
Southern_PGAE_Li_Battery_4hr_148 | 148
Southern_PGAE_Li_Battery_8hr_148 | 148
Southern_PGAE_Solar_148 | 148
Northern_California_Flow_Battery_149 | 149
Northern_California_Li_Battery_4hr_149 | 149
Northern_California_Li_Battery_8hr_149 | 149
Northern_California_Solar_149 | 149
Northern_California_Flow_Battery_150 | 150
Northern_California_Li_Battery_4hr_150 | 150
Northern_California_Li_Battery_8hr_150 | 150
Northern_California_Solar_150 | 150
Southern_PGAE_Flow_Battery_151 | 151
Southern_PGAE_Li_Battery_4hr_151 | 151
Southern_PGAE_Li_Battery_8hr_151 | 151
Southern_PGAE_Solar_151 | 151
Southern_PGAE_Flow_Battery_152 | 152
Southern_PGAE_Li_Battery_4hr_152 | 152
Southern_PGAE_Li_Battery_8hr_152 | 152
Southern_PGAE_Solar_152 | 152
Central_Valley_North_Los_Banos_Wind_154 | 154
Southern_PGAE_Flow_Battery_154 | 154
Southern_PGAE_Li_Battery_4hr_154 | 154
Southern_PGAE_Li_Battery_8hr_154 | 154
Southern_PGAE_Solar_154 | 154
Northern_California_Flow_Battery_155 | 155
Northern_California_Li_Battery_4hr_155 | 155
Northern_California_Li_Battery_8hr_155 | 155
Northern_California_Solar_155 | 155
Greater_Kramer_Flow_Battery_156 | 156
Greater_Kramer_Li_Battery_4hr_156 | 156
Greater_Kramer_Li_Battery_8hr_156 | 156
Greater_Kramer_Solar_156 | 156
Inyokern_North_Kramer_Geothermal_156 | 156
Northern_California_Flow_Battery_157 | 157
Northern_California_Li_Battery_4hr_157 | 157
Northern_California_Li_Battery_8hr_157 | 157
Northern_California_Solar_157 | 157
Northern_California_Flow_Battery_158 | 158
Northern_California_Li_Battery_4hr_158 | 158
Northern_California_Li_Battery_8hr_158 | 158
Northern_California_Solar_158 | 158
Northern_California_Flow_Battery_159 | 159
Northern_California_Li_Battery_4hr_159 | 159
Northern_California_Li_Battery_8hr_159 | 159
Northern_California_Solar_159 | 159
Northern_California_Wind_159 | 159
Southern_PGAE_Flow_Battery_160 | 160
Southern_PGAE_Li_Battery_4hr_160 | 160
Southern_PGAE_Li_Battery_8hr_160 | 160
Southern_PGAE_Solar_160 | 160
Southern_PGAE_Flow_Battery_161 | 161
Southern_PGAE_Li_Battery_4hr_161 | 161
Southern_PGAE_Li_Battery_8hr_161 | 161
Southern_PGAE_Solar_161 | 161
Central_Valley_North_Los_Banos_Wind_162 | 162
Southern_PGAE_Flow_Battery_162 | 162
Southern_PGAE_Li_Battery_4hr_162 | 162
Southern_PGAE_Li_Battery_8hr_162 | 162
Southern_PGAE_Solar_162 | 162
Southern_PGAE_Flow_Battery_163 | 163
Southern_PGAE_Li_Battery_4hr_163 | 163
Southern_PGAE_Li_Battery_8hr_163 | 163
Southern_PGAE_Solar_163 | 163
Southern_PGAE_Flow_Battery_164 | 164
Southern_PGAE_Li_Battery_4hr_164 | 164
Southern_PGAE_Li_Battery_8hr_164 | 164
Southern_PGAE_Solar_164 | 164
Southern_PGAE_Flow_Battery_165 | 165
Southern_PGAE_Li_Battery_4hr_165 | 165
Southern_PGAE_Li_Battery_8hr_165 | 165
Southern_PGAE_Solar_165 | 165
Northern_California_Flow_Battery_166 | 166
Northern_California_Li_Battery_4hr_166 | 166
Northern_California_Li_Battery_8hr_166 | 166
Northern_California_Solar_166 | 166
Southern_PGAE_Flow_Battery_168 | 168
Southern_PGAE_Li_Battery_4hr_168 | 168
Southern_PGAE_Li_Battery_8hr_168 | 168
Southern_PGAE_Solar_168 | 168
Southern_PGAE_Flow_Battery_169 | 169
Southern_PGAE_Li_Battery_4hr_169 | 169
Southern_PGAE_Li_Battery_8hr_169 | 169
Southern_PGAE_Solar_169 | 169
Southern_PGAE_Flow_Battery_170 | 170
Southern_PGAE_Li_Battery_4hr_170 | 170
Southern_PGAE_Li_Battery_8hr_170 | 170
Southern_PGAE_Solar_170 | 170
Northern_California_Flow_Battery_172 | 172
Northern_California_Li_Battery_4hr_172 | 172
Northern_California_Li_Battery_8hr_172 | 172
Northern_California_Solar_172 | 172
Southern_PGAE_Flow_Battery_173 | 173
Southern_PGAE_Li_Battery_4hr_173 | 173
Southern_PGAE_Li_Battery_8hr_173 | 173
Southern_PGAE_Solar_173 | 173
Southern_PGAE_Flow_Battery_174 | 174
Southern_PGAE_Li_Battery_4hr_174 | 174
Southern_PGAE_Li_Battery_8hr_174 | 174
Southern_PGAE_Solar_174 | 174
Southern_PGAE_Flow_Battery_175 | 175
Southern_PGAE_Li_Battery_4hr_175 | 175
Southern_PGAE_Li_Battery_8hr_175 | 175
Southern_PGAE_Solar_175 | 175
Southern_PGAE_Flow_Battery_176 | 176
Southern_PGAE_Li_Battery_4hr_176 | 176
Southern_PGAE_Li_Battery_8hr_176 | 176
Southern_PGAE_Solar_176 | 176
Southern_PGAE_Flow_Battery_177 | 177
Southern_PGAE_Li_Battery_4hr_177 | 177
Southern_PGAE_Li_Battery_8hr_177 | 177
Southern_PGAE_Solar_177 | 177
Northern_California_Flow_Battery_178 | 178
Northern_California_Li_Battery_4hr_178 | 178
Northern_California_Li_Battery_8hr_178 | 178
Northern_California_Solar_178 | 178
Northern_California_Flow_Battery_179 | 179
Northern_California_Li_Battery_4hr_179 | 179
Northern_California_Li_Battery_8hr_179 | 179
Northern_California_Solar_179 | 179
Northern_California_Flow_Battery_180 | 180
Northern_California_Li_Battery_4hr_180 | 180
Northern_California_Li_Battery_8hr_180 | 180
Northern_California_Solar_180 | 180
Southern_PGAE_Flow_Battery_181 | 181
Southern_PGAE_Li_Battery_4hr_181 | 181
Southern_PGAE_Li_Battery_8hr_181 | 181
Southern_PGAE_Solar_181 | 181

## IX Limits by Voltage
Voltage | Default Interconnection Limit | Notes
kV | MW
115 | 100 | Half of reported value from (1)
138 | 200 | Same as 115 kV from (1)
161 | 200 | Same as 115 kV from (1)
230 | 1500 | Half of rounded value for 500 kV from (2)
500 | 3000 | Rounded from 500 kV from (2)
Reference | Link
1 | SCE PPT
2 | EIPC