## Total Cost by Case
Case # | Project Site | Resource Cost Scenario | Transmission Cost Scenario | Procurement | Year | 2030 | 2031 | 2032 | 2033 | 2034 | 2035 | 2036 | 2037 | 2038 | 2039 | 2040 | 2041 | 2042 | 2043 | 2044 | 2045
|  |  |  | MW |  | $/kW-yr | $/kW-yr | $/kW-yr | $/kW-yr | $/kW-yr | $/kW-yr | $/kW-yr | $/kW-yr | $/kW-yr | $/kW-yr | $/kW-yr | $/kW-yr | $/kW-yr | $/kW-yr | $/kW-yr | $/kW-yr
2 | Morro Bay | Conservative | Tx - PSP Morro | 1000 | 2035 | 0 | 0 | 0 | 0 | 0 | 494.1604 | 494.1604 | 494.1604 | 494.1604 | 494.1604 | 494.1604 | 494.1604 | 494.1604 | 494.1604 | 494.1604 | 494.1604
2 | Morro Bay | PSP - High | Tx - PSP Morro | 1000 | 2035 | 0 | 0 | 0 | 0 | 0 | 357.8504 | 357.8504 | 357.8504 | 357.8504 | 357.8504 | 357.8504 | 357.8504 | 357.8504 | 357.8504 | 357.8504 | 357.8504
2 | Morro Bay | PSP - Mid | Tx - PSP Morro | 1000 | 2035 | 0 | 0 | 0 | 0 | 0 | 312.4804 | 312.4804 | 312.4804 | 312.4804 | 312.4804 | 312.4804 | 312.4804 | 312.4804 | 312.4804 | 312.4804 | 312.4804
2 | Morro Bay | PSP - Low | Tx - PSP Morro | 1000 | 2035 | 0 | 0 | 0 | 0 | 0 | 289.8204 | 289.8204 | 289.8204 | 289.8204 | 289.8204 | 289.8204 | 289.8204 | 289.8204 | 289.8204 | 289.8204 | 289.8204
3 | Morro Bay | Conservative | Tx - PSP Morro | 3000 | 2035 | 0 | 0 | 0 | 0 | 0 | 486.4735 | 486.4735 | 486.4735 | 486.4735 | 486.4735 | 486.4735 | 486.4735 | 486.4735 | 486.4735 | 486.4735 | 486.4735
3 | Morro Bay | PSP - High | Tx - PSP Morro | 3000 | 2035 | 0 | 0 | 0 | 0 | 0 | 350.1635 | 350.1635 | 350.1635 | 350.1635 | 350.1635 | 350.1635 | 350.1635 | 350.1635 | 350.1635 | 350.1635 | 350.1635
3 | Morro Bay | PSP - Mid | Tx - PSP Morro | 3000 | 2035 | 0 | 0 | 0 | 0 | 0 | 304.7935 | 304.7935 | 304.7935 | 304.7935 | 304.7935 | 304.7935 | 304.7935 | 304.7935 | 304.7935 | 304.7935 | 304.7935
3 | Morro Bay | PSP - Low | Tx - PSP Morro | 3000 | 2035 | 0 | 0 | 0 | 0 | 0 | 282.1335 | 282.1335 | 282.1335 | 282.1335 | 282.1335 | 282.1335 | 282.1335 | 282.1335 | 282.1335 | 282.1335 | 282.1335
4 | Morro Bay | Conservative | Tx - PSP Morro | 4875 | 2035 | 0 | 0 | 0 | 0 | 0 | 484.9952 | 484.9952 | 484.9952 | 484.9952 | 484.9952 | 484.9952 | 484.9952 | 484.9952 | 484.9952 | 484.9952 | 484.9952
4 | Morro Bay | PSP - High | Tx - PSP Morro | 4875 | 2035 | 0 | 0 | 0 | 0 | 0 | 348.6852 | 348.6852 | 348.6852 | 348.6852 | 348.6852 | 348.6852 | 348.6852 | 348.6852 | 348.6852 | 348.6852 | 348.6852
4 | Morro Bay | PSP - Mid | Tx - PSP Morro | 4875 | 2035 | 0 | 0 | 0 | 0 | 0 | 303.3152 | 303.3152 | 303.3152 | 303.3152 | 303.3152 | 303.3152 | 303.3152 | 303.3152 | 303.3152 | 303.3152 | 303.3152
4 | Morro Bay | PSP - Low | Tx - PSP Morro | 4875 | 2035 | 0 | 0 | 0 | 0 | 0 | 280.6552 | 280.6552 | 280.6552 | 280.6552 | 280.6552 | 280.6552 | 280.6552 | 280.6552 | 280.6552 | 280.6552 | 280.6552
5 | Morro Bay | Conservative | Tx - PSP Morro | 4875 | 2035 | 0 | 0 | 0 | 0 | 0 | 484.9952 | 484.9952 | 484.9952 | 484.9952 | 484.9952 | 484.9952 | 484.9952 | 484.9952 | 484.9952 | 484.9952 | 484.9952
5 | Morro Bay | PSP - High | Tx - PSP Morro | 4875 | 2035 | 0 | 0 | 0 | 0 | 0 | 348.6852 | 348.6852 | 348.6852 | 348.6852 | 348.6852 | 348.6852 | 348.6852 | 348.6852 | 348.6852 | 348.6852 | 348.6852
5 | Morro Bay | PSP - Mid | Tx - PSP Morro | 4875 | 2035 | 0 | 0 | 0 | 0 | 0 | 303.3152 | 303.3152 | 303.3152 | 303.3152 | 303.3152 | 303.3152 | 303.3152 | 303.3152 | 303.3152 | 303.3152 | 303.3152
5 | Morro Bay | PSP - Low | Tx - PSP Morro | 4875 | 2035 | 0 | 0 | 0 | 0 | 0 | 280.6552 | 280.6552 | 280.6552 | 280.6552 | 280.6552 | 280.6552 | 280.6552 | 280.6552 | 280.6552 | 280.6552 | 280.6552
5 | Humboldt Bay | Conservative | Tx - PSP Humboldt | 2680 | 2035 | 0 | 0 | 0 | 0 | 0 | 570.1693 | 570.1693 | 570.1693 | 570.1693 | 570.1693 | 570.1693 | 570.1693 | 570.1693 | 570.1693 | 570.1693 | 570.1693
5 | Humboldt Bay | PSP - High | Tx - PSP Humboldt | 2680 | 2035 | 0 | 0 | 0 | 0 | 0 | 433.2093 | 433.2093 | 433.2093 | 433.2093 | 433.2093 | 433.2093 | 433.2093 | 433.2093 | 433.2093 | 433.2093 | 433.2093
5 | Humboldt Bay | PSP - Mid | Tx - PSP Humboldt | 2680 | 2035 | 0 | 0 | 0 | 0 | 0 | 387.8893 | 387.8893 | 387.8893 | 387.8893 | 387.8893 | 387.8893 | 387.8893 | 387.8893 | 387.8893 | 387.8893 | 387.8893
5 | Humboldt Bay | PSP - Low | Tx - PSP Humboldt | 2680 | 2035 | 0 | 0 | 0 | 0 | 0 | 365.2693 | 365.2693 | 365.2693 | 365.2693 | 365.2693 | 365.2693 | 365.2693 | 365.2693 | 365.2693 | 365.2693 | 365.2693
6 | Morro Bay | Conservative | Tx - PSP Morro | 4875 | 2035 | 0 | 0 | 0 | 0 | 0 | 484.9952 | 484.9952 | 484.9952 | 484.9952 | 484.9952 | 484.9952 | 484.9952 | 484.9952 | 484.9952 | 484.9952 | 484.9952
6 | Morro Bay | PSP - High | Tx - PSP Morro | 4875 | 2035 | 0 | 0 | 0 | 0 | 0 | 348.6852 | 348.6852 | 348.6852 | 348.6852 | 348.6852 | 348.6852 | 348.6852 | 348.6852 | 348.6852 | 348.6852 | 348.6852
6 | Morro Bay | PSP - Mid | Tx - PSP Morro | 4875 | 2035 | 0 | 0 | 0 | 0 | 0 | 303.3152 | 303.3152 | 303.3152 | 303.3152 | 303.3152 | 303.3152 | 303.3152 | 303.3152 | 303.3152 | 303.3152 | 303.3152
6 | Morro Bay | PSP - Low | Tx - PSP Morro | 4875 | 2035 | 0 | 0 | 0 | 0 | 0 | 280.6552 | 280.6552 | 280.6552 | 280.6552 | 280.6552 | 280.6552 | 280.6552 | 280.6552 | 280.6552 | 280.6552 | 280.6552
6 | Humboldt Bay | Conservative | Tx - E3 High | 2680 | 2040 | 0 | 0 | 0 | 0 | 0 | 0 | 0 | 0 | 0 | 0 | 632.7 | 632.7 | 632.7 | 632.7 | 632.7 | 632.7
6 | Humboldt Bay | PSP - High | Tx - E3 Mid | 2680 | 2040 | 0 | 0 | 0 | 0 | 0 | 0 | 0 | 0 | 0 | 0 | 466.59 | 466.59 | 466.59 | 466.59 | 466.59 | 466.59
6 | Humboldt Bay | PSP - Mid | Tx - E3 Mid | 2680 | 2040 | 0 | 0 | 0 | 0 | 0 | 0 | 0 | 0 | 0 | 0 | 418.69 | 418.69 | 418.69 | 418.69 | 418.69 | 418.69
6 | Humboldt Bay | PSP - Low | Tx - E3 Mid | 2680 | 2040 | 0 | 0 | 0 | 0 | 0 | 0 | 0 | 0 | 0 | 0 | 395.17 | 395.17 | 395.17 | 395.17 | 395.17 | 395.17
6 | Humboldt Bay | PSP - Mid | Tx - E3 High | 2680 | 2040 | 0 | 0 | 0 | 0 | 0 | 0 | 0 | 0 | 0 | 0 | 465.04 | 465.04 | 465.04 | 465.04 | 465.04 | 465.04
6 | Humboldt Bay | PSP - Mid | Tx - E3 Mid | 2680 | 2040 | 0 | 0 | 0 | 0 | 0 | 0 | 0 | 0 | 0 | 0 | 418.69 | 418.69 | 418.69 | 418.69 | 418.69 | 418.69
6 | Humboldt Bay | PSP - Mid | Tx - E3 Low | 2680 | 2040 | 0 | 0 | 0 | 0 | 0 | 0 | 0 | 0 | 0 | 0 | 395.515 | 395.515 | 395.515 | 395.515 | 395.515 | 395.515
6 | Del Norte | Conservative | Tx - E3 High | 8000 | 2045 | 0 | 0 | 0 | 0 | 0 | 0 | 0 | 0 | 0 | 0 | 0 | 0 | 0 | 0 | 0 | 610.45
6 | Del Norte | PSP - High | Tx - E3 Mid | 8000 | 2045 | 0 | 0 | 0 | 0 | 0 | 0 | 0 | 0 | 0 | 0 | 0 | 0 | 0 | 0 | 0 | 449.07
6 | Del Norte | PSP - Mid | Tx - E3 Mid | 8000 | 2045 | 0 | 0 | 0 | 0 | 0 | 0 | 0 | 0 | 0 | 0 | 0 | 0 | 0 | 0 | 0 | 400.07
6 | Del Norte | PSP - Low | Tx - E3 Mid | 8000 | 2045 | 0 | 0 | 0 | 0 | 0 | 0 | 0 | 0 | 0 | 0 | 0 | 0 | 0 | 0 | 0 | 376.44
6 | Del Norte | PSP - Mid | Tx - E3 High | 8000 | 2045 | 0 | 0 | 0 | 0 | 0 | 0 | 0 | 0 | 0 | 0 | 0 | 0 | 0 | 0 | 0 | 446.42
6 | Del Norte | PSP - Mid | Tx - E3 Mid | 8000 | 2045 | 0 | 0 | 0 | 0 | 0 | 0 | 0 | 0 | 0 | 0 | 0 | 0 | 0 | 0 | 0 | 400.07
6 | Del Norte | PSP - Mid | Tx - E3 Low | 8000 | 2045 | 0 | 0 | 0 | 0 | 0 | 0 | 0 | 0 | 0 | 0 | 0 | 0 | 0 | 0 | 0 | 376.895
7 | Morro Bay | Conservative | Tx - PSP Morro | 4875 | 2030 | 536.7752 | 536.7752 | 536.7752 | 536.7752 | 536.7752 | 536.7752 | 536.7752 | 536.7752 | 536.7752 | 536.7752 | 536.7752 | 536.7752 | 536.7752 | 536.7752 | 536.7752 | 536.7752
7 | Morro Bay | PSP - High | Tx - PSP Morro | 4875 | 2030 | 372.4452 | 372.4452 | 372.4452 | 372.4452 | 372.4452 | 372.4452 | 372.4452 | 372.4452 | 372.4452 | 372.4452 | 372.4452 | 372.4452 | 372.4452 | 372.4452 | 372.4452 | 372.4452
7 | Morro Bay | PSP - Mid | Tx - PSP Morro | 4875 | 2030 | 331.1852 | 331.1852 | 331.1852 | 331.1852 | 331.1852 | 331.1852 | 331.1852 | 331.1852 | 331.1852 | 331.1852 | 331.1852 | 331.1852 | 331.1852 | 331.1852 | 331.1852 | 331.1852
7 | Morro Bay | PSP - Low | Tx - PSP Morro | 4875 | 2030 | 309.8952 | 309.8952 | 309.8952 | 309.8952 | 309.8952 | 309.8952 | 309.8952 | 309.8952 | 309.8952 | 309.8952 | 309.8952 | 309.8952 | 309.8952 | 309.8952 | 309.8952 | 309.8952
7 | Humboldt Bay | Conservative | Tx - E3 High | 2680 | 2035 | 0 | 0 | 0 | 0 | 0 | 665.61 | 665.61 | 665.61 | 665.61 | 665.61 | 665.61 | 665.61 | 665.61 | 665.61 | 665.61 | 665.61
7 | Humboldt Bay | PSP - High | Tx - E3 Mid | 2680 | 2035 | 0 | 0 | 0 | 0 | 0 | 482.3 | 482.3 | 482.3 | 482.3 | 482.3 | 482.3 | 482.3 | 482.3 | 482.3 | 482.3 | 482.3
7 | Humboldt Bay | PSP - Mid | Tx - E3 Mid | 2680 | 2035 | 0 | 0 | 0 | 0 | 0 | 436.98 | 436.98 | 436.98 | 436.98 | 436.98 | 436.98 | 436.98 | 436.98 | 436.98 | 436.98 | 436.98
7 | Humboldt Bay | PSP - Low | Tx - E3 Mid | 2680 | 2035 | 0 | 0 | 0 | 0 | 0 | 414.36 | 414.36 | 414.36 | 414.36 | 414.36 | 414.36 | 414.36 | 414.36 | 414.36 | 414.36 | 414.36
7 | Humboldt Bay | PSP - Mid | Tx - E3 High | 2680 | 2035 | 0 | 0 | 0 | 0 | 0 | 483.33 | 483.33 | 483.33 | 483.33 | 483.33 | 483.33 | 483.33 | 483.33 | 483.33 | 483.33 | 483.33
7 | Humboldt Bay | PSP - Mid | Tx - E3 Mid | 2680 | 2035 | 0 | 0 | 0 | 0 | 0 | 436.98 | 436.98 | 436.98 | 436.98 | 436.98 | 436.98 | 436.98 | 436.98 | 436.98 | 436.98 | 436.98
7 | Humboldt Bay | PSP - Mid | Tx - E3 Low | 2680 | 2035 | 0 | 0 | 0 | 0 | 0 | 413.805 | 413.805 | 413.805 | 413.805 | 413.805 | 413.805 | 413.805 | 413.805 | 413.805 | 413.805 | 413.805
7 | Del Norte | Conservative | Tx - E3 High | 10000 | 2040 | 0 | 0 | 0 | 0 | 0 | 0 | 0 | 0 | 0 | 0 | 634.98 | 634.98 | 634.98 | 634.98 | 634.98 | 634.98
7 | Del Norte | PSP - High | Tx - E3 Mid | 10000 | 2040 | 0 | 0 | 0 | 0 | 0 | 0 | 0 | 0 | 0 | 0 | 461.05 | 461.05 | 461.05 | 461.05 | 461.05 | 461.05
7 | Del Norte | PSP - Mid | Tx - E3 Mid | 10000 | 2040 | 0 | 0 | 0 | 0 | 0 | 0 | 0 | 0 | 0 | 0 | 413.91 | 413.91 | 413.91 | 413.91 | 413.91 | 413.91
7 | Del Norte | PSP - Low | Tx - E3 Mid | 10000 | 2040 | 0 | 0 | 0 | 0 | 0 | 0 | 0 | 0 | 0 | 0 | 390.9 | 390.9 | 390.9 | 390.9 | 390.9 | 390.9
7 | Del Norte | PSP - Mid | Tx - E3 High | 10000 | 2040 | 0 | 0 | 0 | 0 | 0 | 0 | 0 | 0 | 0 | 0 | 460.26 | 460.26 | 460.26 | 460.26 | 460.26 | 460.26
7 | Del Norte | PSP - Mid | Tx - E3 Mid | 10000 | 2040 | 0 | 0 | 0 | 0 | 0 | 0 | 0 | 0 | 0 | 0 | 413.91 | 413.91 | 413.91 | 413.91 | 413.91 | 413.91
7 | Del Norte | PSP - Mid | Tx - E3 Low | 10000 | 2040 | 0 | 0 | 0 | 0 | 0 | 0 | 0 | 0 | 0 | 0 | 390.735 | 390.735 | 390.735 | 390.735 | 390.735 | 390.735
7 | Cape Mendocino | Conservative | Tx - E3 High | 7445 | 2045 | 0 | 0 | 0 | 0 | 0 | 0 | 0 | 0 | 0 | 0 | 0 | 0 | 0 | 0 | 0 | 610.17
7 | Cape Mendocino | PSP - High | Tx - E3 Mid | 7445 | 2045 | 0 | 0 | 0 | 0 | 0 | 0 | 0 | 0 | 0 | 0 | 0 | 0 | 0 | 0 | 0 | 456.5
7 | Cape Mendocino | PSP - Mid | Tx - E3 Mid | 7445 | 2045 | 0 | 0 | 0 | 0 | 0 | 0 | 0 | 0 | 0 | 0 | 0 | 0 | 0 | 0 | 0 | 406.7
7 | Cape Mendocino | PSP - Low | Tx - E3 Mid | 7445 | 2045 | 0 | 0 | 0 | 0 | 0 | 0 | 0 | 0 | 0 | 0 | 0 | 0 | 0 | 0 | 0 | 382.53
7 | Cape Mendocino | PSP - Mid | Tx - E3 High | 7445 | 2045 | 0 | 0 | 0 | 0 | 0 | 0 | 0 | 0 | 0 | 0 | 0 | 0 | 0 | 0 | 0 | 453.05
7 | Cape Mendocino | PSP - Mid | Tx - E3 Mid | 7445 | 2045 | 0 | 0 | 0 | 0 | 0 | 0 | 0 | 0 | 0 | 0 | 0 | 0 | 0 | 0 | 0 | 406.7
7 | Cape Mendocino | PSP - Mid | Tx - E3 Low | 7445 | 2045 | 0 | 0 | 0 | 0 | 0 | 0 | 0 | 0 | 0 | 0 | 0 | 0 | 0 | 0 | 0 | 383.525

## Transmission Cost by Case
From RP&T
Case # | Project Site | Transmission Scenario | Procurement | Tx Upgrade | CRF | Levelized Cost | Notes on Upgrade Cost | Notes on NREL Grid Connection Cost (GCC)
|  |  | MW | $MM |  | 2022 $/kW-yr
2 | Morro Bay | Tx - PSP Morro | 1000 | 124.3844 | 9.27% | 11.5304 | $110MM from CAISO Transmission Plan, inflated to 2022 $ | CAISO Transmission Plan includes onshore Tx costs only; NREL 2020 CA OSW GCC (part of CAPEX) includes offshore Tx costs.
3 | Morro Bay | Tx - PSP Morro | 3000 | 124.3844 | 9.27% | 3.8435 | $110MM from CAISO Transmission Plan, inflated to 2022 $ | CAISO Transmission Plan includes onshore Tx costs only; NREL 2020 CA OSW GCC (part of CAPEX) includes offshore Tx costs.
4 | Morro Bay | Tx - PSP Morro | 4875 | 124.3844 | 9.27% | 2.3652 | $110MM from CAISO Transmission Plan, inflated to 2022 $ | CAISO Transmission Plan includes onshore Tx costs only; NREL 2020 CA OSW GCC (part of CAPEX) includes offshore Tx costs.
5 | Morro Bay | Tx - PSP Morro | 4875 | 124.3844 | 9.27% | 2.3652 | $110MM from CAISO Transmission Plan, inflated to 2022 $ | CAISO Transmission Plan includes onshore Tx costs only; NREL 2020 CA OSW GCC (part of CAPEX) includes offshore Tx costs.
5 | Humboldt Bay | Tx - PSP Humboldt | 2680 | 2600.7647 | 9.27% | 89.9593 | $2.3BN from CAISO Transmission Plan, inflated to 2022 $ | CAISO Transmission Plan includes onshore Tx costs only; NREL 2020 CA OSW GCC (part of CAPEX) includes offshore Tx costs.
6 | Morro Bay | Tx - PSP Morro | 4875 | 124.3844 | 9.27% | 2.3652 | $110MM from CAISO Transmission Plan, inflated to 2022 $ | CAISO Transmission Plan includes onshore Tx costs only; NREL 2020 CA OSW GCC (part of CAPEX) includes offshore Tx costs.
6 | Humboldt Bay | Tx - E3 High | 2680 | 5360 | 9.27% | 185.4 | $2B per GW of installed capacity (Schatz 2023 Conservative, 2023 PSP) | Include GCC for consistency with prior studies.
6 | Humboldt Bay | Tx - E3 Mid | 2680 | 4020 | 9.27% | 139.05 | $1.5B per GW of installed capacity (Schatz 2023 Optimistic) | Include GCC for consistency with prior studies.
6 | Humboldt Bay | Tx - E3 Low | 2680 | 3350 | 9.27% | 115.875 | $1.25B per GW of installed capacity (CAISO Optimistic) | Include GCC for consistency with prior studies.
6 | Del Norte | Tx - E3 High | 8000 | 16000 | 9.27% | 185.4 | $2B per GW of installed capacity (Schatz 2023 Conservative, 2023 PSP) | Include GCC for consistency with prior studies.
6 | Del Norte | Tx - E3 Mid | 8000 | 12000 | 9.27% | 139.05 | $1.5B per GW of installed capacity (Schatz 2023 Optimistic) | Include GCC for consistency with prior studies.
6 | Del Norte | Tx - E3 Low | 8000 | 10000 | 9.27% | 115.875 | $1.25B per GW of installed capacity (CAISO Optimistic) | Include GCC for consistency with prior studies.
7 | Morro Bay | Tx - PSP Morro | 4875 | 124.3844 | 9.27% | 2.3652 | $110MM from CAISO Transmission Plan, upscaled from 3 MW/km2 to 5 MW/km2 density factor, inflated to 2022 $ | CAISO Transmission Plan includes onshore Tx costs only; NREL 2020 CA OSW GCC (part of CAPEX) includes offshore Tx costs.
7 | Humboldt Bay | Tx - E3 High | 2680 | 5360 | 9.27% | 185.4 | $2B per GW of installed capacity (Schatz 2023 Conservative, 2023 PSP) | Include GCC for consistency with prior studies.
7 | Humboldt Bay | Tx - E3 Mid | 2680 | 4020 | 9.27% | 139.05 | $1.5B per GW of installed capacity (Schatz 2023 Optimistic) | Include GCC for consistency with prior studies.
7 | Humboldt Bay | Tx - E3 Low | 2680 | 3350 | 9.27% | 115.875 | $1.25B per GW of installed capacity (CAISO Optimistic) | Include GCC for consistency with prior studies.
7 | Del Norte | Tx - E3 High | 10000 | 20000 | 9.27% | 185.4 | $2B per GW of installed capacity (Schatz 2023 Conservative, 2023 PSP) | Include GCC for consistency with prior studies.
7 | Del Norte | Tx - E3 Mid | 10000 | 15000 | 9.27% | 139.05 | $1.5B per GW of installed capacity (Schatz 2023 Optimistic) | Include GCC for consistency with prior studies.
7 | Del Norte | Tx - E3 Low | 10000 | 12500 | 9.27% | 115.875 | $1.25B per GW of installed capacity (CAISO Optimistic) | Include GCC for consistency with prior studies.
7 | Cape Mendocino | Tx - E3 High | 7445 | 14890 | 9.27% | 185.4 | $2B per GW of installed capacity (Schatz 2023 Conservative, 2023 PSP) | Include GCC for consistency with prior studies.
7 | Cape Mendocino | Tx - E3 Mid | 7445 | 11167.5 | 9.27% | 139.05 | $1.5B per GW of installed capacity (Schatz 2023 Optimistic) | Include GCC for consistency with prior studies.
7 | Cape Mendocino | Tx - E3 Low | 7445 | 9306.25 | 9.27% | 115.875 | $1.25B per GW of installed capacity (CAISO Optimistic) | Include GCC for consistency with prior studies.

## Resource Cost Trajectories
Resource Locations
Morro Bay
Humboldt Bay
Cape Mendocino
Del Norte
All values 2022 $/kW
|  | Morro Bay | Morro Bay | Morro Bay | Morro Bay | Morro Bay | Humboldt Bay | Humboldt Bay | Humboldt Bay | Humboldt Bay | Humboldt Bay | Del Norte | Del Norte | Del Norte | Del Norte | Del Norte | Cape Mendocino | Cape Mendocino | Cape Mendocino | Cape Mendocino | Cape Mendocino
|  | Capex (excl. Grid Connection Costs, Tx) |  |  |  |  | Capex (excl. Grid Connection Costs, Tx) |  |  |  |  | Capex (excl. Grid Connection Costs, Tx) |  |  |  |  | Capex (excl. Grid Connection Costs, Tx)
|  | Conservative | PSP - High | PSP - Mid | PSP - Low | Optimistic | Conservative | PSP - High | PSP - Mid | PSP - Low | Optimistic | Conservative | PSP - High | PSP - Mid | PSP - Low | Optimistic | Conservative | PSP - High | PSP - Mid | PSP - Low | Optimistic
| 2021 | 10718.191 | 4988.2625 | 4416.817 | 4106.5292 | 9924 | 10718.191 | 4988.2625 | 4416.817 | 4106.5292 | 9924 | 10718.191 | 4988.2625 | 4416.817 | 4106.5292 | 9924 | 10718.191 | 4988.2625 | 4416.817 | 4106.5292 | 9924
| 2022 | 10718.191 | 5541.5803 | 4835.0667 | 4464.2935 | 9503.4615 | 10718.191 | 5541.5803 | 4835.0667 | 4464.2935 | 9503.4615 | 10718.191 | 5541.5803 | 4835.0667 | 4464.2935 | 9503.4615 | 10718.191 | 5541.5803 | 4835.0667 | 4464.2935 | 9503.4615
| 2023 | 10718.191 | 5193.2633 | 4480.7993 | 4115.0182 | 9179.0478 | 10718.191 | 5193.2633 | 4480.7993 | 4115.0182 | 9179.0478 | 10718.191 | 5193.2633 | 4480.7993 | 4115.0182 | 9179.0478 | 10718.191 | 5193.2633 | 4480.7993 | 4115.0182 | 9179.0478
| 2024 | 10718.191 | 4635.157 | 3962.9157 | 3623.2275 | 8113.8699 | 10718.191 | 4635.157 | 3962.9157 | 3623.2275 | 8113.8699 | 10718.191 | 4635.157 | 3962.9157 | 3623.2275 | 8113.8699 | 10718.191 | 4635.157 | 3962.9157 | 3623.2275 | 8113.8699
| 2025 | 10718.191 | 4564.8968 | 3872.5993 | 3527.0612 | 7172.3001 | 10718.191 | 4564.8968 | 3872.5993 | 3527.0612 | 7172.3001 | 10718.191 | 4564.8968 | 3872.5993 | 3527.0612 | 7172.3001 | 10718.191 | 4564.8968 | 3872.5993 | 3527.0612 | 7172.3001
| 2026 | 10718.191 | 4505.4927 | 3796.238 | 3445.7538 | 6339.9942 | 10718.191 | 4505.4927 | 3796.238 | 3445.7538 | 6339.9942 | 10718.191 | 4505.4927 | 3796.238 | 3445.7538 | 6339.9942 | 10718.191 | 4505.4927 | 3796.238 | 3445.7538 | 6339.9942
| 2027 | 10718.191 | 4454.0345 | 3730.0908 | 3375.322 | 5604.2729 | 10718.191 | 4454.0345 | 3730.0908 | 3375.322 | 5604.2729 | 10718.191 | 4454.0345 | 3730.0908 | 3375.322 | 5604.2729 | 10718.191 | 4454.0345 | 3730.0908 | 3375.322 | 5604.2729
| 2028 | 9879.6261 | 4408.6452 | 3671.7448 | 3313.1969 | 4953.9279 | 9879.6261 | 4408.6452 | 3671.7448 | 3313.1969 | 4953.9279 | 9879.6261 | 4408.6452 | 3671.7448 | 3313.1969 | 4953.9279 | 9879.6261 | 4408.6452 | 3671.7448 | 3313.1969 | 4953.9279
| 2029 | 8698.9005 | 4368.043 | 3619.5525 | 3257.624 | 4379.0519 | 8698.9005 | 4368.043 | 3619.5525 | 3257.624 | 4379.0519 | 8698.9005 | 4368.043 | 3619.5525 | 3257.624 | 4379.0519 | 8698.9005 | 4368.043 | 3619.5525 | 3257.624 | 4379.0519
| 2030 | 8468.0176 | 4331.3139 | 3572.3389 | 3207.3522 | 3870.8871 | 8468.0176 | 4331.3139 | 3572.3389 | 3207.3522 | 3870.8871 | 8468.0176 | 4331.3139 | 3572.3389 | 3207.3522 | 3870.8871 | 8468.0176 | 4331.3139 | 3572.3389 | 3207.3522 | 3870.8871
| 2031 | 8272.8089 | 4297.7828 | 3529.2362 | 3161.4577 | 3545.0268 | 8272.8089 | 4297.7828 | 3529.2362 | 3161.4577 | 3545.0268 | 8272.8089 | 4297.7828 | 3529.2362 | 3161.4577 | 3545.0268 | 8272.8089 | 4297.7828 | 3529.2362 | 3161.4577 | 3545.0268
| 2032 | 8103.7115 | 4266.9373 | 3489.5856 | 3119.2388 | 3343.9341 | 8103.7115 | 4266.9373 | 3489.5856 | 3119.2388 | 3343.9341 | 8103.7115 | 4266.9373 | 3489.5856 | 3119.2388 | 3343.9341 | 8103.7115 | 4266.9373 | 3489.5856 | 3119.2388 | 3343.9341
| 2033 | 7954.5569 | 4238.3787 | 3452.8748 | 3080.1502 | 3200.6657 | 7954.5569 | 4238.3787 | 3452.8748 | 3080.1502 | 3200.6657 | 7954.5569 | 4238.3787 | 3452.8748 | 3080.1502 | 3200.6657 | 7954.5569 | 4238.3787 | 3452.8748 | 3080.1502 | 3200.6657
| 2034 | 7821.1337 | 4211.7913 | 3418.698 | 3043.7596 | 3090.4377 | 7821.1337 | 4211.7913 | 3418.698 | 3043.7596 | 3090.4377 | 7821.1337 | 4211.7913 | 3418.698 | 3043.7596 | 3090.4377 | 7821.1337 | 4211.7913 | 3418.698 | 3043.7596 | 3090.4377
| 2035 | 7700.4376 | 4186.9205 | 3386.7276 | 3009.7185 | 3001.4418 | 7700.4376 | 4186.9205 | 3386.7276 | 3009.7185 | 3001.4418 | 7700.4376 | 4186.9205 | 3386.7276 | 3009.7185 | 3001.4418 | 7700.4376 | 4186.9205 | 3386.7276 | 3009.7185 | 3001.4418
| 2036 | 7590.2508 | 4163.558 | 3356.6961 | 2977.7418 | 2927.1674 | 7590.2508 | 4163.558 | 3356.6961 | 2977.7418 | 2927.1674 | 7590.2508 | 4163.558 | 3356.6961 | 2977.7418 | 2927.1674 | 7590.2508 | 4163.558 | 3356.6961 | 2977.7418 | 2927.1674
| 2037 | 7488.8887 | 4141.5312 | 3328.3816 | 2947.5933 | 2863.6603 | 7488.8887 | 4141.5312 | 3328.3816 | 2947.5933 | 2863.6603 | 7488.8887 | 4141.5312 | 3328.3816 | 2947.5933 | 2863.6603 | 7488.8887 | 4141.5312 | 3328.3816 | 2947.5933 | 2863.6603
| 2038 | 7395.0421 | 4120.6956 | 3301.5984 | 2919.0753 | 2808.3475 | 7395.0421 | 4120.6956 | 3301.5984 | 2919.0753 | 2808.3475 | 7395.0421 | 4120.6956 | 3301.5984 | 2919.0753 | 2808.3475 | 7395.0421 | 4120.6956 | 3301.5984 | 2919.0753 | 2808.3475
| 2039 | 7307.673 | 4100.929 | 3276.1894 | 2892.0204 | 2759.4649 | 7307.673 | 4100.929 | 3276.1894 | 2892.0204 | 2759.4649 | 7307.673 | 4100.929 | 3276.1894 | 2892.0204 | 2759.4649 | 7307.673 | 4100.929 | 3276.1894 | 2892.0204 | 2759.4649
| 2040 | 7225.9446 | 4082.127 | 3252.0203 | 2866.2858 | 2715.7531 | 7225.9446 | 4082.127 | 3252.0203 | 2866.2858 | 2715.7531 | 7225.9446 | 4082.127 | 3252.0203 | 2866.2858 | 2715.7531 | 7225.9446 | 4082.127 | 3252.0203 | 2866.2858 | 2715.7531
| 2041 | 7149.1727 | 4064.1999 | 3228.9757 | 2841.7487 | 2676.2834 | 7149.1727 | 4064.1999 | 3228.9757 | 2841.7487 | 2676.2834 | 7149.1727 | 4064.1999 | 3228.9757 | 2841.7487 | 2676.2834 | 7149.1727 | 4064.1999 | 3228.9757 | 2841.7487 | 2676.2834
| 2042 | 7076.7901 | 4047.0698 | 3206.9557 | 2818.3024 | 2640.3517 | 7076.7901 | 4047.0698 | 3206.9557 | 2818.3024 | 2640.3517 | 7076.7901 | 4047.0698 | 3206.9557 | 2818.3024 | 2640.3517 | 7076.7901 | 4047.0698 | 3206.9557 | 2818.3024 | 2640.3517
| 2043 | 7008.3221 | 4030.6688 | 3185.8731 | 2795.8541 | 2607.4127 | 7008.3221 | 4030.6688 | 3185.8731 | 2795.8541 | 2607.4127 | 7008.3221 | 4030.6688 | 3185.8731 | 2795.8541 | 2607.4127 | 7008.3221 | 4030.6688 | 3185.8731 | 2795.8541 | 2607.4127
| 2044 | 6943.3668 | 4014.9375 | 3165.6511 | 2774.3224 | 2577.0356 | 6943.3668 | 4014.9375 | 3165.6511 | 2774.3224 | 2577.0356 | 6943.3668 | 4014.9375 | 3165.6511 | 2774.3224 | 2577.0356 | 6943.3668 | 4014.9375 | 3165.6511 | 2774.3224 | 2577.0356
| 2045 | 6881.5814 | 3999.8233 | 3146.2224 | 2753.6352 | 2548.8744 | 6881.5814 | 3999.8233 | 3146.2224 | 2753.6352 | 2548.8744 | 6881.5814 | 3999.8233 | 3146.2224 | 2753.6352 | 2548.8744 | 6881.5814 | 3999.8233 | 3146.2224 | 2753.6352 | 2548.8744
| 2046 | 6822.6708 | 3985.2795 | 3127.5271 | 2733.7289 | 2522.6476 | 6822.6708 | 3985.2795 | 3127.5271 | 2733.7289 | 2522.6476 | 6822.6708 | 3985.2795 | 3127.5271 | 2733.7289 | 2522.6476 | 6822.6708 | 3985.2795 | 3127.5271 | 2733.7289 | 2522.6476
| 2047 | 6766.3793 | 3971.2647 | 3109.5117 | 2714.5467 | 2498.1228 | 6766.3793 | 3971.2647 | 3109.5117 | 2714.5467 | 2498.1228 | 6766.3793 | 3971.2647 | 3109.5117 | 2714.5467 | 2498.1228 | 6766.3793 | 3971.2647 | 3109.5117 | 2714.5467 | 2498.1228
| 2048 | 6712.484 | 3957.7418 | 3092.1286 | 2696.0376 | 2475.1063 | 6712.484 | 3957.7418 | 3092.1286 | 2696.0376 | 2475.1063 | 6712.484 | 3957.7418 | 3092.1286 | 2696.0376 | 2475.1063 | 6712.484 | 3957.7418 | 3092.1286 | 2696.0376 | 2475.1063
| 2049 | 6660.789 | 3944.6774 | 3075.3348 | 2678.1561 | 2453.4349 | 6660.789 | 3944.6774 | 3075.3348 | 2678.1561 | 2453.4349 | 6660.789 | 3944.6774 | 3075.3348 | 2678.1561 | 2453.4349 | 6660.789 | 3944.6774 | 3075.3348 | 2678.1561 | 2453.4349
| 2050 | 6611.1219 | 3932.0413 | 3059.0918 | 2660.8609 | 2432.9702 | 6611.1219 | 3932.0413 | 3059.0918 | 2660.8609 | 2432.9702 | 6611.1219 | 3932.0413 | 3059.0918 | 2660.8609 | 2432.9702 | 6611.1219 | 3932.0413 | 3059.0918 | 2660.8609 | 2432.9702
|  | Grid Connection Costs (PSP Only) |  |  |  |  | Grid Connection Costs (PSP Only) |  |  |  |  | Grid Connection Costs (PSP Only) |  |  |  |  | Grid Connection Costs (PSP Only)
|  | Conservative | PSP - High | PSP - Mid | PSP - Low | Optimistic | Conservative | PSP - High | PSP - Mid | PSP - Low | Optimistic | Conservative | PSP - High | PSP - Mid | PSP - Low | Optimistic | Conservative | PSP - High | PSP - Mid | PSP - Low | Optimistic
| 2021 |  | 622.1292 | 601.828 | 587.0553 |  |  | 613.4585 | 593.4401 | 578.8733 |  |  | 508.3251 | 491.7375 | 479.6671 |  |  | 613.4585 | 593.4401 | 578.8733
| 2022 |  | 611.9644 | 586.9675 | 569.0857 |  |  | 603.4353 | 578.7868 | 561.1542 |  |  | 500.0197 | 479.5954 | 464.9847 |  |  | 603.4353 | 578.7868 | 561.1542
| 2023 |  | 604.08 | 575.4409 | 555.1474 |  |  | 595.6608 | 567.4208 | 547.4102 |  |  | 493.5776 | 470.1773 | 453.5961 |  |  | 595.6608 | 567.4208 | 547.4102
| 2024 |  | 597.638 | 566.0229 | 543.759 |  |  | 589.3085 | 558.1341 | 536.1805 |  |  | 488.3139 | 462.4821 | 444.2909 |  |  | 589.3085 | 558.1341 | 536.1805
| 2025 |  | 592.1913 | 558.0601 | 534.1303 |  |  | 583.9377 | 550.2823 | 526.686 |  |  | 483.8636 | 455.9759 | 436.4235 |  |  | 583.9377 | 550.2823 | 526.686
| 2026 |  | 587.4732 | 551.1624 | 525.7895 |  |  | 579.2854 | 543.4807 | 518.4614 |  |  | 480.0086 | 450.34 | 429.6085 |  |  | 579.2854 | 543.4807 | 518.4614
| 2027 |  | 583.3115 | 545.0782 | 518.4324 |  |  | 575.1817 | 537.4813 | 511.2068 |  |  | 476.6082 | 445.3688 | 423.5972 |  |  | 575.1817 | 537.4813 | 511.2068
| 2028 |  | 579.5887 | 539.6358 | 511.8512 |  |  | 571.5108 | 532.1147 | 504.7174 |  |  | 473.5664 | 440.9219 | 418.2199 |  |  | 571.5108 | 532.1147 | 504.7174
| 2029 |  | 576.2211 | 534.7124 | 505.8978 |  |  | 568.1901 | 527.26 | 498.847 |  |  | 470.8148 | 436.8992 | 413.3555 |  |  | 568.1901 | 527.26 | 498.847
| 2030 |  | 573.1467 | 530.2178 | 500.4628 |  |  | 565.1586 | 522.828 | 493.4877 |  |  | 468.3028 | 433.2267 | 408.9147 |  |  | 565.1586 | 522.828 | 493.4877
| 2031 |  | 570.3185 | 526.0831 | 495.4631 |  |  | 562.3698 | 518.7509 | 488.5577 |  |  | 465.9919 | 429.8484 | 404.8296 |  |  | 562.3698 | 518.7509 | 488.5577
| 2032 |  | 567.7 | 522.255 | 490.834 |  |  | 559.7878 | 514.9762 | 483.9931 |  |  | 463.8524 | 426.7205 | 401.0473 |  |  | 559.7878 | 514.9762 | 483.9931
| 2033 |  | 565.2622 | 518.6911 | 486.5245 |  |  | 557.384 | 511.462 | 479.7437 |  |  | 461.8606 | 423.8086 | 397.5261 |  |  | 557.384 | 511.462 | 479.7437
| 2034 |  | 562.9819 | 515.3573 | 482.4932 |  |  | 555.1354 | 508.1746 | 475.7686 |  |  | 459.9974 | 421.0846 | 394.2323 |  |  | 555.1354 | 508.1746 | 475.7686
| 2035 |  | 560.8398 | 512.2257 | 478.7064 |  |  | 553.0232 | 505.0867 | 472.0345 |  |  | 458.2472 | 418.5259 | 391.1382 |  |  | 553.0232 | 505.0867 | 472.0345
| 2036 |  | 558.8202 | 509.2731 | 475.1361 |  |  | 551.0318 | 502.1753 | 468.514 |  |  | 456.597 | 416.1134 | 388.221 |  |  | 551.0318 | 502.1753 | 468.514
| 2037 |  | 556.9098 | 506.4803 | 471.7589 |  |  | 549.148 | 499.4213 | 465.1839 |  |  | 455.0361 | 413.8314 | 385.4615 |  |  | 549.148 | 499.4213 | 465.1839
| 2038 |  | 555.0974 | 503.8307 | 468.5549 |  |  | 547.3609 | 496.8086 | 462.0246 |  |  | 453.5552 | 411.6665 | 382.8437 |  |  | 547.3609 | 496.8086 | 462.0246
| 2039 |  | 553.3735 | 501.3104 | 465.5074 |  |  | 545.661 | 494.3235 | 459.0194 |  |  | 452.1467 | 409.6072 | 380.3536 |  |  | 545.661 | 494.3235 | 459.0194
| 2040 |  | 551.7298 | 498.9073 | 462.6016 |  |  | 544.0402 | 491.9539 | 456.1541 |  |  | 450.8036 | 407.6438 | 377.9793 |  |  | 544.0402 | 491.9539 | 456.1541
| 2041 |  | 550.1592 | 496.6111 | 459.825 |  |  | 542.4914 | 489.6897 | 453.4162 |  |  | 449.5203 | 405.7676 | 375.7106 |  |  | 542.4914 | 489.6897 | 453.4162
| 2042 |  | 548.6554 | 494.4127 | 457.1665 |  |  | 541.0086 | 487.5219 | 450.7949 |  |  | 448.2916 | 403.9713 | 373.5385 |  |  | 541.0086 | 487.5219 | 450.7949
| 2043 |  | 547.213 | 492.304 | 454.6167 |  |  | 539.5864 | 485.4426 | 448.2805 |  |  | 447.1131 | 402.2484 | 371.4551 |  |  | 539.5864 | 485.4426 | 448.2805
| 2044 |  | 545.8272 | 490.278 | 452.1668 |  |  | 538.2199 | 483.4449 | 445.8648 |  |  | 445.9808 | 400.593 | 369.4534 |  |  | 538.2199 | 483.4449 | 445.8648
| 2045 |  | 544.4937 | 488.3285 | 449.8094 |  |  | 536.905 | 481.5225 | 443.5403 |  |  | 444.8912 | 399.0001 | 367.5272 |  |  | 536.905 | 481.5225 | 443.5403
| 2046 |  | 543.2087 | 486.4499 | 447.5378 |  |  | 535.6379 | 479.6701 | 441.3003 |  |  | 443.8413 | 397.4652 | 365.6711 |  |  | 535.6379 | 479.6701 | 441.3003
| 2047 |  | 541.9688 | 484.6372 | 445.3459 |  |  | 534.4152 | 477.8827 | 439.139 |  |  | 442.8282 | 395.9841 | 363.8802 |  |  | 534.4152 | 477.8827 | 439.139
| 2048 |  | 540.771 | 482.886 | 443.2283 |  |  | 533.2341 | 476.1559 | 437.0509 |  |  | 441.8494 | 394.5532 | 362.1499 |  |  | 533.2341 | 476.1559 | 437.0509
| 2049 |  | 539.6124 | 481.1922 | 441.1801 |  |  | 532.0917 | 474.4857 | 435.0312 |  |  | 440.9028 | 393.1693 | 360.4764 |  |  | 532.0917 | 474.4857 | 435.0312
| 2050 |  | 538.4906 | 479.5522 | 439.197 |  |  | 530.9855 | 472.8686 | 433.0758 |  |  | 439.9862 | 391.8293 | 358.8561 |  |  | 530.9855 | 472.8686 | 433.0758
|  | Total CAPEX |  |  |  |  | Total Resource + Tx Cost |  |  |  |  | Total Resource + Tx Cost |  |  |  |  | Total Resource + Tx Cost
|  | Conservative | PSP - High | PSP - Mid | PSP - Low | Optimistic | Conservative | PSP - High | PSP - Mid | PSP - Low | Optimistic | Conservative | PSP - High | PSP - Mid | PSP - Low | Optimistic | Conservative | PSP - High | PSP - Mid | PSP - Low | Optimistic
| 2021 | 10718.191 | 5610.3917 | 5018.645 | 4693.5845 | 9924 | 10718.191 | 5601.7209 | 5010.2572 | 4685.4025 | 9924 | 10718.191 | 5496.5876 | 4908.5545 | 4586.1963 | 9924 | 10718.191 | 5601.7209 | 5010.2572 | 4685.4025 | 9924
| 2022 | 10718.191 | 6153.5447 | 5422.0342 | 5033.3792 | 9503.4615 | 10718.191 | 6145.0156 | 5413.8535 | 5025.4477 | 9503.4615 | 10718.191 | 6041.6 | 5314.6621 | 4929.2782 | 9503.4615 | 10718.191 | 6145.0156 | 5413.8535 | 5025.4477 | 9503.4615
| 2023 | 10718.191 | 5797.3433 | 5056.2401 | 4670.1656 | 9179.0478 | 10718.191 | 5788.9241 | 5048.2201 | 4662.4284 | 9179.0478 | 10718.191 | 5686.8409 | 4950.9766 | 4568.6143 | 9179.0478 | 10718.191 | 5788.9241 | 5048.2201 | 4662.4284 | 9179.0478
| 2024 | 10718.191 | 5232.7949 | 4528.9385 | 4166.9866 | 8113.8699 | 10718.191 | 5224.4655 | 4521.0497 | 4159.4081 | 8113.8699 | 10718.191 | 5123.4709 | 4425.3978 | 4067.5185 | 8113.8699 | 10718.191 | 5224.4655 | 4521.0497 | 4159.4081 | 8113.8699
| 2025 | 10718.191 | 5157.0881 | 4430.6594 | 4061.1915 | 7172.3001 | 10718.191 | 5148.8346 | 4422.8816 | 4053.7472 | 7172.3001 | 10718.191 | 5048.7604 | 4328.5753 | 3963.4848 | 7172.3001 | 10718.191 | 5148.8346 | 4422.8816 | 4053.7472 | 7172.3001
| 2026 | 10718.191 | 5092.9659 | 4347.4004 | 3971.5433 | 6339.9942 | 10718.191 | 5084.7781 | 4339.7187 | 3964.2152 | 6339.9942 | 10718.191 | 4985.5012 | 4246.578 | 3875.3622 | 6339.9942 | 10718.191 | 5084.7781 | 4339.7187 | 3964.2152 | 6339.9942
| 2027 | 10718.191 | 5037.346 | 4275.169 | 3893.7544 | 5604.2729 | 10718.191 | 5029.2162 | 4267.5721 | 3886.5289 | 5604.2729 | 10718.191 | 4930.6427 | 4175.4596 | 3798.9192 | 5604.2729 | 10718.191 | 5029.2162 | 4267.5721 | 3886.5289 | 5604.2729
| 2028 | 9879.6261 | 4988.2339 | 4211.3805 | 3825.0481 | 4953.9279 | 9879.6261 | 4980.156 | 4203.8595 | 3817.9142 | 4953.9279 | 9879.6261 | 4882.2116 | 4112.6667 | 3731.4167 | 4953.9279 | 9879.6261 | 4980.156 | 4203.8595 | 3817.9142 | 4953.9279
| 2029 | 8698.9005 | 4944.2641 | 4154.2649 | 3763.5218 | 4379.0519 | 8698.9005 | 4936.2331 | 4146.8125 | 3756.471 | 4379.0519 | 8698.9005 | 4838.8578 | 4056.4517 | 3670.9795 | 4379.0519 | 8698.9005 | 4936.2331 | 4146.8125 | 3756.471 | 4379.0519
| 2030 | 8468.0176 | 4904.4606 | 4102.5567 | 3707.815 | 3870.8871 | 8468.0176 | 4896.4725 | 4095.1669 | 3700.8399 | 3870.8871 | 8468.0176 | 4799.6167 | 4005.5656 | 3616.2669 | 3870.8871 | 8468.0176 | 4896.4725 | 4095.1669 | 3700.8399 | 3870.8871
| 2031 | 8272.8089 | 4868.1013 | 4055.3193 | 3656.9207 | 3545.0268 | 8272.8089 | 4860.1526 | 4047.9871 | 3650.0153 | 3545.0268 | 8272.8089 | 4763.7748 | 3959.0846 | 3566.2873 | 3545.0268 | 8272.8089 | 4860.1526 | 4047.9871 | 3650.0153 | 3545.0268
| 2032 | 8103.7115 | 4834.6373 | 4011.8406 | 3610.0728 | 3343.9341 | 8103.7115 | 4826.7251 | 4004.5618 | 3603.2319 | 3343.9341 | 8103.7115 | 4730.7897 | 3916.3061 | 3520.2861 | 3343.9341 | 8103.7115 | 4826.7251 | 4004.5618 | 3603.2319 | 3343.9341
| 2033 | 7954.5569 | 4803.641 | 3971.5659 | 3566.6747 | 3200.6657 | 7954.5569 | 4795.7627 | 3964.3368 | 3559.8939 | 3200.6657 | 7954.5569 | 4700.2393 | 3876.6834 | 3477.6763 | 3200.6657 | 7954.5569 | 4795.7627 | 3964.3368 | 3559.8939 | 3200.6657
| 2034 | 7821.1337 | 4774.7732 | 3934.0553 | 3526.2528 | 3090.4377 | 7821.1337 | 4766.9268 | 3926.8726 | 3519.5282 | 3090.4377 | 7821.1337 | 4671.7887 | 3839.7826 | 3437.9919 | 3090.4377 | 7821.1337 | 4766.9268 | 3926.8726 | 3519.5282 | 3090.4377
| 2035 | 7700.4376 | 4747.7603 | 3898.9533 | 3488.4249 | 3001.4418 | 7700.4376 | 4739.9437 | 3891.8143 | 3481.753 | 3001.4418 | 7700.4376 | 4645.1677 | 3805.2535 | 3400.8567 | 3001.4418 | 7700.4376 | 4739.9437 | 3891.8143 | 3481.753 | 3001.4418
| 2036 | 7590.2508 | 4722.3782 | 3865.9692 | 3452.8779 | 2927.1674 | 7590.2508 | 4714.5897 | 3858.8714 | 3446.2558 | 2927.1674 | 7590.2508 | 4620.155 | 3772.8095 | 3365.9627 | 2927.1674 | 7590.2508 | 4714.5897 | 3858.8714 | 3446.2558 | 2927.1674
| 2037 | 7488.8887 | 4698.441 | 3834.8619 | 3419.3522 | 2863.6603 | 7488.8887 | 4690.6792 | 3827.8029 | 3412.7772 | 2863.6603 | 7488.8887 | 4596.5672 | 3742.2131 | 3333.0548 | 2863.6603 | 7488.8887 | 4690.6792 | 3827.8029 | 3412.7772 | 2863.6603
| 2038 | 7395.0421 | 4675.793 | 3805.4291 | 3387.6303 | 2808.3475 | 7395.0421 | 4668.0565 | 3798.4071 | 3381.0999 | 2808.3475 | 7395.0421 | 4574.2508 | 3713.265 | 3301.919 | 2808.3475 | 7395.0421 | 4668.0565 | 3798.4071 | 3381.0999 | 2808.3475
| 2039 | 7307.673 | 4654.3025 | 3777.4997 | 3357.5278 | 2759.4649 | 7307.673 | 4646.59 | 3770.5128 | 3351.0399 | 2759.4649 | 7307.673 | 4553.0757 | 3685.7966 | 3272.374 | 2759.4649 | 7307.673 | 4646.59 | 3770.5128 | 3351.0399 | 2759.4649
| 2040 | 7225.9446 | 4633.8568 | 3750.9276 | 3328.8874 | 2715.7531 | 7225.9446 | 4626.1672 | 3743.9742 | 3322.44 | 2715.7531 | 7225.9446 | 4532.9307 | 3659.6641 | 3244.2652 | 2715.7531 | 7225.9446 | 4626.1672 | 3743.9742 | 3322.44 | 2715.7531
| 2041 | 7149.1727 | 4614.3591 | 3725.5869 | 3301.5736 | 2676.2834 | 7149.1727 | 4606.6913 | 3718.6655 | 3295.1649 | 2676.2834 | 7149.1727 | 4513.7202 | 3634.7434 | 3217.4593 | 2676.2834 | 7149.1727 | 4606.6913 | 3718.6655 | 3295.1649 | 2676.2834
| 2042 | 7076.7901 | 4595.7252 | 3701.3684 | 3275.4689 | 2640.3517 | 7076.7901 | 4588.0784 | 3694.4777 | 3269.0973 | 2640.3517 | 7076.7901 | 4495.3614 | 3610.9271 | 3191.8409 | 2640.3517 | 7076.7901 | 4588.0784 | 3694.4777 | 3269.0973 | 2640.3517
| 2043 | 7008.3221 | 4577.8819 | 3678.177 | 3250.4708 | 2607.4127 | 7008.3221 | 4570.2552 | 3671.3157 | 3244.1347 | 2607.4127 | 7008.3221 | 4477.7819 | 3588.1214 | 3167.3092 | 2607.4127 | 7008.3221 | 4570.2552 | 3671.3157 | 3244.1347 | 2607.4127
| 2044 | 6943.3668 | 4560.7647 | 3655.9291 | 3226.4892 | 2577.0356 | 6943.3668 | 4553.1574 | 3649.096 | 3220.1872 | 2577.0356 | 6943.3668 | 4460.9183 | 3566.2441 | 3143.7757 | 2577.0356 | 6943.3668 | 4553.1574 | 3649.096 | 3220.1872 | 2577.0356
| 2045 | 6881.5814 | 4544.317 | 3634.5509 | 3203.4447 | 2548.8744 | 6881.5814 | 4536.7282 | 3627.745 | 3197.1755 | 2548.8744 | 6881.5814 | 4444.7145 | 3545.2226 | 3121.1625 | 2548.8744 | 6881.5814 | 4536.7282 | 3627.745 | 3197.1755 | 2548.8744
| 2046 | 6822.6708 | 4528.4882 | 3613.977 | 3181.2667 | 2522.6476 | 6822.6708 | 4520.9174 | 3607.1972 | 3175.0293 | 2522.6476 | 6822.6708 | 4429.1208 | 3524.9922 | 3099.4001 | 2522.6476 | 6822.6708 | 4520.9174 | 3607.1972 | 3175.0293 | 2522.6476
| 2047 | 6766.3793 | 4513.2335 | 3594.1489 | 3159.8925 | 2498.1228 | 6766.3793 | 4505.68 | 3587.3944 | 3153.6856 | 2498.1228 | 6766.3793 | 4414.0929 | 3505.4958 | 3078.4268 | 2498.1228 | 6766.3793 | 4505.68 | 3587.3944 | 3153.6856 | 2498.1228
| 2048 | 6712.484 | 4498.5128 | 3575.0146 | 3139.2659 | 2475.1063 | 6712.484 | 4490.9759 | 3568.2845 | 3133.0885 | 2475.1063 | 6712.484 | 4399.5912 | 3486.6818 | 3058.1875 | 2475.1063 | 6712.484 | 4490.9759 | 3568.2845 | 3133.0885 | 2475.1063
| 2049 | 6660.789 | 4484.2897 | 3556.527 | 3119.3362 | 2453.4349 | 6660.789 | 4476.769 | 3549.8205 | 3113.1873 | 2453.4349 | 6660.789 | 4385.5802 | 3468.5041 | 3038.6325 | 2453.4349 | 6660.789 | 4476.769 | 3549.8205 | 3113.1873 | 2453.4349
| 2050 | 6611.1219 | 4470.5319 | 3538.644 | 3100.0579 | 2432.9702 | 6611.1219 | 4463.0268 | 3531.9603 | 3093.9367 | 2432.9702 | 6611.1219 | 4372.0275 | 3450.921 | 3019.717 | 2432.9702 | 6611.1219 | 4463.0268 | 3531.9603 | 3093.9367 | 2432.9702
|  | Levelized Fixed Cost, 2022 $/kW-yr (from CPUC IRP Pro Forma) |  |  |  |  | Levelized Fixed Cost, 2022 $/kW-yr (from CPUC IRP Pro Forma) |  |  |  |  | Levelized Fixed Cost, 2022 $/kW-yr (from CPUC IRP Pro Forma) |  |  |  |  | Levelized Fixed Cost, 2022 $/kW-yr (from CPUC IRP Pro Forma)
|  | Conservative | PSP - High | PSP - Mid | PSP - Low | Optimistic | Conservative | PSP - High | PSP - Mid | PSP - Low | Optimistic | Conservative | PSP - High | PSP - Mid | PSP - Low | Optimistic | Conservative | PSP - High | PSP - Mid | PSP - Low | Optimistic
| 2021 | 641.66 | 435.21 | 398.82 | 379.4 | 602.53 | 637.09 | 429.96 | 393.59 | 374.19 | 597.96 | 641.66 | 434.53 | 398.16 | 378.76 | 602.53 | 640.87 | 425.53 | 389.43 | 370.23 | 601.74
| 2022 | 633.45 | 426.18 | 389.42 | 369.75 | 573.6 | 629.24 | 421.31 | 384.57 | 364.92 | 569.39 | 633.45 | 425.52 | 388.78 | 369.13 | 573.6 | 632.8 | 416.79 | 380.38 | 360.97 | 572.95
| 2023 | 638.05 | 425.53 | 387.72 | 367.47 | 560.63 | 634.11 | 420.93 | 383.15 | 362.91 | 556.69 | 638.05 | 424.87 | 387.09 | 366.85 | 560.63 | 637.5 | 416.23 | 378.83 | 358.87 | 560.08
| 2024 | 643.77 | 426.12 | 387.31 | 366.49 | 510.1 | 640.06 | 421.74 | 382.96 | 362.17 | 506.39 | 643.77 | 425.45 | 386.67 | 365.88 | 510.1 | 643.32 | 416.88 | 378.54 | 358.05 | 509.65
| 2025 | 650.34 | 427.6 | 387.83 | 366.47 | 464.7 | 646.81 | 423.4 | 383.67 | 362.33 | 461.17 | 650.34 | 426.93 | 387.2 | 365.86 | 464.7 | 649.96 | 418.39 | 379.13 | 358.13 | 464.32
| 2026 | 657.5 | 429.73 | 389.03 | 367.13 | 423.8 | 654.14 | 425.69 | 385.03 | 363.16 | 420.44 | 657.5 | 429.05 | 388.39 | 366.52 | 423.8 | 657.18 | 420.53 | 380.37 | 358.86 | 423.48
| 2027 | 665.11 | 432.35 | 390.71 | 368.31 | 386.88 | 661.89 | 428.45 | 386.86 | 364.48 | 383.66 | 665.11 | 431.67 | 390.08 | 367.7 | 386.88 | 664.85 | 423.16 | 382.1 | 360.1 | 386.62
| 2028 | 616.44 | 410.05 | 367.94 | 345.71 | 348.46 | 613.36 | 406.3 | 364.23 | 342.03 | 345.38 | 616.44 | 409.38 | 367.31 | 345.11 | 348.46 | 616.24 | 400.97 | 359.47 | 337.66 | 348.26
| 2029 | 549.47 | 376.67 | 336.61 | 315.72 | 314.45 | 546.51 | 373.04 | 333.03 | 312.17 | 311.49 | 549.47 | 376 | 335.99 | 315.13 | 314.45 | 549.31 | 367.68 | 328.26 | 307.81 | 314.29
| 2030 | 534.41 | 370.08 | 328.82 | 307.53 | 284.31 | 531.55 | 366.55 | 325.34 | 304.09 | 281.45 | 534.41 | 369.41 | 328.2 | 306.95 | 284.31 | 534.29 | 361.18 | 320.57 | 299.75 | 284.19
| 2031 | 521.48 | 364.31 | 322.01 | 300.39 | 264.27 | 518.73 | 360.89 | 318.65 | 297.06 | 261.52 | 521.48 | 363.64 | 321.4 | 299.81 | 264.27 | 521.41 | 355.5 | 313.88 | 292.72 | 264.2
| 2032 | 510.15 | 359.16 | 315.97 | 294.04 | 251.2 | 507.49 | 355.83 | 312.7 | 290.8 | 248.54 | 510.15 | 358.49 | 315.36 | 293.46 | 251.2 | 510.11 | 350.42 | 307.93 | 286.48 | 251.16
| 2033 | 500.06 | 354.5 | 310.51 | 288.31 | 241.42 | 497.48 | 351.26 | 307.33 | 285.16 | 238.84 | 500.06 | 353.84 | 309.91 | 287.74 | 241.42 | 500.05 | 345.83 | 302.55 | 280.84 | 241.41
| 2034 | 490.94 | 350.24 | 305.53 | 283.09 | 233.57 | 488.44 | 347.08 | 302.43 | 280.03 | 231.07 | 490.94 | 349.58 | 304.93 | 282.53 | 233.57 | 490.96 | 341.63 | 297.65 | 275.72 | 233.59
| 2035 | 482.63 | 346.32 | 300.95 | 278.29 | 226.98 | 480.21 | 343.25 | 297.93 | 275.31 | 224.56 | 482.63 | 345.67 | 300.35 | 277.73 | 226.98 | 482.69 | 337.79 | 293.16 | 271.02 | 227.04
| 2036 | 474.99 | 342.69 | 296.72 | 273.85 | 221.29 | 472.64 | 339.69 | 293.78 | 270.95 | 218.94 | 474.99 | 342.04 | 296.13 | 273.3 | 221.29 | 475.07 | 334.21 | 289 | 266.65 | 221.37
| 2037 | 467.92 | 339.28 | 292.77 | 269.71 | 216.28 | 465.64 | 336.35 | 289.9 | 266.88 | 214 | 467.92 | 338.63 | 292.18 | 269.16 | 216.28 | 468.03 | 330.86 | 285.12 | 262.59 | 216.39
| 2038 | 461.35 | 336.11 | 289.09 | 265.84 | 211.8 | 459.12 | 333.23 | 286.27 | 263.06 | 209.57 | 461.35 | 335.46 | 288.5 | 265.29 | 211.8 | 461.48 | 327.74 | 281.5 | 258.79 | 211.93
| 2039 | 455.18 | 333.12 | 285.6 | 262.2 | 207.74 | 453.02 | 330.31 | 282.85 | 259.49 | 205.58 | 455.18 | 332.47 | 285.01 | 261.65 | 207.74 | 455.34 | 324.8 | 278.07 | 255.22 | 207.9
| 2040 | 449.4 | 330.28 | 282.32 | 258.76 | 204.02 | 447.3 | 327.54 | 279.64 | 256.12 | 201.92 | 449.4 | 329.64 | 281.74 | 258.22 | 204.02 | 449.58 | 322 | 274.86 | 251.85 | 204.2
| 2041 | 443.95 | 327.62 | 279.22 | 255.52 | 200.6 | 441.9 | 324.93 | 276.59 | 252.93 | 198.55 | 443.95 | 326.98 | 278.64 | 254.98 | 200.6 | 444.15 | 319.39 | 271.81 | 248.67 | 200.8
| 2042 | 438.78 | 325.05 | 276.27 | 252.44 | 197.41 | 436.78 | 322.41 | 273.69 | 249.9 | 195.41 | 438.78 | 324.41 | 275.69 | 251.9 | 197.41 | 439 | 316.86 | 268.91 | 245.65 | 197.63
| 2043 | 433.89 | 322.64 | 273.46 | 249.49 | 194.45 | 431.94 | 320.05 | 270.94 | 247.01 | 192.5 | 433.89 | 322 | 272.89 | 248.96 | 194.45 | 434.13 | 314.5 | 266.16 | 242.77 | 194.69
| 2044 | 429.23 | 320.32 | 270.79 | 246.69 | 191.67 | 427.33 | 317.78 | 268.32 | 244.26 | 189.77 | 429.23 | 319.68 | 270.22 | 246.16 | 191.67 | 429.49 | 312.21 | 263.54 | 240.02 | 191.93
| 2045 | 424.77 | 318.08 | 268.22 | 244 | 189.05 | 422.92 | 315.6 | 265.8 | 241.63 | 187.2 | 424.77 | 317.45 | 267.65 | 243.48 | 189.05 | 425.05 | 310.02 | 261.02 | 237.39 | 189.33
| 2046 | 420.52 | 315.96 | 265.75 | 241.43 | 186.57 | 418.72 | 313.52 | 263.38 | 239.11 | 184.77 | 420.52 | 315.32 | 265.18 | 240.91 | 186.57 | 420.82 | 307.93 | 258.6 | 234.87 | 186.87
| 2047 | 466.12 | 343.62 | 286.95 | 259.66 | 202.57 | 464.36 | 341.23 | 284.62 | 257.38 | 200.81 | 466.12 | 342.99 | 286.38 | 259.14 | 202.57 | 466.44 | 335.64 | 279.84 | 253.15 | 202.89
| 2048 | 511.11 | 371.14 | 307.91 | 277.65 | 218.35 | 509.39 | 368.79 | 305.63 | 275.41 | 216.63 | 511.11 | 370.51 | 307.35 | 277.13 | 218.35 | 511.44 | 363.19 | 300.84 | 271.19 | 218.68
| 2049 | 604.4 | 427.97 | 351.92 | 315.78 | 251.93 | 602.72 | 425.66 | 349.68 | 313.58 | 250.25 | 604.4 | 427.34 | 351.36 | 315.26 | 251.93 | 604.74 | 420.04 | 344.89 | 309.36 | 252.27
| 2050 | 599.32 | 425.68 | 349.23 | 312.96 | 249.3 | 597.68 | 423.41 | 347.03 | 310.81 | 247.66 | 599.32 | 425.05 | 348.67 | 312.45 | 249.3 | 599.68 | 417.79 | 342.24 | 306.59 | 249.66
|  | Levelized Cost of Electricity, 2022 $/MWh (from CPUC IRP Pro Forma) |  |  |  |  | Levelized Cost of Electricity, 2022 $/MWh (from CPUC IRP Pro Forma) |  |  |  |  | Levelized Cost of Electricity, 2022 $/MWh (from CPUC IRP Pro Forma) |  |  |  |  | Levelized Cost of Electricity, 2022 $/MWh (from CPUC IRP Pro Forma)
|  | Conservative | PSP - High | PSP - Mid | PSP - Low | Optimistic | Conservative | PSP - High | PSP - Mid | PSP - Low | Optimistic | Conservative | PSP - High | PSP - Mid | PSP - Low | Optimistic | Conservative | PSP - High | PSP - Mid | PSP - Low | Optimistic
| 2021 | 158.707 | 107.6441 | 98.6434 | 93.8401 | 149.0287 | 126.0059 | 85.039 | 77.8456 | 74.0086 | 118.2667 | 124.7762 | 86.8057 | 79.5401 | 75.6646 | 120.367 | 128.1839 | 82.8499 | 75.8213 | 72.0831 | 117.1577
| 2022 | 156.6764 | 105.4106 | 96.3184 | 91.4533 | 141.8732 | 124.4533 | 83.3282 | 76.0616 | 72.1752 | 112.616 | 123.205 | 85.0058 | 77.6663 | 73.7408 | 114.5876 | 126.5438 | 81.1483 | 74.0593 | 70.2802 | 111.5523
| 2023 | 157.8141 | 105.2498 | 95.898 | 90.8894 | 138.6652 | 125.4165 | 83.253 | 75.7808 | 71.7776 | 110.1041 | 124.1201 | 84.876 | 77.3287 | 73.2853 | 111.9966 | 127.4628 | 81.0392 | 73.7575 | 69.8713 | 109.0466
| 2024 | 159.2289 | 105.3958 | 95.7966 | 90.647 | 126.1672 | 126.5934 | 83.4132 | 75.7432 | 71.6313 | 100.1556 | 125.2532 | 84.9918 | 77.2448 | 73.0916 | 101.9023 | 128.6054 | 81.1658 | 73.701 | 69.7117 | 99.2279
| 2025 | 160.8539 | 105.7618 | 95.9252 | 90.642 | 114.9381 | 127.9284 | 83.7416 | 75.8836 | 71.6629 | 91.2118 | 126.546 | 85.2875 | 77.3506 | 73.0876 | 92.8328 | 129.9179 | 81.4598 | 73.8159 | 69.7273 | 90.4023
| 2026 | 162.6249 | 106.2886 | 96.222 | 90.8053 | 104.8219 | 129.3781 | 84.1945 | 76.1526 | 71.8271 | 83.1561 | 127.9518 | 85.711 | 77.5884 | 73.2194 | 84.6622 | 131.3483 | 81.8764 | 74.0573 | 69.8694 | 82.4508
| 2027 | 164.5071 | 106.9367 | 96.6375 | 91.0971 | 95.6902 | 130.911 | 84.7404 | 76.5146 | 72.0882 | 75.8816 | 129.4451 | 86.2344 | 77.926 | 73.4551 | 77.2867 | 132.8685 | 82.3885 | 74.3942 | 70.1108 | 75.2742
| 2028 | 152.4692 | 101.421 | 91.0056 | 85.5073 | 86.1875 | 121.3125 | 80.3595 | 72.0387 | 67.6479 | 68.3105 | 119.9808 | 81.7815 | 73.3772 | 68.9424 | 69.6116 | 123.1458 | 78.0681 | 69.9882 | 65.7418 | 67.8056
| 2029 | 135.9049 | 93.1649 | 83.2565 | 78.0896 | 77.7755 | 108.0907 | 73.7812 | 65.8679 | 61.7421 | 61.6076 | 106.9497 | 75.1132 | 67.1205 | 62.9533 | 62.8174 | 109.7672 | 71.5866 | 63.9116 | 59.93 | 61.1917
| 2030 | 132.18 | 91.5349 | 81.3298 | 76.0639 | 70.3207 | 105.1319 | 72.4976 | 64.3469 | 60.144 | 55.6662 | 104.0253 | 73.7968 | 65.5643 | 61.3192 | 56.7964 | 106.7587 | 70.3211 | 62.4144 | 58.3608 | 55.3313
| 2031 | 128.9819 | 90.1078 | 79.6454 | 74.2979 | 65.3641 | 102.5963 | 71.3781 | 63.0237 | 58.7536 | 51.7244 | 101.5176 | 72.6441 | 64.2058 | 59.8928 | 52.793 | 104.1757 | 69.2152 | 61.1119 | 56.9921 | 51.4393
| 2032 | 126.1796 | 88.834 | 78.1515 | 72.7273 | 62.1314 | 100.3732 | 70.3773 | 61.8469 | 57.5155 | 49.1571 | 99.3175 | 71.6153 | 62.9992 | 58.6243 | 50.182 | 101.9123 | 68.2261 | 59.9534 | 55.7771 | 48.9004
| 2033 | 123.6839 | 87.6814 | 76.801 | 71.3101 | 59.7124 | 98.3934 | 69.4735 | 60.7848 | 56.4 | 47.2386 | 97.3588 | 70.6863 | 61.9105 | 57.4816 | 48.2283 | 99.8966 | 67.3325 | 58.9059 | 54.679 | 47.0021
| 2034 | 121.4282 | 86.6277 | 75.5692 | 70.019 | 57.7708 | 96.6054 | 68.6467 | 59.8157 | 55.3853 | 45.7018 | 95.589 | 69.8353 | 60.9156 | 56.4408 | 46.6601 | 98.0747 | 66.5147 | 57.9519 | 53.6822 | 45.4795
| 2035 | 119.3728 | 85.6582 | 74.4364 | 68.8318 | 56.1408 | 94.9776 | 67.8892 | 58.9257 | 54.4518 | 44.4143 | 93.9789 | 69.0542 | 60.0007 | 55.4819 | 45.3436 | 96.4146 | 65.7671 | 57.0777 | 52.7671 | 44.2043
| 2036 | 117.4832 | 84.7603 | 73.3902 | 67.7336 | 54.7335 | 93.4804 | 67.1851 | 58.1049 | 53.5895 | 43.3027 | 92.4953 | 68.3291 | 59.1577 | 54.5969 | 44.2069 | 94.8884 | 65.0701 | 56.2678 | 51.9163 | 43.1003
| 2037 | 115.7345 | 83.9169 | 72.4132 | 66.7096 | 53.4943 | 92.0959 | 66.5245 | 57.3375 | 52.7845 | 42.3257 | 91.1246 | 67.6479 | 58.3686 | 53.7699 | 43.2061 | 93.476 | 64.4178 | 55.5123 | 51.1258 | 42.1307
| 2038 | 114.1095 | 83.1328 | 71.503 | 65.7524 | 52.3862 | 90.8064 | 65.9074 | 56.6195 | 52.0289 | 41.4495 | 89.8493 | 67.0146 | 57.6334 | 52.9968 | 42.3111 | 92.1635 | 63.8104 | 54.8075 | 50.3859 | 41.2624
| 2039 | 112.5834 | 82.3933 | 70.6398 | 64.8521 | 51.382 | 89.5999 | 65.3299 | 55.9431 | 51.3229 | 40.6603 | 88.6539 | 66.4173 | 56.9362 | 52.2696 | 41.5001 | 90.931 | 63.238 | 54.1397 | 49.6909 | 40.4778
| 2040 | 111.1538 | 81.6909 | 69.8285 | 64.0012 | 50.4619 | 88.4686 | 64.782 | 55.3082 | 50.6563 | 39.9365 | 87.5324 | 65.8519 | 56.283 | 51.5844 | 40.7569 | 89.7763 | 62.6928 | 53.5147 | 49.0347 | 39.7574
| 2041 | 109.8058 | 81.0329 | 69.0618 | 63.1999 | 49.616 | 87.4006 | 64.2658 | 54.705 | 50.0254 | 39.2699 | 86.4752 | 65.3205 | 55.6637 | 50.9372 | 40.0737 | 88.6876 | 62.1847 | 52.9209 | 48.4156 | 39.0954
| 2042 | 108.5271 | 80.3973 | 68.3321 | 62.4381 | 48.827 | 86.3879 | 63.7674 | 54.1314 | 49.4261 | 38.6489 | 85.4725 | 64.8071 | 55.0744 | 50.3219 | 39.4364 | 87.6547 | 61.6921 | 52.3563 | 47.8276 | 38.4782
| 2043 | 107.3176 | 79.8012 | 67.6371 | 61.7084 | 48.0949 | 85.4306 | 63.3006 | 53.5875 | 48.8545 | 38.0733 | 84.5243 | 64.3257 | 54.515 | 49.7346 | 38.8451 | 86.6779 | 61.2326 | 51.8209 | 47.2669 | 37.9058
| 2044 | 106.165 | 79.2274 | 66.9767 | 61.0159 | 47.4073 | 84.5189 | 62.8517 | 53.0693 | 48.3106 | 37.5334 | 83.6209 | 63.8622 | 53.9816 | 49.1752 | 38.2898 | 85.747 | 60.7867 | 51.3108 | 46.7315 | 37.3684
| 2045 | 105.0619 | 78.6733 | 66.3411 | 60.3505 | 46.7593 | 83.6466 | 62.4205 | 52.5709 | 47.7904 | 37.0251 | 82.7565 | 63.4167 | 53.4682 | 48.6398 | 37.7664 | 84.856 | 60.3603 | 50.8201 | 46.2194 | 36.8622
| 2046 | 104.0107 | 78.149 | 65.7301 | 59.7149 | 46.1459 | 82.8159 | 62.0091 | 52.0922 | 47.292 | 36.5445 | 81.9329 | 62.9912 | 52.9748 | 48.1264 | 37.2709 | 84.007 | 59.9534 | 50.3489 | 45.7288 | 36.3832
| 2047 | 115.2893 | 84.9904 | 70.9737 | 64.2238 | 50.1033 | 91.8428 | 67.4897 | 56.2932 | 50.9055 | 39.7169 | 90.815 | 68.5189 | 57.2099 | 51.7682 | 40.4673 | 93.1164 | 65.3485 | 54.4843 | 49.2878 | 39.5023
| 2048 | 126.417 | 91.7971 | 76.1579 | 68.6735 | 54.0063 | 100.749 | 72.9406 | 60.4486 | 54.4716 | 42.8459 | 99.5764 | 74.0165 | 61.3991 | 55.362 | 43.6196 | 102.1041 | 70.7124 | 58.573 | 52.8002 | 42.5766
| 2049 | 149.4912 | 105.8533 | 87.0433 | 78.1045 | 62.3119 | 119.2081 | 84.1886 | 69.161 | 62.021 | 49.4953 | 117.7418 | 85.3694 | 70.1909 | 62.9793 | 50.3279 | 120.7405 | 81.781 | 67.1495 | 60.2318 | 49.1165
| 2050 | 148.2347 | 105.2869 | 86.3779 | 77.407 | 61.6614 | 118.2113 | 83.7435 | 68.6368 | 61.4731 | 48.9831 | 116.7566 | 84.9119 | 69.6535 | 62.4179 | 49.8025 | 119.7257 | 81.343 | 66.6335 | 59.6925 | 48.6083
|  | Levelized Fixed Cost + Tx, 2022 $/kW-yr |  |  |  |  | Levelized Fixed Cost + Tx, 2022 $/kW-yr |  |  |  |  | Levelized Fixed Cost + Tx, 2022 $/kW-yr |  |  |  |  | Levelized Fixed Cost + Tx, 2022 $/kW-yr
|  | Conservative | PSP - High | PSP - Mid | PSP - Low | Optimistic | Conservative | PSP - High | PSP - Mid | PSP - Low | Optimistic | Conservative | PSP - High | PSP - Mid | PSP - Low | Optimistic | Conservative | PSP - High | PSP - Mid | PSP - Low | Optimistic
| 2021 | 644.0252 | 437.5752 | 401.1852 | 381.7652 | 604.8952 | 822.49 | 569.01 | 532.64 | 513.24 | 713.835 | 827.06 | 573.58 | 537.21 | 517.81 | 718.405 | 826.27 | 564.58 | 528.48 | 509.28 | 717.615
| 2022 | 635.8152 | 428.5452 | 391.7852 | 372.1152 | 575.9652 | 814.64 | 560.36 | 523.62 | 503.97 | 685.265 | 818.85 | 564.57 | 527.83 | 508.18 | 689.475 | 818.2 | 555.84 | 519.43 | 500.02 | 688.825
| 2023 | 640.4152 | 427.8952 | 390.0852 | 369.8352 | 562.9952 | 819.51 | 559.98 | 522.2 | 501.96 | 672.565 | 823.45 | 563.92 | 526.14 | 505.9 | 676.505 | 822.9 | 555.28 | 517.88 | 497.92 | 675.955
| 2024 | 646.1352 | 428.4852 | 389.6752 | 368.8552 | 512.4652 | 825.46 | 560.79 | 522.01 | 501.22 | 622.265 | 829.17 | 564.5 | 525.72 | 504.93 | 625.975 | 828.72 | 555.93 | 517.59 | 497.1 | 625.525
| 2025 | 652.7052 | 429.9652 | 390.1952 | 368.8352 | 467.0652 | 832.21 | 562.45 | 522.72 | 501.38 | 577.045 | 835.74 | 565.98 | 526.25 | 504.91 | 580.575 | 835.36 | 557.44 | 518.18 | 497.18 | 580.195
| 2026 | 659.8652 | 432.0952 | 391.3952 | 369.4952 | 426.1652 | 839.54 | 564.74 | 524.08 | 502.21 | 536.315 | 842.9 | 568.1 | 527.44 | 505.57 | 539.675 | 842.58 | 559.58 | 519.42 | 497.91 | 539.355
| 2027 | 667.4752 | 434.7152 | 393.0752 | 370.6752 | 389.2452 | 847.29 | 567.5 | 525.91 | 503.53 | 499.535 | 850.51 | 570.72 | 529.13 | 506.75 | 502.755 | 850.25 | 562.21 | 521.15 | 499.15 | 502.495
| 2028 | 618.8052 | 412.4152 | 370.3052 | 348.0752 | 350.8252 | 798.76 | 545.35 | 503.28 | 481.08 | 461.255 | 801.84 | 548.43 | 506.36 | 484.16 | 464.335 | 801.64 | 540.02 | 498.52 | 476.71 | 464.135
| 2029 | 551.8352 | 379.0352 | 338.9752 | 318.0852 | 316.8152 | 731.91 | 512.09 | 472.08 | 451.22 | 427.365 | 734.87 | 515.05 | 475.04 | 454.18 | 430.325 | 734.71 | 506.73 | 467.31 | 446.86 | 430.165
| 2030 | 536.7752 | 372.4452 | 331.1852 | 309.8952 | 286.6752 | 716.95 | 505.6 | 464.39 | 443.14 | 397.325 | 719.81 | 508.46 | 467.25 | 446 | 400.185 | 719.69 | 500.23 | 459.62 | 438.8 | 400.065
| 2031 | 523.8452 | 366.6752 | 324.3752 | 302.7552 | 266.6352 | 704.13 | 499.94 | 457.7 | 436.11 | 377.395 | 706.88 | 502.69 | 460.45 | 438.86 | 380.145 | 706.81 | 494.55 | 452.93 | 431.77 | 380.075
| 2032 | 512.5152 | 361.5252 | 318.3352 | 296.4052 | 253.5652 | 692.89 | 494.88 | 451.75 | 429.85 | 364.415 | 695.55 | 497.54 | 454.41 | 432.51 | 367.075 | 695.51 | 489.47 | 446.98 | 425.53 | 367.035
| 2033 | 502.4252 | 356.8652 | 312.8752 | 290.6752 | 243.7852 | 682.88 | 490.31 | 446.38 | 424.21 | 354.715 | 685.46 | 492.89 | 448.96 | 426.79 | 357.295 | 685.45 | 484.88 | 441.6 | 419.89 | 357.285
| 2034 | 493.3052 | 352.6052 | 307.8952 | 285.4552 | 235.9352 | 673.84 | 486.13 | 441.48 | 419.08 | 346.945 | 676.34 | 488.63 | 443.98 | 421.58 | 349.445 | 676.36 | 480.68 | 436.7 | 414.77 | 349.465
| 2035 | 484.9952 | 348.6852 | 303.3152 | 280.6552 | 229.3452 | 665.61 | 482.3 | 436.98 | 414.36 | 340.435 | 668.03 | 484.72 | 439.4 | 416.78 | 342.855 | 668.09 | 476.84 | 432.21 | 410.07 | 342.915
| 2036 | 477.3552 | 345.0552 | 299.0852 | 276.2152 | 223.6552 | 658.04 | 478.74 | 432.83 | 410 | 334.815 | 660.39 | 481.09 | 435.18 | 412.35 | 337.165 | 660.47 | 473.26 | 428.05 | 405.7 | 337.245
| 2037 | 470.2852 | 341.6452 | 295.1352 | 272.0752 | 218.6452 | 651.04 | 475.4 | 428.95 | 405.93 | 329.875 | 653.32 | 477.68 | 431.23 | 408.21 | 332.155 | 653.43 | 469.91 | 424.17 | 401.64 | 332.265
| 2038 | 463.7152 | 338.4752 | 291.4552 | 268.2052 | 214.1652 | 644.52 | 472.28 | 425.32 | 402.11 | 325.445 | 646.75 | 474.51 | 427.55 | 404.34 | 327.675 | 646.88 | 466.79 | 420.55 | 397.84 | 327.805
| 2039 | 457.5452 | 335.4852 | 287.9652 | 264.5652 | 210.1052 | 638.42 | 469.36 | 421.9 | 398.54 | 321.455 | 640.58 | 471.52 | 424.06 | 400.7 | 323.615 | 640.74 | 463.85 | 417.12 | 394.27 | 323.775
| 2040 | 451.7652 | 332.6452 | 284.6852 | 261.1252 | 206.3852 | 632.7 | 466.59 | 418.69 | 395.17 | 317.795 | 634.8 | 468.69 | 420.79 | 397.27 | 319.895 | 634.98 | 461.05 | 413.91 | 390.9 | 320.075
| 2041 | 446.3152 | 329.9852 | 281.5852 | 257.8852 | 202.9652 | 627.3 | 463.98 | 415.64 | 391.98 | 314.425 | 629.35 | 466.03 | 417.69 | 394.03 | 316.475 | 629.55 | 458.44 | 410.86 | 387.72 | 316.675
| 2042 | 441.1452 | 327.4152 | 278.6352 | 254.8052 | 199.7752 | 622.18 | 461.46 | 412.74 | 388.95 | 311.285 | 624.18 | 463.46 | 414.74 | 390.95 | 313.285 | 624.4 | 455.91 | 407.96 | 384.7 | 313.505
| 2043 | 436.2552 | 325.0052 | 275.8252 | 251.8552 | 196.8152 | 617.34 | 459.1 | 409.99 | 386.06 | 308.375 | 619.29 | 461.05 | 411.94 | 388.01 | 310.325 | 619.53 | 453.55 | 405.21 | 381.82 | 310.565
| 2044 | 431.5952 | 322.6852 | 273.1552 | 249.0552 | 194.0352 | 612.73 | 456.83 | 407.37 | 383.31 | 305.645 | 614.63 | 458.73 | 409.27 | 385.21 | 307.545 | 614.89 | 451.26 | 402.59 | 379.07 | 307.805
| 2045 | 427.1352 | 320.4452 | 270.5852 | 246.3652 | 191.4152 | 608.32 | 454.65 | 404.85 | 380.68 | 303.075 | 610.17 | 456.5 | 406.7 | 382.53 | 304.925 | 610.45 | 449.07 | 400.07 | 376.44 | 305.205
| 2046 | 422.8852 | 318.3252 | 268.1152 | 243.7952 | 188.9352 | 604.12 | 452.57 | 402.43 | 378.16 | 300.645 | 605.92 | 454.37 | 404.23 | 379.96 | 302.445 | 606.22 | 446.98 | 397.65 | 373.92 | 302.745
| 2047 | 468.4852 | 345.9852 | 289.3152 | 262.0252 | 204.9352 | 649.76 | 480.28 | 423.67 | 396.43 | 316.685 | 651.52 | 482.04 | 425.43 | 398.19 | 318.445 | 651.84 | 474.69 | 418.89 | 392.2 | 318.765
| 2048 | 513.4752 | 373.5052 | 310.2752 | 280.0152 | 220.7152 | 694.79 | 507.84 | 444.68 | 414.46 | 332.505 | 696.51 | 509.56 | 446.4 | 416.18 | 334.225 | 696.84 | 502.24 | 439.89 | 410.24 | 334.555
| 2049 | 606.7652 | 430.3352 | 354.2852 | 318.1452 | 254.2952 | 788.12 | 564.71 | 488.73 | 452.63 | 366.125 | 789.8 | 566.39 | 490.41 | 454.31 | 367.805 | 790.14 | 559.09 | 483.94 | 448.41 | 368.145
| 2050 | 601.6852 | 428.0452 | 351.5952 | 315.3252 | 251.6652 | 783.08 | 562.46 | 486.08 | 449.86 | 363.535 | 784.72 | 564.1 | 487.72 | 451.5 | 365.175 | 785.08 | 556.84 | 481.29 | 445.64 | 365.535
|  | LCOE+Tx (estimated) |  |  |  |  | LCOE+Tx (estimated) |  |  |  |  | LCOE+Tx (estimated) |  |  |  |  | LCOE+Tx (estimated)
|  | Conservative | PSP - High | PSP - Mid | PSP - Low | Optimistic | Conservative | PSP - High | PSP - Mid | PSP - Low | Optimistic | Conservative | PSP - High | PSP - Mid | PSP - Low | Optimistic | Conservative | PSP - High | PSP - Mid | PSP - Low | Optimistic
| 2021 | 159.292 | 108.2291 | 99.2284 | 94.4251 | 149.6137 | 162.675 | 112.5408 | 105.3474 | 101.5104 | 141.1848 | 160.8288 | 114.5836 | 107.318 | 103.4425 | 143.5152 | 165.2668 | 109.9227 | 102.8941 | 99.1559 | 139.7183
| 2022 | 157.2614 | 105.9956 | 96.9035 | 92.0383 | 142.4582 | 161.1224 | 110.83 | 103.5634 | 99.677 | 135.5342 | 159.265 | 112.7837 | 105.4442 | 101.5187 | 137.7359 | 163.6191 | 108.221 | 101.1321 | 97.353 | 134.113
| 2023 | 158.3992 | 105.8348 | 96.483 | 91.4744 | 139.2502 | 162.0856 | 110.7548 | 103.2826 | 99.2794 | 133.0223 | 160.186 | 112.6539 | 105.1066 | 101.0633 | 135.1449 | 164.5319 | 108.112 | 100.8303 | 96.9441 | 131.6072
| 2024 | 159.8139 | 105.9808 | 96.3816 | 91.232 | 126.7522 | 163.2624 | 110.915 | 103.245 | 99.1331 | 123.0738 | 161.325 | 112.7697 | 105.0227 | 100.8695 | 125.0506 | 165.6686 | 108.2386 | 100.7738 | 96.7845 | 121.7886
| 2025 | 161.4389 | 106.3468 | 96.5102 | 91.227 | 115.5231 | 164.5975 | 111.2434 | 103.3854 | 99.1647 | 114.13 | 162.622 | 113.0654 | 105.1286 | 100.8655 | 115.981 | 166.9768 | 108.5326 | 100.8887 | 96.8 | 112.9629
| 2026 | 163.2099 | 106.8737 | 96.807 | 91.3903 | 105.4069 | 166.0472 | 111.6963 | 103.6544 | 99.3289 | 106.0743 | 164.0312 | 113.4889 | 105.3663 | 100.9973 | 107.8105 | 168.4035 | 108.9492 | 101.1301 | 96.9422 | 105.0114
| 2027 | 165.0921 | 107.5217 | 97.2225 | 91.6821 | 96.2752 | 167.58 | 112.2422 | 104.0164 | 99.59 | 98.7998 | 165.528 | 114.0123 | 105.7039 | 101.2331 | 100.435 | 169.9202 | 109.4613 | 101.467 | 97.1836 | 97.8349
| 2028 | 153.0542 | 102.006 | 91.5906 | 86.0923 | 86.7725 | 157.9816 | 107.8613 | 99.5405 | 95.1497 | 91.2287 | 156.0661 | 109.5594 | 101.1552 | 96.7203 | 92.7599 | 160.195 | 105.1409 | 97.0609 | 92.8146 | 90.3662
| 2029 | 136.4899 | 93.7499 | 83.8415 | 78.6746 | 78.3605 | 144.7598 | 101.283 | 93.3697 | 89.2439 | 84.5258 | 143.0362 | 102.8911 | 94.8984 | 90.7312 | 85.9657 | 146.8152 | 98.6594 | 90.9844 | 87.0028 | 83.7523
| 2030 | 132.765 | 92.1199 | 81.9148 | 76.6489 | 70.9057 | 141.8009 | 99.9994 | 91.8487 | 87.6458 | 78.5844 | 140.1142 | 101.5747 | 93.3422 | 89.0971 | 79.9447 | 143.8042 | 97.3939 | 89.4872 | 85.4336 | 77.8919
| 2031 | 129.5669 | 90.6928 | 80.2304 | 74.8829 | 65.9491 | 139.2653 | 98.8799 | 90.5255 | 86.2554 | 74.6425 | 137.6098 | 100.422 | 91.9837 | 87.6707 | 75.9413 | 141.2179 | 96.288 | 88.1846 | 84.0648 | 73.9999
| 2032 | 126.7646 | 89.419 | 78.7365 | 73.3123 | 62.7164 | 137.0423 | 97.8791 | 89.3487 | 85.0173 | 72.0753 | 135.4117 | 99.3932 | 90.7771 | 86.4022 | 73.3303 | 138.9524 | 95.2989 | 87.0262 | 82.8499 | 71.461
| 2033 | 124.269 | 88.2664 | 77.386 | 71.8951 | 60.2974 | 135.0624 | 96.9753 | 88.2866 | 83.9018 | 70.1568 | 133.4551 | 98.4643 | 89.6884 | 85.2595 | 71.3766 | 136.9346 | 94.4053 | 85.9787 | 81.7518 | 69.5627
| 2034 | 122.0132 | 87.2127 | 76.1543 | 70.604 | 58.3558 | 133.2745 | 96.1485 | 87.3175 | 82.8871 | 68.62 | 131.6875 | 97.6132 | 88.6935 | 84.2187 | 69.8084 | 135.1104 | 93.5875 | 85.0247 | 80.755 | 68.0402
| 2035 | 119.9578 | 86.2432 | 75.0214 | 69.4168 | 56.7258 | 131.6467 | 95.391 | 86.4275 | 81.9536 | 67.3324 | 130.0804 | 96.8321 | 87.7786 | 83.2598 | 68.4919 | 133.4472 | 92.8399 | 84.1505 | 79.8399 | 66.7649
| 2036 | 118.0682 | 85.3453 | 73.9752 | 68.3186 | 55.3185 | 130.1495 | 94.6869 | 85.6067 | 81.0913 | 66.2209 | 128.5984 | 96.107 | 86.9356 | 82.3748 | 67.3552 | 131.9194 | 92.1429 | 83.3406 | 78.9891 | 65.661
| 2037 | 116.3195 | 84.5019 | 72.9982 | 67.2946 | 54.0793 | 128.765 | 94.0263 | 84.8393 | 80.2863 | 65.2439 | 127.2301 | 95.4258 | 86.1465 | 81.5478 | 66.3544 | 130.5045 | 91.4906 | 82.5851 | 78.1986 | 64.6914
| 2038 | 114.6945 | 83.7179 | 72.088 | 66.3374 | 52.9712 | 127.4755 | 93.4092 | 84.1213 | 79.5308 | 64.3677 | 125.9565 | 94.7925 | 85.4113 | 80.7747 | 65.4594 | 129.1903 | 90.8832 | 81.8803 | 77.4587 | 63.823
| 2039 | 113.1684 | 82.9783 | 71.2248 | 65.4371 | 51.967 | 126.269 | 92.8317 | 83.4449 | 78.8247 | 63.5785 | 124.7636 | 94.1952 | 84.7141 | 80.0475 | 64.6483 | 127.9552 | 90.3108 | 81.2125 | 76.7637 | 63.0384
| 2040 | 111.7388 | 82.2759 | 70.4135 | 64.5862 | 51.047 | 125.1377 | 92.2838 | 82.81 | 78.1581 | 62.8546 | 123.6439 | 93.6298 | 84.0609 | 79.3623 | 63.9052 | 126.7987 | 89.7656 | 80.5875 | 76.1075 | 62.318
| 2041 | 110.3908 | 81.618 | 69.6468 | 63.7849 | 50.2011 | 124.0696 | 91.7676 | 82.2068 | 77.5272 | 62.1881 | 122.5885 | 93.0985 | 83.4416 | 78.7151 | 63.222 | 125.7081 | 89.2574 | 79.9937 | 75.4884 | 61.656
| 2042 | 109.1121 | 80.9823 | 68.9171 | 63.0231 | 49.412 | 123.057 | 91.2692 | 81.6332 | 76.9279 | 61.5671 | 121.5876 | 92.5851 | 82.8523 | 78.0998 | 62.5847 | 124.6734 | 88.7648 | 79.4291 | 74.9004 | 61.0389
| 2043 | 107.9026 | 80.3862 | 68.2221 | 62.2934 | 48.6799 | 122.0997 | 90.8024 | 81.0893 | 76.3563 | 60.9915 | 120.6413 | 92.1036 | 82.2929 | 77.5125 | 61.9934 | 123.6946 | 88.3054 | 78.8937 | 74.3397 | 60.4664
| 2044 | 106.75 | 79.8124 | 67.5617 | 61.6009 | 47.9923 | 121.1879 | 90.3535 | 80.5711 | 75.8124 | 60.4516 | 119.7398 | 91.6401 | 81.7596 | 76.9531 | 61.438 | 122.7617 | 87.8595 | 78.3835 | 73.8042 | 59.9291
| 2045 | 105.6469 | 79.2583 | 66.9261 | 60.9355 | 47.3443 | 120.3157 | 89.9223 | 80.0727 | 75.2922 | 59.9433 | 118.8773 | 91.1947 | 81.2462 | 76.4177 | 60.9146 | 121.8688 | 87.4331 | 77.8929 | 73.2922 | 59.4229
| 2046 | 104.5957 | 78.734 | 66.3151 | 60.2999 | 46.7309 | 119.485 | 89.5109 | 79.594 | 74.7938 | 59.4626 | 118.0557 | 90.7691 | 80.7527 | 75.9043 | 60.4192 | 121.0178 | 87.0262 | 77.4217 | 72.8015 | 58.9439
| 2047 | 115.8743 | 85.5754 | 71.5587 | 64.8088 | 50.6883 | 128.5119 | 94.9915 | 83.795 | 78.4073 | 62.6351 | 126.9368 | 96.2968 | 84.9878 | 79.5461 | 63.6155 | 130.1282 | 92.4213 | 81.5571 | 76.3606 | 62.063
| 2048 | 127.002 | 92.3821 | 76.7429 | 69.2585 | 54.5913 | 137.418 | 100.4424 | 87.9504 | 81.9734 | 65.764 | 135.6968 | 101.7944 | 89.177 | 83.14 | 66.7679 | 139.1174 | 97.7852 | 85.6458 | 79.873 | 65.1373
| 2049 | 150.0762 | 106.4383 | 87.6283 | 78.6895 | 62.8969 | 155.8772 | 111.6904 | 96.6628 | 89.5228 | 72.4135 | 153.8591 | 113.1473 | 97.9688 | 90.7572 | 73.4761 | 157.7569 | 108.8538 | 94.2222 | 87.3046 | 71.6772
| 2050 | 148.8197 | 105.8719 | 86.9629 | 77.992 | 62.2464 | 154.8804 | 111.2453 | 96.1386 | 88.9749 | 71.9012 | 152.8753 | 112.6898 | 97.4315 | 90.1958 | 72.9507 | 156.7407 | 108.4157 | 93.7063 | 86.7653 | 71.169
Select modeling years only:
|  | Levelized Fixed Cost, 2022 $/kW-yr (from CPUC IRP Pro Forma) |  |  |  |  | Levelized Fixed Cost, 2022 $/kW-yr (from CPUC IRP Pro Forma) |  |  |  |  | Levelized Fixed Cost, 2022 $/kW-yr (from CPUC IRP Pro Forma) |  |  |  |  | Levelized Fixed Cost, 2022 $/kW-yr (from CPUC IRP Pro Forma)
|  | Conservative | PSP - High | PSP - Mid | PSP - Low | Optimistic | Conservative | PSP - High | PSP - Mid | PSP - Low | Optimistic | Conservative | PSP - High | PSP - Mid | PSP - Low | Optimistic | Conservative | PSP - High | PSP - Mid | PSP - Low | Optimistic
| 2024 | 643.77 | 426.12 | 387.31 | 366.49 | 510.1 | 640.06 | 421.74 | 382.96 | 362.17 | 506.39 | 643.77 | 425.45 | 386.67 | 365.88 | 510.1 | 643.32 | 416.88 | 378.54 | 358.05 | 509.65
| 2025 | 650.34 | 427.6 | 387.83 | 366.47 | 464.7 | 646.81 | 423.4 | 383.67 | 362.33 | 461.17 | 650.34 | 426.93 | 387.2 | 365.86 | 464.7 | 649.96 | 418.39 | 379.13 | 358.13 | 464.32
| 2026 | 657.5 | 429.73 | 389.03 | 367.13 | 423.8 | 654.14 | 425.69 | 385.03 | 363.16 | 420.44 | 657.5 | 429.05 | 388.39 | 366.52 | 423.8 | 657.18 | 420.53 | 380.37 | 358.86 | 423.48
| 2028 | 616.44 | 410.05 | 367.94 | 345.71 | 348.46 | 613.36 | 406.3 | 364.23 | 342.03 | 345.38 | 616.44 | 409.38 | 367.31 | 345.11 | 348.46 | 616.24 | 400.97 | 359.47 | 337.66 | 348.26
| 2030 | 534.41 | 370.08 | 328.82 | 307.53 | 284.31 | 531.55 | 366.55 | 325.34 | 304.09 | 281.45 | 534.41 | 369.41 | 328.2 | 306.95 | 284.31 | 534.29 | 361.18 | 320.57 | 299.75 | 284.19
| 2032 | 510.15 | 359.16 | 315.97 | 294.04 | 251.2 | 507.49 | 355.83 | 312.7 | 290.8 | 248.54 | 510.15 | 358.49 | 315.36 | 293.46 | 251.2 | 510.11 | 350.42 | 307.93 | 286.48 | 251.16
| 2033 | 500.06 | 354.5 | 310.51 | 288.31 | 241.42 | 497.48 | 351.26 | 307.33 | 285.16 | 238.84 | 500.06 | 353.84 | 309.91 | 287.74 | 241.42 | 500.05 | 345.83 | 302.55 | 280.84 | 241.41
| 2034 | 490.94 | 350.24 | 305.53 | 283.09 | 233.57 | 488.44 | 347.08 | 302.43 | 280.03 | 231.07 | 490.94 | 349.58 | 304.93 | 282.53 | 233.57 | 490.96 | 341.63 | 297.65 | 275.72 | 233.59
| 2035 | 482.63 | 346.32 | 300.95 | 278.29 | 226.98 | 480.21 | 343.25 | 297.93 | 275.31 | 224.56 | 482.63 | 345.67 | 300.35 | 277.73 | 226.98 | 482.69 | 337.79 | 293.16 | 271.02 | 227.04
| 2039 | 455.18 | 333.12 | 285.6 | 262.2 | 207.74 | 453.02 | 330.31 | 282.85 | 259.49 | 205.58 | 455.18 | 332.47 | 285.01 | 261.65 | 207.74 | 455.34 | 324.8 | 278.07 | 255.22 | 207.9
| 2040 | 449.4 | 330.28 | 282.32 | 258.76 | 204.02 | 447.3 | 327.54 | 279.64 | 256.12 | 201.92 | 449.4 | 329.64 | 281.74 | 258.22 | 204.02 | 449.58 | 322 | 274.86 | 251.85 | 204.2
| 2045 | 424.77 | 318.08 | 268.22 | 244 | 189.05 | 422.92 | 315.6 | 265.8 | 241.63 | 187.2 | 424.77 | 317.45 | 267.65 | 243.48 | 189.05 | 425.05 | 310.02 | 261.02 | 237.39 | 189.33

## Capex Costs
PSP Mid/Low/High Cost Scenarios
| CFF | 1.1101 | 1.1101 | 1.1101
NREL 2023 ATB (2021 $/kW)
Overnight Capital Cost
|  | Low | Mid | High
| 2021 | 3425.1037 | 3683.9033 | 4160.5248
| 2022 | 3723.5017 | 4032.7499 | 4622.0266
| 2023 | 3432.1841 | 3737.2685 | 4331.5084
| 2024 | 3021.9998 | 3305.321 | 3866.0126
| 2025 | 2941.791 | 3229.9915 | 3807.4112
| 2026 | 2873.9755 | 3166.3013 | 3757.8644
| 2027 | 2815.231 | 3111.1304 | 3714.945
| 2028 | 2763.4147 | 3062.4662 | 3677.0875
| 2029 | 2717.0634 | 3018.9345 | 3643.2227
| 2030 | 2675.1336 | 2979.5554 | 3612.5883
| 2031 | 2636.8546 | 2943.605 | 3584.6213
| 2032 | 2601.6414 | 2910.5339 | 3558.8941
| 2033 | 2569.0391 | 2879.9149 | 3535.0745
| 2034 | 2538.687 | 2851.4092 | 3512.899
| 2035 | 2510.2946 | 2824.7439 | 3492.1552
| 2036 | 2483.624 | 2799.6958 | 3472.6693
| 2037 | 2458.4783 | 2776.0797 | 3454.2976
| 2038 | 2434.6925 | 2753.7408 | 3436.9194
| 2039 | 2412.127 | 2732.5481 | 3420.4328
| 2040 | 2390.6627 | 2712.3895 | 3404.7508
| 2041 | 2370.1972 | 2693.1689 | 3389.7984
| 2042 | 2350.6415 | 2674.8029 | 3375.5108
| 2043 | 2331.9183 | 2657.2186 | 3361.8314
| 2044 | 2313.9594 | 2640.3522 | 3348.7105
| 2045 | 2296.7051 | 2624.1475 | 3336.1043
| 2046 | 2280.1019 | 2608.5544 | 3323.9739
| 2047 | 2264.1027 | 2593.5284 | 3312.2847
| 2048 | 2248.665 | 2579.0298 | 3301.0057
| 2049 | 2233.7507 | 2565.0227 | 3290.1091
| 2050 | 2219.3254 | 2551.475 | 3279.5699
NREL 2023 ATB (2021 $/kW)
Overnight Capital Cost
Mid
| 2021 |  | 9924
| 2022 |  | 9584.6575
| 2023 |  | 9320.8632
| 2024 |  | 8507.0111
| 2025 |  | 7764.2205
| 2026 |  | 7086.2867
| 2027 |  | 6467.5469
| 2028 |  | 5902.8323
| 2029 |  | 5387.4259
| 2030 |  | 4917.0222
| 2031 |  | 4571.7138
| 2032 |  | 4358.0952
| 2033 |  | 4205.242
| 2034 |  | 4087.1239
| 2035 |  | 3991.3676
| 2036 |  | 3911.1513
| 2037 |  | 3842.3281
| 2038 |  | 3782.196
| 2039 |  | 3728.8998
| 2040 |  | 3681.113
| 2041 |  | 3637.8554
| 2042 |  | 3598.3831
| 2043 |  | 3562.1188
| 2044 |  | 3528.6058
| 2045 |  | 3497.4767
| 2046 |  | 3468.432
| 2047 |  | 3441.2244
| 2048 |  | 3415.6472
| 2049 |  | 3391.5263
| 2050 |  | 3368.7136
NREL 2020 OSW Grid Connection Cost (2019 $/kW)
|  | Morro Bay |  |  | Humboldt |  |  | Cape Mendocino |  |  | Del Norte
|  | Low | Mid | High | Low | Mid | High | Low | Mid | High | Low | Mid | High
| 2021 | 512.8387 | 525.7437 | 543.4785 | 505.6911 | 518.4163 | 535.9039 | 419.0267 | 429.5711 | 444.0617 | 505.6911 | 518.4163 | 535.9039
| 2022 | 497.1408 | 512.762 | 534.5987 | 490.212 | 505.6155 | 527.1479 | 406.2004 | 418.9641 | 436.8063 | 490.212 | 505.6155 | 527.1479
| 2023 | 484.9647 | 502.6925 | 527.7111 | 478.2056 | 495.6864 | 520.3562 | 396.2516 | 410.7366 | 431.1786 | 478.2056 | 495.6864 | 520.3562
| 2024 | 475.016 | 494.4652 | 522.0834 | 468.3956 | 487.5737 | 514.807 | 388.1228 | 404.0142 | 426.5804 | 468.3956 | 487.5737 | 514.807
| 2025 | 466.6045 | 487.5091 | 517.3253 | 460.1013 | 480.7145 | 510.1152 | 381.25 | 398.3306 | 422.6927 | 460.1013 | 480.7145 | 510.1152
| 2026 | 459.3182 | 481.4834 | 513.2037 | 452.9165 | 474.7729 | 506.051 | 375.2966 | 393.4072 | 419.325 | 452.9165 | 474.7729 | 506.051
| 2027 | 452.8912 | 476.1684 | 509.5681 | 446.5791 | 469.5319 | 502.4661 | 370.0452 | 389.0644 | 416.3545 | 446.5791 | 469.5319 | 502.4661
| 2028 | 447.142 | 471.414 | 506.316 | 440.9101 | 464.8437 | 499.2594 | 365.3477 | 385.1797 | 413.6972 | 440.9101 | 464.8437 | 499.2594
| 2029 | 441.9412 | 467.1131 | 503.3741 | 435.7818 | 460.6028 | 496.3585 | 361.0983 | 381.6656 | 411.2935 | 435.7818 | 460.6028 | 496.3585
| 2030 | 437.1933 | 463.1866 | 500.6884 | 431.1001 | 456.7311 | 493.7102 | 357.2189 | 378.4574 | 409.099 | 431.1001 | 456.7311 | 493.7102
| 2031 | 432.8257 | 459.5747 | 498.2177 | 426.7933 | 453.1695 | 491.2739 | 353.6503 | 375.5061 | 407.0804 | 426.7933 | 453.1695 | 491.2739
| 2032 | 428.7819 | 456.2305 | 495.9303 | 422.8058 | 449.8719 | 489.0184 | 350.3462 | 372.7737 | 405.2113 | 422.8058 | 449.8719 | 489.0184
| 2033 | 425.0172 | 453.1172 | 493.8007 | 419.0936 | 446.802 | 486.9185 | 347.2701 | 370.2299 | 403.4713 | 419.0936 | 446.802 | 486.9185
| 2034 | 421.4955 | 450.2049 | 491.8086 | 415.621 | 443.9302 | 484.9542 | 344.3927 | 367.8503 | 401.8436 | 415.621 | 443.9302 | 484.9542
| 2035 | 418.1874 | 447.4692 | 489.9374 | 412.359 | 441.2327 | 483.109 | 341.6897 | 365.615 | 400.3147 | 412.359 | 441.2327 | 483.109
| 2036 | 415.0685 | 444.8899 | 488.1731 | 409.2836 | 438.6893 | 481.3693 | 339.1413 | 363.5076 | 398.8731 | 409.2836 | 438.6893 | 481.3693
| 2037 | 412.1182 | 442.4501 | 486.5042 | 406.3744 | 436.2835 | 479.7237 | 336.7308 | 361.5141 | 397.5095 | 406.3744 | 436.2835 | 479.7237
| 2038 | 409.3193 | 440.1354 | 484.921 | 403.6145 | 434.0011 | 478.1625 | 334.4439 | 359.6228 | 396.2159 | 403.6145 | 434.0011 | 478.1625
| 2039 | 406.657 | 437.9338 | 483.415 | 400.9893 | 431.8301 | 476.6775 | 332.2685 | 357.8239 | 394.9854 | 400.9893 | 431.8301 | 476.6775
| 2040 | 404.1186 | 435.8345 | 481.9791 | 398.4863 | 429.7602 | 475.2616 | 330.1945 | 356.1087 | 393.8122 | 398.4863 | 429.7602 | 475.2616
| 2041 | 401.693 | 433.8286 | 480.607 | 396.0945 | 427.7822 | 473.9087 | 328.2126 | 354.4697 | 392.6911 | 396.0945 | 427.7822 | 473.9087
| 2042 | 399.3707 | 431.9081 | 479.2933 | 393.8045 | 425.8885 | 472.6133 | 326.3151 | 352.9005 | 391.6177 | 393.8045 | 425.8885 | 472.6133
| 2043 | 397.1432 | 430.066 | 478.0333 | 391.6081 | 424.072 | 471.3708 | 324.495 | 351.3954 | 390.5882 | 391.6081 | 424.072 | 471.3708
| 2044 | 395.003 | 428.2961 | 476.8227 | 389.4978 | 422.3268 | 470.1771 | 322.7464 | 349.9493 | 389.599 | 389.4978 | 422.3268 | 470.1771
| 2045 | 392.9437 | 426.5931 | 475.6578 | 387.4671 | 420.6475 | 469.0284 | 321.0637 | 348.5578 | 388.6472 | 387.4671 | 420.6475 | 469.0284
| 2046 | 390.9592 | 424.952 | 474.5352 | 385.5103 | 419.0293 | 467.9215 | 319.4423 | 347.2169 | 387.73 | 385.5103 | 419.0293 | 467.9215
| 2047 | 389.0444 | 423.3685 | 473.4521 | 383.6222 | 417.4679 | 466.8535 | 317.8777 | 345.923 | 386.845 | 383.6222 | 417.4679 | 466.8535
| 2048 | 387.1945 | 421.8386 | 472.4057 | 381.7981 | 415.9594 | 465.8216 | 316.3662 | 344.673 | 385.99 | 381.7981 | 415.9594 | 465.8216
| 2049 | 385.4053 | 420.359 | 471.3936 | 380.0338 | 414.5003 | 464.8236 | 314.9043 | 343.4641 | 385.163 | 380.0338 | 414.5003 | 464.8236
| 2050 | 383.6729 | 418.9263 | 470.4136 | 378.3255 | 413.0876 | 463.8573 | 313.4888 | 342.2935 | 384.3623 | 378.3255 | 413.0876 | 463.8573
Conservative and Optimistic Cost Scenarios
| Install Trajectories (GW) | 2020 | 2021 | 2022 | 2023 | 2024 | 2025 | 2026 | 2027 | 2028 | 2029 | 2030 | 2031 | 2032 | 2033 | 2034 | 2035 | 2036 | 2037 | 2038 | 2039 | 2040 | 2041 | 2042 | 2043 | 2044 | 2045 | 2046 | 2047 | 2048 | 2049 | 2050
| NREL ATB - Low | 0.079 | 0.079 | 0.15068 | 0.28742 | 0.54822 | 1.0457 | 1.9945 | 3.8043 | 7.2564 | 13.8408 | 26.4 | 50.08 | 73.76 | 97.44 | 121.12 | 144.8 | 168.48 | 192.16 | 215.84 | 239.52 | 263.2 | 286.88 | 310.56 | 334.24 | 357.92 | 381.6 | 405.28 | 428.96 | 452.64 | 476.32 | 500
| NREL ATB - Mid | 0.079 | 0.079 | 0.14302 | 0.25891 | 0.46872 | 0.84854 | 1.5362 | 2.781 | 5.0345 | 9.1143 | 16.5 | 27.175 | 37.85 | 48.525 | 59.2 | 69.875 | 80.55 | 91.225 | 101.9 | 112.575 | 123.25 | 133.925 | 144.6 | 155.275 | 165.95 | 176.625 | 187.3 | 197.975 | 208.65 | 219.325 | 230
| NREL ATB - High | 0.079 | 0.079 | 0.12917 | 0.21121 | 0.34536 | 0.56469 | 0.92333 | 1.5097 | 2.4686 | 4.0364 | 6.6 | 11.02 | 15.44 | 19.86 | 24.28 | 28.7 | 33.12 | 37.54 | 41.96 | 46.38 | 50.8 | 55.22 | 59.64 | 64.06 | 68.48 | 72.9 | 77.32 | 81.74 | 86.16 | 90.58 | 95
| Schatz 2023 |  |  |  | 0.123 | 0.3463 | 0.975 | 1.5437 | 2.4441 | 3.8696 | 6.1266 | 9.7 | 13.2136 | 17.9998 | 24.5197 | 33.4013 | 45.5 | 58.44 | 71.38 | 84.32 | 97.26 | 110.2 | 127.2 | 144.2 | 161.2 | 178.2 | 195.2 | 211.2 | 227.2 | 243.2 | 259.2 | 275.2
| S&P 2023 - Low |  |  |  | 0.123 | 0.23802 | 0.46061 | 0.89135 | 1.7249 | 3.338 | 6.4594 | 12.5 | 16.4938 | 21.7638 | 28.7175 | 37.8929 | 50 | 62 | 74 | 86 | 98 | 110 | 122 | 134 | 146 | 158 | 170 | 182 | 194 | 206 | 218 | 230
| S&P 2023 - High | 2023: 0.123; 2024: 0.21433; 2025: 0.37347; 2026: 0.65079; 2027: 1.134; 2028: 1.976; 2029: 3.4433; 2030: 6; 2031: 10.4551; 2032: 18.2183; 2033: 31.7457; 2034: 55.3176; 2035: 96.3921
| GWEC 2023 | 2023: 0.123; 2024: 0.23341; 2025: 0.44293; 2026: 0.84054; 2027: 1.5951; 2028: 3.0269; 2029: 5.7439; 2030: 10.9; 2031: 20.6844; 2032: 39.2519; 2033: 74.4867; 2034: 141.35; 2035: 268.2336
| NREL 2020 - Mid | 2020: 0.079; 2021: 0.11608; 2022: 0.17056; 2023: 0.25061; 2024: 0.36823; 2025: 0.54105; 2026: 0.79498; 2027: 1.1681; 2028: 1.7163; 2029: 2.5219; 2030: 3.7055; 2031: 5.4446; 2032: 8; 2033: 11.7547; 2034: 17.2716; 2035: 25.3779
| NREL FORCE Mid |  | 0.0568 | 0.099217 | 0.17331 | 0.30274 | 0.52882 | 0.92373 | 1.6135 | 2.8185 | 4.9233 | 8.6 | 12.92 | 17.24 | 21.56 | 25.88 | 30.2 | 34.52 | 38.84 | 43.16 | 47.48 | 51.8 | 56.12 | 60.44 | 64.76 | 69.08 | 73.4 | 77.72 | 82.04 | 86.36 | 90.68 | 95
| Low - E3 |  | 0.079 | 0.101 | 0.123 | 0.24765 | 0.49864 | 1.004 | 2.0215 | 4.0701 | 8.1949 | 16.5 | 27.175 | 37.85 | 48.525 | 59.2 | 69.875 | 80.55 | 91.225 | 101.9 | 112.575 | 123.25 | 133.925 | 144.6 | 155.275 | 165.95 | 176.625 | 187.3 | 197.975 | 208.65 | 219.325 | 230
| Mid - E3 |  | 0.079 | 0.101 | 0.123 | 0.23447 | 0.44695 | 0.852 | 1.6241 | 3.096 | 5.9017 | 11.25 | 18.8125 | 26.375 | 33.9375 | 41.5 | 49.0625 | 56.625 | 64.1875 | 71.75 | 79.3125 | 86.875 | 94.4375 | 102 | 109.5625 | 117.125 | 124.6875 | 132.25 | 139.8125 | 147.375 | 154.9375 | 162.5
| High - E3 |  | 0.079 | 0.101 | 0.123 | 0.21433 | 0.37347 | 0.65079 | 1.134 | 1.976 | 3.4433 | 6 | 10.45 | 14.9 | 19.35 | 23.8 | 28.25 | 32.7 | 37.15 | 41.6 | 46.05 | 50.5 | 54.95 | 59.4 | 63.85 | 68.3 | 72.75 | 77.2 | 81.65 | 86.1 | 90.55 | 95
Learning Rates | bar: 2020
| NREL 2023 ATB | 2020: 7.2%
| Schatz 2023 | 2020: 11.5%
| NREL 2020 OSW | 2020: 7.5%
|  | Learning Rate | 2021 | 2022 | 2023 | 2024 | 2025 | 2026 | 2027 | 2028 | 2029 | 2030 | 2031 | 2032 | 2033 | 2034 | 2035 | 2036 | 2037 | 2038 | 2039 | 2040 | 2041 | 2042 | 2043 | 2044 | 2045 | 2046 | 2047 | 2048 | 2049 | 2050
| Low - E3 | 11.5% | 100% | 95.76% | 92.49% | 81.76% | 72.27% | 63.89% | 56.47% | 49.92% | 44.13% | 39.01% | 35.72% | 33.7% | 32.25% | 31.14% | 30.24% | 29.5% | 28.86% | 28.3% | 27.81% | 27.37% | 26.97% | 26.61% | 26.27% | 25.97% | 25.68% | 25.42% | 25.17% | 24.94% | 24.72% | 24.52%
| Mid - E3 | 9.35% | 100% | 96.58% | 93.92% | 85.72% | 78.24% | 71.41% | 65.17% | 59.48% | 54.29% | 49.55% | 46.07% | 43.91% | 42.37% | 41.18% | 40.22% | 39.41% | 38.72% | 38.11% | 37.57% | 37.09% | 36.66% | 36.26% | 35.89% | 35.56% | 35.24% | 34.95% | 34.68% | 34.42% | 34.17% | 33.95%
| High - E3 | 7.2% | 100% | 97.39% | 95.34% | 89.8% | 84.58% | 79.67% | 75.04% | 70.68% | 66.57% | 62.7% | 59.06% | 56.84% | 55.27% | 54.05% | 53.06% | 52.23% | 51.51% | 50.89% | 50.33% | 49.84% | 49.38% | 48.97% | 48.59% | 48.24% | 47.91% | 47.61% | 47.32% | 47.05% | 46.8% | 46.55%
| Low - E3 | 9924 | 9503.4615 | 9179.0478 | 8113.8699 | 7172.3001 | 6339.9942 | 5604.2729 | 4953.9279 | 4379.0519 | 3870.8871 | 3545.0268 | 3343.9341 | 3200.6657 | 3090.4377 | 3001.4418 | 2927.1674 | 2863.6603 | 2808.3475 | 2759.4649 | 2715.7531 | 2676.2834 | 2640.3517 | 2607.4127 | 2577.0356 | 2548.8744 | 2522.6476 | 2498.1228 | 2475.1063 | 2453.4349 | 2432.9702
| Mid - E3 | 9924 | 9584.6575 | 9320.8632 | 8507.0111 | 7764.2205 | 7086.2867 | 6467.5469 | 5902.8323 | 5387.4259 | 4917.0222 | 4571.7138 | 4358.0952 | 4205.242 | 4087.1239 | 3991.3676 | 3911.1513 | 3842.3281 | 3782.196 | 3728.8998 | 3681.113 | 3637.8554 | 3598.3831 | 3562.1188 | 3528.6058 | 3497.4767 | 3468.432 | 3441.2244 | 3415.6472 | 3391.5263 | 3368.7136
| High - E3 | 9924 | 9664.6195 | 9461.4686 | 8911.6633 | 8393.8071 | 7906.0435 | 7446.6238 | 7013.901 | 6606.3237 | 6222.4307 | 5861.1555 | 5641.2324 | 5484.5233 | 5363.4941 | 5265.2957 | 5182.9152 | 5112.1149 | 5050.1438 | 4995.1174 | 4945.6903 | 4900.8689 | 4859.8998 | 4822.1981 | 4787.3011 | 4754.8367 | 4724.5013 | 4696.0441 | 4669.2553 | 4643.9584 | 4620.0026
From NREL FORCE

## Inflation
Year | Annual CPI-U
2018 | 251.107
2019 | 255.657
2020 | 258.811
2021 | 270.97
2022 | 292.655