## ReadMe
Information related to the Baseline List of Resources associated with Commission Decision Requiring Procurement to address Mid-Term Reliability (D.21-06-035)
Updated 9/2/2022
Decision (D.) 21-06-035 released on 6/24/2021 requires Commission staff to post a list of resources that were included in the "need determination" baseline used when calculating the amount of procurement ordered in that decision. This workbook contains that list on the tab titled "MTR Baseline List". All resources used for D.21-06-035 compliance must be shown to be incremental to those included in the MTR Baseline List, meaning a new resource that is not included in the list,or incremental capacity added to one of the resources on the list.
To create the baseline list, the 2019-20 IRP RESOLVE/SERVM baseline generator list ("Updated 2019-20 IRP Baseline") was updated with additional projects added to the CAISO Master File, including update of SERVM/CAISO IDs for projects that now had them. This dataset consists primarily of online resources but also contains some in-development (contracted and approved, but not yet online as of 6/30/2020) resources. In-development (contracted and approved, but not yet online as of 6/30/2020) resources were added to the baseline list from LSE IRPs. The MTR baseline list presented in this workbhook consists of the same set of baseline resources that were listed in the publicly available Need Determination Model that was released on 2/22/2021, plus in-development resources from LSE IRPs that have all been publicly announced or otherwise had confidential information removed.
Fields in the MTR Baseline List tab are defined in the table below, with the purpose of uniquely identifying each resource in the baseline.
Further information about D.21-06-035 is available on the IRP Procurement Track website:
https://www.cpuc.ca.gov/industries-and-topics/electrical-energy/electric-power-procurement/long-term-procurement-planning/more-information-on-authorizing-procurement/irp-procurement-track
Stakeholders should contact Energy Division staff at IRPDataRequest@cpuc.ca.gov if they have questions.
Field | Definition
SERVM ID | Unique identifier for the generator that will be used in the SERVM model.
Generator Name | Common name of the generator, provided for informational purposes.
Dataset | Dataset that the unit was derived from: CAISO, CPUC RPS, TEPPC Anchor Dataset, CPUC storage data request, LSE 2020 IRPs, or "other" (denotes PCIA data request or press releases not included in other datasets).
Physical BAA | Balancing authority code where the unit is physically located.
Primary Load BAA | Balancing authority code where the unit primarily serves load.
BAA Name | The common name of the primary_load_baa, provided for informational purposes.
SERVM Zone | The unit's zone in the SERVM model.
RESOLVE Zone | The unit's zone in the RESOLVE model.
Online Date | Date the unit is online.
Planned Retirement Date | Date the unit retires.
Last Year to Count | Last year that a unit is projected to provide baseline RA capacity. A unit is no longer considered a baseline generator for MTR compliance purposes after this year.
MaxGen (MW) | The unit's maximum power output in MW.
StorageDuration (hr) | Storage duration in hours.
StorageEnergy (MWh) | Storage total energy depth in MWh.
Resource Type | Unstandardized resource type from the source dataset. Substrings of 'nan' can be ignored.
Master Resource Type | Standardized resource type. This is a two-part string, where each part is separated by an underscore. The first part of the string denotes the generator type, and the second part denotes the fuel that it uses.
SERVM Type | The unit's type in the SERVM model.
RESOLVE Type | The unit's type in the RESOLVE model.
Hybrid Resource? | Denotes if the resource is part of a paired generation and storage project.
Version History | Notes
2021-08-24 | Posted by Commission staff pursuant to D.21-06-035
2022-03-04 | Updated version addressing: 1) Addition of Last Year to Count field; 2) Correction of Gateway Energy Storage's StorageDuration (hr) and StorageEnergy (MWh) to the values per the CAISO Masterfile as at November 2020 (the vintage of the CAISO Masterfile used by staff to update the Updated 2019-20 IRP Baseline)
2022-09-02 | Updated version lowering the MaxGen (MW) of the generator "Second Imperial Geothermal Company - Heber II 1-12¦SIGC13.8¦SIGC92_13.8_SIG_1" from 33 MW to 12 MW pursuant to the process established to lower the capacity of non-CAISO generators described in item 2.15 of the Energy Division Staff’s Responses to Frequently Asked Questions on Mid-Term Reliability Procurement Decision (D.) 21-06-035

## MTR Baseline List
Generator List
Count | 4071
SERVM ID | Generator Name | Dataset | Physical BAA | Primary Load BAA | BAA Name | SERVM Zone | RESOLVE Zone | Online Date | Planned Retirement Date | Last Year to Count | MaxGen (MW) | StorageDuration (hr) | StorageEnergy (MWh) | Resource Type | Master Resource Type | SERVM Type | RESOLVE Type | Hybrid Resource?
150MileHouse | 150 Mile House ERG-1_IPP-HFH | teppc | BCHA | BCHA | British Columbia Transmission Company | BCHA_AESO | Excluded | 2008-06-01 | 2028-10-16 | 2028 | 6.499 |  |  | ST-Other | ST_Unknown | Steam | Excluded_ST
LOTUS_6_LSFSR1 | Lotus Solar Farm | rps | PGE_Valley | SCE | Southern California Edison | SCE | CAISO | 2020-06-01 | 2050-12-31 | 2050 | 51.3 |  |  | Solar PV - Ground mountSolar: Tracking (1 Axis) | 1axPV_sun | Solar_1Axis | CAISO_Solar
7STDRD_1_SOLAR1 | Shafter Solar | caiso | PGE_Valley | PGE_Valley | Pacific Gas and Electric Valley | PGE_Valley | CAISO | 2015-06-04 | 2050-12-31 | 2050 | 20 |  |  | n/a | PVgeneric_sun | Solar_Fixed | CAISO_Solar
8MileCanyon | Eight Mile Canyon (Horn Butte)-WT (52 x 1.5 GE) | teppc | PNM | PNM | Public Service Company of New Mexico | PNM_EPE | SW | 2018-12-31 | 2050-12-31 | 2050 | 78 |  |  | WT-Onshore | wind_onshorewind | Wind | SW_Wind
97WI8ME_LLC__Midway_Solar_Farm_III_ | 97WI8ME LLC (Midway Solar Farm III) | rps | IID | SDG&E | San Diego Gas and Electric | SDGE | CAISO | 2018-09-06 | 2050-12-31 | 2050 | 20 |  |  | Solar PV - Ground mountSolar: Fixed Tilt | FixedPV_sun | Solar_Fixed | CAISO_Solar
Aberdeen | Sierra Pacific Aberdeen-GEN1 | teppc | BPAT | BPAT | Bonneville Power Administration – Transmission | BPAT | NW | 2003-02-01 | 2050-12-31 | 2050 | 18 |  |  | Bio-ST | ST_Biomass | Biomass/Wood | NW_Biomass
Aberfeldie2_1 | Aberfeldie 2-1_Aberfeldie 2 (New redeveloped)-1_BCH-ABN | teppc | BCHA | BCHA | British Columbia Transmission Company | BCHA_AESO | Excluded | 2008-08-30 | 2033-03-31 | 2032 | 8 |  |  | Hydro | Hydro_Standard | Hydro | Excluded_Hydro
Aberfeldie2_2 | Aberfeldie 2-2_Aberfeldie 2 (New redeveloped)-2_BCH-ABN | teppc | BCHA | BCHA | British Columbia Transmission Company | BCHA_AESO | Excluded | 2008-08-30 | 2033-03-31 | 2032 | 8 |  |  | Hydro | Hydro_Standard | Hydro | Excluded_Hydro
Aberfeldie2_3 | Aberfeldie 2-3_Aberfeldie 2 (New redeveloped)-3_BCH-ABN | teppc | BCHA | BCHA | British Columbia Transmission Company | BCHA_AESO | Excluded | 2008-08-30 | 2033-03-31 | 2032 | 8 |  |  | Hydro | Hydro_Standard | Hydro | Excluded_Hydro
Abiquiu_1_3 | Abiquiu Dam Units 1-3 | teppc | PNM | PNM | Public Service Company of New Mexico | PNM_EPE | SW | 1989-12-01 | 2050-12-31 | 2050 | 13.8 |  |  | Hydro | Hydro_Standard | Hydro | SW_Hydro
ACACIA_6_SOLAR | West Antelope Solar | caiso | SCE | SCE | Southern California Edison | SCE | CAISO | 2014-11-13 | 2050-12-31 | 2050 | 20 |  |  | n/a | PVgeneric_sun | Solar_Fixed | CAISO_Solar
Adel_SVC | Adel SVC | teppc | LDWP | LDWP | Los Angeles Department of Water and Power | LADWP | LDWP | 1986-04-15 | 2050-12-31 | 2050 | 0 |  |  | VAR-Device | VAR_NOTGEN | None | LDWP_Var-DEVICE
Adelanto_Solar | Adelanto Solar Project 1 | teppc | LDWP | LDWP | Los Angeles Department of Water and Power | LADWP | LDWP | 2012-06-30 | 2050-12-31 | 2050 | 10 |  |  | SolarPV-NonTracking | FixedPV_sun | Solar_Fixed | LDWP_Solar
ADERA_1_SOLAR1 | Adera Solar | caiso | PGE_Valley | PGE_Valley | Pacific Gas and Electric Valley | PGE_Valley | CAISO | 2015-12-23 | 2050-12-31 | 2050 | 20 |  |  | n/a | PVgeneric_sun | Solar_Fixed | CAISO_Solar
ADLIN_1_UNITS | GEYSERS AIDLIN AGGREGATE | caiso | PGE_Bay | PGE_Bay | Pacific Gas and Electric Bay | PGE_Bay | CAISO | 1989-05-01 | 2050-12-31 | 2050 | 22 |  |  | n/a | Geothermal_steam | Geothermal | CAISO_Geothermal
ADMEST_6_SOLAR | Adams East | caiso | PGE_Valley | PGE_Valley | Pacific Gas and Electric Valley | PGE_Valley | CAISO | 2014-12-13 | 2050-12-31 | 2050 | 19 |  |  | n/a | PVgeneric_sun | Solar_Fixed | CAISO_Solar
ADOBEE_1_SOLAR | Adobe Solar | caiso | PGE_Valley | PGE_Valley | Pacific Gas and Electric Valley | PGE_Valley | CAISO | 2014-05-21 | 2050-12-31 | 2050 | 20 |  |  | n/a | PVgeneric_sun | Solar_Fixed | CAISO_Solar
Afton_CC | AftonCC (Total CC Plant) | teppc | PNM | PNM | Public Service Company of New Mexico | PNM_EPE | SW | 2007-10-01 | 2050-12-01 | 2050 | 248.5 |  |  | CCWhole-NatGas-Industrial | CC_NG | CC | SW_CCGT
AGCANA_X_HOOVER | Hoover Power Plant | caiso | AZPS | SCE | Southern California Edison | SCE | CAISO | 1936-01-01 | 2050-12-31 | 2050 | 40 |  |  | HYDRO_WATER | Hydro_Standard | Hydro | CAISO_Hydro
AGRICO_6_PL3N5 | Fresno Peaker | caiso | PGE_Valley | PGE_Valley | Pacific Gas and Electric Valley | PGE_Valley | CAISO | 2006-08-30 | 2050-12-31 | 2050 | 22.69 |  |  | CT-NatGas-Aero | CT_NG | CT | CAISO_Peaker2
AGRICO_7_UNIT | Fresno Cogen | caiso | PGE_Valley | PGE_Valley | Pacific Gas and Electric Valley | PGE_Valley | CAISO | 2001-01-01 | 2050-12-31 | 2050 | 50.6 |  |  | CCWhole-NatGas-Industrial | CC_NG | CC | CAISO_CCGT2
Agua_Fria_1 | Agua Fria AF1 | teppc | SRP | SRP | Salt River Project | SRP | SW | 1958-01-01 | 2050-12-31 | 2050 | 113.5 |  |  | ST-NatGas | ST_NG | Steam | SW_ST
Agua_Fria_2 | Agua Fria AF2 | teppc | SRP | SRP | Salt River Project | SRP | SW | 1957-04-01 | 2050-12-31 | 2050 | 113.5 |  |  | ST-NatGas | ST_NG | Steam | SW_ST
Agua_Fria_3 | Agua Fria AF3 | teppc | SRP | SRP | Salt River Project | SRP | SW | 1961-04-01 | 2050-12-31 | 2050 | 182.5 |  |  | ST-NatGas | ST_NG | Steam | SW_ST
Agua_Fria_4 | Agua Fria CT AF4 | teppc | SRP | SRP | Salt River Project | SRP | SW | 1975-05-01 | 2050-12-31 | 2050 | 74 |  |  | CT-NatGas-Industrial | CT_NG | CT | SW_Peaker
Agua_Fria_5 | Agua Fria CT AF5 | teppc | SRP | SRP | Salt River Project | SRP | SW | 1974-07-01 | 2050-12-31 | 2050 | 74 |  |  | CT-NatGas-Industrial | CT_NG | CT | SW_Peaker
Agua_Fria_6 | Agua Fria CT AF6 | teppc | SRP | SRP | Salt River Project | SRP | SW | 1974-07-01 | 2050-12-31 | 2050 | 74 |  |  | CT-NatGas-Industrial | CT_NG | CT | SW_Peaker
AGUCAL_5_SOLAR1 | Agua Caliente Solar | caiso | AZPS | SDGE | San Diego Gas and Electric | SDGE | CAISO | 2014-06-10 | 2050-12-31 | 2050 | 290 |  |  | n/a | PVgeneric_sun | Solar_Fixed | CAISO_Solar
AirLiquide | AirLiquide G1-1 | teppc | AESO | AESO | Alberta Electric System Operator | BCHA_AESO | Excluded | 2000-04-01 | 2050-12-01 | 2050 | 80 |  |  | Steam | ST_NG | Steam | Excluded_ST
Airport_5_1 | Airport 5-1¦Baculite Mesa Generation 5 | teppc | PSCO | PSCO | Public Service Company of Colorado | PSCO | Excluded | 2014-01-01 | 2030-04-15 | 2029 | 40 |  |  | CT-NatGas-Aero | CT_NG | CT | Excluded_Peaker
Airport_Industrial | Airport Industrial IC1-IC4 | teppc | PSCO | PSCO | Public Service Company of Colorado | PSCO | Excluded | 2001-12-01 | 2050-12-31 | 2050 | 10 |  |  | ICE-OilDistillate | ICE_Oil | ICE | Excluded_Reciprocating_Engine
AKO_4G1 | AKO 4G1 | teppc | BCHA | BCHA | British Columbia Transmission Company | BCHA_AESO | Excluded | 1995-04-01 | 2050-03-30 | 2049 | 10 |  |  | hydro | Hydro_Standard | Hydro | Excluded_Hydro
Akolkolex | Akolkolex-1_Akolkolex-1_IPP-AKO | teppc | BCHA | BCHA | British Columbia Transmission Company | BCHA_AESO | Excluded | 1995-04-01 | 2033-03-31 | 2032 | 10 |  |  | Hydro | Hydro_Standard | Hydro | Excluded_Hydro
ALAMIT_7_UNIT_1 | ALAMITOS GEN STA. UNIT 1 | caiso | SCE | SCE | Southern California Edison | SCE | CAISO | 1956-01-01 | 2019-12-31 | 2019 | 174.56 |  |  | ST-NatGas | ST_NG | Steam | CAISO_ST
ALAMIT_7_UNIT_2 | ALAMITOS GEN STA. UNIT 2 | caiso | SCE | SCE | Southern California Edison | SCE | CAISO | 1957-01-01 | 2019-12-31 | 2019 | 175 |  |  | ST-NatGas | ST_NG | Steam | CAISO_ST
ALAMIT_7_UNIT_3 | ALAMITOS GEN STA. UNIT 3 | caiso | SCE | SCE | Southern California Edison | SCE | CAISO | 1961-01-01 | 2020-12-31 | 2020 | 332.18 |  |  | ST-NatGas | ST_NG | Steam | CAISO_ST
ALAMIT_7_UNIT_4 | ALAMITOS GEN STA. UNIT 4 | caiso | SCE | SCE | Southern California Edison | SCE | CAISO | 1962-01-01 | 2020-12-31 | 2020 | 335.67 |  |  | ST-NatGas | ST_NG | Steam | CAISO_ST
ALAMIT_7_UNIT_5 | ALAMITOS GEN STA. UNIT 5 | caiso | SCE | SCE | Southern California Edison | SCE | CAISO | 1999-01-01 | 2020-12-31 | 2020 | 497.97 |  |  | ST-NatGas | ST_NG | Steam | CAISO_ST
ALAMIT_7_UNIT_6 | ALAMITOS GEN STA. UNIT 6 | caiso | SCE | SCE | Southern California Edison | SCE | CAISO | 1966-01-01 | 2019-12-31 | 2019 | 495 |  |  | ST-NatGas | ST_NG | Steam | CAISO_ST
AlamitosCC_Total | AlamitosCC-OTC replacement | teppc | CISC | CISC | Southern California Edison | SCE | CAISO | 2020-04-01 | 2050-12-31 | 2050 | 640 |  |  | CCWhole-NatGas-Industrial | CC_NG | CC | CAISO_CCGT1
ALAMO_6_UNIT | ALAMO POWER PLANT | caiso | SCE | SCE | Southern California Edison | SCE | CAISO | 1986-01-01 | 2050-12-31 | 2050 | 17 |  |  | n/a | Hydro_Standard | Hydro | CAISO_Hydro
Alamogordo_PV | Alamogordo Solar PV Plant AGSEC | teppc | PNM | PNM | Public Service Company of New Mexico | PNM_EPE | SW | 2011-10-14 | 2050-12-31 | 2050 | 5 |  |  | SolarPV-NonTracking | FixedPV_sun | Solar_Fixed | SW_Solar
Alamosa_1 | Alamosa CT1 | teppc | PSCO | PSCO | Public Service Company of Colorado | PSCO | Excluded | 1972-12-01 | 2050-12-31 | 2050 | 17 |  |  | CT-NatGas-Industrial | CT_NG | CT | Excluded_Peaker
Alamosa_2 | Alamosa CT2 | teppc | PSCO | PSCO | Public Service Company of Colorado | PSCO | Excluded | 1976-12-01 | 2050-12-31 | 2050 | 19 |  |  | CT-NatGas-Industrial | CT_NG | CT | Excluded_Peaker
AlbeniFalls1 | Albeni Falls-1 | teppc | BPAT | BPAT | Bonneville Power Administration – Transmission | BPAT | NW | 1955-12-01 | 2050-12-31 | 2050 | 14.2 |  |  | Hydro | Hydro_Standard | Hydro | NW_Hydro
AlbeniFalls2 | Albeni Falls-2 | teppc | BPAT | BPAT | Bonneville Power Administration – Transmission | BPAT | NW | 1955-12-01 | 2050-12-31 | 2050 | 14.2 |  |  | Hydro | Hydro_Standard | Hydro | NW_Hydro
AlbeniFalls3 | Albeni Falls-3 | teppc | BPAT | BPAT | Bonneville Power Administration – Transmission | BPAT | NW | 1955-12-01 | 2050-12-31 | 2050 | 14.2 |  |  | Hydro | Hydro_Standard | Hydro | NW_Hydro
Albuquerque_PV | Albuquerque Solar Energy Center (Reeves) ASEC1 | teppc | PNM | PNM | Public Service Company of New Mexico | PNM_EPE | SW | 2011-04-08 | 2050-12-31 | 2050 | 2 |  |  | SolarPV-NonTracking | FixedPV_sun | Solar_Fixed | SW_Solar
Alcova_1 | Alcova 1 | teppc | WACM | WACM | Western Area Power Administration, Colorado-Missouri Region | WACM | Excluded | 1955-07-01 | 2050-12-31 | 2050 | 21.8 |  |  | Hydro | Hydro_Standard | Hydro | Excluded_Hydro
Alcova_2 | Alcova 2 | teppc | WACM | WACM | Western Area Power Administration, Colorado-Missouri Region | WACM | Excluded | 1955-07-01 | 2050-12-31 | 2050 | 21.8 |  |  | Hydro | Hydro_Standard | Hydro | Excluded_Hydro
Alder11 | Alder-11 | teppc | TPWR | TPWR | Tacoma Power | BPAT | NW | 1947-05-01 | 2050-12-31 | 2050 | 25 |  |  | Hydro | Hydro_Standard | Hydro | NW_Hydro
Alder12 | Alder-12 | teppc | TPWR | TPWR | Tacoma Power | BPAT | NW | 1945-12-01 | 2050-12-31 | 2050 | 25 |  |  | Hydro | Hydro_Standard | Hydro | NW_Hydro
ALHMBR_1_ALHSLR | SG Alhambra | caiso | IID | SDGE | San Diego Gas and Electric | SDGE | CAISO | 2014-11-26 | 2050-12-31 | 2050 | 50 |  |  | PHOTO VOLTAIC_SUN | PVgeneric_sun | Solar_Fixed | CAISO_Solar
ALLGNY_6_HYDRO1 | Salmon Creek Hydroelectric Project | caiso | PGE_Valley | PGE_Valley | Pacific Gas and Electric Valley | PGE_Valley | CAISO | 2014-12-03 | 2050-12-31 | 2050 | 0.52 |  |  | n/a | Hydro_Standard | Hydro | CAISO_Small_Hydro
ALMEGT_1_UNIT_1 | ALAMEDA GT UNIT 1 | caiso | PGE_Bay | PGE_Bay | Pacific Gas and Electric Bay | PGE_Bay | CAISO | 1986-01-01 | 2050-12-31 | 2050 | 25 |  |  | CT-NatGas-Aero | CT_NG | CT | CAISO_Peaker2
ALMEGT_1_UNIT_2 | ALAMEDA GT UNIT 2 | caiso | PGE_Bay | PGE_Bay | Pacific Gas and Electric Bay | PGE_Bay | CAISO | 1986-01-01 | 2050-12-31 | 2050 | 25 |  |  | CT-NatGas-Aero | CT_NG | CT | CAISO_Peaker2
Almond_1 | Almond 1 | teppc | TIDC | TIDC | Turlock Irrigation District | TID | BANC | 1996-05-01 | 2050-12-31 | 2050 | 49.9 |  |  | CT-NatGas-Aero | CT_NG | CT | BANC_Peaker
Almond_2_2 | Almond 2 | teppc | TIDC | TIDC | Turlock Irrigation District | TID | BANC | 2012-07-13 | 2050-12-31 | 2050 | 54 |  |  | CT-NatGas-Aero | CT_NG | CT | BANC_Peaker
Almond_2_3 | Almond 3 | teppc | TIDC | TIDC | Turlock Irrigation District | TID | BANC | 2012-07-13 | 2050-12-31 | 2050 | 54 |  |  | CT-NatGas-Aero | CT_NG | CT | BANC_Peaker
Almond_2_4 | Almond 4 | teppc | TIDC | TIDC | Turlock Irrigation District | TID | BANC | 2012-07-13 | 2050-12-31 | 2050 | 54 |  |  | CT-NatGas-Aero | CT_NG | CT | BANC_Peaker
Alouette | Alouette-1_Alouette-1_BCH-ALU | teppc | BCHA | BCHA | British Columbia Transmission Company | BCHA_AESO | Excluded | 1928-01-01 | 2033-03-31 | 2032 | 9 |  |  | Hydro | Hydro_Standard | Hydro | Excluded_Hydro
ALPAC1 | ALPAC1-1 | teppc | AESO | AESO | Alberta Electric System Operator | BCHA_AESO | Excluded | 2001-09-01 | 2050-12-01 | 2050 | 40.8 |  |  | Bio-ST | ST_Biomass | Biomass/Wood | Excluded_Biomass
ALPAC2 | ALPAC2-1 | teppc | AESO | AESO | Alberta Electric System Operator | BCHA_AESO | Excluded | 2001-09-01 | 2050-12-01 | 2050 | 40.8 |  |  | Bio-ST | ST_Biomass | Biomass/Wood | Excluded_Biomass
ALPAC3 | ALPAC3-1 | teppc | AESO | AESO | Alberta Electric System Operator | BCHA_AESO | Excluded | 2001-09-01 | 2050-12-01 | 2050 | 17.6 |  |  | Bio-ST | ST_Biomass | Biomass/Wood | Excluded_Biomass
ALPAC4 | ALPAC4-1 | teppc | AESO | AESO | Alberta Electric System Operator | BCHA_AESO | Excluded | 2012-02-27 | 2050-12-31 | 2050 | 32 |  |  | Bio-ST | ST_Biomass | Biomass/Wood | Excluded_Biomass
ALPSLR_1_NTHSLR | Alpaugh North, LLC | caiso | PGE_Valley | PGE_Valley | Pacific Gas and Electric Valley | PGE_Valley | CAISO | 2013-03-08 | 2050-12-31 | 2050 | 20 |  |  | n/a | PVgeneric_sun | Solar_Fixed | CAISO_Solar
ALPSLR_1_SPSSLR | Alpaugh 50 LLC | caiso | PGE_Valley | PGE_Valley | Pacific Gas and Electric Valley | PGE_Valley | CAISO | 2013-03-08 | 2050-12-31 | 2050 | 50 |  |  | n/a | PVgeneric_sun | Solar_Fixed | CAISO_Solar
ALT6DN_2_WIND7 | Pinyon Pines 1 | caiso | SCE | SCE | Southern California Edison | SCE | CAISO | 2013-01-01 | 2050-12-31 | 2050 | 168 |  |  | n/a | wind_onshorewind | Wind | CAISO_Wind
ALT6DS_2_WIND9 | Pinyon Pines 2 | caiso | SCE | SCE | Southern California Edison | SCE | CAISO | 2013-01-01 | 2050-12-31 | 2050 | 132 |  |  | n/a | wind_onshorewind | Wind | CAISO_Wind
Alta_Luna_Solar | Alta Luna Solar Project 1 | teppc | PNM | PNM | Public Service Company of New Mexico | PNM_EPE | SW | 2016-12-01 | 2050-12-31 | 2050 | 25.2 |  |  | SolarPV-Tracking | 1axPV_sun | Solar_1Axis | SW_Solar
ALTA3A_2_CPCE4 | Alta Wind 4 | caiso | SCE | SCE | Southern California Edison | SCE | CAISO | 2011-03-12 | 2050-12-31 | 2050 | 102 |  |  | n/a | wind_onshorewind | Wind | CAISO_Wind
ALTA3A_2_CPCE5 | Alta Wind 5 | caiso | SCE | SCE | Southern California Edison | SCE | CAISO | 2011-04-21 | 2050-12-31 | 2050 | 168 |  |  | n/a | wind_onshorewind | Wind | CAISO_Wind
ALTA3A_2_CPCE8 | Alta Wind 8 | caiso | SCE | SCE | Southern California Edison | SCE | CAISO | 2012-02-01 | 2050-12-31 | 2050 | 150 |  |  | n/a | wind_onshorewind | Wind | CAISO_Wind
ALTA4A_2_CPCW1 | Alta Wind 1 | caiso | SCE | SCE | Southern California Edison | SCE | CAISO | 2010-12-29 | 2050-12-31 | 2050 | 150 |  |  | n/a | wind_onshorewind | Wind | CAISO_Wind
ALTA4B_2_CPCW2 | Alta Wind 2 | caiso | SCE | SCE | Southern California Edison | SCE | CAISO | 2010-12-29 | 2050-12-31 | 2050 | 150 |  |  | n/a | wind_onshorewind | Wind | CAISO_Wind
ALTA4B_2_CPCW3 | Alta Wind 3 | caiso | SCE | SCE | Southern California Edison | SCE | CAISO | 2011-02-12 | 2050-12-31 | 2050 | 150 |  |  | n/a | wind_onshorewind | Wind | CAISO_Wind
ALTA4B_2_CPCW6 | Mustang Hills | caiso | SCE | SCE | Southern California Edison | SCE | CAISO | 2012-05-09 | 2050-12-31 | 2050 | 150 |  |  | n/a | wind_onshorewind | Wind | CAISO_Wind
ALTA6B_2_WIND11 | Alta Wind 11 | caiso | SCE | SCE | Southern California Edison | SCE | CAISO | 1989-12-31 | 2050-12-31 | 2050 | 90 |  |  | n/a | wind_onshorewind | Wind | CAISO_Wind
ALTA6E_2_WIND10 | Alta Wind 10 | caiso | SCE | SCE | Southern California Edison | SCE | CAISO | 1989-12-31 | 2050-12-31 | 2050 | 138 |  |  | n/a | wind_onshorewind | Wind | CAISO_Wind
AltaGasPark_1 | AltaGas Parkland 1 | teppc | AESO | AESO | Alberta Electric System Operator | BCHA_AESO | Excluded | 1985-01-01 | 2050-12-31 | 2050 | 10 |  |  | CT-NatGas-Industrial | CT_NG | CT | Excluded_Peaker
ALTWD_1_QF |  | caiso | SCE | SCE | Southern California Edison | SCE | CAISO | 1985-12-18 | 2050-12-31 | 2050 | 28.84 |  |  | n/a | wind_onshorewind | Wind | CAISO_Wind
American_Falls_Solar_II |  | teppc | CISC | CISC | Southern California Edison | IPCO | NW | 2016-12-31 | 2050-12-31 | 2050 | 20 |  |  | SolarPV-Tracking | 1axPV_sun | Solar_1Axis | NW_Solar
American_Falls_Solar_I |  | teppc | IPMV | IPMV | Idaho Magic Valley | IPCO | NW | 2016-12-31 | 2050-12-31 | 2050 | 20 |  |  | SolarPV-Tracking | 1axPV_sun | Solar_1Axis | NW_Solar
AKINGS_6_AMESR1 | American Kings Solar, LLC | rps | PGE_Valley | SCE | Southern California Edison | SCE | CAISO | 2020-12-01 | 2050-12-31 | 2050 | 128 |  |  | Solar PV - Ground mountSolar: Fixed Tilt | FixedPV_sun | Solar_Fixed | CAISO_Solar
AmericanFalls1 | American Falls-1 | teppc | IPFE | IPFE | Idaho Far East | IPCO | NW | 1978-07-01 | 2050-12-31 | 2050 | 30.78 |  |  | Hydro | Hydro_Standard | Hydro | NW_Hydro
AmericanFalls2 | American Falls-2 | teppc | IPFE | IPFE | Idaho Far East | IPCO | NW | 1978-06-01 | 2050-12-31 | 2050 | 30.78 |  |  | Hydro | Hydro_Standard | Hydro | NW_Hydro
AmericanFalls3 | American Falls-3 | teppc | IPFE | IPFE | Idaho Far East | IPCO | NW | 1978-03-01 | 2050-12-31 | 2050 | 30.78 |  |  | Hydro | Hydro_Standard | Hydro | NW_Hydro
Ames_Hydro | Ames Hydro 1 | teppc | PSCO | PSCO | Public Service Company of Colorado | PSCO | Excluded | 1905-12-01 | 2040-12-31 | 2040 | 3.6 |  |  | Hydro | Hydro_Standard | Hydro | Excluded_Hydro
ANAHM_2_CANYN1 | CANYON POWER PLANT UNIT 1 | caiso | SCE | SCE | Southern California Edison | SCE | CAISO | 2011-09-16 | 2050-12-31 | 2050 | 49.4 |  |  | CT-NatGas-Aero | CT_NG | CT | CAISO_Peaker1
ANAHM_2_CANYN2 | CANYON POWER PLANT UNIT 2 | caiso | SCE | SCE | Southern California Edison | SCE | CAISO | 2011-09-16 | 2050-12-31 | 2050 | 49.4 |  |  | CT-NatGas-Aero | CT_NG | CT | CAISO_Peaker1
ANAHM_2_CANYN3 | CANYON POWER PLANT UNIT 3 | caiso | SCE | SCE | Southern California Edison | SCE | CAISO | 2011-07-30 | 2050-12-31 | 2050 | 49.4 |  |  | CT-NatGas-Aero | CT_NG | CT | CAISO_Peaker1
ANAHM_2_CANYN4 | CANYON POWER PLANT UNIT 4 | caiso | SCE | SCE | Southern California Edison | SCE | CAISO | 2011-07-30 | 2050-12-31 | 2050 | 49.4 |  |  | CT-NatGas-Aero | CT_NG | CT | CAISO_Peaker1
ANAHM_7_CT | ANAHEIM COMBUSTION TURBINE | caiso | SCE | SCE | Southern California Edison | SCE | CAISO | 1990-01-01 | 2020-06-30 | 2019 | 42.81 |  |  | CT-NatGas-Aero | CT_NG | CT | CAISO_Peaker1
ANC_CAT01 | Alberta Newsprint Co IC-01 | teppc | BCHA | BCHA | British Columbia Transmission Company | BCHA_AESO | Excluded | 2014-03-17 | 2050-12-31 | 2050 | 6.5 |  |  | ICE-NatGas | ICE_NG | ICE | Excluded_Reciprocating_Engine
ANC_CAT02 | Alberta Newsprint Co IC-02 | teppc | AESO | AESO | Alberta Electric System Operator | BCHA_AESO | Excluded | 2014-03-17 | 2050-12-31 | 2050 | 6.5 |  |  | ICE-NatGas | ICE_NG | ICE | Excluded_Reciprocating_Engine
ANC_CAT03 | Alberta Newsprint Co IC-03 | teppc | AESO | AESO | Alberta Electric System Operator | BCHA_AESO | Excluded | 2014-03-17 | 2050-12-31 | 2050 | 6.5 |  |  | ICE-NatGas | ICE_NG | ICE | Excluded_Reciprocating_Engine
AndersonRanch1 | Anderson Ranch-1 | teppc | IPMV | IPMV | Idaho Magic Valley | IPCO | NW | 1983-09-01 | 2050-12-31 | 2050 | 20 |  |  | Hydro | Hydro_Standard | Hydro | NW_Hydro
AndersonRanch2 | Anderson Ranch-2 | teppc | IPMV | IPMV | Idaho Magic Valley | IPCO | NW | 1983-09-01 | 2050-12-31 | 2050 | 20 |  |  | Hydro | Hydro_Standard | Hydro | NW_Hydro
Antelope_DSR_3__LLC | Antelope DSR 3, LLC | rps | LADWP | SCE | Southern California Edison | SCE | CAISO | 2019-06-20 | 2050-12-31 | 2050 | 20 |  |  | Solar PV - Ground mountSolar: Tracking (1 Axis) | 1axPV_sun | Solar_1Axis | CAISO_Solar
Antelope_Nuclear_1_1 |  | teppc | PAID | PAID | Idaho, PACE Utility | IPCO | NW | 2026-05-01 | 2050-12-31 | 2050 | 48.88 |  |  | ST-Nuclear | ST_Nuclear | Nuclear | NW_Nuclear
Antelope_Nuclear_1_10 |  | teppc | PAID | PAID | Idaho, PACE Utility | IPCO | NW | 2027-01-01 | 2050-12-31 | 2050 | 48.88 |  |  | ST-Nuclear | ST_Nuclear | Nuclear | NW_Nuclear
Antelope_Nuclear_1_11 |  | teppc | PAID | PAID | Idaho, PACE Utility | IPCO | NW | 2027-01-01 | 2050-12-31 | 2050 | 48.88 |  |  | ST-Nuclear | ST_Nuclear | Nuclear | NW_Nuclear
Antelope_Nuclear_1_12 |  | teppc | PAID | PAID | Idaho, PACE Utility | IPCO | NW | 2027-01-01 | 2050-12-31 | 2050 | 48.88 |  |  | ST-Nuclear | ST_Nuclear | Nuclear | NW_Nuclear
Antelope_Nuclear_1_2 |  | teppc | PAID | PAID | Idaho, PACE Utility | IPCO | NW | 2026-06-01 | 2050-12-31 | 2050 | 48.88 |  |  | ST-Nuclear | ST_Nuclear | Nuclear | NW_Nuclear
Antelope_Nuclear_1_3 |  | teppc | PAID | PAID | Idaho, PACE Utility | IPCO | NW | 2027-01-01 | 2050-12-31 | 2050 | 48.88 |  |  | ST-Nuclear | ST_Nuclear | Nuclear | NW_Nuclear
Antelope_Nuclear_1_4 |  | teppc | PAID | PAID | Idaho, PACE Utility | IPCO | NW | 2027-01-01 | 2050-12-31 | 2050 | 48.88 |  |  | ST-Nuclear | ST_Nuclear | Nuclear | NW_Nuclear
Antelope_Nuclear_1_5 |  | teppc | PAID | PAID | Idaho, PACE Utility | IPCO | NW | 2027-01-01 | 2050-12-31 | 2050 | 48.88 |  |  | ST-Nuclear | ST_Nuclear | Nuclear | NW_Nuclear
Antelope_Nuclear_1_6 |  | teppc | PAID | PAID | Idaho, PACE Utility | IPCO | NW | 2027-01-01 | 2050-12-31 | 2050 | 48.88 |  |  | ST-Nuclear | ST_Nuclear | Nuclear | NW_Nuclear
Antelope_Nuclear_1_7 |  | teppc | PAID | PAID | Idaho, PACE Utility | IPCO | NW | 2027-01-01 | 2050-12-31 | 2050 | 48.88 |  |  | ST-Nuclear | ST_Nuclear | Nuclear | NW_Nuclear
Antelope_Nuclear_1_8 |  | teppc | PAID | PAID | Idaho, PACE Utility | IPCO | NW | 2027-01-01 | 2050-12-31 | 2050 | 48.88 |  |  | ST-Nuclear | ST_Nuclear | Nuclear | NW_Nuclear
Antelope_Nuclear_1_9 |  | teppc | PAID | PAID | Idaho, PACE Utility | IPCO | NW | 2027-01-01 | 2050-12-31 | 2050 | 48.88 |  |  | ST-Nuclear | ST_Nuclear | Nuclear | NW_Nuclear
ANTLPE_2_QF | ANTELOPE QFS | caiso | PGE_Valley | PGE_Valley | Pacific Gas and Electric Valley | PGE_Valley | CAISO | 1982-01-01 | 2050-12-31 | 2050 | 4 |  |  | n/a | wind_onshorewind | Wind | CAISO_Wind
ANZA_6_SOLAR1 | Seville Solar One | caiso | SDGE | SDGE | San Diego Gas and Electric | SDGE | CAISO | 2015-12-30 | 2050-12-31 | 2050 | 20 |  |  | PVgeneric_sun | PVgeneric_sun | Solar_Fixed | CAISO_Solar
Apache_CC | ApacheCC (Total CC Plant) | teppc | WALC | WALC | Western Area Power Administration, Lower Colorado Region | WALC | SW | 1964-12-01 | 2050-12-31 | 2050 | 85 |  |  | CCWhole-NatGas-Industrial | CC_NG | CC | SW_CCGT
Apache_GT2 | Apache CT GT2 | teppc | WALC | WALC | Western Area Power Administration, Lower Colorado Region | WALC | SW | 1972-06-01 | 2050-12-31 | 2050 | 21.3 |  |  | CT-NatGas-Industrial | CT_NG | CT | SW_Peaker
Apache_GT3 | Apache CT GT3 | teppc | WALC | WALC | Western Area Power Administration, Lower Colorado Region | WALC | SW | 1973-12-01 | 2050-12-31 | 2050 | 70 |  |  | CT-NatGas-Industrial | CT_NG | CT | SW_Peaker
Apache_GT4 | Apache CT GT4 | teppc | WALC | WALC | Western Area Power Administration, Lower Colorado Region | WALC | SW | 2002-09-01 | 2050-12-31 | 2050 | 40.8 |  |  | CT-NatGas-Aero | CT_NG | CT | SW_Peaker
Apache_ST2 | Apache Station ST2 | teppc | WALC | WALC | Western Area Power Administration, Lower Colorado Region | WALC | SW | 1979-01-01 | 2050-12-31 | 2050 | 194.7 |  |  | ST-Coal | Steam_Coal | Coal | SW_Coal
Apache_ST3 | Apache Station ST3 | teppc | WALC | WALC | Western Area Power Administration, Lower Colorado Region | WALC | SW | 1979-09-01 | 2050-12-31 | 2050 | 194.7 |  |  | ST-Coal | Steam_Coal | Coal | SW_Coal
Apex_CC | ApexCC (Total CC Plant) | teppc | LDWP | LDWP | Los Angeles Department of Water and Power | LADWP | LDWP | 2003-05-01 | 2050-12-31 | 2050 | 538.7 |  |  | CCWhole-NatGas-Industrial | CC_NG | CC | LDWP_CCGT
Apex_Solar_Power | RV Apex Solar Power-1¦COMP 77G¦APEX SOLAR¦APEX_SOLAR¦Apex Solar PV Power Project | teppc | NEVP | NEVP | Nevada Power Company | NEVP | SW | 1957-01-01 | 2050-12-31 | 2050 | 20 |  |  | SolarPV-NonTracking | FixedPV_sun | Solar_Fixed | SW_Solar
APLHIL_1_SLABCK | SLAB CREEK HYDRO | caiso | PGE_Valley | PGE_Valley | Pacific Gas and Electric Valley | PGE_Valley | CAISO | 1983-07-01 | 2050-12-31 | 2050 | 1 |  |  | n/a | Hydro_Standard | Hydro | CAISO_Small_Hydro
Apple_Solar | Apple Solar 1 | teppc | SPPC | SPPC | Nevada Power Company | NEVP | SW | 2015-03-05 | 2050-12-31 | 2050 | 19.89 |  |  | SolarPV-NonTracking | FixedPV_sun | Solar_Fixed | SW_Solar
APT_DIST_PV | SunE EPE2 LLC-1 | teppc | EPE | EPE | El Paso Electric Company | PNM_EPE | SW | 2012-05-02 | 2032-03-31 | 2031 | 12 |  |  | SolarPV-Tracking | 1axPV_sun | Solar_1Axis | SW_Solar
Aragonne_Mesa | Aragonne Mesa 1 | teppc | PNM | PNM | Public Service Company of New Mexico | PNM_EPE | SW | 2006-12-01 | 2050-12-31 | 2050 | 90 |  |  | WT-Onshore | wind_onshorewind | Wind | SW_Wind
Arapahoe_CC | ArapahoeCC (Total CC Plant) | teppc | PSCO | PSCO | Public Service Company of Colorado | PSCO | Excluded | 2000-06-01 | 2050-12-31 | 2050 | 127 |  |  | CCWhole-NatGas-Aero | CC_NG | CC | Excluded_CCGT
ARBWD_6_QF |  | caiso | SCE | SCE | Southern California Edison | SCE | CAISO | 1991-03-29 | 2050-12-31 | 2050 | 19.95 |  |  | n/a | wind_onshorewind | Wind | CAISO_Wind
ARCOGN_2_UNITS |  | caiso | SCE | SCE | Southern California Edison | SCE | CAISO | 1987-12-04 | 2050-12-31 | 2050 | 416.6 |  |  | CCWhole-NatGas-Industrial | Cogen_NG | Cogen | CAISO_CHP
ARD_G1 | ARD_G1-1 | teppc | AESO | AESO | Alberta Electric System Operator | BCHA_AESO | Excluded | 2010-11-01 | 2050-12-31 | 2050 | 34 |  |  | WT-Onshore | wind_onshorewind | Wind | Excluded_Wind
ARD_G2 | ARD_G2-2 | teppc | AESO | AESO | Alberta Electric System Operator | BCHA_AESO | Excluded | 2010-11-01 | 2050-12-31 | 2050 | 34 |  |  | WT-Onshore | wind_onshorewind | Wind | Excluded_Wind
ArenaDrop | Arena Drop-1 | teppc | CISC | CISC | Southern California Edison | SCE | CAISO | 2010-09-01 | 2030-04-15 | 2029 | 0.45 |  |  | Hydro | Hydro_Standard | Hydro | CAISO_Hydro
ARKANS_1_ARKSLR | SG Arkansas | caiso | IID | SDGE | San Diego Gas and Electric | SDGE | CAISO | 2014-11-26 | 2050-12-31 | 2050 | 50 |  |  | PHOTO VOLTAIC_SUN | PVgeneric_sun | Solar_Fixed | CAISO_Solar
ArlingtonWind | Arlington Wind Power Project-GEN1 | teppc | TPWR | TPWR | Tacoma Power | BPAT | NW | 2009-01-01 | 2050-12-31 | 2050 | 102.9 |  |  | WT-Onshore | wind_onshorewind | Wind | NW_Wind
ArlngtnVally_CC | ArlingtonValleyCC (Total CC Plant) | teppc | TH_PV | TH_PV | Palo Verde and Arlington Valley and Harquahala CC and Redhawk | AZPS | SW | 2002-07-01 | 2050-12-31 | 2050 | 620 |  |  | CCWhole-NatGas-Industrial | CC_NG | CC | SW_CCGT
ARLVAL_5_SOLAR | Arlington Valley Solar Energy II | caiso | AZPS | SDGE | San Diego Gas and Electric | SDGE | CAISO | 2013-11-05 | 2050-12-31 | 2050 | 127 |  |  | PVgeneric_sun | PVgeneric_sun | Solar_Fixed | CAISO_Solar
Armstrong_Cogen | Armstrong Cogen-1_Armstrong Cogen-1_IPP-RVG | teppc | BCHA | BCHA | British Columbia Transmission Company | BCHA_AESO | Excluded | 2009-11-20 | 2040-11-20 | 2040 | 20.4 |  |  | Bio-ST | ST_Biomass | Biomass/Wood | Excluded_Biomass
Arrow_Lake1 | Arrow Lake-1_Arrow Lake-1_IPP-ALH | teppc | BCHA | BCHA | British Columbia Transmission Company | BCHA_AESO | Excluded | 2002-12-01 | 2033-03-31 | 2032 | 92.5 |  |  | Hydro | Hydro_Standard | Hydro | Excluded_Hydro
Arrow_Lake2 | Arrow Lake-2_Arrow Lake-2_IPP-ALH | teppc | BCHA | BCHA | British Columbia Transmission Company | BCHA_AESO | Excluded | 2002-12-01 | 2033-03-31 | 2032 | 92.5 |  |  | Hydro | Hydro_Standard | Hydro | Excluded_Hydro
Arvada_1 | Arvada CT 1 | teppc | WACM | WACM | Western Area Power Administration, Colorado-Missouri Region | WACM | Excluded | 2002-09-01 | 2050-12-31 | 2050 | 7.2 |  |  | CT-NatGas-Industrial | CT_NG | CT | Excluded_Peaker
Arvada_2 | Arvada CT 2 | teppc | WACM | WACM | Western Area Power Administration, Colorado-Missouri Region | WACM | Excluded | 2002-09-01 | 2050-12-31 | 2050 | 7.2 |  |  | CT-NatGas-Industrial | CT_NG | CT | Excluded_Peaker
Arvada_3 | Arvada CT 3 | teppc | WACM | WACM | Western Area Power Administration, Colorado-Missouri Region | WACM | Excluded | 2002-09-01 | 2050-12-31 | 2050 | 7.2 |  |  | CT-NatGas-Industrial | CT_NG | CT | Excluded_Peaker
ARVINN_6_ORION1 | Orion 1 Solar | caiso | PGE_Valley | PGE_Valley | Pacific Gas and Electric Valley | PGE_Valley | CAISO | 2014-06-26 | 2050-12-31 | 2050 | 12 |  |  | n/a | PVgeneric_sun | Solar_Fixed | CAISO_Solar
ARVINN_6_ORION2 | Orion 2 Solar | caiso | SCE | SCE | Southern California Edison | SCE | CAISO | 2014-06-26 | 2050-12-31 | 2050 | 8 |  |  | n/a | PVgeneric_sun | Solar_Fixed | CAISO_Solar
Ash_River_1 | Ash River-1_Ash River-1_BCH-ASH | teppc | BCHA | BCHA | British Columbia Transmission Company | BCHA_AESO | Excluded | 1958-12-01 | 2033-03-31 | 2032 | 28 |  |  | Hydro | Hydro_Standard | Hydro | Excluded_Hydro
Ashlu_Creek_1 | Ashlu Creek-1_Ashlu Creek-1_IPP-ASL | teppc | BCHA | BCHA | British Columbia Transmission Company | BCHA_AESO | Excluded | 2009-11-30 | 2039-11-29 | 2039 | 16.63 |  |  | Hydro | Hydro_Standard | Hydro | Excluded_Hydro
Ashlu_Creek_2 | Ashlu Creek-2_Ashlu Creek-2_IPP-ASL | teppc | BCHA | BCHA | British Columbia Transmission Company | BCHA_AESO | Excluded | 2009-11-30 | 2039-11-29 | 2039 | 16.63 |  |  | Hydro | Hydro_Standard | Hydro | Excluded_Hydro
Ashlu_Creek_3 | Ashlu Creek-3_Ashlu Creek-3_IPP-ASL | teppc | BCHA | BCHA | British Columbia Transmission Company | BCHA_AESO | Excluded | 2009-11-30 | 2039-11-29 | 2039 | 16.63 |  |  | Hydro | Hydro_Standard | Hydro | Excluded_Hydro
ASTORA_2_SOLAR1 |  | caiso | SCE | SCE | Southern California Edison | SCE | CAISO | 2016-10-18 | 2050-12-31 | 2050 | 100 |  |  | n/a | PVgeneric_sun | Solar_Fixed | CAISO_Solar
ASTORA_2_SOLAR2 | Astoria 2 | caiso | SCE | SCE | Southern California Edison | SCE | CAISO | 2016-10-31 | 2050-12-31 | 2050 | 75 |  |  | n/a | PVgeneric_sun | Solar_Fixed | CAISO_Solar
ATWEL2_1_SOLAR1 | Atwell West | caiso | SCE | SCE | Southern California Edison | SCE | CAISO | 2015-06-11 | 2050-12-31 | 2050 | 20 |  |  | n/a | PVgeneric_sun | Solar_Fixed | CAISO_Solar
ATWELL_1_SOLAR | Atwell Island PV Solar Generating Faci. | caiso | PGE_Valley | PGE_Valley | Pacific Gas and Electric Valley | PGE_Valley | CAISO | 2013-03-08 | 2050-12-31 | 2050 | 20 |  |  | n/a | PVgeneric_sun | Solar_Fixed | CAISO_Solar
Avalon_Solar_II | Avalon Solar II Project ASII | teppc | TEPC | TEPC | Tucson Electric Power Company | TEPC | SW | 2016-03-01 | 2050-12-31 | 2050 | 16 |  |  | SolarPV-NonTracking | FixedPV_sun | Solar_Fixed | SW_Solar
AVENAL_6_AVPARK | Avenal Park Solar Project | caiso | PGE_Valley | PGE_Valley | Pacific Gas and Electric Valley | PGE_Valley | CAISO | 2011-08-05 | 2050-12-31 | 2050 | 6 |  |  | n/a | PVgeneric_sun | Solar_Fixed | CAISO_Solar
AVENAL_6_AVSLR1 | Avenal Solar 1 | caiso | PGE_Valley | PGE_Valley | Pacific Gas and Electric Valley | PGE_Valley | CAISO | 2017-01-26 | 2050-12-31 | 2050 | 7.9 |  |  | PHOTO VOLTAIC_SUN | PVgeneric_sun | Solar_Fixed | CAISO_Solar
AVENAL_6_AVSLR2 | Avenal Solar 2 | caiso | PGE_Valley | PGE_Valley | Pacific Gas and Electric Valley | PGE_Valley | CAISO | 2017-01-26 | 2050-12-31 | 2050 | 7.9 |  |  | PHOTO VOLTAIC_SUN | PVgeneric_sun | Solar_Fixed | CAISO_Solar
AVENAL_6_SANDDG | Sand Drag Solar Project | caiso | PGE_Valley | PGE_Valley | Pacific Gas and Electric Valley | PGE_Valley | CAISO | 2011-08-05 | 2050-12-31 | 2050 | 19 |  |  | n/a | PVgeneric_sun | Solar_Fixed | CAISO_Solar
AVENAL_6_SUNCTY | Sun City Solar Project | caiso | PGE_Valley | PGE_Valley | Pacific Gas and Electric Valley | PGE_Valley | CAISO | 2011-08-05 | 2050-12-31 | 2050 | 20 |  |  | n/a | PVgeneric_sun | Solar_Fixed | CAISO_Solar
AVS_Phase_2 | AVS Phase 2 | rps | LADWP | SCE | Southern California Edison | SCE | CAISO | 2018-11-06 | 2050-12-31 | 2050 | 3 |  |  | Solar PV - Ground mountSolar: Tracking (1 Axis) | 1axPV_sun | Solar_1Axis | CAISO_Solar
AVSOLR_2_SOLAR | AV SOLAR RANCH 1 | caiso | SCE | SCE | Southern California Edison | SCE | CAISO | 2014-06-19 | 2050-12-31 | 2050 | 241.5 |  |  | n/a | PVgeneric_sun | Solar_Fixed | CAISO_Solar
B_Hydro_Aggregate | Gross Hydro Plant GEN1¦Boulder Canyon Hydro 1 & 2¦Boulder City Lakewood Hydro 1¦Boulder City Silver Lake Hydro 1¦Orodell Hydro 1¦Boulder City Betasso Hydro Plant 1 | teppc | PSCO | PSCO | Public Service Company of Colorado | PSCO | Excluded | 2013-06-01 | 2050-12-31 | 2050 | 30.02 |  |  | Hydro | Hydro_Standard | Hydro | Excluded_Hydro
Baja_CA_CC3 | BajaCA3CC (Total CC Plant) | teppc | CFE | CFE | Comisión Federal de Electricidad | CFE | Excluded | 2016-07-01 | 2050-12-31 | 2050 | 303.1 |  |  | CCWhole-NatGas-Industrial | CC_NG | CC | Excluded_CCGT
Baja_CA_II_GT_1_1 | Baja California II TG Fase I-1 | teppc | CFE | CFE | Comisión Federal de Electricidad | CFE | Excluded | 2013-01-12 | 2050-12-01 | 2050 | 39.7 |  |  | CT-NatGas-Aero | CT_NG | CT | Excluded_Peaker
Baja_CA_II_GT_1_2 | Baja California II TG Fase I-2 | teppc | CFE | CFE | Comisión Federal de Electricidad | CFE | Excluded | 2013-01-12 | 2050-12-01 | 2050 | 39.7 |  |  | CT-NatGas-Aero | CT_NG | CT | Excluded_Peaker
Baja_CA_II_GT_1_3 | Baja California II TG Fase I-3 | teppc | CFE | CFE | Comisión Federal de Electricidad | CFE | Excluded | 2013-01-13 | 2050-12-01 | 2050 | 39.7 |  |  | CT-NatGas-Aero | CT_NG | CT | Excluded_Peaker
BALCHS_7_UNIT_1 | BALCH 1 PH UNIT 1 | caiso | PGE_Valley | PGE_Valley | Pacific Gas and Electric Valley | PGE_Valley | CAISO | 1927-01-01 | 2050-12-31 | 2050 | 33 |  |  | n/a | Hydro_Standard | Hydro | CAISO_Hydro
BALCHS_7_UNIT_2 | BALCH 2 PH UNIT 2 | caiso | PGE_Valley | PGE_Valley | Pacific Gas and Electric Valley | PGE_Valley | CAISO | 1958-01-01 | 2050-12-31 | 2050 | 52.5 |  |  | n/a | Hydro_Standard | Hydro | CAISO_Hydro
BALCHS_7_UNIT_3 | BALCH 2 PH UNIT 3 | caiso | PGE_Valley | PGE_Valley | Pacific Gas and Electric Valley | PGE_Valley | CAISO | 1958-01-01 | 2050-12-31 | 2050 | 54.6 |  |  | n/a | Hydro_Standard | Hydro | CAISO_Hydro
BalzacCC_Total | BalzacCC (Total CC Plant) | teppc | AESO | AESO | Alberta Electric System Operator | BCHA_AESO | Excluded | 2001-10-01 | 2050-12-01 | 2050 | 120 |  |  | CCWhole-NatGas-Aero | CC_NG | CC | Excluded_CCGT
BANGOR_6_HYDRO | Virginia Ranch Dam Powerplant | caiso | PGE_Valley | PGE_Valley | Pacific Gas and Electric Valley | PGE_Valley | CAISO | 2012-06-14 | 2050-12-31 | 2050 | 1 |  |  | n/a | Hydro_Standard | Hydro | CAISO_Small_Hydro
BangorSubmarineBase2 | Bangor Submarine Base-IC2 | teppc | PNM | PNM | Public Service Company of New Mexico | PNM_EPE | SW | 2001-12-01 | 2030-04-15 | 2029 | 10 |  |  | CT-OilDistillate | CT_Oil | CT | SW_Peaker
Barber_Creek_1 | Barber Creek CT 1 | teppc | WACM | WACM | Western Area Power Administration, Colorado-Missouri Region | WACM | Excluded | 2002-09-01 | 2050-12-31 | 2050 | 7.2 |  |  | CT-NatGas-Industrial | CT_NG | CT | Excluded_Peaker
Barber_Creek_2 | Barber Creek CT 2 | teppc | WACM | WACM | Western Area Power Administration, Colorado-Missouri Region | WACM | Excluded | 2002-09-01 | 2050-12-31 | 2050 | 7.2 |  |  | CT-NatGas-Industrial | CT_NG | CT | Excluded_Peaker
Barber_Creek_3 | Barber Creek CT 3 | teppc | WACM | WACM | Western Area Power Administration, Colorado-Missouri Region | WACM | Excluded | 2002-09-01 | 2050-12-31 | 2050 | 7.2 |  |  | CT-NatGas-Industrial | CT_NG | CT | Excluded_Peaker
BarberDamGEN1 | Barber Dam-GEN1 | teppc | IPFE | IPFE | Idaho Far East | IPCO | NW | 1990-08-01 | 2050-12-31 | 2050 | 4.1 |  |  | Hydro | Hydro_Standard | Hydro | NW_Hydro
Barr_Creek_1 | Barr Creek-1_Barr Creek-1_IPP-BAC | teppc | BCHA | BCHA | British Columbia Transmission Company | BCHA_AESO | Excluded | 2012-02-02 | 2052-02-01 | 2051 | 2 |  |  | Hydro | Hydro_Standard | Hydro | Excluded_Hydro
Barr_Creek_2 | Barr Creek-2_Barr Creek-2_IPP-BAC | teppc | BCHA | BCHA | British Columbia Transmission Company | BCHA_AESO | Excluded | 2012-02-02 | 2052-02-01 | 2051 | 2 |  |  | Hydro | Hydro_Standard | Hydro | Excluded_Hydro
BARRE_2_QF | BARRE QFS | caiso | SCE | SCE | Southern California Edison | SCE | CAISO | 1994-01-01 | 2050-12-31 | 2050 | 0.2 |  |  | n/a | Cogen_NG | Cogen | CAISO_Small_Hydro
BARRE_6_PEAKER | Barre Peaker | caiso | SCE | SCE | Southern California Edison | SCE | CAISO | 2007-09-20 | 2050-12-31 | 2050 | 47 |  |  | CT-NatGas-Aero | CT_NG | CT | CAISO_Peaker1
Barrier | Barrier-1 | teppc | AESO | AESO | Alberta Electric System Operator | BCHA_AESO | Excluded | 1954-01-01 | 2050-12-01 | 2050 | 11.2 |  |  | Hydro | Hydro_Standard | Hydro | Excluded_Hydro
Base_battery_PGE_Bay_dur_2_unit_1 | Base_battery_PGE_Bay_dur_2 | cpuc_storage_data_request | PGE_Bay | PGE_Bay | Pacific Gas and Electric Bay | PGE_Bay | CAISO | 2017-12-31 | 2050-12-31 | 2050 |  |  |  | Battery Storage | Battery_ | Battery Storage | CAISO_Li_Battery
Base_battery_PGE_Bay_dur_2_unit_10 | Base_battery_PGE_Bay_dur_2 | cpuc_storage_data_request | PGE_Bay | PGE_Bay | Pacific Gas and Electric Bay | PGE_Bay | CAISO | 2017-12-31 | 2050-12-31 | 2050 |  |  |  | Battery Storage | Battery_ | Battery Storage | CAISO_Li_Battery
Base_battery_PGE_Bay_dur_2_unit_2 | Base_battery_PGE_Bay_dur_2 | cpuc_storage_data_request | PGE_Bay | PGE_Bay | Pacific Gas and Electric Bay | PGE_Bay | CAISO | 2017-12-31 | 2050-12-31 | 2050 |  |  |  | Battery Storage | Battery_ | Battery Storage | CAISO_Li_Battery
Base_battery_PGE_Bay_dur_2_unit_3 | Base_battery_PGE_Bay_dur_2 | cpuc_storage_data_request | PGE_Bay | PGE_Bay | Pacific Gas and Electric Bay | PGE_Bay | CAISO | 2017-12-31 | 2050-12-31 | 2050 |  |  |  | Battery Storage | Battery_ | Battery Storage | CAISO_Li_Battery
Base_battery_PGE_Bay_dur_2_unit_4 | Base_battery_PGE_Bay_dur_2 | cpuc_storage_data_request | PGE_Bay | PGE_Bay | Pacific Gas and Electric Bay | PGE_Bay | CAISO | 2017-12-31 | 2050-12-31 | 2050 |  |  |  | Battery Storage | Battery_ | Battery Storage | CAISO_Li_Battery
Base_battery_PGE_Bay_dur_2_unit_5 | Base_battery_PGE_Bay_dur_2 | cpuc_storage_data_request | PGE_Bay | PGE_Bay | Pacific Gas and Electric Bay | PGE_Bay | CAISO | 2017-12-31 | 2050-12-31 | 2050 |  |  |  | Battery Storage | Battery_ | Battery Storage | CAISO_Li_Battery
Base_battery_PGE_Bay_dur_2_unit_6 | Base_battery_PGE_Bay_dur_2 | cpuc_storage_data_request | PGE_Bay | PGE_Bay | Pacific Gas and Electric Bay | PGE_Bay | CAISO | 2017-12-31 | 2050-12-31 | 2050 |  |  |  | Battery Storage | Battery_ | Battery Storage | CAISO_Li_Battery
Base_battery_PGE_Bay_dur_2_unit_7 | Base_battery_PGE_Bay_dur_2 | cpuc_storage_data_request | PGE_Bay | PGE_Bay | Pacific Gas and Electric Bay | PGE_Bay | CAISO | 2017-12-31 | 2050-12-31 | 2050 |  |  |  | Battery Storage | Battery_ | Battery Storage | CAISO_Li_Battery
Base_battery_PGE_Bay_dur_2_unit_8 | Base_battery_PGE_Bay_dur_2 | cpuc_storage_data_request | PGE_Bay | PGE_Bay | Pacific Gas and Electric Bay | PGE_Bay | CAISO | 2017-12-31 | 2050-12-31 | 2050 |  |  |  | Battery Storage | Battery_ | Battery Storage | CAISO_Li_Battery
Base_battery_PGE_Bay_dur_2_unit_9 | Base_battery_PGE_Bay_dur_2 | cpuc_storage_data_request | PGE_Bay | PGE_Bay | Pacific Gas and Electric Bay | PGE_Bay | CAISO | 2017-12-31 | 2050-12-31 | 2050 |  |  |  | Battery Storage | Battery_ | Battery Storage | CAISO_Li_Battery
Base_battery_PGE_Bay_dur_4_unit_1 | Base_battery_PGE_Bay_dur_4 | cpuc_storage_data_request | PGE_Bay | PGE_Bay | Pacific Gas and Electric Bay | PGE_Bay | CAISO | 2017-12-31 | 2050-12-31 | 2050 |  |  |  | Battery Storage | Battery_ | Battery Storage | CAISO_Li_Battery
Base_battery_PGE_Bay_dur_4_unit_10 | Base_battery_PGE_Bay_dur_4 | cpuc_storage_data_request | PGE_Bay | PGE_Bay | Pacific Gas and Electric Bay | PGE_Bay | CAISO | 2017-12-31 | 2050-12-31 | 2050 |  |  |  | Battery Storage | Battery_ | Battery Storage | CAISO_Li_Battery
Base_battery_PGE_Bay_dur_4_unit_2 | Base_battery_PGE_Bay_dur_4 | cpuc_storage_data_request | PGE_Bay | PGE_Bay | Pacific Gas and Electric Bay | PGE_Bay | CAISO | 2017-12-31 | 2050-12-31 | 2050 |  |  |  | Battery Storage | Battery_ | Battery Storage | CAISO_Li_Battery
Base_battery_PGE_Bay_dur_4_unit_3 | Base_battery_PGE_Bay_dur_4 | cpuc_storage_data_request | PGE_Bay | PGE_Bay | Pacific Gas and Electric Bay | PGE_Bay | CAISO | 2017-12-31 | 2050-12-31 | 2050 |  |  |  | Battery Storage | Battery_ | Battery Storage | CAISO_Li_Battery
Base_battery_PGE_Bay_dur_4_unit_4 | Base_battery_PGE_Bay_dur_4 | cpuc_storage_data_request | PGE_Bay | PGE_Bay | Pacific Gas and Electric Bay | PGE_Bay | CAISO | 2017-12-31 | 2050-12-31 | 2050 |  |  |  | Battery Storage | Battery_ | Battery Storage | CAISO_Li_Battery
Base_battery_PGE_Bay_dur_4_unit_5 | Base_battery_PGE_Bay_dur_4 | cpuc_storage_data_request | PGE_Bay | PGE_Bay | Pacific Gas and Electric Bay | PGE_Bay | CAISO | 2017-12-31 | 2050-12-31 | 2050 |  |  |  | Battery Storage | Battery_ | Battery Storage | CAISO_Li_Battery
Base_battery_PGE_Bay_dur_4_unit_6 | Base_battery_PGE_Bay_dur_4 | cpuc_storage_data_request | PGE_Bay | PGE_Bay | Pacific Gas and Electric Bay | PGE_Bay | CAISO | 2017-12-31 | 2050-12-31 | 2050 |  |  |  | Battery Storage | Battery_ | Battery Storage | CAISO_Li_Battery
Base_battery_PGE_Bay_dur_4_unit_7 | Base_battery_PGE_Bay_dur_4 | cpuc_storage_data_request | PGE_Bay | PGE_Bay | Pacific Gas and Electric Bay | PGE_Bay | CAISO | 2017-12-31 | 2050-12-31 | 2050 |  |  |  | Battery Storage | Battery_ | Battery Storage | CAISO_Li_Battery
Base_battery_PGE_Bay_dur_4_unit_8 | Base_battery_PGE_Bay_dur_4 | cpuc_storage_data_request | PGE_Bay | PGE_Bay | Pacific Gas and Electric Bay | PGE_Bay | CAISO | 2017-12-31 | 2050-12-31 | 2050 |  |  |  | Battery Storage | Battery_ | Battery Storage | CAISO_Li_Battery
Base_battery_PGE_Bay_dur_4_unit_9 | Base_battery_PGE_Bay_dur_4 | cpuc_storage_data_request | PGE_Bay | PGE_Bay | Pacific Gas and Electric Bay | PGE_Bay | CAISO | 2017-12-31 | 2050-12-31 | 2050 |  |  |  | Battery Storage | Battery_ | Battery Storage | CAISO_Li_Battery
Base_battery_PGE_Valley_dur_2_unit_1 | Base_battery_PGE_Valley_dur_2 | cpuc_storage_data_request | PGE_Valley | PGE_Valley | Pacific Gas and Electric Valley | PGE_Valley | CAISO | 2017-12-31 | 2050-12-31 | 2050 |  |  |  | Battery Storage | Battery_ | Battery Storage | CAISO_Li_Battery
Base_battery_PGE_Valley_dur_2_unit_10 | Base_battery_PGE_Valley_dur_2 | cpuc_storage_data_request | PGE_Valley | PGE_Valley | Pacific Gas and Electric Valley | PGE_Valley | CAISO | 2017-12-31 | 2050-12-31 | 2050 |  |  |  | Battery Storage | Battery_ | Battery Storage | CAISO_Li_Battery
Base_battery_PGE_Valley_dur_2_unit_2 | Base_battery_PGE_Valley_dur_2 | cpuc_storage_data_request | PGE_Valley | PGE_Valley | Pacific Gas and Electric Valley | PGE_Valley | CAISO | 2017-12-31 | 2050-12-31 | 2050 |  |  |  | Battery Storage | Battery_ | Battery Storage | CAISO_Li_Battery
Base_battery_PGE_Valley_dur_2_unit_3 | Base_battery_PGE_Valley_dur_2 | cpuc_storage_data_request | PGE_Valley | PGE_Valley | Pacific Gas and Electric Valley | PGE_Valley | CAISO | 2017-12-31 | 2050-12-31 | 2050 |  |  |  | Battery Storage | Battery_ | Battery Storage | CAISO_Li_Battery
Base_battery_PGE_Valley_dur_2_unit_4 | Base_battery_PGE_Valley_dur_2 | cpuc_storage_data_request | PGE_Valley | PGE_Valley | Pacific Gas and Electric Valley | PGE_Valley | CAISO | 2017-12-31 | 2050-12-31 | 2050 |  |  |  | Battery Storage | Battery_ | Battery Storage | CAISO_Li_Battery
Base_battery_PGE_Valley_dur_2_unit_5 | Base_battery_PGE_Valley_dur_2 | cpuc_storage_data_request | PGE_Valley | PGE_Valley | Pacific Gas and Electric Valley | PGE_Valley | CAISO | 2017-12-31 | 2050-12-31 | 2050 |  |  |  | Battery Storage | Battery_ | Battery Storage | CAISO_Li_Battery
Base_battery_PGE_Valley_dur_2_unit_6 | Base_battery_PGE_Valley_dur_2 | cpuc_storage_data_request | PGE_Valley | PGE_Valley | Pacific Gas and Electric Valley | PGE_Valley | CAISO | 2017-12-31 | 2050-12-31 | 2050 |  |  |  | Battery Storage | Battery_ | Battery Storage | CAISO_Li_Battery
Base_battery_PGE_Valley_dur_2_unit_7 | Base_battery_PGE_Valley_dur_2 | cpuc_storage_data_request | PGE_Valley | PGE_Valley | Pacific Gas and Electric Valley | PGE_Valley | CAISO | 2017-12-31 | 2050-12-31 | 2050 |  |  |  | Battery Storage | Battery_ | Battery Storage | CAISO_Li_Battery
Base_battery_PGE_Valley_dur_2_unit_8 | Base_battery_PGE_Valley_dur_2 | cpuc_storage_data_request | PGE_Valley | PGE_Valley | Pacific Gas and Electric Valley | PGE_Valley | CAISO | 2017-12-31 | 2050-12-31 | 2050 |  |  |  | Battery Storage | Battery_ | Battery Storage | CAISO_Li_Battery
Base_battery_PGE_Valley_dur_2_unit_9 | Base_battery_PGE_Valley_dur_2 | cpuc_storage_data_request | PGE_Valley | PGE_Valley | Pacific Gas and Electric Valley | PGE_Valley | CAISO | 2017-12-31 | 2050-12-31 | 2050 |  |  |  | Battery Storage | Battery_ | Battery Storage | CAISO_Li_Battery
Base_battery_PGE_Valley_dur_4_unit_1 | Base_battery_PGE_Valley_dur_4 | cpuc_storage_data_request | PGE_Valley | PGE_Valley | Pacific Gas and Electric Valley | PGE_Valley | CAISO | 2017-12-31 | 2050-12-31 | 2050 |  |  |  | Battery Storage | Battery_ | Battery Storage | CAISO_Li_Battery
Base_battery_PGE_Valley_dur_4_unit_10 | Base_battery_PGE_Valley_dur_4 | cpuc_storage_data_request | PGE_Valley | PGE_Valley | Pacific Gas and Electric Valley | PGE_Valley | CAISO | 2017-12-31 | 2050-12-31 | 2050 |  |  |  | Battery Storage | Battery_ | Battery Storage | CAISO_Li_Battery
Base_battery_PGE_Valley_dur_4_unit_2 | Base_battery_PGE_Valley_dur_4 | cpuc_storage_data_request | PGE_Valley | PGE_Valley | Pacific Gas and Electric Valley | PGE_Valley | CAISO | 2017-12-31 | 2050-12-31 | 2050 |  |  |  | Battery Storage | Battery_ | Battery Storage | CAISO_Li_Battery
Base_battery_PGE_Valley_dur_4_unit_3 | Base_battery_PGE_Valley_dur_4 | cpuc_storage_data_request | PGE_Valley | PGE_Valley | Pacific Gas and Electric Valley | PGE_Valley | CAISO | 2017-12-31 | 2050-12-31 | 2050 |  |  |  | Battery Storage | Battery_ | Battery Storage | CAISO_Li_Battery
Base_battery_PGE_Valley_dur_4_unit_4 | Base_battery_PGE_Valley_dur_4 | cpuc_storage_data_request | PGE_Valley | PGE_Valley | Pacific Gas and Electric Valley | PGE_Valley | CAISO | 2017-12-31 | 2050-12-31 | 2050 |  |  |  | Battery Storage | Battery_ | Battery Storage | CAISO_Li_Battery
Base_battery_PGE_Valley_dur_4_unit_5 | Base_battery_PGE_Valley_dur_4 | cpuc_storage_data_request | PGE_Valley | PGE_Valley | Pacific Gas and Electric Valley | PGE_Valley | CAISO | 2017-12-31 | 2050-12-31 | 2050 |  |  |  | Battery Storage | Battery_ | Battery Storage | CAISO_Li_Battery
Base_battery_PGE_Valley_dur_4_unit_6 | Base_battery_PGE_Valley_dur_4 | cpuc_storage_data_request | PGE_Valley | PGE_Valley | Pacific Gas and Electric Valley | PGE_Valley | CAISO | 2017-12-31 | 2050-12-31 | 2050 |  |  |  | Battery Storage | Battery_ | Battery Storage | CAISO_Li_Battery
Base_battery_PGE_Valley_dur_4_unit_7 | Base_battery_PGE_Valley_dur_4 | cpuc_storage_data_request | PGE_Valley | PGE_Valley | Pacific Gas and Electric Valley | PGE_Valley | CAISO | 2017-12-31 | 2050-12-31 | 2050 |  |  |  | Battery Storage | Battery_ | Battery Storage | CAISO_Li_Battery
Base_battery_PGE_Valley_dur_4_unit_8 | Base_battery_PGE_Valley_dur_4 | cpuc_storage_data_request | PGE_Valley | PGE_Valley | Pacific Gas and Electric Valley | PGE_Valley | CAISO | 2017-12-31 | 2050-12-31 | 2050 |  |  |  | Battery Storage | Battery_ | Battery Storage | CAISO_Li_Battery
Base_battery_PGE_Valley_dur_4_unit_9 | Base_battery_PGE_Valley_dur_4 | cpuc_storage_data_request | PGE_Valley | PGE_Valley | Pacific Gas and Electric Valley | PGE_Valley | CAISO | 2017-12-31 | 2050-12-31 | 2050 |  |  |  | Battery Storage | Battery_ | Battery Storage | CAISO_Li_Battery
Base_battery_SCE_dur_2_unit_1 | Base_battery_SCE_dur_2 | cpuc_storage_data_request | SCE | SCE | Southern California Edison | SCE | CAISO | 2017-12-31 | 2050-12-31 | 2050 |  |  |  | Battery Storage | Battery_ | Battery Storage | CAISO_Li_Battery
Base_battery_SCE_dur_2_unit_10 | Base_battery_SCE_dur_2 | cpuc_storage_data_request | SCE | SCE | Southern California Edison | SCE | CAISO | 2017-12-31 | 2050-12-31 | 2050 |  |  |  | Battery Storage | Battery_ | Battery Storage | CAISO_Li_Battery
Base_battery_SCE_dur_2_unit_2 | Base_battery_SCE_dur_2 | cpuc_storage_data_request | SCE | SCE | Southern California Edison | SCE | CAISO | 2017-12-31 | 2050-12-31 | 2050 |  |  |  | Battery Storage | Battery_ | Battery Storage | CAISO_Li_Battery
Base_battery_SCE_dur_2_unit_3 | Base_battery_SCE_dur_2 | cpuc_storage_data_request | SCE | SCE | Southern California Edison | SCE | CAISO | 2017-12-31 | 2050-12-31 | 2050 |  |  |  | Battery Storage | Battery_ | Battery Storage | CAISO_Li_Battery
Base_battery_SCE_dur_2_unit_4 | Base_battery_SCE_dur_2 | cpuc_storage_data_request | SCE | SCE | Southern California Edison | SCE | CAISO | 2017-12-31 | 2050-12-31 | 2050 |  |  |  | Battery Storage | Battery_ | Battery Storage | CAISO_Li_Battery
Base_battery_SCE_dur_2_unit_5 | Base_battery_SCE_dur_2 | cpuc_storage_data_request | SCE | SCE | Southern California Edison | SCE | CAISO | 2017-12-31 | 2050-12-31 | 2050 |  |  |  | Battery Storage | Battery_ | Battery Storage | CAISO_Li_Battery
Base_battery_SCE_dur_2_unit_6 | Base_battery_SCE_dur_2 | cpuc_storage_data_request | SCE | SCE | Southern California Edison | SCE | CAISO | 2017-12-31 | 2050-12-31 | 2050 |  |  |  | Battery Storage | Battery_ | Battery Storage | CAISO_Li_Battery
Base_battery_SCE_dur_2_unit_7 | Base_battery_SCE_dur_2 | cpuc_storage_data_request | SCE | SCE | Southern California Edison | SCE | CAISO | 2017-12-31 | 2050-12-31 | 2050 |  |  |  | Battery Storage | Battery_ | Battery Storage | CAISO_Li_Battery
Base_battery_SCE_dur_2_unit_8 | Base_battery_SCE_dur_2 | cpuc_storage_data_request | SCE | SCE | Southern California Edison | SCE | CAISO | 2017-12-31 | 2050-12-31 | 2050 |  |  |  | Battery Storage | Battery_ | Battery Storage | CAISO_Li_Battery
Base_battery_SCE_dur_2_unit_9 | Base_battery_SCE_dur_2 | cpuc_storage_data_request | SCE | SCE | Southern California Edison | SCE | CAISO | 2017-12-31 | 2050-12-31 | 2050 |  |  |  | Battery Storage | Battery_ | Battery Storage | CAISO_Li_Battery
Base_battery_SCE_dur_4_unit_1 | Base_battery_SCE_dur_4 | cpuc_storage_data_request | SCE | SCE | Southern California Edison | SCE | CAISO | 2017-12-31 | 2050-12-31 | 2050 |  |  |  | Battery Storage | Battery_ | Battery Storage | CAISO_Li_Battery
Base_battery_SCE_dur_4_unit_10 | Base_battery_SCE_dur_4 | cpuc_storage_data_request | SCE | SCE | Southern California Edison | SCE | CAISO | 2017-12-31 | 2050-12-31 | 2050 |  |  |  | Battery Storage | Battery_ | Battery Storage | CAISO_Li_Battery
Base_battery_SCE_dur_4_unit_2 | Base_battery_SCE_dur_4 | cpuc_storage_data_request | SCE | SCE | Southern California Edison | SCE | CAISO | 2017-12-31 | 2050-12-31 | 2050 |  |  |  | Battery Storage | Battery_ | Battery Storage | CAISO_Li_Battery
Base_battery_SCE_dur_4_unit_3 | Base_battery_SCE_dur_4 | cpuc_storage_data_request | SCE | SCE | Southern California Edison | SCE | CAISO | 2017-12-31 | 2050-12-31 | 2050 |  |  |  | Battery Storage | Battery_ | Battery Storage | CAISO_Li_Battery
Base_battery_SCE_dur_4_unit_4 | Base_battery_SCE_dur_4 | cpuc_storage_data_request | SCE | SCE | Southern California Edison | SCE | CAISO | 2017-12-31 | 2050-12-31 | 2050 |  |  |  | Battery Storage | Battery_ | Battery Storage | CAISO_Li_Battery
Base_battery_SCE_dur_4_unit_5 | Base_battery_SCE_dur_4 | cpuc_storage_data_request | SCE | SCE | Southern California Edison | SCE | CAISO | 2017-12-31 | 2050-12-31 | 2050 |  |  |  | Battery Storage | Battery_ | Battery Storage | CAISO_Li_Battery
Base_battery_SCE_dur_4_unit_6 | Base_battery_SCE_dur_4 | cpuc_storage_data_request | SCE | SCE | Southern California Edison | SCE | CAISO | 2017-12-31 | 2050-12-31 | 2050 |  |  |  | Battery Storage | Battery_ | Battery Storage | CAISO_Li_Battery
Base_battery_SCE_dur_4_unit_7 | Base_battery_SCE_dur_4 | cpuc_storage_data_request | SCE | SCE | Southern California Edison | SCE | CAISO | 2017-12-31 | 2050-12-31 | 2050 |  |  |  | Battery Storage | Battery_ | Battery Storage | CAISO_Li_Battery
Base_battery_SCE_dur_4_unit_8 | Base_battery_SCE_dur_4 | cpuc_storage_data_request | SCE | SCE | Southern California Edison | SCE | CAISO | 2017-12-31 | 2050-12-31 | 2050 |  |  |  | Battery Storage | Battery_ | Battery Storage | CAISO_Li_Battery
Base_battery_SCE_dur_4_unit_9 | Base_battery_SCE_dur_4 | cpuc_storage_data_request | SCE | SCE | Southern California Edison | SCE | CAISO | 2017-12-31 | 2050-12-31 | 2050 |  |  |  | Battery Storage | Battery_ | Battery Storage | CAISO_Li_Battery
Base_battery_SDGE_dur_2_unit_1 | Base_battery_SDGE_dur_2 | cpuc_storage_data_request | SDGE | SDGE | San Diego Gas and Electric | SDGE | CAISO | 2017-12-31 | 2050-12-31 | 2050 |  |  |  | Battery Storage | Battery_ | Battery Storage | CAISO_Li_Battery
Base_battery_SDGE_dur_2_unit_10 | Base_battery_SDGE_dur_2 | cpuc_storage_data_request | SDGE | SDGE | San Diego Gas and Electric | SDGE | CAISO | 2017-12-31 | 2050-12-31 | 2050 |  |  |  | Battery Storage | Battery_ | Battery Storage | CAISO_Li_Battery
Base_battery_SDGE_dur_2_unit_2 | Base_battery_SDGE_dur_2 | cpuc_storage_data_request | SDGE | SDGE | San Diego Gas and Electric | SDGE | CAISO | 2017-12-31 | 2050-12-31 | 2050 |  |  |  | Battery Storage | Battery_ | Battery Storage | CAISO_Li_Battery
Base_battery_SDGE_dur_2_unit_3 | Base_battery_SDGE_dur_2 | cpuc_storage_data_request | SDGE | SDGE | San Diego Gas and Electric | SDGE | CAISO | 2017-12-31 | 2050-12-31 | 2050 |  |  |  | Battery Storage | Battery_ | Battery Storage | CAISO_Li_Battery
Base_battery_SDGE_dur_2_unit_4 | Base_battery_SDGE_dur_2 | cpuc_storage_data_request | SDGE | SDGE | San Diego Gas and Electric | SDGE | CAISO | 2017-12-31 | 2050-12-31 | 2050 |  |  |  | Battery Storage | Battery_ | Battery Storage | CAISO_Li_Battery
Base_battery_SDGE_dur_2_unit_5 | Base_battery_SDGE_dur_2 | cpuc_storage_data_request | SDGE | SDGE | San Diego Gas and Electric | SDGE | CAISO | 2017-12-31 | 2050-12-31 | 2050 |  |  |  | Battery Storage | Battery_ | Battery Storage | CAISO_Li_Battery
Base_battery_SDGE_dur_2_unit_6 | Base_battery_SDGE_dur_2 | cpuc_storage_data_request | SDGE | SDGE | San Diego Gas and Electric | SDGE | CAISO | 2017-12-31 | 2050-12-31 | 2050 |  |  |  | Battery Storage | Battery_ | Battery Storage | CAISO_Li_Battery
Base_battery_SDGE_dur_2_unit_7 | Base_battery_SDGE_dur_2 | cpuc_storage_data_request | SDGE | SDGE | San Diego Gas and Electric | SDGE | CAISO | 2017-12-31 | 2050-12-31 | 2050 |  |  |  | Battery Storage | Battery_ | Battery Storage | CAISO_Li_Battery
Base_battery_SDGE_dur_2_unit_8 | Base_battery_SDGE_dur_2 | cpuc_storage_data_request | SDGE | SDGE | San Diego Gas and Electric | SDGE | CAISO | 2017-12-31 | 2050-12-31 | 2050 |  |  |  | Battery Storage | Battery_ | Battery Storage | CAISO_Li_Battery
Base_battery_SDGE_dur_2_unit_9 | Base_battery_SDGE_dur_2 | cpuc_storage_data_request | SDGE | SDGE | San Diego Gas and Electric | SDGE | CAISO | 2017-12-31 | 2050-12-31 | 2050 |  |  |  | Battery Storage | Battery_ | Battery Storage | CAISO_Li_Battery
Base_battery_SDGE_dur_4_unit_1 | Base_battery_SDGE_dur_4 | cpuc_storage_data_request | SDGE | SDGE | San Diego Gas and Electric | SDGE | CAISO | 2017-12-31 | 2050-12-31 | 2050 |  |  |  | Battery Storage | Battery_ | Battery Storage | CAISO_Li_Battery
Base_battery_SDGE_dur_4_unit_10 | Base_battery_SDGE_dur_4 | cpuc_storage_data_request | SDGE | SDGE | San Diego Gas and Electric | SDGE | CAISO | 2017-12-31 | 2050-12-31 | 2050 |  |  |  | Battery Storage | Battery_ | Battery Storage | CAISO_Li_Battery
Base_battery_SDGE_dur_4_unit_2 | Base_battery_SDGE_dur_4 | cpuc_storage_data_request | SDGE | SDGE | San Diego Gas and Electric | SDGE | CAISO | 2017-12-31 | 2050-12-31 | 2050 |  |  |  | Battery Storage | Battery_ | Battery Storage | CAISO_Li_Battery
Base_battery_SDGE_dur_4_unit_3 | Base_battery_SDGE_dur_4 | cpuc_storage_data_request | SDGE | SDGE | San Diego Gas and Electric | SDGE | CAISO | 2017-12-31 | 2050-12-31 | 2050 |  |  |  | Battery Storage | Battery_ | Battery Storage | CAISO_Li_Battery
Base_battery_SDGE_dur_4_unit_4 | Base_battery_SDGE_dur_4 | cpuc_storage_data_request | SDGE | SDGE | San Diego Gas and Electric | SDGE | CAISO | 2017-12-31 | 2050-12-31 | 2050 |  |  |  | Battery Storage | Battery_ | Battery Storage | CAISO_Li_Battery
Base_battery_SDGE_dur_4_unit_5 | Base_battery_SDGE_dur_4 | cpuc_storage_data_request | SDGE | SDGE | San Diego Gas and Electric | SDGE | CAISO | 2017-12-31 | 2050-12-31 | 2050 |  |  |  | Battery Storage | Battery_ | Battery Storage | CAISO_Li_Battery
Base_battery_SDGE_dur_4_unit_6 | Base_battery_SDGE_dur_4 | cpuc_storage_data_request | SDGE | SDGE | San Diego Gas and Electric | SDGE | CAISO | 2017-12-31 | 2050-12-31 | 2050 |  |  |  | Battery Storage | Battery_ | Battery Storage | CAISO_Li_Battery
Base_battery_SDGE_dur_4_unit_7 | Base_battery_SDGE_dur_4 | cpuc_storage_data_request | SDGE | SDGE | San Diego Gas and Electric | SDGE | CAISO | 2017-12-31 | 2050-12-31 | 2050 |  |  |  | Battery Storage | Battery_ | Battery Storage | CAISO_Li_Battery
Base_battery_SDGE_dur_4_unit_8 | Base_battery_SDGE_dur_4 | cpuc_storage_data_request | SDGE | SDGE | San Diego Gas and Electric | SDGE | CAISO | 2017-12-31 | 2050-12-31 | 2050 |  |  |  | Battery Storage | Battery_ | Battery Storage | CAISO_Li_Battery
Base_battery_SDGE_dur_4_unit_9 | Base_battery_SDGE_dur_4 | cpuc_storage_data_request | SDGE | SDGE | San Diego Gas and Electric | SDGE | CAISO | 2017-12-31 | 2050-12-31 | 2050 |  |  |  | Battery Storage | Battery_ | Battery Storage | CAISO_Li_Battery
BASELINE_SG | BASELINE | teppc | PAUT | PAUT | Utah, PACE Utility | PACE | NW | 2016-01-01 | 2050-12-31 | 2050 | 45.5 |  |  | SolarPV-NonTracking | FixedPV_sun | Solar_Fixed | NW_Solar
BASICE_2_UNITS | CALPINE AMERICAN I COGEN. | caiso | PGE_Valley | PGE_Valley | Pacific Gas and Electric Valley | PGE_Valley | CAISO | 1989-03-14 | 2050-12-31 | 2050 | 120 |  |  | n/a | CT_NG | CT | CAISO_Peaker1
BasinCreek1 | Basin Creek Plant-1 | teppc | NWMT | NWMT | NorthWestern Energy | NWMT_WAUW | NW | 2006-05-01 | 2050-01-01 | 2049 | 5.75 |  |  | ICE-NatGas | ICE_NG | ICE | NW_Peaker
BasinCreek2 | Basin Creek Plant-2 | teppc | NWMT | NWMT | NorthWestern Energy | NWMT_WAUW | NW | 2006-05-01 | 2050-01-01 | 2049 | 5.75 |  |  | ICE-NatGas | ICE_NG | ICE | NW_Peaker
BasinCreek3 | Basin Creek Plant-3 | teppc | NWMT | NWMT | NorthWestern Energy | NWMT_WAUW | NW | 2006-05-01 | 2050-01-01 | 2049 | 5.75 |  |  | ICE-NatGas | ICE_NG | ICE | NW_Peaker
BasinCreek4 | Basin Creek Plant-4 | teppc | NWMT | NWMT | NorthWestern Energy | NWMT_WAUW | NW | 2006-05-01 | 2050-01-01 | 2049 | 5.75 |  |  | ICE-NatGas | ICE_NG | ICE | NW_Peaker
BasinCreek5 | Basin Creek Plant-5 | teppc | NWMT | NWMT | NorthWestern Energy | NWMT_WAUW | NW | 2006-05-01 | 2050-01-01 | 2049 | 5.75 |  |  | ICE-NatGas | ICE_NG | ICE | NW_Peaker
BasinCreek6 | Basin Creek Plant-6 | teppc | NWMT | NWMT | NorthWestern Energy | NWMT_WAUW | NW | 2006-05-01 | 2050-01-01 | 2049 | 5.75 |  |  | ICE-NatGas | ICE_NG | ICE | NW_Peaker
BasinCreek7 | Basin Creek Plant-7 | teppc | NWMT | NWMT | NorthWestern Energy | NWMT_WAUW | NW | 2006-05-01 | 2050-01-01 | 2049 | 5.75 |  |  | ICE-NatGas | ICE_NG | ICE | NW_Peaker
BasinCreek8 | Basin Creek Plant-8 | teppc | NWMT | NWMT | NorthWestern Energy | NWMT_WAUW | NW | 2006-05-01 | 2050-01-01 | 2049 | 5.75 |  |  | ICE-NatGas | ICE_NG | ICE | NW_Peaker
BasinCreek9 | Basin Creek Plant-9 | teppc | NWMT | NWMT | NorthWestern Energy | NWMT_WAUW | NW | 2006-05-01 | 2050-01-01 | 2049 | 5.75 |  |  | ICE-NatGas | ICE_NG | ICE | NW_Peaker
Battle_Mountain_Solar | Copper Mountain Solar V | teppc | SPPC | SPPC | Nevada Power Company | NEVP | SW | 2021-12-31 | 2050-12-31 | 2050 | 26 |  |  | SolarPV-Tracking | 1axPV_sun | Solar_1Axis | SW_Solar
Battle_River_3 | Battle River 3-3 | teppc | AESO | AESO | Alberta Electric System Operator | BCHA_AESO | Excluded | 1969-01-01 | 2019-12-01 | 2019 | 148 |  |  | ST-Coal | Steam_Coal | Coal | Excluded_Coal
Battle_River_4 | Battle River 4-4 | teppc | AESO | AESO | Alberta Electric System Operator | BCHA_AESO | Excluded | 1975-01-01 | 2025-12-31 | 2025 | 148 |  |  | ST-Coal | Steam_Coal | Coal | Excluded_Coal
Battle_River_5 | Battle River 5-5 | teppc | AESO | AESO | Alberta Electric System Operator | BCHA_AESO | Excluded | 1981-01-01 | 2027-12-01 | 2027 | 407 |  |  | ST-Coal | Steam_Coal | Coal | Excluded_Coal
BCTSYS_5_PWXDYN | BCTSYS_5_PWXDYN | caiso | BPAT | PGE_Valley | Pacific Gas and Electric Valley | PGE_Valley | CAISO |  | 2050-12-31 | 2050 | 428 |  |  | CAISOImports_None | CAISOImports_None | None | CAISO_Imports
BDGRCK_1_UNITS | BADGER CREEK LIMITED | caiso | PGE_Valley | PGE_Valley | Pacific Gas and Electric Valley | PGE_Valley | CAISO | 1991-04-01 | 2050-12-31 | 2050 | 48.08 |  |  | CT-NatGas-Industrial | CT_NG | CT | CAISO_Peaker1
Beacon_Solar_B | Beacon Solar A¦Beacon Solar¦BCON18G | teppc | CISC | CISC | Southern California Edison | LADWP | LDWP | 2015-06-01 | 2050-12-31 | 2050 | 125 |  |  | SolarPV-Tracking | 1axPV_sun | Solar_1Axis | LDWP_Solar
BearCreekCC_Total | BearCreekCC (Total CC Plant) | teppc | AESO | AESO | Alberta Electric System Operator | BCHA_AESO | Excluded | 2002-12-01 | 2050-12-01 | 2050 | 80 |  |  | CC-AB-Cogen | Cogen_NG | Cogen | Excluded_CHP
BEARDS_7_UNIT_1 | Beardsley Hydro | caiso | PGE_Valley | PGE_Valley | Pacific Gas and Electric Valley | PGE_Valley | CAISO | 1957-01-01 | 2050-12-31 | 2050 | 11.5 |  |  | n/a | Hydro_Standard | Hydro | CAISO_Hydro
BearMountain_BC | Bear Mountain-1_Bear Mountain-1_IPP-BMW | teppc | BCHA | BCHA | British Columbia Transmission Company | BCHA_AESO | Excluded | 2009-10-15 | 2034-10-24 | 2034 | 102.5 |  |  | WT-Onshore | wind_onshorewind | Wind | Excluded_Wind
BEARMT_1_UNIT | Bear Mountain Limited | caiso | PGE_Valley | PGE_Valley | Pacific Gas and Electric Valley | PGE_Valley | CAISO | 1995-04-03 | 2050-12-31 | 2050 | 49.21 |  |  | CT-NatGas-Aero | CT_NG | CT | CAISO_Peaker1
Bearspaw_1 | Bearspaw-1 | teppc | AESO | AESO | Alberta Electric System Operator | BCHA_AESO | Excluded | 1954-01-01 | 2050-12-01 | 2050 | 17 |  |  | Hydro | Hydro_Standard | Hydro | Excluded_Hydro
Beaver8 | Beaver-8 | teppc | PGE | PGE | Portland General Electric Company | PortlandGE | NW | 1999-09-01 | 2050-12-31 | 2050 | 24.5 |  |  | CT-NatGas-Industrial | CT_NG | CT | NW_Peaker
BeaverCC_Total | BeaverCC (Total CC Plant) | teppc | PGE | PGE | Portland General Electric Company | PortlandGE | NW | 1974-08-01 | 2050-12-31 | 2050 | 476.698 |  |  | CCWhole-NatGas-Industrial | CC_NG | CC | NW_CCGT
BEJNLS_5_BV2SCEDYN | Broadview 2 | caiso | AZPS | SCE | Southern California Edison | SCE | CAISO |  | 2050-12-31 | 2050 | 167 |  |  | WIND_WIND | wind_onshorewind | Wind | CAISO_Wind
BEKWJS_5_BV1SCEDYN | Broadview 1 | caiso | AZPS | SCE | Southern California Edison | SCE | CAISO |  | 2050-12-31 | 2050 | 130 |  |  | WIND_WIND | wind_onshorewind | Wind | CAISO_Wind
BELDEN_7_UNIT_1 | BELDEN HYDRO | caiso | PGE_Valley | PGE_Valley | Pacific Gas and Electric Valley | PGE_Valley | CAISO | 1969-01-01 | 2050-12-31 | 2050 | 119 |  |  | n/a | Hydro_Standard | Hydro | CAISO_Hydro
BellevueSolarINV1 | Bellevue Solar Project-INV-1 | teppc | CISC | CISC | Southern California Edison | SCE | CAISO | 2011-10-01 | 2050-12-31 | 2050 | 1.6 |  |  | SolarPV-NonTracking | FixedPV_sun | Solar_Fixed | CAISO_Solar
Belly_River | CHD Belly River-1 | teppc | AESO | AESO | Alberta Electric System Operator | BCHA_AESO | Excluded | 1986-04-15 | 2050-12-01 | 2050 | 2.7 |  |  | Hydro | Hydro_Standard | Hydro | Excluded_Hydro
Ben_French_GT1 | Ben French GT GT1 | teppc | WACM | WACM | Western Area Power Administration, Colorado-Missouri Region | WACM | Excluded | 1977-07-01 | 2050-12-31 | 2050 | 17 |  |  | CT-NatGas-Industrial | CT_NG | CT | Excluded_Peaker
Ben_French_GT2 | Ben French GT GT2 | teppc | WACM | WACM | Western Area Power Administration, Colorado-Missouri Region | WACM | Excluded | 1977-08-01 | 2050-12-31 | 2050 | 17 |  |  | CT-NatGas-Industrial | CT_NG | CT | Excluded_Peaker
Ben_French_GT3 | Ben French GT GT3 | teppc | WACM | WACM | Western Area Power Administration, Colorado-Missouri Region | WACM | Excluded | 1978-06-01 | 2050-12-31 | 2050 | 17 |  |  | CT-NatGas-Industrial | CT_NG | CT | Excluded_Peaker
Ben_French_GT4 | Ben French GT GT4 | teppc | WACM | WACM | Western Area Power Administration, Colorado-Missouri Region | WACM | Excluded | 1979-06-01 | 2050-12-31 | 2050 | 17 |  |  | CT-NatGas-Industrial | CT_NG | CT | Excluded_Peaker
Bend1 | Bend-1 | teppc | PACW | PACW | PacifiCorp – West | PACW | NW | 1912-12-01 | 2050-12-31 | 2050 | 0.2 |  |  | Hydro | Hydro_Standard | Hydro | NW_Hydro
Bend2 | Bend-2 | teppc | CISC | CISC | Southern California Edison | SCE | CAISO | 1915-12-01 | 2050-12-31 | 2050 | 0.35 |  |  | Hydro | Hydro_Standard | Hydro | CAISO_Hydro
Bend3 | Bend-3 | teppc | CISC | CISC | Southern California Edison | SCE | CAISO | 1916-12-01 | 2050-12-31 | 2050 | 0.56 |  |  | Hydro | Hydro_Standard | Hydro | CAISO_Hydro
BennettCreek | Bennett Creek Windfarm LLC-1 | teppc | IPTV | IPTV | Idaho Treasure Valley | IPCO | NW | 2008-06-01 | 2050-12-31 | 2050 | 21 |  |  | WT-Onshore | wind_onshorewind | Wind | NW_Wind
BennettMountain | Bennett Mountain-1 | teppc | IPMV | IPMV | Idaho Magic Valley | IPCO | NW | 2005-04-01 | 2050-12-31 | 2050 | 164 |  |  | CT-NatGas-Aero | CT_NG | CT | NW_Peaker
Benson_Creek_Wind__OR_ |  | teppc | IPMV | IPMV | Idaho Magic Valley | IPCO | NW | 2016-12-31 | 2050-12-31 | 2050 | 40 |  |  | WT-Onshore | wind_onshorewind | Wind | NW_Wind
BEOWAWE | Beowawe Geothermal | teppc | SPPC | SPPC | Nevada Power Company | NEVP | SW | 2011-01-01 | 2050-12-31 | 2050 | 1.7 |  |  | Renewable Thermal | Geothermal_steam | Geothermal | SW_Geothermal
Beowawe_Power_1_2 | Beowawe Power-GEN1 and Beowawe Power-GEN2 | teppc | SPPC | SPPC | Nevada Power Company | NEVP | SW | 1985-12-01 | 2050-12-31 | 2050 | 18.9 |  |  | Geo-BinaryCycle | Geothermal_steam | Geothermal | SW_Geothermal
BGSKYN_2_AS2SR1 |  | caiso | SCE | SCE | Southern California Edison | SCE | CAISO | 2018-12-18 | 2050-12-31 | 2050 | 105 |  |  | PVgeneric_sun | PVgeneric_sun | Solar_Fixed | CAISO_Solar
BHU_13G1 | BHU 13G1 | teppc | BCHA | BCHA | British Columbia Transmission Company | BCHA_AESO | Excluded | 2018-03-30 | 2050-03-30 | 2049 | 12.9 |  |  | hydro | Hydro_Standard | Hydro | Excluded_Hydro
Big_Cliff_1 | Big Cliff-1 | teppc | BPAT | BPAT | Bonneville Power Administration – Transmission | BPAT | NW | 1954-08-01 | 2050-12-31 | 2050 | 18 |  |  | Hydro | Hydro_Standard | Hydro | NW_Hydro
Big_Horn_Wind_1_2 | Big Horn Wind Project-1 | teppc | TPWR | TPWR | Tacoma Power | BPAT | NW | 2006-10-16 | 2050-01-01 | 2049 | 199.5 |  |  | WT-Onshore | wind_onshorewind | Wind | NW_Wind
Big_Pine | Big Pine Hydro 1 | teppc | LDWP | LDWP | Los Angeles Department of Water and Power | LADWP | LDWP | 1925-07-01 | 2050-12-31 | 2050 | 2.4 |  |  | Hydro | Hydro_Standard | Hydro | LDWP_Hydro
Big_Timber_Wind |  | teppc | NWMT | NWMT | NorthWestern Energy | NWMT_WAUW | NW | 1950-01-01 | 2050-12-31 | 2050 | 25 |  |  | WT-Onshore | wind_onshorewind | Wind | NW_Wind
BigBeau_Solar | BigBeau Solar | other | SCE | SCE | Southern California Edison | SCE | CAISO | 2021-12-01 | 2050-12-01 | 2050 | 128 |  |  | Solar PV - Ground mountSolar: Tracking (1 Axis) | 1axPV_sun | 1axPV_sun | CAISO_Solar
BIGCRK_2_EXESWD | BIG CREEK HYDRO PROJECT PSP | caiso | SCE | SCE | Southern California Edison | SCE | CAISO | 1913-01-01 | 2050-12-31 | 2050 | 820 |  |  | n/a | Hydro_Standard | Hydro | CAISO_Hydro
BIGCRK_7_DAM7 | DAM 7 AT BIG CREEK (FISHWATER GEN) | caiso | SCE | SCE | Southern California Edison | SCE | CAISO | 1986-01-01 | 2050-12-31 | 2050 | 0.3 |  |  | n/a | Hydro_Standard | Hydro | CAISO_Hydro
BIGCRK_7_MAMRES | MAMMOTH POOL RESERVOIR (FISHWATER | caiso | SCE | SCE | Southern California Edison | SCE | CAISO |  | 2050-12-31 | 2050 | 1.25 |  |  | n/a | Hydro_Standard | Hydro | CAISO_Small_Hydro
Bighorn_1 | Bighorn-1 | teppc | AESO | AESO | Alberta Electric System Operator | BCHA_AESO | Excluded | 1972-01-01 | 2050-12-01 | 2050 | 60 |  |  | Hydro | Hydro_Standard | Hydro | Excluded_Hydro
Bighorn_2 | Bighorn-2 | teppc | AESO | AESO | Alberta Electric System Operator | BCHA_AESO | Excluded | 1972-01-01 | 2050-12-01 | 2050 | 60 |  |  | Hydro | Hydro_Standard | Hydro | Excluded_Hydro
BigHorn2 | Big Horn Wind II-1 | teppc | TPWR | TPWR | Tacoma Power | BPAT | NW | 2010-10-15 | 2050-12-31 | 2050 | 50 |  |  | WT-Onshore | wind_onshorewind | Wind | NW_Wind
BiglowCanyon1 | Biglow Canyon Wind Farm-1 | teppc | PGE | PGE | Portland General Electric Company | PortlandGE | NW | 2008-01-01 | 2050-12-31 | 2050 | 125.4 |  |  | WT-Onshore | wind_onshorewind | Wind | NW_Wind
BiglowCanyon2 | Biglow Canyon Wind Farm-2 | teppc | PGE | PGE | Portland General Electric Company | PortlandGE | NW | 2009-08-20 | 2050-12-31 | 2050 | 149.5 |  |  | WT-Onshore | wind_onshorewind | Wind | NW_Wind
BiglowCanyon3 | Biglow Canyon Wind Farm-3 | teppc | PGE | PGE | Portland General Electric Company | PortlandGE | NW | 2011-01-01 | 2050-12-31 | 2050 | 174.8 |  |  | WT-Onshore | wind_onshorewind | Wind | NW_Wind
BigSilver1 | Big Silver Hydro Project-1_Big Silver Hydro Project-1_IPPBSV | teppc | BCHA | BCHA | British Columbia Transmission Company | BCHA_AESO | Excluded | 2016-11-01 | 2056-10-31 | 2056 | 11.6 |  |  | Hydro | Hydro_Standard | Hydro | Excluded_Hydro
BigSilver2 | Big Silver Hydro Project-2_Big Silver Hydro Project-2_IPPBSV | teppc | BCHA | BCHA | British Columbia Transmission Company | BCHA_AESO | Excluded | 2016-11-01 | 2056-10-31 | 2056 | 11.6 |  |  | Hydro | Hydro_Standard | Hydro | Excluded_Hydro
BigSilver3 | Big Silver Hydro Project-3_Big Silver Hydro Project-3_IPPBSV | teppc | BCHA | BCHA | British Columbia Transmission Company | BCHA_AESO | Excluded | 2016-11-01 | 2056-10-31 | 2056 | 11.6 |  |  | Hydro | Hydro_Standard | Hydro | Excluded_Hydro
BigSilver4 | Big Silver Hydro Project-4_Big Silver Hydro Project-4_IPPBSV | teppc | BCHA | BCHA | British Columbia Transmission Company | BCHA_AESO | Excluded | 2016-11-01 | 2056-10-31 | 2056 | 5.8 |  |  | Hydro | Hydro_Standard | Hydro | Excluded_Hydro
BIGSKY_2_BSKSR6 | Big Sky Solar 6 | caiso | SCE | SCE | Southern California Edison | SCE | CAISO | 2017-12-08 | 2050-12-31 | 2050 | 20 |  |  | PHOTO VOLTAIC_SUN | PVgeneric_sun | Solar_Fixed | CAISO_Solar
BIGSKY_2_BSKSR7 | Big Sky Solar 7 | caiso | SCE | SCE | Southern California Edison | SCE | CAISO | 2017-12-08 | 2050-12-31 | 2050 | 20 |  |  | PHOTO VOLTAIC_SUN | PVgeneric_sun | Solar_Fixed | CAISO_Solar
BIGSKY_2_BSKSR8 | Big Sky Solar 8 | caiso | SCE | SCE | Southern California Edison | SCE | CAISO | 2017-12-08 | 2050-12-31 | 2050 | 20 |  |  | PHOTO VOLTAIC_SUN | PVgeneric_sun | Solar_Fixed | CAISO_Solar
BIGSKY_2_SOLAR1 | Antelope Big Sky Ranch | caiso | SCE | SCE | Southern California Edison | SCE | CAISO | 2016-08-16 | 2050-12-31 | 2050 | 20 |  |  | n/a | PVgeneric_sun | Solar_Fixed | CAISO_Solar
BIGSKY_2_SOLAR2 | Big Sky Solar 4 | caiso | SCE | SCE | Southern California Edison | SCE | CAISO | 2016-12-03 | 2050-12-31 | 2050 | 40 |  |  | PVgeneric_sun | PVgeneric_sun | Solar_Fixed | CAISO_Solar
BIGSKY_2_SOLAR3 | Big Sky Summer | caiso | SCE | SCE | Southern California Edison | SCE | CAISO | 2020-01-01 | 2050-12-31 | 2050 | 20 |  |  | n/a | PVgeneric_sun | Solar_Fixed | CAISO_Solar
BIGSKY_2_SOLAR4 | Western Antelope Blue Sky Ranch B | caiso | SCE | SCE | Southern California Edison | SCE | CAISO | 2016-12-03 | 2050-12-31 | 2050 | 20 |  |  | PVgeneric_sun | PVgeneric_sun | Solar_Fixed | CAISO_Solar
BIGSKY_2_SOLAR5 | Big Sky Solar 2 | caiso | SCE | SCE | Southern California Edison | SCE | CAISO | 2016-11-30 | 2050-12-31 | 2050 | 5 |  |  | PVgeneric_sun | PVgeneric_sun | Solar_Fixed | CAISO_Solar
BIGSKY_2_SOLAR6 | Solverde 1 | caiso | SCE | SCE | Southern California Edison | SCE | CAISO | 2016-12-17 | 2050-12-31 | 2050 | 85 |  |  | PVgeneric_sun | PVgeneric_sun | Solar_Fixed | CAISO_Solar
BIGSKY_2_SOLAR7 | Big Sky Solar 1 | caiso | SCE | SCE | Southern California Edison | SCE | CAISO | 2016-12-15 | 2050-12-31 | 2050 | 50 |  |  | PVgeneric_sun | PVgeneric_sun | Solar_Fixed | CAISO_Solar
BigSky1 | Big Sky Dairy Digester-GEN1 | teppc | CISC | CISC | Southern California Edison | SCE | CAISO | 2008-12-01 | 2050-12-31 | 2050 | 0.75 |  |  | Bio-ICE | ICE_Biomass | Biomass/Wood | CAISO_Biomass
BigSky2 | Big Sky Dairy Digester-GEN2 | teppc | CISC | CISC | Southern California Edison | SCE | CAISO | 2008-12-01 | 2050-12-31 | 2050 | 0.75 |  |  | Bio-ICE | ICE_Biomass | Biomass/Wood | CAISO_Biomass
BigThompson | Big Thompson 1 | teppc | WACM | WACM | Western Area Power Administration, Colorado-Missouri Region | WACM | Excluded | 1959-04-01 | 2050-12-31 | 2050 | 4.5 |  |  | Hydro | Hydro_Standard | Hydro | Excluded_Hydro
BIOMAS_1_UNIT_1 |  | caiso | PGE_Valley | PGE_Valley | Pacific Gas and Electric Valley | PGE_Valley | CAISO | 1989-08-31 | 2050-12-31 | 2050 | 25.5 |  |  | n/a | ST_Biomass | Biomass/Wood | CAISO_Biomass
BiomassOneGE1 | Biomass One LP-GE | teppc | CISC | CISC | Southern California Edison | SCE | CAISO | 1985-12-01 | 2050-12-31 | 2050 | 14.4 |  |  | Bio-ST | ST_Biomass | Biomass/Wood | CAISO_Biomass
BiomassOneGE2 | Biomass One LP-GE-2 | teppc | PACW | PACW | PacifiCorp – West | PACW | NW | 2009-01-01 | 2050-12-31 | 2050 | 15 |  |  | Bio-ST | ST_Biomass | Biomass/Wood | NW_Biomass
BirchCreek1 | Birch Creek-1 | teppc | CISC | CISC | Southern California Edison | SCE | CAISO | 1984-11-01 | 2050-12-31 | 2050 | 2.6 |  |  | Hydro | Hydro_Standard | Hydro | CAISO_Hydro
Birdsall_1 | George Birdsall 1 | teppc | WACM | WACM | Western Area Power Administration, Colorado-Missouri Region | WACM | Excluded | 1953-08-01 | 2050-12-31 | 2050 | 17.2 |  |  | ST-NatGas | ST_NG | Steam | Excluded_ST
Birdsall_2 | George Birdsall 2 | teppc | WACM | WACM | Western Area Power Administration, Colorado-Missouri Region | WACM | Excluded | 1954-03-01 | 2050-12-31 | 2050 | 17.2 |  |  | ST-NatGas | ST_NG | Steam | Excluded_ST
Birdsall_3 | George Birdsall 3 | teppc | WACM | WACM | Western Area Power Administration, Colorado-Missouri Region | WACM | Excluded | 1957-03-01 | 2050-12-31 | 2050 | 24.6 |  |  | ST-NatGas | ST_NG | Steam | Excluded_ST
BISHOP_1_ALAMO | BISHOP CREEK PLANT 2 AND 6 | caiso | SCE | SCE | Southern California Edison | SCE | CAISO | 1908-01-01 | 2050-12-31 | 2050 | 13.4 |  |  | n/a | Hydro_Standard | Hydro | CAISO_Small_Hydro
BISHOP_1_UNITS | BISHOP CREEK PLANT 3 AND 4 | caiso | SCE | SCE | Southern California Edison | SCE | CAISO | 1905-01-01 | 2050-12-31 | 2050 | 15.8 |  |  | n/a | Hydro_Standard | Hydro | CAISO_Small_Hydro
BishopCreek2_2 | Bishop Creek 2-2 | teppc | CISC | CISC | Southern California Edison | SCE | CAISO | 1908-01-01 | 2050-12-31 | 2050 | 2.65 |  |  | HydroRPS | Hydro_Standard | Hydro | CAISO_Hydro
BishopCreek2_3 | Bishop Creek 2-3 | teppc | CISC | CISC | Southern California Edison | SCE | CAISO | 1908-01-01 | 2050-12-31 | 2050 | 2.43 |  |  | HydroRPS | Hydro_Standard | Hydro | CAISO_Hydro
BishopCreek3_2 | Bishop Creek 3-2 | teppc | CISC | CISC | Southern California Edison | SCE | CAISO | 1905-01-01 | 2050-12-31 | 2050 | 2.37 |  |  | HydroRPS | Hydro_Standard | Hydro | CAISO_Hydro
BishopCreek3_3 | Bishop Creek 3-3 | teppc | CISC | CISC | Southern California Edison | SCE | CAISO | 1905-01-01 | 2050-12-31 | 2050 | 2.79 |  |  | HydroRPS | Hydro_Standard | Hydro | CAISO_Hydro
BishopCreek4_1 | Bishop Creek 4-1 | teppc | CISC | CISC | Southern California Edison | SCE | CAISO | 1905-01-01 | 2050-12-31 | 2050 | 1.03 |  |  | HydroRPS | Hydro_Standard | Hydro | CAISO_Hydro
BishopCreek4_2 | Bishop Creek 4-2 | teppc | CISC | CISC | Southern California Edison | SCE | CAISO | 1905-01-01 | 2050-12-31 | 2050 | 1.03 |  |  | HydroRPS | Hydro_Standard | Hydro | CAISO_Hydro
BishopCreek4_3 | Bishop Creek 4-3 | teppc | CISC | CISC | Southern California Edison | SCE | CAISO | 1905-01-01 | 2050-12-31 | 2050 | 1.96 |  |  | HydroRPS | Hydro_Standard | Hydro | CAISO_Hydro
BishopCreek4_4 | Bishop Creek 4-4 | teppc | CISC | CISC | Southern California Edison | SCE | CAISO | 1905-01-01 | 2050-12-31 | 2050 | 1.96 |  |  | HydroRPS | Hydro_Standard | Hydro | CAISO_Hydro
BishopCreek4_5 | Bishop Creek 4-5 | teppc | CISC | CISC | Southern California Edison | SCE | CAISO | 1905-01-01 | 2050-12-31 | 2050 | 1.96 |  |  | HydroRPS | Hydro_Standard | Hydro | CAISO_Hydro
BishopCreek5_1 | Bishop Creek 5-1 | teppc | CISC | CISC | Southern California Edison | SCE | CAISO | 1908-01-01 | 2050-12-31 | 2050 | 2.12 |  |  | HydroRPS | Hydro_Standard | Hydro | CAISO_Hydro
BishopCreek5_2 | Bishop Creek 5-2 | teppc | CISC | CISC | Southern California Edison | SCE | CAISO | 1908-01-01 | 2050-12-31 | 2050 | 2.65 |  |  | HydroRPS | Hydro_Standard | Hydro | CAISO_Hydro
BishopCreek6_1 | Bishop Creek 6-1 | teppc | CISC | CISC | Southern California Edison | SCE | CAISO | 1908-01-01 | 2050-12-31 | 2050 | 1.69 |  |  | HydroRPS | Hydro_Standard | Hydro | CAISO_Hydro
BKRFLD_2_SOLAR1 | Bakersfield 111 | caiso | PGE_Valley | PGE_Valley | Pacific Gas and Electric Valley | PGE_Valley | CAISO | 2015-07-28 | 2050-12-31 | 2050 | 1.38 |  |  | n/a | PVgeneric_sun | Solar_Fixed | CAISO_Solar
BLACK_7_UNIT_1 | JAMES B. BLACK 1 | caiso | PGE_Valley | PGE_Valley | Pacific Gas and Electric Valley | PGE_Valley | CAISO | 1966-01-01 | 2050-12-31 | 2050 | 85 |  |  | n/a | Hydro_Standard | Hydro | CAISO_Hydro
BLACK_7_UNIT_2 | JAMES B. BLACK 2 | caiso | PGE_Valley | PGE_Valley | Pacific Gas and Electric Valley | PGE_Valley | CAISO | 1965-01-01 | 2050-12-31 | 2050 | 84.1 |  |  | n/a | Hydro_Standard | Hydro | CAISO_Hydro
Black_Mountain_1 | Black Mountain Generating Station 1 | teppc | TEPC | TEPC | Tucson Electric Power Company | TEPC | SW | 2008-06-01 | 2050-12-31 | 2050 | 45.01 |  |  | CT-NatGas-Aero | CT_NG | CT | SW_Peaker
Black_Mountain_2 | Black Mountain Generating Station 2 | teppc | TEPC | TEPC | Tucson Electric Power Company | TEPC | SW | 2008-06-01 | 2050-12-31 | 2050 | 45.01 |  |  | CT-NatGas-Aero | CT_NG | CT | SW_Peaker
BlackCanyon1 | Black Canyon-1 | teppc | IPTV | IPTV | Idaho Treasure Valley | IPCO | NW | 1925-12-01 | 2050-12-31 | 2050 | 6 |  |  | Hydro | Hydro_Standard | Hydro | NW_Hydro
BlackCanyon2 | Black Canyon-2 | teppc | IPTV | IPTV | Idaho Treasure Valley | IPCO | NW | 1925-12-01 | 2050-12-31 | 2050 | 6 |  |  | Hydro | Hydro_Standard | Hydro | NW_Hydro
BlackCanyon3 | Black Canyon-3 | teppc | CISC | CISC | Southern California Edison | SCE | CAISO | 2016-08-01 | 2050-12-31 | 2050 | 12.5 |  |  | Hydro | Hydro_Standard | Hydro | CAISO_Hydro
BlackCanyon3MV | Black Canyon #3-1 | teppc | CISC | CISC | Southern California Edison | SCE | CAISO | 1984-04-16 | 2030-04-15 | 2029 | 0.14 |  |  | Hydro | Hydro_Standard | Hydro | CAISO_Hydro
BlackCreek | Black Creek-GEN1 | teppc | PNM | PNM | Public Service Company of New Mexico | PNM_EPE | SW | 1994-02-01 | 2050-12-31 | 2050 | 3.7 |  |  | Hydro | Hydro_Standard | Hydro | SW_Hydro
BlackEagle1 | Black Eagle-BLA1 | teppc | NWMT | NWMT | NorthWestern Energy | NWMT_WAUW | NW | 1927-09-01 | 2050-12-31 | 2050 | 7.8 |  |  | Hydro | Hydro_Standard | Hydro | NW_Hydro
BlackEagle2 | Black Eagle-BLA2 | teppc | NWMT | NWMT | NorthWestern Energy | NWMT_WAUW | NW | 1927-09-01 | 2050-12-31 | 2050 | 7.8 |  |  | Hydro | Hydro_Standard | Hydro | NW_Hydro
BlackEagle3 | Black Eagle-BLA3 | teppc | NWMT | NWMT | NorthWestern Energy | NWMT_WAUW | NW | 1927-09-01 | 2050-12-31 | 2050 | 8.4 |  |  | Hydro | Hydro_Standard | Hydro | NW_Hydro
BlackspringRidge | Blackspring Ridge Wind-1 | teppc | AESO | AESO | Alberta Electric System Operator | BCHA_AESO | Excluded | 2014-03-31 | 2050-12-31 | 2050 | 300 |  |  | WT-Onshore | wind_onshorewind | Wind | Excluded_Wind
Blackwater_DCI | Blackwater DC Intertie (Fictional Resource)-1 | teppc | PNM | PNM | Public Service Company of New Mexico | PNM_EPE | SW | 2006-01-01 | 2050-12-31 | 2050 | 200 |  |  | DC-Intertie | Intertie_NOTGEN | None | SW_Imports
BLAST_1_WIND | Mountain View IV Wind | caiso | SCE | SCE | Southern California Edison | SCE | CAISO | 2012-02-23 | 2050-12-31 | 2050 | 49 |  |  | n/a | wind_onshorewind | Wind | CAISO_Wind
BLCKBT_2_STONEY | BLACK BUTTE HYDRO | caiso | PGE_Valley | PGE_Valley | Pacific Gas and Electric Valley | PGE_Valley | CAISO | 1988-01-01 | 2050-12-31 | 2050 | 6.2 |  |  | n/a | Hydro_Standard | Hydro | CAISO_Small_Hydro
BLCKWL_6_SOLAR1 |  | caiso | PGE_Valley | PGE_Valley | Pacific Gas and Electric Valley | PGE_Valley | CAISO | 2015-04-16 | 2050-12-31 | 2050 | 12 |  |  | n/a | PVgeneric_sun | Solar_Fixed | CAISO_Solar
BlindCanyon | Blind Canyon Hydro-1 | teppc | IPMV | IPMV | Idaho Magic Valley | IPCO | NW | 1994-12-14 | 2050-12-31 | 2050 | 10 |  |  | Hydro | Hydro_Standard | Hydro | NW_Hydro
Bliss1 | Bliss-1 | teppc | IPMV | IPMV | Idaho Magic Valley | IPCO | NW | 1949-11-01 | 2050-12-31 | 2050 | 25 |  |  | Hydro | Hydro_Standard | Hydro | NW_Hydro
Bliss2 | Bliss-2 | teppc | IPMV | IPMV | Idaho Magic Valley | IPCO | NW | 1950-01-01 | 2050-12-31 | 2050 | 25 |  |  | Hydro | Hydro_Standard | Hydro | NW_Hydro
Bliss3 | Bliss-3 | teppc | IPMV | IPMV | Idaho Magic Valley | IPCO | NW | 1950-03-01 | 2050-12-31 | 2050 | 25 |  |  | Hydro | Hydro_Standard | Hydro | NW_Hydro
BLKCRK_2_SOLAR1 | McCoy Station | caiso | SCE | SCE | Southern California Edison | SCE | CAISO | 2016-06-14 | 2050-12-31 | 2050 | 250 |  |  | n/a | PVgeneric_sun | Solar_Fixed | CAISO_Solar
BLM_2_UNITS | BLM EAST Facility | caiso | SCE | SCE | Southern California Edison | SCE | CAISO | 1988-12-05 | 2050-12-31 | 2050 | 72 |  |  | n/a | Geothermal_steam | Geothermal | CAISO_Geothermal
BloomingtonPwr1 | Bloomington Power Plant-1 | teppc | PAUT | PAUT | Utah, PACE Utility | PACE | NW | 1999-03-01 | 2050-12-31 | 2050 | 7 |  |  | ICE-OilDistillate | ICE_Oil | ICE | NW_Peaker
BloomingtonPwr2 | Bloomington Power Plant-2 | teppc | IPFE | IPFE | Idaho Far East | IPCO | NW | 1999-03-01 | 2050-12-31 | 2050 | 1.7 |  |  | ICE-OilDistillate | ICE_Oil | ICE | NW_Peaker
BloomingtonPwr3 | Bloomington Power Plant-3 | teppc | IPFE | IPFE | Idaho Far East | IPCO | NW | 1999-03-01 | 2050-12-31 | 2050 | 1.7 |  |  | ICE-OilDistillate | ICE_Oil | ICE | NW_Peaker
BloomingtonPwr4 | Bloomington Power Plant-4 | teppc | PAUT | PAUT | Utah, PACE Utility | PACE | NW | 1999-03-01 | 2050-12-31 | 2050 | 7 |  |  | ICE-OilDistillate | ICE_Oil | ICE | NW_Peaker
BloomingtonPwr5 | Bloomington Power Plant-5 | teppc | IPFE | IPFE | Idaho Far East | IPCO | NW | 1999-03-01 | 2050-12-31 | 2050 | 1.7 |  |  | ICE-OilDistillate | ICE_Oil | ICE | NW_Peaker
BloomingtonPwr6 | Bloomington Power Plant-6 | teppc | IPFE | IPFE | Idaho Far East | IPCO | NW | 1999-03-01 | 2050-12-31 | 2050 | 1.7 |  |  | ICE-OilDistillate | ICE_Oil | ICE | NW_Peaker
Blue_Mesa_1 | Blue Mesa 1 | teppc | WACM | WACM | Western Area Power Administration, Colorado-Missouri Region | WACM | Excluded | 1967-09-01 | 2050-12-31 | 2050 | 44 |  |  | Hydro | Hydro_Standard | Hydro | Excluded_Hydro
Blue_Mesa_2 | Blue Mesa 2 | teppc | WACM | WACM | Western Area Power Administration, Colorado-Missouri Region | WACM | Excluded | 1967-11-01 | 2050-12-31 | 2050 | 44 |  |  | Hydro | Hydro_Standard | Hydro | Excluded_Hydro
Blue_Mountain_Electric_Company | Blue Mountain Electric Company | rps | PGE_Valley | PGE_Valley | Pacific Gas and Electric Valley | PGE_Valley | CAISO | 2021-12-31 | 2050-12-31 | 2050 | 3 |  |  | Biomassnan | ST_Biomass | Biomass/Wood | CAISO_Biomass
Blue_Spruce_1 | Blue Spruce Energy Center CT01 | teppc | PSCO | PSCO | Public Service Company of Colorado | PSCO | Excluded | 2003-04-01 | 2050-12-31 | 2050 | 146 |  |  | CT-NatGas-Industrial | CT_NG | CT | Excluded_Peaker
Blue_Spruce_2 | Blue Spruce Energy Center CT02 | teppc | PSCO | PSCO | Public Service Company of Colorado | PSCO | Excluded | 2003-04-01 | 2050-12-31 | 2050 | 146 |  |  | CT-NatGas-Industrial | CT_NG | CT | Excluded_Peaker
Bluffview_1CC | BluffviewCC (Total CC Plant) | teppc | WALC | WALC | Western Area Power Administration, Lower Colorado Region | WALC | SW | 2005-04-01 | 2050-12-31 | 2050 | 58 |  |  | CCWhole-NatGas-Aero | CC_NG | CC | SW_CCGT
Bluffview_2_3 | Bluffview 2-3 (Mothballed as of 2016) | teppc | PNM | PNM | Public Service Company of New Mexico | PNM_EPE | SW | 1950-01-01 | 2050-12-31 | 2050 | 67.2 |  |  | CCWhole-NatGas-Aero | CC_NG | CC | SW_CCGT
Bluffview_2_4 | Bluffview 2-4 (Mothballed as of 2016) | teppc | PNM | PNM | Public Service Company of New Mexico | PNM_EPE | SW | 1950-01-01 | 2050-12-31 | 2050 | 32.5 |  |  | CCWhole-NatGas-Aero | CC_NG | CC | SW_CCGT
BLULKE_6_BLUELK | Blue Lake Power | caiso | PGE_Bay | PGE_Bay | Pacific Gas and Electric Bay | PGE_Bay | CAISO | 2010-04-30 | 2050-12-31 | 2050 | 12 |  |  | STEAM_BIOMASS | ST_Biomass | Biomass/Wood | CAISO_Biomass
Blundell1 | Blundell-1 | teppc | PAUT | PAUT | Utah, PACE Utility | PACE | NW | 1984-07-01 | 2050-12-31 | 2050 | 26.095 |  |  | Geo-BinaryCycle | Geothermal_steam | Geothermal | NW_Geothermal
Blundell2 | Blundell-2 | teppc | PAUT | PAUT | Utah, PACE Utility | PACE | NW | 2007-12-01 | 2050-12-31 | 2050 | 12 |  |  | Geo-BinaryCycle | Geothermal_steam | Geothermal | NW_Geothermal
BLYTHE_1_SOLAR1 | Blythe Solar 1 Project | caiso | SCE | SCE | Southern California Edison | SCE | CAISO | 2009-12-18 | 2050-12-31 | 2050 | 21 |  |  | n/a | PVgeneric_sun | Solar_Fixed | CAISO_Solar
BLYTHE_1_SOLAR2 | Blythe Green 1 | caiso | SCE | SCE | Southern California Edison | SCE | CAISO | 2017-04-05 | 2050-12-31 | 2050 | 20 |  |  | PVgeneric_sun | PVgeneric_sun | Solar_Fixed | CAISO_Solar
BNNIEN_7_ALTAPH | ALTA POWER HOUSE | caiso | PGE_Valley | PGE_Valley | Pacific Gas and Electric Valley | PGE_Valley | CAISO | 1902-01-01 | 2050-12-31 | 2050 | 1 |  |  | n/a | Hydro_Standard | Hydro | CAISO_Small_Hydro
Boardman | Boardman-1 | teppc | BPAT | BPAT | Bonneville Power Administration – Transmission | BPAT | NW | 1980-08-01 | 2020-12-31 | 2020 | 585 |  |  | ST-Coal | Steam_Coal | Coal | NW_Coal
BOGUE_1_UNITA1 | Feather River Energy Center, Unit #1 | caiso | PGE_Valley | PGE_Valley | Pacific Gas and Electric Valley | PGE_Valley | CAISO | 2002-12-23 | 2050-12-31 | 2050 | 47.6 |  |  | CT-NatGas-Aero | CT_NG | CT | CAISO_Peaker2
Boise_City_Solar |  | teppc | IPTV | IPTV | Idaho Treasure Valley | IPCO | NW | 2016-12-31 | 2050-12-31 | 2050 | 140 |  |  | SolarPV-Tracking | 1axPV_sun | Solar_1Axis | NW_Solar
BoiseRDiversion1A | Boise R Diversion-1A | teppc | IPFE | IPFE | Idaho Far East | IPCO | NW | 2004-06-01 | 2050-12-31 | 2050 | 1.1 |  |  | Hydro | Hydro_Standard | Hydro | NW_Hydro
BoiseRDiversion2A | Boise R Diversion-2A | teppc | IPFE | IPFE | Idaho Far East | IPCO | NW | 2004-06-01 | 2050-12-31 | 2050 | 1.1 |  |  | Hydro | Hydro_Standard | Hydro | NW_Hydro
BoiseRDiversion3A | Boise R Diversion-3A | teppc | IPFE | IPFE | Idaho Far East | IPCO | NW | 2004-06-01 | 2050-12-31 | 2050 | 1.1 |  |  | Hydro | Hydro_Standard | Hydro | NW_Hydro
Bonanza | Bonanza-1 | teppc | PAUT | PAUT | Utah, PACE Utility | PACE | NW | 1986-05-01 | 2050-12-31 | 2050 | 458 |  |  | ST-Coal | Steam_Coal | Coal | NW_Coal
BoneCreek1 | Bone Creek Hydro-1_Bone Creek Hydro-1_IPP-BNC | teppc | BCHA | BCHA | British Columbia Transmission Company | BCHA_AESO | Excluded | 2011-05-15 | 2031-05-14 | 2030 | 9.83 |  |  | Hydro | Hydro_Standard | Hydro | Excluded_Hydro
BoneCreek2 | Bone Creek Hydro-2_Bone Creek Hydro-2_IPP-BNC | teppc | BCHA | BCHA | British Columbia Transmission Company | BCHA_AESO | Excluded | 2011-05-15 | 2031-05-14 | 2030 | 9.83 |  |  | Hydro | Hydro_Standard | Hydro | Excluded_Hydro
Bonneville | Bonneville | teppc | BPAT | BPAT | Bonneville Power Administration – Transmission | BPAT | NW | 1938-07-01 | 2050-12-31 | 2050 | 1154 |  |  | Hydro | Hydro_Standard | Hydro | NW_Hydro
Bonnybrook | Bonnybrook Energy Centre-1 | teppc | BCHA | BCHA | British Columbia Transmission Company | BCHA_AESO | Excluded | 2016-06-01 | 2050-12-31 | 2050 | 165 |  |  | CT-NatGas-Industrial | CT_NG | CT | Excluded_Peaker
BORDER_6_UNITA1 | CalPeak Power Border Unit 1 | caiso | SDGE | SDGE | San Diego Gas and Electric | SDGE | CAISO | 2001-10-26 | 2050-12-31 | 2050 | 51.25 |  |  | CT-NatGas-Industrial | CT_NG | CT | CAISO_Peaker2
Borel2 | Borel-2 | teppc | CISC | CISC | Southern California Edison | SCE | CAISO | 1904-01-01 | 2050-12-31 | 2050 | 2.75 |  |  | Hydro | Hydro_Standard | Hydro | CAISO_Hydro
Borel3 | Borel-3 | teppc | CISC | CISC | Southern California Edison | SCE | CAISO | 1904-01-01 | 2050-12-31 | 2050 | 5.5 |  |  | Hydro | Hydro_Standard | Hydro | CAISO_Hydro
BostonBar1 | Boston Bar Hydro (Scuzzy Creek)-1_Boston Bar Hydro (Scuzzy Creek)-1_IPP-BBH | teppc | BCHA | BCHA | British Columbia Transmission Company | BCHA_AESO | Excluded | 1994-08-01 | 2033-03-31 | 2032 | 3 |  |  | Hydro | Hydro_Standard | Hydro | Excluded_Hydro
BostonBar2 | Boston Bar Hydro (Scuzzy Creek)-2_Boston Bar Hydro (Scuzzy Creek)-2_IPP-BBH | teppc | BCHA | BCHA | British Columbia Transmission Company | BCHA_AESO | Excluded | 1994-08-01 | 2033-03-31 | 2032 | 3 |  |  | Hydro | Hydro_Standard | Hydro | Excluded_Hydro
Boswell_Wind |  | teppc | PAWY | PAWY | Wyoming, PACE Utility | PACE | NW | 1950-01-01 | 2050-12-31 | 2050 | 334.5 |  |  | WT-Onshore | wind_onshorewind | Wind | NW_Wind
BOULDER2PV_G | Boulder Solar PV | teppc | NEVP | NEVP | Nevada Power Company | NEVP | SW | 2017-01-01 | 2050-12-31 | 2050 | 50 |  |  | SolarPV-NonTracking | FixedPV_sun | Solar_Fixed | SW_Solar
BoulderCreek1 | Boulder Creek Hydro Project-1_Boulder Creek Hydro Project-1_IPP-BLF | teppc | BCHA | BCHA | British Columbia Transmission Company | BCHA_AESO | Excluded | 2015-08-01 | 2055-07-31 | 2054 | 7.67 |  |  | Hydro | Hydro_Standard | Hydro | Excluded_Hydro
BoulderCreek2 | Boulder Creek Hydro Project-2_Boulder Creek Hydro Project-2_IPP-BLF | teppc | BCHA | BCHA | British Columbia Transmission Company | BCHA_AESO | Excluded | 2015-08-01 | 2055-07-31 | 2054 | 7.67 |  |  | Hydro | Hydro_Standard | Hydro | Excluded_Hydro
BoulderCreek3 | Boulder Creek Hydro Project-3_Boulder Creek Hydro Project-3_IPP-BLF | teppc | PSCO | PSCO | Public Service Company of Colorado | PSCO | Excluded | 2015-08-01 | 2055-07-31 | 2054 | 7.67 |  |  | Hydro | Hydro_Standard | Hydro | Excluded_Hydro
BoulderPark1 | Boulder Park-1 | teppc | AVA | AVA | Avista Corp. | BPAT | NW | 2002-08-01 | 2050-12-31 | 2050 | 4.1 |  |  | ICE-NatGas | ICE_NG | ICE | NW_Peaker
BoulderPark2 | Boulder Park-2 | teppc | AVA | AVA | Avista Corp. | BPAT | NW | 2002-08-01 | 2050-12-31 | 2050 | 4.1 |  |  | ICE-NatGas | ICE_NG | ICE | NW_Peaker
BoulderPark3 | Boulder Park-3 | teppc | AVA | AVA | Avista Corp. | BPAT | NW | 2002-08-01 | 2050-12-31 | 2050 | 4.1 |  |  | ICE-NatGas | ICE_NG | ICE | NW_Peaker
BoulderPark4 | Boulder Park-4 | teppc | AVA | AVA | Avista Corp. | BPAT | NW | 2002-08-01 | 2050-12-31 | 2050 | 4.1 |  |  | ICE-NatGas | ICE_NG | ICE | NW_Peaker
BoulderPark5 | Boulder Park-5 | teppc | AVA | AVA | Avista Corp. | BPAT | NW | 2002-08-01 | 2050-12-31 | 2050 | 4.1 |  |  | ICE-NatGas | ICE_NG | ICE | NW_Peaker
BoulderPark6 | Boulder Park-6 | teppc | AVA | AVA | Avista Corp. | BPAT | NW | 2002-08-01 | 2050-12-31 | 2050 | 4.1 |  |  | ICE-NatGas | ICE_NG | ICE | NW_Peaker
Boundary51 | Boundary-51 | teppc | SCL | SCL | Seattle Department of Lighting | BPAT | NW | 1967-10-01 | 2050-12-31 | 2050 | 158.4 |  |  | Hydro | Hydro_Standard | Hydro | NW_Hydro
Boundary52 | Boundary-52 | teppc | SCL | SCL | Seattle Department of Lighting | BPAT | NW | 1967-08-01 | 2050-12-31 | 2050 | 161.5 |  |  | Hydro | Hydro_Standard | Hydro | NW_Hydro
Boundary53 | Boundary-53 | teppc | SCL | SCL | Seattle Department of Lighting | BPAT | NW | 1967-09-01 | 2050-12-31 | 2050 | 158.4 |  |  | Hydro | Hydro_Standard | Hydro | NW_Hydro
Boundary54 | Boundary-54 | teppc | SCL | SCL | Seattle Department of Lighting | BPAT | NW | 1967-08-01 | 2050-12-31 | 2050 | 161.5 |  |  | Hydro | Hydro_Standard | Hydro | NW_Hydro
Boundary55 | Boundary-55 | teppc | SCL | SCL | Seattle Department of Lighting | BPAT | NW | 1985-11-01 | 2050-12-31 | 2050 | 200 |  |  | Hydro | Hydro_Standard | Hydro | NW_Hydro
Boundary56 | Boundary-56 | teppc | SCL | SCL | Seattle Department of Lighting | BPAT | NW | 1986-05-01 | 2050-12-31 | 2050 | 200 |  |  | Hydro | Hydro_Standard | Hydro | NW_Hydro
BountifulCity1A | Bountiful City-1A_BNTF-GEN_BOUNTIFUL POWER-2-1 | teppc | PAUT | PAUT | Utah, PACE Utility | PACE | NW | 2001-08-01 | 2050-12-31 | 2050 | 5.2 |  |  | CT-NatGas-Aero | CT_NG | CT | NW_Peaker
BountifulCity8 | Bountiful City-IC8_BNTF-GEN_BOUNTIFUL POWER-1-1 | teppc | PAUT | PAUT | Utah, PACE Utility | PACE | NW | 1986-10-01 | 2050-12-31 | 2050 | 7 |  |  | ICE-NatGas | ICE_NG | ICE | NW_Peaker
BOWMN_6_HYDRO | NID Hydro Bowman Powerhouse | caiso | PGE_Valley | PGE_Valley | Pacific Gas and Electric Valley | PGE_Valley | CAISO | 1986-09-01 | 2050-12-31 | 2050 | 3.6 |  |  | Hydro_Standard | Hydro_Standard | Hydro | CAISO_Small_Hydro
BowMontCapital | BowMont Capital-1 | teppc | BCHA | BCHA | British Columbia Transmission Company | BCHA_AESO | Excluded | 2014-01-15 | 2050-12-31 | 2050 | 200 |  |  | CT-NatGas-Industrial | CT_NG | CT | Excluded_Peaker
BoxCanyonAVA1 | Box Canyon-1 | teppc | AVA | AVA | Avista Corp. | BPAT | NW | 1955-06-01 | 2050-12-31 | 2050 | 22.5 |  |  | Hydro | Hydro_Standard | Hydro | NW_Hydro
BoxCanyonAVA2 | Box Canyon-2 | teppc | AVA | AVA | Avista Corp. | BPAT | NW | 1955-07-01 | 2050-12-31 | 2050 | 22.5 |  |  | Hydro | Hydro_Standard | Hydro | NW_Hydro
BoxCanyonAVA3 | Box Canyon-3 | teppc | AVA | AVA | Avista Corp. | BPAT | NW | 1955-08-01 | 2050-12-31 | 2050 | 22.5 |  |  | Hydro | Hydro_Standard | Hydro | NW_Hydro
BoxCanyonAVA4 | Box Canyon-4 | teppc | AVA | AVA | Avista Corp. | BPAT | NW | 1955-08-01 | 2050-12-31 | 2050 | 17.25 |  |  | Hydro | Hydro_Standard | Hydro | NW_Hydro
BoxCanyonBC | Box Canyon-BC1_Box Canyon-1_IPP-BOX | teppc | BCHA | BCHA | British Columbia Transmission Company | BCHA_AESO | Excluded | 2015-11-01 | 2055-10-31 | 2055 | 14.7 |  |  | Hydro | Hydro_Standard | Hydro | Excluded_Hydro
BoxCanyonID | Box Canyon-ID1 | teppc | IPFE | IPFE | Idaho Far East | IPCO | NW | 1984-02-11 | 2030-04-15 | 2029 | 0.56 |  |  | Hydro | Hydro_Standard | Hydro | NW_Hydro
Boysen1 | Boysen 1 | teppc | WACM | WACM | Western Area Power Administration, Colorado-Missouri Region | WACM | Excluded | 1952-08-01 | 2050-12-31 | 2050 | 7.5 |  |  | Hydro | Hydro_Standard | Hydro | Excluded_Hydro
Boysen2 | Boysen 2 | teppc | WACM | WACM | Western Area Power Administration, Colorado-Missouri Region | WACM | Excluded | 1952-08-01 | 2050-12-31 | 2050 | 7.5 |  |  | Hydro | Hydro_Standard | Hydro | Excluded_Hydro
Brady_Hot_Springs_1 | Brady Power Project TG-1¦Brady Hot Springs 1¦Nightingale 1 | teppc | SPPC | SPPC | Nevada Power Company | NEVP | SW | 1992-06-01 | 2050-12-31 | 2050 | 8 |  |  | Geo-BinaryCycle | Geothermal_steam | Geothermal | SW_Geothermal
Brady_Hot_Springs_2 | Brady Power Project TG-2¦Brady Hot Springs 2¦Nightingale 2 | teppc | SPPC | SPPC | Nevada Power Company | NEVP | SW | 1992-06-01 | 2050-12-31 | 2050 | 8 |  |  | Geo-BinaryCycle | Geothermal_steam | Geothermal | SW_Geothermal
Brady_Hot_Springs_3 | Brady Power Project TG-3¦Brady Hot Springs 3¦Nightingale 3 | teppc | SPPC | SPPC | Nevada Power Company | NEVP | SW | 1992-06-01 | 2050-12-31 | 2050 | 8 |  |  | Geo-BinaryCycle | Geothermal_steam | Geothermal | SW_Geothermal
Brandywine1 | Brandywine-1_Brandywine-1_IPP-BDW | teppc | BCHA | BCHA | British Columbia Transmission Company | BCHA_AESO | Excluded | 2003-10-01 | 2033-03-31 | 2032 | 3.8 |  |  | Hydro | Hydro_Standard | Hydro | Excluded_Hydro
Brandywine2 | Brandywine-2_Brandywine-2_IPP-BDW | teppc | BCHA | BCHA | British Columbia Transmission Company | BCHA_AESO | Excluded | 2003-10-01 | 2033-03-31 | 2032 | 3.8 |  |  | Hydro | Hydro_Standard | Hydro | Excluded_Hydro
BrazeauHydro1 | BRAZEAUHYDRO1-1 | teppc | AESO | AESO | Alberta Electric System Operator | BCHA_AESO | Excluded | 1966-01-01 | 2050-12-01 | 2050 | 162 |  |  | Hydro | Hydro_Standard | Hydro | Excluded_Hydro
BrazeauHydro2 | BRAZEAUHYDRO2-2 | teppc | AESO | AESO | Alberta Electric System Operator | BCHA_AESO | Excluded | 1966-01-01 | 2050-12-01 | 2050 | 200 |  |  | Hydro | Hydro_Standard | Hydro | Excluded_Hydro
BRDGVL_7_BAKER | Baker Station Hydro | caiso | PGE_Bay | PGE_Bay | Pacific Gas and Electric Bay | PGE_Bay | CAISO | 1987-12-10 | 2050-12-31 | 2050 | 1.49 |  |  | n/a | Hydro_Standard | Hydro | CAISO_Small_Hydro
BRDSLD_2_HIWIND | High Winds Energy Center | caiso | PGE_Bay | PGE_Bay | Pacific Gas and Electric Bay | PGE_Bay | CAISO | 2003-12-23 | 2050-12-31 | 2050 | 162 |  |  | n/a | wind_onshorewind | Wind | CAISO_Wind
BRDSLD_2_MTZUM2 | NextEra Energy Montezuma Wind II | caiso | PGE_Bay | PGE_Bay | Pacific Gas and Electric Bay | PGE_Bay | CAISO | 2012-02-01 | 2050-12-31 | 2050 | 78.2 |  |  | n/a | wind_onshorewind | Wind | CAISO_Wind
BRDSLD_2_MTZUMA | FPL Energy Montezuma Wind | caiso | PGE_Bay | PGE_Bay | Pacific Gas and Electric Bay | PGE_Bay | CAISO | 2011-01-25 | 2050-12-31 | 2050 | 36.8 |  |  | n/a | wind_onshorewind | Wind | CAISO_Wind
BRDSLD_2_SHILO1 | Shiloh I Wind Project | caiso | PGE_Bay | PGE_Bay | Pacific Gas and Electric Bay | PGE_Bay | CAISO | 2006-03-30 | 2050-12-31 | 2050 | 150 |  |  | n/a | wind_onshorewind | Wind | CAISO_Wind
BRDSLD_2_SHILO2 | SHILOH WIND PROJECT 2 | caiso | PGE_Bay | PGE_Bay | Pacific Gas and Electric Bay | PGE_Bay | CAISO | 2009-01-27 | 2050-12-31 | 2050 | 150 |  |  | n/a | wind_onshorewind | Wind | CAISO_Wind
BRDSLD_2_SHLO3A | Shiloh III Wind Project, LLC | caiso | PGE_Bay | PGE_Bay | Pacific Gas and Electric Bay | PGE_Bay | CAISO | 2011-12-22 | 2050-12-31 | 2050 | 102.5 |  |  | n/a | wind_onshorewind | Wind | CAISO_Wind
BRDSLD_2_SHLO3B | Shiloh IV Wind Project | caiso | PGE_Bay | PGE_Bay | Pacific Gas and Electric Bay | PGE_Bay | CAISO | 2012-12-07 | 2050-12-31 | 2050 | 100 |  |  | n/a | wind_onshorewind | Wind | CAISO_Wind
BREGGO_6_DEGRSL | Desert Green Solar Farm | caiso | SDGE | SDGE | San Diego Gas and Electric | SDGE | CAISO | 2014-11-26 | 2050-12-31 | 2050 | 6.3 |  |  | n/a | PVgeneric_sun | Solar_Fixed | CAISO_Solar
BREGGO_6_SOLAR | NRG Borrego Solar One | caiso | SDGE | SDGE | San Diego Gas and Electric | SDGE | CAISO | 2013-02-12 | 2050-12-31 | 2050 | 26 |  |  | n/a | PVgeneric_sun | Solar_Fixed | CAISO_Solar
Bremner1 | Bremner-1_Bremner-1_IPP-BRE | teppc | BCHA | BCHA | British Columbia Transmission Company | BCHA_AESO | Excluded | 2015-05-01 | 2055-04-30 | 2054 | 25.5 |  |  | Hydro | Hydro_Standard | Hydro | Excluded_Hydro
Bremner2 | Bremner-2_Bremner-2_IPP-BRE | teppc | PSCO | PSCO | Public Service Company of Colorado | PSCO | Excluded | 2015-05-01 | 2055-04-30 | 2054 | 11 |  |  | Hydro | Hydro_Standard | Hydro | Excluded_Hydro
BRIDGE | Raft River Geothermal | teppc | BPAT | BPAT | Bonneville Power Administration – Transmission | BPAT | NW | 2007-01-01 | 2033-12-31 | 2033 | 10 |  |  | Geo-BinaryCycle | Geothermal_steam | Geothermal | NW_Geothermal
BridgeRiver1 | Bridge River 1-1_Bridge River 1-1_BCH-BRT | teppc | BCHA | BCHA | British Columbia Transmission Company | BCHA_AESO | Excluded | 1934-01-01 | 2033-03-31 | 2032 | 51.5 |  |  | Hydro | Hydro_Standard | Hydro | Excluded_Hydro
BridgeRiver2 | Bridge River 1-2_Bridge River 1-2_BCH-BRT | teppc | BCHA | BCHA | British Columbia Transmission Company | BCHA_AESO | Excluded | 1934-01-01 | 2033-03-31 | 2032 | 51.5 |  |  | Hydro | Hydro_Standard | Hydro | Excluded_Hydro
BridgeRiver21 | Bridge River 2-1_Bridge River 2-1_BCH-BRT | teppc | BCHA | BCHA | British Columbia Transmission Company | BCHA_AESO | Excluded | 1934-01-01 | 2033-03-31 | 2032 | 68.5 |  |  | Hydro | Hydro_Standard | Hydro | Excluded_Hydro
BridgeRiver22 | Bridge River 2-2_Bridge River 2-2_BCH-BRT | teppc | BCHA | BCHA | British Columbia Transmission Company | BCHA_AESO | Excluded | 1934-01-01 | 2033-03-31 | 2032 | 68.5 |  |  | Hydro | Hydro_Standard | Hydro | Excluded_Hydro
BridgeRiver23 | Bridge River 2-3_Bridge River 2-3_BCH-BRT | teppc | BCHA | BCHA | British Columbia Transmission Company | BCHA_AESO | Excluded | 1934-01-01 | 2033-03-31 | 2032 | 68.5 |  |  | Hydro | Hydro_Standard | Hydro | Excluded_Hydro
BridgeRiver24 | Bridge River 2-4_Bridge River 2-4_BCH-BRT | teppc | BCHA | BCHA | British Columbia Transmission Company | BCHA_AESO | Excluded | 1934-01-01 | 2033-03-31 | 2032 | 68.5 |  |  | Hydro | Hydro_Standard | Hydro | Excluded_Hydro
BridgeRiver3 | Bridge River 1-3_Bridge River 1-3_BCH-BRT | teppc | BCHA | BCHA | British Columbia Transmission Company | BCHA_AESO | Excluded | 1934-01-01 | 2033-03-31 | 2032 | 51.5 |  |  | Hydro | Hydro_Standard | Hydro | Excluded_Hydro
BridgeRiver4 | Bridge River 1-4_Bridge River 1-4_BCH-BRT | teppc | BCHA | BCHA | British Columbia Transmission Company | BCHA_AESO | Excluded | 1934-01-01 | 2033-03-31 | 2032 | 51.5 |  |  | Hydro | Hydro_Standard | Hydro | Excluded_Hydro
BriggsCreek1 | Briggs Creek-1 | teppc | IPFE | IPFE | Idaho Far East | IPCO | NW | 1985-10-10 | 2030-04-15 | 2029 | 0.6 |  |  | Hydro | Hydro_Standard | Hydro | NW_Hydro
Brilliant1 | Brilliant-1_Brilliant-1_FBC-BRD | teppc | BCHA | BCHA | British Columbia Transmission Company | BCHA_AESO | Excluded | 2002-11-11 | 2033-03-31 | 2032 | 37.5 |  |  | Hydro | Hydro_Standard | Hydro | Excluded_Hydro
Brilliant2 | Brilliant-2_Brilliant-2_FBC-BRD | teppc | BCHA | BCHA | British Columbia Transmission Company | BCHA_AESO | Excluded | 2002-11-11 | 2033-03-31 | 2032 | 37.5 |  |  | Hydro | Hydro_Standard | Hydro | Excluded_Hydro
Brilliant3 | Brilliant-3_Brilliant-3_FBC-BRD | teppc | BCHA | BCHA | British Columbia Transmission Company | BCHA_AESO | Excluded | 2002-11-11 | 2033-03-31 | 2032 | 37.5 |  |  | Hydro | Hydro_Standard | Hydro | Excluded_Hydro
Brilliant4 | Brilliant-4_Brilliant-4_FBC-BRD | teppc | BCHA | BCHA | British Columbia Transmission Company | BCHA_AESO | Excluded | 2002-11-11 | 2033-03-31 | 2032 | 37.5 |  |  | Hydro | Hydro_Standard | Hydro | Excluded_Hydro
BrilliantExp | Brilliant Exp-1_Brilliant Exp-1_FBC-BRX | teppc | BCHA | BCHA | British Columbia Transmission Company | BCHA_AESO | Excluded | 2010-02-01 | 2033-03-31 | 2032 | 127.5 |  |  | Hydro | Hydro_Standard | Hydro | Excluded_Hydro
Broadwater | Broadwater Power Project-GEN1 | teppc | IPFE | IPFE | Idaho Far East | IPCO | NW | 1989-06-01 | 2050-12-31 | 2050 | 10 |  |  | Hydro | Hydro_Standard | Hydro | NW_Hydro
BRODIE_2_WIND | Coram Brodie Wind Project | caiso | PGE_Valley | PGE_Valley | Pacific Gas and Electric Valley | PGE_Valley | CAISO | 2012-03-29 | 2050-12-31 | 2050 | 102 |  |  | n/a | wind_onshorewind | Wind | CAISO_Wind
Brooks_JBS | Brooks JBS BluEarth | teppc | AESO | AESO | Alberta Electric System Operator | BCHA_AESO | Excluded | 2018-06-19 | 2050-03-30 | 2049 | 15 |  |  | CT-NatGas-Industrial | CT_NG | CT | Excluded_Peaker
BrownLake | Brown Lake-1_Brown Lake-1_IPP-BRL | teppc | BCHA | BCHA | British Columbia Transmission Company | BCHA_AESO | Excluded | 1996-12-12 | 2040-12-31 | 2040 | 7.2 |  |  | Hydro | Hydro_Standard | Hydro | Excluded_Hydro
Brownlee1 | Brownlee-1 | teppc | IPTV | IPTV | Idaho Treasure Valley | IPCO | NW | 1959-01-01 | 2050-12-31 | 2050 | 90.1 |  |  | Hydro | Hydro_Standard | Hydro | NW_Hydro
Brownlee2 | Brownlee-2 | teppc | IPTV | IPTV | Idaho Treasure Valley | IPCO | NW | 1958-12-01 | 2050-12-31 | 2050 | 90.1 |  |  | Hydro | Hydro_Standard | Hydro | NW_Hydro
Brownlee3 | Brownlee-3 | teppc | IPTV | IPTV | Idaho Treasure Valley | IPCO | NW | 1958-10-01 | 2050-12-31 | 2050 | 90.1 |  |  | Hydro | Hydro_Standard | Hydro | NW_Hydro
Brownlee4 | Brownlee-4 | teppc | IPTV | IPTV | Idaho Treasure Valley | IPCO | NW | 1958-08-01 | 2050-12-31 | 2050 | 90.1 |  |  | Hydro | Hydro_Standard | Hydro | NW_Hydro
Brownlee5 | Brownlee-5 | teppc | IPTV | IPTV | Idaho Treasure Valley | IPCO | NW | 1980-03-01 | 2050-12-31 | 2050 | 225 |  |  | Hydro | Hydro_Standard | Hydro | NW_Hydro
Brush_CC1 | BrushCC1 (Total CC Plant) | teppc | PSCO | PSCO | Public Service Company of Colorado | PSCO | Excluded | 1990-10-01 | 2050-12-31 | 2050 | 75 |  |  | CCWhole-NatGas-Industrial | CC_NG | CC | Excluded_CCGT
Brush_CC2 | BrushCC2 (Total CC Plant) | teppc | PSCO | PSCO | Public Service Company of Colorado | PSCO | Excluded | 1994-01-01 | 2050-12-31 | 2050 | 67.1 |  |  | CCWhole-NatGas-Aero | CC_NG | CC | Excluded_CCGT
Brush_CC4 | BrushCC3 (Total CC Plant) | teppc | PSCO | PSCO | Public Service Company of Colorado | PSCO | Excluded | 2002-02-01 | 2050-12-31 | 2050 | 118 |  |  | CCWhole-NatGas-Aero | CC_NG | CC | Excluded_CCGT
BUCKBL_2_PL1X3 | Blythe Energy Center | caiso | SCE | SCE | Southern California Edison | SCE | CAISO | 2010-06-11 | 2050-12-31 | 2050 | 493.63 |  |  | CCWhole-NatGas-Industrial | CC_NG | CC | CAISO_CCGT1
BUCKCK_2_HYDRO | Lassen Station Hydro | caiso | PGE_Valley | PGE_Valley | Pacific Gas and Electric Valley | PGE_Valley | CAISO | 1986-05-22 | 2050-12-31 | 2050 | 0.99 |  |  | n/a | Hydro_Standard | Hydro | CAISO_Small_Hydro
BUCKCK_7_OAKFLT | Oak Flat | caiso | PGE_Valley | PGE_Valley | Pacific Gas and Electric Valley | PGE_Valley | CAISO | 1985-01-01 | 2050-12-31 | 2050 | 1.3 |  |  | n/a | Hydro_Standard | Hydro | CAISO_Small_Hydro
BUCKCK_7_PL1X2 | BUCKS CREEK AGGREGATE | caiso | PGE_Valley | PGE_Valley | Pacific Gas and Electric Valley | PGE_Valley | CAISO | 1928-01-01 | 2050-12-31 | 2050 | 57.25 |  |  | n/a | Hydro_Standard | Hydro | CAISO_Hydro
BUCKWD_1_NPALM1 | North Palm Springs 1A | caiso | SCE | SCE | Southern California Edison | SCE | CAISO | 2012-04-02 | 2050-12-31 | 2050 | 2.4 |  |  | n/a | PVgeneric_sun | Solar_Fixed | CAISO_Solar
BUCKWD_1_QF |  | caiso | SCE | SCE | Southern California Edison | SCE | CAISO | 1984-12-13 | 2050-12-31 | 2050 | 16.5 |  |  | n/a | wind_onshorewind | Wind | CAISO_Wind
BUCKWD_7_WINTCV | Wintec Energy, Ltd. | caiso | SCE | SCE | Southern California Edison | SCE | CAISO | 2003-12-30 | 2050-12-31 | 2050 | 1.32 |  |  | n/a | wind_onshorewind | Wind | CAISO_Wind
Buffalo_Bill_1 | Buffalo Bill 1 | teppc | WACM | WACM | Western Area Power Administration, Colorado-Missouri Region | WACM | Excluded | 1995-04-01 | 2050-12-31 | 2050 | 6.67 |  |  | Hydro | Hydro_Standard | Hydro | Excluded_Hydro
Buffalo_Bill_2 | Buffalo Bill 2 | teppc | WACM | WACM | Western Area Power Administration, Colorado-Missouri Region | WACM | Excluded | 1995-04-01 | 2050-12-31 | 2050 | 6.67 |  |  | Hydro | Hydro_Standard | Hydro | Excluded_Hydro
Buffalo_Bill_3 | Buffalo Bill 3 | teppc | WACM | WACM | Western Area Power Administration, Colorado-Missouri Region | WACM | Excluded | 1995-04-01 | 2050-12-31 | 2050 | 6.67 |  |  | Hydro | Hydro_Standard | Hydro | Excluded_Hydro
BUFFALO_G1 |  | teppc | PSCO | PSCO | Public Service Company of Colorado | PSCO | Excluded | 1950-01-01 | 2050-12-31 | 2050 | 124 |  |  | WT-Onshore | wind_onshorewind | Wind | Excluded_Wind
BUFFALO_G2 |  | teppc | PSCO | PSCO | Public Service Company of Colorado | PSCO | Excluded | 1950-01-01 | 2050-12-31 | 2050 | 126 |  |  | WT-Onshore | wind_onshorewind | Wind | Excluded_Wind
Buffalo_Trail_Wind |  | teppc | NWMT | NWMT | NorthWestern Energy | NWMT_WAUW | NW | 1950-01-01 | 2050-12-31 | 2050 | 250 |  |  | WT-Onshore | wind_onshorewind | Wind | NW_Wind
BullCreekWind1 | Windlab Bull Creek Wind Project-1 | teppc | BCHA | BCHA | British Columbia Transmission Company | BCHA_AESO | Excluded | 2014-02-03 | 2050-12-31 | 2050 | 57.5 |  |  | WT-Onshore | wind_onshorewind | Wind | Excluded_Wind
Bullmoose1 | Bullmoose Wind Project-1_Bullmoose Wind Project-1_IPP-BLL | teppc | BCHA | BCHA | British Columbia Transmission Company | BCHA_AESO | Excluded | 2016-11-01 | 2036-11-02 | 2036 | 60 |  |  | WT-Onshore | wind_onshorewind | Wind | Excluded_Wind
Bullmoose2 | Bullmoose Wind Project-2_Bullmoose Wind Project-2_IPP-BLL | teppc | BCHA | BCHA | British Columbia Transmission Company | BCHA_AESO | Excluded | 2016-11-01 | 2036-11-02 | 2036 | 60 |  |  | WT-Onshore | wind_onshorewind | Wind | Excluded_Wind
Buntzen1_1 | Buntzen 1-1_Buntzen 1-1_BCH-LB1 | teppc | BCHA | BCHA | British Columbia Transmission Company | BCHA_AESO | Excluded | 1903-01-01 | 2033-03-31 | 2032 | 55 |  |  | Hydro | Hydro_Standard | Hydro | Excluded_Hydro
Burley_Butte | Burley Butte Windpark-BBWP | teppc | IPMV | IPMV | Idaho Magic Valley | IPCO | NW | 2010-12-01 | 2050-12-31 | 2050 | 53 |  |  | WT-Onshore | wind_onshorewind | Wind | NW_Wind
Burlington | Sierra Pacific Burlington Facility-GEN1 | teppc | PSEI | PSEI | Puget Sound Energy | BPAT | NW | 2007-04-01 | 2050-12-01 | 2050 | 28 |  |  | Bio-ST | ST_Biomass | Biomass/Wood | NW_Biomass
Burlington_Oil_1 | Burlington CT (CO) 1 | teppc | WACM | WACM | Western Area Power Administration, Colorado-Missouri Region | WACM | Excluded | 1977-06-01 | 2050-12-31 | 2050 | 50.4 |  |  | CT-OilDistillate | CT_Oil | CT | Excluded_Peaker
Burlington_Oil_2 | Burlington CT (CO) 2 | teppc | WACM | WACM | Western Area Power Administration, Colorado-Missouri Region | WACM | Excluded | 1977-07-01 | 2050-12-31 | 2050 | 50.4 |  |  | CT-OilDistillate | CT_Oil | CT | Excluded_Peaker
BURNYF_2_UNIT_1 |  | caiso | PGE_Valley | PGE_Valley | Pacific Gas and Electric Valley | PGE_Valley | CAISO | 1989-10-17 | 2050-12-31 | 2050 | 31 |  |  | n/a | ST_Biomass | Biomass/Wood | CAISO_Biomass
BurrardThermal1 | Burrard Thermal-1_Burrard Thermal-1_BCH-BGS | teppc | BCHA | BCHA | British Columbia Transmission Company | BCHA_AESO | Excluded | 1961-12-01 | 2040-03-31 | 2039 | 150.81 |  |  | ST-NatGas | ST_NG | Steam | Excluded_ST
Burton_Creek | Burton Creek Hydro (FERC 7577)-HY1 | teppc | PNM | PNM | Public Service Company of New Mexico | PNM_EPE | SW | 1985-09-25 | 2030-04-15 | 2029 | 0.48 |  |  | Hydro | Hydro_Standard | Hydro | SW_Hydro
Busch_Ranch | Busch Ranch Wind WTG | teppc | PSCO | PSCO | Public Service Company of Colorado | PSCO | Excluded | 2012-10-16 | 2050-12-31 | 2050 | 28.8 |  |  | WT-Onshore | wind_onshorewind | Wind | Excluded_Wind
Busch_Ranch_2 | Busch Ranch Wind Energy Farm-WTG2 | teppc | PSCO | PSCO | Public Service Company of Colorado | PSCO | Excluded | 2019-01-01 | 2050-12-31 | 2050 | 28.8 |  |  | WT-Onshore | wind_onshorewind | Wind | Excluded_Wind
Busch_Ranch_3 | Busch Ranch Wind Energy Farm-WTG3 | teppc | PSCO | PSCO | Public Service Company of Colorado | PSCO | Excluded | 2019-01-01 | 2050-12-31 | 2050 | 28.8 |  |  | WT-Onshore | wind_onshorewind | Wind | Excluded_Wind
BUTTVL_7_UNIT_1 | BUTT VALLEY HYDRO | caiso | PGE_Valley | PGE_Valley | Pacific Gas and Electric Valley | PGE_Valley | CAISO | 1958-01-01 | 2050-12-31 | 2050 | 39.5 |  |  | n/a | Hydro_Standard | Hydro | CAISO_Hydro
Bypass_GEN1 | Bypass-GEN1 | teppc | IPMV | IPMV | Idaho Magic Valley | IPCO | NW | 1988-06-18 | 2050-12-31 | 2050 | 7.5 |  |  | Hydro | Hydro_Standard | Hydro | NW_Hydro
Bypass_GEN2 | Bypass-GEN2_61420 | teppc | IPFE | IPFE | Idaho Far East | IPCO | NW | 1988-06-18 | 2050-12-31 | 2050 | 3.32 |  |  | Hydro | Hydro_Standard | Hydro | NW_Hydro
Bypass_GEN3 | Bypass-GEN3_61420 | teppc | IPFE | IPFE | Idaho Far East | IPCO | NW | 1988-06-18 | 2050-12-31 | 2050 | 3.32 |  |  | Hydro | Hydro_Standard | Hydro | NW_Hydro
C_J_Strike_1 | C J Strike-1 | teppc | IPTV | IPTV | Idaho Treasure Valley | IPCO | NW | 1952-03-01 | 2050-12-31 | 2050 | 27.6 |  |  | Hydro | Hydro_Standard | Hydro | NW_Hydro
C_J_Strike_2 | C J Strike-2 | teppc | IPTV | IPTV | Idaho Treasure Valley | IPCO | NW | 1952-03-01 | 2050-12-31 | 2050 | 27.6 |  |  | Hydro | Hydro_Standard | Hydro | NW_Hydro
C_J_Strike_3 | C J Strike-3 | teppc | IPTV | IPTV | Idaho Treasure Valley | IPCO | NW | 1952-03-01 | 2050-12-31 | 2050 | 27.6 |  |  | Hydro | Hydro_Standard | Hydro | NW_Hydro
C_Lenzie_CC1 | C_LenzieCC1 (Total CC Plant) | teppc | NEVP | NEVP | Nevada Power Company | NEVP | SW | 2006-02-01 | 2042-12-31 | 2042 | 585 |  |  | CCWhole-NatGas-Industrial | CC_NG | CC | SW_CCGT
C_Lenzie_CC2 | C_LenzieCC2 (Total CC Plant) | teppc | NEVP | NEVP | Nevada Power Company | NEVP | SW | 2006-04-01 | 2042-12-31 | 2042 | 585 |  |  | CCWhole-NatGas-Industrial | CC_NG | CC | SW_CCGT
Cabin_Creek_A | Cabin Creek A | teppc | PSCO | PSCO | Public Service Company of Colorado | PSCO | Excluded | 1973-10-01 | 2050-12-31 | 2050 | 162 |  |  | PS-Hydro | Hydro_PumpedStorage | PSH | Excluded_Pumped_Hydro
Cabin_Creek_B | Cabin Creek B | teppc | PSCO | PSCO | Public Service Company of Colorado | PSCO | Excluded | 1966-12-01 | 2050-12-31 | 2050 | 162 |  |  | PS-Hydro | Hydro_PumpedStorage | PSH | Excluded_Pumped_Hydro
CabinetGorge1 | Cabinet Gorge-1 | teppc | AVA | AVA | Avista Corp. | BPAT | NW | 1953-08-01 | 2050-12-31 | 2050 | 59.4 |  |  | Hydro | Hydro_Standard | Hydro | NW_Hydro
CabinetGorge2 | Cabinet Gorge-2 | teppc | AVA | AVA | Avista Corp. | BPAT | NW | 1953-02-01 | 2050-12-31 | 2050 | 73.2 |  |  | Hydro | Hydro_Standard | Hydro | NW_Hydro
CabinetGorge3 | Cabinet Gorge-3 | teppc | AVA | AVA | Avista Corp. | BPAT | NW | 1952-11-01 | 2050-12-31 | 2050 | 73.2 |  |  | Hydro | Hydro_Standard | Hydro | NW_Hydro
CabinetGorge4 | Cabinet Gorge-4 | teppc | AVA | AVA | Avista Corp. | BPAT | NW | 1952-09-01 | 2050-12-31 | 2050 | 59.4 |  |  | Hydro | Hydro_Standard | Hydro | NW_Hydro
CABZON_1_WINDA1 | Cabazon Wind Project | caiso | SCE | SCE | Southern California Edison | SCE | CAISO | 2002-08-31 | 2050-12-31 | 2050 | 41 |  |  | n/a | wind_onshorewind | Wind | CAISO_Wind
CacheCreekLandfill | Cache Creek Landfill Gas Utilization Plant-1_IPP-CCL | teppc | BCHA | BCHA | British Columbia Transmission Company | BCHA_AESO | Excluded | 2014-09-01 | 2033-03-31 | 2032 | 4.8 |  |  | Bio-ST | ST_Biomass | Biomass/Wood | Excluded_Biomass
Cairo_Jt_Solar |  | teppc | IPTV | IPTV | Idaho Treasure Valley | IPCO | NW | 1950-01-01 | 2050-12-31 | 2050 | 3 |  |  | Solar | PVgeneric_sun | Solar_Fixed | NW_Solar
CALFTN_2_SOLAR | California Flats North | caiso | PGE_Valley | PGE_Valley | Pacific Gas and Electric Valley | PGE_Valley | CAISO | 2017-11-29 | 2050-12-31 | 2050 | 130 |  |  | PVgeneric_sun | PVgeneric_sun | Solar_Fixed | CAISO_Solar
CALFTS_2_CFSSR1 |  | caiso | PGE_Valley | PGE_Valley | Pacific Gas and Electric Valley | PGE_Valley | CAISO | 2019-03-05 | 2050-12-31 | 2050 | 150 |  |  | PVgeneric_sun | PVgeneric_sun | Solar_Fixed | CAISO_Solar
CALGEN_1_UNITS | Coso Navy 1 | caiso | SCE | SCE | Southern California Edison | SCE | CAISO | 1987-07-13 | 2050-12-31 | 2050 | 80 |  |  | n/a | Geothermal_steam | Geothermal | CAISO_Geothermal
CALPIN_1_AGNEW | Agnews Power Plant | caiso | PGE_Bay | PGE_Bay | Pacific Gas and Electric Bay | PGE_Bay | CAISO | 1990-10-19 | 2050-12-31 | 2050 | 28.56 |  |  | CCWhole-NatGas-Aero | CC_NG | CC | CAISO_CCGT2
CalpineCC_Total | CalpineCC (Total CC Plant) | teppc | AESO | AESO | Alberta Electric System Operator | BCHA_AESO | Excluded | 2003-01-01 | 2050-12-01 | 2050 | 300 |  |  | CCWhole-NatGas-Industrial | CC_NG | CC | Excluded_CCGT
CALPSS_6_SOLAR1 | Calipatria Solar Farm | caiso | IID | SDGE | San Diego Gas and Electric | SDGE | CAISO | 2016-02-12 | 2050-12-31 | 2050 | 19.9 |  |  | PVgeneric_sun | PVgeneric_sun | Solar_Fixed | CAISO_Solar
CAMCHE_1_PL1X3 | CAMANCHE UNITS 1, 2 & 3 AGGREGATE | caiso | PGE_Valley | PGE_Valley | Pacific Gas and Electric Valley | PGE_Valley | CAISO | 1983-01-01 | 2050-12-31 | 2050 | 9.99 |  |  | n/a | Hydro_Standard | Hydro | CAISO_Hydro
Cameron | Cameron | rps | SDGE | SDG&E | San Diego Gas and Electric | SDGE | CAISO | 2021-07-15 | 2050-12-31 | 2050 | 2.4 |  |  | Solar PV - Ground mountSolar: Fixed Tilt | FixedPV_sun | Solar_Fixed | CAISO_Solar
Camino_1 | Camino H1 | teppc | BANC | BANC | Balancing Authority of Northern California | SMUD | BANC | 1963-10-01 | 2050-01-01 | 2049 | 75 |  |  | Hydro | Hydro_Standard | Hydro | BANC_Hydro
Camino_2 | Camino H2 | teppc | BANC | BANC | Balancing Authority of Northern California | SMUD | BANC | 1968-08-01 | 2050-01-01 | 2049 | 75 |  |  | Hydro | Hydro_Standard | Hydro | BANC_Hydro
CAMLOT_2_SOLAR1 | Camelot | caiso | PGE_Valley | PGE_Valley | Pacific Gas and Electric Valley | PGE_Valley | CAISO | 2014-12-11 | 2050-12-31 | 2050 | 45 |  |  | n/a | PVgeneric_sun | Solar_Fixed | CAISO_Solar
CAMLOT_2_SOLAR2 | Columbia Two | caiso | SCE | SCE | Southern California Edison | SCE | CAISO | 2014-12-10 | 2050-12-31 | 2050 | 15 |  |  | n/a | PVgeneric_sun | Solar_Fixed | CAISO_Solar
Campbell_Hill | Campbell Hill Windpower-CHWF | teppc | PAWY | PAWY | Wyoming, PACE Utility | PACE | NW | 2009-11-01 | 2050-12-31 | 2050 | 100.5 |  |  | WT-Onshore | wind_onshorewind | Wind | NW_Wind
CAMPFW_7_FARWST | CAMP FAR WEST HYDRO | caiso | PGE_Valley | PGE_Valley | Pacific Gas and Electric Valley | PGE_Valley | CAISO | 1985-01-01 | 2050-12-31 | 2050 | 8 |  |  | n/a | Hydro_Standard | Hydro | CAISO_Small_Hydro
CampReedWind | Camp Reed-CRWP | teppc | IPMV | IPMV | Idaho Magic Valley | IPCO | NW | 2010-12-21 | 2050-12-31 | 2050 | 100.5 |  |  | WT-Onshore | wind_onshorewind | Wind | NW_Wind
Camrose_1 | Cargill Camrose CT1 | teppc | AESO | AESO | Alberta Electric System Operator | BCHA_AESO | Excluded | 2015-06-30 | 2050-12-31 | 2050 | 11.3 |  |  | CT-AB-Cogen | Cogen_NG | Cogen | Excluded_CHP
CANCARB1_1 | CANCARB 1-1 | teppc | BCHA | BCHA | British Columbia Transmission Company | BCHA_AESO | Excluded | 2000-12-01 | 2050-12-01 | 2050 | 36 |  |  | Bio-ST | ST_Biomass | Biomass/Wood | Excluded_Biomass
Canoe_Creek | Canoe Creek Hydro-1_Canoe Creek Hydro-1_IPP-CNK | teppc | BCHA | BCHA | British Columbia Transmission Company | BCHA_AESO | Excluded | 2010-06-21 | 2050-06-13 | 2049 | 5.5 |  |  | Hydro | Hydro_Standard | Hydro | Excluded_Hydro
CANTUA_1_SOLAR |  | caiso | PGE_Valley | PGE_Valley | Pacific Gas and Electric Valley | PGE_Valley | CAISO | 2012-07-25 | 2050-12-31 | 2050 | 20 |  |  | n/a | PVgeneric_sun | Solar_Fixed | CAISO_Solar
Canyon_Ferry_1 | Canyon Ferry-1 | teppc | NWMT | NWMT | NorthWestern Energy | NWMT_WAUW | NW | 1953-12-01 | 2050-12-31 | 2050 | 16.6 |  |  | Hydro | Hydro_Standard | Hydro | NW_Hydro
Canyon_Ferry_2 | Canyon Ferry-2 | teppc | NWMT | NWMT | NorthWestern Energy | NWMT_WAUW | NW | 1954-04-01 | 2050-12-31 | 2050 | 16.6 |  |  | Hydro | Hydro_Standard | Hydro | NW_Hydro
Canyon_Ferry_3 | Canyon Ferry-3 | teppc | NWMT | NWMT | NorthWestern Energy | NWMT_WAUW | NW | 1954-03-01 | 2050-12-31 | 2050 | 16.6 |  |  | Hydro | Hydro_Standard | Hydro | NW_Hydro
Canyon_Springs | Canyon Springs-1 | teppc | IPFE | IPFE | Idaho Far East | IPCO | NW | 1984-10-01 | 2030-04-15 | 2029 | 0.13 |  |  | Hydro | Hydro_Standard | Hydro | NW_Hydro
CapeScott1 | Cape Scott (formerly Knob Hill Wind)-_IPP-CSS1 | teppc | BCHA | BCHA | British Columbia Transmission Company | BCHA_AESO | Excluded | 2013-10-15 | 2033-10-15 | 2033 | 18 |  |  | WT-Onshore | wind_onshorewind | Wind | Excluded_Wind
CapeScott2 | Cape Scott (formerly Knob Hill Wind)-_IPP-CSS2 | teppc | BCHA | BCHA | British Columbia Transmission Company | BCHA_AESO | Excluded | 2013-10-15 | 2033-10-15 | 2033 | 19.8 |  |  | WT-Onshore | wind_onshorewind | Wind | Excluded_Wind
CapeScott3 | Cape Scott (formerly Knob Hill Wind)-_IPP-CSS3 | teppc | BCHA | BCHA | British Columbia Transmission Company | BCHA_AESO | Excluded | 2013-10-15 | 2033-10-15 | 2033 | 18 |  |  | WT-Onshore | wind_onshorewind | Wind | Excluded_Wind
CapeScott4 | Cape Scott (formerly Knob Hill Wind)-_IPP-CSS4 | teppc | BCHA | BCHA | British Columbia Transmission Company | BCHA_AESO | Excluded | 2013-10-15 | 2033-10-15 | 2033 | 23.4 |  |  | WT-Onshore | wind_onshorewind | Wind | Excluded_Wind
CapeScott5 | Cape Scott (formerly Knob Hill Wind)-_IPP-CSS5 | teppc | BCHA | BCHA | British Columbia Transmission Company | BCHA_AESO | Excluded | 2013-10-15 | 2033-10-15 | 2033 | 19.8 |  |  | WT-Onshore | wind_onshorewind | Wind | Excluded_Wind
CAPMAD_1_UNIT_1 |  | caiso | PGE_Valley | PGE_Valley | Pacific Gas and Electric Valley | PGE_Valley | CAISO | 2001-05-16 | 2014-07-24 | 2013 | 4.64 |  |  | n/a |  |  | 0
CAPWD_1_QF |  | caiso | SCE | SCE | Southern California Edison | SCE | CAISO | 1985-03-15 | 2050-12-31 | 2050 | 19.55 |  |  | n/a | wind_onshorewind | Wind | CAISO_Wind
CARBOU_7_PL2X3 | CARIBOU PH 1 UNIT 2 & 3 AGGREGATE | caiso | PGE_Valley | PGE_Valley | Pacific Gas and Electric Valley | PGE_Valley | CAISO | 1921-01-01 | 2050-12-31 | 2050 | 49 |  |  | n/a | Hydro_Standard | Hydro | CAISO_Hydro
CARBOU_7_PL4X5 | CARIBOU PH 2 UNIT 4 & 5 AGGREGATE | caiso | PGE_Valley | PGE_Valley | Pacific Gas and Electric Valley | PGE_Valley | CAISO | 1958-01-01 | 2050-12-31 | 2050 | 120 |  |  | n/a | Hydro_Standard | Hydro | CAISO_Hydro
CARBOU_7_UNIT_1 | CARIBOU PH 1 UNIT 1 | caiso | PGE_Valley | PGE_Valley | Pacific Gas and Electric Valley | PGE_Valley | CAISO | 1921-01-01 | 2050-12-31 | 2050 | 24 |  |  | n/a | Hydro_Standard | Hydro | CAISO_Hydro
CargillB6Bio1 | Cargill B6 Biofactory-1 | teppc | CISC | CISC | Southern California Edison | SCE | CAISO | 2009-09-01 | 2050-12-31 | 2050 | 1.1 |  |  | Bio-ICE | ICE_Biomass | Biomass/Wood | CAISO_Biomass
CargillB6Bio2 | Cargill B6 Biofactory-2 | teppc | CISC | CISC | Southern California Edison | SCE | CAISO | 2009-09-01 | 2050-12-31 | 2050 | 1.1 |  |  | Bio-ICE | ICE_Biomass | Biomass/Wood | CAISO_Biomass
CargillDryCreekBio1 | Cargill Dry Creek Biofactory-GS1 | teppc | IPFE | IPFE | Idaho Far East | IPCO | NW | 2008-08-28 | 2050-12-31 | 2050 | 0.8 |  |  | Bio-ICE | ICE_Biomass | Biomass/Wood | NW_Biomass
CargillDryCreekBio2 | Cargill Dry Creek Biofactory-GS2 | teppc | IPFE | IPFE | Idaho Far East | IPCO | NW | 2008-08-28 | 2050-12-31 | 2050 | 0.8 |  |  | Bio-ICE | ICE_Biomass | Biomass/Wood | NW_Biomass
CargillDryCreekBio3 | Cargill Dry Creek Biofactory-GS3 | teppc | IPFE | IPFE | Idaho Far East | IPCO | NW | 2008-08-28 | 2050-12-31 | 2050 | 0.8 |  |  | Bio-ICE | ICE_Biomass | Biomass/Wood | NW_Biomass
CariboPulpPaper1 | Cariboo Pulp & Paper-1¦CBP-13-1 | teppc | BCHA | BCHA | British Columbia Transmission Company | BCHA_AESO | Excluded | 2012-09-01 | 2040-10-30 | 2040 | 30.65 |  |  | Bio-ST | ST_Biomass | Biomass/Wood | Excluded_Biomass
CariboPulpPaper2 | Cariboo Pulp & Paper-2¦CBP-13-2 | teppc | BCHA | BCHA | British Columbia Transmission Company | BCHA_AESO | Excluded | 2012-09-01 | 2040-10-30 | 2040 | 30.65 |  |  | Bio-ST | ST_Biomass | Biomass/Wood | Excluded_Biomass
CARLS1_2_CARCT1 | CARLS1_2_CTG7 | caiso | SDGE | SDGE | San Diego Gas and Electric | SDGE | CAISO | 2018-12-01 | 2050-12-31 | 2050 | 422 |  |  | COMBUSTION TURBINE_NATURAL GAS | CT_NG | CT | CAISO_Peaker1
CARLS2_1_CARCT1 |  | caiso | SDGE | SDGE | San Diego Gas and Electric | SDGE | CAISO | 2018-12-01 | 2050-12-31 | 2050 | 105.5 |  |  | CT_NG | CT_NG | CT | CAISO_Peaker1
Carmen_Smith_1 | Carmen Smith-1 | teppc | BPAT | BPAT | Bonneville Power Administration – Transmission | BPAT | NW | 1963-08-01 | 2050-12-31 | 2050 | 52.2 |  |  | Hydro | Hydro_Standard | Hydro | NW_Hydro
Carmen_Smith_2 | Carmen Smith-2 | teppc | BPAT | BPAT | Bonneville Power Administration – Transmission | BPAT | NW | 1963-08-01 | 2050-12-31 | 2050 | 52.2 |  |  | Hydro | Hydro_Standard | Hydro | NW_Hydro
Carmen_Smith_3 | Carmen Smith-3 | teppc | BPAT | BPAT | Bonneville Power Administration – Transmission | BPAT | NW | 1963-08-01 | 2050-12-31 | 2050 | 9.9 |  |  | Hydro | Hydro_Standard | Hydro | NW_Hydro
CarmonCreekCC1 | Shell Carmon Creek 1 | teppc | BCHA | BCHA | British Columbia Transmission Company | BCHA_AESO | Excluded | 2015-08-01 | 2050-12-31 | 2050 | 200 |  |  | CCWhole-NatGas-Industrial | CC_NG | CC | Excluded_CCGT
CarmonCreekCC2 | Shell Carmon Creek 2 | teppc | BCHA | BCHA | British Columbia Transmission Company | BCHA_AESO | Excluded | 2015-11-01 | 2050-12-31 | 2050 | 200 |  |  | CCWhole-NatGas-Industrial | CC_NG | CC | Excluded_CCGT
CarmonCreekCC3 | Shell Carmon Creek 3 | teppc | BCHA | BCHA | British Columbia Transmission Company | BCHA_AESO | Excluded | 2016-02-01 | 2050-12-31 | 2050 | 200 |  |  | CCWhole-NatGas-Industrial | CC_NG | CC | Excluded_CCGT
Carousel_Wind | Carousel Wind Farm (Kit Carson) CW1 | teppc | WACM | WACM | Western Area Power Administration, Colorado-Missouri Region | WACM | Excluded | 2015-12-01 | 2050-12-31 | 2050 | 149.6 |  |  | WT-Onshore | wind_onshorewind | Wind | Excluded_Wind
Carsela1_1 | Carsela1-1 | teppc | AESO | AESO | Alberta Electric System Operator | BCHA_AESO | Excluded | 2001-09-01 | 2050-12-01 | 2050 | 40 |  |  | CT-NatGas-Industrial | CT_NG | CT | Excluded_Peaker
Carsela2_2 | Carsela2-2 | teppc | AESO | AESO | Alberta Electric System Operator | BCHA_AESO | Excluded | 2001-09-01 | 2050-12-01 | 2050 | 40 |  |  | CT-AB-Cogen | Cogen_NG | Cogen | Excluded_CHP
Carson_Ice_CC | Carson Ice Cogen (Total CC Plant) | teppc | BANC | BANC | Balancing Authority of Northern California | SMUD | BANC | 1995-10-01 | 2050-12-31 | 2050 | 62.7 |  |  | CCWhole-NatGas-Aero | CC_NG | CC | BANC_CCGT
Carson_Ice_Peaker | Carson Ice Cogeneration CT CCCT | teppc | BANC | BANC | Balancing Authority of Northern California | SMUD | BANC | 1995-10-01 | 2050-12-31 | 2050 | 42 |  |  | CT-NatGas-Industrial | CT_NG | CT | BANC_Peaker
CarsonCreek_1 | Pengrowth Carson Creek 1 | teppc | BCHA | BCHA | British Columbia Transmission Company | BCHA_AESO | Excluded | 2014-02-01 | 2050-12-31 | 2050 | 15 |  |  | CT-NatGas-Industrial | CT_NG | CT | Excluded_Peaker
CartyGenStaCC_Total | Carty Generating Station Total CC Plant | teppc | PGE | PGE | Portland General Electric Company | PortlandGE | NW | 2016-01-01 | 2050-12-31 | 2050 | 440 |  |  | CCWhole-NatGas-Industrial | CC_NG | CC | NW_CCGT
CartyGenStaCC2_Total | Carty Generating Station Total CC Plant | teppc | BPAT | BPAT | Bonneville Power Administration – Transmission | BPAT | NW | 2021-01-01 | 2050-12-31 | 2050 | 505.12 |  |  | CCWhole-NatGas-Industrial | CC_NG | CC | NW_CCGT
Casa_Mesa_Wind | EL_CABO_1 | teppc | PNM | PNM | Public Service Company of New Mexico | PNM_EPE | SW | 2017-06-01 | 2050-12-31 | 2050 | 50 |  |  | WT-Onshore | wind_onshorewind | Wind | SW_Wind
Cascade_ID_1 | Cascade (Idaho)-1 | teppc | IPTV | IPTV | Idaho Treasure Valley | IPCO | NW | 1984-05-01 | 2050-12-31 | 2050 | 6.2 |  |  | Hydro | Hydro_Standard | Hydro | NW_Hydro
Cascade_ID_2 | Cascade (Idaho)-2 | teppc | IPTV | IPTV | Idaho Treasure Valley | IPCO | NW | 1983-12-01 | 2050-12-31 | 2050 | 6.2 |  |  | Hydro | Hydro_Standard | Hydro | NW_Hydro
Cascade1_1 | Cascade1-1 | teppc | AESO | AESO | Alberta Electric System Operator | BCHA_AESO | Excluded | 1954-01-01 | 2050-12-01 | 2050 | 17 |  |  | Hydro | Hydro_Standard | Hydro | Excluded_Hydro
Cascade2_2 | Cascade2-2 | teppc | AESO | AESO | Alberta Electric System Operator | BCHA_AESO | Excluded | 1954-01-01 | 2050-12-01 | 2050 | 18 |  |  | Hydro | Hydro_Standard | Hydro | Excluded_Hydro
Casper_Wind | Casper Wind Farm-CWGT | teppc | PAWY | PAWY | Wyoming, PACE Utility | PACE | NW | 2009-11-01 | 2050-12-31 | 2050 | 16.5 |  |  | WT-Onshore | wind_onshorewind | Wind | NW_Wind
CassiaGulch | Cassia Gulch Wind Park LLC-1 | teppc | IPMV | IPMV | Idaho Magic Valley | IPCO | NW | 2009-02-18 | 2050-12-31 | 2050 | 18.9 |  |  | WT-Onshore | wind_onshorewind | Wind | NW_Wind
CassiaWind | Cassia Wind Farm LLC-1 | teppc | IPFE | IPFE | Idaho Far East | IPCO | NW | 2009-02-01 | 2050-12-31 | 2050 | 10.5 |  |  | WT-Onshore | wind_onshorewind | Wind | NW_Wind
Castaic_1 | Castaic 1 | teppc | LDWP | LDWP | Los Angeles Department of Water and Power | LADWP | LDWP | 2013-07-01 | 2050-12-31 | 2050 | 240 |  |  | PS-Hydro | Hydro_PumpedStorage | PSH | LDWP_Existing_Pumped_Storage
Castaic_2 | Castaic 2 | teppc | LDWP | LDWP | Los Angeles Department of Water and Power | LADWP | LDWP | 1974-07-01 | 2050-01-01 | 2049 | 250 |  |  | PS-Hydro | Hydro_PumpedStorage | PSH | LDWP_Existing_Pumped_Storage
Castaic_3 | Castaic 3 | teppc | LDWP | LDWP | Los Angeles Department of Water and Power | LADWP | LDWP | 1976-07-01 | 2050-01-01 | 2049 | 240 |  |  | PS-Hydro | Hydro_PumpedStorage | PSH | LDWP_Existing_Pumped_Storage
Castaic_4 | Castaic 4 | teppc | LDWP | LDWP | Los Angeles Department of Water and Power | LADWP | LDWP | 1977-06-01 | 2050-01-01 | 2049 | 240 |  |  | PS-Hydro | Hydro_PumpedStorage | PSH | LDWP_Existing_Pumped_Storage
Castaic_5 | Castaic 5 | teppc | LDWP | LDWP | Los Angeles Department of Water and Power | LADWP | LDWP | 1977-12-01 | 2050-01-01 | 2049 | 240 |  |  | PS-Hydro | Hydro_PumpedStorage | PSH | LDWP_Existing_Pumped_Storage
Castaic_6 | Castaic 6 | teppc | LDWP | LDWP | Los Angeles Department of Water and Power | LADWP | LDWP | 1978-08-01 | 2050-01-01 | 2049 | 250 |  |  | PS-Hydro | Hydro_PumpedStorage | PSH | LDWP_Existing_Pumped_Storage
Castaic_7 | Castaic Hydro 7 | teppc | LDWP | LDWP | Los Angeles Department of Water and Power | LADWP | LDWP | 1950-01-01 | 2050-12-31 | 2050 | 56 |  |  | Hydro | Hydro_Standard | Hydro | LDWP_Small_Hydro
Castle_Creek1 | Castle Creek (formerly Benjamin Creek)-1_IPP-CSL | teppc | BCHA | BCHA | British Columbia Transmission Company | BCHA_AESO | Excluded | 2014-04-01 | 2039-03-31 | 2038 | 3 |  |  | Hydro | Hydro_Standard | Hydro | Excluded_Hydro
Castle_Creek2 | Castle Creek (formerly Benjamin Creek)-2_IPP-CSL | teppc | BCHA | BCHA | British Columbia Transmission Company | BCHA_AESO | Excluded | 2014-04-01 | 2039-03-31 | 2038 | 3 |  |  | Hydro | Hydro_Standard | Hydro | Excluded_Hydro
CastlerockG1_1 | CastlerockG1-1 | teppc | AESO | AESO | Alberta Electric System Operator | BCHA_AESO | Excluded | 2012-05-31 | 2050-12-31 | 2050 | 115 |  |  | WT-Onshore | wind_onshorewind | Wind | Excluded_Wind
CASTRIV1_1 | CASTRIV1-1 | teppc | AESO | AESO | Alberta Electric System Operator | BCHA_AESO | Excluded | 2000-10-21 | 2050-12-31 | 2050 | 21.1 |  |  | WT-Onshore | wind_onshorewind | Wind | Excluded_Wind
CASTRIV2_2 | CASTRIV2-2 | teppc | AESO | AESO | Alberta Electric System Operator | BCHA_AESO | Excluded | 2001-09-15 | 2050-12-31 | 2050 | 18.5 |  |  | WT-Onshore | wind_onshorewind | Wind | Excluded_Wind
CASTVL_2_FCELL |  | caiso | PGE_Valley | PGE_Valley | Pacific Gas and Electric Valley | PGE_Valley | CAISO |  | 2050-12-31 | 2050 | 1.4 |  |  | ST_Biomass | ST_Biomass | Biomass/Wood | CAISO_Biomass
CATLNA_2_SOLAR | Catalina Solar - Phases 1 and 2 | caiso | SCE | SCE | Southern California Edison | SCE | CAISO | 2012-12-15 | 2050-12-31 | 2050 | 110 |  |  | n/a | PVgeneric_sun | Solar_Fixed | CAISO_Solar
CATLNA_2_SOLAR2 | Catalina Solar 2 | caiso | SCE | SCE | Southern California Edison | SCE | CAISO | 2015-07-22 | 2050-12-31 | 2050 | 18 |  |  | n/a | PVgeneric_sun | Solar_Fixed | CAISO_Solar
CavalierCC_Total | CavalierCC (Total CC Plant) | teppc | AESO | AESO | Alberta Electric System Operator | BCHA_AESO | Excluded | 2001-07-01 | 2050-12-01 | 2050 | 120 |  |  | CCWhole-NatGas-Aero | CC_NG | CC | Excluded_CCGT
CAVLSR_2_BSOLAR | California Valley Solar Ranch-Phase B | caiso | PGE_Bay | PGE_Bay | Pacific Gas and Electric Bay | PGE_Bay | CAISO | 2013-01-01 | 2050-12-31 | 2050 | 40 |  |  | n/a | PVgeneric_sun | Solar_Fixed | CAISO_Solar
CAVLSR_2_RSOLAR | California Valley Solar Ranch-Phase A | caiso | PGE_Bay | PGE_Bay | Pacific Gas and Electric Bay | PGE_Bay | CAISO | 2013-11-01 | 2050-12-31 | 2050 | 210 |  |  | n/a | PVgeneric_sun | Solar_Fixed | CAISO_Solar
CAYTNO_2_VASCO | Vasco Road | caiso | PGE_Bay | PGE_Bay | Pacific Gas and Electric Bay | PGE_Bay | CAISO | 2014-02-05 | 2050-12-31 | 2050 | 4.3 |  |  | n/a | Biogas_ | Biogas_LandfillGas | CAISO_Biomass
CBN_BIO_13 | CBN_BIO 13 | teppc | BCHA | BCHA | British Columbia Transmission Company | BCHA_AESO | Excluded | 2018-09-30 | 2050-03-30 | 2049 | 10.5 |  |  | Steam | ST_NG | Steam | Excluded_ST
CC_Creek | CC Creek-1_CC Creek-1_IPP-CCC | teppc | PSCO | PSCO | Public Service Company of Colorado | PSCO | Excluded | 2015-11-01 | 2045-10-31 | 2045 | 5 |  |  | Hydro | Hydro_Standard | Hydro | Excluded_Hydro
CDWR07_2_GEN | WNDGPP_2_NSPIN | caiso | PGE_Valley | PGE_Valley | Pacific Gas and Electric Valley | PGE_Valley | CAISO | 1899-12-31 | 2050-12-31 | 2050 | 415.3 |  |  | n/a | Hydro_PumpedStorage | PSH | CAISO_Existing_Pumped_Storage
Cedar_Creek_1A | Cedar Creek Wind Project 1A | teppc | PSCO | PSCO | Public Service Company of Colorado | PSCO | Excluded | 2007-11-01 | 2050-12-31 | 2050 | 220 |  |  | WT-Onshore | wind_onshorewind | Wind | Excluded_Wind
Cedar_Creek_1B | Cedar Creek Wind Project 1B | teppc | PSCO | PSCO | Public Service Company of Colorado | PSCO | Excluded | 2007-11-01 | 2050-12-31 | 2050 | 80 |  |  | WT-Onshore | wind_onshorewind | Wind | Excluded_Wind
Cedar_Creek_2A | Cedar Creek Wind II 1A | teppc | PSCO | PSCO | Public Service Company of Colorado | PSCO | Excluded | 2011-10-01 | 2050-12-31 | 2050 | 150 |  |  | WT-Onshore | wind_onshorewind | Wind | Excluded_Wind
Cedar_Creek_2B | Cedar Creek Wind II 1B | teppc | PSCO | PSCO | Public Service Company of Colorado | PSCO | Excluded | 2011-10-01 | 2050-12-31 | 2050 | 100 |  |  | WT-Onshore | wind_onshorewind | Wind | Excluded_Wind
Cedar_Draw_1 | Cedar Draw-1 | teppc | IPFE | IPFE | Idaho Far East | IPCO | NW | 1984-06-01 | 2030-04-15 | 2029 | 2.3 |  |  | Hydro | Hydro_Standard | Hydro | NW_Hydro
Cedar_Falls_5 | Cedar Falls-5 | teppc | PSEI | PSEI | Puget Sound Energy | BPAT | NW | 1921-11-01 | 2050-12-31 | 2050 | 15 |  |  | Hydro | Hydro_Standard | Hydro | NW_Hydro
Cedar_Falls_6 | Cedar Falls-6 | teppc | PSEI | PSEI | Puget Sound Energy | BPAT | NW | 1929-11-01 | 2050-12-31 | 2050 | 15 |  |  | Hydro | Hydro_Standard | Hydro | NW_Hydro
Cedar_Point | Cedar Point Wind Farm 1-139 | teppc | PSCO | PSCO | Public Service Company of Colorado | PSCO | Excluded | 2011-11-01 | 2050-12-31 | 2050 | 250 |  |  | WT-Onshore | wind_onshorewind | Wind | Excluded_Wind
Cedar_Road_LFG | Cedar Road LFG Inc.-1_Cedar Road LFG Inc.-1_IPP-NLG | teppc | BCHA | BCHA | British Columbia Transmission Company | BCHA_AESO | Excluded | 2009-10-01 | 2029-11-27 | 2029 | 1.26 |  |  | Bio-ST | ST_Biomass | Biomass/Wood | Excluded_Biomass
CEDRCK_6_UNIT | Water Wheel Ranch | caiso | PGE_Valley | PGE_Valley | Pacific Gas and Electric Valley | PGE_Valley | CAISO | 1984-03-22 | 2050-12-31 | 2050 | 0.98 |  |  | n/a | Hydro_Standard | Hydro | CAISO_Small_Hydro
CEDUCR_2_SOLAR1 | Ducor Solar 1 | caiso | SCE | SCE | Southern California Edison | SCE | CAISO | 2016-12-23 | 2050-12-31 | 2050 | 20 |  |  | PVgeneric_sun | PVgeneric_sun | Solar_Fixed | CAISO_Solar
CEDUCR_2_SOLAR2 | Ducor Solar 2 | caiso | SCE | SCE | Southern California Edison | SCE | CAISO | 2016-12-23 | 2050-12-31 | 2050 | 20 |  |  | PVgeneric_sun | PVgeneric_sun | Solar_Fixed | CAISO_Solar
CEDUCR_2_SOLAR3 | Ducor Solar 3 | caiso | SCE | SCE | Southern California Edison | SCE | CAISO | 2016-12-23 | 2050-12-31 | 2050 | 15 |  |  | PVgeneric_sun | PVgeneric_sun | Solar_Fixed | CAISO_Solar
CEDUCR_2_SOLAR4 | Ducor Solar 4 | caiso | SCE | SCE | Southern California Edison | SCE | CAISO | 2016-12-23 | 2050-12-31 | 2050 | 20 |  |  | PVgeneric_sun | PVgeneric_sun | Solar_Fixed | CAISO_Solar
Celgar_1 | Celgar-1_Celgar-1_FBC-CEL | teppc | BCHA | BCHA | British Columbia Transmission Company | BCHA_AESO | Excluded | 2010-10-01 | 2040-09-27 | 2039 | 40.67 |  |  | Bio-ST | ST_Biomass | Biomass/Wood | Excluded_Biomass
Celgar_2 | Celgar-2_Celgar-2_FBC-CEL | teppc | BCHA | BCHA | British Columbia Transmission Company | BCHA_AESO | Excluded | 2010-10-01 | 2040-09-27 | 2039 | 37.33 |  |  | Bio-ST | ST_Biomass | Biomass/Wood | Excluded_Biomass
CENTER_2_RHONDO | MWD Rio Hondo Hydroelectric Recovery Pla | caiso | SCE | SCE | Southern California Edison | SCE | CAISO | 1984-01-01 | 2050-12-31 | 2050 | 1.91 |  |  | n/a | Hydro_Standard | Hydro | CAISO_Hydro
CENTER_2_SOLAR1 | Pico Rivera | caiso | SCE | SCE | Southern California Edison | SCE | CAISO | 2015-11-20 | 2050-12-31 | 2050 | 0.9 |  |  | n/a | PVgeneric_sun | Solar_Fixed | CAISO_Solar
CENTER_2_TECNG1 | TECHNICAST | caiso | SCE | SCE | Southern California Edison | SCE | CAISO | 2013-04-30 | 2050-12-31 | 2050 | 0.99 |  |  | RECIPROCATING ENGINE_NATURAL GAS | Cogen_NG | Cogen | CAISO_CHP
CENTER_6_PEAKER | Center Peaker | caiso | SCE | SCE | Southern California Edison | SCE | CAISO | 2007-09-20 | 2050-12-31 | 2050 | 47.11 |  |  | CT-NatGas-Aero | CT_NG | CT | CAISO_Peaker1
Central_CA_Fuel_Cell_2 | Central CA Fuel Cell 2 | rps | SCE | SCE | Southern California Edison | SCE | CAISO | 2019-03-29 | 2050-12-31 | 2050 | 3 |  |  | Biogasnan | ST_Biomass | Biogas_LandfillGas | CAISO_Biomass
Centralia1 | Transalta Centralia Generation-1 | teppc | BPAT | BPAT | Bonneville Power Administration – Transmission | BPAT | NW | 1972-12-01 | 2020-12-31 | 2020 | 670 |  |  | ST-Coal | Steam_Coal | Coal | NW_Coal
Centralia2 | Transalta Centralia Generation-2 | teppc | BPAT | BPAT | Bonneville Power Administration – Transmission | BPAT | NW | 1973-07-01 | 2024-12-31 | 2024 | 670 |  |  | ST-Coal | Steam_Coal | Coal | NW_Coal
CENTRY_6_PL1X4 | CENTURY GENERATING PLANT (AGGREGATE) | caiso | SCE | SCE | Southern California Edison | SCE | CAISO | 2001-09-17 | 2050-12-31 | 2050 | 41.4 |  |  | CT-NatGas-Aero | CT_NG | CT | CAISO_Peaker2
CEP_1 |  | teppc | PSCO | PSCO | Public Service Company of Colorado | PSCO | Excluded | 1950-01-01 | 2050-12-31 | 2050 | 250 |  |  | SolarPV-Tracking | 1axPV_sun | Solar_1Axis | Excluded_Solar
CEP_2 |  | teppc | PSCO | PSCO | Public Service Company of Colorado | PSCO | Excluded | 1950-01-01 | 2050-12-31 | 2050 | 200 |  |  | SolarPV-Tracking | 1axPV_sun | Solar_1Axis | Excluded_Solar
CEP_3 |  | teppc | PSCO | PSCO | Public Service Company of Colorado | PSCO | Excluded | 2020-04-15 | 2050-12-31 | 2050 | 110 |  |  | SolarPV-Tracking | 1axPV_sun | Solar_1Axis | Excluded_Solar
CEP_4 |  | teppc | PSCO | PSCO | Public Service Company of Colorado | PSCO | Excluded | 1950-01-01 | 2050-12-31 | 2050 | 75 |  |  | SolarPV-Tracking | 1axPV_sun | Solar_1Axis | Excluded_Solar
CEP_5 |  | teppc | PSCO | PSCO | Public Service Company of Colorado | PSCO | Excluded | 1950-01-01 | 2050-12-31 | 2050 | 72 |  |  | SolarPV-Tracking | 1axPV_sun | Solar_1Axis | Excluded_Solar
CEP_6 |  | teppc | PSCO | PSCO | Public Service Company of Colorado | PSCO | Excluded | 1950-01-01 | 2050-12-31 | 2050 | 500 |  |  | WT-Onshore | wind_onshorewind | Wind | Excluded_Wind
CEP_7 |  | teppc | PSCO | PSCO | Public Service Company of Colorado | PSCO | Excluded | 1950-01-01 | 2050-12-31 | 2050 | 300 |  |  | WT-Onshore | wind_onshorewind | Wind | Excluded_Wind
CEP_8 |  | teppc | PSCO | PSCO | Public Service Company of Colorado | PSCO | Excluded | 1950-01-01 | 2050-12-31 | 2050 | 169 |  |  | WT-Onshore | wind_onshorewind | Wind | Excluded_Wind
CerroPrieto1_5 | Cerro Prieto I-5 | teppc | CFE | CFE | Comisión Federal de Electricidad | CFE | Excluded | 1981-11-01 | 2050-12-31 | 2050 | 30 |  |  | Geo-BinaryCycle | Geothermal_steam | Geothermal | Excluded_Geothermal
CerroPrieto2_1 | Cerro Prieto II-1 | teppc | CFE | CFE | Comisión Federal de Electricidad | CFE | Excluded | 1984-02-01 | 2050-12-31 | 2050 | 110 |  |  | Geo-BinaryCycle | Geothermal_steam | Geothermal | Excluded_Geothermal
CerroPrieto2_2 | Cerro Prieto II-2 | teppc | CFE | CFE | Comisión Federal de Electricidad | CFE | Excluded | 1987-06-01 | 2050-12-31 | 2050 | 110 |  |  | Geo-BinaryCycle | Geothermal_steam | Geothermal | Excluded_Geothermal
CerroPrieto3_1 | Cerro Prieto III-1 | teppc | CFE | CFE | Comisión Federal de Electricidad | CFE | Excluded | 1985-07-01 | 2050-12-31 | 2050 | 110 |  |  | Geo-BinaryCycle | Geothermal_steam | Geothermal | Excluded_Geothermal
CerroPrieto3_2 | Cerro Prieto III-2 | teppc | CFE | CFE | Comisión Federal de Electricidad | CFE | Excluded | 1986-04-01 | 2050-12-31 | 2050 | 110 |  |  | Geo-BinaryCycle | Geothermal_steam | Geothermal | Excluded_Geothermal
CerroPrieto4_1 | Cerro Prieto IV-1 | teppc | CFE | CFE | Comisión Federal de Electricidad | CFE | Excluded | 2000-07-01 | 2050-12-31 | 2050 | 25 |  |  | Geo-BinaryCycle | Geothermal_steam | Geothermal | Excluded_Geothermal
CerroPrieto4_2 | Cerro Prieto IV-2 | teppc | CFE | CFE | Comisión Federal de Electricidad | CFE | Excluded | 2000-07-01 | 2050-12-31 | 2050 | 25 |  |  | Geo-BinaryCycle | Geothermal_steam | Geothermal | Excluded_Geothermal
CerroPrieto4_3 | Cerro Prieto IV-3 | teppc | CFE | CFE | Comisión Federal de Electricidad | CFE | Excluded | 2000-07-01 | 2050-12-31 | 2050 | 25 |  |  | Geo-BinaryCycle | Geothermal_steam | Geothermal | Excluded_Geothermal
CerroPrieto4_4 | Cerro Prieto IV-4 | teppc | CFE | CFE | Comisión Federal de Electricidad | CFE | Excluded | 2000-07-01 | 2050-12-31 | 2050 | 25 |  |  | Geo-BinaryCycle | Geothermal_steam | Geothermal | Excluded_Geothermal
CerroPrieto5_1 | Cerro Prieto V-1 | teppc | BCHA | BCHA | British Columbia Transmission Company | CFE | Excluded | 2011-06-01 | 2050-12-31 | 2050 | 107 |  |  | Geo-BinaryCycle | Geothermal_steam | Geothermal | Excluded_Geothermal
CerroPrietoPV | Planta Fotovoltaica Cerro Prieto-1 | teppc | CISC | CISC | Southern California Edison | CFE | Excluded | 2012-01-12 | 2050-12-01 | 2050 | 5 |  |  | SolarPV-Tracking | 1axPV_sun | Solar_1Axis | Excluded_Solar
CFT_13C | CFT 13C | teppc | PSCO | PSCO | Public Service Company of Colorado | PSCO | Excluded | 2018-03-30 | 2050-03-30 | 2049 | 38.7 |  |  | hydro | Hydro_Standard | Hydro | Excluded_Hydro
CHALK_1_UNIT | CHALK CLIFF LIMITED | caiso | PGE_Valley | PGE_Valley | Pacific Gas and Electric Valley | PGE_Valley | CAISO | 1990-03-20 | 2050-12-31 | 2050 | 48.67 |  |  | CT-NatGas-Aero | CT_NG | CT | CAISO_Peaker1
Chandler_1_2 | Chandler-1 and 2 | teppc | BPAT | BPAT | Bonneville Power Administration – Transmission | BPAT | NW | 1956-02-01 | 2050-12-31 | 2050 | 6 |  |  | Hydro | Hydro_Standard | Hydro | NW_Hydro
CHAP_DIST_PV | SunE EPE1 LLC-1 | teppc | EPE | EPE | El Paso Electric Company | PNM_EPE | SW | 2012-06-25 | 2032-04-30 | 2031 | 10 |  |  | SolarPV-Tracking | 1axPV_sun | Solar_1Axis | SW_Solar
CHAUT_SG | CHAUT_SG | teppc | PAUT | PAUT | Utah, PACE Utility | PACE | NW | 2016-01-01 | 2050-12-31 | 2050 | 20 |  |  | SolarPV-NonTracking | FixedPV_sun | Solar_Fixed | NW_Solar
Cheakamus_1 | Cheakamus-1_Cheakamus-1_BCH-CMS | teppc | BCHA | BCHA | British Columbia Transmission Company | BCHA_AESO | Excluded | 1957-01-01 | 2033-03-31 | 2032 | 90 |  |  | Hydro | Hydro_Standard | Hydro | Excluded_Hydro
Cheakamus_2 | Cheakamus-2_Cheakamus-2_BCH-CMS | teppc | BCHA | BCHA | British Columbia Transmission Company | BCHA_AESO | Excluded | 1957-01-01 | 2033-03-31 | 2032 | 90 |  |  | Hydro | Hydro_Standard | Hydro | Excluded_Hydro
ChehalisCC_Total | ChehalisCC (Total CC Plant) | teppc | BPAT | BPAT | Bonneville Power Administration – Transmission | BPAT | NW | 2003-08-01 | 2050-12-31 | 2050 | 577 |  |  | CCWhole-NatGas-Industrial | CC_NG | CC | NW_CCGT
Chelan_A_1 | Chelan-A-1 | teppc | CHPD | CHPD | Chelan County Public Utility District | BPAT | NW | 1927-09-01 | 2050-12-31 | 2050 | 29.6 |  |  | Hydro | Hydro_Standard | Hydro | NW_Hydro
Chelan_A_2 | Chelan-A-2 | teppc | CHPD | CHPD | Chelan County Public Utility District | BPAT | NW | 1928-08-01 | 2050-12-31 | 2050 | 29.6 |  |  | Hydro | Hydro_Standard | Hydro | NW_Hydro
Cherokee_4_Coal | Cherokee-4 | teppc | PSCO | PSCO | Public Service Company of Colorado | PSCO | Excluded | 1967-12-01 | 2030-01-01 | 2029 | 383 |  |  | ST-Coal | Steam_Coal | Coal | Excluded_Coal
Cherokee_CC | CherokeeCC (Total CC Plant) | teppc | PSCO | PSCO | Public Service Company of Colorado | PSCO | Excluded | 2015-12-31 | 2050-12-31 | 2050 | 602 |  |  | CCWhole-NatGas-Industrial | CC_NG | CC | Excluded_CCGT
Chetwynd_Bio1 | Chetwynd Biomass-1_Chetwynd Biomass-1_IPP-CIB | teppc | BCHA | BCHA | British Columbia Transmission Company | BCHA_AESO | Excluded | 2014-07-01 | 2034-07-01 | 2033 | 12 |  |  | Bio-ST | ST_Biomass | Biomass/Wood | Excluded_Biomass
CHEVCD_6_UNIT | CHEVRON USA (TAFT/CADET) | caiso | PGE_Valley | PGE_Valley | Pacific Gas and Electric Valley | PGE_Valley | CAISO | 1982-07-26 | 2050-12-31 | 2050 | 11.5 |  |  | n/a | Cogen_NG | Cogen | CAISO_CHP
CHEVCO_6_UNIT_1 | CHEVRON USA (COALINGA) | caiso | PGE_Valley | PGE_Valley | Pacific Gas and Electric Valley | PGE_Valley | CAISO | 1986-01-17 | 2050-12-31 | 2050 | 16.5 |  |  | CT-NatGas-Aero | Cogen_NG | Cogen | CAISO_CHP
CHEVCO_6_UNIT_2 | AERA ENERGY LLC. (COALINGA) | caiso | PGE_Valley | PGE_Valley | Pacific Gas and Electric Valley | PGE_Valley | CAISO | 1988-06-03 | 2050-12-31 | 2050 | 8.5 |  |  | n/a | Cogen_NG | Cogen | CAISO_CHP
CHEVCY_1_UNIT | CHEVRON USA (CYMRIC) | caiso | PGE_Valley | PGE_Valley | Pacific Gas and Electric Valley | PGE_Valley | CAISO | 1982-10-15 | 2050-12-31 | 2050 | 24.3 |  |  | CT-NatGas-Aero | Cogen_NG | Cogen | CAISO_CHP
CHEVMN_2_UNITS |  | caiso | SCE | SCE | Southern California Edison | SCE | CAISO | 1987-12-29 | 2050-12-31 | 2050 | 124.87 |  |  | CCWhole-NatGas-Aero | Cogen_NG | Cogen | CAISO_CHP
Cheyenne_Prairie_1CC | CheyennePrairieCC (Total CC Plant) | teppc | WACM | WACM | Western Area Power Administration, Colorado-Missouri Region | WACM | Excluded | 1985-04-01 | 2050-12-31 | 2050 | 99.1 |  |  | CCWhole-NatGas-Aero | CC_NG | CC | Excluded_CCGT
Cheyenne_Prairie_2_1 | Cheyenne Prairie Gas CT Plant 02A | teppc | WACM | WACM | Western Area Power Administration, Colorado-Missouri Region | WACM | Excluded | 2014-11-01 | 2050-12-31 | 2050 | 40 |  |  | CT-NatGas-Aero | CT_NG | CT | Excluded_Peaker
Cheyenne_Prairie_3CC | Cheyenne Prairie Generating Station-03A | teppc | WACM | WACM | Western Area Power Administration, Colorado-Missouri Region | WACM | Excluded | 2019-01-01 | 2050-12-31 | 2050 | 104.8 |  |  | CCWhole-NatGas-Aero | CC_NG | CC | Excluded_CCGT
Chickwat_1 | Chickwat-1_Chickwat-1_IPP-CKW | teppc | BCHA | BCHA | British Columbia Transmission Company | BCHA_AESO | Excluded | 2015-11-01 | 2045-10-31 | 2045 | 19 |  |  | Hydro | Hydro_Standard | Hydro | Excluded_Hydro
CHICPK_7_UNIT_1 | Chicago Park Powerhouse | caiso | PGE_Valley | PGE_Valley | Pacific Gas and Electric Valley | PGE_Valley | CAISO | 1965-01-01 | 2050-12-31 | 2050 | 42 |  |  | n/a | Hydro_Standard | Hydro | CAISO_Hydro
Chief_Joseph | Chief Joseph-1 | teppc | BPAT | BPAT | Bonneville Power Administration – Transmission | BPAT | NW | 1958-10-01 | 2050-01-01 | 2049 | 2456 |  |  | Hydro | Hydro_Standard | Hydro | NW_Hydro
CHILLS_1_SYCENG | Sycamore Energy 1 | caiso | SDGE | SDGE | San Diego Gas and Electric | SDGE | CAISO | 2011-05-19 | 2050-12-31 | 2050 | 1.5 |  |  | n/a | CT_Biomass | Biogas_LandfillGas | CAISO_Biomass
CHILLS_7_UNITA1 | Sycamore Energy 2 | caiso | SDGE | SDGE | San Diego Gas and Electric | SDGE | CAISO | 2004-07-14 | 2050-12-31 | 2050 | 2.25 |  |  | n/a | Cogen_NG | Cogen | CAISO_CHP
China_Creek_1 | China Creek-1_China Creek-1_IPP-CHI | teppc | BCHA | BCHA | British Columbia Transmission Company | BCHA_AESO | Excluded | 2005-12-10 | 2040-10-12 | 2040 | 3.15 |  |  | Hydro | Hydro_Standard | Hydro | Excluded_Hydro
China_Creek_2 | China Creek-2_China Creek-2_IPP-CHI | teppc | BCHA | BCHA | British Columbia Transmission Company | BCHA_AESO | Excluded | 2005-12-10 | 2040-10-12 | 2040 | 3.15 |  |  | Hydro | Hydro_Standard | Hydro | Excluded_Hydro
ChinChute_Hydro | ChinChute-1 | teppc | AESO | AESO | Alberta Electric System Operator | BCHA_AESO | Excluded | 1994-06-10 | 2050-12-01 | 2050 | 12 |  |  | Hydro | Hydro_Standard | Hydro | Excluded_Hydro
ChinChute_Wind | ChinChute Wind-1 | teppc | AESO | AESO | Alberta Electric System Operator | BCHA_AESO | Excluded | 2004-12-01 | 2050-12-01 | 2050 | 30 |  |  | WT-Onshore | wind_onshorewind | Wind | Excluded_Wind
CHINO_2_APEBT1 | Pomona Energy Storage | caiso | SCE | SCE | Southern California Edison | SCE | CAISO | 2016-01-01 | 2050-12-31 | 2050 | 20 | 4 | 80 | OTHER_LESR | Battery_ | Battery Storage | CAISO_Baseline_Li_Battery
CHINO_2_JURUPA | Jurupa | caiso | SCE | SCE | Southern California Edison | SCE | CAISO | 2013-12-20 | 2050-12-31 | 2050 | 1.5 |  |  | n/a | PVgeneric_sun | Solar_Fixed | CAISO_Solar
CHINO_2_QF | CHINO QFS | caiso | SCE | SCE | Southern California Edison | SCE | CAISO | 1987-01-01 | 2050-12-31 | 2050 | 0.58 |  |  | n/a | Cogen_NG | Cogen | CAISO_CHP
CHINO_2_SASOLR | SS San Antonio West LLC | caiso | SCE | SCE | Southern California Edison | SCE | CAISO | 2013-12-20 | 2050-12-31 | 2050 | 1.5 |  |  | n/a | PVgeneric_sun | Solar_Fixed | CAISO_Solar
CHINO_2_SOLAR | Chino RT Solar 1 | caiso | SCE | SCE | Southern California Edison | SCE | CAISO | 2009-12-01 | 2050-12-31 | 2050 | 1 |  |  | n/a | PVgeneric_sun | Solar_Fixed | CAISO_Solar
CHINO_2_SOLAR2 | Kona Solar - Terra Francesca | caiso | SCE | SCE | Southern California Edison | SCE | CAISO | 2015-04-13 | 2050-12-31 | 2050 | 1.49 |  |  | n/a | PVgeneric_sun | Solar_Fixed | CAISO_Solar
CHINO_6_CIMGEN | Chino Co-Generation | caiso | SCE | SCE | Southern California Edison | SCE | CAISO | 1987-12-24 | 2050-12-31 | 2050 | 26 |  |  | CCWhole-NatGas-Industrial | Cogen_NG | Cogen | CAISO_CHP
CHINO_6_SMPPAP | AltaGas Pomona Energy | caiso | SCE | SCE | Southern California Edison | SCE | CAISO | 1985-11-18 | 2019-09-06 | 2018 | 44 |  |  | n/a | CT_NG | CT | CAISO_Peaker1
CHINO_7_MILIKN | MN Milliken Genco LLC | caiso | SCE | SCE | Southern California Edison | SCE | CAISO | 2003-07-17 | 2050-12-31 | 2050 | 1.9 |  |  | n/a | Biogas_ | Biogas_LandfillGas | CAISO_Biomass
Cholla_1 | Cholla 1 | teppc | PNM | PNM | Public Service Company of New Mexico | PNM_EPE | SW | 1962-05-01 | 2050-12-31 | 2050 | 116 |  |  | ST-Coal | Steam_Coal | Coal | SW_Coal
Cholla_3 | Cholla 3 | teppc | PNM | PNM | Public Service Company of New Mexico | PNM_EPE | SW | 1980-05-01 | 2050-12-31 | 2050 | 271 |  |  | ST-Coal | Steam_Coal | Coal | SW_Coal
Cholla_4 | Cholla-4 | teppc | PNM | PNM | Public Service Company of New Mexico | PNM_EPE | SW | 1981-06-01 | 2024-12-31 | 2024 | 380 |  |  | ST-Coal | Steam_Coal | Coal | SW_Coal
ChristmasValley2 | Christmas Valley Solar II-PV(500) | teppc | PNM | PNM | Public Service Company of New Mexico | PNM_EPE | SW | 2012-10-15 | 2050-12-31 | 2050 | 20 |  |  | SolarPV-NonTracking | FixedPV_sun | Solar_Fixed | SW_Solar
CHWCHL_1_BIOMAS | Chow II Biomass to Energy | caiso | PGE_Valley | PGE_Valley | Pacific Gas and Electric Valley | PGE_Valley | CAISO | 2008-05-08 | 2050-12-31 | 2050 | 10.8 |  |  | n/a | ST_Biomass | Biomass/Wood | CAISO_Biomass
CHWCHL_1_UNIT | CHOW 2 PEAKER PLANT | caiso | PGE_Valley | PGE_Valley | Pacific Gas and Electric Valley | PGE_Valley | CAISO | 2001-06-13 | 2050-12-31 | 2050 | 48.6 |  |  | ICE-NatGas | ICE_NG | ICE | CAISO_Reciprocating_Engine
CIB_4G2 | CIB 4G2 | teppc | BCHA | BCHA | British Columbia Transmission Company | BCHA_AESO | Excluded | 2015-06-01 | 2050-03-30 | 2049 | 6.6 |  |  | Bio-ICE | ICE_Biomass | Biomass/Wood | Excluded_Biomass
Cimarron_Solar | Cimarron Solar¦Southern Turner Cimarron I Solar CIM1 | teppc | PNM | PNM | Public Service Company of New Mexico | PNM_EPE | SW | 2014-10-01 | 2050-12-31 | 2050 | 30.2 |  |  | SolarPV-NonTracking | FixedPV_sun | Solar_Fixed | SW_Solar
Cipres1 | Cipres-1 | teppc | CFE | CFE | Comisión Federal de Electricidad | CFE | Excluded | 1981-12-01 | 2030-01-01 | 2029 | 28 |  |  | CT-OilDistillate | CT_Oil | CT | Excluded_Peaker
CKY_ROR_13 | CKY_ROR 13 | teppc | BCHA | BCHA | British Columbia Transmission Company | BCHA_AESO | Excluded | 2040-09-30 | 2050-03-30 | 2049 | 282.5 |  |  | hydro | Hydro_Standard | Hydro | Excluded_Hydro
Clark_11 | Clark CT 11 | teppc | NEVP | NEVP | Nevada Power Company | NEVP | SW | 2008-07-01 | 2039-12-31 | 2039 | 57 |  |  | CT-NatGas-Aero | CT_NG | CT | SW_Peaker
Clark_12 | Clark CT 12 | teppc | NEVP | NEVP | Nevada Power Company | NEVP | SW | 2008-11-01 | 2039-12-31 | 2039 | 57 |  |  | CT-NatGas-Aero | CT_NG | CT | SW_Peaker
Clark_13 | Clark CT 13 | teppc | NEVP | NEVP | Nevada Power Company | NEVP | SW | 2008-07-01 | 2039-12-31 | 2039 | 57 |  |  | CT-NatGas-Aero | CT_NG | CT | SW_Peaker
Clark_14 | Clark CT 14 | teppc | NEVP | NEVP | Nevada Power Company | NEVP | SW | 2008-07-01 | 2039-12-31 | 2039 | 57 |  |  | CT-NatGas-Aero | CT_NG | CT | SW_Peaker
Clark_15 | Clark CT 15 | teppc | NEVP | NEVP | Nevada Power Company | NEVP | SW | 2008-07-01 | 2039-12-31 | 2039 | 57 |  |  | CT-NatGas-Aero | CT_NG | CT | SW_Peaker
Clark_16 | Clark CT 16 | teppc | NEVP | NEVP | Nevada Power Company | NEVP | SW | 2008-07-01 | 2039-12-31 | 2039 | 57 |  |  | CT-NatGas-Aero | CT_NG | CT | SW_Peaker
Clark_17 | Clark CT 17 | teppc | NEVP | NEVP | Nevada Power Company | NEVP | SW | 2008-07-01 | 2039-12-31 | 2039 | 57 |  |  | CT-NatGas-Aero | CT_NG | CT | SW_Peaker
Clark_18 | Clark CT 18 | teppc | NEVP | NEVP | Nevada Power Company | NEVP | SW | 2008-07-01 | 2039-12-31 | 2039 | 57 |  |  | CT-NatGas-Aero | CT_NG | CT | SW_Peaker
Clark_19 | Clark CT 19 | teppc | NEVP | NEVP | Nevada Power Company | NEVP | SW | 2008-11-01 | 2039-12-31 | 2039 | 57 |  |  | CT-NatGas-Aero | CT_NG | CT | SW_Peaker
Clark_20 | Clark CT 20 | teppc | NEVP | NEVP | Nevada Power Company | NEVP | SW | 2008-08-01 | 2039-12-31 | 2039 | 57 |  |  | CT-NatGas-Aero | CT_NG | CT | SW_Peaker
Clark_21 | Clark CT 21 | teppc | NEVP | NEVP | Nevada Power Company | NEVP | SW | 2008-11-01 | 2039-12-31 | 2039 | 57 |  |  | CT-NatGas-Aero | CT_NG | CT | SW_Peaker
Clark_22 | Clark CT 22 | teppc | NEVP | NEVP | Nevada Power Company | NEVP | SW | 2008-09-01 | 2039-12-31 | 2039 | 57 |  |  | CT-NatGas-Aero | CT_NG | CT | SW_Peaker
Clark_4 | Clark-GT4 | teppc | PNM | PNM | Public Service Company of New Mexico | PNM_EPE | SW | 1973-06-01 | 2020-09-01 | 2019 | 72.4 |  |  | CT-NatGas-Industrial | CT_NG | CT | SW_Peaker
Clark_Canyon | Clark Canyon Dam-1 | teppc | CISC | CISC | Southern California Edison | SCE | CAISO | 2013-03-01 | 2050-12-31 | 2050 | 4.7 |  |  | Hydro | Hydro_Standard | Hydro | CAISO_Hydro
Clark_CC1 | ClarkCC1 (Total CC Plant) | teppc | NEVP | NEVP | Nevada Power Company | NEVP | SW | 1979-05-01 | 2033-12-31 | 2033 | 250 |  |  | CCWhole-NatGas-Industrial | CC_NG | CC | SW_CCGT
Clark_CC2 | ClarkCC2 (Total CC Plant) | teppc | NEVP | NEVP | Nevada Power Company | NEVP | SW | 1980-06-01 | 2034-12-31 | 2034 | 250 |  |  | CCWhole-NatGas-Industrial | CC_NG | CC | SW_CCGT
Clark_Mountain_3 | Tracy (Clark Mountain) GT3 | teppc | SPPC | SPPC | Nevada Power Company | NEVP | SW | 1994-07-01 | 2030-01-01 | 2029 | 70 |  |  | CT-NatGas-Industrial | CT_NG | CT | SW_Peaker
Clark_Mountain_4 | Tracy (Clark Mountain) GT4 | teppc | SPPC | SPPC | Nevada Power Company | NEVP | SW | 1994-07-01 | 2030-01-01 | 2029 | 70 |  |  | CT-NatGas-Industrial | CT_NG | CT | SW_Peaker
CLC_13G1 | CLC 13G1 | teppc | BCHA | BCHA | British Columbia Transmission Company | BCHA_AESO | Excluded | 2020-02-15 | 2050-03-30 | 2049 | 11.1 |  |  | hydro | Hydro_Standard | Hydro | Excluded_Hydro
Clear_Lake_ID | Clear Lake-1 | teppc | IPMV | IPMV | Idaho Magic Valley | IPCO | NW | 1936-12-01 | 2050-12-31 | 2050 | 15 |  |  | Hydro | Hydro_Standard | Hydro | NW_Hydro
Clearwater1 | Clearwater 1-1 | teppc | PACW | PACW | PacifiCorp – West | PACW | NW | 1953-06-01 | 2050-12-31 | 2050 | 15 |  |  | Hydro | Hydro_Standard | Hydro | NW_Small_Hydro
Clearwater2 | Clearwater 2-1 | teppc | PACW | PACW | PacifiCorp – West | PACW | NW | 1953-11-01 | 2050-12-31 | 2050 | 26 |  |  | Hydro | Hydro_Standard | Hydro | NW_Small_Hydro
ClearwaterPaper3 | Clearwater Paper IPP Lewiston-GEN3 | teppc | AVA | AVA | Avista Corp. | BPAT | NW | 1981-07-01 | 2050-12-31 | 2050 | 28.8 |  |  | Bio-ST | ST_Biomass | Biomass/Wood | NW_Biomass
ClearwaterPaper4 | Clearwater Paper IPP Lewiston-GEN4 | teppc | AVA | AVA | Avista Corp. | BPAT | NW | 1991-02-01 | 2050-12-31 | 2050 | 65 |  |  | Bio-ST | ST_Biomass | Biomass/Wood | NW_Biomass
CLOVDL_1_SOLAR | Cloverdale Solar I | caiso | PGE_Bay | PGE_Bay | Pacific Gas and Electric Bay | PGE_Bay | CAISO | 2014-06-26 | 2050-12-31 | 2050 | 1.5 |  |  | n/a | PVgeneric_sun | Solar_Fixed | CAISO_Solar
CLOVER_2_UNIT | Clover Creek | caiso | PGE_Valley | PGE_Valley | Pacific Gas and Electric Valley | PGE_Valley | CAISO | 1986-02-21 | 2050-12-31 | 2050 | 0.99 |  |  | n/a | Hydro_Standard | Hydro | CAISO_Small_Hydro
Cloverbar_GT1 | Cloverbar GT1-1 | teppc | AESO | AESO | Alberta Electric System Operator | BCHA_AESO | Excluded | 2008-06-01 | 2050-12-01 | 2050 | 48 |  |  | CT-NatGas-Industrial | CT_NG | CT | Excluded_Peaker
Cloverbar_GT2 | Cloverbar GT2-2 | teppc | AESO | AESO | Alberta Electric System Operator | BCHA_AESO | Excluded | 2008-10-01 | 2050-12-01 | 2050 | 101 |  |  | CT-NatGas-Industrial | CT_NG | CT | Excluded_Peaker
Cloverbar_GT3 | Cloverbar GT3-3 | teppc | AESO | AESO | Alberta Electric System Operator | BCHA_AESO | Excluded | 2010-02-01 | 2050-12-31 | 2050 | 101 |  |  | CT-NatGas-Industrial | CT_NG | CT | Excluded_Peaker
Clowhom_1 | Clowhom-1_Clowhom-1_BCH-COM | teppc | BCHA | BCHA | British Columbia Transmission Company | BCHA_AESO | Excluded | 2015-10-01 | 2033-03-31 | 2032 | 45 |  |  | Hydro | Hydro_Standard | Hydro | Excluded_Hydro
CLRKRD_6_LIMESD | Lime Saddle Hydro | caiso | PGE_Valley | PGE_Valley | Pacific Gas and Electric Valley | PGE_Valley | CAISO | 1906-01-01 | 2050-12-31 | 2050 | 2 |  |  | n/a | Hydro_Standard | Hydro | CAISO_Small_Hydro
CLRMTK_1_QF | SMALL QF AGGREGATION - OAKLAND | caiso | PGE_Bay | PGE_Bay | Pacific Gas and Electric Bay | PGE_Bay | CAISO | 1983-12-05 | 2050-12-31 | 2050 | 1.25 |  |  | n/a | Cogen_NG | Cogen | CAISO_CHP
ClrSpringsTrout | Clear Springs Trout-1 | teppc | IPFE | IPFE | Idaho Far East | IPCO | NW | 1983-11-02 | 2050-12-31 | 2050 | 0.52 |  |  | Hydro | Hydro_Standard | Hydro | NW_Hydro
ClrwatrFishHtch | Dworshak_Clearwater Fish Hatchery-HY1 | teppc | PNM | PNM | Public Service Company of New Mexico | PNM_EPE | SW | 1998-06-01 | 2030-04-15 | 2029 | 2.9 |  |  | Hydro | Hydro_Standard | Hydro | SW_Hydro
CMBHL_2 | CMBHL 2 | teppc | BPAT | BPAT | Bonneville Power Administration – Transmission | BPAT | NW | 1986-04-15 | 2050-12-31 | 2050 | 0.1 |  |  | VAR-Device | VAR_NOTGEN | None | NW_Var-DEVICE
CMH_3_3 | CMH 3-3 | teppc | AESO | AESO | Alberta Electric System Operator | BCHA_AESO | Excluded | 1974-01-01 | 2050-12-01 | 2050 | 37.8 |  |  | ST-NatGas | ST_NG | Steam | Excluded_ST
CNTNLA_2_SOLAR1 | Centinela Solar Energy I | caiso | SDGE | SDGE | San Diego Gas and Electric | SDGE | CAISO | 2014-07-30 | 2050-12-31 | 2050 | 125 |  |  | n/a | PVgeneric_sun | Solar_Fixed | CAISO_Solar
CNTNLA_2_SOLAR2 | Centinels Solar Energy 2 | caiso | SDGE | SDGE | San Diego Gas and Electric | SDGE | CAISO | 2014-08-15 | 2050-12-31 | 2050 | 45.6 |  |  | n/a | PVgeneric_sun | Solar_Fixed | CAISO_Solar
CNTRVL_6_UNIT | Centerville | caiso | PGE_Valley | PGE_Valley | Pacific Gas and Electric Valley | PGE_Valley | CAISO | 1899-12-31 | 2050-12-31 | 2050 | 6.4 |  |  | n/a | Hydro_Standard | Hydro | CAISO_Small_Hydro
Coachella_1 | Coachella 1 | teppc | IID | IID | Imperial Irrigation District | IID | IID | 1973-06-01 | 2050-12-31 | 2050 | 20 |  |  | CT-OilDistillate | CT_Oil | CT | IID_Peaker
Coachella_2 | Coachella 2 | teppc | IID | IID | Imperial Irrigation District | IID | IID | 1991-11-01 | 2050-12-31 | 2050 | 20 |  |  | CT-OilDistillate | CT_Oil | CT | IID_Peaker
Coachella_3 | Coachella 3 | teppc | IID | IID | Imperial Irrigation District | IID | IID | 1974-04-01 | 2050-12-31 | 2050 | 20 |  |  | CT-OilDistillate | CT_Oil | CT | IID_Peaker
Coachella_4 | Coachella 4 | teppc | IID | IID | Imperial Irrigation District | IID | IID | 1976-12-01 | 2050-12-31 | 2050 | 20 |  |  | CT-OilDistillate | CT_Oil | CT | IID_Peaker
Coachella_Battery | Coachella Battery Storage Project 1¦BATTERY ENERGY STORAGE SYSTEM IID | teppc | IID | IID | Imperial Irrigation District | IID | IID | 2016-09-01 | 2050-12-31 | 2050 | 31 |  |  | ES-4HR-Generic | Battery_ | Battery Storage | IID_Li_Battery
Coastal_Energy | Coastal Energy Project-1 | teppc | PNM | PNM | Public Service Company of New Mexico | PNM_EPE | SW | 2010-09-15 | 2050-12-31 | 2050 | 6 |  |  | WT-Onshore | wind_onshorewind | Wind | SW_Wind
Cochrane_COC1 | Cochrane-COC1 | teppc | NWMT | NWMT | NorthWestern Energy | NWMT_WAUW | NW | 1958-07-01 | 2050-12-31 | 2050 | 32 |  |  | Hydro | Hydro_Standard | Hydro | NW_Hydro
Cochrane_COC2 | Cochrane-COC2 | teppc | NWMT | NWMT | NorthWestern Energy | NWMT_WAUW | NW | 1958-07-01 | 2050-12-31 | 2050 | 32 |  |  | Hydro | Hydro_Standard | Hydro | NW_Hydro
COCOPP_2_CTG1 | Marsh Landing 1 | caiso | PGE_Bay | PGE_Bay | Pacific Gas and Electric Bay | PGE_Bay | CAISO | 2013-05-01 | 2050-12-31 | 2050 | 204.2 |  |  | CT-NatGas-Industrial | CT_NG | CT | CAISO_Peaker2
COCOPP_2_CTG2 | Marsh Landing 2 | caiso | PGE_Bay | PGE_Bay | Pacific Gas and Electric Bay | PGE_Bay | CAISO | 2013-05-01 | 2050-12-31 | 2050 | 202.7 |  |  | CT-NatGas-Industrial | CT_NG | CT | CAISO_Peaker2
COCOPP_2_CTG3 | Marsh Landing 3 | caiso | PGE_Bay | PGE_Bay | Pacific Gas and Electric Bay | PGE_Bay | CAISO | 2013-05-01 | 2050-12-31 | 2050 | 208.96 |  |  | CT-NatGas-Industrial | CT_NG | CT | CAISO_Peaker2
COCOPP_2_CTG4 |  | caiso | PGE_Bay | PGE_Bay | Pacific Gas and Electric Bay | PGE_Bay | CAISO | 2013-05-01 | 2050-12-31 | 2050 | 204.29 |  |  | CT-NatGas-Industrial | CT_NG | CT | CAISO_Peaker2
COCOSB_6_SOLAR | Oakley Solar Project | caiso | PGE_Bay | PGE_Bay | Pacific Gas and Electric Bay | PGE_Bay | CAISO | 2013-06-12 | 2050-12-31 | 2050 | 1.5 |  |  | n/a | PVgeneric_sun | Solar_Fixed | CAISO_Solar
Coffin_Butte_1 | Coffin Butte-1 | teppc | BPAT | BPAT | Bonneville Power Administration – Transmission | BPAT | NW | 1995-10-01 | 2050-12-31 | 2050 | 14.7 |  |  | Bio-ICE | ICE_Biomass | Biomass/Wood | NW_Biomass
Coffin_Butte_2 | Coffin Butte-2 | teppc | BPAT | BPAT | Bonneville Power Administration – Transmission | BPAT | NW | 1995-10-01 | 2050-12-31 | 2050 | 0.8 |  |  | Bio-ICE | ICE_Biomass | Biomass/Wood | NW_Biomass
Coffin_Butte_3 | Coffin Butte-3 | teppc | BPAT | BPAT | Bonneville Power Administration – Transmission | BPAT | NW | 1995-10-01 | 2050-12-31 | 2050 | 0.8 |  |  | Bio-ICE | ICE_Biomass | Biomass/Wood | NW_Biomass
Coffin_Butte_4 | Coffin Butte-4 | teppc | BPAT | BPAT | Bonneville Power Administration – Transmission | BPAT | NW | 2007-10-01 | 2050-12-31 | 2050 | 1.5 |  |  | Bio-ICE | ICE_Biomass | Biomass/Wood | NW_Biomass
Coffin_Butte_5 | Coffin Butte-5 | teppc | BPAT | BPAT | Bonneville Power Administration – Transmission | BPAT | NW | 2007-10-01 | 2050-12-31 | 2050 | 1.5 |  |  | Bio-ICE | ICE_Biomass | Biomass/Wood | NW_Biomass
CoGen2DRJohnson | D.R.JohnsonLumber_Co-Gen II LLC-GEN1 | teppc | PACW | PACW | PacifiCorp – West | PACW | NW | 1987-10-01 | 2050-12-31 | 2050 | 7.5 |  |  | Bio-ST | ST_Biomass | Biomass/Wood | NW_Biomass
Cogentrix | Alamosa Solar Generating Project-Cogentrix 1¦Cogentrix of Alamosa-1 | teppc | PSCO | PSCO | Public Service Company of Colorado | PSCO | Excluded | 2012-04-01 | 2050-12-31 | 2050 | 30 |  |  | SolarPV-Tracking | 1axPV_sun | Solar_1Axis | Excluded_Solar
COGNAT_1_UNIT |  | caiso | PGE_Valley | PGE_Valley | Pacific Gas and Electric Valley | PGE_Valley | CAISO | 2014-02-12 | 2050-12-31 | 2050 | 45 |  |  | n/a | Cogen_NG | Cogen | CAISO_CHP
Cold_Springs | Cold Springs Windfarm-1 | teppc | IPMV | IPMV | Idaho Magic Valley | IPCO | NW | 2012-08-11 | 2050-12-31 | 2050 | 23 |  |  | WT-Onshore | wind_onshorewind | Wind | NW_Wind
COLEMN_2_UNIT | Coleman | caiso | PGE_Valley | PGE_Valley | Pacific Gas and Electric Valley | PGE_Valley | CAISO | 1979-01-01 | 2050-12-31 | 2050 | 13 |  |  | n/a | Hydro_Standard | Hydro | CAISO_Small_Hydro
COLGAT_7_UNIT_1 | Colgate Powerhouse Unit 1 | caiso | PGE_Valley | PGE_Valley | Pacific Gas and Electric Valley | PGE_Valley | CAISO | 1969-01-01 | 2050-12-31 | 2050 | 176.72 |  |  | n/a | Hydro_Standard | Hydro | CAISO_Hydro
COLGAT_7_UNIT_2 | Colgate Powerhouse Unit 2 | caiso | PGE_Valley | PGE_Valley | Pacific Gas and Electric Valley | PGE_Valley | CAISO | 1969-01-01 | 2050-12-31 | 2050 | 175.67 |  |  | n/a | Hydro_Standard | Hydro | CAISO_Hydro
Colstrip_1 | Colstrip-1 | teppc | IPFE | IPFE | Idaho Far East | IPCO | NW | 1975-11-01 | 2022-07-31 | 2021 | 307 |  |  | ST-Coal | Steam_Coal | Coal | NW_Coal
Colstrip_2 | Colstrip-2 | teppc | IPFE | IPFE | Idaho Far East | IPCO | NW | 1976-08-01 | 2022-07-31 | 2021 | 307 |  |  | ST-Coal | Steam_Coal | Coal | NW_Coal
Colstrip_3 | Colstrip-3 | teppc | NWMT | NWMT | NorthWestern Energy | NWMT_WAUW | NW | 1984-01-01 | 2050-12-31 | 2050 | 740 |  |  | ST-Coal | Steam_Coal | Coal | NW_Coal
Colstrip_4 | Colstrip-4 | teppc | NWMT | NWMT | NorthWestern Energy | NWMT_WAUW | NW | 1986-04-01 | 2050-12-31 | 2050 | 740 |  |  | ST-Coal | Steam_Coal | Coal | NW_Coal
Colstrip_Energy | Colstrip Energy LP-GEN1 | teppc | NWMT | NWMT | NorthWestern Energy | NWMT_WAUW | NW | 1990-02-01 | 2050-12-31 | 2050 | 43.7 |  |  | ST-Coal | Steam_Coal | Coal | NW_Coal
COLTON_6_AGUAM1 | AGUA MANSA UNIT 1 (CITY OF COLTON) | caiso | SCE | SCE | Southern California Edison | SCE | CAISO | 2003-06-27 | 2050-12-31 | 2050 | 43 |  |  | CT-NatGas-Aero | CT_NG | CT | CAISO_Peaker1
Columbia_Ridge1 | Waste Management Columbia Ridge LFGTE-GEN1 | teppc | PNM | PNM | Public Service Company of New Mexico | PNM_EPE | SW | 2009-03-01 | 2050-12-31 | 2050 | 0.8 |  |  | Bio-ICE | ICE_Biomass | Biomass/Wood | SW_Biomass
Columbia_Ridge2 | Waste Management Columbia Ridge LFGTE-GEN2 | teppc | PNM | PNM | Public Service Company of New Mexico | PNM_EPE | SW | 2009-03-01 | 2050-12-31 | 2050 | 0.8 |  |  | Bio-ICE | ICE_Biomass | Biomass/Wood | SW_Biomass
Columbia_Ridge4 | Waste Management Columbia Ridge LFGTE-GEN4 | teppc | PNM | PNM | Public Service Company of New Mexico | PNM_EPE | SW | 2009-03-01 | 2050-12-31 | 2050 | 0.8 |  |  | Bio-ICE | ICE_Biomass | Biomass/Wood | SW_Biomass
Columbia_Ridge5 | Waste Management Columbia Ridge LFGTE-GEN5 | teppc | PNM | PNM | Public Service Company of New Mexico | PNM_EPE | SW | 2009-03-01 | 2050-12-31 | 2050 | 0.8 |  |  | Bio-ICE | ICE_Biomass | Biomass/Wood | SW_Biomass
Columbia_Ridge6 | Waste Management Columbia Ridge LFGTE-GEN6 | teppc | PNM | PNM | Public Service Company of New Mexico | PNM_EPE | SW | 2009-03-01 | 2050-12-31 | 2050 | 0.8 |  |  | Bio-ICE | ICE_Biomass | Biomass/Wood | SW_Biomass
Columbia_Ridge7 | Waste Management Columbia Ridge LFGTE-GEN7 | teppc | PNM | PNM | Public Service Company of New Mexico | PNM_EPE | SW | 2009-03-01 | 2050-12-31 | 2050 | 0.8 |  |  | Bio-ICE | ICE_Biomass | Biomass/Wood | SW_Biomass
Columbia_Ridge8 | Waste Management Columbia Ridge LFGTE-GEN8 | teppc | PNM | PNM | Public Service Company of New Mexico | PNM_EPE | SW | 2009-03-01 | 2050-12-31 | 2050 | 0.8 |  |  | Bio-ICE | ICE_Biomass | Biomass/Wood | SW_Biomass
Columbia2 | Columbia Generating Station-2 | teppc | BPAT | BPAT | Bonneville Power Administration – Transmission | BPAT | NW | 1984-12-01 | 2050-12-31 | 2050 | 1170 |  |  | ST-Nuclear | ST_Nuclear | Nuclear | NW_Nuclear
COLUSA_2_PL1X3 | Colusa Generating Station | caiso | PGE_Valley | PGE_Valley | Pacific Gas and Electric Valley | PGE_Valley | CAISO | 2010-12-22 | 2050-12-31 | 2050 | 641 |  |  | CCWhole-NatGas-Industrial | CC_NG | CC | CAISO_CCGT1
COLVIL_7_PL1X2 | COLLIERVILLE HYDRO UNIT 1 & 2 AGGREGATE | caiso | PGE_Valley | PGE_Valley | Pacific Gas and Electric Valley | PGE_Valley | CAISO | 1989-11-01 | 2050-12-31 | 2050 | 246.86 |  |  | n/a | Hydro_Standard | Hydro | CAISO_Hydro
Comanche_1 | Comanche 1 | teppc | PSCO | PSCO | Public Service Company of Colorado | PSCO | Excluded | 1972-12-01 | 2022-12-31 | 2022 | 325 |  |  | ST-Coal | Steam_Coal | Coal | Excluded_Coal
Comanche_2 | Comanche 2 | teppc | PSCO | PSCO | Public Service Company of Colorado | PSCO | Excluded | 1974-12-01 | 2025-12-31 | 2025 | 335 |  |  | ST-Coal | Steam_Coal | Coal | Excluded_Coal
Comanche_3 | Comanche-3 | teppc | PSCO | PSCO | Public Service Company of Colorado | PSCO | Excluded | 2010-05-01 | 2069-12-31 | 2069 | 766 |  |  | ST-Coal | Steam_Coal | Coal | Excluded_Coal
Comanche_Solar | Comanche Solar Project COMCH | teppc | PSCO | PSCO | Public Service Company of Colorado | PSCO | Excluded | 2016-04-15 | 2050-12-31 | 2050 | 120 |  |  | SolarPV-Tracking | 1axPV_sun | Solar_1Axis | Excluded_Solar
Combine_Hills | Combine Hills I-1 | teppc | PACW | PACW | PacifiCorp – West | PACW | NW | 2003-12-01 | 2050-12-31 | 2050 | 41 |  |  | WT-Onshore | wind_onshorewind | Wind | NW_Wind
Condon_Wind | Condon Windpower LLC-GEN1 & GEN2 | teppc | TPWR | TPWR | Tacoma Power | BPAT | NW | 2002-01-07 | 2050-12-31 | 2050 | 24.6 |  |  | WT-Onshore | wind_onshorewind | Wind | NW_Wind
Conifex_Green | Conifex Green Energy-1_Conifex Green Energy-1_IPP-FFI | teppc | BCHA | BCHA | British Columbia Transmission Company | BCHA_AESO | Excluded | 2014-09-20 | 2034-09-20 | 2033 | 36 |  |  | Bio-ST | ST_Biomass | Biomass/Wood | Excluded_Biomass
Conklin | Conklin GT1-1 | teppc | AESO | AESO | Alberta Electric System Operator | BCHA_AESO | Excluded | 2010-01-01 | 2050-12-31 | 2050 | 92 |  |  | CT-AB-Cogen | Cogen_NG | Cogen | Excluded_CHP
CONTRL_1_CASAD1 | Mammoth G1 | caiso | SCE | SCE | Southern California Edison | SCE | CAISO | 1984-11-26 | 2050-12-31 | 2050 | 10 |  |  | n/a | Geothermal_steam | Geothermal | CAISO_Geothermal
CONTRL_1_CASAD3 | Mammoth G3 | caiso | SCE | SCE | Southern California Edison | SCE | CAISO | 2013-04-01 | 2050-12-31 | 2050 | 14 |  |  | n/a | Geothermal_steam | Geothermal | CAISO_Geothermal
CONTRL_1_LUNDY | LUNDY | caiso | SCE | SCE | Southern California Edison | SCE | CAISO | 1911-01-01 | 2050-12-31 | 2050 | 3 |  |  | n/a | Hydro_Standard | Hydro | CAISO_Small_Hydro
CONTRL_1_OXBOW | Dixie Valley Geo | caiso | NEVP | SCE | Southern California Edison | SCE | CAISO | 1988-06-14 | 2050-12-31 | 2050 | 60 |  |  | n/a | Geothermal_steam | Geothermal | CAISO_Geothermal
CONTRL_1_POOLE | POOLE HYDRO PLANT 1 | caiso | SCE | SCE | Southern California Edison | SCE | CAISO | 1924-01-01 | 2050-12-31 | 2050 | 10.9 |  |  | n/a | Hydro_Standard | Hydro | CAISO_Small_Hydro
CONTRL_1_QF | CONTROL QFS | caiso | SCE | SCE | Southern California Edison | SCE | CAISO | 1982-01-01 | 2050-12-31 | 2050 | 13.4 |  |  | n/a | Cogen_NG | Cogen | CAISO_CHP
CONTRL_1_RUSHCK | RUSH CREEK | caiso | SCE | SCE | Southern California Edison | SCE | CAISO | 1916-01-01 | 2050-12-31 | 2050 | 11.94 |  |  | n/a | Hydro_Standard | Hydro | CAISO_Small_Hydro
Control_Gorge_1 | Control Gorge 1 | teppc | LDWP | LDWP | Los Angeles Department of Water and Power | LADWP | LDWP | 2009-06-02 | 2050-12-31 | 2050 | 37.5 |  |  | Hydro | Hydro_Standard | Hydro | LDWP_Hydro
Coolidge_01 | Coolidge Generation Station-1 | teppc | SRP | SRP | Salt River Project | SRP | SW | 2011-05-01 | 2050-12-31 | 2050 | 46.8 |  |  | CT-NatGas-Aero | CT_NG | CT | SW_Peaker
Coolidge_02 | Coolidge Generating Station 2 | teppc | SRP | SRP | Salt River Project | SRP | SW | 2011-05-01 | 2050-12-31 | 2050 | 46.8 |  |  | CT-NatGas-Aero | CT_NG | CT | SW_Peaker
Coolidge_03 | Coolidge Generating Station 3 | teppc | SRP | SRP | Salt River Project | SRP | SW | 2011-05-01 | 2050-12-31 | 2050 | 46.8 |  |  | CT-NatGas-Aero | CT_NG | CT | SW_Peaker
Coolidge_04 | Coolidge Generating Station 4 | teppc | SRP | SRP | Salt River Project | SRP | SW | 2011-05-01 | 2050-12-31 | 2050 | 46.8 |  |  | CT-NatGas-Aero | CT_NG | CT | SW_Peaker
Coolidge_05 | Coolidge Generating Station 5 | teppc | SRP | SRP | Salt River Project | SRP | SW | 2011-05-01 | 2050-12-31 | 2050 | 46.8 |  |  | CT-NatGas-Aero | CT_NG | CT | SW_Peaker
Coolidge_06 | Coolidge Generating Station 6 | teppc | SRP | SRP | Salt River Project | SRP | SW | 2011-05-01 | 2050-12-31 | 2050 | 46.8 |  |  | CT-NatGas-Aero | CT_NG | CT | SW_Peaker
Coolidge_07 | Coolidge Generating Station 7 | teppc | SRP | SRP | Salt River Project | SRP | SW | 2011-05-01 | 2050-12-31 | 2050 | 46.8 |  |  | CT-NatGas-Aero | CT_NG | CT | SW_Peaker
Coolidge_08 | Coolidge Generating Station 8 | teppc | SRP | SRP | Salt River Project | SRP | SW | 2011-05-01 | 2050-12-31 | 2050 | 46.8 |  |  | CT-NatGas-Aero | CT_NG | CT | SW_Peaker
Coolidge_09 | Coolidge Generating Station 9 | teppc | SRP | SRP | Salt River Project | SRP | SW | 2011-05-01 | 2050-12-31 | 2050 | 46.8 |  |  | CT-NatGas-Aero | CT_NG | CT | SW_Peaker
Coolidge_10 | Coolidge Generating Station 10 | teppc | SRP | SRP | Salt River Project | SRP | SW | 2011-05-01 | 2050-12-31 | 2050 | 46.8 |  |  | CT-NatGas-Aero | CT_NG | CT | SW_Peaker
Coolidge_11 | Coolidge Generating Station 11 | teppc | SRP | SRP | Salt River Project | SRP | SW | 2011-05-01 | 2050-12-31 | 2050 | 46.8 |  |  | CT-NatGas-Aero | CT_NG | CT | SW_Peaker
Coolidge_12 | Coolidge Generating Station 12 | teppc | SRP | SRP | Salt River Project | SRP | SW | 2011-05-01 | 2050-12-31 | 2050 | 46.8 |  |  | CT-NatGas-Aero | CT_NG | CT | SW_Peaker
Copco_2_1 | Copco 2-1 | teppc | PACW | PACW | PacifiCorp – West | PACW | NW | 1925-07-01 | 2050-12-31 | 2050 | 13.5 |  |  | HydroRPS | Hydro_Standard | Hydro | NW_Hydro
Copco_2_2 | Copco 2-2 | teppc | PACW | PACW | PacifiCorp – West | PACW | NW | 1925-08-01 | 2050-12-31 | 2050 | 13.5 |  |  | HydroRPS | Hydro_Standard | Hydro | NW_Hydro
Copco1_1 | Copco 1-1 | teppc | PACW | PACW | PacifiCorp – West | PACW | NW | 1918-01-01 | 2030-01-01 | 2029 | 10 |  |  | HydroRPS | Hydro_Standard | Hydro | NW_Hydro
Copco1_2 | Copco 1-2 | teppc | PACW | PACW | PacifiCorp – West | PACW | NW | 1922-11-01 | 2030-01-01 | 2029 | 10 |  |  | HydroRPS | Hydro_Standard | Hydro | NW_Hydro
COPMT2_2_SOLAR2 | CMS2 | caiso | NEVP | SCE | Southern California Edison | SCE | CAISO | 2012-06-28 | 2050-12-31 | 2050 | 155 |  |  | n/a | PVgeneric_sun | Solar_Fixed | CAISO_Solar
COPMT4_2_SOLAR4 | Copper Mountain Solar 4 | caiso | NEVP | SCE | Southern California Edison | SCE | CAISO | 2016-10-01 | 2050-12-31 | 2050 | 92 |  |  | PVgeneric_sun | PVgeneric_sun | Solar_Fixed | CAISO_Solar
COPMTN_2_CM10 | Copper Mountain 10 | caiso | NEVP | SCE | Southern California Edison | SCE | CAISO | 2011-10-03 | 2050-12-31 | 2050 | 10 |  |  | n/a | PVgeneric_sun | Solar_Fixed | CAISO_Solar
COPMTN_2_SOLAR1 | Copper Mountain 48 | caiso | NEVP | SCE | Southern California Edison | SCE | CAISO | 2010-06-15 | 2050-12-31 | 2050 | 48 |  |  | n/a | PVgeneric_sun | Solar_Fixed | CAISO_Solar
Copper_1 | Copper-1 | teppc | EPE | EPE | El Paso Electric Company | PNM_EPE | SW | 1980-07-01 | 2030-12-31 | 2030 | 64 |  |  | CT-NatGas-Industrial | CT_NG | CT | SW_Peaker
Copper_Crossing_1 | Copper Crossing Gen Station (Abel Peaking) CCGS1-5 1 | teppc | SRP | SRP | Salt River Project | SRP | SW | 2021-05-01 | 2050-12-31 | 2050 | 91 |  |  | CT-NatGas-Industrial | CT_NG | CT | SW_Peaker
Copper_Crossing_2 | Copper Crossing Gen Station (Abel Peaking) CCGS1-5 2 | teppc | SRP | SRP | Salt River Project | SRP | SW | 2021-05-01 | 2050-12-31 | 2050 | 91 |  |  | CT-NatGas-Industrial | CT_NG | CT | SW_Peaker
Copper_Crossing_3 | Copper Crossing Gen Station (Abel Peaking) CCGS1-5 3 | teppc | SRP | SRP | Salt River Project | SRP | SW | 2021-05-01 | 2050-12-31 | 2050 | 91 |  |  | CT-NatGas-Industrial | CT_NG | CT | SW_Peaker
Copper_Crossing_4 | Copper Crossing Gen Station (Abel Peaking) CCGS1-5 4 | teppc | SRP | SRP | Salt River Project | SRP | SW | 2022-05-01 | 2050-12-31 | 2050 | 91 |  |  | CT-NatGas-Industrial | CT_NG | CT | SW_Peaker
Copper_Crossing_5 | Copper Crossing Gen Station (Abel Peaking) CCGS1-5 5 | teppc | SRP | SRP | Salt River Project | SRP | SW | 2022-05-01 | 2050-12-31 | 2050 | 91 |  |  | CT-NatGas-Industrial | CT_NG | CT | SW_Peaker
Copper_Crossing_6 | Copper Crossing Gen Station (Abel Peaking) CCGS1-5 6 | teppc | SRP | SRP | Salt River Project | SRP | SW | 2022-05-01 | 2050-12-31 | 2050 | 91 |  |  | CT-NatGas-Industrial | CT_NG | CT | SW_Peaker
Copper_Crossing_7 | Copper Crossing Gen Station (Abel Peaking) CCGS1-5 7 | teppc | SRP | SRP | Salt River Project | SRP | SW | 2023-05-01 | 2050-12-31 | 2050 | 91 |  |  | CT-NatGas-Industrial | CT_NG | CT | SW_Peaker
Copper_Crossing_8 | Copper Crossing Gen Station (Abel Peaking) CCGS1-5 8 | teppc | SRP | SRP | Salt River Project | SRP | SW | 2023-05-01 | 2050-12-31 | 2050 | 91 |  |  | CT-NatGas-Industrial | CT_NG | CT | SW_Peaker
Copper_Crossing_9 | Copper Crossing Gen Station (Abel Peaking) CCGS1-5 9 | teppc | SRP | SRP | Salt River Project | SRP | SW | 2023-05-01 | 2050-12-31 | 2050 | 91 |  |  | CT-NatGas-Industrial | CT_NG | CT | SW_Peaker
Copper_Mountain_3_01 | Copper Mountain Solar III 1 | teppc | LDWP | LDWP | Los Angeles Department of Water and Power | LADWP | LDWP | 2013-12-01 | 2050-12-31 | 2050 | 26 |  |  | SolarPV-NonTracking | FixedPV_sun | Solar_Fixed | LDWP_Solar
Copper_Mountain_3_02 | Copper Mountain Solar III 2 | teppc | LDWP | LDWP | Los Angeles Department of Water and Power | LADWP | LDWP | 2013-12-01 | 2050-12-31 | 2050 | 27 |  |  | SolarPV-NonTracking | FixedPV_sun | Solar_Fixed | LDWP_Solar
Copper_Mountain_3_03 | Copper Mountain Solar III 3 | teppc | LDWP | LDWP | Los Angeles Department of Water and Power | LADWP | LDWP | 2013-12-01 | 2050-12-31 | 2050 | 26 |  |  | SolarPV-NonTracking | FixedPV_sun | Solar_Fixed | LDWP_Solar
Copper_Mountain_3_04 | Copper Mountain Solar III 4 | teppc | LDWP | LDWP | Los Angeles Department of Water and Power | LADWP | LDWP | 2013-12-01 | 2050-12-31 | 2050 | 28 |  |  | SolarPV-NonTracking | FixedPV_sun | Solar_Fixed | LDWP_Solar
Copper_Mountain_3_05 | Copper Mountain 3-5 | teppc | LDWP | LDWP | Los Angeles Department of Water and Power | LADWP | LDWP | 2013-12-01 | 2050-12-31 | 2050 | 25 |  |  | SolarPV-NonTracking | FixedPV_sun | Solar_Fixed | LDWP_Solar
Copper_Mountain_3_06 | Copper Mountain Solar III 6 | teppc | LDWP | LDWP | Los Angeles Department of Water and Power | LADWP | LDWP | 2013-12-01 | 2050-12-31 | 2050 | 26 |  |  | SolarPV-NonTracking | FixedPV_sun | Solar_Fixed | LDWP_Solar
Copper_Mountain_3_07 | Copper Mountain Solar III 7 | teppc | LDWP | LDWP | Los Angeles Department of Water and Power | LADWP | LDWP | 2013-12-01 | 2050-12-31 | 2050 | 27 |  |  | SolarPV-NonTracking | FixedPV_sun | Solar_Fixed | LDWP_Solar
Copper_Mountain_3_08 | Copper Mountain Solar III 8 | teppc | LDWP | LDWP | Los Angeles Department of Water and Power | LADWP | LDWP | 2013-12-01 | 2050-12-31 | 2050 | 26 |  |  | SolarPV-NonTracking | FixedPV_sun | Solar_Fixed | LDWP_Solar
Copper_Mountain_3_09 | Copper Mountain Solar III 9 | teppc | LDWP | LDWP | Los Angeles Department of Water and Power | LADWP | LDWP | 2013-12-01 | 2050-12-31 | 2050 | 24 |  |  | SolarPV-NonTracking | FixedPV_sun | Solar_Fixed | LDWP_Solar
Copper_Mountain_3_10 | Copper Mountain Solar III 10 | teppc | LDWP | LDWP | Los Angeles Department of Water and Power | LADWP | LDWP | 2013-12-01 | 2050-12-31 | 2050 | 20 |  |  | SolarPV-NonTracking | FixedPV_sun | Solar_Fixed | LDWP_Solar
CORAL12T | CORAL12 | teppc | PAUT | PAUT | Utah, PACE Utility | PACE | NW | 2018-03-30 | 2050-12-31 | 2050 | 4 |  |  | ICE-OilDistillate | ICE_Oil | ICE | NW_Peaker
CORCAN_1_SOLAR1 | CID Solar | caiso | PGE_Valley | PGE_Valley | Pacific Gas and Electric Valley | PGE_Valley | CAISO | 2015-01-09 | 2050-12-31 | 2050 | 20 |  |  | n/a | PVgeneric_sun | Solar_Fixed | CAISO_Solar
CORCAN_1_SOLAR2 | Corcoran City | caiso | PGE_Valley | PGE_Valley | Pacific Gas and Electric Valley | PGE_Valley | CAISO | 2015-05-23 | 2050-12-31 | 2050 | 11 |  |  | n/a | PVgeneric_sun | Solar_Fixed | CAISO_Solar
Cordova_FIR_Solar | Cordova Solar | teppc | BANC | BANC | Balancing Authority of Northern California | SMUD | BANC | 2012-01-01 | 2050-01-01 | 2049 | 9.5 |  |  | SolarPV-NonTracking | FixedPV_sun | Solar_Fixed | BANC_Solar
Coronado_CO1 | Coronado CO1 | teppc | SRP | SRP | Salt River Project | SRP | SW | 1979-12-01 | 2050-12-31 | 2050 | 380 |  |  | ST-Coal | Steam_Coal | Coal | SW_Coal
Coronado_CO2 | Coronado CO2 | teppc | SRP | SRP | Salt River Project | SRP | SW | 1980-10-01 | 2050-12-31 | 2050 | 382 |  |  | ST-Coal | Steam_Coal | Coal | SW_Coal
CORONS_2_SOLAR | Master Development Corona | caiso | SCE | SCE | Southern California Edison | SCE | CAISO | 2013-04-24 | 2050-12-31 | 2050 | 0.99 |  |  | n/a | PVgeneric_sun | Solar_Fixed | CAISO_Solar
CORONS_6_CLRWTR | Clearwater Power Plant | caiso | SCE | SCE | Southern California Edison | SCE | CAISO | 2005-02-28 | 2050-12-31 | 2050 | 28 |  |  | CCWhole-NatGas-Aero | CC_NG | CC | CAISO_CCGT2
Corra_Linn_1 | Corra Linn-1_Corra Linn-1_FBC-COR | teppc | BCHA | BCHA | British Columbia Transmission Company | BCHA_AESO | Excluded | 1999-11-11 | 2033-03-31 | 2032 | 17 |  |  | Hydro | Hydro_Standard | Hydro | Excluded_Hydro
Corra_Linn_2 | Corra Linn-2_Corra Linn-2_FBC-COR | teppc | BCHA | BCHA | British Columbia Transmission Company | BCHA_AESO | Excluded | 1999-11-11 | 2033-03-31 | 2032 | 17 |  |  | Hydro | Hydro_Standard | Hydro | Excluded_Hydro
Corra_Linn_3 | Corra Linn-3_Corra Linn-3_FBC-COR | teppc | BCHA | BCHA | British Columbia Transmission Company | BCHA_AESO | Excluded | 1999-11-11 | 2033-03-31 | 2032 | 17 |  |  | Hydro | Hydro_Standard | Hydro | Excluded_Hydro
CORRAL_6_SJOAQN | Ameresco San Joaquin | caiso | PGE_Valley | PGE_Valley | Pacific Gas and Electric Valley | PGE_Valley | CAISO | 2014-04-24 | 2050-12-31 | 2050 | 4.3 |  |  | n/a | Biogas_ | Biogas_LandfillGas | CAISO_Biomass
Cosmo_1_2 | Cosmo Specialty Fibers Plant-TG1 | teppc | BPAT | BPAT | Bonneville Power Administration – Transmission | BPAT | NW | 1957-01-01 | 2050-12-31 | 2050 | 17.2 |  |  | Bio-ST | ST_Biomass | Biomass/Wood | NW_Biomass
Cosumnes_CC | CosumnesCC (Total CC Plant) | teppc | BANC | BANC | Balancing Authority of Northern California | SMUD | BANC | 2006-03-01 | 2050-12-31 | 2050 | 534.6 |  |  | CCWhole-NatGas-Aero | CC_NG | CC | BANC_CCGT
COTTLE_2_FRNKNH | Frankenheimer Power Plant | caiso | PGE_Valley | PGE_Valley | Pacific Gas and Electric Valley | PGE_Valley | CAISO | 1983-02-12 | 2050-12-31 | 2050 | 5.3 |  |  | n/a | Hydro_Standard | Hydro | CAISO_Small_Hydro
Cottonwood_1 | Cottonwood 1 | teppc | LDWP | LDWP | Los Angeles Department of Water and Power | LADWP | LDWP | 1908-11-01 | 2050-12-31 | 2050 | 0.75 |  |  | Hydro | Hydro_Standard | Hydro | LDWP_Hydro
Cottonwood_2 | Cottonwood 2 | teppc | LDWP | LDWP | Los Angeles Department of Water and Power | LADWP | LDWP | 1909-10-01 | 2050-12-31 | 2050 | 0.75 |  |  | Hydro | Hydro_Standard | Hydro | LDWP_Hydro
Cougar_1 | Cougar-1 | teppc | BPAT | BPAT | Bonneville Power Administration – Transmission | BPAT | NW | 1964-04-01 | 2050-12-31 | 2050 | 14 |  |  | Hydro | Hydro_Standard | Hydro | NW_Hydro
Cougar_2 | Cougar-2 | teppc | BPAT | BPAT | Bonneville Power Administration – Transmission | BPAT | NW | 1964-03-01 | 2050-12-31 | 2050 | 14 |  |  | Hydro | Hydro_Standard | Hydro | NW_Hydro
COVERD_2_HCKHY1 | HATCHET CREEK | caiso | PGE_Valley | PGE_Valley | Pacific Gas and Electric Valley | PGE_Valley | CAISO | 2017-06-01 | 2050-12-31 | 2050 | 6.89 |  |  | HYDRO_WATER | Hydro_Standard | Hydro | CAISO_Hydro
COVERD_2_MCKHY1 | Montgomery Creek Hydro | caiso | PGE_Valley | PGE_Valley | Pacific Gas and Electric Valley | PGE_Valley | CAISO | 1987-01-01 | 2050-12-31 | 2050 | 2.8 |  |  | HYDRO_WATER | Hydro_Standard | Hydro | CAISO_Hydro
COVERD_2_QFUNTS | COVE ROAD HYDRO QF UNITS | caiso | PGE_Valley | PGE_Valley | Pacific Gas and Electric Valley | PGE_Valley | CAISO | 1987-01-05 | 2050-12-31 | 2050 | 5.75 |  |  | n/a | Hydro_Standard | Hydro | CAISO_Small_Hydro
COVERD_2_RCKHY1 | ROARING CREEK | caiso | PGE_Valley | PGE_Valley | Pacific Gas and Electric Valley | PGE_Valley | CAISO | 2017-06-01 | 2050-12-31 | 2050 | 2 |  |  | HYDRO_WATER | Hydro_Standard | Hydro | CAISO_Hydro
COWCRK_2_UNIT | Cow Creek Hydro | caiso | PGE_Valley | PGE_Valley | Pacific Gas and Electric Valley | PGE_Valley | CAISO | 1907-01-01 | 2050-12-31 | 2050 | 2 |  |  | n/a | Hydro_Standard | Hydro | CAISO_Small_Hydro
Cowley_Ridge_1 | Cowley Ridge-1 | teppc | AESO | AESO | Alberta Electric System Operator | BCHA_AESO | Excluded | 2001-09-01 | 2050-12-31 | 2050 | 21.4 |  |  | WT-Onshore | wind_onshorewind | Wind | Excluded_Wind
Cowlitz_Falls1 | Cowlitz Falls-U#1 | teppc | BPAT | BPAT | Bonneville Power Administration – Transmission | BPAT | NW | 1994-06-01 | 2050-12-31 | 2050 | 35 |  |  | Hydro | Hydro_Standard | Hydro | NW_Hydro
Cowlitz_Falls2 | Cowlitz Falls-U#2 | teppc | BPAT | BPAT | Bonneville Power Administration – Transmission | BPAT | NW | 1994-06-01 | 2050-12-31 | 2050 | 35 |  |  | Hydro | Hydro_Standard | Hydro | NW_Hydro
Coyote_Crest | Coyote Crest Wind-WT (47 x 2.5) | teppc | PNM | PNM | Public Service Company of New Mexico | PNM_EPE | SW | 2013-12-01 | 2050-12-31 | 2050 | 118 |  |  | WT-Onshore | wind_onshorewind | Wind | SW_Wind
CoyoteSprgCC1_Total | CoyoteSprngsCC1 (Total CC Plant) | teppc | PGE | PGE | Portland General Electric Company | PortlandGE | NW | 1995-11-01 | 2050-12-31 | 2050 | 246.1 |  |  | CCWhole-NatGas-Industrial | CC_NG | CC | NW_CCGT
CoyoteSprgCC2_Total | CoyoteSprngsCC2 (Total CC Plant) | teppc | AVA | AVA | Avista Corp. | BPAT | NW | 2003-07-01 | 2050-12-31 | 2050 | 286 |  |  | CCWhole-NatGas-Industrial | CC_NG | CC | NW_CCGT
CPF_4G1 | CPF 4G1 | teppc | BCHA | BCHA | British Columbia Transmission Company | BCHA_AESO | Excluded | 2016-02-26 | 2050-03-30 | 2049 | 4 |  |  | hydro | Hydro_Standard | Hydro | Excluded_Hydro
CPS_G3 | CPS G3 | teppc | BCHA | BCHA | British Columbia Transmission Company | BCHA_AESO | Excluded | 2015-09-30 | 2050-03-30 | 2049 | 1.8 |  |  | hydro | Hydro_Standard | Hydro | Excluded_Hydro
CPSTNO_7_PRMADS |  | caiso | SDGE | SDGE | San Diego Gas and Electric | SDGE | CAISO | 1999-01-01 | 2050-12-31 | 2050 | 6.1 |  |  | n/a | Cogen_NG | Cogen | CAISO_CHP
CPVERD_2_SOLAR | Campo Verde Solar | caiso | SDGE | SDGE | San Diego Gas and Electric | SDGE | CAISO | 2013-10-22 | 2050-12-31 | 2050 | 139 |  |  | n/a | PVgeneric_sun | Solar_Fixed | CAISO_Solar
Craig_1 | Craig 1 | teppc | PSCO | PSCO | Public Service Company of Colorado | PSCO | Excluded | 1980-07-01 | 2050-12-31 | 2050 | 428 |  |  | ST-Coal | Steam_Coal | Coal | Excluded_Coal
Craig_2 | Craig 2 | teppc | WACM | WACM | Western Area Power Administration, Colorado-Missouri Region | WACM | Excluded | 1979-12-01 | 2050-12-31 | 2050 | 428 |  |  | ST-Coal | Steam_Coal | Coal | Excluded_Coal
Craig_3 | Craig 3 | teppc | WACM | WACM | Western Area Power Administration, Colorado-Missouri Region | WACM | Excluded | 1984-10-01 | 2050-12-31 | 2050 | 448 |  |  | ST-Coal | Steam_Coal | Coal | Excluded_Coal
CranberryCreekPower1 | Cranberry Creek Power-1_Cranberry Creek Power-1_IPP-SCB | teppc | BCHA | BCHA | British Columbia Transmission Company | BCHA_AESO | Excluded | 2008-02-09 | 2038-02-09 | 2037 | 2.83 |  |  | Hydro | Hydro_Standard | Hydro | Excluded_Hydro
CranberryCreekPower2 | Cranberry Creek Power-2_Cranberry Creek Power-2_IPP-SCB | teppc | BCHA | BCHA | British Columbia Transmission Company | BCHA_AESO | Excluded | 2008-02-09 | 2038-02-09 | 2037 | 2.83 |  |  | Hydro | Hydro_Standard | Hydro | Excluded_Hydro
CranberryCreekPower3 | Cranberry Creek Power-3_Cranberry Creek Power-3_IPP-SCB | teppc | BCHA | BCHA | British Columbia Transmission Company | BCHA_AESO | Excluded | 2008-02-09 | 2038-02-09 | 2037 | 2.83 |  |  | Hydro | Hydro_Standard | Hydro | Excluded_Hydro
CranberryCreekPower4 | Cranberry Creek Exp-4_Cranberry Creek Expansion-4_IPP-SCB | teppc | BCHA | BCHA | British Columbia Transmission Company | BCHA_AESO | Excluded | 2015-07-01 | 2045-06-30 | 2044 | 3 |  |  | Hydro | Hydro_Standard | Hydro | Excluded_Hydro
CRELMN_6_RAMON1 | Ramona 1 | caiso | SDGE | SDGE | San Diego Gas and Electric | SDGE | CAISO | 2013-12-31 | 2050-12-31 | 2050 | 2 |  |  | n/a | PVgeneric_sun | Solar_Fixed | CAISO_Solar
CRELMN_6_RAMON2 | Ramona 2 | caiso | SDGE | SDGE | San Diego Gas and Electric | SDGE | CAISO | 2013-12-31 | 2050-12-31 | 2050 | 5 |  |  | n/a | PVgeneric_sun | Solar_Fixed | CAISO_Solar
CRELMN_6_RAMSR3 | Ramona Solar Energy | caiso | SDGE | SDGE | San Diego Gas and Electric | SDGE | CAISO | 2017-05-01 | 2050-12-31 | 2050 | 4.32 |  |  | PHOTO VOLTAIC_SUN | PVgeneric_sun | Solar_Fixed | CAISO_Solar
Crescent_Dunes | Crescent Dunes Solar Energy-TSE-1 | teppc | SPPC | SPPC | Nevada Power Company | NEVP | SW | 2013-12-01 | 2050-12-31 | 2050 | 120 |  |  | SolarThermal-CSP6 | SolarThermal_sun | Solar_Thermal | SW_Solar
CRESSY_1_PARKER | PARKER POWERHOUSE | caiso | PGE_Valley | PGE_Valley | Pacific Gas and Electric Valley | PGE_Valley | CAISO | 1981-09-23 | 2050-12-31 | 2050 | 2.83 |  |  | n/a | Hydro_Standard | Hydro | CAISO_Small_Hydro
CRESTA_7_PL1X2 | CRESTA PH UNIT 1 & 2 AGGREGATE | caiso | PGE_Valley | PGE_Valley | Pacific Gas and Electric Valley | PGE_Valley | CAISO | 1949-01-01 | 2050-12-31 | 2050 | 70.4 |  |  | n/a | Hydro_Standard | Hydro | CAISO_Hydro
CRNEVL_6_CRNVA | Crane Valley | caiso | PGE_Valley | PGE_Valley | Pacific Gas and Electric Valley | PGE_Valley | CAISO | 1919-01-01 | 2050-12-31 | 2050 | 0.9 |  |  | n/a | Hydro_Standard | Hydro | CAISO_Small_Hydro
CRNEVL_6_SJQN_2 | SAN JOAQUIN 2 | caiso | PGE_Valley | PGE_Valley | Pacific Gas and Electric Valley | PGE_Valley | CAISO | 1917-01-01 | 2050-12-31 | 2050 | 3.2 |  |  | n/a | Hydro_Standard | Hydro | CAISO_Hydro
CRNEVL_6_SJQN_3 | SAN JOAQUIN 3 | caiso | PGE_Valley | PGE_Valley | Pacific Gas and Electric Valley | PGE_Valley | CAISO | 1923-01-01 | 2050-12-31 | 2050 | 4.2 |  |  | n/a | Hydro_Standard | Hydro | CAISO_Hydro
Crofton | Hartland LF-1_Hartland LF-1_IPP-HLG | teppc | BCHA | BCHA | British Columbia Transmission Company | BCHA_AESO | Excluded | 2004-02-10 | 2040-10-02 | 2040 | 38.7 |  |  | Bio-ST | ST_Biomass | Biomass/Wood | Excluded_Biomass
CROKET_7_UNIT | CROCKETT COGEN | caiso | PGE_Bay | PGE_Bay | Pacific Gas and Electric Bay | PGE_Bay | CAISO | 1995-12-20 | 2050-12-31 | 2050 | 240 |  |  | CCWhole-NatGas-SingleShaft | Cogen_NG | Cogen | CAISO_CHP
Crowsnest_Pass | Crowsnest Pass-1_Crowsnest Pass-1_IPP-CRW | teppc | BCHA | BCHA | British Columbia Transmission Company | BCHA_AESO | Excluded | 2012-11-30 | 2032-11-17 | 2032 | 10.5 |  |  | ST-Other | ST_Unknown | Steam | Excluded_ST
CRSTWD_6_KUMYAY | Kumeyaay Wind Farm | caiso | SDGE | SDGE | San Diego Gas and Electric | SDGE | CAISO | 2005-12-21 | 2050-12-31 | 2050 | 50 |  |  | n/a | wind_onshorewind | Wind | CAISO_Wind
CRWCKS_1_SOLAR1 | Crow Creek Solar 1 | caiso | PGE_Valley | PGE_Valley | Pacific Gas and Electric Valley | PGE_Valley | CAISO | 2016-06-30 | 2050-12-31 | 2050 | 20 |  |  | n/a | PVgeneric_sun | Solar_Fixed | CAISO_Solar
Crystal_1 | Crystal 1 | teppc | WACM | WACM | Western Area Power Administration, Colorado-Missouri Region | WACM | Excluded | 1978-08-01 | 2050-12-31 | 2050 | 35 |  |  | Hydro | Hydro_Standard | Hydro | Excluded_Hydro
CrystalSprings | Crystal Springs-GEN1 | teppc | IPFE | IPFE | Idaho Far East | IPCO | NW | 1986-04-01 | 2050-12-31 | 2050 | 2.44 |  |  | Hydro | Hydro_Standard | Hydro | NW_Hydro
CSCCOG_1_UNIT_1 | SANTA CLARA CO-GEN | caiso | PGE_Bay | PGE_Bay | Pacific Gas and Electric Bay | PGE_Bay | CAISO | 1981-01-01 | 2050-12-31 | 2050 | 7 |  |  | CT-NatGas-Aero | Cogen_NG | Cogen | CAISO_CHP
CSCGNR_1_UNIT_1 |  | caiso | PGE_Bay | PGE_Bay | Pacific Gas and Electric Bay | PGE_Bay | CAISO | 1987-01-01 | 2050-12-31 | 2050 | 24.75 |  |  | CT-NatGas-Aero | CT_NG | CT | CAISO_Peaker2
CSCGNR_1_UNIT_2 |  | caiso | PGE_Bay | PGE_Bay | Pacific Gas and Electric Bay | PGE_Bay | CAISO | 1986-01-01 | 2050-12-31 | 2050 | 24.75 |  |  | CT-NatGas-Aero | CT_NG | CT | CAISO_Peaker2
CSLR4S_2_SOLAR | Csolar IV South | caiso | SDGE | SDGE | San Diego Gas and Electric | SDGE | CAISO | 2013-10-11 | 2050-12-31 | 2050 | 130 |  |  | n/a | PVgeneric_sun | Solar_Fixed | CAISO_Solar
CSTOGA_6_LNDFIL | Clover Flat Land Fill Gas | caiso | PGE_Bay | PGE_Bay | Pacific Gas and Electric Bay | PGE_Bay | CAISO | 2014-06-25 | 2050-12-31 | 2050 | 0.85 |  |  | n/a | Biogas_ | Biogas_LandfillGas | CAISO_Biomass
CSTRVL_7_PL1X2 | Marina Land Fill Gas | caiso | PGE_Bay | PGE_Bay | Pacific Gas and Electric Bay | PGE_Bay | CAISO | 2007-09-01 | 2050-12-31 | 2050 | 4.53 |  |  | n/a | RECIPROCATING ENGINE_BIOGAS | Biogas_LandfillGas | CAISO_Biomass
CSTRVL_7_QFUNTS | Castroville QF Aggregate | caiso | PGE_Valley | PGE_Valley | Pacific Gas and Electric Valley | PGE_Valley | CAISO | 2006-06-01 | 2050-12-31 | 2050 | 2 |  |  | n/a | Cogen_NG | Cogen | CAISO_CHP
CTNWDP_1_QF | SMALL QF AGGREGATION - BURNEY | caiso | SCE | SCE | Southern California Edison | SCE | CAISO | 1982-01-01 | 2050-12-31 | 2050 | 0.5 |  |  | n/a | Hydro_Standard | Hydro | CAISO_Small_Hydro
CullitonCreek1 | Culliton Creek-1_Culliton Creek-1_IPP-CTN | teppc | BCHA | BCHA | British Columbia Transmission Company | BCHA_AESO | Excluded | 2014-10-01 | 2044-09-30 | 2043 | 7.5 |  |  | Hydro | Hydro_Standard | Hydro | Excluded_Hydro
CullitonCreek2 | Culliton Creek-2_Culliton Creek-2_IPP-CTN | teppc | BCHA | BCHA | British Columbia Transmission Company | BCHA_AESO | Excluded | 2014-10-01 | 2044-09-30 | 2043 | 7.5 |  |  | Hydro | Hydro_Standard | Hydro | Excluded_Hydro
CUMBIA_1_SOLAR | Columbia Solar Energy II | caiso | PGE_Bay | PGE_Bay | Pacific Gas and Electric Bay | PGE_Bay | CAISO | 2015-10-21 | 2050-12-31 | 2050 | 19 |  |  | n/a | PVgeneric_sun | Solar_Fixed | CAISO_Solar
CUMMNG_6_SUNCT1 | SunSelect 1 | caiso | SCE | SCE | Southern California Edison | SCE | CAISO | 1899-12-31 | 2050-12-31 | 2050 | 4 |  |  | RECIPROCATING ENGINE_NATURAL GAS | Cogen_NG | Cogen | CAISO_CHP
CurrantCreekCC_Total | CurrantCreekCC (Total CC Plant) | teppc | PAUT | PAUT | Utah, PACE Utility | PACE | NW | 2006-05-01 | 2050-12-31 | 2050 | 529.7 |  |  | CCWhole-NatGas-Industrial | CC_NG | CC | NW_CCGT
Curry_Cattle | Curry Cattle Company-1 | teppc | IPFE | IPFE | Idaho Far East | IPCO | NW | 1983-06-16 | 2030-04-15 | 2029 | 0.22 |  |  | Hydro | Hydro_Standard | Hydro | NW_Hydro
CURTIS_1_CANLCK | Canal Creek Powerhouse | caiso | PGE_Valley | PGE_Valley | Pacific Gas and Electric Valley | PGE_Valley | CAISO |  | 2050-12-31 | 2050 | 0.9 |  |  | HYDRO_WATER | Hydro_Standard | Hydro | CAISO_Small_Hydro
CURTIS_1_FARFLD | Fairfield Powerhouse | caiso | PGE_Valley | PGE_Valley | Pacific Gas and Electric Valley | PGE_Valley | CAISO | 1983-08-02 | 2050-12-31 | 2050 | 0.9 |  |  | HYDRO_WATER | Hydro_Standard | Hydro | CAISO_Small_Hydro
Cushman_2_31 | Cushman 2-31 | teppc | TPWR | TPWR | Tacoma Power | BPAT | NW | 1930-12-01 | 2050-12-31 | 2050 | 27 |  |  | Hydro | Hydro_Standard | Hydro | NW_Hydro
Cushman_2_32 | Cushman 2-32 | teppc | TPWR | TPWR | Tacoma Power | BPAT | NW | 1931-08-01 | 2050-12-31 | 2050 | 27 |  |  | Hydro | Hydro_Standard | Hydro | NW_Hydro
Cushman_2_33 | Cushman 2-33 | teppc | TPWR | TPWR | Tacoma Power | BPAT | NW | 1952-12-01 | 2050-12-31 | 2050 | 27 |  |  | Hydro | Hydro_Standard | Hydro | NW_Hydro
Cushman1_21 | Cushman 1-21 | teppc | TPWR | TPWR | Tacoma Power | BPAT | NW | 1926-06-01 | 2050-12-31 | 2050 | 21.6 |  |  | Hydro | Hydro_Standard | Hydro | NW_Hydro
Cushman1_22 | Cushman 1-22 | teppc | TPWR | TPWR | Tacoma Power | BPAT | NW | 1926-07-01 | 2050-12-31 | 2050 | 21.6 |  |  | Hydro | Hydro_Standard | Hydro | NW_Hydro
Cutler_1 | Cutler-1 | teppc | PAUT | PAUT | Utah, PACE Utility | PACE | NW | 1926-12-01 | 2050-12-31 | 2050 | 15 |  |  | Hydro | Hydro_Standard | Hydro | NW_Hydro
Cutler_2 | Cutler-2 | teppc | PAUT | PAUT | Utah, PACE Utility | PACE | NW | 1926-12-01 | 2050-12-31 | 2050 | 15 |  |  | Hydro | Hydro_Standard | Hydro | NW_Hydro
CUYAMS_6_CUYSR1 |  | caiso | PGE_Valley | PGE_Valley | Pacific Gas and Electric Valley | PGE_Valley | CAISO |  | 2050-12-31 | 2050 | 40 |  |  | 1axPV_sun | 1axPV_sun | Solar_1Axis | CAISO_Solar
Cypress_Creek_1 | Cypress Creek-1_Cypress Creek-1_IPP-CCH | teppc | BCHA | BCHA | British Columbia Transmission Company | BCHA_AESO | Excluded | 2009-04-24 | 2039-07-31 | 2038 | 2.83 |  |  | Hydro | Hydro_Standard | Hydro | Excluded_Hydro
DAIRLD_1_MD1SL1 | Madera 1 | caiso | PGE_Valley | PGE_Valley | Pacific Gas and Electric Valley | PGE_Valley | CAISO |  | 2050-12-31 | 2050 | 1.5 |  |  | PHOTO VOLTAIC_SUN | PVgeneric_sun | Solar_Fixed | CAISO_Solar
DAIRLD_1_MD2BM1 |  | caiso | PGE_Valley | PGE_Valley | Pacific Gas and Electric Valley | PGE_Valley | CAISO |  | 2050-12-31 | 2050 | 0.8 |  |  | ST_Biomass | ST_Biomass | Biomass/Wood | CAISO_Biomass
Daishowa_G1_1 | Daishowa_G1-1 | teppc | AESO | AESO | Alberta Electric System Operator | BCHA_AESO | Excluded | 1986-04-15 | 2050-12-01 | 2050 | 40 |  |  | CT-NatGas-Industrial | CT_NG | CT | Excluded_Peaker
Daishowa_G2_2 | Daishowa_G2-2 | teppc | AESO | AESO | Alberta Electric System Operator | BCHA_AESO | Excluded | 2011-06-01 | 2050-12-31 | 2050 | 25.1 |  |  | Bio-ST | ST_Biomass | Biomass/Wood | Excluded_Biomass
DallesDamNorthFshwy | Dalles Dam North Fishway Project-1 | teppc | PNM | PNM | Public Service Company of New Mexico | PNM_EPE | SW | 1991-05-01 | 2050-12-31 | 2050 | 6.5 |  |  | Hydro | Hydro_Standard | Hydro | SW_Hydro
DALYCT_1_FCELL |  | caiso | PGE_Valley | PGE_Valley | Pacific Gas and Electric Valley | PGE_Valley | CAISO | 1987-09-01 | 2050-12-31 | 2050 | 1.6 |  |  | ST_Biomass | ST_Biomass | Biomass/Wood | CAISO_Biomass
Darrington_GEN1 | Darrington-GEN1 | teppc | PNM | PNM | Public Service Company of New Mexico | PNM_EPE | SW | 2006-12-01 | 2050-12-31 | 2050 | 4.5 |  |  | Bio-ST | ST_Biomass | Biomass/Wood | SW_Biomass
Dasque_Middle1 | Dasque - Middle-1_Dasque - Middle-1_IPP-DSQ | teppc | BCHA | BCHA | British Columbia Transmission Company | BCHA_AESO | Excluded | 2014-04-01 | 2054-03-31 | 2053 | 10.1 |  |  | Hydro | Hydro_Standard | Hydro | Excluded_Hydro
Dasque_Middle2 | Dasque - Middle-2_Dasque - Middle-2_IPP-DSQ | teppc | PSCO | PSCO | Public Service Company of Colorado | PSCO | Excluded | 2014-04-01 | 2054-03-31 | 2053 | 5 |  |  | Hydro | Hydro_Standard | Hydro | Excluded_Hydro
Dave_Gates1 | Dave Gates Generating Station-1 | teppc | NWMT | NWMT | NorthWestern Energy | NWMT_WAUW | NW | 2011-01-01 | 2041-01-01 | 2040 | 50 |  |  | CT-NatGas-Aero | CT_NG | CT | NW_Peaker
Dave_Gates2 | Dave Gates Generating Station-2 | teppc | NWMT | NWMT | NorthWestern Energy | NWMT_WAUW | NW | 2011-01-01 | 2041-01-01 | 2040 | 50 |  |  | CT-NatGas-Aero | CT_NG | CT | NW_Peaker
Dave_Gates3 | Dave Gates Generating Station-3 | teppc | NWMT | NWMT | NorthWestern Energy | NWMT_WAUW | NW | 2011-01-01 | 2041-01-01 | 2040 | 50 |  |  | CT-NatGas-Aero | CT_NG | CT | NW_Peaker
Dave_Johnston_1 | Dave Johnston-1 | teppc | PAWY | PAWY | Wyoming, PACE Utility | PACE | NW | 1959-02-01 | 2027-12-31 | 2027 | 106 |  |  | ST-Coal | Steam_Coal | Coal | NW_Coal
Dave_Johnston_2 | Dave Johnston-2 | teppc | PAWY | PAWY | Wyoming, PACE Utility | PACE | NW | 1961-01-01 | 2027-12-31 | 2027 | 106 |  |  | ST-Coal | Steam_Coal | Coal | NW_Coal
Dave_Johnston_3 | Dave Johnston-3 | teppc | PAWY | PAWY | Wyoming, PACE Utility | PACE | NW | 1964-12-01 | 2027-12-31 | 2027 | 220 |  |  | ST-Coal | Steam_Coal | Coal | NW_Coal
Dave_Johnston_4 | Dave Johnston-4 | teppc | PAWY | PAWY | Wyoming, PACE Utility | PACE | NW | 1972-07-01 | 2027-12-31 | 2027 | 330 |  |  | ST-Coal | Steam_Coal | Coal | NW_Coal
David_Tevelde_Dairy_Digester | David Tevelde Dairy Digester | rps | PGE_Valley | PGE_Valley | Pacific Gas and Electric Valley | PGE_Valley | CAISO | 2019-06-30 | 2050-12-31 | 2050 | 1 |  |  | Digester gasnan | Biogas_ | Biogas_LandfillGas | CAISO_Biomass
DAVIS_1_SOLAR1 | Grasslands 3 | caiso | PGE_Valley | PGE_Valley | Pacific Gas and Electric Valley | PGE_Valley | CAISO | 2013-07-01 | 2050-12-31 | 2050 | 1 |  |  | n/a | PVgeneric_sun | Solar_Fixed | CAISO_Solar
DAVIS_1_SOLAR2 | Grasslands 4 | caiso | PGE_Valley | PGE_Valley | Pacific Gas and Electric Valley | PGE_Valley | CAISO | 2013-08-05 | 2050-12-31 | 2050 | 1 |  |  | n/a | PVgeneric_sun | Solar_Fixed | CAISO_Solar
DAVIS_7_MNMETH | MM Yolo Power LLC | caiso | PGE_Valley | PGE_Valley | Pacific Gas and Electric Valley | PGE_Valley | CAISO | 1997-01-01 | 2050-12-31 | 2050 | 4 |  |  | n/a | Biogas_ | Biogas_LandfillGas | CAISO_Biomass
Davis_Dam_1 | Davis Dam 1 | teppc | WALC | WALC | Western Area Power Administration, Lower Colorado Region | WALC | SW | 1951-01-01 | 2050-12-31 | 2050 | 52 |  |  | Hydro | Hydro_Standard | Hydro | SW_Hydro
Davis_Dam_2 | Davis Dam 2 | teppc | WALC | WALC | Western Area Power Administration, Lower Colorado Region | WALC | SW | 1951-04-01 | 2050-12-31 | 2050 | 52 |  |  | Hydro | Hydro_Standard | Hydro | SW_Hydro
Davis_Dam_3 | Davis Dam 3 | teppc | WALC | WALC | Western Area Power Administration, Lower Colorado Region | WALC | SW | 1951-04-01 | 2050-12-31 | 2050 | 48 |  |  | Hydro | Hydro_Standard | Hydro | SW_Hydro
Davis_Dam_4 | Davis Dam 4 | teppc | WALC | WALC | Western Area Power Administration, Lower Colorado Region | WALC | SW | 1951-05-01 | 2050-12-31 | 2050 | 52 |  |  | Hydro | Hydro_Standard | Hydro | SW_Hydro
Davis_Dam_5 | Davis Dam 5 | teppc | WALC | WALC | Western Area Power Administration, Lower Colorado Region | WALC | SW | 1951-06-01 | 2050-12-31 | 2050 | 52 |  |  | Hydro | Hydro_Standard | Hydro | SW_Hydro
DCI_Artesia | Artesia DC Intertie (Fictional Resource) | teppc | PNM | PNM | Public Service Company of New Mexico | PNM_EPE | SW | 1986-04-15 | 2050-12-31 | 2050 | 200 |  |  | DC-Intertie | Intertie_NOTGEN | None | SW_Imports
DCI_Miles_City | Miles City DC Intertie (Fictional Resource)-1 | teppc | CISC | CISC | Southern California Edison | SCE | CAISO | 2006-01-01 | 2050-12-31 | 2050 | 200 |  |  | DC-Intertie | Intertie_NOTGEN | None | CAISO_Imports
DEADCK_1_UNIT | DEADCK_1_UNIT | caiso | PGE_Valley | PGE_Valley | Pacific Gas and Electric Valley | PGE_Valley | CAISO | 1990-01-29 | 2050-12-31 | 2050 | 2 |  |  | n/a | Hydro_Standard | Hydro | CAISO_Small_Hydro
DEERCR_6_UNIT_1 | DEER CREEK | caiso | PGE_Valley | PGE_Valley | Pacific Gas and Electric Valley | PGE_Valley | CAISO | 1908-01-01 | 2050-12-31 | 2050 | 7 |  |  | n/a | Hydro_Standard | Hydro | CAISO_Hydro
Del_Ranch_Company | Del Ranch Company-GEN1 | teppc | IID | IID | Imperial Irrigation District | SRP | SW | 1950-08-01 | 2050-12-31 | 2050 | 42 |  |  | Geo-DoubleFlash | Geothermal_steam | Geothermal | SW_Geothermal
DELAMO_2_SOLAR1 | Golden Springs Building H | caiso | SCE | SCE | Southern California Edison | SCE | CAISO | 2015-04-22 | 2050-12-31 | 2050 | 1.5 |  |  | n/a | PVgeneric_sun | Solar_Fixed | CAISO_Solar
DELAMO_2_SOLAR2 | Golden Springs Building M | caiso | SCE | SCE | Southern California Edison | SCE | CAISO | 2015-04-01 | 2050-12-31 | 2050 | 1.75 |  |  | n/a | PVgeneric_sun | Solar_Fixed | CAISO_Solar
DELAMO_2_SOLAR3 | Golden Springs Building G | caiso | SCE | SCE | Southern California Edison | SCE | CAISO |  | 2050-12-31 | 2050 | 1.25 |  |  | PVgeneric_sun | PVgeneric_sun | Solar_Fixed | CAISO_Solar
DELAMO_2_SOLAR4 | Golden Springs Building F | caiso | SCE | SCE | Southern California Edison | SCE | CAISO |  | 2050-12-31 | 2050 | 1.3 |  |  | PVgeneric_sun | PVgeneric_sun | Solar_Fixed | CAISO_Solar
DELAMO_2_SOLAR5 | Golden Springs Building L | caiso | SCE | SCE | Southern California Edison | SCE | CAISO |  | 2050-12-31 | 2050 | 1 |  |  | PVgeneric_sun | PVgeneric_sun | Solar_Fixed | CAISO_Solar
DELAMO_2_SOLAR6 | Freeway Springs | caiso | SCE | SCE | Southern California Edison | SCE | CAISO |  | 2050-12-31 | 2050 | 2 |  |  | PVgeneric_sun | PVgeneric_sun | Solar_Fixed | CAISO_Solar
DELAMO_2_SOLRC1 | Golden Springs Building C1 | caiso | SCE | SCE | Southern California Edison | SCE | CAISO | 2012-02-10 | 2050-12-31 | 2050 | 1.16 |  |  | n/a | PVgeneric_sun | Solar_Fixed | CAISO_Solar
DELAMO_2_SOLRD | Golden Solar Building D | caiso | SCE | SCE | Southern California Edison | SCE | CAISO | 2012-04-02 | 2050-12-31 | 2050 | 1.25 |  |  | n/a | PVgeneric_sun | Solar_Fixed | CAISO_Solar
DELSUR_6_BSOLAR | Central Antelope Dry Ranch B | caiso | SCE | SCE | Southern California Edison | SCE | CAISO |  | 2050-12-31 | 2050 | 3 |  |  | PVgeneric_sun | PVgeneric_sun | Solar_Fixed | CAISO_Solar
DELSUR_6_CREST | DELSUR_6_CREST1 | caiso | SCE | SCE | Southern California Edison | SCE | CAISO |  | 2050-12-31 | 2050 | 10 |  |  | n/a | PVgeneric_sun | Solar_Fixed | CAISO_Solar
DELSUR_6_DRYFRB | Dry Farm Ranch B | caiso | SCE | SCE | Southern California Edison | SCE | CAISO | 2014-11-21 | 2050-12-31 | 2050 | 5 |  |  | n/a | PVgeneric_sun | Solar_Fixed | CAISO_Solar
DELSUR_6_SOLAR1 | Summer Solar North | caiso | SCE | SCE | Southern California Edison | SCE | CAISO | 2015-06-03 | 2050-12-31 | 2050 | 6.5 |  |  | n/a | PVgeneric_sun | Solar_Fixed | CAISO_Solar
DELSUR_6_SOLAR4 |  | caiso | SCE | SCE | Southern California Edison | SCE | CAISO |  | 2050-12-31 | 2050 | 1.5 |  |  | PVgeneric_sun | PVgeneric_sun | Solar_Fixed | CAISO_Solar
DELSUR_6_SOLAR5 |  | caiso | SCE | SCE | Southern California Edison | SCE | CAISO |  | 2050-12-31 | 2050 | 1.5 |  |  | PVgeneric_sun | PVgeneric_sun | Solar_Fixed | CAISO_Solar
DELTA_2_PL1X4 | DELTA ENERGY CENTER AGGREGATE | caiso | PGE_Bay | PGE_Bay | Pacific Gas and Electric Bay | PGE_Bay | CAISO | 2002-06-17 | 2050-12-31 | 2050 | 880 |  |  | CCWhole-NatGas-Industrial | CC_NG | CC | CAISO_CCGT1
Deming_Solar | Deming Solar Energy Center DSEC and HON2 | teppc | PNM | PNM | Public Service Company of New Mexico | PNM_EPE | SW | 2013-11-30 | 2050-12-31 | 2050 | 9 |  |  | SolarPV-NonTracking | FixedPV_sun | Solar_Fixed | SW_Solar
DeMoss_Petrie | DeMoss Petrie CT 2 GT2 | teppc | TEPC | TEPC | Tucson Electric Power Company | TEPC | SW | 2001-06-01 | 2050-12-31 | 2050 | 75 |  |  | CT-NatGas-Aero | CT_NG | CT | SW_Peaker
Desert_Meadow | Desert Meadow Windfarm-1 | teppc | IPFE | IPFE | Idaho Far East | IPCO | NW | 2012-02-27 | 2050-12-31 | 2050 | 23 |  |  | WT-Onshore | wind_onshorewind | Wind | NW_Wind
Desert_Peak_2 | DesertPeak2_Desert Peak Power Plant-GEN2 | teppc | SPPC | SPPC | Nevada Power Company | NEVP | SW | 2007-05-01 | 2050-12-31 | 2050 | 13.5 |  |  | Geo-BinaryCycle | Geothermal_steam | Geothermal | SW_Geothermal
Desert_Power_3 | SALTSEA_13.8_SSU3¦Desert Power 3 | teppc | IID | IID | Imperial Irrigation District | SRP | SW | 2010-04-15 | 2050-12-31 | 2050 | 50 |  |  | Geo-DoubleFlash | Geothermal_steam | Geothermal | SW_Geothermal
Desert_View | Desert View Power Plant (Mecca) GEN1¦Desert View Power-GEN1 | teppc | IID | IID | Imperial Irrigation District | IID | IID | 1990-12-01 | 2050-12-31 | 2050 | 50 |  |  | Bio-ST | ST_Biomass | Biomass/Wood | IID_Biomass
DesertBasin_CC | DesertBasinCC (Total CC Plant) | teppc | SRP | SRP | Salt River Project | SRP | SW | 2014-04-01 | 2050-12-31 | 2050 | 591.1 |  |  | CCWhole-NatGas-Industrial | CC_NG | CC | SW_CCGT
DESRT_P2 | Desert Peak Geothermal | teppc | SPPC | SPPC | Nevada Power Company | NEVP | SW | 2006-01-01 | 2050-12-31 | 2050 | 11 |  |  | Renewable Thermal | Geothermal_steam | Geothermal | SW_Geothermal
Detroit_1 | Detroit-1 | teppc | BPAT | BPAT | Bonneville Power Administration – Transmission | BPAT | NW | 1953-11-01 | 2050-12-31 | 2050 | 50 |  |  | Hydro | Hydro_Standard | Hydro | NW_Hydro
Detroit_2 | Detroit-2 | teppc | BPAT | BPAT | Bonneville Power Administration – Transmission | BPAT | NW | 1953-07-01 | 2050-12-31 | 2050 | 50 |  |  | Hydro | Hydro_Standard | Hydro | NW_Hydro
DEVERS_1_QF | DEVERS QFS | caiso | SCE | SCE | Southern California Edison | SCE | CAISO | 1983-01-01 | 2050-12-31 | 2050 | 0 |  |  | n/a | wind_onshorewind | Wind | CAISO_Wind
DEVERS_1_SEPV05 | SEPV 5 | caiso | SCE | SCE | Southern California Edison | SCE | CAISO | 2012-05-10 | 2050-12-31 | 2050 | 2 |  |  | n/a | PVgeneric_sun | Solar_Fixed | CAISO_Solar
DEVERS_1_SOLAR | Cascade Solar | caiso | SCE | SCE | Southern California Edison | SCE | CAISO | 2013-11-30 | 2050-12-31 | 2050 | 18.5 |  |  | n/a | PVgeneric_sun | Solar_Fixed | CAISO_Solar
DEVERS_1_SOLAR1 | SEPV8 | caiso | SCE | SCE | Southern California Edison | SCE | CAISO | 2013-06-01 | 2050-12-31 | 2050 | 12 |  |  | n/a | PVgeneric_sun | Solar_Fixed | CAISO_Solar
DEVERS_1_SOLAR2 | SEPV9 | caiso | SCE | SCE | Southern California Edison | SCE | CAISO | 2013-06-01 | 2050-12-31 | 2050 | 9 |  |  | n/a | PVgeneric_sun | Solar_Fixed | CAISO_Solar
DEVERS_2_CS2SR4 | Caliente Solar 2 | caiso | SCE | SCE | Southern California Edison | SCE | CAISO |  | 2050-12-31 | 2050 | 0.91 |  |  | PHOTO VOLTAIC_SUN | PVgeneric_sun | Solar_Fixed | CAISO_Solar
DEVERS_2_DHSPG2 | Desert Hot Springs 2 | caiso | SCE | SCE | Southern California Edison | SCE | CAISO | 2013-12-31 | 2050-12-31 | 2050 | 1.4 |  |  | PHOTO VOLTAIC_SUN | PVgeneric_sun | Solar_Fixed | CAISO_Solar
Dexter_1 | Dexter-1 | teppc | BPAT | BPAT | Bonneville Power Administration – Transmission | BPAT | NW | 1955-06-01 | 2050-12-31 | 2050 | 15 |  |  | Hydro | Hydro_Standard | Hydro | NW_Hydro
DEXZEL_1_UNIT | Western Power and Steam Cogeneration | caiso | PGE_Valley | PGE_Valley | Pacific Gas and Electric Valley | PGE_Valley | CAISO | 1989-11-30 | 2050-12-31 | 2050 | 20 |  |  | n/a | Cogen_NG | Cogen | CAISO_CHP
DIABLO_7_UNIT_1 | Diablo Canyon Unit 1 | caiso | PGE_Bay | PGE_Bay | Pacific Gas and Electric Bay | PGE_Bay | CAISO | 1985-01-01 | 2024-11-02 | 2024 | 1150 |  |  | ST-Nuclear | ST_Nuclear | Nuclear | CAISO_Nuclear
DIABLO_7_UNIT_2 | Diablo Canyon Unit 2 | caiso | PGE_Bay | PGE_Bay | Pacific Gas and Electric Bay | PGE_Bay | CAISO | 1986-01-01 | 2025-08-26 | 2024 | 1150 |  |  | ST-Nuclear | ST_Nuclear | Nuclear | CAISO_Nuclear
DiabloHydro_31 | Diablo-31 | teppc | SCL | SCL | Seattle Department of Lighting | BPAT | NW | 1937-04-01 | 2050-12-31 | 2050 | 83 |  |  | Hydro | Hydro_Standard | Hydro | NW_Hydro
DiabloHydro_32 | Diablo-32 | teppc | SCL | SCL | Seattle Department of Lighting | BPAT | NW | 1936-10-01 | 2050-12-31 | 2050 | 83 |  |  | Hydro | Hydro_Standard | Hydro | NW_Hydro
Diamond_H_Dairy_Power | Diamond H Dairy Power | rps | PGE_Valley | PGE_Valley | Pacific Gas and Electric Valley | PGE_Valley | CAISO | 2020-06-02 | 2050-12-31 | 2050 | 2 |  |  | Digester gasnan | Biogas_ | Biogas_LandfillGas | CAISO_Biomass
Dickson_Dam1 | Dickson Dam IPP 1-1 | teppc | AESO | AESO | Alberta Electric System Operator | BCHA_AESO | Excluded | 1992-01-16 | 2050-12-01 | 2050 | 5.6 |  |  | Hydro | Hydro_Standard | Hydro | Excluded_Hydro
Dickson_Dam2 | Dickson Dam IPP 2-2 | teppc | AESO | AESO | Alberta Electric System Operator | BCHA_AESO | Excluded | 1992-01-16 | 2050-12-01 | 2050 | 5.6 |  |  | Hydro | Hydro_Standard | Hydro | Excluded_Hydro
Dickson_Dam3 | Dickson Dam IPP 3-3 | teppc | AESO | AESO | Alberta Electric System Operator | BCHA_AESO | Excluded | 1992-01-16 | 2050-12-01 | 2050 | 5.6 |  |  | Hydro | Hydro_Standard | Hydro | Excluded_Hydro
Dietrich_Drop | Dietrich Drop-GEN1 | teppc | IPFE | IPFE | Idaho Far East | IPCO | NW | 1988-08-29 | 2050-12-31 | 2050 | 4.5 |  |  | Hydro | Hydro_Standard | Hydro | NW_Hydro
DillardComplexGEN4 | Dillard Complex-GEN4 | teppc | PNM | PNM | Public Service Company of New Mexico | PNM_EPE | SW | 1955-01-01 | 2050-12-31 | 2050 | 11.5 |  |  | Bio-ST | ST_Biomass | Biomass/Wood | SW_Biomass
DillardComplexGEN5 | Dillard Complex-GEN5 | teppc | PNM | PNM | Public Service Company of New Mexico | PNM_EPE | SW | 1955-01-01 | 2050-12-31 | 2050 | 11.5 |  |  | Bio-ST | ST_Biomass | Biomass/Wood | SW_Biomass
Dillon_Hydro | Dillon Hydro Plant GEN1 | teppc | PSCO | PSCO | Public Service Company of Colorado | PSCO | Excluded | 1987-10-01 | 2050-12-31 | 2050 | 1.8 |  |  | Hydro | Hydro_Standard | Hydro | Excluded_Hydro
DINUBA_6_UNIT | Dinuba Energy, Inc. | caiso | PGE_Valley | PGE_Valley | Pacific Gas and Electric Valley | PGE_Valley | CAISO | 2001-07-05 | 2019-12-31 | 2019 | 12 |  |  | STEAM_BIOMASS | ST_Biomass | Biomass/Wood | CAISO_Biomass
DISCOV_1_CHEVRN | CHEVRON USA (EASTRIDGE) | caiso | PGE_Valley | PGE_Valley | Pacific Gas and Electric Valley | PGE_Valley | CAISO | 1988-06-13 | 2050-12-31 | 2050 | 48.8 |  |  | CT-NatGas-Aero | Cogen_NG | Cogen | CAISO_CHP
Division_Creek | Division Creek 1 | teppc | LDWP | LDWP | Los Angeles Department of Water and Power | LADWP | LDWP | 1909-03-01 | 2050-12-31 | 2050 | 0.6 |  |  | Hydro | Hydro_Standard | Hydro | LDWP_Hydro
DIVSON_6_NSQF |  | caiso | SDGE | SDGE | San Diego Gas and Electric | SDGE | CAISO | 1989-01-01 | 2018-12-31 | 2018 | 47 |  |  | CCWhole-NatGas-Aero | Cogen_NG | Cogen | CAISO_CHP
DIXIE_M_P1 | Dixie Meadows Geothermal | teppc | SPPC | SPPC | Nevada Power Company | NEVP | SW | 2021-01-01 | 2050-12-31 | 2050 | 22.5 |  |  | Renewable Thermal | Geothermal_steam | Geothermal | SW_Geothermal
DIXIE_M_P12 | Dixie Meadows Geothermal | teppc | SPPC | SPPC | Nevada Power Company | NEVP | SW | 2021-01-01 | 2050-12-31 | 2050 | 22.5 |  |  | Renewable Thermal | Geothermal_steam | Geothermal | SW_Geothermal
Dixie_Valley_Geo_1 | Caithness Dixie Valley-1¦Dixie Valley Geothermal GEN1 | teppc | SPPC | SPPC | Nevada Power Company | NEVP | SW | 1988-06-14 | 2050-12-31 | 2050 | 13.3 |  |  | Geo-BinaryCycle | Geothermal_steam | Geothermal | SW_Geothermal
Dixie_Valley_Geo_2 | Caithness Dixie Valley-2¦Dixie Valley Geothermal GEN1 | teppc | SPPC | SPPC | Nevada Power Company | NEVP | SW | 1988-06-14 | 2050-12-31 | 2050 | 10.1 |  |  | Geo-BinaryCycle | Geothermal_steam | Geothermal | SW_Geothermal
Dixie_Valley_Geo_3 | Caithness Dixie Valley-3¦Dixie Valley Geothermal GEN1 | teppc | SPPC | SPPC | Nevada Power Company | NEVP | SW | 1988-06-14 | 2050-12-31 | 2050 | 19.2 |  |  | Geo-BinaryCycle | Geothermal_steam | Geothermal | SW_Geothermal
DIXNLD_1_LNDFL | Zero Waste Energy | caiso | PGE_Bay | PGE_Bay | Pacific Gas and Electric Bay | PGE_Bay | CAISO | 2015-11-13 | 2050-12-31 | 2050 | 1.6 |  |  | n/a | CT_Biomass | Biomass/Wood | CAISO_Biomass
DMDVLY_1_UNITS | DIAMOND VALLEY LAKE PUMP-GEN PLANT | caiso | SCE | SCE | Southern California Edison | SCE | CAISO | 2001-01-01 | 2050-12-31 | 2050 | 21 |  |  | n/a | Hydro_Standard | Hydro | CAISO_Hydro
Dodge_Flat_Solar |  | teppc | SPPC | SPPC | Nevada Power Company | NEVP | SW | 2021-12-31 | 2050-12-31 | 2050 | 26 |  |  | SolarPV-Tracking | 1axPV_sun | Solar_1Axis | SW_Solar
DokieWind1 | Dokie Wind-1_Dokie Wind-1_IPP-DKW | teppc | BCHA | BCHA | British Columbia Transmission Company | BCHA_AESO | Excluded | 2011-02-28 | 2036-02-16 | 2035 | 24 |  |  | WT-Onshore | wind_onshorewind | Wind | Excluded_Wind
DokieWind2 | Dokie Wind-2_Dokie Wind-2_IPP-DKW | teppc | BCHA | BCHA | British Columbia Transmission Company | BCHA_AESO | Excluded | 2011-02-28 | 2036-02-16 | 2035 | 24 |  |  | WT-Onshore | wind_onshorewind | Wind | Excluded_Wind
DokieWind3 | Dokie Wind-3_Dokie Wind-3_IPP-DKW | teppc | BCHA | BCHA | British Columbia Transmission Company | BCHA_AESO | Excluded | 2011-02-28 | 2036-02-16 | 2035 | 24 |  |  | WT-Onshore | wind_onshorewind | Wind | Excluded_Wind
DokieWind4 | Dokie Wind-4_Dokie Wind-4_IPP-DKW | teppc | BCHA | BCHA | British Columbia Transmission Company | BCHA_AESO | Excluded | 2011-02-28 | 2036-02-16 | 2035 | 27 |  |  | WT-Onshore | wind_onshorewind | Wind | Excluded_Wind
DokieWind5 | Dokie Wind-5_Dokie Wind-5_IPP-DKW | teppc | BCHA | BCHA | British Columbia Transmission Company | BCHA_AESO | Excluded | 2011-02-28 | 2036-02-16 | 2035 | 24 |  |  | WT-Onshore | wind_onshorewind | Wind | Excluded_Wind
DokieWind6 | Dokie Wind-6_Dokie Wind-6_IPP-DKW | teppc | BCHA | BCHA | British Columbia Transmission Company | BCHA_AESO | Excluded | 2011-02-28 | 2036-02-16 | 2035 | 21 |  |  | WT-Onshore | wind_onshorewind | Wind | Excluded_Wind
Don_Pedro_1 | Don Pedro 1 | teppc | TIDC | TIDC | Turlock Irrigation District | TID | BANC | 1971-05-01 | 2050-12-31 | 2050 | 55 |  |  | Hydro | Hydro_Standard | Hydro | BANC_Hydro
Don_Pedro_2 | Don Pedro 2 | teppc | TIDC | TIDC | Turlock Irrigation District | TID | BANC | 1971-05-01 | 2050-12-31 | 2050 | 55 |  |  | Hydro | Hydro_Standard | Hydro | BANC_Hydro
Don_Pedro_3 | Don Pedro 3 | teppc | BANC | BANC | Balancing Authority of Northern California | SMUD | BANC | 1971-05-01 | 2050-12-31 | 2050 | 55 |  |  | Hydro | Hydro_Standard | Hydro | BANC_Hydro
Don_Pedro_4 | Don Pedro 4 | teppc | TIDC | TIDC | Turlock Irrigation District | TID | BANC | 1989-04-01 | 2050-12-31 | 2050 | 38.2 |  |  | Hydro | Hydro_Standard | Hydro | BANC_Hydro
DONNLS_7_UNIT |  | caiso | PGE_Valley | PGE_Valley | Pacific Gas and Electric Valley | PGE_Valley | CAISO | 1957-01-01 | 2050-12-31 | 2050 | 72 |  |  | n/a | Hydro_Standard | Hydro | CAISO_Hydro
DoranTaylor1 | Doran Taylor-1_Doran Taylor-1_IPP-DTR | teppc | BCHA | BCHA | British Columbia Transmission Company | BCHA_AESO | Excluded | 1996-07-08 | 2036-07-08 | 2035 | 5.6 |  |  | Hydro | Hydro_Standard | Hydro | Excluded_Hydro
DoranTaylor2 | Doran Taylor-2_Doran Taylor-2_IPP-DTR | teppc | BCHA | BCHA | British Columbia Transmission Company | BCHA_AESO | Excluded | 1996-07-08 | 2036-07-08 | 2035 | 2.8 |  |  | Hydro | Hydro_Standard | Hydro | Excluded_Hydro
DOUBLC_1_UNITS | DOUBLE "C" LIMITED | caiso | PGE_Valley | PGE_Valley | Pacific Gas and Electric Valley | PGE_Valley | CAISO | 1989-03-14 | 2050-12-31 | 2050 | 52.23 |  |  | CT-NatGas-Aero | CT_NG | CT | CAISO_Peaker2
DoubleADigester1 | Double A Digester-1 | teppc | CISC | CISC | Southern California Edison | SCE | CAISO | 2011-12-01 | 2030-04-15 | 2029 | 1.5 |  |  | Bio-ICE | ICE_Biomass | Biomass/Wood | CAISO_Biomass
DoubleADigester2 | Double A Digester-2 | teppc | CISC | CISC | Southern California Edison | SCE | CAISO | 2012-01-01 | 2050-12-31 | 2050 | 1.5 |  |  | Bio-ICE | ICE_Biomass | Biomass/Wood | CAISO_Biomass
DoubleADigester3 | Double A Digester-3 | teppc | CISC | CISC | Southern California Edison | SCE | CAISO | 2012-02-01 | 2050-12-31 | 2050 | 1.5 |  |  | Bio-ICE | ICE_Biomass | Biomass/Wood | CAISO_Biomass
Douglas_1 | Douglas 1 | teppc | AZPS | AZPS | Arizona Public Service Company | AZPS | SW | 1972-05-01 | 2050-12-31 | 2050 | 16 |  |  | CT-OilDistillate | CT_Oil | CT | SW_Peaker
Douglas_Kwalsa1 | Douglas (DGL,Kwalsa Energy)-1_Douglas (DGL,Kwalsa Energy)-1_IPP-DGL | teppc | BCHA | BCHA | British Columbia Transmission Company | BCHA_AESO | Excluded | 2009-11-12 | 2049-10-19 | 2049 | 14.38 |  |  | Hydro | Hydro_Standard | Hydro | Excluded_Hydro
Douglas_Kwalsa2 | Douglas (DGL,Kwalsa Energy)-2_Douglas (DGL,Kwalsa Energy)-2_IPP-DGL | teppc | BCHA | BCHA | British Columbia Transmission Company | BCHA_AESO | Excluded | 2009-11-12 | 2049-10-19 | 2049 | 14.38 |  |  | Hydro | Hydro_Standard | Hydro | Excluded_Hydro
DowCC_Total | DowCC (Total CC Plant) | teppc | AESO | AESO | Alberta Electric System Operator | BCHA_AESO | Excluded | 1999-10-01 | 2050-12-01 | 2050 | 129.5 |  |  | CCWhole-NatGas-Industrial | CC_NG | CC | Excluded_CCGT
DowG101_1 | DowG101-1 | teppc | AESO | AESO | Alberta Electric System Operator | BCHA_AESO | Excluded | 1999-01-01 | 2050-12-01 | 2050 | 110 |  |  | CT-AB-Cogen | Cogen_NG | Cogen | Excluded_CHP
DowG201_2 | DowG201-2 | teppc | AESO | AESO | Alberta Electric System Operator | BCHA_AESO | Excluded | 1999-01-01 | 2050-12-01 | 2050 | 110 |  |  | CT-AB-Cogen | Cogen_NG | Cogen | Excluded_CHP
DRACKR_2_SOLAR1 | Dracker Solar Unit 1 | caiso | SCE | SCE | Southern California Edison | SCE | CAISO | 2016-05-02 | 2050-12-31 | 2050 | 110 |  |  | n/a | PVgeneric_sun | Solar_Fixed | CAISO_Solar
DRACKR_2_SOLAR2 | Dracker Solar Unit 2 | caiso | SCE | SCE | Southern California Edison | SCE | CAISO | 2016-10-28 | 2050-12-31 | 2050 | 125 |  |  | n/a | PVgeneric_sun | Solar_Fixed | CAISO_Solar
DREWS_6_PL1X4 | Drews Generating Plant | caiso | SCE | SCE | Southern California Edison | SCE | CAISO | 2001-08-14 | 2050-12-31 | 2050 | 41.4 |  |  | CT-NatGas-Aero | CT_NG | CT | CAISO_Peaker2
Drop_1 | IID DROP 1 HYDRO PLANT (AGGREGATE) | teppc | IID | IID | Imperial Irrigation District | IID | IID | 2010-04-15 | 2050-12-31 | 2050 | 5.8 |  |  | Hydro | Hydro_Standard | Hydro | IID_Hydro
Drop_2_1 | Drop 2 (CA) 1 | teppc | IID | IID | Imperial Irrigation District | IID | IID | 2010-04-15 | 2050-12-31 | 2050 | 5 |  |  | Hydro | Hydro_Standard | Hydro | IID_Hydro
Drop_2_2 | Drop 2 (CA) 2 | teppc | IID | IID | Imperial Irrigation District | IID | IID | 2010-04-15 | 2050-12-31 | 2050 | 5 |  |  | Hydro | Hydro_Standard | Hydro | IID_Hydro
Drop_3_1 | Drop 3 (CA) 1 | teppc | IID | IID | Imperial Irrigation District | IID | IID | 1994-01-01 | 2050-12-31 | 2050 | 6 |  |  | Hydro | Hydro_Standard | Hydro | IID_Hydro
Drop_3_2 | Drop 3 (CA) 2 | teppc | IID | IID | Imperial Irrigation District | IID | IID | 1941-02-01 | 2050-12-31 | 2050 | 4 |  |  | Hydro | Hydro_Standard | Hydro | IID_Hydro
Drop_4_1 | Drop 4 1 | teppc | IID | IID | Imperial Irrigation District | IID | IID | 1968-08-01 | 2050-12-31 | 2050 | 9.8 |  |  | Hydro | Hydro_Standard | Hydro | IID_Hydro
Drop_4_2 | Drop 4 2 | teppc | IID | IID | Imperial Irrigation District | IID | IID | 2010-04-15 | 2050-12-31 | 2050 | 9.8 |  |  | Hydro | Hydro_Standard | Hydro | IID_Hydro
Drop_5 | IID DROP 5 HYDRO PLANT (AGGREGATE)¦BRAVO_4.16_DROP_5_1 | teppc | IID | IID | Imperial Irrigation District | IID | IID | 2010-04-15 | 2050-12-31 | 2050 | 4 |  |  | Hydro | Hydro_Standard | Hydro | IID_Hydro
DRUM_7_PL1X2 | Drum PH 1 Units 1 & 2 Aggregate | caiso | PGE_Valley | PGE_Valley | Pacific Gas and Electric Valley | PGE_Valley | CAISO | 1913-01-01 | 2050-12-31 | 2050 | 26 |  |  | n/a | Hydro_Standard | Hydro | CAISO_Hydro
DRUM_7_PL3X4 | Drum PH 1 Units 3 & 4 Aggregate | caiso | PGE_Valley | PGE_Valley | Pacific Gas and Electric Valley | PGE_Valley | CAISO | 1922-01-01 | 2050-12-31 | 2050 | 28.9 |  |  | n/a | Hydro_Standard | Hydro | CAISO_Hydro
DRUM_7_UNIT_5 | DRUM PH 2 UNIT 5 | caiso | PGE_Valley | PGE_Valley | Pacific Gas and Electric Valley | PGE_Valley | CAISO | 1965-01-01 | 2050-12-31 | 2050 | 50 |  |  | n/a | Hydro_Standard | Hydro | CAISO_Hydro
Dry_Fork_Station | Dry Fork Station 1 | teppc | WACM | WACM | Western Area Power Administration, Colorado-Missouri Region | WACM | Excluded | 2011-11-01 | 2050-12-31 | 2050 | 440 |  |  | ST-Coal | Steam_Coal | Coal | Excluded_Coal
Dry_Lake_Wind_1_1 | Dry Lake Wind LLC (RC-W)-1 | teppc | AZPS | AZPS | Arizona Public Service Company | AZPS | SW | 2010-12-01 | 2050-12-31 | 2050 | 21 |  |  | WT-Onshore | wind_onshorewind | Wind | SW_Wind
Dry_Lake_Wind_1_2 | Dry Lake Wind LLC (RC-W)-2 | teppc | AZPS | AZPS | Arizona Public Service Company | AZPS | SW | 2009-09-04 | 2050-12-31 | 2050 | 21 |  |  | WT-Onshore | wind_onshorewind | Wind | SW_Wind
Dry_Lake_Wind_1_3 | Dry Lake Wind LLC (RC-W)-3 | teppc | AZPS | AZPS | Arizona Public Service Company | AZPS | SW | 2009-09-04 | 2050-12-31 | 2050 | 21 |  |  | WT-Onshore | wind_onshorewind | Wind | SW_Wind
Dry_Lake_Wind_2_1 | Dry Lake Wind II LLC (RC-E)-1 | teppc | AZPS | AZPS | Arizona Public Service Company | AZPS | SW | 2010-12-01 | 2050-12-31 | 2050 | 21 |  |  | WT-Onshore | wind_onshorewind | Wind | SW_Wind
Dry_Lake_Wind_2_2 | Dry Lake Wind II LLC (RC-E)-2 | teppc | AZPS | AZPS | Arizona Public Service Company | AZPS | SW | 2010-12-01 | 2050-12-31 | 2050 | 21 |  |  | WT-Onshore | wind_onshorewind | Wind | SW_Wind
Dry_Lake_Wind_2_3 | Dry Lake Wind II LLC (RC-E)-3 | teppc | AZPS | AZPS | Arizona Public Service Company | AZPS | SW | 2016-06-01 | 2050-12-31 | 2050 | 21 |  |  | WT-Onshore | wind_onshorewind | Wind | SW_Wind
Drywood_2_2 | Drywood 2-2 | teppc | AESO | AESO | Alberta Electric System Operator | BCHA_AESO | Excluded | 1999-10-01 | 2050-12-01 | 2050 | 3 |  |  | CT-NatGas-Industrial | CT_NG | CT | Excluded_Peaker
Drywood1_1 | Drywood 1-1 | teppc | AESO | AESO | Alberta Electric System Operator | BCHA_AESO | Excluded | 1999-10-01 | 2050-12-01 | 2050 | 3 |  |  | CT-NatGas-Industrial | CT_NG | CT | Excluded_Peaker
DSABLA_7_UNIT | De Sabla Hydro | caiso | PGE_Valley | PGE_Valley | Pacific Gas and Electric Valley | PGE_Valley | CAISO | 1963-01-01 | 2050-12-31 | 2050 | 18.5 |  |  | n/a | Hydro_Standard | Hydro | CAISO_Small_Hydro
DSFLWR_2_WS2SR1 |  | caiso | SCE | SCE | Southern California Edison | SCE | CAISO | 2019-01-29 | 2050-12-31 | 2050 | 100 |  |  | PVgeneric_sun | PVgeneric_sun | Solar_Fixed | CAISO_Solar
DSRTSL_2_SOLAR1 | Desert Stateline | caiso | SCE | SCE | Southern California Edison | SCE | CAISO | 2016-08-30 | 2050-12-31 | 2050 | 296.19 |  |  | n/a | PVgeneric_sun | Solar_Fixed | CAISO_Solar
DSRTSN_2_SOLAR1 | Desert Sunlight 300 | caiso | SCE | SCE | Southern California Edison | SCE | CAISO | 2014-12-05 | 2050-12-31 | 2050 | 300 |  |  | n/a | PVgeneric_sun | Solar_Fixed | CAISO_Solar
DSRTSN_2_SOLAR2 | Desert Sunlight 250 | caiso | SCE | SCE | Southern California Edison | SCE | CAISO | 2014-12-05 | 2050-12-31 | 2050 | 250 |  |  | n/a | PVgeneric_sun | Solar_Fixed | CAISO_Solar
DTCHWD_2_BT3WND | Brookfield Tehachapi 3 | caiso | SCE | SCE | Southern California Edison | SCE | CAISO | 1986-04-22 | 2050-12-31 | 2050 | 4.5 |  |  | n/a | wind_onshorewind | Wind | CAISO_Wind
DTCHWD_2_BT4WND | Brookfield Tehachapi 4 | caiso | SCE | SCE | Southern California Edison | SCE | CAISO | 1986-04-22 | 2050-12-31 | 2050 | 6.52 |  |  | n/a | wind_onshorewind | Wind | CAISO_Wind
DUANE_1_PL1X3 | DONALD VON RAESFELD POWER PROJECT | caiso | PGE_Bay | PGE_Bay | Pacific Gas and Electric Bay | PGE_Bay | CAISO | 2005-03-24 | 2050-12-31 | 2050 | 147.8 |  |  | CCWhole-NatGas-Industrial | CC_NG | CC | CAISO_CCGT2
Dundurn_GT_1 | Dundurn GT-1 | teppc | BCHA | BCHA | British Columbia Transmission Company | BCHA_AESO | Excluded | 2014-10-24 | 2050-12-31 | 2050 | 25 |  |  | CT-NatGas-Industrial | CT_NG | CT | Excluded_Peaker
Dunlap_1 | Dunlap-1 | teppc | PAWY | PAWY | Wyoming, PACE Utility | PACE | NW | 2010-09-30 | 2050-12-31 | 2050 | 111 |  |  | WT-Onshore | wind_onshorewind | Wind | NW_Wind
Durbin_Creek_Wind__OR_ | NA_60367 | teppc | IPFE | IPFE | Idaho Far East | IPCO | NW | 2016-12-31 | 2050-12-31 | 2050 | 40 |  |  | WT-Onshore | wind_onshorewind | Wind | NW_Wind
DUTCH1_7_UNIT_1 | DUTCH FLAT 1 PH | caiso | PGE_Valley | PGE_Valley | Pacific Gas and Electric Valley | PGE_Valley | CAISO | 1943-01-01 | 2050-12-31 | 2050 | 22 |  |  | n/a | Hydro_Standard | Hydro | CAISO_Hydro
DUTCH2_7_UNIT_1 | DUTCH FLAT 2 PH | caiso | PGE_Valley | PGE_Valley | Pacific Gas and Electric Valley | PGE_Valley | CAISO | 1965-01-01 | 2050-12-31 | 2050 | 26 |  |  | n/a | Hydro_Standard | Hydro | CAISO_Hydro
DVLCYN_1_UNITS | DEVIL CANYON HYDRO UNITS 1-4 AGGREGATE | caiso | SCE | SCE | Southern California Edison | SCE | CAISO | 1972-01-01 | 2050-12-31 | 2050 | 236.8 |  |  | n/a | Hydro_Standard | Hydro | CAISO_Hydro
DVPL_IPP13_8_1 | DVPL IPP13.8-1 | teppc | AESO | AESO | Alberta Electric System Operator | BCHA_AESO | Excluded | 1995-01-01 | 2050-12-31 | 2050 | 11.6 |  |  | Bio-ST | ST_Biomass | Biomass/Wood | Excluded_Biomass
Dworshak_1 | Dworshak-1 | teppc | BPAT | BPAT | Bonneville Power Administration – Transmission | BPAT | NW | 1975-06-01 | 2050-12-31 | 2050 | 90 |  |  | Hydro | Hydro_Standard | Hydro | NW_Hydro
Dworshak_2 | Dworshak-2 | teppc | BPAT | BPAT | Bonneville Power Administration – Transmission | BPAT | NW | 1975-09-01 | 2050-12-31 | 2050 | 90 |  |  | Hydro | Hydro_Standard | Hydro | NW_Hydro
Dworshak_3 | Dworshak-3 | teppc | BPAT | BPAT | Bonneville Power Administration – Transmission | BPAT | NW | 1974-09-01 | 2050-12-31 | 2050 | 220 |  |  | Hydro | Hydro_Standard | Hydro | NW_Hydro
Eagle_Lake_1 | Eagle Lake-1_Eagle Lake-1_IPP-PCI | teppc | BCHA | BCHA | British Columbia Transmission Company | BCHA_AESO | Excluded | 2003-05-16 | 2040-05-15 | 2039 | 0.2 |  |  | Hydro | Hydro_Standard | Hydro | Excluded_Hydro
Eagle_Point_1 | Eagle Point-1 | teppc | PACW | PACW | PacifiCorp – West | PACW | NW | 1957-11-01 | 2050-12-31 | 2050 | 2.813 |  |  | Hydro | Hydro_Standard | Hydro | NW_Hydro
Eagle_Shadow_Mountain |  | teppc | NEVP | NEVP | Nevada Power Company | NEVP | SW | 2021-12-31 | 2050-12-31 | 2050 | 26 |  |  | SolarPV-Tracking | 1axPV_sun | Solar_1Axis | SW_Solar
TX-ELK_6_ECKSR2 | Eagle Solar | rps | SCE | PGE_Valley | Pacific Gas and Electric Valley | PGE_Valley | CAISO | 2019-03-01 | 2050-12-31 | 2050 | 3 |  |  | Solar PV - Ground mountSolar: Tracking (1 Axis) | 1axPV_sun | Solar_1Axis | CAISO_Solar
Earth_Energy_1 | CALIPAT_13.8_EARTH_E1 | teppc | IID | IID | Imperial Irrigation District | BANC | BANC | 2010-04-15 | 2050-12-31 | 2050 | 11 |  |  | Geo-DoubleFlash | Geothermal_steam | Geothermal | BANC_Geothermal
East_Highline | East Highline 1¦BRAVO_4.16_EAST_HLINE¦ESTHIGHL | teppc | IID | IID | Imperial Irrigation District | IID | IID | 1984-09-01 | 2050-12-31 | 2050 | 1.1 |  |  | Hydro | Hydro_Standard | Hydro | IID_Hydro
East_Toba1 | East Toba and Montrose Creek (ETR)-1_East Toba and Montrose Creek (ETR)-1_IPP-ETR | teppc | BCHA | BCHA | British Columbia Transmission Company | BCHA_AESO | Excluded | 2010-07-01 | 2045-05-27 | 2044 | 73.65 |  |  | Hydro | Hydro_Standard | Hydro | Excluded_Hydro
East_Toba2 | East Toba and Montrose Creek (ETR)-2_East Toba and Montrose Creek (ETR)-2_IPP-ETR | teppc | BCHA | BCHA | British Columbia Transmission Company | BCHA_AESO | Excluded | 2010-07-01 | 2045-05-27 | 2044 | 73.65 |  |  | Hydro | Hydro_Standard | Hydro | Excluded_Hydro
EastSide | East Side-1 | teppc | PACW | PACW | PacifiCorp – West | PACW | NW | 1924-09-01 | 2030-01-01 | 2029 | 3.2 |  |  | Hydro | Hydro_Standard | Hydro | NW_Hydro
EastTwinCreek1 | East Twin Creek-1_East Twin Creek-1_IPP-ETC | teppc | BCHA | BCHA | British Columbia Transmission Company | BCHA_AESO | Excluded | 1991-11-01 | 2031-11-01 | 2031 | 0.53 |  |  | Hydro | Hydro_Standard | Hydro | Excluded_Hydro
EastTwinCreek2 | East Twin Creek-2_East Twin Creek-2_IPP-ETC | teppc | BCHA | BCHA | British Columbia Transmission Company | BCHA_AESO | Excluded | 1991-11-01 | 2031-11-01 | 2031 | 0.53 |  |  | Hydro | Hydro_Standard | Hydro | Excluded_Hydro
EastTwinCreek3 | East Twin Creek-3_East Twin Creek-3_IPP-ETC | teppc | BCHA | BCHA | British Columbia Transmission Company | BCHA_AESO | Excluded | 1991-11-01 | 2031-11-01 | 2031 | 0.53 |  |  | Hydro | Hydro_Standard | Hydro | Excluded_Hydro
EASTWD_7_UNIT |  | caiso | SCE | PGE_Valley | Pacific Gas and Electric Valley | PGE_Valley | CAISO | 1987-01-01 | 2050-12-31 | 2050 | 200 |  |  | n/a | Hydro_PumpedStorage | PSH | CAISO_Existing_Pumped_Storage
Echanis_Wind | Echanis Wind Project-WT (1) | teppc | PNM | PNM | Public Service Company of New Mexico | PNM_EPE | SW | 2015-12-01 | 2050-04-15 | 2049 | 104 |  |  | WT-Onshore | wind_onshorewind | Wind | SW_Wind
EchoDam1 | Echo Dam-NA1_BNTF-GEN_BOUNTIFUL POWER-2-2 | teppc | PAUT | PAUT | Utah, PACE Utility | PACE | NW | 1987-03-01 | 2050-12-31 | 2050 | 11.5 |  |  | Hydro | Hydro_Standard | Hydro | NW_Hydro
EchoDam2 | Echo Dam-NA2_BNTF-GEN_BOUNTIFUL POWER-2-2 | teppc | IPFE | IPFE | Idaho Far East | IPCO | NW | 1987-03-01 | 2050-12-31 | 2050 | 1.75 |  |  | Hydro | Hydro_Standard | Hydro | NW_Hydro
EchoDam3 | Echo Dam-3_BNTF-GEN_BOUNTIFUL POWER-2-2 | teppc | IPFE | IPFE | Idaho Far East | IPCO | NW | 1987-03-01 | 2050-12-31 | 2050 | 1 |  |  | Hydro | Hydro_Standard | Hydro | NW_Hydro
ECHOWIND | Oregon Trail Wind Park-OTWP | teppc | PACW | PACW | PacifiCorp – West | PACW | NW | 2010-12-22 | 2050-12-31 | 2050 | 13.5 |  |  | WT-Onshore | wind_onshorewind | Wind | NW_Wind
ECHOWIND2 | ECHOWIND | teppc | PACW | PACW | PacifiCorp – West | PACW | NW | 1950-01-01 | 2050-12-31 | 2050 | 64.6 |  |  | WT-Onshore | wind_onshorewind | Wind | NW_Wind
ECKERT | Arrow Rock Hydro Project | teppc | IPTV | IPTV | Idaho Treasure Valley | IPCO | NW | 2010-01-01 | 2050-12-31 | 2050 | 21 |  |  | Hydro | Hydro_Standard | Hydro | NW_Hydro
Edson_1 | Talisman Edson GT1 | teppc | AESO | AESO | Alberta Electric System Operator | BCHA_AESO | Excluded | 2004-01-01 | 2050-12-31 | 2050 | 11.5 |  |  | CT-AB-Cogen | Cogen_NG | Cogen | Excluded_CHP
Edson_2 | Talisman Edson GT2 | teppc | BCHA | BCHA | British Columbia Transmission Company | BCHA_AESO | Excluded | 2004-01-01 | 2050-12-31 | 2050 | 6.5 |  |  | AB-Cogen | Cogen_NG | Cogen | Excluded_CHP
EEKTMN_6_SOLAR1 | EE K Solar 1 | caiso | PGE_Valley | PGE_Valley | Pacific Gas and Electric Valley | PGE_Valley | CAISO | 2015-08-12 | 2050-12-31 | 2050 | 20 |  |  | n/a | PVgeneric_sun | Solar_Fixed | CAISO_Solar
El_Centro_4 | El Centro ST 4 | teppc | IID | IID | Imperial Irrigation District | IID | IID | 1985-06-01 | 2023-06-01 | 2022 | 70 |  |  | ST-NatGas | ST_NG | Steam | IID_Peaker
El_Centro_CC2 | ElCentroCC2 (Total CC Plant) | teppc | IID | IID | Imperial Irrigation District | IID | IID | 1993-06-01 | 2050-12-31 | 2050 | 108.8 |  |  | CCWhole-NatGas-Industrial | CC_NG | CC | IID_CCGT
El_Centro_CC3 | ElCentroCC3 (Total CC Plant) | teppc | IID | IID | Imperial Irrigation District | IID | IID | 2012-10-01 | 2050-12-31 | 2050 | 146.5 |  |  | CCWhole-NatGas-Industrial | CC_NG | CC | IID_CCGT
El_Vado_Dam | El Vado Dam 1 | teppc | PNM | PNM | Public Service Company of New Mexico | PNM_EPE | SW | 1987-12-01 | 2050-12-31 | 2050 | 9.5 |  |  | Hydro | Hydro_Standard | Hydro | SW_Hydro
ELCABO_5_ECWSCEDYN | El Cabo Wind | caiso | AZPS | SCE | Southern California Edison | SCE | CAISO | 2017-10-01 | 2050-12-31 | 2050 | 298 |  |  | WIND_WIND | wind_onshorewind | Wind | CAISO_Wind
ELCAJN_6_EB1BT1 | Eastern BESS 1 | caiso | SDGE | SDGE | San Diego Gas and Electric | SDGE | CAISO | 2017-02-18 | 2050-12-31 | 2050 | 7.5 | 4 | 30 | OTHER_LESR | Battery_ | Battery Storage | CAISO_Baseline_Li_Battery
ELCAJN_6_LM6K |  | caiso | SDGE | SDGE | San Diego Gas and Electric | SDGE | CAISO | 2010-06-16 | 2050-12-31 | 2050 | 48.1 |  |  | CT-NatGas-Industrial | CT_NG | CT | CAISO_Peaker1
ELCAJN_6_UNITA1 | Cuyamaca Peak Energy Plant | caiso | SDGE | SDGE | San Diego Gas and Electric | SDGE | CAISO | 2002-05-29 | 2050-12-31 | 2050 | 45.42 |  |  | n/a | CT_NG | CT | CAISO_Peaker2
ELCAP_1_SOLAR |  | caiso | PGE_Valley | PGE_Valley | Pacific Gas and Electric Valley | PGE_Valley | CAISO | 2015-05-01 | 2050-12-31 | 2050 | 1.5 |  |  | n/a | PVgeneric_sun | Solar_Fixed | CAISO_Solar
EldoradoResrvr | Eldorado Reservoir-1_Eldorado Reservoir-1_IPP-ELD | teppc | BCHA | BCHA | British Columbia Transmission Company | BCHA_AESO | Excluded | 2008-12-01 | 2029-06-03 | 2028 | 1.13 |  |  | Hydro | Hydro_Standard | Hydro | Excluded_Hydro
ELDORO_7_UNIT_1 | El Dorado Unit 1 | caiso | PGE_Valley | PGE_Valley | Pacific Gas and Electric Valley | PGE_Valley | CAISO | 2005-05-21 | 2050-12-31 | 2050 | 11 |  |  | n/a | Hydro_Standard | Hydro | CAISO_Hydro
ELDORO_7_UNIT_2 | El Dorado Unit 2 | caiso | PGE_Valley | PGE_Valley | Pacific Gas and Electric Valley | PGE_Valley | CAISO | 2005-05-21 | 2050-12-31 | 2050 | 11 |  |  | n/a | Hydro_Standard | Hydro | CAISO_Hydro
ELECTR_7_PL1X3 | ELECTRA PH UNIT 1 & 2 AGGREGATE | caiso | PGE_Valley | PGE_Valley | Pacific Gas and Electric Valley | PGE_Valley | CAISO | 1948-01-01 | 2050-12-31 | 2050 | 93 |  |  | n/a | Hydro_Standard | Hydro | CAISO_Hydro
Electron_1 | Electron-1 | teppc | PSEI | PSEI | Puget Sound Energy | BPAT | NW | 1903-12-01 | 2050-12-31 | 2050 | 5.1 |  |  | Hydro | Hydro_Standard | Hydro | NW_Hydro
Electron_2 | Electron-2 | teppc | PSEI | PSEI | Puget Sound Energy | BPAT | NW | 1903-12-01 | 2050-12-31 | 2050 | 5.1 |  |  | Hydro | Hydro_Standard | Hydro | NW_Hydro
Electron_3 | Electron-3 | teppc | PSEI | PSEI | Puget Sound Energy | BPAT | NW | 1903-12-01 | 2050-12-31 | 2050 | 5.1 |  |  | Hydro | Hydro_Standard | Hydro | NW_Hydro
Electron_4 | Electron-4 | teppc | PSEI | PSEI | Puget Sound Energy | BPAT | NW | 1928-12-01 | 2050-12-31 | 2050 | 7.5 |  |  | Hydro | Hydro_Standard | Hydro | NW_Hydro
Elk_Creek | El Dorado Hydro Elk Creek-GEN1 | teppc | CISC | CISC | Southern California Edison | SCE | CAISO | 1986-05-16 | 2050-12-31 | 2050 | 2 |  |  | Hydro | Hydro_Standard | Hydro | CAISO_Hydro
Elk_Grove_1_Solar | Elk Grove 1 Solar | teppc | BANC | BANC | Balancing Authority of Northern California | SMUD | BANC | 2012-01-01 | 2050-01-01 | 2049 | 50.9 |  |  | SolarPV-NonTracking | FixedPV_sun | Solar_Fixed | BANC_Solar
Elk_Grove_2_Solar | Elk Grove 2 Solar | teppc | BANC | BANC | Balancing Authority of Northern California | SMUD | BANC | 2012-01-01 | 2050-01-01 | 2049 | 37.9 |  |  | SolarPV-NonTracking | FixedPV_sun | Solar_Fixed | BANC_Solar
ELKCRK_6_STONYG | STONEY GORGE HYDRO AGGREGATE | caiso | PGE_Valley | PGE_Valley | Pacific Gas and Electric Valley | PGE_Valley | CAISO | 1986-01-01 | 2050-12-31 | 2050 | 4.9 |  |  | n/a | Hydro_Standard | Hydro | CAISO_Small_Hydro
ELKHIL_2_PL1X3 | ELK HILLS STEAM TURBINE UNIT | caiso | PGE_Valley | PGE_Valley | Pacific Gas and Electric Valley | PGE_Valley | CAISO | 2003-07-24 | 2050-12-31 | 2050 | 551.7 |  |  | CCWhole-NatGas-Industrial | CC_NG | CC | CAISO_CCGT1
Elkhorn_Valley | Elkhorn Valley Wind Farm-EH1 | teppc | IPTV | IPTV | Idaho Treasure Valley | IPCO | NW | 2007-11-01 | 2050-12-31 | 2050 | 100 |  |  | WT-Onshore | wind_onshorewind | Wind | NW_Wind
Elko_1 | Elko-1_Elko-1_BCH-ELK | teppc | BCHA | BCHA | British Columbia Transmission Company | BCHA_AESO | Excluded | 1924-01-01 | 2033-03-31 | 2032 | 6 |  |  | Hydro | Hydro_Standard | Hydro | Excluded_Hydro
Elko_2 | Elko-2_Elko-2_BCH-ELK | teppc | BCHA | BCHA | British Columbia Transmission Company | BCHA_AESO | Excluded | 1924-01-01 | 2033-03-31 | 2032 | 6 |  |  | Hydro | Hydro_Standard | Hydro | Excluded_Hydro
ELLIS_2_QF | ELLIS QFS | caiso | SCE | SCE | Southern California Edison | SCE | CAISO | 1993-01-01 | 2050-12-31 | 2050 | 12 |  |  | n/a | CT_NG | CT | CAISO_Peaker1
ElmworthG5_5 | ElmworthG5-5 | teppc | AESO | AESO | Alberta Electric System Operator | BCHA_AESO | Excluded | 2001-09-01 | 2050-12-01 | 2050 | 2.4 |  |  | CT-NatGas-Industrial | CT_NG | CT | Excluded_Peaker
ElmworthG6_6 | ElmworthG6-6 | teppc | AESO | AESO | Alberta Electric System Operator | BCHA_AESO | Excluded | 2003-07-01 | 2050-12-01 | 2050 | 2.4 |  |  | CT-NatGas-Industrial | CT_NG | CT | Excluded_Peaker
ElmworthG7_7 | ElmworthG7-7 | teppc | AESO | AESO | Alberta Electric System Operator | BCHA_AESO | Excluded | 2004-02-01 | 2050-12-01 | 2050 | 2.4 |  |  | CT-NatGas-Industrial | CT_NG | CT | Excluded_Peaker
ElmworthG8_8 | ElmworthG8-8 | teppc | AESO | AESO | Alberta Electric System Operator | BCHA_AESO | Excluded | 2004-11-01 | 2050-12-01 | 2050 | 2.4 |  |  | CT-NatGas-Industrial | CT_NG | CT | Excluded_Peaker
ElmworthG9_9 | ElmworthG9-9 | teppc | BCHA | BCHA | British Columbia Transmission Company | BCHA_AESO | Excluded | 2004-12-01 | 2050-12-01 | 2050 | 2.4 |  |  | CT-NatGas-Industrial | CT_NG | CT | Excluded_Peaker
ELNIDP_6_BIOMAS | El Nido Biomass to Energy | caiso | PGE_Valley | PGE_Valley | Pacific Gas and Electric Valley | PGE_Valley | CAISO | 2008-08-24 | 2050-12-31 | 2050 | 10.5 |  |  | n/a | ST_Biomass | Biomass/Wood | CAISO_Biomass
ELSEGN_2_UN1011 | El Segundo Energy Center 5/6 | caiso | SCE | SCE | Southern California Edison | SCE | CAISO | 2013-06-29 | 2050-12-31 | 2050 | 263 |  |  | CCWhole-NatGas-Industrial | CC_NG | CC | CAISO_CCGT2
ELSEGN_2_UN2021 | El Segundo Energy Center 7/8 | caiso | SCE | SCE | Southern California Edison | SCE | CAISO | 2013-06-29 | 2050-12-31 | 2050 | 263.68 |  |  | CCWhole-NatGas-Industrial | CC_NG | CC | CAISO_CCGT2
Eltopia_Branch | Eltopia Branch Canal 4.6-1 | teppc | BPAT | BPAT | Bonneville Power Administration – Transmission | BPAT | NW | 1983-05-01 | 2050-12-31 | 2050 | 2.2 |  |  | Hydro | Hydro_Standard | Hydro | NW_Hydro
Enchanted_Mesa | Enchanted Mesa Solar | teppc | PNM | PNM | Public Service Company of New Mexico | PNM_EPE | SW | 2015-12-31 | 2050-12-31 | 2050 | 7.6 |  |  | SolarPV-Tracking | 1axPV_sun | Solar_1Axis | SW_Solar
ENCINA_7_EA2 |  | caiso | SDGE | SDGE | San Diego Gas and Electric | SDGE | CAISO | 1956-01-01 | 2018-12-12 | 2018 | 104 |  |  | ST-NatGas | ST_NG | Steam | CAISO_ST
ENCINA_7_EA3 |  | caiso | SDGE | SDGE | San Diego Gas and Electric | SDGE | CAISO | 1958-01-01 | 2018-12-12 | 2018 | 110 |  |  | ST-NatGas | ST_NG | Steam | CAISO_ST
ENCINA_7_EA4 |  | caiso | SDGE | SDGE | San Diego Gas and Electric | SDGE | CAISO | 1973-01-01 | 2018-12-12 | 2018 | 300 |  |  | ST-NatGas | ST_NG | Steam | CAISO_ST
ENCINA_7_EA5 |  | caiso | SDGE | SDGE | San Diego Gas and Electric | SDGE | CAISO | 1978-01-01 | 2018-12-12 | 2018 | 330 |  |  | ST-NatGas | ST_NG | Steam | CAISO_ST
ENCINA_7_GT1 |  | caiso | SDGE | SDGE | San Diego Gas and Electric | SDGE | CAISO | 1968-01-01 | 2018-12-12 | 2018 | 14.5 |  |  | CT-NatGas-Aero | CT_NG | CT | CAISO_Peaker2
EncogenCC_Total | EncogenCC (Total CC Plant) | teppc | PSEI | PSEI | Puget Sound Energy | BPAT | NW | 1993-03-01 | 2050-12-31 | 2050 | 176.4 |  |  | CCWhole-NatGas-Industrial | CC_NG | CC | NW_CCGT
EnelCoveFort1_1 | Enel Cove Fort-1-1 | teppc | PAUT | PAUT | Utah, PACE Utility | PACE | NW | 2013-12-31 | 2050-04-15 | 2049 | 16.25 |  |  | Geo-BinaryCycle | Geothermal_steam | Geothermal | NW_Geothermal
EnelCoveFort1_2 | Enel Cove Fort-1-2 | teppc | PAUT | PAUT | Utah, PACE Utility | PACE | NW | 2013-12-31 | 2050-04-15 | 2049 | 16.25 |  |  | Geo-BinaryCycle | Geothermal_steam | Geothermal | NW_Geothermal
EnelCoveFort1_3 | Enel Cove Fort-1-3 | teppc | PAUT | PAUT | Utah, PACE Utility | PACE | NW | 2013-12-31 | 2050-04-15 | 2049 | 16.25 |  |  | Geo-BinaryCycle | Geothermal_steam | Geothermal | NW_Geothermal
EnelCoveFort1_4 | Enel Cove Fort-1-4 | teppc | PAUT | PAUT | Utah, PACE Utility | PACE | NW | 2013-12-31 | 2050-04-15 | 2049 | 16.25 |  |  | Geo-BinaryCycle | Geothermal_steam | Geothermal | NW_Geothermal
Energetics_PV | Energetics Solar-PV(22,000) | teppc | CISC | CISC | Southern California Edison | SCE | CAISO | 2016-04-15 | 2050-04-15 | 2049 | 4.8 |  |  | SolarPV-NonTracking | FixedPV_sun | Solar_Fixed | CAISO_Solar
Energia_Sierra_Juarez_2_US_LLC | Energia Sierra Juarez 2 US LLC | rps | SDG&E | SDG&E | San Diego Gas and Electric | SDGE | CAISO | 2022-01-15 | 2050-12-31 | 2050 | 105 |  |  | Windnan | wind_onshorewind | Wind | CAISO_Wind
Energy_Vision_10 |  | teppc | PAWY | PAWY | Wyoming, PACE Utility | PACE | NW | 1950-01-01 | 2050-12-31 | 2050 | 134 |  |  | WT-Onshore | wind_onshorewind | Wind | NW_Wind
Energy_Vision_11 |  | teppc | PAWY | PAWY | Wyoming, PACE Utility | PACE | NW | 1950-01-01 | 2050-12-31 | 2050 | 120 |  |  | WT-Onshore | wind_onshorewind | Wind | NW_Wind
Energy_Vision_12 |  | teppc | PAWY | PAWY | Wyoming, PACE Utility | PACE | NW | 1950-01-01 | 2050-12-31 | 2050 | 101 |  |  | WT-Onshore | wind_onshorewind | Wind | NW_Wind
Energy_Vision_2 |  | teppc | PAWY | PAWY | Wyoming, PACE Utility | PACE | NW | 1950-01-01 | 2050-12-31 | 2050 | 100 |  |  | WT-Onshore | wind_onshorewind | Wind | NW_Wind
Energy_Vision_3 |  | teppc | PAWY | PAWY | Wyoming, PACE Utility | PACE | NW | 1950-01-01 | 2050-12-31 | 2050 | 100 |  |  | WT-Onshore | wind_onshorewind | Wind | NW_Wind
Energy_Vision_4 |  | teppc | PAWY | PAWY | Wyoming, PACE Utility | PACE | NW | 1950-01-01 | 2050-12-31 | 2050 | 124 |  |  | WT-Onshore | wind_onshorewind | Wind | NW_Wind
Energy_Vision_5 |  | teppc | PAWY | PAWY | Wyoming, PACE Utility | PACE | NW | 1950-01-01 | 2050-12-31 | 2050 | 126 |  |  | WT-Onshore | wind_onshorewind | Wind | NW_Wind
Energy_Vision_6 |  | teppc | PAWY | PAWY | Wyoming, PACE Utility | PACE | NW | 1950-01-01 | 2050-12-31 | 2050 | 134 |  |  | WT-Onshore | wind_onshorewind | Wind | NW_Wind
Energy_Vision_7 |  | teppc | PAWY | PAWY | Wyoming, PACE Utility | PACE | NW | 1950-01-01 | 2050-12-31 | 2050 | 200 |  |  | WT-Onshore | wind_onshorewind | Wind | NW_Wind
Energy_Vision_8 |  | teppc | PAWY | PAWY | Wyoming, PACE Utility | PACE | NW | 1950-01-01 | 2050-12-31 | 2050 | 100 |  |  | WT-Onshore | wind_onshorewind | Wind | NW_Wind
Energy_Vision_9 |  | teppc | PAWY | PAWY | Wyoming, PACE Utility | PACE | NW | 1950-01-01 | 2050-12-31 | 2050 | 100 |  |  | WT-Onshore | wind_onshorewind | Wind | NW_Wind
ENERSJ_2_WIND | ESJ Wind Energy | caiso | SDGE | SDGE | San Diego Gas and Electric | SDGE | CAISO | 2015-03-27 | 2050-12-31 | 2050 | 155.1 |  |  | n/a | wind_onshorewind | Wind | CAISO_Wind
ENWIND_2_WIND1 | Cameron Ridge | caiso | SCE | SCE | Southern California Edison | SCE | CAISO | 2014-12-10 | 2050-12-31 | 2050 | 47.1 |  |  | n/a | wind_onshorewind | Wind | CAISO_Wind
ENWIND_2_WIND2 | Ridgetop I | caiso | SCE | SCE | Southern California Edison | SCE | CAISO | 1983-12-31 | 2050-12-31 | 2050 | 38.24 |  |  | n/a | wind_onshorewind | Wind | CAISO_Wind
EPCC_1 | EPCC-1 | teppc | BPAT | BPAT | Bonneville Power Administration – Transmission | BPAT | NW | 2012-01-10 | 2037-01-10 | 2036 | 0.14 |  |  | SolarPV-NonTracking | FixedPV_sun | Solar_Fixed | NW_Solar
Escalante_1 | Escalante-1¦Plains Escalante | teppc | PNM | PNM | Public Service Company of New Mexico | PNM_EPE | SW | 1984-12-01 | 2050-12-31 | 2050 | 268 |  |  | ST-Coal | Steam_Coal | Coal | SW_Coal
ESCNDO_6_EB1BT1 | Escondido BESS 1 | caiso | SDGE | SDGE | San Diego Gas and Electric | SDGE | CAISO | 2017-02-01 | 2050-12-31 | 2050 | 10 | 4 | 40 | OTHER_LESR | Battery_ | Battery Storage | CAISO_Baseline_Li_Battery
ESCNDO_6_EB2BT2 | Escondido BESS 2 | caiso | SDGE | SDGE | San Diego Gas and Electric | SDGE | CAISO | 2017-02-01 | 2050-12-31 | 2050 | 10 | 4 | 40 | OTHER_LESR | Battery_ | Battery Storage | CAISO_Baseline_Li_Battery
ESCNDO_6_EB3BT3 | Escondido BESS 3 | caiso | SDGE | SDGE | San Diego Gas and Electric | SDGE | CAISO | 2017-02-01 | 2050-12-31 | 2050 | 10 | 4 | 40 | OTHER_LESR | Battery_ | Battery Storage | CAISO_Baseline_Li_Battery
ESCNDO_6_PL1X2 |  | caiso | SDGE | SDGE | San Diego Gas and Electric | SDGE | CAISO | 2006-06-07 | 2050-12-31 | 2050 | 48.71 |  |  | CT-NatGas-Industrial | CT_NG | CT | CAISO_Peaker2
ESCNDO_6_UNITB1 | CalPeak Power Enterprise Unit 1 | caiso | SDGE | SDGE | San Diego Gas and Electric | SDGE | CAISO | 2001-10-23 | 2050-12-31 | 2050 | 48.04 |  |  | CT-NatGas-Industrial | CT_NG | CT | CAISO_Peaker2
ESCO_6_GLMQF | Goal Line Cogen | caiso | SDGE | SDGE | San Diego Gas and Electric | SDGE | CAISO | 1994-01-01 | 2050-12-31 | 2050 | 49.9 |  |  | CCWhole-NatGas-Industrial | CT_NG | CT | CAISO_Peaker1
EsquatzelCanal | Esquatzel Canal-HY1 | teppc | PNM | PNM | Public Service Company of New Mexico | PNM_EPE | SW | 2011-12-01 | 2030-04-15 | 2029 | 1.1 |  |  | Hydro | Hydro_Standard | Hydro | SW_Hydro
ESQUON_6_LNDFIL | Neal Road Landfill Generating Facility | caiso | PGE_Valley | PGE_Valley | Pacific Gas and Electric Valley | PGE_Valley | CAISO | 2012-09-27 | 2050-12-31 | 2050 | 2.1 |  |  | n/a | Biogas_ | Biogas_LandfillGas | CAISO_Biomass
Estes_1 | Estes 1 | teppc | WACM | WACM | Western Area Power Administration, Colorado-Missouri Region | WACM | Excluded | 1950-09-01 | 2050-12-31 | 2050 | 19.17 |  |  | Hydro | Hydro_Standard | Hydro | Excluded_Hydro
Estes_2 | Estes 2 | teppc | WACM | WACM | Western Area Power Administration, Colorado-Missouri Region | WACM | Excluded | 1950-12-01 | 2050-12-31 | 2050 | 19.17 |  |  | Hydro | Hydro_Standard | Hydro | Excluded_Hydro
Estes_3 | Estes 3 | teppc | WACM | WACM | Western Area Power Administration, Colorado-Missouri Region | WACM | Excluded | 1950-12-01 | 2050-12-31 | 2050 | 19.17 |  |  | Hydro | Hydro_Standard | Hydro | Excluded_Hydro
ETIWND_2_CHMPNE | Champagne | caiso | SCE | SCE | Southern California Edison | SCE | CAISO | 2013-12-20 | 2050-12-31 | 2050 | 1 |  |  | n/a | PVgeneric_sun | Solar_Fixed | CAISO_Solar
ETIWND_2_FONTNA | FONTANALYTLE CREEK POWERHOUSE P | caiso | SCE | SCE | Southern California Edison | SCE | CAISO | 1904-01-01 | 2050-12-31 | 2050 | 2.56 |  |  | n/a | Hydro_Standard | Hydro | CAISO_Small_Hydro
ETIWND_2_RTS010 | SPVP010 Fontana RT Solar | caiso | SCE | SCE | Southern California Edison | SCE | CAISO | 2013-01-08 | 2050-12-31 | 2050 | 1.5 |  |  | n/a | PVgeneric_sun | Solar_Fixed | CAISO_Solar
ETIWND_2_RTS015 | SPVP015 | caiso | SCE | SCE | Southern California Edison | SCE | CAISO | 2013-01-15 | 2050-12-31 | 2050 | 3 |  |  | n/a | PVgeneric_sun | Solar_Fixed | CAISO_Solar
ETIWND_2_RTS017 | SPVP017 | caiso | SCE | SCE | Southern California Edison | SCE | CAISO | 2013-06-17 | 2050-12-31 | 2050 | 3.5 |  |  | n/a | PVgeneric_sun | Solar_Fixed | CAISO_Solar
ETIWND_2_RTS018 | SPVP018 Fontana RT Solar | caiso | SCE | SCE | Southern California Edison | SCE | CAISO | 2012-11-24 | 2050-12-31 | 2050 | 1.5 |  |  | n/a | PVgeneric_sun | Solar_Fixed | CAISO_Solar
ETIWND_2_RTS023 | SPVP023 Fontana RT Solar | caiso | SCE | SCE | Southern California Edison | SCE | CAISO | 2013-01-16 | 2050-12-31 | 2050 | 2.5 |  |  | n/a | PVgeneric_sun | Solar_Fixed | CAISO_Solar
ETIWND_2_RTS026 | SPVP026 | caiso | SCE | SCE | Southern California Edison | SCE | CAISO | 2016-02-05 | 2050-12-31 | 2050 | 6 |  |  | n/a | PVgeneric_sun | Solar_Fixed | CAISO_Solar
ETIWND_2_RTS027 | SPVP027 | caiso | SCE | SCE | Southern California Edison | SCE | CAISO | 2013-06-17 | 2050-12-31 | 2050 | 2 |  |  | n/a | PVgeneric_sun | Solar_Fixed | CAISO_Solar
ETIWND_2_SOLAR1 | Dedeaux Ontario | caiso | SCE | SCE | Southern California Edison | SCE | CAISO | 2016-03-23 | 2050-12-31 | 2050 | 1 |  |  | n/a | PVgeneric_sun | Solar_Fixed | CAISO_Solar
ETIWND_2_SOLAR2 | Rochester | caiso | SCE | SCE | Southern California Edison | SCE | CAISO |  | 2050-12-31 | 2050 | 1 |  |  | PVgeneric_sun | PVgeneric_sun | Solar_Fixed | CAISO_Solar
ETIWND_2_SOLAR5 | Dulles | caiso | SCE | SCE | Southern California Edison | SCE | CAISO |  | 2050-12-31 | 2050 | 2 |  |  | PVgeneric_sun | PVgeneric_sun | Solar_Fixed | CAISO_Solar
ETIWND_2_UNIT1 |  | caiso | SCE | SCE | Southern California Edison | SCE | CAISO | 1985-09-01 | 2050-12-31 | 2050 | 33.6 |  |  | n/a | PVgeneric_sun | Solar_Fixed | CAISO_Solar
ETIWND_6_GRPLND | Grapeland Peaker | caiso | SCE | SCE | Southern California Edison | SCE | CAISO | 2007-09-20 | 2050-12-31 | 2050 | 47.39 |  |  | CT-NatGas-Aero | CT_NG | CT | CAISO_Peaker1
ETIWND_6_MWDETI | ETIWANDA RECOVERY HYDRO | caiso | SCE | SCE | Southern California Edison | SCE | CAISO | 1994-01-01 | 2050-12-31 | 2050 | 24 |  |  | n/a | Hydro_Standard | Hydro | CAISO_Small_Hydro
EurusCombinHill | Eurus Combine Hills Turbine Ranch 2-1 | teppc | BPAT | BPAT | Bonneville Power Administration – Transmission | BPAT | NW | 2010-01-01 | 2050-12-31 | 2050 | 63 |  |  | WT-Onshore | wind_onshorewind | Wind | NW_Wind
EvanderAndrews1 | Evander Andrews Power Complex-1 | teppc | IPTV | IPTV | Idaho Treasure Valley | IPCO | NW | 2008-06-01 | 2050-12-31 | 2050 | 171 |  |  | CT-NatGas-Aero | CT_NG | CT | NW_Peaker
EvanderAndrews2 | Evander Andrews Power Complex-2 | teppc | IPTV | IPTV | Idaho Treasure Valley | IPCO | NW | 2001-09-01 | 2050-12-31 | 2050 | 45.4 |  |  | CT-NatGas-Aero | CT_NG | CT | NW_Peaker
EvanderAndrews3 | Evander Andrews Power Complex-3 | teppc | IPTV | IPTV | Idaho Treasure Valley | IPCO | NW | 2001-09-01 | 2050-12-31 | 2050 | 45 |  |  | CT-NatGas-Aero | CT_NG | CT | NW_Peaker
Evergreen_Bio | Evergreen BioPower LLC-1 | teppc | PACW | PACW | PacifiCorp – West | PACW | NW | 2007-09-01 | 2050-12-31 | 2050 | 10 |  |  | Bio-ST | ST_Biomass | Biomass/Wood | NW_Biomass
EXCHEC_7_UNIT_1 |  | caiso | PGE_Valley | PGE_Valley | Pacific Gas and Electric Valley | PGE_Valley | CAISO | 1967-01-01 | 2050-12-31 | 2050 | 94.5 |  |  | n/a | Hydro_Standard | Hydro | CAISO_Hydro
EXCLSG_1_SOLAR | Excelsior Solar | caiso | PGE_Valley | PGE_Valley | Pacific Gas and Electric Valley | PGE_Valley | CAISO |  | 2050-12-31 | 2050 | 60 |  |  | PVgeneric_sun | PVgeneric_sun | Solar_Fixed | CAISO_Solar
Fairfield_Wind | Fairfield Wind-1 | teppc | CISC | CISC | Southern California Edison | SCE | CAISO | 2013-12-31 | 2050-12-31 | 2050 | 10 |  |  | WT-Onshore | wind_onshorewind | Wind | CAISO_Wind
FAIRFLD_WIND | FAIRFIELD_WIND | teppc | NWMT | NWMT | NorthWestern Energy | NWMT_WAUW | NW | 2015-01-01 | 2050-12-31 | 2050 | 10 |  |  | WT-Onshore | wind_onshorewind | Wind | NW_Wind
FAIRHV_6_UNIT | FAIRHAVEN POWER CO. | caiso | PGE_Bay | PGE_Bay | Pacific Gas and Electric Bay | PGE_Bay | CAISO | 1986-09-15 | 2050-12-31 | 2050 | 18.75 |  |  | n/a | ST_Biomass | Biomass/Wood | CAISO_Biomass
Fall_Creek_1 | Fall Creek-1 | teppc | PACW | PACW | PacifiCorp – West | PACW | NW | 1903-09-01 | 2050-12-31 | 2050 | 2.2 |  |  | HydroRPS | Hydro_Standard | Hydro | NW_Hydro
Fall_Creek_2 | Fall Creek-2 | teppc | BPAT | BPAT | Bonneville Power Administration – Transmission | BPAT | NW | 1907-08-01 | 2050-12-31 | 2050 | 0.45 |  |  | HydroRPS | Hydro_Standard | Hydro | NW_Hydro
Fall_Creek_3 | Fall Creek-3 | teppc | BPAT | BPAT | Bonneville Power Administration – Transmission | BPAT | NW | 1910-01-01 | 2050-12-31 | 2050 | 1.25 |  |  | HydroRPS | Hydro_Standard | Hydro | NW_Hydro
FallsRiver_BC_1 | Falls River (BC)-1_Falls River-1_BCH-FLS | teppc | BCHA | BCHA | British Columbia Transmission Company | BCHA_AESO | Excluded | 1930-01-01 | 2033-03-31 | 2032 | 3.5 |  |  | Hydro | Hydro_Standard | Hydro | Excluded_Hydro
FallsRiver_BC_2 | Falls River (BC)-2_Falls River-2_BCH-FLS | teppc | BCHA | BCHA | British Columbia Transmission Company | BCHA_AESO | Excluded | 1930-01-01 | 2033-03-31 | 2032 | 3.5 |  |  | Hydro | Hydro_Standard | Hydro | Excluded_Hydro
FallsRiver_ID1 | Falls River Hydro-1 | teppc | CISC | CISC | Southern California Edison | SCE | CAISO | 1993-08-01 | 2050-12-31 | 2050 | 4.55 |  |  | Hydro | Hydro_Standard | Hydro | CAISO_Hydro
FallsRiver_ID2 | Falls River Hydro-2 | teppc | CISC | CISC | Southern California Edison | SCE | CAISO | 1993-08-01 | 2050-12-31 | 2050 | 4.55 |  |  | Hydro | Hydro_Standard | Hydro | CAISO_Hydro
Faraday_1 | Faraday-1 | teppc | PGE | PGE | Portland General Electric Company | PortlandGE | NW | 1907-02-01 | 2050-12-31 | 2050 | 3.1 |  |  | Hydro | Hydro_Standard | Hydro | NW_Hydro
Faraday_2 | Faraday-2 | teppc | PGE | PGE | Portland General Electric Company | PortlandGE | NW | 1907-02-01 | 2050-12-31 | 2050 | 3.1 |  |  | Hydro | Hydro_Standard | Hydro | NW_Hydro
Faraday_3 | Faraday-3 | teppc | PGE | PGE | Portland General Electric Company | PortlandGE | NW | 1908-07-01 | 2050-12-31 | 2050 | 2.7 |  |  | Hydro | Hydro_Standard | Hydro | NW_Hydro
Faraday_4 | Faraday-4 | teppc | PGE | PGE | Portland General Electric Company | PortlandGE | NW | 1909-10-01 | 2050-12-31 | 2050 | 4.5 |  |  | Hydro | Hydro_Standard | Hydro | NW_Hydro
Faraday_5 | Faraday-5 | teppc | PGE | PGE | Portland General Electric Company | PortlandGE | NW | 1910-08-01 | 2050-12-31 | 2050 | 4 |  |  | Hydro | Hydro_Standard | Hydro | NW_Hydro
Faraday_6 | Faraday-6 | teppc | PGE | PGE | Portland General Electric Company | PortlandGE | NW | 1958-09-01 | 2050-12-31 | 2050 | 19.2 |  |  | Hydro | Hydro_Standard | Hydro | NW_Hydro
FargoDrop | Fargo Drop Hydro-1_Fargo Drop-GEN1 | teppc | CISC | CISC | Southern California Edison | SCE | CAISO | 2013-04-30 | 2050-12-31 | 2050 | 1.27 |  |  | Hydro | Hydro_Standard | Hydro | CAISO_Hydro
FarmPowerTillamook | Farm Power Tillamook-IC1 | teppc | PNM | PNM | Public Service Company of New Mexico | PNM_EPE | SW | 2012-06-28 | 2030-04-15 | 2029 | 1 |  |  | Bio-ICE | ICE_Biomass | Biomass/Wood | SW_Biomass
Faulkner_Ranch | Faulkner Ranch-1 | teppc | IPFE | IPFE | Idaho Far East | IPCO | NW | 1987-05-15 | 2030-04-15 | 2029 | 0.87 |  |  | Hydro | Hydro_Standard | Hydro | NW_Hydro
FELLOW_7_QFUNTS | Fellow QF Aggregate | caiso | PGE_Valley | PGE_Valley | Pacific Gas and Electric Valley | PGE_Valley | CAISO | 2006-06-01 | 2050-12-31 | 2050 | 6.2 |  |  | n/a | Cogen_NG | Cogen | CAISO_CHP
FeltHydro1 | Felt Hydroelectric Plant-GEN1 | teppc | CISC | CISC | Southern California Edison | SCE | CAISO | 1985-12-01 | 2050-12-31 | 2050 | 2.7 |  |  | Hydro | Hydro_Standard | Hydro | CAISO_Hydro
FeltHydro2 | Felt Hydroelectric Plant-GEN2 | teppc | CISC | CISC | Southern California Edison | SCE | CAISO | 1985-12-01 | 2050-12-31 | 2050 | 2.7 |  |  | Hydro | Hydro_Standard | Hydro | CAISO_Hydro
FeltHydro3 | Felt Hydroelectric Plant-GEN3 | teppc | CISC | CISC | Southern California Edison | SCE | CAISO | 1986-04-01 | 2050-12-31 | 2050 | 1.1 |  |  | Hydro | Hydro_Standard | Hydro | CAISO_Hydro
FerndaleCC_Total | FerndaleCC (Total CC Plant) | teppc | PSEI | PSEI | Puget Sound Energy | BPAT | NW | 1994-04-01 | 2050-12-31 | 2050 | 253.47 |  |  | CCWhole-NatGas-Industrial | CC_NG | CC | NW_CCGT
Finley_Bio1 | Finley BioEnergy-IC1 | teppc | PNM | PNM | Public Service Company of New Mexico | PNM_EPE | SW | 2009-05-01 | 2030-04-15 | 2029 | 1.6 |  |  | Bio-ICE | ICE_Biomass | Biomass/Wood | SW_Biomass
Finley_Bio2 | Finley BioEnergy-IC2 | teppc | PNM | PNM | Public Service Company of New Mexico | PNM_EPE | SW | 2009-05-01 | 2030-04-15 | 2029 | 1.6 |  |  | Bio-ICE | ICE_Biomass | Biomass/Wood | SW_Biomass
Finley_Bio3 | Finley BioEnergy-IC3 | teppc | PNM | PNM | Public Service Company of New Mexico | PNM_EPE | SW | 2009-05-01 | 2030-04-15 | 2029 | 1.6 |  |  | Bio-ICE | ICE_Biomass | Biomass/Wood | SW_Biomass
Fire_Kwalsa1 | Fire (FRE,Kwalsa Energy)-1_Fire (FRE,Kwalsa Energy)-1_IPP-FRE | teppc | BCHA | BCHA | British Columbia Transmission Company | BCHA_AESO | Excluded | 2009-11-12 | 2049-10-19 | 2049 | 12.64 |  |  | Hydro | Hydro_Standard | Hydro | Excluded_Hydro
Fire_Kwalsa2 | Fire (FRE,Kwalsa Energy)-2_Fire (FRE,Kwalsa Energy)-2_IPP-FRE | teppc | BCHA | BCHA | British Columbia Transmission Company | BCHA_AESO | Excluded | 2009-11-12 | 2049-10-19 | 2049 | 12.64 |  |  | Hydro | Hydro_Standard | Hydro | Excluded_Hydro
Firebag_7 | Firebag-7 (91TG-5720-1) | teppc | AESO | AESO | Alberta Electric System Operator | BCHA_AESO | Excluded | 2007-01-01 | 2050-12-01 | 2050 | 96 |  |  | CT-AB-Cogen | Cogen_NG | Cogen | Excluded_CHP
Firebag3_1 | Firebag 3-1 | teppc | AESO | AESO | Alberta Electric System Operator | BCHA_AESO | Excluded | 2011-04-01 | 2050-12-31 | 2050 | 85 |  |  | CT-AB-Cogen | Cogen_NG | Cogen | Excluded_CHP
Firebag3_2 | Firebag 3-2 | teppc | BCHA | BCHA | British Columbia Transmission Company | BCHA_AESO | Excluded | 2012-01-19 | 2050-12-31 | 2050 | 85 |  |  | CT-NatGas-Industrial | CT_NG | CT | Excluded_Peaker
Firebag4_1 | Firebag 4-1 | teppc | AESO | AESO | Alberta Electric System Operator | BCHA_AESO | Excluded | 2012-09-17 | 2050-12-31 | 2050 | 90 |  |  | CT-NatGas-Industrial | CT_NG | CT | Excluded_Peaker
Firebag4_2 | Firebag 4-2 | teppc | AESO | AESO | Alberta Electric System Operator | BCHA_AESO | Excluded | 2012-09-17 | 2050-12-31 | 2050 | 89 |  |  | CT-NatGas-Industrial | CT_NG | CT | Excluded_Peaker
Fish_Creek_1 | Fish Creek-1 | teppc | PACW | PACW | PacifiCorp – West | PACW | NW | 1952-06-01 | 2050-12-31 | 2050 | 11 |  |  | Hydro | Hydro_Standard | Hydro | NW_Hydro
Fish_Springs_Solar |  | teppc | SPPC | SPPC | Nevada Power Company | NEVP | SW | 2021-12-31 | 2050-12-31 | 2050 | 26 |  |  | SolarPV-Tracking | 1axPV_sun | Solar_1Axis | SW_Solar
Fisheries_Dev | Fisheries Dev.-1 | teppc | IPFE | IPFE | Idaho Far East | IPCO | NW | 1990-07-03 | 2030-04-15 | 2029 | 0.26 |  |  | Hydro | Hydro_Standard | Hydro | NW_Hydro
FitzsimonsCreek | Fitzsimmons Creek-1_Fitzsimmons Creek-1_IPP-FTZ | teppc | BCHA | BCHA | British Columbia Transmission Company | BCHA_AESO | Excluded | 2010-01-29 | 2050-01-26 | 2049 | 8 |  |  | Hydro | Hydro_Standard | Hydro | Excluded_Hydro
Flaming_Gorge_1 | Flaming Gorge 1 | teppc | WACM | WACM | Western Area Power Administration, Colorado-Missouri Region | WACM | Excluded | 1963-12-01 | 2050-12-31 | 2050 | 56.1 |  |  | Hydro | Hydro_Standard | Hydro | Excluded_Hydro
Flaming_Gorge_2 | Flaming Gorge 2 | teppc | WACM | WACM | Western Area Power Administration, Colorado-Missouri Region | WACM | Excluded | 1964-02-01 | 2050-12-31 | 2050 | 56.1 |  |  | Hydro | Hydro_Standard | Hydro | Excluded_Hydro
Flaming_Gorge_3 | Flaming Gorge 3 | teppc | WACM | WACM | Western Area Power Administration, Colorado-Missouri Region | WACM | Excluded | 1996-02-01 | 2050-12-31 | 2050 | 56.1 |  |  | Hydro | Hydro_Standard | Hydro | Excluded_Hydro
Flatiron_1 | Flatiron 1 | teppc | WACM | WACM | Western Area Power Administration, Colorado-Missouri Region | WACM | Excluded | 1954-01-01 | 2050-12-31 | 2050 | 47.8 |  |  | Hydro | Hydro_Standard | Hydro | Excluded_Hydro
Flatiron_2 | Flatiron 2 | teppc | WACM | WACM | Western Area Power Administration, Colorado-Missouri Region | WACM | Excluded | 1954-01-01 | 2050-12-31 | 2050 | 47.8 |  |  | Hydro | Hydro_Standard | Hydro | Excluded_Hydro
Flatiron_3 | Flatiron PS 3 | teppc | WACM | WACM | Western Area Power Administration, Colorado-Missouri Region | WACM | Excluded | 1954-05-01 | 2050-12-31 | 2050 | 8.5 |  |  | PS-Hydro | Hydro_PumpedStorage | PSH | Excluded_Pumped_Hydro
FlintCreek | Flint Creek Hydroelectric-1 | teppc | CISC | CISC | Southern California Edison | SCE | CAISO | 2013-03-01 | 2050-12-31 | 2050 | 2 |  |  | Hydro | Hydro_Standard | Hydro | CAISO_Hydro
FLOWD_2_RT2WD2 | Ridgetop 2 | caiso | SCE | SCE | Southern California Edison | SCE | CAISO | 1982-01-01 | 2050-12-31 | 2050 | 27.39 |  |  | WIND_WIND | wind_onshorewind | Wind | CAISO_Wind
FLOWD_2_WIND1 | Cameron Ridge 2 | caiso | SCE | SCE | Southern California Edison | SCE | CAISO | 2016-01-15 | 2050-12-31 | 2050 | 11.9 |  |  | n/a | wind_onshorewind | Wind | CAISO_Wind
FLOWD2_2_FPLWND | DIABLO WINDS | caiso | PGE_Bay | PGE_Bay | Pacific Gas and Electric Bay | PGE_Bay | CAISO | 2005-05-01 | 2050-12-31 | 2050 | 18 |  |  | n/a | wind_onshorewind | Wind | CAISO_Wind
FMEADO_6_HELLHL | FMEADO_6_HELLHL | caiso | PGE_Valley | PGE_Valley | Pacific Gas and Electric Valley | PGE_Valley | CAISO | 1983-04-30 | 2050-12-31 | 2050 | 0.6 |  |  | n/a | Hydro_Standard | Hydro | CAISO_Hydro
FMEADO_7_UNIT | FRENCH MEADOWS HYDRO | caiso | PGE_Valley | PGE_Valley | Pacific Gas and Electric Valley | PGE_Valley | CAISO | 1966-01-01 | 2050-12-31 | 2050 | 16 |  |  | n/a | Hydro_Standard | Hydro | CAISO_Small_Hydro
Folsom_1 | Folsom 1 | teppc | BANC | BANC | Balancing Authority of Northern California | SMUD | BANC | 1955-12-01 | 2050-12-31 | 2050 | 69 |  |  | Hydro | Hydro_Standard | Hydro | BANC_Hydro
Folsom_2 | Folsom 2 | teppc | BANC | BANC | Balancing Authority of Northern California | SMUD | BANC | 1955-10-01 | 2050-12-31 | 2050 | 69 |  |  | Hydro | Hydro_Standard | Hydro | BANC_Hydro
Folsom_3 | Folsom 3 | teppc | BANC | BANC | Balancing Authority of Northern California | SMUD | BANC | 1955-05-01 | 2050-12-31 | 2050 | 69 |  |  | Hydro | Hydro_Standard | Hydro | BANC_Hydro
Fontenelle | Fontenelle 1 | teppc | WACM | WACM | Western Area Power Administration, Colorado-Missouri Region | WACM | Excluded | 1968-05-01 | 2050-12-31 | 2050 | 11.11 |  |  | Hydro | Hydro_Standard | Hydro | Excluded_Hydro
Foote_Creek1 | Foote Creek I-GEN1 | teppc | PAWY | PAWY | Wyoming, PACE Utility | PACE | NW | 1999-04-01 | 2050-12-31 | 2050 | 40.8 |  |  | WT-Onshore | wind_onshorewind | Wind | NW_Wind
Foote_Creek2 | Foote Creek II-GEN1 | teppc | IPFE | IPFE | Idaho Far East | IPCO | NW | 1999-06-01 | 2050-12-31 | 2050 | 1 |  |  | WT-Onshore | wind_onshorewind | Wind | NW_Wind
Foote_Creek3 | Foote Creek III-GEN1 | teppc | IPFE | IPFE | Idaho Far East | IPCO | NW | 1999-06-01 | 2050-12-31 | 2050 | 24.8 |  |  | WT-Onshore | wind_onshorewind | Wind | NW_Wind
Foote_Creek4 | Foote Creek IV-GEN1 | teppc | IPFE | IPFE | Idaho Far East | IPCO | NW | 2000-08-01 | 2050-12-31 | 2050 | 16.8 |  |  | WT-Onshore | wind_onshorewind | Wind | NW_Wind
Foothills_CO | Foothills Hydroelectric GEN1 | teppc | PSCO | PSCO | Public Service Company of Colorado | PSCO | Excluded | 1981-04-01 | 2050-12-31 | 2050 | 3.1 |  |  | Hydro | Hydro_Standard | Hydro | Excluded_Hydro
Foothills_Solar_1 | Foothills Solar 1¦Desert Sands¦Gila Bend Solar Power Plant | teppc | AZPS | AZPS | Arizona Public Service Company | AZPS | SW | 2013-01-01 | 2050-12-31 | 2050 | 18 |  |  | SolarPV-Tracking | 1axPV_sun | Solar_1Axis | SW_Solar
Foothills_Solar_2 | Foothills Solar 2¦Desert Sands¦Gila Bend Solar Power Plant | teppc | AZPS | AZPS | Arizona Public Service Company | AZPS | SW | 2013-01-01 | 2050-12-31 | 2050 | 20 |  |  | SolarPV-Tracking | 1axPV_sun | Solar_1Axis | SW_Solar
FORBST_7_UNIT_1 | FORBESTOWN HYDRO | caiso | PGE_Valley | PGE_Valley | Pacific Gas and Electric Valley | PGE_Valley | CAISO | 1963-01-01 | 2050-12-31 | 2050 | 37.5 |  |  | n/a | Hydro_Standard | Hydro | CAISO_Hydro
FORKBU_6_UNIT | HYPOWER, INC. (FORKS OF BUTTE) | caiso | PGE_Valley | PGE_Valley | Pacific Gas and Electric Valley | PGE_Valley | CAISO | 1992-03-16 | 2050-12-31 | 2050 | 14.3 |  |  | n/a | Hydro_Standard | Hydro | CAISO_Small_Hydro
Forrest_Kerr1 | Forrest Kerr Hydroelectric-1_Forrest Kerr Hydroelectric-1.1_IPP-FKR | teppc | BCHA | BCHA | British Columbia Transmission Company | BCHA_AESO | Excluded | 2014-07-01 | 2074-06-30 | 2073 | 23.5 |  |  | Hydro | Hydro_Standard | Hydro | Excluded_Hydro
Forrest_Kerr2 | Forrest Kerr Hydroelectric-2_Forrest Kerr Hydroelectric-1.2_IPP-FKR | teppc | BCHA | BCHA | British Columbia Transmission Company | BCHA_AESO | Excluded | 2014-07-01 | 2074-06-30 | 2073 | 23.5 |  |  | Hydro | Hydro_Standard | Hydro | Excluded_Hydro
Forrest_Kerr3 | Forrest Kerr Hydroelectric-3_Forrest Kerr Hydroelectric-2.1_IPP-FKR | teppc | BCHA | BCHA | British Columbia Transmission Company | BCHA_AESO | Excluded | 2014-07-01 | 2074-06-30 | 2073 | 23.5 |  |  | Hydro | Hydro_Standard | Hydro | Excluded_Hydro
Forrest_Kerr4 | Forrest Kerr Hydroelectric-4_Forrest Kerr Hydroelectric-2.2_IPP-FKR | teppc | BCHA | BCHA | British Columbia Transmission Company | BCHA_AESO | Excluded | 2014-07-01 | 2074-06-30 | 2073 | 23.5 |  |  | Hydro | Hydro_Standard | Hydro | Excluded_Hydro
Forrest_Kerr5 | Forrest Kerr Hydroelectric-5_Forrest Kerr Hydroelectric-2.3_IPP-FKR | teppc | BCHA | BCHA | British Columbia Transmission Company | BCHA_AESO | Excluded | 2014-07-01 | 2074-06-30 | 2073 | 23.5 |  |  | Hydro | Hydro_Standard | Hydro | Excluded_Hydro
Forrest_Kerr6 | Forrest Kerr Hydroelectric-6_Forrest Kerr Hydroelectric-3.1_IPP-FKR | teppc | BCHA | BCHA | British Columbia Transmission Company | BCHA_AESO | Excluded | 2014-07-01 | 2074-06-30 | 2073 | 23.5 |  |  | Hydro | Hydro_Standard | Hydro | Excluded_Hydro
Forrest_Kerr7 | Forrest Kerr Hydroelectric-7_Forrest Kerr Hydroelectric-3.2_IPP-FKR | teppc | BCHA | BCHA | British Columbia Transmission Company | BCHA_AESO | Excluded | 2014-07-01 | 2074-06-30 | 2073 | 23.5 |  |  | Hydro | Hydro_Standard | Hydro | Excluded_Hydro
Forrest_Kerr8 | Forrest Kerr Hydroelectric-8_Forrest Kerr Hydroelectric-3.3_IPP-FKR | teppc | BCHA | BCHA | British Columbia Transmission Company | BCHA_AESO | Excluded | 2014-07-01 | 2074-06-30 | 2073 | 23.5 |  |  | Hydro | Hydro_Standard | Hydro | Excluded_Hydro
Forrest_Kerr9 | Forrest Kerr Hydroelectric-9_Forrest Kerr Hydroelectric-4_IPP-FKR | teppc | BCHA | BCHA | British Columbia Transmission Company | BCHA_AESO | Excluded | 2014-07-01 | 2074-06-30 | 2073 | 23.5 |  |  | Hydro | Hydro_Standard | Hydro | Excluded_Hydro
Fort_Churchill_1 | Fort Churchill 1 | teppc | SPPC | SPPC | Nevada Power Company | NEVP | SW | 1968-09-01 | 2030-01-01 | 2029 | 117 |  |  | ST-NatGas | ST_NG | Steam | SW_ST
Fort_Churchill_2 | Fort Churchill 2 | teppc | SPPC | SPPC | Nevada Power Company | NEVP | SW | 1971-09-01 | 2029-12-31 | 2029 | 117 |  |  | ST-NatGas | ST_NG | Steam | SW_ST
Fort_Huachuca_1 | Fort Huachuca Solar Project FHUAC | teppc | TEPC | TEPC | Tucson Electric Power Company | TEPC | SW | 2014-12-01 | 2050-12-31 | 2050 | 9 |  |  | SolarPV-NonTracking | FixedPV_sun | Solar_Fixed | SW_Solar
Fort_Huachuca_2 | Fort Huachuca Solar Project FHUA2 | teppc | PNM | PNM | Public Service Company of New Mexico | PNM_EPE | SW | 2017-01-01 | 2050-12-31 | 2050 | 9 |  |  | SolarPV-NonTracking | FixedPV_sun | Solar_Fixed | SW_Solar
Fort_Lupton_1 | Fort Lupton 1 | teppc | PSCO | PSCO | Public Service Company of Colorado | PSCO | Excluded | 1971-12-01 | 2030-01-01 | 2029 | 50 |  |  | CT-NatGas-Industrial | CT_NG | CT | Excluded_Peaker
Fort_Lupton_2 | Fort Lupton 2 | teppc | PSCO | PSCO | Public Service Company of Colorado | PSCO | Excluded | 1971-12-01 | 2030-01-01 | 2029 | 50 |  |  | CT-NatGas-Industrial | CT_NG | CT | Excluded_Peaker
Fort_St_James | Fort St. James Green Energy-1_Fort St. James Green Energy-1_IPP-FGE | teppc | BCHA | BCHA | British Columbia Transmission Company | BCHA_AESO | Excluded | 2015-09-01 | 2045-09-01 | 2044 | 40 |  |  | Bio-ST | ST_Biomass | Biomass/Wood | Excluded_Biomass
Fort_St_Vrain_5 | Fort St Vrain CT 5 | teppc | PSCO | PSCO | Public Service Company of Colorado | PSCO | Excluded | 2009-05-01 | 2050-12-31 | 2050 | 158 |  |  | CT-NatGas-Industrial | CT_NG | CT | Excluded_Peaker
Fort_St_Vrain_6 | Fort St Vrain CT 6 | teppc | PSCO | PSCO | Public Service Company of Colorado | PSCO | Excluded | 2009-05-01 | 2050-12-31 | 2050 | 155 |  |  | CT-NatGas-Industrial | CT_NG | CT | Excluded_Peaker
Fort_St_Vrain_CC | FortStVrainCC (Total CC Plant) | teppc | PSCO | PSCO | Public Service Company of Colorado | PSCO | Excluded | 1986-04-15 | 2050-12-31 | 2050 | 582.51 |  |  | CCWhole-NatGas-Industrial | CC_NG | CC | Excluded_CCGT
FortNelson1 | Fort Nelson 1-1 | teppc | AESO | AESO | Alberta Electric System Operator | BCHA_AESO | Excluded | 1999-04-01 | 2050-12-01 | 2050 | 52.2 |  |  | CT-NatGas-Industrial | CT_NG | CT | Excluded_Peaker
FortNelson2 | Fort Nelson 1-2 | teppc | AESO | AESO | Alberta Electric System Operator | BCHA_AESO | Excluded | 1999-04-01 | 2050-12-01 | 2050 | 28 |  |  | CT-NatGas-Industrial | CT_NG | CT | Excluded_Peaker
FortPeck1 | Fort Peck-1 | teppc | WAUW | WAUW | Western Area Power Administration, Upper Great Plains – West | NWMT_WAUW | NW | 1943-07-01 | 2050-12-31 | 2050 | 43.5 |  |  | Hydro | Hydro_Standard | Hydro | NW_Hydro
FortPeck2 | Fort Peck-2 | teppc | WAUW | WAUW | Western Area Power Administration, Upper Great Plains – West | NWMT_WAUW | NW | 1948-02-01 | 2050-12-31 | 2050 | 18.3 |  |  | Hydro | Hydro_Standard | Hydro | NW_Hydro
FortPeck3 | Fort Peck-3 | teppc | WAUW | WAUW | Western Area Power Administration, Upper Great Plains – West | NWMT_WAUW | NW | 1951-12-01 | 2050-12-31 | 2050 | 43.5 |  |  | Hydro | Hydro_Standard | Hydro | NW_Hydro
Foster_1 | Foster-1 | teppc | BPAT | BPAT | Bonneville Power Administration – Transmission | BPAT | NW | 1968-09-01 | 2050-12-31 | 2050 | 10 |  |  | Hydro | Hydro_Standard | Hydro | NW_Hydro
Foster_2 | Foster-2 | teppc | BPAT | BPAT | Bonneville Power Administration – Transmission | BPAT | NW | 1968-10-01 | 2050-12-31 | 2050 | 10 |  |  | Hydro | Hydro_Standard | Hydro | NW_Hydro
FosterCreek1 | FOSTER CREEK 1-1 | teppc | AESO | AESO | Alberta Electric System Operator | BCHA_AESO | Excluded | 2003-03-01 | 2050-12-01 | 2050 | 47 |  |  | CT-AB-Cogen | Cogen_NG | Cogen | Excluded_CHP
FosterCreek2 | FOSTER CREEK 2-2 | teppc | AESO | AESO | Alberta Electric System Operator | BCHA_AESO | Excluded | 2003-03-01 | 2050-12-01 | 2050 | 47 |  |  | CT-AB-Cogen | Cogen_NG | Cogen | Excluded_CHP
Fountain_Valley_1 | Fountain Valley Power Facility S1 | teppc | PSCO | PSCO | Public Service Company of Colorado | PSCO | Excluded | 2001-09-01 | 2050-12-31 | 2050 | 40 |  |  | CT-NatGas-Industrial | CT_NG | CT | Excluded_Peaker
Fountain_Valley_2 | Fountain Valley Power Facility S2 | teppc | PSCO | PSCO | Public Service Company of Colorado | PSCO | Excluded | 2001-09-01 | 2050-12-31 | 2050 | 40 |  |  | CT-NatGas-Industrial | CT_NG | CT | Excluded_Peaker
Fountain_Valley_3 | Fountain Valley Power Facility S3 | teppc | PSCO | PSCO | Public Service Company of Colorado | PSCO | Excluded | 2001-09-01 | 2050-12-31 | 2050 | 40 |  |  | CT-NatGas-Industrial | CT_NG | CT | Excluded_Peaker
Fountain_Valley_4 | Fountain Valley Power Facility S4 | teppc | PSCO | PSCO | Public Service Company of Colorado | PSCO | Excluded | 2001-09-01 | 2050-12-31 | 2050 | 40 |  |  | CT-NatGas-Industrial | CT_NG | CT | Excluded_Peaker
Fountain_Valley_5 | Fountain Valley Power Facility S5 | teppc | PSCO | PSCO | Public Service Company of Colorado | PSCO | Excluded | 2001-09-01 | 2050-12-31 | 2050 | 40 |  |  | CT-NatGas-Industrial | CT_NG | CT | Excluded_Peaker
Fountain_Valley_6 | Fountain Valley Power Facility S6 | teppc | PSCO | PSCO | Public Service Company of Colorado | PSCO | Excluded | 2001-09-01 | 2050-12-31 | 2050 | 40 |  |  | CT-NatGas-Industrial | CT_NG | CT | Excluded_Peaker
Four_Corners_4 | Four Corners 4 (Total Cross Compound Plant) | teppc | AZPS | AZPS | Arizona Public Service Company | AZPS | SW | 1969-07-01 | 2050-12-31 | 2050 | 818.1 |  |  | CrossCompoundWhole-Coal | Steam_Coal | Coal | SW_Coal
Four_Corners_5 | Four Corners 5 (Total Cross Compound Plant) | teppc | AZPS | AZPS | Arizona Public Service Company | AZPS | SW | 1970-07-01 | 2050-12-31 | 2050 | 818.1 |  |  | CrossCompoundWhole-Coal | Steam_Coal | Coal | SW_Coal
FourBrothers | Four Brothers Solar | teppc | PAUT | PAUT | Utah, PACE Utility | PACE | NW | 2015-04-15 | 2050-12-31 | 2050 | 320 |  |  | SolarPV-NonTracking | FixedPV_sun | Solar_Fixed | NW_Solar
Frank_Knutson_1 | Frank R. Knutson BR1 | teppc | PSCO | PSCO | Public Service Company of Colorado | PSCO | Excluded | 2002-06-01 | 2050-12-31 | 2050 | 64.5 |  |  | CT-NatGas-Aero | CT_NG | CT | Excluded_Peaker
Frank_Knutson_2 | Frank R. Knutson BR2 | teppc | PSCO | PSCO | Public Service Company of Colorado | PSCO | Excluded | 2002-06-01 | 2050-12-31 | 2050 | 64.5 |  |  | CT-NatGas-Aero | CT_NG | CT | Excluded_Peaker
FranklinGrays1 | Franklin_Grays-GT1 | teppc | PNM | PNM | Public Service Company of New Mexico | PNM_EPE | SW | 2002-07-01 | 2050-12-31 | 2050 | 11.4 |  |  | CT-NatGas-Aero | CT_NG | CT | SW_Peaker
FranklinGrays2 | Franklin_Grays-GT2 | teppc | PNM | PNM | Public Service Company of New Mexico | PNM_EPE | SW | 2002-07-01 | 2050-12-31 | 2050 | 11.4 |  |  | CT-NatGas-Aero | CT_NG | CT | SW_Peaker
FranklinGrays3 | Franklin_Grays-GT3 | teppc | PNM | PNM | Public Service Company of New Mexico | PNM_EPE | SW | 2002-07-01 | 2050-12-31 | 2050 | 11.4 |  |  | CT-NatGas-Aero | CT_NG | CT | SW_Peaker
FranklinGrays4 | Franklin_Grays-GT4 | teppc | PNM | PNM | Public Service Company of New Mexico | PNM_EPE | SW | 2002-07-01 | 2050-12-31 | 2050 | 11.4 |  |  | CT-NatGas-Aero | CT_NG | CT | SW_Peaker
FraserLake1 | Fraser Lake Biomass-1_Fraser Lake Biomass-1_IPP-FLB | teppc | BCHA | BCHA | British Columbia Transmission Company | BCHA_AESO | Excluded | 2014-07-01 | 2034-07-01 | 2033 | 6 |  |  | Bio-ST | ST_Biomass | Biomass/Wood | Excluded_Biomass
FraserLake2 | Fraser Lake Biomass-2_Fraser Lake Biomass-2_IPP-FLB | teppc | BCHA | BCHA | British Columbia Transmission Company | BCHA_AESO | Excluded | 2014-07-01 | 2034-07-01 | 2033 | 6 |  |  | Bio-ST | ST_Biomass | Biomass/Wood | Excluded_Biomass
FraserRichmond | Fraser Richmond Soil and Fibre-1_Fraser Richmond Soil and Fibre-1_IPP-FRS | teppc | BCHA | BCHA | British Columbia Transmission Company | BCHA_AESO | Excluded | 2013-03-24 | 2028-03-24 | 2027 | 1.03 |  |  | Bio-ST | ST_Biomass | Biomass/Wood | Excluded_Biomass
Frederickson1 | Frederickson-1 | teppc | PSEI | PSEI | Puget Sound Energy | BPAT | NW | 1981-11-01 | 2049-01-01 | 2048 | 88.9 |  |  | CT-NatGas-Aero | CT_NG | CT | NW_Peaker
Frederickson2 | Frederickson-2 | teppc | PSEI | PSEI | Puget Sound Energy | BPAT | NW | 1981-11-01 | 2049-01-01 | 2048 | 88.9 |  |  | CT-NatGas-Aero | CT_NG | CT | NW_Peaker
FredericksonCC_Total | FredericksonCC (Total CC Plant) | teppc | BPAT | BPAT | Bonneville Power Administration – Transmission | BPAT | NW | 2002-08-01 | 2050-12-31 | 2050 | 270 |  |  | CCWhole-NatGas-Industrial | CC_NG | CC | NW_CCGT
Fredonia_1 | Fredonia-1 | teppc | PSEI | PSEI | Puget Sound Energy | BPAT | NW | 1984-05-01 | 2050-12-31 | 2050 | 129.1 |  |  | CT-NatGas-Industrial | CT_NG | CT | NW_Peaker
Fredonia_2 | Fredonia-2 | teppc | PSEI | PSEI | Puget Sound Energy | BPAT | NW | 1984-05-01 | 2050-12-31 | 2050 | 129.1 |  |  | CT-NatGas-Industrial | CT_NG | CT | NW_Peaker
Fredonia_3 | Fredonia-3 | teppc | PSEI | PSEI | Puget Sound Energy | BPAT | NW | 2001-07-01 | 2050-12-31 | 2050 | 58.9 |  |  | CT-NatGas-Industrial | CT_NG | CT | NW_Peaker
Fredonia_4 | Fredonia-4 | teppc | PSEI | PSEI | Puget Sound Energy | BPAT | NW | 2001-07-01 | 2050-12-31 | 2050 | 58.9 |  |  | CT-NatGas-Industrial | CT_NG | CT | NW_Peaker
Fremont_Canyon_1 | Fremont Canyon 1 | teppc | WACM | WACM | Western Area Power Administration, Colorado-Missouri Region | WACM | Excluded | 1960-12-01 | 2050-12-31 | 2050 | 35.16 |  |  | Hydro | Hydro_Standard | Hydro | Excluded_Hydro
Fremont_Canyon_2 | Fremont Canyon 2 | teppc | WACM | WACM | Western Area Power Administration, Colorado-Missouri Region | WACM | Excluded | 1961-01-01 | 2050-12-31 | 2050 | 35.16 |  |  | Hydro | Hydro_Standard | Hydro | Excluded_Hydro
FRESHW_1_SOLAR1 | Corcoran 3 | caiso | PGE_Valley | PGE_Valley | Pacific Gas and Electric Valley | PGE_Valley | CAISO | 2016-03-04 | 2050-12-31 | 2050 | 20 |  |  | n/a | PVgeneric_sun | Solar_Fixed | CAISO_Solar
FRIANT_6_UNITS | FRIANT DAM | caiso | PGE_Valley | PGE_Valley | Pacific Gas and Electric Valley | PGE_Valley | CAISO | 1985-04-16 | 2050-12-31 | 2050 | 25 |  |  | n/a | Hydro_Standard | Hydro | CAISO_Small_Hydro
Fries_Creek_1 | Fries Creek-1_Fries Creek-1_IPP-FCR | teppc | PSCO | PSCO | Public Service Company of Colorado | PSCO | Excluded | 2023-01-01 | 2063-12-31 | 2063 | 9 |  |  | Hydro | Hydro_Standard | Hydro | Excluded_Hydro
FRITO_1_LAY |  | caiso | PGE_Valley | PGE_Valley | Pacific Gas and Electric Valley | PGE_Valley | CAISO | 1986-01-01 | 2050-12-31 | 2050 | 6 |  |  | CT-NatGas-Aero | Cogen_NG | Cogen | CAISO_CHP
FRNTBW_6_SOLAR1 | Frontier Solar | caiso | PGE_Valley | PGE_Valley | Pacific Gas and Electric Valley | PGE_Valley | CAISO | 2016-06-01 | 2050-12-31 | 2050 | 20 |  |  | PVgeneric_sun | PVgeneric_sun | Solar_Fixed | CAISO_Solar
FROGTN_1_UTICAA | Angels Powerhouse | caiso | PGE_Valley | PGE_Valley | Pacific Gas and Electric Valley | PGE_Valley | CAISO | 1940-01-01 | 2050-12-31 | 2050 | 1.4 |  |  | HYDRO_WATER | Hydro_Standard | Hydro | CAISO_Hydro
FROGTN_1_UTICAM | Murphys Powerhouse | caiso | PGE_Valley | PGE_Valley | Pacific Gas and Electric Valley | PGE_Valley | CAISO | 1954-01-01 | 2050-12-31 | 2050 | 3.6 |  |  | HYDRO_WATER | Hydro_Standard | Hydro | CAISO_Hydro
Front_Range_CC | FrontRangeCC (Total CC Plant) | teppc | WACM | WACM | Western Area Power Administration, Colorado-Missouri Region | WACM | Excluded | 2002-08-01 | 2050-12-31 | 2050 | 491 |  |  | CCWhole-NatGas-Industrial | CC_NG | CC | Excluded_CCGT
Fruita | Fruita 1 | teppc | PSCO | PSCO | Public Service Company of Colorado | PSCO | Excluded | 1972-12-01 | 2030-01-01 | 2029 | 17 |  |  | CT-NatGas-Industrial | CT_NG | CT | Excluded_Peaker
FRV_SunEdison | Picture Rocks Solar (Avra Valley-FRV Tucson) 1 | teppc | TEPC | TEPC | Tucson Electric Power Company | TEPC | SW | 2012-12-31 | 2050-12-31 | 2050 | 20 |  |  | SolarPV-Tracking | 1axPV_sun | Solar_1Axis | SW_Solar
Ft_James_Cogen | Ft. James Cogen-1_Consumer Products (Camas) LLC-STG1 | teppc | PACW | PACW | PacifiCorp – West | PACW | NW | 1996-01-01 | 2050-12-31 | 2050 | 53 |  |  | ST-WasteHeat | Cogen_NG | Cogen | NW_Peaker
FTSWRD_6_TRFORK | Three Forks Water Power Project | caiso | PGE_Bay | PGE_Bay | Pacific Gas and Electric Bay | PGE_Bay | CAISO | 2011-11-01 | 2050-12-31 | 2050 | 1.63 |  |  | n/a | Hydro_Standard | Hydro | CAISO_Small_Hydro
FTSWRD_7_QFUNTS | FTSWRD_7_QFUNTS | caiso | PGE_Bay | PGE_Bay | Pacific Gas and Electric Bay | PGE_Bay | CAISO |  | 2050-12-31 | 2050 | 1.6 |  |  | n/a | Hydro_Standard | Hydro | CAISO_Small_Hydro
FULTON_1_QF | SMALL QF AGGREGATION - ZENIA | caiso | PGE_Bay | PGE_Bay | Pacific Gas and Electric Bay | PGE_Bay | CAISO | 1983-01-01 | 2050-12-31 | 2050 | 1 |  |  | n/a | Hydro_Standard | Hydro | CAISO_Small_Hydro
Furry_Creek | Furry Creek-1_Furry Creek-1_IPP-FRI | teppc | BCHA | BCHA | British Columbia Transmission Company | BCHA_AESO | Excluded | 2004-06-10 | 2040-05-31 | 2039 | 10.4 |  |  | Hydro | Hydro_Standard | Hydro | Excluded_Hydro
Gadsby_1 | Gadsby-1 | teppc | PAUT | PAUT | Utah, PACE Utility | PACE | NW | 1951-09-01 | 2040-01-01 | 2039 | 69 |  |  | ST-NatGas | ST_NG | Steam | NW_Peaker
Gadsby_2 | Gadsby-2 | teppc | PAUT | PAUT | Utah, PACE Utility | PACE | NW | 1952-12-01 | 2040-01-01 | 2039 | 73 |  |  | ST-NatGas | ST_NG | Steam | NW_Peaker
Gadsby_3 | Gadsby-3 | teppc | PAUT | PAUT | Utah, PACE Utility | PACE | NW | 1955-06-01 | 2040-01-01 | 2039 | 113.64 |  |  | ST-NatGas | ST_NG | Steam | NW_Peaker
Gadsby_4 | Gadsby-4 | teppc | PAUT | PAUT | Utah, PACE Utility | PACE | NW | 2002-07-01 | 2050-12-31 | 2050 | 38 |  |  | CT-NatGas-Aero | CT_NG | CT | NW_Peaker
Gadsby_5 | Gadsby-5 | teppc | PAUT | PAUT | Utah, PACE Utility | PACE | NW | 2002-07-01 | 2050-12-31 | 2050 | 38 |  |  | CT-NatGas-Aero | CT_NG | CT | NW_Peaker
Gadsby_6 | Gadsby-6 | teppc | PAUT | PAUT | Utah, PACE Utility | PACE | NW | 2002-08-01 | 2050-12-31 | 2050 | 38 |  |  | CT-NatGas-Aero | CT_NG | CT | NW_Peaker
GALE_1_SR3SR3 | Sunray 3 | caiso | SCE | SCE | Southern California Edison | SCE | CAISO | 2017-06-01 | 2050-12-31 | 2050 | 13.8 |  |  | PHOTO VOLTAIC_SUN | PVgeneric_sun | Solar_Fixed | CAISO_Solar
Galena_3_1 | Galena 3 Geothermal GEN1 | teppc | SPPC | SPPC | Nevada Power Company | NEVP | SW | 2008-02-01 | 2050-12-31 | 2050 | 15 |  |  | Geo-BinaryCycle | Geothermal_steam | Geothermal | SW_Geothermal
Galena_3_2 | Galena 3 Geothermal Power Plant-GEN2 | teppc | SPPC | SPPC | Nevada Power Company | NEVP | SW | 2008-02-01 | 2050-12-31 | 2050 | 15 |  |  | Geo-BinaryCycle | Geothermal_steam | Geothermal | SW_Geothermal
GANSO_1_WSTBM1 | Weststar Dairy Biogas | caiso | PGE_Valley | PGE_Valley | Pacific Gas and Electric Valley | PGE_Valley | CAISO |  | 2050-12-31 | 2050 | 1 |  |  | RECIPROCATING ENGINE_BIOGAS | Biogas_ | Biogas_LandfillGas | CAISO_Biomass
GARLND_2_GASLR | Garland B | caiso | SCE | SCE | Southern California Edison | SCE | CAISO | 2016-10-27 | 2050-12-31 | 2050 | 180 |  |  | n/a | PVgeneric_sun | Solar_Fixed | CAISO_Solar
GARLND_2_GASLRA | Garland A | caiso | SCE | SCE | Southern California Edison | SCE | CAISO | 2016-09-23 | 2050-12-31 | 2050 | 20 |  |  | n/a | PVgeneric_sun | Solar_Fixed | CAISO_Solar
GARNET_1_SOLAR | North Palm Springs 4A | caiso | SCE | SCE | Southern California Edison | SCE | CAISO | 2012-11-02 | 2050-12-31 | 2050 | 4 |  |  | n/a | PVgeneric_sun | Solar_Fixed | CAISO_Solar
GARNET_1_SOLAR2 | Garnet Solar Power Generation Station 1 | caiso | SCE | SCE | Southern California Edison | SCE | CAISO | 2014-12-23 | 2050-12-31 | 2050 | 4 |  |  | n/a | PVgeneric_sun | Solar_Fixed | CAISO_Solar
GARNET_1_UNITS |  | caiso | SCE | SCE | Southern California Edison | SCE | CAISO | 1975-07-01 | 2050-12-31 | 2050 | 16.5 |  |  | n/a | wind_onshorewind | Wind | CAISO_Wind
GARNET_1_WIND | GARNET WIND ENERGY CENTER | caiso | SCE | SCE | Southern California Edison | SCE | CAISO | 2009-06-02 | 2050-12-31 | 2050 | 6.5 |  |  | n/a | wind_onshorewind | Wind | CAISO_Wind
GARNET_1_WINDS | Garnet Winds Aggregation | caiso | SCE | SCE | Southern California Edison | SCE | CAISO | 2011-02-21 | 2050-12-31 | 2050 | 22.5 |  |  | n/a | wind_onshorewind | Wind | CAISO_Wind
GARNET_1_WT3WND | Wagner Wind | caiso | SCE | SCE | Southern California Edison | SCE | CAISO | 2012-12-24 | 2050-12-31 | 2050 | 6 |  |  | n/a | wind_onshorewind | Wind | CAISO_Wind
GARNET_2_DIFWD1 | Difwind | caiso | SCE | SCE | Southern California Edison | SCE | CAISO | 1983-01-01 | 2050-12-31 | 2050 | 7.88 |  |  | WIND_WIND | wind_onshorewind | Wind | CAISO_Wind
GARNET_2_HYDRO | Whitewater Hydro | caiso | SCE | SCE | Southern California Edison | SCE | CAISO | 1986-04-11 | 2050-12-31 | 2050 | 1 |  |  | n/a | Hydro_Standard | Hydro | CAISO_Small_Hydro
GARNET_2_WIND1 | Phoenix | caiso | SCE | SCE | Southern California Edison | SCE | CAISO | 2015-01-26 | 2050-12-31 | 2050 | 11.2 |  |  | n/a | wind_onshorewind | Wind | CAISO_Wind
GARNET_2_WIND2 | Karen Avenue Wind Farm | caiso | SCE | SCE | Southern California Edison | SCE | CAISO | 2015-08-01 | 2050-12-31 | 2050 | 11.7 |  |  | n/a | wind_onshorewind | Wind | CAISO_Wind
GARNET_2_WIND3 | San Gorgonio East | caiso | SCE | SCE | Southern California Edison | SCE | CAISO | 1985-12-01 | 2050-12-31 | 2050 | 12.6 |  |  | n/a | wind_onshorewind | Wind | CAISO_Wind
GARNET_2_WIND4 | Windustries | caiso | SCE | SCE | Southern California Edison | SCE | CAISO | 1985-11-24 | 2050-12-31 | 2050 | 9.8 |  |  | n/a | wind_onshorewind | Wind | CAISO_Wind
GARNET_2_WIND5 | Eastwind | caiso | SCE | SCE | Southern California Edison | SCE | CAISO | 1985-01-07 | 2050-12-31 | 2050 | 3 |  |  | n/a | wind_onshorewind | Wind | CAISO_Wind
GARNET_2_WPMWD6 | WINTEC PALM | caiso | SCE | SCE | Southern California Edison | SCE | CAISO | 1986-12-22 | 2050-12-31 | 2050 | 5.93 |  |  | WIND_WIND | wind_onshorewind | Wind | CAISO_Wind
GASKW1_2_GW1SR1 | Gaskell West 1 | caiso | SCE | SCE | Southern California Edison | SCE | CAISO | 2018-03-23 | 2050-12-31 | 2050 | 20 |  |  | PHOTO VOLTAIC_SUN | PVgeneric_sun | Solar_Fixed | CAISO_Solar
GATES_2_SOLAR |  | caiso | PGE_Valley | PGE_Valley | Pacific Gas and Electric Valley | PGE_Valley | CAISO | 2013-06-24 | 2050-12-31 | 2050 | 20 |  |  | n/a | PVgeneric_sun | Solar_Fixed | CAISO_Solar
GATES_2_WSOLAR |  | caiso | PGE_Valley | PGE_Valley | Pacific Gas and Electric Valley | PGE_Valley | CAISO | 2013-06-24 | 2050-12-31 | 2050 | 10 |  |  | n/a | PVgeneric_sun | Solar_Fixed | CAISO_Solar
GATWAY_2_PL1X3 | GATEWAY GENERATING STATION | caiso | PGE_Bay | PGE_Bay | Pacific Gas and Electric Bay | PGE_Bay | CAISO | 2009-01-04 | 2050-12-31 | 2050 | 585 |  |  | CCWhole-NatGas-Industrial | CC_NG | CC | CAISO_CCGT1
Gem_State_1 | Gem State-1 | teppc | PAID | PAID | Idaho, PACE Utility | IPCO | NW | 1988-11-01 | 2050-12-31 | 2050 | 22.6 |  |  | Hydro | Hydro_Standard | Hydro | NW_Hydro
Genesee_2_2 | Genesee 2-2 | teppc | AESO | AESO | Alberta Electric System Operator | BCHA_AESO | Excluded | 1989-01-01 | 2030-01-01 | 2029 | 422 |  |  | ST-Coal | Steam_Coal | Coal | Excluded_Coal
Genesee_2_2_Gas | Sheerness 2-2 | teppc | BCHA | BCHA | British Columbia Transmission Company | BCHA_AESO | Excluded | 1990-01-01 | 2050-12-31 | 2050 | 430 |  |  | CCWhole-NatGas-Industrial | CC_NG | CC | Excluded_CCGT
Genesee_3_3 | Genesee 3-3 | teppc | AESO | AESO | Alberta Electric System Operator | BCHA_AESO | Excluded | 2004-11-01 | 2029-12-31 | 2029 | 527 |  |  | ST-Coal | Steam_Coal | Coal | Excluded_Coal
Genesee_Combined_Cycle | Genesee CC | teppc | BCHA | BCHA | British Columbia Transmission Company | BCHA_AESO | Excluded | 2025-01-01 | 2029-12-31 | 2029 | 249.8 |  |  | CCWhole-NatGas-Industrial | CC_NG | CC | Excluded_CCGT
Genesee1_1 | Genesee 1-1 | teppc | AESO | AESO | Alberta Electric System Operator | BCHA_AESO | Excluded | 1994-01-01 | 2029-12-31 | 2029 | 422 |  |  | ST-Coal | Steam_Coal | Coal | Excluded_Coal
GENESI_2_STG | Genesis Station | caiso | PGE_Valley | PGE_Valley | Pacific Gas and Electric Valley | PGE_Valley | CAISO | 2013-11-27 | 2050-12-31 | 2050 | 250 |  |  | n/a | SolarThermal_sun | Solar_Thermal | CAISO_Solar
Geo_East_Mesa_2_1 | Geo East Mesa (GEM) II GEN1 | teppc | IID | IID | Imperial Irrigation District | IID | IID | 1989-05-01 | 2050-12-31 | 2050 | 22 |  |  | Geo-DoubleFlash | Geothermal_steam | Geothermal | IID_Geothermal
Geo_East_Mesa_3_1 | Geo East Mesa (GEM) III GBU (Bottoming Unit) | teppc | IID | IID | Imperial Irrigation District | IID | IID | 1978-12-01 | 2050-12-31 | 2050 | 22 |  |  | Geo-BinaryCycle | Geothermal_steam | Geothermal | IID_Geothermal
Geo_East_Mesa_3_2 | Geo East Mesa (GEM) III GEN1 | teppc | IID | IID | Imperial Irrigation District | IID | IID | 2008-09-01 | 2050-12-01 | 2050 | 10 |  |  | Geo-DoubleFlash | Geothermal_steam | Geothermal | IID_Geothermal
Georgetown_1_2 | Georgetown 1 and 2 | teppc | PSCO | PSCO | Public Service Company of Colorado | PSCO | Excluded | 1907-12-01 | 2050-12-31 | 2050 | 1.2 |  |  | Hydro | Hydro_Standard | Hydro | Excluded_Hydro
GEYS11_7_UNIT11 | GEYSERS UNIT 11 (HEALDSBURG) | caiso | PGE_Bay | PGE_Bay | Pacific Gas and Electric Bay | PGE_Bay | CAISO | 1975-01-01 | 2050-12-31 | 2050 | 74.4 |  |  | n/a | Geothermal_steam | Geothermal | CAISO_Geothermal
GEYS12_7_UNIT12 | GEYSERS UNIT 12 (HEALDSBURG) | caiso | PGE_Bay | PGE_Bay | Pacific Gas and Electric Bay | PGE_Bay | CAISO | 1979-01-01 | 2050-12-31 | 2050 | 57 |  |  | n/a | Geothermal_steam | Geothermal | CAISO_Geothermal
GEYS13_7_UNIT13 | GEYSERS UNIT 13 (HEALDSBURG) | caiso | PGE_Bay | PGE_Bay | Pacific Gas and Electric Bay | PGE_Bay | CAISO | 1980-01-01 | 2050-12-31 | 2050 | 95 |  |  | n/a | Geothermal_steam | Geothermal | CAISO_Geothermal
GEYS14_7_UNIT14 | GEYSERS UNIT 14 (HEALDSBURG) | caiso | PGE_Bay | PGE_Bay | Pacific Gas and Electric Bay | PGE_Bay | CAISO | 1980-01-01 | 2050-12-31 | 2050 | 70 |  |  | n/a | Geothermal_steam | Geothermal | CAISO_Geothermal
GEYS16_7_UNIT16 | GEYSERS UNIT 16 (HEALDSBURG) | caiso | PGE_Bay | PGE_Bay | Pacific Gas and Electric Bay | PGE_Bay | CAISO | 1985-01-01 | 2050-12-31 | 2050 | 85 |  |  | n/a | Geothermal_steam | Geothermal | CAISO_Geothermal
GEYS17_7_UNIT17 | GEYSERS UNIT 17 (HEALDSBURG) | caiso | PGE_Bay | PGE_Bay | Pacific Gas and Electric Bay | PGE_Bay | CAISO | 1982-01-01 | 2050-12-31 | 2050 | 60 |  |  | n/a | Geothermal_steam | Geothermal | CAISO_Geothermal
GEYS18_7_UNIT18 | GEYSERS UNIT 18 (HEALDSBURG) | caiso | PGE_Bay | PGE_Bay | Pacific Gas and Electric Bay | PGE_Bay | CAISO | 1983-01-01 | 2050-12-31 | 2050 | 72 |  |  | n/a | Geothermal_steam | Geothermal | CAISO_Geothermal
GEYS20_7_UNIT20 | GEYSERS UNIT 20 (HEALDSBURG) | caiso | PGE_Bay | PGE_Bay | Pacific Gas and Electric Bay | PGE_Bay | CAISO | 1985-01-01 | 2050-12-31 | 2050 | 62 |  |  | n/a | Geothermal_steam | Geothermal | CAISO_Geothermal
Ghost_Pine_G1_1 | Ghost Pine G1-1 | teppc | AESO | AESO | Alberta Electric System Operator | BCHA_AESO | Excluded | 2010-12-01 | 2050-12-31 | 2050 | 16.32 |  |  | WT-Onshore | wind_onshorewind | Wind | Excluded_Wind
Ghost_Pine_G2_2 | Ghost Pine G2-2 | teppc | AESO | AESO | Alberta Electric System Operator | BCHA_AESO | Excluded | 2010-12-01 | 2050-12-31 | 2050 | 16.32 |  |  | WT-Onshore | wind_onshorewind | Wind | Excluded_Wind
Ghost_Pine_G3_3 | Ghost Pine G3-3 | teppc | AESO | AESO | Alberta Electric System Operator | BCHA_AESO | Excluded | 2010-12-01 | 2050-12-31 | 2050 | 16.32 |  |  | WT-Onshore | wind_onshorewind | Wind | Excluded_Wind
Ghost_Pine_G4_4 | Ghost Pine G4-4 | teppc | AESO | AESO | Alberta Electric System Operator | BCHA_AESO | Excluded | 2010-12-01 | 2050-12-31 | 2050 | 16.32 |  |  | WT-Onshore | wind_onshorewind | Wind | Excluded_Wind
Ghost_Pine_G5_5 | Ghost Pine G5-5 | teppc | AESO | AESO | Alberta Electric System Operator | BCHA_AESO | Excluded | 2010-12-01 | 2050-12-31 | 2050 | 16.32 |  |  | WT-Onshore | wind_onshorewind | Wind | Excluded_Wind
GHOST1_1 | GHOST1-1 | teppc | AESO | AESO | Alberta Electric System Operator | BCHA_AESO | Excluded | 1929-01-01 | 2050-12-01 | 2050 | 1 |  |  | Hydro | Hydro_Standard | Hydro | Excluded_Hydro
GHOST2_2 | GHOST2-2 | teppc | AESO | AESO | Alberta Electric System Operator | BCHA_AESO | Excluded | 1929-01-01 | 2050-12-01 | 2050 | 16 |  |  | Hydro | Hydro_Standard | Hydro | Excluded_Hydro
GHOST3_3 | GHOST3-3 | teppc | AESO | AESO | Alberta Electric System Operator | BCHA_AESO | Excluded | 1929-01-01 | 2050-12-01 | 2050 | 16 |  |  | Hydro | Hydro_Standard | Hydro | Excluded_Hydro
GHOST4_4 | GHOST4-4 | teppc | AESO | AESO | Alberta Electric System Operator | BCHA_AESO | Excluded | 1929-01-01 | 2050-12-01 | 2050 | 28 |  |  | Hydro | Hydro_Standard | Hydro | Excluded_Hydro
GIFENS_6_BUGSL1 | Burford Giffen | caiso | PGE_Valley | PGE_Valley | Pacific Gas and Electric Valley | PGE_Valley | CAISO | 2017-06-01 | 2050-12-31 | 2050 | 20 |  |  | PHOTO VOLTAIC_SUN | PVgeneric_sun | Solar_Fixed | CAISO_Solar
GIFFEN_6_SOLAR |  | caiso | PGE_Valley | PGE_Valley | Pacific Gas and Electric Valley | PGE_Valley | CAISO | 2012-07-25 | 2050-12-31 | 2050 | 10 |  |  | n/a | PVgeneric_sun | Solar_Fixed | CAISO_Solar
GIFFEN_6_SOLAR1 | Aspiration Solar G | caiso | PGE_Valley | PGE_Valley | Pacific Gas and Electric Valley | PGE_Valley | CAISO |  | 2050-12-31 | 2050 | 9 |  |  | PVgeneric_sun | PVgeneric_sun | Solar_Fixed | CAISO_Solar
Gila_River_CC1 | GilaRiverCC1 (Total CC Plant) | teppc | AZPS | AZPS | Arizona Public Service Company | AZPS | SW | 2003-05-01 | 2050-12-31 | 2050 | 590 |  |  | CCWhole-NatGas-Industrial | CC_NG | CC | SW_CCGT
Gila_River_CC2 | GilaRiverCC2 (Total CC Plant) | teppc | AZPS | AZPS | Arizona Public Service Company | AZPS | SW | 2018-06-01 | 2050-12-31 | 2050 | 550 |  |  | CCWhole-NatGas-Industrial | CC_NG | CC | SW_CCGT
Gila_River_CC3 | GilaRiverCC3 (Total CC Plant) | teppc | TEPC | TEPC | Tucson Electric Power Company | TEPC | SW | 2003-07-01 | 2050-12-31 | 2050 | 550 |  |  | CCWhole-NatGas-Industrial | CC_NG | CC | SW_CCGT
Gila_River_CC4 | GilaRiverCC4 (Total CC Plant) | teppc | AZPS | AZPS | Arizona Public Service Company | AZPS | SW | 2003-07-01 | 2050-12-31 | 2050 | 600 |  |  | CCWhole-NatGas-Industrial | CC_NG | CC | SW_CCGT
GILROY_1_UNIT | GILROY COGEN - UNIT 2 | caiso | PGE_Bay | PGE_Bay | Pacific Gas and Electric Bay | PGE_Bay | CAISO | 1987-01-01 | 2050-12-31 | 2050 | 120 |  |  | CCWhole-NatGas-Industrial | CT_NG | CT | CAISO_Peaker1
GILRPP_1_PL1X2 | GILROY ENERGY CENTER UNITS 1&2 AGGREGATE | caiso | PGE_Bay | PGE_Bay | Pacific Gas and Electric Bay | PGE_Bay | CAISO | 2002-01-29 | 2050-12-31 | 2050 | 95.2 |  |  | CT-NatGas-Aero | CT_NG | CT | CAISO_Peaker2
GILRPP_1_PL3X4 | GILROY ENERGY CENTER, UNIT #3 | caiso | PGE_Bay | PGE_Bay | Pacific Gas and Electric Bay | PGE_Bay | CAISO | 2002-02-28 | 2050-12-31 | 2050 | 46.2 |  |  | CT-NatGas-Aero | CT_NG | CT | CAISO_Peaker2
GlacierWind1 | NaturEner Glacier Wind Energy 1-NGW1 | teppc | NWMT | NWMT | NorthWestern Energy | NWMT_WAUW | NW | 2008-10-01 | 2050-12-31 | 2050 | 106.5 |  |  | WT-Onshore | wind_onshorewind | Wind | NW_Wind
GlacierWind2 | NaturEner Glacier Wind Energy 2-NGW2 | teppc | NWMT | NWMT | NorthWestern Energy | NWMT_WAUW | NW | 2009-07-01 | 2050-12-31 | 2050 | 103.5 |  |  | WT-Onshore | wind_onshorewind | Wind | NW_Wind
GLDFGR_6_SOLAR1 | Portal Ridge B | caiso | SCE | SCE | Southern California Edison | SCE | CAISO | 2017-02-01 | 2050-12-31 | 2050 | 20 |  |  | PVgeneric_sun | PVgeneric_sun | Solar_Fixed | CAISO_Solar
GLDFGR_6_SOLAR2 | Portal Ridge C | caiso | SCE | SCE | Southern California Edison | SCE | CAISO | 2017-02-01 | 2050-12-31 | 2050 | 11.4 |  |  | PVgeneric_sun | PVgeneric_sun | Solar_Fixed | CAISO_Solar
GLDTWN_6_COLUM3 | Columbia 3 | caiso | SCE | SCE | Southern California Edison | SCE | CAISO | 2013-12-10 | 2050-12-31 | 2050 | 10 |  |  | n/a | PVgeneric_sun | Solar_Fixed | CAISO_Solar
GLDTWN_6_SOLAR | Rio Grande | caiso | SCE | SCE | Southern California Edison | SCE | CAISO | 2013-11-18 | 2050-12-31 | 2050 | 5 |  |  | n/a | PVgeneric_sun | Solar_Fixed | CAISO_Solar
Glen_Canyon_1 | Glen Canyon 1 | teppc | WACM | WACM | Western Area Power Administration, Colorado-Missouri Region | WACM | Excluded | 1964-09-01 | 2050-12-31 | 2050 | 165 |  |  | Hydro | Hydro_Standard | Hydro | Excluded_Hydro
Glen_Canyon_2 | Glen Canyon 2 | teppc | WACM | WACM | Western Area Power Administration, Colorado-Missouri Region | WACM | Excluded | 1964-09-01 | 2050-12-31 | 2050 | 157 |  |  | Hydro | Hydro_Standard | Hydro | Excluded_Hydro
Glen_Canyon_3 | Glen Canyon 3 | teppc | WACM | WACM | Western Area Power Administration, Colorado-Missouri Region | WACM | Excluded | 1964-12-01 | 2050-12-31 | 2050 | 165 |  |  | Hydro | Hydro_Standard | Hydro | Excluded_Hydro
Glen_Canyon_4 | Glen Canyon 4 | teppc | WACM | WACM | Western Area Power Administration, Colorado-Missouri Region | WACM | Excluded | 1965-02-01 | 2050-12-31 | 2050 | 157 |  |  | Hydro | Hydro_Standard | Hydro | Excluded_Hydro
Glen_Canyon_5 | Glen Canyon 5 | teppc | WACM | WACM | Western Area Power Administration, Colorado-Missouri Region | WACM | Excluded | 1965-07-01 | 2050-12-31 | 2050 | 165 |  |  | Hydro | Hydro_Standard | Hydro | Excluded_Hydro
Glen_Canyon_6 | Glen Canyon 6 | teppc | WACM | WACM | Western Area Power Administration, Colorado-Missouri Region | WACM | Excluded | 1965-10-01 | 2050-12-31 | 2050 | 165 |  |  | Hydro | Hydro_Standard | Hydro | Excluded_Hydro
Glen_Canyon_7 | Glen Canyon 7 | teppc | WACM | WACM | Western Area Power Administration, Colorado-Missouri Region | WACM | Excluded | 1966-01-01 | 2050-12-31 | 2050 | 157 |  |  | Hydro | Hydro_Standard | Hydro | Excluded_Hydro
Glen_Canyon_8 | Glen Canyon 8 | teppc | WACM | WACM | Western Area Power Administration, Colorado-Missouri Region | WACM | Excluded | 1966-02-01 | 2050-12-31 | 2050 | 165 |  |  | Hydro | Hydro_Standard | Hydro | Excluded_Hydro
Glen_Canyon_Solar_1 |  | teppc | PAUT | PAUT | Utah, PACE Utility | PACE | NW | 1950-01-01 | 2050-12-31 | 2050 | 82.2 |  |  | Solar | PVgeneric_sun | Solar_Fixed | NW_Solar
Glen_Canyon_Solar_2 |  | teppc | PAUT | PAUT | Utah, PACE Utility | PACE | NW | 1950-01-01 | 2050-12-31 | 2050 | 23.3 |  |  | Solar | PVgeneric_sun | Solar_Fixed | NW_Solar
Glendo_1 | Glendo 1 | teppc | WACM | WACM | Western Area Power Administration, Colorado-Missouri Region | WACM | Excluded | 1958-12-01 | 2050-12-31 | 2050 | 19 |  |  | Hydro | Hydro_Standard | Hydro | Excluded_Hydro
Glendo_2 | Glendo 2 | teppc | WACM | WACM | Western Area Power Administration, Colorado-Missouri Region | WACM | Excluded | 1959-04-01 | 2050-12-31 | 2050 | 19 |  |  | Hydro | Hydro_Standard | Hydro | Excluded_Hydro
Glenrock_1 | Glenrock-1 | teppc | PAWY | PAWY | Wyoming, PACE Utility | PACE | NW | 2008-12-01 | 2050-12-31 | 2050 | 99 |  |  | WT-Onshore | wind_onshorewind | Wind | NW_Wind
Glenrock_2 | Glenrock-2 | teppc | IPFE | IPFE | Idaho Far East | IPCO | NW | 2008-12-01 | 2050-12-31 | 2050 | 39 |  |  | WT-Onshore | wind_onshorewind | Wind | NW_Wind
GLNARM_2_UNIT_5 | Glenarm Turbine 5 | caiso | SCE | SCE | Southern California Edison | SCE | CAISO | 2016-12-01 | 2050-12-31 | 2050 | 65.81 |  |  | COMBINED CYCLE_NATURAL GAS | CC_NG | CC | CAISO_CCGT2
GLNARM_7_UNIT_1 | GLEN ARM UNIT 1 | caiso | SCE | SCE | Southern California Edison | SCE | CAISO | 1976-01-01 | 2050-12-31 | 2050 | 22.07 |  |  | CT-NatGas-Aero | CT_NG | CT | CAISO_Peaker2
GLNARM_7_UNIT_2 | GLEN ARM UNIT 2 | caiso | SCE | SCE | Southern California Edison | SCE | CAISO | 1976-01-01 | 2050-12-31 | 2050 | 22.3 |  |  | CT-NatGas-Aero | CT_NG | CT | CAISO_Peaker2
GLNARM_7_UNIT_3 |  | caiso | SCE | SCE | Southern California Edison | SCE | CAISO | 2004-01-08 | 2050-12-31 | 2050 | 44.83 |  |  | CT-NatGas-Aero | CT_NG | CT | CAISO_Peaker2
GLNARM_7_UNIT_4 | GLEN ARM UNIT 4 | caiso | SCE | SCE | Southern California Edison | SCE | CAISO | 2004-01-08 | 2050-12-31 | 2050 | 42.42 |  |  | CT-NatGas-Aero | CT_NG | CT | CAISO_Peaker2
GLOW_6_SOLAR | Antelope Power Plant | caiso | SCE | SCE | Southern California Edison | SCE | CAISO | 2013-03-25 | 2050-12-31 | 2050 | 20 |  |  | n/a | PVgeneric_sun | Solar_Fixed | CAISO_Solar
GMS_GX1 | GMS_GX1 | teppc | BCHA | BCHA | British Columbia Transmission Company | BCHA_AESO | Excluded | 2020-10-01 | 2050-03-30 | 2049 | 4.7 |  |  | CCWhole-NatGas-SingleShaft | CC_NG | CC | Excluded_CCGT
GMS_GX2 | GMS_GX2 | teppc | BCHA | BCHA | British Columbia Transmission Company | BCHA_AESO | Excluded | 2021-10-01 | 2050-03-30 | 2049 | 9.5 |  |  | CCWhole-NatGas-SingleShaft | CC_NG | CC | Excluded_CCGT
GMS_GX3 | GMS_GX3 | teppc | BCHA | BCHA | British Columbia Transmission Company | BCHA_AESO | Excluded | 2022-10-01 | 2050-03-30 | 2049 | 5.9 |  |  | CCWhole-NatGas-SingleShaft | CC_NG | CC | Excluded_CCGT
GMS_WND_13 | GMS_WND 13 | teppc | BCHA | BCHA | British Columbia Transmission Company | BCHA_AESO | Excluded | 2018-03-30 | 2050-03-30 | 2049 | 141.3 |  |  | WT-Onshore | wind_onshorewind | Wind | Excluded_Wind
Gold_Creek1_1 | Gold Creek 1-1 | teppc | AESO | AESO | Alberta Electric System Operator | BCHA_AESO | Excluded | 1999-01-01 | 2050-12-01 | 2050 | 5 |  |  | CT-NatGas-Industrial | CT_NG | CT | Excluded_Peaker
Golden_Biomass | LP Golden Biomass-1_LP Golden Biomass-1_IPP-EVP | teppc | BCHA | BCHA | British Columbia Transmission Company | BCHA_AESO | Excluded | 2011-06-01 | 2031-05-25 | 2030 | 7.5 |  |  | Bio-ST | ST_Biomass | Biomass/Wood | Excluded_Biomass
Golden_Hills_Wind | Golden Hills Wind-WT (267 x 1.5) | teppc | TPWR | TPWR | Tacoma Power | BPAT | NW | 2018-12-01 | 2050-04-15 | 2049 | 400 |  |  | WT-Onshore | wind_onshorewind | Wind | NW_Wind
Golden_Valley | Golden Valley Wind Park LLC-GVWP | teppc | IPFE | IPFE | Idaho Far East | IPCO | NW | 2010-11-23 | 2050-12-31 | 2050 | 12.82 |  |  | WT-Onshore | wind_onshorewind | Wind | NW_Wind
GoldendaleCC_Total | GoldendaleCC (Total CC Plant) | teppc | TPWR | TPWR | Tacoma Power | BPAT | NW | 2004-08-01 | 2050-12-31 | 2050 | 291.8 |  |  | CCWhole-NatGas-Industrial | CC_NG | CC | NW_CCGT
GOLETA_2_QF | GOLETA QFS | caiso | SCE | SCE | Southern California Edison | SCE | CAISO | 1986-01-01 | 2050-12-31 | 2050 | 0.4 |  |  | n/a | Cogen_NG | Cogen | CAISO_Small_Hydro
GOLETA_6_ELLWOD | ELLWOOD ENERGY SUPPORT FACILITY | caiso | SCE | SCE | Southern California Edison | SCE | CAISO | 1974-08-01 | 2050-12-31 | 2050 | 54 |  |  | CT-NatGas-Industrial | CT_NG | CT | CAISO_Peaker2
GOLETA_6_EXGEN | EXXON COMPANY USA | caiso | SCE | SCE | Southern California Edison | SCE | CAISO | 1993-08-19 | 2050-12-31 | 2050 | 48.2 |  |  | CCWhole-NatGas-Aero | CT_NG | CT | CAISO_Peaker1
GOLETA_6_GAVOTA | Point Arguello Pipeline Company | caiso | SCE | SCE | Southern California Edison | SCE | CAISO | 1987-01-01 | 2019-11-02 | 2019 | 9.9 |  |  | CT-NatGas-Aero | Cogen_NG | Cogen | CAISO_CHP
GOLETA_6_TAJIGS | GOLETA_6_TAJIGS | caiso | SCE | SCE | Southern California Edison | SCE | CAISO | 2000-08-05 | 2050-12-31 | 2050 | 2.84 |  |  | n/a | Biogas_ | Biogas_LandfillGas | CAISO_Biomass
GONZLS_6_UNIT | Johnson Canyon Landfill | caiso | PGE_Valley | PGE_Valley | Pacific Gas and Electric Valley | PGE_Valley | CAISO | 2013-07-08 | 2050-12-31 | 2050 | 1.42 |  |  | n/a | Biogas_ | Biogas_LandfillGas | CAISO_Biomass
Goodnoe_Hills1 | Goodnoe Hills-1 | teppc | TPWR | TPWR | Tacoma Power | BPAT | NW | 2008-06-01 | 2050-12-31 | 2050 | 94 |  |  | WT-Onshore | wind_onshorewind | Wind | NW_Wind
Goodnoe_Hills2 | Goodnoe Hills 2-WT(1) | teppc | PNM | PNM | Public Service Company of New Mexico | PNM_EPE | SW | 2014-12-01 | 2050-12-31 | 2050 | 34 |  |  | WT-Onshore | wind_onshorewind | Wind | SW_Wind
GOOSLK_1_SOLAR1 | Goose Lake | caiso | PGE_Valley | PGE_Valley | Pacific Gas and Electric Valley | PGE_Valley | CAISO | 2015-05-23 | 2050-12-31 | 2050 | 12 |  |  | n/a | PVgeneric_sun | Solar_Fixed | CAISO_Solar
GordonButte | Gordon Butte Wind LLC-GBW | teppc | NWMT | NWMT | NorthWestern Energy | NWMT_WAUW | NW | 2011-12-31 | 2050-12-01 | 2050 | 9.6 |  |  | WT-Onshore | wind_onshorewind | Wind | NW_Wind
GordonMShrum01 | Gordon M Shrum-1_Gordon M Shrum-1_BCH-GMS | teppc | BCHA | BCHA | British Columbia Transmission Company | BCHA_AESO | Excluded | 1968-01-01 | 2033-03-31 | 2032 | 305 |  |  | Hydro | Hydro_Standard | Hydro | Excluded_Hydro
GordonMShrum02 | Gordon M Shrum-2_Gordon M Shrum-2_BCH-GMS | teppc | BCHA | BCHA | British Columbia Transmission Company | BCHA_AESO | Excluded | 1968-01-01 | 2033-03-31 | 2032 | 305 |  |  | Hydro | Hydro_Standard | Hydro | Excluded_Hydro
GordonMShrum03 | Gordon M Shrum-3_Gordon M Shrum-3_BCH-GMS | teppc | BCHA | BCHA | British Columbia Transmission Company | BCHA_AESO | Excluded | 1968-01-01 | 2033-03-31 | 2032 | 305 |  |  | Hydro | Hydro_Standard | Hydro | Excluded_Hydro
GordonMShrum04 | Gordon M Shrum-4_Gordon M Shrum-4_BCH-GMS | teppc | BCHA | BCHA | British Columbia Transmission Company | BCHA_AESO | Excluded | 1968-01-01 | 2033-03-31 | 2032 | 305 |  |  | Hydro | Hydro_Standard | Hydro | Excluded_Hydro
GordonMShrum05 | Gordon M Shrum-5_Gordon M Shrum-5_BCH-GMS | teppc | BCHA | BCHA | British Columbia Transmission Company | BCHA_AESO | Excluded | 1968-01-01 | 2033-03-31 | 2032 | 305 |  |  | Hydro | Hydro_Standard | Hydro | Excluded_Hydro
GordonMShrum06 | Gordon M Shrum-6_Gordon M Shrum-6_BCH-GMS | teppc | BCHA | BCHA | British Columbia Transmission Company | BCHA_AESO | Excluded | 1968-01-01 | 2033-03-31 | 2032 | 305 |  |  | Hydro | Hydro_Standard | Hydro | Excluded_Hydro
GordonMShrum07 | Gordon M Shrum-7_Gordon M Shrum-7_BCH-GMS | teppc | BCHA | BCHA | British Columbia Transmission Company | BCHA_AESO | Excluded | 1968-01-01 | 2033-03-31 | 2032 | 305 |  |  | Hydro | Hydro_Standard | Hydro | Excluded_Hydro
GordonMShrum08 | Gordon M Shrum-8_Gordon M Shrum-8_BCH-GMS | teppc | BCHA | BCHA | British Columbia Transmission Company | BCHA_AESO | Excluded | 1968-01-01 | 2033-03-31 | 2032 | 305 |  |  | Hydro | Hydro_Standard | Hydro | Excluded_Hydro
GordonMShrum09 | Gordon M Shrum-9_Gordon M Shrum-9_BCH-GMS | teppc | BCHA | BCHA | British Columbia Transmission Company | BCHA_AESO | Excluded | 1968-01-01 | 2033-03-31 | 2032 | 305 |  |  | Hydro | Hydro_Standard | Hydro | Excluded_Hydro
GordonMShrum10 | Gordon M Shrum-10_Gordon M Shrum-10_BCH-GMS | teppc | BCHA | BCHA | British Columbia Transmission Company | BCHA_AESO | Excluded | 1968-01-01 | 2033-03-31 | 2032 | 305 |  |  | Hydro | Hydro_Standard | Hydro | Excluded_Hydro
Gorge21 | Gorge-21 | teppc | SCL | SCL | Seattle Department of Lighting | BPAT | NW | 1924-09-01 | 2050-12-31 | 2050 | 36.8 |  |  | Hydro | Hydro_Standard | Hydro | NW_Hydro
Gorge22 | Gorge-22 | teppc | SCL | SCL | Seattle Department of Lighting | BPAT | NW | 1924-09-01 | 2050-12-31 | 2050 | 36.8 |  |  | Hydro | Hydro_Standard | Hydro | NW_Hydro
Gorge23 | Gorge-23 | teppc | SCL | SCL | Seattle Department of Lighting | BPAT | NW | 1929-05-01 | 2050-12-31 | 2050 | 36.8 |  |  | Hydro | Hydro_Standard | Hydro | NW_Hydro
Gorge24 | Gorge-24 | teppc | SCL | SCL | Seattle Department of Lighting | BPAT | NW | 1951-06-01 | 2050-12-31 | 2050 | 96.9 |  |  | Hydro | Hydro_Standard | Hydro | NW_Hydro
Goshen2_JollyHills_1 | Goshen Phase II-1_Jolly Hills | teppc | PAID | PAID | Idaho, PACE Utility | IPCO | NW | 2010-09-01 | 2050-12-31 | 2050 | 90 |  |  | WT-Onshore | wind_onshorewind | Wind | NW_Wind
Goshen2_JollyHills_2 | Goshen Phase II-2_Jolly Hills | teppc | PAID | PAID | Idaho, PACE Utility | IPCO | NW | 2010-09-01 | 2050-12-31 | 2050 | 39 |  |  | WT-Onshore | wind_onshorewind | Wind | NW_Wind
GP_CHP1_1 | GP-CHP1-1 | teppc | AESO | AESO | Alberta Electric System Operator | BCHA_AESO | Excluded | 2004-12-01 | 2050-12-31 | 2050 | 27 |  |  | Bio-ST | ST_Biomass | Biomass/Wood | Excluded_Biomass
GP_Wauna_Mill__CG_ |  | teppc | BPAT | BPAT | Bonneville Power Administration – Transmission | BPAT | NW | 1950-01-01 | 2050-12-31 | 2050 | 23.7 |  |  | Bio-ST | ST_Biomass | Biomass/Wood | NW_Biomass
Grace_3 | Grace-3 | teppc | PAID | PAID | Idaho, PACE Utility | IPCO | NW | 1913-12-01 | 2050-12-31 | 2050 | 11 |  |  | Hydro | Hydro_Standard | Hydro | NW_Hydro
Grace_4 | Grace-4 | teppc | PAID | PAID | Idaho, PACE Utility | IPCO | NW | 1913-12-01 | 2050-12-31 | 2050 | 11 |  |  | Hydro | Hydro_Standard | Hydro | NW_Hydro
Grace_5 | Grace-5 | teppc | PAID | PAID | Idaho, PACE Utility | IPCO | NW | 1922-12-01 | 2050-12-31 | 2050 | 11 |  |  | Hydro | Hydro_Standard | Hydro | NW_Hydro
Grand_Coulee | Grand Coulee | teppc | BPAT | BPAT | Bonneville Power Administration – Transmission | BPAT | NW | 1942-04-01 | 2050-12-31 | 2050 | 6765 |  |  | Hydro | Hydro_Standard | Hydro | NW_Hydro
Grand_Valley_1_2 | Grand Valley Project Power Plant 1 & 2¦Palisade | teppc | PSCO | PSCO | Public Service Company of Colorado | PSCO | Excluded | 1931-12-01 | 2050-12-31 | 2050 | 3 |  |  | Hydro | Hydro_Standard | Hydro | Excluded_Hydro
Grand_View_PV_Solar_Two |  | teppc | IPMV | IPMV | Idaho Magic Valley | IPCO | NW | 2016-12-31 | 2050-12-31 | 2050 | 140 |  |  | SolarPV-Tracking | 1axPV_sun | Solar_1Axis | NW_Solar
GrandCouleePG07 | Grand Coulee-PG7 | teppc | BPAT | BPAT | Bonneville Power Administration – Transmission | BPAT | NW | 1973-10-01 | 2050-12-31 | 2050 | 83.33 |  |  | PS-Hydro | Hydro_PumpedStorage | PSH | NW_Existing_Pumped_Storage
GrandCouleePG08 | Grand Coulee-PG8 | teppc | BPAT | BPAT | Bonneville Power Administration – Transmission | BPAT | NW | 1973-11-01 | 2050-12-31 | 2050 | 83.33 |  |  | PS-Hydro | Hydro_PumpedStorage | PSH | NW_Existing_Pumped_Storage
GrandCouleePG09 | Grand Coulee-PG9 | teppc | BPAT | BPAT | Bonneville Power Administration – Transmission | BPAT | NW | 1983-04-01 | 2050-12-31 | 2050 | 83.33 |  |  | PS-Hydro | Hydro_PumpedStorage | PSH | NW_Existing_Pumped_Storage
GrandCouleePG10 | Grand Coulee-PG10 | teppc | BPAT | BPAT | Bonneville Power Administration – Transmission | BPAT | NW | 1983-06-01 | 2050-12-31 | 2050 | 83.33 |  |  | PS-Hydro | Hydro_PumpedStorage | PSH | NW_Existing_Pumped_Storage
GrandCouleePG11 | Grand Coulee-PG11 | teppc | BPAT | BPAT | Bonneville Power Administration – Transmission | BPAT | NW | 1983-11-01 | 2050-12-31 | 2050 | 83.33 |  |  | PS-Hydro | Hydro_PumpedStorage | PSH | NW_Existing_Pumped_Storage
GrandCouleePG12 | Grand Coulee-PG12 | teppc | BPAT | BPAT | Bonneville Power Administration – Transmission | BPAT | NW | 1984-04-01 | 2050-12-31 | 2050 | 83.33 |  |  | PS-Hydro | Hydro_PumpedStorage | PSH | NW_Existing_Pumped_Storage
GrandPrairie | Grand Prairie Harmattan Energy Center-1 | teppc | BCHA | BCHA | British Columbia Transmission Company | BCHA_AESO | Excluded | 2013-12-31 | 2050-12-31 | 2050 | 93 |  |  | CT-NatGas-Industrial | CT_NG | CT | Excluded_Peaker
GRANT_MTE_SG | GRANT MTE_LS | teppc | PAUT | PAUT | Utah, PACE Utility | PACE | NW | 2016-01-01 | 2050-12-31 | 2050 | 80 |  |  | SolarPV-NonTracking | FixedPV_sun | Solar_Fixed | NW_Solar
GRANT_MTW_SG | GRANT MTW_LS | teppc | PAUT | PAUT | Utah, PACE Utility | PACE | NW | 2016-01-01 | 2050-12-31 | 2050 | 50 |  |  | SolarPV-NonTracking | FixedPV_sun | Solar_Fixed | NW_Solar
Grasshopper_Flat | Grasshopper Flat | rps | PGE_Valley | PGE_Valley | Pacific Gas and Electric Valley | PGE_Valley | CAISO | 2019-01-21 | 2050-12-31 | 2050 | 1.1 |  |  | Small hydroHydro: Unknown | Hydro_small | Hydro | CAISO_Small_Hydro
Graycliff_Wind_Prime |  | teppc | CISC | CISC | Southern California Edison | SCE | CAISO | 2015-12-01 | 2050-12-31 | 2050 | 9.7 |  |  | WT-Onshore | wind_onshorewind | Wind | CAISO_Wind
GraysHarborCC_Total | GraysHarborCC (Total CC Plant) | teppc | BPAT | BPAT | Bonneville Power Administration – Transmission | BPAT | NW | 2008-05-01 | 2050-12-01 | 2050 | 657 |  |  | CCWhole-NatGas-Industrial | CC_NG | CC | NW_CCGT
Grayson_3 | Grayson 3 | teppc | LDWP | LDWP | Los Angeles Department of Water and Power | LADWP | LDWP | 1953-12-01 | 2050-12-31 | 2050 | 18 |  |  | ST-NatGas | ST_NG | Steam | LDWP_ST
Grayson_4 | Grayson 4 | teppc | LDWP | LDWP | Los Angeles Department of Water and Power | LADWP | LDWP | 1959-09-01 | 2050-12-31 | 2050 | 40 |  |  | ST-NatGas | ST_NG | Steam | LDWP_ST
Grayson_5 | Grayson 5 | teppc | LDWP | LDWP | Los Angeles Department of Water and Power | LADWP | LDWP | 1964-11-01 | 2050-12-31 | 2050 | 40 |  |  | ST-NatGas | ST_NG | Steam | LDWP_ST
Grayson_9 | Grayson CT 9 | teppc | LDWP | LDWP | Los Angeles Department of Water and Power | LADWP | LDWP | 2003-12-01 | 2050-12-31 | 2050 | 48 |  |  | CT-NatGas-Aero | CT_NG | CT | LDWP_Peaker
Grayson_CC | GraysonCC (Total CC Plant) | teppc | LDWP | LDWP | Los Angeles Department of Water and Power | LADWP | LDWP | 2008-05-01 | 2025-12-31 | 2025 | 102 |  |  | CCWhole-NatGas-Industrial | CC_NG | CC | LDWP_CCGT
Grayson_CT8A | Grayson CT8A | teppc | LDWP | LDWP | Los Angeles Department of Water and Power | LADWP | LDWP | 2026-01-01 | 2050-12-31 | 2050 | 34 |  |  | CT-NatGas-Industrial | CT_NG | CT | LDWP_Peaker
Grayson_CT8BC | Grayson 8BC | teppc | LDWP | LDWP | Los Angeles Department of Water and Power | LADWP | LDWP | 2026-01-01 | 2050-12-31 | 2050 | 68 |  |  | CT-NatGas-Industrial | CT_NG | CT | LDWP_Peaker
Greater_Nanaimo | Greater Nanaimo PCC Cogeneration-1_Greater Nanaimo PCC Cogeneration-1_IPP-GNP | teppc | BCHA | BCHA | British Columbia Transmission Company | BCHA_AESO | Excluded | 2012-09-30 | 2032-09-26 | 2031 | 0.34 |  |  | Bio-ST | ST_Biomass | Biomass/Wood | Excluded_Biomass
Greater_Sandhill_1 | Greater Sandhill I-GS-P1 | teppc | PSCO | PSCO | Public Service Company of Colorado | PSCO | Excluded | 2011-01-01 | 2050-12-31 | 2050 | 16 |  |  | SolarPV-Tracking | 1axPV_sun | Solar_1Axis | Excluded_Solar
Green_Holdings_1 | Colorado Green Holdings LLC-CG1 | teppc | PSCO | PSCO | Public Service Company of Colorado | PSCO | Excluded | 2003-12-01 | 2050-12-31 | 2050 | 81 |  |  | WT-Onshore | wind_onshorewind | Wind | Excluded_Wind
Green_Holdings_2 | Colorado Green Holdings LLC-CG2 | teppc | PSCO | PSCO | Public Service Company of Colorado | PSCO | Excluded | 2003-12-01 | 2050-12-31 | 2050 | 81 |  |  | WT-Onshore | wind_onshorewind | Wind | Excluded_Wind
Green_Mountain_1 | Green Mountain 1 | teppc | WACM | WACM | Western Area Power Administration, Colorado-Missouri Region | WACM | Excluded | 1943-05-01 | 2050-12-31 | 2050 | 14.44 |  |  | Hydro | Hydro_Standard | Hydro | Excluded_Hydro
Green_Mountain_2 | Green Mountain 2 | teppc | WACM | WACM | Western Area Power Administration, Colorado-Missouri Region | WACM | Excluded | 1943-05-01 | 2050-12-31 | 2050 | 14.44 |  |  | Hydro | Hydro_Standard | Hydro | Excluded_Hydro
Green_Peter_1 | Green Peter-1 | teppc | BPAT | BPAT | Bonneville Power Administration – Transmission | BPAT | NW | 1967-07-01 | 2050-12-31 | 2050 | 40 |  |  | Hydro | Hydro_Standard | Hydro | NW_Hydro
Green_Peter_2 | Green Peter-2 | teppc | BPAT | BPAT | Bonneville Power Administration – Transmission | BPAT | NW | 1967-07-01 | 2050-12-31 | 2050 | 40 |  |  | Hydro | Hydro_Standard | Hydro | NW_Hydro
Green_Springs | Green Springs-1 | teppc | PACW | PACW | PacifiCorp – West | PACW | NW | 1960-05-01 | 2050-12-31 | 2050 | 17.2 |  |  | Hydro | Hydro_Standard | Hydro | NW_Hydro
GREENFLDWIND | GREENFIELD_WIND | teppc | NWMT | NWMT | NorthWestern Energy | NWMT_WAUW | NW | 2017-01-01 | 2050-12-31 | 2050 | 25 |  |  | WT-Onshore | wind_onshorewind | Wind | NW_Wind
GRIDLY_6_SOLAR | GRIDLEY MAIN TWO | caiso | PGE_Valley | PGE_Bay | Pacific Gas and Electric Bay | PGE_Bay | CAISO | 2013-04-01 | 2050-12-31 | 2050 | 2.5 |  |  | n/a | PVgeneric_sun | Solar_Fixed | CAISO_Solar
Griffith_CC | GriffithCC (Total CC Plant) | teppc | WALC | WALC | Western Area Power Administration, Lower Colorado Region | WALC | SW | 2001-10-01 | 2050-12-31 | 2050 | 590.8 |  |  | CCWhole-NatGas-Industrial | CC_NG | CC | SW_CCGT
GRIZLY_1_UNIT_1 | GRIZZLY HYDRO | caiso | PGE_Valley | PGE_Valley | Pacific Gas and Electric Valley | PGE_Valley | CAISO | 1993-01-01 | 2050-12-31 | 2050 | 20 |  |  | n/a | Hydro_Standard | Hydro | CAISO_Hydro
GRNLF1_1_UNITS | Greenleaf 1 | caiso | PGE_Valley | PGE_Valley | Pacific Gas and Electric Valley | PGE_Valley | CAISO | 1989-01-11 | 2019-03-11 | 2018 | 49.2 |  |  | CCWhole-NatGas-Aero | CT_NG | CT | CAISO_Peaker1
GRNLF2_1_UNIT | GREENLEAF II COGEN | caiso | PGE_Valley | PGE_Valley | Pacific Gas and Electric Valley | PGE_Valley | CAISO | 1989-10-12 | 2050-12-31 | 2050 | 49.5 |  |  | CT-NatGas-Aero | Cogen_NG | Cogen | CAISO_CHP
GRNVLY_7_SCLAND | SANTA CRUZ LANDFILL GENERATING PLANT | caiso | PGE_Valley | PGE_Valley | Pacific Gas and Electric Valley | PGE_Valley | CAISO | 2006-02-02 | 2050-12-31 | 2050 | 3.04 |  |  | n/a | Biogas_ | Biogas_LandfillGas | CAISO_Biomass
Grove_Solar_Center_LLC |  | teppc | IPTV | IPTV | Idaho Treasure Valley | IPCO | NW | 2016-12-31 | 2050-12-31 | 2050 | 140 |  |  | SolarPV-NonTracking | FixedPV_sun | Solar_Fixed | NW_Solar
GRSCRK_6_BGCKWW | BIG CREEK WATER WORKS - CEDAR FLAT | caiso | PGE_Bay | PGE_Bay | Pacific Gas and Electric Bay | PGE_Bay | CAISO | 1987-01-01 | 2050-12-31 | 2050 | 5 |  |  | n/a | Hydro_Standard | Hydro | CAISO_Small_Hydro
GRZZLY_1_BERKLY |  | caiso | PGE_Bay | PGE_Bay | Pacific Gas and Electric Bay | PGE_Bay | CAISO | 1987-05-19 | 2050-12-31 | 2050 | 26.35 |  |  | CCWhole-NatGas-Industrial | CT_NG | CT | CAISO_Peaker2
GUERNS_6_SOLAR |  | caiso | PGE_Valley | PGE_Valley | Pacific Gas and Electric Valley | PGE_Valley | CAISO | 2013-09-18 | 2050-12-31 | 2050 | 20 |  |  | n/a | PVgeneric_sun | Solar_Fixed | CAISO_Solar
Guernsey_1 | Guernsey 1 | teppc | WACM | WACM | Western Area Power Administration, Colorado-Missouri Region | WACM | Excluded | 1927-07-01 | 2050-12-31 | 2050 | 3.2 |  |  | Hydro | Hydro_Standard | Hydro | Excluded_Hydro
Guernsey_2 | Guernsey 2 | teppc | WACM | WACM | Western Area Power Administration, Colorado-Missouri Region | WACM | Excluded | 1928-01-01 | 2050-12-31 | 2050 | 3.2 |  |  | Hydro | Hydro_Standard | Hydro | Excluded_Hydro
GWFPWR_1_UNITS | HEP PEAKER PLANT UNIT 2 | caiso | PGE_Valley | PGE_Valley | Pacific Gas and Electric Valley | PGE_Valley | CAISO | 2001-08-27 | 2050-12-31 | 2050 | 98.46 |  |  | CT-NatGas-Aero | CT_NG | CT | CAISO_Peaker1
GYS5X6_7_UNITS | GEYSERS UNITS 5 & 6 AGGREGATE | caiso | PGE_Bay | PGE_Bay | Pacific Gas and Electric Bay | PGE_Bay | CAISO | 1971-01-01 | 2050-12-31 | 2050 | 85 |  |  | n/a | Geothermal_steam | Geothermal | CAISO_Geothermal
GYS7X8_7_UNITS | GEYSERS UNITS 7 & 8 AGGREGATE | caiso | PGE_Bay | PGE_Bay | Pacific Gas and Electric Bay | PGE_Bay | CAISO | 1972-01-01 | 2050-12-31 | 2050 | 82 |  |  | n/a | Geothermal_steam | Geothermal | CAISO_Geothermal
GYSRVL_7_WSPRNG | Warm Springs Hydro | caiso | PGE_Bay | PGE_Bay | Pacific Gas and Electric Bay | PGE_Bay | CAISO | 1988-12-22 | 2050-12-31 | 2050 | 3.75 |  |  | n/a | Hydro_Standard | Hydro | CAISO_Small_Hydro
H_M_Jackson_1 | H M Jackson-1 | teppc | BPAT | BPAT | Bonneville Power Administration – Transmission | BPAT | NW | 1984-06-01 | 2050-12-31 | 2050 | 47.5 |  |  | Hydro | Hydro_Standard | Hydro | NW_Hydro
H_M_Jackson_2 | H M Jackson-2 | teppc | BPAT | BPAT | Bonneville Power Administration – Transmission | BPAT | NW | 1984-06-01 | 2050-12-31 | 2050 | 47.5 |  |  | Hydro | Hydro_Standard | Hydro | NW_Hydro
H_M_Jackson_3 | H M Jackson-3 | teppc | BPAT | BPAT | Bonneville Power Administration – Transmission | BPAT | NW | 1984-06-01 | 2050-12-31 | 2050 | 8.4 |  |  | Hydro | Hydro_Standard | Hydro | NW_Hydro
H_M_Jackson_4 | H M Jackson-4 | teppc | BPAT | BPAT | Bonneville Power Administration – Transmission | BPAT | NW | 1984-06-01 | 2050-12-31 | 2050 | 8.4 |  |  | Hydro | Hydro_Standard | Hydro | NW_Hydro
H_Wilson_Sundt_4_Coal | H. Wilson Sundt Generating Station 4 | teppc | PNM | PNM | Public Service Company of New Mexico | PNM_EPE | SW | 1967-07-01 | 2030-01-01 | 2029 | 125 |  |  | ST-Coal | Steam_Coal | Coal | SW_Coal
H_Wilson_Sundt_4_Gas | Gas Replacement for H. Wilson Sundt Generating Station 4 | teppc | TEPC | TEPC | Tucson Electric Power Company | TEPC | SW | 2017-01-01 | 2050-12-31 | 2050 | 156 |  |  | ST-NatGas | ST_NG | Steam | SW_ST
H_Wilson_Sundt_GT1 | H. Wilson Sundt CT GT1 | teppc | TEPC | TEPC | Tucson Electric Power Company | TEPC | SW | 1972-12-01 | 2050-12-31 | 2050 | 22 |  |  | CT-NatGas-Aero | CT_NG | CT | SW_Peaker
H_Wilson_Sundt_GT2 | H. Wilson Sundt CT GT2 | teppc | TEPC | TEPC | Tucson Electric Power Company | TEPC | SW | 1972-12-01 | 2050-12-31 | 2050 | 22 |  |  | CT-NatGas-Aero | CT_NG | CT | SW_Peaker
H_Wilson_Sundt_ST1 | H. Wilson Sundt Generating Station ST1 | teppc | TEPC | TEPC | Tucson Electric Power Company | TEPC | SW | 1958-12-01 | 2019-08-31 | 2018 | 75 |  |  | ST-NatGas | ST_NG | Steam | SW_ST
H_Wilson_Sundt_ST2 | H. Wilson Sundt Generating Station ST2 | teppc | TEPC | TEPC | Tucson Electric Power Company | TEPC | SW | 1960-10-01 | 2019-08-31 | 2018 | 75 |  |  | ST-NatGas | ST_NG | Steam | SW_ST
H_Wilson_Sundt_ST3 | H. Wilson Sundt Generating Station ST3 | teppc | TEPC | TEPC | Tucson Electric Power Company | TEPC | SW | 1962-06-01 | 2050-12-31 | 2050 | 105 |  |  | ST-NatGas | ST_NG | Steam | SW_ST
HAASPH_7_PL1X2 | HAAS PH UNIT 1 & 2 AGGREGATE | caiso | PGE_Valley | PGE_Valley | Pacific Gas and Electric Valley | PGE_Valley | CAISO | 1958-01-01 | 2050-12-31 | 2050 | 144 |  |  | n/a | Hydro_Standard | Hydro | CAISO_Hydro
Hailey_Cspp_1 | Hailey Cspp-1 | teppc | IPFE | IPFE | Idaho Far East | IPCO | NW | 1985-06-25 | 2030-04-15 | 2029 | 0.06 |  |  | Hydro | Hydro_Standard | Hydro | NW_Hydro
Haiwee_1 | Haiwee 1 | teppc | LDWP | LDWP | Los Angeles Department of Water and Power | LADWP | LDWP | 1927-07-01 | 2050-12-31 | 2050 | 2.8 |  |  | Hydro | Hydro_Standard | Hydro | LDWP_Hydro
Haiwee_2 | Haiwee 2 | teppc | LDWP | LDWP | Los Angeles Department of Water and Power | LADWP | LDWP | 1927-07-01 | 2050-12-31 | 2050 | 2.7 |  |  | Hydro | Hydro_Standard | Hydro | LDWP_Hydro
Halkirk1 | Halkirk-WG1-1 | teppc | AESO | AESO | Alberta Electric System Operator | BCHA_AESO | Excluded | 2012-12-01 | 2050-12-31 | 2050 | 75.6 |  |  | WT-Onshore | wind_onshorewind | Wind | Excluded_Wind
Halkirk2 | Halkirk-WG1-2 | teppc | AESO | AESO | Alberta Electric System Operator | BCHA_AESO | Excluded | 2012-12-01 | 2050-12-31 | 2050 | 73.8 |  |  | WT-Onshore | wind_onshorewind | Wind | Excluded_Wind
HALSEY_6_UNIT | HALSEY HYDRO | caiso | PGE_Valley | PGE_Valley | Pacific Gas and Electric Valley | PGE_Valley | CAISO | 1916-01-01 | 2050-12-31 | 2050 | 13.5 |  |  | n/a | Hydro_Standard | Hydro | CAISO_Small_Hydro
Hammett_Hill | Hammett Hill Windfarm-1 | teppc | IPFE | IPFE | Idaho Far East | IPCO | NW | 2012-08-02 | 2050-12-31 | 2050 | 23 |  |  | WT-Onshore | wind_onshorewind | Wind | NW_Wind
Happy_Jack | Happy Jack Windpower HJW01 | teppc | WACM | WACM | Western Area Power Administration, Colorado-Missouri Region | WACM | Excluded | 2008-09-01 | 2050-12-31 | 2050 | 29.4 |  |  | WT-Onshore | wind_onshorewind | Wind | Excluded_Wind
HARBGN_7_UNITS | Harbor Cogen Unit 2 | caiso | SCE | SCE | Southern California Edison | SCE | CAISO | 2001-06-14 | 2050-12-31 | 2050 | 109.01 |  |  | CCWhole-NatGas-Industrial | CC_NG | CC | CAISO_CCGT2
Harbor_CC | HarborCC (Total CC Plant) | teppc | LDWP | LDWP | Los Angeles Department of Water and Power | LADWP | LDWP | 1995-01-01 | 2026-12-31 | 2026 | 231 |  |  | CCWhole-NatGas-Industrial | CC_NG | CC | LDWP_CCGT
Harbor_Unit_10 | Harbor CT GT10 | teppc | LDWP | LDWP | Los Angeles Department of Water and Power | LADWP | LDWP | 2001-10-01 | 2050-12-31 | 2050 | 49 |  |  | CT-NatGas-Aero | CT_NG | CT | LDWP_Peaker
Harbor_Unit_11 | Harbor CT GT11 | teppc | LDWP | LDWP | Los Angeles Department of Water and Power | LADWP | LDWP | 2001-10-01 | 2050-12-31 | 2050 | 49 |  |  | CT-NatGas-Aero | CT_NG | CT | LDWP_Peaker
Harbor_Unit_12 | Harbor CT GT12 | teppc | LDWP | LDWP | Los Angeles Department of Water and Power | LADWP | LDWP | 2001-10-01 | 2050-12-31 | 2050 | 49 |  |  | CT-NatGas-Aero | CT_NG | CT | LDWP_Peaker
Harbor_Unit_13 | Harbor CT GT13 | teppc | LDWP | LDWP | Los Angeles Department of Water and Power | LADWP | LDWP | 2001-10-01 | 2050-12-31 | 2050 | 49 |  |  | CT-NatGas-Aero | CT_NG | CT | LDWP_Peaker
Harbor_Unit_14 | Harbor CT GT14 | teppc | LDWP | LDWP | Los Angeles Department of Water and Power | LADWP | LDWP | 2001-10-01 | 2050-12-31 | 2050 | 49 |  |  | CT-NatGas-Aero | CT_NG | CT | LDWP_Peaker
Hardin | Hardin Generator Project-UNT1 | teppc | NWMT | NWMT | NorthWestern Energy | NWMT_WAUW | NW | 2006-04-01 | 2050-01-01 | 2049 | 107 |  |  | ST-Coal | Steam_Coal | Coal | NW_Coal
Harmac_Biomass | Harmac Biomass-1_Harmac Biomass-1_IPP-HMC | teppc | BCHA | BCHA | British Columbia Transmission Company | BCHA_AESO | Excluded | 2013-08-12 | 2028-08-12 | 2027 | 55 |  |  | Bio-ST | ST_Biomass | Biomass/Wood | Excluded_Biomass
HARMATT10 | AltaGas Harmattan 2 | teppc | AESO | AESO | Alberta Electric System Operator | BCHA_AESO | Excluded | 1950-01-01 | 2050-12-31 | 2050 | 12.3 |  |  | CT-NatGas-Industrial | CT_NG | CT | Excluded_Peaker
HARMATT11 |  | teppc | AESO | AESO | Alberta Electric System Operator | BCHA_AESO | Excluded | 1950-01-01 | 2050-12-31 | 2050 | 13.5 |  |  | CT-NatGas-Industrial | CT_NG | CT | Excluded_Peaker
HARMATT12 |  | teppc | AESO | AESO | Alberta Electric System Operator | BCHA_AESO | Excluded | 1950-01-01 | 2050-12-31 | 2050 | 395 |  |  | CT-NatGas-Industrial | CT_NG | CT | Excluded_Peaker
HARMATT9 |  | teppc | AESO | AESO | Alberta Electric System Operator | BCHA_AESO | Excluded | 1950-01-01 | 2050-12-31 | 2050 | 15 |  |  | CT-AB-Cogen | Cogen_NG | Cogen | Excluded_CHP
HarquahalaCC1_Total | HarquahalaCC1 (Total CC Plant) | teppc | TH_PV | TH_PV | Palo Verde and Arlington Valley and Harquahala CC and Redhawk | AZPS | SW | 2003-09-01 | 2050-12-31 | 2050 | 360 |  |  | CCWhole-NatGas-Industrial | CC_NG | CC | SW_CCGT
HarquahalaCC2_Total | HarquahalaCC2 (Total CC Plant) | teppc | TH_PV | TH_PV | Palo Verde and Arlington Valley and Harquahala CC and Redhawk | AZPS | SW | 2003-09-01 | 2050-12-31 | 2050 | 360 |  |  | CCWhole-NatGas-Industrial | CC_NG | CC | SW_CCGT
HarquahalaCC3_Total | HarquahalaCC3 (Total CC Plant) | teppc | TH_PV | TH_PV | Palo Verde and Arlington Valley and Harquahala CC and Redhawk | AZPS | SW | 2003-09-01 | 2050-12-31 | 2050 | 360 |  |  | CCWhole-NatGas-Industrial | CC_NG | CC | SW_CCGT
Harry_Allen_CC | HarryAllenCC (Total CC Plant) | teppc | NEVP | NEVP | Nevada Power Company | NEVP | SW | 2011-05-30 | 2050-12-31 | 2050 | 521.7 |  |  | CCWhole-NatGas-Industrial | CC_NG | CC | SW_CCGT
Harry_Allen_GT1 | Harry Allen GT1 | teppc | NEVP | NEVP | Nevada Power Company | NEVP | SW | 1995-06-01 | 2030-01-01 | 2029 | 72 |  |  | CT-NatGas-Aero | CT_NG | CT | SW_Peaker
Harry_Allen_GT4 | Harry Allen GT4 | teppc | NEVP | NEVP | Nevada Power Company | NEVP | SW | 2006-06-01 | 2037-12-31 | 2037 | 72 |  |  | CT-NatGas-Aero | CT_NG | CT | SW_Peaker
Hartzog_1 | Hartzog CT 1 | teppc | WACM | WACM | Western Area Power Administration, Colorado-Missouri Region | WACM | Excluded | 2002-08-01 | 2050-12-31 | 2050 | 7.2 |  |  | CT-NatGas-Industrial | CT_NG | CT | Excluded_Peaker
Hartzog_2 | Hartzog CT 2 | teppc | WACM | WACM | Western Area Power Administration, Colorado-Missouri Region | WACM | Excluded | 2002-08-01 | 2050-12-31 | 2050 | 7.2 |  |  | CT-NatGas-Industrial | CT_NG | CT | Excluded_Peaker
Hartzog_3 | Hartzog CT 3 | teppc | WACM | WACM | Western Area Power Administration, Colorado-Missouri Region | WACM | Excluded | 2002-08-01 | 2050-12-31 | 2050 | 7.2 |  |  | CT-NatGas-Industrial | CT_NG | CT | Excluded_Peaker
Harvest_Wind | Harvest Wind Project-HWP1 | teppc | TPWR | TPWR | Tacoma Power | BPAT | NW | 2010-01-01 | 2050-12-31 | 2050 | 98.9 |  |  | WT-Onshore | wind_onshorewind | Wind | NW_Wind
Hat_Creek_Bioenergy__LLC | Hat Creek Bioenergy, LLC | rps | PGE_Valley | PGE_Valley | Pacific Gas and Electric Valley | PGE_Valley | CAISO | 2021-10-01 | 2050-12-31 | 2050 | 2.88 |  |  | Biomassnan | ST_Biomass | Biomass/Wood | CAISO_Biomass
Hatch_Solar_EC | Hatch Solar Energy Center I, LLC-1 | teppc | EPE | EPE | El Paso Electric Company | PNM_EPE | SW | 2011-07-08 | 2036-07-08 | 2035 | 5 |  |  | SolarPV-Tracking | 1axPV_sun | Solar_1Axis | SW_Solar
HATCR1_7_UNIT | Hat Creek #1 | caiso | PGE_Valley | PGE_Valley | Pacific Gas and Electric Valley | PGE_Valley | CAISO | 1921-01-01 | 2050-12-31 | 2050 | 8.5 |  |  | n/a | Hydro_Standard | Hydro | CAISO_Small_Hydro
HATCR2_7_UNIT | Hat Creek #2 | caiso | PGE_Valley | PGE_Valley | Pacific Gas and Electric Valley | PGE_Valley | CAISO | 1921-01-01 | 2050-12-31 | 2050 | 8.5 |  |  | n/a | Hydro_Standard | Hydro | CAISO_Small_Hydro
HATLOS_6_BWDHY1 | Bidwell Ditch | caiso | PGE_Bay | PGE_Bay | Pacific Gas and Electric Bay | PGE_Bay | CAISO | 2017-06-29 | 2050-12-31 | 2050 | 2 |  |  | HYDRO_WATER | Hydro_Standard | Hydro | CAISO_Hydro
HATLOS_6_LSCRK | Lost Creek 1 & 2 Hydro Conversion | caiso | PGE_Valley | PGE_Valley | Pacific Gas and Electric Valley | PGE_Valley | CAISO | 1989-06-15 | 2050-12-31 | 2050 | 1.7 |  |  | n/a | Hydro_Standard | Hydro | CAISO_Small_Hydro
HATRDG_2_WIND | Hatchet Ridge Wind Farm | caiso | PGE_Valley | PGE_Valley | Pacific Gas and Electric Valley | PGE_Valley | CAISO | 2010-11-19 | 2050-12-31 | 2050 | 102 |  |  | n/a | wind_onshorewind | Wind | CAISO_Wind
Hauer_Creek_1 | Hauer Creek-1_Hauer Creek-1_IPP-HAC | teppc | BCHA | BCHA | British Columbia Transmission Company | BCHA_AESO | Excluded | 2007-06-15 | 2047-04-30 | 2046 | 2.4 |  |  | Hydro | Hydro_Standard | Hydro | Excluded_Hydro
Hauser_HAU1 | Hauser-HAU1 | teppc | CISC | CISC | Southern California Edison | SCE | CAISO | 1911-11-01 | 2050-12-31 | 2050 | 2.8 |  |  | Hydro | Hydro_Standard | Hydro | CAISO_Hydro
Hauser_HAU2 | Hauser-HAU2 | teppc | CISC | CISC | Southern California Edison | SCE | CAISO | 1911-11-01 | 2050-12-31 | 2050 | 2.8 |  |  | Hydro | Hydro_Standard | Hydro | CAISO_Hydro
Hauser_HAU3 | Hauser-HAU3 | teppc | CISC | CISC | Southern California Edison | SCE | CAISO | 1911-11-01 | 2050-12-31 | 2050 | 2.8 |  |  | Hydro | Hydro_Standard | Hydro | CAISO_Hydro
Hauser_HAU4 | Hauser-HAU4 | teppc | CISC | CISC | Southern California Edison | SCE | CAISO | 1911-11-01 | 2050-12-31 | 2050 | 2.8 |  |  | Hydro | Hydro_Standard | Hydro | CAISO_Hydro
Hauser_HAU5 | Hauser-HAU5 | teppc | CISC | CISC | Southern California Edison | SCE | CAISO | 1911-11-01 | 2050-12-31 | 2050 | 2.8 |  |  | Hydro | Hydro_Standard | Hydro | CAISO_Hydro
Hauser_HAU6 | Hauser-HAU6 | teppc | CISC | CISC | Southern California Edison | SCE | CAISO | 1915-09-01 | 2050-12-31 | 2050 | 3 |  |  | Hydro | Hydro_Standard | Hydro | CAISO_Hydro
Hay_Canyon_Wind | Hay Canyon Wind Power LLC-1 | teppc | TPWR | TPWR | Tacoma Power | BPAT | NW | 2009-04-01 | 2050-12-31 | 2050 | 100.8 |  |  | WT-Onshore | wind_onshorewind | Wind | NW_Wind
Hayden_1 | Hayden 1 | teppc | WACM | WACM | Western Area Power Administration, Colorado-Missouri Region | WACM | Excluded | 1965-07-01 | 2030-12-31 | 2030 | 212 |  |  | ST-Coal | Steam_Coal | Coal | Excluded_Coal
Hayden_2 | Hayden 2 | teppc | WACM | WACM | Western Area Power Administration, Colorado-Missouri Region | WACM | Excluded | 1976-09-01 | 2029-12-31 | 2029 | 286 |  |  | ST-Coal | Steam_Coal | Coal | Excluded_Coal
Haynes_1 | Haynes 1 | teppc | LDWP | LDWP | Los Angeles Department of Water and Power | LADWP | LDWP | 1962-09-01 | 2023-12-31 | 2023 | 222 |  |  | ST-NatGas | ST_NG | Steam | LDWP_ST
Haynes_11 | Haynes (Unit 5 & 6) Repowering Project 11 | teppc | LDWP | LDWP | Los Angeles Department of Water and Power | LADWP | LDWP | 2013-06-01 | 2050-12-31 | 2050 | 96 |  |  | CT-NatGas-Industrial | CT_NG | CT | LDWP_Peaker
Haynes_12 | Haynes (Unit 5 & 6) Repowering Project 12 | teppc | LDWP | LDWP | Los Angeles Department of Water and Power | LADWP | LDWP | 2013-06-01 | 2050-12-31 | 2050 | 96 |  |  | CT-NatGas-Industrial | CT_NG | CT | LDWP_Peaker
Haynes_13 | Haynes (Unit 5 & 6) Repowering Project 13 | teppc | LDWP | LDWP | Los Angeles Department of Water and Power | LADWP | LDWP | 2013-06-01 | 2050-12-31 | 2050 | 96 |  |  | CT-NatGas-Industrial | CT_NG | CT | LDWP_Peaker
Haynes_14 | Haynes (Unit 5 & 6) Repowering Project 14 | teppc | LDWP | LDWP | Los Angeles Department of Water and Power | LADWP | LDWP | 2013-06-01 | 2050-12-31 | 2050 | 96 |  |  | CT-NatGas-Industrial | CT_NG | CT | LDWP_Peaker
Haynes_15 | Haynes (Unit 5 & 6) Repowering Project 15 | teppc | LDWP | LDWP | Los Angeles Department of Water and Power | LADWP | LDWP | 2013-06-01 | 2050-12-31 | 2050 | 96 |  |  | CT-NatGas-Industrial | CT_NG | CT | LDWP_Peaker
Haynes_16 | Haynes (Unit 5 & 6) Repowering Project 16 | teppc | LDWP | LDWP | Los Angeles Department of Water and Power | LADWP | LDWP | 2013-06-01 | 2050-12-31 | 2050 | 96 |  |  | CT-NatGas-Industrial | CT_NG | CT | LDWP_Peaker
Haynes_2 | Haynes 2 | teppc | LDWP | LDWP | Los Angeles Department of Water and Power | LADWP | LDWP | 1963-04-01 | 2023-12-31 | 2023 | 222 |  |  | ST-NatGas | ST_NG | Steam | LDWP_ST
Haynes_CC | HaynesCC (Total CC Plant) | teppc | LDWP | LDWP | Los Angeles Department of Water and Power | LADWP | LDWP | 1967-03-01 | 2050-12-31 | 2050 | 590 |  |  | CCWhole-NatGas-Industrial | CC_NG | CC | LDWP_CCGT
HAYPRS_6_QFUNTS | HAYPRESS HYDRO QF UNITS | caiso | PGE_Valley | PGE_Valley | Pacific Gas and Electric Valley | PGE_Valley | CAISO | 1989-04-11 | 2050-12-31 | 2050 | 14.8 |  |  | n/a | Hydro_Standard | Hydro | CAISO_Small_Hydro
Hazelton_B1 | Hazelton B Hydro-U1 | teppc | IPTV | IPTV | Idaho Treasure Valley | IPCO | NW | 1993-05-08 | 2050-12-31 | 2050 | 6.5 |  |  | Hydro | Hydro_Standard | Hydro | NW_Hydro
Hazelton_B2 | Hazelton B Hydro-U2 | teppc | IPFE | IPFE | Idaho Far East | IPCO | NW | 1993-05-08 | 2050-12-31 | 2050 | 3.8 |  |  | Hydro | Hydro_Standard | Hydro | NW_Hydro
Headgate_Rock_1 | Headgate Rock 1 | teppc | WALC | WALC | Western Area Power Administration, Lower Colorado Region | WALC | SW | 1993-12-01 | 2050-12-31 | 2050 | 6.5 |  |  | Hydro | Hydro_Standard | Hydro | SW_Hydro
Headgate_Rock_2 | Headgate Rock 2 | teppc | WALC | WALC | Western Area Power Administration, Lower Colorado Region | WALC | SW | 1993-10-01 | 2050-12-31 | 2050 | 6.5 |  |  | Hydro | Hydro_Standard | Hydro | SW_Hydro
Headgate_Rock_3 | Headgate Rock 3 | teppc | WALC | WALC | Western Area Power Administration, Lower Colorado Region | WALC | SW | 1993-07-01 | 2050-12-31 | 2050 | 6.5 |  |  | Hydro | Hydro_Standard | Hydro | SW_Hydro
Heart_Mountain | Heart Mountain 1 | teppc | WACM | WACM | Western Area Power Administration, Colorado-Missouri Region | WACM | Excluded | 1947-12-01 | 2050-12-31 | 2050 | 6.9 |  |  | Hydro | Hydro_Standard | Hydro | Excluded_Hydro
Heartland_CC15 | Genesee CC | teppc | BCHA | BCHA | British Columbia Transmission Company | BCHA_AESO | Excluded | 2025-01-01 | 2029-12-31 | 2029 | 249.8 |  |  | CCWhole-NatGas-Industrial | CC_NG | CC | Excluded_CCGT
Heartland_CC16 | Genesee CC | teppc | BCHA | BCHA | British Columbia Transmission Company | BCHA_AESO | Excluded | 2025-01-01 | 2029-12-31 | 2029 | 249.8 |  |  | CCWhole-NatGas-Industrial | CC_NG | CC | Excluded_CCGT
Heber_Geo_1 | Heber I BT 2¦HEBER1 unit 11¦Heber 1-11 | teppc | IID | IID | Imperial Irrigation District | IID | IID | 2006-06-01 | 2050-12-31 | 2050 | 8.75 |  |  | Geo-BinaryCycle | Geothermal_steam | Geothermal | IID_Geothermal
Heber_Geo_2 | Heber I BT 3¦HEBERSCE_13.8_HEBER1 unit 12¦Heber 1-12 | teppc | IID | IID | Imperial Irrigation District | IID | IID | 2006-06-01 | 2050-12-31 | 2050 | 4.37 |  |  | Geo-BinaryCycle | Geothermal_steam | Geothermal | IID_Geothermal
Heber_Geo_Complex | Heber I Geothermal 1¦HEBER GEOTHEMAL COMPLEX PLANT¦HGC | teppc | IID | IID | Imperial Irrigation District | IID | IID | 1985-06-01 | 2050-12-31 | 2050 | 52 |  |  | Geo-BinaryCycle | Geothermal_steam | Geothermal | IID_Geothermal
Heber_II | Second Imperial Geothermal Company - Heber II 13-14¦SIGC92_13.8_HEBER_IMPERIAL¦GPGOII | teppc | IID | IID | Imperial Irrigation District | IID | IID | 2008-04-01 | 2050-12-31 | 2050 | 16 |  |  | Geo-BinaryCycle | Geothermal_steam | Geothermal | IID_Geothermal
Heber_Solar_PV | Heber Solar PV Project 1¦HEBR200 | teppc | IID | IID | Imperial Irrigation District | IID | IID | 2014-05-01 | 2050-12-31 | 2050 | 10 |  |  | SolarPV-NonTracking | FixedPV_sun | Solar_Fixed | IID_Solar
Heber_South_1 | Heber South 1¦HEBER SOUTH GEOTHERMAL¦GPHEBS | teppc | IID | IID | Imperial Irrigation District | IID | IID | 2008-04-01 | 2050-12-31 | 2050 | 16 |  |  | Geo-BinaryCycle | Geothermal_steam | Geothermal | IID_Geothermal
Hedge_Solar | Hedge PV 1 | teppc | BANC | BANC | Balancing Authority of Northern California | SMUD | BANC | 2012-01-01 | 2050-01-01 | 2049 | 1.5 |  |  | SolarPV-NonTracking | FixedPV_sun | Solar_Fixed | BANC_Solar
Hellroaring1 | Hellroaring Hydro-HY1 | teppc | PNM | PNM | Public Service Company of New Mexico | PNM_EPE | SW | 1916-04-01 | 2030-04-15 | 2029 | 0.2 |  |  | Hydro | Hydro_Standard | Hydro | SW_Hydro
Hellroaring2 | Hellroaring Hydro-HY2 | teppc | PNM | PNM | Public Service Company of New Mexico | PNM_EPE | SW | 1916-04-02 | 2030-04-15 | 2029 | 0.2 |  |  | Hydro | Hydro_Standard | Hydro | SW_Hydro
Hells_Canyon_1 | Hells Canyon-1 | teppc | IPTV | IPTV | Idaho Treasure Valley | IPCO | NW | 1967-12-01 | 2050-12-31 | 2050 | 130.5 |  |  | Hydro | Hydro_Standard | Hydro | NW_Hydro
Hells_Canyon_2 | Hells Canyon-2 | teppc | IPTV | IPTV | Idaho Treasure Valley | IPCO | NW | 1967-12-01 | 2050-12-31 | 2050 | 130.5 |  |  | Hydro | Hydro_Standard | Hydro | NW_Hydro
Hells_Canyon_3 | Hells Canyon-3 | teppc | IPTV | IPTV | Idaho Treasure Valley | IPCO | NW | 1967-10-01 | 2050-12-31 | 2050 | 130.5 |  |  | Hydro | Hydro_Standard | Hydro | NW_Hydro
HELMPG_7_UNIT_1 |  | caiso | PGE_Valley | PGE_Valley | Pacific Gas and Electric Valley | PGE_Valley | CAISO | 1984-01-01 | 2050-12-31 | 2050 | 407 |  |  | n/a | Hydro_PumpedStorage | PSH | CAISO_Existing_Pumped_Storage
HELMPG_7_UNIT_2 |  | caiso | PGE_Valley | PGE_Valley | Pacific Gas and Electric Valley | PGE_Valley | CAISO | 1984-01-01 | 2050-12-31 | 2050 | 407 |  |  | n/a | Hydro_PumpedStorage | PSH | CAISO_Existing_Pumped_Storage
HELMPG_7_UNIT_3 |  | caiso | PGE_Valley | PGE_Valley | Pacific Gas and Electric Valley | PGE_Valley | CAISO | 1984-01-01 | 2050-12-31 | 2050 | 404 |  |  | n/a | Hydro_PumpedStorage | PSH | CAISO_Existing_Pumped_Storage
HENRTA_6_SOLAR1 | Lemoore 1 | caiso | PGE_Valley | PGE_Valley | Pacific Gas and Electric Valley | PGE_Valley | CAISO | 2016-01-29 | 2050-12-31 | 2050 | 1.5 |  |  | n/a | PVgeneric_sun | Solar_Fixed | CAISO_Solar
HENRTA_6_SOLAR2 | Westside Solar Power PV1 | caiso | PGE_Valley | PGE_Valley | Pacific Gas and Electric Valley | PGE_Valley | CAISO | 2016-05-07 | 2050-12-31 | 2050 | 2 |  |  | n/a | PVgeneric_sun | Solar_Fixed | CAISO_Solar
HENRTA_6_UNITA1 |  | caiso | PGE_Valley | PGE_Valley | Pacific Gas and Electric Valley | PGE_Valley | CAISO | 2002-07-01 | 2050-12-31 | 2050 | 49.98 |  |  | CT-NatGas-Aero | CT_NG | CT | CAISO_Peaker2
HENRTA_6_UNITA2 |  | caiso | PGE_Valley | PGE_Valley | Pacific Gas and Electric Valley | PGE_Valley | CAISO | 2002-07-01 | 2050-12-31 | 2050 | 49.42 |  |  | CT-NatGas-Aero | CT_NG | CT | CAISO_Peaker2
HENRTS_1_SOLAR | Henrietta Solar Project | caiso | PGE_Valley | PGE_Valley | Pacific Gas and Electric Valley | PGE_Valley | CAISO | 2016-08-19 | 2050-12-31 | 2050 | 100 |  |  | n/a | PVgeneric_sun | Solar_Fixed | CAISO_Solar
HermistnCC_Total | HermistonCC (Total CC Plant) | teppc | TPWR | TPWR | Tacoma Power | BPAT | NW | 2002-08-01 | 2050-12-31 | 2050 | 648 |  |  | CCWhole-NatGas-Industrial | CC_NG | CC | NW_CCGT
HermistnGenCC1_Total | HermistonGenCC1 (Total CC Plant) | teppc | PACW | PACW | PacifiCorp – West | PACW | NW | 1996-07-01 | 2050-12-31 | 2050 | 243 |  |  | CCWhole-NatGas-Industrial | CC_NG | CC | NW_CCGT
HermistnGenCC2_Total | HermistonGenCC2 (Total CC Plant) | teppc | PACW | PACW | PacifiCorp – West | PACW | NW | 1996-07-01 | 2050-12-31 | 2050 | 243 |  |  | CCWhole-NatGas-Industrial | CC_NG | CC | NW_CCGT
HiddenHollow1 | Hidden Hollow Energy-UNT1 | teppc | IPFE | IPFE | Idaho Far East | IPCO | NW | 2007-01-01 | 2050-12-31 | 2050 | 1.6 |  |  | Bio-ICE | ICE_Biomass | Biomass/Wood | NW_Biomass
HiddenHollow2 | Hidden Hollow Energy-UNT2 | teppc | IPFE | IPFE | Idaho Far East | IPCO | NW | 2007-01-01 | 2050-12-31 | 2050 | 1.6 |  |  | Bio-ICE | ICE_Biomass | Biomass/Wood | NW_Biomass
HIDSRT_2_UNITS | HIGH DESERT POWER PROJECT AGGREGATE | caiso | SCE | SCE | Southern California Edison | SCE | CAISO | 2003-04-21 | 2050-12-31 | 2050 | 830 |  |  | CCWhole-NatGas-Industrial | CC_NG | CC | CAISO_CCGT1
Higgins_CC | HigginsCC (Total CC Plant) | teppc | NEVP | NEVP | Nevada Power Company | NEVP | SW | 2003-12-01 | 2040-12-31 | 2040 | 641.4 |  |  | CCWhole-NatGas-Industrial | CC_NG | CC | SW_CCGT
HIGGNS_1_COMBIE | Combie South | caiso | PGE_Valley | PGE_Valley | Pacific Gas and Electric Valley | PGE_Valley | CAISO | 1984-04-27 | 2050-12-31 | 2050 | 1.5 |  |  | n/a | Hydro_Standard | Hydro | CAISO_Small_Hydro
HIGGNS_7_QFUNTS | HIGGNS_7_QFUNTS | caiso | PGE_Valley | PGE_Valley | Pacific Gas and Electric Valley | PGE_Valley | CAISO |  | 2050-12-31 | 2050 | 0.5 |  |  | n/a | Hydro_Standard | Hydro | CAISO_Hydro
High_Lonesome_Mesa | High Lonesome Mesa Wind Farm 1 | teppc | PNM | PNM | Public Service Company of New Mexico | PNM_EPE | SW | 2009-06-01 | 2050-12-31 | 2050 | 100 |  |  | WT-Onshore | wind_onshorewind | Wind | SW_Wind
High_Mesa | High Mesa Energy LLC-1 | teppc | IPMV | IPMV | Idaho Magic Valley | IPCO | NW | 2012-12-08 | 2050-12-31 | 2050 | 40 |  |  | WT-Onshore | wind_onshorewind | Wind | NW_Wind
High_Plains | High Plains-1 | teppc | PAWY | PAWY | Wyoming, PACE Utility | PACE | NW | 2009-10-01 | 2050-12-31 | 2050 | 99 |  |  | WT-Onshore | wind_onshorewind | Wind | NW_Wind
Highlands_Wind_1 | Colorado Highlands Wind Project CHW1 | teppc | WACM | WACM | Western Area Power Administration, Colorado-Missouri Region | WACM | Excluded | 2012-12-01 | 2050-12-31 | 2050 | 67 |  |  | WT-Onshore | wind_onshorewind | Wind | Excluded_Wind
Highlands_Wind_2 | Colorado Highlands Wind Project CHW2 | teppc | WACM | WACM | Western Area Power Administration, Colorado-Missouri Region | WACM | Excluded | 2013-09-01 | 2050-12-31 | 2050 | 23.1 |  |  | WT-Onshore | wind_onshorewind | Wind | Excluded_Wind
HILAND_7_YOLOWD | CLEAR LAKE UNIT 1 | caiso | PGE_Bay | PGE_Bay | Pacific Gas and Electric Bay | PGE_Bay | CAISO | 1985-09-07 | 2050-12-31 | 2050 | 3.75 |  |  | n/a | Hydro_Standard | Hydro | CAISO_Hydro
Hillcrest_PS | Hillcrest Pump Station GEN1 | teppc | PSCO | PSCO | Public Service Company of Colorado | PSCO | Excluded | 2004-01-01 | 2050-12-31 | 2050 | 2 |  |  | Hydro | Hydro_Standard | Hydro | Excluded_Hydro
HillsCreek1 | Hills Creek-1 | teppc | BPAT | BPAT | Bonneville Power Administration – Transmission | BPAT | NW | 1962-02-01 | 2050-12-31 | 2050 | 15 |  |  | Hydro | Hydro_Standard | Hydro | NW_Hydro
HillsCreek2 | Hills Creek-2 | teppc | BPAT | BPAT | Bonneville Power Administration – Transmission | BPAT | NW | 1962-02-01 | 2050-12-31 | 2050 | 15 |  |  | Hydro | Hydro_Standard | Hydro | NW_Hydro
HINSON_6_CARBGN |  | caiso | SCE | SCE | Southern California Edison | SCE | CAISO | 1982-01-01 | 2050-12-31 | 2050 | 30 |  |  | ST-WasteHeat | Cogen_NG | Cogen | CAISO_CHP
HINSON_6_LBECH1 | Long Beach Unit 1 | caiso | SCE | SCE | Southern California Edison | SCE | CAISO | 2007-08-01 | 2050-12-31 | 2050 | 63 |  |  | CT-NatGas-Aero | CT_NG | CT | CAISO_Peaker2
HINSON_6_LBECH2 | Long Beach Unit 2 | caiso | SCE | SCE | Southern California Edison | SCE | CAISO | 2007-08-01 | 2050-12-31 | 2050 | 63 |  |  | CT-NatGas-Aero | CT_NG | CT | CAISO_Peaker2
HINSON_6_LBECH3 | Long Beach Unit 3 | caiso | SCE | SCE | Southern California Edison | SCE | CAISO | 2007-08-01 | 2050-12-31 | 2050 | 63 |  |  | CT-NatGas-Aero | CT_NG | CT | CAISO_Peaker2
HINSON_6_LBECH4 | Long Beach Unit 4 | caiso | SCE | SCE | Southern California Edison | SCE | CAISO | 2007-08-01 | 2050-12-31 | 2050 | 63 |  |  | CT-NatGas-Aero | CT_NG | CT | CAISO_Peaker2
HINSON_6_SERRGN |  | caiso | SCE | SCE | Southern California Edison | SCE | CAISO | 1988-01-01 | 2050-12-31 | 2050 | 34 |  |  | n/a | Cogen_NG | Cogen | CAISO_CHP
HMLTBR_6_UNITS | HAMILTON BRANCH PH (AGGREGATE) | caiso | PGE_Valley | PGE_Valley | Pacific Gas and Electric Valley | PGE_Valley | CAISO | 1921-01-01 | 2050-12-31 | 2050 | 4.9 |  |  | n/a | Hydro_Standard | Hydro | CAISO_Small_Hydro
HNC_13G1 | HNC 13G1 | teppc | BCHA | BCHA | British Columbia Transmission Company | BCHA_AESO | Excluded | 2018-06-01 | 2050-03-30 | 2049 | 11 |  |  | hydro | Hydro_Standard | Hydro | Excluded_Hydro
HNL_G1 | HNL G1 | teppc | BCHA | BCHA | British Columbia Transmission Company | BCHA_AESO | Excluded | 2016-01-01 | 2050-03-30 | 2049 | 4.3 |  |  | Thermal | CC_NG | CC | Excluded_CCGT
HNL_G2 | HNL G2 | teppc | BCHA | BCHA | British Columbia Transmission Company | BCHA_AESO | Excluded | 2016-01-01 | 2050-03-30 | 2049 | 4.3 |  |  | Thermal | CC_NG | CC | Excluded_CCGT
HNTGBH_7_UNIT_1 | HUNTINGTON BEACH GEN STA. UNIT 1 | caiso | SCE | SCE | Southern California Edison | SCE | CAISO | 1958-06-01 | 2019-10-31 | 2019 | 225.75 |  |  | ST-NatGas | ST_NG | Steam | CAISO_ST
HNTGBH_7_UNIT_2 | HUNTINGTON BEACH GEN STA. UNIT 2 | caiso | SCE | SCE | Southern California Edison | SCE | CAISO | 1958-12-01 | 2020-12-31 | 2020 | 225.8 |  |  | ST-NatGas | ST_NG | Steam | CAISO_ST
HOLGAT_1_BORAX |  | caiso | PGE_Valley | PGE_Valley | Pacific Gas and Electric Valley | PGE_Valley | CAISO | 1984-06-01 | 2050-12-31 | 2050 | 48.2 |  |  | CT-NatGas-Aero | Cogen_NG | Cogen | CAISO_CHP
HOLSTR_1_SOLAR | San Benito Smart Park | caiso | PGE_Valley | PGE_Valley | Pacific Gas and Electric Valley | PGE_Valley | CAISO | 2014-06-16 | 2050-12-31 | 2050 | 1.5 |  |  | n/a | PVgeneric_sun | Solar_Fixed | CAISO_Solar
HOLSTR_1_SOLAR2 | Hollister Solar | caiso | PGE_Valley | PGE_Valley | Pacific Gas and Electric Valley | PGE_Valley | CAISO | 2015-04-17 | 2050-12-31 | 2050 | 1.5 |  |  | n/a | PVgeneric_sun | Solar_Fixed | CAISO_Solar
Holter_HOL1 | Holter-HOL1 | teppc | NWMT | NWMT | NorthWestern Energy | NWMT_WAUW | NW | 1918-07-01 | 2050-12-31 | 2050 | 9.6 |  |  | Hydro | Hydro_Standard | Hydro | NW_Hydro
Holter_HOL2 | Holter-HOL2 | teppc | NWMT | NWMT | NorthWestern Energy | NWMT_WAUW | NW | 1918-07-01 | 2050-12-31 | 2050 | 9.6 |  |  | Hydro | Hydro_Standard | Hydro | NW_Hydro
Holter_HOL3 | Holter-HOL3 | teppc | NWMT | NWMT | NorthWestern Energy | NWMT_WAUW | NW | 1918-07-01 | 2050-12-31 | 2050 | 9.6 |  |  | Hydro | Hydro_Standard | Hydro | NW_Hydro
Holter_HOL4 | Holter-HOL4 | teppc | NWMT | NWMT | NorthWestern Energy | NWMT_WAUW | NW | 1918-07-01 | 2050-12-31 | 2050 | 9.6 |  |  | Hydro | Hydro_Standard | Hydro | NW_Hydro
HooleyDigester1 | Hooley Digester-IC1 | teppc | CISC | CISC | Southern California Edison | SCE | CAISO | 2003-01-01 | 2030-04-15 | 2029 | 0.2 |  |  | Bio-ICE | ICE_Biomass | Biomass/Wood | CAISO_Biomass
HooleyDigester2 | Hooley Digester-IC2 | teppc | CISC | CISC | Southern California Edison | SCE | CAISO | 2003-01-02 | 2030-04-15 | 2029 | 0.2 |  |  | Bio-ICE | ICE_Biomass | Biomass/Wood | CAISO_Biomass
Hooper_Solar | Hooper Solar Project (San Luis Valley) SCCO3 | teppc | PSCO | PSCO | Public Service Company of Colorado | PSCO | Excluded | 2015-12-31 | 2050-12-31 | 2050 | 52 |  |  | SolarPV-Tracking | 1axPV_sun | Solar_1Axis | Excluded_Solar
Hoover_Dam_A1 | Hoover Dam AZ A1 | teppc | TH_Mead | TH_Mead | Hoover | WALC | SW | 2003-01-02 | 2030-04-15 | 2029 | 130 |  |  | Hydro | Hydro_Standard | Hydro | SW_Hydro
Hoover_Dam_A2 | Hoover Dam AZ A2 | teppc | TH_Mead | TH_Mead | Hoover | WALC | SW | 1941-10-01 | 2050-12-31 | 2050 | 130 |  |  | Hydro | Hydro_Standard | Hydro | SW_Hydro
Hoover_Dam_A3 | Hoover Dam AZ A3 | teppc | TH_Mead | TH_Mead | Hoover | WALC | SW | 1952-09-01 | 2050-12-31 | 2050 | 130 |  |  | Hydro | Hydro_Standard | Hydro | SW_Hydro
Hoover_Dam_A4 | Hoover Dam AZ A4 | teppc | TH_Mead | TH_Mead | Hoover | WALC | SW | 1942-07-01 | 2050-12-31 | 2050 | 130 |  |  | Hydro | Hydro_Standard | Hydro | SW_Hydro
Hoover_Dam_A5 | Hoover Dam AZ A5 | teppc | TH_Mead | TH_Mead | Hoover | WALC | SW | 1952-05-01 | 2050-12-31 | 2050 | 127 |  |  | Hydro | Hydro_Standard | Hydro | SW_Hydro
Hoover_Dam_A6 | Hoover Dam AZ A6 | teppc | TH_Mead | TH_Mead | Hoover | WALC | SW | 1943-01-01 | 2050-12-31 | 2050 | 130 |  |  | Hydro | Hydro_Standard | Hydro | SW_Hydro
Hoover_Dam_A7 | Hoover Dam AZ A7 | teppc | TH_Mead | TH_Mead | Hoover | WALC | SW | 1939-09-01 | 2050-12-31 | 2050 | 130 |  |  | Hydro | Hydro_Standard | Hydro | SW_Hydro
Hoover_Dam_A8 | Hoover Dam AZ A8 | teppc | TH_Mead | TH_Mead | Hoover | WALC | SW | 1939-06-01 | 2050-12-31 | 2050 | 61.5 |  |  | Hydro | Hydro_Standard | Hydro | SW_Hydro
Hoover_Dam_A9 | Hoover Dam AZ A9 | teppc | TH_Mead | TH_Mead | Hoover | WALC | SW | 1937-08-01 | 2050-12-31 | 2050 | 68.5 |  |  | Hydro | Hydro_Standard | Hydro | SW_Hydro
Hoover_Dam_N1 | Hoover Dam NV N1 | teppc | TH_Mead | TH_Mead | Hoover | WALC | SW | 1952-04-01 | 2050-12-31 | 2050 | 130 |  |  | Hydro | Hydro_Standard | Hydro | SW_Hydro
Hoover_Dam_N2 | Hoover Dam NV N2 | teppc | TH_Mead | TH_Mead | Hoover | WALC | SW | 1936-12-01 | 2050-12-31 | 2050 | 130 |  |  | Hydro | Hydro_Standard | Hydro | SW_Hydro
Hoover_Dam_N3 | Hoover Dam NV N3 | teppc | TH_Mead | TH_Mead | Hoover | WALC | SW | 1937-10-01 | 2050-12-31 | 2050 | 130 |  |  | Hydro | Hydro_Standard | Hydro | SW_Hydro
Hoover_Dam_N4 | Hoover Dam NV N4 | teppc | TH_Mead | TH_Mead | Hoover | WALC | SW | 1936-03-01 | 2050-12-31 | 2050 | 130 |  |  | Hydro | Hydro_Standard | Hydro | SW_Hydro
Hoover_Dam_N5 | Hoover Dam NV N5 | teppc | TH_Mead | TH_Mead | Hoover | WALC | SW | 1938-11-01 | 2050-12-31 | 2050 | 130 |  |  | Hydro | Hydro_Standard | Hydro | SW_Hydro
Hoover_Dam_N6 | Hoover Dam NV N6 | teppc | TH_Mead | TH_Mead | Hoover | WALC | SW | 1938-06-01 | 2050-12-31 | 2050 | 130 |  |  | Hydro | Hydro_Standard | Hydro | SW_Hydro
Hoover_Dam_N7 | Hoover Dam NV N7 | teppc | TH_Mead | TH_Mead | Hoover | WALC | SW | 1938-08-01 | 2050-12-31 | 2050 | 127 |  |  | Hydro | Hydro_Standard | Hydro | SW_Hydro
Hoover_Dam_N8 | Hoover Dam NV N8 | teppc | TH_Mead | TH_Mead | Hoover | WALC | SW | 1961-12-01 | 2050-12-31 | 2050 | 130 |  |  | Hydro | Hydro_Standard | Hydro | SW_Hydro
Hopkins_Ridge_Wind_1_2 | Hopkins Ridge Wind-1 | teppc | PSEI | PSEI | Puget Sound Energy | BPAT | NW | 2005-11-01 | 2050-01-01 | 2049 | 149.4 |  |  | WT-Onshore | wind_onshorewind | Wind | NW_Wind
HorizonCC_Total | HorizonCC (Total CC Plant) | teppc | AESO | AESO | Alberta Electric System Operator | BCHA_AESO | Excluded | 2007-08-01 | 2050-12-01 | 2050 | 103 |  |  | CC-AB-Cogen | Cogen_NG | Cogen | Excluded_CHP
Horse_Mesa_HM1 | Horse Mesa Hydro HM1 | teppc | SRP | SRP | Salt River Project | SRP | SW | 1927-04-01 | 2050-12-31 | 2050 | 10 |  |  | Hydro | Hydro_Standard | Hydro | SW_Hydro
Horse_Mesa_HM2 | Horse Mesa Hydro HM2 | teppc | SRP | SRP | Salt River Project | SRP | SW | 1927-04-01 | 2050-12-31 | 2050 | 10 |  |  | Hydro | Hydro_Standard | Hydro | SW_Hydro
Horse_Mesa_HM3 | Horse Mesa Hydro HM3 | teppc | SRP | SRP | Salt River Project | SRP | SW | 1927-04-01 | 2050-12-31 | 2050 | 10 |  |  | Hydro | Hydro_Standard | Hydro | SW_Hydro
Horse_Mesa_HM4 | Horse Mesa HM4 | teppc | SRP | SRP | Salt River Project | SRP | SW | 1972-06-01 | 2050-12-31 | 2050 | 119 |  |  | PS-Hydro | Hydro_PumpedStorage | PSH | SW_Existing_Pumped_Storage
HorseButteWind1 | Horse Butte Wind I, LLC-1 | teppc | PAID | PAID | Idaho, PACE Utility | IPCO | NW | 2012-08-01 | 2050-12-31 | 2050 | 57.6 |  |  | WT-Onshore | wind_onshorewind | Wind | NW_Wind
HorseshoBendHY1 | Horseshoe Bend Hydroelectric Company-GEN1 | teppc | IPTV | IPTV | Idaho Treasure Valley | IPCO | NW | 1995-09-13 | 2050-12-31 | 2050 | 9 |  |  | Hydro | Hydro_Standard | Hydro | NW_Hydro
HorseshoBendHY2 | Horseshoe Bend Hydroelectric Company-GEN2_61248 | teppc | IPFE | IPFE | Idaho Far East | IPCO | NW | 1995-09-13 | 2050-12-31 | 2050 | 4.75 |  |  | Hydro | Hydro_Standard | Hydro | NW_Hydro
HorseshoBendWP | Horseshoe Bend Wind Park-HBWP | teppc | NWMT | NWMT | NorthWestern Energy | NWMT_WAUW | NW | 2006-02-01 | 2050-12-01 | 2050 | 9 |  |  | WT-Onshore | wind_onshorewind | Wind | NW_Wind
Horseshoe_Bend_Wind | Horseshoe Bend Wind LLC-1 AKA Shepherds Flat - South | teppc | TPWR | TPWR | Tacoma Power | BPAT | NW | 2012-08-01 | 2050-12-31 | 2050 | 145 |  |  | WT-Onshore | wind_onshorewind | Wind | NW_Wind
Horseshoe1_HY1 | Horseshoe1-HY1 | teppc | AESO | AESO | Alberta Electric System Operator | BCHA_AESO | Excluded | 1911-01-01 | 2050-12-01 | 2050 | 5 |  |  | Hydro | Hydro_Standard | Hydro | Excluded_Hydro
Horseshoe2_HY2 | Horseshoe2-HY2 | teppc | AESO | AESO | Alberta Electric System Operator | BCHA_AESO | Excluded | 1911-01-01 | 2050-12-01 | 2050 | 3 |  |  | Hydro | Hydro_Standard | Hydro | Excluded_Hydro
Horseshoe3_HY3 | Horseshoe3-HY3 | teppc | AESO | AESO | Alberta Electric System Operator | BCHA_AESO | Excluded | 1911-01-01 | 2050-12-01 | 2050 | 3 |  |  | Hydro | Hydro_Standard | Hydro | Excluded_Hydro
Horseshoe4_HY4 | Horseshoe4-HY4 | teppc | AESO | AESO | Alberta Electric System Operator | BCHA_AESO | Excluded | 1911-01-01 | 2050-12-01 | 2050 | 5 |  |  | Hydro | Hydro_Standard | Hydro | Excluded_Hydro
HotSpringsWind | Hot Springs Windfarm LLC-1 | teppc | IPFE | IPFE | Idaho Far East | IPCO | NW | 2008-12-01 | 2050-12-31 | 2050 | 21 |  |  | WT-Onshore | wind_onshorewind | Wind | NW_Wind
HoweSoundGreen1 | Howe Sound Green Energy-1_Howe Sound Green Energy-1_IPP-HSP | teppc | BCHA | BCHA | British Columbia Transmission Company | BCHA_AESO | Excluded | 2011-11-11 | 2030-01-01 | 2029 | 62.5 |  |  | Bio-ST | ST_Biomass | Biomass/Wood | Excluded_Biomass
HoweSoundGreen2 | Howe Sound Green Energy-2_Howe Sound Green Energy-2_IPP-HSP | teppc | BCHA | BCHA | British Columbia Transmission Company | BCHA_AESO | Excluded | 2011-11-11 | 2040-01-01 | 2039 | 50 |  |  | Bio-ST | ST_Biomass | Biomass/Wood | Excluded_Biomass
HR_Milner | HR Milner-1 | teppc | AESO | AESO | Alberta Electric System Operator | BCHA_AESO | Excluded | 1972-06-01 | 2019-12-31 | 2019 | 151 |  |  | ST-Coal | Steam_Coal | Coal | Excluded_Coal
Hudson_Ranch_I | John L. Featherstone Plant HRP1¦Hudson Ranch I HRP1¦HUDSON_13.8_HUDSON_RNCH | teppc | IID | IID | Imperial Irrigation District | IID | IID | 2012-03-09 | 2050-12-31 | 2050 | 64.8 |  |  | Geo-BinaryCycle | Geothermal_steam | Geothermal | IID_Geothermal
HuecoMtnWind | Hueco Mountain Wind Ranch-EXIS | teppc | BPAT | BPAT | Bonneville Power Administration – Transmission | BPAT | NW | 2001-03-01 | 2021-12-31 | 2021 | 1.3 |  |  | WT-Onshore | wind_onshorewind | Wind | NW_Wind
HUMBPP_1_UNITS3 | Humboldt Bay Generating Station 3 | caiso | PGE_Bay | PGE_Bay | Pacific Gas and Electric Bay | PGE_Bay | CAISO | 2010-09-29 | 2050-12-31 | 2050 | 65.08 |  |  | ICE-NatGas | ICE_NG | ICE | CAISO_Reciprocating_Engine
HUMBPP_6_UNITS | Humboldt Bay Generating Station 1 | caiso | PGE_Bay | PGE_Bay | Pacific Gas and Electric Bay | PGE_Bay | CAISO | 2010-09-29 | 2050-12-31 | 2050 | 97.62 |  |  | ICE-NatGas | ICE_NG | ICE | CAISO_Reciprocating_Engine
HUMBSB_1_QF | SMALL QF AGGREGATION - TRINITY | caiso | PGE_Bay | PGE_Bay | Pacific Gas and Electric Bay | PGE_Bay | CAISO |  | 2050-12-31 | 2050 | 1.25 |  |  | n/a | Hydro_Standard | Hydro | CAISO_Hydro
Hungry_Horse_1 | Hungry Horse-1 | teppc | BPAT | BPAT | Bonneville Power Administration – Transmission | BPAT | NW | 1952-10-01 | 2050-12-31 | 2050 | 107 |  |  | Hydro | Hydro_Standard | Hydro | NW_Hydro
Hungry_Horse_2 | Hungry Horse-2 | teppc | BPAT | BPAT | Bonneville Power Administration – Transmission | BPAT | NW | 1952-12-01 | 2050-12-31 | 2050 | 107 |  |  | Hydro | Hydro_Standard | Hydro | NW_Hydro
Hungry_Horse_3 | Hungry Horse-3 | teppc | BPAT | BPAT | Bonneville Power Administration – Transmission | BPAT | NW | 1953-07-01 | 2050-12-31 | 2050 | 107 |  |  | Hydro | Hydro_Standard | Hydro | NW_Hydro
Hungry_Horse_4 | Hungry Horse-4 | teppc | BPAT | BPAT | Bonneville Power Administration – Transmission | BPAT | NW | 1953-07-01 | 2050-12-31 | 2050 | 107 |  |  | Hydro | Hydro_Standard | Hydro | NW_Hydro
HNTGBH_2_PL1X3 | HuntingtonBeachCC-OTC replacement | teppc | CISC | CISC | Southern California Edison | SCE | CAISO | 2020-04-01 | 2050-12-31 | 2050 | 673.8 |  |  | CCWhole-NatGas-Industrial | CC_NG | CC | CAISO_CCGT1
Hunter_1 | Hunter-1 | teppc | PAUT | PAUT | Utah, PACE Utility | PACE | NW | 1978-06-01 | 2050-12-31 | 2050 | 471 |  |  | ST-Coal | Steam_Coal | Coal | NW_Coal
Hunter_2 | Hunter-2 | teppc | PAUT | PAUT | Utah, PACE Utility | PACE | NW | 1980-06-01 | 2050-12-31 | 2050 | 430 |  |  | ST-Coal | Steam_Coal | Coal | NW_Coal
Hunter_3 | Hunter-3 | teppc | PAUT | PAUT | Utah, PACE Utility | PACE | NW | 1983-06-01 | 2050-12-31 | 2050 | 460 |  |  | ST-Coal | Steam_Coal | Coal | NW_Coal
Huntington_1 | Huntington-1 | teppc | PAUT | PAUT | Utah, PACE Utility | PACE | NW | 1977-06-01 | 2050-12-31 | 2050 | 459 |  |  | ST-Coal | Steam_Coal | Coal | NW_Coal
Huntington_2 | Huntington-2 | teppc | PAUT | PAUT | Utah, PACE Utility | PACE | NW | 1974-07-01 | 2050-12-31 | 2050 | 450 |  |  | ST-Coal | Steam_Coal | Coal | NW_Coal
HURON_6_SOLAR |  | caiso | PGE_Valley | PGE_Valley | Pacific Gas and Electric Valley | PGE_Valley | CAISO | 2012-08-30 | 2050-12-31 | 2050 | 20 |  |  | n/a | PVgeneric_sun | Solar_Fixed | CAISO_Solar
HurricaneCityPwr3 | Hurricane City Power-3 | teppc | PAUT | PAUT | Utah, PACE Utility | PACE | NW | 1999-12-01 | 2050-12-31 | 2050 | 4.8 |  |  | ICE-OilDistillate | ICE_Oil | ICE | NW_Peaker
HurricaneCityPwr4 | Hurricane City Power-4 | teppc | PAUT | PAUT | Utah, PACE Utility | PACE | NW | 2004-07-01 | 2050-12-31 | 2050 | 4 |  |  | ICE-NatGas | ICE_NG | ICE | NW_Peaker
HurricaneCityPwr5 | Hurricane City Power-5 | teppc | IPFE | IPFE | Idaho Far East | IPCO | NW | 2004-07-01 | 2050-12-31 | 2050 | 2 |  |  | ICE-NatGas | ICE_NG | ICE | NW_Peaker
HurricaneCityPwr6 | Hurricane City Power-6 | teppc | PAUT | PAUT | Utah, PACE Utility | PACE | NW | 2006-06-01 | 2050-12-31 | 2050 | 4 |  |  | ICE-NatGas | ICE_NG | ICE | NW_Peaker
HurricaneCityPwr7 | Hurricane City Power-7 | teppc | PAUT | PAUT | Utah, PACE Utility | PACE | NW | 2007-05-01 | 2050-12-31 | 2050 | 4 |  |  | ICE-NatGas | ICE_NG | ICE | NW_Peaker
HurricaneCityPwr8 | Hurricane City Power-8 | teppc | IPFE | IPFE | Idaho Far East | IPCO | NW | 2007-05-01 | 2050-12-31 | 2050 | 2 |  |  | ICE-NatGas | ICE_NG | ICE | NW_Peaker
HurricaneCityPwr9 | Hurricane City Power-9 | teppc | IPFE | IPFE | Idaho Far East | IPCO | NW | 2007-05-01 | 2050-12-31 | 2050 | 2 |  |  | ICE-NatGas | ICE_NG | ICE | NW_Peaker
HutchinsnCreek1 | Hutchinson Creek-1 | teppc | PNM | PNM | Public Service Company of New Mexico | PNM_EPE | SW | 1983-01-01 | 2030-04-15 | 2029 | 1 |  |  | Hydro | Hydro_Standard | Hydro | SW_Hydro
Hyline_Solar_Center |  | teppc | IPTV | IPTV | Idaho Treasure Valley | IPCO | NW | 2016-12-31 | 2050-12-31 | 2050 | 140 |  |  | SolarPV-NonTracking | FixedPV_sun | Solar_Fixed | NW_Solar
Hystad_Creek_1 | Hystad Creek-1_Hystad Creek-1_IPP-HYC | teppc | BCHA | BCHA | British Columbia Transmission Company | BCHA_AESO | Excluded | 2002-05-21 | 2042-05-31 | 2041 | 3 |  |  | Hydro | Hydro_Standard | Hydro | Excluded_Hydro
Hystad_Creek_2 | Hystad Creek-2_Hystad Creek-2_IPP-HYC | teppc | BCHA | BCHA | British Columbia Transmission Company | BCHA_AESO | Excluded | 2002-05-21 | 2042-05-31 | 2041 | 3 |  |  | Hydro | Hydro_Standard | Hydro | Excluded_Hydro
HYTTHM_2_UNITS | HYATT-THERMALITO PUMP-GEN (AGGREGATE) | caiso | PGE_Valley | PGE_Valley | Pacific Gas and Electric Valley | PGE_Valley | CAISO | 1968-01-01 | 2050-12-31 | 2050 | 933.1 |  |  | n/a | Hydro_Standard | Hydro | CAISO_Hydro
Ice_Harbor | Ice Harbor-1 | teppc | BPAT | BPAT | Bonneville Power Administration – Transmission | BPAT | NW | 1962-01-01 | 2050-12-31 | 2050 | 603 |  |  | Hydro | Hydro_Standard | Hydro | NW_Hydro
IGNACO_1_QF | SMALL QF AGGREGATION - VALLEJO/DINSMORE | caiso | PGE_Bay | PGE_Bay | Pacific Gas and Electric Bay | PGE_Bay | CAISO | 1985-01-01 | 2050-12-31 | 2050 | 0.5 |  |  | n/a | Cogen_NG | Cogen | CAISO_Small_Hydro
Imperial_ValleyIVSC2 | Imperial Valley Solar PV Project (Mount Signal) 1B¦Imperial Valley Solar Co (IVSC) 2 | teppc | IID | IID | Imperial Irrigation District | IID | IID | 2014-11-13 | 2050-12-31 | 2050 | 20 |  |  | SolarPV-NonTracking | FixedPV_sun | Solar_Fixed | IID_Solar
ImpOilKearlOilSands | Imperial Oil Kearl Oil Sands Project-1 | teppc | BCHA | BCHA | British Columbia Transmission Company | BCHA_AESO | Excluded | 2014-11-13 | 2050-12-31 | 2050 | 100 |  |  | CT-NatGas-Industrial | CT_NG | CT | Excluded_Peaker
INDIGO_1_UNIT_1 | INDIGO PEAKER UNIT 1 | caiso | SCE | SCE | Southern California Edison | SCE | CAISO | 2001-09-19 | 2050-12-31 | 2050 | 44 |  |  | CT-NatGas-Aero | CT_NG | CT | CAISO_Peaker2
INDIGO_1_UNIT_2 | INDIGO PEAKER UNIT 2 | caiso | SCE | SCE | Southern California Edison | SCE | CAISO | 2001-09-19 | 2050-12-31 | 2050 | 44.53 |  |  | CT-NatGas-Aero | CT_NG | CT | CAISO_Peaker2
INDIGO_1_UNIT_3 | INDIGO PEAKER UNIT 3 | caiso | SCE | SCE | Southern California Edison | SCE | CAISO | 2001-09-19 | 2050-12-31 | 2050 | 43.69 |  |  | CT-NatGas-Aero | CT_NG | CT | CAISO_Peaker2
INDVLY_1_UNITS | Indian Valley Hydro | caiso | PGE_Bay | PGE_Bay | Pacific Gas and Electric Bay | PGE_Bay | CAISO | 1983-09-15 | 2050-12-31 | 2050 | 3.01 |  |  | n/a | Hydro_Standard | Hydro | CAISO_Small_Hydro
INLDEM_5_UNIT_1 | Inland Empire Energy Center, Unit 1 | caiso | SCE | SCE | Southern California Edison | SCE | CAISO | 2009-06-29 | 2020-01-15 | 2019 |  |  |  | CCWhole-NatGas-SingleShaft | CC_NG | CC | CAISO_CCGT1
IntercontPulp | Inter-continental Pulp (ICP, Canfor)-1_Inter-continental Pulp (ICP, Canfor)-1_IPP-ICP | teppc | BCHA | BCHA | British Columbia Transmission Company | BCHA_AESO | Excluded | 2015-04-01 | 2040-03-31 | 2039 | 31.7 |  |  | Bio-ST | ST_Biomass | Biomass/Wood | Excluded_Biomass
Interlakes_1 | Interlakes-1 | teppc | AESO | AESO | Alberta Electric System Operator | BCHA_AESO | Excluded | 1954-01-01 | 2050-12-01 | 2050 | 5 |  |  | Hydro | Hydro_Standard | Hydro | Excluded_Hydro
Intermountain_1 | Intermountain Power Project (IPP) 1 | teppc | PACE | LDWP | Los Angeles Department of Water and Power | LADWP | LDWP | 1986-06-09 | 2025-06-30 | 2024 | 849.97 |  |  | ST-Coal | Steam_Coal | Coal | LDWP_Coal
Intermountain_2 | Intermountain Power Project (IPP) 2 | teppc | PACE | LDWP | Los Angeles Department of Water and Power | LADWP | LDWP | 1987-04-30 | 2025-06-30 | 2024 | 849.97 |  |  | ST-Coal | Steam_Coal | Coal | LDWP_Coal
Intermountain_CC1 | Intermountain Power Project Replacement CC1 (Total CC Plant)_26039 | teppc | LDWP | LDWP | Los Angeles Department of Water and Power | LADWP | LDWP | 2025-07-01 | 2050-12-31 | 2050 | 398 |  |  | CCWhole-NatGas-Aero | CC_NG | CC | LDWP_CCGT
Intermountain_CC2 | Intermountain Power Project Replacement CC2 (Total CC Plant)_26040 | teppc | LDWP | LDWP | Los Angeles Department of Water and Power | LADWP | LDWP | 2025-07-01 | 2050-12-31 | 2050 | 398 |  |  | CCWhole-NatGas-Aero | CC_NG | CC | LDWP_CCGT
InternationalPaperEnergyCenter | InternationalPaperEnergyCenter | teppc | BPAT | BPAT | Bonneville Power Administration – Transmission | BPAT | NW | 1953-01-01 | 2050-12-31 | 2050 | 12.5 |  |  | Bio-ST | ST_Biomass | Biomass/Wood | NW_Biomass
INTKEP_2_UNITS | CCSF Hetch_Hetchy Hydro Aggregate | caiso | PGE_Valley | PGE_Valley | Pacific Gas and Electric Valley | PGE_Valley | CAISO | 2006-07-01 | 2050-12-31 | 2050 | 405 |  |  | n/a | Hydro_Standard | Hydro | CAISO_Small_Hydro
INTMNT_3_ANAHEIM | Intermountain Power Project | caiso | PACE | SCE | Southern California Edison | SCE | CAISO | 1986-06-01 | 2025-06-30 | 2024 | 236 |  |  | STEAM_COAL | Steam_Coal | Coal | CAISO_Coal
INTMNT_3_PASADENA | Intermountain Power Project | caiso | PACE | SCE | Southern California Edison | SCE | CAISO | 1986-06-01 | 2025-06-30 | 2024 | 107 |  |  | STEAM_COAL | Steam_Coal | Coal | CAISO_Coal
INTMNT_3_RIVERSIDE | IPPDYN | caiso | PACE | SCE | Southern California Edison | SCE | CAISO | 1986-06-01 | 2025-06-30 | 2024 | 137 |  |  | STEAM_COAL | Steam_Coal | Coal | CAISO_Coal
INTTRB_6_UNIT |  | caiso | PGE_Valley | PGE_Valley | Pacific Gas and Electric Valley | PGE_Valley | CAISO | 1988-06-14 | 2050-12-31 | 2050 | 18.4 |  |  | n/a | wind_onshorewind | Wind | CAISO_Wind
IP_Springfield4 | IP Springfield Oregon-TG4 | teppc | BPAT | BPAT | Bonneville Power Administration – Transmission | BPAT | NW | 1976-10-01 | 2030-01-01 | 2029 | 40 |  |  | Bio-ST | ST_Biomass | Biomass/Wood | NW_Biomass
Iron_Gate | Iron Gate-1 | teppc | PACW | PACW | PacifiCorp – West | PACW | NW | 1962-02-01 | 2030-01-01 | 2029 | 18 |  |  | HydroRPS | Hydro_Standard | Hydro | NW_Hydro
IRON_SPRG_SG | IRON SPRINGS | teppc | PAUT | PAUT | Utah, PACE Utility | PACE | NW | 2016-01-01 | 2050-12-31 | 2050 | 80 |  |  | SolarPV-NonTracking | FixedPV_sun | Solar_Fixed | NW_Solar
Irrican | IRRICAN1-1 | teppc | AESO | AESO | Alberta Electric System Operator | BCHA_AESO | Excluded | 2004-06-01 | 2050-12-01 | 2050 | 7 |  |  | Hydro | Hydro_Standard | Hydro | Excluded_Hydro
IslandCogenCC_Total | Island Cogen-1_Island Cogen-1_IPP-ICG | teppc | BCHA | BCHA | British Columbia Transmission Company | BCHA_AESO | Excluded | 2002-04-12 | 2040-04-12 | 2039 | 290 |  |  | CCWhole-NatGas-Industrial | CC_NG | CC | Excluded_CCGT
IVANPA_1_UNIT1 | Ivanpah 1 | caiso | SCE | SCE | Southern California Edison | SCE | CAISO | 2013-12-30 | 2050-12-31 | 2050 | 126 |  |  | n/a | SolarThermal_sun | Solar_Thermal | CAISO_Solar
IVANPA_1_UNIT2 | Ivanpah 2 | caiso | SCE | SCE | Southern California Edison | SCE | CAISO | 2013-12-30 | 2050-12-31 | 2050 | 133 |  |  | n/a | SolarThermal_sun | Solar_Thermal | CAISO_Solar
IVANPA_1_UNIT3 | Ivanpah 3 | caiso | SCE | SCE | Southern California Edison | SCE | CAISO | 2013-12-30 | 2050-12-31 | 2050 | 133 |  |  | n/a | SolarThermal_sun | Solar_Thermal | CAISO_Solar
IVSLRP_2_SOLAR1 | Silver Ridge Mount Signal | caiso | SDGE | SDGE | San Diego Gas and Electric | SDGE | CAISO | 2014-03-04 | 2050-12-31 | 2050 | 200 |  |  | n/a | PVgeneric_sun | Solar_Fixed | CAISO_Solar
IVSLRP2_2_SRMSR1 | Silver Ridge Mount Signal 2 | caiso | SDGE | SDGE | San Diego Gas and Electric | SDGE | CAISO | 2019-09-20 | 2050-12-31 | 2050 | 150 |  |  | n/a | PVgeneric_sun | Solar_Fixed | CAISO_Solar
IVWEST_2_SOLAR1 | Imperial Valley West ( Q # 608) | caiso | SDGE | SDGE | San Diego Gas and Electric | SDGE | CAISO | 2016-01-21 | 2050-12-31 | 2050 | 150 |  |  | n/a | PVgeneric_sun | Solar_Fixed | CAISO_Solar
Jackson_Fuller_1 | JacksonFullwer Wind 1 | teppc | PSCO | PSCO | Public Service Company of Colorado | PSCO | Excluded | 2015-12-31 | 2050-12-31 | 2050 | 124.1 |  |  | WT-Onshore | wind_onshorewind | Wind | Excluded_Wind
Jackson_Fuller_2 | JacksonFullwer Wind 2 | teppc | PSCO | PSCO | Public Service Company of Colorado | PSCO | Excluded | 2015-12-31 | 2050-12-31 | 2050 | 125.8 |  |  | WT-Onshore | wind_onshorewind | Wind | Excluded_Wind
JACMSR_1_JACSR1 | Jacumba Solar Farm | caiso | SDGE | SDGE | San Diego Gas and Electric | SDGE | CAISO | 2017-06-01 | 2050-12-31 | 2050 | 20 |  |  | PHOTO VOLTAIC_SUN | PVgeneric_sun | Solar_Fixed | CAISO_Solar
Jamie_Creek_1 | Jamie Creek-1_Jamie Creek-1_IPP-JME | teppc | BCHA | BCHA | British Columbia Transmission Company | BCHA_AESO | Excluded | 2014-01-01 | 2054-01-01 | 2053 | 10.67 |  |  | Hydro | Hydro_Standard | Hydro | Excluded_Hydro
Jamie_Creek_2 | Jamie Creek-2_Jamie Creek-2_IPP-JME | teppc | BCHA | BCHA | British Columbia Transmission Company | BCHA_AESO | Excluded | 2014-01-01 | 2054-01-01 | 2053 | 10.67 |  |  | Hydro | Hydro_Standard | Hydro | Excluded_Hydro
Java_Solar | Java Solar | rps | PGE_Valley | PGE_Valley | Pacific Gas and Electric Valley | PGE_Valley | CAISO | 2022-10-01 | 2050-12-31 | 2050 | 13.5 |  |  | Solar PV - Ground mountSolar: Tracking (1 Axis) | 1axPV_sun | Solar_1Axis | CAISO_Solar
JAWBNE_2_NSRWND | North Sky River Wind Project | caiso | PGE_Valley | PGE_Valley | Pacific Gas and Electric Valley | PGE_Valley | CAISO | 2012-12-07 | 2050-12-31 | 2050 | 160 |  |  | n/a | wind_onshorewind | Wind | CAISO_Wind
JAWBNE_2_SRWND | Sky River | caiso | SCE | SCE | Southern California Edison | SCE | CAISO | 2012-12-11 | 2050-12-31 | 2050 | 77 |  |  | n/a | wind_onshorewind | Wind | CAISO_Wind
Jaybird_H1 | Jaybird H1 | teppc | BANC | BANC | Balancing Authority of Northern California | SMUD | BANC | 1961-04-01 | 2050-01-01 | 2049 | 77 |  |  | Hydro | Hydro_Standard | Hydro | BANC_Hydro
Jaybird_H2 | Jaybird H2 | teppc | BANC | BANC | Balancing Authority of Northern California | SMUD | BANC | 1987-01-01 | 2050-12-31 | 2050 | 77 |  |  | Hydro | Hydro_Standard | Hydro | BANC_Hydro
JAYNE_6_WLSLR | Westlands Solar Farm PV 1 | caiso | PGE_Valley | PGE_Valley | Pacific Gas and Electric Valley | PGE_Valley | CAISO | 2014-02-14 | 2050-12-31 | 2050 | 18 |  |  | n/a | PVgeneric_sun | Solar_Fixed | CAISO_Solar
Jersey_Valley_1 | Jersey Valley Geothermal OEC 1 | teppc | SPPC | SPPC | Nevada Power Company | NEVP | SW | 1962-03-01 | 2050-12-31 | 2050 | 18 |  |  | Geo-BinaryCycle | Geothermal_steam | Geothermal | SW_Geothermal
Jersey_Valley_2 | Jersey Valley Geothermal OEC 2 | teppc | SPPC | SPPC | Nevada Power Company | NEVP | SW | 2011-08-30 | 2050-12-31 | 2050 | 15 |  |  | Geo-BinaryCycle | Geothermal_steam | Geothermal | SW_Geothermal
Jett_Creek_Wind__OR_ | NA_60367 | teppc | IPFE | IPFE | Idaho Far East | IPCO | NW | 2016-12-31 | 2050-12-31 | 2050 | 40 |  |  | WT-Onshore | wind_onshorewind | Wind | NW_Wind
Jim_Bridger_1 | Jim Bridger-1 | teppc | PAWY | PAWY | Wyoming, PACE Utility | PACE | NW | 1974-11-01 | 2050-12-31 | 2050 | 531 |  |  | ST-Coal | Steam_Coal | Coal | NW_Coal
Jim_Bridger_2 | Jim Bridger-2 | teppc | PAWY | PAWY | Wyoming, PACE Utility | PACE | NW | 1975-12-01 | 2050-12-31 | 2050 | 527 |  |  | ST-Coal | Steam_Coal | Coal | NW_Coal
Jim_Bridger_3 | Jim Bridger-3 | teppc | PAWY | PAWY | Wyoming, PACE Utility | PACE | NW | 1976-09-01 | 2050-12-31 | 2050 | 523 |  |  | ST-Coal | Steam_Coal | Coal | NW_Coal
Jim_Bridger_4 | Jim Bridger-4 | teppc | PAWY | PAWY | Wyoming, PACE Utility | PACE | NW | 1979-11-01 | 2050-12-31 | 2050 | 530 |  |  | ST-Coal | Steam_Coal | Coal | NW_Coal
Jim_Knight_1 | Jim Knight-1 | teppc | IPFE | IPFE | Idaho Far East | IPCO | NW | 1985-06-10 | 2030-04-15 | 2029 | 0.34 |  |  | Hydro | Hydro_Standard | Hydro | NW_Hydro
JimmieCreek1 | Jimmie Creek Hydro Project-1_Jimmie Creek Hydro Project-1_IPP-JMC | teppc | BCHA | BCHA | British Columbia Transmission Company | BCHA_AESO | Excluded | 2016-05-01 | 2056-04-30 | 2055 | 33.1 |  |  | Hydro | Hydro_Standard | Hydro | Excluded_Hydro
JimmieCreek2 | Jimmie Creek Hydro Project-2_Jimmie Creek Hydro Project-2_IPP-JMC | teppc | BCHA | BCHA | British Columbia Transmission Company | BCHA_AESO | Excluded | 2016-05-01 | 2056-04-30 | 2055 | 33.1 |  |  | Hydro | Hydro_Standard | Hydro | Excluded_Hydro
JJ_Elmore | J.J. Elmore GEN1¦Elmore Company GEN1¦Elmore Calipatria | teppc | IID | IID | Imperial Irrigation District | SCE | CAISO | 1988-11-01 | 2050-12-31 | 2050 | 42 |  |  | Geo-DoubleFlash | Geothermal_steam | Geothermal | CAISO_Geothermal
JM_Shafer_CC | JMShaferCC1 (Total CC Plant) | teppc | PSCO | PSCO | Public Service Company of Colorado | PSCO | Excluded | 1985-06-10 | 2030-04-15 | 2029 | 275.4 |  |  | CCWhole-NatGas-Industrial | CC_NG | CC | Excluded_CCGT
John_C_Boyle_1 | John C Boyle-1 | teppc | PACW | PACW | PacifiCorp – West | PACW | NW | 1958-10-01 | 2030-01-01 | 2029 | 50.35 |  |  | Hydro | Hydro_Standard | Hydro | NW_Hydro
John_C_Boyle_2 | John C Boyle-2 | teppc | PACW | PACW | PacifiCorp – West | PACW | NW | 1958-10-01 | 2030-01-01 | 2029 | 47.63 |  |  | Hydro | Hydro_Standard | Hydro | NW_Hydro
John_Day | John Day | teppc | BPAT | BPAT | Bonneville Power Administration – Transmission | BPAT | NW | 1968-08-01 | 2050-12-31 | 2050 | 2160 |  |  | Hydro | Hydro_Standard | Hydro | NW_Hydro
JohnHart1_Exp | John Hart Upgrade Project-1_BCH-JHT | teppc | BCHA | BCHA | British Columbia Transmission Company | BCHA_AESO | Excluded | 2016-03-01 | 2060-03-31 | 2059 | 46 |  |  | Hydro | Hydro_Standard | Hydro | Excluded_Hydro
JohnHart2_Exp | John Hart Upgrade Project-2_BCH-JHT | teppc | BCHA | BCHA | British Columbia Transmission Company | BCHA_AESO | Excluded | 2016-03-01 | 2060-03-31 | 2059 | 46 |  |  | Hydro | Hydro_Standard | Hydro | Excluded_Hydro
JohnHart3_Exp | John Hart Upgrade Project-3_BCH-JHT | teppc | BCHA | BCHA | British Columbia Transmission Company | BCHA_AESO | Excluded | 2016-03-01 | 2060-03-31 | 2059 | 46 |  |  | Hydro | Hydro_Standard | Hydro | Excluded_Hydro
JohnHart4 | John Hart-4_John Hart-4_BCH-JHT | teppc | BCHA | BCHA | British Columbia Transmission Company | BCHA_AESO | Excluded | 1947-01-01 | 2019-03-01 | 2018 | 21 |  |  | Hydro | Hydro_Standard | Hydro | Excluded_Hydro
JohnHart5 | John Hart-5_John Hart-5_BCH-JHT | teppc | BCHA | BCHA | British Columbia Transmission Company | BCHA_AESO | Excluded | 1947-01-01 | 2019-03-01 | 2018 | 21 |  |  | Hydro | Hydro_Standard | Hydro | Excluded_Hydro
JohnHart6 | John Hart-6_John Hart-6_BCH-JHT | teppc | BCHA | BCHA | British Columbia Transmission Company | BCHA_AESO | Excluded | 1947-01-01 | 2019-03-01 | 2018 | 21 |  |  | Hydro | Hydro_Standard | Hydro | Excluded_Hydro
Jones_Fork_H1 | Jones Fork 1 | teppc | BANC | BANC | Balancing Authority of Northern California | SMUD | BANC | 1985-06-01 | 2050-12-31 | 2050 | 9.5 |  |  | Hydro | Hydro_Standard | Hydro | BANC_Small_Hydro
Jordan_River | Jordan River-1_Jordan River-1_BCH-JOR | teppc | BCHA | BCHA | British Columbia Transmission Company | BCHA_AESO | Excluded | 1912-01-01 | 2033-03-31 | 2032 | 170 |  |  | Hydro | Hydro_Standard | Hydro | Excluded_Hydro
Judge_F_Carr_1 | Judge Francis Carr 1¦Judge F Carr 1 | teppc | BANC | BANC | Balancing Authority of Northern California | SMUD | BANC | 1963-05-01 | 2050-12-31 | 2050 | 86 |  |  | Hydro | Hydro_Standard | Hydro | BANC_Hydro
Judge_F_Carr_2 | Judge Francis Carr 2 | teppc | BANC | BANC | Balancing Authority of Northern California | SMUD | BANC | 1963-07-01 | 2050-12-31 | 2050 | 86 |  |  | Hydro | Hydro_Standard | Hydro | BANC_Hydro
Judith_Gap | Judith Gap Wind Energy Center-1 | teppc | NWMT | NWMT | NorthWestern Energy | NWMT_WAUW | NW | 2006-02-01 | 2050-01-01 | 2049 | 135 |  |  | WT-Onshore | wind_onshorewind | Wind | NW_Wind
Judy_Creek_1 | Pengrowth Judy Creek 1 | teppc | BCHA | BCHA | British Columbia Transmission Company | BCHA_AESO | Excluded | 2014-06-01 | 2050-12-31 | 2050 | 15 |  |  | CT-NatGas-Industrial | CT_NG | CT | Excluded_Peaker
JuniperCanyon1 | Juniper Canyon I Wind Project-1 | teppc | TPWR | TPWR | Tacoma Power | BPAT | NW | 2011-03-01 | 2050-12-31 | 2050 | 151.2 |  |  | WT-Onshore | wind_onshorewind | Wind | NW_Wind
JuniperCanyon2 | Juniper Canyon 2-WT( 48 x 2.1) | teppc | TPWR | TPWR | Tacoma Power | BPAT | NW | 2015-12-01 | 2030-04-15 | 2029 | 101 |  |  | WT-Onshore | wind_onshorewind | Wind | NW_Wind
K_Road_Moapa | Moapa Southern Paiute Solar Project (K Road Moapa) | teppc | LDWP | LDWP | Los Angeles Department of Water and Power | LADWP | LDWP | 2016-12-01 | 2050-12-31 | 2050 | 250 |  |  | SolarPV-NonTracking | FixedPV_sun | Solar_Fixed | LDWP_Solar
K_Road_Modesto | K Road Modesto Solar-1¦McHenry Solar Farm (Modesto) 1 | teppc | BANC | BANC | Balancing Authority of Northern California | SMUD | BANC | 2012-07-01 | 2050-12-31 | 2050 | 26.32 |  |  | SolarPV-Tracking | 1axPV_sun | Solar_1Axis | BANC_Solar
KamloopsGreen1 | Kamloops Green Energy-1_Kamloops Green Energy-1_IPP-WEY | teppc | BCHA | BCHA | British Columbia Transmission Company | BCHA_AESO | Excluded | 2012-12-01 | 2027-12-15 | 2027 | 28 |  |  | Bio-ST | ST_Biomass | Biomass/Wood | Excluded_Biomass
KamloopsGreen2 | Kamloops Green Energy-2_Kamloops Green Energy-2_IPP-WEY | teppc | BCHA | BCHA | British Columbia Transmission Company | BCHA_AESO | Excluded | 2012-12-01 | 2027-12-15 | 2027 | 16 |  |  | Bio-ST | ST_Biomass | Biomass/Wood | Excluded_Biomass
KamloopsGreen3 | Kamloops Green Energy-3_Kamloops Green Energy-3_IPP-WEY | teppc | BCHA | BCHA | British Columbia Transmission Company | BCHA_AESO | Excluded | 2012-12-01 | 2027-12-15 | 2027 | 32 |  |  | Bio-ST | ST_Biomass | Biomass/Wood | Excluded_Biomass
KANAKA_1_UNIT | KANAKA | caiso | PGE_Valley | PGE_Valley | Pacific Gas and Electric Valley | PGE_Valley | CAISO | 1989-02-13 | 2019-03-20 | 2018 | 2.5 |  |  | n/a | Hydro_Standard | Hydro | CAISO_Small_Hydro
Kananaskis1_1 | Kananaskis1-1 | teppc | AESO | AESO | Alberta Electric System Operator | BCHA_AESO | Excluded | 1954-01-01 | 2050-12-01 | 2050 | 4.5 |  |  | Hydro | Hydro_Standard | Hydro | Excluded_Hydro
Kananaskis2_HY2 | Kananaskis2-HY2 | teppc | AESO | AESO | Alberta Electric System Operator | BCHA_AESO | Excluded | 1954-01-01 | 2050-12-01 | 2050 | 4.5 |  |  | Hydro | Hydro_Standard | Hydro | Excluded_Hydro
Kananaskis3_HY3 | Kananaskis3-HY3 | teppc | AESO | AESO | Alberta Electric System Operator | BCHA_AESO | Excluded | 1954-01-01 | 2050-12-01 | 2050 | 10 |  |  | Hydro | Hydro_Standard | Hydro | Excluded_Hydro
KANSAS_6_SOLAR | RE Kansas South | caiso | PGE_Valley | PGE_Valley | Pacific Gas and Electric Valley | PGE_Valley | CAISO | 2013-06-06 | 2050-12-31 | 2050 | 20 |  |  | n/a | PVgeneric_sun | Solar_Fixed | CAISO_Solar
KaselWitherpoonCoLS1 | K W Company-LS1 | teppc | IPFE | IPFE | Idaho Far East | IPCO | NW | 1985-06-01 | 2050-12-31 | 2050 | 0.1 |  |  | Hydro | Hydro_Standard | Hydro | NW_Hydro
KaselWitherpoonCoLS2 | K W Company-LS2 | teppc | IPFE | IPFE | Idaho Far East | IPCO | NW | 1985-06-01 | 2050-12-31 | 2050 | 0.1 |  |  | Hydro | Hydro_Standard | Hydro | NW_Hydro
KaselWitherpoonCoLS3 | K W Company-LS3 | teppc | IPFE | IPFE | Idaho Far East | IPCO | NW | 1985-06-01 | 2050-12-31 | 2050 | 0.1 |  |  | Hydro | Hydro_Standard | Hydro | NW_Hydro
KaselWitherpoonCoLS4 | K W Company-LS4 | teppc | IPFE | IPFE | Idaho Far East | IPCO | NW | 1985-06-01 | 2050-12-31 | 2050 | 0.1 |  |  | Hydro | Hydro_Standard | Hydro | NW_Hydro
KaselWitherpoonCoLS5 | K W Company-LS5 | teppc | IPFE | IPFE | Idaho Far East | IPCO | NW | 1985-06-01 | 2050-12-31 | 2050 | 0.1 |  |  | Hydro | Hydro_Standard | Hydro | NW_Hydro
KaselWitherpoonCoUE5 | K W Company-UE5 | teppc | IPFE | IPFE | Idaho Far East | IPCO | NW | 1997-04-01 | 2050-12-31 | 2050 | 0.1 |  |  | Hydro | Hydro_Standard | Hydro | NW_Hydro
KaselWitherpoonCoUW1 | K W Company-UW1 | teppc | IPFE | IPFE | Idaho Far East | IPCO | NW | 1983-12-01 | 2050-12-31 | 2050 | 0.2 |  |  | Hydro | Hydro_Standard | Hydro | NW_Hydro
KaselWitherpoonCoUW2 | K W Company-UW2 | teppc | IPFE | IPFE | Idaho Far East | IPCO | NW | 1983-12-01 | 2050-12-31 | 2050 | 0.2 |  |  | Hydro | Hydro_Standard | Hydro | NW_Hydro
KaselWitherpoonCoUW3 | K W Company-UW3 | teppc | IPFE | IPFE | Idaho Far East | IPCO | NW | 1983-12-01 | 2050-12-31 | 2050 | 0.2 |  |  | Hydro | Hydro_Standard | Hydro | NW_Hydro
KaselWitherpoonCoUW4 | K W Company-UW4 | teppc | IPFE | IPFE | Idaho Far East | IPCO | NW | 1983-12-01 | 2050-12-31 | 2050 | 0.2 |  |  | Hydro | Hydro_Standard | Hydro | NW_Hydro
KEARL13C |  | teppc | AESO | AESO | Alberta Electric System Operator | BCHA_AESO | Excluded | 1950-01-01 | 2050-12-31 | 2050 | 81.1 |  |  | CT-AB-Cogen | Cogen_NG | Cogen | Excluded_CHP
Keephills1 | Keephills1-1 | teppc | BCHA | BCHA | British Columbia Transmission Company | BCHA_AESO | Excluded | 1983-01-01 | 2030-01-01 | 2029 | 411 |  |  | ST-Coal | Steam_Coal | Coal | Excluded_Coal
Keephills1_Exp | TransAlta Keephills 1 Uprate-1 | teppc | BCHA | BCHA | British Columbia Transmission Company | BCHA_AESO | Excluded | 2012-05-01 | 2028-12-31 | 2028 | 434 |  |  | ST-Coal | Steam_Coal | Coal | Excluded_Coal
Keephills1_Gas | Sheerness 2-2 | teppc | AESO | AESO | Alberta Electric System Operator | BCHA_AESO | Excluded | 1990-01-01 | 2050-12-31 | 2050 | 411 |  |  | ST-NatGas | ST_NG | Steam | Excluded_ST
Keephills2 | Keephills2-2 | teppc | BCHA | BCHA | British Columbia Transmission Company | BCHA_AESO | Excluded | 1984-01-01 | 2030-01-01 | 2029 | 411 |  |  | ST-Coal | Steam_Coal | Coal | Excluded_Coal
Keephills2_Exp | TransAlta Keephills 2 Uprate-1 | teppc | BCHA | BCHA | British Columbia Transmission Company | BCHA_AESO | Excluded | 2012-04-01 | 2028-12-31 | 2028 | 434 |  |  | ST-Coal | Steam_Coal | Coal | Excluded_Coal
Keephills3_1 | Keephills3-1 | teppc | AESO | AESO | Alberta Electric System Operator | BCHA_AESO | Excluded | 2011-06-01 | 2029-12-31 | 2029 | 498 |  |  | ST-Coal | Steam_Coal | Coal | Excluded_Coal
Keephils2_Gas | Sheerness 2-2 | teppc | AESO | AESO | Alberta Electric System Operator | BCHA_AESO | Excluded | 1990-01-01 | 2050-12-31 | 2050 | 411 |  |  | ST-NatGas | ST_NG | Steam | Excluded_ST
KEKAWK_6_UNIT | STS HYDROPOWER LTD. (KEKAWAKA) | caiso | PGE_Bay | PGE_Bay | Pacific Gas and Electric Bay | PGE_Bay | CAISO | 1989-12-27 | 2050-12-31 | 2050 | 5.5 |  |  | n/a | Hydro_Standard | Hydro | CAISO_Small_Hydro
KELSO_2_UNITS | Mariposa Energy | caiso | PGE_Bay | PGE_Bay | Pacific Gas and Electric Bay | PGE_Bay | CAISO | 2012-10-01 | 2050-12-31 | 2050 | 198.03 |  |  | CT-NatGas-Aero | CT_NG | CT | CAISO_Peaker1
KELYRG_6_UNIT | KELLY RIDGE HYDRO | caiso | PGE_Valley | PGE_Valley | Pacific Gas and Electric Valley | PGE_Valley | CAISO | 1963-01-01 | 2050-12-31 | 2050 | 11 |  |  | n/a | Hydro_Standard | Hydro | CAISO_Small_Hydro
Kemano_1 | Kemano-1_Kemano (RTA 2007 EPA)-1_IPP-KMO | teppc | BCHA | BCHA | British Columbia Transmission Company | BCHA_AESO | Excluded | 1949-12-01 | 2033-03-31 | 2032 | 112.5 |  |  | Hydro | Hydro_Standard | Hydro | Excluded_Hydro
Kemano_2 | Kemano-2_Kemano (RTA 2007 EPA)-2_IPP-KMO | teppc | BCHA | BCHA | British Columbia Transmission Company | BCHA_AESO | Excluded | 1949-12-01 | 2033-03-31 | 2032 | 112.5 |  |  | Hydro | Hydro_Standard | Hydro | Excluded_Hydro
Kemano_3 | Kemano-3_Kemano (RTA 2007 EPA)-3_IPP-KMO | teppc | BCHA | BCHA | British Columbia Transmission Company | BCHA_AESO | Excluded | 1949-12-01 | 2033-03-31 | 2032 | 112.5 |  |  | Hydro | Hydro_Standard | Hydro | Excluded_Hydro
Kemano_4 | Kemano-4_Kemano (RTA 2007 EPA)-4_IPP-KMO | teppc | BCHA | BCHA | British Columbia Transmission Company | BCHA_AESO | Excluded | 1949-12-01 | 2040-03-31 | 2039 | 112.5 |  |  | Hydro | Hydro_Standard | Hydro | Excluded_Hydro
Kemano_5 | Kemano-5_Kemano (RTA 2007 EPA)-5_IPP-KMO | teppc | BCHA | BCHA | British Columbia Transmission Company | BCHA_AESO | Excluded | 1949-12-01 | 2040-03-31 | 2039 | 112.5 |  |  | Hydro | Hydro_Standard | Hydro | Excluded_Hydro
Kemano_6 | Kemano-6_Kemano (RTA 2007 EPA)-6_IPP-KMO | teppc | BCHA | BCHA | British Columbia Transmission Company | BCHA_AESO | Excluded | 1949-12-01 | 2040-03-31 | 2039 | 112.5 |  |  | Hydro | Hydro_Standard | Hydro | Excluded_Hydro
Kemano_7 | Kemano-7_Kemano (RTA 2007 EPA)-7_IPP-KMO | teppc | BCHA | BCHA | British Columbia Transmission Company | BCHA_AESO | Excluded | 1949-12-01 | 2040-03-31 | 2039 | 112.5 |  |  | Hydro | Hydro_Standard | Hydro | Excluded_Hydro
Kemano_8 | Kemano-8_Kemano (RTA 2007 EPA)-8_IPP-KMO | teppc | BCHA | BCHA | British Columbia Transmission Company | BCHA_AESO | Excluded | 1949-12-01 | 2040-03-31 | 2039 | 112.5 |  |  | Hydro | Hydro_Standard | Hydro | Excluded_Hydro
KERKH1_7_UNIT_1 | KERKHOFF PH 1 UNIT #1 | caiso | PGE_Valley | PGE_Valley | Pacific Gas and Electric Valley | PGE_Valley | CAISO | 1920-01-01 | 2050-12-31 | 2050 | 13 |  |  | n/a | Hydro_Standard | Hydro | CAISO_Hydro
KERKH1_7_UNIT_3 | KERKHOFF PH 1 UNIT #3 | caiso | PGE_Valley | PGE_Valley | Pacific Gas and Electric Valley | PGE_Valley | CAISO | 1920-01-01 | 2050-12-31 | 2050 | 12.8 |  |  | n/a | Hydro_Standard | Hydro | CAISO_Hydro
KERKH2_7_UNIT_1 | KERKHOFF PH 2 UNIT #1 | caiso | PGE_Valley | PGE_Valley | Pacific Gas and Electric Valley | PGE_Valley | CAISO | 1983-01-01 | 2050-12-31 | 2050 | 153.9 |  |  | n/a | Hydro_Standard | Hydro | CAISO_Hydro
KERMAN_6_SOLAR1 | Fresno Solar South | caiso | PGE_Valley | PGE_Valley | Pacific Gas and Electric Valley | PGE_Valley | CAISO | 2015-10-21 | 2050-12-31 | 2050 | 1.5 |  |  | n/a | PVgeneric_sun | Solar_Fixed | CAISO_Solar
KERMAN_6_SOLAR2 | Fresno Solar West | caiso | PGE_Valley | PGE_Valley | Pacific Gas and Electric Valley | PGE_Valley | CAISO | 2015-10-20 | 2050-12-31 | 2050 | 1.5 |  |  | n/a | PVgeneric_sun | Solar_Fixed | CAISO_Solar
KERNFT_1_UNITS | KERN FRONT LIMITED | caiso | PGE_Valley | PGE_Valley | Pacific Gas and Electric Valley | PGE_Valley | CAISO | 1989-01-07 | 2050-12-31 | 2050 | 52.4 |  |  | CT-NatGas-Aero | CT_NG | CT | CAISO_Peaker2
KERNRG_1_UNITS |  | caiso | PGE_Valley | PGE_Valley | Pacific Gas and Electric Valley | PGE_Valley | CAISO | 1985-01-01 | 2050-12-31 | 2050 | 55.2 |  |  | CT-NatGas-Aero | CT_NG | CT | CAISO_Peaker1
Kerr_KER1 | Kerr-KER1 | teppc | NWMT | NWMT | NorthWestern Energy | NWMT_WAUW | NW | 1938-10-01 | 2050-12-31 | 2050 | 70.6 |  |  | Hydro | Hydro_Standard | Hydro | NW_Hydro
Kerr_KER2 | Kerr-KER2 | teppc | NWMT | NWMT | NorthWestern Energy | NWMT_WAUW | NW | 1949-05-01 | 2050-12-31 | 2050 | 50.4 |  |  | Hydro | Hydro_Standard | Hydro | NW_Hydro
Kerr_KER3 | Kerr-KER3 | teppc | NWMT | NWMT | NorthWestern Energy | NWMT_WAUW | NW | 1954-11-01 | 2050-12-31 | 2050 | 86.6 |  |  | Hydro | Hydro_Standard | Hydro | NW_Hydro
KERRGN_1_UNIT_1 | KERN RIVER HYDRO UNITS 1-4 AGGREGATE | caiso | SCE | PGE_Valley | Pacific Gas and Electric Valley | PGE_Valley | CAISO | 1907-01-01 | 2050-12-31 | 2050 | 25.6 |  |  | n/a | Hydro_Standard | Hydro | CAISO_Hydro
Keswick_1 | Keswick 1 | teppc | BANC | BANC | Balancing Authority of Northern California | SMUD | BANC | 1950-03-01 | 2050-12-31 | 2050 | 25 |  |  | Hydro | Hydro_Standard | Hydro | BANC_Hydro
Keswick_2 | Keswick 2 | teppc | BANC | BANC | Balancing Authority of Northern California | SMUD | BANC | 1949-12-01 | 2050-12-31 | 2050 | 25 |  |  | Hydro | Hydro_Standard | Hydro | BANC_Hydro
Keswick_3 | Keswick 3 | teppc | BANC | BANC | Balancing Authority of Northern California | SMUD | BANC | 1949-10-01 | 2050-12-31 | 2050 | 25 |  |  | Hydro | Hydro_Standard | Hydro | BANC_Hydro
KettleFalls1 | Kettle Falls Generating Station-1 | teppc | AVA | AVA | Avista Corp. | BPAT | NW | 1983-12-01 | 2050-12-31 | 2050 | 50.7 |  |  | Bio-ST | ST_Biomass | Biomass/Wood | NW_Biomass
KettleFalls2 | Kettle Falls Generating Station-2 | teppc | AVA | AVA | Avista Corp. | BPAT | NW | 2002-05-01 | 2050-12-31 | 2050 | 7.2 |  |  | CT-NatGas-Aero | CT_NG | CT | NW_Peaker
KettlesHills2_1 | Kettle Hills 2-1_KettlesHill1a | teppc | AESO | AESO | Alberta Electric System Operator | BCHA_AESO | Excluded | 2007-09-01 | 2050-12-01 | 2050 | 1.8 |  |  | WT-Onshore | wind_onshorewind | Wind | Excluded_Wind
KettlesHills2_2 | Kettle Hills 2-2_KettlesHill1b | teppc | AESO | AESO | Alberta Electric System Operator | BCHA_AESO | Excluded | 2007-09-01 | 2050-12-01 | 2050 | 14.4 |  |  | WT-Onshore | wind_onshorewind | Wind | Excluded_Wind
KettlesHills2_3 | Kettle Hills 2-3_KettlesHill2a | teppc | BCHA | BCHA | British Columbia Transmission Company | BCHA_AESO | Excluded | 2007-09-01 | 2050-12-01 | 2050 | 1.8 |  |  | WT-Onshore | wind_onshorewind | Wind | Excluded_Wind
KettlesHills2_4 | Kettle Hills 2-4_KettlesHill2b | teppc | AESO | AESO | Alberta Electric System Operator | BCHA_AESO | Excluded | 2007-09-01 | 2050-12-01 | 2050 | 18 |  |  | WT-Onshore | wind_onshorewind | Wind | Excluded_Wind
KettlesHills3_1 | Kettle Hills 3-1_KettlesHill3a | teppc | BCHA | BCHA | British Columbia Transmission Company | BCHA_AESO | Excluded | 2007-09-01 | 2050-12-01 | 2050 | 1.8 |  |  | WT-Onshore | wind_onshorewind | Wind | Excluded_Wind
KettlesHills3_2 | Kettle Hills 3-2_KettlesHill3b_58402 | teppc | BCHA | BCHA | British Columbia Transmission Company | BCHA_AESO | Excluded | 2007-09-01 | 2050-12-01 | 2050 | 5.4 |  |  | WT-Onshore | wind_onshorewind | Wind | Excluded_Wind
KettlesHills3_3 | Kettle Hills 3-3_KettlesHill4a | teppc | AESO | AESO | Alberta Electric System Operator | BCHA_AESO | Excluded | 2007-09-01 | 2050-12-01 | 2050 | 1.8 |  |  | WT-Onshore | wind_onshorewind | Wind | Excluded_Wind
KettlesHills3_4 | Kettle Hills 3-4_KettlesHill4b_5000 | teppc | BCHA | BCHA | British Columbia Transmission Company | BCHA_AESO | Excluded | 2007-09-01 | 2050-12-01 | 2050 | 5.4 |  |  | WT-Onshore | wind_onshorewind | Wind | Excluded_Wind
KettlesHills3_5 | Kettle Hills 3-5_KettlesHill5a | teppc | BCHA | BCHA | British Columbia Transmission Company | BCHA_AESO | Excluded | 2007-09-01 | 2050-12-01 | 2050 | 1.8 |  |  | WT-Onshore | wind_onshorewind | Wind | Excluded_Wind
KettlesHills3_6 | Kettle Hills 3-6_KettlesHill5b | teppc | BCHA | BCHA | British Columbia Transmission Company | BCHA_AESO | Excluded | 2007-09-01 | 2050-12-01 | 2050 | 16.2 |  |  | WT-Onshore | wind_onshorewind | Wind | Excluded_Wind
Kiefer_Landfill_1_1 | Kiefer Landfill 1-1¦Kiefer Landfill 361A | teppc | BANC | BANC | Balancing Authority of Northern California | SMUD | BANC | 1999-12-01 | 2050-12-31 | 2050 | 3.5 |  |  | Bio-ICE | ICE_Biomass | Biomass/Wood | BANC_Biomass
Kiefer_Landfill_1_2 | Kiefer Landfill 1-2¦Kiefer Landfill 361B | teppc | BANC | BANC | Balancing Authority of Northern California | SMUD | BANC | 1999-12-01 | 2050-12-31 | 2050 | 3.5 |  |  | Bio-ICE | ICE_Biomass | Biomass/Wood | BANC_Biomass
Kiefer_Landfill_1_3 | Kiefer Landfill 1-3¦Kiefer Landfill 361C | teppc | BANC | BANC | Balancing Authority of Northern California | SMUD | BANC | 1999-12-01 | 2050-12-31 | 2050 | 3.5 |  |  | Bio-ICE | ICE_Biomass | Biomass/Wood | BANC_Biomass
Kiefer_Landfill_2_1 | Kiefer Landfill 2-1¦Kiefer Landfill 1 | teppc | BANC | BANC | Balancing Authority of Northern California | SMUD | BANC | 2006-03-01 | 2050-12-31 | 2050 | 3.5 |  |  | Bio-ICE | ICE_Biomass | Biomass/Wood | BANC_Biomass
Kiefer_Landfill_2_2 | Kiefer Landfill 2-2¦Kiefer Landfill 2 | teppc | BANC | BANC | Balancing Authority of Northern California | SMUD | BANC | 2006-03-01 | 2050-12-31 | 2050 | 3.5 |  |  | Bio-ICE | ICE_Biomass | Biomass/Wood | BANC_Biomass
KINGCO_1_KINGBR |  | caiso | PGE_Valley | PGE_Valley | Pacific Gas and Electric Valley | PGE_Valley | CAISO | 1990-12-05 | 2050-12-31 | 2050 | 34.5 |  |  | CCWhole-NatGas-Industrial | CT_NG | CT | CAISO_Peaker2
KINGRV_7_UNIT_1 | KINGS RIVER HYDRO UNIT 1 | caiso | PGE_Valley | PGE_Valley | Pacific Gas and Electric Valley | PGE_Valley | CAISO | 1962-01-01 | 2050-12-31 | 2050 | 51.2 |  |  | n/a | Hydro_Standard | Hydro | CAISO_Hydro
Kings_Estate | Kings Estate Solar-PV(4144) | teppc | PNM | PNM | Public Service Company of New Mexico | PNM_EPE | SW | 2012-04-01 | 2030-04-15 | 2029 | 0.97 |  |  | SolarPV-NonTracking | FixedPV_sun | Solar_Fixed | SW_Solar
KIRKER_7_KELCYN | KELLER CANYON LANDFILL GEN FACILICITY | caiso | PGE_Bay | PGE_Bay | Pacific Gas and Electric Bay | PGE_Bay | CAISO | 2009-08-01 | 2050-12-31 | 2050 | 3.56 |  |  | n/a | Biogas_ | Biogas_LandfillGas | CAISO_Biomass
Kit_Carson_Wind | Kit Carson Windpower Project KCW | teppc | WACM | WACM | Western Area Power Administration, Colorado-Missouri Region | WACM | Excluded | 2010-12-01 | 2050-12-31 | 2050 | 51.2 |  |  | WT-Onshore | wind_onshorewind | Wind | Excluded_Wind
KITTVALY | KITTVALY | teppc | BPAT | BPAT | Bonneville Power Administration – Transmission | BPAT | NW | 1986-04-15 | 2050-12-31 | 2050 | 0.1 |  |  | VAR-Device | VAR_NOTGEN | None | NW_Var-DEVICE
KlamathCogenCC_Total | KlamathCogenCC (Total CC Plant) | teppc | PACW | PACW | PacifiCorp – West | PACW | NW | 2001-07-01 | 2050-12-31 | 2050 | 540 |  |  | CCWhole-NatGas-Industrial | CC_NG | CC | NW_CCGT
KlamathExpGT1 | Klamath Expansion Project-GT1 | teppc | PACW | PACW | PacifiCorp – West | PACW | NW | 2002-05-01 | 2050-12-31 | 2050 | 29.4 |  |  | CT-NatGas-Aero | CT_NG | CT | NW_Peaker
KlamathExpGT2 | Klamath Expansion Project-GT2 | teppc | PACW | PACW | PacifiCorp – West | PACW | NW | 2002-05-01 | 2050-12-31 | 2050 | 29.4 |  |  | CT-NatGas-Aero | CT_NG | CT | NW_Peaker
Klondike_Wind_1_2 | Klondike Wind Power-Ph 1 | teppc | TPWR | TPWR | Tacoma Power | BPAT | NW | 2002-01-06 | 2050-12-31 | 2050 | 24 |  |  | WT-Onshore | wind_onshorewind | Wind | NW_Wind
Klondike_Wind_III_1 | Klondike Windpower III-1 | teppc | TPWR | TPWR | Tacoma Power | BPAT | NW | 2008-01-01 | 2050-12-31 | 2050 | 221 |  |  | WT-Onshore | wind_onshorewind | Wind | NW_Wind
Klondike_Wind_III_2 | Klondike Windpower III-2 | teppc | TPWR | TPWR | Tacoma Power | BPAT | NW | 2009-01-01 | 2050-12-31 | 2050 | 76.5 |  |  | WT-Onshore | wind_onshorewind | Wind | NW_Wind
KNGBRD_2_SOLAR1 | Kingbird Solar A | caiso | SCE | SCE | Southern California Edison | SCE | CAISO | 2016-04-30 | 2050-12-31 | 2050 | 20 |  |  | n/a | PVgeneric_sun | Solar_Fixed | CAISO_Solar
KNGBRD_2_SOLAR2 | Kingbird Solar B | caiso | SCE | SCE | Southern California Edison | SCE | CAISO | 2016-04-30 | 2050-12-31 | 2050 | 20 |  |  | n/a | PVgeneric_sun | Solar_Fixed | CAISO_Solar
KNGBRG_1_KBSLR1 | Kingsburg1 | caiso | PGE_Valley | PGE_Valley | Pacific Gas and Electric Valley | PGE_Valley | CAISO | 2013-12-06 | 2050-12-31 | 2050 | 1.5 |  |  | n/a | PVgeneric_sun | Solar_Fixed | CAISO_Solar
KNGBRG_1_KBSLR2 | Kingsburg2 | caiso | PGE_Valley | PGE_Valley | Pacific Gas and Electric Valley | PGE_Valley | CAISO | 2013-12-06 | 2050-12-31 | 2050 | 1.5 |  |  | n/a | PVgeneric_sun | Solar_Fixed | CAISO_Solar
KNGCTY_6_UNITA1 | King City Energy Center, Unit 1 | caiso | PGE_Valley | PGE_Valley | Pacific Gas and Electric Valley | PGE_Valley | CAISO | 2002-01-14 | 2050-12-31 | 2050 | 44.6 |  |  | CT-NatGas-Aero | CT_NG | CT | CAISO_Peaker1
KNTSTH_6_SOLAR | Kent South | caiso | PGE_Valley | PGE_Valley | Pacific Gas and Electric Valley | PGE_Valley | CAISO | 2014-12-24 | 2050-12-31 | 2050 | 20 |  |  | n/a | PVgeneric_sun | Solar_Fixed | CAISO_Solar
Kohler_Hydro_1_2 | Kohler Hydro 1 & 2 | teppc | PSCO | PSCO | Public Service Company of Colorado | PSCO | Excluded | 1986-10-01 | 2050-12-31 | 2050 | 0.16 |  |  | Hydro | Hydro_Standard | Hydro | Excluded_Hydro
Kokish_River_1 | Kokish River-1_Kokish River-1_IPP-KKS | teppc | BCHA | BCHA | British Columbia Transmission Company | BCHA_AESO | Excluded | 2014-04-01 | 2054-04-01 | 2053 | 15 |  |  | Hydro | Hydro_Standard | Hydro | Excluded_Hydro
Kokish_River_2 | Kokish River-2_Kokish River-2_IPP-KKS | teppc | BCHA | BCHA | British Columbia Transmission Company | BCHA_AESO | Excluded | 2014-04-01 | 2054-04-01 | 2053 | 15 |  |  | Hydro | Hydro_Standard | Hydro | Excluded_Hydro
Kokish_River_3 | Kokish River-3_Kokish River-3_IPP-KKS | teppc | BCHA | BCHA | British Columbia Transmission Company | BCHA_AESO | Excluded | 2014-04-01 | 2054-04-01 | 2053 | 15 |  |  | Hydro | Hydro_Standard | Hydro | Excluded_Hydro
Kokish_River_4 |  | teppc | BCHA | BCHA | British Columbia Transmission Company | BCHA_AESO | Excluded | 1950-01-01 | 2050-12-31 | 2050 | 12.2 |  |  | Hydro | Hydro_Standard | Hydro | Excluded_Hydro
Koma_Kulshan | Koma Kulshan Associates-GEN1 | teppc | PSEI | PSEI | Puget Sound Energy | BPAT | NW | 1990-10-01 | 2050-12-31 | 2050 | 12 |  |  | Hydro | Hydro_Standard | Hydro | NW_Hydro
KootenayCanal1 | Kootenay Canal-1_Kootenay Canal-1_BCH-KCL | teppc | BCHA | BCHA | British Columbia Transmission Company | BCHA_AESO | Excluded | 1975-01-01 | 2033-03-31 | 2032 | 146.25 |  |  | Hydro | Hydro_Standard | Hydro | Excluded_Hydro
KootenayCanal2 | Kootenay Canal-2_Kootenay Canal-2_BCH-KCL | teppc | BCHA | BCHA | British Columbia Transmission Company | BCHA_AESO | Excluded | 1975-01-01 | 2033-03-31 | 2032 | 147.25 |  |  | Hydro | Hydro_Standard | Hydro | Excluded_Hydro
KootenayCanal3 | Kootenay Canal-3_Kootenay Canal-3_BCH-KCL | teppc | BCHA | BCHA | British Columbia Transmission Company | BCHA_AESO | Excluded | 1975-01-01 | 2033-03-31 | 2032 | 148.25 |  |  | Hydro | Hydro_Standard | Hydro | Excluded_Hydro
KootenayCanal4 | Kootenay Canal-4_Kootenay Canal-4_BCH-KCL | teppc | BCHA | BCHA | British Columbia Transmission Company | BCHA_AESO | Excluded | 1975-01-01 | 2033-03-31 | 2032 | 149.25 |  |  | Hydro | Hydro_Standard | Hydro | Excluded_Hydro
Kortes_1 | Kortes 1 | teppc | WACM | WACM | Western Area Power Administration, Colorado-Missouri Region | WACM | Excluded | 1951-01-01 | 2050-12-31 | 2050 | 13.3 |  |  | Hydro | Hydro_Standard | Hydro | Excluded_Hydro
Kortes_2 | Kortes 2 | teppc | WACM | WACM | Western Area Power Administration, Colorado-Missouri Region | WACM | Excluded | 1950-01-01 | 2050-12-31 | 2050 | 13.3 |  |  | Hydro | Hydro_Standard | Hydro | Excluded_Hydro
Kortes_3 | Kortes 3 | teppc | WACM | WACM | Western Area Power Administration, Colorado-Missouri Region | WACM | Excluded | 1950-06-01 | 2050-12-31 | 2050 | 13.3 |  |  | Hydro | Hydro_Standard | Hydro | Excluded_Hydro
Koyle_Ranch | Koyle Ranch Hydroelectric Project-GEN1 | teppc | IPFE | IPFE | Idaho Far East | IPCO | NW | 1984-04-02 | 2050-12-31 | 2050 | 1.25 |  |  | Hydro | Hydro_Standard | Hydro | NW_Hydro
KRAMER_1_KJ5SR5 | Kramer Junction 5 | caiso | SCE | SCE | Southern California Edison | SCE | CAISO |  | 2019-11-01 | 2019 | 30 |  |  | STEAM_SUN | SolarThermal_sun | Solar_Thermal | CAISO_Solar
KRAMER_1_SEGS37 | LUZ SOLAR PARTNERS 3-7 AGGREGATE | caiso | SCE | SCE | Southern California Edison | SCE | CAISO | 1986-01-01 | 2019-11-01 | 2019 | 70 |  |  | n/a | SolarThermal_sun | Solar_Thermal | CAISO_Solar
KRAMER_1_SEGSR3 | Kramer Junction 3 | caiso | SCE | SCE | Southern California Edison | SCE | CAISO |  | 2019-11-01 | 2019 | 30 |  |  | STEAM_SUN | SolarThermal_sun | Solar_Thermal | CAISO_Solar
KRAMER_1_SEGSR4 | Kramer Junction 4 | caiso | SCE | SCE | Southern California Edison | SCE | CAISO |  | 2019-11-01 | 2019 | 30 |  |  | STEAM_SUN | SolarThermal_sun | Solar_Thermal | CAISO_Solar
KRAMER_2_SEGS89 | LUZ SOLAR PARTNERS 8-9 AGGREGATE | caiso | SCE | SCE | Southern California Edison | SCE | CAISO | 1986-01-01 | 2050-12-31 | 2050 | 80 |  |  | n/a | SolarThermal_sun | Solar_Thermal | CAISO_Solar
KRNCNY_6_UNIT | KERN CANYON | caiso | PGE_Valley | PGE_Valley | Pacific Gas and Electric Valley | PGE_Valley | CAISO | 1921-01-01 | 2050-12-31 | 2050 | 11.5 |  |  | n/a | Hydro_Standard | Hydro | CAISO_Small_Hydro
KUCC_4 | KUCC-4 | teppc | PAUT | PAUT | Utah, PACE Utility | PACE | NW | 1958-01-01 | 2050-12-31 | 2050 | 75 |  |  | ST-Coal | Steam_Coal | Coal | NW_Coal
KwoiekCreek1 | Kwoiek Creek-1_Kwoiek Creek-1.1_IPP-KCH | teppc | BCHA | BCHA | British Columbia Transmission Company | BCHA_AESO | Excluded | 2013-10-15 | 2053-09-30 | 2052 | 12.48 |  |  | Hydro | Hydro_Standard | Hydro | Excluded_Hydro
KwoiekCreek2 | Kwoiek Creek-2_Kwoiek Creek-1.2_IPP-KCH | teppc | BCHA | BCHA | British Columbia Transmission Company | BCHA_AESO | Excluded | 2013-10-15 | 2053-09-30 | 2052 | 12.48 |  |  | Hydro | Hydro_Standard | Hydro | Excluded_Hydro
KwoiekCreek3 | Kwoiek Creek-3_Kwoiek Creek-2.1_IPP-KCH | teppc | BCHA | BCHA | British Columbia Transmission Company | BCHA_AESO | Excluded | 2013-10-15 | 2053-09-30 | 2052 | 12.48 |  |  | Hydro | Hydro_Standard | Hydro | Excluded_Hydro
KwoiekCreek4 | Kwoiek Creek-4_Kwoiek Creek-2.2_IPP-KCH | teppc | BCHA | BCHA | British Columbia Transmission Company | BCHA_AESO | Excluded | 2013-10-15 | 2053-09-30 | 2052 | 12.48 |  |  | Hydro | Hydro_Standard | Hydro | Excluded_Hydro
Kyrene_4 | Kyrene CT KY4 | teppc | SRP | SRP | Salt River Project | SRP | SW | 1971-12-01 | 2050-12-31 | 2050 | 60 |  |  | CT-NatGas-Industrial | CT_NG | CT | SW_Peaker
Kyrene_5 | Kyrene CT KY5 | teppc | SRP | SRP | Salt River Project | SRP | SW | 1973-07-01 | 2050-12-31 | 2050 | 54 |  |  | CT-NatGas-Industrial | CT_NG | CT | SW_Peaker
Kyrene_6 | Kyrene CT KY6 | teppc | SRP | SRP | Salt River Project | SRP | SW | 1973-06-01 | 2050-12-31 | 2050 | 54 |  |  | CT-NatGas-Industrial | CT_NG | CT | SW_Peaker
Kyrene_7_CC | Kyrene7CC (Total CC Plant) | teppc | SRP | SRP | Salt River Project | SRP | SW | 2002-10-01 | 2050-12-31 | 2050 | 259 |  |  | CCWhole-NatGas-Industrial | CC_NG | CC | SW_CCGT
L_Bonnington_1 | L Bonnington-1_L Bonnington-1_FBC-LBO | teppc | BCHA | BCHA | British Columbia Transmission Company | BCHA_AESO | Excluded | 1999-11-11 | 2033-03-31 | 2032 | 16 |  |  | Hydro | Hydro_Standard | Hydro | Excluded_Hydro
L_Bonnington_2 | L Bonnington-2_L Bonnington-2_FBC-LBO | teppc | BCHA | BCHA | British Columbia Transmission Company | BCHA_AESO | Excluded | 1999-11-11 | 2033-03-31 | 2032 | 16 |  |  | Hydro | Hydro_Standard | Hydro | Excluded_Hydro
L_Bonnington_3 | L Bonnington-3_L Bonnington-3_FBC-LBO | teppc | BCHA | BCHA | British Columbia Transmission Company | BCHA_AESO | Excluded | 1999-11-11 | 2033-03-31 | 2032 | 14 |  |  | Hydro | Hydro_Standard | Hydro | Excluded_Hydro
La_Grange_1_2 | La Grange 1 & 2 | teppc | TIDC | TIDC | Turlock Irrigation District | TID | BANC | 1924-12-01 | 2050-12-31 | 2050 | 5 |  |  | Hydro | Hydro_Standard | Hydro | BANC_Hydro
La_Joie_1 | La Joie-1_La Joie-1_BCH-LAJ | teppc | BCHA | BCHA | British Columbia Transmission Company | BCHA_AESO | Excluded | 1957-01-01 | 2033-03-31 | 2032 | 25 |  |  | Hydro | Hydro_Standard | Hydro | Excluded_Hydro
La_Joya_Wind | EL_CABO_1 | teppc | PNM | PNM | Public Service Company of New Mexico | PNM_EPE | SW | 2017-06-01 | 2050-12-31 | 2050 | 165 |  |  | WT-Onshore | wind_onshorewind | Wind | SW_Wind
La_Luz_Energy_Center | La Luz Energy Center 1 | teppc | PNM | PNM | Public Service Company of New Mexico | PNM_EPE | SW | 2016-01-27 | 2050-12-31 | 2050 | 42 |  |  | CT-NatGas-Aero | CT_NG | CT | SW_Peaker
LACIEN_2_VENICE | MWD Venice Hydroelectric Recovery Plant | caiso | SCE | SCE | Southern California Edison | SCE | CAISO | 1982-01-01 | 2050-12-31 | 2050 | 9.95 |  |  | n/a | Hydro_Standard | Hydro | CAISO_Hydro
Ladore_Falls_1 | Ladore Falls-1_Ladore Falls-1_BCH-LDR | teppc | BCHA | BCHA | British Columbia Transmission Company | BCHA_AESO | Excluded | 1956-01-01 | 2033-03-31 | 2032 | 23.5 |  |  | Hydro | Hydro_Standard | Hydro | Excluded_Hydro
Ladore_Falls_2 | Ladore Falls-2_Ladore Falls-2_BCH-LDR | teppc | BCHA | BCHA | British Columbia Transmission Company | BCHA_AESO | Excluded | 1956-01-01 | 2033-03-31 | 2032 | 23.5 |  |  | Hydro | Hydro_Standard | Hydro | Excluded_Hydro
LAGBEL_6_QF | LAGUNA BELL QFS | caiso | SCE | SCE | Southern California Edison | SCE | CAISO | 1993-01-01 | 2019-12-31 | 2019 | 0.35 |  |  | n/a | Cogen_NG | Cogen | CAISO_CHP
LaGrande_1 | LaGrande-1 | teppc | TPWR | TPWR | Tacoma Power | BPAT | NW | 1912-11-01 | 2050-12-31 | 2050 | 6 |  |  | Hydro | Hydro_Standard | Hydro | NW_Hydro
LaGrande_2 | LaGrande-2 | teppc | TPWR | TPWR | Tacoma Power | BPAT | NW | 1912-11-01 | 2050-12-31 | 2050 | 6 |  |  | Hydro | Hydro_Standard | Hydro | NW_Hydro
LaGrande_3 | LaGrande-3 | teppc | TPWR | TPWR | Tacoma Power | BPAT | NW | 1912-11-01 | 2050-12-31 | 2050 | 6 |  |  | Hydro | Hydro_Standard | Hydro | NW_Hydro
LaGrande_4 | LaGrande-4 | teppc | TPWR | TPWR | Tacoma Power | BPAT | NW | 1912-11-01 | 2050-12-31 | 2050 | 6 |  |  | Hydro | Hydro_Standard | Hydro | NW_Hydro
LaGrande_5 | LaGrande-5 | teppc | TPWR | TPWR | Tacoma Power | BPAT | NW | 1945-09-01 | 2050-12-31 | 2050 | 40 |  |  | Hydro | Hydro_Standard | Hydro | NW_Hydro
Lake | Lake L1 | teppc | LDWP | LDWP | Los Angeles Department of Water and Power | LADWP | LDWP | 2002-07-01 | 2050-12-31 | 2050 | 51 |  |  | CT-NatGas-Aero | CT_NG | CT | LDWP_Peaker
LakeCreek_BPA1 | Lake Creek FERC P-2594-HY1 | teppc | BPAT | BPAT | Bonneville Power Administration – Transmission | BPAT | NW | 1917-06-01 | 2030-04-15 | 2029 | 3 |  |  | Hydro | Hydro_Standard | Hydro | NW_Hydro
LakeCreek_BPA2 | Lake Creek FERC P-2594-HY2 | teppc | BPAT | BPAT | Bonneville Power Administration – Transmission | BPAT | NW | 1949-08-01 | 2030-04-15 | 2029 | 3.5 |  |  | Hydro | Hydro_Standard | Hydro | NW_Hydro
Lakeside_Biogas_LLC | Lakeside Biogas LLC | rps | SDGE | SDG&E | San Diego Gas and Electric | SDGE | CAISO | 2021-02-15 | 2050-12-31 | 2050 | 3 |  |  | Digester gasnan | Biogas_ | Biogas_LandfillGas | CAISO_Biomass
LakeSide2CC_Total | LakeSide2CC (Total CC Plant) | teppc | PAUT | PAUT | Utah, PACE Utility | PACE | NW | 2014-06-01 | 2050-12-31 | 2050 | 628.1 |  |  | CCWhole-NatGas-Industrial | CC_NG | CC | NW_CCGT
LakeSideCC_Total | LakeSideCC (Total CC Plant) | teppc | PAUT | PAUT | Utah, PACE Utility | PACE | NW | 2007-06-01 | 2050-12-01 | 2050 | 538 |  |  | CCWhole-NatGas-Industrial | CC_NG | CC | NW_CCGT
LAKESISK | LAKESISK | teppc | PACW | PACW | PacifiCorp – West | PACW | NW | 1950-01-01 | 2050-12-31 | 2050 | 5 |  |  | Hydro | Hydro_Standard | Hydro | NW_Hydro
LAKHDG_6_UNIT_1 | Lake Hodges Pumped Storage-Unit1 | caiso | SDGE | SDGE | San Diego Gas and Electric | SDGE | CAISO | 2011-09-08 | 2050-12-31 | 2050 | 20 |  |  | n/a | Hydro_PumpedStorage | PSH | CAISO_Existing_Pumped_Storage
LAKHDG_6_UNIT_2 | Lake Hodges Pumped Storage-Unit2 | caiso | SDGE | SDGE | San Diego Gas and Electric | SDGE | CAISO | 2012-08-27 | 2050-12-31 | 2050 | 20 |  |  | n/a | Hydro_PumpedStorage | PSH | CAISO_Existing_Pumped_Storage
Lamar_DCI | Lamar DC Intertie (Fictional Resource)-1 | teppc | PSCO | PSCO | Public Service Company of Colorado | PSCO | Excluded | 1950-01-01 | 2050-12-31 | 2050 | 210 |  |  | DC-Intertie | Intertie_NOTGEN | None | Excluded_Imports
LAMONT_1_SOLAR1 | Regulus Solar | caiso | PGE_Valley | PGE_Valley | Pacific Gas and Electric Valley | PGE_Valley | CAISO | 2014-11-11 | 2050-12-31 | 2050 | 60 |  |  | n/a | PVgeneric_sun | Solar_Fixed | CAISO_Solar
LAMONT_1_SOLAR2 | Redwood Solar Farm 4 | caiso | PGE_Valley | PGE_Valley | Pacific Gas and Electric Valley | PGE_Valley | CAISO | 2018-01-06 | 2050-12-31 | 2050 | 20 |  |  | PVgeneric_sun | PVgeneric_sun | Solar_Fixed | CAISO_Solar
LAMONT_1_SOLAR3 | Woodmere Solar Farm | caiso | PGE_Valley | PGE_Valley | Pacific Gas and Electric Valley | PGE_Valley | CAISO | 2015-12-23 | 2050-12-31 | 2050 | 14.99 |  |  | n/a | PVgeneric_sun | Solar_Fixed | CAISO_Solar
LAMONT_1_SOLAR4 | Hayworth Solar Farm | caiso | PGE_Valley | PGE_Valley | Pacific Gas and Electric Valley | PGE_Valley | CAISO | 2015-12-23 | 2050-12-31 | 2050 | 26.66 |  |  | n/a | PVgeneric_sun | Solar_Fixed | CAISO_Solar
LAMONT_1_SOLAR5 | Redcrest Solar Farm | caiso | PGE_Valley | PGE_Valley | Pacific Gas and Electric Valley | PGE_Valley | CAISO | 2015-10-30 | 2050-12-31 | 2050 | 16.66 |  |  | n/a | PVgeneric_sun | Solar_Fixed | CAISO_Solar
LamontUprStave1 | Lamont (LMN, Upper Stave Energy)-1_Lamont (LMN, Upper Stave Energy)-1_IPP-LMN | teppc | BCHA | BCHA | British Columbia Transmission Company | BCHA_AESO | Excluded | 2009-10-01 | 2049-11-02 | 2049 | 16.26 |  |  | Hydro | Hydro_Standard | Hydro | Excluded_Hydro
LamontUprStave2 | Lamont (LMN, Upper Stave Energy)-2_Lamont (LMN, Upper Stave Energy)-2_IPP-LMN | teppc | BCHA | BCHA | British Columbia Transmission Company | BCHA_AESO | Excluded | 2009-10-01 | 2049-11-02 | 2049 | 16.26 |  |  | Hydro | Hydro_Standard | Hydro | Excluded_Hydro
Lange | Lange Peaking Power 1 | teppc | WACM | WACM | Western Area Power Administration, Colorado-Missouri Region | WACM | Excluded | 2002-03-01 | 2050-12-31 | 2050 | 40 |  |  | CT-NatGas-Aero | CT_NG | CT | Excluded_Peaker
LangleyGulchCC_Total | LangleyGulchCC (Total CC Plant) | teppc | IPTV | IPTV | Idaho Treasure Valley | IPCO | NW | 2012-06-29 | 2050-12-31 | 2050 | 274.3 |  |  | CCWhole-NatGas-Aero | CC_NG | CC | NW_CCGT
LANL_TA_3_1 | LANL TA-3-1 | teppc | PNM | PNM | Public Service Company of New Mexico | PNM_EPE | SW | 1945-12-01 | 2030-04-15 | 2029 | 5 |  |  | ST-NatGas | ST_NG | Steam | SW_ST
LANL_TA_3_GT1 | LANL TA-3-GT1 | teppc | PNM | PNM | Public Service Company of New Mexico | PNM_EPE | SW | 2009-09-01 | 2050-12-31 | 2050 | 24 |  |  | CT-NatGas-Aero | CT_NG | CT | SW_Peaker
LAPAC_6_UNIT | LOUISIANA PACIFIC SAMOA | caiso | PGE_Bay | PGE_Bay | Pacific Gas and Electric Bay | PGE_Bay | CAISO | 1992-01-01 | 2050-12-31 | 2050 | 20 |  |  | n/a | ST_Biomass | Biomass/Wood | CAISO_Biomass
LAPLMA_2_UNIT_1 | La Paloma Generating Plant Unit #1 | caiso | PGE_Valley | PGE_Valley | Pacific Gas and Electric Valley | PGE_Valley | CAISO | 2003-01-10 | 2050-12-31 | 2050 | 267 |  |  | CCWhole-NatGas-SingleShaft | CC_NG | CC | CAISO_CCGT1
LAPLMA_2_UNIT_2 | La Paloma Generating Plant Unit #2 | caiso | PGE_Valley | PGE_Valley | Pacific Gas and Electric Valley | PGE_Valley | CAISO | 2003-03-05 | 2050-12-31 | 2050 | 266 |  |  | CCWhole-NatGas-SingleShaft | CC_NG | CC | CAISO_CCGT1
LAPLMA_2_UNIT_3 | La Paloma Generating Plant Unit #3 | caiso | PGE_Valley | PGE_Valley | Pacific Gas and Electric Valley | PGE_Valley | CAISO | 2003-01-13 | 2050-12-31 | 2050 | 266 |  |  | CCWhole-NatGas-SingleShaft | CC_NG | CC | CAISO_CCGT1
LAPLMA_2_UNIT_4 | La Paloma Generating Plant Unit #4 | caiso | PGE_Valley | PGE_Valley | Pacific Gas and Electric Valley | PGE_Valley | CAISO | 2003-03-05 | 2050-12-31 | 2050 | 253.29 |  |  | CCWhole-NatGas-SingleShaft | CC_NG | CC | CAISO_CCGT2
LaramieRiver2 | Laramie River Station 2 | teppc | WACM | WACM | Western Area Power Administration, Colorado-Missouri Region | WACM | Excluded | 1981-08-01 | 2050-12-31 | 2050 | 605 |  |  | ST-Coal | Steam_Coal | Coal | Excluded_Coal
LaramieRiver3 | Laramie River Station 3 | teppc | WACM | WACM | Western Area Power Administration, Colorado-Missouri Region | WACM | Excluded | 1982-12-01 | 2050-12-31 | 2050 | 605 |  |  | ST-Coal | Steam_Coal | Coal | Excluded_Coal
LARKSP_6_UNIT_1 | LARKSPUR PEAKER UNIT 1 | caiso | SDGE | SDGE | San Diego Gas and Electric | SDGE | CAISO | 2001-09-13 | 2050-12-31 | 2050 | 46.1 |  |  | CT-NatGas-Industrial | CT_NG | CT | CAISO_Peaker2
LARKSP_6_UNIT_2 | LARKSPUR PEAKER UNIT 2 | caiso | SDGE | SDGE | San Diego Gas and Electric | SDGE | CAISO | 2001-09-13 | 2050-12-31 | 2050 | 47.98 |  |  | CT-NatGas-Industrial | CT_NG | CT | CAISO_Peaker2
LAROA2_2_UNITA1 | LR2 | caiso | CFE | SDGE | San Diego Gas and Electric | SDGE | CAISO | 2003-07-22 | 2050-12-31 | 2050 | 322 |  |  | CCWhole-NatGas-Industrial | CC_NG | CC | CAISO_CCGT2
LaRosita1CC_Total | LaRosita1CC (Total CC Plant) | teppc | CFE | CFE | Comisión Federal de Electricidad | CFE | Excluded | 2003-07-01 | 2050-12-31 | 2050 | 793 |  |  | CCWhole-NatGas-Industrial | CC_NG | CC | Excluded_CCGT
Las_Vegas_Cogen_1CC | LasVegasCogen1CC (Total CC Plant) | teppc | NEVP | NEVP | Nevada Power Company | NEVP | SW | 1994-06-01 | 2050-12-31 | 2050 | 54.9 |  |  | CCWhole-NatGas-Aero | CC_NG | CC | SW_CCGT
Las_Vegas_Cogen_2CC1 | LasVegasCogen2CC1 (Total CC Plant) | teppc | NEVP | NEVP | Nevada Power Company | NEVP | SW | 2003-01-01 | 2050-12-31 | 2050 | 112.4 |  |  | CCWhole-NatGas-Aero | CC_NG | CC | SW_CCGT
Las_Vegas_Cogen_2CC2 | LasVegasCogen2CC2 (Total CC Plant) | teppc | NEVP | NEVP | Nevada Power Company | NEVP | SW | 2003-01-01 | 2050-12-31 | 2050 | 112.4 |  |  | CCWhole-NatGas-Aero | CC_NG | CC | SW_CCGT
LASSEN_6_UNITS | Honey Lake Power | caiso | PGE_Valley | PGE_Valley | Pacific Gas and Electric Valley | PGE_Valley | CAISO | 2005-12-01 | 2050-12-31 | 2050 | 30 |  |  | n/a | ST_Biomass | Biomass/Wood | CAISO_Biomass
LasVegasSolarEC | Las Vegas Solar PV Plant LVSEC | teppc | PNM | PNM | Public Service Company of New Mexico | PNM_EPE | SW | 2011-11-24 | 2050-12-31 | 2050 | 5 |  |  | SolarPV-NonTracking | FixedPV_sun | Solar_Fixed | SW_Solar
LateralVentures | Lateral 10 Ventures-GEN1 | teppc | IPFE | IPFE | Idaho Far East | IPCO | NW | 1985-05-04 | 2050-12-31 | 2050 | 2.06 |  |  | Hydro | Hydro_Standard | Hydro | NW_Hydro
LAWRNC_7_SUNYVL | City of Sunnyvale Unit 1 and 2 | caiso | PGE_Bay | PGE_Bay | Pacific Gas and Electric Bay | PGE_Bay | CAISO | 1999-01-01 | 2050-12-31 | 2050 | 0.3 |  |  | n/a | Cogen_NG | Cogen | CAISO_CHP
Leaburg__EWEB_ | Leaburg-1 | teppc | BPAT | BPAT | Bonneville Power Administration – Transmission | BPAT | NW | 1929-12-01 | 2050-12-31 | 2050 | 6 |  |  | Hydro | Hydro_Standard | Hydro | NW_Hydro
Leaning_Juniper_Wind_1 | Leaning Juniper-1 | teppc | PACW | PACW | PacifiCorp – West | PACW | NW | 2006-08-10 | 2050-12-31 | 2050 | 100.5 |  |  | WT-Onshore | wind_onshorewind | Wind | NW_Wind
Leaning_Juniper_Wind_2A | Leaning Juniper Wind Power II | teppc | TPWR | TPWR | Tacoma Power | BPAT | NW | 2011-04-01 | 2050-12-31 | 2050 | 91 |  |  | WT-Onshore | wind_onshorewind | Wind | NW_Wind
Leaning_Juniper_Wind_2B | Leaning Juniper Wind Power II-B | teppc | TPWR | TPWR | Tacoma Power | BPAT | NW | 2011-04-01 | 2050-12-31 | 2050 | 110 |  |  | WT-Onshore | wind_onshorewind | Wind | NW_Wind
LeaningJunipr3 | Leaning Juniper 3-WT (1) | teppc | BPAT | BPAT | Bonneville Power Administration – Transmission | BPAT | NW | 2018-12-31 | 2050-04-15 | 2049 | 200 |  |  | WT-Onshore | wind_onshorewind | Wind | NW_Wind
Leathers | J.M. Leathers GEN1¦Cal Energy Leathers-GEN1¦Leathers Calipatria | teppc | IID | IID | Imperial Irrigation District | SCE | CAISO | 1989-11-01 | 2050-12-31 | 2050 | 42 |  |  | Geo-DoubleFlash | Geothermal_steam | Geothermal | CAISO_Geothermal
LEBECS_2_UNITS | Pastoria Energy Facility | caiso | SCE | PGE_Valley | Pacific Gas and Electric Valley | PGE_Valley | CAISO | 2005-05-04 | 2050-12-31 | 2050 | 799.47 |  |  | CCWhole-NatGas-Industrial | CC_NG | CC | CAISO_CCGT1
LECEF_1_UNITS | LOS ESTEROS ENERGY FACILITY AGGREGATE | caiso | PGE_Bay | PGE_Bay | Pacific Gas and Electric Bay | PGE_Bay | CAISO | 2013-07-31 | 2050-12-31 | 2050 | 309.84 |  |  | CCWhole-NatGas-Aero | CT_NG | CT | CAISO_CCGT2
Lemolo_2_1 | Lemolo 2-1 | teppc | PACW | PACW | PacifiCorp – West | PACW | NW | 1956-11-01 | 2050-12-31 | 2050 | 38.5 |  |  | Hydro | Hydro_Standard | Hydro | NW_Hydro
Lemolo1_1 | Lemolo 1-1 | teppc | PACW | PACW | PacifiCorp – West | PACW | NW | 1955-07-01 | 2050-12-31 | 2050 | 31.99 |  |  | Hydro | Hydro_Standard | Hydro | NW_Hydro
Lemoyne_1 | Lemoyne-1 | teppc | IPFE | IPFE | Idaho Far East | IPCO | NW | 1985-06-23 | 2030-04-15 | 2029 | 0.08 |  |  | Hydro | Hydro_Standard | Hydro | NW_Hydro
LEPRFD_1_KANSAS | Kansas | caiso | PGE_Valley | PGE_Valley | Pacific Gas and Electric Valley | PGE_Valley | CAISO | 2014-12-18 | 2050-12-31 | 2050 | 20 |  |  | n/a | PVgeneric_sun | Solar_Fixed | CAISO_Solar
Lethbridge_EC | Lethbridge Energy Centre-1 | teppc | BCHA | BCHA | British Columbia Transmission Company | BCHA_AESO | Excluded | 2014-12-19 | 2050-12-31 | 2050 | 130 |  |  | CT-NatGas-Industrial | CT_NG | CT | Excluded_Peaker
LGHTHP_6_ICEGEN |  | caiso | SCE | SCE | Southern California Edison | SCE | CAISO | 1989-12-22 | 2050-12-31 | 2050 | 48 |  |  | CCWhole-NatGas-Aero | CT_NG | CT | CAISO_Peaker1
LHILLS_6_SOLAR1 |  | caiso | PGE_Valley | PGE_Valley | Pacific Gas and Electric Valley | PGE_Valley | CAISO | 2015-04-02 | 2050-12-31 | 2050 | 20 |  |  | n/a | PVgeneric_sun | Solar_Fixed | CAISO_Solar
Libby_1 | Libby-1 | teppc | BPAT | BPAT | Bonneville Power Administration – Transmission | BPAT | NW | 1975-08-01 | 2050-12-31 | 2050 | 105 |  |  | Hydro | Hydro_Standard | Hydro | NW_Hydro
Libby_2 | Libby-2 | teppc | BPAT | BPAT | Bonneville Power Administration – Transmission | BPAT | NW | 1975-10-01 | 2050-12-31 | 2050 | 105 |  |  | Hydro | Hydro_Standard | Hydro | NW_Hydro
Libby_3 | Libby-3 | teppc | BPAT | BPAT | Bonneville Power Administration – Transmission | BPAT | NW | 1976-01-01 | 2050-12-31 | 2050 | 105 |  |  | Hydro | Hydro_Standard | Hydro | NW_Hydro
Libby_4 | Libby-4 | teppc | BPAT | BPAT | Bonneville Power Administration – Transmission | BPAT | NW | 1976-04-01 | 2050-12-31 | 2050 | 105 |  |  | Hydro | Hydro_Standard | Hydro | NW_Hydro
Libby_5 | Libby-5 | teppc | BPAT | BPAT | Bonneville Power Administration – Transmission | BPAT | NW | 1984-09-01 | 2050-12-31 | 2050 | 105 |  |  | Hydro | Hydro_Standard | Hydro | NW_Hydro
Lightning_Dock_1_4 | Lightning Dock Geothermal HI-01 PB01-PB04 | teppc | PNM | PNM | Public Service Company of New Mexico | PNM_EPE | SW | 2013-12-01 | 2050-12-31 | 2050 | 4 |  |  | Geo-BinaryCycle | Geothermal_steam | Geothermal | SW_Geothermal
LILIAC_6_SOLAR | Mesa Crest | caiso | SDGE | SDGE | San Diego Gas and Electric | SDGE | CAISO |  | 2050-12-31 | 2050 | 3 |  |  | PVgeneric_sun | PVgeneric_sun | Solar_Fixed | CAISO_Solar
LimeWind | Lime Wind-T1-6 | teppc | IPTV | IPTV | Idaho Treasure Valley | IPCO | NW | 2011-11-18 | 2050-12-31 | 2050 | 3 |  |  | WT-Onshore | wind_onshorewind | Wind | NW_Wind
Limon_CT_1 | Limon Generation Station L1 | teppc | WACM | WACM | Western Area Power Administration, Colorado-Missouri Region | WACM | Excluded | 2002-01-01 | 2050-12-31 | 2050 | 64.5 |  |  | CT-NatGas-Industrial | CT_NG | CT | Excluded_Peaker
Limon_CT_2 | Limon Generation Station L2 | teppc | WACM | WACM | Western Area Power Administration, Colorado-Missouri Region | WACM | Excluded | 2002-01-01 | 2050-12-31 | 2050 | 64.5 |  |  | CT-NatGas-Industrial | CT_NG | CT | Excluded_Peaker
Limon_Wind_1 | Limon I Wind Farm 1 | teppc | PSCO | PSCO | Public Service Company of Colorado | PSCO | Excluded | 2012-12-31 | 2050-12-31 | 2050 | 201 |  |  | WT-Onshore | wind_onshorewind | Wind | Excluded_Wind
Limon_Wind_2 | Limon II Wind Farm 1 | teppc | PSCO | PSCO | Public Service Company of Colorado | PSCO | Excluded | 2012-12-31 | 2050-12-31 | 2050 | 201 |  |  | WT-Onshore | wind_onshorewind | Wind | Excluded_Wind
Limon_Wind_3 | Limon III Wind Farm WT1 | teppc | PSCO | PSCO | Public Service Company of Colorado | PSCO | Excluded | 2015-12-31 | 2050-12-31 | 2050 | 201 |  |  | WT-Onshore | wind_onshorewind | Wind | Excluded_Wind
LindenWind | Linden Wind Energy Project-LW1 | teppc | TPWR | TPWR | Tacoma Power | BPAT | NW | 2010-06-15 | 2050-12-31 | 2050 | 50 |  |  | WT-Onshore | wind_onshorewind | Wind | NW_Wind
LITLRK_6_GBCSR1 | Green Beanworks C | caiso | SCE | SCE | Southern California Edison | SCE | CAISO | 2018-08-18 | 2050-12-31 | 2050 | 3 |  |  | PHOTO VOLTAIC_SUN | PVgeneric_sun | Solar_Fixed | CAISO_Solar
LITLRK_6_SEPV01 | Gestamp Solar 1 | caiso | SCE | SCE | Southern California Edison | SCE | CAISO | 2012-05-08 | 2050-12-31 | 2050 | 2 |  |  | n/a | PVgeneric_sun | Solar_Fixed | CAISO_Solar
LITLRK_6_SOLAR1 | Lancaster Little Rock C | caiso | SCE | SCE | Southern California Edison | SCE | CAISO | 2015-01-17 | 2050-12-31 | 2050 | 5 |  |  | n/a | PVgeneric_sun | Solar_Fixed | CAISO_Solar
LITLRK_6_SOLAR2 | Palmdale 18 | caiso | SCE | SCE | Southern California Edison | SCE | CAISO | 2016-01-13 | 2050-12-31 | 2050 | 2 |  |  | n/a | PVgeneric_sun | Solar_Fixed | CAISO_Solar
LITLRK_6_SOLAR3 | One Ten Partners | caiso | SCE | SCE | Southern California Edison | SCE | CAISO | 2017-09-30 | 2050-12-31 | 2050 | 2 |  |  | PVgeneric_sun | PVgeneric_sun | Solar_Fixed | CAISO_Solar
LITLRK_6_SOLAR4 | Little Rock Pham Solar | caiso | SCE | SCE | Southern California Edison | SCE | CAISO | 2016-03-22 | 2050-12-31 | 2050 | 3 |  |  | n/a | PVgeneric_sun | Solar_Fixed | CAISO_Solar
Little_Falls_1 | Little Falls-1 | teppc | AVA | AVA | Avista Corp. | BPAT | NW | 1910-07-01 | 2050-12-31 | 2050 | 8 |  |  | Hydro | Hydro_Standard | Hydro | NW_Hydro
Little_Falls_2 | Little Falls-2 | teppc | AVA | AVA | Avista Corp. | BPAT | NW | 1910-09-01 | 2050-12-31 | 2050 | 8 |  |  | Hydro | Hydro_Standard | Hydro | NW_Hydro
Little_Falls_3 | Little Falls-3 | teppc | AVA | AVA | Avista Corp. | BPAT | NW | 1910-12-01 | 2050-12-31 | 2050 | 8 |  |  | Hydro | Hydro_Standard | Hydro | NW_Hydro
Little_Falls_4 | Little Falls-4 | teppc | AVA | AVA | Avista Corp. | BPAT | NW | 1911-11-01 | 2050-12-31 | 2050 | 8 |  |  | Hydro | Hydro_Standard | Hydro | NW_Hydro
Little_Goose | Little Goose | teppc | BPAT | BPAT | Bonneville Power Administration – Transmission | BPAT | NW | 1970-04-01 | 2050-12-31 | 2050 | 810 |  |  | Hydro | Hydro_Standard | Hydro | NW_Hydro
LittleMac1 | Little Mac Project-1 | teppc | IPFE | IPFE | Idaho Far East | IPCO | NW | 1984-05-01 | 2050-12-31 | 2050 | 0.3 |  |  | Hydro | Hydro_Standard | Hydro | NW_Hydro
LittleMac2 | Little Mac Project-2 | teppc | IPFE | IPFE | Idaho Far East | IPCO | NW | 1984-05-01 | 2050-12-31 | 2050 | 0.4 |  |  | Hydro | Hydro_Standard | Hydro | NW_Hydro
LittleMac3 | Little Mac Project-3 | teppc | IPFE | IPFE | Idaho Far East | IPCO | NW | 1984-05-01 | 2050-12-31 | 2050 | 0.4 |  |  | Hydro | Hydro_Standard | Hydro | NW_Hydro
LittleMac4 | Little Mac Project-4 | teppc | IPFE | IPFE | Idaho Far East | IPCO | NW | 1984-05-01 | 2050-12-31 | 2050 | 0.4 |  |  | Hydro | Hydro_Standard | Hydro | NW_Hydro
LittlewoodArksh | Littlewood_Arkoosh-1 | teppc | IPFE | IPFE | Idaho Far East | IPCO | NW | 1986-08-08 | 2030-04-15 | 2029 | 0.87 |  |  | Hydro | Hydro_Standard | Hydro | NW_Hydro
LittleWoodHydro | Little Wood Hydro Project-GEN1 | teppc | IPFE | IPFE | Idaho Far East | IPCO | NW | 1985-02-24 | 2050-12-31 | 2050 | 2.85 |  |  | Hydro | Hydro_Standard | Hydro | NW_Hydro
LIVEOK_6_SOLAR |  | caiso | PGE_Valley | PGE_Valley | Pacific Gas and Electric Valley | PGE_Valley | CAISO | 2014-11-27 | 2050-12-31 | 2050 | 1.25 |  |  | n/a | PVgeneric_sun | Solar_Fixed | CAISO_Solar
LIVOAK_1_UNIT_1 | LIVE OAK LIMITED | caiso | PGE_Valley | PGE_Valley | Pacific Gas and Electric Valley | PGE_Valley | CAISO | 1991-03-16 | 2050-12-31 | 2050 | 49.7 |  |  | CT-NatGas-Aero | CT_NG | CT | CAISO_Peaker1
LMBEPK_2_UNITA1 | Lambie Energy Center, Unit #1 | caiso | PGE_Bay | PGE_Bay | Pacific Gas and Electric Bay | PGE_Bay | CAISO | 2003-01-06 | 2050-12-31 | 2050 | 47.5 |  |  | CT-NatGas-Aero | CT_NG | CT | CAISO_Peaker2
LMBEPK_2_UNITA2 | Creed Energy Center, Unit #1 | caiso | PGE_Bay | PGE_Bay | Pacific Gas and Electric Bay | PGE_Bay | CAISO | 2003-01-06 | 2050-12-31 | 2050 | 47.6 |  |  | CT-NatGas-Aero | CT_NG | CT | CAISO_Peaker2
LMBEPK_2_UNITA3 | Goose Haven Energy Center, Unit #1 | caiso | PGE_Bay | PGE_Bay | Pacific Gas and Electric Bay | PGE_Bay | CAISO | 2003-01-06 | 2050-12-31 | 2050 | 47.4 |  |  | CT-NatGas-Aero | CT_NG | CT | CAISO_Peaker2
LMEC_1_PL1X3 | Los Medanos Energy Center AGGREGATE | caiso | PGE_Bay | PGE_Bay | Pacific Gas and Electric Bay | PGE_Bay | CAISO | 2001-06-09 | 2050-12-31 | 2050 | 561.29 |  |  | CCWhole-NatGas-Industrial | CC_NG | CC | CAISO_CCGT2
LNCSTR_6_CREST |  | caiso | SCE | SCE | Southern California Edison | SCE | CAISO | 2015-09-09 | 2050-12-31 | 2050 | 5.5 |  |  | n/a | PVgeneric_sun | Solar_Fixed | CAISO_Solar
LOCKFD_1_BEARCK | Bear Creek Solar | caiso | PGE_Valley | PGE_Valley | Pacific Gas and Electric Valley | PGE_Valley | CAISO | 2014-02-05 | 2050-12-31 | 2050 | 1.5 |  |  | n/a | PVgeneric_sun | Solar_Fixed | CAISO_Solar
LOCKFD_1_KSOLAR | Kettleman Solar | caiso | PGE_Valley | PGE_Valley | Pacific Gas and Electric Valley | PGE_Valley | CAISO | 2014-03-14 | 2050-12-31 | 2050 | 1 |  |  | n/a | PVgeneric_sun | Solar_Fixed | CAISO_Solar
LODI25_2_UNIT_1 | LODI GAS TURBINE | caiso | PGE_Valley | PGE_Valley | Pacific Gas and Electric Valley | PGE_Valley | CAISO | 1986-01-01 | 2050-12-31 | 2050 | 25 |  |  | CT-NatGas-Aero | CT_NG | CT | CAISO_Peaker2
LODIEC_2_PL1X2 | Lodi Energy Center | caiso | PGE_Valley | PGE_Valley | Pacific Gas and Electric Valley | PGE_Valley | CAISO | 2012-11-27 | 2050-12-31 | 2050 | 302.58 |  |  | CCWhole-NatGas-Industrial | CC_NG | CC | CAISO_CCGT1
Log_Creek_1 | Log Creek-1_Log Creek-1_IPP-LGC | teppc | BCHA | BCHA | British Columbia Transmission Company | BCHA_AESO | Excluded | 2023-01-01 | 2063-12-31 | 2063 | 10 |  |  | Hydro | Hydro_Standard | Hydro | Excluded_Hydro
Logan_County | Logan Wind Energy Center (Peetz Table -II) 1 | teppc | PSCO | PSCO | Public Service Company of Colorado | PSCO | Excluded | 2008-01-01 | 2050-12-01 | 2050 | 201 |  |  | WT-Onshore | wind_onshorewind | Wind | Excluded_Wind
LoganCity1 | Logan City-1¦LNPLT4KV¦LOGAN CITY NATURAL GAS TURBINE PLANT 1-1 | teppc | PAUT | PAUT | Utah, PACE Utility | PACE | NW | 2002-07-01 | 2050-12-31 | 2050 | 5.3 |  |  | CT-NatGas-Aero | CT_NG | CT | NW_Peaker
LoganCity2 | Logan City-2¦LNPLT4KV¦LOGAN CITY NATURAL GAS TURBINE PLANT 1-2 | teppc | PAUT | PAUT | Utah, PACE Utility | PACE | NW | 2002-07-01 | 2050-12-31 | 2050 | 5.3 |  |  | CT-NatGas-Aero | CT_NG | CT | NW_Peaker
LoganCity3 | Logan City-3¦LNPLT4KV¦LOGAN CITY NATURAL GAS TURBINE PLANT 1-3 | teppc | PAUT | PAUT | Utah, PACE Utility | PACE | NW | 2002-07-01 | 2050-12-31 | 2050 | 5.3 |  |  | CT-NatGas-Aero | CT_NG | CT | NW_Peaker
Long_Hollow | Wyoming Wind Energy Center-GE15 | teppc | PAWY | PAWY | Wyoming, PACE Utility | PACE | NW | 2003-12-01 | 2050-04-15 | 2049 | 160 |  |  | WT-Onshore | wind_onshorewind | Wind | NW_Wind
Long_Lake_1 | Long Lake-1 | teppc | AVA | AVA | Avista Corp. | BPAT | NW | 1915-10-01 | 2050-12-31 | 2050 | 17.5 |  |  | Hydro | Hydro_Standard | Hydro | NW_Hydro
Long_Lake_2 | Long Lake-2 | teppc | AVA | AVA | Avista Corp. | BPAT | NW | 1915-10-01 | 2050-12-31 | 2050 | 17.5 |  |  | Hydro | Hydro_Standard | Hydro | NW_Hydro
Long_Lake_3 | Long Lake-3 | teppc | AVA | AVA | Avista Corp. | BPAT | NW | 1919-12-01 | 2050-12-31 | 2050 | 17.5 |  |  | Hydro | Hydro_Standard | Hydro | NW_Hydro
Long_Lake_4 | Long Lake-4 | teppc | AVA | AVA | Avista Corp. | BPAT | NW | 1924-02-01 | 2050-12-31 | 2050 | 17.5 |  |  | Hydro | Hydro_Standard | Hydro | NW_Hydro
LongLake1 | Long Lake Hydro-1_Long Lake Hydro-1_IPP-LNL | teppc | BCHA | BCHA | British Columbia Transmission Company | BCHA_AESO | Excluded | 2013-10-30 | 2053-09-30 | 2052 | 15.5 |  |  | Hydro | Hydro_Standard | Hydro | Excluded_Hydro
LongLake2 | Long Lake Hydro-2_Long Lake Hydro-2_IPP-LNL | teppc | BCHA | BCHA | British Columbia Transmission Company | BCHA_AESO | Excluded | 2013-10-30 | 2053-09-30 | 2052 | 15.5 |  |  | Hydro | Hydro_Standard | Hydro | Excluded_Hydro
LONGLAKEG1_2 | LONGLAKEG1-2 | teppc | AESO | AESO | Alberta Electric System Operator | BCHA_AESO | Excluded | 2008-01-01 | 2050-12-01 | 2050 | 80 |  |  | CT-AB-Cogen | Cogen_NG | Cogen | Excluded_CHP
LONGLAKEG2_1 | LONGLAKEG2-1 | teppc | AESO | AESO | Alberta Electric System Operator | BCHA_AESO | Excluded | 2008-01-01 | 2050-12-01 | 2050 | 80 |  |  | CT-AB-Cogen | Cogen_NG | Cogen | Excluded_CHP
LONGLAKEGT3_1 | LONGLAKEGT3-1 | teppc | AESO | AESO | Alberta Electric System Operator | BCHA_AESO | Excluded | 2008-01-01 | 2050-12-01 | 2050 | 11.5 |  |  | CT-AB-Cogen | Cogen_NG | Cogen | Excluded_CHP
LONGLAKEGT4_1 | LONGLAKEGT4-1 | teppc | AESO | AESO | Alberta Electric System Operator | BCHA_AESO | Excluded | 2008-01-01 | 2050-12-01 | 2050 | 11.5 |  |  | CT-AB-Cogen | Cogen_NG | Cogen | Excluded_CHP
LongviewFibre4 | Longview Fibre-4 | teppc | BPAT | BPAT | Bonneville Power Administration – Transmission | BPAT | NW | 1949-01-01 | 2050-12-31 | 2050 | 10 |  |  | Bio-ST | ST_Biomass | Biomass/Wood | NW_Biomass
LongviewFibre6 | Longview Fibre-6 | teppc | BPAT | BPAT | Bonneville Power Administration – Transmission | BPAT | NW | 1958-01-01 | 2050-12-31 | 2050 | 20 |  |  | Bio-ICE | ICE_Biomass | Biomass/Wood | NW_Biomass
LongviewFibre7 | Longview Fibre-7 | teppc | BPAT | BPAT | Bonneville Power Administration – Transmission | BPAT | NW | 1966-04-01 | 2050-12-31 | 2050 | 25 |  |  | Bio-ICE | ICE_Biomass | Biomass/Wood | NW_Biomass
Lookout_Point_1 | Lookout Point-1 | teppc | BPAT | BPAT | Bonneville Power Administration – Transmission | BPAT | NW | 1955-05-01 | 2050-12-31 | 2050 | 40 |  |  | Hydro | Hydro_Standard | Hydro | NW_Hydro
Lookout_Point_2 | Lookout Point-2 | teppc | BPAT | BPAT | Bonneville Power Administration – Transmission | BPAT | NW | 1955-03-01 | 2050-12-31 | 2050 | 40 |  |  | Hydro | Hydro_Standard | Hydro | NW_Hydro
Lookout_Point_3 | Lookout Point-3 | teppc | BPAT | BPAT | Bonneville Power Administration – Transmission | BPAT | NW | 1955-01-01 | 2050-12-31 | 2050 | 40 |  |  | Hydro | Hydro_Standard | Hydro | NW_Hydro
Loon_Lake | Loon Lake H1 | teppc | BANC | BANC | Balancing Authority of Northern California | SMUD | BANC | 1971-09-01 | 2050-12-31 | 2050 | 77 |  |  | Hydro | Hydro_Standard | Hydro | BANC_Hydro
Lordsburg_1 | Lordsburg Generating Station GT1 | teppc | PNM | PNM | Public Service Company of New Mexico | PNM_EPE | SW | 2002-07-01 | 2050-12-31 | 2050 | 40 |  |  | CT-NatGas-Aero | CT_NG | CT | SW_Peaker
Lordsburg_2 | Lordsburg Generating Station GT2 | teppc | PNM | PNM | Public Service Company of New Mexico | PNM_EPE | SW | 2002-07-01 | 2050-12-31 | 2050 | 40 |  |  | CT-NatGas-Aero | CT_NG | CT | SW_Peaker
Los_Alamos_PV | Los Alamos Smart Grid (East Jemez Road) 1 | teppc | PNM | PNM | Public Service Company of New Mexico | PNM_EPE | SW | 2012-09-01 | 2050-12-31 | 2050 | 1 |  |  | SolarPV-Tracking | 1axPV_sun | Solar_1Axis | SW_Solar
Los_Lunas_Solar | Los Lunas Solar Energy Center LLSEC and LMS2 | teppc | PNM | PNM | Public Service Company of New Mexico | PNM_EPE | SW | 2013-10-31 | 2050-12-31 | 2050 | 7 |  |  | SolarPV-NonTracking | FixedPV_sun | Solar_Fixed | SW_Solar
LOS_MOR1 | FACEBOOK SOLAR CENTER 1 | teppc | PNM | PNM | Public Service Company of New Mexico | PNM_EPE | SW | 2018-01-01 | 2050-12-31 | 2050 | 10 |  |  | SolarPV-NonTracking | FixedPV_sun | Solar_Fixed | SW_Solar
LostCreek_OR1 | Lost Creek-1 | teppc | BPAT | BPAT | Bonneville Power Administration – Transmission | BPAT | NW | 1977-09-01 | 2050-12-31 | 2050 | 24.5 |  |  | Hydro | Hydro_Standard | Hydro | NW_Hydro
LostCreek_OR2 | Lost Creek-2 | teppc | BPAT | BPAT | Bonneville Power Administration – Transmission | BPAT | NW | 1977-12-01 | 2050-12-31 | 2050 | 24.5 |  |  | Hydro | Hydro_Standard | Hydro | NW_Hydro
LOSTHRZN2 | FACEBOOK SOLAR CENTER 2 | teppc | PNM | PNM | Public Service Company of New Mexico | PNM_EPE | SW | 2018-03-01 | 2050-12-31 | 2050 | 10 |  |  | SolarPV-Tracking | 1axPV_sun | Solar_1Axis | SW_Solar
LOSTHRZN3 | FACEBOOK SOLAR CENTER 3 | teppc | PNM | PNM | Public Service Company of New Mexico | PNM_EPE | SW | 2018-05-01 | 2050-12-31 | 2050 | 10 |  |  | SolarPV-Tracking | 1axPV_sun | Solar_1Axis | SW_Solar
LOTTWWTP | LOTT WWTP | teppc | PNM | PNM | Public Service Company of New Mexico | PNM_EPE | SW | 2010-05-01 | 2050-12-31 | 2050 | 0.335 |  |  | Bio-ICE | ICE_Biomass | Biomass/Wood | SW_Biomass
Lowe1_1 | Lowe1-1 | teppc | AESO | AESO | Alberta Electric System Operator | BCHA_AESO | Excluded | 2009-03-01 | 2050-12-01 | 2050 | 93 |  |  | CT-NatGas-Industrial | CT_NG | CT | Excluded_Peaker
Lower_Baker_3 | Lower Baker-3 | teppc | PSEI | PSEI | Puget Sound Energy | BPAT | NW | 2013-06-01 | 2050-12-31 | 2050 | 31 |  |  | Hydro | Hydro_Standard | Hydro | NW_Hydro
Lower_Clowhom_1 | Lower Clowhom-1_Lower Clowhom-1_IPP-LCH | teppc | BCHA | BCHA | British Columbia Transmission Company | BCHA_AESO | Excluded | 2010-04-01 | 2035-03-20 | 2034 | 10.99 |  |  | Hydro | Hydro_Standard | Hydro | Excluded_Hydro
Lower_Duck_Wind |  | teppc | NWMT | NWMT | NorthWestern Energy | NWMT_WAUW | NW | 1950-01-01 | 2050-12-31 | 2050 | 80 |  |  | WT-Onshore | wind_onshorewind | Wind | NW_Wind
Lower_Granite | Lower Granite | teppc | BPAT | BPAT | Bonneville Power Administration – Transmission | BPAT | NW | 1975-04-01 | 2050-12-31 | 2050 | 810 |  |  | Hydro | Hydro_Standard | Hydro | NW_Hydro
Lower_Malad_1 | Lower Malad-1 | teppc | IPMV | IPMV | Idaho Magic Valley | IPCO | NW | 1948-10-01 | 2050-12-31 | 2050 | 13.5 |  |  | Hydro | Hydro_Standard | Hydro | NW_Hydro
Lower_Molina | Lower Molina 1 | teppc | WACM | WACM | Western Area Power Administration, Colorado-Missouri Region | WACM | Excluded | 1962-12-01 | 2030-01-01 | 2029 | 4.9 |  |  | Hydro | Hydro_Standard | Hydro | Excluded_Hydro
Lower_Monumental | Lower Monumental | teppc | BPAT | BPAT | Bonneville Power Administration – Transmission | BPAT | NW | 1969-06-01 | 2050-12-31 | 2050 | 794 |  |  | Hydro | Hydro_Standard | Hydro | NW_Hydro
Lower_Salmon_1 | Lower Salmon-1 | teppc | IPMV | IPMV | Idaho Magic Valley | IPCO | NW | 1949-07-01 | 2050-12-31 | 2050 | 15 |  |  | Hydro | Hydro_Standard | Hydro | NW_Hydro
Lower_Salmon_2 | Lower Salmon-2 | teppc | IPMV | IPMV | Idaho Magic Valley | IPCO | NW | 1949-09-01 | 2050-12-31 | 2050 | 15 |  |  | Hydro | Hydro_Standard | Hydro | NW_Hydro
Lower_Salmon_3 | Lower Salmon-3 | teppc | IPMV | IPMV | Idaho Magic Valley | IPCO | NW | 1949-02-01 | 2050-12-31 | 2050 | 15 |  |  | Hydro | Hydro_Standard | Hydro | NW_Hydro
Lower_Salmon_4 | Lower Salmon-4 | teppc | IPMV | IPMV | Idaho Magic Valley | IPCO | NW | 1949-03-01 | 2050-12-31 | 2050 | 15 |  |  | Hydro | Hydro_Standard | Hydro | NW_Hydro
Lower_Snake_River_A | Lower Snake River Wind Energy Project (Oliphant Ridge)-LSR 1_PHLNG W1-Z1 | teppc | PSEI | PSEI | Puget Sound Energy | BPAT | NW | 2012-04-01 | 2050-12-31 | 2050 | 151.8 |  |  | WT-Onshore | wind_onshorewind | Wind | NW_Wind
Lower_Snake_River_B | Lower Snake River Wind Energy Project (Oliphant Ridge)-LSR 1_DOGJN W1-Z1 | teppc | PSEI | PSEI | Puget Sound Energy | BPAT | NW | 2012-04-01 | 2050-12-31 | 2050 | 190.9 |  |  | WT-Onshore | wind_onshorewind | Wind | NW_Wind
LowerBaker4 | Lower Baker-4 | teppc | PSEI | PSEI | Puget Sound Energy | BPAT | NW | 1959-12-01 | 2050-12-31 | 2050 | 80.75 |  |  | Hydro | Hydro_Standard | Hydro | NW_Hydro
LowerBear1 | Lower Bear Hydro-1_Lower Bear Hydro-1_IPP-BHL | teppc | BCHA | BCHA | British Columbia Transmission Company | BCHA_AESO | Excluded | 2011-12-30 | 2051-12-21 | 2051 | 5 |  |  | Hydro | Hydro_Standard | Hydro | Excluded_Hydro
LowerBear2 | Lower Bear Hydro-2_Lower Bear Hydro-2_IPP-BHL | teppc | BCHA | BCHA | British Columbia Transmission Company | BCHA_AESO | Excluded | 2011-12-30 | 2051-12-21 | 2051 | 5 |  |  | Hydro | Hydro_Standard | Hydro | Excluded_Hydro
LowerNo12 | Lower No 1-2 | teppc | CISC | CISC | Southern California Edison | SCE | CAISO | 1982-04-01 | 2050-12-31 | 2050 | 8 |  |  | Hydro | Hydro_Standard | Hydro | CAISO_Hydro
LowerNo21 | Lower No 2-1 | teppc | CISC | CISC | Southern California Edison | SCE | CAISO | 1940-08-01 | 2050-12-31 | 2050 | 3 |  |  | Hydro | Hydro_Standard | Hydro | CAISO_Hydro
LOWGAP_1_SUPHR | Mill & Sulphur Creek Hydro | caiso | PGE_Bay | PGE_Bay | Pacific Gas and Electric Bay | PGE_Bay | CAISO | 1988-02-23 | 2050-12-31 | 2050 | 0.99 |  |  | n/a | Hydro_Standard | Hydro | CAISO_Small_Hydro
LOWGAP_7_QFUNTS | Matthews Dam Hydro | caiso | PGE_Bay | PGE_Bay | Pacific Gas and Electric Bay | PGE_Bay | CAISO | 2007-03-01 | 2050-12-31 | 2050 | 1.35 |  |  | n/a | Hydro_Standard | Hydro | CAISO_Hydro
LowLineMdwy2SoForks1 | South Forks Hydro-GEN1_Low Line Midway-2 | teppc | IPFE | IPFE | Idaho Far East | IPCO | NW | 1984-12-01 | 2050-12-31 | 2050 | 4 |  |  | Hydro | Hydro_Standard | Hydro | NW_Hydro
LowLineMdwy2SoForks2 | South Forks Hydro-GEN2_Low Line Midway-2 | teppc | IPFE | IPFE | Idaho Far East | IPCO | NW | 1984-12-01 | 2050-12-31 | 2050 | 4 |  |  | Hydro | Hydro_Standard | Hydro | NW_Hydro
LowLineMidway1 | Low Line Midway-1 | teppc | IPMV | IPMV | Idaho Magic Valley | IPCO | NW | 2007-08-01 | 2050-12-01 | 2050 | 9.3 |  |  | Hydro | Hydro_Standard | Hydro | NW_Hydro
LowLineRapids | Low Line Rapids-GEN1 | teppc | IPFE | IPFE | Idaho Far East | IPCO | NW | 1985-05-01 | 2050-12-31 | 2050 | 7.97 |  |  | Hydro | Hydro_Standard | Hydro | NW_Hydro
LRC_4G1 | LRC 4G1 | teppc | BCHA | BCHA | British Columbia Transmission Company | BCHA_AESO | Excluded | 2016-11-01 | 2050-03-30 | 2049 | 3.2 |  |  | hydro | Hydro_Standard | Hydro | Excluded_Hydro
LSRW_DutchFlats | Lower Snake River Wind Energy Project (Dutch Flats)-1 | teppc | PNM | PNM | Public Service Company of New Mexico | PNM_EPE | SW | 2013-06-01 | 2050-12-31 | 2050 | 222.5 |  |  | WT-Onshore | wind_onshorewind | Wind | SW_Wind
LSRW_KuhlRidge | Lower Snake River Wind Energy Project (Kuhl Ridge)-1 | teppc | PNM | PNM | Public Service Company of New Mexico | PNM_EPE | SW | 2013-06-01 | 2050-12-31 | 2050 | 168 |  |  | WT-Onshore | wind_onshorewind | Wind | SW_Wind
LuckyPeak131 | Lucky Peak Power Plant Project-U131 | teppc | IPMV | IPMV | Idaho Magic Valley | IPCO | NW | 1988-10-01 | 2050-12-31 | 2050 | 15 |  |  | Hydro | Hydro_Standard | Hydro | NW_Hydro
LuckyPeak132 | Lucky Peak Power Plant Project-U132 | teppc | IPMV | IPMV | Idaho Magic Valley | IPCO | NW | 1988-10-01 | 2050-12-31 | 2050 | 45 |  |  | Hydro | Hydro_Standard | Hydro | NW_Hydro
LuckyPeak133 | Lucky Peak Power Plant Project-U133 | teppc | IPMV | IPMV | Idaho Magic Valley | IPCO | NW | 1988-10-01 | 2050-12-31 | 2050 | 11.25 |  |  | Hydro | Hydro_Standard | Hydro | NW_Hydro
Luna_CC | LunaCC (Total CC Plant) | teppc | PNM | PNM | Public Service Company of New Mexico | PNM_EPE | SW | 2006-05-01 | 2050-12-31 | 2050 | 596 |  |  | CCWhole-NatGas-Industrial | CC_NG | CC | SW_CCGT
Lund_Hill | Lund Hill Wind-WT (32 x 2.5) | teppc | PNM | PNM | Public Service Company of New Mexico | PNM_EPE | SW | 2014-12-01 | 2050-04-15 | 2049 | 80 |  |  | WT-Onshore | wind_onshorewind | Wind | SW_Wind
Lundy2 | Lundy 2_LUNDY HYDRO PLANT (AGGREGATE)-1_24784 | teppc | CISC | CISC | Southern California Edison | SCE | CAISO | 1912-03-01 | 2050-12-31 | 2050 | 1.5 |  |  | Hydro | Hydro_Standard | Hydro | CAISO_Hydro
Luning_Solar | Luning Solar Energy Project 1 | teppc | SPPC | SPPC | Nevada Power Company | NEVP | SW | 2016-09-01 | 2050-12-31 | 2050 | 55 |  |  | SolarPV-NonTracking | FixedPV_sun | Solar_Fixed | SW_Solar
Macho_Springs_Wind | Macho Springs Wind Farm GEN | teppc | TEPC | TEPC | Tucson Electric Power Company | TEPC | SW | 2011-10-31 | 2050-12-31 | 2050 | 50.4 |  |  | WT-Onshore | wind_onshorewind | Wind | SW_Wind
MACKAY1_1 | MACKAY1-1 | teppc | AESO | AESO | Alberta Electric System Operator | BCHA_AESO | Excluded | 2004-05-01 | 2050-12-01 | 2050 | 165 |  |  | CT-AB-Cogen | Cogen_NG | Cogen | Excluded_CHP
MacleodG1_1 | MacleodG1-1 | teppc | AESO | AESO | Alberta Electric System Operator | BCHA_AESO | Excluded | 2010-02-01 | 2050-12-31 | 2050 | 33 |  |  | WT-Onshore | wind_onshorewind | Wind | Excluded_Wind
MacleodG2_2 | MacleodG2-2 | teppc | AESO | AESO | Alberta Electric System Operator | BCHA_AESO | Excluded | 2010-02-01 | 2050-12-31 | 2050 | 33 |  |  | WT-Onshore | wind_onshorewind | Wind | Excluded_Wind
Madison_MAD1 | Madison-MAD1 | teppc | CISC | CISC | Southern California Edison | SCE | CAISO | 1906-09-01 | 2050-12-31 | 2050 | 2.2 |  |  | Hydro | Hydro_Standard | Hydro | CAISO_Hydro
Madison_MAD2 | Madison-MAD2 | teppc | CISC | CISC | Southern California Edison | SCE | CAISO | 1906-09-01 | 2050-12-31 | 2050 | 2.2 |  |  | Hydro | Hydro_Standard | Hydro | CAISO_Hydro
Madison_MAD3 | Madison-MAD3 | teppc | CISC | CISC | Southern California Edison | SCE | CAISO | 1906-09-01 | 2050-12-31 | 2050 | 2.2 |  |  | Hydro | Hydro_Standard | Hydro | CAISO_Hydro
Madison_MAD4 | Madison-MAD4 | teppc | CISC | CISC | Southern California Edison | SCE | CAISO | 1908-07-01 | 2050-12-31 | 2050 | 2.2 |  |  | Hydro | Hydro_Standard | Hydro | CAISO_Hydro
MagicDam1 | Magic Dam Hydroelectric Project-GEN1 | teppc | IPMV | IPMV | Idaho Magic Valley | IPCO | NW | 1989-06-01 | 2050-12-31 | 2050 | 10 |  |  | Hydro | Hydro_Standard | Hydro | NW_Hydro
MagicDam2 | Magic Dam Hydroelectric Project-GEN2_61469 | teppc | IPFE | IPFE | Idaho Far East | IPCO | NW | 1989-06-01 | 2050-12-31 | 2050 | 3 |  |  | Hydro | Hydro_Standard | Hydro | NW_Hydro
MagicDam3 | Magic Dam Hydroelectric Project-GEN3--61469 | teppc | IPFE | IPFE | Idaho Far East | IPCO | NW | 1989-06-01 | 2050-12-31 | 2050 | 3 |  |  | Hydro | Hydro_Standard | Hydro | NW_Hydro
Magnolia_CC | MagnoliaCC (Total CC Plant) | teppc | LDWP | LDWP | Los Angeles Department of Water and Power | LADWP | LDWP | 1989-06-01 | 2050-12-31 | 2050 | 301 |  |  | CCWhole-NatGas-Industrial | CC_NG | CC | LDWP_CCGT
Magrath | Suncor Magrath-1 | teppc | AESO | AESO | Alberta Electric System Operator | BCHA_AESO | Excluded | 2004-12-01 | 2050-12-01 | 2050 | 30 |  |  | WT-Onshore | wind_onshorewind | Wind | Excluded_Wind
MAGUND_1_BKISR1 | Bakersfield Industrial 1 | caiso | PGE_Valley | PGE_Valley | Pacific Gas and Electric Valley | PGE_Valley | CAISO | 2017-12-27 | 2050-12-31 | 2050 | 1 |  |  | PHOTO VOLTAIC_SUN | PVgeneric_sun | Solar_Fixed | CAISO_Solar
MAGUND_1_BKSSR2 | Bakersfield Solar 1 | caiso | PGE_Valley | PGE_Valley | Pacific Gas and Electric Valley | PGE_Valley | CAISO | 2017-12-26 | 2050-12-31 | 2050 | 5.25 |  |  | PHOTO VOLTAIC_SUN | PVgeneric_sun | Solar_Fixed | CAISO_Solar
MAHKESESG1_1 | MAHKESESG1-1 | teppc | AESO | AESO | Alberta Electric System Operator | BCHA_AESO | Excluded | 2002-11-01 | 2050-12-01 | 2050 | 90 |  |  | CT-AB-Cogen | Cogen_NG | Cogen | Excluded_CHP
MAHKESESG2_2 | MAHKESESG2-2 | teppc | AESO | AESO | Alberta Electric System Operator | BCHA_AESO | Excluded | 2002-11-01 | 2050-12-01 | 2050 | 90 |  |  | CT-AB-Cogen | Cogen_NG | Cogen | Excluded_CHP
MainCanal | Main Canal Headworks-1 | teppc | TPWR | TPWR | Tacoma Power | BPAT | NW | 1987-01-01 | 2050-12-31 | 2050 | 26.8 |  |  | Hydro | Hydro_Standard | Hydro | NW_Hydro
MainlineWind | Mainline Windfarm-1 | teppc | IPFE | IPFE | Idaho Far East | IPCO | NW | 2012-07-01 | 2050-12-31 | 2050 | 23 |  |  | WT-Onshore | wind_onshorewind | Wind | NW_Wind
Malad_River_1 | Malad River-1 | teppc | IPFE | IPFE | Idaho Far East | IPCO | NW | 1984-05-01 | 2030-04-15 | 2029 | 0.62 |  |  | Hydro | Hydro_Standard | Hydro | NW_Hydro
MALAGA_1_PL1X2 | Malaga Power Aggregate | caiso | PGE_Valley | PGE_Valley | Pacific Gas and Electric Valley | PGE_Valley | CAISO | 2005-09-19 | 2050-12-31 | 2050 | 96 |  |  | CT-NatGas-Aero | CT_NG | CT | CAISO_Peaker1
MALCHQ_7_UNIT_1 | MALACHA HYDRO L.P. | caiso | PGE_Valley | PGE_Valley | Pacific Gas and Electric Valley | PGE_Valley | CAISO | 1988-12-07 | 2050-12-31 | 2050 | 32.5 |  |  | n/a | Hydro_Standard | Hydro | CAISO_Hydro
MALIN_5_BPADYN | MALIN_5_BPADYN | caiso | BPAT | PGE_Valley | Pacific Gas and Electric Valley | PGE_Valley | CAISO |  | 2050-12-31 | 2050 | 250 |  |  | CAISOImports_None | CAISOImports_None | None | CAISO_Imports
MALIN_5_GCPDDYN | Grant County Hydro Facilities | caiso | BPAT | PGE_Valley | Pacific Gas and Electric Valley | PGE_Valley | CAISO |  | 2050-12-31 | 2050 | 125 |  |  | HYDRO_WATER | Hydro_Standard | Hydro | CAISO_Hydro
MALIN_5_IBERDR | Iberdrola Centroid Sytem Resource | caiso | BPAT | PGE_Valley | Pacific Gas and Electric Valley | PGE_Valley | CAISO |  | 2050-12-31 | 2050 | 100 |  |  | WIND_WIND | wind_onshorewind | Wind | CAISO_Wind
MALIN_5_INHRED | CSF Columbia Gorge | caiso | BPAT | PGE_Valley | Pacific Gas and Electric Valley | PGE_Valley | CAISO |  | 2050-12-31 | 2050 | 50 |  |  | WIND_WIND | wind_onshorewind | Wind | CAISO_Wind
MALIN_5_INHRPG | BIGLOW CANYON | caiso | PortlandGE | PGE_Valley | Pacific Gas and Electric Valley | PGE_Valley | CAISO |  | 2050-12-31 | 2050 | 50 |  |  | WIND_WIND | wind_onshorewind | Wind | CAISO_Wind
MAM_13G2 | MAM 13G2 | teppc | BCHA | BCHA | British Columbia Transmission Company | BCHA_AESO | Excluded | 2018-03-30 | 2050-03-30 | 2049 | 25 |  |  | hydro | Hydro_Standard | Hydro | Excluded_Hydro
Mamquam_1 | Mamquam-1_Mamquam-1_IPP-MAM | teppc | BCHA | BCHA | British Columbia Transmission Company | BCHA_AESO | Excluded | 1996-11-15 | 2040-10-01 | 2040 | 29 |  |  | Hydro | Hydro_Standard | Hydro | Excluded_Hydro
Mamquam_2 | Mamquam-2_Mamquam-2_IPP-MAM | teppc | BCHA | BCHA | British Columbia Transmission Company | BCHA_AESO | Excluded | 1996-11-15 | 2040-10-01 | 2040 | 29 |  |  | Hydro | Hydro_Standard | Hydro | Excluded_Hydro
Manchief_1 | Manchief Electric Generating Station UN1 | teppc | PSCO | PSCO | Public Service Company of Colorado | PSCO | Excluded | 2000-05-01 | 2050-12-31 | 2050 | 133 |  |  | CT-NatGas-Industrial | CT_NG | CT | Excluded_Peaker
Manchief_2 | Manchief Electric Generating Station UN2 | teppc | PSCO | PSCO | Public Service Company of Colorado | PSCO | Excluded | 2000-05-01 | 2050-12-31 | 2050 | 133 |  |  | CT-NatGas-Industrial | CT_NG | CT | Excluded_Peaker
MANTEC_1_ML1SR1 | Manteca Land 1 | caiso | PGE_Valley | PGE_Valley | Pacific Gas and Electric Valley | PGE_Valley | CAISO | 2017-12-28 | 2050-12-31 | 2050 | 1 |  |  | PHOTO VOLTAIC_SUN | PVgeneric_sun | Solar_Fixed | CAISO_Solar
Manzano_Solar | PNM Manzano Solar Energy Center MAN1 | teppc | PNM | PNM | Public Service Company of New Mexico | PNM_EPE | SW | 2012-12-20 | 2052-02-12 | 2051 | 7 |  |  | SolarPV-NonTracking | FixedPV_sun | Solar_Fixed | SW_Solar
MANZNA_2_WIND | Manzana Wind | caiso | SCE | SCE | Southern California Edison | SCE | CAISO | 2012-12-20 | 2050-12-31 | 2050 | 189 |  |  | n/a | wind_onshorewind | Wind | CAISO_Wind
MarchPointCC_Total | MarchPointCC (Total CC Plant) | teppc | PSEI | PSEI | Puget Sound Energy | BPAT | NW | 1991-09-01 | 2050-12-31 | 2050 | 167.04 |  |  | CCWhole-NatGas-Aero | CC_NG | CC | NW_CCGT
Marco_Ranch_1 | Marco Ranch-1 | teppc | IPFE | IPFE | Idaho Far East | IPCO | NW | 1985-08-01 | 2050-12-31 | 2050 | 0.3 |  |  | Hydro | Hydro_Standard | Hydro | NW_Hydro
Marco_Ranch_2 | Marco Ranch-2 | teppc | IPFE | IPFE | Idaho Far East | IPCO | NW | 1985-08-01 | 2050-12-31 | 2050 | 0.3 |  |  | Hydro | Hydro_Standard | Hydro | NW_Hydro
Marco_Ranch_3 | Marco Ranch-3 | teppc | IPFE | IPFE | Idaho Far East | IPCO | NW | 1985-08-01 | 2050-12-31 | 2050 | 0.3 |  |  | Hydro | Hydro_Standard | Hydro | NW_Hydro
Marco_Ranch_4 | Marco Ranch-4 | teppc | IPFE | IPFE | Idaho Far East | IPCO | NW | 1985-08-01 | 2050-12-31 | 2050 | 0.3 |  |  | Hydro | Hydro_Standard | Hydro | NW_Hydro
MARCPW_6_SOLAR1 | Maricopa West Solar PV | caiso | PGE_Valley | PGE_Valley | Pacific Gas and Electric Valley | PGE_Valley | CAISO | 2015-12-12 | 2050-12-31 | 2050 | 20 |  |  | n/a | PVgeneric_sun | Solar_Fixed | CAISO_Solar
MarengoWind1 | Marengo Wind Plant-1 | teppc | PACW | PACW | PacifiCorp – West | PACW | NW | 2007-08-01 | 2050-12-01 | 2050 | 140.4 |  |  | WT-Onshore | wind_onshorewind | Wind | NW_Wind
MarengoWind2 | Marengo Wind Plant-2 | teppc | PACW | PACW | PacifiCorp – West | PACW | NW | 2008-07-01 | 2050-12-31 | 2050 | 70.2 |  |  | WT-Onshore | wind_onshorewind | Wind | NW_Wind
Mariah_Wind |  | teppc | PACW | PACW | PacifiCorp – West | PACW | NW | 1950-01-01 | 2050-12-31 | 2050 | 10 |  |  | WT-Onshore | wind_onshorewind | Wind | NW_Wind
Marion_Inc | Covanta Marion Inc-GEN1 | teppc | PGE | PGE | Portland General Electric Company | PortlandGE | NW | 1985-12-01 | 2050-12-31 | 2050 | 13.1 |  |  | Bio-ST | ST_Biomass | Biomass/Wood | NW_Biomass
Marion3_Creek | Marion 3 Creek-1_Marion 3 Creek-1_IPP-M3C | teppc | BCHA | BCHA | British Columbia Transmission Company | BCHA_AESO | Excluded | 2005-01-23 | 2040-01-23 | 2039 | 4.6 |  |  | Hydro | Hydro_Standard | Hydro | Excluded_Hydro
Marquez | Cibola Solar Energy Center | teppc | PNM | PNM | Public Service Company of New Mexico | PNM_EPE | SW | 2014-12-30 | 2050-12-31 | 2050 | 7.6 |  |  | SolarPV-Tracking | 1axPV_sun | Solar_1Axis | SW_Solar
MARTIN_1_SUNSET | Sunset Reservoir - North Basin | caiso | PGE_Bay | PGE_Bay | Pacific Gas and Electric Bay | PGE_Bay | CAISO | 2010-10-29 | 2050-12-31 | 2050 | 4.5 |  |  | n/a | PVgeneric_sun | Solar_Fixed | CAISO_Solar
Martin_Drake_6 | Martin Drake Plant 6 | teppc | WACM | WACM | Western Area Power Administration, Colorado-Missouri Region | WACM | Excluded | 1968-10-01 | 2050-12-31 | 2050 | 83.19 |  |  | ST-Coal | Steam_Coal | Coal | Excluded_Coal
Martin_Drake_7 | Martin Drake Plant 7 | teppc | WACM | WACM | Western Area Power Administration, Colorado-Missouri Region | WACM | Excluded | 1974-07-01 | 2050-12-31 | 2050 | 141.03 |  |  | ST-Coal | Steam_Coal | Coal | Excluded_Coal
Marys_Lake | Marys Lake 1 | teppc | WACM | WACM | Western Area Power Administration, Colorado-Missouri Region | WACM | Excluded | 1951-05-01 | 2050-12-31 | 2050 | 10.35 |  |  | Hydro | Hydro_Standard | Hydro | Excluded_Hydro
ALMASL_2_GS1SR1 | Maverick Solar, LLC | rps | SCE | SCE | Southern California Edison | SCE | CAISO | 2020-12-01 | 2050-12-31 | 2050 | 125 |  |  | Solar PV - Ground mountSolar: Fixed Tilt | FixedPV_sun | Solar_Fixed | CAISO_Solar
Maxim_Burdett | Maxim - Burdett-1 | teppc | AESO | AESO | Alberta Electric System Operator | BCHA_AESO | Excluded | 2001-08-01 | 2050-12-01 | 2050 | 8 |  |  | CT-NatGas-Industrial | CT_NG | CT | Excluded_Peaker
Maxim_Coaldale | Maxim - Coaldale-1 | teppc | AESO | AESO | Alberta Electric System Operator | BCHA_AESO | Excluded | 2001-09-01 | 2050-12-01 | 2050 | 7 |  |  | CT-NatGas-Industrial | CT_NG | CT | Excluded_Peaker
Maxim_FtMcLeod | Maxim -Ft McLeod-1 | teppc | BCHA | BCHA | British Columbia Transmission Company | BCHA_AESO | Excluded | 2001-09-01 | 2050-12-01 | 2050 | 4.1 |  |  | CT-NatGas-Industrial | CT_NG | CT | Excluded_Peaker
Maxim_Taber | Maxim - Taber-1 | teppc | AESO | AESO | Alberta Electric System Operator | BCHA_AESO | Excluded | 2001-08-01 | 2050-12-01 | 2050 | 6 |  |  | CT-NatGas-Industrial | CT_NG | CT | Excluded_Peaker
Maxwell_Hydro | Maxwell Hydro-1 | teppc | PSCO | PSCO | Public Service Company of Colorado | PSCO | Excluded | 2001-08-01 | 2050-12-01 | 2050 | 0.07 |  |  | Hydro | Hydro_Standard | Hydro | Excluded_Hydro
Mayfield_41 | Mayfield-41 | teppc | TPWR | TPWR | Tacoma Power | BPAT | NW | 1963-05-01 | 2050-12-31 | 2050 | 40.5 |  |  | Hydro | Hydro_Standard | Hydro | NW_Hydro
Mayfield_42 | Mayfield-42 | teppc | TPWR | TPWR | Tacoma Power | BPAT | NW | 1963-03-01 | 2050-12-31 | 2050 | 40.5 |  |  | Hydro | Hydro_Standard | Hydro | NW_Hydro
Mayfield_43 | Mayfield-43 | teppc | TPWR | TPWR | Tacoma Power | BPAT | NW | 1963-04-01 | 2050-12-31 | 2050 | 40.5 |  |  | Hydro | Hydro_Standard | Hydro | NW_Hydro
Mayfield_44 | Mayfield-44 | teppc | TPWR | TPWR | Tacoma Power | BPAT | NW | 1963-06-01 | 2050-12-31 | 2050 | 40.5 |  |  | Hydro | Hydro_Standard | Hydro | NW_Hydro
Mazeppa_1 | MFC Mazeppa 1 | teppc | AESO | AESO | Alberta Electric System Operator | BCHA_AESO | Excluded | 2015-05-01 | 2050-12-31 | 2050 | 16.5 |  |  | CT-NatGas-Industrial | CT_NG | CT | Excluded_Peaker
MCARTH_6_FRIVRB | Fall River Mills Project B | caiso | PGE_Valley | PGE_Valley | Pacific Gas and Electric Valley | PGE_Valley | CAISO | 2014-03-05 | 2050-12-31 | 2050 | 1.5 |  |  | n/a | PVgeneric_sun | Solar_Fixed | CAISO_Solar
McBride_Lake_1 | McBride Lake-1 | teppc | AESO | AESO | Alberta Electric System Operator | BCHA_AESO | Excluded | 2002-12-01 | 2050-12-31 | 2050 | 26.4 |  |  | WT-Onshore | wind_onshorewind | Wind | Excluded_Wind
McBride_Lake_2 | McBride Lake-2 | teppc | AESO | AESO | Alberta Electric System Operator | BCHA_AESO | Excluded | 2002-12-01 | 2050-12-31 | 2050 | 21.8 |  |  | WT-Onshore | wind_onshorewind | Wind | Excluded_Wind
McBride_Lake_3 | McBride Lake-3 | teppc | BCHA | BCHA | British Columbia Transmission Company | BCHA_AESO | Excluded | 2002-12-01 | 2050-12-31 | 2050 | 12.5 |  |  | WT-Onshore | wind_onshorewind | Wind | Excluded_Wind
McBride_Lake_4 | McBride Lake-4 | teppc | AESO | AESO | Alberta Electric System Operator | BCHA_AESO | Excluded | 2002-12-01 | 2050-12-31 | 2050 | 27.2 |  |  | WT-Onshore | wind_onshorewind | Wind | Excluded_Wind
MCCALL_1_QF | SMALL QF AGGREGATION - FRESNO | caiso | PGE_Valley | PGE_Valley | Pacific Gas and Electric Valley | PGE_Valley | CAISO | 1990-01-01 | 2050-12-31 | 2050 | 2.5 |  |  | n/a | Hydro_Standard | Hydro | CAISO_Small_Hydro
McClellan_1 | McClellan 1 | teppc | BANC | BANC | Balancing Authority of Northern California | SMUD | BANC | 1986-03-01 | 2050-12-31 | 2050 | 74 |  |  | CT-NatGas-Industrial | CT_NG | CT | BANC_Peaker
McClure_1 | McClure CT 1 | teppc | BANC | BANC | Balancing Authority of Northern California | SMUD | BANC | 1980-07-01 | 2050-12-31 | 2050 | 62 |  |  | CT-OilDistillate | CT_Oil | CT | BANC_Peaker
McClure_2 | McClure CT 2 | teppc | BANC | BANC | Balancing Authority of Northern California | SMUD | BANC | 1981-07-01 | 2050-12-31 | 2050 | 62 |  |  | CT-OilDistillate | CT_Oil | CT | BANC_Peaker
McFaddenRidge | McFadden Ridge-1 | teppc | PAWY | PAWY | Wyoming, PACE Utility | PACE | NW | 2009-10-01 | 2050-12-31 | 2050 | 28.5 |  |  | WT-Onshore | wind_onshorewind | Wind | NW_Wind
McGinness_Hills_1_1 | McGinness Hills 1-1 | teppc | SPPC | SPPC | Nevada Power Company | NEVP | SW | 2012-06-12 | 2050-12-31 | 2050 | 20 |  |  | Geo-BinaryCycle | Geothermal_steam | Geothermal | SW_Geothermal
McGinness_Hills_1_2 | McGinness Hills 1-2 | teppc | SPPC | SPPC | Nevada Power Company | NEVP | SW | 2012-06-12 | 2050-12-31 | 2050 | 20 |  |  | Geo-BinaryCycle | Geothermal_steam | Geothermal | SW_Geothermal
McGinness_Hills_1_3 | McGinness Hills 1-3 | teppc | SPPC | SPPC | Nevada Power Company | NEVP | SW | 2012-06-12 | 2050-12-31 | 2050 | 12 |  |  | Geo-BinaryCycle | Geothermal_steam | Geothermal | SW_Geothermal
McGinness_Hills_2_1 | McGinness Hills 2-1¦McGinness Hills OEC21 | teppc | SPPC | SPPC | Nevada Power Company | NEVP | SW | 2015-09-01 | 2050-12-31 | 2050 | 20 |  |  | Geo-BinaryCycle | Geothermal_steam | Geothermal | SW_Geothermal
McGinness_Hills_2_2 | McGinness Hills 2-2¦McGinness Hills OEC22 | teppc | SPPC | SPPC | Nevada Power Company | NEVP | SW | 2015-09-01 | 2050-12-31 | 2050 | 20 |  |  | Geo-BinaryCycle | Geothermal_steam | Geothermal | SW_Geothermal
McGinness_Hills_2_3 | McGinness Hills 2-3¦McGinness Hills OEC23 | teppc | SPPC | SPPC | Nevada Power Company | NEVP | SW | 2015-09-01 | 2050-12-31 | 2050 | 12 |  |  | Geo-BinaryCycle | Geothermal_steam | Geothermal | SW_Geothermal
McLymontCreek | McLymont Creek-1_McLymont Creek-1_IPP-MCY | teppc | BCHA | BCHA | British Columbia Transmission Company | BCHA_AESO | Excluded | 2015-11-01 | 2075-10-31 | 2075 | 66 |  |  | Hydro | Hydro_Standard | Hydro | Excluded_Hydro
McMahon_1 | McMahon-1_McMahon-1_IPP-MCM | teppc | BCHA | BCHA | British Columbia Transmission Company | BCHA_AESO | Excluded | 1993-11-02 | 2040-10-01 | 2040 | 55 |  |  | CT-NatGas-Industrial | CT_NG | CT | Excluded_Peaker
McMahon_2 | McMahon-2_McMahon-2_IPP-MCM | teppc | BCHA | BCHA | British Columbia Transmission Company | BCHA_AESO | Excluded | 1993-11-02 | 2040-10-01 | 2040 | 55 |  |  | CT-NatGas-Industrial | CT_NG | CT | Excluded_Peaker
McNair_Creek_1 | McNair Creek-1_McNair Creek-1_IPP-MCH | teppc | BCHA | BCHA | British Columbia Transmission Company | BCHA_AESO | Excluded | 2004-11-03 | 2030-01-01 | 2029 | 9.8 |  |  | Hydro | Hydro_Standard | Hydro | Excluded_Hydro
McNary | McNary-1 | teppc | BPAT | BPAT | Bonneville Power Administration – Transmission | BPAT | NW | 1953-12-01 | 2050-12-31 | 2050 | 990 |  |  | Hydro | Hydro_Standard | Hydro | NW_Hydro
McNaryFishway | McNary Dam Fish Attraction Project-1 | teppc | BPAT | BPAT | Bonneville Power Administration – Transmission | BPAT | NW | 1997-11-01 | 2050-12-31 | 2050 | 10 |  |  | Hydro | Hydro_Standard | Hydro | NW_Hydro
McPhee | McPhee 1 | teppc | WACM | WACM | Western Area Power Administration, Colorado-Missouri Region | WACM | Excluded | 1992-12-01 | 2050-12-31 | 2050 | 1.3 |  |  | Hydro | Hydro_Standard | Hydro | Excluded_Hydro
MCSWAN_6_UNITS | MC SWAIN HYDRO | caiso | PGE_Valley | PGE_Valley | Pacific Gas and Electric Valley | PGE_Valley | CAISO | 1967-01-01 | 2050-12-31 | 2050 | 10 |  |  | n/a | Hydro_Standard | Hydro | CAISO_Hydro
MDFKRL_2_PROJCT | MIDDLE FORK AND RALSTON PSP | caiso | PGE_Valley | PGE_Valley | Pacific Gas and Electric Valley | PGE_Valley | CAISO | 1966-01-01 | 2050-12-31 | 2050 | 210 |  |  | n/a | Hydro_Standard | Hydro | CAISO_Hydro
Meadow_Lake | PNM Meadow Lake Solar Energy Center MLK | teppc | PNM | PNM | Public Service Company of New Mexico | PNM_EPE | SW | 2015-01-01 | 2050-12-31 | 2050 | 9.1 |  |  | SolarPV-NonTracking | FixedPV_sun | Solar_Fixed | SW_Solar
MeadowCreek_5P | Meadow Creek-FivePine | teppc | PAID | PAID | Idaho, PACE Utility | IPCO | NW | 2012-12-22 | 2050-12-31 | 2050 | 40 |  |  | WT-Onshore | wind_onshorewind | Wind | NW_Wind
Mears_Creek_1 | Mears Creek-1_Mears Creek-1_IPP-MEA | teppc | BCHA | BCHA | British Columbia Transmission Company | BCHA_AESO | Excluded | 2004-01-26 | 2040-01-26 | 2039 | 3.8 |  |  | Hydro | Hydro_Standard | Hydro | Excluded_Hydro
MedicineHat10 | CMH 10-10 | teppc | AESO | AESO | Alberta Electric System Operator | BCHA_AESO | Excluded | 2007-02-01 | 2050-12-01 | 2050 | 28.2 |  |  | CT-NatGas-Industrial | CT_NG | CT | Excluded_Peaker
MedicineHat11 | CMH 11-11 | teppc | AESO | AESO | Alberta Electric System Operator | BCHA_AESO | Excluded | 2007-02-01 | 2050-12-01 | 2050 | 27.9 |  |  | CT-NatGas-Industrial | CT_NG | CT | Excluded_Peaker
MedicineHat12 | CMH 12-12 | teppc | AESO | AESO | Alberta Electric System Operator | BCHA_AESO | Excluded | 1996-10-01 | 2050-12-01 | 2050 | 39.8 |  |  | ST-NatGas | ST_NG | Steam | Excluded_ST
MedicineHat13 | CMH 14-14 | teppc | AESO | AESO | Alberta Electric System Operator | BCHA_AESO | Excluded | 2003-06-01 | 2050-12-01 | 2050 | 41 |  |  | CT-NatGas-Industrial | CT_NG | CT | Excluded_Peaker
MedicineHat15 | CMH 15-1 | teppc | AESO | AESO | Alberta Electric System Operator | BCHA_AESO | Excluded | 2010-07-01 | 2050-12-31 | 2050 | 64 |  |  | CT-NatGas-Industrial | CT_NG | CT | Excluded_Peaker
MEG_ChristinaLk | Meg Christina Lake 2B-1 | teppc | BCHA | BCHA | British Columbia Transmission Company | BCHA_AESO | Excluded | 2013-08-01 | 2050-12-31 | 2050 | 94 |  |  | CT-NatGas-Industrial | CT_NG | CT | Excluded_Peaker
MEG_ChristingLk | MEG Christing Lake 3A-3A | teppc | AESO | AESO | Alberta Electric System Operator | BCHA_AESO | Excluded | 2015-06-29 | 2050-12-31 | 2050 | 85 |  |  | CT-AB-Cogen | Cogen_NG | Cogen | Excluded_CHP
Meikle_Wind_1 | Meikle Wind-1_Meikle Wind-_IPP-MKL | teppc | BCHA | BCHA | British Columbia Transmission Company | BCHA_AESO | Excluded | 2015-11-01 | 2035-11-01 | 2035 | 117 |  |  | WT-Onshore | wind_onshorewind | Wind | Excluded_Wind
Meikle_Wind_2 |  | teppc | BCHA | BCHA | British Columbia Transmission Company | BCHA_AESO | Excluded | 2017-02-27 | 2050-01-31 | 2049 | 33 |  |  | WT-Onshore | wind_onshorewind | Wind | Excluded_Wind
Meikle_Wind_3 |  | teppc | BCHA | BCHA | British Columbia Transmission Company | BCHA_AESO | Excluded | 2017-02-27 | 2050-12-31 | 2050 | 25.84 |  |  | WT-Onshore | wind_onshorewind | Wind | Excluded_Wind
Meikle_Wind_4 |  | teppc | BCHA | BCHA | British Columbia Transmission Company | BCHA_AESO | Excluded | 2017-02-27 | 2050-12-31 | 2050 | 29.07 |  |  | WT-Onshore | wind_onshorewind | Wind | Excluded_Wind
MENBIO_6_RENEW1 | CalRENEW - 1(A) | caiso | PGE_Valley | PGE_Valley | Pacific Gas and Electric Valley | PGE_Valley | CAISO | 2010-04-30 | 2050-12-31 | 2050 | 5 |  |  | n/a | PVgeneric_sun | Solar_Fixed | CAISO_Solar
MENBIO_6_UNIT | MENDOTA BIOMASS POWER | caiso | PGE_Valley | PGE_Valley | Pacific Gas and Electric Valley | PGE_Valley | CAISO | 1989-06-29 | 2019-04-10 | 2018 | 25 |  |  | n/a | ST_Biomass | Biomass/Wood | CAISO_Biomass
MERCED_1_SOLAR1 | Mission Solar | caiso | PGE_Valley | PGE_Valley | Pacific Gas and Electric Valley | PGE_Valley | CAISO | 2015-05-23 | 2050-12-31 | 2050 | 1.5 |  |  | n/a | PVgeneric_sun | Solar_Fixed | CAISO_Solar
MERCED_1_SOLAR2 | Merced Solar | caiso | PGE_Valley | PGE_Valley | Pacific Gas and Electric Valley | PGE_Valley | CAISO | 2015-05-12 | 2050-12-31 | 2050 | 1.5 |  |  | n/a | PVgeneric_sun | Solar_Fixed | CAISO_Solar
MERCFL_6_UNIT | Merced Falls Powerhouse | caiso | PGE_Valley | PGE_Valley | Pacific Gas and Electric Valley | PGE_Valley | CAISO | 1930-01-01 | 2050-12-31 | 2050 | 3.5 |  |  | n/a | Hydro_Standard | Hydro | CAISO_Small_Hydro
MerrittGreen | Merritt Green Energy-1_Merritt Green Energy-1_IPP-MIG | teppc | BCHA | BCHA | British Columbia Transmission Company | BCHA_AESO | Excluded | 2015-11-01 | 2045-11-01 | 2045 | 40 |  |  | Bio-ST | ST_Biomass | Biomass/Wood | Excluded_Biomass
Merwin_1 | Merwin-1 | teppc | PACW | PACW | PacifiCorp – West | PACW | NW | 1932-01-01 | 2050-12-31 | 2050 | 45 |  |  | Hydro | Hydro_Standard | Hydro | NW_Hydro
Merwin_2 | Merwin-2 | teppc | PACW | PACW | PacifiCorp – West | PACW | NW | 1949-12-01 | 2050-12-31 | 2050 | 45 |  |  | Hydro | Hydro_Standard | Hydro | NW_Hydro
Merwin_3 | Merwin-3 | teppc | PACW | PACW | PacifiCorp – West | PACW | NW | 1958-09-01 | 2050-12-31 | 2050 | 45 |  |  | Hydro | Hydro_Standard | Hydro | NW_Hydro
MESAP_1_QF | SMALL QF AGGREGATION - SAN LUIS OBISPO | caiso | PGE_Valley | PGE_Valley | Pacific Gas and Electric Valley | PGE_Valley | CAISO | 1899-12-31 | 2050-12-31 | 2050 | 1 |  |  | n/a | Cogen_NG | Cogen | CAISO_CHP
Mesquite_CC1 | MesquiteCC1 (Total CC Plant) | teppc | TH_PV | TH_PV | Palo Verde and Arlington Valley and Harquahala CC and Redhawk | AZPS | SW | 2003-06-01 | 2050-12-31 | 2050 | 609 |  |  | CCWhole-NatGas-Industrial | CC_NG | CC | SW_CCGT
Mesquite_Recovery | Mesquite Resource Recovery Project L313 | teppc | IID | IID | Imperial Irrigation District | IID | IID | 1987-11-01 | 2050-12-31 | 2050 | 27 |  |  | Bio-ST | ST_Biomass | Biomass/Wood | IID_Biomass
MesquiteCC2_Total | MesquiteCC2 (Total CC Plant) | teppc | TH_PV | TH_PV | Palo Verde and Arlington Valley and Harquahala CC and Redhawk | AZPS | SW | 2003-11-01 | 2050-12-31 | 2050 | 601 |  |  | CCWhole-NatGas-Industrial | CC_NG | CC | SW_CCGT
METCLF_1_QF |  | caiso | PGE_Bay | PGE_Bay | Pacific Gas and Electric Bay | PGE_Bay | CAISO |  | 2018-12-31 | 2018 | 0.16 |  |  | n/a | Hydro_Standard | Hydro | CAISO_Hydro
METEC_2_PL1X3 | Metcalf Energy Center Unit 3 | caiso | PGE_Bay | PGE_Bay | Pacific Gas and Electric Bay | PGE_Bay | CAISO | 2005-05-27 | 2050-12-31 | 2050 | 593.16 |  |  | CCWhole-NatGas-Industrial | CC_NG | CC | CAISO_CCGT1
Mexicali1 | Mexicali-1 | teppc | CFE | CFE | Comisión Federal de Electricidad | CFE | Excluded | 1974-10-01 | 2030-01-01 | 2029 | 25.55 |  |  | CT-OilDistillate | CT_Oil | CT | Excluded_Peaker
Mexicali2 | Mexicali-2 | teppc | CFE | CFE | Comisión Federal de Electricidad | CFE | Excluded | 1977-08-01 | 2030-01-01 | 2029 | 17.73 |  |  | CT-OilDistillate | CT_Oil | CT | Excluded_Peaker
Mexicali3 | Mexicali-3 | teppc | CFE | CFE | Comisión Federal de Electricidad | CFE | Excluded | 1977-08-01 | 2030-01-01 | 2029 | 17.68 |  |  | CT-OilDistillate | CT_Oil | CT | Excluded_Peaker
MeyersFalls1 | Meyers Falls-UN1 | teppc | AVA | AVA | Avista Corp. | BPAT | NW | 1915-09-01 | 2050-12-31 | 2050 | 0.9 |  |  | Hydro | Hydro_Standard | Hydro | NW_Hydro
MeyersFalls2 | Meyers Falls-UN2 | teppc | AVA | AVA | Avista Corp. | BPAT | NW | 1917-08-01 | 2050-12-31 | 2050 | 0.3 |  |  | Hydro | Hydro_Standard | Hydro | NW_Hydro
Mica_1 | Mica-1_Mica-1_BCH-MCA | teppc | BCHA | BCHA | British Columbia Transmission Company | BCHA_AESO | Excluded | 1976-01-01 | 2033-03-31 | 2032 | 492 |  |  | Hydro | Hydro_Standard | Hydro | Excluded_Hydro
Mica_2 | Mica-2_Mica-2_BCH-MCA | teppc | BCHA | BCHA | British Columbia Transmission Company | BCHA_AESO | Excluded | 1976-01-01 | 2033-03-31 | 2032 | 492 |  |  | Hydro | Hydro_Standard | Hydro | Excluded_Hydro
Mica_3 | Mica-3_Mica-3_BCH-MCA | teppc | BCHA | BCHA | British Columbia Transmission Company | BCHA_AESO | Excluded | 1976-01-01 | 2033-03-31 | 2032 | 493.5 |  |  | Hydro | Hydro_Standard | Hydro | Excluded_Hydro
Mica_4 | Mica-4_Mica-4_BCH-MCA | teppc | BCHA | BCHA | British Columbia Transmission Company | BCHA_AESO | Excluded | 1976-01-01 | 2033-03-31 | 2032 | 493.5 |  |  | Hydro | Hydro_Standard | Hydro | Excluded_Hydro
Mica_G5_5 | Mica G5-5_Mica G5-5_BCH-MCA | teppc | BCHA | BCHA | British Columbia Transmission Company | BCHA_AESO | Excluded | 2014-04-01 | 2033-03-31 | 2032 | 500 |  |  | Hydro | Hydro_Standard | Hydro | Excluded_Hydro
Mica_G6_6 | Mica G6-6_Mica G6-6_BCH-MCA | teppc | BCHA | BCHA | British Columbia Transmission Company | BCHA_AESO | Excluded | 2015-04-01 | 2033-03-31 | 2032 | 500 |  |  | Hydro | Hydro_Standard | Hydro | Excluded_Hydro
MichellButte | Mitchell Butte Power Project-GEN1 | teppc | IPTV | IPTV | Idaho Treasure Valley | IPCO | NW | 1989-05-18 | 2050-12-31 | 2050 | 2 |  |  | Hydro | Hydro_Standard | Hydro | NW_Hydro
Middle_Gorge | Middle Gorge 1 | teppc | LDWP | LDWP | Los Angeles Department of Water and Power | LADWP | LDWP | 1952-04-01 | 2050-12-31 | 2050 | 37.5 |  |  | Hydro | Hydro_Standard | Hydro | LDWP_Hydro
MiddleCreek1 | Middle Creek Hydro Project-1_Middle Creek Hydro Project-1_IPP-MDL | teppc | BCHA | BCHA | British Columbia Transmission Company | BCHA_AESO | Excluded | 2014-04-01 | 2054-03-31 | 2053 | 5 |  |  | Hydro | Hydro_Standard | Hydro | Excluded_Hydro
MiddleCreek2 | Middle Creek Hydro Project-2_Middle Creek Hydro Project-2_IPP-MDL | teppc | PSCO | PSCO | Public Service Company of Colorado | PSCO | Excluded | 2014-04-01 | 2054-03-31 | 2053 | 5 |  |  | Hydro | Hydro_Standard | Hydro | Excluded_Hydro
MiddleForkIrrD1 | Middle Fork Irrigation District-GEN1 | teppc | BPAT | BPAT | Bonneville Power Administration – Transmission | BPAT | NW | 1986-03-01 | 2050-12-31 | 2050 | 2 |  |  | Hydro | Hydro_Standard | Hydro | NW_Hydro
MiddleForkIrrD2 | Middle Fork Irrigation District-GEN2 | teppc | PNM | PNM | Public Service Company of New Mexico | PNM_EPE | SW | 1986-03-01 | 2050-12-31 | 2050 | 0.5 |  |  | Hydro | Hydro_Standard | Hydro | SW_Hydro
MiddleForkIrrD3 | Middle Fork Irrigation District-GEN3 | teppc | PNM | PNM | Public Service Company of New Mexico | PNM_EPE | SW | 1986-03-01 | 2050-12-31 | 2050 | 0.8 |  |  | Hydro | Hydro_Standard | Hydro | SW_Hydro
MIDWD_2_WIND1 | Windland Refresh 2 | caiso | SCE | SCE | Southern California Edison | SCE | CAISO | 1985-12-27 | 2050-12-31 | 2050 | 0 |  |  | n/a | wind_onshorewind | Wind | CAISO_Wind
MIDWD_2_WIND2 | Coram Energy | caiso | SCE | SCE | Southern California Edison | SCE | CAISO | 1985-12-06 | 2050-12-31 | 2050 | 0 |  |  | n/a | wind_onshorewind | Wind | CAISO_Wind
MIDWD_6_WNDLND | Windland Refresh 1 | caiso | SCE | SCE | Southern California Edison | SCE | CAISO | 2014-06-03 | 2050-12-31 | 2050 | 7.45 |  |  | n/a | wind_onshorewind | Wind | CAISO_Wind
MIDWD_7_CORAMB | CELLC 7.5 MW Tehachapi Project | caiso | SCE | SCE | Southern California Edison | SCE | CAISO | 1983-12-01 | 2050-12-31 | 2050 | 7.5 |  |  | n/a | wind_onshorewind | Wind | CAISO_Wind
MIDWY3_2_MDSSR1 | Midway South Solar Farm | caiso | IID | IID | Imperial Irrigation District | IID | IID | 2018-01-01 | 2050-12-31 | 2050 | 20 |  |  | PHOTO VOLTAIC_SUN | PVgeneric_sun | Solar_Fixed | IID_Solar
MIDWYS_2_MIDSL1 | Midway Solar Farm | caiso | IID | IID | Imperial Irrigation District | IID | IID | 2018-01-01 | 2050-12-31 | 2050 | 49.9 |  |  | PHOTO VOLTAIC_SUN | PVgeneric_sun | Solar_Fixed | IID_Solar
MIK_4G2 | MIK 4G2 | teppc | PSCO | PSCO | Public Service Company of Colorado | PSCO | Excluded | 2016-03-25 | 2050-03-30 | 2049 | 0.6 |  |  | hydro | Hydro_Standard | Hydro | Excluded_Hydro
Milagro_Cogen_A | Milagro Cogen Plant GO1A | teppc | PNM | PNM | Public Service Company of New Mexico | PNM_EPE | SW | 1996-01-01 | 2050-12-31 | 2050 | 30 |  |  | CT-NatGas-Aero | CT_NG | CT | SW_Peaker
Milagro_Cogen_B | Milagro Cogen Plant GO1B | teppc | PNM | PNM | Public Service Company of New Mexico | PNM_EPE | SW | 1996-01-01 | 2050-12-31 | 2050 | 30 |  |  | CT-NatGas-Aero | CT_NG | CT | SW_Peaker
Mile28Water1 | Mile 28 Water Power Project-1 | teppc | CISC | CISC | Southern California Edison | SCE | CAISO | 1994-06-01 | 2050-12-31 | 2050 | 1.5 |  |  | Hydro | Hydro_Standard | Hydro | CAISO_Hydro
Mile28Water2 | Mile 28 Water Power Project-2 | teppc | CISC | CISC | Southern California Edison | SCE | CAISO | 1994-06-01 | 2050-12-31 | 2050 | 1.5 |  |  | Hydro | Hydro_Standard | Hydro | CAISO_Hydro
Milford_Wind_1_1 | Milford Wind Corridor Project 1A | teppc | LDWP | LDWP | Los Angeles Department of Water and Power | LADWP | LDWP | 2009-11-15 | 2050-12-31 | 2050 | 145 |  |  | WT-Onshore | wind_onshorewind | Wind | LDWP_Wind
Milford_Wind_1_2 | Milford Wind Corridor I LLC-1-part2¦Milford Wind Corridor Project 1B | teppc | LDWP | LDWP | Los Angeles Department of Water and Power | LADWP | LDWP | 2010-09-01 | 2050-12-31 | 2050 | 58.5 |  |  | WT-Onshore | wind_onshorewind | Wind | LDWP_Wind
Milford_Wind_2 | Milford Wind Corridor Project II 1 | teppc | LDWP | LDWP | Los Angeles Department of Water and Power | LADWP | LDWP | 1994-06-01 | 2050-12-31 | 2050 | 100 |  |  | WT-Onshore | wind_onshorewind | Wind | LDWP_Wind
Milford_Wind_3 | Milford Wind Corridor Project III 1 | teppc | LDWP | LDWP | Los Angeles Department of Water and Power | LADWP | LDWP | 2025-04-15 | 2050-12-31 | 2050 | 100.5 |  |  | WT-Onshore | wind_onshorewind | Wind | LDWP_Wind
Milford_Wind_4 | Milford Wind 4 | teppc | LDWP | LDWP | Los Angeles Department of Water and Power | LADWP | LDWP | 2025-04-15 | 2050-12-31 | 2050 | 100.5 |  |  | WT-Onshore | wind_onshorewind | Wind | LDWP_Wind
Milford_Wind_5 | Milford Wind 5 | teppc | LDWP | LDWP | Los Angeles Department of Water and Power | LADWP | LDWP | 2025-04-15 | 2050-12-31 | 2050 | 100.5 |  |  | WT-Onshore | wind_onshorewind | Wind | LDWP_Wind
MILFRD_7_PASADENA | Milford I | caiso | LDWP | SCE | Southern California Edison | SCE | CAISO |  | 2050-12-31 | 2050 | 5 |  |  | WIND_WIND | wind_onshorewind | Wind | CAISO_Wind
MillCreek_OR | Mill Creek (Cove FERC P-5390)-HY1 | teppc | PNM | PNM | Public Service Company of New Mexico | PNM_EPE | SW | 1984-01-01 | 2030-04-15 | 2029 | 0.5 |  |  | Hydro | Hydro_Standard | Hydro | SW_Hydro
MillcreekPwrGen1 | Millcreek Power Generation-MC1_McElmo Creek 1 | teppc | PAUT | PAUT | Utah, PACE Utility | PACE | NW | 2006-04-01 | 2050-12-31 | 2050 | 40 |  |  | CT-NatGas-Aero | CT_NG | CT | NW_Peaker
MillcreekPwrGen2 | Millcreek Power Generation-MC2_McElmo Creek 2 | teppc | PAUT | PAUT | Utah, PACE Utility | PACE | NW | 2010-06-01 | 2050-12-31 | 2050 | 40 |  |  | CT-NatGas-Aero | CT_NG | CT | NW_Peaker
MillenniumCC_Total | MillenniumCC (Total CC Plant) | teppc | AESO | AESO | Alberta Electric System Operator | BCHA_AESO | Excluded | 2000-05-01 | 2050-12-01 | 2050 | 310 |  |  | CC-AB-Cogen | Cogen_NG | Cogen | Excluded_CHP
Miller_North | Miller North-WT (1) | teppc | PNM | PNM | Public Service Company of New Mexico | PNM_EPE | SW | 2014-12-01 | 2030-04-15 | 2029 | 150 |  |  | WT-Onshore | wind_onshorewind | Wind | SW_Wind
MillerCreek1 | Miller Creek-1_Miller Creek-1_IPP-MCP | teppc | BCHA | BCHA | British Columbia Transmission Company | BCHA_AESO | Excluded | 2003-05-14 | 2040-05-14 | 2039 | 14.75 |  |  | Hydro | Hydro_Standard | Hydro | Excluded_Hydro
MillerCreek2 | Miller Creek-2_Miller Creek-2_IPP-MCP | teppc | BCHA | BCHA | British Columbia Transmission Company | BCHA_AESO | Excluded | 2003-05-14 | 2030-01-01 | 2029 | 14.75 |  |  | Hydro | Hydro_Standard | Hydro | Excluded_Hydro
MillerRanchWind | Miller Ranch Wind-WT(49 x 2.0) | teppc | BPAT | BPAT | Bonneville Power Administration – Transmission | BPAT | NW | 2013-08-01 | 2050-12-31 | 2050 | 98 |  |  | WT-Onshore | wind_onshorewind | Wind | NW_Wind
Milner_Hydro_1 | Milner Hydro-1 | teppc | IPMV | IPMV | Idaho Magic Valley | IPCO | NW | 1992-12-01 | 2050-12-31 | 2050 | 58.62 |  |  | Hydro | Hydro_Standard | Hydro | NW_Hydro
Milner_Hydro_2 | Milner Hydro-2 | teppc | IPMV | IPMV | Idaho Magic Valley | IPCO | NW | 1992-09-01 | 2050-12-31 | 2050 | 58.62 |  |  | Hydro | Hydro_Standard | Hydro | NW_Hydro
Milner_Hydro_3 | Milner Hydro-3 | teppc | IPFE | IPFE | Idaho Far East | IPCO | NW | 1992-12-01 | 2050-12-31 | 2050 | 0.83 |  |  | Hydro | Hydro_Standard | Hydro | NW_Hydro
MilnerDamWind | Milner Dam Wind Park LLC-MDWP | teppc | IPFE | IPFE | Idaho Far East | IPCO | NW | 2010-12-13 | 2050-12-31 | 2050 | 19.92 |  |  | WT-Onshore | wind_onshorewind | Wind | NW_Wind
Minidoka_6 | Minidoka-6 | teppc | IPMV | IPMV | Idaho Magic Valley | IPCO | NW | 1998-06-01 | 2050-12-31 | 2050 | 2.7 |  |  | Hydro | Hydro_Standard | Hydro | NW_Hydro
Minidoka_7 | Minidoka-7 | teppc | IPMV | IPMV | Idaho Magic Valley | IPCO | NW | 1998-05-01 | 2050-12-31 | 2050 | 5 |  |  | Hydro | Hydro_Standard | Hydro | NW_Hydro
Minidoka_8 | Minidoka-8 | teppc | IPMV | IPMV | Idaho Magic Valley | IPCO | NW | 1997-04-01 | 2050-12-31 | 2050 | 10 |  |  | Hydro | Hydro_Standard | Hydro | NW_Hydro
Minidoka_9 | Minidoka-9 | teppc | IPMV | IPMV | Idaho Magic Valley | IPCO | NW | 1997-05-01 | 2050-12-31 | 2050 | 10 |  |  | Hydro | Hydro_Standard | Hydro | NW_Hydro
Minnehik_1A_1 | Minnehik 1A-1 | teppc | AESO | AESO | Alberta Electric System Operator | BCHA_AESO | Excluded | 2001-09-01 | 2050-12-01 | 2050 | 3 |  |  | CT-NatGas-Industrial | CT_NG | CT | Excluded_Peaker
Minnehik_1B_1 | Minnehik 1B-1 | teppc | AESO | AESO | Alberta Electric System Operator | BCHA_AESO | Excluded | 2001-09-01 | 2050-12-01 | 2050 | 2 |  |  | CT-NatGas-Industrial | CT_NG | CT | Excluded_Peaker
Minnehik_2_1 | Minnehik 2-1 | teppc | AESO | AESO | Alberta Electric System Operator | BCHA_AESO | Excluded | 2001-09-01 | 2050-12-01 | 2050 | 0.8 |  |  | ST-WasteHeat | Cogen_NG | Cogen | Excluded_CHP
MintFarmCC_Total | MintFarmCC (Total CC Plant) | teppc | PSEI | PSEI | Puget Sound Energy | BPAT | NW | 2008-01-01 | 2050-12-01 | 2050 | 312.5 |  |  | CCWhole-NatGas-Industrial | CC_NG | CC | NW_CCGT
MIRLOM_2_CORONA | MWD Corona Hydroelectric Recovery Plant | caiso | SCE | SCE | Southern California Edison | SCE | CAISO | 1987-01-01 | 2050-12-31 | 2050 | 2.85 |  |  | n/a | Hydro_Standard | Hydro | CAISO_Hydro
MIRLOM_2_LNDFL | Milliken Landfill Solar | caiso | SCE | SCE | Southern California Edison | SCE | CAISO | 2017-06-23 | 2050-12-31 | 2050 | 3 |  |  | PHOTO VOLTAIC_SUN | PVgeneric_sun | Solar_Fixed | CAISO_Solar
MIRLOM_2_MLBBTA | Mira Loma BESS A | caiso | SCE | SCE | Southern California Edison | SCE | CAISO | 2016-12-01 | 2050-12-31 | 2050 | 10 | 4 | 40 | OTHER_LESR | Battery_ | Battery Storage | CAISO_Baseline_Li_Battery
MIRLOM_2_MLBBTB | Mira Loma BESS B | caiso | SCE | SCE | Southern California Edison | SCE | CAISO | 2016-12-01 | 2050-12-31 | 2050 | 10 | 4 | 40 | OTHER_LESR | Battery_ | Battery Storage | CAISO_Baseline_Li_Battery
MIRLOM_2_ONTARO | Ontario RT Solar | caiso | SCE | SCE | Southern California Edison | SCE | CAISO | 2011-08-25 | 2050-12-31 | 2050 | 5.5 |  |  | n/a | PVgeneric_sun | Solar_Fixed | CAISO_Solar
MIRLOM_2_RTS032 | SPVP032 | caiso | SCE | SCE | Southern California Edison | SCE | CAISO | 2013-06-17 | 2050-12-31 | 2050 | 1.5 |  |  | n/a | PVgeneric_sun | Solar_Fixed | CAISO_Solar
MIRLOM_2_RTS033 | SPVP033 | caiso | SCE | SCE | Southern California Edison | SCE | CAISO | 2013-08-05 | 2050-12-31 | 2050 | 1 |  |  | n/a | PVgeneric_sun | Solar_Fixed | CAISO_Solar
MIRLOM_2_TEMESC | MWD Temescal Hydroelectric Recovery Plan | caiso | SCE | SCE | Southern California Edison | SCE | CAISO | 1987-01-01 | 2050-12-31 | 2050 | 2.85 |  |  | n/a | Hydro_Standard | Hydro | CAISO_Hydro
MIRLOM_6_PEAKER | Mira Loma Peaker | caiso | SCE | SCE | Southern California Edison | SCE | CAISO | 2007-09-20 | 2050-12-31 | 2050 | 46 |  |  | CT-NatGas-Aero | CT_NG | CT | CAISO_Peaker1
MIRLOM_7_MWDLKM | Lake Mathews Hydroelectric Recovery Plan | caiso | SCE | SCE | Southern California Edison | SCE | CAISO | 1980-01-01 | 2050-12-31 | 2050 | 5 |  |  | n/a | Hydro_Standard | Hydro | CAISO_Hydro
MISSIX_1_QF | SMALL QF AGGREGATION - SAB FRABCUSCI | caiso | PGE_Bay | PGE_Bay | Pacific Gas and Electric Bay | PGE_Bay | CAISO | 1987-01-01 | 2050-12-31 | 2050 | 1 |  |  | n/a | Cogen_NG | Cogen | CAISO_CHP
MKL__6W1B | MKL 230 | teppc | BCHA | BCHA | British Columbia Transmission Company | BCHA_AESO | Excluded | 2016-11-01 | 2050-03-30 | 2049 | 11 |  |  | WT-Onshore | wind_onshorewind | Wind | Excluded_Wind
MKL__6W6B | MKL 230 | teppc | BCHA | BCHA | British Columbia Transmission Company | BCHA_AESO | Excluded | 2016-11-01 | 2050-03-30 | 2049 | 22 |  |  | WT-Onshore | wind_onshorewind | Wind | Excluded_Wind
MKTPSVC | MKTPSVC | teppc | LDWP | LDWP | Los Angeles Department of Water and Power | LADWP | LDWP | 1986-04-15 | 2050-12-31 | 2050 | 0 |  |  | VAR-Device | VAR_NOTGEN | None | LDWP_Var-DEVICE
MKTRCK_1_UNIT_1 | MCKITTRICK LIMITED | caiso | PGE_Valley | PGE_Valley | Pacific Gas and Electric Valley | PGE_Valley | CAISO | 1991-10-16 | 2050-12-31 | 2050 | 47.49 |  |  | CT-NatGas-Industrial | CT_NG | CT | CAISO_Peaker1
MLPTAS_7_QFUNTS | MLPTAS_7_QFUNTS | caiso | PGE_Bay | PGE_Bay | Pacific Gas and Electric Bay | PGE_Bay | CAISO | 2000-01-01 | 2050-12-31 | 2050 | 1 |  |  | n/a | Cogen_NG | Cogen | CAISO_CHP
MLW_W | MLW W | teppc | BCHA | BCHA | British Columbia Transmission Company | BCHA_AESO | Excluded | 2018-03-30 | 2050-03-30 | 2049 | 15 |  |  | WT-Onshore | wind_onshorewind | Wind | Excluded_Wind
MM_SD_Miramar2 | MM San Diego-Miramar-UNT2_22448 | teppc | CISC | CISC | Southern California Edison | SCE | CAISO | 2003-05-21 | 2050-12-31 | 2050 | 1.6 |  |  | Bio-ICE | ICE_Biomass | Biomass/Wood | CAISO_Biomass
MNDALY_6_MCGRTH | McGrath Beach Peaker | caiso | SCE | SCE | Southern California Edison | SCE | CAISO | 2012-11-01 | 2050-12-31 | 2050 | 47.2 |  |  | CT-NatGas-Aero | CT_NG | CT | CAISO_Peaker1
MNDOTA_1_SOLAR1 | North Star Solar 1 | caiso | PGE_Valley | PGE_Valley | Pacific Gas and Electric Valley | PGE_Valley | CAISO | 2015-06-20 | 2050-12-31 | 2050 | 60 |  |  | n/a | PVgeneric_sun | Solar_Fixed | CAISO_Solar
MNDOTA_1_SOLAR2 | Citizen Solar B | caiso | PGE_Valley | PGE_Valley | Pacific Gas and Electric Valley | PGE_Valley | CAISO | 2015-12-11 | 2050-12-31 | 2050 | 5 |  |  | n/a | PVgeneric_sun | Solar_Fixed | CAISO_Solar
MOE_34_5 | SAN FRANCISCO COGENERACION | teppc | CFE | CFE | Comisión Federal de Electricidad | CFE | Excluded | 1950-01-01 | 2050-12-31 | 2050 | 22.5 |  |  | CT-NatGas-Aero | CT_NG | CT | Excluded_Peaker
MOJAVE_1_SIPHON | MOJAVE SIPHON POWER PLANT | caiso | SCE | SCE | Southern California Edison | SCE | CAISO | 1996-01-01 | 2050-12-31 | 2050 | 14.36 |  |  | n/a | Hydro_Standard | Hydro | CAISO_Hydro
MOJAVW_2_SOLAR | Mojave West | caiso | SCE | SCE | Southern California Edison | SCE | CAISO | 2016-06-15 | 2050-12-31 | 2050 | 20 |  |  | n/a | PVgeneric_sun | Solar_Fixed | CAISO_Solar
MONLTH_6_BATTRY | Tehachapi Storage Project | caiso | SCE | SCE | Southern California Edison | SCE | CAISO |  | 2050-12-31 | 2050 | 7.99 | 4 | 31.96 | Battery_ | Battery_ | Battery Storage | CAISO_Baseline_Li_Battery
MONLTH_6_BOREL | BOREL HYDRO UNITS 1-3 AGGREGATE | caiso | PGE_Valley | PGE_Valley | Pacific Gas and Electric Valley | PGE_Valley | CAISO | 1904-01-01 | 2050-12-31 | 2050 | 11 |  |  | n/a | Hydro_Standard | Hydro | CAISO_Small_Hydro
MONLTS_2_MONWD4 | Monolith 4 | caiso | SCE | SCE | Southern California Edison | SCE | CAISO |  | 2020-02-07 | 2019 | 4.75 |  |  | WIND_WIND | wind_onshorewind | Wind | CAISO_Wind
MONLTS_2_MONWD5 | Monolith 5 | caiso | SCE | SCE | Southern California Edison | SCE | CAISO |  | 2020-02-07 | 2019 | 4.04 |  |  | WIND_WIND | wind_onshorewind | Wind | CAISO_Wind
MONLTS_2_MONWD6 | Monolith 6 | caiso | SCE | SCE | Southern California Edison | SCE | CAISO |  | 2020-02-07 | 2019 | 5.25 |  |  | WIND_WIND | wind_onshorewind | Wind | CAISO_Wind
MONLTS_2_MONWD7 | Monolith 7 | caiso | SCE | SCE | Southern California Edison | SCE | CAISO |  | 2020-02-07 | 2019 | 4.76 |  |  | WIND_WIND | wind_onshorewind | Wind | CAISO_Wind
Monroe_Street_6 | Monroe Street-6 | teppc | AVA | AVA | Avista Corp. | BPAT | NW | 1992-12-01 | 2050-12-31 | 2050 | 14.8 |  |  | Hydro | Hydro_Standard | Hydro | NW_Hydro
Montague_Wind | Montague Wind Power Facility LLC-1 | teppc | TPWR | TPWR | Tacoma Power | BPAT | NW | 2018-04-15 | 2050-12-31 | 2050 | 404 |  |  | WT-Onshore | wind_onshorewind | Wind | NW_Wind
Montana_1_G1 | Montana 1-G1 | teppc | EPE | EPE | El Paso Electric Company | PNM_EPE | SW | 2015-03-19 | 2055-12-31 | 2055 | 88.2 |  |  | CT-NatGas-Aero | CT_NG | CT | SW_Peaker
Montana_2_G2 | Montana 2-G2 | teppc | EPE | EPE | El Paso Electric Company | PNM_EPE | SW | 2015-03-20 | 2055-12-31 | 2055 | 88.2 |  |  | CT-NatGas-Aero | CT_NG | CT | SW_Peaker
Montana_3_G3 | Montana 3-G3 | teppc | EPE | EPE | El Paso Electric Company | PNM_EPE | SW | 2016-05-03 | 2056-12-31 | 2056 | 89.2 |  |  | CT-NatGas-Aero | CT_NG | CT | SW_Peaker
Montana_4_G4 | Montana 4-G4 | teppc | EPE | EPE | El Paso Electric Company | PNM_EPE | SW | 2016-09-15 | 2056-12-31 | 2056 | 89.2 |  |  | CT-NatGas-Aero | CT_NG | CT | SW_Peaker
Monticello_Wind |  | teppc | PAUT | PAUT | Utah, PACE Utility | PACE | NW | 1950-01-01 | 2050-12-31 | 2050 | 79.2 |  |  | WT-Onshore | wind_onshorewind | Wind | NW_Wind
MONTPH_7_UNITS | MONTICELLO HYDRO AGGREGATE | caiso | PGE_Bay | PGE_Bay | Pacific Gas and Electric Bay | PGE_Bay | CAISO | 1974-01-01 | 2050-12-31 | 2050 | 12.5 |  |  | n/a | Hydro_Standard | Hydro | CAISO_Small_Hydro
Montrose_Creek1 | East Toba and Montrose Creek (MTC)-1_East Toba and Montrose Creek (MTC)-1_IPP-MTC | teppc | BCHA | BCHA | British Columbia Transmission Company | BCHA_AESO | Excluded | 2010-07-01 | 2045-05-27 | 2044 | 43.95 |  |  | Hydro | Hydro_Standard | Hydro | Excluded_Hydro
Montrose_Creek2 | East Toba and Montrose Creek (MTC)-2_East Toba and Montrose Creek (MTC)-2_IPP-MTC | teppc | BCHA | BCHA | British Columbia Transmission Company | BCHA_AESO | Excluded | 2010-07-01 | 2045-05-27 | 2044 | 43.95 |  |  | Hydro | Hydro_Standard | Hydro | Excluded_Hydro
MOORPK_2_CALABS | Calabasas Gas-to-Energy Facility | caiso | SCE | SCE | Southern California Edison | SCE | CAISO | 2010-09-20 | 2050-12-31 | 2050 | 6.96 |  |  | n/a | CT_Biomass | Biogas_LandfillGas | CAISO_Biomass
MOORPK_6_QF | MOORPARK QFS | caiso | SCE | SCE | Southern California Edison | SCE | CAISO | 1976-01-01 | 2050-12-31 | 2050 | 0.8 |  |  | n/a | Cogen_NG | Cogen | CAISO_Small_Hydro
MoraDrop | Mora Drop Hydroelectric Project-1 | teppc | IPTV | IPTV | Idaho Treasure Valley | IPCO | NW | 2006-09-01 | 2050-12-31 | 2050 | 1.85 |  |  | Hydro | Hydro_Standard | Hydro | NW_Hydro
Mormon_Flat_1 | Mormon Flat Hydro MF1 | teppc | SRP | SRP | Salt River Project | SRP | SW | 1926-05-01 | 2050-12-31 | 2050 | 11.5 |  |  | Hydro | Hydro_Standard | Hydro | SW_Hydro
Mormon_Flat_2 | Mormon Flat MF2 | teppc | SRP | SRP | Salt River Project | SRP | SW | 1971-06-01 | 2050-12-31 | 2050 | 57 |  |  | PS-Hydro | Hydro_PumpedStorage | PSH | SW_Existing_Pumped_Storage
Morony_MOR1 | Morony-MOR1 | teppc | NWMT | NWMT | NorthWestern Energy | NWMT_WAUW | NW | 1930-01-01 | 2050-12-31 | 2050 | 22.5 |  |  | Hydro | Hydro_Standard | Hydro | NW_Hydro
Morony_MOR2 | Morony-MOR2 | teppc | NWMT | NWMT | NorthWestern Energy | NWMT_WAUW | NW | 1930-01-01 | 2050-12-31 | 2050 | 22.5 |  |  | Hydro | Hydro_Standard | Hydro | NW_Hydro
Morrow_Point_1 | Morrow Point 1 | teppc | WACM | WACM | Western Area Power Administration, Colorado-Missouri Region | WACM | Excluded | 1970-12-01 | 2050-12-31 | 2050 | 81 |  |  | Hydro | Hydro_Standard | Hydro | Excluded_Hydro
Morrow_Point_2 | Morrow Point 2 | teppc | WACM | WACM | Western Area Power Administration, Colorado-Missouri Region | WACM | Excluded | 1971-01-01 | 2050-12-31 | 2050 | 81 |  |  | Hydro | Hydro_Standard | Hydro | Excluded_Hydro
MorrowPwrGT | Morrow Power-GT1 | teppc | BPAT | BPAT | Bonneville Power Administration – Transmission | BPAT | NW | 2003-04-18 | 2050-12-31 | 2050 | 31 |  |  | CT-NatGas-Aero | CT_NG | CT | NW_Peaker
MORWD_6_QF |  | caiso | SCE | SCE | Southern California Edison | SCE | CAISO | 1982-01-01 | 2050-12-31 | 2050 | 38.16 |  |  | wind_onshorewind | wind_onshorewind | Wind | CAISO_Wind
MOSSLD_1_QF | SMALL QF AGGREGATION - SANTA CRUZ | caiso | PGE_Bay | PGE_Bay | Pacific Gas and Electric Bay | PGE_Bay | CAISO | 1985-01-01 | 2050-12-31 | 2050 | 1 |  |  | n/a | Cogen_NG | Cogen | CAISO_CHP
MOSSLD_2_PSP1 | MOSS LANDING POWER BLOCK 1 | caiso | PGE_Bay | PGE_Bay | Pacific Gas and Electric Bay | PGE_Bay | CAISO | 2002-07-01 | 2050-12-31 | 2050 | 510 |  |  | CCWhole-NatGas-Industrial | CC_NG | CC | CAISO_CCGT1
MOSSLD_2_PSP2 | MOSS LANDING POWER BLOCK 2 | caiso | PGE_Bay | PGE_Bay | Pacific Gas and Electric Bay | PGE_Bay | CAISO | 2002-07-11 | 2050-12-31 | 2050 | 510 |  |  | CCWhole-NatGas-Industrial | CC_NG | CC | CAISO_CCGT1
Mossyrock_51 | Mossyrock-51 | teppc | TPWR | TPWR | Tacoma Power | BPAT | NW | 1968-11-01 | 2050-12-31 | 2050 | 150 |  |  | Hydro | Hydro_Standard | Hydro | NW_Hydro
Mossyrock_52 | Mossyrock-52 | teppc | TPWR | TPWR | Tacoma Power | BPAT | NW | 1968-10-01 | 2050-12-31 | 2050 | 150 |  |  | Hydro | Hydro_Standard | Hydro | NW_Hydro
Mount_Elbert_1 | Mount Elbert 1 | teppc | WACM | WACM | Western Area Power Administration, Colorado-Missouri Region | WACM | Excluded | 1983-07-01 | 2050-12-31 | 2050 | 105.26 |  |  | PS-Hydro | Hydro_PumpedStorage | PSH | Excluded_Pumped_Hydro
Mount_Elbert_2 | Mount Elbert 2 | teppc | WACM | WACM | Western Area Power Administration, Colorado-Missouri Region | WACM | Excluded | 1984-09-01 | 2050-12-31 | 2050 | 105.26 |  |  | PS-Hydro | Hydro_PumpedStorage | PSH | Excluded_Pumped_Hydro
Mountain_Home_Solar |  | teppc | IPTV | IPTV | Idaho Treasure Valley | IPCO | NW | 2016-12-31 | 2050-12-31 | 2050 | 20 |  |  | SolarPV-Tracking | 1axPV_sun | Solar_1Axis | NW_Solar
Mountain_View_PV | Mountain View Solar Plant 1 | teppc | PNM | PNM | Public Service Company of New Mexico | PNM_EPE | SW | 2002-07-11 | 2030-12-31 | 2030 | 20 |  |  | SolarPV-NonTracking | FixedPV_sun | Solar_Fixed | SW_Solar
MountainWind1 | Mountain Wind Power LLC-1 | teppc | PAWY | PAWY | Wyoming, PACE Utility | PACE | NW | 2008-04-01 | 2050-12-31 | 2050 | 60 |  |  | WT-Onshore | wind_onshorewind | Wind | NW_Wind
MountainWind2 | Mountain Wind Power II LLC-1 | teppc | PAWY | PAWY | Wyoming, PACE Utility | PACE | NW | 2008-04-01 | 2050-12-31 | 2050 | 80 |  |  | WT-Onshore | wind_onshorewind | Wind | NW_Wind
MoyieSprings1 | Moyie Springs-1 | teppc | BPAT | BPAT | Bonneville Power Administration – Transmission | BPAT | NW | 1941-12-01 | 2050-12-31 | 2050 | 2 |  |  | Hydro | Hydro_Standard | Hydro | NW_Hydro
MoyieSprings2 | Moyie Springs-2 | teppc | PNM | PNM | Public Service Company of New Mexico | PNM_EPE | SW | 1921-12-01 | 2050-12-31 | 2050 | 0.4 |  |  | Hydro | Hydro_Standard | Hydro | SW_Hydro
MoyieSprings3 | Moyie Springs-3 | teppc | PNM | PNM | Public Service Company of New Mexico | PNM_EPE | SW | 1950-12-01 | 2050-12-31 | 2050 | 1 |  |  | Hydro | Hydro_Standard | Hydro | SW_Hydro
MoyieSprings4 | Moyie Springs-4 | teppc | PNM | PNM | Public Service Company of New Mexico | PNM_EPE | SW | 1982-02-01 | 2050-12-31 | 2050 | 1.5 |  |  | Hydro | Hydro_Standard | Hydro | SW_Hydro
MRCHNT_2_PL1X3 | Desert Star Energy Center | caiso | NEVP | SCE | Southern California Edison | SCE | CAISO | 2012-06-18 | 2050-12-31 | 2050 | 494.58 |  |  | CCWhole-NatGas-Industrial | CC_NG | CC | CAISO_CCGT1
MRGT_6_MEF2 | Miramar Energy Facility II | caiso | SDGE | SDGE | San Diego Gas and Electric | SDGE | CAISO | 2009-08-07 | 2050-12-31 | 2050 | 44 |  |  | CT-NatGas-Industrial | CT_NG | CT | CAISO_Peaker1
MRGT_6_MMAREF | Miramar Energy Facility | caiso | SDGE | SDGE | San Diego Gas and Electric | SDGE | CAISO | 2005-07-27 | 2050-12-31 | 2050 | 45 |  |  | CT-NatGas-Industrial | CT_NG | CT | CAISO_Peaker1
MRLSDS_6_SOLAR1 | Morelos Solar | caiso | PGE_Valley | PGE_Valley | Pacific Gas and Electric Valley | PGE_Valley | CAISO | 2015-11-25 | 2050-12-31 | 2050 | 15 |  |  | n/a | PVgeneric_sun | Solar_Fixed | CAISO_Solar
MS_G1 | Macho Springs-PV1_16536 | teppc | EPE | EPE | El Paso Electric Company | PNM_EPE | SW | 2014-05-23 | 2034-05-31 | 2033 | 48.5 |  |  | SolarPV-Tracking | 1axPV_sun | Solar_1Axis | SW_Solar
MS_G2 | Macho Springs-PV2_16536 | teppc | EPE | EPE | El Paso Electric Company | PNM_EPE | SW | 2014-05-23 | 2034-05-31 | 2033 | 28.13 |  |  | SolarPV-Tracking | 1axPV_sun | Solar_1Axis | SW_Solar
MSG_13 | MSG 13 | teppc | BCHA | BCHA | British Columbia Transmission Company | BCHA_AESO | Excluded | 2018-03-30 | 2050-03-30 | 2049 | 11.4 |  |  | SCGT | CT_NG | CT | Excluded_Peaker
MSHGTS_6_MMARLF | MIRAMAR LANDFILL | caiso | SDGE | SDGE | San Diego Gas and Electric | SDGE | CAISO | 2003-05-21 | 2050-12-31 | 2050 | 5 |  |  | n/a | Biogas_ | Biogas_LandfillGas | CAISO_Biomass
MSOLAR_2_SOLAR1 | Mesquite Solar 1 | caiso | AZPS | SDGE | San Diego Gas and Electric | SDGE | CAISO | 2014-01-01 | 2050-12-31 | 2050 | 165 |  |  | n/a | PVgeneric_sun | Solar_Fixed | CAISO_Solar
MSOLAR_2_SOLAR2 | Mesquite Solar 2 | caiso | AZPS | SDGE | San Diego Gas and Electric | SDGE | CAISO | 2016-11-01 | 2050-12-31 | 2050 | 100.81 |  |  | PVgeneric_sun | PVgeneric_sun | Solar_Fixed | CAISO_Solar
MSOLAR_2_SOLAR3 | Mesquite Solar 3, LLC | caiso | AZPS | SDGE | San Diego Gas and Electric | SDGE | CAISO | 2016-08-01 | 2050-12-31 | 2050 | 152 |  |  | PVgeneric_sun | PVgeneric_sun | Solar_Fixed | CAISO_Solar
MSSION_2_QF | SMALL QF AGGREGATION - SAN DIEGO | caiso | SDGE | SDGE | San Diego Gas and Electric | SDGE | CAISO | 1980-01-01 | 2050-12-31 | 2050 | 2 |  |  | n/a | Unknown | None | CAISO_Small_Hydro
MSTANG_2_SOLAR | Mustang | caiso | PGE_Valley | PGE_Valley | Pacific Gas and Electric Valley | PGE_Valley | CAISO | 2016-07-12 | 2050-12-31 | 2050 | 30 |  |  | n/a | PVgeneric_sun | Solar_Fixed | CAISO_Solar
MSTANG_2_SOLAR3 | Mustang 3 | caiso | PGE_Valley | PGE_Valley | Pacific Gas and Electric Valley | PGE_Valley | CAISO | 2016-05-03 | 2050-12-31 | 2050 | 40 |  |  | n/a | PVgeneric_sun | Solar_Fixed | CAISO_Solar
MSTANG_2_SOLAR4 | Mustang 4 | caiso | PGE_Valley | PGE_Valley | Pacific Gas and Electric Valley | PGE_Valley | CAISO | 2016-06-09 | 2050-12-31 | 2050 | 30 |  |  | n/a | PVgeneric_sun | Solar_Fixed | CAISO_Solar
MT_Sun_Solar |  | teppc | NWMT | NWMT | NorthWestern Energy | NWMT_WAUW | NW | 1950-01-01 | 2050-12-31 | 2050 | 80 |  |  | Solar | PVgeneric_sun | Solar_Fixed | NW_Solar
MTHSE_G_38380_1 | MTHSE_G | teppc | BANC | BANC | Balancing Authority of Northern California | SMUD | BANC | 2014-12-13 | 2050-12-31 | 2050 | 20 |  |  | SolarPV-NonTracking | FixedPV_sun | Solar_Fixed | BANC_Solar
MTNPOS_1_UNIT |  | caiso | PGE_Valley | PGE_Valley | Pacific Gas and Electric Valley | PGE_Valley | CAISO | 1989-04-01 | 2050-12-31 | 2050 | 46.64 |  |  | Bio-ST | Cogen_NG | Cogen | CAISO_CHP
MTV_G1 | Mountain View Solar Plant 1 | teppc | NEVP | NEVP | Nevada Power Company | NEVP | SW | 2002-07-11 | 2030-12-31 | 2030 | 20 |  |  | SolarPV-NonTracking | FixedPV_sun | Solar_Fixed | SW_Solar
MTV_G2 | Mountain View Solar Plant 1 | teppc | NEVP | NEVP | Nevada Power Company | NEVP | SW | 2002-07-11 | 2030-12-31 | 2030 | 20 |  |  | SolarPV-NonTracking | FixedPV_sun | Solar_Fixed | SW_Solar
MTWIND_1_UNIT_1 | Mountain View Power Project I | caiso | SCE | SCE | Southern California Edison | SCE | CAISO | 2001-03-24 | 2050-12-31 | 2050 | 44.4 |  |  | n/a | wind_onshorewind | Wind | CAISO_Wind
MTWIND_1_UNIT_2 | Mountain View Power Project II | caiso | SCE | SCE | Southern California Edison | SCE | CAISO | 2001-09-17 | 2050-12-31 | 2050 | 22.2 |  |  | n/a | wind_onshorewind | Wind | CAISO_Wind
MTWIND_1_UNIT_3 | Mountain View Power Project III | caiso | SCE | SCE | Southern California Edison | SCE | CAISO | 2003-12-15 | 2050-12-31 | 2050 | 22.44 |  |  | n/a | wind_onshorewind | Wind | CAISO_Wind
MudCreek_S_S_1 | Mud Creek_S+S-1 | teppc | IPFE | IPFE | Idaho Far East | IPCO | NW | 1982-02-20 | 2030-04-15 | 2029 | 0.52 |  |  | Hydro | Hydro_Standard | Hydro | NW_Hydro
MudCreek_White | Mud Creek_White-1 | teppc | IPFE | IPFE | Idaho Far East | IPCO | NW | 1986-01-10 | 2030-04-15 | 2029 | 0.21 |  |  | Hydro | Hydro_Standard | Hydro | NW_Hydro
Murphy_Flat_Power |  | teppc | IPTV | IPTV | Idaho Treasure Valley | IPCO | NW | 2016-12-31 | 2050-12-31 | 2050 | 140 |  |  | SolarPV-Tracking | 1axPV_sun | Solar_1Axis | NW_Solar
MURRAY_6_UNIT | Grossmont Hospital | caiso | SDGE | SDGE | San Diego Gas and Electric | SDGE | CAISO | 2016-12-01 | 2050-12-31 | 2050 | 4.12 |  |  | COMBUSTION TURBINE_NATURAL GAS | Cogen_NG | Cogen | CAISO_CHP
MurrayTurbine1 | Murray Turbine-1 | teppc | PAUT | PAUT | Utah, PACE Utility | PACE | NW | 2002-01-01 | 2050-12-31 | 2050 | 13.5 |  |  | CT-NatGas-Aero | CT_NG | CT | NW_Peaker
MurrayTurbine2 | Murray Turbine-2 | teppc | PAUT | PAUT | Utah, PACE Utility | PACE | NW | 2002-01-01 | 2050-12-31 | 2050 | 13.5 |  |  | CT-NatGas-Aero | CT_NG | CT | NW_Peaker
MurrayTurbine3 | Murray Turbine-3 | teppc | PAUT | PAUT | Utah, PACE Utility | PACE | NW | 2002-01-01 | 2050-12-31 | 2050 | 13.5 |  |  | CT-NatGas-Aero | CT_NG | CT | NW_Peaker
MuskegG1_1 | MuskegG1-1 | teppc | AESO | AESO | Alberta Electric System Operator | BCHA_AESO | Excluded | 2001-09-01 | 2050-12-01 | 2050 | 85 |  |  | CT-AB-Cogen | Cogen_NG | Cogen | Excluded_CHP
MuskegG2_2 | MuskegG2-2 | teppc | AESO | AESO | Alberta Electric System Operator | BCHA_AESO | Excluded | 2001-09-01 | 2050-12-01 | 2050 | 85 |  |  | CT-AB-Cogen | Cogen_NG | Cogen | Excluded_CHP
Musselshell_Wind_Two |  | teppc | CISC | CISC | Southern California Edison | NWMT_WAUW | NW | 2012-12-31 | 2050-12-31 | 2050 | 10 |  |  | WT-Onshore | wind_onshorewind | Wind | NW_Wind
Musselshell1 | Musselshell Wind Project-MWP1¦Musselshell Wind Project Two LLC-MWP2 | teppc | NWMT | NWMT | NorthWestern Energy | NWMT_WAUW | NW | 2012-12-31 | 2050-12-01 | 2050 | 20 |  |  | WT-Onshore | wind_onshorewind | Wind | NW_Wind
MustusEnergy | MustusEnergy | teppc | AESO | AESO | Alberta Electric System Operator | BCHA_AESO | Excluded | 2016-03-01 | 2050-12-31 | 2050 | 41 |  |  | Bio-ST | ST_Biomass | Biomass/Wood | Excluded_Biomass
Mystic_MYS1 | Mystic-MYS1 | teppc | IPFE | IPFE | Idaho Far East | IPCO | NW | 1925-05-01 | 2050-12-31 | 2050 | 5 |  |  | Hydro | Hydro_Standard | Hydro | NW_Hydro
Mystic_MYS2 | Mystic-MYS2 | teppc | IPFE | IPFE | Idaho Far East | IPCO | NW | 1925-05-01 | 2050-12-31 | 2050 | 5 |  |  | Hydro | Hydro_Standard | Hydro | NW_Hydro
N_FORK | N_FORK | teppc | TPWR | TPWR | Tacoma Power | BPAT | NW | 2012-01-01 | 2050-12-31 | 2050 | 2 |  |  | HYDRO | Hydro_Standard | Hydro | NW_Hydro
N_FORK2 | N_FORK | teppc | TPWR | TPWR | Tacoma Power | BPAT | NW | 2012-01-01 | 2050-12-31 | 2050 | 2 |  |  | HYDRO | Hydro_Standard | Hydro | NW_Hydro
NabiyeColdLake1 | NABIYEG1-G1 | teppc | AESO | AESO | Alberta Electric System Operator | BCHA_AESO | Excluded | 2014-02-28 | 2050-12-31 | 2050 | 85 |  |  | CT-AB-Cogen | Cogen_NG | Cogen | Excluded_CHP
NabiyeColdLake2 | NABIYEG1-G2 | teppc | AESO | AESO | Alberta Electric System Operator | BCHA_AESO | Excluded | 2014-02-28 | 2050-12-31 | 2050 | 85 |  |  | CT-AB-Cogen | Cogen_NG | Cogen | Excluded_CHP
Napa_Recycling_Biomass_Plant | Napa Recycling Biomass Plant | rps | PGE_Valley | PGE_Valley | Pacific Gas and Electric Valley | PGE_Valley | CAISO | 2020-04-30 | 2050-12-31 | 2050 | 1 |  |  | Biomassnan | ST_Biomass | Biomass/Wood | CAISO_Biomass
NAROW1_2_UNIT | NARROWS PH 1 UNIT | caiso | PGE_Valley | PGE_Valley | Pacific Gas and Electric Valley | PGE_Valley | CAISO | 1942-01-01 | 2050-12-31 | 2050 | 12 |  |  | n/a | Hydro_Standard | Hydro | CAISO_Small_Hydro
NAROW2_2_UNIT | Narrows Powerhouse Unit 2 | caiso | PGE_Valley | PGE_Valley | Pacific Gas and Electric Valley | PGE_Valley | CAISO | 1969-01-01 | 2050-12-31 | 2050 | 55 |  |  | n/a | Hydro_Standard | Hydro | CAISO_Hydro
Naughton1 | Naughton-1 | teppc | PAWY | PAWY | Wyoming, PACE Utility | PACE | NW | 1963-12-01 | 2050-12-31 | 2050 | 156 |  |  | ST-Coal | Steam_Coal | Coal | NW_Coal
Naughton2 | Naughton-2 | teppc | PAWY | PAWY | Wyoming, PACE Utility | PACE | NW | 1968-10-01 | 2050-12-31 | 2050 | 201 |  |  | ST-Coal | Steam_Coal | Coal | NW_Coal
Navajo_1 | Navajo NAV1 | teppc | SRP | SRP | Salt River Project | SRP | SW | 1974-05-01 | 2019-09-22 | 2018 | 750 |  |  | ST-Coal | Steam_Coal | Coal | SW_Coal
Navajo_2 | Navajo NAV2 | teppc | SRP | SRP | Salt River Project | SRP | SW | 1975-04-01 | 2019-12-31 | 2019 | 750 |  |  | ST-Coal | Steam_Coal | Coal | SW_Coal
Navajo_3 | Navajo NAV3 | teppc | SRP | SRP | Salt River Project | SRP | SW | 1976-04-01 | 2019-12-31 | 2019 | 750 |  |  | ST-Coal | Steam_Coal | Coal | SW_Coal
Navajo_Dam_1 | Navajo Dam 1 | teppc | WALC | WALC | Western Area Power Administration, Lower Colorado Region | WALC | SW | 1989-01-01 | 2050-12-31 | 2050 | 16 |  |  | Hydro | Hydro_Standard | Hydro | SW_Hydro
Navajo_Dam_2 | Navajo Dam 2 | teppc | WALC | WALC | Western Area Power Administration, Lower Colorado Region | WALC | SW | 1989-01-01 | 2050-12-31 | 2050 | 16 |  |  | Hydro | Hydro_Standard | Hydro | SW_Hydro
NAVYII_2_UNITS | COSO POWER DEVELOPER (NAVY II) AGGREGATE | caiso | SCE | SCE | Southern California Edison | SCE | CAISO | 1989-12-23 | 2050-12-31 | 2050 | 90 |  |  | n/a | Geothermal_steam | Geothermal | CAISO_Geothermal
NCPA_7_GP1UN1 | NCPA GEO PLANT 1 UNIT 1 | caiso | PGE_Bay | PGE_Bay | Pacific Gas and Electric Bay | PGE_Bay | CAISO | 1983-01-01 | 2050-12-31 | 2050 | 38.85 |  |  | n/a | Geothermal_steam | Geothermal | CAISO_Geothermal
NCPA_7_GP1UN2 | NCPA GEO PLANT 1 UNIT 2 | caiso | PGE_Bay | PGE_Bay | Pacific Gas and Electric Bay | PGE_Bay | CAISO | 1983-01-01 | 2050-12-31 | 2050 | 39.94 |  |  | n/a | Geothermal_steam | Geothermal | CAISO_Geothermal
NCPA_7_GP2UN3 | NCPA GEO PLANT 2 UNIT 3 | caiso | PGE_Bay | PGE_Bay | Pacific Gas and Electric Bay | PGE_Bay | CAISO | 1985-01-01 | 2050-12-31 | 2050 | 42.42 |  |  | n/a | Geothermal_steam | Geothermal | CAISO_Geothermal
NCPA_7_GP2UN4 | NCPA GEO PLANT 2 UNIT 4 | caiso | PGE_Bay | PGE_Bay | Pacific Gas and Electric Bay | PGE_Bay | CAISO | 1986-01-01 | 2050-12-31 | 2050 | 52.73 |  |  | n/a | Geothermal_steam | Geothermal | CAISO_Geothermal
NealHotSprings1 | Neal Hot Springs Geothermal Project-NHS1 | teppc | IPTV | IPTV | Idaho Treasure Valley | IPCO | NW | 2012-07-09 | 2050-12-31 | 2050 | 11 |  |  | Geo-BinaryCycle | Geothermal_steam | Geothermal | NW_Geothermal
NealHotSprings2 | Neal Hot Springs Geothermal Project-NHS2 | teppc | CISC | CISC | Southern California Edison | IPCO | NW | 2012-07-09 | 2050-12-31 | 2050 | 11 |  |  | Geo-BinaryCycle | Geothermal_steam | Geothermal | NW_Geothermal
NealHotSprings3 | Neal Hot Springs Geothermal Project-NHS3 | teppc | CISC | CISC | Southern California Edison | IPCO | NW | 2012-07-09 | 2050-12-31 | 2050 | 11 |  |  | Geo-BinaryCycle | Geothermal_steam | Geothermal | NW_Geothermal
NeboPwrStaCC_Total | NeboPwrStaCC (Total CC Plant) | teppc | PAUT | PAUT | Utah, PACE Utility | PACE | NW | 2004-06-01 | 2050-12-31 | 2050 | 140 |  |  | CCWhole-NatGas-Aero | CC_NG | CC | NW_CCGT
NEENACH_SOLAR_ | NEENACH SOLAR | rps | LADWP | SCE | Southern California Edison | SCE | CAISO | 2019-05-21 | 2050-12-31 | 2050 | 3 |  |  | Solar PV - Ground mountSolar: Tracking (1 Axis) | 1axPV_sun | Solar_1Axis | CAISO_Solar
NEENCH_6_SOLAR | Alpine Solar | caiso | SCE | SCE | Southern California Edison | SCE | CAISO | 2013-01-18 | 2050-12-31 | 2050 | 66 |  |  | n/a | PVgeneric_sun | Solar_Fixed | CAISO_Solar
Neil_Simpson_GT1 | Neil Simpson II CT GT1 | teppc | WACM | WACM | Western Area Power Administration, Colorado-Missouri Region | WACM | Excluded | 2000-07-01 | 2050-12-31 | 2050 | 40 |  |  | CT-NatGas-Aero | CT_NG | CT | Excluded_Peaker
Neil_Simpson_GT2 | Neil Simpson Gas Turbine #2 GT2 | teppc | WACM | WACM | Western Area Power Administration, Colorado-Missouri Region | WACM | Excluded | 2001-05-01 | 2050-12-31 | 2050 | 40 |  |  | CT-NatGas-Aero | CT_NG | CT | Excluded_Peaker
Neil_Simpson_ST2 | Neil Simpson II 2 | teppc | WACM | WACM | Western Area Power Administration, Colorado-Missouri Region | WACM | Excluded | 1995-09-01 | 2050-12-31 | 2050 | 80 |  |  | ST-Coal | Steam_Coal | Coal | Excluded_Coal
Nevada_Solar_One | Nevada Solar One ONE | teppc | NEVP | NEVP | Nevada Power Company | NEVP | SW | 2007-07-01 | 2050-12-31 | 2050 | 65 |  |  | SolarThermal-CSP6 | SolarThermal_sun | Solar_Thermal | SW_Solar
NevadaCogen_CC1 | NevadaCogenCC1 (Total CC Plant) | teppc | NEVP | NEVP | Nevada Power Company | NEVP | SW | 1991-12-01 | 2030-12-31 | 2030 | 88.5 |  |  | CCWhole-NatGas-Industrial | CC_NG | CC | SW_CCGT
NevadaCogen_CC2 | NevadaCogenCC2 (Total CC Plant) | teppc | NEVP | NEVP | Nevada Power Company | NEVP | SW | 1991-12-01 | 2039-12-31 | 2039 | 88.5 |  |  | CCWhole-NatGas-Industrial | CC_NG | CC | SW_CCGT
NEW_539S_13_8_G1_58379_G1 |  | teppc | AESO | AESO | Alberta Electric System Operator | BCHA_AESO | Excluded | 2018-03-30 | 2050-03-30 | 2049 | 50 |  |  | CT-AB-Cogen | Cogen_NG | Cogen | Excluded_CHP
NEW_539S_13_8_G2_58380_G2 |  | teppc | AESO | AESO | Alberta Electric System Operator | BCHA_AESO | Excluded | 2018-03-30 | 2050-03-30 | 2049 | 50 |  |  | CT-NatGas-Industrial | CT_NG | CT | Excluded_Peaker
NEW_APACHST4_17036_H |  | teppc | WALC | WALC | Western Area Power Administration, Lower Colorado Region | WALC | SW | 2018-03-30 | 2050-03-30 | 2049 | 434.7 |  |  | CCWhole-NatGas-SingleShaft | CC_NG | CC | SW_CCGT
NEW_BELLSHILL_58088_G1 |  | teppc | AESO | AESO | Alberta Electric System Operator | BCHA_AESO | Excluded | 2018-09-14 | 2050-03-30 | 2049 | 5.4 |  |  | CT-NatGas-Industrial | CT_NG | CT | Excluded_Peaker
NEW_BFDIESEL_73520_1 | BF_Diesels | teppc | WACM | WACM | Western Area Power Administration, Colorado-Missouri Region | WACM | Excluded | 1965-01-01 | 2050-03-30 | 2049 | 10 |  |  | ICE-OilDistillate | ICE_Oil | ICE | Excluded_Reciprocating_Engine
NEW_CMH16_550001_16 | City of Medicine Hat 16 | teppc | AESO | AESO | Alberta Electric System Operator | BCHA_AESO | Excluded | 2018-10-22 | 2050-03-30 | 2049 | 41.5 |  |  | CT-NatGas-Industrial | CT_NG | CT | Excluded_Peaker
New_Colony_Wind |  | teppc | NWMT | NWMT | NorthWestern Energy | NWMT_WAUW | NW | 1950-01-01 | 2050-12-31 | 2050 | 25 |  |  | WT-Onshore | wind_onshorewind | Wind | NW_Wind
NEW_FCC_13C1_80587_1 | FCC-13 80587 | teppc | BCHA | BCHA | British Columbia Transmission Company | BCHA_AESO | Excluded | 1986-04-15 | 2030-01-01 | 2029 | 19.55 |  |  | CT-NatGas-Industrial | CT_NG | CT | Excluded_Peaker
NEW_GEN_B_26901_1 | Beacon Solar A¦Beacon Solar¦BCON18G | teppc | LDWP | LDWP | Los Angeles Department of Water and Power | LADWP | LDWP | 2015-06-01 | 2050-12-31 | 2050 | 27.5 |  |  | HourlyResource | Unknown | Unknown | LDWP_Solar
New_Hogan_1 | New Hogan GEN1 | teppc | BANC | BANC | Balancing Authority of Northern California | SMUD | BANC | 1986-04-15 | 2050-12-31 | 2050 | 2.2 |  |  | Hydro | Hydro_Standard | Hydro | BANC_Small_Hydro
New_Hogan_2 | New Hogan GEN2 | teppc | BANC | BANC | Balancing Authority of Northern California | SMUD | BANC | 1986-04-15 | 2050-12-31 | 2050 | 2.2 |  |  | Hydro | Hydro_Standard | Hydro | BANC_Hydro
New_Melones_1 | New Melones 1 | teppc | BANC | BANC | Balancing Authority of Northern California | SMUD | BANC | 1979-06-01 | 2050-12-31 | 2050 | 166.7 |  |  | Hydro | Hydro_Standard | Hydro | BANC_Hydro
New_Melones_2 | New Melones 2 | teppc | BANC | BANC | Balancing Authority of Northern California | SMUD | BANC | 1979-06-01 | 2050-12-31 | 2050 | 166.7 |  |  | Hydro | Hydro_Standard | Hydro | BANC_Hydro
New_Mexico_Wind_EC | New Mexico Wind Energy Center GE15 | teppc | PNM | PNM | Public Service Company of New Mexico | PNM_EPE | SW | 2003-09-01 | 2028-07-01 | 2027 | 204 |  |  | WT-Onshore | wind_onshorewind | Wind | SW_Wind
NEW_MGP_4C1_51696 | HLG-25 51696 | teppc | BCHA | BCHA | British Columbia Transmission Company | BCHA_AESO | Excluded | 1986-04-15 | 2030-01-01 | 2029 | 2.9 |  |  | CT-NatGas-Industrial | CT_NG | CT | Excluded_Peaker
NEW_NLV_4C1_80692 | NLV 4C1 80692 | teppc | BCHA | BCHA | British Columbia Transmission Company | BCHA_AESO | Excluded | 1986-04-15 | 2030-01-01 | 2029 | 2.3 |  |  | CT-NatGas-Industrial | CT_NG | CT | Excluded_Peaker
NEW_PAM_25C1_80786 | PAM 25C1_80786 | teppc | BCHA | BCHA | British Columbia Transmission Company | BCHA_AESO | Excluded | 1986-04-15 | 2030-01-01 | 2029 | 7 |  |  | CT-NatGas-Industrial | CT_NG | CT | Excluded_Peaker
NEW_SPFSHPRK_76502_1 | Spearfish Park Hydro | teppc | WACM | WACM | Western Area Power Administration, Colorado-Missouri Region | WACM | Excluded | 1912-01-01 | 2050-03-30 | 2049 | 4 |  |  | Hydro | Hydro_Standard | Hydro | Excluded_Hydro
NEW_SWAN_RV8_55240_1 |  | teppc | AESO | AESO | Alberta Electric System Operator | BCHA_AESO | Excluded | 2016-05-01 | 2050-03-30 | 2049 | 6.5 |  |  | CCWhole-NatGas-Industrial | CC_NG | CC | Excluded_CCGT
NEW_SWAN_RV8_55240_2 |  | teppc | AESO | AESO | Alberta Electric System Operator | BCHA_AESO | Excluded | 2016-05-01 | 2050-03-30 | 2049 | 6.5 |  |  | CCWhole-NatGas-Industrial | CC_NG | CC | Excluded_CCGT
NEW_SWAN_RV8_55240_3 |  | teppc | AESO | AESO | Alberta Electric System Operator | BCHA_AESO | Excluded | 2016-05-01 | 2050-03-30 | 2049 | 6.5 |  |  | CCWhole-NatGas-Industrial | CC_NG | CC | Excluded_CCGT
NEW_SWAN_RV8_55240_4 |  | teppc | AESO | AESO | Alberta Electric System Operator | BCHA_AESO | Excluded | 2016-05-01 | 2050-03-30 | 2049 | 6.5 |  |  | CCWhole-NatGas-Industrial | CC_NG | CC | Excluded_CCGT
NEW_SWAN_RV8_55240_5 |  | teppc | AESO | AESO | Alberta Electric System Operator | BCHA_AESO | Excluded | 2016-05-01 | 2050-03-30 | 2049 | 6.5 |  |  | CCWhole-NatGas-Industrial | CC_NG | CC | Excluded_CCGT
NEWARK_1_QF | NEWARK 1 QF | caiso | PGE_Bay | PGE_Bay | Pacific Gas and Electric Bay | PGE_Bay | CAISO | 1899-12-31 | 2050-12-31 | 2050 | 1.1 |  |  | n/a | Cogen_NG | Cogen | CAISO_CHP
Newman_1 | Newman-1 | teppc | EPE | EPE | El Paso Electric Company | PNM_EPE | SW | 1960-05-01 | 2022-12-31 | 2022 | 74 |  |  | ST-NatGas | ST_NG | Steam | SW_ST
Newman_2 | Newman-2 | teppc | EPE | EPE | El Paso Electric Company | PNM_EPE | SW | 1963-06-01 | 2023-12-31 | 2023 | 76 |  |  | ST-NatGas | ST_NG | Steam | SW_ST
Newman_3 | Newman-3 | teppc | EPE | EPE | El Paso Electric Company | PNM_EPE | SW | 1966-03-01 | 2024-12-31 | 2024 | 97 |  |  | ST-NatGas | ST_NG | Steam | SW_ST
Newman_PV | Newman-PV | teppc | BPAT | BPAT | Bonneville Power Administration – Transmission | BPAT | NW | 2009-12-01 | 2029-12-01 | 2029 | 0.64 |  |  | SolarPV-NonTracking | FixedPV_sun | Solar_Fixed | NW_Solar
Newman4CC_Total | Newman4CC (Total CC Plant) | teppc | EPE | EPE | El Paso Electric Company | PNM_EPE | SW | 1975-06-01 | 2023-12-31 | 2023 | 227 |  |  | CCWhole-NatGas-Industrial | CC_NG | CC | SW_CCGT
Newman5CC_Total | Newman5CC (Total CC Plant) | teppc | EPE | EPE | El Paso Electric Company | PNM_EPE | SW | 2009-05-01 | 2059-12-31 | 2059 | 278 |  |  | CCWhole-NatGas-Industrial | CC_NG | CC | SW_CCGT
Newman6CC_Total | Newman6CC (Total CC Plant) | teppc | EPE | EPE | El Paso Electric Company | PNM_EPE | SW | 2023-01-01 | 2063-12-31 | 2063 | 320 |  |  | CCWhole-NatGas-Industrial | CC_NG | CC | SW_CCGT
Newman7CC | Newman7CC (Total CC Plant) | teppc | EPE | EPE | El Paso Electric Company | PNM_EPE | SW | 2027-01-01 | 2067-12-31 | 2067 | 320 |  |  | CCWhole-NatGas-Industrial | CC_NG | CC | SW_CCGT
Newmont_TS_Power | Newmont TS Power¦TS Power Plant-1 | teppc | SPPC | SPPC | Nevada Power Company | NEVP | SW | 2008-05-01 | 2050-12-31 | 2050 | 226 |  |  | ST-Coal | Steam_Coal | Coal | SW_Coal
NGP_Blue_Mountain_1 | NGP Blue Mountain I LLC-BM1¦NVGEOG1-1¦Blue Mountain Geothermal - Faulkner 1 BM1 | teppc | SPPC | SPPC | Nevada Power Company | NEVP | SW | 1979-06-01 | 2050-12-31 | 2050 | 14.2 |  |  | Geo-BinaryCycle | Geothermal_steam | Geothermal | SW_Geothermal
NGP_Blue_Mountain_2 | NGP Blue Mountain I LLC-BM2¦NVGEOG1-2¦Blue Mountain Geothermal - Faulkner 1 BM2 | teppc | SPPC | SPPC | Nevada Power Company | NEVP | SW | 2009-11-30 | 2050-12-31 | 2050 | 13.8 |  |  | Geo-BinaryCycle | Geothermal_steam | Geothermal | SW_Geothermal
NGP_Blue_Mountain_3 | NGP Blue Mountain I LLC-BM3¦NVGEOG1-3¦Blue Mountain Geothermal - Faulkner 1 BM3 | teppc | SPPC | SPPC | Nevada Power Company | NEVP | SW | 2009-11-30 | 2050-12-31 | 2050 | 11.7 |  |  | Geo-BinaryCycle | Geothermal_steam | Geothermal | SW_Geothermal
NGPPGEN | NGPP / Nightingale / Brady Geothermal | teppc | SPPC | SPPC | Nevada Power Company | NEVP | SW | 1992-01-01 | 2050-12-31 | 2050 | 6.5 |  |  | Renewable Thermal | Geothermal_steam | Geothermal | SW_Geothermal
NHOGAN_6_UNITS | NEW HOGAN PH AGGREGATE | caiso | PGE_Valley | PGE_Valley | Pacific Gas and Electric Valley | PGE_Valley | CAISO | 1986-04-15 | 2050-12-31 | 2050 | 4 |  |  | n/a | Hydro_Standard | Hydro | CAISO_Hydro
NIC_SUN_13 | NIC_SUN 13 | teppc | BCHA | BCHA | British Columbia Transmission Company | BCHA_AESO | Excluded | 2018-03-30 | 2050-03-30 | 2049 | 72.4 |  |  | SolarPV-NonTracking | FixedPV_sun | Solar_Fixed | Excluded_Solar
Niland_1 | Niland Peaking 1 | teppc | IID | IID | Imperial Irrigation District | IID | IID | 1993-06-01 | 2050-12-31 | 2050 | 50 |  |  | CT-NatGas-Aero | CT_NG | CT | IID_Peaker
Niland_2 | Niland Peaking 2 | teppc | IID | IID | Imperial Irrigation District | IID | IID | 2008-06-01 | 2050-12-01 | 2050 | 50 |  |  | CT-NatGas-Aero | CT_NG | CT | IID_Peaker
Nimbus_1 | Nimbus-1 | teppc | BANC | BANC | Balancing Authority of Northern California | SMUD | BANC | 1955-05-01 | 2050-12-31 | 2050 | 8.63 |  |  | HydroRPS | Hydro_Standard | Hydro | BANC_Hydro
Nimbus_2 | Nimbus-2 | teppc | BANC | BANC | Balancing Authority of Northern California | SMUD | BANC | 1955-06-01 | 2050-12-31 | 2050 | 8.63 |  |  | HydroRPS | Hydro_Standard | Hydro | BANC_Hydro
NIMTG_6_NICOGN | NORTH ISLAND COGEN | caiso | SDGE | SDGE | San Diego Gas and Electric | SDGE | CAISO | 1989-01-01 | 2050-12-31 | 2050 | 4.05 |  |  | Cogen_NG | Cogen_NG | Cogen | CAISO_CHP
NIMTG_6_NIQF |  | caiso | SDGE | SDGE | San Diego Gas and Electric | SDGE | CAISO | 1989-01-01 | 2018-03-01 | 2017 | 42.7 |  |  | CCWhole-NatGas-Industrial | Cogen_NG | Cogen | CAISO_CHP
Nine_Canyon_Wind | Nine Canyon Wind-1 | teppc | TPWR | TPWR | Tacoma Power | BPAT | NW | 2002-09-11 | 2050-12-31 | 2050 | 48.1 |  |  | WT-Onshore | wind_onshorewind | Wind | NW_Wind
NineMile1Exp | Nine Mile-1 | teppc | AVA | AVA | Avista Corp. | BPAT | NW | 2015-04-01 | 2050-12-31 | 2050 | 11.3 |  |  | Hydro | Hydro_Standard | Hydro | NW_Hydro
NineMile2Exp | Nine Mile-2 | teppc | AVA | AVA | Avista Corp. | BPAT | NW | 2015-04-01 | 2050-12-31 | 2050 | 9.1 |  |  | Hydro | Hydro_Standard | Hydro | NW_Hydro
NineMile3 | Nine Mile-3N | teppc | AVA | AVA | Avista Corp. | BPAT | NW | 1994-06-01 | 2050-12-31 | 2050 | 10 |  |  | Hydro | Hydro_Standard | Hydro | NW_Hydro
NineMile4 | Nine Mile-4N | teppc | AVA | AVA | Avista Corp. | BPAT | NW | 1994-06-01 | 2050-12-31 | 2050 | 10 |  |  | Hydro | Hydro_Standard | Hydro | NW_Hydro
NipponBiomass | Nippon Biomass-ST1 | teppc | BPAT | BPAT | Bonneville Power Administration – Transmission | BPAT | NW | 2013-04-01 | 2050-04-15 | 2049 | 20 |  |  | Bio-ST | ST_Biomass | Biomass/Wood | NW_Biomass
Nooksack | Nooksack-1 | teppc | PNM | PNM | Public Service Company of New Mexico | PNM_EPE | SW | 1905-12-01 | 2030-04-15 | 2029 | 1.5 |  |  | Hydro | Hydro_Standard | Hydro | SW_Hydro
North_Brawley_01 | North Brawley GE1 | teppc | IID | IID | Imperial Irrigation District | IID | IID | 2010-04-15 | 2050-12-31 | 2050 | 16 |  |  | Geo-BinaryCycle | Geothermal_steam | Geothermal | IID_Geothermal
North_Brawley_02 | North Brawley GE2 | teppc | IID | IID | Imperial Irrigation District | IID | IID | 2010-04-15 | 2050-12-31 | 2050 | 16 |  |  | Geo-BinaryCycle | Geothermal_steam | Geothermal | IID_Geothermal
North_Brawley_03 | North Brawley GE3 | teppc | IID | IID | Imperial Irrigation District | IID | IID | 2010-04-15 | 2050-12-31 | 2050 | 16 |  |  | Geo-BinaryCycle | Geothermal_steam | Geothermal | IID_Geothermal
North_Brawley_04 | North Brawley GE4 | teppc | IID | IID | Imperial Irrigation District | IID | IID | 2010-04-15 | 2050-12-31 | 2050 | 16 |  |  | Geo-BinaryCycle | Geothermal_steam | Geothermal | IID_Geothermal
North_Brawley_05 | North Brawley Geothermal Plant 5 | teppc | IID | IID | Imperial Irrigation District | IID | IID | 2010-04-15 | 2050-12-31 | 2050 | 16 |  |  | Geo-BinaryCycle | Geothermal_steam | Geothermal | IID_Geothermal
North_Brawley_06 | North Brawley Geothermal Plant 6 | teppc | IID | IID | Imperial Irrigation District | IID | IID | 2010-04-15 | 2050-12-31 | 2050 | 16 |  |  | Geo-BinaryCycle | Geothermal_steam | Geothermal | IID_Geothermal
North_Fork_Community_Power | North Fork Community Power | rps | PGE_Valley | PGE_Valley | Pacific Gas and Electric Valley | PGE_Valley | CAISO | 2021-02-22 | 2050-12-31 | 2050 | 2 |  |  | Biomassnan | ST_Biomass | Biomass/Wood | CAISO_Biomass
North_Hurlburt_Wind | North Hurlburt Wind LLC-1 AKA Shepherds Flat | teppc | TPWR | TPWR | Tacoma Power | BPAT | NW | 2012-03-01 | 2050-12-31 | 2050 | 132.5 |  |  | WT-Onshore | wind_onshorewind | Wind | NW_Wind
North_Loop_1 | North Loop 1 | teppc | TEPC | TEPC | Tucson Electric Power Company | TEPC | SW | 1972-12-01 | 2050-12-31 | 2050 | 25 |  |  | CT-NatGas-Aero | CT_NG | CT | SW_Peaker
North_Loop_2 | North Loop 2 | teppc | TEPC | TEPC | Tucson Electric Power Company | TEPC | SW | 1972-12-01 | 2050-12-31 | 2050 | 25 |  |  | CT-NatGas-Aero | CT_NG | CT | SW_Peaker
North_Loop_3 | North Loop 3 | teppc | TEPC | TEPC | Tucson Electric Power Company | TEPC | SW | 1972-12-01 | 2050-12-31 | 2050 | 23 |  |  | CT-NatGas-Aero | CT_NG | CT | SW_Peaker
North_Loop_4 | North Loop 4 | teppc | TEPC | TEPC | Tucson Electric Power Company | TEPC | SW | 2001-07-01 | 2050-12-31 | 2050 | 21 |  |  | CT-NatGas-Aero | CT_NG | CT | SW_Peaker
North_Rosamond_Solar__LLC | North Rosamond Solar, LLC | rps | SCE | SCE | Southern California Edison | SCE | CAISO | 2019-04-01 | 2050-12-31 | 2050 | 150 |  |  | Solar PV - Ground mountSolar: Tracking (1 Axis) | 1axPV_sun | Solar_1Axis | CAISO_Solar
Northeast | Northeast 1&2 SwiftPac only 1 gen | teppc | AVA | AVA | Avista Corp. | BPAT | NW | 1978-12-01 | 2050-12-31 | 2050 | 60 |  |  | CT-NatGas-Aero | CT_NG | CT | NW_Peaker
Northern_Colorado | Northern Colorado Wind LLC-SIEM¦Northern CO Siemens | teppc | PSCO | PSCO | Public Service Company of Colorado | PSCO | Excluded | 2009-08-25 | 2050-12-31 | 2050 | 175 |  |  | WT-Onshore | wind_onshorewind | Wind | Excluded_Wind
NorthFork_OR1 | North Fork-1 | teppc | PGE | PGE | Portland General Electric Company | PortlandGE | NW | 1958-12-01 | 2050-12-31 | 2050 | 19.2 |  |  | Hydro | Hydro_Standard | Hydro | NW_Hydro
NorthFork_OR2 | North Fork-2 | teppc | PGE | PGE | Portland General Electric Company | PortlandGE | NW | 1958-11-01 | 2050-12-31 | 2050 | 21.6 |  |  | Hydro | Hydro_Standard | Hydro | NW_Hydro
NorthValmy1 | North Valmy Station 1 | teppc | SPPC | SPPC | Nevada Power Company | NEVP | SW | 1981-12-01 | 2025-12-31 | 2025 | 254 |  |  | ST-Coal | Steam_Coal | Coal | SW_Coal
NorthValmy2 | North Valmy Station 2 | teppc | SPPC | SPPC | Nevada Power Company | NEVP | SW | 1985-05-01 | 2025-12-31 | 2025 | 268 |  |  | ST-Coal | Steam_Coal | Coal | SW_Coal
NotchButteGeoBon2 | Notch Butte Hydro-HYD1 a.k.a. Geo Bon #2 | teppc | CISC | CISC | Southern California Edison | SCE | CAISO | 1986-11-15 | 2050-12-31 | 2050 | 0.93 |  |  | Hydro | Hydro_Standard | Hydro | CAISO_Hydro
NovaJoffreCC_Total | NovaJoffreCC (Total CC Plant) | teppc | AESO | AESO | Alberta Electric System Operator | BCHA_AESO | Excluded | 1999-09-01 | 2050-12-01 | 2050 | 504 |  |  | CC-AB-Cogen | Cogen_NG | Cogen | Excluded_CHP
NOVATO_6_LNDFL | Redwood Renewable Energy | caiso | PGE_Bay | PGE_Bay | Pacific Gas and Electric Bay | PGE_Bay | CAISO | 2017-05-27 | 2050-12-31 | 2050 | 3.9 |  |  | RECIPROCATING ENGINE_BIOGAS | Biogas_ | Biogas_LandfillGas | CAISO_Biomass
Noxon_Rapids_1 | Noxon Rapids-1 | teppc | AVA | AVA | Avista Corp. | BPAT | NW | 1959-09-01 | 2050-12-31 | 2050 | 113.9 |  |  | Hydro | Hydro_Standard | Hydro | NW_Hydro
Noxon_Rapids_2 | Noxon Rapids-2 | teppc | AVA | AVA | Avista Corp. | BPAT | NW | 1959-10-01 | 2050-12-31 | 2050 | 76.8 |  |  | Hydro | Hydro_Standard | Hydro | NW_Hydro
Noxon_Rapids_3 | Noxon Rapids-3 | teppc | AVA | AVA | Avista Corp. | BPAT | NW | 1959-12-01 | 2050-12-31 | 2050 | 113.9 |  |  | Hydro | Hydro_Standard | Hydro | NW_Hydro
Noxon_Rapids_4 | Noxon Rapids-4 | teppc | AVA | AVA | Avista Corp. | BPAT | NW | 1960-04-01 | 2050-12-31 | 2050 | 113.8 |  |  | Hydro | Hydro_Standard | Hydro | NW_Hydro
Noxon_Rapids_5 | Noxon Rapids-5 | teppc | AVA | AVA | Avista Corp. | BPAT | NW | 1977-12-01 | 2050-12-31 | 2050 | 114 |  |  | Hydro | Hydro_Standard | Hydro | NW_Hydro
NRG_Avra_Valley | Avra Valley Solar Project (NRG) 1 | teppc | TEPC | TEPC | Tucson Electric Power Company | TEPC | SW | 2012-12-01 | 2050-12-31 | 2050 | 27 |  |  | SolarPV-Tracking | 1axPV_sun | Solar_1Axis | SW_Solar
NRGrnWndfallPwr | NRGreen Power Windfall Power-1 | teppc | AESO | AESO | Alberta Electric System Operator | BCHA_AESO | Excluded | 2013-08-01 | 2050-12-31 | 2050 | 16 |  |  | CT-NatGas-Industrial | CT_NG | CT | Excluded_Peaker
NrthwdGreenPwr | Northwood Green Power-1_Northwood Green Power-1_IPP-NWP | teppc | BCHA | BCHA | British Columbia Transmission Company | BCHA_AESO | Excluded | 2014-03-01 | 2050-03-01 | 2049 | 60.42 |  |  | Bio-ST | ST_Biomass | Biomass/Wood | Excluded_Biomass
Nucla_1_4 | Nucla 1¦Nucla 2¦Nucla 3¦Nucla ST4 | teppc | PSCO | PSCO | Public Service Company of Colorado | PSCO | Excluded | 1959-12-01 | 2050-12-31 | 2050 | 110 |  |  | ST-Coal | Steam_Coal | Coal | Excluded_Coal
NVE_IRP_SH_CC | NVE IRP SH CC (Total CC Plant) | teppc | NEVP | NEVP | Nevada Power Company | NEVP | SW | 2025-04-15 | 2050-12-31 | 2050 | 735 |  |  | CCWhole-NatGas-Industrial | CC_NG | CC | SW_CCGT
NW_Energy_1 | NW Energy-1_NW Energy-1_IPP-NWE | teppc | BCHA | BCHA | British Columbia Transmission Company | BCHA_AESO | Excluded | 1993-04-01 | 2040-03-31 | 2039 | 67.69 |  |  | Bio-ST | ST_Biomass | Biomass/Wood | Excluded_Biomass
NW_StaveRiver1 | Northwest Stave River-1_Northwest Stave River-1_IPP-NWS | teppc | BCHA | BCHA | British Columbia Transmission Company | BCHA_AESO | Excluded | 2013-12-01 | 2053-12-01 | 2053 | 7.2 |  |  | Hydro | Hydro_Standard | Hydro | Excluded_Hydro
NW_StaveRiver2 | Northwest Stave River-2_Northwest Stave River-2_IPP-NWS | teppc | BCHA | BCHA | British Columbia Transmission Company | BCHA_AESO | Excluded | 2013-12-01 | 2053-12-01 | 2053 | 7.2 |  |  | Hydro | Hydro_Standard | Hydro | Excluded_Hydro
NW_StaveRiver3 | Northwest Stave River-3_Northwest Stave River-3_IPP-NWS | teppc | BCHA | BCHA | British Columbia Transmission Company | BCHA_AESO | Excluded | 2013-12-01 | 2053-12-01 | 2053 | 3 |  |  | Hydro | Hydro_Standard | Hydro | Excluded_Hydro
NWCSTL_7_UNIT_1 | NEWCASTLE HYDRO | caiso | PGE_Valley | PGE_Valley | Pacific Gas and Electric Valley | PGE_Valley | CAISO | 1986-01-01 | 2050-12-31 | 2050 | 12 |  |  | n/a | Hydro_Standard | Hydro | CAISO_Hydro
NZWIND_2_WDSTR5 | Windstream 6111 | caiso | PGE_Valley | PGE_Valley | Pacific Gas and Electric Valley | PGE_Valley | CAISO | 1986-01-24 | 2050-12-31 | 2050 | 6.31 |  |  | n/a | wind_onshorewind | Wind | CAISO_Wind
NZWIND_6_CALWND | Wind Resource I | caiso | SCE | SCE | Southern California Edison | SCE | CAISO | 2012-03-24 | 2050-12-31 | 2050 | 9 |  |  | n/a | wind_onshorewind | Wind | CAISO_Wind
NZWIND_6_WDSTR | Windstream 39 | caiso | SCE | SCE | Southern California Edison | SCE | CAISO | 1984-02-01 | 2050-12-31 | 2050 | 3.35 |  |  | n/a | wind_onshorewind | Wind | CAISO_Wind
NZWIND_6_WDSTR2 | Windstream 6040 | caiso | SCE | SCE | Southern California Edison | SCE | CAISO | 1984-09-01 | 2050-12-31 | 2050 | 4.07 |  |  | n/a | wind_onshorewind | Wind | CAISO_Wind
NZWIND_6_WDSTR3 | Windstream 6041 | caiso | SCE | SCE | Southern California Edison | SCE | CAISO | 1984-12-01 | 2050-12-31 | 2050 | 3.86 |  |  | n/a | wind_onshorewind | Wind | CAISO_Wind
NZWIND_6_WDSTR4 | Windstream 6042 | caiso | SCE | SCE | Southern California Edison | SCE | CAISO | 1985-10-17 | 2050-12-31 | 2050 | 6.77 |  |  | n/a | wind_onshorewind | Wind | CAISO_Wind
OAK_C_1_EBMUD | MWWTP PGS 1 - ENGINES | caiso | PGE_Bay | PGE_Bay | Pacific Gas and Electric Bay | PGE_Bay | CAISO | 1991-10-21 | 2050-12-31 | 2050 | 6.9 |  |  | n/a | Biogas_ | Biogas_LandfillGas | CAISO_Biomass
OAK_C_7_UNIT_1 | OAKLAND STATION C GT UNIT 1 | caiso | PGE_Bay | PGE_Bay | Pacific Gas and Electric Bay | PGE_Bay | CAISO | 1978-01-01 | 2050-12-31 | 2050 | 55 |  |  | CT-OilDistillate | CT_Oil | CT | CAISO_Peaker2
OAK_C_7_UNIT_2 | OAKLAND STATION C GT UNIT 2 | caiso | PGE_Bay | PGE_Bay | Pacific Gas and Electric Bay | PGE_Bay | CAISO | 1978-01-01 | 2050-12-31 | 2050 | 55 |  |  | CT-OilDistillate | CT_Oil | CT | CAISO_Peaker2
OAK_C_7_UNIT_3 | OAKLAND STATION C GT UNIT 3 | caiso | PGE_Bay | PGE_Bay | Pacific Gas and Electric Bay | PGE_Bay | CAISO | 1978-01-01 | 2050-12-31 | 2050 | 55 |  |  | CT-OilDistillate | CT_Oil | CT | CAISO_Peaker2
Oak_Grove_1 | Oak Grove-1 | teppc | PGE | PGE | Portland General Electric Company | PortlandGE | NW | 1924-08-01 | 2050-12-31 | 2050 | 25.5 |  |  | Hydro | Hydro_Standard | Hydro | NW_Hydro
Oak_Grove_2 | Oak Grove-2 | teppc | PGE | PGE | Portland General Electric Company | PortlandGE | NW | 1931-03-01 | 2050-12-31 | 2050 | 25.5 |  |  | Hydro | Hydro_Standard | Hydro | NW_Hydro
OAK_L_1_GTG1 | MWWTP PGS 2 - Turbine | caiso | PGE_Bay | PGE_Bay | Pacific Gas and Electric Bay | PGE_Bay | CAISO |  | 2050-12-31 | 2050 | 4.6 |  |  | COMBUSTION TURBINE_BIOGAS | CT_Biomass | Biogas_LandfillGas | CAISO_Biomass
OAKWD_6_QF |  | caiso | SCE | SCE | Southern California Edison | SCE | CAISO | 2014-02-07 | 2050-12-31 | 2050 | 27.87 |  |  | wind_onshorewind | wind_onshorewind | Wind | CAISO_Wind
OAKWD_6_ZEPHWD | Zephyr Park | caiso | SCE | SCE | Southern California Edison | SCE | CAISO | 2014-02-07 | 2050-12-31 | 2050 | 3.5 |  |  | n/a | wind_onshorewind | Wind | CAISO_Wind
OASIS_6_CREST |  | caiso | SCE | SCE | Southern California Edison | SCE | CAISO |  | 2050-12-31 | 2050 | 13.5 |  |  | n/a | 1axPV_sun | Solar_1Axis | CAISO_Solar
OASIS_6_GBDSR4 | Green Beanworks D | caiso | SCE | SCE | Southern California Edison | SCE | CAISO | 2018-08-25 | 2050-12-31 | 2050 | 3 |  |  | PHOTO VOLTAIC_SUN | PVgeneric_sun | Solar_Fixed | CAISO_Solar
OASIS_6_SOLAR1 | Morgan Lancaster I | caiso | SCE | SCE | Southern California Edison | SCE | CAISO | 2015-12-09 | 2050-12-31 | 2050 | 1.5 |  |  | n/a | PVgeneric_sun | Solar_Fixed | CAISO_Solar
OASIS_6_SOLAR2 | Oasis Solar | caiso | SCE | SCE | Southern California Edison | SCE | CAISO | 2016-01-19 | 2050-12-31 | 2050 | 20 |  |  | n/a | PVgeneric_sun | Solar_Fixed | CAISO_Solar
OASIS_6_SOLAR3 | Soccer Center | caiso | SCE | SCE | Southern California Edison | SCE | CAISO |  | 2050-12-31 | 2050 | 3 |  |  | PVgeneric_sun | PVgeneric_sun | Solar_Fixed | CAISO_Solar
OCI_Solar_Lakeside | OCI Solar Lakeside | rps | SDGE | SDG&E | San Diego Gas and Electric | SDGE | CAISO | 2016-03-28 | 2050-12-31 | 2050 | 2 |  |  | Solar PV - Ground mountSolar: Tracking (2 Axis) | 2axPV_sun | Solar_2Axis | CAISO_Solar
Ocotillo_GT1 | Ocotillo CT GT1 | teppc | AZPS | AZPS | Arizona Public Service Company | AZPS | SW | 1972-05-01 | 2050-12-31 | 2050 | 62 |  |  | CT-NatGas-Aero | CT_NG | CT | SW_Peaker
Ocotillo_GT2 | Ocotillo CT GT2 | teppc | AZPS | AZPS | Arizona Public Service Company | AZPS | SW | 1973-07-01 | 2050-12-31 | 2050 | 62 |  |  | CT-NatGas-Aero | CT_NG | CT | SW_Peaker
Ocotillo_GT3 | Ocotillo Gas Project GT3 | teppc | AZPS | AZPS | Arizona Public Service Company | AZPS | SW | 2019-01-01 | 2050-12-31 | 2050 | 104.7 |  |  | CT-NatGas-Aero | CT_NG | CT | SW_Peaker
Ocotillo_GT4 | Ocotillo Gas Project GT4 | teppc | AZPS | AZPS | Arizona Public Service Company | AZPS | SW | 2019-01-01 | 2050-12-31 | 2050 | 104.7 |  |  | CT-NatGas-Aero | CT_NG | CT | SW_Peaker
Ocotillo_GT5 | Ocotillo Gas Project GT5 | teppc | AZPS | AZPS | Arizona Public Service Company | AZPS | SW | 2019-01-01 | 2050-12-31 | 2050 | 104.7 |  |  | CT-NatGas-Aero | CT_NG | CT | SW_Peaker
Ocotillo_GT6 | Ocotillo Gas Project GT6 | teppc | AZPS | AZPS | Arizona Public Service Company | AZPS | SW | 2019-01-01 | 2050-12-31 | 2050 | 104.7 |  |  | CT-NatGas-Aero | CT_NG | CT | SW_Peaker
Ocotillo_GT7 | Ocotillo Gas Project GT7 | teppc | AZPS | AZPS | Arizona Public Service Company | AZPS | SW | 2019-01-01 | 2050-12-31 | 2050 | 104.7 |  |  | CT-NatGas-Aero | CT_NG | CT | SW_Peaker
OCTILO_5_WIND | Ocotillo Wind Energy Facility | caiso | SDGE | SDGE | San Diego Gas and Electric | SDGE | CAISO | 2013-07-30 | 2050-12-31 | 2050 | 265 |  |  | n/a | wind_onshorewind | Wind | CAISO_Wind
OGROVE_6_PL1X2 | Orange Grove | caiso | SDGE | SDGE | San Diego Gas and Electric | SDGE | CAISO | 2010-06-17 | 2050-12-31 | 2050 | 96 |  |  | CT-NatGas-Industrial | CT_NG | CT | CAISO_Peaker1
OILFLD_7_QFUNTS | Nacimiento Hydroelectric Plant | caiso | PGE_Bay | PGE_Bay | Pacific Gas and Electric Bay | PGE_Bay | CAISO | 1987-07-01 | 2050-12-31 | 2050 | 3.8 |  |  | n/a | Hydro_Standard | Hydro | CAISO_Hydro
Okotoks_Combined_Cycle | Genesee CC | teppc | BCHA | BCHA | British Columbia Transmission Company | BCHA_AESO | Excluded | 2025-01-01 | 2029-12-31 | 2029 | 249.8 |  |  | CCWhole-NatGas-Industrial | CC_NG | CC | Excluded_CCGT
Oldman_2_2 | Oldman 2-2 | teppc | AESO | AESO | Alberta Electric System Operator | BCHA_AESO | Excluded | 2003-10-01 | 2050-12-01 | 2050 | 32 |  |  | Hydro | Hydro_Standard | Hydro | Excluded_Hydro
Oldman1_1 | Oldman 1-1 | teppc | AESO | AESO | Alberta Electric System Operator | BCHA_AESO | Excluded | 2003-10-01 | 2050-12-01 | 2050 | 32 |  |  | Hydro | Hydro_Standard | Hydro | Excluded_Hydro
OldManRiver | Old Man River Wind-1 | teppc | AESO | AESO | Alberta Electric System Operator | BCHA_AESO | Excluded | 2013-11-01 | 2050-12-31 | 2050 | 46.8 |  |  | WT-Onshore | wind_onshorewind | Wind | Excluded_Wind
OLDRIV_6_BIOGAS | Bidart Old River 1 | caiso | PGE_Valley | PGE_Valley | Pacific Gas and Electric Valley | PGE_Valley | CAISO | 2014-03-10 | 2050-12-31 | 2050 | 2 |  |  | n/a | Biogas_ | Biogas_LandfillGas | CAISO_Biomass
OLDRIV_6_CESDBM | Ces Dairy Biogas | caiso | PGE_Valley | PGE_Valley | Pacific Gas and Electric Valley | PGE_Valley | CAISO | 2018-02-02 | 2050-12-31 | 2050 | 1 |  |  | RECIPROCATING ENGINE_BIOGAS | Biogas_ | Biogas_LandfillGas | CAISO_Biomass
OLDRIV_6_LKVBM1 | Lakeview Dairy Biogas | caiso | PGE_Valley | PGE_Valley | Pacific Gas and Electric Valley | PGE_Valley | CAISO | 2018-02-02 | 2050-12-31 | 2050 | 1 |  |  | RECIPROCATING ENGINE_BIOGAS | Biogas_ | Biogas_LandfillGas | CAISO_Biomass
OLDRV1_6_SOLAR | Old River One | caiso | PGE_Valley | PGE_Valley | Pacific Gas and Electric Valley | PGE_Valley | CAISO | 2014-12-30 | 2050-12-31 | 2050 | 20 |  |  | n/a | PVgeneric_sun | Solar_Fixed | CAISO_Solar
OLINDA_2_COYCRK | MWD Coyote Creek Hydroelectric Recovery | caiso | SCE | SCE | Southern California Edison | SCE | CAISO | 1979-02-21 | 2050-12-31 | 2050 | 3.13 |  |  | n/a | Hydro_Standard | Hydro | CAISO_Hydro
OLINDA_2_LNDFL2 | Brea Power II | caiso | SCE | SCE | Southern California Edison | SCE | CAISO | 2012-11-01 | 2050-12-31 | 2050 | 28.1 |  |  | COMBINED CYCLE_BIOGAS | CC_Biogas | Biogas_LandfillGas | CAISO_Biomass
OLINDA_2_QF | OLINDA QFS | caiso | SCE | SCE | Southern California Edison | SCE | CAISO | 1984-01-01 | 2050-12-31 | 2050 | 0.4 |  |  | n/a | Cogen_NG | Cogen | CAISO_Small_Hydro
OLINDA_7_BLKSND | BlackSand Generating Facility | caiso | SCE | SCE | Southern California Edison | SCE | CAISO | 2012-09-01 | 2050-12-31 | 2050 | 8 |  |  | COMBUSTION TURBINE_WASTE TO POWER | CT_Biomass | Biomass/Wood | CAISO_Biomass
OLINDA_7_LNDFIL | OLINDA_7_LNDFIL | caiso | SCE | SCE | Southern California Edison | SCE | CAISO | 2002-05-01 | 2020-04-30 | 2019 | 5.6 |  |  | n/a | ST_Biomass | Biomass/Wood | CAISO_Biomass
Olive_O1 | Olive O1 | teppc | LDWP | LDWP | Los Angeles Department of Water and Power | LADWP | LDWP | 1959-10-01 | 2050-12-31 | 2050 | 44 |  |  | ST-NatGas | ST_NG | Steam | LDWP_ST
Olive_O2 | Olive O2 | teppc | LDWP | LDWP | Los Angeles Department of Water and Power | LADWP | LDWP | 1964-09-01 | 2050-12-31 | 2050 | 55 |  |  | ST-NatGas | ST_NG | Steam | LDWP_ST
OLIVEP_1_SOLAR | White River Solar | caiso | PGE_Valley | PGE_Valley | Pacific Gas and Electric Valley | PGE_Valley | CAISO | 2013-06-22 | 2050-12-31 | 2050 | 20 |  |  | n/a | PVgeneric_sun | Solar_Fixed | CAISO_Solar
OLIVEP_1_SOLAR2 | White River West | caiso | PGE_Valley | PGE_Valley | Pacific Gas and Electric Valley | PGE_Valley | CAISO | 2014-10-01 | 2050-12-31 | 2050 | 19.75 |  |  | n/a | PVgeneric_sun | Solar_Fixed | CAISO_Solar
OLSEN_2_UNIT | OLSEN POWER PARTNERS | caiso | PGE_Valley | PGE_Valley | Pacific Gas and Electric Valley | PGE_Valley | CAISO | 1990-01-03 | 2050-12-31 | 2050 | 5.8 |  |  | n/a | Hydro_Standard | Hydro | CAISO_Small_Hydro
OMAR_2_UNIT_1 | KERN RIVER COGENERATION CO. UNIT 1 | caiso | SCE | PGE_Valley | Pacific Gas and Electric Valley | PGE_Valley | CAISO | 1985-05-01 | 2050-12-31 | 2050 | 78 |  |  |  | CT_NG | CT | CAISO_Peaker2
OMAR_2_UNIT_2 | KERN RIVER COGENERATION CO. UNIT 2 | caiso | SCE | PGE_Valley | Pacific Gas and Electric Valley | PGE_Valley | CAISO | 1985-05-01 | 2050-12-31 | 2050 | 78.11 |  |  |  | CT_NG | CT | CAISO_Peaker2
OMAR_2_UNIT_3 | KERN RIVER COGENERATION CO. UNIT 3 | caiso | SCE | PGE_Valley | Pacific Gas and Electric Valley | PGE_Valley | CAISO | 1985-05-01 | 2050-12-31 | 2050 | 81.41 |  |  |  | CT_NG | CT | CAISO_Peaker2
OMAR_2_UNIT_4 |  | caiso | SCE | PGE_Valley | Pacific Gas and Electric Valley | PGE_Valley | CAISO | 1985-05-01 | 2050-12-31 | 2050 | 81.44 |  |  |  | Cogen_NG | Cogen | CAISO_CHP
Oneida_1 | Oneida-1 | teppc | PAID | PAID | Idaho, PACE Utility | IPCO | NW | 1914-12-01 | 2050-12-31 | 2050 | 10 |  |  | Hydro | Hydro_Standard | Hydro | NW_Hydro
Oneida_2 | Oneida-2 | teppc | PAID | PAID | Idaho, PACE Utility | IPCO | NW | 1915-12-01 | 2050-12-31 | 2050 | 10 |  |  | Hydro | Hydro_Standard | Hydro | NW_Hydro
Oneida_3 | Oneida-3 | teppc | PAID | PAID | Idaho, PACE Utility | IPCO | NW | 1919-12-01 | 2050-12-31 | 2050 | 10 |  |  | Hydro | Hydro_Standard | Hydro | NW_Hydro
ONLLPP_6_UNITS | O'NEILL PUMP-GEN (AGGREGATE) | caiso | PGE_Valley | PGE_Valley | Pacific Gas and Electric Valley | PGE_Valley | CAISO | 1967-01-01 | 2050-12-31 | 2050 | 25.2 |  |  | n/a | Hydro_PumpedStorage | PSH | CAISO_Existing_Pumped_Storage
OpalSpringsHydro1 | Opal Springs Hydro-1 | teppc | PACW | PACW | PacifiCorp – West | PACW | NW | 1985-01-01 | 2050-12-31 | 2050 | 4.3 |  |  | Hydro | Hydro_Standard | Hydro | NW_Hydro
Open_Range_Solar__OR_ |  | teppc | IPTV | IPTV | Idaho Treasure Valley | IPCO | NW | 2016-12-31 | 2050-12-31 | 2050 | 140 |  |  | SolarPV-NonTracking | FixedPV_sun | Solar_Fixed | NW_Solar
Open_Sky_Dairy_Digester__2 | Open Sky Dairy Digester #2 | rps | PGE_Valley | PGE_Valley | Pacific Gas and Electric Valley | PGE_Valley | CAISO | 2019-02-22 | 2050-12-31 | 2050 | 0.8 |  |  | Digester gasnan | Biogas_ | Biogas_LandfillGas | CAISO_Biomass
Orchard_Ranch_Solar |  | teppc | CISC | CISC | Southern California Edison | IPCO | NW | 2016-12-31 | 2050-12-31 | 2050 | 20 |  |  | SolarPV-Tracking | 1axPV_sun | Solar_1Axis | NW_Solar
Orchard_Wind_1 |  | teppc | PACW | PACW | PacifiCorp – West | PACW | NW | 1950-01-01 | 2050-12-31 | 2050 | 10 |  |  | WT-Onshore | wind_onshorewind | Wind | NW_Wind
Orchard_Wind_2 |  | teppc | PACW | PACW | PacifiCorp – West | PACW | NW | 1950-01-01 | 2050-12-31 | 2050 | 10 |  |  | WT-Onshore | wind_onshorewind | Wind | NW_Wind
Orchard_Wind_3 |  | teppc | PACW | PACW | PacifiCorp – West | PACW | NW | 1950-01-01 | 2050-12-31 | 2050 | 10 |  |  | WT-Onshore | wind_onshorewind | Wind | NW_Wind
Orchard_Wind_4 |  | teppc | PACW | PACW | PacifiCorp – West | PACW | NW | 1950-01-01 | 2050-12-31 | 2050 | 10 |  |  | WT-Onshore | wind_onshorewind | Wind | NW_Wind
Orem_Family_Wind |  | teppc | BPAT | BPAT | Bonneville Power Administration – Transmission | BPAT | NW | 1950-01-01 | 2050-12-31 | 2050 | 10 |  |  | WT-Onshore | wind_onshorewind | Wind | NW_Wind
SHANDN_2_SBBBM1 | Organic Energy Solutions | rps | SCE | SCE | Southern California Edison | SCE | CAISO | 2020-09-14 | 2050-12-31 | 2050 | 2.6 |  |  | Biogasnan | ST_Biomass | Biogas_LandfillGas | CAISO_Biomass
ORION_WIND |  | teppc | NWMT | NWMT | NorthWestern Energy | NWMT_WAUW | NW | 1950-01-01 | 2050-12-31 | 2050 | 300.9 |  |  | WT-Onshore | wind_onshorewind | Wind | NW_Wind
ORLND_6_HIGHLI | High Line Canal Hydro | caiso | PGE_Valley | PGE_Valley | Pacific Gas and Electric Valley | PGE_Valley | CAISO | 2014-06-11 | 2050-12-31 | 2050 | 0.5 |  |  | n/a | Hydro_Standard | Hydro | CAISO_Hydro
ORLND_6_SOLAR1 | Enerparc California 2 | caiso | PGE_Valley | PGE_Valley | Pacific Gas and Electric Valley | PGE_Valley | CAISO | 2016-03-23 | 2050-12-31 | 2050 | 1.5 |  |  | n/a | PVgeneric_sun | Solar_Fixed | CAISO_Solar
Ormesa_1_E | Ormesa 1 E | teppc | IID | IID | Imperial Irrigation District | IID | IID | 2010-04-15 | 2050-12-31 | 2050 | 12.9 |  |  | Geo-DoubleFlash | Geothermal_steam | Geothermal | IID_Geothermal
Ormesa_1_H | Ormesa 1 H | teppc | IID | IID | Imperial Irrigation District | IID | IID | 2010-04-15 | 2050-12-31 | 2050 | 12.9 |  |  | Geo-DoubleFlash | Geothermal_steam | Geothermal | IID_Geothermal
Ormesa_I | Ormesa I ITLU1-2/OE31-31 | teppc | IID | IID | Imperial Irrigation District | IID | IID | 2010-04-15 | 2050-12-31 | 2050 | 33.5 |  |  | Geo-DoubleFlash | Geothermal_steam | Geothermal | IID_Geothermal
Ormesa_I_1M | Ormesa I 1M Parasitic Well | teppc | IID | IID | Imperial Irrigation District | IID | IID | 2010-04-15 | 2050-12-31 | 2050 | 26 |  |  | MotorLoad | Load | Load | IID_Load
Ormesa_I_E_1M | Ormesa 1 E 1M Parasitic Well | teppc | IID | IID | Imperial Irrigation District | IID | IID | 2010-04-15 | 2050-12-31 | 2050 | 12 |  |  | MotorLoad | Load | Load | IID_Load
Ormesa_I_H_1M | Ormesa 1 H 1M Parasitic Well | teppc | IID | IID | Imperial Irrigation District | IID | IID | 2010-04-15 | 2050-12-31 | 2050 | 6.4 |  |  | MotorLoad | Load | Load | IID_Load
Ormesa_II_OEC21 | Ormesa Geothermal II OEC21¦Ormat ORMESA_2 unit 1 | teppc | IID | IID | Imperial Irrigation District | IID | IID | 2010-04-15 | 2050-12-31 | 2050 | 15 |  |  | Geo-BinaryCycle | Geothermal_steam | Geothermal | IID_Geothermal
Ormesa_II_OEC22 | Ormesa Geothermal II OEC22¦Ormat ORMESA_2 unit 2 | teppc | IID | IID | Imperial Irrigation District | IID | IID | 2010-04-15 | 2050-12-31 | 2050 | 15 |  |  | Geo-BinaryCycle | Geothermal_steam | Geothermal | IID_Geothermal
ORMOND_7_UNIT_1 | ORMOND BEACH GEN STA. UNIT 1 | caiso | SCE | SCE | Southern California Edison | SCE | CAISO | 1971-01-01 | 2020-12-31 | 2020 | 741.27 |  |  | ST-NatGas | ST_NG | Steam | CAISO_ST
ORMOND_7_UNIT_2 | ORMOND BEACH GEN STA. UNIT 2 | caiso | SCE | SCE | Southern California Edison | SCE | CAISO | 1971-01-01 | 2020-12-31 | 2020 | 750 |  |  | ST-NatGas | ST_NG | Steam | CAISO_ST
ORNI33__LLC | ORNI33, LLC | rps | IID | SDG&E | San Diego Gas and Electric | SDGE | CAISO | 2021-07-01 | 2050-12-31 | 2050 | 20 |  |  | Solar PV - Ground mountSolar: Fixed Tilt | FixedPV_sun | Solar_Fixed | CAISO_Solar
OROLOM_1_SOLAR1 | Oro Loma Solar 1 | caiso | PGE_Valley | PGE_Valley | Pacific Gas and Electric Valley | PGE_Valley | CAISO | 2017-01-01 | 2050-12-31 | 2050 | 10 |  |  | PVgeneric_sun | PVgeneric_sun | Solar_Fixed | CAISO_Solar
OROLOM_1_SOLAR2 | Oro Loma Solar 2 | caiso | PGE_Valley | PGE_Valley | Pacific Gas and Electric Valley | PGE_Valley | CAISO | 2017-01-26 | 2050-12-31 | 2050 | 10 |  |  | PVgeneric_sun | PVgeneric_sun | Solar_Fixed | CAISO_Solar
OROVIL_6_UNIT | Oroville Cogeneration, LP | caiso | PGE_Valley | PGE_Valley | Pacific Gas and Electric Valley | PGE_Valley | CAISO | 1989-12-18 | 2050-12-31 | 2050 | 7.5 |  |  | ICE-NatGas | Cogen_NG | Cogen | CAISO_CHP
ORTGA_6_ME1SL1 | Merced 1 | caiso | PGE_Valley | PGE_Valley | Pacific Gas and Electric Valley | PGE_Valley | CAISO |  | 2050-12-31 | 2050 | 3 |  |  | PHOTO VOLTAIC_SUN | PVgeneric_sun | Solar_Fixed | CAISO_Solar
OTAY_6_LNDFL5 | Otay 5 | caiso | SDGE | SDGE | San Diego Gas and Electric | SDGE | CAISO | 2014-03-14 | 2019-12-13 | 2019 | 1.5 |  |  | n/a | Biogas_ | Biogas_LandfillGas | CAISO_Biomass
OTAY_6_LNDFL6 | Otay 6 | caiso | SDGE | SDGE | San Diego Gas and Electric | SDGE | CAISO | 2014-03-14 | 2019-12-13 | 2019 | 1.5 |  |  | n/a | Biogas_ | Biogas_LandfillGas | CAISO_Biomass
OTAY_6_PL1X2 | Chula Vista Energy Center, LLC | caiso | SDGE | SDGE | San Diego Gas and Electric | SDGE | CAISO | 2006-06-08 | 2050-12-31 | 2050 | 35.5 |  |  | CT-NatGas-Aero | CT_NG | CT | CAISO_Peaker2
OTAY_6_UNITB1 | OTAY LANDFILL UNITS AGGREGATE | caiso | SDGE | SDGE | San Diego Gas and Electric | SDGE | CAISO | 1987-01-01 | 2019-12-13 | 2019 | 3 |  |  | n/a | Biogas_ | Biogas_LandfillGas | CAISO_Biomass
OtayLF1 | OTAY LANDFILL UNIT 1_22604 | teppc | CISC | CISC | Southern California Edison | SCE | CAISO | 1987-01-01 | 2050-12-31 | 2050 | 1.88 |  |  | Bio-ICE | ICE_Biomass | Biomass/Wood | CAISO_Biomass
OtayLF3 | Otay-OTA3_22604 | teppc | CISC | CISC | Southern California Edison | SCE | CAISO | 2007-03-08 | 2050-12-31 | 2050 | 3.75 |  |  | Bio-ICE | ICE_Biomass | Biomass/Wood | CAISO_Biomass
Otero_County | PNM Otero County Solar (Tularosa Solar Energy Center) OTE1 | teppc | PNM | PNM | Public Service Company of New Mexico | PNM_EPE | SW | 2009-10-03 | 2050-12-31 | 2050 | 7.5 |  |  | SolarPV-NonTracking | FixedPV_sun | Solar_Fixed | SW_Solar
OTMESA_2_PL1X3 | OTAY MESA ENERGY CENTER | caiso | SDGE | SDGE | San Diego Gas and Electric | SDGE | CAISO | 2009-10-03 | 2050-12-31 | 2050 | 603.68 |  |  | CCWhole-NatGas-Industrial | CC_NG | CC | CAISO_CCGT1
OutbackChristms | Outback Solar At Christmas Valley-PV1 | teppc | PNM | PNM | Public Service Company of New Mexico | PNM_EPE | SW | 2012-10-12 | 2050-12-31 | 2050 | 5 |  |  | SolarPV-NonTracking | FixedPV_sun | Solar_Fixed | SW_Solar
OwyheeDam | Owyhee Dam Power Project-GEN1_61023 | teppc | IPFE | IPFE | Idaho Far East | IPCO | NW | 1985-08-10 | 2050-12-31 | 2050 | 5 |  |  | Hydro | Hydro_Standard | Hydro | NW_Hydro
Oxbow__OR__1 | Oxbow (OR)-1 | teppc | IPTV | IPTV | Idaho Treasure Valley | IPCO | NW | 1961-07-01 | 2050-12-31 | 2050 | 55.4 |  |  | Hydro | Hydro_Standard | Hydro | NW_Hydro
Oxbow__OR__2 | Oxbow (OR)-2 | teppc | IPTV | IPTV | Idaho Treasure Valley | IPCO | NW | 1961-07-01 | 2050-12-31 | 2050 | 55.4 |  |  | Hydro | Hydro_Standard | Hydro | NW_Hydro
Oxbow__OR__3 | Oxbow (OR)-3 | teppc | IPTV | IPTV | Idaho Treasure Valley | IPCO | NW | 1961-09-01 | 2050-12-31 | 2050 | 55.4 |  |  | Hydro | Hydro_Standard | Hydro | NW_Hydro
Oxbow__OR__4 | Oxbow (OR)-4 | teppc | IPTV | IPTV | Idaho Treasure Valley | IPCO | NW | 1961-11-01 | 2050-12-31 | 2050 | 55.4 |  |  | Hydro | Hydro_Standard | Hydro | NW_Hydro
OXBOW_6_DRUM | OXBOW HYDRO | caiso | PGE_Valley | PGE_Valley | Pacific Gas and Electric Valley | PGE_Valley | CAISO | 1966-01-01 | 2050-12-31 | 2050 | 5.8 |  |  | n/a | Hydro_Standard | Hydro | CAISO_Hydro
OXMTN_6_LNDFIL | Ox Mountain Landfill Generating Plant | caiso | PGE_Bay | PGE_Bay | Pacific Gas and Electric Bay | PGE_Bay | CAISO | 2009-04-01 | 2050-12-31 | 2050 | 10.62 |  |  | n/a | Biogas_ | Biogas_LandfillGas | CAISO_Biomass
Packwood | Packwood-1 | teppc | BPAT | BPAT | Bonneville Power Administration – Transmission | BPAT | NW | 1964-04-01 | 2050-12-31 | 2050 | 27.5 |  |  | Hydro | Hydro_Standard | Hydro | NW_Hydro
PACLUM_6_UNIT | Humboldt Redwood | caiso | PGE_Bay | PGE_Bay | Pacific Gas and Electric Bay | PGE_Bay | CAISO | 1986-03-22 | 2050-12-31 | 2050 | 28.8 |  |  | n/a | ST_Biomass | Biomass/Wood | CAISO_Biomass
PACW_1 |  | teppc | PACW | PACW | PacifiCorp – West | PACW | NW | 1950-01-01 | 2050-12-31 | 2050 | 6.6 |  |  | Solar | PVgeneric_sun | Solar_Fixed | NW_Solar
PACW_10 |  | teppc | PACW | PACW | PacifiCorp – West | PACW | NW | 1950-01-01 | 2050-12-31 | 2050 | 10 |  |  | Solar | PVgeneric_sun | Solar_Fixed | NW_Solar
PACW_11 |  | teppc | PACW | PACW | PacifiCorp – West | PACW | NW | 1950-01-01 | 2050-12-31 | 2050 | 10 |  |  | Solar | PVgeneric_sun | Solar_Fixed | NW_Solar
PACW_12 |  | teppc | PACW | PACW | PacifiCorp – West | PACW | NW | 1950-01-01 | 2050-12-31 | 2050 | 8 |  |  | Solar | PVgeneric_sun | Solar_Fixed | NW_Solar
PACW_13 |  | teppc | PACW | PACW | PacifiCorp – West | PACW | NW | 1950-01-01 | 2050-12-31 | 2050 | 10 |  |  | Solar | PVgeneric_sun | Solar_Fixed | NW_Solar
PACW_2 |  | teppc | PACW | PACW | PacifiCorp – West | PACW | NW | 1950-01-01 | 2050-12-31 | 2050 | 4.8 |  |  | Solar | PVgeneric_sun | Solar_Fixed | NW_Solar
PACW_3 |  | teppc | PACW | PACW | PacifiCorp – West | PACW | NW | 1950-01-01 | 2050-12-31 | 2050 | 10 |  |  | Solar | PVgeneric_sun | Solar_Fixed | NW_Solar
PACW_4 |  | teppc | PACW | PACW | PacifiCorp – West | PACW | NW | 1950-01-01 | 2050-12-31 | 2050 | 9.9 |  |  | Solar | PVgeneric_sun | Solar_Fixed | NW_Solar
PACW_5 |  | teppc | PACW | PACW | PacifiCorp – West | PACW | NW | 1950-01-01 | 2050-12-31 | 2050 | 8.5 |  |  | Solar | PVgeneric_sun | Solar_Fixed | NW_Solar
PACW_6 |  | teppc | PACW | PACW | PacifiCorp – West | PACW | NW | 1950-01-01 | 2050-12-31 | 2050 | 10 |  |  | Solar | PVgeneric_sun | Solar_Fixed | NW_Solar
PACW_7 |  | teppc | PACW | PACW | PacifiCorp – West | PACW | NW | 1950-01-01 | 2050-12-31 | 2050 | 9.9 |  |  | Solar | PVgeneric_sun | Solar_Fixed | NW_Solar
PACW_8 |  | teppc | PACW | PACW | PacifiCorp – West | PACW | NW | 1950-01-01 | 2050-12-31 | 2050 | 10 |  |  | Solar | PVgeneric_sun | Solar_Fixed | NW_Solar
PACW_9 |  | teppc | PACW | PACW | PacifiCorp – West | PACW | NW | 1950-01-01 | 2050-12-31 | 2050 | 10 |  |  | Solar | PVgeneric_sun | Solar_Fixed | NW_Solar
PADUA_2_ONTARO | ONTARIO/SIERRA HYDRO PSP | caiso | SCE | SCE | Southern California Edison | SCE | CAISO | 1902-01-01 | 2050-12-31 | 2050 | 1.92 |  |  | n/a | Hydro_Standard | Hydro | CAISO_Small_Hydro
PADUA_2_SOLAR1 | Kona Solar - Rancho DC #1 | caiso | SCE | SCE | Southern California Edison | SCE | CAISO | 2015-06-02 | 2050-12-31 | 2050 | 1.75 |  |  | n/a | PVgeneric_sun | Solar_Fixed | CAISO_Solar
PADUA_6_MWDSDM | San Dimas Hydroelectric Recovery Plant | caiso | SCE | SCE | Southern California Edison | SCE | CAISO | 1981-01-01 | 2050-12-31 | 2050 | 9.9 |  |  | n/a | Hydro_Standard | Hydro | CAISO_Hydro
PADUA_6_QF | PADUA QFS | caiso | SCE | SCE | Southern California Edison | SCE | CAISO | 1984-01-01 | 2050-12-31 | 2050 | 1.82 |  |  | n/a | Cogen_NG | Cogen | CAISO_Small_Hydro
PADUA_7_SDIMAS | San Dimas Wash Hydro | caiso | SCE | SCE | Southern California Edison | SCE | CAISO | 1986-01-28 | 2050-12-31 | 2050 | 1.05 |  |  | n/a | Hydro_Standard | Hydro | CAISO_Small_Hydro
PAIGES_6_SOLAR | Paige Solar | caiso | PGE_Valley | PGE_Valley | Pacific Gas and Electric Valley | PGE_Valley | CAISO |  | 2050-12-31 | 2050 | 20 |  |  | PVgeneric_sun | PVgeneric_sun | Solar_Fixed | CAISO_Solar
PALALT_7_COBUG | Cooperatively Owned Back Up Generator | caiso | PGE_Bay | PGE_Bay | Pacific Gas and Electric Bay | PGE_Bay | CAISO | 2007-10-15 | 2050-12-31 | 2050 | 4.5 |  |  | n/a | CT_NG | CT | CAISO_Peaker2
Palisades_1 | Palisades-1 | teppc | PAID | PAID | Idaho, PACE Utility | IPCO | NW | 1957-08-01 | 2050-12-31 | 2050 | 44.1 |  |  | Hydro | Hydro_Standard | Hydro | NW_Hydro
Palisades_2 | Palisades-2 | teppc | PAID | PAID | Idaho, PACE Utility | IPCO | NW | 1957-05-01 | 2050-12-31 | 2050 | 44.1 |  |  | Hydro | Hydro_Standard | Hydro | NW_Hydro
Palisades_3 | Palisades-3 | teppc | PAID | PAID | Idaho, PACE Utility | IPCO | NW | 1957-02-01 | 2050-12-31 | 2050 | 44.1 |  |  | Hydro | Hydro_Standard | Hydro | NW_Hydro
Palisades_4 | Palisades-4 | teppc | PAID | PAID | Idaho, PACE Utility | IPCO | NW | 1958-05-01 | 2050-12-31 | 2050 | 44.1 |  |  | Hydro | Hydro_Standard | Hydro | NW_Hydro
Palo_Verde_1 | Palo Verde 1 | teppc | TH_PV | TH_PV | Palo Verde and Arlington Valley and Harquahala CC and Redhawk | AZPS | SW | 1986-01-01 | 2046-12-31 | 2046 | 1311 |  |  | ST-Nuclear | ST_Nuclear | Nuclear | SW_Nuclear
Palo_Verde_2 | Palo Verde 2 | teppc | TH_PV | TH_PV | Palo Verde and Arlington Valley and Harquahala CC and Redhawk | AZPS | SW | 1986-09-01 | 2047-12-31 | 2047 | 1314 |  |  | ST-Nuclear | ST_Nuclear | Nuclear | SW_Nuclear
Palo_Verde_3 | Palo Verde 3 | teppc | TH_PV | TH_PV | Palo Verde and Arlington Valley and Harquahala CC and Redhawk | AZPS | SW | 1988-01-01 | 2048-12-31 | 2048 | 373 |  |  | ST-Nuclear | ST_Nuclear | Nuclear | SW_Nuclear
Palo_Verde_3_LADWP_slice | Palo Verde 3 | teppc | TH_PV | TH_PV | Palo Verde and Arlington Valley and Harquahala CC and Redhawk | AZPS | LDWP | 1988-01-01 | 2048-12-31 | 2048 | 407 |  |  | ST-Nuclear | ST_Nuclear | Nuclear | LDWP_Nuclear
PALOMR_2_PL1X3 | Palomar Energy Center | caiso | SDGE | SDGE | San Diego Gas and Electric | SDGE | CAISO | 2006-03-31 | 2050-12-31 | 2050 | 600 |  |  | CCWhole-NatGas-Industrial | CC_NG | CC | CAISO_CCGT1
Palouse_1 | Palouse-1 | teppc | AVA | AVA | Avista Corp. | BPAT | NW | 2012-12-13 | 2050-12-31 | 2050 | 105 |  |  | WT-Onshore | wind_onshorewind | Wind | NW_Wind
PANDOL_6_UNIT | Covanta Delano, Inc. | caiso | SCE | PGE_Valley | Pacific Gas and Electric Valley | PGE_Valley | CAISO | 1990-01-01 | 2019-04-10 | 2018 | 49 |  |  | n/a | ST_Biomass | Biomass/Wood | CAISO_Biomass
PANSEA_1_PANARO |  | caiso | SCE | SCE | Southern California Edison | SCE | CAISO | 1998-12-31 | 2050-12-31 | 2050 | 30 |  |  | n/a | wind_onshorewind | Wind | CAISO_Wind
PARDEB_6_UNITS | Pardee Power House | caiso | PGE_Bay | PGE_Bay | Pacific Gas and Electric Bay | PGE_Bay | CAISO | 1930-01-01 | 2050-12-31 | 2050 | 30 |  |  | n/a | Hydro_Standard | Hydro | CAISO_Hydro
Parker_Dam_1 | Parker Dam 1 | teppc | WALC | WALC | Western Area Power Administration, Lower Colorado Region | WALC | SW | 1942-12-01 | 2050-12-31 | 2050 | 30 |  |  | Hydro | Hydro_Standard | Hydro | SW_Hydro
Parker_Dam_2 | Parker Dam 2 | teppc | WALC | WALC | Western Area Power Administration, Lower Colorado Region | WALC | SW | 1981-09-23 | 2050-12-31 | 2050 | 30 |  |  | Hydro | Hydro_Standard | Hydro | SW_Hydro
Parker_Dam_3 | Parker Dam 3 | teppc | WALC | WALC | Western Area Power Administration, Lower Colorado Region | WALC | SW | 1943-01-01 | 2050-12-31 | 2050 | 30 |  |  | Hydro | Hydro_Standard | Hydro | SW_Hydro
Parker_Dam_4 | Parker Dam 4 | teppc | WALC | WALC | Western Area Power Administration, Lower Colorado Region | WALC | SW | 1942-12-01 | 2050-12-31 | 2050 | 30 |  |  | Hydro | Hydro_Standard | Hydro | SW_Hydro
ParqueEolico | Parque Eolico Rumorosa-1 | teppc | CISC | CISC | Southern California Edison | SCE | CAISO | 2010-10-01 | 2050-12-01 | 2050 | 10 |  |  | WT-Onshore | wind_onshorewind | Wind | CAISO_Wind
PAT_DIST_PV | Juwi Solar Inc. PVTX (JSI PV) | teppc | EPE | EPE | El Paso Electric Company | PNM_EPE | SW | 2014-12-30 | 2044-12-31 | 2044 | 10 |  |  | SolarPV-Tracking | 1axPV_sun | Solar_1Axis | SW_Solar
PaTu_Wind | PaTu Wind Farm LLC-PATU | teppc | TPWR | TPWR | Tacoma Power | BPAT | NW | 2011-01-01 | 2050-12-31 | 2050 | 9 |  |  | WT-Onshore | wind_onshorewind | Wind | NW_Wind
Patua_1A1 | Patua Geothermal Project Phase 1A-1¦PATUA-1 | teppc | SPPC | SPPC | Nevada Power Company | NEVP | SW | 2013-12-01 | 2050-12-31 | 2050 | 12 |  |  | Geo-BinaryCycle | Geothermal_steam | Geothermal | SW_Geothermal
Patua_1A3 | Patua Geothermal Project Phase 1A 3¦PATUA-2 | teppc | SPPC | SPPC | Nevada Power Company | NEVP | SW | 2013-12-01 | 2050-12-31 | 2050 | 12 |  |  | Geo-BinaryCycle | Geothermal_steam | Geothermal | SW_Geothermal
Patua_1A5 | Patua Geothermal Project Phase 1A 5¦PATUA-3 | teppc | SPPC | SPPC | Nevada Power Company | NEVP | SW | 2013-12-01 | 2050-12-31 | 2050 | 12 |  |  | Geo-BinaryCycle | Geothermal_steam | Geothermal | SW_Geothermal
Pawnee_1 | Pawnee 1 | teppc | PSCO | PSCO | Public Service Company of Colorado | PSCO | Excluded | 1981-11-01 | 2041-12-31 | 2041 | 505 |  |  | ST-Coal | Steam_Coal | Coal | Excluded_Coal
Pawnee_CC_Plant | Pawnee Future Whole Combined Cycle Plant | teppc | PSCO | PSCO | Public Service Company of Colorado | PSCO | Excluded | 2024-12-01 | 2050-12-31 | 2050 | 530 |  |  | CCWhole-NatGas-SingleShaft | CC_NG | CC | Excluded_CCGT
PaynesFerry | Paynes Ferry-PFWP | teppc | IPFE | IPFE | Idaho Far East | IPCO | NW | 2010-12-21 | 2050-12-31 | 2050 | 21 |  |  | WT-Onshore | wind_onshorewind | Wind | NW_Wind
Payson_86_1 | Payson-86-1 | teppc | PAUT | PAUT | Utah, PACE Utility | PACE | NW | 1988-06-01 | 2050-12-31 | 2050 | 2.65 |  |  | ICE-NatGas | ICE_NG | ICE | NW_Peaker
Payson_86_2 | Payson-86-2 | teppc | PAUT | PAUT | Utah, PACE Utility | PACE | NW | 1988-06-01 | 2050-12-31 | 2050 | 2.65 |  |  | ICE-NatGas | ICE_NG | ICE | NW_Peaker
Payson_86_3 | Payson-86-3 | teppc | PAUT | PAUT | Utah, PACE Utility | PACE | NW | 1995-08-01 | 2050-12-31 | 2050 | 2.5 |  |  | ICE-NatGas | ICE_NG | ICE | NW_Peaker
Payson_86_4 | Payson-86-4 | teppc | PAUT | PAUT | Utah, PACE Utility | PACE | NW | 1995-04-01 | 2050-12-31 | 2050 | 2 |  |  | ICE-NatGas | ICE_NG | ICE | NW_Peaker
PBLOSM_2_SOLAR | PearBlossom | caiso | SCE | SCE | Southern California Edison | SCE | CAISO |  | 2050-12-31 | 2050 | 9.5 |  |  | PVgeneric_sun | PVgeneric_sun | Solar_Fixed | CAISO_Solar
PdteJuarez05 | Pdte. Juarez-5 | teppc | CFE | CFE | Comisión Federal de Electricidad | CFE | Excluded | 1991-08-01 | 2050-12-31 | 2050 | 160 |  |  | ST-NatGas | ST_NG | Steam | Excluded_ST
PdteJuarez06 | Pdte. Juarez-6 | teppc | CFE | CFE | Comisión Federal de Electricidad | CFE | Excluded | 1992-06-01 | 2050-12-31 | 2050 | 160 |  |  | ST-NatGas | ST_NG | Steam | Excluded_ST
PdteJuarez07 | Pdte.Juarez-7 | teppc | CFE | CFE | Comisión Federal de Electricidad | CFE | Excluded | 1999-06-01 | 2050-12-31 | 2050 | 147.85 |  |  | CT-NatGas-Industrial | CT_NG | CT | Excluded_Peaker
PdteJuarez08_CC | Pdte. Juarez-8 | teppc | CFE | CFE | Comisión Federal de Electricidad | CFE | Excluded | 2001-07-01 | 2050-12-31 | 2050 | 241.2 |  |  | CCWhole-NatGas-SingleShaft | CC_NG | CC | Excluded_CCGT
PdteJuarez09_CC | Pdte. Juarez-9 | teppc | CFE | CFE | Comisión Federal de Electricidad | CFE | Excluded | 2001-07-01 | 2050-12-31 | 2050 | 241.2 |  |  | CCWhole-NatGas-SingleShaft | CC_NG | CC | Excluded_CCGT
PdteJuarezCC_Total | PdteJuarezCC (Total CC Plant) | teppc | CFE | CFE | Comisión Federal de Electricidad | CFE | Excluded | 2009-07-01 | 2050-12-01 | 2050 | 277 |  |  | CCWhole-NatGas-Industrial | CC_NG | CC | Excluded_CCGT
PdteJuarezGT1 | Pdte.Juarez GT-1 | teppc | CFE | CFE | Comisión Federal de Electricidad | CFE | Excluded | 1982-07-01 | 2050-12-31 | 2050 | 28 |  |  | CT-NatGas-Industrial | CT_NG | CT | Excluded_Peaker
PdteJuarezGT2 | Pdte.Juarez GT-2 | teppc | CFE | CFE | Comisión Federal de Electricidad | CFE | Excluded | 1982-08-01 | 2050-12-31 | 2050 | 28 |  |  | CT-NatGas-Industrial | CT_NG | CT | Excluded_Peaker
PEABDY_2_LNDFIL | G2 Energy Hay Road Power Plant | caiso | PGE_Valley | PGE_Valley | Pacific Gas and Electric Valley | PGE_Valley | CAISO | 2013-07-09 | 2050-12-31 | 2050 | 1.6 |  |  | n/a | Biogas_ | Biogas_LandfillGas | CAISO_Biomass
PEABDY_2_LNDFL1 | Potrero Hills Energy Producers | caiso | PGE_Bay | PGE_Bay | Pacific Gas and Electric Bay | PGE_Bay | CAISO | 2016-04-07 | 2050-12-31 | 2050 | 8 |  |  | n/a | Biogas_ | Biogas_LandfillGas | CAISO_Biomass
Peace_Canyon_1 | Peace Canyon-1_Peace Canyon-1_BCH-PCN | teppc | BCHA | BCHA | British Columbia Transmission Company | BCHA_AESO | Excluded | 1980-01-01 | 2033-03-31 | 2032 | 175 |  |  | Hydro | Hydro_Standard | Hydro | Excluded_Hydro
Peace_Canyon_2 | Peace Canyon-2_Peace Canyon-2_BCH-PCN | teppc | BCHA | BCHA | British Columbia Transmission Company | BCHA_AESO | Excluded | 1980-01-01 | 2033-03-31 | 2032 | 175 |  |  | Hydro | Hydro_Standard | Hydro | Excluded_Hydro
Peace_Canyon_3 | Peace Canyon-3_Peace Canyon-3_BCH-PCN | teppc | BCHA | BCHA | British Columbia Transmission Company | BCHA_AESO | Excluded | 1980-01-01 | 2033-03-31 | 2032 | 175 |  |  | Hydro | Hydro_Standard | Hydro | Excluded_Hydro
Peace_Canyon_4 | Peace Canyon-4_Peace Canyon-4_BCH-PCN | teppc | BCHA | BCHA | British Columbia Transmission Company | BCHA_AESO | Excluded | 1980-01-01 | 2033-03-31 | 2032 | 175 |  |  | Hydro | Hydro_Standard | Hydro | Excluded_Hydro
Peak_View_Rattlsnake | Peak View Wind Energy Farm¦Rattlesnake Wind | teppc | PSCO | PSCO | Public Service Company of Colorado | PSCO | Excluded | 2016-10-01 | 2050-12-31 | 2050 | 60 |  |  | WT-Onshore | wind_onshorewind | Wind | Excluded_Wind
PebbleSprings | Pebble Springs Wind LLC-1 | teppc | TPWR | TPWR | Tacoma Power | BPAT | NW | 2009-04-01 | 2050-12-31 | 2050 | 98.7 |  |  | WT-Onshore | wind_onshorewind | Wind | NW_Wind
PEC_Headworks_1 | PEC Headworks-1 | teppc | GCPD | GCPD | Grant County Public Utility District | BPAT | NW | 1990-09-01 | 2050-12-31 | 2050 | 6.6 |  |  | Hydro | Hydro_Standard | Hydro | NW_Hydro
Peetz_Table_1 | Peetz Table Wind Energy GE¦PTZLOGN2 | teppc | PSCO | PSCO | Public Service Company of Colorado | PSCO | Excluded | 2008-01-01 | 2050-12-01 | 2050 | 120 |  |  | WT-Onshore | wind_onshorewind | Wind | Excluded_Wind
Peetz_Table_2 | Peetz Table Wind Energy GE¦PTZLOGN3 | teppc | PSCO | PSCO | Public Service Company of Colorado | PSCO | Excluded | 2008-01-01 | 2050-12-01 | 2050 | 79.5 |  |  | WT-Onshore | wind_onshorewind | Wind | Excluded_Wind
Pelton_1 | Pelton-1 | teppc | PGE | PGE | Portland General Electric Company | PortlandGE | NW | 1957-12-01 | 2050-12-31 | 2050 | 45 |  |  | Hydro | Hydro_Standard | Hydro | NW_Hydro
Pelton_2 | Pelton-2 | teppc | PGE | PGE | Portland General Electric Company | PortlandGE | NW | 1958-03-01 | 2050-12-31 | 2050 | 32.4 |  |  | Hydro | Hydro_Standard | Hydro | NW_Hydro
Pelton_3 | Pelton-3 | teppc | PGE | PGE | Portland General Electric Company | PortlandGE | NW | 1958-04-01 | 2050-12-31 | 2050 | 32.4 |  |  | Hydro | Hydro_Standard | Hydro | NW_Hydro
PembinaRedwater | Pembina Redwater-1 | teppc | BCHA | BCHA | British Columbia Transmission Company | BCHA_AESO | Excluded | 2015-07-01 | 2050-12-31 | 2050 | 46 |  |  | CT-NatGas-Industrial | CT_NG | CT | Excluded_Peaker
PEORIA_1_SOLAR | Sonora 1 | caiso | PGE_Valley | PGE_Valley | Pacific Gas and Electric Valley | PGE_Valley | CAISO | 2013-12-23 | 2050-12-31 | 2050 | 1.5 |  |  | n/a | PVgeneric_sun | Solar_Fixed | CAISO_Solar
Perrin_Ranch_CedarMt | Perrin Ranch Wind Energy Center GEN1¦Cedar Mountain Wind 1 | teppc | AZPS | AZPS | Arizona Public Service Company | AZPS | SW | 2012-01-01 | 2050-12-31 | 2050 | 100.8 |  |  | WT-Onshore | wind_onshorewind | Wind | SW_Wind
PGP_Bio | PGP Bio Energy Project-1_PGP Bio Energy Project-1_IPP-PGP | teppc | BCHA | BCHA | British Columbia Transmission Company | BCHA_AESO | Excluded | 2009-08-11 | 2040-09-14 | 2039 | 60.6 |  |  | Bio-ST | ST_Biomass | Biomass/Wood | Excluded_Biomass
PHOENX_1_UNIT | PHOENIX PH | caiso | PGE_Valley | PGE_Valley | Pacific Gas and Electric Valley | PGE_Valley | CAISO | 1940-01-01 | 2050-12-31 | 2050 | 2 |  |  | n/a | Hydro_Standard | Hydro | CAISO_Small_Hydro
PHP_2_2 | PHP 2-2 | teppc | PGE | PGE | Portland General Electric Company | PortlandGE | NW | 1982-02-01 | 2050-12-31 | 2050 | 11.8 |  |  | Hydro | Hydro_Standard | Hydro | NW_Hydro
PHP1_1 | PHP 1-1 | teppc | PGE | PGE | Portland General Electric Company | PortlandGE | NW | 1982-02-01 | 2050-12-31 | 2050 | 23.7 |  |  | Hydro | Hydro_Standard | Hydro | NW_Hydro
Pigeon_Cove_1 | Pigeon Cove-1 | teppc | IPFE | IPFE | Idaho Far East | IPCO | NW | 1984-10-31 | 2050-12-31 | 2050 | 1.89 |  |  | Hydro | Hydro_Standard | Hydro | NW_Hydro
Pilgrim_Stage | Pilgrim Stage Wind Park-PSWP | teppc | IPMV | IPMV | Idaho Magic Valley | IPCO | NW | 2010-12-27 | 2050-12-31 | 2050 | 10.5 |  |  | WT-Onshore | wind_onshorewind | Wind | NW_Wind
Pilot_Knob_1 | Pilot Knob 1 | teppc | IID | IID | Imperial Irrigation District | IID | IID | 2008-06-01 | 2050-12-01 | 2050 | 16.5 |  |  | Hydro | Hydro_Standard | Hydro | IID_Hydro
Pilot_Knob_2 | Pilot Knob 2 | teppc | IID | IID | Imperial Irrigation District | IID | IID | 1991-12-01 | 2050-12-31 | 2050 | 16.5 |  |  | Hydro | Hydro_Standard | Hydro | IID_Hydro
Pine_Tree_Solar | Pine Tree Solar Project 1 | teppc | LDWP | LDWP | Los Angeles Department of Water and Power | LADWP | LDWP | 2013-03-01 | 2050-12-31 | 2050 | 8.5 |  |  | SolarPV-NonTracking | FixedPV_sun | Solar_Fixed | LDWP_Solar
Pine_Tree_Wind | Pine Tree Wind Power Project-1 | teppc | LDWP | LDWP | Los Angeles Department of Water and Power | LADWP | LDWP | 2009-07-01 | 2050-12-31 | 2050 | 120 |  |  | WT-Onshore | wind_onshorewind | Wind | LDWP_Wind
PINFLT_7_UNITS | PINE FLAT HYDRO AGGREGATE | caiso | PGE_Valley | PGE_Valley | Pacific Gas and Electric Valley | PGE_Valley | CAISO | 1984-01-01 | 2050-12-31 | 2050 | 210 |  |  | n/a | Hydro_Standard | Hydro | CAISO_Hydro
Pingston_1 | Pingston-1_Pingston-1_IPP-PIN | teppc | BCHA | BCHA | British Columbia Transmission Company | BCHA_AESO | Excluded | 2003-05-08 | 2043-05-08 | 2042 | 15 |  |  | Hydro | Hydro_Standard | Hydro | Excluded_Hydro
Pingston_2 | Pingston-2_Pingston-2_IPP-PIN | teppc | BCHA | BCHA | British Columbia Transmission Company | BCHA_AESO | Excluded | 2003-05-08 | 2043-05-08 | 2042 | 15 |  |  | Hydro | Hydro_Standard | Hydro | Excluded_Hydro
Pingston_3 | Pingston-3_Pingston-3_IPP-PIN | teppc | BCHA | BCHA | British Columbia Transmission Company | BCHA_AESO | Excluded | 2003-05-08 | 2043-05-08 | 2042 | 15 |  |  | Hydro | Hydro_Standard | Hydro | Excluded_Hydro
PIOPIC_2_CTG1 |  | caiso | SDGE | SDGE | San Diego Gas and Electric | SDGE | CAISO | 2014-05-01 | 2050-12-31 | 2050 | 111.3 |  |  | CT-NatGas-Aero | CT_NG | CT | CAISO_Peaker1
PIOPIC_2_CTG2 |  | caiso | SDGE | SDGE | San Diego Gas and Electric | SDGE | CAISO | 2014-05-01 | 2050-12-31 | 2050 | 112.7 |  |  | CT-NatGas-Aero | CT_NG | CT | CAISO_Peaker1
PIOPIC_2_CTG3 |  | caiso | SDGE | SDGE | San Diego Gas and Electric | SDGE | CAISO | 2014-05-01 | 2050-12-31 | 2050 | 112 |  |  | CT-NatGas-Aero | CT_NG | CT | CAISO_Peaker1
PIT1_6_FRIVRA | Fall River Mills Project A | caiso | PGE_Valley | PGE_Valley | Pacific Gas and Electric Valley | PGE_Valley | CAISO | 2014-03-05 | 2050-12-31 | 2050 | 1.5 |  |  | n/a | PVgeneric_sun | Solar_Fixed | CAISO_Solar
PIT1_7_UNIT_1 | PIT PH 1 UNIT 1 | caiso | PGE_Valley | PGE_Valley | Pacific Gas and Electric Valley | PGE_Valley | CAISO | 1922-01-01 | 2050-12-31 | 2050 | 32 |  |  | n/a | Hydro_Standard | Hydro | CAISO_Hydro
PIT1_7_UNIT_2 | PIT PH 1 UNIT 2 | caiso | PGE_Valley | PGE_Valley | Pacific Gas and Electric Valley | PGE_Valley | CAISO | 1922-01-01 | 2050-12-31 | 2050 | 32 |  |  | n/a | Hydro_Standard | Hydro | CAISO_Hydro
PIT3_7_PL1X3 | PIT PH 3 UNITS 1, 2 & 3 AGGREGATE | caiso | PGE_Valley | PGE_Valley | Pacific Gas and Electric Valley | PGE_Valley | CAISO | 1925-01-01 | 2050-12-31 | 2050 | 70.6 |  |  | n/a | Hydro_Standard | Hydro | CAISO_Hydro
PIT4_7_PL1X2 | PIT PH 4 UNITS 1 & 2 AGGREGATE | caiso | PGE_Valley | PGE_Valley | Pacific Gas and Electric Valley | PGE_Valley | CAISO | 1955-01-01 | 2050-12-31 | 2050 | 95 |  |  | n/a | Hydro_Standard | Hydro | CAISO_Hydro
PIT5_7_PL1X2 | PIT PH 5 UNITS 1 & 2 AGGREGATE | caiso | PGE_Valley | PGE_Valley | Pacific Gas and Electric Valley | PGE_Valley | CAISO | 1944-01-01 | 2050-12-31 | 2050 | 82 |  |  | n/a | Hydro_Standard | Hydro | CAISO_Hydro
PIT5_7_PL3X4 | PIT PH 5 UNITS 3 & 4 AGGREGATE | caiso | PGE_Valley | PGE_Valley | Pacific Gas and Electric Valley | PGE_Valley | CAISO | 1944-01-01 | 2050-12-31 | 2050 | 82 |  |  | n/a | Hydro_Standard | Hydro | CAISO_Hydro
PIT5_7_QFUNTS |  | caiso | PGE_Valley | PGE_Valley | Pacific Gas and Electric Valley | PGE_Valley | CAISO | 1987-08-15 | 2050-12-31 | 2050 | 1.1 |  |  | n/a | Hydro_Standard | Hydro | CAISO_Hydro
PIT6_7_UNIT_1 | PIT PH 6 UNIT 1 | caiso | PGE_Valley | PGE_Valley | Pacific Gas and Electric Valley | PGE_Valley | CAISO | 1965-01-01 | 2050-12-31 | 2050 | 39 |  |  | n/a | Hydro_Standard | Hydro | CAISO_Hydro
PIT6_7_UNIT_2 | PIT PH 6 UNIT 2 | caiso | PGE_Valley | PGE_Valley | Pacific Gas and Electric Valley | PGE_Valley | CAISO | 1965-01-01 | 2050-12-31 | 2050 | 40 |  |  | n/a | Hydro_Standard | Hydro | CAISO_Hydro
PIT7_7_UNIT_1 | PIT PH 7 UNIT 1 | caiso | PGE_Valley | PGE_Valley | Pacific Gas and Electric Valley | PGE_Valley | CAISO | 1965-01-01 | 2050-12-31 | 2050 | 55.7 |  |  | n/a | Hydro_Standard | Hydro | CAISO_Hydro
PIT7_7_UNIT_2 | PIT PH 7 UNIT 2 | caiso | PGE_Valley | PGE_Valley | Pacific Gas and Electric Valley | PGE_Valley | CAISO | 1965-01-01 | 2050-12-31 | 2050 | 54.6 |  |  | n/a | Hydro_Standard | Hydro | CAISO_Hydro
PLACVL_1_CHILIB | Chili Bar Hydro | caiso | PGE_Valley | PGE_Valley | Pacific Gas and Electric Valley | PGE_Valley | CAISO | 1965-01-01 | 2050-12-31 | 2050 | 8.4 |  |  | n/a | Hydro_Standard | Hydro | CAISO_Small_Hydro
PLACVL_1_RCKCRE | Rock Creek Hydro | caiso | PGE_Valley | PGE_Valley | Pacific Gas and Electric Valley | PGE_Valley | CAISO | 1986-04-24 | 2050-12-31 | 2050 | 5 |  |  | n/a | Hydro_Standard | Hydro | CAISO_Small_Hydro
Plains_End_1_G01 | Plains End GEN1 | teppc | PSCO | PSCO | Public Service Company of Colorado | PSCO | Excluded | 2002-05-01 | 2050-12-31 | 2050 | 5.5 |  |  | ICE-NatGas | ICE_NG | ICE | Excluded_Reciprocating_Engine
Plains_End_1_G02 | Plains End GEN2 | teppc | PSCO | PSCO | Public Service Company of Colorado | PSCO | Excluded | 2002-05-01 | 2050-12-31 | 2050 | 5.5 |  |  | ICE-NatGas | ICE_NG | ICE | Excluded_Reciprocating_Engine
Plains_End_1_G03 | Plains End GEN3 | teppc | PSCO | PSCO | Public Service Company of Colorado | PSCO | Excluded | 2002-05-01 | 2050-12-31 | 2050 | 5.5 |  |  | ICE-NatGas | ICE_NG | ICE | Excluded_Reciprocating_Engine
Plains_End_1_G04 | Plains End GEN4 | teppc | PSCO | PSCO | Public Service Company of Colorado | PSCO | Excluded | 2002-05-01 | 2050-12-31 | 2050 | 5.5 |  |  | ICE-NatGas | ICE_NG | ICE | Excluded_Reciprocating_Engine
Plains_End_1_G05 | Plains End GEN5 | teppc | PSCO | PSCO | Public Service Company of Colorado | PSCO | Excluded | 2002-05-01 | 2050-12-31 | 2050 | 5.5 |  |  | ICE-NatGas | ICE_NG | ICE | Excluded_Reciprocating_Engine
Plains_End_1_G06 | Plains End GEN6 | teppc | PSCO | PSCO | Public Service Company of Colorado | PSCO | Excluded | 2002-05-01 | 2050-12-31 | 2050 | 5.5 |  |  | ICE-NatGas | ICE_NG | ICE | Excluded_Reciprocating_Engine
Plains_End_1_G07 | Plains End GEN7 | teppc | PSCO | PSCO | Public Service Company of Colorado | PSCO | Excluded | 2002-05-01 | 2050-12-31 | 2050 | 5.5 |  |  | ICE-NatGas | ICE_NG | ICE | Excluded_Reciprocating_Engine
Plains_End_1_G08 | Plains End GEN8 | teppc | PSCO | PSCO | Public Service Company of Colorado | PSCO | Excluded | 2002-05-01 | 2050-12-31 | 2050 | 5.5 |  |  | ICE-NatGas | ICE_NG | ICE | Excluded_Reciprocating_Engine
Plains_End_1_G09 | Plains End GEN9 | teppc | PSCO | PSCO | Public Service Company of Colorado | PSCO | Excluded | 2002-05-01 | 2050-12-31 | 2050 | 5.5 |  |  | ICE-NatGas | ICE_NG | ICE | Excluded_Reciprocating_Engine
Plains_End_1_G10 | Plains End GE10 | teppc | PSCO | PSCO | Public Service Company of Colorado | PSCO | Excluded | 2002-05-01 | 2050-12-31 | 2050 | 5.5 |  |  | ICE-NatGas | ICE_NG | ICE | Excluded_Reciprocating_Engine
Plains_End_1_G11 | Plains End GE11 | teppc | PSCO | PSCO | Public Service Company of Colorado | PSCO | Excluded | 2002-05-01 | 2050-12-31 | 2050 | 5.5 |  |  | ICE-NatGas | ICE_NG | ICE | Excluded_Reciprocating_Engine
Plains_End_1_G12 | Plains End GE12 | teppc | PSCO | PSCO | Public Service Company of Colorado | PSCO | Excluded | 2002-05-01 | 2050-12-31 | 2050 | 5.5 |  |  | ICE-NatGas | ICE_NG | ICE | Excluded_Reciprocating_Engine
Plains_End_1_G13 | Plains End GE13 | teppc | PSCO | PSCO | Public Service Company of Colorado | PSCO | Excluded | 2002-05-01 | 2050-12-31 | 2050 | 5.5 |  |  | ICE-NatGas | ICE_NG | ICE | Excluded_Reciprocating_Engine
Plains_End_1_G14 | Plains End GE14 | teppc | PSCO | PSCO | Public Service Company of Colorado | PSCO | Excluded | 2002-05-01 | 2050-12-31 | 2050 | 5.5 |  |  | ICE-NatGas | ICE_NG | ICE | Excluded_Reciprocating_Engine
Plains_End_1_G15 | Plains End GE15 | teppc | PSCO | PSCO | Public Service Company of Colorado | PSCO | Excluded | 2002-05-01 | 2050-12-31 | 2050 | 5.5 |  |  | ICE-NatGas | ICE_NG | ICE | Excluded_Reciprocating_Engine
Plains_End_1_G16 | Plains End GE16 | teppc | PSCO | PSCO | Public Service Company of Colorado | PSCO | Excluded | 2002-05-01 | 2050-12-31 | 2050 | 5.5 |  |  | ICE-NatGas | ICE_NG | ICE | Excluded_Reciprocating_Engine
Plains_End_1_G17 | Plains End GE17 | teppc | PSCO | PSCO | Public Service Company of Colorado | PSCO | Excluded | 2002-05-01 | 2050-12-31 | 2050 | 5.5 |  |  | ICE-NatGas | ICE_NG | ICE | Excluded_Reciprocating_Engine
Plains_End_1_G18 | Plains End GE18 | teppc | PSCO | PSCO | Public Service Company of Colorado | PSCO | Excluded | 2002-05-01 | 2050-12-31 | 2050 | 5.5 |  |  | ICE-NatGas | ICE_NG | ICE | Excluded_Reciprocating_Engine
Plains_End_1_G19 | Plains End GE19 | teppc | PSCO | PSCO | Public Service Company of Colorado | PSCO | Excluded | 2002-05-01 | 2050-12-31 | 2050 | 5.5 |  |  | ICE-NatGas | ICE_NG | ICE | Excluded_Reciprocating_Engine
Plains_End_1_G20 | Plains End GE20 | teppc | PSCO | PSCO | Public Service Company of Colorado | PSCO | Excluded | 2002-05-01 | 2050-12-31 | 2050 | 5.5 |  |  | ICE-NatGas | ICE_NG | ICE | Excluded_Reciprocating_Engine
Plains_End_2_G01 | Plains End Expansion Facility 2G01 | teppc | PSCO | PSCO | Public Service Company of Colorado | PSCO | Excluded | 2008-05-01 | 2050-12-01 | 2050 | 8.4 |  |  | ICE-NatGas | ICE_NG | ICE | Excluded_Reciprocating_Engine
Plains_End_2_G02 | Plains End Expansion Facility 2G02 | teppc | PSCO | PSCO | Public Service Company of Colorado | PSCO | Excluded | 2008-05-01 | 2050-12-01 | 2050 | 8.4 |  |  | ICE-NatGas | ICE_NG | ICE | Excluded_Reciprocating_Engine
Plains_End_2_G03 | Plains End Expansion Facility 2G03 | teppc | PSCO | PSCO | Public Service Company of Colorado | PSCO | Excluded | 2008-05-01 | 2050-12-01 | 2050 | 8.4 |  |  | ICE-NatGas | ICE_NG | ICE | Excluded_Reciprocating_Engine
Plains_End_2_G04 | Plains End Expansion Facility 2G04 | teppc | PSCO | PSCO | Public Service Company of Colorado | PSCO | Excluded | 2008-05-01 | 2050-12-01 | 2050 | 8.4 |  |  | ICE-NatGas | ICE_NG | ICE | Excluded_Reciprocating_Engine
Plains_End_2_G05 | Plains End Expansion Facility 2G05 | teppc | PSCO | PSCO | Public Service Company of Colorado | PSCO | Excluded | 2008-05-01 | 2050-12-01 | 2050 | 8.4 |  |  | ICE-NatGas | ICE_NG | ICE | Excluded_Reciprocating_Engine
Plains_End_2_G06 | Plains End Expansion Facility 2G06 | teppc | PSCO | PSCO | Public Service Company of Colorado | PSCO | Excluded | 2008-05-01 | 2050-12-01 | 2050 | 8.4 |  |  | ICE-NatGas | ICE_NG | ICE | Excluded_Reciprocating_Engine
Plains_End_2_G07 | Plains End Expansion Facility 2G07 | teppc | PSCO | PSCO | Public Service Company of Colorado | PSCO | Excluded | 2008-05-01 | 2050-12-01 | 2050 | 8.4 |  |  | ICE-NatGas | ICE_NG | ICE | Excluded_Reciprocating_Engine
Plains_End_2_G08 | Plains End Expansion Facility 2G08 | teppc | PSCO | PSCO | Public Service Company of Colorado | PSCO | Excluded | 2008-05-01 | 2050-12-01 | 2050 | 8.4 |  |  | ICE-NatGas | ICE_NG | ICE | Excluded_Reciprocating_Engine
Plains_End_2_G09 | Plains End Expansion Facility 2G09 | teppc | PSCO | PSCO | Public Service Company of Colorado | PSCO | Excluded | 2008-05-01 | 2050-12-01 | 2050 | 8.4 |  |  | ICE-NatGas | ICE_NG | ICE | Excluded_Reciprocating_Engine
Plains_End_2_G10 | Plains End Expansion Facility 2G10 | teppc | PSCO | PSCO | Public Service Company of Colorado | PSCO | Excluded | 2008-05-01 | 2050-12-01 | 2050 | 8.4 |  |  | ICE-NatGas | ICE_NG | ICE | Excluded_Reciprocating_Engine
Plains_End_2_G11 | Plains End Expansion Facility 2G11 | teppc | PSCO | PSCO | Public Service Company of Colorado | PSCO | Excluded | 2008-05-01 | 2050-12-01 | 2050 | 8.4 |  |  | ICE-NatGas | ICE_NG | ICE | Excluded_Reciprocating_Engine
Plains_End_2_G12 | Plains End Expansion Facility 2G12 | teppc | PSCO | PSCO | Public Service Company of Colorado | PSCO | Excluded | 2008-05-01 | 2050-12-01 | 2050 | 8.4 |  |  | ICE-NatGas | ICE_NG | ICE | Excluded_Reciprocating_Engine
Plains_End_2_G13 | Plains End Expansion Facility 2G13 | teppc | PSCO | PSCO | Public Service Company of Colorado | PSCO | Excluded | 2008-05-01 | 2050-12-01 | 2050 | 8.4 |  |  | ICE-NatGas | ICE_NG | ICE | Excluded_Reciprocating_Engine
Plains_End_2_G14 | Plains End Expansion Facility 2G14 | teppc | PSCO | PSCO | Public Service Company of Colorado | PSCO | Excluded | 2008-05-01 | 2050-12-01 | 2050 | 8.4 |  |  | ICE-NatGas | ICE_NG | ICE | Excluded_Reciprocating_Engine
PLAINV_6_BSOLAR | Western Antelope Blue Sky Ranch A | caiso | SCE | SCE | Southern California Edison | SCE | CAISO | 2014-11-07 | 2050-12-31 | 2050 | 20 |  |  | n/a | PVgeneric_sun | Solar_Fixed | CAISO_Solar
PLAINV_6_DSOLAR | Western Antelope Dry Ranch | caiso | SCE | SCE | Southern California Edison | SCE | CAISO | 2016-12-01 | 2050-12-31 | 2050 | 10 |  |  | PVgeneric_sun | PVgeneric_sun | Solar_Fixed | CAISO_Solar
PLAINV_6_NLRSR1 | North Lancaster Ranch | caiso | SCE | SCE | Southern California Edison | SCE | CAISO | 2016-12-01 | 2050-12-31 | 2050 | 20 |  |  | PHOTO VOLTAIC_SUN | PVgeneric_sun | Solar_Fixed | CAISO_Solar
PLAINV_6_SOLAR3 | Sierra Solar Greenworks LLC | caiso | SCE | SCE | Southern California Edison | SCE | CAISO | 2015-11-30 | 2050-12-31 | 2050 | 20 |  |  | n/a | PVgeneric_sun | Solar_Fixed | CAISO_Solar
PLAINV_6_SOLARC | Central Antelope Dry Ranch C | caiso | SCE | SCE | Southern California Edison | SCE | CAISO | 2016-05-06 | 2050-12-31 | 2050 | 20 |  |  | n/a | PVgeneric_sun | Solar_Fixed | CAISO_Solar
PLAYA2_G | Playa Solar PV | teppc | NEVP | NEVP | Nevada Power Company | NEVP | SW | 2017-01-01 | 2050-12-31 | 2050 | 79 |  |  | SolarPV-NonTracking | FixedPV_sun | Solar_Fixed | SW_Solar
Pleasant_Valley | Pleasant Valley 1 | teppc | LDWP | LDWP | Los Angeles Department of Water and Power | LADWP | LDWP | 1958-02-01 | 2050-12-31 | 2050 | 3.2 |  |  | Hydro | Hydro_Standard | Hydro | LDWP_Hydro
PLMSSR_6_HISIER | High Sierra Cogeneration Aggregate | caiso | PGE_Valley | PGE_Valley | Pacific Gas and Electric Valley | PGE_Valley | CAISO | 2010-04-22 | 2050-12-31 | 2050 | 6 |  |  | RECIPROCATING ENGINE_NATURAL GAS | Cogen_NG | Cogen | CAISO_CHP
PLSNTG_7_LNCLND | Lincoln Landfill Power Plant | caiso | PGE_Valley | PGE_Valley | Pacific Gas and Electric Valley | PGE_Valley | CAISO | 1985-01-01 | 2050-12-31 | 2050 | 4.98 |  |  | n/a | Biogas_ | Biogas_LandfillGas | CAISO_Biomass
Plummer_Cgn | Plummer Cogen-GEN1 | teppc | AVA | AVA | Avista Corp. | BPAT | NW | 1982-12-01 | 2050-12-31 | 2050 | 6.2 |  |  | Bio-ST | ST_Biomass | Biomass/Wood | NW_Biomass
PMDLET_6_SOLAR1 | SEPV Palmdale East, LLC | caiso | SCE | SCE | Southern California Edison | SCE | CAISO | 2015-07-31 | 2050-12-31 | 2050 | 10 |  |  | n/a | PVgeneric_sun | Solar_Fixed | CAISO_Solar
PMPJCK_1_RB2SLR | Rio Bravo Solar 2 | caiso | SCE | SCE | Southern California Edison | SCE | CAISO | 2016-12-01 | 2050-12-31 | 2050 | 20 |  |  | PHOTO VOLTAIC_SUN | PVgeneric_sun | Solar_Fixed | CAISO_Solar
PMPJCK_1_SOLAR1 | Pumpjack Solar I | caiso | SCE | SCE | Southern California Edison | SCE | CAISO | 2015-01-27 | 2050-12-31 | 2050 | 19.48 |  |  | n/a | PVgeneric_sun | Solar_Fixed | CAISO_Solar
PMPJCK_1_SOLAR2 | Rio Bravo Solar 1 | caiso | SCE | SCE | Southern California Edison | SCE | CAISO | 2016-12-01 | 2050-12-31 | 2050 | 20 |  |  | PVgeneric_sun | PVgeneric_sun | Solar_Fixed | CAISO_Solar
PNCHEG_2_PL1X4 | PANOCHE ENERGY CENTER (Aggregated) | caiso | PGE_Valley | PGE_Valley | Pacific Gas and Electric Valley | PGE_Valley | CAISO | 2009-05-28 | 2050-12-31 | 2050 | 401 |  |  | CT-NatGas-Aero | CT_NG | CT | CAISO_Peaker1
PNCHPP_1_PL1X2 | Midway Peaking Aggregate | caiso | PGE_Valley | PGE_Valley | Pacific Gas and Electric Valley | PGE_Valley | CAISO | 2009-05-04 | 2050-12-31 | 2050 | 119.91 |  |  | CT-NatGas-Aero | CT_NG | CT | CAISO_Peaker2
PNCHVS_2_SOLAR | PNCHVS_2_SOLARB | caiso | PGE_Valley | PGE_Valley | Pacific Gas and Electric Valley | PGE_Valley | CAISO | 2017-12-29 | 2050-12-31 | 2050 | 140 |  |  | PVgeneric_sun | PVgeneric_sun | Solar_Fixed | CAISO_Solar
PNM_RPS_Compliant_PV | RPS Compliant Solar | teppc | PNM | PNM | Public Service Company of New Mexico | PNM_EPE | SW | 2025-01-01 | 2050-12-31 | 2050 | 192.6 |  |  | SolarPV-Tracking | 1axPV_sun | Solar_1Axis | SW_Solar
PNOCHE_1_PL1X2 | Panoche Peaker | caiso | PGE_Valley | PGE_Valley | Pacific Gas and Electric Valley | PGE_Valley | CAISO | 2005-06-14 | 2050-12-31 | 2050 | 49.97 |  |  | CT-NatGas-Aero | CT_NG | CT | CAISO_Peaker2
PNOCHE_1_UNITA1 | CalPeak Power Panoche Unit 1 | caiso | PGE_Valley | PGE_Valley | Pacific Gas and Electric Valley | PGE_Valley | CAISO | 2001-12-27 | 2050-12-31 | 2050 | 52.01 |  |  | CT-NatGas-Aero | CT_NG | CT | CAISO_Peaker2
Pocatello_Waste | Pocatello Waste-1 | teppc | CISC | CISC | Southern California Edison | SCE | CAISO | 1984-12-01 | 2050-12-31 | 2050 | 0.46 |  |  | Bio-ICE | ICE_Biomass | Biomass/Wood | CAISO_Biomass
POCATERA_1 | POCATERA-1 | teppc | AESO | AESO | Alberta Electric System Operator | BCHA_AESO | Excluded | 1955-01-01 | 2050-12-01 | 2050 | 12 |  |  | Hydro | Hydro_Standard | Hydro | Excluded_Hydro
POEPH_7_UNIT_1 | POE HYDRO UNIT 1 | caiso | PGE_Valley | PGE_Valley | Pacific Gas and Electric Valley | PGE_Valley | CAISO | 1958-01-01 | 2050-12-31 | 2050 | 69 |  |  | n/a | Hydro_Standard | Hydro | CAISO_Hydro
POEPH_7_UNIT_2 | POE HYDRO UNIT 2 | caiso | PGE_Valley | PGE_Valley | Pacific Gas and Electric Valley | PGE_Valley | CAISO | 1958-01-01 | 2050-12-31 | 2050 | 68.5 |  |  | n/a | Hydro_Standard | Hydro | CAISO_Hydro
PointLoma1 | Point Loma 1_POINT LOMA WASTEWATER TREATMENT PLANT-1_CABRILLO_Point Loma | teppc | CISC | CISC | Southern California Edison | SCE | CAISO | 1985-01-01 | 2050-12-31 | 2050 | 2.29 |  |  | Bio-ICE | ICE_Biomass | Biomass/Wood | CAISO_Biomass
PointLoma2 | Point Loma 2_POINT LOMA WASTEWATER TREATMENT PLANT-1 | teppc | CISC | CISC | Southern California Edison | SCE | CAISO | 1985-01-01 | 2050-12-31 | 2050 | 2.29 |  |  | Bio-ICE | ICE_Biomass | Biomass/Wood | CAISO_Biomass
PointLomaHY | POINT LOMA WASTEWATER PERP HYDRO_POINT LOMA WASTEWATER TREATMENT PLANT-1 | teppc | CISC | CISC | Southern California Edison | SCE | CAISO | 1985-01-01 | 2050-12-31 | 2050 | 1.35 |  |  | Hydro | Hydro_Standard | Hydro | CAISO_Hydro
Pole_Hill | Pole Hill 1 | teppc | WACM | WACM | Western Area Power Administration, Colorado-Missouri Region | WACM | Excluded | 1954-01-01 | 2050-12-31 | 2050 | 40.25 |  |  | Hydro | Hydro_Standard | Hydro | Excluded_Hydro
Poplar_Hill_1 | Poplar Hill-1 | teppc | AESO | AESO | Alberta Electric System Operator | BCHA_AESO | Excluded | 1998-11-01 | 2050-12-01 | 2050 | 48 |  |  | CT-NatGas-Industrial | CT_NG | CT | Excluded_Peaker
Port_Townsend4 | Port Townsend Paper-GEN4 | teppc | PNM | PNM | Public Service Company of New Mexico | PNM_EPE | SW | 1929-01-01 | 2050-12-31 | 2050 | 3 |  |  | Bio-ST | ST_Biomass | Biomass/Wood | SW_Biomass
Port_Townsend6 | Port Townsend Paper-GEN6 | teppc | PNM | PNM | Public Service Company of New Mexico | PNM_EPE | SW | 1986-01-01 | 2050-12-31 | 2050 | 7.5 |  |  | Bio-ST | ST_Biomass | Biomass/Wood | SW_Biomass
PortTownsend | Port Townsend Paper-HDRO | teppc | PNM | PNM | Public Service Company of New Mexico | PNM_EPE | SW | 1982-08-01 | 2050-12-31 | 2050 | 0.4 |  |  | Hydro | Hydro_Standard | Hydro | SW_Hydro
PORTW2D | PORTW2D | teppc | BPAT | BPAT | Bonneville Power Administration – Transmission | BPAT | NW | 1950-01-01 | 2050-12-31 | 2050 | 19.3 |  |  | 0 | Unknown | Unknown | NW_Unknown
PortWestwrd1CC_Total | PortWestward1CC (Total CC Plant) | teppc | PGE | PGE | Portland General Electric Company | PortlandGE | NW | 2007-07-01 | 2050-12-31 | 2050 | 430 |  |  | CCWhole-NatGas-Industrial | CC_NG | CC | NW_CCGT
PortWestwrd2_01 | PortWestward1CC (Total CC Plant) | teppc | PGE | PGE | Portland General Electric Company | PortlandGE | NW | 2007-07-01 | 2050-12-31 | 2050 | 18.7 |  |  | ICE-NatGas | ICE_NG | ICE | NW_Peaker
PortWestwrd2_02 | Port Westward Unit 2-1 | teppc | PGE | PGE | Portland General Electric Company | PortlandGE | NW | 2015-02-01 | 2050-12-31 | 2050 | 18.7 |  |  | ICE-NatGas | ICE_NG | ICE | NW_Peaker
PortWestwrd2_03 | Port Westward Unit 2-2 | teppc | PGE | PGE | Portland General Electric Company | PortlandGE | NW | 2015-02-01 | 2050-12-31 | 2050 | 18.7 |  |  | ICE-NatGas | ICE_NG | ICE | NW_Peaker
PortWestwrd2_04 | Port Westward Unit 2-3 | teppc | PGE | PGE | Portland General Electric Company | PortlandGE | NW | 2015-02-01 | 2050-12-31 | 2050 | 18.7 |  |  | ICE-NatGas | ICE_NG | ICE | NW_Peaker
PortWestwrd2_05 | Port Westward Unit 2-4 | teppc | PGE | PGE | Portland General Electric Company | PortlandGE | NW | 2015-02-01 | 2050-12-31 | 2050 | 18.7 |  |  | ICE-NatGas | ICE_NG | ICE | NW_Peaker
PortWestwrd2_06 | Port Westward Unit 2-5 | teppc | PGE | PGE | Portland General Electric Company | PortlandGE | NW | 2015-02-01 | 2050-12-31 | 2050 | 18.7 |  |  | ICE-NatGas | ICE_NG | ICE | NW_Peaker
PortWestwrd2_07 | Port Westward Unit 2-6 | teppc | PGE | PGE | Portland General Electric Company | PortlandGE | NW | 2015-02-01 | 2050-12-31 | 2050 | 18.7 |  |  | ICE-NatGas | ICE_NG | ICE | NW_Peaker
PortWestwrd2_08 | Port Westward Unit 2-7 | teppc | PGE | PGE | Portland General Electric Company | PortlandGE | NW | 2015-02-01 | 2050-12-31 | 2050 | 18.7 |  |  | ICE-NatGas | ICE_NG | ICE | NW_Peaker
PortWestwrd2_09 | Port Westward Unit 2-8 | teppc | PGE | PGE | Portland General Electric Company | PortlandGE | NW | 2015-02-01 | 2050-12-31 | 2050 | 18.7 |  |  | ICE-NatGas | ICE_NG | ICE | NW_Peaker
PortWestwrd2_10 | Port Westward Unit 2-9 | teppc | PGE | PGE | Portland General Electric Company | PortlandGE | NW | 2015-02-01 | 2050-12-31 | 2050 | 18.7 |  |  | ICE-NatGas | ICE_NG | ICE | NW_Peaker
PortWestwrd2_11 | Port Westward Unit 2-10 | teppc | PGE | PGE | Portland General Electric Company | PortlandGE | NW | 2015-02-01 | 2050-12-31 | 2050 | 18.7 |  |  | ICE-NatGas | ICE_NG | ICE | NW_Peaker
PortWestwrd2_12 | Port Westward Unit 2-12 | teppc | PGE | PGE | Portland General Electric Company | PortlandGE | NW | 2015-02-01 | 2050-12-31 | 2050 | 18.7 |  |  | ICE-NatGas | ICE_NG | ICE | NW_Peaker
Post_Falls_1 | Post Falls-1 | teppc | AVA | AVA | Avista Corp. | BPAT | NW | 1907-12-01 | 2050-12-31 | 2050 | 2.2 |  |  | Hydro | Hydro_Standard | Hydro | NW_Hydro
Post_Falls_2 | Post Falls-2 | teppc | AVA | AVA | Avista Corp. | BPAT | NW | 1906-07-01 | 2050-12-31 | 2050 | 2.2 |  |  | Hydro | Hydro_Standard | Hydro | NW_Hydro
Post_Falls_3 | Post Falls-3 | teppc | AVA | AVA | Avista Corp. | BPAT | NW | 1906-08-01 | 2050-12-31 | 2050 | 2.2 |  |  | Hydro | Hydro_Standard | Hydro | NW_Hydro
Post_Falls_4 | Post Falls-4 | teppc | AVA | AVA | Avista Corp. | BPAT | NW | 1906-11-01 | 2050-12-31 | 2050 | 2.2 |  |  | Hydro | Hydro_Standard | Hydro | NW_Hydro
Post_Falls_5 | Post Falls-5 | teppc | AVA | AVA | Avista Corp. | BPAT | NW | 1908-08-01 | 2050-12-31 | 2050 | 2.2 |  |  | Hydro | Hydro_Standard | Hydro | NW_Hydro
Post_Falls_6 | Post Falls-6 | teppc | AVA | AVA | Avista Corp. | BPAT | NW | 1980-12-01 | 2050-12-31 | 2050 | 3.5 |  |  | Hydro | Hydro_Standard | Hydro | NW_Hydro
Potholes_East | Potholes East Canal 66.0-1 | teppc | BPAT | BPAT | Bonneville Power Administration – Transmission | BPAT | NW | 1985-03-01 | 2050-12-31 | 2050 | 2.3 |  |  | Hydro | Hydro_Standard | Hydro | NW_Hydro
POTTER_6_UNITS | Potter Valley | caiso | PGE_Bay | PGE_Bay | Pacific Gas and Electric Bay | PGE_Bay | CAISO | 1910-01-01 | 2050-12-31 | 2050 | 10.1 |  |  | n/a | Hydro_Standard | Hydro | CAISO_Small_Hydro
POTTER_7_VECINO | Vecino Vineyards LLC | caiso | PGE_Bay | PGE_Bay | Pacific Gas and Electric Bay | PGE_Bay | CAISO | 1990-03-27 | 2050-12-31 | 2050 | 1.25 |  |  | n/a | Hydro_Standard | Hydro | CAISO_Hydro
POW_6G1 | POW 6G1 | teppc | BCHA | BCHA | British Columbia Transmission Company | BCHA_AESO | Excluded | 2018-03-30 | 2050-03-30 | 2049 | 11.5 |  |  | hydro | Hydro_Standard | Hydro | Excluded_Hydro
POW_G13 | POW G13 | teppc | BCHA | BCHA | British Columbia Transmission Company | BCHA_AESO | Excluded | 2015-03-30 | 2050-03-30 | 2049 | 12 |  |  | Bio-ICE | ICE_Biomass | Biomass/Wood | Excluded_Biomass
Powell_River_5 | Powell River-5_Powell River-5_IPP-POW | teppc | BCHA | BCHA | British Columbia Transmission Company | BCHA_AESO | Excluded | 2012-12-01 | 2040-12-01 | 2040 | 28 |  |  | Hydro | Hydro_Standard | Hydro | Excluded_Hydro
Powell_River12 | Powell River CG (Catalyst)-12¦IPP-POW¦Catalyst Paper Steam Unit G12 on Powell River | teppc | BCHA | BCHA | British Columbia Transmission Company | BCHA_AESO | Excluded | 2012-04-01 | 2021-12-01 | 2021 | 38 |  |  | Bio-ST | ST_Biomass | Biomass/Wood | Excluded_Biomass
PowerInvest | Power Investments Hydro | teppc | IPFE | IPFE | Idaho Far East | IPCO | NW | 1985-04-15 | 2050-12-31 | 2050 | 1.2 |  |  | Hydro | Hydro_Standard | Hydro | NW_Hydro
PrairieWoodProducts | Co-Gen LLC-GEN1_Prairie Wood Products (Cogen 1) | teppc | IPFE | IPFE | Idaho Far East | IPCO | NW | 2009-07-01 | 2020-12-31 | 2020 | 7.5 |  |  | Bio-ST | ST_Biomass | Biomass/Wood | NW_Biomass
Priest_Rapids | Priest Rapids-1 | teppc | GCPD | GCPD | Grant County Public Utility District | BPAT | NW | 1961-07-01 | 2050-12-31 | 2050 | 858 |  |  | Hydro | Hydro_Standard | Hydro | NW_Hydro
Prima_Plant1 | Prima Plant-UNT1_22112 | teppc | CISC | CISC | Southern California Edison | SCE | CAISO | 1999-01-01 | 2050-12-31 | 2050 | 3 |  |  | Bio-ICE | ICE_Biomass | Biomass/Wood | CAISO_Biomass
Prima_Plant2 | Prima Plant-UNT2_22112 | teppc | CISC | CISC | Southern California Edison | SCE | CAISO | 1999-01-01 | 2050-12-31 | 2050 | 3 |  |  | Bio-ICE | ICE_Biomass | Biomass/Wood | CAISO_Biomass
PRIMM_2_SOLAR1 | Silver State South | caiso | NEVP | SCE | Southern California Edison | SCE | CAISO | 2016-08-23 | 2050-12-31 | 2050 | 250 |  |  | n/a | PVgeneric_sun | Solar_Fixed | CAISO_Solar
Primrose_1 | Primrose-1 | teppc | AESO | AESO | Alberta Electric System Operator | BCHA_AESO | Excluded | 1998-12-01 | 2050-12-01 | 2050 | 75 |  |  | CT-AB-Cogen | Cogen_NG | Cogen | Excluded_CHP
PristineSpgs1_1 | Pristine Springs #1-1 | teppc | IPFE | IPFE | Idaho Far East | IPCO | NW | 1995-03-29 | 2050-12-31 | 2050 | 0.13 |  |  | Hydro | Hydro_Standard | Hydro | NW_Hydro
PristineSpgs3_1 | Pristine Springs Hydro #3-1 | teppc | IPFE | IPFE | Idaho Far East | IPCO | NW | 2005-05-01 | 2050-12-31 | 2050 | 0.2 |  |  | Hydro | Hydro_Standard | Hydro | NW_Hydro
Prospect1 | Prospect 1-1 | teppc | PACW | PACW | PacifiCorp – West | PACW | NW | 1912-01-01 | 2050-12-31 | 2050 | 3.76 |  |  | Hydro | Hydro_Standard | Hydro | NW_Hydro
Prospect2_1 | Prospect 2-1 | teppc | PACW | PACW | PacifiCorp – West | PACW | NW | 1928-01-01 | 2050-12-31 | 2050 | 16 |  |  | Hydro | Hydro_Standard | Hydro | NW_Hydro
Prospect2_2 | Prospect 2-2 | teppc | PACW | PACW | PacifiCorp – West | PACW | NW | 1928-02-01 | 2050-12-31 | 2050 | 16 |  |  | Hydro | Hydro_Standard | Hydro | NW_Hydro
Prospect3 | Prospect 3-1 | teppc | PACW | PACW | PacifiCorp – West | PACW | NW | 1932-04-01 | 2050-12-31 | 2050 | 7.2 |  |  | Hydro | Hydro_Standard | Hydro | NW_Hydro
Prospect4 | Prospect 4-1 | teppc | PACW | PACW | PacifiCorp – West | PACW | NW | 1944-11-01 | 2050-12-31 | 2050 | 1 |  |  | Hydro | Hydro_Standard | Hydro | NW_Hydro
Prospector_Wind__OR_ | NA_60367 | teppc | IPFE | IPFE | Idaho Far East | IPCO | NW | 2016-12-31 | 2050-12-31 | 2050 | 40 |  |  | WT-Onshore | wind_onshorewind | Wind | NW_Wind
Prosperity_Solar | Prosperity Energy Storage Facility GEN-1¦Prosperity Energy Battery Storage Facility GEN-2 | teppc | PNM | PNM | Public Service Company of New Mexico | PNM_EPE | SW | 2005-05-01 | 2030-04-15 | 2029 | 0.75 |  |  | SolarPV-NonTracking | FixedPV_sun | Solar_Fixed | SW_Solar
PSWEET_1_STCRUZ | Santa Cruz Energy LLC | caiso | SMUD | PGE_Valley | Pacific Gas and Electric Valley | PGE_Valley | CAISO | 2010-02-06 | 2050-12-31 | 2050 | 1.6 |  |  | n/a | Biogas_ | Biogas_LandfillGas | CAISO_Biomass
PSWEET_7_QFUNTS | PSWEET_7_QFUNTS | caiso | PGE_Valley | PGE_Valley | Pacific Gas and Electric Valley | PGE_Valley | CAISO | 2000-01-01 | 2050-12-31 | 2050 | 1 |  |  | n/a | Cogen_NG | Cogen | CAISO_CHP
PtarmiganCreek1 | Ptarmigan Creek (Robson Valley)-1_Ptarmigan Creek (Robson Valley)-1_IPP-RBV | teppc | BCHA | BCHA | British Columbia Transmission Company | BCHA_AESO | Excluded | 1993-01-01 | 2033-03-31 | 2032 | 1.8 |  |  | Hydro | Hydro_Standard | Hydro | Excluded_Hydro
PtarmiganCreek2 | Ptarmigan Creek (Robson Valley)-2_Ptarmigan Creek (Robson Valley)-2_IPP-RBV | teppc | BCHA | BCHA | British Columbia Transmission Company | BCHA_AESO | Excluded | 1993-01-01 | 2033-03-31 | 2032 | 1.8 |  |  | Hydro | Hydro_Standard | Hydro | Excluded_Hydro
PtarminganCreek3 | Unknown Type & Dynamic Model in Power Flow | teppc | BCHA | BCHA | British Columbia Transmission Company | BCHA_AESO | Excluded | 1986-04-15 | 2030-01-01 | 2029 | 1.2 |  |  | Hydro | Hydro_Standard | Hydro | Excluded_Hydro
Pteragen_Butte1 | Pteragen Peace Butte-1 | teppc | AESO | AESO | Alberta Electric System Operator | BCHA_AESO | Excluded | 2013-10-04 | 2050-12-31 | 2050 | 58 |  |  | WT-Onshore | wind_onshorewind | Wind | Excluded_Wind
Pteragen_Butte2 | Pteragen Peace Butte-2 | teppc | AESO | AESO | Alberta Electric System Operator | BCHA_AESO | Excluded | 2013-10-04 | 2050-12-31 | 2050 | 58 |  |  | WT-Onshore | wind_onshorewind | Wind | Excluded_Wind
PTLOMA_6_NTCCGN | AEI MCRD STEAM TURBINE | caiso | SDGE | SDGE | San Diego Gas and Electric | SDGE | CAISO | 1989-01-01 | 2019-02-08 | 2018 | 2.58 |  |  | CCWhole-NatGas-Industrial | Cogen_NG | Cogen | CAISO_CHP
PTLOMA_6_NTCQF | NTC/MCRD COGENERATION | caiso | SDGE | SDGE | San Diego Gas and Electric | SDGE | CAISO | 1989-01-01 | 2018-12-31 | 2018 | 22.3 |  |  | CCWhole-NatGas-Industrial | CT_Unknown | CT | CAISO_Peaker2
Pueblo_Airport_1 | Pueblo Airport Generating Station GT1¦Baculite Mesa Generation 1 | teppc | PSCO | PSCO | Public Service Company of Colorado | PSCO | Excluded | 2012-01-01 | 2050-12-31 | 2050 | 90 |  |  | CT-NatGas-Aero | CT_NG | CT | Excluded_Peaker
Pueblo_Airport_2 | Pueblo Airport Generating Station-GT2¦Baculite Mesa Generation 2 | teppc | PSCO | PSCO | Public Service Company of Colorado | PSCO | Excluded | 2012-01-01 | 2050-12-31 | 2050 | 90 |  |  | CT-NatGas-Aero | CT_NG | CT | Excluded_Peaker
Pueblo_Airport_3_CC | PuebloAirport3CC (Total CC Plant) | teppc | PSCO | PSCO | Public Service Company of Colorado | PSCO | Excluded | 2009-07-01 | 2050-12-31 | 2050 | 99 |  |  | CCWhole-NatGas-Aero | CC_NG | CC | Excluded_CCGT
Pueblo_Airport_4_CC | PuebloAirport4CC (Total CC Plant) | teppc | PSCO | PSCO | Public Service Company of Colorado | PSCO | Excluded | 2012-01-01 | 2050-12-31 | 2050 | 99 |  |  | CCWhole-NatGas-Aero | CC_NG | CC | Excluded_CCGT
Pueblo_IC_1_5 | Pueblo IC1-IC5 | teppc | PSCO | PSCO | Public Service Company of Colorado | PSCO | Excluded | 1964-12-01 | 2050-12-31 | 2050 | 10 |  |  | ICE-OilDistillate | ICE_Oil | ICE | Excluded_Reciprocating_Engine
Puget_Sound | Puget Sound Navy Shipyard-IC1 | teppc | PNM | PNM | Public Service Company of New Mexico | PNM_EPE | SW | 2001-01-01 | 2030-04-15 | 2029 | 12 |  |  | CT-OilDistillate | CT_Oil | CT | SW_Peaker
Puntledge_1 | Puntledge-1_Puntledge-1_BCH-PUN | teppc | BCHA | BCHA | British Columbia Transmission Company | BCHA_AESO | Excluded | 1955-01-01 | 2033-03-31 | 2032 | 24 |  |  | Hydro | Hydro_Standard | Hydro | Excluded_Hydro
PUTHCR_1_SOLAR1 | Putah Creek Solar Farm | caiso | PGE_Valley | PGE_Valley | Pacific Gas and Electric Valley | PGE_Valley | CAISO | 2014-12-19 | 2050-12-31 | 2050 | 1.98 |  |  | n/a | PVgeneric_sun | Solar_Fixed | CAISO_Solar
PVERDE_5_SCEDYN | PVERDE_5_SCEDYN | caiso | SRP | SCE | Southern California Edison | SCE | CAISO | 1986-09-19 | 2050-12-31 | 2050 | 635 |  |  | ST-Nuclear | ST_Nuclear | Nuclear | CAISO_Nuclear
PWEST_1_UNIT | PACIFIC WEST 1 WIND GENERATION | caiso | SCE | SCE | Southern California Edison | SCE | CAISO |  | 2050-12-31 | 2050 | 2.1 |  |  | n/a | wind_onshorewind | Wind | CAISO_Wind
PWF_W | PWF W | teppc | BCHA | BCHA | British Columbia Transmission Company | BCHA_AESO | Excluded | 2016-12-07 | 2050-03-30 | 2049 | 15 |  |  | Hydro | Hydro_Standard | Hydro | Excluded_Hydro
PwrCountyN | Power County Wind Park North-PCWPN | teppc | PAID | PAID | Idaho, PACE Utility | IPCO | NW | 2011-11-23 | 2050-12-31 | 2050 | 21.6 |  |  | WT-Onshore | wind_onshorewind | Wind | NW_Wind
PwrCountyS | Power County Wind Park South-PCWPS | teppc | IPFE | IPFE | Idaho Far East | IPCO | NW | 2011-11-23 | 2050-12-31 | 2050 | 21.6 |  |  | WT-Onshore | wind_onshorewind | Wind | NW_Wind
Pyramid_1 | Pyramid Station 1 | teppc | PNM | PNM | Public Service Company of New Mexico | PNM_EPE | SW | 2003-06-01 | 2050-12-31 | 2050 | 40.4 |  |  | CT-NatGas-Aero | CT_NG | CT | SW_Peaker
Pyramid_2 | Pyramid Station 2 | teppc | PNM | PNM | Public Service Company of New Mexico | PNM_EPE | SW | 2003-06-01 | 2050-12-31 | 2050 | 40.4 |  |  | CT-NatGas-Aero | CT_NG | CT | SW_Peaker
Pyramid_3 | Pyramid Station 3 | teppc | PNM | PNM | Public Service Company of New Mexico | PNM_EPE | SW | 2003-06-01 | 2050-12-31 | 2050 | 40.4 |  |  | CT-NatGas-Aero | CT_NG | CT | SW_Peaker
Pyramid_4 | Pyramid Station 4 | teppc | PNM | PNM | Public Service Company of New Mexico | PNM_EPE | SW | 2003-06-01 | 2050-12-31 | 2050 | 40.4 |  |  | CT-NatGas-Aero | CT_NG | CT | SW_Peaker
Quality_Wind_1 | Quality Wind-1_Quality Wind-1_IPP-QTY | teppc | BCHA | BCHA | British Columbia Transmission Company | BCHA_AESO | Excluded | 2012-11-02 | 2037-11-05 | 2037 | 20.31 |  |  | WT-Onshore | wind_onshorewind | Wind | Excluded_Wind
Quality_Wind_2 | Quality Wind-2_Quality Wind-2_IPP-QTY | teppc | BCHA | BCHA | British Columbia Transmission Company | BCHA_AESO | Excluded | 2012-11-02 | 2037-11-05 | 2037 | 20.31 |  |  | WT-Onshore | wind_onshorewind | Wind | Excluded_Wind
Quality_Wind_3 | Quality Wind-3_Quality Wind-3_IPP-QTY | teppc | BCHA | BCHA | British Columbia Transmission Company | BCHA_AESO | Excluded | 2012-11-02 | 2037-11-05 | 2037 | 20.31 |  |  | WT-Onshore | wind_onshorewind | Wind | Excluded_Wind
Quality_Wind_4 | Quality Wind-4_Quality Wind-4_IPP-QTY | teppc | BCHA | BCHA | British Columbia Transmission Company | BCHA_AESO | Excluded | 2012-11-02 | 2037-11-05 | 2037 | 20.31 |  |  | WT-Onshore | wind_onshorewind | Wind | Excluded_Wind
Quality_Wind_5 | Quality Wind-5_Quality Wind-5_IPP-QTY | teppc | BCHA | BCHA | British Columbia Transmission Company | BCHA_AESO | Excluded | 2012-11-02 | 2037-11-05 | 2037 | 20.31 |  |  | WT-Onshore | wind_onshorewind | Wind | Excluded_Wind
Quality_Wind_6 | Quality Wind-6_Quality Wind-6_IPP-QTY | teppc | BCHA | BCHA | British Columbia Transmission Company | BCHA_AESO | Excluded | 2012-11-02 | 2037-11-05 | 2037 | 20.31 |  |  | WT-Onshore | wind_onshorewind | Wind | Excluded_Wind
Quality_Wind_7 | Quality Wind-7_Quality Wind-7_IPP-QTY | teppc | BCHA | BCHA | British Columbia Transmission Company | BCHA_AESO | Excluded | 2012-11-02 | 2037-11-05 | 2037 | 20.31 |  |  | WT-Onshore | wind_onshorewind | Wind | Excluded_Wind
Quartz_Solar |  | teppc | IPTV | IPTV | Idaho Treasure Valley | IPCO | NW | 1950-01-01 | 2050-12-31 | 2050 | 15 |  |  | Solar | PVgeneric_sun | Solar_Fixed | NW_Solar
Queenstown | Queenstown Power Plant-1 | teppc | AESO | AESO | Alberta Electric System Operator | BCHA_AESO | Excluded | 2020-10-01 | 2050-12-31 | 2050 | 141 |  |  | CT-NatGas-Industrial | CT_NG | CT | Excluded_Peaker
QuincyChute | Quincy Chute-1 | teppc | GCPD | GCPD | Grant County Public Utility District | BPAT | NW | 1985-10-01 | 2050-12-31 | 2050 | 9.4 |  |  | Hydro | Hydro_Standard | Hydro | NW_Hydro
Radar_Ridge | Radar Ridge-WT(1) | teppc | PNM | PNM | Public Service Company of New Mexico | PNM_EPE | SW | 2017-12-31 | 2050-12-31 | 2050 | 82 |  |  | WT-Onshore | wind_onshorewind | Wind | SW_Wind
Raft_River1 | Raft River Geothermal Power Plant-1 | teppc | IPFE | IPFE | Idaho Far East | IPCO | NW | 2007-11-01 | 2050-12-01 | 2050 | 18 |  |  | Geo-BinaryCycle | Geothermal_steam | Geothermal | NW_Geothermal
Raging_River2_1 | Raging River 2-1_Raging River 2-1_IPP-RRH | teppc | BCHA | BCHA | British Columbia Transmission Company | BCHA_AESO | Excluded | 2012-05-31 | 2032-01-29 | 2031 | 4 |  |  | Hydro | Hydro_Standard | Hydro | Excluded_Hydro
Raging_River2_2 | Raging River 2-2_Raging River 2-2_IPP-RRH | teppc | BCHA | BCHA | British Columbia Transmission Company | BCHA_AESO | Excluded | 2012-05-31 | 2032-01-29 | 2031 | 4 |  |  | Hydro | Hydro_Standard | Hydro | Excluded_Hydro
Railroad_Solar_Center |  | teppc | IPTV | IPTV | Idaho Treasure Valley | IPCO | NW | 2016-12-31 | 2050-12-31 | 2050 | 140 |  |  | SolarPV-NonTracking | FixedPV_sun | Solar_Fixed | NW_Solar
Railroad_Solar_Center_LLC | Cascade (Idaho)-1 | teppc | IPTV | IPTV | Idaho Treasure Valley | IPCO | NW | 1984-05-01 | 2050-12-31 | 2050 | 4.5 |  |  | Hydro | Hydro_Standard | Hydro | NW_Hydro
Rainbow4_4 | Rainbow4-4 | teppc | AESO | AESO | Alberta Electric System Operator | BCHA_AESO | Excluded | 1999-02-01 | 2050-12-01 | 2050 | 45 |  |  | CT-NatGas-Industrial | CT_NG | CT | Excluded_Peaker
Rainbow5_5 | Rainbow5-5 | teppc | AESO | AESO | Alberta Electric System Operator | BCHA_AESO | Excluded | 2001-12-01 | 2050-12-01 | 2050 | 45 |  |  | CT-NatGas-Industrial | CT_NG | CT | Excluded_Peaker
Rainbow9 | Rainbow-RAI9 | teppc | NWMT | NWMT | NorthWestern Energy | NWMT_WAUW | NW | 2013-06-30 | 2050-12-31 | 2050 | 60 |  |  | Hydro | Hydro_Standard | Hydro | NW_Hydro
Ralston_1 | NEP Ralston CT1 | teppc | AESO | AESO | Alberta Electric System Operator | BCHA_AESO | Excluded | 2015-07-01 | 2050-12-31 | 2050 | 20 |  |  | CT-NatGas-Industrial | CT_NG | CT | Excluded_Peaker
Ramonas_L_1 | Ramonas L-1_Ramonas L-1_IPP-RML | teppc | BCHA | BCHA | British Columbia Transmission Company | BCHA_AESO | Excluded | 2015-11-01 | 2045-11-01 | 2045 | 7 |  |  | Hydro | Hydro_Standard | Hydro | Excluded_Hydro
Ramonas_U_1 | Ramonas U-1_Ramonas U-1_IPP-RMU | teppc | BCHA | BCHA | British Columbia Transmission Company | BCHA_AESO | Excluded | 2015-11-01 | 2045-11-01 | 2045 | 7 |  |  | Hydro | Hydro_Standard | Hydro | Excluded_Hydro
Rapid_City_DCI | Rapid City DC Intertie (Fictional Resource)-1 | teppc | WACM | WACM | Western Area Power Administration, Colorado-Missouri Region | WACM | Excluded | 2003-12-31 | 2050-12-31 | 2050 | 200 |  |  | DC-Intertie | Intertie_NOTGEN | None | Excluded_Imports
Rathdrum_1 | Rathdrum-1 | teppc | AVA | AVA | Avista Corp. | BPAT | NW | 1994-12-01 | 2050-12-31 | 2050 | 83.2 |  |  | CT-NatGas-Industrial | CT_NG | CT | NW_Peaker
Rathdrum_2 | Rathdrum-2 | teppc | AVA | AVA | Avista Corp. | BPAT | NW | 1994-12-01 | 2050-12-31 | 2050 | 83.2 |  |  | CT-NatGas-Industrial | CT_NG | CT | NW_Peaker
RathdrumCC_Total | RathdrumCC (Total CC Plant) | teppc | AVA | AVA | Avista Corp. | BPAT | NW | 2001-09-01 | 2050-12-31 | 2050 | 291.6 |  |  | CCWhole-NatGas-Industrial | CC_NG | CC | NW_CCGT
Rawhide_1 | Rawhide 1 | teppc | PSCO | PSCO | Public Service Company of Colorado | PSCO | Excluded | 1984-04-01 | 2050-12-31 | 2050 | 280 |  |  | ST-Coal | Steam_Coal | Coal | Excluded_Coal
Rawhide_A | Rawhide CT A | teppc | PSCO | PSCO | Public Service Company of Colorado | PSCO | Excluded | 2002-06-01 | 2050-12-31 | 2050 | 65 |  |  | CT-NatGas-Industrial | CT_NG | CT | Excluded_Peaker
Rawhide_B | Rawhide CT B | teppc | PSCO | PSCO | Public Service Company of Colorado | PSCO | Excluded | 2002-08-01 | 2050-12-31 | 2050 | 70 |  |  | CT-NatGas-Industrial | CT_NG | CT | Excluded_Peaker
Rawhide_C | Rawhide CT C | teppc | PSCO | PSCO | Public Service Company of Colorado | PSCO | Excluded | 2002-10-01 | 2050-12-31 | 2050 | 70 |  |  | CT-NatGas-Industrial | CT_NG | CT | Excluded_Peaker
Rawhide_D | Rawhide CT D | teppc | PSCO | PSCO | Public Service Company of Colorado | PSCO | Excluded | 2004-06-01 | 2050-12-31 | 2050 | 70 |  |  | CT-NatGas-Industrial | CT_NG | CT | Excluded_Peaker
Rawhide_F | Rawhide CT F | teppc | PSCO | PSCO | Public Service Company of Colorado | PSCO | Excluded | 2008-06-01 | 2050-01-01 | 2049 | 128 |  |  | CT-NatGas-Industrial | CT_NG | CT | Excluded_Peaker
Rawhide_PV | PSEG Larimer Solar Energy Center (Rawhide Solar) 1A | teppc | PSCO | PSCO | Public Service Company of Colorado | PSCO | Excluded | 2016-12-01 | 2050-12-31 | 2050 | 32.7 |  |  | SolarPV-NonTracking | FixedPV_sun | Solar_Fixed | Excluded_Solar
Ray_D_Nixon_1 | Ray D Nixon 1 | teppc | WACM | WACM | Western Area Power Administration, Colorado-Missouri Region | WACM | Excluded | 1980-04-01 | 2050-12-31 | 2050 | 208 |  |  | ST-Coal | Steam_Coal | Coal | Excluded_Coal
Ray_D_Nixon_GT1 | Ray D Nixon CT GT1 | teppc | WACM | WACM | Western Area Power Administration, Colorado-Missouri Region | WACM | Excluded | 1999-07-01 | 2050-12-31 | 2050 | 27 |  |  | CT-NatGas-Industrial | CT_NG | CT | Excluded_Peaker
Ray_D_Nixon_GT2 | Ray D Nixon CT GT2 | teppc | WACM | WACM | Western Area Power Administration, Colorado-Missouri Region | WACM | Excluded | 1999-07-01 | 2050-12-31 | 2050 | 27 |  |  | CT-NatGas-Industrial | CT_NG | CT | Excluded_Peaker
Raymond | Raymond Reservoir-1 | teppc | AESO | AESO | Alberta Electric System Operator | BCHA_AESO | Excluded | 1994-05-17 | 2050-12-01 | 2050 | 20 |  |  | Hydro | Hydro_Standard | Hydro | Excluded_Hydro
RCKCRK_7_UNIT_1 | ROCK CREEK HYDRO UNIT 1 | caiso | PGE_Valley | PGE_Valley | Pacific Gas and Electric Valley | PGE_Valley | CAISO | 1950-01-01 | 2050-12-31 | 2050 | 57 |  |  | n/a | Hydro_Standard | Hydro | CAISO_Hydro
RCKCRK_7_UNIT_2 | ROCK CREEK HYDRO UNIT 2 | caiso | PGE_Valley | PGE_Valley | Pacific Gas and Electric Valley | PGE_Valley | CAISO | 1950-01-01 | 2050-12-31 | 2050 | 56.9 |  |  | n/a | Hydro_Standard | Hydro | CAISO_Hydro
RDWAY_1_CREST |  | caiso | SCE | SCE | Southern California Edison | SCE | CAISO | 2015-01-01 | 2050-12-31 | 2050 | 6.5 |  |  | n/a | 1axPV_sun | Solar_1Axis | CAISO_Solar
RE_BR1_26960_1 | Recurrent Solar | teppc | LDWP | LDWP | Los Angeles Department of Water and Power | LADWP | LDWP | 2015-06-01 | 2050-12-31 | 2050 | 61.1 |  |  | SolarPV-NonTracking | FixedPV_sun | Solar_Fixed | LDWP_Solar
RE_Gaskell_West_3 | RE Gaskell West 3 | rps | SCE | PGE_Valley | Pacific Gas and Electric Valley | PGE_Valley | CAISO | 2022-12-01 | 2050-12-31 | 2050 | 20 |  |  | Solar PV - Ground mountSolar: Tracking (1 Axis) | 1axPV_sun | Solar_1Axis | CAISO_Solar
RE_Gaskell_West_4 | RE Gaskell West 4 | rps | SCE | PGE_Valley | Pacific Gas and Electric Valley | PGE_Valley | CAISO | 2022-12-01 | 2050-12-31 | 2050 | 20 |  |  | Solar PV - Ground mountSolar: Tracking (1 Axis) | 1axPV_sun | Solar_1Axis | CAISO_Solar
RE_Gaskell_West_5 | RE Gaskell West 5 | rps | SCE | PGE_Valley | Pacific Gas and Electric Valley | PGE_Valley | CAISO | 2022-12-01 | 2050-12-31 | 2050 | 20 |  |  | Solar PV - Ground mountSolar: Tracking (1 Axis) | 1axPV_sun | Solar_1Axis | CAISO_Solar
ReardanTwin | Reardan Twin Buttes-1 | teppc | PNM | PNM | Public Service Company of New Mexico | PNM_EPE | SW | 2016-12-01 | 2030-04-15 | 2029 | 50 |  |  | WT-Onshore | wind_onshorewind | Wind | SW_Wind
RECTOR_2_CREST |  | caiso | SCE | SCE | Southern California Edison | SCE | CAISO |  | 2050-12-31 | 2050 | 14 |  |  | PVgeneric_sun | PVgeneric_sun | Solar_Fixed | CAISO_Solar
RECTOR_2_KAWEAH | KAWEAH PH 2 & 3 PSP AGGREGATE | caiso | SCE | SCE | Southern California Edison | SCE | CAISO | 1913-01-01 | 2050-12-31 | 2050 | 6.55 |  |  | n/a | Hydro_Standard | Hydro | CAISO_Small_Hydro
RECTOR_2_KAWH_1 | KAWEAH PH 1 UNIT 1 | caiso | SCE | SCE | Southern California Edison | SCE | CAISO | 1929-01-01 | 2050-12-31 | 2050 | 2.25 |  |  | n/a | Hydro_Standard | Hydro | CAISO_Hydro
RECTOR_2_QF | RECTOR QFS | caiso | SCE | SCE | Southern California Edison | SCE | CAISO | 1984-01-01 | 2050-12-31 | 2050 | 17 |  |  | n/a | Cogen_NG | Cogen | CAISO_Small_Hydro
RECTOR_7_TULARE | MM Tulare | caiso | SCE | SCE | Southern California Edison | SCE | CAISO | 1998-05-08 | 2050-12-31 | 2050 | 1.5 |  |  | n/a | CT_Biomass | Biomass/Wood | CAISO_Biomass
Red_Horse_2_Solar | Red Horse 2 Solar Farm RH2S | teppc | TEPC | TEPC | Tucson Electric Power Company | TEPC | SW | 2015-08-01 | 2050-12-31 | 2050 | 58.5 |  |  | SolarPV-Tracking | 1axPV_sun | Solar_1Axis | SW_Solar
Red_Horse_2_Wind | Red Horse 2 Wind Farm RH2W | teppc | TEPC | TEPC | Tucson Electric Power Company | TEPC | SW | 2015-08-01 | 2050-12-31 | 2050 | 30 |  |  | WT-Onshore | wind_onshorewind | Wind | SW_Wind
Red_Horse_3_Solar | Red Horse 3 Solar Farm 1 | teppc | TEPC | TEPC | Tucson Electric Power Company | TEPC | SW | 2016-05-01 | 2050-12-31 | 2050 | 30 |  |  | SolarPV-Tracking | 1axPV_sun | Solar_1Axis | SW_Solar
Red_Mesa | Red Mesa Wind Farm EXIS | teppc | PNM | PNM | Public Service Company of New Mexico | PNM_EPE | SW | 2010-12-15 | 2050-12-31 | 2050 | 102 |  |  | WT-Onshore | wind_onshorewind | Wind | SW_Wind
REDBLF_6_UNIT | RED BLUFF PEAKER PLANT | caiso | PGE_Valley | PGE_Valley | Pacific Gas and Electric Valley | PGE_Valley | CAISO | 2001-08-11 | 2050-12-31 | 2050 | 44 |  |  | ICE-NatGas | ICE_NG | ICE | CAISO_Reciprocating_Engine
Redding_Power_1 | Redding Power 1 | teppc | BANC | BANC | Balancing Authority of Northern California | SMUD | BANC | 1996-05-01 | 2050-12-31 | 2050 | 17.03 |  |  | CT-NatGas-Aero | CT_NG | CT | BANC_Peaker
Redding_Power_2 | Redding Power 2 | teppc | BANC | BANC | Balancing Authority of Northern California | SMUD | BANC | 1996-05-01 | 2050-12-31 | 2050 | 25.03 |  |  | CT-NatGas-Aero | CT_NG | CT | BANC_Peaker
Redding_Power_3 | Redding Power 3 | teppc | BANC | BANC | Balancing Authority of Northern California | SMUD | BANC | 1994-06-01 | 2050-12-31 | 2050 | 25.03 |  |  | CT-NatGas-Aero | CT_NG | CT | BANC_Peaker
Redding_Power_CC | ReddingPowerCC (Total CC Plant) | teppc | BANC | BANC | Balancing Authority of Northern California | SMUD | BANC | 2002-04-01 | 2050-12-31 | 2050 | 121 |  |  | CCWhole-NatGas-Industrial | CC_NG | CC | BANC_CCGT
Redhawk_CC1 | RedhawkCC1 (Total CC Plant) | teppc | TH_PV | TH_PV | Palo Verde and Arlington Valley and Harquahala CC and Redhawk | AZPS | SW | 2002-07-01 | 2050-12-31 | 2050 | 487.1 |  |  | CCWhole-NatGas-Industrial | CC_NG | CC | SW_CCGT
Redhawk_CC2 | RedhawkCC2 (Total CC Plant) | teppc | TH_PV | TH_PV | Palo Verde and Arlington Valley and Harquahala CC and Redhawk | AZPS | SW | 2002-07-01 | 2050-12-31 | 2050 | 487.1 |  |  | CCWhole-NatGas-Industrial | CC_NG | CC | SW_CCGT
Redhawk_CC3 | RedhawkCC3 (Total CC Plant) | teppc | AZPS | AZPS | Arizona Public Service Company | AZPS | SW | 2025-04-15 | 2050-12-31 | 2050 | 486.4 |  |  | CCWhole-NatGas-Industrial | CC_NG | CC | SW_CCGT
Redhawk_CC4 | RedhawkCC4 (Total CC Plant) | teppc | AZPS | AZPS | Arizona Public Service Company | AZPS | SW | 2025-04-15 | 2050-12-31 | 2050 | 486.4 |  |  | CCWhole-NatGas-Industrial | CC_NG | CC | SW_CCGT
RedHillsSolar | Utah Red Hills Renewable Energy Park-1 | teppc | PAUT | PAUT | Utah, PACE Utility | PACE | NW | 2015-06-01 | 2050-12-31 | 2050 | 80 |  |  | SolarPV-NonTracking | FixedPV_sun | Solar_Fixed | NW_Solar
Redlands | Redlands Water and Power Company RED1 | teppc | PSCO | PSCO | Public Service Company of Colorado | PSCO | Excluded | 2002-07-01 | 2050-12-31 | 2050 | 1.4 |  |  | Hydro | Hydro_Standard | Hydro | Excluded_Hydro
REDMAN_2_SOLAR | Lancaster East Avenue F | caiso | SCE | SCE | Southern California Edison | SCE | CAISO | 2017-08-25 | 2050-12-31 | 2050 | 3.75 |  |  | PVgeneric_sun | PVgeneric_sun | Solar_Fixed | CAISO_Solar
REDMAN_6_AVSSR1 | Antelope Valley Solar | caiso | SCE | SCE | Southern California Edison | SCE | CAISO | 2019-01-01 | 2050-12-31 | 2050 | 3 |  |  | PHOTO VOLTAIC_SUN | PVgeneric_sun | Solar_Fixed | CAISO_Solar
REDOND_7_UNIT_5 | REDONDO GEN STA. UNIT 5 | caiso | SCE | SCE | Southern California Edison | SCE | CAISO | 1954-01-01 | 2020-12-31 | 2020 | 178.87 |  |  | ST-NatGas | ST_NG | Steam | CAISO_ST
REDOND_7_UNIT_6 | REDONDO GEN STA. UNIT 6 | caiso | SCE | SCE | Southern California Edison | SCE | CAISO | 1957-01-01 | 2020-12-31 | 2020 | 175 |  |  | ST-NatGas | ST_NG | Steam | CAISO_ST
REDOND_7_UNIT_7 | REDONDO GEN STA. UNIT 7 | caiso | SCE | SCE | Southern California Edison | SCE | CAISO | 1967-01-01 | 2019-10-31 | 2019 | 505.96 |  |  | ST-NatGas | ST_NG | Steam | CAISO_ST
REDOND_7_UNIT_8 | REDONDO GEN STA. UNIT 8 | caiso | SCE | SCE | Southern California Edison | SCE | CAISO | 1967-01-01 | 2020-12-31 | 2020 | 480 |  |  | ST-NatGas | ST_NG | Steam | CAISO_ST
REDWATER_GT_1 | REDWATER GT-1 | teppc | AESO | AESO | Alberta Electric System Operator | BCHA_AESO | Excluded | 2001-09-01 | 2050-12-01 | 2050 | 46 |  |  | CT-NatGas-Industrial | CT_NG | CT | Excluded_Peaker
REEDLY_6_SOLAR | Terzian | caiso | PGE_Valley | PGE_Valley | Pacific Gas and Electric Valley | PGE_Valley | CAISO | 2014-06-17 | 2050-12-31 | 2050 | 1.23 |  |  | n/a | PVgeneric_sun | Solar_Fixed | CAISO_Solar
Reeves_1 | Reeves 1 | teppc | PNM | PNM | Public Service Company of New Mexico | PNM_EPE | SW | 1960-08-01 | 2050-12-31 | 2050 | 44 |  |  | ST-NatGas | ST_NG | Steam | SW_ST
Reeves_2 | Reeves 2 | teppc | PNM | PNM | Public Service Company of New Mexico | PNM_EPE | SW | 1958-12-01 | 2050-12-31 | 2050 | 44 |  |  | ST-NatGas | ST_NG | Steam | SW_ST
Reeves_3 | Reeves 3 | teppc | PNM | PNM | Public Service Company of New Mexico | PNM_EPE | SW | 1962-07-01 | 2050-12-31 | 2050 | 66 |  |  | ST-NatGas | ST_NG | Steam | SW_ST
RENWD_1_QF |  | caiso | SCE | SCE | Southern California Edison | SCE | CAISO | 2000-01-01 | 2050-12-31 | 2050 | 10 |  |  | n/a | wind_onshorewind | Wind | CAISO_Wind
Revelstoke_1 | Revelstoke-1_Revelstoke-1_BCH-REV | teppc | BCHA | BCHA | British Columbia Transmission Company | BCHA_AESO | Excluded | 1984-01-01 | 2033-03-31 | 2032 | 500 |  |  | Hydro | Hydro_Standard | Hydro | Excluded_Hydro
Revelstoke_2 | Revelstoke-2_Revelstoke-2_BCH-REV | teppc | BCHA | BCHA | British Columbia Transmission Company | BCHA_AESO | Excluded | 1984-01-01 | 2033-03-31 | 2032 | 500 |  |  | Hydro | Hydro_Standard | Hydro | Excluded_Hydro
Revelstoke_3 | Revelstoke-3_Revelstoke-3_BCH-REV | teppc | BCHA | BCHA | British Columbia Transmission Company | BCHA_AESO | Excluded | 1984-01-01 | 2033-03-31 | 2032 | 500 |  |  | Hydro | Hydro_Standard | Hydro | Excluded_Hydro
Revelstoke_4 | Revelstoke-4_Revelstoke-4_BCH-REV | teppc | BCHA | BCHA | British Columbia Transmission Company | BCHA_AESO | Excluded | 1984-01-01 | 2033-03-31 | 2032 | 500 |  |  | Hydro | Hydro_Standard | Hydro | Excluded_Hydro
Revelstoke_5 | Revelstoke-5_Revelstoke-5_BCH-REV | teppc | BCHA | BCHA | British Columbia Transmission Company | BCHA_AESO | Excluded | 2010-10-01 | 2033-03-31 | 2032 | 500 |  |  | Hydro | Hydro_Standard | Hydro | Excluded_Hydro
Revelstoke_6 | Revelstoke-6_Revelstoke-6_BCH-REV | teppc | BCHA | BCHA | British Columbia Transmission Company | BCHA_AESO | Excluded | 2030-04-01 | 2033-03-31 | 2032 | 500 |  |  | Hydro | Hydro_Standard | Hydro | Excluded_Hydro
Reynolds | Reynolds Irrigation-1 | teppc | CISC | CISC | Southern California Edison | SCE | CAISO | 1986-05-19 | 2050-12-31 | 2050 | 0.26 |  |  | Hydro | Hydro_Standard | Hydro | CAISO_Hydro
RHONDO_6_PUENTE | Puente Hills GTE Facility Phase II | caiso | SCE | SCE | Southern California Edison | SCE | CAISO | 2007-12-07 | 2018-03-11 | 2017 | 4 |  |  | n/a | Biogas_ | Biogas_LandfillGas | CAISO_Biomass
Richard_Burdette_1 | Richard Burdette Geothermal Project (Galena 1-1) 1 | teppc | SPPC | SPPC | Nevada Power Company | NEVP | SW | 2005-11-01 | 2050-12-31 | 2050 | 15 |  |  | Geo-BinaryCycle | Geothermal_steam | Geothermal | SW_Geothermal
Richard_Burdette_2 | Richard Burdette Geothermal Project (Galena 1-2) OEC2 | teppc | SPPC | SPPC | Nevada Power Company | NEVP | SW | 2005-11-01 | 2050-12-31 | 2050 | 15 |  |  | Geo-BinaryCycle | Geothermal_steam | Geothermal | SW_Geothermal
RICHMN_1_CHVSR2 | Chevron 8.5 | caiso | PGE_Bay | PGE_Bay | Pacific Gas and Electric Bay | PGE_Bay | CAISO | 2017-12-21 | 2050-12-31 | 2050 | 8.5 |  |  | PHOTO VOLTAIC_SUN | PVgeneric_sun | Solar_Fixed | CAISO_Solar
RICHMN_1_SOLAR | Chevron 2 | caiso | PGE_Bay | PGE_Bay | Pacific Gas and Electric Bay | PGE_Bay | CAISO | 2017-12-21 | 2050-12-31 | 2050 | 2 |  |  | PVgeneric_sun | PVgeneric_sun | Solar_Fixed | CAISO_Solar
RICHMN_7_BAYENV | BAY ENVIRONMENTAL (NOVE POWER) | caiso | PGE_Bay | PGE_Bay | Pacific Gas and Electric Bay | PGE_Bay | CAISO | 1985-01-01 | 2050-12-31 | 2050 | 2.5 |  |  | n/a | Biogas_ | Biogas_LandfillGas | CAISO_Biomass
Ridge_Crest | Ridge Crest Wind Partners-A1 | teppc | PSCO | PSCO | Public Service Company of Colorado | PSCO | Excluded | 2001-11-01 | 2050-12-31 | 2050 | 29.7 |  |  | WT-Onshore | wind_onshorewind | Wind | Excluded_Wind
Ridgeway_1 | Ridgeway Hydro-1 | teppc | WACM | WACM | Western Area Power Administration, Colorado-Missouri Region | WACM | Excluded | 2014-06-01 | 2050-12-31 | 2050 | 7.2 |  |  | Hydro | Hydro_Standard | Hydro | Excluded_Hydro
Ridgeway_2 | Ridgeway Hydro-2 | teppc | WACM | WACM | Western Area Power Administration, Colorado-Missouri Region | WACM | Excluded | 2014-06-01 | 2050-12-31 | 2050 | 0.8 |  |  | Hydro | Hydro_Standard | Hydro | Excluded_Hydro
Rifle_CC | RifleCC (Total CC Plant) | teppc | WACM | WACM | Western Area Power Administration, Colorado-Missouri Region | WACM | Excluded | 2012-09-01 | 2030-04-15 | 2029 | 78.9 |  |  | CCWhole-NatGas-Aero | CC_NG | CC | Excluded_CCGT
Rim_View_1 | Rim View-1 | teppc | CISC | CISC | Southern California Edison | SCE | CAISO | 2000-11-01 | 2050-12-31 | 2050 | 0.2 |  |  | Hydro | Hydro_Standard | Hydro | CAISO_Hydro
RimRockEnergy | NaturEner Rim Rock Energy-RR | teppc | NWMT | NWMT | NorthWestern Energy | NWMT_WAUW | NW | 2012-08-21 | 2050-12-31 | 2050 | 189 |  |  | WT-Onshore | wind_onshorewind | Wind | NW_Wind
Rio_Bravo | Rio Bravo Energy Station | teppc | PNM | PNM | Public Service Company of New Mexico | PNM_EPE | SW | 2000-04-01 | 2050-12-31 | 2050 | 142 |  |  | CT-NatGas-Industrial | CT_NG | CT | SW_Peaker
RIOBRV_6_UNIT_1 | KERN HYDRO (OLCESE) | caiso | PGE_Valley | PGE_Valley | Pacific Gas and Electric Valley | PGE_Valley | CAISO | 1989-05-18 | 2050-12-31 | 2050 | 18.4 |  |  | n/a | Hydro_Standard | Hydro | CAISO_Hydro
RioGrande7 | Rio Grande-7 | teppc | EPE | EPE | El Paso Electric Company | PNM_EPE | SW | 1958-06-01 | 2022-12-31 | 2022 | 46 |  |  | ST-NatGas | ST_NG | Steam | SW_ST
RioGrande8 | Rio Grande-8 | teppc | EPE | EPE | El Paso Electric Company | PNM_EPE | SW | 1972-07-01 | 2033-12-31 | 2033 | 142 |  |  | ST-NatGas | ST_NG | Steam | SW_ST
RioGrande9 | Rio Grande-9 | teppc | EPE | EPE | El Paso Electric Company | PNM_EPE | SW | 2013-05-13 | 2053-12-31 | 2053 | 87.9 |  |  | CT-NatGas-Aero | CT_NG | CT | SW_Peaker
RIOOSO_1_QF | SMALL QF AGGREGATION - GRASS VALLEY | caiso | PGE_Valley | PGE_Valley | Pacific Gas and Electric Valley | PGE_Valley | CAISO | 1984-01-01 | 2050-12-31 | 2050 | 1.7 |  |  | n/a | Hydro_Standard | Hydro | CAISO_Small_Hydro
Ripon_1 | Ripon 1 | teppc | BANC | BANC | Balancing Authority of Northern California | SMUD | BANC | 2006-06-01 | 2050-12-31 | 2050 | 50 |  |  | CT-NatGas-Aero | CT_NG | CT | BANC_Peaker
Ripon_2 | Ripon 2 | teppc | BANC | BANC | Balancing Authority of Northern California | SMUD | BANC | 2006-06-01 | 2050-12-31 | 2050 | 50 |  |  | CT-NatGas-Aero | CT_NG | CT | BANC_Peaker
River_Mill_1 | River Mill-1 | teppc | PGE | PGE | Portland General Electric Company | PortlandGE | NW | 1911-11-01 | 2050-12-31 | 2050 | 3.3 |  |  | Hydro | Hydro_Standard | Hydro | NW_Hydro
River_Mill_2 | River Mill-2 | teppc | PGE | PGE | Portland General Electric Company | PortlandGE | NW | 1911-12-01 | 2050-12-31 | 2050 | 3.3 |  |  | Hydro | Hydro_Standard | Hydro | NW_Hydro
River_Mill_3 | River Mill-3 | teppc | PGE | PGE | Portland General Electric Company | PortlandGE | NW | 1912-01-01 | 2050-12-31 | 2050 | 3.3 |  |  | Hydro | Hydro_Standard | Hydro | NW_Hydro
River_Mill_4 | River Mill-4 | teppc | PGE | PGE | Portland General Electric Company | PortlandGE | NW | 1927-12-01 | 2050-12-31 | 2050 | 3.9 |  |  | Hydro | Hydro_Standard | Hydro | NW_Hydro
River_Mill_5 | River Mill-5 | teppc | PGE | PGE | Portland General Electric Company | PortlandGE | NW | 1952-05-01 | 2050-12-31 | 2050 | 5 |  |  | Hydro | Hydro_Standard | Hydro | NW_Hydro
River_Road | River Road Gen Plant-1 | teppc | BPAT | BPAT | Bonneville Power Administration – Transmission | BPAT | NW | 1997-12-01 | 2050-12-31 | 2050 | 248 |  |  | CCWhole-NatGas-SingleShaft | CC_NG | CC | NW_CCGT
Riverbend_LF1 | Riverbend Landfill-GEN1 | teppc | PNM | PNM | Public Service Company of New Mexico | PNM_EPE | SW | 2010-01-01 | 2050-12-31 | 2050 | 0.8 |  |  | Bio-ICE | ICE_Biomass | Biomass/Wood | SW_Biomass
Riverbend_LF2 | Riverbend Landfill-GEN2 | teppc | PNM | PNM | Public Service Company of New Mexico | PNM_EPE | SW | 2010-01-02 | 2050-12-31 | 2050 | 0.8 |  |  | Bio-ICE | ICE_Biomass | Biomass/Wood | SW_Biomass
Riverbend_LF3 | Riverbend Landfill-GEN3 | teppc | PNM | PNM | Public Service Company of New Mexico | PNM_EPE | SW | 2010-01-03 | 2050-12-31 | 2050 | 0.8 |  |  | Bio-ICE | ICE_Biomass | Biomass/Wood | SW_Biomass
Riverbend_LF4 | Riverbend Landfill-GEN4 | teppc | PNM | PNM | Public Service Company of New Mexico | PNM_EPE | SW | 2010-01-04 | 2050-12-31 | 2050 | 0.8 |  |  | Bio-ICE | ICE_Biomass | Biomass/Wood | SW_Biomass
Riverbend_LF5 | Riverbend Landfill-GEN5 | teppc | PNM | PNM | Public Service Company of New Mexico | PNM_EPE | SW | 2010-01-05 | 2050-12-31 | 2050 | 0.8 |  |  | Bio-ICE | ICE_Biomass | Biomass/Wood | SW_Biomass
Riverbend_LF6 | Riverbend Landfill-GEN6 | teppc | PNM | PNM | Public Service Company of New Mexico | PNM_EPE | SW | 2010-01-06 | 2050-12-31 | 2050 | 0.8 |  |  | Bio-ICE | ICE_Biomass | Biomass/Wood | SW_Biomass
RNDMTN_2_SLSPHY1 | Silver Springs | caiso | PGE_Valley | PGE_Valley | Pacific Gas and Electric Valley | PGE_Valley | CAISO | 2017-08-10 | 2050-12-31 | 2050 | 0.6 |  |  | HYDRO_WATER | Hydro_Standard | Hydro | CAISO_Hydro
Robbs_Peak_H1 | Robbs Peak 1 | teppc | BANC | BANC | Balancing Authority of Northern California | SMUD | BANC | 1965-10-01 | 2050-12-31 | 2050 | 24.5 |  |  | Hydro | Hydro_Standard | Hydro | BANC_Small_Hydro
Roberts_Tunnel_Hydro | Roberts Tunnel Hydro | teppc | PSCO | PSCO | Public Service Company of Colorado | PSCO | Excluded | 1986-04-15 | 2050-12-31 | 2050 | 6.09 |  |  | Hydro | Hydro_Standard | Hydro | Excluded_Hydro
Rock_Creek_I1 | Rock Creek I-GEN1 | teppc | IPFE | IPFE | Idaho Far East | IPCO | NW | 1983-09-16 | 2050-12-31 | 2050 | 20.5 |  |  | Hydro | Hydro_Standard | Hydro | NW_Hydro
Rock_Creek_II1 | Rock Creek II-GEN1 | teppc | IPFE | IPFE | Idaho Far East | IPCO | NW | 1989-04-02 | 2050-12-31 | 2050 | 1.9 |  |  | Hydro | Hydro_Standard | Hydro | NW_Hydro
Rock_Island | Rock Island-B-1 | teppc | CHPD | CHPD | Chelan County Public Utility District | BPAT | NW | 1931-11-01 | 2050-12-31 | 2050 | 503 |  |  | Hydro | Hydro_Standard | Hydro | NW_Hydro
Rock_River | Rock River I LLC-GEN1 | teppc | PAWY | PAWY | Wyoming, PACE Utility | PACE | NW | 2001-10-01 | 2050-12-31 | 2050 | 50 |  |  | WT-Onshore | wind_onshorewind | Wind | NW_Wind
RockCreekDairy1 | Rock Creek Dairy-CHP1 | teppc | IPFE | IPFE | Idaho Far East | IPCO | NW | 2012-05-01 | 2050-12-31 | 2050 | 2 |  |  | Bio-ICE | ICE_Biomass | Biomass/Wood | NW_Biomass
RockCreekDairy2 | Rock Creek Dairy-CHP2 | teppc | IPFE | IPFE | Idaho Far East | IPCO | NW | 2012-05-01 | 2050-12-31 | 2050 | 2 |  |  | Bio-ICE | ICE_Biomass | Biomass/Wood | NW_Biomass
Rockland | Rockland Wind Farm-RLWF | teppc | IPFE | IPFE | Idaho Far East | IPCO | NW | 2011-12-09 | 2050-12-31 | 2050 | 80 |  |  | WT-Onshore | wind_onshorewind | Wind | NW_Wind
Rockwood_1 | Rockwood 1 | teppc | IID | IID | Imperial Irrigation District | IID | IID | 1957-01-01 | 2050-12-31 | 2050 | 25 |  |  | CT-OilDistillate | CT_Oil | CT | IID_Peaker
Rockwood_2 | Rockwood 2 | teppc | IID | IID | Imperial Irrigation District | IID | IID | 1980-04-01 | 2050-12-31 | 2050 | 25 |  |  | CT-OilDistillate | CT_Oil | CT | IID_Peaker
Rocky_Brook | Rocky Brook Hydroelectric-GEN1 | teppc | PNM | PNM | Public Service Company of New Mexico | PNM_EPE | SW | 1985-12-01 | 2050-12-31 | 2050 | 1.6 |  |  | Hydro | Hydro_Standard | Hydro | SW_Hydro
Rocky_Ford_1_5 | Rocky Ford IC1-IC5 | teppc | PSCO | PSCO | Public Service Company of Colorado | PSCO | Excluded | 1964-06-01 | 2050-12-31 | 2050 | 10 |  |  | ICE-OilDistillate | ICE_Oil | ICE | Excluded_Reciprocating_Engine
Rocky_Reach | Rocky Reach-C-1 | teppc | CHPD | CHPD | Chelan County Public Utility District | BPAT | NW | 1961-06-01 | 2050-12-31 | 2050 | 1254 |  |  | Hydro | Hydro_Standard | Hydro | NW_Hydro
RockyMtn_CC | RockyMountainCC (Total CC Plant) | teppc | PSCO | PSCO | Public Service Company of Colorado | PSCO | Excluded | 2012-01-01 | 2050-12-31 | 2050 | 622 |  |  | CCWhole-NatGas-Industrial | CC_NG | CC | Excluded_CCGT
ROLLIN_6_UNIT | ROLLINS HYDRO | caiso | PGE_Valley | PGE_Valley | Pacific Gas and Electric Valley | PGE_Valley | CAISO | 1980-01-01 | 2050-12-31 | 2050 | 13.5 |  |  | n/a | Hydro_Standard | Hydro | CAISO_Hydro
Rolling_Hills_1 | Rolling Hills-1 | teppc | PAWY | PAWY | Wyoming, PACE Utility | PACE | NW | 2008-12-01 | 2050-12-31 | 2050 | 99 |  |  | WT-Onshore | wind_onshorewind | Wind | NW_Wind
Roosevelt | Roosevelt ROOS | teppc | SRP | SRP | Salt River Project | SRP | SW | 1973-03-01 | 2050-12-31 | 2050 | 36 |  |  | Hydro | Hydro_Standard | Hydro | SW_Hydro
RooseveltBioCC_Total | RooseveltBiogasCC (Total CC Plant) | teppc | TPWR | TPWR | Tacoma Power | BPAT | NW | 2012-01-01 | 2050-12-31 | 2050 | 26 |  |  | Bio-CCWhole | CC_Biomass | Biomass/Wood | NW_Biomass
RooseveltBioIC | Roosevelt Biogas IC 1-5 (No gen post CC installed | teppc | TPWR | TPWR | Tacoma Power | BPAT | NW | 1999-06-01 | 2050-01-01 | 2049 | 10.5 |  |  | Bio-ICE | ICE_Biomass | Biomass/Wood | NW_Biomass
RoseburgBiomass | Roseburg Forest Products Biomass-1 | teppc | PACW | PACW | PacifiCorp – West | PACW | NW | 2011-01-01 | 2050-12-31 | 2050 | 10 |  |  | Bio-ST | ST_Biomass | Biomass/Wood | NW_Biomass
Roseville_1 | Roseville 1 | teppc | BANC | BANC | Balancing Authority of Northern California | SMUD | BANC | 1986-05-01 | 2050-12-31 | 2050 | 25.6 |  |  | CT-NatGas-Aero | CT_NG | CT | BANC_Peaker
Roseville_2 | Roseville 2 | teppc | BANC | BANC | Balancing Authority of Northern California | SMUD | BANC | 1986-04-01 | 2050-12-31 | 2050 | 25.6 |  |  | CT-NatGas-Aero | CT_NG | CT | BANC_Peaker
ROSMDW_2_WIND1 | Pacific Wind - Phase 1 | caiso | SDGE | SDGE | San Diego Gas and Electric | SDGE | CAISO | 1984-05-01 | 2050-12-31 | 2050 | 140 |  |  | n/a | wind_onshorewind | Wind | CAISO_Wind
ROSMND_6_SOLAR | Lancaster B | caiso | SCE | SCE | Southern California Edison | SCE | CAISO |  | 2050-12-31 | 2050 | 3 |  |  | PVgeneric_sun | PVgeneric_sun | Solar_Fixed | CAISO_Solar
Ross_41 | Ross-41 | teppc | SCL | SCL | Seattle Department of Lighting | BPAT | NW | 1956-11-01 | 2050-12-31 | 2050 | 112.5 |  |  | Hydro | Hydro_Standard | Hydro | NW_Hydro
Ross_42 | Ross-42 | teppc | SCL | SCL | Seattle Department of Lighting | BPAT | NW | 1954-01-01 | 2050-12-31 | 2050 | 112.5 |  |  | Hydro | Hydro_Standard | Hydro | NW_Hydro
Ross_43 | Ross-43 | teppc | SCL | SCL | Seattle Department of Lighting | BPAT | NW | 1953-04-01 | 2050-12-31 | 2050 | 112.5 |  |  | Hydro | Hydro_Standard | Hydro | NW_Hydro
Ross_44 | Ross-44 | teppc | SCL | SCL | Seattle Department of Lighting | BPAT | NW | 1952-12-01 | 2050-12-31 | 2050 | 112.5 |  |  | Hydro | Hydro_Standard | Hydro | NW_Hydro
Round_Butte_1 | Round Butte-1 | teppc | PGE | PGE | Portland General Electric Company | PortlandGE | NW | 1964-08-01 | 2050-12-31 | 2050 | 82.3 |  |  | Hydro | Hydro_Standard | Hydro | NW_Hydro
Round_Butte_2 | Round Butte-2 | teppc | PGE | PGE | Portland General Electric Company | PortlandGE | NW | 1964-11-01 | 2050-12-31 | 2050 | 82.3 |  |  | Hydro | Hydro_Standard | Hydro | NW_Hydro
Round_Butte_3 | Round Butte-3 | teppc | PGE | PGE | Portland General Electric Company | PortlandGE | NW | 1964-10-01 | 2050-12-31 | 2050 | 82.3 |  |  | Hydro | Hydro_Standard | Hydro | NW_Hydro
Route_66_Solar_PV |  | teppc | PNM | PNM | Public Service Company of New Mexico | PNM_EPE | SW | 2015-12-31 | 2050-12-31 | 2050 | 50 |  |  | SolarPV-Tracking | 1axPV_sun | Solar_1Axis | SW_Solar
Roza_1 | Roza-1 | teppc | BPAT | BPAT | Bonneville Power Administration – Transmission | BPAT | NW | 1958-08-01 | 2050-12-31 | 2050 | 12.9 |  |  | Hydro | Hydro_Standard | Hydro | NW_Hydro
RSMSLR_6_SOLAR1 | Rosamond One | caiso | SCE | SCE | Southern California Edison | SCE | CAISO | 2013-12-20 | 2050-12-31 | 2050 | 20 |  |  | n/a | PVgeneric_sun | Solar_Fixed | CAISO_Solar
RSMSLR_6_SOLAR2 | Rosamond Two | caiso | SCE | SCE | Southern California Edison | SCE | CAISO | 2013-12-20 | 2050-12-31 | 2050 | 20 |  |  | n/a | PVgeneric_sun | Solar_Fixed | CAISO_Solar
RTEDDY_2_SOLAR1 | Rosamond West Solar 1 | caiso | SCE | SCE | Southern California Edison | SCE | CAISO | 2016-12-22 | 2050-12-31 | 2050 | 54 |  |  | PVgeneric_sun | PVgeneric_sun | Solar_Fixed | CAISO_Solar
RTEDDY_2_SOLAR2 | Rosamond West Solar 2 | caiso | SCE | SCE | Southern California Edison | SCE | CAISO | 2016-12-22 | 2050-12-31 | 2050 | 54 |  |  | PVgeneric_sun | PVgeneric_sun | Solar_Fixed | CAISO_Solar
RTREE_2_WIND1 |  | caiso | SCE | SCE | Southern California Edison | SCE | CAISO | 2015-01-12 | 2050-12-31 | 2050 | 79.2 |  |  | n/a | wind_onshorewind | Wind | CAISO_Wind
RTREE_2_WIND2 | Rising Tree 2 | caiso | SCE | SCE | Southern California Edison | SCE | CAISO | 2015-01-12 | 2050-12-31 | 2050 | 19.8 |  |  | n/a | wind_onshorewind | Wind | CAISO_Wind
RTREE_2_WIND3 |  | caiso | SCE | SCE | Southern California Edison | SCE | CAISO | 2015-06-25 | 2050-12-31 | 2050 | 99 |  |  | n/a | wind_onshorewind | Wind | CAISO_Wind
Rundle1_1 | Rundle1-1 | teppc | AESO | AESO | Alberta Electric System Operator | BCHA_AESO | Excluded | 1951-01-01 | 2050-12-01 | 2050 | 17 |  |  | Hydro | Hydro_Standard | Hydro | Excluded_Hydro
Rundle2_2 | Rundle2-2 | teppc | AESO | AESO | Alberta Electric System Operator | BCHA_AESO | Excluded | 1951-01-01 | 2050-12-01 | 2050 | 30 |  |  | Hydro | Hydro_Standard | Hydro | Excluded_Hydro
Rupert_Cgn | Rupert Cogen Project-1002 | teppc | IPMV | IPMV | Idaho Magic Valley | IPCO | NW | 1996-11-01 | 2050-12-31 | 2050 | 10.4 |  |  | CCWhole-NatGas-SingleShaft | CC_NG | CC | NW_CCGT
Rupert_GT_1 | Rupert GT-1_Rupert GT-1_BCH-RPG | teppc | BCHA | BCHA | British Columbia Transmission Company | BCHA_AESO | Excluded | 1973-01-01 | 2033-03-31 | 2032 | 23 |  |  | CT-NatGas-Industrial | CT_NG | CT | Excluded_Peaker
Rupert_GT_2 | Rupert GT-2_Rupert GT-2_BCH-RPG | teppc | BCHA | BCHA | British Columbia Transmission Company | BCHA_AESO | Excluded | 1973-01-01 | 2033-03-31 | 2032 | 23 |  |  | CT-NatGas-Industrial | CT_NG | CT | Excluded_Peaker
RUS_0_40 | RUMOROSA SOLAR | teppc | CFE | CFE | Comisión Federal de Electricidad | CFE | Excluded | 2018-05-19 | 2050-12-31 | 2050 | 41 |  |  | SolarPV-NonTracking | FixedPV_sun | Solar_Fixed | Excluded_Solar
RUSCTY_2_UNITS | Russell City Energy Center | caiso | PGE_Bay | PGE_Bay | Pacific Gas and Electric Bay | PGE_Bay | CAISO | 2013-08-08 | 2050-12-31 | 2050 | 620.5 |  |  | CCWhole-NatGas-Industrial | CC_NG | CC | CAISO_CCGT1
Rush_Creek_2 | Rush Creek-2_24783 | teppc | CISC | CISC | Southern California Edison | SCE | CAISO | 1916-01-01 | 2050-12-31 | 2050 | 6.37 |  |  | HydroRPS | Hydro_Standard | Hydro | CAISO_Hydro
Ruskin_1 | Ruskin-1_Ruskin-1_BCH-RUS | teppc | BCHA | BCHA | British Columbia Transmission Company | BCHA_AESO | Excluded | 2015-04-01 | 2033-03-31 | 2032 | 38.33 |  |  | Hydro | Hydro_Standard | Hydro | Excluded_Hydro
Ruskin_2 | Ruskin-2_Ruskin-2_BCH-RUS | teppc | BCHA | BCHA | British Columbia Transmission Company | BCHA_AESO | Excluded | 2015-04-01 | 2033-03-31 | 2032 | 38.33 |  |  | Hydro | Hydro_Standard | Hydro | Excluded_Hydro
Ruskin_3 | Ruskin-3_Ruskin-3_BCH-RUS | teppc | BCHA | BCHA | British Columbia Transmission Company | BCHA_AESO | Excluded | 2017-04-01 | 2033-03-31 | 2032 | 38.33 |  |  | Hydro | Hydro_Standard | Hydro | Excluded_Hydro
Russell_D_smith | Russell D Smith-1 | teppc | BPAT | BPAT | Bonneville Power Administration – Transmission | BPAT | NW | 1982-09-01 | 2050-12-31 | 2050 | 6.1 |  |  | Hydro | Hydro_Standard | Hydro | NW_Hydro
RutherfordCrk1 | Rutherford Creek-1_Rutherford Creek-1_IPP-RUT | teppc | BCHA | BCHA | British Columbia Transmission Company | BCHA_AESO | Excluded | 2004-05-31 | 2040-05-31 | 2039 | 25 |  |  | Hydro | Hydro_Standard | Hydro | Excluded_Hydro
RutherfordCrk2 | Rutherford Creek-2_Rutherford Creek-2_IPP-RUT | teppc | BCHA | BCHA | British Columbia Transmission Company | BCHA_AESO | Excluded | 2004-05-31 | 2040-05-31 | 2039 | 25 |  |  | Hydro | Hydro_Standard | Hydro | Excluded_Hydro
RVRVEW_1_UNITA1 | Riverview Energy Center (GP Antioch) | caiso | PGE_Bay | PGE_Bay | Pacific Gas and Electric Bay | PGE_Bay | CAISO | 2003-05-02 | 2050-12-31 | 2050 | 47.6 |  |  | CT-NatGas-Aero | CT_NG | CT | CAISO_Peaker2
RVSIDE_2_RERCU3 | Riverside Energy Res. Ctr Unit 3 | caiso | SCE | SCE | Southern California Edison | SCE | CAISO | 2011-04-01 | 2050-12-31 | 2050 | 49 |  |  | CT-NatGas-Aero | CT_NG | CT | CAISO_Peaker1
RVSIDE_2_RERCU4 | Riverside Energy Res. Ctr Unit 4 | caiso | SCE | SCE | Southern California Edison | SCE | CAISO | 2011-04-01 | 2050-12-31 | 2050 | 49 |  |  | CT-NatGas-Aero | CT_NG | CT | CAISO_Peaker1
RVSIDE_6_RERCU1 | Riverside Energy Res. Ctr Unit 1 | caiso | SCE | SCE | Southern California Edison | SCE | CAISO | 2006-06-01 | 2050-12-31 | 2050 | 48.35 |  |  | CT-NatGas-Aero | CT_NG | CT | CAISO_Peaker1
RVSIDE_6_RERCU2 | Riverside Energy Res. Ctr Unit 2 | caiso | SCE | SCE | Southern California Edison | SCE | CAISO | 2006-06-01 | 2050-12-31 | 2050 | 48.5 |  |  | CT-NatGas-Aero | CT_NG | CT | CAISO_Peaker1
RVSIDE_6_SOLAR1 | Tequesquite Landfill Solar Project | caiso | SCE | SCE | Southern California Edison | SCE | CAISO | 2015-09-09 | 2050-12-31 | 2050 | 7.5 |  |  | n/a | PVgeneric_sun | Solar_Fixed | CAISO_Solar
RVSIDE_6_SPRING | SPRINGS GENERATION PROJECT AGGREGATE | caiso | SCE | SCE | Southern California Edison | SCE | CAISO | 2002-06-13 | 2050-12-31 | 2050 | 36 |  |  | CT-NatGas-Aero | CT_NG | CT | CAISO_Peaker2
Ryan1 | Ryan-RYA1 | teppc | NWMT | NWMT | NorthWestern Energy | NWMT_WAUW | NW | 1915-08-01 | 2050-12-31 | 2050 | 8 |  |  | Hydro | Hydro_Standard | Hydro | NW_Hydro
Ryan2 | Ryan (pre-upgrade)-RYA2 | teppc | NWMT | NWMT | NorthWestern Energy | NWMT_WAUW | NW | 1915-08-01 | 2030-01-01 | 2029 | 8 |  |  | Hydro | Hydro_Standard | Hydro | NW_Hydro
Ryan2_Upgrd | Ryan (post-upgrade)-RYA2 | teppc | CISC | CISC | Southern California Edison | SCE | CAISO | 2015-08-19 | 2050-12-01 | 2050 | 9.2 |  |  | Hydro | Hydro_Standard | Hydro | CAISO_Hydro
Ryan3 | Ryan-RYA3 | teppc | NWMT | NWMT | NorthWestern Energy | NWMT_WAUW | NW | 1915-08-01 | 2050-12-31 | 2050 | 8 |  |  | Hydro | Hydro_Standard | Hydro | NW_Hydro
Ryan4 | Ryan (pre-upgrade)-RYA4 | teppc | NWMT | NWMT | NorthWestern Energy | NWMT_WAUW | NW | 1915-08-01 | 2030-01-01 | 2029 | 8 |  |  | Hydro | Hydro_Standard | Hydro | NW_Hydro
Ryan5 | Ryan-RYA5 | teppc | NWMT | NWMT | NorthWestern Energy | NWMT_WAUW | NW | 1916-09-01 | 2050-12-31 | 2050 | 8 |  |  | Hydro | Hydro_Standard | Hydro | NW_Hydro
Ryan6 | Ryan-RYA6 | teppc | NWMT | NWMT | NorthWestern Energy | NWMT_WAUW | NW | 1916-09-01 | 2050-12-31 | 2050 | 8 |  |  | Hydro | Hydro_Standard | Hydro | NW_Hydro
Ryegrass | Ryegrass Windfarm-1 | teppc | IPMV | IPMV | Idaho Magic Valley | IPCO | NW | 2012-08-10 | 2050-12-31 | 2050 | 23 |  |  | WT-Onshore | wind_onshorewind | Wind | NW_Wind
S_CranberryCrk1 | S. Cranberry Creek-1_S. Cranberry Creek-1_IPP-SCB | teppc | BCHA | BCHA | British Columbia Transmission Company | BCHA_AESO | Excluded | 2008-02-09 | 2038-02-09 | 2037 | 2.83 |  |  | Hydro | Hydro_Standard | Hydro | Excluded_Hydro
S_CranberryCrk2 | S. Cranberry Creek-2_S. Cranberry Creek-2_IPP-SCB | teppc | BCHA | BCHA | British Columbia Transmission Company | BCHA_AESO | Excluded | 2008-02-09 | 2038-02-09 | 2037 | 2.83 |  |  | Hydro | Hydro_Standard | Hydro | Excluded_Hydro
S_CranberryCrk3 | S. Cranberry Creek-3_S. Cranberry Creek-3_IPP-SCB | teppc | BCHA | BCHA | British Columbia Transmission Company | BCHA_AESO | Excluded | 2008-02-09 | 2038-02-09 | 2037 | 2.83 |  |  | Hydro | Hydro_Standard | Hydro | Excluded_Hydro
S_CranberryCrk4 | S. Cranberry Creek-4_S. Cranberry Creek-4_IPP-SCB | teppc | BCHA | BCHA | British Columbia Transmission Company | BCHA_AESO | Excluded | 2015-07-01 | 2045-07-01 | 2044 | 3 |  |  | Hydro | Hydro_Standard | Hydro | Excluded_Hydro
S_E_Hazelton1 | S E Hazelton A-GEN1 | teppc | IPTV | IPTV | Idaho Treasure Valley | IPCO | NW | 1990-04-26 | 2050-12-31 | 2050 | 6.5 |  |  | Hydro | Hydro_Standard | Hydro | NW_Hydro
S_E_Hazelton2 | S E Hazelton A-GEN2 | teppc | IPFE | IPFE | Idaho Far East | IPCO | NW | 1990-04-26 | 2050-12-31 | 2050 | 2.7 |  |  | Hydro | Hydro_Standard | Hydro | NW_Hydro
S_E_Hazelton3 | S E Hazelton A-GEN3 | teppc | IPFE | IPFE | Idaho Far East | IPCO | NW | 1990-04-26 | 2050-12-31 | 2050 | 2.7 |  |  | Hydro | Hydro_Standard | Hydro | NW_Hydro
S_RITA_6_SOLAR1 | Sun Harvest Solar | caiso | PGE_Valley | PGE_Valley | Pacific Gas and Electric Valley | PGE_Valley | CAISO | 2015-05-28 | 2050-12-31 | 2050 | 1.5 |  |  | n/a | PVgeneric_sun | Solar_Fixed | CAISO_Solar
S_Slocan_1 | S Slocan-1_S Slocan-1_FBC-SLC | teppc | BCHA | BCHA | British Columbia Transmission Company | BCHA_AESO | Excluded | 1999-11-11 | 2033-03-31 | 2032 | 19 |  |  | Hydro | Hydro_Standard | Hydro | Excluded_Hydro
S_Slocan_2 | S Slocan-2_S Slocan-2_FBC-SLC | teppc | BCHA | BCHA | British Columbia Transmission Company | BCHA_AESO | Excluded | 1999-11-11 | 2033-03-31 | 2032 | 19 |  |  | Hydro | Hydro_Standard | Hydro | Excluded_Hydro
S_Slocan_3 | S Slocan-3_S Slocan-3_FBC-SLC | teppc | BCHA | BCHA | British Columbia Transmission Company | BCHA_AESO | Excluded | 1999-11-11 | 2033-03-31 | 2032 | 19 |  |  | Hydro | Hydro_Standard | Hydro | Excluded_Hydro
S_Sutton_Creek | S. Sutton Creek-1_S. Sutton Creek-1_IPP-SSH | teppc | BCHA | BCHA | British Columbia Transmission Company | BCHA_AESO | Excluded | 2005-10-26 | 2040-10-26 | 2040 | 4.9 |  |  | Hydro | Hydro_Standard | Hydro | Excluded_Hydro
SaddlebrookCC_Total | Saddlebrook Generating Station-1 (Total CC Plant) | teppc | BCHA | BCHA | British Columbia Transmission Company | BCHA_AESO | Excluded | 2017-06-30 | 2050-12-31 | 2050 | 350.5 |  |  | CCWhole-NatGas-Industrial | CC_NG | CC | Excluded_CCGT
Sage_Solar |  | teppc | PAWY | PAWY | Wyoming, PACE Utility | PACE | NW | 1950-01-01 | 2050-12-31 | 2050 | 57.6 |  |  | Solar | PVgeneric_sun | Solar_Fixed | NW_Solar
Sagebrush_1 | Sagebrush-1 | teppc | IPFE | IPFE | Idaho Far East | IPCO | NW | 1985-09-01 | 2050-12-31 | 2050 | 0.43 |  |  | Hydro | Hydro_Standard | Hydro | NW_Hydro
SagebrushWind | Sagebrush Power Partners-GEN1 | teppc | BPAT | BPAT | Bonneville Power Administration – Transmission | BPAT | NW | 2011-01-01 | 2050-12-31 | 2050 | 100.8 |  |  | WT-Onshore | wind_onshorewind | Wind | NW_Wind
Saguaro_AZ_1 | Saguaro CT GT1 | teppc | AZPS | AZPS | Arizona Public Service Company | AZPS | SW | 1973-07-01 | 2050-12-31 | 2050 | 62 |  |  | CT-NatGas-Industrial | CT_NG | CT | SW_Peaker
Saguaro_AZ_2 | Saguaro CT GT2 | teppc | AZPS | AZPS | Arizona Public Service Company | AZPS | SW | 2002-07-01 | 2050-12-31 | 2050 | 79 |  |  | CT-NatGas-Industrial | CT_NG | CT | SW_Peaker
Saguaro_CC1 | Saguaro Power Company CC1 (Total CC Plant) | teppc | NEVP | NEVP | Nevada Power Company | NEVP | SW | 1990-12-01 | 2050-12-31 | 2050 | 105 |  |  | CCWhole-NatGas-Industrial | CC_NG | CC | SW_CCGT
Saguaro_CC2 | Saguaro Power Company CC2 (Total CC Plant) | teppc | PNM | PNM | Public Service Company of New Mexico | PNM_EPE | SW | 2025-04-15 | 2050-12-31 | 2050 | 605.2 |  |  | CCWhole-NatGas-Industrial | CC_NG | CC | SW_CCGT
Saguaro_GE1 | Saguaro CT GE1 | teppc | AZPS | AZPS | Arizona Public Service Company | AZPS | SW | 1972-05-01 | 2050-12-31 | 2050 | 62 |  |  | CT-NatGas-Industrial | CT_NG | CT | SW_Peaker
Sahko_1 | Sahko-1 | teppc | IPFE | IPFE | Idaho Far East | IPCO | NW | 2006-06-01 | 2050-12-31 | 2050 | 0.5 |  |  | Hydro | Hydro_Standard | Hydro | NW_Hydro
SAIT_1 | SAIT-1 | teppc | BCHA | BCHA | British Columbia Transmission Company | BCHA_AESO | Excluded | 1999-01-01 | 2050-12-01 | 2050 | 5.5 |  |  | CT-NatGas-Industrial | CT_NG | CT | Excluded_Peaker
SakwiCreek | Sakwi Creek RoR-1_Sakwi Creek RoR-1_IPP-SKW | teppc | BCHA | BCHA | British Columbia Transmission Company | BCHA_AESO | Excluded | 2014-07-01 | 2054-07-01 | 2053 | 6 |  |  | Hydro | Hydro_Standard | Hydro | Excluded_Hydro
Salida_1_2 | Salida 1 and 2 | teppc | PSCO | PSCO | Public Service Company of Colorado | PSCO | Excluded | 1907-12-01 | 2050-12-01 | 2050 | 1.4 |  |  | Hydro | Hydro_Standard | Hydro | Excluded_Hydro
SALIRV_2_UNIT |  | caiso | PGE_Valley | PGE_Valley | Pacific Gas and Electric Valley | PGE_Valley | CAISO | 1991-10-11 | 2050-12-31 | 2050 | 39 |  |  | CT-NatGas-Industrial | Cogen_NG | Cogen | CAISO_CHP
Salmon_Falls | Salmon Falls Wind Park-SFWP | teppc | IPMV | IPMV | Idaho Magic Valley | IPCO | NW | 2011-01-03 | 2050-12-31 | 2050 | 22 |  |  | WT-Onshore | wind_onshorewind | Wind | NW_Wind
Salmon_Inlet1 | Salmon Inlet (Sechelt Creek SCG)-1_Salmon Inlet (Sechelt Creek SCG)-1_IPP-SCG | teppc | BCHA | BCHA | British Columbia Transmission Company | BCHA_AESO | Excluded | 1995-04-01 | 2040-03-01 | 2039 | 8.3 |  |  | Hydro | Hydro_Standard | Hydro | Excluded_Hydro
Salmon_Inlet2 | Salmon Inlet (Sechelt Creek SCG)-2_Salmon Inlet (Sechelt Creek SCG)-2_IPP-SCG | teppc | BCHA | BCHA | British Columbia Transmission Company | BCHA_AESO | Excluded | 1995-04-01 | 2040-03-01 | 2039 | 8.3 |  |  | Hydro | Hydro_Standard | Hydro | Excluded_Hydro
Salt_Wells_1_2 | ENEL Salt Wells LLC 101 and 201¦Saltwell Geothermal Plant | teppc | SPPC | SPPC | Nevada Power Company | NEVP | SW | 1911-11-01 | 2050-12-31 | 2050 | 31 |  |  | Geo-BinaryCycle | Geothermal_steam | Geothermal | SW_Geothermal
Salton_Sea_4 | Salton Sea Unit 4 4100 | teppc | IID | IID | Imperial Irrigation District | SCE | CAISO | 2000-06-01 | 2050-12-31 | 2050 | 42 |  |  | Geo-DoubleFlash | Geothermal_steam | Geothermal | CAISO_Geothermal
Salton_Sea_5 | Salton Sea Unit 5 TG51 | teppc | IID | IID | Imperial Irrigation District | IID | IID | 1989-05-01 | 2050-12-31 | 2050 | 50 |  |  | Geo-DoubleFlash | Geothermal_steam | Geothermal | IID_Geothermal
Salton_Sea_Unit_2_G1 | Salton Sea Unit 2 GEN1¦EARTH ENERGY #2¦SALTON SEA UNIT 2 - 10 mw | teppc | IID | IID | Imperial Irrigation District | BANC | BANC | 2010-04-15 | 2050-12-31 | 2050 | 10 |  |  | Geo-DoubleFlash | Geothermal_steam | Geothermal | BANC_Geothermal
Salton_Sea_Unit_2_G2 | Salton Sea Unit 2 GEN2¦EARTH ENERGY #2¦SALTON SEA UNIT 2 - U1 5 MW | teppc | IID | IID | Imperial Irrigation District | BANC | BANC | 2010-04-15 | 2050-12-31 | 2050 | 5 |  |  | Geo-DoubleFlash | Geothermal_steam | Geothermal | BANC_Geothermal
Salton_Sea_Unit_2_G3 | Salton Sea Unit 2 GEN3¦EARTH ENERGY #2¦SALTON SEA UNIT 2 - U2 5 MW | teppc | IID | IID | Imperial Irrigation District | BANC | BANC | 2010-04-15 | 2050-12-31 | 2050 | 5 |  |  | Geo-DoubleFlash | Geothermal_steam | Geothermal | BANC_Geothermal
SALTSP_7_UNITS | SALT SPRINGS HYDRO AGGREGATE | caiso | PGE_Valley | PGE_Valley | Pacific Gas and Electric Valley | PGE_Valley | CAISO | 1931-01-01 | 2050-12-31 | 2050 | 46 |  |  | n/a | Hydro_Standard | Hydro | CAISO_Hydro
SAMPSN_6_KELCO1 | KELCO QUALIFYING FACILITY | caiso | SDGE | SDGE | San Diego Gas and Electric | SDGE | CAISO | 2014-03-05 | 2050-12-31 | 2050 | 25 |  |  | CT-NatGas-Industrial | Cogen_NG | Cogen | CAISO_CHP
San_Emidio | San Emidio South Project Phase I-II SE-U1¦San Emidio-SE-U1¦USG Empire¦PUR_IPP_GO_G1 | teppc | SPPC | SPPC | Nevada Power Company | NEVP | SW | 2012-05-25 | 2050-12-31 | 2050 | 13.7 |  |  | Geo-BinaryCycle | Geothermal_steam | Geothermal | SW_Geothermal
San_Francisquito_1_1 | San Francisquito 1 1A | teppc | LDWP | LDWP | Los Angeles Department of Water and Power | LADWP | LDWP | 1983-12-01 | 2050-12-31 | 2050 | 27 |  |  | Hydro | Hydro_Standard | Hydro | LDWP_Hydro
San_Francisquito_1_3 | San Francisquito 1 3 | teppc | LDWP | LDWP | Los Angeles Department of Water and Power | LADWP | LDWP | 1917-04-01 | 2050-12-31 | 2050 | 10 |  |  | Hydro | Hydro_Standard | Hydro | LDWP_Hydro
San_Francisquito_1_4 | San Francisquito 1 4 | teppc | LDWP | LDWP | Los Angeles Department of Water and Power | LADWP | LDWP | 1923-05-01 | 2050-12-31 | 2050 | 12 |  |  | Hydro | Hydro_Standard | Hydro | LDWP_Hydro
San_Francisquito_1_6 | San Francisquito 1 6 | teppc | LDWP | LDWP | Los Angeles Department of Water and Power | LADWP | LDWP | 1987-04-01 | 2050-12-31 | 2050 | 27 |  |  | Hydro | Hydro_Standard | Hydro | LDWP_Hydro
San_Francisquito_2_1 | San Francisquito 2 1 | teppc | LDWP | LDWP | Los Angeles Department of Water and Power | LADWP | LDWP | 1920-07-01 | 2050-12-31 | 2050 | 0 |  |  | Hydro | Hydro_Standard | Hydro | LDWP_Hydro
San_Francisquito_2_2 | San Francisquito 2 2 | teppc | LDWP | LDWP | Los Angeles Department of Water and Power | LADWP | LDWP | 1920-08-01 | 2050-12-31 | 2050 | 14 |  |  | Hydro | Hydro_Standard | Hydro | LDWP_Hydro
San_Francisquito_2_3 | San Francisquito 2 3 | teppc | LDWP | LDWP | Los Angeles Department of Water and Power | LADWP | LDWP | 1932-09-01 | 2050-12-31 | 2050 | 18 |  |  | Hydro | Hydro_Standard | Hydro | LDWP_Hydro
San_Isabel_Solar | PSEG San Isabel Solar Energy Center 1 | teppc | PSCO | PSCO | Public Service Company of Colorado | PSCO | Excluded | 2016-12-01 | 2050-12-31 | 2050 | 30.2 |  |  | SolarPV-Tracking | 1axPV_sun | Solar_1Axis | Excluded_Solar
San_Juan_1 | San Juan 1 | teppc | PNM | PNM | Public Service Company of New Mexico | PNM_EPE | SW | 1976-12-01 | 2050-12-31 | 2050 | 340 |  |  | ST-Coal | Steam_Coal | Coal | SW_Coal
San_Juan_4 | San Juan 4 | teppc | PNM | PNM | Public Service Company of New Mexico | PNM_EPE | SW | 1982-04-01 | 2050-12-31 | 2050 | 507 |  |  | ST-Coal | Steam_Coal | Coal | SW_Coal
San_Juan_GT1 | San Juan Gas Plant 1 | teppc | PNM | PNM | Public Service Company of New Mexico | PNM_EPE | SW | 2018-01-01 | 2050-12-31 | 2050 | 46 |  |  | CT-NatGas-Aero | CT_NG | CT | SW_Peaker
San_Juan_GT2 | San Juan Gas Plant 2 | teppc | PNM | PNM | Public Service Company of New Mexico | PNM_EPE | SW | 2018-01-01 | 2050-12-31 | 2050 | 46 |  |  | CT-NatGas-Aero | CT_NG | CT | SW_Peaker
SANLOB_1_OSFBM1 | San Luis Obispo AD | rps | PGE_Valley | PGE_Valley | Pacific Gas and Electric Valley | PGE_Valley | CAISO | 2019-01-31 | 2050-12-31 | 2050 | 0.853 |  |  | Biogasnan | ST_Biomass | Biogas_LandfillGas | CAISO_Biomass
San_Luis_Valley_PV | San Luis Valley Solar Ranch Project 1 | teppc | PSCO | PSCO | Public Service Company of Colorado | PSCO | Excluded | 2012-03-31 | 2050-12-31 | 2050 | 30 |  |  | SolarPV-NonTracking | FixedPV_sun | Solar_Fixed | Excluded_Solar
Sand_Ridge |  | teppc | PNM | PNM | Public Service Company of New Mexico | PNM_EPE | SW | 2016-12-01 | 2025-12-31 | 2025 | 9 |  |  | WT-Onshore | wind_onshorewind | Wind | SW_Wind
SANDLT_2_SUNITS | Mojave Solar | caiso | SCE | SCE | Southern California Edison | SCE | CAISO | 2014-12-04 | 2050-12-31 | 2050 | 275 |  |  | n/a | SolarThermal_sun | Solar_Thermal | CAISO_Solar
Sandoval_County_PV | PNM Sandoval County Solar Energy Center SSEC1 | teppc | PNM | PNM | Public Service Company of New Mexico | PNM_EPE | SW | 2014-12-30 | 2050-12-31 | 2050 | 6.1 |  |  | SolarPV-Tracking | 1axPV_sun | Solar_1Axis | SW_Solar
Sandstone_Solar | Sandstone Solar Project SNDST | teppc | SRP | SRP | Salt River Project | SRP | SW | 2016-02-11 | 2050-12-31 | 2050 | 45 |  |  | SolarPV-Tracking | 1axPV_sun | Solar_1Axis | SW_Solar
SANITR_6_UNITS | LACSD CARSON WATER POLLUTION AGGREGATE | caiso | SCE | SCE | Southern California Edison | SCE | CAISO | 2001-12-01 | 2050-12-31 | 2050 | 8 |  |  | n/a | RECIPROCATING ENGINE_BIOGAS | Biogas_LandfillGas | CAISO_Biomass
SANLOB_1_LNDFIL | Cold Canyon | caiso | PGE_Valley | PGE_Valley | Pacific Gas and Electric Valley | PGE_Valley | CAISO | 2013-07-18 | 2050-12-31 | 2050 | 1.5 |  |  | n/a | Biogas_ | Biogas_LandfillGas | CAISO_Biomass
Santa_Barbara_County_Public_Works_Department | Santa Barbara County Public Works Department | rps | PGE_Valley | SCE | Southern California Edison | SCE | CAISO | 2019-11-29 | 2050-12-31 | 2050 | 2.274 |  |  | Biogasnan | ST_Biomass | Biogas_LandfillGas | CAISO_Biomass
Santa_Fe_Solar | Santa Fe Solar Energy Center 1 | teppc | PNM | PNM | Public Service Company of New Mexico | PNM_EPE | SW | 2015-12-14 | 2050-12-31 | 2050 | 7.6 |  |  | SolarPV-Tracking | 1axPV_sun | Solar_1Axis | SW_Solar
Santan_1 | Santan ST1 | teppc | SRP | SRP | Salt River Project | SRP | SW | 1974-10-01 | 2050-12-31 | 2050 | 94 |  |  | CCWhole-NatGas-SingleShaft | CC_NG | CC | SW_CCGT
Santan_2 | Santan ST2 | teppc | SRP | SRP | Salt River Project | SRP | SW | 1974-12-01 | 2050-12-31 | 2050 | 94 |  |  | CCWhole-NatGas-SingleShaft | CC_NG | CC | SW_CCGT
Santan_3 | Santan ST3 | teppc | SRP | SRP | Salt River Project | SRP | SW | 1974-10-01 | 2050-12-31 | 2050 | 94 |  |  | CCWhole-NatGas-SingleShaft | CC_NG | CC | SW_CCGT
Santan_4 | Santan ST4 | teppc | SRP | SRP | Salt River Project | SRP | SW | 1975-05-01 | 2050-12-31 | 2050 | 94 |  |  | CCWhole-NatGas-SingleShaft | CC_NG | CC | SW_CCGT
Santan_5_CC | Santan5CC (Total CC Plant) | teppc | SRP | SRP | Salt River Project | SRP | SW | 2005-04-01 | 2050-12-31 | 2050 | 589.5 |  |  | CCWhole-NatGas-Industrial | CC_NG | CC | SW_CCGT
Santan_6_CC | Santan6CC (Total CC Plant) | teppc | SRP | SRP | Salt River Project | SRP | SW | 2006-03-01 | 2050-12-31 | 2050 | 281 |  |  | CCWhole-NatGas-Industrial | CC_NG | CC | SW_CCGT
SANTFG_7_UNITS | GEYSERS CALISTOGA AGGREGATE | caiso | PGE_Bay | PGE_Bay | Pacific Gas and Electric Bay | PGE_Bay | CAISO | 1984-03-14 | 2050-12-31 | 2050 | 92.1 |  |  | n/a | Geothermal_steam | Geothermal | CAISO_Geothermal
SANTGO_2_LNDFL1 | Bowerman Power | caiso | SCE | SCE | Southern California Edison | SCE | CAISO | 2016-04-27 | 2050-12-31 | 2050 | 19.6 |  |  | n/a | Biogas_ | Biogas_LandfillGas | CAISO_Biomass
SANTGO_2_MABBT1 | Millikan Avenue BESS | caiso | SCE | SCE | Southern California Edison | SCE | CAISO | 2017-01-14 | 2050-12-31 | 2050 | 2 | 4 | 8 | OTHER_LESR | Battery_ | Battery Storage | CAISO_Baseline_Li_Battery
Santolina_Solar | Santolina Solar | teppc | PNM | PNM | Public Service Company of New Mexico | PNM_EPE | SW | 2015-12-03 | 2050-12-31 | 2050 | 7.6 |  |  | SolarPV-Tracking | 1axPV_sun | Solar_1Axis | SW_Solar
SANWD_1_QF |  | caiso | SCE | SCE | Southern California Edison | SCE | CAISO | 1983-03-01 | 2050-12-31 | 2050 | 31 |  |  | n/a | wind_onshorewind | Wind | CAISO_Wind
SAUGUS_2_TOLAND | Toland Landfill gas to Energy Project | caiso | SCE | SCE | Southern California Edison | SCE | CAISO | 2009-08-25 | 2019-08-31 | 2018 | 1.57 |  |  | n/a | CT_Biomass | Biogas_LandfillGas | CAISO_Biomass
SAUGUS_6_CREST |  | caiso | SCE | SCE | Southern California Edison | SCE | CAISO | 1984-01-01 | 2050-12-31 | 2050 | 1 |  |  | Hydro_Standard | Hydro_Standard | Hydro | CAISO_Hydro
SAUGUS_6_MWDFTH | Foothill Hydroelectric Recovery Plant | caiso | SCE | SCE | Southern California Edison | SCE | CAISO | 1981-01-01 | 2050-12-31 | 2050 | 9.1 |  |  | n/a | Hydro_Standard | Hydro | CAISO_Hydro
SAUGUS_6_PTCHGN |  | caiso | SCE | SCE | Southern California Edison | SCE | CAISO | 1988-07-14 | 2018-03-02 | 2017 | 20.78 |  |  | CT-NatGas-Aero | Cogen_NG | Cogen | CAISO_CHP
SAUGUS_6_QF | SAUGUS QFS | caiso | SCE | SCE | Southern California Edison | SCE | CAISO | 1987-01-01 | 2050-12-31 | 2050 | 2.19 |  |  | n/a | Cogen_NG | Cogen | CAISO_Small_Hydro
SAUGUS_7_CHIQCN | Chiquita Canyon Landfill Fac | caiso | SCE | SCE | Southern California Edison | SCE | CAISO | 2010-11-23 | 2050-12-31 | 2050 | 8 |  |  | n/a | CT_Biomass | Biogas_LandfillGas | CAISO_Biomass
SAUGUS_7_LOPEZ | MM Lopez Energy | caiso | SCE | SCE | Southern California Edison | SCE | CAISO | 1999-01-05 | 2050-12-31 | 2050 | 6.1 |  |  | n/a | Biogas_ | Biogas_LandfillGas | CAISO_Biomass
Savona_ERG_1 | Savona ERG-1_Savona ERG-1_IPP-SVN | teppc | BCHA | BCHA | British Columbia Transmission Company | BCHA_AESO | Excluded | 2008-08-12 | 2028-08-12 | 2027 | 5.89 |  |  | ST-Other | ST_Unknown | Steam | Excluded_ST
SawtoothWind | Sawtooth Wind Project-ST | teppc | IPFE | IPFE | Idaho Far East | IPCO | NW | 2011-11-01 | 2050-12-31 | 2050 | 22 |  |  | WT-Onshore | wind_onshorewind | Wind | NW_Wind
SBERDO_2_PSP3 | SBERDO_7_CT3A | caiso | SCE | SCE | Southern California Edison | SCE | CAISO | 2005-12-10 | 2050-12-31 | 2050 | 555 |  |  | CCWhole-NatGas-Industrial | CC_NG | CC | CAISO_CCGT1
SBERDO_2_PSP4 | SBERDO_7_CT4B | caiso | SCE | SCE | Southern California Edison | SCE | CAISO | 2006-01-19 | 2050-12-31 | 2050 | 555 |  |  | CCWhole-NatGas-Industrial | CC_NG | CC | CAISO_CCGT1
SBERDO_2_REDLND | Redlands RT Solar | caiso | SCE | SCE | Southern California Edison | SCE | CAISO | 2011-03-23 | 2050-12-31 | 2050 | 2 |  |  | n/a | PVgeneric_sun | Solar_Fixed | CAISO_Solar
SBERDO_2_RTS005 | SPVP005 Redlands RT Solar | caiso | SCE | SCE | Southern California Edison | SCE | CAISO | 2012-11-24 | 2050-12-31 | 2050 | 2.5 |  |  | n/a | PVgeneric_sun | Solar_Fixed | CAISO_Solar
SBERDO_2_RTS007 | SPVP007 Redlands RT Solar | caiso | SCE | SCE | Southern California Edison | SCE | CAISO | 2012-11-24 | 2050-12-31 | 2050 | 2.5 |  |  | n/a | PVgeneric_sun | Solar_Fixed | CAISO_Solar
SBERDO_2_RTS011 | SPVP011 | caiso | SCE | SCE | Southern California Edison | SCE | CAISO | 2013-06-17 | 2050-12-31 | 2050 | 3.5 |  |  | n/a | PVgeneric_sun | Solar_Fixed | CAISO_Solar
SBERDO_2_RTS013 | SPVP013 | caiso | SCE | SCE | Southern California Edison | SCE | CAISO | 2013-06-11 | 2050-12-31 | 2050 | 3.5 |  |  | n/a | PVgeneric_sun | Solar_Fixed | CAISO_Solar
SBERDO_2_RTS016 | SPVP016 Redlands RT Solar | caiso | SCE | SCE | Southern California Edison | SCE | CAISO | 2011-08-02 | 2050-12-31 | 2050 | 1.5 |  |  | n/a | PVgeneric_sun | Solar_Fixed | CAISO_Solar
SBERDO_2_RTS048 | SPVP048 | caiso | SCE | SCE | Southern California Edison | SCE | CAISO | 2013-09-01 | 2050-12-31 | 2050 | 5 |  |  | n/a | PVgeneric_sun | Solar_Fixed | CAISO_Solar
SBERDO_2_SNTANA | SANTA ANA PSP | caiso | SCE | SCE | Southern California Edison | SCE | CAISO | 0 | 2050-12-31 | 2050 | 6.95 |  |  | n/a | Hydro_Standard | Hydro | CAISO_Small_Hydro
SBERDO_6_MILLCK | MILL CREEK PSP | caiso | SCE | SCE | Southern California Edison | SCE | CAISO | 1935-01-17 | 2050-12-31 | 2050 | 3.93 |  |  | n/a | Hydro_Standard | Hydro | CAISO_Small_Hydro
SCACogen2_CC | Proctor & Gamble Cogen (Total CC Plant) | teppc | BANC | BANC | Balancing Authority of Northern California | SMUD | BANC | 1997-03-01 | 2030-04-15 | 2029 | 65.6 |  |  | CCWhole-NatGas-Aero | CC_NG | CC | BANC_CCGT
SCACogen2GT | Procter & Gamble CT CT1C | teppc | BANC | BANC | Balancing Authority of Northern California | SMUD | BANC | 1997-03-01 | 2050-12-31 | 2050 | 49 |  |  | CT-NatGas-Industrial | CT_NG | CT | BANC_Peaker
Scattergood_1 | Scattergood 1 | teppc | LDWP | LDWP | Los Angeles Department of Water and Power | LADWP | LDWP | 1958-12-01 | 2030-01-01 | 2029 | 174 |  |  | ST-NatGas | ST_NG | Steam | LDWP_ST
Scattergood_2 | Scattergood 2 | teppc | LDWP | LDWP | Los Angeles Department of Water and Power | LADWP | LDWP | 1959-07-01 | 2024-12-31 | 2024 | 177 |  |  | ST-NatGas | ST_NG | Steam | LDWP_ST
Scattergood_4 | Scattergood Repowering CC 4 | teppc | LDWP | LDWP | Los Angeles Department of Water and Power | LADWP | LDWP | 2015-12-31 | 2060-12-31 | 2060 | 300 |  |  | CT-NatGas-Industrial | CT_NG | CT | LDWP_Peaker
Scattergood_5 | Scattergood Repowering CC 5 | teppc | LDWP | LDWP | Los Angeles Department of Water and Power | LADWP | LDWP | 2015-12-31 | 2060-12-31 | 2060 | 100 |  |  | CT-NatGas-Industrial | CT_NG | CT | LDWP_Peaker
Scattergood_6 | Scattergood Repowering CT 6 | teppc | LDWP | LDWP | Los Angeles Department of Water and Power | LADWP | LDWP | 2015-12-31 | 2060-12-31 | 2060 | 89 |  |  | CT-NatGas-Industrial | CT_NG | CT | LDWP_Peaker
Scattergood_7 | Scattergood Repowering CT 7 | teppc | LDWP | LDWP | Los Angeles Department of Water and Power | LADWP | LDWP | 2015-12-31 | 2060-12-31 | 2060 | 89 |  |  | CT-NatGas-Industrial | CT_NG | CT | LDWP_Peaker
SCEHOV_2_HOOVER | SCEHOV_2_HOOVER | caiso | WALC | SCE | Southern California Edison | SCE | CAISO | 1937-01-01 | 2050-12-31 | 2050 | 287.01 |  |  | Hydro_Water | Hydro_Standard | Hydro | CAISO_Hydro
Schaffner_1 | Schaffner-1 | teppc | CISC | CISC | Southern California Edison | SCE | CAISO | 1986-08-08 | 2050-12-31 | 2050 | 0.53 |  |  | Hydro | Hydro_Standard | Hydro | CAISO_Hydro
SCHLTE_1_PL1X3 | Tracy Combined Cycle Plant | caiso | PGE_Valley | PGE_Valley | Pacific Gas and Electric Valley | PGE_Valley | CAISO | 2012-10-31 | 2050-12-31 | 2050 | 336.04 |  |  | CCWhole-NatGas-Industrial | CC_NG | CC | CAISO_CCGT2
SCHNDR_1_FIVPTS |  | caiso | PGE_Valley | PGE_Valley | Pacific Gas and Electric Valley | PGE_Valley | CAISO | 2011-10-07 | 2050-12-31 | 2050 | 15 |  |  | n/a | PVgeneric_sun | Solar_Fixed | CAISO_Solar
SCHNDR_1_WSTSDE |  | caiso | PGE_Valley | PGE_Valley | Pacific Gas and Electric Valley | PGE_Valley | CAISO | 2011-09-13 | 2050-12-31 | 2050 | 15 |  |  | n/a | PVgeneric_sun | Solar_Fixed | CAISO_Solar
School_Section | School Section-WT (1) | teppc | PNM | PNM | Public Service Company of New Mexico | PNM_EPE | SW | 2014-12-01 | 2050-04-15 | 2049 | 20 |  |  | WT-Onshore | wind_onshorewind | Wind | SW_Wind
ScotfordUpgdCC_Total | ScotfordUpgraderCC (Total CC Plant) | teppc | AESO | AESO | Alberta Electric System Operator | BCHA_AESO | Excluded | 2003-02-01 | 2050-12-01 | 2050 | 195 |  |  | CCWhole-NatGas-Industrial | CC_NG | CC | Excluded_CCGT
SDSU_GEN | Imperial Valley Campus Solar Project (SDSU- Community Solar 1) 1 | teppc | IID | IID | Imperial Irrigation District | IID | IID | 2002-12-01 | 2050-12-31 | 2050 | 7 |  |  | SolarPV-NonTracking | FixedPV_sun | Solar_Fixed | IID_Solar
Searchlight | Searchlight Solar I 1 | teppc | NEVP | NEVP | Nevada Power Company | NEVP | SW | 1985-02-01 | 2050-12-31 | 2050 | 18.3 |  |  | SolarPV-NonTracking | FixedPV_sun | Solar_Fixed | SW_Solar
SEARLS_7_ARGUS | Argus Cogeneration | caiso | SCE | SCE | Southern California Edison | SCE | CAISO | 1983-04-01 | 2050-12-31 | 2050 | 19 |  |  | ST-Coal | Cogen_NG | Cogen | CAISO_CHP
Second_Imperial01_12 | Second Imperial Geothermal Company - Heber II 1-12¦SIGC13.8¦SIGC92_13.8_SIG_1 | teppc | IID | IID | Imperial Irrigation District | IID | IID | 1993-06-01 | 2050-12-31 | 2050 | 12 |  |  | Geo-BinaryCycle | Geothermal_steam | Geothermal | IID_Geothermal
SeeGen_1 | SeeGen-1_SeeGen (Burnaby Incinerator)-1_IPP-SEE | teppc | BCHA | BCHA | British Columbia Transmission Company | BCHA_AESO | Excluded | 2003-07-19 | 2040-07-19 | 2039 | 22 |  |  | Bio-ST | ST_Biomass | Biomass/Wood | Excluded_Biomass
SEGS_1_SR2SL2 | Sunray 2 | caiso | SCE | SCE | Southern California Edison | SCE | CAISO | 2017-06-01 | 2050-12-31 | 2050 | 20 |  |  | PHOTO VOLTAIC_SUN | PVgeneric_sun | Solar_Fixed | CAISO_Solar
Seminoe_1 | Seminoe 1 | teppc | WACM | WACM | Western Area Power Administration, Colorado-Missouri Region | WACM | Excluded | 1939-08-01 | 2050-12-31 | 2050 | 15 |  |  | Hydro | Hydro_Standard | Hydro | Excluded_Hydro
Seminoe_2 | Seminoe 2 | teppc | WACM | WACM | Western Area Power Administration, Colorado-Missouri Region | WACM | Excluded | 1939-08-01 | 2050-12-31 | 2050 | 15 |  |  | Hydro | Hydro_Standard | Hydro | Excluded_Hydro
Seminoe_3 | Seminoe 3 | teppc | WACM | WACM | Western Area Power Administration, Colorado-Missouri Region | WACM | Excluded | 1939-08-01 | 2050-12-31 | 2050 | 15 |  |  | Hydro | Hydro_Standard | Hydro | Excluded_Hydro
SenecaSustainableEnergyProject | SenecaSustainableEnergyProject | teppc | PNM | PNM | Public Service Company of New Mexico | PNM_EPE | SW | 2011-04-01 | 2050-12-31 | 2050 | 19.8 |  |  | Bio-ST | ST_Biomass | Biomass/Wood | SW_Biomass
SENTNL_2_CTG1 |  | caiso | SCE | SCE | Southern California Edison | SCE | CAISO | 2013-05-06 | 2050-12-31 | 2050 | 103.76 |  |  | CT-NatGas-Industrial | CT_NG | CT | CAISO_Peaker1
SENTNL_2_CTG2 |  | caiso | SCE | SCE | Southern California Edison | SCE | CAISO | 2013-05-06 | 2050-12-31 | 2050 | 95.34 |  |  | CT-NatGas-Industrial | CT_NG | CT | CAISO_Peaker1
SENTNL_2_CTG3 |  | caiso | SCE | SCE | Southern California Edison | SCE | CAISO | 2013-05-06 | 2050-12-31 | 2050 | 96.85 |  |  | CT-NatGas-Industrial | CT_NG | CT | CAISO_Peaker1
SENTNL_2_CTG4 |  | caiso | SCE | SCE | Southern California Edison | SCE | CAISO | 2013-05-06 | 2050-12-31 | 2050 | 102.47 |  |  | CT-NatGas-Industrial | CT_NG | CT | CAISO_Peaker1
SENTNL_2_CTG5 |  | caiso | SCE | SCE | Southern California Edison | SCE | CAISO | 2013-05-06 | 2050-12-31 | 2050 | 103.81 |  |  | CT-NatGas-Industrial | CT_NG | CT | CAISO_Peaker1
SENTNL_2_CTG6 |  | caiso | SCE | SCE | Southern California Edison | SCE | CAISO | 2013-05-06 | 2050-12-31 | 2050 | 100.99 |  |  | CT-NatGas-Industrial | CT_NG | CT | CAISO_Peaker1
SENTNL_2_CTG7 |  | caiso | SCE | SCE | Southern California Edison | SCE | CAISO | 2013-05-06 | 2050-12-31 | 2050 | 97.06 |  |  | CT-NatGas-Industrial | CT_NG | CT | CAISO_Peaker1
SENTNL_2_CTG8 |  | caiso | SCE | SCE | Southern California Edison | SCE | CAISO | 2013-05-06 | 2050-12-31 | 2050 | 101.8 |  |  | CT-NatGas-Industrial | CT_NG | CT | CAISO_Peaker1
SEPV_Boulevard_2 | SEPV Boulevard 2 | rps | SDGE | SDG&E | San Diego Gas and Electric | SDGE | CAISO | 2016-05-15 | 2050-12-31 | 2050 | 2.9 |  |  | Solar PV - Ground mountSolar: Tracking (1 Axis) | 1axPV_sun | Solar_1Axis | CAISO_Solar
Seton_1 | Seton-1_Seton-1_BCH-SON | teppc | BCHA | BCHA | British Columbia Transmission Company | BCHA_AESO | Excluded | 1956-01-01 | 2033-03-31 | 2032 | 48 |  |  | Hydro | Hydro_Standard | Hydro | Excluded_Hydro
Seven_Mile_1 | Seven Mile-1_Seven Mile-1_BCH-SEV | teppc | BCHA | BCHA | British Columbia Transmission Company | BCHA_AESO | Excluded | 1979-01-01 | 2033-03-31 | 2032 | 201.25 |  |  | Hydro | Hydro_Standard | Hydro | Excluded_Hydro
Seven_Mile_2 | Seven Mile-2_Seven Mile-2_BCH-SEV | teppc | BCHA | BCHA | British Columbia Transmission Company | BCHA_AESO | Excluded | 1979-01-01 | 2033-03-31 | 2032 | 201.25 |  |  | Hydro | Hydro_Standard | Hydro | Excluded_Hydro
Seven_Mile_3 | Seven Mile-3_Seven Mile-3_BCH-SEV | teppc | BCHA | BCHA | British Columbia Transmission Company | BCHA_AESO | Excluded | 1979-01-01 | 2033-03-31 | 2032 | 201.25 |  |  | Hydro | Hydro_Standard | Hydro | Excluded_Hydro
Seven_Mile_4 | Seven Mile-4_Seven Mile-4_BCH-SEV | teppc | BCHA | BCHA | British Columbia Transmission Company | BCHA_AESO | Excluded | 2003-10-01 | 2033-03-31 | 2032 | 201.25 |  |  | Hydro | Hydro_Standard | Hydro | Excluded_Hydro
SevenMileHill1 | Seven Mile Hill-1 | teppc | PAWY | PAWY | Wyoming, PACE Utility | PACE | NW | 2008-12-01 | 2050-12-31 | 2050 | 99 |  |  | WT-Onshore | wind_onshorewind | Wind | NW_Wind
SevenMileHill2 | Seven Mile Hill-2 | teppc | IPFE | IPFE | Idaho Far East | IPCO | NW | 2008-12-01 | 2050-12-31 | 2050 | 19.5 |  |  | WT-Onshore | wind_onshorewind | Wind | NW_Wind
SevenSisters | Seven Sisters Solar | teppc | CISC | CISC | Southern California Edison | PACE | NW | 2018-04-15 | 2050-12-31 | 2050 | 20.2 |  |  | SolarPV-NonTracking | FixedPV_sun | Solar_Fixed | NW_Solar
Seville_2 | Seville 2 Solar Project SEV2¦SEVILLE SOLAR FARM PART B | teppc | IID | IID | Imperial Irrigation District | IID | IID | 2010-04-15 | 2050-12-31 | 2050 | 32.5 |  |  | SolarPV-Tracking | 1axPV_sun | Solar_1Axis | IID_Solar
SGREGY_6_SANGER | Algonquin Power Sanger 2 | caiso | PGE_Valley | PGE_Valley | Pacific Gas and Electric Valley | PGE_Valley | CAISO | 1990-12-11 | 2050-12-31 | 2050 | 48.3 |  |  | CCWhole-NatGas-Aero | CC_NG | CC | CAISO_CCGT2
Shasta_1 | Shasta 1 | teppc | BANC | BANC | Balancing Authority of Northern California | SMUD | BANC | 1949-04-01 | 2050-12-31 | 2050 | 142 |  |  | Hydro | Hydro_Standard | Hydro | BANC_Hydro
Shasta_2 | Shasta 2 | teppc | BANC | BANC | Balancing Authority of Northern California | SMUD | BANC | 1948-07-01 | 2050-12-31 | 2050 | 142 |  |  | Hydro | Hydro_Standard | Hydro | BANC_Hydro
Shasta_3 | Shasta 3 | teppc | BANC | BANC | Balancing Authority of Northern California | SMUD | BANC | 1944-06-01 | 2050-12-31 | 2050 | 142 |  |  | Hydro | Hydro_Standard | Hydro | BANC_Hydro
Shasta_4 | Shasta 4 | teppc | BANC | BANC | Balancing Authority of Northern California | SMUD | BANC | 1944-06-01 | 2050-12-31 | 2050 | 142 |  |  | Hydro | Hydro_Standard | Hydro | BANC_Hydro
Shasta_5 | Shasta 5 | teppc | BANC | BANC | Balancing Authority of Northern California | SMUD | BANC | 1948-03-01 | 2050-12-31 | 2050 | 142 |  |  | Hydro | Hydro_Standard | Hydro | BANC_Hydro
SHCG1_1 | SHCG-1-1 | teppc | AESO | AESO | Alberta Electric System Operator | BCHA_AESO | Excluded | 2009-03-01 | 2050-12-01 | 2050 | 23 |  |  | CT-AB-Cogen | Cogen_NG | Cogen | Excluded_CHP
Sheep_Creek_Road_Solar_Generation_Facility_Project | Sheep Creek Road Solar Generation Facility Project | rps | SCE | SCE | Southern California Edison | SCE | CAISO | 2020-12-01 | 2050-12-31 | 2050 | 3 |  |  | Solar PV - Ground mountSolar: Fixed Tilt | FixedPV_sun | Solar_Fixed | CAISO_Solar
Sheep_Creek1 | Sheep Creek Hydro-TB1 | teppc | PNM | PNM | Public Service Company of New Mexico | PNM_EPE | SW | 1984-01-01 | 2050-12-31 | 2050 | 1.3 |  |  | Hydro | Hydro_Standard | Hydro | SW_Hydro
Sheerness_2_2 | Sheerness 2-2 | teppc | AESO | AESO | Alberta Electric System Operator | BCHA_AESO | Excluded | 1990-01-01 | 2028-12-31 | 2028 | 408 |  |  | ST-Coal | Steam_Coal | Coal | Excluded_Coal
Sheerness_2_2_Gas | Sheerness 2-2 | teppc | BCHA | BCHA | British Columbia Transmission Company | BCHA_AESO | Excluded | 1990-01-01 | 2050-12-31 | 2050 | 408 |  |  | CCWhole-NatGas-Industrial | CC_NG | CC | Excluded_CCGT
Sheerness1_1 | Sheerness 1-1 | teppc | AESO | AESO | Alberta Electric System Operator | BCHA_AESO | Excluded | 1986-01-01 | 2028-12-31 | 2028 | 408 |  |  | ST-Coal | Steam_Coal | Coal | Excluded_Coal
Sheerness1_1_Gas | Sheerness 2-2 | teppc | BCHA | BCHA | British Columbia Transmission Company | BCHA_AESO | Excluded | 1990-01-01 | 2050-12-31 | 2050 | 418.5 |  |  | CCWhole-NatGas-Industrial | CC_NG | CC | Excluded_CCGT
SHELRF_1_UNITS | SHELL OIL REFINERY AGGREGATE | caiso | PGE_Bay | PGE_Bay | Pacific Gas and Electric Bay | PGE_Bay | CAISO | 1995-01-01 | 2050-12-31 | 2050 | 100 |  |  | COMBINED CYCLE_NATURAL GAS | CT_NG | CT | CAISO_Peaker2
SHELTON | SHELTON | teppc | BPAT | BPAT | Bonneville Power Administration – Transmission | BPAT | NW | 1950-01-01 | 2050-12-31 | 2050 | 5 |  |  | Hydro | Hydro_Standard | Hydro | NW_Hydro
ShepardEnrgyCC_Total | ShepardEnergyCC (Total CC Plant) | teppc | AESO | AESO | Alberta Electric System Operator | BCHA_AESO | Excluded | 2015-06-01 | 2050-12-31 | 2050 | 870 |  |  | CCWhole-NatGas-Industrial | CC_NG | CC | Excluded_CCGT
Sherritt_2_2 | Sherritt 2-2 | teppc | AESO | AESO | Alberta Electric System Operator | BCHA_AESO | Excluded | 1986-04-15 | 2050-12-01 | 2050 | 3 |  |  | CT-NatGas-Industrial | CT_NG | CT | Excluded_Peaker
Sherritt_SOLAR3 | Sherritt SOLAR-3 | teppc | AESO | AESO | Alberta Electric System Operator | BCHA_AESO | Excluded | 1986-04-15 | 2050-12-01 | 2050 | 3.5 |  |  | CT-NatGas-Industrial | CT_NG | CT | Excluded_Peaker
Sherritt1_1 | Sherritt 1-1 | teppc | AESO | AESO | Alberta Electric System Operator | BCHA_AESO | Excluded | 1986-04-15 | 2050-12-01 | 2050 | 3 |  |  | CT-NatGas-Industrial | CT_NG | CT | Excluded_Peaker
Shingle_Creek_1 | Shingle Creek-1 | teppc | CISC | CISC | Southern California Edison | SCE | CAISO | 1983-08-01 | 2050-12-31 | 2050 | 0.22 |  |  | Hydro | Hydro_Standard | Hydro | CAISO_Hydro
ShoshnFalls1 | Shoshone Falls-1 | teppc | IPMV | IPMV | Idaho Magic Valley | IPCO | NW | 1909-06-01 | 2030-01-01 | 2029 | 12 |  |  | Hydro | Hydro_Standard | Hydro | NW_Hydro
ShoshnFalls2 | Shoshone Falls-2 | teppc | IPFE | IPFE | Idaho Far East | IPCO | NW | 1907-08-01 | 2050-12-31 | 2050 | 0.4 |  |  | Hydro | Hydro_Standard | Hydro | NW_Hydro
ShoshnFalls3 | Shoshone Falls-3 | teppc | IPFE | IPFE | Idaho Far East | IPCO | NW | 1921-08-01 | 2050-12-31 | 2050 | 11.5 |  |  | Hydro | Hydro_Standard | Hydro | NW_Hydro
Shoshone_1 | Shoshone Dam 1 | teppc | WACM | WACM | Western Area Power Administration, Colorado-Missouri Region | WACM | Excluded | 1921-12-01 | 2050-12-31 | 2050 | 3.33 |  |  | Hydro | Hydro_Standard | Hydro | Excluded_Hydro
Shoshone_A | Shoshone A | teppc | PSCO | PSCO | Public Service Company of Colorado | PSCO | Excluded | 1908-12-01 | 2039-12-31 | 2039 | 7 |  |  | Hydro | Hydro_Standard | Hydro | Excluded_Hydro
Shoshone_B | Shoshone B | teppc | PSCO | PSCO | Public Service Company of Colorado | PSCO | Excluded | 1908-12-01 | 2039-12-31 | 2039 | 8 |  |  | Hydro | Hydro_Standard | Hydro | Excluded_Hydro
Shuswap_1 | Shuswap-1_Shuswap-1_BCH-SHU | teppc | BCHA | BCHA | British Columbia Transmission Company | BCHA_AESO | Excluded | 1929-01-01 | 2033-03-31 | 2032 | 3 |  |  | Hydro | Hydro_Standard | Hydro | Excluded_Hydro
Shuswap_2 | Shuswap-2_Shuswap-2_BCH-SHU | teppc | BCHA | BCHA | British Columbia Transmission Company | BCHA_AESO | Excluded | 1929-01-01 | 2033-03-31 | 2032 | 3 |  |  | Hydro | Hydro_Standard | Hydro | Excluded_Hydro
Shute_Creek021A | Shute Creek Facility-021A | teppc | PAWY | PAWY | Wyoming, PACE Utility | PACE | NW | 2005-05-01 | 2050-12-31 | 2050 | 35.79 |  |  | CT-NatGas-Industrial | CT_NG | CT | NW_Peaker
Shute_Creek021B | Shute Creek Facility-021B | teppc | PAWY | PAWY | Wyoming, PACE Utility | PACE | NW | 2005-05-01 | 2050-12-31 | 2050 | 35.79 |  |  | CT-NatGas-Industrial | CT_NG | CT | NW_Peaker
Shute_Creek021C | Shute Creek Facility-021C | teppc | PAWY | PAWY | Wyoming, PACE Utility | PACE | NW | 1999-05-01 | 2050-12-31 | 2050 | 36 |  |  | CT-NatGas-Industrial | CT_NG | CT | NW_Peaker
SHUTLE_6_CREST |  | caiso | SCE | SCE | Southern California Edison | SCE | CAISO |  | 2050-12-31 | 2050 | 4 |  |  | n/a | 1axPV_sun | Solar_1Axis | CAISO_Solar
SIERRA_1_UNITS | HIGH SIERRA LIMITED | caiso | PGE_Valley | PGE_Valley | Pacific Gas and Electric Valley | PGE_Valley | CAISO | 1989-02-24 | 2050-12-31 | 2050 | 52.43 |  |  | CT-NatGas-Aero | CT_NG | CT | CAISO_Peaker2
Silver_Sage | Silver Sage Wind SSW01 | teppc | WACM | WACM | Western Area Power Administration, Colorado-Missouri Region | WACM | Excluded | 2009-10-01 | 2050-12-31 | 2050 | 42 |  |  | WT-Onshore | wind_onshorewind | Wind | Excluded_Wind
Silver_State_North_1 | Silver State North 56188 | teppc | NEVP | NEVP | Nevada Power Company | NEVP | SW | 1998-04-01 | 2050-12-31 | 2050 | 30 |  |  | SolarPV-NonTracking | FixedPV_sun | Solar_Fixed | SW_Solar
Silver_State_North_2 | Silver State North 56188 | teppc | NEVP | NEVP | Nevada Power Company | NEVP | SW | 2012-03-01 | 2050-12-31 | 2050 | 28 |  |  | SolarPV-NonTracking | FixedPV_sun | Solar_Fixed | SW_Solar
Silverhawk_CC | SilverhawkCC (Total CC Plant) | teppc | NEVP | NEVP | Nevada Power Company | NEVP | SW | 2004-05-01 | 2039-12-31 | 2039 | 566 |  |  | CCWhole-NatGas-Industrial | CC_NG | CC | SW_CCGT
Simcoe_Solar |  | teppc | IPTV | IPTV | Idaho Treasure Valley | IPCO | NW | 2016-12-31 | 2050-12-31 | 2050 | 20 |  |  | SolarPV-Fixed | FixedPV_sun | Solar_Fixed | NW_Solar
Simplot_Leasing | Simplot Leasing Don Plant-GEN1 | teppc | IPFE | IPFE | Idaho Far East | IPCO | NW | 1986-02-01 | 2050-12-31 | 2050 | 15.9 |  |  | ST-Other | ST_Unknown | Steam | NW_Peaker
SimpsonTacoma | Simpson Tacoma Kraft Biomass-STG1 | teppc | TPWR | TPWR | Tacoma Power | BPAT | NW | 2009-07-01 | 2050-12-31 | 2050 | 64 |  |  | Bio-ST | ST_Biomass | Biomass/Wood | NW_Biomass
Siphon1 | Siphon Power Project-GEN1 | teppc | PACW | PACW | PacifiCorp – West | PACW | NW | 1989-08-01 | 2050-12-31 | 2050 | 2.7 |  |  | Hydro | Hydro_Standard | Hydro | NW_Hydro
Siphon2 | Siphon Power Project-GEN2 | teppc | BPAT | BPAT | Bonneville Power Administration – Transmission | BPAT | NW | 1989-08-01 | 2050-12-31 | 2050 | 2.7 |  |  | Hydro | Hydro_Standard | Hydro | NW_Hydro
SISQUC_1_SMARIA | Santa Maria II LFG Power Plant | caiso | PGE_Valley | PGE_Valley | Pacific Gas and Electric Valley | PGE_Valley | CAISO | 2010-09-27 | 2050-12-31 | 2050 | 1.42 |  |  | n/a | Biogas_ | Biogas_LandfillGas | CAISO_Biomass
Site_C_G1_1 | Site C G1-1_Site C G1-1_BCH-STC | teppc | BCHA | BCHA | British Columbia Transmission Company | BCHA_AESO | Excluded | 2023-04-01 | 2033-03-31 | 2032 | 183.3 |  |  | Hydro | Hydro_Standard | Hydro | Excluded_Hydro
Site_C_G2_2 | Site C G2-2_Site C G2-2_BCH-STC | teppc | BCHA | BCHA | British Columbia Transmission Company | BCHA_AESO | Excluded | 2023-04-01 | 2033-03-31 | 2032 | 183.3 |  |  | Hydro | Hydro_Standard | Hydro | Excluded_Hydro
Site_C_G3_3 | Site C G3-3_Site C G3-3_BCH-STC | teppc | BCHA | BCHA | British Columbia Transmission Company | BCHA_AESO | Excluded | 2023-04-01 | 2033-03-31 | 2032 | 183.3 |  |  | Hydro | Hydro_Standard | Hydro | Excluded_Hydro
Site_C_G4_4 | Site C G4-4_Site C G4-4_BCH-STC | teppc | BCHA | BCHA | British Columbia Transmission Company | BCHA_AESO | Excluded | 2023-04-01 | 2033-03-31 | 2032 | 183.3 |  |  | Hydro | Hydro_Standard | Hydro | Excluded_Hydro
Site_C_G5_5 | Site C G5-5_Site C G5-5_BCH-STC | teppc | BCHA | BCHA | British Columbia Transmission Company | BCHA_AESO | Excluded | 2023-04-01 | 2033-03-31 | 2032 | 183.3 |  |  | Hydro | Hydro_Standard | Hydro | Excluded_Hydro
Site_C_G6_6 | Site C G6-6_Site C G6-6_BCH-STC | teppc | BCHA | BCHA | British Columbia Transmission Company | BCHA_AESO | Excluded | 2023-04-01 | 2033-03-31 | 2032 | 183.3 |  |  | Hydro | Hydro_Standard | Hydro | Excluded_Hydro
SKERN_6_SOLAR1 | South Kern Solar PV Plant | caiso | PGE_Valley | PGE_Valley | Pacific Gas and Electric Valley | PGE_Valley | CAISO | 2015-04-07 | 2050-12-31 | 2050 | 20 |  |  | n/a | PVgeneric_sun | Solar_Fixed | CAISO_Solar
SKERN_6_SOLAR2 | SKIC Solar | caiso | PGE_Valley | PGE_Valley | Pacific Gas and Electric Valley | PGE_Valley | CAISO | 2017-01-11 | 2050-12-31 | 2050 | 10 |  |  | PVgeneric_sun | PVgeneric_sun | Solar_Fixed | CAISO_Solar
Skookum_Crk1 | Skookum Creek Power Project-1_Skookum Creek Power Project-1_IPP-SKO | teppc | BCHA | BCHA | British Columbia Transmission Company | BCHA_AESO | Excluded | 2014-01-01 | 2054-01-01 | 2053 | 14.6 |  |  | Hydro | Hydro_Standard | Hydro | Excluded_Hydro
Skookum_Crk2 | Skookum Creek Power Project-2_Skookum Creek Power Project-2_IPP-SKO | teppc | BCHA | BCHA | British Columbia Transmission Company | BCHA_AESO | Excluded | 2014-01-01 | 2054-01-01 | 2053 | 14.6 |  |  | Hydro | Hydro_Standard | Hydro | Excluded_Hydro
Skookumchuck1 | Skookumchuck-1 | teppc | PNM | PNM | Public Service Company of New Mexico | PNM_EPE | SW | 1990-09-01 | 2050-12-31 | 2050 | 1 |  |  | Hydro | Hydro_Standard | Hydro | SW_Hydro
Skookumchuk | Skookumchuk Power Project (Purcell CG)-1_Skookumchuk Power Project (Purcell CG)-1_IPP-CRS | teppc | BCHA | BCHA | British Columbia Transmission Company | BCHA_AESO | Excluded | 2009-11-13 | 2040-09-30 | 2039 | 51.3 |  |  | Bio-ST | ST_Biomass | Biomass/Wood | Excluded_Biomass
Slate_1_2 | RE Slate 1-2 | other | PGE_Valley | PGE_Valley | Pacific Gas and Electric Valley | PGE_Valley | CAISO | 2021-06-30 | 2050-12-01 | 2050 | 150 |  |  | Solar PV - Ground mountSolar: Tracking (1 Axis) | 1axPV_sun | 1axPV_sun | CAISO_Solar
Slate_Creek | Slate Creek-GEN1 | teppc | PACW | PACW | PacifiCorp – West | PACW | NW | 1990-05-01 | 2050-12-31 | 2050 | 4.2 |  |  | HydroRPS | Hydro_Standard | Hydro | NW_Hydro
Slate_Stanford | RE Slate (Stanford) | other | PGE_Valley | PGE_Valley | Pacific Gas and Electric Valley | PGE_Valley | CAISO | 2021-06-30 | 2050-12-01 | 2050 | 63 |  |  | Solar PV - Ground mountSolar: Tracking (1 Axis) | 1axPV_sun | 1axPV_sun | CAISO_Solar
SlaveLakePulp | SlaveLakePulp | teppc | AESO | AESO | Alberta Electric System Operator | BCHA_AESO | Excluded | 2015-07-30 | 2050-12-01 | 2050 | 9 |  |  | Bio-ST | ST_Biomass | Biomass/Wood | Excluded_Biomass
Slide_Creek_1 | Slide Creek-1 | teppc | PACW | PACW | PacifiCorp – West | PACW | NW | 1951-07-01 | 2050-12-31 | 2050 | 18 |  |  | Hydro | Hydro_Standard | Hydro | NW_Hydro
SLRMS3_2_SRMSR1 | SILVER RIDGE MOUNT SIGNAL 3 | caiso | SDGE | SDGE | San Diego Gas and Electric | SDGE | CAISO | 2018-10-09 | 2050-12-31 | 2050 | 250 |  |  | PHOTO VOLTAIC_SUN | PVgeneric_sun | Solar_Fixed | CAISO_Solar
SLST13_2_SOLAR1 | Quinto Solar PV Project | caiso | PGE_Valley | PGE_Valley | Pacific Gas and Electric Valley | PGE_Valley | CAISO | 2015-11-30 | 2050-12-31 | 2050 | 107.6 |  |  | n/a | PVgeneric_sun | Solar_Fixed | CAISO_Solar
SLSTR1_2_SOLAR1 | Solar Star 1 | caiso | SCE | SCE | Southern California Edison | SCE | CAISO | 2015-06-25 | 2050-12-31 | 2050 | 310 |  |  | n/a | PVgeneric_sun | Solar_Fixed | CAISO_Solar
SLSTR2_2_SOLAR2 | Solar Star 2 | caiso | SCE | SCE | Southern California Edison | SCE | CAISO | 2015-06-19 | 2050-12-31 | 2050 | 276 |  |  | n/a | PVgeneric_sun | Solar_Fixed | CAISO_Solar
SLUISP_2_UNITS | SAN LUIS (GIANELLI) PUMP-GEN (AGGREGATE) | caiso | PGE_Valley | PGE_Valley | Pacific Gas and Electric Valley | PGE_Valley | CAISO | 1967-01-01 | 2050-12-31 | 2050 |  |  |  | n/a | Hydro_PumpedStorage | PSH | CAISO_Existing_Pumped_Storage
SLYCRK_1_UNIT_1 | SLY CREEK HYDRO | caiso | PGE_Valley | PGE_Valley | Pacific Gas and Electric Valley | PGE_Valley | CAISO | 1983-01-01 | 2050-12-31 | 2050 | 13 |  |  | n/a | Hydro_Standard | Hydro | CAISO_Hydro
Smith_Falls__EWEB_ | Smith Falls Hydro Project-GEN1 | teppc | BPAT | BPAT | Bonneville Power Administration – Transmission | BPAT | NW | 1990-01-01 | 2050-12-31 | 2050 | 18 |  |  | Hydro | Hydro_Standard | Hydro | NW_Hydro
SmithCreek | Smith Creek | teppc | PNM | PNM | Public Service Company of New Mexico | PNM_EPE | SW | 2010-04-15 | 2050-12-31 | 2050 | 0.08 |  |  | Hydro | Hydro_Standard | Hydro | SW_Hydro
SMPRIP_1_SMPSON | Ripon Cogeneration Unit 1 | caiso | PGE_Valley | PGE_Valley | Pacific Gas and Electric Valley | PGE_Valley | CAISO | 1988-04-19 | 2050-12-31 | 2050 | 46.05 |  |  |  | Cogen_NG | Cogen | CAISO_CHP
SMRCOS_6_LNDFIL | San Marcos Energy | caiso | SDGE | SDGE | San Diego Gas and Electric | SDGE | CAISO | 2011-05-20 | 2050-12-31 | 2050 | 1.5 |  |  | n/a | Biogas_ | Biogas_LandfillGas | CAISO_Biomass
SMT_0_6 | SAN MATIAS | teppc | CFE | CFE | Comisión Federal de Electricidad | CFE | Excluded | 2018-03-19 | 2050-12-31 | 2050 | 29.7 |  |  | WT-Onshore | wind_onshorewind | Wind | Excluded_Wind
SMUDGO_7_UNIT_1 | SONOMA POWER PLANT | caiso | PGE_Bay | PGE_Bay | Pacific Gas and Electric Bay | PGE_Bay | CAISO | 1983-01-01 | 2050-12-31 | 2050 | 53 |  |  | n/a | Geothermal_steam | Geothermal | CAISO_Geothermal
SMYRNA_1_DL1SR1 | Delano Land 1 | caiso | PGE_Valley | PGE_Valley | Pacific Gas and Electric Valley | PGE_Valley | CAISO | 2017-12-28 | 2050-12-31 | 2050 | 1 |  |  | PHOTO VOLTAIC_SUN | PVgeneric_sun | Solar_Fixed | CAISO_Solar
Snake_River | Snake River Pottery-1 | teppc | IPFE | IPFE | Idaho Far East | IPCO | NW | 1984-11-30 | 2030-04-15 | 2029 | 0.07 |  |  | Hydro | Hydro_Standard | Hydro | NW_Hydro
SNCLRA_2_HOWLNG |  | caiso | SCE | SCE | Southern California Edison | SCE | CAISO | 2013-10-01 | 2050-12-31 | 2050 | 13 |  |  | ST_Biomass | ST_Biomass | Biomass/Wood | CAISO_Biomass
SNCLRA_2_SPRHYD | Springville Hydroelectric Generator | caiso | SCE | SCE | Southern California Edison | SCE | CAISO | 1994-03-17 | 2050-12-31 | 2050 | 1 |  |  | n/a | Hydro_Standard | Hydro | CAISO_Small_Hydro
SNCLRA_2_UNIT | Channel Islands Power | caiso | SCE | SCE | Southern California Edison | SCE | CAISO | 1985-01-01 | 2050-12-31 | 2050 | 27.5 |  |  | COMBINED CYCLE_NATURAL GAS | Cogen_NG | Cogen | CAISO_CHP
SNCLRA_2_UNIT1 | New Indy Oxnard | caiso | SCE | SCE | Southern California Edison | SCE | CAISO | 1986-03-14 | 2050-12-31 | 2050 | 27.8 |  |  | CT-NatGas-Aero | Cogen_NG | Cogen | CAISO_CHP
SNCLRA_6_OXGEN | E.F. OXNARD INCORPORATED | caiso | SCE | SCE | Southern California Edison | SCE | CAISO | 1990-04-13 | 2050-12-31 | 2050 | 48.5 |  |  | CT-NatGas-Aero | Cogen_NG | Cogen | CAISO_CHP
SNCLRA_6_PROCGN | PROCTER AND GAMBLE OXNARD II | caiso | SCE | SCE | Southern California Edison | SCE | CAISO | 1998-11-17 | 2050-12-31 | 2050 | 49.5 |  |  | CT-NatGas-Aero | Cogen_NG | Cogen | CAISO_CHP
SNCLRA_6_QF | SANTA CLARA QFS | caiso | SCE | SCE | Southern California Edison | SCE | CAISO | 1987-01-01 | 2050-12-31 | 2050 | 1.65 |  |  | n/a | Cogen_NG | Cogen | CAISO_Small_Hydro
SNDBAR_7_UNIT_1 | SANDBAR | caiso | PGE_Valley | PGE_Valley | Pacific Gas and Electric Valley | PGE_Valley | CAISO | 1986-05-19 | 2050-12-31 | 2050 | 16.2 |  |  | n/a | Hydro_Standard | Hydro | CAISO_Hydro
Snedigar_1 | Snedigar-1 | teppc | IPFE | IPFE | Idaho Far East | IPCO | NW | 1985-11-01 | 2030-04-15 | 2029 | 0.54 |  |  | Hydro | Hydro_Standard | Hydro | NW_Hydro
SNMALF_6_UNITS | Sonoma County Landfill | caiso | PGE_Bay | PGE_Bay | Pacific Gas and Electric Bay | PGE_Bay | CAISO | 1993-04-30 | 2050-12-31 | 2050 | 5 |  |  | n/a | Biogas_ | Biogas_LandfillGas | CAISO_Biomass
SNOQCAV12 | SNOQ SW | teppc | PSEI | PSEI | Puget Sound Energy | BPAT | NW | 1950-01-01 | 2050-12-31 | 2050 | 1.8 |  |  | HYDRO | Hydro_Standard | Hydro | NW_Hydro
SNOQCAV13 | SNOQ SW | teppc | PSEI | PSEI | Puget Sound Energy | BPAT | NW | 1950-01-01 | 2050-12-31 | 2050 | 1.8 |  |  | HYDRO | Hydro_Standard | Hydro | NW_Hydro
SNOQCAV14 | SNOQ SW | teppc | PSEI | PSEI | Puget Sound Energy | BPAT | NW | 1950-01-01 | 2050-12-31 | 2050 | 1.8 |  |  | HYDRO | Hydro_Standard | Hydro | NW_Hydro
Snoqualmie1_1_4 | Snoqualmie-1 (Repowered) | teppc | PSEI | PSEI | Puget Sound Energy | BPAT | NW | 2013-06-01 | 2050-12-31 | 2050 | 7.2 |  |  | Hydro | Hydro_Standard | Hydro | NW_Hydro
Snoqualmie1_5 | Snoqualmie-5 (Repowered) | teppc | PSEI | PSEI | Puget Sound Energy | BPAT | NW | 2013-06-01 | 2050-12-31 | 2050 | 6.7 |  |  | Hydro | Hydro_Standard | Hydro | NW_Hydro
Snoqualmie2_6 | Snoqualmie 2-6 (Repowered) | teppc | PSEI | PSEI | Puget Sound Energy | BPAT | NW | 2013-06-01 | 2050-12-31 | 2050 | 13.7 |  |  | Hydro | Hydro_Standard | Hydro | NW_Hydro
Snoqualmie2_7 | Snoqualmie 2-7 (Repowered) | teppc | PSEI | PSEI | Puget Sound Energy | BPAT | NW | 2013-06-01 | 2050-12-31 | 2050 | 27 |  |  | Hydro | Hydro_Standard | Hydro | NW_Hydro
SNORA_2_SNRSLR | SG Sorrento | caiso | IID | SDGE | San Diego Gas and Electric | SDGE | CAISO |  | 2050-12-31 | 2050 | 50 |  |  | PHOTO VOLTAIC_SUN | PVgeneric_sun | Solar_Fixed | CAISO_Solar
Snowflake_White_Mtn | Novo-BioPower Plant G3¦Snowflake White Mountain Power G3¦Abitibi | teppc | AZPS | AZPS | Arizona Public Service Company | AZPS | SW | 2008-06-01 | 2050-12-31 | 2050 | 16 |  |  | Bio-ST | ST_Biomass | Biomass/Wood | SW_Biomass
Soda_1 | Soda-1 | teppc | PAID | PAID | Idaho, PACE Utility | IPCO | NW | 1923-12-01 | 2050-12-31 | 2050 | 7 |  |  | Hydro | Hydro_Standard | Hydro | NW_Hydro
Soda_2 | Soda-2 | teppc | PAID | PAID | Idaho, PACE Utility | IPCO | NW | 1923-12-01 | 2050-12-31 | 2050 | 7 |  |  | Hydro | Hydro_Standard | Hydro | NW_Hydro
Soda_Lake_Geothermal | Soda Lake Geothermal No I II-OEC1 | teppc | SPPC | SPPC | Nevada Power Company | NEVP | SW | 1990-10-01 | 2030-01-01 | 2029 | 12 |  |  | Geo-BinaryCycle | Geothermal_steam | Geothermal | SW_Geothermal
Soda_Springs_1 | Soda Springs-1 | teppc | PACW | PACW | PacifiCorp – West | PACW | NW | 1952-03-01 | 2050-12-31 | 2050 | 11 |  |  | Hydro | Hydro_Standard | Hydro | NW_Hydro
SODER_W1_1 | SODER_W1-1 | teppc | AESO | AESO | Alberta Electric System Operator | BCHA_AESO | Excluded | 2006-08-01 | 2050-12-01 | 2050 | 34.5 |  |  | WT-Onshore | wind_onshorewind | Wind | Excluded_Wind
SODER_W2_1 | SODER_W2-1 | teppc | AESO | AESO | Alberta Electric System Operator | BCHA_AESO | Excluded | 2006-08-01 | 2050-12-01 | 2050 | 34.5 |  |  | WT-Onshore | wind_onshorewind | Wind | Excluded_Wind
SOL_GEN | ELCEN_PV_13.8_GEN1 | teppc | IID | IID | Imperial Irrigation District | IID | IID | 1982-03-01 | 2050-12-31 | 2050 | 20 |  |  | SolarPV-NonTracking | FixedPV_sun | Solar_Fixed | IID_Solar
Solana_1 | Solana Generating Station GEN1¦Q044STG1 | teppc | AZPS | AZPS | Arizona Public Service Company | AZPS | SW | 2013-07-23 | 2050-12-31 | 2050 | 140 |  |  | SolarThermal-CSP6 | SolarThermal_sun | Solar_Thermal | SW_Solar
Solana_2 | Solana Generating Station GEN2¦Q044STG2 | teppc | AZPS | AZPS | Arizona Public Service Company | AZPS | SW | 2013-07-23 | 2050-12-31 | 2050 | 140 |  |  | SolarThermal-CSP6 | SolarThermal_sun | Solar_Thermal | SW_Solar
SONOMA_1_PN5SR1 |  | caiso | PGE_Bay | PGE_Bay | Pacific Gas and Electric Bay | PGE_Bay | CAISO |  | 2050-12-31 | 2050 |  |  |  | Unknown | Unknown | None | CAISO_Unknown
Soo_River_1 | Soo River-1_Soo River-1_IPP-SOR | teppc | BCHA | BCHA | British Columbia Transmission Company | BCHA_AESO | Excluded | 1994-05-25 | 2040-05-25 | 2039 | 6.67 |  |  | Hydro | Hydro_Standard | Hydro | Excluded_Hydro
Soo_River_2 | Soo River-2_Soo River-2_IPP-SOR | teppc | BCHA | BCHA | British Columbia Transmission Company | BCHA_AESO | Excluded | 1994-05-25 | 2040-05-25 | 2039 | 6.67 |  |  | Hydro | Hydro_Standard | Hydro | Excluded_Hydro
SoTreatmentCC_Total | South Treatment Plant (Total CC Plant) | teppc | PNM | PNM | Public Service Company of New Mexico | PNM_EPE | SW | 2005-01-01 | 2050-12-31 | 2050 | 8 |  |  | Bio-CCWhole | CC_Biomass | Biomass/Wood | SW_Biomass
SOUTH_2_UNIT | SOUTH HYDRO | caiso | PGE_Valley | PGE_Valley | Pacific Gas and Electric Valley | PGE_Valley | CAISO | 1979-01-01 | 2050-12-31 | 2050 | 7.1 |  |  | n/a | Hydro_Standard | Hydro | CAISO_Small_Hydro
South_Hurlburt_Wind | South Hurlburt Wind LLC-4 AKA Shepherds Flat | teppc | TPWR | TPWR | Tacoma Power | BPAT | NW | 2012-09-01 | 2050-12-31 | 2050 | 145 |  |  | WT-Onshore | wind_onshorewind | Wind | NW_Wind
South_Peak_Wind |  | teppc | NWMT | NWMT | NorthWestern Energy | NWMT_WAUW | NW | 1950-01-01 | 2050-12-31 | 2050 | 80 |  |  | WT-Onshore | wind_onshorewind | Wind | NW_Wind
South_Point_CC | SouthPointCC (Total CC Plant) | teppc | WALC | WALC | Western Area Power Administration, Lower Colorado Region | WALC | SW | 2001-06-01 | 2050-12-31 | 2050 | 550 |  |  | CCWhole-NatGas-Industrial | CC_NG | CC | SW_CCGT
South_Valley | South Valley Solar Project 1 | teppc | PNM | PNM | Public Service Company of New Mexico | PNM_EPE | SW | 2015-12-29 | 2050-12-31 | 2050 | 7.6 |  |  | SolarPV-Tracking | 1axPV_sun | Solar_1Axis | SW_Solar
SouthDryCreekHydro1 | South Dry Creek Hydro-1 | teppc | IPFE | IPFE | Idaho Far East | IPCO | NW | 1985-09-01 | 2050-12-31 | 2050 | 2 |  |  | Hydro | Hydro_Standard | Hydro | NW_Hydro
SouthForkTolt | South Fork Tolt-1 | teppc | SCL | SCL | Seattle Department of Lighting | BPAT | NW | 1995-11-01 | 2050-12-31 | 2050 | 16.8 |  |  | Hydro | Hydro_Standard | Hydro | NW_Hydro
SPA_Cogen_3_CC | Campbells Cogen (Total CC Plant) | teppc | BANC | BANC | Balancing Authority of Northern California | SMUD | BANC | 1997-12-01 | 2050-12-31 | 2050 | 157 |  |  | CCWhole-NatGas-Aero | CC_NG | CC | BANC_CCGT
SpanishForkWind2 | Spanish Fork Wind Park 2 LLC-1 | teppc | CISC | CISC | Southern California Edison | PACE | NW | 2008-08-01 | 2050-12-31 | 2050 | 19 |  |  | WT-Onshore | wind_onshorewind | Wind | CAISO_Wind
SPAULD_6_UNIT_3 | SPAULDING HYDRO PH 3 UNIT | caiso | PGE_Valley | PGE_Valley | Pacific Gas and Electric Valley | PGE_Valley | CAISO | 1928-01-01 | 2050-12-31 | 2050 | 6.5 |  |  | n/a | Hydro_Standard | Hydro | CAISO_Hydro
SPAULD_6_UNIT12 | SPAULDING HYDRO PH 1 & 2 AGGREGATE | caiso | PGE_Valley | PGE_Valley | Pacific Gas and Electric Valley | PGE_Valley | CAISO | 1929-01-01 | 2050-12-31 | 2050 | 11.4 |  |  | n/a | Hydro_Standard | Hydro | CAISO_Hydro
SPBURN_2_UNIT_1 |  | caiso | PGE_Valley | PGE_Valley | Pacific Gas and Electric Valley | PGE_Valley | CAISO | 1986-01-01 | 2050-12-31 | 2050 | 22 |  |  | n/a | ST_Biomass | Biomass/Wood | CAISO_Biomass
SPBURN_7_SNOWMT | SPBURN_7_SNOWMT | caiso | PGE_Valley | PGE_Valley | Pacific Gas and Electric Valley | PGE_Valley | CAISO | 1990-03-28 | 2050-12-31 | 2050 | 3 |  |  | n/a | Hydro_Standard | Hydro | CAISO_Small_Hydro
Spectrum | Spectrum Nevada Solar-1 | teppc | NEVP | NEVP | Nevada Power Company | NEVP | SW | 1998-04-01 | 2050-12-31 | 2050 | 30 |  |  | SolarPV-NonTracking | FixedPV_sun | Solar_Fixed | SW_Solar
SPI_LI_2_UNIT_1 |  | caiso | PGE_Valley | PGE_Valley | Pacific Gas and Electric Valley | PGE_Valley | CAISO | 1986-06-03 | 2050-12-31 | 2050 | 17.2 |  |  | n/a | ST_Biomass | Biomass/Wood | CAISO_Biomass
SPIAND_1_ANDSN2 |  | caiso | PGE_Valley | PGE_Valley | Pacific Gas and Electric Valley | PGE_Valley | CAISO | 2015-09-09 | 2050-12-31 | 2050 | 27.15 |  |  | n/a | ST_Biomass | Biomass/Wood | CAISO_Biomass
SPICER_1_UNITS | SPICER HYDRO UNITS 1-3 AGGREGATE | caiso | PGE_Valley | PGE_Valley | Pacific Gas and Electric Valley | PGE_Valley | CAISO | 1990-01-01 | 2050-12-31 | 2050 | 6 |  |  | n/a | Hydro_Standard | Hydro | CAISO_Small_Hydro
SPIFBD_1_PL1X2 |  | caiso | PGE_Valley | PGE_Valley | Pacific Gas and Electric Valley | PGE_Valley | CAISO | 2001-05-29 | 2050-12-31 | 2050 | 7.5 |  |  | n/a | Cogen_NG | Cogen | CAISO_CHP
Spillimacheen_1 | Spillimacheen-1_Spillimacheen-1_BCH-SPN | teppc | BCHA | BCHA | British Columbia Transmission Company | BCHA_AESO | Excluded | 1954-12-01 | 2033-03-31 | 2032 | 1 |  |  | Hydro | Hydro_Standard | Hydro | Excluded_Hydro
Spillimacheen_2 | Spillimacheen-2_Spillimacheen-2_BCH-SPN | teppc | BCHA | BCHA | British Columbia Transmission Company | BCHA_AESO | Excluded | 1954-12-01 | 2033-03-31 | 2032 | 1 |  |  | Hydro | Hydro_Standard | Hydro | Excluded_Hydro
Spillimacheen_3 | Spillimacheen-3_Spillimacheen-3_BCH-SPN | teppc | BCHA | BCHA | British Columbia Transmission Company | BCHA_AESO | Excluded | 1954-12-01 | 2033-03-31 | 2032 | 2.8 |  |  | Hydro | Hydro_Standard | Hydro | Excluded_Hydro
Spindle_Hill_1 | Spindle Hill Energy Center GEN1 | teppc | PSCO | PSCO | Public Service Company of Colorado | PSCO | Excluded | 2007-06-01 | 2050-12-31 | 2050 | 154 |  |  | CT-NatGas-Industrial | CT_NG | CT | Excluded_Peaker
Spindle_Hill_2 | Spindle Hill Energy Center GEN2 | teppc | PSCO | PSCO | Public Service Company of Colorado | PSCO | Excluded | 2007-06-01 | 2050-12-31 | 2050 | 154 |  |  | CT-NatGas-Industrial | CT_NG | CT | Excluded_Peaker
Spion_Kop | Spion Kop Wind Farm-SKW25 | teppc | NWMT | NWMT | NorthWestern Energy | NWMT_WAUW | NW | 2012-12-31 | 2050-12-01 | 2050 | 40 |  |  | WT-Onshore | wind_onshorewind | Wind | NW_Wind
Spirit_Mountain | Spirit Mountain 1 | teppc | WACM | WACM | Western Area Power Administration, Colorado-Missouri Region | WACM | Excluded | 1995-06-01 | 2050-12-31 | 2050 | 5 |  |  | Hydro | Hydro_Standard | Hydro | Excluded_Hydro
Spokane1 | Wheelabrator Spokane-GEN1 | teppc | AVA | AVA | Avista Corp. | BPAT | NW | 1991-09-01 | 2050-12-31 | 2050 | 26 |  |  | Bio-ST | ST_Biomass | Biomass/Wood | NW_Biomass
SPQUIN_6_SRPCQU |  | caiso | PGE_Valley | PGE_Valley | Pacific Gas and Electric Valley | PGE_Valley | CAISO | 1983-01-14 | 2050-12-31 | 2050 | 24 |  |  | n/a | ST_Biomass | Biomass/Wood | CAISO_Biomass
Spray1_1 | Spray1-1 | teppc | AESO | AESO | Alberta Electric System Operator | BCHA_AESO | Excluded | 1954-01-01 | 2050-12-01 | 2050 | 46 |  |  | Hydro | Hydro_Standard | Hydro | Excluded_Hydro
Spray2_1 | Spray2-1 | teppc | AESO | AESO | Alberta Electric System Operator | BCHA_AESO | Excluded | 1954-01-01 | 2050-12-01 | 2050 | 46 |  |  | Hydro | Hydro_Standard | Hydro | Excluded_Hydro
SPRGAP_1_UNIT_1 | SPRING GAP HYDRO | caiso | PGE_Valley | PGE_Valley | Pacific Gas and Electric Valley | PGE_Valley | CAISO | 1921-01-01 | 2050-12-31 | 2050 | 7 |  |  | n/a | Hydro_Standard | Hydro | CAISO_Hydro
SPRGVL_2_CREST |  | caiso | SCE | SCE | Southern California Edison | SCE | CAISO |  | 2050-12-31 | 2050 | 14 |  |  | PVgeneric_sun | PVgeneric_sun | Solar_Fixed | CAISO_Solar
SPRGVL_2_QF | SPRINGVILLE QFS | caiso | SCE | SCE | Southern California Edison | SCE | CAISO | 1991-02-01 | 2050-12-31 | 2050 | 0.18 |  |  | n/a | Cogen_NG | Cogen | CAISO_CHP
SPRGVL_2_TULE | TULE RIVER HYDRO PLANT (PG&E) | caiso | SCE | SCE | Southern California Edison | SCE | CAISO | 1914-01-01 | 2050-12-31 | 2050 | 6.4 |  |  | n/a | Hydro_Standard | Hydro | CAISO_Small_Hydro
SPRGVL_2_TULESC | TULE RIVER HYDRO PLANT (SCE) | caiso | SCE | SCE | Southern California Edison | SCE | CAISO | 1909-01-01 | 2050-12-31 | 2050 | 2.5 |  |  | n/a | Hydro_Standard | Hydro | CAISO_Small_Hydro
Spring_Canyon_1 | Spring Canyon I Energy Center 1 | teppc | PSCO | PSCO | Public Service Company of Colorado | PSCO | Excluded | 2006-02-01 | 2050-12-31 | 2050 | 60 |  |  | WT-Onshore | wind_onshorewind | Wind | Excluded_Wind
Spring_Canyon_2_3 | Spring Canyon II & III Energy Center | teppc | PSCO | PSCO | Public Service Company of Colorado | PSCO | Excluded | 2014-12-01 | 2050-12-31 | 2050 | 60 |  |  | WT-Onshore | wind_onshorewind | Wind | Excluded_Wind
Spring_Creek_1 | Spring Creek Dam 1 | teppc | BANC | BANC | Balancing Authority of Northern California | SMUD | BANC | 1964-01-01 | 2050-12-31 | 2050 | 96 |  |  | Hydro | Hydro_Standard | Hydro | BANC_Hydro
Spring_Creek_2 | Spring Creek Dam 2 | teppc | BANC | BANC | Balancing Authority of Northern California | SMUD | BANC | 1964-01-01 | 2050-12-31 | 2050 | 96 |  |  | Hydro | Hydro_Standard | Hydro | BANC_Hydro
Spring_Valley_Wind | Spring Valley Wind Project-WTG¦Osceola | teppc | SPPC | SPPC | Nevada Power Company | NEVP | SW | 2012-08-16 | 2050-12-31 | 2050 | 150 |  |  | WT-Onshore | wind_onshorewind | Wind | SW_Wind
Springbok_1 | Springbok Solar Farm I Project SB1¦Q18PV¦Springbok 1 | teppc | LDWP | LDWP | Los Angeles Department of Water and Power | LADWP | LDWP | 2016-06-01 | 2050-12-31 | 2050 | 108 |  |  | SolarPV-Tracking | 1axPV_sun | Solar_1Axis | LDWP_Solar
Springbok_2 | Springbok 2 Solar Farm (Homes Ranch) SB2¦Q19PV | teppc | LDWP | LDWP | Los Angeles Department of Water and Power | LADWP | LDWP | 2016-06-01 | 2050-12-31 | 2050 | 165 |  |  | SolarPV-Tracking | 1axPV_sun | Solar_1Axis | LDWP_Solar
Springbok_3 | Springbok 3 Solar Farm (Sons Ranch) 1¦Q18Q19 | teppc | LDWP | LDWP | Los Angeles Department of Water and Power | LADWP | LDWP | 2018-06-01 | 2050-12-31 | 2050 | 90 |  |  | SolarPV-Tracking | 1axPV_sun | Solar_1Axis | LDWP_Solar
Springerville_1 | Springerville 1 | teppc | TEPC | TEPC | Tucson Electric Power Company | TEPC | SW | 1985-06-01 | 2050-12-31 | 2050 | 387 |  |  | ST-Coal | Steam_Coal | Coal | SW_Coal
Springerville_2 | Springerville 2 | teppc | TEPC | TEPC | Tucson Electric Power Company | TEPC | SW | 1990-06-01 | 2050-12-31 | 2050 | 406 |  |  | ST-Coal | Steam_Coal | Coal | SW_Coal
Springerville_3 | Springerville 3 | teppc | TEPC | TEPC | Tucson Electric Power Company | TEPC | SW | 2014-06-01 | 2050-12-31 | 2050 | 417 |  |  | ST-Coal | Steam_Coal | Coal | SW_Coal
Springerville_4 | Springerville 4 | teppc | TEPC | TEPC | Tucson Electric Power Company | TEPC | SW | 2009-12-17 | 2050-12-31 | 2050 | 415 |  |  | ST-Coal | Steam_Coal | Coal | SW_Coal
Sprott_FortGT_2 | Sprott Fort Macleod GT-2 | teppc | BCHA | BCHA | British Columbia Transmission Company | BCHA_AESO | Excluded | 2015-07-31 | 2050-12-31 | 2050 | 20 |  |  | CT-NatGas-Industrial | CT_NG | CT | Excluded_Peaker
Squamish | Squamish Power Project (aka woodfiber)-1_Squamish Power Project (aka woodfiber)-_IPP-WFR | teppc | BCHA | BCHA | British Columbia Transmission Company | BCHA_AESO | Excluded | 2013-04-01 | 2033-05-30 | 2032 | 1.4 |  |  | Bio-ST | ST_Biomass | Biomass/Wood | Excluded_Biomass
SRINTL_6_UNIT | SRI INTERNATIONAL | caiso | PGE_Bay | PGE_Bay | Pacific Gas and Electric Bay | PGE_Bay | CAISO | 1987-03-10 | 2050-12-31 | 2050 | 6.9 |  |  | CT-NatGas-Aero | Cogen_NG | Cogen | CAISO_CHP
SS_Creek | SS Creek Hydro Project-1_SS Creek Hydro Project-1_IPP-SSZ | teppc | PSCO | PSCO | Public Service Company of Colorado | PSCO | Excluded | 2015-11-01 | 2045-11-01 | 2045 | 7 |  |  | Hydro | Hydro_Standard | Hydro | Excluded_Hydro
ST_DIST_PV | NRG-1_Roadrunner Solar-1 | teppc | EPE | EPE | El Paso Electric Company | PNM_EPE | SW | 2011-08-29 | 2031-08-31 | 2030 | 20 |  |  | SolarPV-Tracking | 1axPV_sun | Solar_1Axis | SW_Solar
St_Marys_Dam | CHD St Marys Dam-1 | teppc | AESO | AESO | Alberta Electric System Operator | BCHA_AESO | Excluded | 1986-04-15 | 2050-12-01 | 2050 | 2.3 |  |  | Hydro | Hydro_Standard | Hydro | Excluded_Hydro
Stagecoach | Stagecoach Hydro-1 | teppc | PSCO | PSCO | Public Service Company of Colorado | PSCO | Excluded | 1989-10-01 | 2030-04-15 | 2029 | 0.82 |  |  | Hydro | Hydro_Standard | Hydro | Excluded_Hydro
STANDBY_AGG__3 | STANDBY AGG.-3 | teppc | PNM | PNM | Public Service Company of New Mexico | PNM_EPE | SW | 2003-07-01 | 2030-04-15 | 2029 | 62.2 |  |  | CT-OilDistillate | CT_Oil | CT | SW_Peaker
STANIS_7_UNIT_1 | STANISLAUS HYDRO | caiso | PGE_Valley | PGE_Valley | Pacific Gas and Electric Valley | PGE_Valley | CAISO | 1963-01-01 | 2050-12-31 | 2050 | 91 |  |  | n/a | Hydro_Standard | Hydro | CAISO_Hydro
Stanton_1 | Stanton-1 | teppc | BPAT | BPAT | Bonneville Power Administration – Transmission | BPAT | NW | 2012-01-10 | 2037-01-10 | 2036 | 0.31 |  |  | SolarPV-NonTracking | FixedPV_sun | Solar_Fixed | NW_Solar
Star_Point_Wind | Star Point Wind Project LLC-1 | teppc | TPWR | TPWR | Tacoma Power | BPAT | NW | 2010-02-01 | 2050-12-31 | 2050 | 98.7 |  |  | WT-Onshore | wind_onshorewind | Wind | NW_Wind
Stateline |  | teppc | BPAT | BPAT | Bonneville Power Administration – Transmission | BPAT | NW | 2001-12-01 | 2050-12-31 | 2050 | 100 |  |  | WT-Onshore | wind_onshorewind | Wind | NW_Wind
STAUFF_1_UNIT | RHODIA INC. (RHONE-POULENC) | caiso | PGE_Bay | PGE_Bay | Pacific Gas and Electric Bay | PGE_Bay | CAISO | 1977-06-01 | 2050-12-31 | 2050 | 4.6 |  |  | ST-Other | Cogen_NG | Cogen | CAISO_CHP
Stave_Falls_1 | Stave Falls-1_Stave Falls New-1_BCH-SFN | teppc | BCHA | BCHA | British Columbia Transmission Company | BCHA_AESO | Excluded | 1999-10-01 | 2033-03-31 | 2032 | 45.5 |  |  | Hydro | Hydro_Standard | Hydro | Excluded_Hydro
Stave_Falls_2 | Stave Falls-2_Stave Falls New-2_BCH-SFN | teppc | BCHA | BCHA | British Columbia Transmission Company | BCHA_AESO | Excluded | 1999-10-01 | 2033-03-31 | 2032 | 45.5 |  |  | Hydro | Hydro_Standard | Hydro | Excluded_Hydro
Steamboat_2_1 | Steamboat II-T201¦Far West¦Steamboat Far West¦Steamboat 2 | teppc | SPPC | SPPC | Nevada Power Company | NEVP | SW | 1992-09-01 | 2050-12-31 | 2050 | 11.3 |  |  | Geo-BinaryCycle | Geothermal_steam | Geothermal | SW_Geothermal
Steamboat_2_2 | Steamboat II-T202¦Far West¦Steamboat Far West¦Steamboat 2 | teppc | SPPC | SPPC | Nevada Power Company | NEVP | SW | 1992-09-01 | 2050-12-31 | 2050 | 11.3 |  |  | Geo-BinaryCycle | Geothermal_steam | Geothermal | SW_Geothermal
Steamboat_3_1 | Steamboat III-T301¦Far West¦Steamboat Far West¦Steamboat 3 | teppc | SPPC | SPPC | Nevada Power Company | NEVP | SW | 1992-10-01 | 2050-12-31 | 2050 | 11.3 |  |  | Geo-BinaryCycle | Geothermal_steam | Geothermal | SW_Geothermal
Steamboat_3_2 | Steamboat III-T302¦Far West¦Steamboat Far West¦Steamboat 3 | teppc | SPPC | SPPC | Nevada Power Company | NEVP | SW | 1992-10-01 | 2050-12-31 | 2050 | 11.3 |  |  | Geo-BinaryCycle | Geothermal_steam | Geothermal | SW_Geothermal
Stegall_DCI | Stegall DC Intertie (Fictional Resource) | teppc | PSCO | PSCO | Public Service Company of Colorado | PSCO | Excluded | 1986-04-15 | 2050-12-31 | 2050 | 110 |  |  | DC-Intertie | Intertie_NOTGEN | None | Excluded_Imports
STEVENS_SOL | STEVENSVILLE | teppc | PAUT | PAUT | Utah, PACE Utility | PACE | NW | 2016-01-01 | 2050-12-31 | 2050 | 79.2 |  |  | SolarPV-NonTracking | FixedPV_sun | Solar_Fixed | NW_Solar
Stewart_Mountain | Stewart Mountain SM | teppc | SRP | SRP | Salt River Project | SRP | SW | 1930-03-01 | 2050-12-31 | 2050 | 13 |  |  | Hydro | Hydro_Standard | Hydro | SW_Hydro
STIGCT_2_LODI | LODI STIG UNIT | caiso | PGE_Valley | PGE_Valley | Pacific Gas and Electric Valley | PGE_Valley | CAISO | 1996-01-01 | 2050-12-31 | 2050 | 49.9 |  |  | CT-NatGas-Aero | CT_NG | CT | CAISO_Peaker1
Stillwater_Geo_1 | Enel Stillwater Facility 1¦CRD_IPP_GO_G1 | teppc | SPPC | SPPC | Nevada Power Company | NEVP | SW | 2009-09-01 | 2050-12-31 | 2050 | 11.2 |  |  | Geo-BinaryCycle | Geothermal_steam | Geothermal | SW_Geothermal
Stillwater_Geo_2 | Enel Stillwater Facility 2¦CRD_IPP_GO_G2 | teppc | SPPC | SPPC | Nevada Power Company | NEVP | SW | 2009-09-01 | 2050-12-31 | 2050 | 11.2 |  |  | Geo-BinaryCycle | Geothermal_steam | Geothermal | SW_Geothermal
Stillwater_Geo_3 | Enel Stillwater Facility 3¦CRD_IPP_GO_G3 | teppc | SPPC | SPPC | Nevada Power Company | NEVP | SW | 2009-09-01 | 2050-12-31 | 2050 | 11.2 |  |  | Geo-BinaryCycle | Geothermal_steam | Geothermal | SW_Geothermal
Stillwater_Geo_4 | Enel Stillwater Facility 4¦CRD_IPP_GO_G4 | teppc | SPPC | SPPC | Nevada Power Company | NEVP | SW | 2009-09-01 | 2050-12-31 | 2050 | 11.2 |  |  | Geo-BinaryCycle | Geothermal_steam | Geothermal | SW_Geothermal
Stillwater_Solar | Stillwater Facility-1¦CRD_IPP_PV_G1 | teppc | SPPC | SPPC | Nevada Power Company | NEVP | SW | 1988-02-01 | 2030-01-01 | 2029 | 22 |  |  | SolarPV-NonTracking | FixedPV_sun | Solar_Fixed | SW_Solar
STNRES_1_UNIT | Covanta Stanislaus | caiso | PGE_Valley | PGE_Valley | Pacific Gas and Electric Valley | PGE_Valley | CAISO | 1988-09-06 | 2050-12-31 | 2050 | 19.9 |  |  | n/a | ST_Biomass | Biomass/Wood | CAISO_Biomass
STOILS_1_UNITS | STOILS_1_UNIT 2 | caiso | PGE_Bay | PGE_Bay | Pacific Gas and Electric Bay | PGE_Bay | CAISO | 1992-08-31 | 2050-12-31 | 2050 | 56.2 |  |  | ST-NatGas | Cogen_NG | Cogen | CAISO_CHP
Stokke1 | Stokke (SKK, Kwalsa Energy)-1_Stokke (SKK, Kwalsa Energy)-1_IPP-SKK | teppc | BCHA | BCHA | British Columbia Transmission Company | BCHA_AESO | Excluded | 2009-11-12 | 2049-10-19 | 2049 | 11.02 |  |  | Hydro | Hydro_Standard | Hydro | Excluded_Hydro
Stokke2 | Stokke (SKK, Kwalsa Energy)-2_Stokke (SKK, Kwalsa Energy)-2_IPP-SKK | teppc | BCHA | BCHA | British Columbia Transmission Company | BCHA_AESO | Excluded | 2009-11-12 | 2049-10-19 | 2049 | 11.02 |  |  | Hydro | Hydro_Standard | Hydro | Excluded_Hydro
Stone_Creek_1 | Stone Creek-1 | teppc | PGE | PGE | Portland General Electric Company | PortlandGE | NW | 1994-01-01 | 2050-12-31 | 2050 | 12 |  |  | Hydro | Hydro_Standard | Hydro | NW_Hydro
STOREY_2_MDRCH2 | Madera Chowchilla 2 | caiso | PGE_Valley | PGE_Valley | Pacific Gas and Electric Valley | PGE_Valley | CAISO | 1986-04-11 | 2050-12-31 | 2050 | 0.56 |  |  | n/a | Hydro_Standard | Hydro | CAISO_Small_Hydro
STOREY_2_MDRCH3 | Madera Chowchilla 3 | caiso | PGE_Valley | PGE_Valley | Pacific Gas and Electric Valley | PGE_Valley | CAISO | 1986-04-16 | 2050-12-31 | 2050 | 0.42 |  |  | n/a | Hydro_Standard | Hydro | CAISO_Small_Hydro
STOREY_2_MDRCH4 | Madera Chowchilla 4 | caiso | PGE_Valley | PGE_Valley | Pacific Gas and Electric Valley | PGE_Valley | CAISO |  | 2050-12-31 | 2050 | 0.92 |  |  | HYDRO_WATER | Hydro_Standard | Hydro | CAISO_Small_Hydro
STOREY_7_MDRCHW | Madera Canal Site 980 | caiso | PGE_Valley | PGE_Valley | Pacific Gas and Electric Valley | PGE_Valley | CAISO | 1985-02-02 | 2050-12-31 | 2050 | 1.84 |  |  | n/a | Hydro_Standard | Hydro | CAISO_Small_Hydro
Strathcona_1 | Strathcona-1_Strathcona-1_BCH-SCA | teppc | BCHA | BCHA | British Columbia Transmission Company | BCHA_AESO | Excluded | 1958-01-01 | 2033-03-31 | 2032 | 32.5 |  |  | Hydro | Hydro_Standard | Hydro | Excluded_Hydro
Strathcona_2 | Strathcona-2_Strathcona-2_BCH-SCA | teppc | BCHA | BCHA | British Columbia Transmission Company | BCHA_AESO | Excluded | 1958-01-01 | 2033-03-31 | 2032 | 32.5 |  |  | Hydro | Hydro_Standard | Hydro | Excluded_Hydro
StrawberryCreek1 | Strawberry Creek-1 | teppc | CISC | CISC | Southern California Edison | SCE | CAISO | 1951-01-01 | 2050-12-31 | 2050 | 0.5 |  |  | Hydro | Hydro_Standard | Hydro | CAISO_Hydro
StrawberryCreek2 | Strawberry Creek-2 | teppc | CISC | CISC | Southern California Edison | SCE | CAISO | 1951-01-01 | 2050-12-31 | 2050 | 0.5 |  |  | Hydro | Hydro_Standard | Hydro | CAISO_Hydro
StrawberryCreek3 | Strawberry Creek-3 | teppc | CISC | CISC | Southern California Edison | SCE | CAISO | 1951-01-01 | 2050-12-31 | 2050 | 0.5 |  |  | Hydro | Hydro_Standard | Hydro | CAISO_Hydro
Strontia_Springs | Strontia Springs Hydro Plant 1 and 2¦Strontia Springs | teppc | PSCO | PSCO | Public Service Company of Colorado | PSCO | Excluded | 1951-01-01 | 2050-12-31 | 2050 | 1 |  |  | Hydro | Hydro_Standard | Hydro | Excluded_Hydro
STROUD_6_SOLAR |  | caiso | PGE_Valley | PGE_Valley | Pacific Gas and Electric Valley | PGE_Valley | CAISO | 2011-10-04 | 2050-12-31 | 2050 | 20 |  |  | n/a | PVgeneric_sun | Solar_Fixed | CAISO_Solar
STROUD_6_WWHSR1 | Winter Wheat Solar Farm | caiso | PGE_Valley | PGE_Valley | Pacific Gas and Electric Valley | PGE_Valley | CAISO |  | 2050-12-31 | 2050 | 1.5 |  |  | PHOTO VOLTAIC_SUN | PVgeneric_sun | Solar_Fixed | CAISO_Solar
SUB10_13 | SUB10_13 | teppc | BCHA | BCHA | British Columbia Transmission Company | BCHA_AESO | Excluded | 1950-01-01 | 2050-12-31 | 2050 | 4 |  |  | MotorLoad | Load | Load | Excluded_Load
SUB12B | SUB12B | teppc | BCHA | BCHA | British Columbia Transmission Company | BCHA_AESO | Excluded | 1950-01-01 | 2050-12-31 | 2050 | 7 |  |  | MotorLoad | Load | Load | Excluded_Load
SUB12B24 | SUB12B24 | teppc | BCHA | BCHA | British Columbia Transmission Company | BCHA_AESO | Excluded | 1950-01-01 | 2050-12-31 | 2050 | 1 |  |  | MotorLoad | Load | Load | Excluded_Load
SUB5_2 | SUB5_2 | teppc | BCHA | BCHA | British Columbia Transmission Company | BCHA_AESO | Excluded | 1950-01-01 | 2050-12-31 | 2050 | 5 |  |  | MotorLoad | Load | Load | Excluded_Load
SUB7_2 | SUB7_2 | teppc | BCHA | BCHA | British Columbia Transmission Company | BCHA_AESO | Excluded | 1950-01-01 | 2050-12-31 | 2050 | 5 |  |  | MotorLoad | Load | Load | Excluded_Load
Sullivan_1 | Sullivan-1 | teppc | PGE | PGE | Portland General Electric Company | PortlandGE | NW | 1952-12-01 | 2050-12-31 | 2050 | 1.2 |  |  | Hydro | Hydro_Standard | Hydro | NW_Hydro
Sullivan_10 | Sullivan-10 | teppc | CISC | CISC | Southern California Edison | SCE | CAISO | 1952-12-01 | 2050-12-31 | 2050 | 1.2 |  |  | Hydro | Hydro_Standard | Hydro | CAISO_Hydro
Sullivan_11 | Sullivan-11 | teppc | CISC | CISC | Southern California Edison | SCE | CAISO | 1952-12-01 | 2050-12-31 | 2050 | 1.2 |  |  | Hydro | Hydro_Standard | Hydro | CAISO_Hydro
Sullivan_12 | Sullivan-12 | teppc | CISC | CISC | Southern California Edison | SCE | CAISO | 1952-12-01 | 2050-12-31 | 2050 | 1.2 |  |  | Hydro | Hydro_Standard | Hydro | CAISO_Hydro
Sullivan_13 | Sullivan-13 | teppc | CISC | CISC | Southern California Edison | SCE | CAISO | 1952-12-01 | 2050-12-31 | 2050 | 1.2 |  |  | Hydro | Hydro_Standard | Hydro | CAISO_Hydro
Sullivan_2 | Sullivan-2 | teppc | CISC | CISC | Southern California Edison | SCE | CAISO | 1952-12-01 | 2050-12-31 | 2050 | 1.2 |  |  | Hydro | Hydro_Standard | Hydro | CAISO_Hydro
Sullivan_3 | Sullivan-3 | teppc | CISC | CISC | Southern California Edison | SCE | CAISO | 1952-12-01 | 2050-12-31 | 2050 | 1.2 |  |  | Hydro | Hydro_Standard | Hydro | CAISO_Hydro
Sullivan_4 | Sullivan-4 | teppc | CISC | CISC | Southern California Edison | SCE | CAISO | 1952-12-01 | 2050-12-31 | 2050 | 1.2 |  |  | Hydro | Hydro_Standard | Hydro | CAISO_Hydro
Sullivan_5 | Sullivan-5 | teppc | CISC | CISC | Southern California Edison | SCE | CAISO | 1952-12-01 | 2050-12-31 | 2050 | 1.2 |  |  | Hydro | Hydro_Standard | Hydro | CAISO_Hydro
Sullivan_6 | Sullivan-6 | teppc | CISC | CISC | Southern California Edison | SCE | CAISO | 1952-12-01 | 2050-12-31 | 2050 | 1.2 |  |  | Hydro | Hydro_Standard | Hydro | CAISO_Hydro
Sullivan_7 | Sullivan-7 | teppc | CISC | CISC | Southern California Edison | SCE | CAISO | 1952-12-01 | 2050-12-31 | 2050 | 1.2 |  |  | Hydro | Hydro_Standard | Hydro | CAISO_Hydro
Sullivan_8 | Sullivan-8 | teppc | CISC | CISC | Southern California Edison | SCE | CAISO | 1952-12-01 | 2050-12-31 | 2050 | 1.2 |  |  | Hydro | Hydro_Standard | Hydro | CAISO_Hydro
Sullivan_9 | Sullivan-9 | teppc | CISC | CISC | Southern California Edison | SCE | CAISO | 1924-05-01 | 2050-12-31 | 2050 | 1 |  |  | Hydro | Hydro_Standard | Hydro | CAISO_Hydro
SumasPowerCC_Total | SumasPowerCC (Total CC Plant) | teppc | PSEI | PSEI | Puget Sound Energy | BPAT | NW | 1993-03-01 | 2050-12-31 | 2050 | 139.2 |  |  | CCWhole-NatGas-Industrial | CC_NG | CC | NW_CCGT
Summer_Falls1 | Summer Falls Power Plant-1 | teppc | TPWR | TPWR | Tacoma Power | BPAT | NW | 1985-01-01 | 2050-12-31 | 2050 | 47 |  |  | Hydro | Hydro_Standard | Hydro | NW_Hydro
Summer_Falls2 | Summer Falls Power Plant-2 | teppc | TPWR | TPWR | Tacoma Power | BPAT | NW | 1985-01-01 | 2050-12-31 | 2050 | 47 |  |  | Hydro | Hydro_Standard | Hydro | NW_Hydro
SummerviewG1 | SummerviewG1-1 | teppc | AESO | AESO | Alberta Electric System Operator | BCHA_AESO | Excluded | 2004-09-30 | 2050-12-01 | 2050 | 41.4 |  |  | WT-Onshore | wind_onshorewind | Wind | Excluded_Wind
SummerviewG2 | SummerviewG2-1 | teppc | AESO | AESO | Alberta Electric System Operator | BCHA_AESO | Excluded | 2004-09-30 | 2050-12-01 | 2050 | 27 |  |  | WT-Onshore | wind_onshorewind | Wind | Excluded_Wind
SummerviewG3 | SummerviewG3-1 | teppc | AESO | AESO | Alberta Electric System Operator | BCHA_AESO | Excluded | 2010-02-12 | 2050-12-31 | 2050 | 45 |  |  | WT-Onshore | wind_onshorewind | Wind | Excluded_Wind
SummerviewG4 | SummerviewG4-2 | teppc | AESO | AESO | Alberta Electric System Operator | BCHA_AESO | Excluded | 2010-02-12 | 2050-12-31 | 2050 | 18 |  |  | WT-Onshore | wind_onshorewind | Wind | Excluded_Wind
SummitG1 | SummitG1-1 | teppc | AESO | AESO | Alberta Electric System Operator | BCHA_AESO | Excluded | 2010-07-01 | 2050-12-31 | 2050 | 48 |  |  | CT-NatGas-Industrial | CT_NG | CT | Excluded_Peaker
SummitG2 | SummitG2-2 | teppc | AESO | AESO | Alberta Electric System Operator | BCHA_AESO | Excluded | 2010-07-01 | 2050-12-31 | 2050 | 48 |  |  | CT-NatGas-Industrial | CT_NG | CT | Excluded_Peaker
SummitG3 | SummitG3-3 | teppc | AESO | AESO | Alberta Electric System Operator | BCHA_AESO | Excluded | 2010-07-01 | 2050-12-31 | 2050 | 48 |  |  | CT-NatGas-Industrial | CT_NG | CT | Excluded_Peaker
SUMWHT_6_SWSSR1 |  | caiso | PGE_Valley | PGE_Valley | Pacific Gas and Electric Valley | PGE_Valley | CAISO | 2018-10-11 | 2050-12-31 | 2050 | 18.5 |  |  | PVgeneric_sun | PVgeneric_sun | Solar_Fixed | CAISO_Solar
Sun_Edison_Victorville_Solar | Sun Edison Victorville Solar | rps | SCE | SDG&E | San Diego Gas and Electric | SDGE | CAISO | 2015-11-30 | 2050-12-31 | 2050 | 10 |  |  | Solar PV - Ground mountSolar: Tracking (1 Axis) | 1axPV_sun | Solar_1Axis | CAISO_Solar
Sun_Streams__LLC | Sun Streams, LLC | rps | SRP | SCE | Southern California Edison | SCE | CAISO | 2020-01-01 | 2050-12-31 | 2050 | 160 |  |  | Solar PV - Ground mountSolar: Tracking (1 Axis) | 1axPV_sun | Solar_1Axis | CAISO_Solar
Suncor1 | Suncor 1-1 | teppc | AESO | AESO | Alberta Electric System Operator | BCHA_AESO | Excluded | 1986-04-15 | 2050-12-01 | 2050 | 34.4 |  |  | CT-AB-Cogen | Cogen_NG | Cogen | Excluded_CHP
Suncor2 | Suncor 2-1 | teppc | AESO | AESO | Alberta Electric System Operator | BCHA_AESO | Excluded | 1986-04-15 | 2050-12-01 | 2050 | 31.4 |  |  | CT-AB-Cogen | Cogen_NG | Cogen | Excluded_CHP
Sundance_AZ_01 | Sundance Energy CT1 | teppc | AZPS | AZPS | Arizona Public Service Company | AZPS | SW | 2002-05-01 | 2050-12-31 | 2050 | 44 |  |  | CT-NatGas-Aero | CT_NG | CT | SW_Peaker
Sundance_AZ_02 | Sundance Energy CT2 | teppc | AZPS | AZPS | Arizona Public Service Company | AZPS | SW | 2002-05-01 | 2050-12-31 | 2050 | 44 |  |  | CT-NatGas-Aero | CT_NG | CT | SW_Peaker
Sundance_AZ_03 | Sundance Energy CT3 | teppc | AZPS | AZPS | Arizona Public Service Company | AZPS | SW | 2002-05-01 | 2050-12-31 | 2050 | 44 |  |  | CT-NatGas-Aero | CT_NG | CT | SW_Peaker
Sundance_AZ_04 | Sundance Energy CT4 | teppc | AZPS | AZPS | Arizona Public Service Company | AZPS | SW | 2002-05-01 | 2050-12-31 | 2050 | 44 |  |  | CT-NatGas-Aero | CT_NG | CT | SW_Peaker
Sundance_AZ_05 | Sundance Energy CT5 | teppc | AZPS | AZPS | Arizona Public Service Company | AZPS | SW | 2002-05-01 | 2050-12-31 | 2050 | 44 |  |  | CT-NatGas-Aero | CT_NG | CT | SW_Peaker
Sundance_AZ_06 | Sundance Energy CT6 | teppc | AZPS | AZPS | Arizona Public Service Company | AZPS | SW | 2002-05-01 | 2050-12-31 | 2050 | 44 |  |  | CT-NatGas-Aero | CT_NG | CT | SW_Peaker
Sundance_AZ_07 | Sundance Energy CT7 | teppc | AZPS | AZPS | Arizona Public Service Company | AZPS | SW | 2002-05-01 | 2050-12-31 | 2050 | 44 |  |  | CT-NatGas-Aero | CT_NG | CT | SW_Peaker
Sundance_AZ_08 | Sundance Energy CT8 | teppc | AZPS | AZPS | Arizona Public Service Company | AZPS | SW | 2002-05-01 | 2050-12-31 | 2050 | 44 |  |  | CT-NatGas-Aero | CT_NG | CT | SW_Peaker
Sundance_AZ_09 | Sundance Energy CT9 | teppc | AZPS | AZPS | Arizona Public Service Company | AZPS | SW | 2002-05-01 | 2050-12-31 | 2050 | 44 |  |  | CT-NatGas-Aero | CT_NG | CT | SW_Peaker
Sundance_AZ_10 | Sundance Energy CT10 | teppc | AZPS | AZPS | Arizona Public Service Company | AZPS | SW | 2002-05-01 | 2050-12-31 | 2050 | 44 |  |  | CT-NatGas-Aero | CT_NG | CT | SW_Peaker
SundanceAB1 | SUNDANCE1-1 | teppc | AESO | AESO | Alberta Electric System Operator | BCHA_AESO | Excluded | 1970-01-01 | 2019-12-31 | 2019 | 280 |  |  | ST-Coal | Steam_Coal | Coal | Excluded_Coal
SundanceAB2 | SUNDANCE2-2 | teppc | AESO | AESO | Alberta Electric System Operator | BCHA_AESO | Excluded | 1973-01-01 | 2019-12-31 | 2019 | 280 |  |  | ST-Coal | Steam_Coal | Coal | Excluded_Coal
SundanceAB3 | SUNDANCE3-3 | teppc | BCHA | BCHA | British Columbia Transmission Company | BCHA_AESO | Excluded | 1976-01-01 | 2030-01-01 | 2029 | 353 |  |  | ST-Coal | Steam_Coal | Coal | Excluded_Coal
SundanceAB3_Gas | Sheerness 2-2 | teppc | AESO | AESO | Alberta Electric System Operator | BCHA_AESO | Excluded | 1990-01-01 | 2050-12-31 | 2050 | 353 |  |  | ST-NatGas | ST_NG | Steam | Excluded_ST
SundanceAB4 | SUNDANCE4-4 | teppc | BCHA | BCHA | British Columbia Transmission Company | BCHA_AESO | Excluded | 2007-09-01 | 2030-01-01 | 2029 | 406 |  |  | ST-Coal | Steam_Coal | Coal | Excluded_Coal
SundanceAB4_Gas | Sheerness 2-2 | teppc | AESO | AESO | Alberta Electric System Operator | BCHA_AESO | Excluded | 1990-01-01 | 2050-12-31 | 2050 | 406 |  |  | ST-NatGas | ST_NG | Steam | Excluded_ST
SundanceAB5 | SUNDANCE5-5 | teppc | BCHA | BCHA | British Columbia Transmission Company | BCHA_AESO | Excluded | 2009-10-01 | 2030-01-01 | 2029 | 406 |  |  | ST-Coal | Steam_Coal | Coal | Excluded_Coal
SundanceAB5_Gas | Sheerness 2-2 | teppc | AESO | AESO | Alberta Electric System Operator | BCHA_AESO | Excluded | 1990-01-01 | 2050-12-31 | 2050 | 406 |  |  | ST-NatGas | ST_NG | Steam | Excluded_ST
SundanceAB6 | SUNDANCE6-1 | teppc | BCHA | BCHA | British Columbia Transmission Company | BCHA_AESO | Excluded | 2001-10-01 | 2028-12-31 | 2028 | 401 |  |  | ST-Coal | Steam_Coal | Coal | Excluded_Coal
SundanceAB6_Gas | Sheerness 2-2 | teppc | AESO | AESO | Alberta Electric System Operator | BCHA_AESO | Excluded | 1990-01-01 | 2050-12-31 | 2050 | 401 |  |  | ST-NatGas | ST_NG | Steam | Excluded_ST
Sundt_RICE_01 | PortWestward1CC (Total CC Plant) | teppc | TEPC | TEPC | Tucson Electric Power Company | TEPC | SW | 2019-09-01 | 2050-12-31 | 2050 | 18.9 |  |  | ICE-NatGas | ICE_NG | ICE | SW_Peaker
Sundt_RICE_02 | PortWestward1CC (Total CC Plant) | teppc | TEPC | TEPC | Tucson Electric Power Company | TEPC | SW | 2019-09-01 | 2050-12-31 | 2050 | 18.9 |  |  | ICE-NatGas | ICE_NG | ICE | SW_Peaker
Sundt_RICE_03 | PortWestward1CC (Total CC Plant) | teppc | TEPC | TEPC | Tucson Electric Power Company | TEPC | SW | 2019-09-01 | 2050-12-31 | 2050 | 18.9 |  |  | ICE-NatGas | ICE_NG | ICE | SW_Peaker
Sundt_RICE_04 | PortWestward1CC (Total CC Plant) | teppc | TEPC | TEPC | Tucson Electric Power Company | TEPC | SW | 2019-09-01 | 2050-12-31 | 2050 | 18.9 |  |  | ICE-NatGas | ICE_NG | ICE | SW_Peaker
Sundt_RICE_05 | PortWestward1CC (Total CC Plant) | teppc | TEPC | TEPC | Tucson Electric Power Company | TEPC | SW | 2019-09-01 | 2050-12-31 | 2050 | 18.9 |  |  | ICE-NatGas | ICE_NG | ICE | SW_Peaker
Sundt_RICE_06 | PortWestward1CC (Total CC Plant) | teppc | TEPC | TEPC | Tucson Electric Power Company | TEPC | SW | 2019-09-01 | 2050-12-31 | 2050 | 18.9 |  |  | ICE-NatGas | ICE_NG | ICE | SW_Peaker
Sundt_RICE_07 | PortWestward1CC (Total CC Plant) | teppc | TEPC | TEPC | Tucson Electric Power Company | TEPC | SW | 2019-09-01 | 2050-12-31 | 2050 | 18.9 |  |  | ICE-NatGas | ICE_NG | ICE | SW_Peaker
Sundt_RICE_08 | PortWestward1CC (Total CC Plant) | teppc | TEPC | TEPC | Tucson Electric Power Company | TEPC | SW | 2019-09-01 | 2050-12-31 | 2050 | 18.9 |  |  | ICE-NatGas | ICE_NG | ICE | SW_Peaker
Sundt_RICE_09 | PortWestward1CC (Total CC Plant) | teppc | TEPC | TEPC | Tucson Electric Power Company | TEPC | SW | 2019-09-01 | 2050-12-31 | 2050 | 18.9 |  |  | ICE-NatGas | ICE_NG | ICE | SW_Peaker
Sundt_RICE_10 | PortWestward1CC (Total CC Plant) | teppc | TEPC | TEPC | Tucson Electric Power Company | TEPC | SW | 2019-09-01 | 2050-12-31 | 2050 | 18.9 |  |  | ICE-NatGas | ICE_NG | ICE | SW_Peaker
SunE_Alamosa | SunE Alamosa1 LLC 1 and 2¦SunE Alamosa 1 and 2 | teppc | PSCO | PSCO | Public Service Company of Colorado | PSCO | Excluded | 1987-02-23 | 2050-12-31 | 2050 | 9 |  |  | SolarPV-NonTracking | FixedPV_sun | Solar_Fixed | Excluded_Solar
Sunnyside_Cgn | Sunnyside Cogen Associates-GEN1 | teppc | PAUT | PAUT | Utah, PACE Utility | PACE | NW | 1993-02-01 | 2050-12-31 | 2050 | 58.103 |  |  | ST-Coal | Steam_Coal | Coal | NW_Coal
SunPeak_IID | Imperial Valley Solar Project (SunPeak) 1¦NILAND_13.2_SUNPEAK | teppc | IID | IID | Imperial Irrigation District | IID | IID | 1961-08-01 | 2030-04-15 | 2029 | 23 |  |  | SolarPV-NonTracking | FixedPV_sun | Solar_Fixed | IID_Solar
SunPeak_NVE_5657 | Sun Peak Project 5657 | teppc | NEVP | NEVP | Nevada Power Company | NEVP | SW | 1991-06-01 | 2030-01-01 | 2029 | 70 |  |  | CT-NatGas-Industrial | CT_NG | CT | SW_Peaker
SunPeak_NVE_5658 | Sun Peak Project 5658 | teppc | NEVP | NEVP | Nevada Power Company | NEVP | SW | 1991-06-01 | 2030-01-01 | 2029 | 70 |  |  | CT-NatGas-Industrial | CT_NG | CT | SW_Peaker
SunPeak_NVE_5659 | Sun Peak Project 5659 | teppc | NEVP | NEVP | Nevada Power Company | NEVP | SW | 1991-06-01 | 2030-01-01 | 2029 | 70 |  |  | CT-NatGas-Industrial | CT_NG | CT | SW_Peaker
SUNRIS_2_PL1X3 | Sunrise Power Project AGGREGATE II | caiso | PGE_Valley | PGE_Valley | Pacific Gas and Electric Valley | PGE_Valley | CAISO | 2001-06-07 | 2050-12-31 | 2050 | 586.02 |  |  | CCWhole-NatGas-Industrial | CC_NG | CC | CAISO_CCGT1
SUNSET_2_UNITS | MIDWAY SUNSET COGENERATION PLANT | caiso | PGE_Valley | PGE_Valley | Pacific Gas and Electric Valley | PGE_Valley | CAISO | 1989-12-18 | 2050-12-31 | 2050 | 248 |  |  | CT-NatGas-Industrial | Cogen_NG | Cogen | CAISO_CHP
Sunshine | Sunshine Hydro-1 | teppc | PSCO | PSCO | Public Service Company of Colorado | PSCO | Excluded | 1987-09-01 | 2030-04-15 | 2029 | 0.7 |  |  | Hydro | Hydro_Standard | Hydro | Excluded_Hydro
SUNSLR_1_SSVSR1 | Sunshine Valley Solar, LLC | rps | NEVP | SCE | Southern California Edison | SCE | CAISO | 2020-01-01 | 2050-12-31 | 2050 | 104 |  |  | Solar PV - Ground mountSolar: Fixed Tilt | FixedPV_sun | Solar_Fixed | CAISO_Solar
SUNSHN_2_LNDFL | Sunshine Gas Producers | caiso | SCE | SCE | Southern California Edison | SCE | CAISO | 2014-09-01 | 2050-12-31 | 2050 | 20 |  |  | n/a | CT_Biomass | Biogas_LandfillGas | CAISO_Biomass
SutterEnergyCC_Total | SutterEnergyCC (Total CC Plant) | teppc | BANC | BANC | Balancing Authority of Northern California | SMUD | BANC | 2001-08-01 | 2050-12-31 | 2050 | 525 |  |  | CCWhole-NatGas-Industrial | CC_NG | CC | BANC_CCGT
Swan_Falls_1 | Swan Falls-1 | teppc | IPTV | IPTV | Idaho Treasure Valley | IPCO | NW | 1994-03-01 | 2050-12-31 | 2050 | 12.5 |  |  | Hydro | Hydro_Standard | Hydro | NW_Hydro
Swan_Falls_2 | Swan Falls-2 | teppc | IPTV | IPTV | Idaho Treasure Valley | IPCO | NW | 1994-05-01 | 2050-12-31 | 2050 | 12.5 |  |  | Hydro | Hydro_Standard | Hydro | NW_Hydro
SwanHillsSagCC | Swan Hills Sagitawah-1 | teppc | BCHA | BCHA | British Columbia Transmission Company | BCHA_AESO | Excluded | 2015-10-01 | 2050-12-31 | 2050 | 75 |  |  | CCWhole-SynGas | CC_Syngas | CC | Excluded_CCGT
SwanHillsSagCT | Swan Hills Sagitawah Generating Facility-2 | teppc | BCHA | BCHA | British Columbia Transmission Company | BCHA_AESO | Excluded | 2015-10-01 | 2050-12-31 | 2050 | 344 |  |  | CT-SynGas | CT_Syngas | CT | Excluded_Peaker
SwaukValleyRanchWind | Swauk Valley Ranch Wind | teppc | PNM | PNM | Public Service Company of New Mexico | PNM_EPE | SW | 2013-03-01 | 2050-12-31 | 2050 | 4.3 |  |  | WT-Onshore | wind_onshorewind | Wind | SW_Wind
SWEETWATER | SWEETWATER | teppc | PAWY | PAWY | Wyoming, PACE Utility | PACE | NW | 2018-01-01 | 2050-12-31 | 2050 | 80 |  |  | SolarPV-NonTracking | FixedPV_sun | Solar_Fixed | NW_Solar
Swift_1_HY11 | Swift 1-HY11 | teppc | PACW | PACW | PacifiCorp – West | PACW | NW | 1958-12-01 | 2050-12-31 | 2050 | 80 |  |  | Hydro | Hydro_Standard | Hydro | NW_Hydro
Swift_1_HY12 | Swift 1-HY12 | teppc | PACW | PACW | PacifiCorp – West | PACW | NW | 1958-12-02 | 2050-12-31 | 2050 | 80 |  |  | Hydro | Hydro_Standard | Hydro | NW_Hydro
Swift_1_HY13 | Swift 1-HY13 | teppc | PACW | PACW | PacifiCorp – West | PACW | NW | 1958-12-03 | 2050-12-31 | 2050 | 80 |  |  | Hydro | Hydro_Standard | Hydro | NW_Hydro
SWIFT_1_NAS | Yerba Buena Battery | caiso | PGE_Valley | PGE_Valley | Pacific Gas and Electric Valley | PGE_Valley | CAISO |  | 2050-12-31 | 2050 | 4.8 | 4 | 19.2 | Battery_ | Battery_ | Battery Storage | CAISO_Baseline_Li_Battery
Swift_2_21 | Swift 2-21 | teppc | BPAT | BPAT | Bonneville Power Administration – Transmission | BPAT | NW | 1959-01-01 | 2050-12-31 | 2050 | 35 |  |  | Hydro | Hydro_Standard | Hydro | NW_Hydro
Swift_2_22 | Swift 2-22 | teppc | BPAT | BPAT | Bonneville Power Administration – Transmission | BPAT | NW | 1958-12-01 | 2050-12-31 | 2050 | 35 |  |  | Hydro | Hydro_Standard | Hydro | NW_Hydro
SYCAMR_2_UNIT_1 | Sycamore Cogeneration Unit 1 | caiso | SCE | SCE | Southern California Edison | SCE | CAISO | 1987-01-01 | 2050-12-31 | 2050 | 85 |  |  | CT-NatGas-Industrial | Cogen_NG | Cogen | CAISO_CHP
SYCAMR_2_UNIT_2 | Sycamore Cogeneration Unit 2 | caiso | SCE | SCE | Southern California Edison | SCE | CAISO | 1987-01-01 | 2050-12-31 | 2050 | 78 |  |  | CT-NatGas-Industrial | CT_NG | CT | CAISO_Peaker2
SYCAMR_2_UNIT_3 |  | caiso | SCE | SCE | Southern California Edison | SCE | CAISO | 1987-01-01 | 2050-12-31 | 2050 | 85 |  |  | CT-NatGas-Industrial | Cogen_NG | Cogen | CAISO_CHP
SYCAMR_2_UNIT_4 | Sycamore Cogeneration Unit 4 | caiso | SCE | SCE | Southern California Edison | SCE | CAISO | 1987-01-01 | 2050-12-31 | 2050 | 85 |  |  |  | CT_NG | CT | CAISO_Peaker2
SygitowiczCreek | Sygitowicz Creek | teppc | PNM | PNM | Public Service Company of New Mexico | PNM_EPE | SW | 1986-01-01 | 2050-12-31 | 2050 | 0.45 |  |  | Hydro | Hydro_Standard | Hydro | SW_Hydro
SyncrudeCC_Total | SyncrudeCC (Total CC Plant) | teppc | AESO | AESO | Alberta Electric System Operator | BCHA_AESO | Excluded | 1978-01-01 | 2050-12-01 | 2050 | 528.2 |  |  | CC-AB-Cogen | Cogen_NG | Cogen | Excluded_CHP
TABER_WG1_1 | TABER_WG1-1 | teppc | AESO | AESO | Alberta Electric System Operator | BCHA_AESO | Excluded | 2007-09-01 | 2050-12-01 | 2050 | 40 |  |  | WT-Onshore | wind_onshorewind | Wind | Excluded_Wind
TABER_WG2_2 | TABER_WG2-2 | teppc | AESO | AESO | Alberta Electric System Operator | BCHA_AESO | Excluded | 2006-12-01 | 2050-12-01 | 2050 | 40 |  |  | WT-Onshore | wind_onshorewind | Wind | Excluded_Wind
Tacoma_1_2 | Tacoma 1 & 2 | teppc | PSCO | PSCO | Public Service Company of Colorado | PSCO | Excluded | 1983-01-01 | 2050-12-31 | 2050 | 4.6 |  |  | Hydro | Hydro_Standard | Hydro | Excluded_Hydro
Tamarack | Tamarack Energy Partnership-GEN1 | teppc | IPTV | IPTV | Idaho Treasure Valley | IPCO | NW | 1983-06-01 | 2050-12-31 | 2050 | 5 |  |  | Bio-ST | ST_Biomass | Biomass/Wood | NW_Biomass
TANHIL_6_SOLART | Berry Cogen 18 | caiso | PGE_Valley | PGE_Valley | Pacific Gas and Electric Valley | PGE_Valley | CAISO | 1986-01-01 | 2050-12-31 | 2050 | 17 |  |  | CT-NatGas-Aero | PVgeneric_sun | Solar_Fixed | CAISO_CHP
TaylorHydro | TaylorHydroPlant-G-1 | teppc | AESO | AESO | Alberta Electric System Operator | BCHA_AESO | Excluded | 2000-03-01 | 2050-12-01 | 2050 | 14 |  |  | Hydro | Hydro_Standard | Hydro | Excluded_Hydro
TaylorWind1_1 | TaylorWind1-1 | teppc | BCHA | BCHA | British Columbia Transmission Company | BCHA_AESO | Excluded | 2004-12-01 | 2050-12-01 | 2050 | 1.01 |  |  | WT-Onshore | wind_onshorewind | Wind | Excluded_Wind
TaylorWind2_2 | TaylorWind2-2 | teppc | BCHA | BCHA | British Columbia Transmission Company | BCHA_AESO | Excluded | 2004-12-01 | 2050-12-01 | 2050 | 1.01 |  |  | WT-Onshore | wind_onshorewind | Wind | Excluded_Wind
TaylorWind3_3 | TaylorWind3-3 | teppc | BCHA | BCHA | British Columbia Transmission Company | BCHA_AESO | Excluded | 2004-12-01 | 2050-12-01 | 2050 | 1.01 |  |  | WT-Onshore | wind_onshorewind | Wind | Excluded_Wind
TBLMTN_6_QF | SMALL QF AGGREGATION - PARADISE | caiso | PGE_Valley | PGE_Valley | Pacific Gas and Electric Valley | PGE_Valley | CAISO | 1983-01-01 | 2050-12-31 | 2050 | 2.6 |  |  | n/a | Hydro_Standard | Hydro | CAISO_Small_Hydro
Techren_V |  | teppc | NEVP | NEVP | Nevada Power Company | NEVP | SW | 2021-12-31 | 2050-12-31 | 2050 | 26 |  |  | SolarPV-Tracking | 1axPV_sun | Solar_1Axis | SW_Solar
Teckla_DVAR_1 | Teckla DVAR 1 | teppc | WACM | WACM | Western Area Power Administration, Colorado-Missouri Region | WACM | Excluded | 2009-04-15 | 2050-12-31 | 2050 | 0.5 |  |  | VAR-Device | VAR_NOTGEN | None | Excluded_Var-DEVICE
Teckla_DVAR_2 | Teckla DVAR 2 | teppc | WACM | WACM | Western Area Power Administration, Colorado-Missouri Region | WACM | Excluded | 2009-04-15 | 2050-12-31 | 2050 | 0.5 |  |  | VAR-Device | VAR_NOTGEN | None | Excluded_Var-DEVICE
TEHAPI_2_WIND1 | Wind Wall Monolith 1 | caiso | SCE | SCE | Southern California Edison | SCE | CAISO | 1985-11-13 | 2020-03-31 | 2019 | 14.89 |  |  | n/a | wind_onshorewind | Wind | CAISO_Wind
TEHAPI_2_WIND2 | Wind Wall Monolith 2 | caiso | SCE | SCE | Southern California Edison | SCE | CAISO | 1986-12-05 | 2020-03-31 | 2019 | 21.24 |  |  | n/a | wind_onshorewind | Wind | CAISO_Wind
TENGEN_2_PL1X2 | Berry Petroleum Placerita, Unit 1 | caiso | SCE | SCE | Southern California Edison | SCE | CAISO | 1990-03-06 | 2050-12-31 | 2050 | 40.2 |  |  | CT-NatGas-Aero | Cogen_NG | Cogen | CAISO_CHP
TERMEX_2_PL1X3 | TDM | caiso | CFE | SDGE | San Diego Gas and Electric | SDGE | CAISO | 2003-07-30 | 2050-12-31 | 2050 | 625 |  |  | CCWhole-NatGas-Industrial | CC_NG | CC | CAISO_CCGT1
Tesla | Tesla 1 | teppc | WACM | WACM | Western Area Power Administration, Colorado-Missouri Region | WACM | Excluded | 1997-04-01 | 2050-12-31 | 2050 | 27.5 |  |  | Hydro | Hydro_Standard | Hydro | Excluded_Hydro
TESLA_1_QF | SMALL QF AGGREGATION - STOCKTON | caiso | PGE_Valley | PGE_Valley | Pacific Gas and Electric Valley | PGE_Valley | CAISO | 1982-01-01 | 2050-12-31 | 2050 | 2 |  |  | n/a | Cogen_NG | Cogen | CAISO_Small_Hydro
TesoroCgn1 | Tesoro SLC Cogeneration Plant-1 | teppc | PAUT | PAUT | Utah, PACE Utility | PACE | NW | 2004-06-01 | 2050-12-31 | 2050 | 12.5 |  |  | CT-NatGas-Industrial | CT_NG | CT | NW_Peaker
TesoroCgn2 | Tesoro SLC Cogeneration Plant-2 | teppc | PAUT | PAUT | Utah, PACE Utility | PACE | NW | 2004-06-01 | 2050-12-31 | 2050 | 12.5 |  |  | CT-NatGas-Industrial | CT_NG | CT | NW_Peaker
TesoroICs | Tesoro ICs | teppc | PNM | PNM | Public Service Company of New Mexico | PNM_EPE | SW | 2002-01-01 | 2050-12-31 | 2050 | 18 |  |  | ICE-NatGas | ICE_NG | ICE | SW_Peaker
The_Dalles | The Dalles | teppc | BPAT | BPAT | Bonneville Power Administration – Transmission | BPAT | NW | 1957-10-01 | 2050-12-31 | 2050 | 1823 |  |  | Hydro | Hydro_Standard | Hydro | NW_Hydro
ThermoNo1_2 | Thermo No 1-2 | teppc | CISC | CISC | Southern California Edison | SCE | CAISO | 2013-04-01 | 2050-12-31 | 2050 | 14 |  |  | Geo-BinaryCycle | Geothermal_steam | Geothermal | CAISO_Geothermal
THMENG_1_UNIT_1 |  | caiso | PGE_Valley | PGE_Valley | Pacific Gas and Electric Valley | PGE_Valley | CAISO | 1990-04-26 | 2018-08-29 | 2017 | 0 |  |  | n/a | Cogen_NG | Cogen | CAISO_CHP
Thompson_Falls1 | Thompson Falls-TF1 | teppc | NWMT | NWMT | NorthWestern Energy | NWMT_WAUW | NW | 1917-07-01 | 2050-12-31 | 2050 | 5 |  |  | Hydro | Hydro_Standard | Hydro | NW_Hydro
Thompson_Falls2 | Thompson Falls-TF2 | teppc | NWMT | NWMT | NorthWestern Energy | NWMT_WAUW | NW | 1917-05-01 | 2050-12-31 | 2050 | 5 |  |  | Hydro | Hydro_Standard | Hydro | NW_Hydro
Thompson_Falls3 | Thompson Falls-TF3 | teppc | NWMT | NWMT | NorthWestern Energy | NWMT_WAUW | NW | 1916-11-01 | 2050-12-31 | 2050 | 5 |  |  | Hydro | Hydro_Standard | Hydro | NW_Hydro
Thompson_Falls4 | Thompson Falls-TF4 | teppc | NWMT | NWMT | NorthWestern Energy | NWMT_WAUW | NW | 1916-11-01 | 2050-12-31 | 2050 | 5 |  |  | Hydro | Hydro_Standard | Hydro | NW_Hydro
Thompson_Falls5 | Thompson Falls-TF5 | teppc | NWMT | NWMT | NorthWestern Energy | NWMT_WAUW | NW | 1915-07-01 | 2050-12-31 | 2050 | 5 |  |  | Hydro | Hydro_Standard | Hydro | NW_Hydro
Thompson_Falls6 | Thompson Falls-TF6 | teppc | NWMT | NWMT | NorthWestern Energy | NWMT_WAUW | NW | 1915-07-01 | 2050-12-31 | 2050 | 5 |  |  | Hydro | Hydro_Standard | Hydro | NW_Hydro
Thompson_Falls7 | Thompson Falls-TF7 | teppc | NWMT | NWMT | NorthWestern Energy | NWMT_WAUW | NW | 1996-01-01 | 2050-12-31 | 2050 | 57.1 |  |  | Hydro | Hydro_Standard | Hydro | NW_Hydro
ThousandSpring1 | Thousand Springs-1 | teppc | IPFE | IPFE | Idaho Far East | IPCO | NW | 1912-08-01 | 2050-12-31 | 2050 | 1 |  |  | Hydro | Hydro_Standard | Hydro | NW_Hydro
ThousandSpring2 | Thousand Springs-2 | teppc | IPFE | IPFE | Idaho Far East | IPCO | NW | 1912-08-01 | 2050-12-31 | 2050 | 1 |  |  | Hydro | Hydro_Standard | Hydro | NW_Hydro
ThousandSpring3 | Thousand Springs-3 | teppc | IPFE | IPFE | Idaho Far East | IPCO | NW | 1920-05-01 | 2050-12-31 | 2050 | 6.8 |  |  | Hydro | Hydro_Standard | Hydro | NW_Hydro
ThousandSprings | Thousand Springs Wind Park-TSWP | teppc | IPFE | IPFE | Idaho Far East | IPCO | NW | 2010-12-22 | 2050-12-31 | 2050 | 12 |  |  | WT-Onshore | wind_onshorewind | Wind | NW_Wind
Three_Mile_Canyon |  | teppc | CISC | CISC | Southern California Edison | PACW | NW | 2009-06-01 | 2050-12-31 | 2050 | 9.9 |  |  | WT-Onshore | wind_onshorewind | Wind | NW_Wind
Three_Sisters_1 | Three Sisters-1 | teppc | AESO | AESO | Alberta Electric System Operator | BCHA_AESO | Excluded | 1954-01-01 | 2050-12-01 | 2050 | 3 |  |  | Hydro | Hydro_Standard | Hydro | Excluded_Hydro
Thunderegg_Solar |  | teppc | IPFE | IPFE | Idaho Far East | IPCO | NW | 2016-12-31 | 2050-12-31 | 2050 | 140 |  |  | SolarPV-NonTracking | FixedPV_sun | Solar_Fixed | NW_Solar
Tiber_Dam | Tiber Dam Hydroelectric Plant-HY1 | teppc | WAUW | WAUW | Western Area Power Administration, Upper Great Plains – West | NWMT_WAUW | NW | 2005-06-26 | 2040-12-31 | 2040 | 7.5 |  |  | Hydro | Hydro_Standard | Hydro | NW_Hydro
TIDWTR_2_UNITS |  | caiso | PGE_Bay | PGE_Bay | Pacific Gas and Electric Bay | PGE_Bay | CAISO | 1987-02-23 | 2050-12-31 | 2050 | 114.8 |  |  | CCWhole-NatGas-Aero | CT_NG | CT | CAISO_Peaker1
Tierra_del_Sol__Solar_Farm | Tierra del Sol Solar Farm | rps | IID | SDG&E | San Diego Gas and Electric | SDGE | CAISO | 2016-06-28 | 2050-12-31 | 2050 | 45 |  |  | Solar PV - Ground mountSolar: Tracking (2 Axis) | 2axPV_sun | Solar_2Axis | CAISO_Solar
TietonDamHydroUNIT1 | Tieton Dam Hydro Electric Project-UNIT1 | teppc | PACW | PACW | PacifiCorp – West | PACW | NW | 2006-09-01 | 2050-12-31 | 2050 | 6.9 |  |  | Hydro | Hydro_Standard | Hydro | NW_Small_Hydro
TietonDamHydroUNIT2 | Tieton Dam Hydro Electric Project-UNIT2 | teppc | CISC | CISC | Southern California Edison | SCE | CAISO | 2006-09-01 | 2050-12-31 | 2050 | 6.9 |  |  | Hydro | Hydro_Standard | Hydro | CAISO_Hydro
TIFFNY_1_DILLON | TIFFNY_1_DILLON | caiso | SCE | SCE | Southern California Edison | SCE | CAISO | 2008-04-18 | 2050-12-31 | 2050 | 45 |  |  | n/a | wind_onshorewind | Wind | CAISO_Wind
TIGRCK_7_UNITS | TIGER CREEK HYDRO AGGREGATE | caiso | PGE_Valley | PGE_Valley | Pacific Gas and Electric Valley | PGE_Valley | CAISO | 1931-01-01 | 2050-12-31 | 2050 | 62 |  |  | n/a | Hydro_Standard | Hydro | CAISO_Hydro
Tipella1 | Tipella (TPA, Kwalsa Energy)-1_Tipella (TPA, Kwalsa Energy)-1_IPP-TPA | teppc | BCHA | BCHA | British Columbia Transmission Company | BCHA_AESO | Excluded | 2009-11-12 | 2049-10-19 | 2049 | 9.68 |  |  | Hydro | Hydro_Standard | Hydro | Excluded_Hydro
Tipella2 | Tipella (TPA, Kwalsa Energy)-2_Tipella (TPA, Kwalsa Energy)-2_IPP-TPA | teppc | BCHA | BCHA | British Columbia Transmission Company | BCHA_AESO | Excluded | 2009-11-12 | 2049-10-19 | 2049 | 9.68 |  |  | Hydro | Hydro_Standard | Hydro | Excluded_Hydro
TKOPWR_6_HYDRO | Bear Creek Hydroelectric Project | caiso | PGE_Valley | PGE_Valley | Pacific Gas and Electric Valley | PGE_Valley | CAISO | 1986-01-15 | 2050-12-31 | 2050 | 2.83 |  |  | n/a | Hydro_Standard | Hydro | CAISO_Small_Hydro
TMPLTN_2_SOLAR | Vintner Solar | caiso | PGE_Valley | PGE_Valley | Pacific Gas and Electric Valley | PGE_Valley | CAISO | 2014-03-05 | 2050-12-31 | 2050 | 1.5 |  |  | n/a | PVgeneric_sun | Solar_Fixed | CAISO_Solar
TOADTW_6_UNIT | TOAD TOWN | caiso | PGE_Valley | PGE_Valley | Pacific Gas and Electric Valley | PGE_Valley | CAISO | 1986-01-01 | 2050-12-31 | 2050 | 1.5 |  |  | n/a | Hydro_Standard | Hydro | CAISO_Small_Hydro
Toketee_Falls_1 | Toketee Falls-1 | teppc | PACW | PACW | PacifiCorp – West | PACW | NW | 1950-02-01 | 2050-12-31 | 2050 | 14.67 |  |  | Hydro | Hydro_Standard | Hydro | NW_Hydro
Toketee_Falls_2 | Toketee Falls-2 | teppc | PACW | PACW | PacifiCorp – West | PACW | NW | 1949-12-01 | 2050-12-31 | 2050 | 14.67 |  |  | Hydro | Hydro_Standard | Hydro | NW_Hydro
Toketee_Falls_3 | Toketee Falls-3 | teppc | PACW | PACW | PacifiCorp – West | PACW | NW | 1905-05-03 | 2050-12-31 | 2050 | 14.67 |  |  | Hydro | Hydro_Standard | Hydro | NW_Hydro
ToledoMill1 | Georgia Pacific Toledo Mill-TG1 | teppc | PNM | PNM | Public Service Company of New Mexico | PNM_EPE | SW | 2004-12-01 | 2050-12-31 | 2050 | 15 |  |  | Bio-ST | ST_Biomass | Biomass/Wood | SW_Biomass
TOPAZ_2_SOLAR | Topaz Solar Farms | caiso | PGE_Bay | PGE_Bay | Pacific Gas and Electric Bay | PGE_Bay | CAISO | 2014-10-27 | 2050-12-31 | 2050 | 550 |  |  | n/a | PVgeneric_sun | Solar_Fixed | CAISO_Solar
TopoftheWorld | Top of the World Windpower Project-TOTW1 | teppc | PAWY | PAWY | Wyoming, PACE Utility | PACE | NW | 2010-10-28 | 2050-12-31 | 2050 | 200.2 |  |  | WT-Onshore | wind_onshorewind | Wind | NW_Wind
TORTLA_1_SOLAR | Longboat Solar | caiso | SCE | SCE | Southern California Edison | SCE | CAISO | 2016-12-16 | 2050-12-31 | 2050 | 20 |  |  | PVgeneric_sun | PVgeneric_sun | Solar_Fixed | CAISO_Solar
Total_Joslyn_1 | Total Joslyn-1 | teppc | BCHA | BCHA | British Columbia Transmission Company | BCHA_AESO | Excluded | 2015-10-16 | 2050-12-31 | 2050 | 85 |  |  | CT-NatGas-Industrial | CT_NG | CT | Excluded_Peaker
Towaoc | Towaoc 1 | teppc | WACM | WACM | Western Area Power Administration, Colorado-Missouri Region | WACM | Excluded | 1993-05-01 | 2050-12-31 | 2050 | 12.1 |  |  | Hydro | Hydro_Standard | Hydro | Excluded_Hydro
Tracy_3 | Tracy ST 3 | teppc | SPPC | SPPC | Nevada Power Company | NEVP | SW | 1974-10-01 | 2030-01-01 | 2029 | 113 |  |  | ST-NatGas | ST_NG | Steam | SW_ST
Tracy_NV_CC1 | TracyNVCC1 (Total CC Plant) | teppc | SPPC | SPPC | Nevada Power Company | NEVP | SW | 2012-11-01 | 2050-12-31 | 2050 | 110.2 |  |  | CCWhole-NatGas-Industrial | CC_NG | CC | SW_CCGT
Tracy_NV_CC2 | TracyNVCC1 (Total CC Plant) | teppc | SPPC | SPPC | Nevada Power Company | NEVP | SW | 1997-03-01 | 2044-12-31 | 2044 | 530 |  |  | CCWhole-NatGas-Industrial | CC_NG | CC | SW_CCGT
Trail_Bridge | Trail Bridge-HY1 | teppc | PNM | PNM | Public Service Company of New Mexico | PNM_EPE | SW | 1962-12-01 | 2030-04-15 | 2029 | 10 |  |  | Hydro | Hydro_Standard | Hydro | SW_Hydro
TRANWND_25637_QF | TRANWND_25637 | teppc | CISC | CISC | Southern California Edison | SCE | CAISO | 2014-12-13 | 2050-12-31 | 2050 | 0 |  |  | WT-Onshore | wind_onshorewind | Wind | CAISO_Wind
TRE_G2 | TRE G2 | teppc | BCHA | BCHA | British Columbia Transmission Company | BCHA_AESO | Excluded | 2018-03-30 | 2050-03-30 | 2049 | 3.5 |  |  | hydro | Hydro_Standard | Hydro | Excluded_Hydro
TrethewayCreek1 | Tretheway Creek-1_Tretheway Creek-1_IPP-TWY | teppc | BCHA | BCHA | British Columbia Transmission Company | BCHA_AESO | Excluded | 2015-11-01 | 2055-11-01 | 2055 | 10.59 |  |  | Hydro | Hydro_Standard | Hydro | Excluded_Hydro
TrethewayCreek2 | Tretheway Creek-2_Tretheway Creek-2_IPP-TWY | teppc | BCHA | BCHA | British Columbia Transmission Company | BCHA_AESO | Excluded | 2015-11-01 | 2055-11-01 | 2055 | 10.59 |  |  | Hydro | Hydro_Standard | Hydro | Excluded_Hydro
Trinity_1 | Trinity 1 | teppc | BANC | BANC | Balancing Authority of Northern California | SMUD | BANC | 1963-12-01 | 2050-12-31 | 2050 | 70 |  |  | Hydro | Hydro_Standard | Hydro | BANC_Hydro
Trinity_2 | Trinity 2 | teppc | BANC | BANC | Balancing Authority of Northern California | SMUD | BANC | 1963-12-01 | 2050-12-31 | 2050 | 70 |  |  | Hydro | Hydro_Standard | Hydro | BANC_Hydro
Trio_1 | Trio-1_Trio-1_IPP-TRE | teppc | BCHA | BCHA | British Columbia Transmission Company | BCHA_AESO | Excluded | 2015-05-01 | 2055-05-01 | 2054 | 25.5 |  |  | Hydro | Hydro_Standard | Hydro | Excluded_Hydro
Trio_2 | Trio-2_Trio-2_IPP-TRE | teppc | PSCO | PSCO | Public Service Company of Colorado | PSCO | Excluded | 2015-05-01 | 2055-05-01 | 2054 | 13.75 |  |  | Hydro | Hydro_Standard | Hydro | Excluded_Hydro
TRNQL8_2_AMASR1 | Tranquillity 8 Amarillo | caiso | PGE_Valley | PGE_Valley | Pacific Gas and Electric Valley | PGE_Valley | CAISO | 2017-12-26 | 2050-12-31 | 2050 | 20 |  |  | PHOTO VOLTAIC_SUN | PVgeneric_sun | Solar_Fixed | CAISO_Solar
TRNQL8_2_AZUSR1 | Tranquillity 8 Azul | caiso | PGE_Valley | PGE_Valley | Pacific Gas and Electric Valley | PGE_Valley | CAISO | 2017-12-26 | 2050-12-31 | 2050 | 20 |  |  | PHOTO VOLTAIC_SUN | PVgeneric_sun | Solar_Fixed | CAISO_Solar
TRNQL8_2_ROJSR1 | Tranquillity 8 Rojo | caiso | PGE_Valley | PGE_Valley | Pacific Gas and Electric Valley | PGE_Valley | CAISO | 2018-04-14 | 2050-12-31 | 2050 | 100 |  |  | PHOTO VOLTAIC_SUN | PVgeneric_sun | Solar_Fixed | CAISO_Solar
TRNQL8_2_VERSR1 | Tranquillity 8 Verde | caiso | PGE_Valley | PGE_Valley | Pacific Gas and Electric Valley | PGE_Valley | CAISO | 2018-04-17 | 2050-12-31 | 2050 | 60 |  |  | PHOTO VOLTAIC_SUN | PVgeneric_sun | Solar_Fixed | CAISO_Solar
TRNQLT_2_SOLAR | Tranquillity | caiso | PGE_Valley | PGE_Valley | Pacific Gas and Electric Valley | PGE_Valley | CAISO | 2016-07-28 | 2050-12-31 | 2050 | 200 |  |  | n/a | PVgeneric_sun | Solar_Fixed | CAISO_Solar
TRNSWD_1_QF |  | caiso | SCE | SCE | Southern California Edison | SCE | CAISO | 1984-12-03 | 2050-12-31 | 2050 | 38.97 |  |  | n/a | wind_onshorewind | Wind | CAISO_Wind
TroutCoBillngsleyCrk | Trout-Co-1 a.k.a. Billingsley Creek | teppc | IPFE | IPFE | Idaho Far East | IPCO | NW | 1986-12-01 | 2030-04-15 | 2029 | 0.24 |  |  | Hydro | Hydro_Standard | Hydro | NW_Hydro
TuanaGulch | Tuana Gulch Wind Park-TGWP | teppc | IPFE | IPFE | Idaho Far East | IPCO | NW | 2010-12-22 | 2050-12-31 | 2050 | 10.5 |  |  | WT-Onshore | wind_onshorewind | Wind | NW_Wind
TuanaSprings | Tuana Springs-1 | teppc | IPMV | IPMV | Idaho Magic Valley | IPCO | NW | 2010-05-11 | 2050-12-31 | 2050 | 35.7 |  |  | WT-Onshore | wind_onshorewind | Wind | NW_Wind
Tucannon_River_Wind |  | teppc | PGE | PGE | Portland General Electric Company | PortlandGE | NW | 2014-12-16 | 2050-12-31 | 2050 | 9 |  |  | WT-Onshore | wind_onshorewind | Wind | NW_Wind
TULEWD_1_TULWD1 | Tule Wind | caiso | SDGE | SDGE | San Diego Gas and Electric | SDGE | CAISO | 2018-01-05 | 2050-12-31 | 2050 | 130.5 |  |  | WIND_WIND | wind_onshorewind | Wind | CAISO_Wind
TULLCK_7_UNITS | Tullock Hydro | caiso | PGE_Valley | PGE_Valley | Pacific Gas and Electric Valley | PGE_Valley | CAISO | 1958-01-01 | 2050-12-31 | 2050 | 25.9 |  |  | n/a | Hydro_Standard | Hydro | CAISO_Hydro
Tumbler_Ridge1 | Tumbler Ridge Wind-1_Tumbler Ridge Wind-1_IPP-TRW | teppc | BCHA | BCHA | British Columbia Transmission Company | BCHA_AESO | Excluded | 2014-11-01 | 2039-11-01 | 2039 | 10.5 |  |  | WT-Onshore | wind_onshorewind | Wind | Excluded_Wind
Tumbler_Ridge2 | Tumbler Ridge Wind-2_Tumbler Ridge Wind-2_IPP-TRW | teppc | BCHA | BCHA | British Columbia Transmission Company | BCHA_AESO | Excluded | 2014-11-01 | 2039-11-01 | 2039 | 11.2 |  |  | WT-Onshore | wind_onshorewind | Wind | Excluded_Wind
Tumbler_Ridge3 | Tumbler Ridge Wind-3_Tumbler Ridge Wind-3_IPP-TRW | teppc | BCHA | BCHA | British Columbia Transmission Company | BCHA_AESO | Excluded | 2014-11-01 | 2039-11-01 | 2039 | 4.8 |  |  | WT-Onshore | wind_onshorewind | Wind | Excluded_Wind
Tumbler_Ridge4 | Tumbler Ridge Wind-4_Tumbler Ridge Wind-4_IPP-TRW | teppc | BCHA | BCHA | British Columbia Transmission Company | BCHA_AESO | Excluded | 2014-11-01 | 2039-11-01 | 2039 | 19.2 |  |  | WT-Onshore | wind_onshorewind | Wind | Excluded_Wind
Tumbler_Ridge5 | Tumbler Ridge Wind-5_Tumbler Ridge Wind-5_IPP-TRW | teppc | BCHA | BCHA | British Columbia Transmission Company | BCHA_AESO | Excluded | 2014-11-01 | 2039-11-01 | 2039 | 1.5 |  |  | WT-Onshore | wind_onshorewind | Wind | Excluded_Wind
TUNGSTEN_P1 | Tungsten Geothermal | teppc | SPPC | SPPC | Nevada Power Company | NEVP | SW | 2017-01-01 | 2050-12-31 | 2050 | 43.5 |  |  | Renewable Thermal | Geothermal_steam | Geothermal | SW_Geothermal
Tunnel | Tunnel 1 Power Project-GEN1_61023 | teppc | IPFE | IPFE | Idaho Far East | IPCO | NW | 1993-06-08 | 2050-12-31 | 2050 | 7 |  |  | Hydro | Hydro_Standard | Hydro | NW_Hydro
Tuolumne_Wind | Tuolumne Wind Project-W1 | teppc | TPWR | TPWR | Tacoma Power | BPAT | NW | 2009-05-01 | 2050-12-31 | 2050 | 68.3 |  |  | WT-Onshore | wind_onshorewind | Wind | NW_Wind
TUPMAN_1_BIOGAS | ABEC Bidart-Stockale #1 | caiso | PGE_Valley | PGE_Valley | Pacific Gas and Electric Valley | PGE_Valley | CAISO | 2013-03-20 | 2050-12-31 | 2050 | 0.6 |  |  | n/a | Biogas_ | Biogas_LandfillGas | CAISO_Biomass
Turnbull1 | Turnbull Hydro-1 | teppc | CISC | CISC | Southern California Edison | SCE | CAISO | 2011-09-16 | 2050-12-31 | 2050 | 5.3 |  |  | HydroRPS | Hydro_Standard | Hydro | CAISO_Hydro
Turnbull2 | Turnbull Hydro-2 | teppc | CISC | CISC | Southern California Edison | SCE | CAISO | 2011-09-16 | 2050-12-31 | 2050 | 7.7 |  |  | HydroRPS | Hydro_Standard | Hydro | CAISO_Hydro
TURQ_GEN | Turquoise Solar | teppc | SPPC | SPPC | Nevada Power Company | NEVP | SW | 2018-01-01 | 2050-12-31 | 2050 | 61 |  |  | SolarPV-NonTracking | FixedPV_sun | Solar_Fixed | SW_Solar
Tuscarora_G9200 | Hot Sulphur Springs (Tuscarora Project) G9200 | teppc | SPPC | SPPC | Nevada Power Company | NEVP | SW | 2012-01-11 | 2050-12-31 | 2050 | 12 |  |  | Geo-BinaryCycle | Geothermal_steam | Geothermal | SW_Geothermal
Tuscarora_G9201 | Hot Sulphur Springs (Tuscarora Project) G9250 | teppc | SPPC | SPPC | Nevada Power Company | NEVP | SW | 2012-01-11 | 2050-12-31 | 2050 | 12 |  |  | Geo-BinaryCycle | Geothermal_steam | Geothermal | SW_Geothermal
Twin_Buttes_1 | Twin Buttes WT1 | teppc | PSCO | PSCO | Public Service Company of Colorado | PSCO | Excluded | 2007-10-01 | 2050-12-01 | 2050 | 75 |  |  | WT-Onshore | wind_onshorewind | Wind | Excluded_Wind
Twin_Buttes_2 | Twin Buttes II Wind Project¦Twin Buttes Wind Project-WT2 | teppc | PSCO | PSCO | Public Service Company of Colorado | PSCO | Excluded | 2017-12-01 | 2050-12-31 | 2050 | 76 |  |  | WT-Onshore | wind_onshorewind | Wind | Excluded_Wind
Twin_Falls_1 | Twin Falls-1 | teppc | IPMV | IPMV | Idaho Magic Valley | IPCO | NW | 1935-03-01 | 2050-12-31 | 2050 | 8.43 |  |  | Hydro | Hydro_Standard | Hydro | NW_Hydro
Twin_Falls_2 | Twin Falls-2 | teppc | IPMV | IPMV | Idaho Magic Valley | IPCO | NW | 1995-07-01 | 2050-12-31 | 2050 | 44.3 |  |  | Hydro | Hydro_Standard | Hydro | NW_Hydro
Twin_Falls1 | Twin Falls Hydro-UNI1 | teppc | PSEI | PSEI | Puget Sound Energy | BPAT | NW | 1989-12-01 | 2050-12-31 | 2050 | 12 |  |  | Hydro | Hydro_Standard | Hydro | NW_Hydro
Twin_Falls2 | Twin Falls Hydro-UNI2 | teppc | PSEI | PSEI | Puget Sound Energy | BPAT | NW | 1989-12-01 | 2050-12-31 | 2050 | 12 |  |  | Hydro | Hydro_Standard | Hydro | NW_Hydro
TWISSL_6_SOLAR | Nickel 1 ("NLH1") | caiso | PGE_Valley | PGE_Valley | Pacific Gas and Electric Valley | PGE_Valley | CAISO | 2012-11-27 | 2050-12-31 | 2050 | 1.5 |  |  | n/a | PVgeneric_sun | Solar_Fixed | CAISO_Solar
TWISSL_6_SOLAR1 | Coronal Lost Hills | caiso | SCE | SCE | Southern California Edison | SCE | CAISO | 2015-05-15 | 2050-12-31 | 2050 | 20 |  |  | n/a | PVgeneric_sun | Solar_Fixed | CAISO_Solar
Two_Dot | Two Dot Wind Farm-1 | teppc | NWMT | NWMT | NorthWestern Energy | NWMT_WAUW | NW | 2013-03-31 | 2050-12-31 | 2050 | 9.7 |  |  | WT-Onshore | wind_onshorewind | Wind | NW_Wind
RECTOR_2_TFDBM1 | Two Fiets | rps | SCE | SCE | Southern California Edison | SCE | CAISO | 2019-01-25 | 2050-12-31 | 2050 | 0.8 |  |  | Digester gasnan | Biogas_ | Biogas_LandfillGas | CAISO_Biomass
Two_Ponds | Two Ponds Windfarm-1 | teppc | IPFE | IPFE | Idaho Far East | IPCO | NW | 2012-07-21 | 2050-12-31 | 2050 | 23 |  |  | WT-Onshore | wind_onshorewind | Wind | NW_Wind
TX_ELK_6_SOLAR1 | Castor | caiso | PGE_Valley | PGE_Valley | Pacific Gas and Electric Valley | PGE_Valley | CAISO | 2016-04-02 | 2050-12-31 | 2050 | 1.5 |  |  | n/a | PVgeneric_sun | Solar_Fixed | CAISO_Solar
TXMCKT_6_UNIT |  | caiso | PGE_Valley | PGE_Valley | Pacific Gas and Electric Valley | PGE_Valley | CAISO | 1994-10-01 | 2050-12-31 | 2050 | 11.2 |  |  | CT-NatGas-Aero | Cogen_NG | Cogen | CAISO_CHP
Tyson_Creek_1 | Tyson Creek-1_Tyson Creek-1_IPP-TYS | teppc | BCHA | BCHA | British Columbia Transmission Company | BCHA_AESO | Excluded | 2009-12-31 | 2049-12-22 | 2049 | 9.3 |  |  | Hydro | Hydro_Standard | Hydro | Excluded_Hydro
U_Bonnington_1 | U Bonnington-1_U Bonnington-1_FBC-UBO | teppc | BCHA | BCHA | British Columbia Transmission Company | BCHA_AESO | Excluded | 1999-11-11 | 2033-03-31 | 2032 | 5.5 |  |  | Hydro | Hydro_Standard | Hydro | Excluded_Hydro
U_Bonnington_2 | U Bonnington-2_U Bonnington-2_FBC-UBO | teppc | BCHA | BCHA | British Columbia Transmission Company | BCHA_AESO | Excluded | 1999-11-11 | 2033-03-31 | 2032 | 5.5 |  |  | Hydro | Hydro_Standard | Hydro | Excluded_Hydro
U_Bonnington_3 | U Bonnington-3_U Bonnington-3_FBC-UBO | teppc | BCHA | BCHA | British Columbia Transmission Company | BCHA_AESO | Excluded | 1999-11-11 | 2033-03-31 | 2032 | 5.5 |  |  | Hydro | Hydro_Standard | Hydro | Excluded_Hydro
U_Bonnington_4 | U Bonnington-4_U Bonnington-4_FBC-UBO | teppc | BCHA | BCHA | British Columbia Transmission Company | BCHA_AESO | Excluded | 1999-11-11 | 2033-03-31 | 2032 | 5.5 |  |  | Hydro | Hydro_Standard | Hydro | Excluded_Hydro
U_Bonnington_5 | U Bonnington-5_U Bonnington-5_FBC-UBO | teppc | BCHA | BCHA | British Columbia Transmission Company | BCHA_AESO | Excluded | 1999-11-11 | 2033-03-31 | 2032 | 22 |  |  | Hydro | Hydro_Standard | Hydro | Excluded_Hydro
U_Bonnington_6 | U Bonnington-6_U Bonnington-6_FBC-UBO | teppc | BCHA | BCHA | British Columbia Transmission Company | BCHA_AESO | Excluded | 1999-11-11 | 2033-03-31 | 2032 | 19 |  |  | Hydro | Hydro_Standard | Hydro | Excluded_Hydro
UC_Davis_MC | UC Davis Medical Center Cogen | teppc | BANC | BANC | Balancing Authority of Northern California | SMUD | BANC | 1998-08-01 | 2050-12-31 | 2050 | 27 |  |  | CCWhole-NatGas-Aero | CC_NG | CC | BANC_CCGT
UKIAH_7_LAKEMN | UKIAH LAKE MENDOCINO HYDRO | caiso | PGE_Bay | PGE_Bay | Pacific Gas and Electric Bay | PGE_Bay | CAISO | 2007-07-02 | 2050-12-31 | 2050 | 3.5 |  |  | n/a | Hydro_Standard | Hydro | CAISO_Small_Hydro
ULTPCH_1_UNIT_1 | Pacific Ultrapower Chinese Station | caiso | PGE_Valley | PGE_Valley | Pacific Gas and Electric Valley | PGE_Valley | CAISO | 1986-06-04 | 2050-12-31 | 2050 | 18 |  |  | n/a | ST_Biomass | Biomass/Wood | CAISO_Biomass
ULTPFR_1_UNIT_1 | Rio Bravo Fresno | caiso | PGE_Valley | PGE_Valley | Pacific Gas and Electric Valley | PGE_Valley | CAISO | 1988-07-20 | 2050-12-31 | 2050 | 24.3 |  |  | n/a | ST_Biomass | Biomass/Wood | CAISO_Biomass
ULTRCK_2_UNIT | Rio Bravo Rocklin | caiso | PGE_Valley | PGE_Valley | Pacific Gas and Electric Valley | PGE_Valley | CAISO | 1989-06-09 | 2050-12-31 | 2050 | 24.4 |  |  | n/a | ST_Biomass | Biomass/Wood | CAISO_Biomass
UNCHEM_1_UNIT | CONTRA COSTA CARBON PLANT | caiso | PGE_Bay | PGE_Bay | Pacific Gas and Electric Bay | PGE_Bay | CAISO | 1983-01-01 | 2050-12-31 | 2050 | 19 |  |  | ST-Coal | Cogen_NG | Cogen | CAISO_CHP
Union_Valley | Union Valley 1 | teppc | BANC | BANC | Balancing Authority of Northern California | SMUD | BANC | 1963-10-01 | 2050-12-31 | 2050 | 46 |  |  | Hydro | Hydro_Standard | Hydro | BANC_Hydro
UNOCAL_1_UNITS | TOSCO (RODEO PLANT) | caiso | PGE_Bay | PGE_Bay | Pacific Gas and Electric Bay | PGE_Bay | CAISO | 1987-05-21 | 2050-12-31 | 2050 | 49.85 |  |  | CT-NatGas-Aero | CT_NG | CT | CAISO_Peaker1
UNVRSY_1_UNIT_1 |  | caiso | PGE_Valley | PGE_Valley | Pacific Gas and Electric Valley | PGE_Valley | CAISO | 1986-01-01 | 2050-12-31 | 2050 | 38 |  |  | n/a | Cogen_NG | Cogen | CAISO_CHP
UofA1 | U of A 1-1 | teppc | AESO | AESO | Alberta Electric System Operator | BCHA_AESO | Excluded | 2000-01-01 | 2050-12-01 | 2050 | 16 |  |  | CT-AB-Cogen | Cogen_NG | Cogen | Excluded_CHP
UofA2 | U of A 2-1 | teppc | AESO | AESO | Alberta Electric System Operator | BCHA_AESO | Excluded | 1994-01-01 | 2050-12-01 | 2050 | 26 |  |  | CT-AB-Cogen | Cogen_NG | Cogen | Excluded_CHP
UofC_Cgn1 | UofC Cogeneration-1 | teppc | BCHA | BCHA | British Columbia Transmission Company | BCHA_AESO | Excluded | 2011-10-01 | 2050-12-31 | 2050 | 15 |  |  | CT-NatGas-Industrial | CT_NG | CT | Excluded_Peaker
UofOR_CC_Total | UofOR-CC (Total CC Plant) | teppc | BPAT | BPAT | Bonneville Power Administration – Transmission | BPAT | NW | 2012-10-01 | 2050-12-31 | 2050 | 11 |  |  | CCWhole-NatGas-Aero | CC_NG | CC | NW_CCGT
Upper_Baker_1 | Upper Baker-1 | teppc | PSEI | PSEI | Puget Sound Energy | BPAT | NW | 1958-12-01 | 2050-12-31 | 2050 | 52.4 |  |  | Hydro | Hydro_Standard | Hydro | NW_Hydro
Upper_Baker_2 | Upper Baker-2 | teppc | PSEI | PSEI | Puget Sound Energy | BPAT | NW | 1958-12-01 | 2050-12-31 | 2050 | 52.4 |  |  | Hydro | Hydro_Standard | Hydro | NW_Hydro
Upper_Bear | Upper Bear Hydro-1_Upper Bear Hydro-1_IPP-BHU | teppc | BCHA | BCHA | British Columbia Transmission Company | BCHA_AESO | Excluded | 2012-05-31 | 2052-05-13 | 2051 | 10 |  |  | Hydro | Hydro_Standard | Hydro | Excluded_Hydro
Upper_Beaver_1 | Upper Beaver-1_UPRBEAVR_UPPER BEAVER | teppc | IPFE | IPFE | Idaho Far East | IPCO | NW | 1906-12-01 | 2050-12-31 | 2050 | 1.32 |  |  | Hydro | Hydro_Standard | Hydro | NW_Hydro
Upper_Beaver_2 | Upper Beaver-2_UPRBEAVR_UPPER BEAVER_60032 | teppc | IPFE | IPFE | Idaho Far East | IPCO | NW | 1906-12-01 | 2050-12-31 | 2050 | 1.2 |  |  | Hydro | Hydro_Standard | Hydro | NW_Hydro
Upper_Clowhom_1 | Upper Clowhom-1_Upper Clowhom-1_IPP-UCH | teppc | BCHA | BCHA | British Columbia Transmission Company | BCHA_AESO | Excluded | 2010-03-15 | 2035-03-20 | 2034 | 10.99 |  |  | Hydro | Hydro_Standard | Hydro | Excluded_Hydro
Upper_Dawson_1 | Upper Dawson 1 | teppc | TIDC | TIDC | Turlock Irrigation District | TID | BANC | 1983-11-01 | 2050-12-31 | 2050 | 5 |  |  | Hydro | Hydro_Standard | Hydro | BANC_Hydro
Upper_Falls_1 | Upper Falls-1 | teppc | AVA | AVA | Avista Corp. | BPAT | NW | 1922-04-01 | 2050-12-31 | 2050 | 10 |  |  | Hydro | Hydro_Standard | Hydro | NW_Hydro
Upper_Gorge | Upper Gorge 1 | teppc | LDWP | LDWP | Los Angeles Department of Water and Power | LADWP | LDWP | 1952-05-01 | 2050-12-31 | 2050 | 37.5 |  |  | Hydro | Hydro_Standard | Hydro | LDWP_Hydro
Upper_Lillooet1 | Upper Lillooet River-1_Upper Lillooet River-1_IPP-ULL | teppc | BCHA | BCHA | British Columbia Transmission Company | BCHA_AESO | Excluded | 2016-06-01 | 2056-06-01 | 2055 | 18.5 |  |  | Hydro | Hydro_Standard | Hydro | Excluded_Hydro
Upper_Lillooet2 | Upper Lillooet River-2_Upper Lillooet River-2_IPP-ULL | teppc | BCHA | BCHA | British Columbia Transmission Company | BCHA_AESO | Excluded | 2016-06-01 | 2056-06-01 | 2055 | 18.5 |  |  | Hydro | Hydro_Standard | Hydro | Excluded_Hydro
Upper_Lillooet3 | Upper Lillooet River-3_Upper Lillooet River-3_IPP-ULL | teppc | BCHA | BCHA | British Columbia Transmission Company | BCHA_AESO | Excluded | 2016-06-01 | 2056-06-01 | 2055 | 18.5 |  |  | Hydro | Hydro_Standard | Hydro | Excluded_Hydro
Upper_Lillooet4 | Upper Lillooet River-4_Upper Lillooet River-4_IPP-ULL | teppc | BCHA | BCHA | British Columbia Transmission Company | BCHA_AESO | Excluded | 2016-06-01 | 2056-06-01 | 2055 | 18.5 |  |  | Hydro | Hydro_Standard | Hydro | Excluded_Hydro
Upper_Malad_1 | Upper Malad-1 | teppc | IPFE | IPFE | Idaho Far East | IPCO | NW | 1948-06-01 | 2050-12-31 | 2050 | 8.27 |  |  | Hydro | Hydro_Standard | Hydro | NW_Hydro
Upper_Mamquam_1 | Upper Mamquam-1_Upper Mamquam-1_IPP-UMH | teppc | BCHA | BCHA | British Columbia Transmission Company | BCHA_AESO | Excluded | 2005-07-30 | 2040-07-23 | 2039 | 12.5 |  |  | Hydro | Hydro_Standard | Hydro | Excluded_Hydro
Upper_Mamquam_2 | Upper Mamquam-2_Upper Mamquam-2_IPP-UMH | teppc | BCHA | BCHA | British Columbia Transmission Company | BCHA_AESO | Excluded | 2005-07-30 | 2040-07-23 | 2039 | 12.5 |  |  | Hydro | Hydro_Standard | Hydro | Excluded_Hydro
Upper_Molina | Upper Molina 1 | teppc | WACM | WACM | Western Area Power Administration, Colorado-Missouri Region | WACM | Excluded | 1962-12-01 | 2050-12-31 | 2050 | 8.6 |  |  | Hydro | Hydro_Standard | Hydro | Excluded_Hydro
Upper_Salmon1 | Upper Salmon A-1 | teppc | IPMV | IPMV | Idaho Magic Valley | IPCO | NW | 1937-09-01 | 2050-12-31 | 2050 | 9 |  |  | Hydro | Hydro_Standard | Hydro | NW_Hydro
Upper_Salmon2 | Upper Salmon A-2 | teppc | IPMV | IPMV | Idaho Magic Valley | IPCO | NW | 1937-09-01 | 2050-12-31 | 2050 | 9 |  |  | Hydro | Hydro_Standard | Hydro | NW_Hydro
Upper_Salmon3 | Upper Salmon B-1 | teppc | IPMV | IPMV | Idaho Magic Valley | IPCO | NW | 1947-09-01 | 2050-12-31 | 2050 | 8.25 |  |  | Hydro | Hydro_Standard | Hydro | NW_Hydro
Upper_Salmon4 | Upper Salmon B-2 | teppc | IPMV | IPMV | Idaho Magic Valley | IPCO | NW | 1947-09-01 | 2050-12-31 | 2050 | 8.25 |  |  | Hydro | Hydro_Standard | Hydro | NW_Hydro
Upper_Stave1 | Upper Stave Energy (USR)-1_Upper Stave Energy (USR)-1_IPP-USR | teppc | BCHA | BCHA | British Columbia Transmission Company | BCHA_AESO | Excluded | 2009-10-01 | 2049-11-02 | 2049 | 4.77 |  |  | Hydro | Hydro_Standard | Hydro | Excluded_Hydro
Upper_Stave2 | Upper Stave Energy (USR)-2_Upper Stave Energy (USR)-2_IPP-USR | teppc | BCHA | BCHA | British Columbia Transmission Company | BCHA_AESO | Excluded | 2009-10-01 | 2049-11-02 | 2049 | 11.04 |  |  | Hydro | Hydro_Standard | Hydro | Excluded_Hydro
Upper_Stave3 | Upper Stave Energy (USR)-3_Upper Stave Energy (USR)-3_IPP-USR | teppc | BCHA | BCHA | British Columbia Transmission Company | BCHA_AESO | Excluded | 2009-10-01 | 2049-11-02 | 2049 | 11.04 |  |  | Hydro | Hydro_Standard | Hydro | Excluded_Hydro
Upper_Stave4 | Upper Stave Energy (USR)-4_Upper Stave Energy (USR)-4_IPP-USR | teppc | BCHA | BCHA | British Columbia Transmission Company | BCHA_AESO | Excluded | 2009-10-01 | 2049-11-02 | 2049 | 11.04 |  |  | Hydro | Hydro_Standard | Hydro | Excluded_Hydro
UpperPwr4 | Upper Power Plant-4 | teppc | CISC | CISC | Southern California Edison | SCE | CAISO | 1982-09-01 | 2050-12-31 | 2050 | 8 |  |  | Hydro | Hydro_Standard | Hydro | CAISO_Hydro
UpprTobaValley1 | Upper Toba Valley-1_Upper Toba Valley-1_IPP-UTR | teppc | BCHA | BCHA | British Columbia Transmission Company | BCHA_AESO | Excluded | 2016-05-01 | 2056-05-01 | 2055 | 29.05 |  |  | Hydro | Hydro_Standard | Hydro | Excluded_Hydro
UpprTobaValley2 | Upper Toba Valley-2_Upper Toba Valley-2_IPP-UTR | teppc | BCHA | BCHA | British Columbia Transmission Company | BCHA_AESO | Excluded | 2016-05-01 | 2056-05-01 | 2055 | 29.05 |  |  | Hydro | Hydro_Standard | Hydro | Excluded_Hydro
Upriver_Dam1 | Upriver Dam Hydro Plant-GEN1 | teppc | AVA | AVA | Avista Corp. | BPAT | NW | 1936-01-01 | 2050-12-31 | 2050 | 2 |  |  | Hydro | Hydro_Standard | Hydro | NW_Hydro
Upriver_Dam2 | Upriver Dam Hydro Plant-GEN2 | teppc | AVA | AVA | Avista Corp. | BPAT | NW | 1936-01-01 | 2050-12-31 | 2050 | 2 |  |  | Hydro | Hydro_Standard | Hydro | NW_Hydro
Upriver_Dam3 | Upriver Dam Hydro Plant-GEN3 | teppc | AVA | AVA | Avista Corp. | BPAT | NW | 1936-01-01 | 2050-12-31 | 2050 | 2 |  |  | Hydro | Hydro_Standard | Hydro | NW_Hydro
Upriver_Dam4 | Upriver Dam Hydro Plant-GEN4 | teppc | AVA | AVA | Avista Corp. | BPAT | NW | 1984-06-01 | 2050-12-31 | 2050 | 5.85 |  |  | Hydro | Hydro_Standard | Hydro | NW_Hydro
Upriver_Dam5 | Upriver Dam Hydro Plant-GEN5 | teppc | AVA | AVA | Avista Corp. | BPAT | NW | 1984-06-01 | 2050-12-31 | 2050 | 5.85 |  |  | Hydro | Hydro_Standard | Hydro | NW_Hydro
US_Magnesium1 | US Magnesium-GT1 | teppc | PAUT | PAUT | Utah, PACE Utility | PACE | NW | 1972-01-01 | 2050-12-31 | 2050 | 16 |  |  | CT-NatGas-Aero | CT_NG | CT | NW_Peaker
US_Magnesium2 | US Magnesium-GT2 | teppc | PAUT | PAUT | Utah, PACE Utility | PACE | NW | 1972-01-01 | 2050-12-31 | 2050 | 16 |  |  | CT-NatGas-Aero | CT_NG | CT | NW_Peaker
US_Magnesium3 | US Magnesium-GT3 | teppc | PAUT | PAUT | Utah, PACE Utility | PACE | NW | 1972-01-01 | 2050-12-31 | 2050 | 16 |  |  | CT-NatGas-Aero | CT_NG | CT | NW_Peaker
USWND2_1_WIND1 | Golden Hills A | caiso | PGE_Bay | PGE_Bay | Pacific Gas and Electric Bay | PGE_Bay | CAISO | 2015-12-18 | 2050-12-31 | 2050 | 42.96 |  |  | n/a | wind_onshorewind | Wind | CAISO_Wind
USWND2_1_WIND2 | Golden Hills B | caiso | PGE_Bay | PGE_Bay | Pacific Gas and Electric Bay | PGE_Bay | CAISO | 2015-12-18 | 2050-12-31 | 2050 | 42.96 |  |  | n/a | wind_onshorewind | Wind | CAISO_Wind
USWND2_1_WIND3 | Golden Hills C | caiso | PGE_Bay | PGE_Bay | Pacific Gas and Electric Bay | PGE_Bay | CAISO | 2017-11-08 | 2050-12-31 | 2050 | 46 |  |  | wind_onshorewind | wind_onshorewind | Wind | CAISO_Wind
USWND4_2_UNIT2 | Altamont Landfill Gas to Energy | caiso | PGE_Bay | PGE_Bay | Pacific Gas and Electric Bay | PGE_Bay | CAISO | 1989-03-01 | 2050-12-31 | 2050 | 7.4 |  |  | COMBUSTION TURBINE_BIOGAS | CT_Biomass | Biogas_LandfillGas | CAISO_Biomass
USWNDR_2_SMUD | SOLANO WIND FARM | caiso | PGE_Bay | PGE_Bay | Pacific Gas and Electric Bay | PGE_Bay | CAISO | 1994-01-01 | 2050-12-31 | 2050 | 102.18 |  |  | n/a | wind_onshorewind | Wind | CAISO_Wind
USWNDR_2_SMUD2 | Solano Wind Project Phase 3 | caiso | PGE_Bay | PGE_Bay | Pacific Gas and Electric Bay | PGE_Bay | CAISO | 2012-04-18 | 2050-12-31 | 2050 | 127.8 |  |  | n/a | wind_onshorewind | Wind | CAISO_Wind
USWNDR_2_UNITS |  | caiso | PGE_Bay | PGE_Bay | Pacific Gas and Electric Bay | PGE_Bay | CAISO | 1994-01-01 | 2015-12-31 | 2015 | 8 |  |  | n/a | wind_onshorewind | Wind | CAISO_Wind
USWPJR_2_UNITS | Vasco Wind | caiso | PGE_Bay | PGE_Bay | Pacific Gas and Electric Bay | PGE_Bay | CAISO | 1988-01-01 | 2050-12-31 | 2050 | 78.2 |  |  | n/a | wind_onshorewind | Wind | CAISO_Wind
V2_GEN | SMALL GEN UNKNOWN | teppc | IID | IID | Imperial Irrigation District | IID | IID | 2017-02-28 | 2050-12-31 | 2050 | 3.1 |  |  | SolarPV-NonTracking | FixedPV_sun | Solar_Fixed | IID_Solar
V3_GEN | SMALL GEN UNKNOWN | teppc | IID | IID | Imperial Irrigation District | IID | IID | 2017-03-21 | 2050-12-31 | 2050 | 3.1 |  |  | SolarPV-NonTracking | FixedPV_sun | Solar_Fixed | IID_Solar
VACADX_1_NAS | VACA-DIXON BATTERY | caiso | PGE_Valley | PGE_Valley | Pacific Gas and Electric Valley | PGE_Valley | CAISO | 2013-09-06 | 2050-12-31 | 2050 | 1.85 | 4 | 7.4 | n/a | Battery_ | Battery Storage | CAISO_Baseline_Li_Battery
VACADX_1_SOLAR |  | caiso | PGE_Valley | PGE_Valley | Pacific Gas and Electric Valley | PGE_Valley | CAISO | 2009-12-23 | 2050-12-31 | 2050 | 2.5 |  |  | n/a | PVgeneric_sun | Solar_Fixed | CAISO_Solar
VACADX_1_UNITA1 | CalPeak Power Vaca Dixon Unit 1 | caiso | PGE_Valley | PGE_Valley | Pacific Gas and Electric Valley | PGE_Valley | CAISO | 2002-06-21 | 2050-12-31 | 2050 | 50.61 |  |  | CT-NatGas-Aero | CT_NG | CT | CAISO_Peaker2
Vale_Solar__OR_ |  | teppc | IPTV | IPTV | Idaho Treasure Valley | IPCO | NW | 2016-12-31 | 2050-12-31 | 2050 | 140 |  |  | SolarPV-NonTracking | FixedPV_sun | Solar_Fixed | NW_Solar
Vale_Solar_2 |  | teppc | IPTV | IPTV | Idaho Treasure Valley | IPCO | NW | 1950-01-01 | 2050-12-31 | 2050 | 3 |  |  | Solar | PVgeneric_sun | Solar_Fixed | NW_Solar
Valencia_AZ_1 | Valencia GT1 | teppc | TEPC | TEPC | Tucson Electric Power Company | TEPC | SW | 1989-08-01 | 2050-12-31 | 2050 | 14 |  |  | CT-NatGas-Aero | CT_NG | CT | SW_Peaker
Valencia_AZ_2 | Valencia GT2 | teppc | TEPC | TEPC | Tucson Electric Power Company | TEPC | SW | 1989-08-01 | 2050-12-31 | 2050 | 14 |  |  | CT-NatGas-Aero | CT_NG | CT | SW_Peaker
Valencia_AZ_3 | Valencia GT3 | teppc | TEPC | TEPC | Tucson Electric Power Company | TEPC | SW | 1989-08-01 | 2050-12-31 | 2050 | 14 |  |  | CT-NatGas-Aero | CT_NG | CT | SW_Peaker
Valencia_AZ_4 | Valencia GT4 | teppc | TEPC | TEPC | Tucson Electric Power Company | TEPC | SW | 2006-06-01 | 2050-12-31 | 2050 | 21 |  |  | CT-NatGas-Aero | CT_NG | CT | SW_Peaker
Valencia_NM_1 | Valencia Energy Facility CTG1 | teppc | PNM | PNM | Public Service Company of New Mexico | PNM_EPE | SW | 2008-06-01 | 2050-12-31 | 2050 | 145 |  |  | CT-NatGas-Industrial | CT_NG | CT | SW_Peaker
Valentine_Solar__LLC | Valentine Solar, LLC | rps | SCE | SCE | Southern California Edison | SCE | CAISO | 2019-12-01 | 2050-12-31 | 2050 | 100 |  |  | Solar PV - Ground mountSolar: Tracking (1 Axis) | 1axPV_sun | Solar_1Axis | CAISO_Solar
ValeSolar_3 |  | teppc | IPTV | IPTV | Idaho Treasure Valley | IPCO | NW | 1950-01-01 | 2050-12-31 | 2050 | 3 |  |  | Solar | PVgeneric_sun | Solar_Fixed | NW_Solar
VALLEY_5_PERRIS | MWD Perris Hydroelectric Recovery Plant | caiso | SCE | SCE | Southern California Edison | SCE | CAISO | 1983-01-01 | 2050-12-31 | 2050 | 7.94 |  |  | n/a | Hydro_Standard | Hydro | CAISO_Small_Hydro
VALLEY_5_REDMTN | MWD Red Mountain Hydroelectric Recovery | caiso | SCE | SCE | Southern California Edison | SCE | CAISO | 1985-01-01 | 2050-12-31 | 2050 | 5.9 |  |  | n/a | Hydro_Standard | Hydro | CAISO_Hydro
VALLEY_5_RTS044 | SPVP044 | caiso | SCE | SCE | Southern California Edison | SCE | CAISO | 2012-12-30 | 2019-11-30 | 2019 | 8 |  |  | n/a | PVgeneric_sun | Solar_Fixed | CAISO_Solar
VALLEY_5_SOLAR1 | Kona Solar - Meridian #1 | caiso | SCE | SCE | Southern California Edison | SCE | CAISO | 2015-04-13 | 2050-12-31 | 2050 | 1.49 |  |  | n/a | PVgeneric_sun | Solar_Fixed | CAISO_Solar
VALLEY_5_SOLAR2 | AP North Lake Solar | caiso | SCE | SCE | Southern California Edison | SCE | CAISO | 2015-08-11 | 2050-12-31 | 2050 | 20 |  |  | n/a | PVgeneric_sun | Solar_Fixed | CAISO_Solar
Valley_CC | ValleyCC (Total CC Plant) | teppc | LDWP | LDWP | Los Angeles Department of Water and Power | LADWP | LDWP | 1985-01-01 | 2050-12-31 | 2050 | 529 |  |  | CCWhole-NatGas-Industrial | CC_NG | CC | LDWP_CCGT
Valley_Unit_5 | Valley (Los Angeles) CT 5 | teppc | LDWP | LDWP | Los Angeles Department of Water and Power | LADWP | LDWP | 2001-08-01 | 2050-12-31 | 2050 | 47 |  |  | CT-NatGas-Industrial | CT_NG | CT | LDWP_Peaker
Valleyview1_1 | Valleyview1-1 | teppc | AESO | AESO | Alberta Electric System Operator | BCHA_AESO | Excluded | 2001-12-01 | 2050-12-01 | 2050 | 45 |  |  | CT-NatGas-Industrial | CT_NG | CT | Excluded_Peaker
Valleyview2_1 | Valleyview2-1 | teppc | AESO | AESO | Alberta Electric System Operator | BCHA_AESO | Excluded | 2008-12-01 | 2050-12-01 | 2050 | 45 |  |  | CT-NatGas-Industrial | CT_NG | CT | Excluded_Peaker
Valmont_6 | Valmont CT 6 | teppc | PSCO | PSCO | Public Service Company of Colorado | PSCO | Excluded | 1972-12-01 | 2050-12-31 | 2050 | 53 |  |  | CT-NatGas-Industrial | CT_NG | CT | Excluded_Peaker
Valmont_7 | Valmont CT Project UN7 | teppc | PSCO | PSCO | Public Service Company of Colorado | PSCO | Excluded | 2000-06-01 | 2050-12-31 | 2050 | 37 |  |  | CT-NatGas-Aero | CT_NG | CT | Excluded_Peaker
Valmont_8 | Valmont CT Project UN8 | teppc | PSCO | PSCO | Public Service Company of Colorado | PSCO | Excluded | 2001-07-01 | 2050-12-31 | 2050 | 37 |  |  | CT-NatGas-Aero | CT_NG | CT | Excluded_Peaker
Van_Der_Kooi_Dairy_Digester | Van Der Kooi Dairy Digester | rps | PGE_Valley | PGE_Valley | Pacific Gas and Electric Valley | PGE_Valley | CAISO | 2020-06-12 | 2050-12-31 | 2050 | 0.8 |  |  | Digester gasnan | Biogas_ | Biogas_LandfillGas | CAISO_Biomass
Van_Horn_1 | Van Horn-1 | teppc | BPAT | BPAT | Bonneville Power Administration – Transmission | BPAT | NW | 2012-05-30 | 2032-05-30 | 2031 | 0.17 |  |  | SolarPV-NonTracking | FixedPV_sun | Solar_Fixed | NW_Solar
Vancouver1 | Vancouver Landfill Gas Utilization - Ph 1-1_Vancouver Landfill Gas Utilization - Ph 1-1_IPP-VLG | teppc | BCHA | BCHA | British Columbia Transmission Company | BCHA_AESO | Excluded | 2003-09-21 | 2040-09-21 | 2039 | 1.6667 |  |  | Bio-ST | ST_Biomass | Biomass/Wood | Excluded_Biomass
Vancouver2 | Vancouver Landfill Gas Utilization - Ph 1-2_Vancouver Landfill Gas Utilization - Ph 1-2_IPP-VLG | teppc | BCHA | BCHA | British Columbia Transmission Company | BCHA_AESO | Excluded | 2003-09-21 | 2040-09-21 | 2039 | 1.6667 |  |  | Bio-ST | ST_Biomass | Biomass/Wood | Excluded_Biomass
Vancouver3 | Vancouver Landfill Gas Utilization - Ph 1-3_Vancouver Landfill Gas Utilization - Ph 1-3_IPP-VLG | teppc | BCHA | BCHA | British Columbia Transmission Company | BCHA_AESO | Excluded | 2003-09-21 | 2040-09-21 | 2039 | 1.6667 |  |  | Bio-ST | ST_Biomass | Biomass/Wood | Excluded_Biomass
Vancouver4 | Vancouver Landfill Gas Utilization - Ph 2-4_Vancouver Landfill Gas Utilization - Ph 2-4_IPP-VLG | teppc | BCHA | BCHA | British Columbia Transmission Company | BCHA_AESO | Excluded | 2006-10-02 | 2040-10-02 | 2040 | 1.85 |  |  | Bio-ST | ST_Biomass | Biomass/Wood | Excluded_Biomass
Vansycle_I | Vansycle-WGNS | teppc | BPAT | BPAT | Bonneville Power Administration – Transmission | BPAT | NW | 1998-10-01 | 2050-12-31 | 2050 | 25.1 |  |  | WT-Onshore | wind_onshorewind | Wind | NW_Wind
Vansycle_II | Vansycle II Wind Energy Center-SIE23 | teppc | PACW | PACW | PacifiCorp – West | PACW | NW | 2009-11-01 | 2050-12-31 | 2050 | 100 |  |  | WT-Onshore | wind_onshorewind | Wind | NW_Wind
Vansycle_OR | FPL Energy Vansycle LLC (OR)-V-47 | teppc | TPWR | TPWR | Tacoma Power | BPAT | NW | 2002-02-01 | 2050-12-31 | 2050 | 119.46 |  |  | WT-Onshore | wind_onshorewind | Wind | NW_Wind
Vansycle_WA | FPL Energy Vansycle LLC (WA)-V-47 | teppc | TPWR | TPWR | Tacoma Power | BPAT | NW | 2001-12-01 | 2050-12-31 | 2050 | 180.18 |  |  | WT-Onshore | wind_onshorewind | Wind | NW_Wind
Vantage | Vantage Wind Energy LLC-1 | teppc | PSEI | PSEI | Puget Sound Energy | BPAT | NW | 2010-10-01 | 2050-12-31 | 2050 | 96 |  |  | WT-Onshore | wind_onshorewind | Wind | NW_Wind
VEAVST_1_SOLAR | Community Solar | caiso | IID | SCE | Southern California Edison | SCE | CAISO |  | 2050-12-31 | 2050 | 14.4 |  |  | PVgeneric_sun | PVgeneric_sun | Solar_Fixed | CAISO_Solar
VEDDER_1_SEKERN | TEXACO EXPLORATION & PROD (SE KERN RIVER | caiso | PGE_Valley | PGE_Valley | Pacific Gas and Electric Valley | PGE_Valley | CAISO | 1989-01-31 | 2050-12-31 | 2050 | 34.47 |  |  | CT-NatGas-Aero | Cogen_NG | Cogen | CAISO_CHP
VEGA_6_SOLAR1 | Vega Solar | caiso | PGE_Valley | PGE_Valley | Pacific Gas and Electric Valley | PGE_Valley | CAISO | 2015-03-23 | 2050-12-31 | 2050 | 20 |  |  | n/a | PVgeneric_sun | Solar_Fixed | CAISO_Solar
VENWD_1_WIND1 | Windpark Unlimited 1 | caiso | SCE | SCE | Southern California Edison | SCE | CAISO | 1985-12-31 | 2050-12-31 | 2050 | 0 |  |  | n/a | wind_onshorewind | Wind | CAISO_Wind
VENWD_1_WIND2 | Windpark Unlimited 2 | caiso | SCE | SCE | Southern California Edison | SCE | CAISO | 1985-12-31 | 2050-12-31 | 2050 | 0 |  |  | n/a | wind_onshorewind | Wind | CAISO_Wind
VENWD_1_WIND3 | Painted Hills Windpark | caiso | SCE | SCE | Southern California Edison | SCE | CAISO | 1985-12-01 | 2050-12-31 | 2050 | 0 |  |  | n/a | wind_onshorewind | Wind | CAISO_Wind
VERNON_6_GONZL1 | H. Gonzales Unit #1 | caiso | SCE | SCE | Southern California Edison | SCE | CAISO | 1987-01-01 | 2050-12-31 | 2050 | 5.75 |  |  | CT-NatGas-Aero | CT_NG | CT | CAISO_Peaker2
VERNON_6_GONZL2 | H. Gonzales Unit #2 | caiso | SCE | SCE | Southern California Edison | SCE | CAISO | 1987-01-01 | 2050-12-31 | 2050 | 5.75 |  |  | CT-NatGas-Aero | CT_NG | CT | CAISO_Peaker2
VERNON_6_MALBRG | Malburg Generating Station | caiso | SCE | SCE | Southern California Edison | SCE | CAISO | 2005-10-17 | 2050-12-31 | 2050 | 134 |  |  | CCWhole-NatGas-Industrial | CC_NG | CC | CAISO_CCGT2
GUERNS_6_VH2BM1 | Verwey-Hanford Dairy Digester Genset #2 | rps | PGE_Valley | PGE_Valley | Pacific Gas and Electric Valley | PGE_Valley | CAISO | 2019-02-13 | 2050-12-31 | 2050 | 1.028 |  |  | Digester gasnan | Biogas_ | Biogas_LandfillGas | CAISO_Biomass
GUERNS_6_HD3BM3 | Verwey-Hanford Dairy Digester III | rps | PGE_Valley | PGE_Valley | Pacific Gas and Electric Valley | PGE_Valley | CAISO | 2019-02-13 | 2050-12-31 | 2050 | 1.1 |  |  | Digester gasnan | Biogas_ | Biogas_LandfillGas | CAISO_Biomass
Verwey_Madera_Dairy_Digester_Genset__2 | Verwey Madera Dairy Digester Genset #2 | rps | PGE_Valley | PGE_Valley | Pacific Gas and Electric Valley | PGE_Valley | CAISO | 2019-01-11 | 2050-12-31 | 2050 | 0.8 |  |  | Digester gasnan | Biogas_ | Biogas_LandfillGas | CAISO_Biomass
VESTAL_2_KERN | KERN RIVER PH 3 UNITS 1 & 2 AGGREGATE | caiso | SCE | PGE_Valley | Pacific Gas and Electric Valley | PGE_Valley | CAISO | 1907-01-01 | 2050-12-31 | 2050 | 36.8 |  |  | n/a | Hydro_Standard | Hydro | CAISO_Hydro
VESTAL_2_RTS042 | SPVP042 Porterville Solar | caiso | SCE | SCE | Southern California Edison | SCE | CAISO | 2012-11-24 | 2050-12-31 | 2050 | 5 |  |  | n/a | PVgeneric_sun | Solar_Fixed | CAISO_Solar
VESTAL_2_SOLAR1 | NICOLIS | caiso | SCE | SCE | Southern California Edison | SCE | CAISO | 2016-09-15 | 2050-12-31 | 2050 | 20 |  |  | PVgeneric_sun | PVgeneric_sun | Solar_Fixed | CAISO_Solar
VESTAL_2_SOLAR2 | TROPICO | caiso | SCE | SCE | Southern California Edison | SCE | CAISO | 2016-09-14 | 2050-12-31 | 2050 | 14 |  |  | PVgeneric_sun | PVgeneric_sun | Solar_Fixed | CAISO_Solar
VESTAL_2_UNIT1 |  | caiso | SCE | SCE | Southern California Edison | SCE | CAISO | 2016-06-30 | 2050-12-31 | 2050 | 5 |  |  | n/a | PVgeneric_sun | Solar_Fixed | CAISO_CHP
VESTAL_2_WELLHD | Wellhead Power Delano | caiso | SCE | SCE | Southern California Edison | SCE | CAISO | 2013-01-16 | 2050-12-31 | 2050 | 49 |  |  | CT-NatGas-Aero | CT_NG | CT | CAISO_Peaker2
VESTAL_6_QF | VESTAL QFS | caiso | SCE | SCE | Southern California Edison | SCE | CAISO | 1989-01-01 | 2050-12-31 | 2050 | 12.3 |  |  | n/a | Hydro_Standard | Hydro | CAISO_Small_Hydro
VI_MBUS_189201_1A | VI-MBUS WDAT1A | teppc | PNM | PNM | Public Service Company of New Mexico | PNM_EPE | SW | 2016-03-16 | 2050-12-31 | 2050 | 7.5 |  |  | SolarPV-NonTracking | FixedPV_sun | Solar_Fixed | SW_Solar
VI_MBUS_189203_1B | VI-MBUS WDAT1B | teppc | PNM | PNM | Public Service Company of New Mexico | PNM_EPE | SW | 2016-03-16 | 2050-12-31 | 2050 | 7.5 |  |  | SolarPV-NonTracking | FixedPV_sun | Solar_Fixed | SW_Solar
VICTOR_1_CREST |  | caiso | SCE | SCE | Southern California Edison | SCE | CAISO |  | 2050-12-31 | 2050 | 24.49 |  |  | n/a | PVgeneric_sun | Solar_Fixed | CAISO_Solar
VICTOR_1_EXSLRA | Expressway Solar A | caiso | SCE | SCE | Southern California Edison | SCE | CAISO | 2014-05-07 | 2050-12-31 | 2050 | 2 |  |  | n/a | PVgeneric_sun | Solar_Fixed | CAISO_Solar
VICTOR_1_EXSLRB | Expressway Solar B | caiso | SCE | SCE | Southern California Edison | SCE | CAISO | 2014-05-07 | 2050-12-31 | 2050 | 2 |  |  | n/a | PVgeneric_sun | Solar_Fixed | CAISO_Solar
VICTOR_1_LVSLR1 | Lone Valley Solar Park 1 | caiso | SCE | SCE | Southern California Edison | SCE | CAISO | 2014-11-19 | 2050-12-31 | 2050 | 10 |  |  | n/a | PVgeneric_sun | Solar_Fixed | CAISO_Solar
VICTOR_1_LVSLR2 | Lone Valley Solar Park 2 | caiso | SCE | SCE | Southern California Edison | SCE | CAISO | 2014-11-22 | 2050-12-31 | 2050 | 20 |  |  | n/a | PVgeneric_sun | Solar_Fixed | CAISO_Solar
VICTOR_1_SLRHES | Sunedison - Hesperia | caiso | SCE | SCE | Southern California Edison | SCE | CAISO | 2014-08-08 | 2050-12-31 | 2050 | 1.5 |  |  | n/a | PVgeneric_sun | Solar_Fixed | CAISO_Solar
VICTOR_1_SOLAR1 | Victor Phelan Solar One | caiso | SCE | SCE | Southern California Edison | SCE | CAISO | 2013-11-18 | 2050-12-31 | 2050 | 17.5 |  |  | n/a | PVgeneric_sun | Solar_Fixed | CAISO_Solar
VICTOR_1_SOLAR2 | Alamo Solar | caiso | SCE | SCE | Southern California Edison | SCE | CAISO | 2015-05-15 | 2050-12-31 | 2050 | 20 |  |  | n/a | PVgeneric_sun | Solar_Fixed | CAISO_Solar
VICTOR_1_SOLAR3 | Adelanto Solar 2 | caiso | SCE | SCE | Southern California Edison | SCE | CAISO | 2015-07-01 | 2050-12-31 | 2050 | 7 |  |  | n/a | PVgeneric_sun | Solar_Fixed | CAISO_Solar
VICTOR_1_SOLAR4 | Adelanto Solar | caiso | SCE | SCE | Southern California Edison | SCE | CAISO | 2015-09-03 | 2050-12-31 | 2050 | 20 |  |  | n/a | PVgeneric_sun | Solar_Fixed | CAISO_Solar
VICTOR_1_VDRYFA | Victor Dry Farm Ranch A | caiso | SCE | SCE | Southern California Edison | SCE | CAISO | 2015-06-12 | 2050-12-31 | 2050 | 5 |  |  | n/a | PVgeneric_sun | Solar_Fixed | CAISO_Solar
VICTOR_1_VDRYFB | Victor Dry Farm Ranch B | caiso | SCE | SCE | Southern California Edison | SCE | CAISO | 2015-06-12 | 2050-12-31 | 2050 | 5 |  |  | n/a | PVgeneric_sun | Solar_Fixed | CAISO_Solar
VILLPK_2_VALLYV | MWD Valley View Hydroelectric Recovery P | caiso | SCE | SCE | Southern California Edison | SCE | CAISO | 1985-01-01 | 2050-12-31 | 2050 | 4.1 |  |  | n/a | Hydro_Standard | Hydro | CAISO_Hydro
VILLPK_6_MWDYOR | Yorba Linda Hydroelectric Recovery Plant | caiso | SCE | SCE | Southern California Edison | SCE | CAISO | 1981-01-01 | 2050-12-31 | 2050 | 5.1 |  |  | n/a | Hydro_Standard | Hydro | CAISO_Hydro
VINCNT_2_QF | VINCENT QFS | caiso | SCE | SCE | Southern California Edison | SCE | CAISO | 1985-01-01 | 2020-03-13 | 2019 | 207 |  |  | n/a | wind_onshorewind | Wind | CAISO_Wind
VINCNT_2_WESTWD | Oasis Power Plant | caiso | SCE | SCE | Southern California Edison | SCE | CAISO | 2005-03-31 | 2050-12-31 | 2050 | 59 |  |  | n/a | wind_onshorewind | Wind | CAISO_Wind
Virginia_Smith_DCI | Virginia Smith DC Intertie (Fictional Resource) | teppc | WACM | WACM | Western Area Power Administration, Colorado-Missouri Region | WACM | Excluded | 1985-04-15 | 2050-12-31 | 2050 | 200 |  |  | DC-Intertie | Intertie_NOTGEN | None | Excluded_Imports
VISTA_2_FCELL | CSUSB fuel cell | caiso | SCE | SCE | Southern California Edison | SCE | CAISO | 2013-09-01 | 2050-12-31 | 2050 | 1.4 |  |  | OTHER_NATURAL GAS | Cogen_NG | Cogen | CAISO_CHP
VISTA_2_RIALTO | Rialto RT Solar | caiso | SCE | SCE | Southern California Edison | SCE | CAISO | 2011-03-01 | 2050-12-31 | 2050 | 1 |  |  | n/a | PVgeneric_sun | Solar_Fixed | CAISO_Solar
VISTA_2_RTS028 | SPVP028 | caiso | SCE | SCE | Southern California Edison | SCE | CAISO | 2013-08-08 | 2050-12-31 | 2050 | 3.5 |  |  | n/a | PVgeneric_sun | Solar_Fixed | CAISO_Solar
VISTA_6_QF | VISTA QFS | caiso | SCE | SCE | Southern California Edison | SCE | CAISO | 1983-01-01 | 2050-12-31 | 2050 | 0.18 |  |  | n/a | Cogen_NG | Cogen | CAISO_Small_Hydro
VLCNTR_6_VCSLR | Cole Grade | caiso | SDGE | SDGE | San Diego Gas and Electric | SDGE | CAISO |  | 2050-12-31 | 2050 | 2.33 |  |  | PHOTO VOLTAIC_SUN | PVgeneric_sun | Solar_Fixed | CAISO_Solar
VLCNTR_6_VCSLR1 | Valley Center 1 | caiso | SDGE | SDGE | San Diego Gas and Electric | SDGE | CAISO | 2013-12-31 | 2050-12-31 | 2050 | 2.5 |  |  | n/a | PVgeneric_sun | Solar_Fixed | CAISO_Solar
VLCNTR_6_VCSLR2 | Valley Center 2 | caiso | SDGE | SDGE | San Diego Gas and Electric | SDGE | CAISO | 2013-12-31 | 2050-12-31 | 2050 | 5 |  |  | n/a | PVgeneric_sun | Solar_Fixed | CAISO_Solar
VLYHOM_7_SSJID | Woodward Power Plant | caiso | PGE_Valley | PGE_Valley | Pacific Gas and Electric Valley | PGE_Valley | CAISO | 1982-04-16 | 2050-12-31 | 2050 | 3 |  |  | n/a | Hydro_Standard | Hydro | CAISO_Small_Hydro
Volcano_Creek_1 | Volcano Creek-1_Volcano Creek-1_IPP-VOL | teppc | BCHA | BCHA | British Columbia Transmission Company | BCHA_AESO | Excluded | 2015-11-01 | 2075-11-01 | 2075 | 8.9 |  |  | Hydro | Hydro_Standard | Hydro | Excluded_Hydro
Volcano_Creek_2 | Volcano Creek-2_Volcano Creek-2_IPP-VOL | teppc | BCHA | BCHA | British Columbia Transmission Company | BCHA_AESO | Excluded | 2015-11-01 | 2075-11-01 | 2075 | 8.9 |  |  | Hydro | Hydro_Standard | Hydro | Excluded_Hydro
VOLTA_2_UNIT_1 | VOLTA HYDRO UNIT 1 | caiso | PGE_Valley | PGE_Valley | Pacific Gas and Electric Valley | PGE_Valley | CAISO | 1980-01-01 | 2050-12-31 | 2050 | 9.1 |  |  | n/a | Hydro_Standard | Hydro | CAISO_Hydro
VOLTA_2_UNIT_2 | Volta Hydro Unit 2 | caiso | PGE_Valley | PGE_Valley | Pacific Gas and Electric Valley | PGE_Valley | CAISO | 1981-01-01 | 2050-12-31 | 2050 | 1 |  |  | n/a | Hydro_Standard | Hydro | CAISO_Hydro
VOLTA_6_BAILCK | Bailey Creek Ranch | caiso | PGE_Valley | PGE_Valley | Pacific Gas and Electric Valley | PGE_Valley | CAISO | 1982-05-26 | 2050-12-31 | 2050 | 0.63 |  |  | n/a | Hydro_Standard | Hydro | CAISO_Hydro
VOLTA_6_DIGHYD | Digger Creek Ranch Hydro | caiso | PGE_Valley | PGE_Valley | Pacific Gas and Electric Valley | PGE_Valley | CAISO | 2014-07-02 | 2050-12-31 | 2050 | 0.6 |  |  | n/a | Hydro_Standard | Hydro | CAISO_Small_Hydro
VOLTA_7_QFUNTS | VOLTA_7_QFUNTS | caiso | PGE_Valley | PGE_Valley | Pacific Gas and Electric Valley | PGE_Valley | CAISO | 2007-03-01 | 2050-12-31 | 2050 | 1.3 |  |  | n/a | Hydro_Standard | Hydro | CAISO_Small_Hydro
VOYAGR_2_VOYWD1 | Voyager Wind I, LLC | rps | SCE | SCE | Southern California Edison | SCE | CAISO | 2020-01-01 | 2050-12-31 | 2050 | 132 |  |  | Windnan | wind_onshorewind | Wind | CAISO_Wind
VOYAGR_2_VOYWD2 |  | caiso | SCE | SCE | Southern California Edison | SCE | CAISO | 2018-12-19 | 2050-12-31 | 2050 | 128.7 |  |  | wind_onshorewind | wind_onshorewind | Wind | CAISO_Wind
VOYAGR_2_VOYWD3 |  | caiso | SCE | SCE | Southern California Edison | SCE | CAISO | 2018-12-29 | 2050-12-31 | 2050 | 43.2 |  |  | wind_onshorewind | wind_onshorewind | Wind | CAISO_Wind
VOYAGR_2_VOYWD4 |  | caiso | SCE | SCE | Southern California Edison | SCE | CAISO | 2018-12-29 | 2050-12-31 | 2050 | 21.6 |  |  | wind_onshorewind | wind_onshorewind | Wind | CAISO_Wind
VSTAES_6_VESBT1_Stage1only | Vista Energy Storage, 10 MW, 40 MWh battery. (Stage 1 of contract) | caiso | SDGE | SDGE | San Diego Gas and Electric | SDGE | CAISO | 2021-08-01 | 2022-07-31 | 2021 | 10 | 4 | 40 | Battery_ | Battery_ | Battery Storage | CAISO_Baseline_Li_Battery
VSTAES_6_VESBT1 | Vista Energy Storage | caiso | SDGE | SDGE | San Diego Gas and Electric | SDGE | CAISO | 2022-08-01 | 2050-12-31 | 2050 | 20 | 4 | 80 | Battery_ | Battery_ | Battery Storage | CAISO_Baseline_Li_Battery
Vulcan_1 | Vulcan GEN1¦Geothermal Power Company-GEN1 | teppc | IID | IID | Imperial Irrigation District | SCE | CAISO | 1973-06-01 | 2050-12-31 | 2050 | 38 |  |  | Geo-DoubleFlash | Geothermal_steam | Geothermal | CAISO_Geothermal
Vulcan_2 | Vulcan GEN2¦Geothermal Power Company-GEN2 | teppc | IID | IID | Imperial Irrigation District | SRP | SW | 1993-06-01 | 2050-12-31 | 2050 | 10.74 |  |  | Geo-DoubleFlash | Geothermal_steam | Geothermal | SW_Geothermal
Vulcan_Expander | Vulcan 3¦Vulcan Expander¦Vulcan-BN Geothermal Power Company-GEN3 | teppc | IID | IID | Imperial Irrigation District | APS | SW | 1973-06-01 | 2050-12-31 | 2050 | 10.5 |  |  | Geo-DoubleFlash | Geothermal_steam | Geothermal | SW_Geothermal
Waddell_PS1 | Waddell Pumped Storage PS1 | teppc | WALC | WALC | Western Area Power Administration, Lower Colorado Region | WALC | SW | 1994-05-01 | 2050-12-31 | 2050 | 10.9 |  |  | PS-Hydro | Hydro_PumpedStorage | PSH | SW_Existing_Pumped_Storage
Waddell_PS3 | Waddell Pumped Storage PG3 | teppc | WALC | WALC | Western Area Power Administration, Lower Colorado Region | WALC | SW | 1994-05-01 | 2050-12-31 | 2050 | 10.9 |  |  | PS-Hydro | Hydro_PumpedStorage | PSH | SW_Existing_Pumped_Storage
Waddell_PS6 | Waddell Pumped Storage PG6 | teppc | WALC | WALC | Western Area Power Administration, Lower Colorado Region | WALC | SW | 1994-05-01 | 2050-12-31 | 2050 | 10.9 |  |  | PS-Hydro | Hydro_PumpedStorage | PSH | SW_Existing_Pumped_Storage
Waddell_PS7 | Waddell Pumped Storage PG7 | teppc | WALC | WALC | Western Area Power Administration, Lower Colorado Region | WALC | SW | 1994-05-01 | 2050-12-31 | 2050 | 10.9 |  |  | PS-Hydro | Hydro_PumpedStorage | PSH | SW_Existing_Pumped_Storage
WADHAM_6_UNIT | Wadham Energy LP | caiso | PGE_Valley | PGE_Valley | Pacific Gas and Electric Valley | PGE_Valley | CAISO | 1989-03-24 | 2050-12-31 | 2050 | 29.07 |  |  | n/a | ST_Biomass | Biomass/Wood | CAISO_Biomass
Wahleach_1 | Wahleach-1_Wahleach-1_BCH-WAH | teppc | BCHA | BCHA | British Columbia Transmission Company | BCHA_AESO | Excluded | 1952-01-01 | 2033-03-31 | 2032 | 65 |  |  | Hydro | Hydro_Standard | Hydro | Excluded_Hydro
WALCRK_2_CTG1 |  | caiso | SCE | SCE | Southern California Edison | SCE | CAISO | 2013-03-21 | 2050-12-31 | 2050 | 96.43 |  |  | CT-NatGas-Industrial | CT_NG | CT | CAISO_Peaker1
WALCRK_2_CTG2 |  | caiso | SCE | SCE | Southern California Edison | SCE | CAISO | 2013-03-21 | 2050-12-31 | 2050 | 96.91 |  |  | CT-NatGas-Industrial | CT_NG | CT | CAISO_Peaker1
WALCRK_2_CTG3 |  | caiso | SCE | SCE | Southern California Edison | SCE | CAISO | 2013-03-21 | 2050-12-31 | 2050 | 96.65 |  |  | CT-NatGas-Industrial | CT_NG | CT | CAISO_Peaker1
WALCRK_2_CTG4 |  | caiso | SCE | SCE | Southern California Edison | SCE | CAISO | 2013-03-29 | 2050-12-31 | 2050 | 96.49 |  |  | CT-NatGas-Industrial | CT_NG | CT | CAISO_Peaker1
WALCRK_2_CTG5 |  | caiso | SCE | SCE | Southern California Edison | SCE | CAISO | 2013-04-30 | 2050-12-31 | 2050 | 96.65 |  |  | CT-NatGas-Industrial | CT_NG | CT | CAISO_Peaker1
Walden_North_1 | Walden North-1_Walden North-1_IPP-WDN | teppc | BCHA | BCHA | British Columbia Transmission Company | BCHA_AESO | Excluded | 1994-04-01 | 2033-12-15 | 2033 | 3.6 |  |  | Hydro | Hydro_Standard | Hydro | Excluded_Hydro
Walden_North_2 | Walden North-2_Walden North-2_IPP-WDN | teppc | BCHA | BCHA | British Columbia Transmission Company | BCHA_AESO | Excluded | 1994-04-01 | 2033-12-15 | 2033 | 3.6 |  |  | Hydro | Hydro_Standard | Hydro | Excluded_Hydro
Walden_North_3 | Walden North-3_Walden North-3_IPP-WDN | teppc | BCHA | BCHA | British Columbia Transmission Company | BCHA_AESO | Excluded | 1994-04-01 | 2033-12-15 | 2033 | 3.6 |  |  | Hydro | Hydro_Standard | Hydro | Excluded_Hydro
Walden_North_4 | Walden North-4_Walden North-4_IPP-WDN | teppc | BCHA | BCHA | British Columbia Transmission Company | BCHA_AESO | Excluded | 1994-04-01 | 2033-12-15 | 2033 | 3.6 |  |  | Hydro | Hydro_Standard | Hydro | Excluded_Hydro
Walden_North_5 | Walden North-5_Walden North-5_IPP-WDN | teppc | BCHA | BCHA | British Columbia Transmission Company | BCHA_AESO | Excluded | 1993-03-01 | 2033-12-15 | 2033 | 3.6 |  |  | Hydro | Hydro_Standard | Hydro | Excluded_Hydro
Walnut_1 | Walnut 1 | teppc | TIDC | TIDC | Turlock Irrigation District | TID | BANC | 1986-04-01 | 2050-12-31 | 2050 | 24.8 |  |  | CT-NatGas-Industrial | CT_NG | CT | BANC_Peaker
Walnut_2 | Walnut 2 | teppc | TIDC | TIDC | Turlock Irrigation District | TID | BANC | 1986-04-01 | 2050-12-31 | 2050 | 24.8 |  |  | CT-NatGas-Industrial | CT_NG | CT | BANC_Peaker
WALNUT_2_SOLAR | Industry MetroLink PV 1 | caiso | SCE | SCE | Southern California Edison | SCE | CAISO | 2012-04-03 | 2050-12-31 | 2050 | 1.5 |  |  | n/a | PVgeneric_sun | Solar_Fixed | CAISO_Solar
WALNUT_6_HILLGEN | Puente Hills | caiso | SCE | SCE | Southern California Edison | SCE | CAISO | 1986-01-01 | 2050-12-31 | 2050 | 47 |  |  | n/a | Biogas_ | Biogas_LandfillGas | CAISO_Biomass
WALNUT_7_WCOVCT |  | caiso | SCE | SCE | Southern California Edison | SCE | CAISO | 1996-10-05 | 2018-12-04 | 2018 | 4.5 |  |  | n/a | Geothermal_steam | Geothermal | CAISO_Geothermal
WALNUT_7_WCOVST | MM West Covina - ST Unit | caiso | SCE | SCE | Southern California Edison | SCE | CAISO | 1996-10-05 | 2050-12-31 | 2050 | 6.5 |  |  | n/a | Steam_Biogas | Biogas_LandfillGas | CAISO_Biomass
Walnut_Energy_CC | WalnutEnergyCC (Total CC Plant) | teppc | TIDC | TIDC | Turlock Irrigation District | TID | BANC | 2006-03-01 | 2050-12-31 | 2050 | 286 |  |  | CCWhole-NatGas-Industrial | CC_NG | CC | BANC_CCGT
WalterHardman1 | Walter Hardman-1_Walter Hardman-1_BCH-WHN | teppc | BCHA | BCHA | British Columbia Transmission Company | BCHA_AESO | Excluded | 1960-01-01 | 2033-03-31 | 2032 | 4 |  |  | Hydro | Hydro_Standard | Hydro | Excluded_Hydro
WalterHardman2 | Walter Hardman-2_Walter Hardman-2_BCH-WHN | teppc | BCHA | BCHA | British Columbia Transmission Company | BCHA_AESO | Excluded | 1960-01-01 | 2033-03-31 | 2032 | 4 |  |  | Hydro | Hydro_Standard | Hydro | Excluded_Hydro
Walterville_1 | Walterville-1 | teppc | BPAT | BPAT | Bonneville Power Administration – Transmission | BPAT | NW | 1948-12-01 | 2050-12-31 | 2050 | 8 |  |  | Hydro | Hydro_Standard | Hydro | NW_Hydro
Wanapum | Wanapum-1 | teppc | GCPD | GCPD | Grant County Public Utility District | BPAT | NW | 1963-09-01 | 2050-11-30 | 2050 | 1175 |  |  | Hydro | Hydro_Standard | Hydro | NW_Hydro
Waneta1 | Waneta-1_Waneta-1_FBC-WAN | teppc | BCHA | BCHA | British Columbia Transmission Company | BCHA_AESO | Excluded | 2002-11-11 | 2033-03-31 | 2032 | 120 |  |  | Hydro | Hydro_Standard | Hydro | Excluded_Hydro
Waneta1_Exp | Waneta Expansion-1_Waneta Expansion-1_IPP-WAX | teppc | BCHA | BCHA | British Columbia Transmission Company | BCHA_AESO | Excluded | 2015-04-01 | 2033-03-31 | 2032 | 167.5 |  |  | Hydro | Hydro_Standard | Hydro | Excluded_Hydro
Waneta2 | Waneta-2_Waneta-2_FBC-WAN | teppc | BCHA | BCHA | British Columbia Transmission Company | BCHA_AESO | Excluded | 2002-11-11 | 2033-03-31 | 2032 | 120 |  |  | Hydro | Hydro_Standard | Hydro | Excluded_Hydro
Waneta2_Exp | Waneta Expansion-2_Waneta Expansion-2_IPP-WAX | teppc | BCHA | BCHA | British Columbia Transmission Company | BCHA_AESO | Excluded | 2015-04-01 | 2033-03-31 | 2032 | 167.5 |  |  | Hydro | Hydro_Standard | Hydro | Excluded_Hydro
Waneta3 | Waneta-3_Waneta-3_FBC-WAN | teppc | BCHA | BCHA | British Columbia Transmission Company | BCHA_AESO | Excluded | 2002-11-11 | 2033-03-31 | 2032 | 120 |  |  | Hydro | Hydro_Standard | Hydro | Excluded_Hydro
Waneta4 | Waneta-4_Waneta-4_FBC-WAN | teppc | BCHA | BCHA | British Columbia Transmission Company | BCHA_AESO | Excluded | 2002-11-11 | 2033-03-31 | 2032 | 120 |  |  | Hydro | Hydro_Standard | Hydro | Excluded_Hydro
WarmSpringsPwr | Warm Springs Power Enterprises-1 | teppc | PACW | PACW | PacifiCorp – West | PACW | NW | 1982-06-01 | 2050-12-31 | 2050 | 19.6 |  |  | Hydro | Hydro_Standard | Hydro | NW_Hydro
WARNE_2_UNIT | WARNE HYDRO AGGREGATE | caiso | SCE | SCE | Southern California Edison | SCE | CAISO | 1982-01-01 | 2050-12-31 | 2050 | 76 |  |  | n/a | Hydro_Standard | Hydro | CAISO_Hydro
WATERTON_2_2 | SHELL WATERTON 2-2 | teppc | AESO | AESO | Alberta Electric System Operator | BCHA_AESO | Excluded | 1986-04-15 | 2050-12-01 | 2050 | 4.9 |  |  | CT-NatGas-Industrial | CT_NG | CT | Excluded_Peaker
Waterton_Dam | CHD Waterton Dam-1 | teppc | AESO | AESO | Alberta Electric System Operator | BCHA_AESO | Excluded | 1986-04-15 | 2050-12-01 | 2050 | 2.7 |  |  | Hydro | Hydro_Standard | Hydro | Excluded_Hydro
WATERTON1_1 | SHELL WATERTON 1-1 | teppc | AESO | AESO | Alberta Electric System Operator | BCHA_AESO | Excluded | 1986-04-15 | 2050-12-01 | 2050 | 5.4 |  |  | CT-NatGas-Industrial | CT_NG | CT | Excluded_Peaker
WAUKNA_1_SOLAR | Corcoran Solar | caiso | PGE_Valley | PGE_Valley | Pacific Gas and Electric Valley | PGE_Valley | CAISO | 2013-08-14 | 2050-12-31 | 2050 | 20 |  |  | n/a | PVgeneric_sun | Solar_Fixed | CAISO_Solar
WAUKNA_1_SOLAR2 | Corcoran 2 | caiso | PGE_Valley | PGE_Valley | Pacific Gas and Electric Valley | PGE_Valley | CAISO | 2015-05-20 | 2050-12-31 | 2050 | 19.75 |  |  | n/a | PVgeneric_sun | Solar_Fixed | CAISO_Solar
WCH_4G1 | WCH 4G1 | teppc | BCHA | BCHA | British Columbia Transmission Company | BCHA_AESO | Excluded | 2018-03-18 | 2050-03-30 | 2049 | 4.2 |  |  | hydro | Hydro_Standard | Hydro | Excluded_Hydro
WDAT1_1A | WDAT (VEA) | teppc | VEA | VEA | Valley Electric Association | NEVP | SW | 2018-03-30 | 2050-12-31 | 2050 | 7.5 |  |  | SolarPV-NonTracking | FixedPV_sun | Solar_Fixed | SW_Solar
WDAT1_1B | WDAT (VEA) | teppc | VEA | VEA | Valley Electric Association | NEVP | SW | 2018-03-30 | 2050-12-31 | 2050 | 7.5 |  |  | SolarPV-NonTracking | FixedPV_sun | Solar_Fixed | SW_Solar
WDLEAF_7_UNIT_1 | WOODLEAF HYDRO | caiso | PGE_Valley | PGE_Valley | Pacific Gas and Electric Valley | PGE_Valley | CAISO | 1963-01-01 | 2050-12-31 | 2050 | 60 |  |  | n/a | Hydro_Standard | Hydro | CAISO_Hydro
WEBER_6_FORWRD | Forward | caiso | PGE_Valley | PGE_Valley | Pacific Gas and Electric Valley | PGE_Valley | CAISO | 2014-02-05 | 2050-12-31 | 2050 | 4.2 |  |  |  | Biogas_ | Biogas_LandfillGas | CAISO_Biomass
Weeks_Falls | Weeks Falls-GEN1 | teppc | PNM | PNM | Public Service Company of New Mexico | PNM_EPE | SW | 1990-06-01 | 2050-12-31 | 2050 | 4.3 |  |  | Hydro | Hydro_Standard | Hydro | SW_Hydro
WeldwoodTG1 | WeldwoodTG1-1 | teppc | AESO | AESO | Alberta Electric System Operator | BCHA_AESO | Excluded | 1958-01-01 | 2050-12-01 | 2050 | 19 |  |  | Bio-ST | ST_Biomass | Biomass/Wood | Excluded_Biomass
WeldwoodTG2 | WeldwoodTG2-1 | teppc | AESO | AESO | Alberta Electric System Operator | BCHA_AESO | Excluded | 1990-01-01 | 2050-12-01 | 2050 | 29 |  |  | Bio-ST | ST_Biomass | Biomass/Wood | Excluded_Biomass
Wells | Wells-U-1 | teppc | DOPD | DOPD | Douglas County Public Utility District | BPAT | NW | 1967-09-01 | 2050-12-31 | 2050 | 840 |  |  | Hydro | Hydro_Standard | Hydro | NW_Hydro
West_Cadotte_1 | Genalta West Cadotte 1 | teppc | AESO | AESO | Alberta Electric System Operator | BCHA_AESO | Excluded | 2015-04-01 | 2050-12-31 | 2050 | 32.8 |  |  | CT-NatGas-Industrial | CT_NG | CT | Excluded_Peaker
West_Cadotte_2 | Genalta West Cadotte 2 | teppc | BCHA | BCHA | British Columbia Transmission Company | BCHA_AESO | Excluded | 2015-04-01 | 2050-12-31 | 2050 | 3.1 |  |  | CT-NatGas-Industrial | CT_NG | CT | Excluded_Peaker
West_Cadotte_3 | Genalta West Cadotte 3 | teppc | BCHA | BCHA | British Columbia Transmission Company | BCHA_AESO | Excluded | 2015-04-01 | 2050-12-31 | 2050 | 3.1 |  |  | CT-NatGas-Industrial | CT_NG | CT | Excluded_Peaker
West_Phoenix_1B | West Phoenix CC 1B | teppc | AZPS | AZPS | Arizona Public Service Company | AZPS | SW | 1976-06-01 | 2050-12-31 | 2050 | 95 |  |  | CCWhole-NatGas-SingleShaft | CC_NG | CC | SW_CCGT
West_Phoenix_2B | West Phoenix CC 2B | teppc | AZPS | AZPS | Arizona Public Service Company | AZPS | SW | 1976-06-01 | 2050-12-31 | 2050 | 95 |  |  | CCWhole-NatGas-SingleShaft | CC_NG | CC | SW_CCGT
West_Phoenix_3B | West Phoenix CC 3B | teppc | AZPS | AZPS | Arizona Public Service Company | AZPS | SW | 1976-06-01 | 2050-12-31 | 2050 | 95 |  |  | CCWhole-NatGas-SingleShaft | CC_NG | CC | SW_CCGT
West_Phoenix_GT1 | West Phoenix 1 and 2 GT1 | teppc | AZPS | AZPS | Arizona Public Service Company | AZPS | SW | 1972-05-01 | 2050-12-31 | 2050 | 50 |  |  | CT-NatGas-Industrial | CT_NG | CT | SW_Peaker
West_Phoenix_GT2 | West Phoenix 1 and 2 GT2 | teppc | AZPS | AZPS | Arizona Public Service Company | AZPS | SW | 1973-07-01 | 2050-12-31 | 2050 | 50 |  |  | CT-NatGas-Industrial | CT_NG | CT | SW_Peaker
West_Valley1 | West Valley Generation Project-U1 | teppc | PAUT | PAUT | Utah, PACE Utility | PACE | NW | 2001-10-01 | 2050-12-31 | 2050 | 39 |  |  | CT-NatGas-Aero | CT_NG | CT | NW_Peaker
West_Valley2 | West Valley Generation Project-U2 | teppc | PAUT | PAUT | Utah, PACE Utility | PACE | NW | 2001-10-01 | 2050-12-31 | 2050 | 39 |  |  | CT-NatGas-Aero | CT_NG | CT | NW_Peaker
West_Valley3 | West Valley Generation Project-U3 | teppc | PAUT | PAUT | Utah, PACE Utility | PACE | NW | 2002-06-01 | 2050-12-31 | 2050 | 39 |  |  | CT-NatGas-Aero | CT_NG | CT | NW_Peaker
West_Valley4 | West Valley Generation Project-U4 | teppc | PAUT | PAUT | Utah, PACE Utility | PACE | NW | 2002-06-01 | 2050-12-31 | 2050 | 39 |  |  | CT-NatGas-Aero | CT_NG | CT | NW_Peaker
West_Valley5 | West Valley Generation Project-U5 | teppc | PAUT | PAUT | Utah, PACE Utility | PACE | NW | 2002-10-01 | 2050-12-31 | 2050 | 39 |  |  | CT-NatGas-Aero | CT_NG | CT | NW_Peaker
Western_A101 | Western 102 Generating Station A101 | teppc | SPPC | SPPC | Nevada Power Company | NEVP | SW | 2005-11-01 | 2050-12-31 | 2050 | 8.3 |  |  | ICE-NatGas | ICE_NG | ICE | SW_Peaker
Western_B102 | Western 102 Generating Station B102 | teppc | SPPC | SPPC | Nevada Power Company | NEVP | SW | 2005-11-01 | 2050-12-31 | 2050 | 8.3 |  |  | ICE-NatGas | ICE_NG | ICE | SW_Peaker
Western_B202 | Western 102 Generating Station B202 | teppc | SPPC | SPPC | Nevada Power Company | NEVP | SW | 2005-11-01 | 2050-12-31 | 2050 | 8.3 |  |  | ICE-NatGas | ICE_NG | ICE | SW_Peaker
Western_C102 | Western 102 Generating Station C102 | teppc | SPPC | SPPC | Nevada Power Company | NEVP | SW | 2005-11-01 | 2050-12-31 | 2050 | 8.3 |  |  | ICE-NatGas | ICE_NG | ICE | SW_Peaker
Western_C202 | Western 102 Generating Station C202 | teppc | SPPC | SPPC | Nevada Power Company | NEVP | SW | 2005-11-01 | 2050-12-31 | 2050 | 8.3 |  |  | ICE-NatGas | ICE_NG | ICE | SW_Peaker
Western_D101 | Western 102 Generating Station D101 | teppc | SPPC | SPPC | Nevada Power Company | NEVP | SW | 2005-11-01 | 2050-12-31 | 2050 | 8.3 |  |  | ICE-NatGas | ICE_NG | ICE | SW_Peaker
Western_E102 | Western 102 Generating Station E102 | teppc | SPPC | SPPC | Nevada Power Company | NEVP | SW | 2005-11-01 | 2050-12-31 | 2050 | 8.3 |  |  | ICE-NatGas | ICE_NG | ICE | SW_Peaker
Western_E202 | Western 102 Generating Station E202 | teppc | SPPC | SPPC | Nevada Power Company | NEVP | SW | 2005-11-01 | 2050-12-31 | 2050 | 8.3 |  |  | ICE-NatGas | ICE_NG | ICE | SW_Peaker
Western_F102 | Western 102 Generating Station F102 | teppc | SPPC | SPPC | Nevada Power Company | NEVP | SW | 2005-11-01 | 2050-12-31 | 2050 | 8.3 |  |  | ICE-NatGas | ICE_NG | ICE | SW_Peaker
Western_F202 | Western 102 Generating Station F202 | teppc | SPPC | SPPC | Nevada Power Company | NEVP | SW | 2005-11-01 | 2050-12-31 | 2050 | 8.3 |  |  | ICE-NatGas | ICE_NG | ICE | SW_Peaker
Western_G102 | Western 102 Generating Station G102 | teppc | SPPC | SPPC | Nevada Power Company | NEVP | SW | 2005-11-01 | 2050-12-31 | 2050 | 8.3 |  |  | ICE-NatGas | ICE_NG | ICE | SW_Peaker
Western_G202 | Western 102 Generating Station G202 | teppc | SPPC | SPPC | Nevada Power Company | NEVP | SW | 2005-11-01 | 2050-12-31 | 2050 | 8.3 |  |  | ICE-NatGas | ICE_NG | ICE | SW_Peaker
Western_H102 | Western 102 Generating Station H102 | teppc | SPPC | SPPC | Nevada Power Company | NEVP | SW | 2005-11-01 | 2050-12-31 | 2050 | 8.3 |  |  | ICE-NatGas | ICE_NG | ICE | SW_Peaker
Western_H202 | Western 102 Generating Station H202 | teppc | SPPC | SPPC | Nevada Power Company | NEVP | SW | 2005-11-01 | 2050-12-31 | 2050 | 8.3 |  |  | ICE-NatGas | ICE_NG | ICE | SW_Peaker
WESTLOCKG1_1 | WESTLOCKG1-1 | teppc | AESO | AESO | Alberta Electric System Operator | BCHA_AESO | Excluded | 1996-01-01 | 2050-12-01 | 2050 | 16.9 |  |  | Bio-ST | ST_Biomass | Biomass/Wood | Excluded_Biomass
WestPhoenix_CC4 | WestPhoenixCC4 (Total CC Plant) | teppc | AZPS | AZPS | Arizona Public Service Company | AZPS | SW | 2001-06-01 | 2050-12-31 | 2050 | 118.8 |  |  | CCWhole-NatGas-Industrial | CC_NG | CC | SW_CCGT
WestPhoenix_CC5 | WestPhoenixCC5 (Total CC Plant) | teppc | AZPS | AZPS | Arizona Public Service Company | AZPS | SW | 2003-08-01 | 2050-12-31 | 2050 | 515.6 |  |  | CCWhole-NatGas-Industrial | CC_NG | CC | SW_CCGT
WESTPT_2_UNIT | West Point Hydro Plant | caiso | PGE_Valley | PGE_Valley | Pacific Gas and Electric Valley | PGE_Valley | CAISO | 1948-01-01 | 2050-12-31 | 2050 | 14 |  |  |  | Hydro_Standard | Hydro | CAISO_Small_Hydro
WestSide | West Side | teppc | PACW | PACW | PacifiCorp – West | PACW | NW | 1908-10-01 | 2030-01-01 | 2029 | 0.6 |  |  | Hydro | Hydro_Standard | Hydro | NW_Hydro
WEY_13G1 | WEY 13G1 | teppc | BCHA | BCHA | British Columbia Transmission Company | BCHA_AESO | Excluded | 2018-03-30 | 2050-03-30 | 2049 | 24 |  |  | Bio-ICE | ICE_Biomass | Biomass/Wood | Excluded_Biomass
WEY_13T1 | WEY 13T1 | teppc | BCHA | BCHA | British Columbia Transmission Company | BCHA_AESO | Excluded | 2018-03-30 | 2050-03-30 | 2049 | 18 |  |  | Bio-ICE | ICE_Biomass | Biomass/Wood | Excluded_Biomass
WeyerhaeuserBio | Weyerhaeuser Biomass-1 | teppc | AESO | AESO | Alberta Electric System Operator | BCHA_AESO | Excluded | 2011-03-01 | 2050-12-31 | 2050 | 15 |  |  | Bio-ST | ST_Biomass | Biomass/Wood | Excluded_Biomass
WeyerhaeuserWA2 | Weyerhaeuser Longview WA-TG2 | teppc | BPAT | BPAT | Bonneville Power Administration – Transmission | BPAT | NW | 1948-01-01 | 2050-12-31 | 2050 | 7.8 |  |  | Bio-ST | ST_Biomass | Biomass/Wood | NW_Biomass
WeyerhaeuserWA4 | Weyerhaeuser Longview WA-TG4 | teppc | BPAT | BPAT | Bonneville Power Administration – Transmission | BPAT | NW | 1954-01-01 | 2050-12-31 | 2050 | 4 |  |  | Bio-ST | ST_Biomass | Biomass/Wood | NW_Biomass
WeyerhaeuserWA5 | Weyerhaeuser Longview WA-TG5 | teppc | BPAT | BPAT | Bonneville Power Administration – Transmission | BPAT | NW | 1976-01-01 | 2050-12-31 | 2050 | 37.2 |  |  | Bio-ST | ST_Biomass | Biomass/Wood | NW_Biomass
WFRESN_1_SOLAR | Joya Del Sol | caiso | PGE_Valley | PGE_Valley | Pacific Gas and Electric Valley | PGE_Valley | CAISO | 2012-12-21 | 2050-12-31 | 2050 | 1.5 |  |  |  | PVgeneric_sun | Solar_Fixed | CAISO_Solar
WGM_4G1 | WGM 4G1 | teppc | BCHA | BCHA | British Columbia Transmission Company | BCHA_AESO | Excluded | 2018-08-31 | 2050-03-30 | 2049 | 5.35 |  |  | hydro | Hydro_Standard | Hydro | Excluded_Hydro
Whatshan_1 | Whatshan-1_Whatshan-1_BCH-WGS | teppc | BCHA | BCHA | British Columbia Transmission Company | BCHA_AESO | Excluded | 1951-01-01 | 2033-03-31 | 2032 | 54 |  |  | Hydro | Hydro_Standard | Hydro | Excluded_Hydro
Wheat_Field | Wheat Field Wind Power Project-GEN1 | teppc | TPWR | TPWR | Tacoma Power | BPAT | NW | 2009-04-01 | 2050-12-31 | 2050 | 96.6 |  |  | WT-Onshore | wind_onshorewind | Wind | NW_Wind
WHEATL_6_LNDFIL | G2 ENERGY, OSTROM ROAD LLC | caiso | PGE_Valley | PGE_Valley | Pacific Gas and Electric Valley | PGE_Valley | CAISO | 2009-01-08 | 2050-12-31 | 2050 | 3.55 |  |  |  | Biogas_ | Biogas_LandfillGas | CAISO_Biomass
Whiskeytown | Whiskeytown 1 | teppc | BANC | BANC | Balancing Authority of Northern California | SMUD | BANC | 1986-09-01 | 2050-12-31 | 2050 | 5 |  |  | Hydro | Hydro_Standard | Hydro | BANC_Small_Hydro
WhistlingRidge1 | Whistling Ridge Wind-WT (1) | teppc | TPWR | TPWR | Tacoma Power | BPAT | NW | 2018-12-31 | 2050-04-15 | 2049 | 70 |  |  | WT-Onshore | wind_onshorewind | Wind | NW_Wind
White_Creek1 | White Creek Wind Farm-1 | teppc | TPWR | TPWR | Tacoma Power | BPAT | NW | 2007-12-01 | 2050-12-31 | 2050 | 102.35 |  |  | WT-Onshore | wind_onshorewind | Wind | NW_Wind
White_Creek2 | White Creek Wind Farm-2 | teppc | TPWR | TPWR | Tacoma Power | BPAT | NW | 2007-12-01 | 2050-12-31 | 2050 | 102.35 |  |  | WT-Onshore | wind_onshorewind | Wind | NW_Wind
White_Rock_1 | White Rock H1 | teppc | BANC | BANC | Balancing Authority of Northern California | SMUD | BANC | 1968-06-01 | 2050-01-01 | 2049 | 110 |  |  | Hydro | Hydro_Standard | Hydro | BANC_Hydro
White_Rock_2 | White Rock H2 | teppc | BANC | BANC | Balancing Authority of Northern California | SMUD | BANC | 2013-08-01 | 2050-12-31 | 2050 | 125 |  |  | Hydro | Hydro_Standard | Hydro | BANC_Hydro
WHITECOURT_CGN | WHITECOURT COGEN-1 | teppc | AESO | AESO | Alberta Electric System Operator | BCHA_AESO | Excluded | 1994-12-01 | 2050-12-01 | 2050 | 23 |  |  | Bio-ST | ST_Biomass | Biomass/Wood | Excluded_Biomass
Whitehead_K1 | Whitehead-K1 | teppc | PAUT | PAUT | Utah, PACE Utility | PACE | NW | 1986-10-01 | 2050-12-31 | 2050 | 7 |  |  | ICE-NatGas | ICE_NG | ICE | NW_Peaker
Whitehead_K2 | Whitehead-K2 | teppc | PAUT | PAUT | Utah, PACE Utility | PACE | NW | 1986-08-01 | 2050-12-31 | 2050 | 7 |  |  | ICE-NatGas | ICE_NG | ICE | NW_Peaker
Whitehead_K3 | Whitehead-K3 | teppc | PAUT | PAUT | Utah, PACE Utility | PACE | NW | 2000-03-01 | 2050-12-31 | 2050 | 7 |  |  | ICE-NatGas | ICE_NG | ICE | NW_Peaker
Whitehead_K4 | Whitehead-K4 | teppc | PAUT | PAUT | Utah, PACE Utility | PACE | NW | 2002-12-01 | 2050-12-31 | 2050 | 5 |  |  | ICE-NatGas | ICE_NG | ICE | NW_Peaker
Whitehorn_2 | Whitehorn-2 | teppc | PSEI | PSEI | Puget Sound Energy | BPAT | NW | 1981-10-01 | 2050-12-31 | 2050 | 84.6 |  |  | CT-NatGas-Industrial | CT_NG | CT | NW_Peaker
Whitehorn_3 | Whitehorn-3 | teppc | PSEI | PSEI | Puget Sound Energy | BPAT | NW | 1981-10-01 | 2050-12-31 | 2050 | 84.6 |  |  | CT-NatGas-Industrial | CT_NG | CT | NW_Peaker
WhiteWaterRanch | White Water Ranch-1 | teppc | IPFE | IPFE | Idaho Far East | IPCO | NW | 1985-08-01 | 2030-04-15 | 2029 | 0.16 |  |  | Hydro | Hydro_Standard | Hydro | NW_Hydro
WHITNY_6_SOLAR | Whitney Point Solar | caiso | PGE_Valley | PGE_Valley | Pacific Gas and Electric Valley | PGE_Valley | CAISO | 2017-04-14 | 2050-12-31 | 2050 | 20 |  |  | PVgeneric_sun | PVgeneric_sun | Solar_Fixed | CAISO_Solar
WHTWTR_1_WINDA1 | Whitewater Hill Wind Project | caiso | SCE | SCE | Southern California Edison | SCE | CAISO | 2002-08-31 | 2050-12-31 | 2050 | 61.5 |  |  |  | wind_onshorewind | Wind | CAISO_Wind
Wild_Horse_W3 | Wild Horse-W3 | teppc | PSEI | PSEI | Puget Sound Energy | BPAT | NW | 2009-11-01 | 2050-12-31 | 2050 | 44 |  |  | WT-Onshore | wind_onshorewind | Wind | NW_Wind
Wild_Horse_Wind_1 | Wild Horse-W1 | teppc | PSEI | PSEI | Puget Sound Energy | BPAT | NW | 2006-12-01 | 2050-12-31 | 2050 | 113.3 |  |  | WT-Onshore | wind_onshorewind | Wind | NW_Wind
Wild_Horse_Wind_2_3 | Wild Horse-W2 | teppc | PSEI | PSEI | Puget Sound Energy | BPAT | NW | 2006-09-01 | 2050-12-31 | 2050 | 115.3 |  |  | WT-Onshore | wind_onshorewind | Wind | NW_Wind
Wild_Rose_1 | Wild Rose 1¦Don A Campbell 1 | teppc | SPPC | SPPC | Nevada Power Company | NEVP | SW | 1985-08-01 | 2030-04-15 | 2029 | 25 |  |  | Geo-BinaryCycle | Geothermal_steam | Geothermal | SW_Geothermal
Wild_Rose_2 | Wild Rose 2¦Don Campbell 2 | teppc | SPPC | SPPC | Nevada Power Company | NEVP | SW | 2015-09-01 | 2050-12-31 | 2050 | 25 |  |  | Geo-BinaryCycle | Geothermal_steam | Geothermal | SW_Geothermal
Wildmare_Wind_1 | Wildmare Wind-1_Wildmare Wind-1_IPP-WDM | teppc | BCHA | BCHA | British Columbia Transmission Company | BCHA_AESO | Excluded | 2015-11-01 | 2040-11-01 | 2040 | 36 |  |  | WT-Onshore | wind_onshorewind | Wind | Excluded_Wind
Wildmare_Wind_2 | Wildmare Wind-2_Wildmare Wind-2_IPP-WDM | teppc | BCHA | BCHA | British Columbia Transmission Company | BCHA_AESO | Excluded | 2015-11-01 | 2040-11-01 | 2040 | 14.4 |  |  | WT-Onshore | wind_onshorewind | Wind | Excluded_Wind
Wildmare_Wind_3 | Wildmare Wind-3_Wildmare Wind-3_IPP-WDM | teppc | BCHA | BCHA | British Columbia Transmission Company | BCHA_AESO | Excluded | 2015-11-01 | 2040-11-01 | 2040 | 27 |  |  | WT-Onshore | wind_onshorewind | Wind | Excluded_Wind
WildRoseWind01 | Naturener Wild Rose Wind Farm Phase 1-01 | teppc | BCHA | BCHA | British Columbia Transmission Company | BCHA_AESO | Excluded | 2014-07-31 | 2050-12-31 | 2050 | 21 |  |  | WT-Onshore | wind_onshorewind | Wind | Excluded_Wind
WildRoseWind03 | Naturener Wild Rose Wind Farm Phase 1-03 | teppc | BCHA | BCHA | British Columbia Transmission Company | BCHA_AESO | Excluded | 2014-07-31 | 2050-12-31 | 2050 | 21 |  |  | WT-Onshore | wind_onshorewind | Wind | Excluded_Wind
WildRoseWind04 | Naturener Wild Rose Wind Farm Phase 1-04 | teppc | BCHA | BCHA | British Columbia Transmission Company | BCHA_AESO | Excluded | 2014-07-31 | 2050-12-31 | 2050 | 19.5 |  |  | WT-Onshore | wind_onshorewind | Wind | Excluded_Wind
WildRoseWind05 | Naturener Wild Rose Wind Farm Phase 1-05 | teppc | BCHA | BCHA | British Columbia Transmission Company | BCHA_AESO | Excluded | 2014-07-31 | 2050-12-31 | 2050 | 19.5 |  |  | WT-Onshore | wind_onshorewind | Wind | Excluded_Wind
WildRoseWind07 | Naturener Wild Rose Wind Farm Phase 1-07 | teppc | BCHA | BCHA | British Columbia Transmission Company | BCHA_AESO | Excluded | 2014-07-31 | 2050-12-31 | 2050 | 19.5 |  |  | WT-Onshore | wind_onshorewind | Wind | Excluded_Wind
WildRoseWind08 | Naturener Wild Rose Wind Farm Phase 1-08 | teppc | PNM | PNM | Public Service Company of New Mexico | PNM_EPE | SW | 2014-07-31 | 2050-12-31 | 2050 | 21 |  |  | WT-Onshore | wind_onshorewind | Wind | SW_Wind
WildRoseWind09 | Naturener Wild Rose Wind Farm Phase 1-09 | teppc | BCHA | BCHA | British Columbia Transmission Company | BCHA_AESO | Excluded | 2014-07-31 | 2050-12-31 | 2050 | 21 |  |  | WT-Onshore | wind_onshorewind | Wind | Excluded_Wind
Wilkins_Wind | Wilkins Wind-WT (10 x 2.5) | teppc | PNM | PNM | Public Service Company of New Mexico | PNM_EPE | SW | 2016-12-01 | 2050-04-15 | 2049 | 25 |  |  | WT-Onshore | wind_onshorewind | Wind | SW_Wind
Williams_Fork | Williams Fork Hydro Plant GEN1-GEN2 | teppc | WACM | WACM | Western Area Power Administration, Colorado-Missouri Region | WACM | Excluded | 1959-07-01 | 2050-12-31 | 2050 | 3 |  |  | Hydro | Hydro_Standard | Hydro | Excluded_Hydro
Willow_Springs_Solar__LLC | Willow Springs Solar, LLC | rps | SCE | SCE | Southern California Edison | SCE | CAISO | 2019-10-31 | 2050-12-31 | 2050 | 108 |  |  | Solar PV - Ground mountSolar: Tracking (1 Axis) | 1axPV_sun | Solar_1Axis | CAISO_Solar
WillowCreekEC | Willow Creek Energy Center-1 | teppc | TPWR | TPWR | Tacoma Power | BPAT | NW | 2009-02-01 | 2050-12-31 | 2050 | 72 |  |  | WT-Onshore | wind_onshorewind | Wind | NW_Wind
WilsonLake1 | Wilson Lake Hydroelectric Project-1 | teppc | IPTV | IPTV | Idaho Treasure Valley | IPCO | NW | 1993-05-18 | 2050-12-31 | 2050 | 7.3 |  |  | Hydro | Hydro_Standard | Hydro | NW_Hydro
WilsonLake2 | Wilson Lake Hydroelectric Project-2 | teppc | IPFE | IPFE | Idaho Far East | IPCO | NW | 1993-05-18 | 2050-12-31 | 2050 | 4.2 |  |  | Hydro | Hydro_Standard | Hydro | NW_Hydro
SUNSPT_2_WNASR1 | Windhub Solar A Solar Project | rps | SCE | SCE | Southern California Edison | SCE | CAISO | 2019-12-01 | 2050-12-31 | 2050 | 20 |  |  | Solar PV - Ground mountSolar: Tracking (1 Axis) | 1axPV_sun | Solar_1Axis | CAISO_Solar
Windy_Flats_Wind | Windy Flats Wind Project-1 | teppc | TPWR | TPWR | Tacoma Power | BPAT | NW | 2010-01-01 | 2050-12-31 | 2050 | 202.4 |  |  | WT-Onshore | wind_onshorewind | Wind | NW_Wind
WindyFlats2 | Windy Flats Wind Project-2 | teppc | TPWR | TPWR | Tacoma Power | BPAT | NW | 2010-01-01 | 2050-12-31 | 2050 | 59.8 |  |  | WT-Onshore | wind_onshorewind | Wind | NW_Wind
WindyFlats3 | Windy Flats 3 (Windy Point 3)-WT (43 x 2.3) | teppc | TPWR | TPWR | Tacoma Power | BPAT | NW | 2013-12-01 | 2050-12-31 | 2050 | 98.9 |  |  | WT-Onshore | wind_onshorewind | Wind | NW_Wind
WinteringHills1 | Suncor Wintering Hills-G1 | teppc | AESO | AESO | Alberta Electric System Operator | BCHA_AESO | Excluded | 2011-09-01 | 2050-12-31 | 2050 | 16 |  |  | WT-Onshore | wind_onshorewind | Wind | Excluded_Wind
WinteringHills2 | Suncor Wintering Hills-G2 | teppc | AESO | AESO | Alberta Electric System Operator | BCHA_AESO | Excluded | 2011-09-01 | 2050-12-31 | 2050 | 14.4 |  |  | WT-Onshore | wind_onshorewind | Wind | Excluded_Wind
WinteringHills3 | Suncor Wintering Hills-G3 | teppc | AESO | AESO | Alberta Electric System Operator | BCHA_AESO | Excluded | 2011-09-01 | 2050-12-31 | 2050 | 12.8 |  |  | WT-Onshore | wind_onshorewind | Wind | Excluded_Wind
WinteringHills4 | Suncor Wintering Hills-G4 | teppc | AESO | AESO | Alberta Electric System Operator | BCHA_AESO | Excluded | 2011-09-01 | 2050-12-31 | 2050 | 16 |  |  | WT-Onshore | wind_onshorewind | Wind | Excluded_Wind
WinteringHills5 | Suncor Wintering Hills-G5 | teppc | AESO | AESO | Alberta Electric System Operator | BCHA_AESO | Excluded | 2011-09-01 | 2050-12-31 | 2050 | 14.4 |  |  | WT-Onshore | wind_onshorewind | Wind | Excluded_Wind
WinteringHills6 | Suncor Wintering Hills-G6 | teppc | AESO | AESO | Alberta Electric System Operator | BCHA_AESO | Excluded | 2011-09-01 | 2050-12-31 | 2050 | 14.4 |  |  | WT-Onshore | wind_onshorewind | Wind | Excluded_Wind
WISE_1_UNIT_1 | Wise Hydro Unit 1 | caiso | PGE_Valley | PGE_Valley | Pacific Gas and Electric Valley | PGE_Valley | CAISO | 1917-01-01 | 2050-12-31 | 2050 | 14.5 |  |  |  | Hydro_Standard | Hydro | CAISO_Hydro
WISE_1_UNIT_2 | WISE HYDRO UNIT 2 | caiso | PGE_Valley | PGE_Valley | Pacific Gas and Electric Valley | PGE_Valley | CAISO | 1986-01-01 | 2050-12-31 | 2050 | 3.2 |  |  |  | Hydro_Standard | Hydro | CAISO_Hydro
WISHON_6_UNITS | Wishon/San Joaquin #1-A AGGREGATE | caiso | PGE_Valley | PGE_Valley | Pacific Gas and Electric Valley | PGE_Valley | CAISO | 1910-01-01 | 2050-12-31 | 2050 | 18.4 |  |  |  | Hydro_Standard | Hydro | CAISO_Small_Hydro
WISTRA_2_WRSSR1 | Wistaria Ranch Solar | caiso | SDGE | SDGE | San Diego Gas and Electric | SDGE | CAISO | 2018-12-01 | 2050-12-31 | 2050 | 100 |  |  | PHOTO VOLTAIC_SUN | PVgeneric_sun | Solar_Fixed | CAISO_Solar
WLDWD_1_SOLAR1 | Wildwood Solar I | caiso | SCE | SCE | Southern California Edison | SCE | CAISO | 2015-02-19 | 2050-12-31 | 2050 | 20 |  |  |  | PVgeneric_sun | Solar_Fixed | CAISO_Solar
WLDWD_1_SOLAR2 | Wildwood Solar 2 | caiso | SCE | SCE | Southern California Edison | SCE | CAISO | 2016-12-01 | 2050-12-31 | 2050 | 15 |  |  | PVgeneric_sun | PVgeneric_sun | Solar_Fixed | CAISO_Solar
WNDMAS_2_UNIT_1 | BUENA VISTA ENERGY, LLC | caiso | PGE_Bay | PGE_Bay | Pacific Gas and Electric Bay | PGE_Bay | CAISO | 1983-12-24 | 2050-12-31 | 2050 | 38 |  |  |  | wind_onshorewind | Wind | CAISO_Wind
WNDSTR_2_WIND | Windstar | caiso | SCE | SCE | Southern California Edison | SCE | CAISO | 2012-01-28 | 2050-12-31 | 2050 | 120 |  |  |  | wind_onshorewind | Wind | CAISO_Wind
WOLFSK_1_UNITA1 | Wolfskill Energy Center | caiso | PGE_Valley | PGE_Valley | Pacific Gas and Electric Valley | PGE_Valley | CAISO | 2003-03-22 | 2050-12-31 | 2050 | 46.9 |  |  | CT-NatGas-Aero | CT_NG | CT | CAISO_Peaker1
Wolverine_Creek |  | teppc | PAID | PAID | Idaho, PACE Utility | IPCO | NW | 2006-02-01 | 2050-12-31 | 2050 | 19 |  |  | WT-Onshore | wind_onshorewind | Wind | NW_Wind
Woodland_1 | Woodland NA1 | teppc | BANC | BANC | Balancing Authority of Northern California | SMUD | BANC | 1993-11-01 | 2050-12-31 | 2050 | 49 |  |  | CT-NatGas-Industrial | CT_NG | CT | BANC_Peaker
Woodland_3A | Woodland IC 3A | teppc | BANC | BANC | Balancing Authority of Northern California | SMUD | BANC | 2011-07-22 | 2050-12-31 | 2050 | 8.2 |  |  | ICE-NatGas | ICE_NG | ICE | BANC_Peaker
Woodland_3B | Woodland IC 3B | teppc | BANC | BANC | Balancing Authority of Northern California | SMUD | BANC | 2011-07-22 | 2050-12-31 | 2050 | 8.2 |  |  | ICE-NatGas | ICE_NG | ICE | BANC_Peaker
Woodland_3C | Woodland IC 3C | teppc | BANC | BANC | Balancing Authority of Northern California | SMUD | BANC | 2011-07-22 | 2050-12-31 | 2050 | 8.2 |  |  | ICE-NatGas | ICE_NG | ICE | BANC_Peaker
Woodland_3D | Woodland IC 3D | teppc | BANC | BANC | Balancing Authority of Northern California | SMUD | BANC | 2011-07-22 | 2050-12-31 | 2050 | 8.2 |  |  | ICE-NatGas | ICE_NG | ICE | BANC_Peaker
Woodland_3E | Woodland IC 3E | teppc | BANC | BANC | Balancing Authority of Northern California | SMUD | BANC | 2011-07-22 | 2050-12-31 | 2050 | 8.2 |  |  | ICE-NatGas | ICE_NG | ICE | BANC_Peaker
Woodland_3F | Woodland IC 3F | teppc | BANC | BANC | Balancing Authority of Northern California | SMUD | BANC | 2011-07-22 | 2050-12-31 | 2050 | 8.2 |  |  | ICE-NatGas | ICE_NG | ICE | BANC_Peaker
Woodland_CC | WoodlandCC (Total CC Plant) | teppc | BANC | BANC | Balancing Authority of Northern California | SMUD | BANC | 2003-08-01 | 2050-12-31 | 2050 | 84.2 |  |  | CCWhole-NatGas-Industrial | CC_NG | CC | BANC_CCGT
WOODWR_1_HYDRO | Quinten Luallen | caiso | PGE_Valley | PGE_Valley | Pacific Gas and Electric Valley | PGE_Valley | CAISO |  | 2050-12-31 | 2050 | 7.3 |  |  | Hydro_Standard | Hydro_Standard | Hydro | CAISO_Hydro
Wrangler | Wrangler-1 | teppc | BPAT | BPAT | Bonneville Power Administration – Transmission | BPAT | NW | 2011-10-13 | 2036-10-13 | 2036 | 0.48 |  |  | SolarPV-Tracking | 1axPV_sun | Solar_1Axis | NW_Solar
WRGHTP_7_AMENGY | SMALL QF AGGREGATION - LOS BANOS | caiso | PGE_Valley | PGE_Valley | Pacific Gas and Electric Valley | PGE_Valley | CAISO | 1986-02-01 | 2050-12-31 | 2050 | 2.5 |  |  |  | Hydro_Standard | Hydro | CAISO_Hydro
WSENGY_1_UNIT_1 | Wheelabrator Shasta | caiso | PGE_Valley | PGE_Valley | Pacific Gas and Electric Valley | PGE_Valley | CAISO | 1987-10-30 | 2050-12-31 | 2050 | 50 |  |  |  | ST_Biomass | Biomass/Wood | CAISO_Biomass
WSMR_I_WSMR1 | WSMR I-WSMR1 | teppc | BPAT | BPAT | Bonneville Power Administration – Transmission | BPAT | NW | 2009-12-01 | 2029-12-01 | 2029 | 4.2 |  |  | SolarPV-NonTracking | FixedPV_sun | Solar_Fixed | NW_Solar
WSMR_I_WSMR2 | WSMR I-WSMR2 | teppc | BPAT | BPAT | Bonneville Power Administration – Transmission | BPAT | NW | 2009-12-01 | 2029-12-01 | 2029 | 0.4 |  |  | SolarPV-NonTracking | FixedPV_sun | Solar_Fixed | NW_Solar
WSNR_2_CVPDYN | Central Valley 1 | caiso | BANC | PGE_Valley | Pacific Gas and Electric Valley | PGE_Valley | CAISO |  | 2050-12-31 | 2050 | 5 |  |  | HYDRO_WATER | Hydro_Standard | Hydro | CAISO_Hydro
WSNR_2_TESLADYN | Central Valley Tesla | caiso | BANC | PGE_Valley | Pacific Gas and Electric Valley | PGE_Valley | CAISO |  | 2050-12-31 | 2050 | 5 |  |  | HYDRO_WATER | Hydro_Standard | Hydro | CAISO_Hydro
WSNR_5_TRCYDYN | Central Valley Tracy | caiso | BANC | PGE_Valley | Pacific Gas and Electric Valley | PGE_Valley | CAISO |  | 2050-12-31 | 2050 | 5 |  |  | HYDRO_WATER | Hydro_Standard | Hydro | CAISO_Hydro
Wygen_1 | Wygen 1 1 | teppc | WACM | WACM | Western Area Power Administration, Colorado-Missouri Region | WACM | Excluded | 2003-02-01 | 2050-12-31 | 2050 | 93.7 |  |  | ST-Coal | Steam_Coal | Coal | Excluded_Coal
Wygen_2 | Wygen 2 1 | teppc | WACM | WACM | Western Area Power Administration, Colorado-Missouri Region | WACM | Excluded | 2008-01-01 | 2050-12-01 | 2050 | 95 |  |  | ST-Coal | Steam_Coal | Coal | Excluded_Coal
Wygen_3 | Wygen 3 5 | teppc | WACM | WACM | Western Area Power Administration, Colorado-Missouri Region | WACM | Excluded | 2010-04-01 | 2050-12-31 | 2050 | 100 |  |  | ST-Coal | Steam_Coal | Coal | Excluded_Coal
Wynoochee | Wynoochee-1 | teppc | TPWR | TPWR | Tacoma Power | BPAT | NW | 1994-01-01 | 2050-12-31 | 2050 | 12.8 |  |  | Hydro | Hydro_Standard | Hydro | NW_Hydro
Wyodak | Wyodak-1 | teppc | PAWY | PAWY | Wyoming, PACE Utility | PACE | NW | 1978-09-01 | 2050-12-31 | 2050 | 340 |  |  | ST-Coal | Steam_Coal | Coal | NW_Coal
YahooCreek | Yahoo Creek-YCWP_60032 | teppc | IPFE | IPFE | Idaho Far East | IPCO | NW | 2010-12-21 | 2050-12-31 | 2050 | 21 |  |  | WT-Onshore | wind_onshorewind | Wind | NW_Wind
YakamaDrop2 | Yakama Drop 2-1 | teppc | PNM | PNM | Public Service Company of New Mexico | PNM_EPE | SW | 1942-08-01 | 2050-12-31 | 2050 | 2.5 |  |  | Hydro | Hydro_Standard | Hydro | SW_Hydro
YakamaDrop3_1 | Yakama Drop 3-1 | teppc | PNM | PNM | Public Service Company of New Mexico | PNM_EPE | SW | 1931-12-01 | 2050-12-31 | 2050 | 0.8 |  |  | Hydro | Hydro_Standard | Hydro | SW_Hydro
YakamaDrop3_2 | Yakama Drop 3-2 | teppc | PNM | PNM | Public Service Company of New Mexico | PNM_EPE | SW | 1931-12-01 | 2050-12-31 | 2050 | 0.8 |  |  | Hydro | Hydro_Standard | Hydro | SW_Hydro
Yale1 | Yale-1 | teppc | PACW | PACW | PacifiCorp – West | PACW | NW | 1953-09-01 | 2050-12-31 | 2050 | 67 |  |  | Hydro | Hydro_Standard | Hydro | NW_Hydro
Yale2 | Yale-2 | teppc | PACW | PACW | PacifiCorp – West | PACW | NW | 1953-11-01 | 2050-12-31 | 2050 | 67 |  |  | Hydro | Hydro_Standard | Hydro | NW_Hydro
Yellowstone_Eng | Yellowstone Energy LP-GEN1 | teppc | NWMT | NWMT | NorthWestern Energy | NWMT_WAUW | NW | 1995-06-01 | 2050-12-31 | 2050 | 64 |  |  | ST-Coal | Steam_Coal | Coal | NW_Coal
Yellowtail_1 | Yellowtail 1 | teppc | WACM | WACM | Western Area Power Administration, Colorado-Missouri Region | WACM | Excluded | 1966-11-01 | 2050-12-31 | 2050 | 65.79 |  |  | Hydro | Hydro_Standard | Hydro | Excluded_Hydro
Yellowtail_2 | Yellowtail 2 | teppc | WACM | WACM | Western Area Power Administration, Colorado-Missouri Region | WACM | Excluded | 1966-10-01 | 2050-12-31 | 2050 | 65.79 |  |  | Hydro | Hydro_Standard | Hydro | Excluded_Hydro
Yellowtail_3 | Yellowtail 3 | teppc | WACM | WACM | Western Area Power Administration, Colorado-Missouri Region | WACM | Excluded | 1966-11-01 | 2050-12-31 | 2050 | 65.79 |  |  | Hydro | Hydro_Standard | Hydro | Excluded_Hydro
Yellowtail_4 | Yellowtail 4 | teppc | WACM | WACM | Western Area Power Administration, Colorado-Missouri Region | WACM | Excluded | 1966-10-01 | 2050-12-31 | 2050 | 65.79 |  |  | Hydro | Hydro_Standard | Hydro | Excluded_Hydro
Yelm_1 | Yelm-1 | teppc | PNM | PNM | Public Service Company of New Mexico | PNM_EPE | SW | 1929-12-01 | 2050-12-31 | 2050 | 3 |  |  | Hydro | Hydro_Standard | Hydro | SW_Hydro
Yelm_2 | Yelm-2 | teppc | PNM | PNM | Public Service Company of New Mexico | PNM_EPE | SW | 1929-12-01 | 2050-12-31 | 2050 | 3 |  |  | Hydro | Hydro_Standard | Hydro | SW_Hydro
Yelm_3 | Yelm-3 | teppc | PNM | PNM | Public Service Company of New Mexico | PNM_EPE | SW | 1954-12-01 | 2050-12-31 | 2050 | 6 |  |  | Hydro | Hydro_Standard | Hydro | SW_Hydro
YoungsCreek | Youngs Creek Hydroelectric Project-1 | teppc | PNM | PNM | Public Service Company of New Mexico | PNM_EPE | SW | 2010-12-01 | 2050-12-31 | 2050 | 7.5 |  |  | Hydro | Hydro_Standard | Hydro | SW_Hydro
YUBACT_1_SUNSWT | YUBA CITY COGEN | caiso | PGE_Valley | PGE_Valley | Pacific Gas and Electric Valley | PGE_Valley | CAISO | 1990-12-27 | 2050-12-31 | 2050 | 49.97 |  |  | CT-NatGas-Aero | CT_NG | CT | CAISO_Peaker1
YUBACT_6_UNITA1 | Yuba City Energy Center (Calpine) | caiso | PGE_Valley | PGE_Valley | Pacific Gas and Electric Valley | PGE_Valley | CAISO | 2002-07-26 | 2050-12-31 | 2050 | 47.6 |  |  | CT-NatGas-Aero | CT_NG | CT | CAISO_Peaker2
Yucca_GT1 | Yucca CT GT1 | teppc | AZPS | AZPS | Arizona Public Service Company | AZPS | SW | 1971-07-01 | 2050-12-31 | 2050 | 22 |  |  | CT-NatGas-Industrial | CT_NG | CT | SW_Peaker
Yucca_GT2 | Yucca CT GT2 | teppc | AZPS | AZPS | Arizona Public Service Company | AZPS | SW | 1971-07-01 | 2050-12-31 | 2050 | 22 |  |  | CT-NatGas-Industrial | CT_NG | CT | SW_Peaker
Yucca_GT21 | Yucca CT GT21 | teppc | IID | IID | Imperial Irrigation District | IID | IID | 1978-12-01 | 2050-12-31 | 2050 | 22 |  |  | CT-OilDistillate | CT_Oil | CT | IID_Peaker
Yucca_GT3 | Yucca CT GT3 | teppc | AZPS | AZPS | Arizona Public Service Company | AZPS | SW | 1973-06-01 | 2050-12-31 | 2050 | 53 |  |  | CT-NatGas-Industrial | CT_NG | CT | SW_Peaker
Yucca_GT4 | Yucca CT GT4 | teppc | AZPS | AZPS | Arizona Public Service Company | AZPS | SW | 1974-07-01 | 2050-12-31 | 2050 | 53 |  |  | CT-OilDistillate | CT_Oil | CT | SW_Peaker
Yucca_GT5 | Yucca CT GT5 | teppc | AZPS | AZPS | Arizona Public Service Company | AZPS | SW | 2008-06-01 | 2050-12-31 | 2050 | 49.3 |  |  | CT-NatGas-Aero | CT_NG | CT | SW_Peaker
Yucca_GT6 | Yucca CT GT6 | teppc | AZPS | AZPS | Arizona Public Service Company | AZPS | SW | 2008-06-01 | 2050-12-31 | 2050 | 49.3 |  |  | CT-NatGas-Aero | CT_NG | CT | SW_Peaker
Yucca_ST1 | Yucca ST1 | teppc | IID | IID | Imperial Irrigation District | IID | IID | 1959-04-01 | 2050-12-31 | 2050 | 75 |  |  | ST-NatGas | ST_NG | Steam | IID_Peaker
Yuma_Cogen_CC | YumaCogenCC (Total CC Plant) | teppc | AZPS | AZPS | Arizona Public Service Company | AZPS | SW | 1994-05-01 | 2050-12-31 | 2050 | 56.2 |  |  | CCWhole-NatGas-Industrial | CC_NG | CC | SW_CCGT
VISTRA_5_DALBT1 | Dallas Energy Storage | gcl (CAISO masterfile) |  |  |  | PGE_Unknown | CAISO | 2021-06-01 | 2050-12-31 | 2050 | 100 | 4 | 400 |  |  | Battery Storage | CAISO_Baseline_Li_Battery
VISTRA_5_DALBT2 | Dallas Energy Storage 2 | gcl (CAISO masterfile) |  |  |  | PGE_Unknown | CAISO | 2021-06-01 | 2050-12-31 | 2050 | 100 | 4 | 400 |  |  | Battery Storage | CAISO_Baseline_Li_Battery
VISTRA_5_DALBT3 | Dallas Energy Storage 3 | gcl (CAISO masterfile) |  |  |  | PGE_Unknown | CAISO | 2021-06-01 | 2050-12-31 | 2050 | 100 | 4 | 400 |  |  | Battery Storage | CAISO_Baseline_Li_Battery
WSTWND_2_M89WD1 | Mojave 89 | gcl (CAISO masterfile) |  |  |  | SCE | CAISO | 2020-08-04 | 2050-12-31 | 2050 | 82.65 | 4 | 330.6 |  |  | Battery Storage | CAISO_Baseline_Li_Battery
DSRTHV_2_DH2BT1 | Desert Harvest BESS | gcl (CAISO masterfile) |  |  |  | SCE | CAISO |  | 2050-12-31 | 2050 | 35 | 4 | 140 |  |  | Battery Storage | CAISO_Baseline_Li_Battery
JOANEC_2_STABT1 | Santa Ana Storage 1 | gcl (CAISO masterfile) |  |  |  | SCE | CAISO | 2020-12-01 | 2050-12-31 | 2050 | 20 | 4 | 80 |  |  | Battery Storage | CAISO_Baseline_Li_Battery
GATEWY_2_GESBT1 | Gateway Energy Stroage | gcl (CAISO masterfile) |  |  |  | SDGE | CAISO | 2020-09-16 | 2050-12-31 | 2050 | 250 | 1 | 250 |  |  | Battery Storage | CAISO_Baseline_Li_Battery
KYCORA_6_KMSBT1 | Kearny Mesa Storage | gcl (CAISO masterfile) |  |  |  | SDGE | CAISO | 2020-02-13 | 2050-12-31 | 2050 | 1 | 4 | 4 |  |  | Battery Storage | CAISO_Baseline_Li_Battery
PRCTVY_1_MIGBT1 | Miguel BESS | gcl (CAISO masterfile) |  |  |  | SDGE | CAISO | 2018-12-12 | 2050-12-31 | 2050 | 2 | 4 | 8 |  |  | Battery Storage | CAISO_Baseline_Li_Battery
ALAMIT_7_ES1 | Alamitos Energy Storage | gcl (CAISO masterfile) |  |  |  | SCE | CAISO | 2021-01-01 | 2050-12-31 | 2050 | 100 | 4 | 400 |  |  | Battery Storage | CAISO_Baseline_Li_Battery
ALMASL_2_GS4SR4 | Almasol Generating Station 4 | gcl (CAISO masterfile) |  |  |  | CISO | CAISO |  | 2050-12-31 | 2050 | 100 | [5 empty] | CAISO_Solar
APLHIL_1_SFKHY1 | South Fork Powerhouse | gcl (CAISO masterfile) |  |  |  | CISO | CAISO |  | 2050-12-31 | 2050 | 2.68 | [5 empty] | CAISO_Hydro
BGSKYN_2_ASPSR2 | Antelope Solar 2 San Pablo | gcl (CAISO masterfile) |  |  |  | CISO | CAISO | 2019-08-03 | 2050-12-31 | 2050 | 100 | [5 empty] | CAISO_Solar
BGSKYN_2_BS3SR3 | Big Sky Solar 3 | gcl (CAISO masterfile) |  |  |  | CISO | CAISO | 2019-09-14 | 2050-12-31 | 2050 | 20 | [5 empty] | CAISO_Solar
CABALO_2_M2BSR1 | Mustang 2 Barbaro Solar | gcl (CAISO masterfile) |  |  |  | CISO | CAISO | 2020-11-01 | 2050-12-31 | 2050 | 50 | [5 empty] | CAISO_Solar
CABALO_2_M2WSR2 | Mustang 2 Whirlaway Solar | gcl (CAISO masterfile) |  |  |  | CISO | CAISO | 2020-11-01 | 2050-12-31 | 2050 | 100 | [5 empty] | CAISO_Solar
CAMDEN_6_RDDBM1 | RuAnn Dairy Digester BioMAT | gcl (CAISO masterfile) |  |  |  | CISO | CAISO |  | 2050-12-31 | 2050 | 0.55 | [5 empty] | CAISO_Biomass
COLGNS_2_CNSSR1 | ColGreen North Shore | gcl (CAISO masterfile) |  |  |  | IID | IID | 2018-12-31 | 2050-12-31 | 2050 | 74.8 | [5 empty] | CAISO_Solar
DRACKR_2_D4SR4B | Dracker Solar Unit 4B | gcl (CAISO masterfile) |  |  |  | CISO | CAISO | 2020-03-01 | 2050-12-31 | 2050 | 62.5 | [5 empty] | CAISO_Solar
DRACKR_2_DS3SR3 | Dracker Solar Unit 3 | gcl (CAISO masterfile) |  |  |  | CISO | CAISO | 2020-05-19 | 2050-12-31 | 2050 | 125 | [5 empty] | CAISO_Solar
DRACKR_2_DS4SR4 | Dracker Solar Unit 4 | gcl (CAISO masterfile) |  |  |  | CISO | CAISO | 2020-08-24 | 2050-12-31 | 2050 | 62.5 | [5 empty] | CAISO_Solar
DSRTHV_2_DH1SR1 | Desert Harvest | gcl (CAISO masterfile) |  |  |  | CISO | CAISO | 2020-12-01 | 2050-12-31 | 2050 | 80 | [5 empty] | CAISO_Solar
DSRTHV_2_DH2SR2 | Desert Harvest 2 | gcl (CAISO masterfile) |  |  |  | CISO | CAISO | 2020-12-01 | 2050-12-31 | 2050 | 35 | [5 empty] | CAISO_Solar
GRADYW_5_GDYWD1 | Grady Wind | gcl (CAISO masterfile) |  |  |  | AZPS | SW | 2019-08-01 | 2050-12-31 | 2050 | 200 | [5 empty] | CAISO_Wind
HARDWK_6_STWBM1 | Still Water Ranch Dairy | gcl (CAISO masterfile) |  |  |  | CISO | CAISO | 2020-05-26 | 2050-12-31 | 2050 | 1 | [5 empty] | CAISO_Biomass
KRAMER_2_SEGS 8 | KRAMER JUNCTION 8 | gcl (CAISO masterfile) |  |  |  | CISO | CAISO | 2020-05-30 | 2050-12-31 | 2050 | 80 | [5 empty] | CAISO_Solar
LTBEAR_1_LB3SR3 | Little Bear 3 Solar | gcl (CAISO masterfile) |  |  |  | CISO | CAISO | 2020-12-01 | 2050-12-31 | 2050 | 20 | [5 empty] | CAISO_Solar
LTBEAR_1_LB4SR4 | Little Bear 4 | gcl (CAISO masterfile) |  |  |  | CISO | CAISO | 2020-12-01 | 2050-12-31 | 2050 | 50 | [5 empty] | CAISO_Solar
LTBEAR_1_LB4SR5 | Little Bear 4 Solar 5 | gcl (CAISO masterfile) |  |  |  | CISO | CAISO | 2020-12-01 | 2050-12-31 | 2050 | 50 | [5 empty] | CAISO_Solar
LTBERA_1_LB1SR1 | Little Bear Solar 1 | gcl (CAISO masterfile) |  |  |  | CISO | CAISO | 2020-12-01 | 2050-12-31 | 2050 | 40 | [5 empty] | CAISO_Solar
PIUTE_6_GNBSR1 | Green Beanworks B | gcl (CAISO masterfile) |  |  |  | CISO | CAISO | 2018-12-28 | 2050-12-31 | 2050 | 3 | [5 empty] | CAISO_Solar
RNDSBG_1_HZASR1 | Hazel A | gcl (CAISO masterfile) | SCE | SCE | Southern California Edison | CISO | CAISO | 2019-11-11 | 2050-12-31 | 2050 | 2.99 |  |  | Solar PV - Ground mountSolar: Tracking (1 Axis) | 1axPV_sun | Solar_1Axis | CAISO_Solar
RTEDDY_2_SC1SR3 | Rosamond West Solar Clean | gcl (CAISO masterfile) |  |  |  | CISO | CAISO |  | 2050-12-31 | 2050 | 40 | [5 empty] | CAISO_Solar
RTEDDY_2_SEBSR3 | Rosamond West Solar East Bay 3 | gcl (CAISO masterfile) |  |  |  | CISO | CAISO |  | 2050-12-31 | 2050 | 56 | [5 empty] | CAISO_Solar
RTEDDY_2_SEBSR4 | Rosamond West Solar East Bay 4 | gcl (CAISO masterfile) |  |  |  | CISO | CAISO |  | 2050-12-31 | 2050 | 56 | [5 empty] | CAISO_Solar
RTEDDY_2_SPASR4 | Rosamond West Solar Palo Alto | gcl (CAISO masterfile) |  |  |  | CISO | CAISO |  | 2050-12-31 | 2050 | 26 | [5 empty] | CAISO_Solar
RTEDDY_2_SRXSR4 | Rosamond West Solar Rosie X | gcl (CAISO masterfile) |  |  |  | CISO | CAISO |  | 2050-12-31 | 2050 | 14 | [5 empty] | CAISO_Solar
SPANSH_6_FBEHY1 | Five Bears Hydroelectric | gcl (CAISO masterfile) |  |  |  | CISO | CAISO | 2020-06-01 | 2050-12-31 | 2050 | 0.99 | [5 empty] | CAISO_Hydro
TEHAPI_2_PW1WD1 | Point Wind 1 | gcl (CAISO masterfile) |  |  |  | CISO | CAISO |  | 2050-12-31 | 2050 | 46.011 | [5 empty] | CAISO_Wind
TEHAPI_2_PW2WD2 | Point Wind 2 | gcl (CAISO masterfile) |  |  |  | CISO | CAISO |  | 2050-12-31 | 2050 | 14.4 | [5 empty] | CAISO_Wind
TITANS_2_TTSSR1 | Titan Solar 1 Pseudo | gcl (CAISO masterfile) |  |  |  | IID | IID | 2021-01-01 | 2050-12-31 | 2050 | 70 | [5 empty] | CAISO_Solar
TULARE_2_TULBM1 | Tulare BioMAT Fuel Cell | gcl (CAISO masterfile) |  |  |  | CISO | CAISO | 2019-12-20 | 2050-12-31 | 2050 | 2.8 | [5 empty] | CAISO_Biomass
USWNDR_2_LABWD1 | LaBrisa Wind Project | gcl (CAISO masterfile) |  |  |  | CISO | CAISO | 2019-06-28 | 2050-12-31 | 2050 | 9 | [5 empty] | CAISO_Wind
VOLTA_7_PONHY1 | VOLTA_7_PONHY1 | gcl (CAISO masterfile) |  |  |  | CISO | CAISO | 2020-03-20 | 2050-12-31 | 2050 | 1.25 | [5 empty] | CAISO_Hydro
VOYAGR_2_VOAWD5 | Voyager Wind Oasis Alta | gcl (CAISO masterfile) |  |  |  | CISO | CAISO |  | 2050-12-31 | 2050 | 14.14 | [5 empty] | CAISO_Wind
WHITEH_2_MEADDYN1 | White Hills A | gcl (CAISO masterfile) |  |  |  | WALC | WALC | 2021-01-01 | 2050-12-31 | 2050 | 50 | [5 empty] | CAISO_Wind
WHITEH_2_MEADDYN2 | White Hills B | gcl (CAISO masterfile) |  |  |  | WALC | WALC | 2021-01-01 | 2050-12-31 | 2050 | 300 | [5 empty] | CAISO_Wind
WRGTSR_2_WSFSR1 | Wright Solar Freeman | gcl (CAISO masterfile) |  |  |  | CISO | CAISO | 2019-12-31 | 2022-12-31 | 2022 | 200 | [5 empty] | CAISO_Solar
STANTN_2_STAGT1 | Stanton Energy Reliability Center 1 | caiso |  |  |  | CISO | CAISO | 2020-07-01 | 2050-12-31 | 2050 | 49 |  |  |  |  | CT | CAISO_Peaker1
STANTN_2_STAGT2 | Stanton Energy Reliability Center 2 | caiso |  |  |  | CISO | CAISO | 2020-07-01 | 2050-12-31 | 2050 | 49 |  |  |  |  | CT | CAISO_Peaker1
BLACK_WALNUT | BLACK_WALNUT | LSE 2020 IRPs |  |  |  |  | CAISO | 2022-06-01 | 2050-12-31 | 2050 | 13 | 4 | 52 | caiso_battery |  |  | CAISO_Baseline_Li_Battery
energyLSE50004 | NEW_GENERIC_SOLAR_1AXIS | LSE 2020 IRPs |  |  |  |  | CAISO | 2021-10-31 | 2050-12-31 | 2050 | 200 |  |  | caiso_solar |  |  | caiso_solar
energyLSE50005 | NEW_GENERIC_SOLAR_1AXIS | LSE 2020 IRPs |  |  |  |  | CAISO | 2021-12-31 | 2050-12-31 | 2050 | 220 |  |  | caiso_solar |  |  | caiso_solar
energyLSE50006 | NEW_GENERIC_SOLAR_1AXIS | LSE 2020 IRPs |  |  |  |  | CAISO | 2020-12-31 | 2050-12-31 | 2050 | 70 |  |  | caiso_solar |  |  | caiso_solar
LUNASTORAGE | LUNASTORAGE | LSE 2020 IRPs | SCE | SCE | SCE |  | CAISO | 2021-08-01 | 2050-12-31 | 2050 | 100 | 4 | 400 | caiso_battery |  |  | CAISO_Baseline_Li_Battery
EDWARDSSTORAGE1 | EDWARDSSTORAGE1 | LSE 2020 IRPs | SCE | SCE | SCE |  | CAISO | 2021-08-01 | 2050-12-31 | 2050 | 100 | 4 | 400 | caiso_battery |  |  | CAISO_Baseline_Li_Battery
ARLINGTONSOLAR | ARLINGTONSOLAR | LSE 2020 IRPs | SCE | SCE | SCE |  | CAISO | 2021-12-31 | 2050-12-31 | 2050 | 233 |  |  | caiso_solar |  |  | caiso_solar
HIGHDESERTSOLAR | HIGHDESERTSOLAR | LSE 2020 IRPs | SCE | SCE | SCE |  | CAISO | 2021-08-01 | 2050-12-31 | 2050 | 60 |  |  | caiso_solar |  |  | caiso_solar | yes
BLYTHEIVSOLAR | BLYTHEIVSOLAR | LSE 2020 IRPs |  |  |  |  | CAISO | 2020-09-30 | 2050-12-31 | 2050 | 62.5 |  |  | caiso_solar |  |  | caiso_solar
INTERSECTSOLAR | INTERSECTSOLAR | LSE 2020 IRPs | SCE | SCE | SCE |  | CAISO | 2022-04-01 | 2050-12-31 | 2050 | 250 |  |  | caiso_solar |  |  | caiso_solar
OAKLANDENERGYSTORAGE | OAKLANDENERGYSTORAGE | LSE 2020 IRPs |  |  |  |  | CAISO | 2021-10-15 | 2050-12-31 | 2050 | 36.25 | 4 | 145 | CAISO_Battery |  |  | CAISO_Baseline_Li_Battery
SUNRUN_PROXY_DR | SUNRUN_PROXY_DR | LSE 2020 IRPs |  |  |  |  | CAISO | 2021-10-18 | 2050-12-31 | 2050 | 1 |  |  | caiso_battery |  |  | CAISO_Baseline_Li_Battery
TIERRAROBLESENERGYSTORAGE | TIERRAROBLESENERGYSTORAGE | LSE 2020 IRPs |  |  |  |  | CAISO | 2021-09-18 | 2050-12-31 | 2050 | 7 | 4 | 28 | CAISO_Battery |  |  | CAISO_Baseline_Li_Battery
SONRISASOLAR | SONRISASOLAR | LSE 2020 IRPs | PGE_Valley | PGE_Valley | PGE_Valley |  | CAISO | 2022-12-31 | 2050-12-31 | 2050 | 100 |  |  | caiso_solar |  |  | caiso_solar | yes
EDWARDSSOLAR1 | EDWARDSSOLAR1 | LSE 2020 IRPs | SCE | SCE | SCE |  | CAISO | 2022-12-31 | 2050-12-31 | 2050 | 140 |  |  | caiso_solar |  |  | caiso_solar
RACEWAYSOLAR | RACEWAYSOLAR | LSE 2020 IRPs | PGE_Valley | PGE_Valley | PGE_Valley |  | CAISO | 2022-12-31 | 2050-12-31 | 2050 | 125 |  |  | caiso_solar |  |  | caiso_solar | yes
LUCIANATULARESOLAR | LUCIANATULARESOLAR | LSE 2020 IRPs | PGE_Valley | PGE_Valley | PGE_Valley |  | CAISO | 2022-01-01 | 2050-12-31 | 2050 | 55.8 |  |  | CAISO_Solar |  |  | CAISO_Solar
ARATINASOLAR | ARATINASOLAR | LSE 2020 IRPs | PGE_Valley | PGE_Valley | PGE_Valley |  | CAISO | 2023-06-30 | 2050-12-31 | 2050 | 219.5 |  |  | caiso_solar |  |  | caiso_solar | yes
STRAUSSWIND | STRAUSSWIND | LSE 2020 IRPs | SCE | SCE | SCE |  | CAISO | 2020-12-02 | 2050-12-31 | 2050 | 99 |  |  | caiso_wind |  |  | caiso_wind
WESTLANDSSOLAR | WESTLANDSSOLAR | LSE 2020 IRPs | PGE_Valley | PGE_Valley | PGE_Valley |  | CAISO | 2021-03-27 | 2050-12-31 | 2050 | 19.88 |  |  | caiso_solar |  |  | caiso_solar
CASCADESTORAGE | CASCADESTORAGE | LSE 2020 IRPs | PGE_Valley | PGE_Valley | PGE_Valley |  | CAISO | 2022-12-01 | 2050-12-31 | 2050 | 25 | 4 | 100 | caiso_battery |  |  | CAISO_Baseline_Li_Battery
DIABLOSTORAGE1 | DIABLOSTORAGE1 | LSE 2020 IRPs | PGE_Valley | PGE_Valley | PGE_Valley |  | CAISO | 2021-12-01 | 2050-12-31 | 2050 | 50 | 4 | 200 | caiso_battery |  |  | CAISO_Baseline_Li_Battery
HENRTA_6_HDEBT1 | HENRTA_6_HDEBT1 | LSE 2020 IRPs | SCE | SCE | SCE |  | CAISO | 2020-05-01 | 2050-12-31 | 2050 | 30 | 4 | 120 | caiso_battery |  |  | CAISO_Baseline_Li_Battery
HUMMINGBIRDSTORAGE | HUMMINGBIRDSTORAGE | LSE 2020 IRPs |  |  |  |  | CAISO | 2021-12-01 | 2050-12-31 | 2050 | 75 | 4 | 300 | caiso_battery |  |  | CAISO_Baseline_Li_Battery
MNOCAERSSTORAGE | MNOCAERSSTORAGE | LSE 2020 IRPs | PGE_Valley | PGE_Valley | PGE_Valley |  | CAISO | 2021-01-01 | 2050-12-31 | 2050 | 10 | 4 | 40 | caiso_battery |  |  | CAISO_Baseline_Li_Battery
ELKHORN | ELKHORN | LSE 2020 IRPs | PGE_Bay | PGE_Bay | PGE_Bay |  | CAISO | 2021-07-16 | 2050-12-31 | 2050 | 182.5 | 4 | 730 | caiso_battery |  |  | CAISO_Baseline_Li_Battery
SANDRINISOL | SANDRINISOL | LSE 2020 IRPs | PGE_Valley | PGE_Valley | PGE_Valley |  | CAISO | 2022-12-31 | 2050-12-31 | 2050 | 100 |  |  | CAISO_Solar |  |  | CAISO_Solar
REDWOODCOASTSOLAR | REDWOODCOASTSOLAR | LSE 2020 IRPs |  |  |  |  | CAISO | 2021-12-01 | 2050-12-31 | 2050 | 2.2 |  |  | caiso_solar |  |  | caiso_solar | yes
ALTAGASSTORAGE | ALTAGASSTORAGE | LSE 2020 IRPs | SCE | SCE | SCE |  | CAISO | 2020-12-01 | 2050-12-31 | 2050 | 40 | 4 | 160 | caiso_battery |  |  | CAISO_Baseline_Li_Battery
ENELBELLASTORAGE | ENELBELLASTORAGE | LSE 2020 IRPs | SCE | SCE | SCE |  | CAISO | 2021-03-01 | 2050-12-31 | 2050 | 10 | 4 | 40 | caiso_battery |  |  | CAISO_Baseline_Li_Battery
GOLETA_2_VALBT1 | GOLETA_2_VALBT1 | LSE 2020 IRPs | SCE | SCE | SCE |  | CAISO | 2020-12-01 | 2050-12-31 | 2050 | 10 | 4 | 40 | caiso_battery |  |  | CAISO_Baseline_Li_Battery
PAINTERSTORAGE | PAINTERSTORAGE | LSE 2020 IRPs |  |  |  |  | CAISO | 2021-03-01 | 2050-12-31 | 2050 | 10 | 4 | 40 | caiso_battery |  |  | CAISO_Baseline_Li_Battery
SNCLRA_2_SILBT1 | SNCLRA_2_SILBT1 | LSE 2020 IRPs | SCE | SCE | SCE |  | CAISO | 2021-03-01 | 2050-12-31 | 2050 | 11 | 4 | 44 | caiso_battery |  |  | CAISO_Baseline_Li_Battery
SNCLRA_2_VESBT1 | SNCLRA_2_VESBT1 | LSE 2020 IRPs | SCE | SCE | SCE |  | CAISO | 2021-05-01 | 2050-12-31 | 2050 | 100 | 4 | 400 | caiso_battery |  |  | CAISO_Baseline_Li_Battery
FALLBROOKSTORAGE | FALLBROOKSTORAGE | LSE 2020 IRPs | SDGE | SDGE | SDGE |  | CAISO | 2021-03-31 | 2050-12-31 | 2050 | 40 | 4 | 160 | caiso_battery |  |  | CAISO_Baseline_Li_Battery
EDWARDSSOLAR4 | EDWARDSSOLAR4 | LSE 2020 IRPs | SCE | SCE | SCE |  | CAISO | 2022-12-31 | 2050-12-31 | 2050 | 100 |  |  | caiso_solar |  |  | caiso_solar
PROXIMASOLAR | PROXIMASOLAR | LSE 2020 IRPs | PGE_Valley | PGE_Valley | PGE_Valley |  | CAISO | 2023-06-30 | 2050-12-31 | 2050 | 50 |  |  | caiso_solar |  |  | caiso_solar | yes
SANDHILLCWIND | SANDHILLCWIND | LSE 2020 IRPs | PGE_Bay | PGE_Bay | PGE_Bay |  | CAISO | 2021-01-01 | 2050-12-31 | 2050 | 80 |  |  | caiso_wind |  |  | caiso_wind
AQUAMARINESOLAR | AQUAMARINESOLAR | LSE 2020 IRPs | PGE_Valley | PGE_Valley | PGE_Valley |  | CAISO | 2021-10-01 | 2050-12-31 | 2050 | 50 |  |  | caiso_solar |  |  | caiso_solar
INTERMOUNTAINREPLACEMENT | INTERMOUNTAINREPLACEMENT | LSE 2020 IRPs |  |  |  |  | CAISO | 2025-06-01 | 2050-12-31 | 2050 | 50.4 |  |  | CCWhole-NatGas-Industrial | CC_NG | CC | CAISO_CCGT1
HIGHDESERTSTORAGE | HIGHDESERTSTORAGE | LSE 2020 IRPs | SCE | SCE | SCE |  | CAISO | 2021-08-01 | 2050-12-31 | 2050 | 38 | 4 | 152 | caiso_battery |  |  | CAISO_Baseline_Li_Battery | yes
SONRISASTORAGE | SONRISASTORAGE | LSE 2020 IRPs | PGE_Valley | PGE_Valley | PGE_Valley |  | CAISO | 2022-12-31 | 2050-12-31 | 2050 | 30 | 4 | 120 | caiso_battery |  |  | CAISO_Baseline_Li_Battery | yes
RACEWAYSTORAGE | RACEWAYSTORAGE | LSE 2020 IRPs | PGE_Valley | PGE_Valley | PGE_Valley |  | CAISO | 2022-12-31 | 2050-12-31 | 2050 | 80 | 2 | 160 | caiso_battery |  |  | CAISO_Baseline_Li_Battery | yes
ARATINASTORAGE | ARATINASTORAGE | LSE 2020 IRPs | PGE_Valley | PGE_Valley | PGE_Valley |  | CAISO | 2023-06-30 | 2050-12-31 | 2050 | 76.5 | 3 | 276 | caiso_battery |  |  | CAISO_Baseline_Li_Battery | yes
REDWOODCOASTSTORAGE | REDWOODCOASTSTORAGE | LSE 2020 IRPs |  |  |  |  | CAISO | 2021-12-01 | 2050-12-31 | 2050 | 2.2 | 4 | 8.8 | caiso_battery |  |  | CAISO_Baseline_Li_Battery | yes
PROXIMASTORAGE | PROXIMASTORAGE | LSE 2020 IRPs | PGE_Valley | PGE_Valley | PGE_Valley |  | CAISO | 2023-06-30 | 2050-12-31 | 2050 | 5 | 4 | 20 | caiso_battery |  |  | CAISO_Baseline_Li_Battery | yes
VOYAGER_IV_INCREMENTAL | VOYAGER_IV_INCREMENTAL | LSE 2020 IRPs |  |  |  |  | CAISO | 2021-01-01 | 2050-12-31 | 2050 | 78.86 |  |  | caiso_wind |  |  | caiso_wind
WILSONASOLAR | WILSONASOLAR | LSE 2020 IRPs |  |  |  |  | CAISO | 2021-06-01 | 2050-12-31 | 2050 | 14 |  |  | caiso_solar |  |  | caiso_solar
JOHANNASTORAGE | JOHANNASTORAGE | LSE 2020 IRPs |  |  |  |  | CAISO | 2021-01-01 | 2050-12-31 | 2050 | 5 | 4 | 20 | caiso_battery |  |  | caiso_battery
GOLDENFIELDS | GOLDENFIELDS | LSE 2020 IRPs |  |  |  |  | CAISO | 2021-03-31 | 2050-12-31 | 2050 | 40 |  |  | CAISO_Solar |  |  | CAISO_Solar
OASISWIND | OASISWIND | LSE 2020 IRPs |  |  |  |  | CAISO | 2021-09-30 | 2050-12-31 | 2050 | 60.3 |  |  | caiso_wind |  |  | caiso_wind
SUMMITWIND | SUMMITWIND | LSE 2020 IRPs | PGE_Bay | PGE_Bay | PGE_Bay |  | CAISO | 2021-02-28 | 2050-12-31 | 2050 | 56.2 |  |  | CAISO_Wind |  |  | CAISO_Wind
BIGBEAUSOLAR | BIGBEAUSOLAR | LSE 2020 IRPs | SCE | SCE | SCE |  | CAISO | 2021-12-01 | 2050-12-31 | 2050 | 127.6 |  |  | caiso_solar |  |  | caiso_solar | yes
RESLATE1SOLAR | RESLATE1SOLAR | LSE 2020 IRPs |  |  |  |  | CAISO | 2021-06-30 | 2050-12-31 | 2050 | 160.5 |  |  | caiso_solar |  |  | caiso_solar | yes
CASADIABLOIV | CASADIABLOIV | LSE 2020 IRPs | SCE | SCE | SCE |  | CAISO | 2021-12-31 | 2050-12-31 | 2050 | 14 |  |  | caiso_geothermal |  |  | caiso_geothermal
YELLOWPINESOLAR | YELLOWPINESOLAR | LSE 2020 IRPs | NEVP | NEVP | NEVP |  | CAISO | 2022-12-31 | 2050-12-31 | 2050 | 151 |  |  | caiso_solar |  |  | caiso_solar | yes
RABBITBRUSHSOLAR | RABBITBRUSHSOLAR | LSE 2020 IRPs | PGE_Valley | PGE_Valley | PGE_Valley |  | CAISO | 2022-06-30 | 2050-12-31 | 2050 | 105 |  |  | caiso_solar |  |  | caiso_solar | yes
energy33R435BIO | energy33R435BIO | LSE 2020 IRPs |  |  |  |  | CAISO | 2021-01-01 | 2050-12-31 | 2050 | 0.8 |  |  | caiso_biomass |  |  | caiso_biomass
energy33R441BIO | energy33R441BIO | LSE 2020 IRPs |  |  |  |  | CAISO | 2021-01-01 | 2050-12-31 | 2050 | 1 |  |  | caiso_biomass |  |  | caiso_biomass
energy33R466BIO | energy33R466BIO | LSE 2020 IRPs |  |  |  |  | CAISO | 2021-01-01 | 2050-12-31 | 2050 | 1.028 |  |  | caiso_biomass |  |  | caiso_biomass
energy33R470BIO | energy33R470BIO | LSE 2020 IRPs |  |  |  |  | CAISO | 2021-01-01 | 2050-12-31 | 2050 | 0.55 |  |  | caiso_biomass |  |  | caiso_biomass
energy33R479BIO | energy33R479BIO | LSE 2020 IRPs |  |  |  |  | CAISO | 2021-11-01 | 2050-12-31 | 2050 | 3 |  |  | caiso_biomass |  |  | caiso_biomass
energy33R480BIO | energy33R480BIO | LSE 2020 IRPs |  |  |  |  | CAISO | 2021-02-01 | 2050-12-31 | 2050 | 0.99 |  |  | caiso_biomass |  |  | caiso_biomass
energy33R469BIO | energy33R469BIO | LSE 2020 IRPs |  |  |  |  | CAISO | 2021-01-01 | 2050-12-31 | 2050 | 2.84 |  |  | caiso_biomass |  |  | caiso_biomass
energy33R425_fixed | energy33R425_fixed | LSE 2020 IRPs |  |  |  |  | CAISO | 2021-06-08 | 2050-12-31 | 2050 | 1.656 |  |  | caiso_solar |  |  | caiso_solar
SIERRASTORAGE | SIERRASTORAGE | LSE 2020 IRPs | PGE_Valley | PGE_Valley | PGE_Valley |  | CAISO | 2023-12-01 | 2050-12-31 | 2050 | 10 | 4 | 40 | caiso_battery |  |  | caiso_battery
EDWARDSSOLAR2 | EDWARDSSOLAR2 | LSE 2020 IRPs | SCE | SCE | SCE |  | CAISO | 2022-07-01 | 2050-12-31 | 2050 | 95.7 |  |  | caiso_solar |  |  | caiso_solar
HATCHERYROADASOLAR | HATCHERYROADASOLAR | LSE 2020 IRPs |  |  |  |  | CAISO | 2021-12-01 | 2050-12-31 | 2050 | 0.99 |  |  | CAISO_Solar |  |  | CAISO_Solar
HATCHERYROADBSOLAR | HATCHERYROADBSOLAR | LSE 2020 IRPs |  |  |  |  | CAISO | 2021-12-01 | 2050-12-31 | 2050 | 0.99 |  |  | CAISO_Solar |  |  | CAISO_Solar
NORTHCOASTHWYSOLAR1 | NORTHCOASTHWYSOLAR1 | LSE 2020 IRPs |  |  |  |  | CAISO | 2021-11-01 | 2050-12-31 | 2050 | 1 |  |  | CAISO_Solar |  |  | CAISO_Solar
NORTHCOASTHWYSOLAR2 | NORTHCOASTHWYSOLAR2 | LSE 2020 IRPs |  |  |  |  | CAISO | 2021-11-01 | 2050-12-31 | 2050 | 1 |  |  | CAISO_Solar |  |  | CAISO_Solar
ICE BEAR PLS - 431154 | ICE BEAR PLS - 431154 | LSE 2020 IRPs |  |  |  |  | CAISO | 2020-10-01 | 2050-12-31 | 2050 | 1.2799 | 4 | 5.1196 | caiso_battery |  |  | caiso_battery
ICE BEAR PLS - 431157 | ICE BEAR PLS - 431157 | LSE 2020 IRPs |  |  |  |  | CAISO | 2020-09-11 | 2050-12-31 | 2050 | 1.2799 | 4 | 5.1196 | caiso_battery |  |  | caiso_battery
ICE BEAR PLS - 431163 | ICE BEAR PLS - 431163 | LSE 2020 IRPs |  |  |  |  | CAISO | 2020-12-31 | 2050-12-31 | 2050 | 1.2799 | 4 | 5.1196 | caiso_battery |  |  | caiso_battery
ICE BEAR PLS - 431166 | ICE BEAR PLS - 431166 | LSE 2020 IRPs |  |  |  |  | CAISO | 2020-12-31 | 2050-12-31 | 2050 | 1.2799 | 4 | 5.1196 | caiso_battery |  |  | caiso_battery
SCE_BIOGAS | SCE_BIOGAS | LSE 2020 IRPs |  |  |  |  | CAISO | 2020-10-01 | 2050-12-31 | 2050 | 2.274 |  |  | caiso_biogas |  |  | caiso_biogas
PHELANPARKI | PHELANPARKI | LSE 2020 IRPs |  |  |  |  | CAISO | 2021-06-01 | 2050-12-31 | 2050 | 2.7 |  |  | caiso_biomass |  |  | caiso_biomass
ORANGECOUNTYSTORAGE | ORANGECOUNTYSTORAGE | LSE 2020 IRPs | SCE | SCE | SCE |  | CAISO | 2020-12-01 | 2050-12-31 | 2050 | 15 | 4 | 60 | caiso_battery |  |  | caiso_battery
HECATESTORAGE | HECATESTORAGE | LSE 2020 IRPs |  |  |  |  | CAISO | 2021-01-01 | 2050-12-31 | 2050 | 15 | 4 | 60 | caiso_battery |  |  | caiso_battery
QUARANTINASTORAGE | QUARANTINASTORAGE | LSE 2020 IRPs | SCE | SCE | SCE |  | CAISO | 2022-01-01 | 2050-12-31 | 2050 | 10 | 4 | 40 | caiso_battery |  |  | caiso_battery
SWELLSTORAGE1 | SWELLSTORAGE1 | LSE 2020 IRPs |  |  |  |  | CAISO | 2020-09-01 | 2050-12-31 | 2050 | 5 | 4 | 20 | caiso_battery |  |  | caiso_battery
SWELLSTORAGE2 | SWELLSTORAGE2 | LSE 2020 IRPs |  |  |  |  | CAISO | 2020-01-01 | 2050-12-31 | 2050 | 14.548 | 4 | 58.192 | caiso_battery |  |  | caiso_battery
LANCASTERENERGYSOLAR | LANCASTERENERGYSOLAR | LSE 2020 IRPs |  |  |  |  | CAISO | 2020-12-01 | 2050-12-31 | 2050 | 3 |  |  | caiso_solar |  |  | caiso_solar
WPOWERSTANTON1SOLAR | WPOWERSTANTON1SOLAR | LSE 2020 IRPs |  |  |  |  | CAISO | 2020-06-01 | 2050-12-31 | 2050 | 99.8 |  |  | caiso_solar |  |  | caiso_solar | yes
MRGT_6_TGEBT1 | MRGT_6_TGEBT1 | LSE 2020 IRPs | SDGE | SDGE | SDGE |  | CAISO | 2020-09-30 | 2050-12-31 | 2050 | 30 | 4 | 120 | caiso_battery |  |  | caiso_battery
FRESNOSOLAR | FRESNOSOLAR | LSE 2020 IRPs | PGE_Valley | PGE_Valley | PGE_Valley |  | CAISO | 2022-12-31 | 2050-12-31 | 2050 | 110 |  |  | caiso_solar |  |  | caiso_solar | yes
ROONEYRANCH | ROONEYRANCH | LSE 2020 IRPs |  |  |  |  | CAISO | 2021-01-01 | 2050-12-31 | 2050 | 9 |  |  | caiso_wind |  |  | caiso_wind
SAND HILL A | SAND HILL A | LSE 2020 IRPs |  |  |  |  | CAISO | 2021-01-01 | 2050-12-31 | 2050 | 6.2 |  |  | caiso_wind |  |  | caiso_wind
SAND HILL B | SAND HILL B | LSE 2020 IRPs |  |  |  |  | CAISO | 2021-01-01 | 2050-12-31 | 2050 | 8.3 |  |  | caiso_wind |  |  | caiso_wind
VIENTO LOCO | VIENTO LOCO | LSE 2020 IRPs |  |  |  |  | CAISO | 2021-01-01 | 2050-12-31 | 2050 | 95 |  |  | caiso_wind |  |  | caiso_wind
BODEGAWESTSOLAR | BODEGAWESTSOLAR | LSE 2020 IRPs |  |  |  |  | CAISO | 2020-04-30 | 2050-12-31 | 2050 | 1 |  |  | caiso_solar |  |  | caiso_solar
PETALUMAEASTSOLAR | PETALUMAEASTSOLAR | LSE 2020 IRPs |  |  |  |  | CAISO | 2020-12-18 | 2050-12-31 | 2050 | 1 |  |  | caiso_solar |  |  | caiso_solar
COACHELLAWIND | COACHELLAWIND | LSE 2020 IRPs |  |  |  |  | CAISO | 2021-01-01 | 2050-12-31 | 2050 | 94.936 |  |  | caiso_wind |  |  | caiso_wind
LLAGAS | LLAGAS | LSE 2020 IRPs | PGE_Bay | PGE_Bay | PGE_Bay |  | CAISO | 2021-11-01 | 2050-12-31 | 2050 | 20 | 4 | 80 | caiso_battery |  |  | caiso_battery
BIGBEAUSTORAGE | BIGBEAUSTORAGE | LSE 2020 IRPs | SCE | SCE | SCE |  | CAISO | 2021-12-01 | 2050-12-31 | 2050 | 40 | 4 | 160 | caiso_battery |  |  | caiso_battery | yes
RESLATE1STORAGE | RESLATE1STORAGE | LSE 2020 IRPs |  |  |  |  | CAISO | 2021-06-30 | 2050-12-31 | 2050 | 80.2 | 4 | 320.8 | caiso_battery |  |  | caiso_battery | yes
CALFLATSSTORAGE | CALFLATSSTORAGE | LSE 2020 IRPs | PGE_Valley | PGE_Valley | PGE_Valley |  | CAISO | 2021-08-01 | 2050-12-31 | 2050 | 60 | 4 | 240 | caiso_battery |  |  | caiso_battery | Yes
YELLOWPINESTORAGE | YELLOWPINESTORAGE | LSE 2020 IRPs | NEVP | NEVP | NEVP |  | CAISO | 2022-12-31 | 2050-12-31 | 2050 | 65 | 4 | 260 | caiso_battery |  |  | caiso_battery | yes
RABBITBRUSHSTORAGE | RABBITBRUSHSTORAGE | LSE 2020 IRPs | PGE_Valley | PGE_Valley | PGE_Valley |  | CAISO | 2022-06-30 | 2050-12-31 | 2050 | 20 | 2.5 | 50 | caiso_battery |  |  | caiso_battery | yes
WPOWERSTANTON1STORAGE | WPOWERSTANTON1STORAGE | LSE 2020 IRPs |  |  |  |  | CAISO | 2020-06-01 | 2050-12-31 | 2050 | 1.3 | 4 | 5.2 | caiso_battery |  |  | caiso_battery | yes
FRESNOSTORAGE | FRESNOSTORAGE | LSE 2020 IRPs | PGE_Valley | PGE_Valley | PGE_Valley |  | CAISO | 2022-12-31 | 2050-12-31 | 2050 | 10 | 4 | 40 | caiso_battery |  |  | caiso_battery | yes
Zeballos_Lake_1 | Zeballos Lake-1_Zeballos Lake-1_IPP-ZBL | teppc | BCHA | BCHA | British Columbia Transmission Company | BCHA_AESO | Excluded | 2009-06-13 | 2029-06-13 | 2028 | 9.38 |  |  | Hydro | Hydro_Standard | Hydro | Excluded_Hydro
Zeballos_Lake_2 | Zeballos Lake-2_Zeballos Lake-2_IPP-ZBL | teppc | BCHA | BCHA | British Columbia Transmission Company | BCHA_AESO | Excluded | 2009-06-13 | 2029-06-13 | 2028 | 9.38 |  |  | Hydro | Hydro_Standard | Hydro | Excluded_Hydro
Zeballos_Lake_3 | Zeballos Lake-3_Zeballos Lake-3_IPP-ZBL | teppc | BCHA | BCHA | British Columbia Transmission Company | BCHA_AESO | Excluded | 2009-06-13 | 2029-06-13 | 2028 | 3.09 |  |  | Hydro | Hydro_Standard | Hydro | Excluded_Hydro
ZOND_6_UNIT | ZOND WINDSYSTEMS INC. | caiso | PGE_Bay | PGE_Bay | Pacific Gas and Electric Bay | PGE_Bay | CAISO | 1985-12-30 | 2050-12-31 | 2050 | 17.1 |  |  |  | wind_onshorewind | Wind | CAISO_Wind
zzebraGENWD13C |  | teppc | AESO | AESO | Alberta Electric System Operator | BCHA_AESO | Excluded | 1986-04-15 | 2030-01-01 | 2029 | 155 |  |  | WT-Onshore | wind_onshorewind | Wind | Excluded_Wind
zzebraHLG_25G_1 | Unknown Type & Dynamic Model in Power Flow | teppc | BCHA | BCHA | British Columbia Transmission Company | BCHA_AESO | Excluded | 1986-04-15 | 2030-01-01 | 2029 | 1.6 |  |  | ST-NatGas | ST_NG | Steam | Excluded_ST
zzebraLOI_6G1 | Unknown Type & Dynamic Model in Power Flow | teppc | BCHA | BCHA | British Columbia Transmission Company | BCHA_AESO | Excluded | 1986-04-15 | 2030-01-01 | 2029 | 19.35 |  |  | Hydro | Hydro_Standard | Hydro | Excluded_Hydro
zzebraNLG__4G_1 | Unknown Type & Dynamic Model in Power Flow | teppc | BCHA | BCHA | British Columbia Transmission Company | BCHA_AESO | Excluded | 1986-04-15 | 2030-01-01 | 2029 | 0.63 |  |  | Bio-ST | ST_Biomass | Biomass/Wood | Excluded_Biomass
zzebraNLG__4G_2 | Unknown Type & Dynamic Model in Power Flow | teppc | BCHA | BCHA | British Columbia Transmission Company | BCHA_AESO | Excluded | 1986-04-15 | 2030-01-01 | 2029 | 0.63 |  |  | Bio-ST | ST_Biomass | Biomass/Wood | Excluded_Biomass
Note on A89: Staff: TEPPC has a typo in this name, so it doesn't match due to corrected typo