## Cover
CAISO Mid-term Reliability Need Determination
Stack Analysis Model
Prepared by: | CPUC IRP Team
Version: | 1 | PUBLIC VERSION
Updated: | 2021-02-22
Table of Contents
Section | Tab Name | Description
Read Me | ReadMe | Description of the model development steps
Inputs + Results | Results | Output tables and graphs summarizing annual CAISO resource adequacy position; Scenario Input toggle
| RA Waterfall Chart | Waterfall charts showing CAISO resource adequacy requirement vs. resources, by scenario
| Inputs + Analysis | Scenario specific inputs and other input variables; technology aggregated analysis
Load Inputs | 2019 IEPR MidMidAAEE Form 1.5b | Peak demand forecast for the Mid-Demand, Mid-AAEE scenario of the 2019 IEPR
| 2019IEPR Mngd 1in2 Monthly Peaks | Monthly managed peak demand for the 2019 IEPR Mid-Demand, Mid-AAEE scenario
| RESOLVE Data + Load Sens. | RESOLVE data on BTM PV and BTM storage peak impacts, plus data input for low BTM PV and high electrification load sensitivities
Resources (NQC List + Ret) | NQC List - Header Descriptions | Metadata for the CPUC's NQC List
| 2021 NQC List | CPUC's 2021 NQC list (Nov 2, 2020 version)
| 2021 Specified Imports | CPUC's 2021 NQC list (Nov 2, 2020 version) - specified import resources
| 2021 Other | CPUC's 2021 NQC list (Nov 2, 2020 version) - other resources
| 2020 NQC List | CPUC's 2021 NQC list (Sept 30, 2020 version)
| 2020 Specified Imports | CPUC's 2021 NQC list (Sept 30, 2020 version) - specified import resources
| 2020 Other | CPUC's 2021 NQC list (Sept 30, 2020 version) - other resources
| Retirements and Mothball | CAISO's Announced Retirements and Mothball List
Resources (Baseline+Additions) | Baseline Gen_List_w updates | Updated version of the CPUC's 2019-20 IRP RESOLVE/SERVM generator list baseline
| Additions to Baseline + D.19inc | Includes the data from LSE IRPs and subsequent data requests and related D.19-11-016 accounting inputs (hard-coded)
| D1911016 Baseline | D.19-11-016 baseline resource dataset (with minor updates to facilitate lookup to the Gen_List)
| Storage Incrementality | Accounting of IOU storage procurement for determining D.19-11-016 incrementality
ELCCs | 2020 ELCC Lookup | NQC % or ELCC lookup for resources without NQC values from the NQC list
| ELCC Surface Model | ELCC surface model for determining post-2021 wind and solar ELCCs
| Storage ELCCs | Using SERVM study data, estimates the incremental ELCC for storage additions to fill the mid-term reliability need
| 2020 Tech Factors | CPUC RA program 2020 technology factors
| 2021 Tech Factors | CPUC RA program 2021 technology factors
Lists | Lists | Lookup tables for various inputs used in the model

## ReadMe
This Read Me document describes the major analytical steps undertaken to create the CPUC IRP's CAISO mid-term reliability need determination model. Further context is available at the IRP Procurement Track website:
https://www.cpuc.ca.gov/General.aspx?id=6442463413
Step | Description
Formation of Reliability Requirement
1 | Load forecasts from the 2019 CEC Integrated Energy Policy Report (IEPR) mid-demand mid-level additional achievable energy efficiency (AAEE) case were added to the model
2 | Additional increases to the planning reserve margin (PRM) were added as options for need determination scenarios, including loss of load probability (LOLP) model calibration factors, adjustments to operating reserve needs (to reflect CAISO operational approaches to loss of load), and estimates of potential climate impacts on load
Formation of Reliability Resources
3 | The 2019-20 IRP RESOLVE/SERVM baseline generator list ("Updated 2019-20 IRP Baseline") was updated with additional projects added to the CAISO Master File, including update of SERVM/CAISO IDs for projects that now had them. This dataset contains primarily online resources but also contains some in-development (contracted and approved, but not yet online) resources.
4 | The 2020 and 2021 CPUC's NQC Lists were incorporated and Updated 2019-20 IRP Baseline entries were added via CAISO ID lookup (or Generator name as a backup) to pull the September NQC
5 | In addition, additional in-development (contracted and approved, but not yet online as of 6/30/2020) resources were added from LSE IRPs into the "Additions to IRP Baseline" dataset | NOTE: "Additions to IRP Baseline" is a confidential LSE level contract list that was removed from the public version of this model
6 | The model was set up to combine the Updated 2019-20 IRP Baseline and Additions to IRP Baseline datasets to calculate the total online and expected to be online CAISO resources
7 | Except for solar, wind, and hybrid projects, NQCs were developed by looking up resources in the 2021 CPUC NQC List and using their September NQC. When resources could not be found in the NQC list, the technology class specific NQC multipliers from RESOLVE were used as a backup.
8 | For solar and wind electric load carrying capabilities (ELCCs), 2020 and 2021 use the CPUC's SERVM-based monthly September ELCC %. For years after 2021, the ELCC surface model from RESOLVE (developed by E3 using data from their RECAP model) was used. The ELCC surface model was populated with behind the meter (BTM) PV, utility PV, and wind data, which produces portfolio ELCC values for each year. BTM PV was credited at the implied IEPR peak reduction amount (using the same method applied in RESOLVE's 2019 IEPR model development), wind was held at its SERVM-based September ELCC %, and utility PV was granted any remaining ELCC MW available. This reflects the current RA program's approach to crediting BTM PV before utility PV (by planning to a managed peak) as well as the expected decline in utility PV ELCCs as penetration of both BTM and utility PV increase through 2026.
9 | Hybrid projects were credited based on the energy storage duration (in MWh) divided by 4 plus 60% of the renewable generator NQC (estimated per ELCCs as noted above). This is staff's generalized approximation of the approach required by D.20-06-31. Resources that could charge from the grid did not discount the renewable NQC. Hybrids are subject to an assumed ELCC cap of their maximum combined output capacity.
10 | For imports, a similar approach was used as that of SERVM's implementation of the 5,000 MW import limit. This approach assumes 5,000 MW of unspecified imports are available for CAISO resource adequacy needs as well as the specified imports associated with Hoover, Palo Verde, Intermountain Power Plant, and Sutter (approx. another 2,000 MW of imports).
11 | Demand response (DR) assumptions from the 2019 IRP Input and Assumptions were used for DR resources
D.19-11-016 Incrementality
12 | For the system stack analysis, D.19-11-016 incrementality was considered at the system level and was used to determine which resources would count towards the previous procurement order in D.19-11-016.
13 | Incrementality for each resource was estimated either by 1) the Resource Data Template (RDT) based information from LSE plans, 2) a lookup of the CAISO ID or resource name against the D.19-11-016 baseline dataset, or 3) a date screen for projects that could not be found via lookup in the D.19-11-016 baseline dataset
14 | At the CAISO system level, in years where the incremental resources were insufficient to meet the need of the D.19-11-016 order, "generic" capacity was added, however it was assumed that this generic capacity would be delayed a year, hence generic capacity identified for year Y was added in year Y+1.
15 | For IOU storage projects, projects procured for D.19-11-016 purposes were considered incremental for D.19-11-016 accounting and IOU storage projects procured for other CPUC orders and programs were considered as not incremental procurement for D.19-11-016 accounting.
Project Viability
16 | For in-development projects in the Updated 2019-20 IRP Baseline dataset online after 9/1/2020, their capacity was reduced by 5% to account for the risk of project failure.
17 | For resources in the Additions to IRP Baseline dataset, which contained multiple datapoints related to project viability, a more sophisticated approach to project viability screening was implemented, based on the scores submitted by LSEs.
18 | For projects that appear both in the Updated 2019-20 IRP Baseline and in the Additions to IRP Baseline dataset, the latter dataset was used when more detailed project viability data was available.
Development of Need Scenarios and Model Outputs
19 | A dashboard was set up on the "Inputs + Analysis" worksheet to allow changes to key input assumptions impacting resources or system need. Scenarios were set up to combine various inputs to estimate a range of system reliability need (low, mid, high). Another "custom" scenario was added to enable an additional custom scenario for model users. A waterfall chart (see "RA Waterfall Chart") was created to detail the key drivers between scenarios of the CAISO mid-term reliability need. (Note: due to the hardcoding of confidential LSE project data, the custom scenario functionality is partially limited in the public version of this model.)
20 | The "Stack Analysis Results" worksheet was created to capture the annual load and resource balance of the CAISO and summarize the model results in tables and graphs. The scenario toggle input is on this worksheet.

## Results
[6 empty] | Scenario | Mid Need
CAISO RA Stack by Resource Type (Mid Need)
Total Resource Accounting | [7 empty] | Notes
NQC MW
| 2020 | 2021 | 2022 | 2023 | 2024 | 2025 | 2026
RA Requirement | 52448.3663 | 51916.7442 | 52026.8796 | 52218.7088 | 55072.9962 | 55334.649 | 55556.9365
Total Resources | 53110.8815 | 52249.3242 | 52879.8797 | 53308.8128 | 50926.5651 | 48237.977 | 48146.767
Shortfall | 0 | 0 | 0 | 0 | 4146.4311 | 7096.672 | 7410.1695
Surplus | 662.5152 | 332.58 | 853.0002 | 1090.104 | 0 | 0 | 0
Load and PRM
| 2020 | 2021 | 2022 | 2023 | 2024 | 2025 | 2026
Gross Peak (Before BTM PV+Storage, Estimated) | 50461.4301 | 50719.3256 | 51057.8079 | 51499.2491 | 51937.3024 | 52327.6269 | 52700.4179 | Estimated by adding back in BTM PV and storage
BTM PV Peak Reduction | 4788.759 | 5454.495 | 5665.592 | 5906.586 | 6108.94 | 6239.393 | 6383.956 | Estimated for RESOLVE inputs via 2019 IEPR hourly datasets
BTM Storage Peak Reduction | 25.703 | 80.545 | 112.077 | 145.571 | 218.038 | 261.214 | 305.348 | Estimated for RESOLVE inputs via 2019 IEPR hourly datasets
1in2 Managed Peak | 45646.9681 | 45184.2856 | 45280.1389 | 45447.0921 | 45610.3244 | 45827.0199 | 46011.1139 | 2019 IEPR Mid-Mid Managed + any BTM PV or electrification adjustments
Planning Reserve Margin % | 14.9% | 14.9% | 14.9% | 14.9% | 20.75% | 20.75% | 20.75%
Planning Reserve Margin MW | 6801.3982 | 6732.4586 | 6746.7407 | 6771.6167 | 9462.6718 | 9507.6291 | 9545.8227
RA Requirement | 52448.3663 | 51916.7442 | 52026.8796 | 52218.7088 | 55072.9962 | 55334.649 | 55556.9365
Renewable ELCCs
| 2020 | 2021 | 2022 | 2023 | 2024 | 2025 | 2026
Data Source | SERVM 2020 |  | RESOLVE surface
Wind | 15% | 15% | 15% | 15% | 15% | 15% | 15% | Assumes constant Sept20 value (peak shift benefit offset by wind saturation)
Solar | 14% | 14% | 12.7% | 11.18% | 10.29% | 9.773% | 9.181% | From ELCC surface model (remaining portfolio ELCC post wind and BTM PV)
Updated 2019-20 IRP Baseline | [7 empty] | Data from the updated RESOLVE/SERVM generator list
NQC MW
Resource Type | 2020 | 2021 | 2022 | 2023 | 2024 | 2025 | 2026
Thermal | 29494.5893 | 29315.0693 | 28481.1993 | 28481.1993 | 25627.0593 | 25627.0593 | 25627.0593
Nuclear | 2280 | 2280 | 2280 | 2280 | 2280 | 0 | 0
Geothermal | 1242.338 | 1172.808 | 1172.808 | 1172.808 | 1172.808 | 1172.808 | 1172.808
Biomass | 583.5338 | 571.634 | 573.6233 | 573.6233 | 573.6233 | 573.6233 | 573.6233
Hydro | 5386.9827 | 4303.9027 | 4303.9027 | 4303.9027 | 4303.9027 | 4303.9027 | 4303.9027 | >=2021 NQCs based on recent RA program NQC update to use historical gen vs. Pmax
Wind | 870.1981 | 870.1981 | 870.1981 | 870.1981 | 870.1981 | 870.1981 | 870.1981 | Uses SERVM RA ELCCs ('20+'21), then RESOLVE surface-based ELCCs ('22-'26) |  | OTC Retirements (2021-2023) | -3732.66 | MW
Solar | 1646.2096 | 1699.5146 | 1541.4863 | 1336.1773 | 1229.6046 | 1168.0708 | 1097.2825 | Uses SERVM RA ELCCs ('20+'21), then RESOLVE surface-based ELCCs ('22-'26) |  | DCPP Retirements (2025) | -2280 | MW
Hybrid | 0 | 0 | 0 | 0 | 0 | 0 | 0 |  |  | IPP Retirement (2025) | -479 | MW
Energy Storage | 149.14 | 511.54 | 511.54 | 511.54 | 511.54 | 511.54 | 511.54 |  |  | Hydro NQC updates (2021) | -1178.2 | MW
Pumped Hydro Storage | 1622.26 | 1578.73 | 1578.73 | 1578.73 | 1578.73 | 1578.73 | 1578.73 |  |  | Approx. drop exist. utility PV ELCC | -548.9271 | MW | From | 1646.2096 | in 2020 | to | 1097.2825 | in 2026
Demand Response | 2195 | 2195 | 2195 | 2195 | 2195 | 2195 | 2195 | Uses RESOLVE baseline (IOU programs + NSPIN pumping loads) |  | Add. thermal retirements (2025) | 0 | MW
Unspecified Imports | 5000 | 5000 | 5000 | 5000 | 5000 | 5000 | 5000
Specified Imports | 2526.01 | 1981.01 | 1981.01 | 1981.01 | 1981.01 | 1502.01 | 1502.01 | Includes Hoover, Palo Verde, Intermountain, and Sutter
TOTAL | 52996.2615 | 51479.4068 | 50489.4977 | 50284.1888 | 47323.4761 | 44502.9423 | 44432.154
CAISO RA Stack by Development Status (Mid Need)
Additions to IRP Baseline per LSE Filings | [7 empty] | Data from LSE IRPs and subsequent data requests
NQC MW
Resource Type | 2020 | 2021 | 2022 | 2023 | 2024 | 2025 | 2026
Thermal | 0 | 0 | 0 | 0 | 0 | 0 | 0
Nuclear | 0 | 0 | 0 | 0 | 0 | 0 | 0
Geothermal | 0 | 0 | 8.8312 | 9.906 | 10.6105 | 11.0426 | 11.1879
Biomass | 0 | 0 | 9.0034 | 10.971 | 12.5145 | 13.9079 | 15.0586
Hydro | 0 | 0 | 0 | 0 | 0 | 0 | 0
Wind | 0 | 66.7554 | 112.0416 | 118.5143 | 123.0378 | 126.3418 | 128.4692
Solar | 0 | 67.55 | 162.7571 | 179.6202 | 175.0422 | 175.2703 | 170.7845
Hybrid | 15.272 | 58.312 | 169.585 | 375.6332 | 352.4308 | 371.6289 | 384.304
Energy Storage | 24.548 | 502.5 | 1099.488 | 1174.8061 | 1217.4996 | 1254.291 | 1275.3138
Pumped Hydro Storage | 0 | 0 | 0 | 0 | 0 | 0 | 0
Demand Response | 0 | 0 | 0 | 0 | 0 | 0 | 0
Unspecified Imports | 0 | 0 | 0 | 0 | 0 | 0 | 0
Specified Imports | 74.8 | 74.8 | 74.8 | 74.8 | 74.8 | 165.1474 | 172.6763
TOTAL | 114.62 | 769.9174 | 1636.5064 | 1944.2509 | 1965.9352 | 2117.6299 | 2157.7944
D.19-11-016 Incrementality Accounting
NQC MW
| 2020 | 2021 | 2022 | 2023 | 2024 | 2025 | 2026
Procurement Requirement | 0 | 1650 | 2475 | 3300 | 3300 | 3300 | 3300
Progress towards D.19-11-016 | 310.9238 | 746.1245 | 1244.6268 | 1512.8462 | 1532.5952 | 1593.1813 | 1634.9482 | Baseline + in-development "incremental" resources (incl. viability discounts)
Remaining Generic for D.19-11-016 | 0 | 0 | 753.8755 | 1080.3732 | 1637.1538 | 1617.4048 | 1556.8187 | If lag chosen in inputs, lag is added for when the generic proc. occurs (e.g. if 1 yr lag then X MW generic need in year Y gets procured in year Y+1)
1 yr Lag
Total Resource Accounting (by development status)
NQC MW
| 2020 | 2021 | 2022 | 2023 | 2024 | 2025 | 2026
Updated IRP Baseline | 52996.2615 | 51479.4068 | 50489.4977 | 50284.1888 | 47323.4761 | 44502.9423 | 44432.154
Additions per LSE Filings | 114.62 | 769.9174 | 1636.5064 | 1944.2509 | 1965.9352 | 2117.6299 | 2157.7944
Remaining Generic for D.19-11-016 | 0 | 0 | 753.8755 | 1080.3732 | 1637.1538 | 1617.4048 | 1556.8187
TOTAL RESOURCES | 53110.8815 | 52249.3242 | 52879.8797 | 53308.8128 | 50926.5651 | 48237.977 | 48146.767
CAISO NQC - Resource Changes vs. 2020 (Mid Need)
Total Resource Accounting (by resource type)
NQC MW
Resource Type | 2020 | 2021 | 2022 | 2023 | 2024 | 2025 | 2026
Thermal | 29494.5893 | 29315.0693 | 28481.1993 | 28481.1993 | 25627.0593 | 25627.0593 | 25627.0593
Nuclear | 2280 | 2280 | 2280 | 2280 | 2280 | 0 | 0
Geothermal | 1242.338 | 1172.808 | 1181.6392 | 1182.7141 | 1183.4185 | 1183.8506 | 1183.9959
Biomass | 583.5338 | 571.634 | 582.6268 | 584.5943 | 586.1378 | 587.5312 | 588.682
Hydro | 5386.9827 | 4303.9027 | 4303.9027 | 4303.9027 | 4303.9027 | 4303.9027 | 4303.9027
Wind | 870.1981 | 936.9535 | 982.2397 | 988.7124 | 993.2359 | 996.5399 | 998.6674
Solar | 1646.2096 | 1767.0646 | 1704.2434 | 1515.7975 | 1404.6467 | 1343.3411 | 1268.067
Hybrids | 15.272 | 58.312 | 169.585 | 375.6332 | 352.4308 | 371.6289 | 384.304
Energy Storage | 173.688 | 1014.04 | 1611.028 | 1686.3461 | 1729.0396 | 1765.831 | 1786.8538
Pumped Hydro Storage | 1622.26 | 1578.73 | 1578.73 | 1578.73 | 1578.73 | 1578.73 | 1578.73
Demand Response | 2195 | 2195 | 2195 | 2195 | 2195 | 2195 | 2195
Unspecified Imports | 5000 | 5000 | 5000 | 5000 | 5000 | 5000 | 5000
Specified Imports | 2600.81 | 2055.81 | 2055.81 | 2055.81 | 2055.81 | 1667.1574 | 1674.6863
Generic for D.19-11-016 | 0 | 0 | 753.8755 | 1080.3732 | 1637.1538 | 1617.4048 | 1556.8187
TOTAL | 53110.8815 | 52249.3242 | 52879.8797 | 53308.8128 | 50926.5651 | 48237.977 | 48146.767
Resource Changes vs. 2020 NQC Levels
NQC MW
Resource Type | 2020 | 2021 | 2022 | 2023 | 2024 | 2025 | 2026
Thermal | 0 | -179.52 | -1013.39 | -1013.39 | -3867.53 | -3867.53 | -3867.53
Nuclear | 0 | 0 | 0 | 0 | 0 | -2280 | -2280
Geothermal | 0 | -69.53 | -60.6988 | -59.6239 | -58.9195 | -58.4874 | -58.3421
Biomass | 0 | -11.8997 | -0.907 | 1.0606 | 2.604 | 3.9974 | 5.1482
Hydro | 0 | -1083.08 | -1083.08 | -1083.08 | -1083.08 | -1083.08 | -1083.08
Wind | 0 | 66.7554 | 112.0416 | 118.5142 | 123.0378 | 126.3418 | 128.4692
Solar | 0 | 120.855 | 58.0338 | -130.4121 | -241.5629 | -302.8685 | -378.1426
Hybrids | 0 | 43.04 | 154.313 | 360.3612 | 337.1588 | 356.3569 | 369.032
Energy Storage | 0 | 840.352 | 1437.34 | 1512.6581 | 1555.3516 | 1592.143 | 1613.1658
Pumped Hydro Storage | 0 | -43.53 | -43.53 | -43.53 | -43.53 | -43.53 | -43.53
Demand Response | 0 | 0 | 0 | 0 | 0 | 0 | 0
Unspecified Imports | 0 | 0 | 0 | 0 | 0 | 0 | 0
Specified Imports | 0 | -545 | -545 | -545 | -545 | -933.6526 | -926.1237
Generic for D.19-11-016 | 0 | 0 | 753.8755 | 1080.3732 | 1637.1538 | 1617.4048 | 1556.8187
TOTAL | 0 | -861.5573 | -231.0018 | 197.9313 | -2184.3164 | -4872.9045 | -4964.1145
Ruling Table
[13 empty] | Item |  |  |  |  | Mid Need | Low Need | High Need
Assumptions (by 2026)
[13 empty] | PRM |  |  |  |  | 20.75% | 14.9% | 22.55%
[13 empty] | Unspecified imports (NQC MW) |  |  |  |  | 5000 | 5000 | 4000
[13 empty] | OTC unit retirements (NQC MW) |  |  |  |  | -3732.66 | -3732.66 | -3732.66
[13 empty] | Diablo Canyon retirement (NQC MW) |  |  |  |  | -2280 | -2280 | -2280
[13 empty] | Additional thermal retirements (NQC MW) |  |  |  |  | -479 | -479 | -1294.09
[13 empty] | Other resource changes incl. additions (NQC MW) |  |  |  |  | 1793.3035 | 1791.7698 | 1794.7688
Outputs
[13 empty] | 2024 NQC shortfall (MW) |  |  |  |  | 4146.4311 | 1519.7375 | 6570.9672
[13 empty] | 2025 NQC shortfall (MW) |  |  |  |  | 7096.672 | 4424.0887 | 9892.4181
[13 empty] | 2026 NQC shortfall (MW) |  |  |  |  | 7410.1695 | 4714.8639 | 10431.8152
[18 empty] | Live | Pasted | Pasted

## RA Waterfall Chart
|  | Year | 2026
Waterfall Chart
|  |  | MW |  |  |  | 6,801 ~15% PRM
Existing Requirement | 2020 Annual 1in2 Peak |  | 45646.9681 | 2019 IEPR Forecast |  | 6801.3982 | 6,801 ~15% PRM
Existing Requirement | ~15% PRM |  | 6801.3982 | CPUC/CEC/CAISO Root Cause Analysis | Accounts for non-CPUC LRAs w/ <15% PRMs (actual is 14.9%)
Existing Requirement | 2020 Annual RA Need |  | 52448.3663
Load Growth | 2020-2026 Load Growth (before BTM PV+storage) |  | 2572.597 | 1in2 peak demand growth per 2019 IEPR | 202X minus 2020 1in2 CAISO coincident peak in 2019 IEPR | 0.4184 | Net Load Changes by 2026 = + 0.4 GW
Load Growth | BTM PV + Storage Growth |  | -2154.1935 | As calculated by E3 for RESOLVE, based on the 2019 IEPR |  | 6.2119 | 0.64897 | (Assumes 6.2 GW BTM PV + 0.6 GW BTM storage growth)
Load Growth | Electrification growth beyond IEPR |  | 0 | Incl. PRM
Load Growth | 2026 Annual RA Need |  | 52866.7698
Differences | Higher PRM (IRP calibration adder) |  | 2000 | Based on 2 GW adder in CPUC IRP (added in 2026 to IEPR managed peak, whereby it implies an additional ~4.3% PRM above managed peak). |  | 2.6902 | Additional RA Need Determination Drivers = + 2.7 GW
Differences | Op. Reserves (4.5%-->6%) |  | 690.1667
Differences | Climate Impacts (1 deg C) |  | 0 | Estimated, based on 1 deg C increase | Based on assumption of 3% increase per 3 deg F (from 2015 E3/WECC study)
Differences | Adjusted 2026 RA Need |  | 55556.9365
Resources | Sept20 Resources + Imports |  | 53110.8815
Resources | OTC Plants |  | -3732.66 | Per NQC list
Resources | Diablo Canyon |  | -2280 | Per NQC list | Unit 1 offline in Nov 2024, Unit 2 offline in Aug 2025 | -6.4917 | Resource Retirements = - 6.5 GW
Resources | Intermountain Power Plant |  | -479
Resources | Reduced unspecified imports |  | 0
Resources | Add. thermal retirements |  | 0
Resources | Hydro NQC ('20->'21 Reduction) |  | -1178.2 |  |  | -1.7271 | NQC Changes = - 1.7 GW
Resources | Existing Utility PV ELCC Declines (due to BTM growth) |  | -548.9271
Resources | Other Resource Changes |  | 1793.3035 | Net resource changes beyond those highlighted | Backed out of stack model need | 3.2547 | New Resources = + 3.3 GW
Resources | Project viability discount |  | -95.4495 | W/ viability discount
Resources | Generic Procurement for D.19-11-016 |  | 1556.8187 | Current results of stack
Resources | Estimated 2026 Resources |  | 48146.767 | Current results of stack
Resources | 2026 Need Minus Resources |  | 7410.1695 |  |  | 7.4102 | 2026 Need = 7.4 GW
| Stack model 2026 resources |  | 48146.767
| Stack model need |  | 7410.1695
This chart isn't available in your version of Excel. Editing this shape or saving this workbook into a different file format will permanently break the chart.
This chart isn't available in your version of Excel. Editing this shape or saving this workbook into a different file format will permanently break the chart.
Current RA Approach
Additional RA Need Determination Drivers = + 2.7 GW
45,647
1in2
Peak
6,801 ~15% PRM
46,110
MW
Resources
~7,000
MW
import
6,500
MW
imports
2026 Need = 7.4 GW
Net Load Changes by 2026 = + 0.4 GW
NQC Changes = - 1.7 GW
New Resources = + 3.3 GW
Resource Retirements = - 6.5 GW
(Assumes 6.2 GW BTM PV + 0.6 GW BTM storage growth)

## Inputs + Analysis
INPUTS TO STACK ANALYSIS
|  |  |  | Reliability Need Scenario | Mid Need | Scenario input on "Stack Analysis Results" sheet. Scenario specific inputs are shown to the right. | [8 empty] | INPUTS PER NEED SCENARIO
Load Forecast | [16 empty] | ACTIVE SCENARIO | Low Need | Mid Need | High Need | Custom
[6 empty] | 2020 | 2021 | 2022 | 2023 | 2024 | 2025 | 2026 | Source |  | Load Forecast
|  |  |  | Peak Forecast | 2019 IEPR Mid-Mid Managed (1in2) | 45646.9681 | 45184.2856 | 45280.1389 | 45447.0921 | 45610.3244 | 45827.0199 | 46011.1139 | CED 2019-2030 Managed Forecast - Mid Demand / Mid AAEE Case (Form 1.5b - Statewide) |  | Peak Forecast |  | 2019 IEPR Mid-Mid Managed (1in2) | 2019 IEPR Mid-Mid Managed (1in2) | 2019 IEPR Mid-Mid Managed (1in2) | 2019 IEPR Mid-Mid Managed (1in2) | 2019 IEPR Mid-Mid Managed (1in2)
|  |  |  | BTM PV Scenario | 2019 IEPR Mid AAPV |  | 0 | 0 | 0 | 0 | 0 | 0 | Mid AAPV is the mid need scenario (0 adjustment), Low AAPV is from the High Demand scenario |  | BTM PV Scenario |  | 2019 IEPR Mid AAPV | 2019 IEPR Mid AAPV | 2019 IEPR Mid AAPV | 2019 IEPR Low AAPV | 2019 IEPR Mid AAPV
|  |  |  | Electrification Scenario | 2019 IEPR Mid-Demand |  | 0 | 0 | 0 | 0 | 0 | 0 | Mid Demand is the mid need scenario (0 adjustment), High Electrification is from PATHWAYS High Electrification scenario |  | Electrification Scenario |  | 2019 IEPR Mid-Demand | 2019 IEPR Mid-Demand | 2019 IEPR Mid-Demand | PATHWAYS High Electrification | 2019 IEPR Mid-Demand
|  |  |  | Peak Forecast for stack |  | 45646.9681 | 45184.2856 | 45280.1389 | 45447.0921 | 45610.3244 | 45827.0199 | 46011.1139
Planning Reserve Margin | [16 empty] | ACTIVE SCENARIO | Low Need | Mid Need | High Need | Custom
|  | Component | Toggle | Stack Model Inputs | PRM Impact | 2020 | 2021 | 2022 | 2023 | 2024 | 2025 | 2026 | Source |  | Planning Reserve Margin
|  | Existing requirement | ON or OFF | ON | 14.9% | 14.9% | 14.9% | 14.9% | 14.9% | 14.9% | 14.9% | 14.9% | CAISO level value is 14.9% per Joint Agency Root Cause Report |  |  |  | Start Year | Start Year | Start Year | Start Year | Start Year
|  |  | Start Year | 2020
|  | Calibration Adder (MW) | ON or OFF | ON | 4.347% | 0% | 0% | 0% | 0% | 4.347% | 4.347% | 4.347% | 2019 RSP Development calibration adder from SERVM (2000 MW / 2026 managed peak = 4.3%) |  | Calibration Adder (MW) | ON or OFF | ON | OFF | ON | ON | ON
|  |  | Start Year | 2024 | [11 empty] | Start Year | 2024 | 2024 | 2024 | 2024 | 2021
|  | Add. Operating Reserves (% of peak) | ON or OFF | ON | 1.5% | 0% | 0% | 0% | 0% | 1.5% | 1.5% | 1.5% | 6% contingency (spin + nonspin) reserve as threshold for loss of load (vs. SERVM's 4.5%) |  | Add. Operating Reserves (% of peak) | ON or OFF | ON | OFF | ON | ON | ON
|  |  | Start Year | 2024 | [11 empty] | Start Year | 2024 | 2024 | 2024 | 2024 | 2021
|  | Climate Impacts | ON or OFF | OFF | 1.8% | 0% | 0% | 0% | 0% | 0% | 0% | 0% | Assumes 1 Deg C increase combined with assumption of 3% CA summer load increase per 3 deg F (from 2015 E3/WECC study) |  | Climate Impacts | ON or OFF | OFF | OFF | OFF | ON | OFF
|  |  | Start Year | 2024 | [11 empty] | Start Year | 2024 | 2024 | 2024 | 2024 | 2024
|  | TOTAL PRM |  |  |  | 14.9% | 14.9% | 14.9% | 14.9% | 20.75% | 20.75% | 20.75%
[17 empty] | ACTIVE SCENARIO | Low Need | Mid Need | High Need | Custom
OTC Extensions | [14 empty] | OTC Extensions
|  |  |  | Generator Name | Years of Extension (beyond 2020) | NQC List Date | Assumed Ret. Date | Extention Allowed, Years Beyond 2020 (D.19-11-016) |  |  |  |  | Source |  | Generator Name |  | Years of Extension (beyond 2020) | Years of Extension (beyond 2020) | Years of Extension (beyond 2020) | Years of Extension (beyond 2020) | Years of Extension (beyond 2020)
|  |  |  | ALAMITOS GEN STA. UNIT 3 | 3 | 2020 | 2023 | 3 | [6 empty] | ALAMITOS GEN STA. UNIT 3 |  | 3 | 3 | 3 | 3 | 3
|  |  |  | ALAMITOS GEN STA. UNIT 4 | 3 | 2020 | 2023 | 3 | [6 empty] | ALAMITOS GEN STA. UNIT 4 |  | 3 | 3 | 3 | 3 | 3
|  |  |  | ALAMITOS GEN STA. UNIT 5 | 3 | 2020 | 2023 | 3 | [6 empty] | ALAMITOS GEN STA. UNIT 5 |  | 3 | 3 | 3 | 3 | 3
|  |  |  | HUNTINGTON BEACH GEN STA. UNIT 2 | 3 | 2020 | 2023 | 3 | [6 empty] | HUNTINGTON BEACH GEN STA. UNIT 2 |  | 3 | 3 | 3 | 3 | 3
|  |  |  | ORMOND BEACH GEN STA. UNIT 1 | 3 | 2020 | 2023 | 1 |  |  |  |  | Updated per Water Board decision 2020 |  | ORMOND BEACH GEN STA. UNIT 1 |  | 3 | 3 | 3 | 3 | 3
|  |  |  | ORMOND BEACH GEN STA. UNIT 2 | 3 | 2020 | 2023 | 1 |  |  |  |  | Updated per Water Board decision 2020 |  | ORMOND BEACH GEN STA. UNIT 2 |  | 3 | 3 | 3 | 3 | 3
|  |  |  | REDONDO GEN STA. UNIT 5 | 1 | 2020 | 2021 | 2 |  |  |  |  | Updated per Water Board decision 2020 |  | REDONDO GEN STA. UNIT 5 |  | 1 | 1 | 1 | 1 | 1
|  |  |  | REDONDO GEN STA. UNIT 6 | 1 | 2020 | 2021 | 2 |  |  |  |  | Updated per Water Board decision 2020 |  | REDONDO GEN STA. UNIT 6 |  | 1 | 1 | 1 | 1 | 1
|  |  |  | REDONDO GEN STA. UNIT 8 | 1 | 2020 | 2021 | 2 |  |  |  |  | Updated per Water Board decision 2020 |  | REDONDO GEN STA. UNIT 8 |  | 1 | 1 | 1 | 1 | 1
Imports
[5 empty] | Input | 2020 | 2021 | 2022 | 2023 | 2024 | 2025 | 2026 | Source |  |  |  | ACTIVE SCENARIO | Low Need | Mid Need | High Need | Custom
|  | 2020 Unspecified Imports | 5000 |  | CAISO Unspecified RA Imports | 5000 | 5000 | 5000 | 5000 | 5000 | 5000 | 5000 | Uses SERVM's import accounting (Palo Verde, Hoover, IPP, + Sutter are included outside this value) |  | Imports
|  | Import Reduction | 0 | [11 empty] | Import Reduction |  | 0 | 0 | 0 | 1000 | 0
|  | Start Year | 2026 | [11 empty] | Start Year |  | 2026 | 2026 | 2026 | 2024 | 2026
Retirements | [14 empty] | Retirements
|  |  |  | Age-based Retirements Enabled | No | [9 empty] | Age-based Retirements Enabled |  | No | No | No | Yes | No
|  |  |  | Assumed gas plant retirement age (yrs) | 40 | [7 empty] | On top of OTC units (which are retired per above table) and any other units w/ planned retirement dates |  | Assumed gas plant retirement age (yrs) |  | 40 | 40 | 40 | 40 | 40
[5 empty] | Gas Plant Category | 2020 | 2021 | 2022 | 2023 | 2024 | 2025 | 2026
|  |  |  | Capacity Retired (Sept NQC MW) | CAISO_CCGT1 |  | 0 | 0 | 0 | 0 | 0 | 0
[5 empty] | CAISO_CCGT2 |  | 0 | 0 | 0 | 0 | 0 | 0
[5 empty] | CAISO_Peaker1 |  | 0 | 0 | 0 | 0 | 0 | 0
[5 empty] | CAISO_Peaker2 |  | 0 | 0 | 0 | 0 | 0 | 0
[5 empty] | CAISO_CHP |  | 0 | 0 | 0 | 0 | 0 | 0
[5 empty] | CAISO_Reciprocating_Engine |  | 0 | 0 | 0 | 0 | 0 | 0
[5 empty] | TOTAL |  | 0 | 0 | 0 | 0 | 0 | 0
[17 empty] | ACTIVE SCENARIO | Low Need | Mid Need | High Need | Custom
Project Viability Discounts | [14 empty] | Project Viability Discounts
In-development Resources (after project viability discount) |  |  | Viability Type | Score |  | 2020 | 2021 | 2022 | 2023 | 2024 | 2025 | 2026 |  |  | Project Viability Discount Scenario |  | Discount | None | Discount | Discount | Discount
|  | viability_cod_reasonableness | viability_cod_reasonableness | 1 | viability_cod_reasonableness1 | 100% | 100% | 100% | 100% | 100% | 100% | 100%
| Project Viability Discount Scenario | viability_cod_reasonableness |  | 2 | viability_cod_reasonableness2 | 100% | 0% | 80% | 90% | 95% | 97.5% | 97.5%
| Discount | viability_cod_reasonableness |  | 3 | viability_cod_reasonableness3 | 100% | 0% | 60% | 70% | 80% | 90% | 97.5%
|  | viability_technical_feasibility | viability_technical_feasibility | 1 | viability_technical_feasibility1 | 100% | 100% | 100% | 100% | 100% | 100% | 100%
| Missing viability score % | viability_technical_feasibility |  | 2 | viability_technical_feasibility2 | 100% | 90% | 90% | 90% | 90% | 90% | 90%
| 0% | viability_resource_sufficiency | viability_resource_sufficiency | 1 | viability_resource_sufficiency1 | 100% | 100% | 100% | 100% | 100% | 100% | 100%
|  | viability_resource_sufficiency |  | 2 | viability_resource_sufficiency2 | 100% | 100% | 100% | 100% | 100% | 100% | 100%
|  | viability_financing | viability_financing | 1 | viability_financing1 | 100% | 100% | 100% | 100% | 100% | 100% | 100%
|  | viability_financing |  | 2 | viability_financing2 | 100% | 0% | 90% | 95% | 97.5% | 97.5% | 97.5%
|  | viability_financing |  | 3 | viability_financing3 | 100% | 0% | 80% | 85% | 90% | 95% | 97.5%
|  | viability_financing |  | 4 | viability_financing4 | 100% | 0% | 70% | 80% | 85% | 90% | 95%
ELCC Assumptions | [12 empty] | Source
|  |  | Hybrid NQC calculation | MWh divided by | 4 | plus | 60% | multiplied by NQC of generator |  |  |  |  | CPUC ERM team
Months for Resources to be included in stack in a given year
|  |  |  | First Month | 8 | (Inclusive, i.e. 6 means resources that come online by 6/1 are included). August used here to align with the D.19-11-016 requirements/accounting.
|  |  |  | Last Month | 10
Lag for D.19-11-016 remaining generic procurement need
|  |  |  | Lag for generic need | 1 yr Lag | 1 year lag means X MW of shortfall gets procurement in year Y+1
RESOURCE ASSUMPTIONS BY RESOURCE TYPE (A. Updated 2019-20 IRP Baseline, B. Additions to IRP Baseline, C. D.19-11-016 Procurement Order Accounting)
A. Updated 2019-20 IRP Baseline
NAMEPLATE MW |  |  | NOTE: excludes EO resources and includes specified import resources (beyond Hoover, IPP, and Palo Verde) that are removed from the NQC stack below. Does not include age based retirements.
RESOLVE/SERVM Max Gen (Nameplate MW, incl. in-development 95% discount for projects online after 9/1/2020 without detailed project viability scores from the RDT)
| Category | Technology | RESOLVE Resource Name | Zone | Contract | 2020 | 2021 | 2022 | 2023 | 2024 | 2025 | 2026
| Biomass | CAISO_Biomass | CAISO_Biomass_for_CAISO | CAISO | CAISO | 747.512 | 751.882 | 754.732 | 754.732 | 754.732 | 754.732 | 754.732
| Geothermal | CAISO_Geothermal | CAISO_Geothermal_for_CAISO | CAISO | CAISO | 1506.17 | 1506.17 | 1506.17 | 1506.17 | 1506.17 | 1506.17 | 1506.17
| Small Hydro | CAISO_Small_Hydro | CAISO_Small_Hydro_for_CAISO | CAISO | CAISO | 942.28 | 942.28 | 942.28 | 942.28 | 942.28 | 942.28 | 942.28
| Solar | CAISO_Solar | CAISO_Solar_for_CAISO | CAISO | CAISO | 12223.54 | 12604.29 | 12604.29 | 12417.115 | 12417.115 | 12417.115 | 12417.115
| Wind | CAISO_Wind | CAISO_Wind_for_CAISO | CAISO | CAISO | 6302.341 | 6302.341 | 6302.341 | 6302.341 | 6302.341 | 6302.341 | 6302.341
| Biomass | CAISO_Biomass | CAISO_Biomass_for_Other | CAISO | Other | 10.1 | 10.1 | 10.1 | 10.1 | 10.1 | 10.1 | 10.1
| Geothermal | CAISO_Geothermal | CAISO_Geothermal_for_Other | CAISO | Other | 8.668 | 8.668 | 8.668 | 8.668 | 8.668 | 8.668 | 8.668
| Small Hydro | CAISO_Small_Hydro | CAISO_Small_Hydro_for_Other | CAISO | Other | 13.8 | 13.8 | 13.8 | 13.8 | 13.8 | 13.8 | 13.8
| Solar | CAISO_Solar | CAISO_Solar_for_Other | CAISO | Other | 86.8 | 153.3 | 153.3 | 153.3 | 153.3 | 153.3 | 153.3
| Wind | CAISO_Wind | CAISO_Wind_for_Other | CAISO | Other | 498.98 | 831.48 | 831.48 | 831.48 | 831.48 | 831.48 | 831.48
| CHP | CAISO_CHP | CAISO_CHP | CAISO | CAISO | 2286.58 | 2286.58 | 2286.58 | 2286.58 | 2286.58 | 2286.58 | 2286.58
| Nuclear | CAISO_Nuclear | CAISO_Nuclear | CAISO | CAISO | 2935 | 2935 | 2935 | 2935 | 2935 | 635 | 635
| Thermal | CAISO_CCGT1 | CAISO_CCGT1 | CAISO | CAISO | 13424.12 | 13424.12 | 13424.12 | 13424.12 | 13424.12 | 13424.12 | 13424.12
| Thermal | CAISO_CCGT2 | CAISO_CCGT2 | CAISO | CAISO | 2921.22 | 2921.22 | 2921.22 | 2921.22 | 2921.22 | 2921.22 | 2921.22
| Thermal | CAISO_Coal | CAISO_Coal | CAISO | CAISO | 480 | 480 | 480 | 480 | 480 | 0 | 0
| Thermal | CAISO_Peaker1 | CAISO_Peaker1 | CAISO | CAISO | 4995.92 | 4995.92 | 4995.92 | 4995.92 | 4995.92 | 4995.92 | 4995.92
| Thermal | CAISO_Peaker2 | CAISO_Peaker2 | CAISO | CAISO | 3726.01 | 3726.01 | 3726.01 | 3726.01 | 3726.01 | 3726.01 | 3726.01
| Thermal | CAISO_Advanced_CCGT | CAISO_Advanced_CCGT | CAISO | CAISO | 0 | 0 | 0 | 0 | 0 | 0 | 0
| Thermal | CAISO_Aero_CT | CAISO_Aero_CT | CAISO | CAISO | 0 | 0 | 0 | 0 | 0 | 0 | 0
| Thermal | CAISO_Reciprocating_Engine | CAISO_Reciprocating_Engine | CAISO | CAISO | 255.3 | 255.3 | 255.3 | 255.3 | 255.3 | 255.3 | 255.3
| Hydro | CAISO_Hydro | CAISO_Hydro | CAISO | CAISO | 7060.38 | 7060.38 | 7060.38 | 7060.38 | 7060.38 | 7060.38 | 7060.38
| Pumped Hydro Storage | CAISO_Existing_Pumped_Storage | CAISO_Existing_Pumped_Storage | CAISO | CAISO | 1898.5 | 1898.5 | 1898.5 | 1898.5 | 1898.5 | 1898.5 | 1898.5
| Thermal | CAISO_ST | CAISO_ST | CAISO | CAISO | 3716.76 | 3716.76 | 2882.89 | 2882.89 | 0 | 0 | 0
| Energy Storage | CAISO_Storage_4hr | CAISO_Li_Battery | CAISO | CAISO | 149.14 | 581.79 | 581.79 | 581.79 | 581.79 | 581.79 | 581.79
| Demand Response |  |  |  |  | 2195 | 2195 | 2195 | 2195 | 2195 | 2195 | 2195 | NOTE: hardcoded inputs from 2019 IRP RESOLVE model, includes 443 from interruptible pumping resources + IOU DR programs (per 2019 IRP RESOLVE inputs)
| Imports | Imports (unspecified) |  |  |  | 5000 | 5000 | 5000 | 5000 | 5000 | 5000 | 5000
| Specified Imports | Imports (specified) |  |  |  | 2526.01 | 1981.01 | 1981.01 | 1981.01 | 1981.01 | 1502.01 | 1502.01
| Specified Imports | Hoover |  |  |  | 592.01 | 592.01 | 592.01 | 592.01 | 592.01 | 592.01 | 592.01
| Specified Imports | Palo Verde |  |  |  | 635 | 635 | 635 | 635 | 635 | 635 | 635
| Specified Imports | IPP |  |  |  | 479 | 479 | 479 | 479 | 479
| Specified Imports | Sutter |  |  |  | 820 | 275 | 275 | 275 | 275 | 275 | 275
NQC MW
RESOLVE / SERVM (Updated) Gen List Based
[5 empty] | Include category in stack? | NOTE: categories are applied to the 2019-20 IRP Baseline resource data, based on their location (or absence) from the CPUC's 2021 NQC List.
|  |  |  | NQC List | Yes | NQC List
|  |  |  | Specified Imports | No |  | NOTE: specified imports broken out into separate line item, only Hoover, IPP, PV, and Sutter Sp. Imports are counted outside of the 5,000 MW. "No" here removes any other specified imports.
|  |  |  | Not Found | Yes | Not Found
[6 empty] | 2020 | 2021 | 2022 | 2023 | 2024 | 2025 | 2026 | Notes
[5 empty] | Approach to Developing NQC values: | 2020 NQC, RESOLVE/SERVM Backup | 2021 NQC, 2020 NQC backup, then RESOLVE/SERVM Backup | Same as 2021 |  |  |  |  | Sept NQCs used, except for wind+solar after 2021, which use annual ELCCs from the RESOLVE ELCC surface
| Category | Technology | RESOLVE Resource Name | Zone | Contract
| Biomass | CAISO_Biomass | CAISO_Biomass_for_CAISO | CAISO | CAISO | 576.4638 | 564.394 | 566.3833 | 566.3833 | 566.3833 | 566.3833 | 566.3833
| Geothermal | CAISO_Geothermal | CAISO_Geothermal_for_CAISO | CAISO | CAISO | 1211.338 | 1141.808 | 1141.808 | 1141.808 | 1141.808 | 1141.808 | 1141.808
| Small Hydro | CAISO_Small_Hydro | CAISO_Small_Hydro_for_CAISO | CAISO | CAISO | 442.07 | 409.84 | 409.84 | 409.84 | 409.84 | 409.84 | 409.84
See table below | Solar | CAISO_Solar | CAISO_Solar_for_CAISO | CAISO | CAISO | 1630.792 | 1622.117 | 1622.117 | 1595.9125 | 1595.9125 | 1595.9125 | 1595.9125
See table below | Wind | CAISO_Wind | CAISO_Wind_for_CAISO | CAISO | CAISO | 834.3777 | 834.8177 | 834.8177 | 834.8177 | 834.8177 | 834.8177 | 834.8177
| Biomass | CAISO_Biomass | CAISO_Biomass_for_Other | CAISO | Other | 7.07 | 7.24 | 7.24 | 7.24 | 7.24 | 7.24 | 7.24
| Geothermal | CAISO_Geothermal | CAISO_Geothermal_for_Other | CAISO | Other | 31 | 31 | 31 | 31 | 31 | 31 | 31
| Hydro | CAISO_Small_Hydro | CAISO_Small_Hydro_for_Other | CAISO | Other | 2.48 | 2.07 | 2.07 | 2.07 | 2.07 | 2.07 | 2.07
See table below | Solar | CAISO_Solar | CAISO_Solar_for_Other | CAISO | Other | 1.68 | 1.68 | 1.68 | 1.68 | 1.68 | 1.68 | 1.68
See table below | Wind | CAISO_Wind | CAISO_Wind_for_Other | CAISO | Other | 61.65 | 61.65 | 61.65 | 61.65 | 61.65 | 61.65 | 61.65
| Thermal | CAISO_CHP | CAISO_CHP | CAISO | CAISO | 1500.8693 | 1421.4493 | 1421.4493 | 1421.4493 | 1421.4493 | 1421.4493 | 1421.4493
| Nuclear | CAISO_Nuclear | CAISO_Nuclear | CAISO | CAISO | 2280 | 2280 | 2280 | 2280 | 2280 | 0 | 0 | Palo Verde modeled in sp. Imports
| Thermal | CAISO_CCGT1 | CAISO_CCGT1 | CAISO | CAISO | 12939.56 | 12890.1 | 12890.1 | 12890.1 | 12890.1 | 12890.1 | 12890.1
| Thermal | CAISO_CCGT2 | CAISO_CCGT2 | CAISO | CAISO | 2892.58 | 2890.93 | 2890.93 | 2890.93 | 2890.93 | 2890.93 | 2890.93
| Thermal | CAISO_Coal | CAISO_Coal | CAISO | CAISO | 0 | 0 | 0 | 0 | 0 | 0 | 0 | IPP modeled in sp. imports
| Thermal | CAISO_Peaker1 | CAISO_Peaker1 | CAISO | CAISO | 4655.07 | 4664.34 | 4664.34 | 4664.34 | 4664.34 | 4664.34 | 4664.34
| Thermal | CAISO_Peaker2 | CAISO_Peaker2 | CAISO | CAISO | 3519.15 | 3505.54 | 3505.54 | 3505.54 | 3505.54 | 3505.54 | 3505.54
| Thermal | CAISO_Advanced_CCGT | CAISO_Advanced_CCGT | CAISO | CAISO | 0 | 0 | 0 | 0 | 0 | 0 | 0
| Thermal | CAISO_Aero_CT | CAISO_Aero_CT | CAISO | CAISO | 0 | 0 | 0 | 0 | 0 | 0 | 0
| Thermal | CAISO_Reciprocating_Engine | CAISO_Reciprocating_Engine | CAISO | CAISO | 254.7 | 254.7 | 254.7 | 254.7 | 254.7 | 254.7 | 254.7
| Hydro | CAISO_Hydro | CAISO_Hydro | CAISO | CAISO | 5384.5027 | 4301.8327 | 4301.8327 | 4301.8327 | 4301.8327 | 4301.8327 | 4301.8327 | Hoover removed, counted as sp. import
| Pumped Hydro Storage | CAISO_Existing_Pumped_Storage | CAISO_Existing_Pumped_Storage | CAISO | CAISO | 1622.26 | 1578.73 | 1578.73 | 1578.73 | 1578.73 | 1578.73 | 1578.73
| Thermal | CAISO_ST | CAISO_ST | CAISO | CAISO | 3732.66 | 3688.01 | 2854.14 | 2854.14 | 0 | 0 | 0
| Energy Storage | CAISO_Storage_4hr | CAISO_Li_Battery | CAISO | CAISO | 149.14 | 511.54 | 511.54 | 511.54 | 511.54 | 511.54 | 511.54
| Demand Response |  |  | CAISO | CAISO | 2195 | 2195 | 2195 | 2195 | 2195 | 2195 | 2195 | NOTE: different formula since DR taken directly from RESOLVE and hard-coded in table above
[5 empty] | TOTAL | 45912.3215 | 44908.2368 | 43918.3277 | 43713.0188 | 40752.3061 | 38410.7723 | 38339.984
| Imports | Imports (unspecified) |  |  | Imports | 5000 | 5000 | 5000 | 5000 | 5000 | 5000 | 5000
| Specified Imports | Imports (specified) |  |  | Specified Imports | 2526.01 | 1981.01 | 1981.01 | 1981.01 | 1981.01 | 1502.01 | 1502.01
[5 empty] | TOTAL + IMPORTS | 53438.3315 | 51889.2468 | 50899.3377 | 50694.0288 | 47733.3161 | 44912.7823 | 44841.994
RESOLVE / SERVM (Updated) Gen List Based - Wind and Solar Nameplate for ELCC Calculation (excludes EO resources)
| Solar | CAISO_Solar | CAISO_Solar_for_CAISO | CAISO | CAISO | 11746.64 | 12127.39 | 12127.39 | 11940.215 | 11940.215 | 11940.215 | 11940.215
| Solar | CAISO_Solar | CAISO_Solar_for_Other | CAISO | Other | 12 | 12 | 12 | 12 | 12 | 12 | 12
| Solar | CAISO_Solar | Total | CAISO |  | 11758.64 | 12139.39 | 12139.39 | 11952.215 | 11952.215 | 11952.215 | 11952.215
| Solar | CAISO_Solar | Total (NQC) |  |  | 1646.2096 | 1699.5146 | 1541.4863 | 1336.1773 | 1229.6046 | 1168.0708 | 1097.2825
| Wind | CAISO_Wind | CAISO_Wind_for_CAISO | CAISO | CAISO | 5502.341 | 5502.341 | 5502.341 | 5502.341 | 5502.341 | 5502.341 | 5502.341
| Wind | CAISO_Wind | CAISO_Wind_for_Other | CAISO | Other | 298.98 | 298.98 | 298.98 | 298.98 | 298.98 | 298.98 | 298.98
| Wind | CAISO_Wind | Total | CAISO |  | 5801.321 | 5801.321 | 5801.321 | 5801.321 | 5801.321 | 5801.321 | 5801.321
| Wind | CAISO_Wind | Total (NQC) |  |  | 870.1981 | 870.1981 | 870.1981 | 870.1981 | 870.1981 | 870.1981 | 870.1981
CAISO NQC List (for comparison)
NQC MW |  |  | NOTE: excludes EO resources and includes specified import resources (beyond Hoover, IPP, and Palo Verde) that are removed from the NQC stack below (to preserve the total solar MW for the ELCC surface)
CPUC NQC LIST BASED NQC MW - for comparison to Gen_List based approach above |  |  |  |  | September NQC Stack | 2020 NQC List | 2021 NQC List
[6 empty] | 2020 | 2021
| NQC List Lookup | NQC List Lookup (2) |  |  | Thermal | 29523.19 | 29233.56
| NATURAL GAS |  |  |  | Natural Gas | 29182.66 | 28923.07
| DISTILLATE |  |  |  | Distillate | 165 | 165
| OTHER |  |  |  | Other | 59.81 | 32.92
| WASTE TO POWER |  |  |  | Waste To Power | 76.23 | 75.87
| HEAT RECOVERY |  |  |  | Heat Recovery | 29.28 | 25.86
| COAL |  |  |  | Coal | 10.21 | 10.84
| WATER |  |  |  | Hydro | 7299.09 | 6120.89 | [5 empty] | Inc. small hydro and pumped hydro storage
| URANIUM |  |  |  | Nuclear | 2280 | 2280
| SUN |  |  |  | Solar | 1582.84 | 1503.06
| WIND |  |  |  | Wind | 938.36 | 886.57
| BIOGAS | BIOMASS |  |  | Biomass/Biogas | 569.83 | 545.33
| GEOTHERMAL |  |  |  | Geothermal | 1140.98 | 1063.16
| LESR |  |  |  | Energy Storage | 152 | 144.5
| DEMAND RESPONSE |  |  |  | Demand Response | 1992.29 | 504.75 | [5 empty] | Interruptible pumping loads (NSPIN) resources changed from hydro to DR and counted here… 2021 list has much lower DR than 2020 list
[5 empty] | Total (CAISO NQC) | 45478.58 | 42281.82
| SPECIFIED IMPORTS |  |  |  | Specified Imports | 6875.24 | 6146.22
| SP. IMPORTS (URANIUM) |  |  |  | Nuclear | 635 | 635
| SP. IMPORTS (WATER) |  |  |  | Hydro | 997.01 | 997.01
| SP. IMPORTS (COAL) |  |  |  | Coal | 479 | 479
| SP. IMPORTS (NATURAL GAS) |  |  |  | Natural Gas | 3252 | 2711
| SP. IMPORTS (SUN) |  |  |  | Solar | 78.63 | 88.45
| SP. IMPORTS (WIND) |  |  |  | Wind | 150 | 205.58
| SP. IMPORTS (GEOTHERMAL) |  |  |  | Geothermal | 359.6 | 106.18
| SP. IMPORTS (OTHER OR UNKNOWN) |  |  |  | Other | 924 | 924
[5 empty] | Total (CAISO NQC + Sp. Imports) | 52353.82 | 48428.04
B. Additions to IRP Baseline per LSE Filings
NOTE: values are hard-coded per low/mid/high need scenarios due to removal of confidential LSE contract data from the public version of the model
NAMEPLATE MW
Additions to IRP Baseline per LSE Filings (before project viability weighting)
| RA Stack Resource | Resource Data Template "Resource Type" | ELCC Type |  |  | 2020 | 2021 | 2022 | 2023 | 2024 | 2025 | 2026
| Energy Storage | caiso_battery | CAISO_New_Li_Battery |  |  | 24.548 | 1073.1676 | 1285.4176 | 1310.4176 | 1315.4176 | 1315.4176 | 1315.4176 | Nameplate MW
| Hybrid | caiso_hybrid |  |  |  | 1.3 | 391.8 | 664.8 | 1420.3 | 1320.8 | 1320.8 | 1320.8 | Nameplate MW
|  | Storage MW |  |  |  | 1.3 | 119.5 | 179.5 | 446 | 399.5 | 399.5 | 399.5 | Nameplate MW
|  | Solar MW |  |  |  | 99.8 | 320.3 | 547.9 | 1270.9 | 1177.9 | 1177.9 | 1177.9 | Nameplate MW
| Solar | caiso_solar | CAISO_Solar_for_CAISO |  |  | 0 | 871.556 | 1556.056 | 1916.056 | 1916.056 | 1916.056 | 1916.056 | Nameplate MW
| Wind | caiso_wind | CAISO_Wind_for_CAISO |  |  | 0 | 708.996 | 874.296 | 874.296 | 874.296 | 874.296 | 874.296 | Nameplate MW
| Biomass | caiso_biogas |  |  |  | 0 | 3 | 3 | 3 | 3 | 3 | 3 | Nameplate MW
| Biomass | caiso_biomass |  |  |  | 0 | 9.908 | 15.788 | 15.788 | 15.788 | 15.788 | 15.788 | Nameplate MW
| Thermal | caiso_ccgt1 |  |  |  | 0 | 0 | 0 | 0 | 0 | 0 | 0 | Nameplate MW
| Thermal | caiso_chp | CAISO_CHP |  |  | 0 | 0 | 0 | 0 | 0 | 0 | 0 | Nameplate MW
| Geothermal | caiso_geothermal | CAISO_Geothermal |  |  | 0 | 0 | 14 | 14 | 14 | 14 | 14 | Nameplate MW
| Exclude | caiso_loadmod |  |  |  | 5.012 | 28.9197 | 28.9197 | 28.9197 | 27.9197 | 6.4339 | 6.4339 | Nameplate MW
| Specified Imports | caiso_specified_imports |  |  |  | 74.8 | 74.8 | 74.8 | 74.8 | 74.8 | 189.2 | 189.2 | Nameplate MW
| Exclude | caiso_unknown |  |  |  | 0 | 0 | 0 | 0 | 0 | 0 | 0 | Nameplate MW
| Exclude | sellers_choice |  |  |  | 0 | 0 | 0 | 0 | 0 | 0 | 0 | Nameplate MW
| Exclude | blended |  |  |  | 0 | 0 | 0 | 0 | 0 | 0 | 0 | Nameplate MW
| Exclude | unspecified_import |  |  |  | 0 | 0 | 0 | 0 | 0 | 0 | 0 | Nameplate MW
| Exclude | unspecified_non_import |  |  |  | 0 | 0 | 0 | 0 | 0 | 0 | 0 | Nameplate MW
|  | TOTAL |  |  |  | 105.66 | 3162.1473 | 4517.0773 | 5657.5773 | 5562.0773 | 5654.9914 | 5654.9914 | Nameplate MW
Additions to IRP Baseline per LSE Filings (after project viability weighting)
| RA Stack Resource | Resource Data Template "Resource Type" | ELCC Type |  |  | 2020 | 2021 | 2022 | 2023 | 2024 | 2025 | 2026
| Energy Storage | caiso_battery | CAISO_New_Li_Battery |  |  | 24.548 | 502.5 | 1099.488 | 1174.8061 | 1217.4996 | 1254.291 | 1275.3138 | Nameplate MW (viability discounted)
| Hybrid | caiso_hybrid |  |  |  | 1.3 | 151.3 | 491.948 | 1081.812 | 1080.6636 | 1151.3956 | 1204.5043 | Nameplate MW (viability discounted)
|  | Storage MW |  |  |  | 1.3 | 39.3 | 135.74 | 338.04 | 326.0206 | 350.1541 | 368.8466 | Nameplate MW (viability discounted)
|  | Solar MW |  |  |  | 99.8 | 159.8 | 406.04 | 955.565 | 950.2812 | 1016.0031 | 1067.8244 | Nameplate MW (viability discounted)
| Solar | caiso_solar | CAISO_Solar_for_CAISO |  |  | 0 | 482.5 | 1281.732 | 1606.7176 | 1701.475 | 1793.4427 | 1860.2802 | Nameplate MW (viability discounted)
| Wind | caiso_wind | CAISO_Wind_for_CAISO |  |  | 0 | 445.036 | 746.944 | 790.095 | 820.2518 | 842.2784 | 856.4616 | Nameplate MW (viability discounted)
| Biomass | caiso_biogas |  |  |  | 0 | 0 | 2.16 | 2.565 | 2.7787 | 2.8519 | 2.8519 | Nameplate MW (viability discounted)
| Biomass | caiso_biomass |  |  |  | 0 | 0 | 7.8438 | 9.625 | 11.1262 | 12.6013 | 13.8799 | Nameplate MW (viability discounted)
| Thermal | caiso_ccgt1 |  |  |  | 0 | 0 | 0 | 0 | 0 | 0 | 0 | Nameplate MW (viability discounted)
| Thermal | caiso_chp | CAISO_CHP |  |  | 0 | 0 | 0 | 0 | 0 | 0 | 0 | Nameplate MW (viability discounted)
| Geothermal | caiso_geothermal | CAISO_Geothermal |  |  | 0 | 0 | 10.64 | 11.935 | 12.7837 | 13.3044 | 13.4794 | Nameplate MW (viability discounted)
| Exclude | caiso_loadmod |  |  |  | 4.012 | 0 | 4.1232 | 4.6386 | 4.8963 | 5.0251 | 5.0251 | Nameplate MW (viability discounted)
| Specified Imports | caiso_specified_imports |  |  |  | 74.8 | 74.8 | 74.8 | 74.8 | 74.8 | 165.1474 | 172.6763 | Nameplate MW (viability discounted)
| Exclude | caiso_unknown |  |  |  | 0 | 0 | 0 | 0 | 0 | 0 | 0 | Nameplate MW (viability discounted)
| Exclude | sellers_choice |  |  |  | 0 | 0 | 0 | 0 | 0 | 0 | 0 | Nameplate MW (viability discounted)
| Exclude | blended |  |  |  | 0 | 0 | 0 | 0 | 0 | 0 | 0 | Nameplate MW (viability discounted)
| Exclude | unspecified_import |  |  |  | 0 | 0 | 0 | 0 | 0 | 0 | 0 | Nameplate MW (viability discounted)
| Exclude | unspecified_non_import |  |  |  | 0 | 0 | 0 | 0 | 0 | 0 | 0 | Nameplate MW (viability discounted)
|  | TOTAL |  |  |  | 104.66 | 1656.136 | 3719.679 | 4756.9943 | 4926.2749 | 5240.3378 | 5404.4726 | Nameplate MW (viability discounted)
NQC MW
Additions to IRP Baseline per LSE Filings (NQC MW before project viability discount)
| RA Stack Resource | Resource Data Template "Resource Type" | ELCC Type |  | ELCC or NQC % | 2020 | 2021 | 2022 | 2023 | 2024 | 2025 | 2026
| Energy Storage | caiso_battery | CAISO_New_Li_Battery |  | 100% | 24.548 | 1073.1676 | 1285.4176 | 1310.4176 | 1315.4176 | 1315.4176 | 1315.4176 | NQC MW
| Hybrid | caiso_hybrid |  |  | Method per inputs above | 15.272 | 151.994 | 218.8133 | 480.7096 | 421.3139 | 417.4699 | 413.0477 | NQC MW
| Solar | caiso_solar | CAISO_Solar_for_CAISO |  | Varies by year | 0 | 122.0178 | 197.5914 | 214.2022 | 197.1175 | 187.2531 | 175.905 | NQC MW
| Wind | caiso_wind | CAISO_Wind_for_CAISO |  | Varies by year | 0 | 106.3494 | 131.1444 | 131.1444 | 131.1444 | 131.1444 | 131.1444 | NQC MW
| Biomass | caiso_biogas |  |  | 90% | 0 | 2.7 | 2.7 | 2.7 | 2.7 | 2.7 | 2.7 | NQC MW
| Biomass | caiso_biomass |  |  | 90% | 0 | 8.9172 | 14.2092 | 14.2092 | 14.2092 | 14.2092 | 14.2092 | NQC MW
| Thermal | caiso_ccgt1 |  |  | 100% | 0 | 0 | 0 | 0 | 0 | 0 | 0 | NQC MW
| Thermal | caiso_chp | CAISO_CHP |  | 80% | 0 | 0 | 0 | 0 | 0 | 0 | 0 | NQC MW
| Geothermal | caiso_geothermal | CAISO_Geothermal |  | 83% | 0 | 0 | 11.62 | 11.62 | 11.62 | 11.62 | 11.62 | NQC MW
| Exclude | caiso_loadmod |  |  |  | 0 | 0 | 0 | 0 | 0 | 0 | 0 | NQC MW
| Specified Imports | caiso_specified_imports |  |  | 100% | 74.8 | 74.8 | 74.8 | 74.8 | 74.8 | 189.2 | 189.2 | NQC MW
| Exclude | caiso_unknown |  |  |  | 0 | 0 | 0 | 0 | 0 | 0 | 0 | NQC MW
| Exclude | sellers_choice |  |  |  | 0 | 0 | 0 | 0 | 0 | 0 | 0 | NQC MW
| Exclude | blended |  |  |  | 0 | 0 | 0 | 0 | 0 | 0 | 0 | NQC MW
| Exclude | unspecified_import |  |  |  | 0 | 0 | 0 | 0 | 0 | 0 | 0 | NQC MW
| Exclude | unspecified_non_import |  |  |  | 0 | 0 | 0 | 0 | 0 | 0 | 0 | NQC MW
|  | TOTAL |  |  |  | 114.62 | 1539.946 | 1936.2958 | 2239.803 | 2168.3226 | 2269.0141 | 2253.2439 | NQC MW
Additions to IRP Baseline per LSE Filings (NQC MW after project viability discount)
| RA Stack Resource | Resource Data Template "Resource Type" | ELCC Type |  | ELCC or NQC % | 2020 | 2021 | 2022 | 2023 | 2024 | 2025 | 2026
| Energy Storage | caiso_battery | CAISO_New_Li_Battery |  | 100% | 24.548 | 502.5 | 1099.488 | 1174.8061 | 1217.4996 | 1254.291 | 1275.3138 | NQC MW (viability discounted)
| Hybrid | caiso_hybrid |  |  | Method per inputs above | 15.272 | 58.312 | 169.585 | 375.6332 | 352.4308 | 371.6289 | 384.304 | NQC MW (viability discounted)
| Solar | caiso_solar | CAISO_Solar_for_CAISO |  | Varies by year | 0 | 67.55 | 162.7571 | 179.6202 | 175.0422 | 175.2703 | 170.7845 | NQC MW (viability discounted)
| Wind | caiso_wind | CAISO_Wind_for_CAISO |  | Varies by year | 0 | 66.7554 | 112.0416 | 118.5143 | 123.0378 | 126.3418 | 128.4692 | NQC MW (viability discounted)
| Biomass | caiso_biogas |  |  | 90% | 0 | 0 | 1.944 | 2.3085 | 2.5009 | 2.5667 | 2.5667 | NQC MW (viability discounted)
| Biomass | caiso_biomass |  |  | 90% | 0 | 0 | 7.0594 | 8.6625 | 10.0136 | 11.3412 | 12.4919 | NQC MW (viability discounted)
| Thermal | caiso_ccgt1 |  |  | 100% | 0 | 0 | 0 | 0 | 0 | 0 | 0 | NQC MW (viability discounted)
| Thermal | caiso_chp | CAISO_CHP |  | 80% | 0 | 0 | 0 | 0 | 0 | 0 | 0 | NQC MW (viability discounted)
| Geothermal | caiso_geothermal | CAISO_Geothermal |  | 83% | 0 | 0 | 8.8312 | 9.906 | 10.6105 | 11.0426 | 11.1879 | NQC MW (viability discounted)
| Exclude | caiso_loadmod |  |  |  | 0 | 0 | 0 | 0 | 0 | 0 | 0 | NQC MW (viability discounted)
| Specified Imports | caiso_specified_imports |  |  | 100% | 74.8 | 74.8 | 74.8 | 74.8 | 74.8 | 165.1474 | 172.6763 | NQC MW (viability discounted)
| Exclude | caiso_unknown |  |  |  | 0 | 0 | 0 | 0 | 0 | 0 | 0 | NQC MW (viability discounted)
| Exclude | sellers_choice |  |  |  | 0 | 0 | 0 | 0 | 0 | 0 | 0 | NQC MW (viability discounted)
| Exclude | blended |  |  |  | 0 | 0 | 0 | 0 | 0 | 0 | 0 | NQC MW (viability discounted)
| Exclude | unspecified_import |  |  |  | 0 | 0 | 0 | 0 | 0 | 0 | 0 | NQC MW (viability discounted)
| Exclude | unspecified_non_import |  |  |  | 0 | 0 | 0 | 0 | 0 | 0 | 0 | NQC MW (viability discounted)
|  | TOTAL |  |  |  | 114.62 | 769.9174 | 1636.5064 | 1944.2509 | 1965.9352 | 2117.6299 | 2157.7944 | NQC MW (viability discounted)
|  | Viability NQC impact |  |  |  | 0 | 770.0286 | 299.7894 | 295.5521 | 202.3874 | 151.3842 | 95.4495 | NQC MW (viability discounted)
C. D.19-11-016 Procurement Order Accounting
|  | NOTE: values are hard-coded per low/mid/high need scenarios due to removal of confidential LSE contract data from the public version of the model | [10 empty] | See "IRP Procurement Track FAQ doc" for more details on D.19-11-016 accounting
[6 empty] | 2020 | 2021 | 2022 | 2023 | 2024 | 2025 | 2026
|  |  |  | D.19-11-016 Requirement | [9 empty] | Viability Discount?
[5 empty] | Required procurement | 0 | 1650 | 2475 | 3300 | 3300 | 3300 | 3300 | NQC MW
| Baseline Online Yr Screen (>=) | Baseline Ret Yr Screen (>=) |  | Updated 2019-20 IRP Baseline
| 2018-01-01 | 2020-12-31 |  |  | Incremental capacity (Gen_List) | 310.9238 | 616.3791 | 618.3684 | 618.3684 | 618.3684 | 618.3684 | 618.3684 | NQC MW (using 2020 ELCCs) | Yes, standard 95% for Gen_List
[5 empty] | Incremental capacity (Confidential Resource) |  | 150 | 150 | 150 | 150 | 150 | 150 | NQC MW (using 2020 ELCCs)
Additions to IRP Baseline per LSE Filings
|  |  |  | caiso_solar | Incremental Solar (Nameplate) | 0 | 142.5 | 806.372 | 1123.8376 | 1214.835 | 1306.8027 | 1373.6402 |  | Yes, per Resource Data Template data
|  |  |  | caiso_solar | Incremental Solar (NQC) | 0 | 19.95 | 112.8921 | 157.3373 | 170.0769 | 182.9524 | 192.3096 | NQC MW (using 2020 ELCCs) | Yes, per Resource Data Template data
|  |  |  | caiso_wind | Incremental Wind (Nameplate) | 0 | 445.036 | 652.444 | 690.345 | 717.8768 | 739.9034 | 754.0866 |  | Yes, per Resource Data Template data
|  |  |  | caiso_wind | Incremental Wind (NQC) | 0 | 66.7554 | 97.8666 | 103.5517 | 107.6815 | 110.9855 | 113.113 | NQC MW (using 2020 ELCCs) | Yes, per Resource Data Template data
|  |  |  | caiso_hybrid | Incremental Hybrid (NQC) | 0 | 43.04 | 158.0042 | 351.5953 | 332.1143 | 354.4912 | 370.8827 | NQC MW (using 2020 ELCCs) | Yes, per Resource Data Template data
|  |  |  | non-solar/wind/hybrid | Incremental Non-Solar/Wind/Hybrid (NQC) | 0 | 0 | 257.4956 | 281.9936 | 304.3541 | 326.3838 | 340.2745 |  | Yes, per Resource Data Template data
|  |  |  | Total | Incremental capacity | 0 | 129.7454 | 626.2585 | 894.4779 | 914.2268 | 974.813 | 1016.5799 | NQC MW
Incremental Need
[5 empty] | Total incremental capacity | 310.9238 | 896.1245 | 1394.6268 | 1662.8462 | 1682.5952 | 1743.1813 | 1784.9482 | NQC MW
|  |  |  | No Lag | Remaining Need | 0 | 753.8755 | 1080.3732 | 1637.1538 | 1617.4048 | 1556.8187 | 1515.0518 | NQC MW
|  |  |  | 1 yr Lag | Remaining Need - with 1 year lag |  |  | 753.8755 | 1080.3732 | 1637.1538 | 1617.4048 | 1556.8187 | NQC MW

## 2019IEPR MidMidAAEE Form 1.5b
Form 1.5b - STATEWIDE
California Energy Demand 2019-2030 Managed Forecast - Mid Demand / Mid AAEE Case
1-in-2 Net Electricity Peak Demand by Agency and Balancing Authority (MW)
Balancing Authority | Agency | 2019 | 2020 | 2021 | 2022 | 2023 | 2024 | 2025 | 2026 | 2027 | 2028 | 2029 | 2030 | Average Annual Growth (2019-2030)
| PG&E Service Area - Greater Bay Area | 7223.418 | 7112.9729 | 6970.1766 | 6925.756 | 6902.1037 | 6898.3315 | 6921.8048 | 6951.077 | 6977.1168 | 7031.5534 | 7024.6938 | 7062.3707 | -0.2048%
| NCPA - Greater Bay Area | 198.0402 | 194.2359 | 189.5737 | 187.6294 | 185.994 | 184.9697 | 185.6229 | 185.7976 | 185.917 | 186.9336 | 186.3064 | 187.7043 | -0.4861%
| Power Enterprise of the San Francisco PUC | 124.9612 | 122.5607 | 119.6189 | 118.3921 | 117.3601 | 116.7139 | 117.126 | 117.2362 | 117.3116 | 117.9531 | 117.5573 | 118.4393 | -0.4861%
| Silicon Valley Power | 529.8162 | 541.7417 | 539.6086 | 545.9916 | 553.2034 | 561.9897 | 569.3134 | 569.8787 | 570.1942 | 572.9148 | 571.2351 | 574.9744 | 0.7464%
| Other NP15 LSEs - Bay Area | 5.0493 | 5.0028 | 4.9613 | 4.9177 | 4.8602 | 4.808 | 4.7987 | 4.7722 | 4.738 | 4.7153 | 4.6794 | 4.6812 | -0.6857%
| CDWR - Greater Bay Area | 54.5596 | 54.5694 | 56.7565 | 56.7463 | 56.7324 | 56.7844 | 56.2167 | 56.2029 | 56.1891 | 56.1689 | 56.2029 | 60.3339 | 0.9188%
| WAPA - Greater Bay Area | 52.3723 | 52.3723 | 52.3723 | 52.3723 | 52.3723 | 52.3723 | 52.3723 | 52.3723 | 52.3723 | 52.3723 | 52.3723 | 52.3723 | 0%
Greater Bay Area Subtotal |  | 8188.2168 | 8083.4558 | 7933.0679 | 7891.8053 | 7872.6261 | 7875.9695 | 7907.2547 | 7937.3369 | 7963.839 | 8022.6115 | 8013.0471 | 8060.8762 | -0.1424%
| PG&E Service Area - Non Bay Area | 9955.495 | 9803.2768 | 9606.4714 | 9545.2498 | 9512.6516 | 9507.4526 | 9539.8042 | 9580.1479 | 9616.0365 | 9691.0624 | 9681.6083 | 9733.5356 | -0.2048%
| NCPA - Non Bay Area | 211.4562 | 207.3942 | 202.4162 | 200.3401 | 198.5939 | 197.5003 | 198.1977 | 198.3843 | 198.5118 | 199.5972 | 198.9275 | 200.4201 | -0.4861%
| Other NP15 LSEs - Non Bay Area | 7.4649 | 7.3215 | 7.1457 | 7.0725 | 7.0108 | 6.9722 | 6.9968 | 7.0034 | 7.0079 | 7.0462 | 7.0226 | 7.0753 | -0.4861%
| CDWR - Non Bay Area | 54.6194 | 54.6292 | 56.8187 | 56.8085 | 56.7946 | 56.8467 | 56.2783 | 56.2645 | 56.2507 | 56.2305 | 56.2645 | 60.4001 | 0.9188%
| WAPA - Non Bay Area | 184.7109 | 184.7109 | 184.7109 | 184.7109 | 184.7109 | 184.7109 | 184.7109 | 184.7109 | 184.7109 | 184.7109 | 184.7109 | 184.7109 | 0%
Total North of Path 15 |  | 18601.9631 | 18340.7883 | 17990.6308 | 17885.9871 | 17832.3878 | 17829.4521 | 17893.2426 | 17963.8478 | 18026.3568 | 18161.2587 | 18141.5809 | 18247.0181 | -0.175%
| PG&E Service Area - ZP26 | 2047.2551 | 2015.9529 | 1975.4817 | 1962.892 | 1956.1885 | 1955.1194 | 1961.7722 | 1970.0685 | 1977.4487 | 1992.877 | 1990.9329 | 2001.6112 | -0.2048%
| CDWR - ZP26 | 115.0304 | 115.0511 | 119.6623 | 119.6408 | 119.6114 | 119.7211 | 118.5242 | 118.495 | 118.4659 | 118.4234 | 118.495 | 127.2048 | 0.9188%
| WAPA - ZP26 | 14.7513 | 14.7513 | 14.7513 | 14.7513 | 14.7513 | 14.7513 | 14.7513 | 14.7513 | 14.7513 | 14.7513 | 14.7513 | 14.7513 | 0%
Total Zone Path 26 |  | 2177.0369 | 2145.7553 | 2109.8952 | 2097.2841 | 2090.5512 | 2089.5918 | 2095.0476 | 2103.3148 | 2110.6659 | 2126.0517 | 2124.1792 | 2143.5673 | -0.1407%
Total Valley |  | 12590.7832 | 12403.0878 | 12167.4581 | 12091.4659 | 12050.3129 | 12043.0745 | 12081.0355 | 12129.8257 | 12173.1836 | 12264.699 | 12252.713 | 12329.7092 | -0.1903%
Total North of Path 26 (Total PG&E TAC Area) |  | 20779 | 20486.4926 | 20100.3959 | 19983.1338 | 19922.8164 | 19918.9474 | 19988.2208 | 20067.1255 | 20137.025 | 20287.3648 | 20265.8365 | 20390.6981 | -0.1713%
| Turlock Irrigation District | 542.8548 | 534.784 | 530.7141 | 529.7531 | 527.8814 | 526.5233 | 525.0243 | 524.0772 | 523.6413 | 524.1143 | 525.248 | 526.8442 | -0.2718%
| Merced | 109.4409 | 107.8138 | 106.9933 | 106.7995 | 106.4222 | 106.1484 | 105.8462 | 105.6552 | 105.5674 | 105.6627 | 105.8913 | 106.2131 | -0.2718%
Total Turlock Irrigation District Control Area |  | 652.2956 | 642.5977 | 637.7073 | 636.5526 | 634.3036 | 632.6717 | 630.8705 | 629.7324 | 629.2087 | 629.777 | 631.1393 | 633.0573 | -0.2718%
| SMUD | 2959.3366 | 2915.5806 | 2898.7459 | 2896.8673 | 2889.9827 | 2881.3364 | 2870.0616 | 2861.4556 | 2860.6378 | 2869.3132 | 2881.639 | 2894.5045 | -0.2012%
| Modesto Irrigation District | 674.1666 | 664.1436 | 659.0892 | 657.8957 | 655.5713 | 653.8847 | 652.0232 | 650.8469 | 650.3056 | 650.893 | 652.301 | 654.2832 | -0.2718%
| Roseville | 325.3951 | 320.5574 | 318.1178 | 317.5418 | 316.4198 | 315.6058 | 314.7073 | 314.1395 | 313.8783 | 314.1618 | 314.8414 | 315.7981 | -0.2718%
| Redding | 220.6106 | 217.3307 | 215.6767 | 215.2862 | 214.5256 | 213.9737 | 213.3645 | 212.9796 | 212.8025 | 212.9947 | 213.4554 | 214.1041 | -0.2718%
| City of Shasta Lake | 34.6264 | 34.1116 | 33.852 | 33.7907 | 33.6713 | 33.5846 | 33.489 | 33.4286 | 33.4008 | 33.431 | 33.5033 | 33.6051 | -0.2718%
| WAPA (BANC) | 90 | 90 | 90 | 90 | 90 | 90 | 90 | 90 | 90 | 90 | 90 | 90 | 0%
Total Balancing Authority of Northern California Control Area |  | 4304.1353 | 4241.7238 | 4215.4816 | 4211.3817 | 4200.1707 | 4188.3852 | 4173.6456 | 4162.8502 | 4161.025 | 4170.7937 | 4185.7401 | 4202.2951 | -0.2174%
| SCE Service Area - LA Basin | 16296.9074 | 16108.6171 | 15974.9165 | 15861.0042 | 15850.2288 | 15795.796 | 15752.8425 | 15749.2994 | 15768.6625 | 15789.2079 | 15882.9959 | 16026.6914 | -0.1519%
| Anaheim | 525.6478 | 519.5746 | 515.2622 | 511.588 | 511.2404 | 509.4847 | 508.0993 | 507.985 | 508.6095 | 509.2722 | 512.2973 | 516.9321 | -0.1519%
| Pasadena Water and Power | 272.6798 | 269.5293 | 267.2922 | 265.3863 | 265.206 | 264.2952 | 263.5765 | 263.5172 | 263.8412 | 264.185 | 265.7542 | 268.1585 | -0.1519%
| Riverside | 593.5878 | 586.7296 | 581.8598 | 577.7107 | 577.3182 | 575.3356 | 573.7711 | 573.6421 | 574.3473 | 575.0957 | 578.5117 | 583.7456 | -0.1519%
| Vernon | 149.102 | 147.3793 | 170.5928 | 169.5506 | 169.452 | 168.954 | 168.561 | 168.524 | 168.7011 | 168.8891 | 169.7472 | 171.0618 | 1.257%
| Other SP15 LSEs - LA Basin | 246.1796 | 243.3353 | 241.3156 | 239.5949 | 239.4321 | 238.6099 | 237.961 | 237.9075 | 238.2 | 238.5104 | 239.9271 | 242.0978 | -0.1519%
| MWD - LA Basin | 20 | 20 | 20 | 20 | 20 | 20 | 20 | 20 | 20 | 20 | 20 | 20 | 0%
LA Basin Subtotal |  | 18104.1044 | 17895.1653 | 17771.2392 | 17644.8347 | 17632.8776 | 17572.4754 | 17524.8114 | 17520.8751 | 17542.3617 | 17565.1602 | 17669.2334 | 17828.6873 | -0.1393%
| SCE Service Area - Big Creek/Ventura | 3995.7044 | 3949.5391 | 3916.7581 | 3888.8289 | 3886.187 | 3872.8411 | 3862.3096 | 3861.4409 | 3866.1884 | 3871.2258 | 3894.2209 | 3929.4524 | -0.1519%
| CDWR - Big Creek/Ventura | 289.9669 | 274.9535 | 274.8508 | 274.8023 | 274.7753 | 274.9049 | 274.9049 | 275.8724 | 275.8452 | 302.9211 | 303.0578 | 303.0876 | 0.4031%
Big Creek/Ventura Subtotal |  | 4285.6714 | 4224.4926 | 4191.609 | 4163.6313 | 4160.9623 | 4147.746 | 4137.2146 | 4137.3133 | 4142.0337 | 4174.1468 | 4197.2787 | 4232.54 | -0.1133%
| SCE Service Area - Other | 1010.2408 | 998.5687 | 990.2807 | 983.2193 | 982.5513 | 979.177 | 976.5144 | 976.2947 | 977.495 | 978.7686 | 984.5825 | 993.4902 | -0.1519%
| Other SP15 LSEs - Other | 25.8133 | 25.515 | 25.3032 | 25.1228 | 25.1057 | 25.0195 | 24.9515 | 24.9459 | 24.9765 | 25.0091 | 25.1576 | 25.3852 | -0.1519%
| CDWR - Other | 47.4328 | 44.9769 | 44.9602 | 44.9522 | 44.9478 | 44.969 | 44.969 | 45.1273 | 45.1228 | 49.5519 | 49.5743 | 49.5791 | 0.4031%
| MWD - Other | 163.3037 | 153.8129 | 153.748 | 153.7174 | 153.7003 | 153.7822 | 153.7822 | 154.3938 | 154.3766 | 171.4927 | 171.5792 | 171.598 | 0.4514%
Total SCE TAC Area |  | 23636.5664 | 23342.5314 | 23177.1402 | 23015.4776 | 23000.145 | 22923.1691 | 22862.243 | 22858.95 | 22886.3664 | 22964.1294 | 23097.4057 | 23301.2799 | -0.1298%
SDG&E TAC Area |  | 4194 | 4138.1607 | 4157.5828 | 4194.2204 | 4223.9087 | 4250.0112 | 4272.8197 | 4291.9499 | 4313.3421 | 4334.269 | 4354.1707 | 4373.491 | 0.3817%
Valley Electric Association (CA + NV Territory) |  | 133.498 | 144.7416 | 153.4157 | 156.4915 | 158.8921 | 161.3021 | 163.9842 | 166.4225 | 168.7103 | 170.9984 | 173.2864 | 175.6871 | 2.528%
Total South of Path 26 |  | 27964.0644 | 27625.4338 | 27488.1388 | 27366.1895 | 27382.9459 | 27334.4824 | 27299.047 | 27317.3224 | 27368.4188 | 27469.3968 | 27624.8629 | 27850.458 | -0.037%
| LADWP | 5787.2942 | 5695.614 | 5608.2115 | 5555.4392 | 5450.4695 | 5368.2262 | 5245.8941 | 5159.8859 | 5059.4907 | 4991.569 | 4939.623 | 4872.1361 | -1.553%
| Burbank | 286.3654 | 284.2948 | 283.7425 | 284.5856 | 283.4046 | 281.9268 | 280.7371 | 279.4266 | 278.833 | 279.4186 | 281.2099 | 282.8166 | -0.1133%
| Glendale | 296.7787 | 294.6328 | 294.0604 | 294.9342 | 293.7102 | 292.1787 | 290.9458 | 289.5876 | 288.9724 | 289.5793 | 291.4357 | 293.1008 | -0.1133%
Total LADWP Control Area |  | 6370.4383 | 6274.5416 | 6186.0145 | 6134.959 | 6027.5842 | 5942.3316 | 5817.577 | 5728.9001 | 5627.2962 | 5560.5668 | 5512.2686 | 5448.0535 | -1.412%
Imperial Irrigation District Control Area |  | 1071.4772 | 1056.2301 | 1045.4063 | 1037.0567 | 1030.1596 | 1023.6318 | 1019.2768 | 1017.3735 | 1016.6834 | 1019.9295 | 1026.2662 | 1033.1783 | -0.3303%
Total California ISO Noncoincident Peak |  | 48743.0644 | 48111.9264 | 47588.5346 | 47349.3234 | 47305.7623 | 47253.4297 | 47287.2678 | 47384.4479 | 47505.4438 | 47756.7616 | 47890.6994 | 48241.1561 | -0.09405%
Total California ISO Coincident Peak |  | 46117.3876 | 45646.9681 | 45184.2856 | 45280.1389 | 45447.0921 | 45610.3244 | 45827.0199 | 46011.1139 | 46227.3287 | 46492.5925 | 46702.4513 | 47015.7394 | 0.1755%
Total STATEWIDE Noncoincident Peak |  | 61141.4109 | 60327.0197 | 59673.1443 | 59369.2734 | 59197.9803 | 59040.4501 | 58928.6377 | 58923.3041 | 58939.6571 | 59137.8287 | 59246.1136 | 59557.7402 | -0.2383%
Total STATEWIDE Coincident Peak |  | 57847.8636 | 57236.2353 | 56658.3614 | 56774.8123 | 56872.0582 | 56987.4842 | 57108.9001 | 57215.5417 | 57353.9089 | 57572.3914 | 57776.1188 | 58044.8608 | 0.03091%
Table developed using weather normalized 2019 net peak demand values for each BA area. Inlcudes the impact of IOU load-modifying demand response programs.
Agency peak demand within a BA area is adjusted to be coincident with the respective BA area net peak demand total.
CAISO NCP to CP factor |  | 0.94613 | 0.94877 | 0.94948 | 0.9563 | 0.96071 | 0.96523 | 0.96912 | 0.97102 | 0.9731 | 0.97353 | 0.97519 | 0.9746
2019 IEPR Mid-Mid Managed (1in2) | Total California ISO Coincident Peak | 46117.3876 | 45646.9681 | 45184.2856 | 45280.1389 | 45447.0921 | 45610.3244 | 45827.0199 | 46011.1139 | 46227.3287 | 46492.5925 | 46702.4513 | 47015.7394
2019 IEPR Mid-Mid Managed (1in5) | Total California ISO Coincident Peak | 48079.2289 | 47588.8391 | 47107.8403 | 47208.8241 | 47383.5456 | 47554.2673 | 47780.4905 | 47972.5758 | 48198.1775 | 48474.6647 | 48693.7162 | 49020.1695 |  | Data from other 2019 IEPR forms
2019 IEPR Mid-Mid Managed (1in10) | Total California ISO Coincident Peak | 49155.0052 | 48653.5704 | 48162.0045 | 48265.635 | 48444.443 | 48619.2372 | 48850.7545 | 49047.2747 | 49278.0338 | 49560.7681 | 49784.6571 | 50118.2916 |  | Data from other 2019 IEPR forms
2019 IEPR Mid-Mid Managed (1in20) | Total California ISO Coincident Peak | 49920.0426 | 49410.8123 | 48911.2176 | 49016.0257 | 49197.3848 | 49374.6387 | 49609.5508 | 49809.0088 | 50043.252 | 50330.3537 | 50557.7194 | 50896.6497 |  | Data from other 2019 IEPR forms

## 2019IEPR Mngd 1in2 MonthlyPeaks
|  |  |  | Coincident System Peak Load (MW) |  |  |  |  | Non-coincident System Peak Load (MW)
Baseline Scenario | AAEE Scenario | YEAR | MONTH | PGE | SCE | SDGE | VEA | CAISO | PGE | SCE | SDGE | VEA | Sum of TACs | Annual Peak | Month of Annual Peak
MID | MID | 2019 | 1 | 14411.9861 | 14126.1542 | 3086.4239 | 77.7193 | 31702.2835 | 14411.9861 | 14126.1542 | 3111.6921 | 117.0584 | 31766.8909 | 46117.3876
MID | MID | 2019 | 2 | 13985.7712 | 13663.0483 | 3062.2753 | 79.6327 | 30790.7275 | 13985.7712 | 13991.5833 | 3093.101 | 107.1139 | 31177.5694 | 46117.3876
MID | MID | 2019 | 3 | 13017.3665 | 13835.5676 | 2913.4063 | 58.2428 | 29824.5831 | 13388.1535 | 13944.9963 | 2986.6714 | 93.6937 | 30413.5149 | 46117.3876
MID | MID | 2019 | 4 | 14112.5848 | 15300.7122 | 2929.7813 | 61.3235 | 32404.4019 | 14112.5848 | 15499.2833 | 2929.7813 | 69.1879 | 32610.8373 | 46117.3876
MID | MID | 2019 | 5 | 16819.5795 | 16906.1109 | 3078.0241 | 94.782 | 36898.4965 | 16819.5795 | 17087.9363 | 3118.8747 | 95.4315 | 37121.822 | 46117.3876
MID | MID | 2019 | 6 | 19375.5668 | 19434.5211 | 3088.3269 | 113.1438 | 42011.5587 | 19704.5898 | 19464.0427 | 3248.6653 | 133.498 | 42550.7959 | 46117.3876
MID | MID | 2019 | 7 | 20779 | 21362.9502 | 3500.4283 | 128.732 | 45771.1106 | 20779 | 21415.5891 | 3500.4283 | 130.7859 | 45825.8033 | 46117.3876
MID | MID | 2019 | 8 | 19940.9312 | 21945.8738 | 3849.5355 | 114.5394 | 45850.8798 | 19985.6115 | 23045.9387 | 3877.9013 | 123.5798 | 47033.0314 | 46117.3876
MID | MID | 2019 | 9 | 18972.2569 | 23052.4898 | 3982.1302 | 110.5107 | 46117.3876 | 19031.8453 | 23636.5664 | 4194 | 113.2579 | 46975.6697 | 46117.3876 | 9
MID | MID | 2019 | 10 | 15151.4657 | 18721.4879 | 3460.9927 | 65.4751 | 37399.4215 | 15674.8556 | 18892.5357 | 3576.5055 | 80.9756 | 38224.8724 | 46117.3876
MID | MID | 2019 | 11 | 13564.545 | 14896.4959 | 3150.3762 | 65.9579 | 31677.3749 | 13881.2422 | 14896.4959 | 3150.3762 | 102.4971 | 32030.6114 | 46117.3876
MID | MID | 2019 | 12 | 14880.1828 | 14711.7388 | 3183.4607 | 84.82 | 32860.2023 | 14880.1828 | 14711.7388 | 3183.4607 | 124.3873 | 32899.7697 | 46117.3876
MID | MID | 2020 | 1 | 14455.7423 | 14099.5966 | 3057.1308 | 84.2583 | 31696.728 | 14455.7423 | 14099.5966 | 3085.3184 | 126.4325 | 31767.0899 | 45646.9681
MID | MID | 2020 | 2 | 14049.5281 | 13656.5744 | 3035.2899 | 86.3209 | 30827.7133 | 14049.5281 | 13972.8559 | 3062.6319 | 115.8824 | 31200.8983 | 45646.9681
MID | MID | 2020 | 3 | 13095.9544 | 13823.369 | 2888.4616 | 63.1756 | 29870.9606 | 13466.5877 | 13946.2663 | 2960.8183 | 101.5142 | 30475.1864 | 45646.9681
MID | MID | 2020 | 4 | 14198.0203 | 15277.1668 | 2907.6912 | 66.4758 | 32449.3541 | 14198.0203 | 15324.9575 | 2907.6912 | 75.016 | 32505.685 | 45646.9681
MID | MID | 2020 | 5 | 16723.9917 | 16811.6851 | 3043.847 | 102.7517 | 36682.2755 | 16723.9917 | 16920.0213 | 3098.6661 | 103.4715 | 36846.1506 | 45646.9681
MID | MID | 2020 | 6 | 19454.8031 | 19061.2078 | 3139.2797 | 121.017 | 41776.3076 | 19600.686 | 19313.9766 | 3217.4083 | 144.7416 | 42276.8125 | 45646.9681
MID | MID | 2020 | 7 | 20486.4926 | 21206.7704 | 3403.838 | 139.5806 | 45236.6817 | 20486.4926 | 21206.7704 | 3453.4778 | 141.8013 | 45288.5421 | 45646.9681
MID | MID | 2020 | 8 | 19679.8558 | 21737.6071 | 3747.3252 | 123.8959 | 45288.684 | 19902.993 | 22757.4629 | 3835.1319 | 132.9451 | 46628.5329 | 45646.9681
MID | MID | 2020 | 9 | 18769.1117 | 22871.7199 | 3886.6116 | 119.5249 | 45646.9681 | 19039.7949 | 23342.5314 | 4138.1607 | 122.5618 | 46643.0488 | 45646.9681 | 9
MID | MID | 2020 | 10 | 15047.2732 | 18675.886 | 3416.4919 | 70.9785 | 37210.6296 | 15715.8823 | 18800.2735 | 3545.6728 | 87.8481 | 38149.6767 | 45646.9681
MID | MID | 2020 | 11 | 13624.6191 | 14851.8791 | 3125.0551 | 71.4963 | 31673.0495 | 13941.5363 | 14851.8791 | 3125.0551 | 104.4721 | 32022.9424 | 45646.9681
MID | MID | 2020 | 12 | 14911.8831 | 14663.1287 | 3159.0892 | 91.8769 | 32825.978 | 14911.8831 | 14663.1287 | 3159.0892 | 133.7526 | 32867.8537 | 45646.9681
MID | MID | 2021 | 1 | 14519.9084 | 14154.6869 | 3084.2917 | 89.3864 | 31848.2734 | 14519.9084 | 14154.6869 | 3112.6096 | 134.185 | 31921.3899 | 45184.2856
MID | MID | 2021 | 2 | 14115.4867 | 13726.8914 | 3065.2078 | 91.5983 | 30999.1841 | 14115.4867 | 14037.9416 | 3095.7367 | 122.8888 | 31372.0538 | 45184.2856
MID | MID | 2021 | 3 | 13156.2487 | 13867.8446 | 2916.8252 | 66.9433 | 30007.8617 | 13546.4429 | 14015.9909 | 2990.8441 | 107.5727 | 30660.8506 | 45184.2856
MID | MID | 2021 | 4 | 14288.092 | 15364.4868 | 2946.2455 | 70.4805 | 32669.3047 | 14288.092 | 15364.4868 | 2946.2455 | 79.5121 | 32678.3364 | 45184.2856
MID | MID | 2021 | 5 | 16593.0315 | 16857.8696 | 3058.3638 | 108.8805 | 36618.1454 | 16742.6532 | 16857.8696 | 3138.8242 | 109.6353 | 36848.9824 | 45184.2856
MID | MID | 2021 | 6 | 19161.4094 | 19000.1621 | 3131.3254 | 128.4799 | 41421.3768 | 19343.2545 | 19114.5012 | 3235.8261 | 153.4157 | 41846.9976 | 45184.2856
MID | MID | 2021 | 7 | 19988.9335 | 20987.7211 | 3360.1009 | 147.9388 | 44484.6942 | 20100.3959 | 20987.7211 | 3444.4756 | 150.2999 | 44682.8924 | 45184.2856
MID | MID | 2021 | 8 | 19203.3252 | 21632.4848 | 3711.497 | 131.4904 | 44678.7974 | 19611.2304 | 22570.9239 | 3850.6554 | 141.4262 | 46174.2358 | 45184.2856
MID | MID | 2021 | 9 | 18805.2033 | 22263.2957 | 3994.1618 | 121.6249 | 45184.2856 | 18805.2033 | 23177.1402 | 4157.5828 | 130.0685 | 46269.9948 | 45184.2856 | 9
MID | MID | 2021 | 10 | 15716.6772 | 18035.8708 | 3442.601 | 75.6151 | 37270.7641 | 15716.6772 | 18650.093 | 3564.2535 | 93.2747 | 38024.2984 | 45184.2856
MID | MID | 2021 | 11 | 13630.366 | 14894.2085 | 3149.3444 | 75.817 | 31749.7359 | 13953.8945 | 14894.2085 | 3149.3444 | 117.526 | 32114.9734 | 45184.2856
MID | MID | 2021 | 12 | 14912.9196 | 14706.3704 | 3186.1098 | 97.6018 | 32903.0016 | 14912.9196 | 14706.3704 | 3186.1098 | 142.2512 | 32947.6509 | 45184.2856
MID | MID | 2022 | 1 | 14552.2523 | 14199.9554 | 3119.4817 | 91.1632 | 31962.8526 | 14552.2523 | 14199.9554 | 3147.6987 | 137.2257 | 32037.132 | 45280.1389
MID | MID | 2022 | 2 | 14171.3726 | 13773.2274 | 3102.0814 | 93.3487 | 31140.0301 | 14171.3726 | 14090.4281 | 3128.7976 | 125.4292 | 31516.0275 | 45280.1389
MID | MID | 2022 | 3 | 13434.7196 | 13756.7022 | 2881.8968 | 73.7142 | 30147.0328 | 13634.8564 | 14058.8267 | 3028.9596 | 109.683 | 30832.3257 | 45280.1389
MID | MID | 2022 | 4 | 14396.8289 | 15430.859 | 2983.7125 | 71.8886 | 32883.2889 | 14396.8289 | 15430.859 | 2983.7125 | 81.0431 | 32892.4434 | 45280.1389
MID | MID | 2022 | 5 | 16608.4206 | 16851.9234 | 3081.2757 | 111.0347 | 36652.6543 | 16846.433 | 16851.9234 | 3181.9905 | 111.7895 | 36992.1364 | 45280.1389
MID | MID | 2022 | 6 | 19080.6158 | 18975.1357 | 3134.5919 | 131.3011 | 41321.6445 | 19414.6723 | 18975.1357 | 3263.713 | 156.4915 | 41810.0124 | 45280.1389
MID | MID | 2022 | 7 | 19983.1338 | 20713.8764 | 3431.066 | 148.4604 | 44276.5366 | 19983.1338 | 20860.6363 | 3467.366 | 153.3142 | 44464.4503 | 45280.1389
MID | MID | 2022 | 8 | 19521.85 | 21019.394 | 3836.2713 | 131.7926 | 44509.3079 | 19521.85 | 22382.4151 | 3868.5736 | 144.2562 | 45917.0948 | 45280.1389
MID | MID | 2022 | 9 | 18849.479 | 22286.2702 | 4020.3298 | 124.0599 | 45280.1389 | 18849.479 | 23015.4776 | 4194.2204 | 132.9951 | 46192.1721 | 45280.1389 | 9
MID | MID | 2022 | 10 | 15839.8605 | 18097.4132 | 3471.9456 | 77.0934 | 37486.3127 | 15839.8605 | 18616.5654 | 3581.8963 | 95.0427 | 38133.3649 | 45280.1389
MID | MID | 2022 | 11 | 13715.0956 | 14935.1756 | 3181.7191 | 77.2953 | 31909.2856 | 14062.8715 | 14935.1756 | 3181.7191 | 119.9698 | 32299.736 | 45280.1389
MID | MID | 2022 | 12 | 15008.72 | 14752.4421 | 3220.977 | 99.3172 | 33081.4562 | 15008.72 | 14752.4421 | 3220.977 | 145.0988 | 33127.2378 | 45280.1389
MID | MID | 2023 | 1 | 14667.5817 | 14328.486 | 3161.8134 | 92.5632 | 32250.4442 | 14667.5817 | 14328.486 | 3189.4814 | 138.9153 | 32324.4644 | 45447.0921
MID | MID | 2023 | 2 | 14287.6393 | 13901.9116 | 3145.7213 | 94.8014 | 31430.0736 | 14287.6393 | 14229.0288 | 3174.122 | 127.2505 | 31818.0406 | 45447.0921
MID | MID | 2023 | 3 | 13599.0005 | 13911.2953 | 2930.9114 | 74.8773 | 30516.0845 | 13752.5196 | 14201.2897 | 3069.1237 | 111.3463 | 31134.2793 | 45447.0921
MID | MID | 2023 | 4 | 14541.1848 | 15617.1319 | 3030.2432 | 72.9726 | 33261.5325 | 14541.1848 | 15617.1319 | 3030.2432 | 82.3466 | 33270.9065 | 45447.0921
MID | MID | 2023 | 5 | 16929.5439 | 16735.1785 | 3173.9002 | 109.7313 | 36948.3539 | 16929.5439 | 16978.9834 | 3233.0501 | 113.4528 | 37255.0303 | 45447.0921
MID | MID | 2023 | 6 | 19289.0169 | 18771.1633 | 3224.3084 | 129.2868 | 41413.7754 | 19417.5149 | 19082.9272 | 3298.1144 | 158.8921 | 41957.4486 | 45447.0921
MID | MID | 2023 | 7 | 19922.8164 | 20820.2559 | 3437.6493 | 149.4742 | 44330.1958 | 19922.8164 | 20868.869 | 3497.2442 | 154.1876 | 44443.1172 | 45447.0921
MID | MID | 2023 | 8 | 19484.3395 | 21147.2276 | 3851.2633 | 133.6403 | 44616.4706 | 19484.3395 | 22347.2971 | 3895.6545 | 145.5772 | 45872.8682 | 45447.0921
MID | MID | 2023 | 9 | 18827.0944 | 22453.061 | 4041.0204 | 125.9164 | 45447.0921 | 18827.0944 | 23000.145 | 4223.9087 | 134.7111 | 46185.8592 | 45447.0921 | 9
MID | MID | 2023 | 10 | 15960.6446 | 18307.9437 | 3504.222 | 78.3091 | 37851.1195 | 15960.6446 | 18751.2918 | 3612.3819 | 96.4866 | 38420.8049 | 45447.0921
MID | MID | 2023 | 11 | 13807.484 | 15096.0015 | 3220.9077 | 78.5198 | 32202.9129 | 14174.0391 | 15096.0015 | 3220.9077 | 121.7209 | 32612.6691 | 45447.0921
MID | MID | 2023 | 12 | 15122.3105 | 14912.3931 | 3263.8794 | 100.9542 | 33399.5372 | 15122.3105 | 14912.3931 | 3263.8794 | 146.6743 | 33445.2573 | 45447.0921
MID | MID | 2024 | 1 | 14794.1213 | 14418.336 | 3195.7865 | 93.9111 | 32502.1549 | 14794.1213 | 14418.336 | 3224.0629 | 141.4306 | 32577.9508 | 45610.3244
MID | MID | 2024 | 2 | 14421.4218 | 14001.0051 | 3181.8523 | 96.2195 | 31700.4987 | 14421.4218 | 14328.1768 | 3209.8437 | 129.4147 | 32088.857 | 45610.3244
MID | MID | 2024 | 3 | 13761.6691 | 14020.1612 | 2968.6949 | 76.0057 | 30826.531 | 13905.325 | 14310.5471 | 3106.021 | 113.2033 | 31435.0964 | 45610.3244
MID | MID | 2024 | 4 | 14697.3572 | 15741.7373 | 3071.7703 | 74.0923 | 33584.9571 | 14697.3572 | 15741.7373 | 3071.7703 | 83.598 | 33594.4628 | 45610.3244
MID | MID | 2024 | 5 | 17114.2564 | 16844.715 | 3211.9845 | 111.4917 | 37282.4477 | 17114.2564 | 17060.1509 | 3275.2218 | 115.301 | 37564.9301 | 45610.3244
MID | MID | 2024 | 6 | 19311.9555 | 18843.0199 | 3240.9153 | 131.3018 | 41527.1925 | 19448.2697 | 19119.5118 | 3319.1324 | 161.3021 | 42048.2159 | 45610.3244
MID | MID | 2024 | 7 | 19918.9474 | 20942.8056 | 3446.6928 | 153.0252 | 44461.471 | 19918.9474 | 20942.8056 | 3523.3255 | 158.0194 | 44543.0978 | 45610.3244
MID | MID | 2024 | 8 | 19497.9091 | 21251.2204 | 3865.4905 | 135.6991 | 44750.3192 | 19497.9091 | 22252.0321 | 3923.9867 | 149.3213 | 45823.2492 | 45610.3244
MID | MID | 2024 | 9 | 18807.8171 | 22522.4128 | 4158.2194 | 121.8751 | 45610.3244 | 18807.8171 | 22923.1691 | 4250.0112 | 136.8489 | 46117.8463 | 45610.3244 | 9
MID | MID | 2024 | 10 | 16151.5825 | 18433.4026 | 3531.9921 | 79.4815 | 38196.4587 | 16151.5825 | 18801.7444 | 3641.9096 | 97.8345 | 38693.071 | 45610.3244
MID | MID | 2024 | 11 | 13932.6969 | 15182.4521 | 3250.7378 | 79.6921 | 32445.5789 | 14323.4949 | 15182.4521 | 3250.7378 | 123.8412 | 32880.526 | 45610.3244
MID | MID | 2024 | 12 | 15265.4034 | 15002.7789 | 3292.6517 | 102.4776 | 33663.3116 | 15265.4034 | 15002.7789 | 3292.6517 | 150.2867 | 33711.1207 | 45610.3244
MID | MID | 2025 | 1 | 14904.4033 | 14507.2821 | 3224.3323 | 95.4347 | 32731.4524 | 14904.4033 | 14507.2821 | 3256.0802 | 143.3667 | 32811.1323 | 45827.0199
MID | MID | 2025 | 2 | 14543.2011 | 14093.0725 | 3212.3131 | 97.7606 | 31946.3473 | 14543.2011 | 14423.0458 | 3238.9222 | 131.2806 | 32336.4497 | 45827.0199
MID | MID | 2025 | 3 | 13904.0422 | 14124.7572 | 3003.2341 | 77.3011 | 31109.3346 | 14040.0637 | 14402.2914 | 3137.1563 | 114.8761 | 31694.3875 | 45827.0199
MID | MID | 2025 | 4 | 14826.7498 | 15837.3633 | 3102.9182 | 75.335 | 33842.3664 | 14826.7498 | 15837.3633 | 3102.9182 | 84.9899 | 33852.0213 | 45827.0199
MID | MID | 2025 | 5 | 17218.0842 | 16958.4469 | 3246.6405 | 113.1207 | 37536.2923 | 17218.0842 | 17165.06 | 3315.3042 | 117.0879 | 37815.5363 | 45827.0199
MID | MID | 2025 | 6 | 19391.2264 | 19015.5335 | 3260.1906 | 133.2554 | 41800.2059 | 19527.2813 | 19221.845 | 3345.7728 | 163.9842 | 42258.8833 | 45827.0199
MID | MID | 2025 | 7 | 19915.9738 | 21026.4746 | 3468.7377 | 155.5669 | 44566.7531 | 19988.2208 | 21026.4746 | 3551.5053 | 160.6489 | 44726.8496 | 45827.0199
MID | MID | 2025 | 8 | 19510.751 | 21316.0135 | 3878.9632 | 137.7669 | 44843.4946 | 19510.751 | 22172.1925 | 3944.5784 | 151.1696 | 45778.6915 | 45827.0199
MID | MID | 2025 | 9 | 18864.6075 | 22655.5246 | 4183.2258 | 123.662 | 45827.0199 | 18864.6075 | 22862.243 | 4272.8197 | 138.9781 | 46138.6483 | 45827.0199 | 9
MID | MID | 2025 | 10 | 16284.53 | 18598.4805 | 3562.8073 | 80.8383 | 38526.6561 | 16284.53 | 18900.7878 | 3677.6293 | 99.402 | 38962.3491 | 45827.0199
MID | MID | 2025 | 11 | 14041.0998 | 15253.5285 | 3279.9115 | 81.049 | 32655.5888 | 14456.7404 | 15253.5285 | 3279.9115 | 125.7597 | 33115.9402 | 45827.0199
MID | MID | 2025 | 12 | 15385.0144 | 15094.3151 | 3326.2067 | 104.0187 | 33909.5549 | 15385.0144 | 15094.3151 | 3326.2067 | 152.0473 | 33957.5835 | 45827.0199
MID | MID | 2026 | 1 | 15031.309 | 14603.1336 | 3251.6738 | 96.8724 | 32982.9888 | 15031.309 | 14603.1336 | 3279.1496 | 145.3661 | 33058.9583 | 46011.1139
MID | MID | 2026 | 2 | 14681.8574 | 14196.2121 | 3240.8087 | 99.2246 | 32218.1028 | 14681.8574 | 14528.0434 | 3264.2965 | 133.0869 | 32607.2841 | 46011.1139
MID | MID | 2026 | 3 | 14046.0789 | 14226.5998 | 3033.9853 | 78.4316 | 31385.0956 | 14180.0492 | 14509.8378 | 3165.7461 | 116.5683 | 31972.2014 | 46011.1139
MID | MID | 2026 | 4 | 14971.911 | 15947.1704 | 3131.0168 | 76.4479 | 34126.5462 | 14971.911 | 15947.1704 | 3131.0168 | 86.2784 | 34136.3766 | 46011.1139
MID | MID | 2026 | 5 | 17326.4315 | 17020.6373 | 3276.9505 | 114.8041 | 37738.8235 | 17326.4315 | 17220.7159 | 3348.6884 | 118.8065 | 38014.6423 | 46011.1139
MID | MID | 2026 | 6 | 19430.628 | 19117.3295 | 3274.7847 | 135.1934 | 41957.9357 | 19587.2718 | 19283.4074 | 3366.9322 | 166.4225 | 42404.034 | 46011.1139
MID | MID | 2026 | 7 | 19921.9074 | 21075.4886 | 3486.1626 | 156.557 | 44640.1156 | 20067.1255 | 21075.4886 | 3579.1566 | 161.4897 | 44883.2605 | 46011.1139
MID | MID | 2026 | 8 | 19531.6571 | 21448.5868 | 3908.8954 | 139.6785 | 45028.8179 | 19531.6571 | 22097.6829 | 3976.085 | 152.4844 | 45757.9094 | 46011.1139
MID | MID | 2026 | 9 | 18904.9818 | 22775.961 | 4204.6413 | 125.5298 | 46011.1139 | 18904.9818 | 22858.95 | 4291.9499 | 140.8634 | 46196.7451 | 46011.1139 | 9
MID | MID | 2026 | 10 | 16398.1086 | 18687.0601 | 3592.7211 | 82.0214 | 38759.9112 | 16398.1086 | 18957.4315 | 3703.388 | 100.945 | 39159.8731 | 46011.1139
MID | MID | 2026 | 11 | 14164.7979 | 15321.4352 | 3307.2074 | 82.2496 | 32875.6902 | 14596.4104 | 15321.4352 | 3307.2074 | 127.4958 | 33352.5488 | 46011.1139
MID | MID | 2026 | 12 | 15501.6641 | 15180.0452 | 3352.7335 | 105.5793 | 34140.022 | 15501.6641 | 15180.0452 | 3352.7335 | 153.6254 | 34188.0681 | 46011.1139
MID | MID | 2027 | 1 | 15161.0306 | 14676.6057 | 3284.9419 | 98.3001 | 33220.8782 | 15161.0306 | 14676.6057 | 3316.4043 | 147.5662 | 33301.6068 | 46227.3287
MID | MID | 2027 | 2 | 14819.1593 | 14291.622 | 3275.0296 | 100.7313 | 32486.5423 | 14819.1593 | 14611.1582 | 3301.3399 | 135.1465 | 32866.8039 | 46227.3287
MID | MID | 2027 | 3 | 14116.2439 | 14295.8268 | 3053.3467 | 79.4994 | 31544.9168 | 14312.7288 | 14599.7649 | 3199.3821 | 118.3032 | 32230.179 | 46227.3287
MID | MID | 2027 | 4 | 15114.7658 | 16049.7929 | 3170.1605 | 77.507 | 34412.2263 | 15114.7658 | 16049.7929 | 3170.1605 | 87.434 | 34422.1533 | 46227.3287
MID | MID | 2027 | 5 | 17481.8774 | 17140.6372 | 3312.0756 | 116.5829 | 38051.173 | 17481.8774 | 17240.1346 | 3385.1188 | 120.5589 | 38227.6897 | 46227.3287
MID | MID | 2027 | 6 | 19599.2643 | 19181.6122 | 3291.5574 | 137.2706 | 42209.7045 | 19693.4857 | 19296.0547 | 3404.7674 | 168.7103 | 42563.018 | 46227.3287
MID | MID | 2027 | 7 | 19918.3166 | 21052.3656 | 3494.9857 | 160.056 | 44625.7238 | 20137.025 | 21052.3656 | 3600.0593 | 165.2784 | 44954.7284 | 46227.3287
MID | MID | 2027 | 8 | 19543.6338 | 21433.0057 | 3923.342 | 141.8522 | 45041.8338 | 19600.7645 | 22101.4004 | 3990.543 | 155.5183 | 45848.2261 | 46227.3287
MID | MID | 2027 | 9 | 19045.6354 | 22826.1823 | 4228.3078 | 127.2032 | 46227.3287 | 19045.6354 | 22886.3664 | 4313.3421 | 143.0372 | 46388.381 | 46227.3287 | 9
MID | MID | 2027 | 10 | 16524.7142 | 18805.4749 | 3614.6486 | 83.1507 | 39027.9884 | 16524.7142 | 18982.9728 | 3727.2894 | 102.5745 | 39337.551 | 46227.3287
MID | MID | 2027 | 11 | 14269.902 | 15420.9058 | 3334.0849 | 83.3789 | 33108.2716 | 14738.4847 | 15420.9058 | 3334.0849 | 129.2483 | 33622.7237 | 46227.3287
MID | MID | 2027 | 12 | 15621.442 | 15262.6929 | 3381.627 | 107.3317 | 34373.0936 | 15621.442 | 15262.6929 | 3381.627 | 156.4311 | 34422.1929 | 46227.3287
MID | MID | 2028 | 1 | 15288.066 | 14769.0797 | 3318.932 | 99.6139 | 33475.6917 | 15288.066 | 14769.0797 | 3348.593 | 149.4944 | 33555.2332 | 46492.5925
MID | MID | 2028 | 2 | 14942.7664 | 14369.0184 | 3309.7771 | 102.0276 | 32723.5896 | 14942.7664 | 14695.4296 | 3333.9041 | 136.9431 | 33109.0432 | 46492.5925
MID | MID | 2028 | 3 | 14297.6273 | 14417.0248 | 3098.8957 | 80.5763 | 31894.1241 | 14427.3276 | 14678.6987 | 3231.8752 | 119.8277 | 32457.7292 | 46492.5925
MID | MID | 2028 | 4 | 15245.332 | 16167.7557 | 3201.3598 | 78.5312 | 34692.9787 | 15245.332 | 16167.7557 | 3201.3598 | 88.6249 | 34703.0724 | 46492.5925
MID | MID | 2028 | 5 | 17591.7015 | 17274.0493 | 3346.2844 | 118.0898 | 38330.125 | 17591.7015 | 17380.8531 | 3421.9848 | 122.1009 | 38516.6403 | 46492.5925
MID | MID | 2028 | 6 | 19701.2041 | 19294.701 | 3310.0832 | 139.1374 | 42445.1257 | 19827.7685 | 19360.4097 | 3441.4301 | 170.9984 | 42800.6067 | 46492.5925
MID | MID | 2028 | 7 | 19919.6009 | 21057.5166 | 3480.7669 | 160.8608 | 44618.7452 | 20287.3648 | 21057.5166 | 3627.6986 | 165.934 | 45138.514 | 46492.5925
MID | MID | 2028 | 8 | 19560.7139 | 21469.1805 | 3918.5114 | 143.8156 | 45092.2214 | 19713.5452 | 22136.0263 | 3995.1785 | 156.6741 | 46001.4242 | 46492.5925
MID | MID | 2028 | 9 | 19148.0744 | 22964.1294 | 4251.5031 | 128.8857 | 46492.5925 | 19148.0744 | 22964.1294 | 4334.269 | 144.9742 | 46591.4469 | 46492.5925 | 9
MID | MID | 2028 | 10 | 16653.4023 | 18941.4311 | 3633.97 | 84.2802 | 39313.0835 | 16653.4023 | 19058.8336 | 3734.3825 | 103.8357 | 39550.4541 | 46492.5925
MID | MID | 2028 | 11 | 14373.0216 | 15522.8408 | 3363.804 | 84.5084 | 33344.1749 | 14839.012 | 15522.8408 | 3363.804 | 131.001 | 33856.6578 | 46492.5925
MID | MID | 2028 | 12 | 15752.412 | 15375.1731 | 3413.6196 | 108.6456 | 34649.8503 | 15752.412 | 15375.1731 | 3413.6196 | 157.8503 | 34699.055 | 46492.5925
MID | MID | 2029 | 1 | 15410.2283 | 14875.7544 | 3356.7511 | 100.8837 | 33743.6175 | 15410.2283 | 14875.7544 | 3383.4018 | 151.5717 | 33820.9562 | 46702.4513
MID | MID | 2029 | 2 | 15077.4205 | 14484.5007 | 3347.0827 | 103.3677 | 33012.3715 | 15077.4205 | 14827.5629 | 3370.9844 | 138.8098 | 33414.7776 | 46702.4513
MID | MID | 2029 | 3 | 14434.4879 | 14531.1629 | 3132.0889 | 81.6355 | 32179.375 | 14563.6591 | 14793.2973 | 3270.3771 | 121.431 | 32748.7645 | 46702.4513
MID | MID | 2029 | 4 | 15383.2542 | 16300.7478 | 3239.0126 | 79.5816 | 35002.5963 | 15383.2542 | 16300.7478 | 3239.0126 | 89.7982 | 35012.8129 | 46702.4513
MID | MID | 2029 | 5 | 17590.6701 | 17459.2839 | 3459.3782 | 112.4081 | 38621.7403 | 17715.6538 | 17626.5783 | 3465.6722 | 123.757 | 38931.6613 | 46702.4513
MID | MID | 2029 | 6 | 19746.3445 | 19341.766 | 3324.5107 | 140.9953 | 42553.6164 | 19838.7118 | 19393.9276 | 3480.2859 | 173.2864 | 42886.2117 | 46702.4513
MID | MID | 2029 | 7 | 19898.6469 | 21118.0302 | 3489.9649 | 164.3952 | 44671.0371 | 20265.8365 | 21118.0302 | 3660.7063 | 169.7668 | 45214.3397 | 46702.4513
MID | MID | 2029 | 8 | 19556.5307 | 21544.0541 | 3931.389 | 145.6998 | 45177.6736 | 19718.0975 | 22163.6523 | 4013.0354 | 159.7345 | 46054.5196 | 46702.4513
MID | MID | 2029 | 9 | 19200.7105 | 23097.4057 | 4273.7232 | 130.6119 | 46702.4513 | 19200.7105 | 23097.4057 | 4354.1707 | 146.9111 | 46799.1981 | 46702.4513 | 9
MID | MID | 2029 | 10 | 16783.0143 | 19030.1805 | 3656.1301 | 85.3921 | 39554.717 | 16783.0143 | 19123.7066 | 3760.2654 | 105.1494 | 39772.1357 | 46702.4513
MID | MID | 2029 | 11 | 14496.2827 | 15650.3538 | 3393.1793 | 85.6115 | 33625.4272 | 14974.3057 | 15650.3538 | 3393.1793 | 132.7536 | 34150.5922 | 46702.4513
MID | MID | 2029 | 12 | 15876.7655 | 15513.0069 | 3441.6488 | 110.0646 | 34941.4858 | 15876.7655 | 15513.0069 | 3441.6488 | 160.6736 | 34992.0948 | 46702.4513
MID | MID | 2030 | 1 | 15537.5944 | 14970.609 | 3386.8359 | 102.2839 | 33997.3231 | 15537.5944 | 14970.609 | 3416.0586 | 154.0427 | 34078.3046 | 47015.7394
MID | MID | 2030 | 2 | 15203.866 | 14590.8911 | 3380.247 | 104.7941 | 33279.7983 | 15203.866 | 14911.8955 | 3402.1409 | 140.956 | 33658.8584 | 47015.7394
MID | MID | 2030 | 3 | 14577.5073 | 14631.4945 | 3166.0782 | 82.781 | 32457.8609 | 14704.9096 | 14886.9788 | 3302.0931 | 123.3051 | 33017.2867 | 47015.7394
MID | MID | 2030 | 4 | 15516.584 | 16403.8999 | 3272.435 | 80.7009 | 35273.6198 | 15516.584 | 16403.8999 | 3272.435 | 91.0491 | 35283.9681 | 47015.7394
MID | MID | 2030 | 5 | 17796.5748 | 17573.7659 | 3495.6157 | 114.0101 | 38979.9665 | 17875.4708 | 17756.1294 | 3501.4346 | 125.5872 | 39258.622 | 47015.7394
MID | MID | 2030 | 6 | 19673.5261 | 19606.1058 | 3513.7842 | 125.8856 | 42919.3017 | 19905.7433 | 19606.1058 | 3513.7842 | 175.6871 | 43201.3204 | 47015.7394
MID | MID | 2030 | 7 | 20229.5618 | 20857.0628 | 3571.2111 | 162.3459 | 44820.1815 | 20390.6981 | 21258.0699 | 3697.5084 | 172.1148 | 45518.3912 | 47015.7394
MID | MID | 2030 | 8 | 19558.984 | 21658.0297 | 3943.5707 | 147.8021 | 45308.3865 | 19731.6794 | 22293.6218 | 4035.1118 | 162.6355 | 46223.0484 | 47015.7394
MID | MID | 2030 | 9 | 19286.3871 | 23301.2799 | 4295.323 | 132.7493 | 47015.7394 | 19286.3871 | 23301.2799 | 4373.491 | 149.0485 | 47110.2065 | 47015.7394 | 9
MID | MID | 2030 | 10 | 16954.9449 | 19186.7912 | 3681.1207 | 86.5728 | 39909.4296 | 16954.9449 | 19266.6637 | 3786.2683 | 106.5583 | 40114.4353 | 47015.7394
MID | MID | 2030 | 11 | 14612.8614 | 15719.6216 | 3420.6194 | 86.7922 | 33839.8946 | 15143.7749 | 15719.6216 | 3420.6194 | 134.8909 | 34418.9068 | 47015.7394
MID | MID | 2030 | 12 | 16012.8599 | 15578.8981 | 3468.7247 | 111.614 | 35172.0967 | 16012.8599 | 15578.8981 | 3468.7247 | 163.6888 | 35224.1715 | 47015.7394

## RESOLVE Data + Load Sens.
| Source: | RESOLVE_Scenario Tool
"Loads - Forecast" tab
BTM PV and BTM Storage Capacity from CEC 2019 IEPR
| BTM PV Capacity (MW) | [5 empty] | 2018 | 2019 | 2020 | 2021 | 2022 | 2023 | 2024 | 2025 | 2026 | 2027 | 2028 | 2029 | 2030 | 2031 | 2032 | 2033 | 2034 | 2035 | 2036 | 2037 | 2038 | 2039 | 2040 | 2041 | 2042 | 2043 | 2044 | 2045 | 2046 | 2047 | 2048 | 2049 | 2050
| Commited BTM PV (AAPV embedded) |  | Resolve Resource Name
| CEC 2019 IEPR - Mid PV + Mid-Mid AAPV | CAISO | Customer_PV |  |  |  | 7269.2906 | 8661.4844 | 10238.2853 | 11831.6691 | 13180.0718 | 14373.7832 | 15449.3327 | 16450.2148 | 17408.5879 | 18348.1995 | 19280.9362 | 20212.3894 | 21147.594 | 21302.6118 | 22270.8302 | 23239.0485 | 24207.2668 | 25175.4852 | 26143.7035 | 27111.9219 | 28080.1402 | 29048.3586 | 30016.5769 | 30984.7952 | 31953.0136 | 32921.2319 | 33889.4503 | 34857.6686 | 35825.887 | 36794.1053 | 37762.3236 | 38730.542 | 39698.7603
| Active: CEC 2019 IEPR - Mid PV + Mid-Mid AAPV | [5 empty] | 7269.2906 | 8661.4844 | 10238.2853 | 11831.6691 | 13180.0718 | 14373.7832 | 15449.3327 | 16450.2148 | 17408.5879 | 18348.1995 | 19280.9362 | 20212.3894 | 21147.594 | 21302.6118 | 22270.8302 | 23239.0485 | 24207.2668 | 25175.4852 | 26143.7035 | 27111.9219 | 28080.1402 | 29048.3586 | 30016.5769 | 30984.7952 | 31953.0136 | 32921.2319 | 33889.4503 | 34857.6686 | 35825.887 | 36794.1053 | 37762.3236 | 38730.542 | 39698.7603
| BTM Storage (MW) |  |  | Method | Last Year | Period | 2018 | 2019 | 2020 | 2021 | 2022 | 2023 | 2024 | 2025 | 2026 | 2027 | 2028 | 2029 | 2030 | 2031 | 2032 | 2033 | 2034 | 2035 | 2036 | 2037 | 2038 | 2039 | 2040 | 2041 | 2042 | 2043 | 2044 | 2045 | 2046 | 2047 | 2048 | 2049 | 2050
Resolve Resource Name
| CEC 2019 IEPR - BTM Storage installed capacity |  | CAISO_BTM_Li_Battery | Flat | 2030 | 5 | 92.14 | 38.049 | 445.8442 | 565.4882 | 691.6183 | 822.4825 | 957.1297 | 1094.8142 | 1235.1145 | 1377.8075 | 1522.7289 | 1669.6963 | 1818.5199 | 601.06 | 601.06 | 601.06 | 601.06 | 601.06 | 601.06 | 601.06 | 601.06 | 601.06 | 601.06 | 601.06 | 601.06 | 601.06 | 601.06 | 601.06 | 601.06 | 601.06 | 601.06 | 601.06 | 601.06 |  | Updated based on 20201210 RESOLVE Scenario Tool
| Active: CEC 2019 IEPR - BTM Storage installed capacity | [5 empty] | 92.14 | 38.049 | 79.207 | 122.774 | 169.837 | 219.47 | 270.962 | 323.829 | 377.751 | 432.552 | 488.112 | 544.32 | 601.06 | 601.06 | 601.06 | 601.06 | 601.06 | 601.06 | 601.06 | 601.06 | 601.06 | 601.06 | 601.06 | 601.06 | 601.06 | 601.06 | 601.06 | 601.06 | 601.06 | 601.06 | 601.06 | 601.06 | 601.06
| Capacity Contribution of Behind The Meter Resources Modeled as Supply-Side in RESOLVE |  |  | Method | Last Year | Period | 2018 | 2019 | 2020 | 2021 | 2022 | 2023 | 2024 | 2025 | 2026 | 2027 | 2028 | 2029 | 2030 | 2031 | 2032 | 2033 | 2034 | 2035 | 2036 | 2037 | 2038 | 2039 | 2040 | 2041 | 2042 | 2043 | 2044 | 2045 | 2046 | 2047 | 2048 | 2049 | 2050
BTM PV (MW peak reduction)
| CEC 2019 IEPR - Mid PV + Mid-Mid AAPV |  |  | Flat | 2030 |  | 0 | 4336.682 | 4788.759 | 5454.495 | 5665.592 | 5906.586 | 6108.94 | 6239.393 | 6383.956 | 6492.962 | 6582.085 | 6704.609 | 6733.15 | 6733.15 | 6733.15 | 6733.15 | 6733.15 | 6733.15 | 6733.15 | 6733.15 | 6733.15 | 6733.15 | 6733.15 | 6733.15 | 6733.15 | 6733.15 | 6733.15 | 6733.15 | 6733.15 | 6733.15 | 6733.15 | 6733.15 | 6733.15 |  | Based on CEC IEPR Hourly Load Shapes
| Active: CEC 2019 IEPR - Mid PV + Mid-Mid AAPV | [5 empty] | 0 | 4336.682 | 4788.759 | 5454.495 | 5665.592 | 5906.586 | 6108.94 | 6239.393 | 6383.956 | 6492.962 | 6582.085 | 6704.609 | 6733.15 | 6733.15 | 6733.15 | 6733.15 | 6733.15 | 6733.15 | 6733.15 | 6733.15 | 6733.15 | 6733.15 | 6733.15 | 6733.15 | 6733.15 | 6733.15 | 6733.15 | 6733.15 | 6733.15 | 6733.15 | 6733.15 | 6733.15 | 6733.15
BTM Storage (MW peak reduction)
| CEC 2019 IEPR - Mid Storage |  |  | Flat | 2030 |  |  | 13.409 | 25.703 | 80.545 | 112.077 | 145.571 | 218.038 | 261.214 | 305.348 | 350.292 | 395.942 | 442.203 | 488.969 | 488.969 | 488.969 | 488.969 | 488.969 | 488.969 | 488.969 | 488.969 | 488.969 | 488.969 | 488.969 | 488.969 | 488.969 | 488.969 | 488.969 | 488.969 | 488.969 | 488.969 | 488.969 | 488.969 | 488.969 |  | Based on CEC IEPR Hourly Load Shapes
| Active: CEC 2019 IEPR - Mid Storage | [5 empty] | 0 | 13.409 | 25.703 | 80.545 | 112.077 | 145.571 | 218.038 | 261.214 | 305.348 | 350.292 | 395.942 | 442.203 | 488.969 | 488.969 | 488.969 | 488.969 | 488.969 | 488.969 | 488.969 | 488.969 | 488.969 | 488.969 | 488.969 | 488.969 | 488.969 | 488.969 | 488.969 | 488.969 | 488.969 | 488.969 | 488.969 | 488.969 | 488.969
| Total BTM capacity contribution modeled as supply-side in RESOLVE (MW peak reduction) | [5 empty] | 0 | 4350.091 | 4814.462 | 5535.04 | 5777.669 | 6052.157 | 6326.978 | 6500.607 | 6689.304 | 6843.254 | 6978.027 | 7146.812 | 7222.119 | 7222.119 | 7222.119 | 7222.119 | 7222.119 | 7222.119 | 7222.119 | 7222.119 | 7222.119 | 7222.119 | 7222.119 | 7222.119 | 7222.119 | 7222.119 | 7222.119 | 7222.119 | 7222.119 | 7222.119 | 7222.119 | 7222.119 | 7222.119
| Planning Reserve Margin (%) | [5 empty] | 15% | 15% | 15% | 15% | 15% | 15% | 15% | 15% | 15% | 15% | 15% | 15% | 15% | 15% | 15% | 15% | 15% | 15% | 15% | 15% | 15% | 15% | 15% | 15% | 15% | 15% | 15% | 15% | 15% | 15% | 15% | 15% | 15%
| Reduction in Planning Reserve from demand-side capacity contribution (MW) | [5 empty] | 0 | 652.5136 | 722.1693 | 830.256 | 866.6504 | 907.8236 | 949.0467 | 975.0911 | 1003.3956 | 1026.4881 | 1046.7041 | 1072.0218 | 1083.3178 | 1083.3178 | 1083.3178 | 1083.3178 | 1083.3178 | 1083.3178 | 1083.3178 | 1083.3178 | 1083.3178 | 1083.3178 | 1083.3178 | 1083.3178 | 1083.3178 | 1083.3178 | 1083.3178 | 1083.3178 | 1083.3178 | 1083.3178 | 1083.3178 | 1083.3178 | 1083.3178
| Peak Demand RESOLVE Input - Moves peak contribtuion of BTM PV and Storage to the supply side | [5 empty] | 2018 | 2019 | 2020 | 2021 | 2022 | 2023 | 2024 | 2025 | 2026 | 2027 | 2028 | 2029 | 2030 | 2031 | 2032 | 2033 | 2034 | 2035 | 2036 | 2037 | 2038 | 2039 | 2040 | 2041 | 2042 | 2043 | 2044 | 2045 | 2046 | 2047 | 2048 | 2049 | 2050
| Scenario-Specific Managed Net Peak (MW) | [5 empty] | 0 | 46171.6231 | 45695.8194 | 45238.0518 | 45333.7388 | 45500.8587 | 45659.72 | 45877.9011 | 46063.6623 | 46281.3163 | 46548.0652 | 46759.29 | 47074.7597 | 47253.3836 | 47559.4579 | 47865.5322 | 48171.6064 | 48477.6807 | 48783.755 | 49089.8293 | 49395.9036 | 49701.9778 | 50008.0521 | 50314.1264 | 50620.2007 | 50926.275 | 51232.3492 | 51665.8738 | 51949.2618 | 52219.5376 | 52474.8677 | 52713.4867 | 52933.8173
| + Total BTM capacity contribution modeled as supply-side in RESOLVE (MW peak reduction) | [5 empty] | 0 | 4350.091 | 4814.462 | 5535.04 | 5777.669 | 6052.157 | 6326.978 | 6500.607 | 6689.304 | 6843.254 | 6978.027 | 7146.812 | 7222.119 | 7222.119 | 7222.119 | 7222.119 | 7222.119 | 7222.119 | 7222.119 | 7222.119 | 7222.119 | 7222.119 | 7222.119 | 7222.119 | 7222.119 | 7222.119 | 7222.119 | 7222.119 | 7222.119 | 7222.119 | 7222.119 | 7222.119 | 7222.119
| - Reduction in Planning Reserve from demand-side capacity contribution (MW) | [5 empty] | 0 | -652.5136 | -722.1693 | -830.256 | -866.6504 | -907.8236 | -949.0467 | -975.0911 | -1003.3956 | -1026.4881 | -1046.7041 | -1072.0218 | -1083.3178 | -1083.3178 | -1083.3178 | -1083.3178 | -1083.3178 | -1083.3178 | -1083.3178 | -1083.3178 | -1083.3178 | -1083.3178 | -1083.3178 | -1083.3178 | -1083.3178 | -1083.3178 | -1083.3178 | -1083.3178 | -1083.3178 | -1083.3178 | -1083.3178 | -1083.3178 | -1083.3178
| = RESOLVE Pre-adjustment peak demand for battery ELCC tranches calculation (MW) | [5 empty] | 0 | 49869.2004 | 49788.1121 | 49942.8358 | 50244.7575 | 50645.1922 | 51037.6513 | 51403.4171 | 51749.5707 | 52098.0822 | 52479.3881 | 52834.0802 | 53213.5608 | 53392.1848 | 53698.259 | 54004.3333 | 54310.4076 | 54616.4819 | 54922.5562 | 55228.6304 | 55534.7047 | 55840.779 | 56146.8533 | 56452.9275 | 56759.0018 | 57065.0761 | 57371.1504 | 57804.675 | 58088.063 | 58358.3388 | 58613.6688 | 58852.2879 | 59072.6184
| + Additional increase in PRM constraint for reliability calibration (MW) | [5 empty] | 0 | 0 | 0 | 0 | 0 | 0 | 0 | 0 | 1739.1304 | 1739.1304 | 1739.1304 | 1739.1304 | 1739.1304 | 1739.1304 | 1739.1304 | 1739.1304 | 1739.1304 | 1739.1304 | 1739.1304 | 1739.1304 | 1739.1304 | 1739.1304 | 1739.1304 | 1739.1304 | 1739.1304 | 1739.1304 | 1739.1304 | 1739.1304 | 1739.1304 | 1739.1304 | 1739.1304 | 1739.1304 | 1739.1304
| = RESOLVE Peak Demand for PRM (BTM PV and BTM Storage are modeled on supply side) | [5 empty] | 0 | 49869.2004 | 49788.1121 | 49942.8358 | 50244.7575 | 50645.1922 | 51037.6513 | 51403.4171 | 53488.7012 | 53837.2126 | 54218.5186 | 54573.2106 | 54952.6912 | 55131.3152 | 55437.3895 | 55743.4638 | 56049.538 | 56355.6123 | 56661.6866 | 56967.7609 | 57273.8351 | 57579.9094 | 57885.9837 | 58192.058 | 58498.1323 | 58804.2065 | 59110.2808 | 59543.8054 | 59827.1934 | 60097.4692 | 60352.7993 | 60591.4183 | 60811.7488
|  |  | BTM PV |  |  | 2020-2026 Growth | 2020: 7170.3026
|  |  | BTM Storage |  |  | 2020-2026 Growth | 2020: 789.2703
| Peak load increase per unit of demand (MW / GWh unless noted) | [5 empty] | 2018 | 2019 | 2020 | 2021 | 2022 | 2023 | 2024 | 2025 | 2026 | 2027 | 2028 | 2029 | 2030
Baseline Consumption
| CEC 2019 IEPR | [5 empty] | 0 | -0.0032885 | 0.080128 | 0.10552 | 0.12122 | 0.13165 | 0.13806 | 0.14329 | 0.14681 | 0.14994 | 0.15282 | 0.15545 | 0.15814
Electric Vehicles (Light Duty)
| CEC 2019 IEPR - Mid Demand | [5 empty] | 0 | 0.058048 | 0.057183 | 0.03785 | 0.035099 | 0.034896 | 0.038171 | 0.037965 | 0.037734 | 0.037474 | 0.037241 | 0.036909 | 0.036635
Electric Vehicles (Buses)
| E3 EV - Unmanaged | [5 empty] | 0 | 0.075943 | 0.075943 | 0.058692 | 0.026897 | 0.03338 | 0.05589 | 0.045155 | 0.049491 | 0.049858 | 0.039519 | 0.032801 | 0.05589
Electric Vehicles (Other Medium/Heavy Duty)
| CEC 2019 IEPR - Mid Demand | [5 empty] | 0 | 0.10519 | 0.10076 | 0.056391 | 0.050078 | 0.046349 | 0.040898 | 0.039529 | 0.039448 | 0.040573 | 0.042481 | 0.044393 | 0.04587
Other Transport Electrification
| CEC 2019 IEPR - Mid Demand | [5 empty] | 0 | 0.10519 | 0.10076 | 0.056391 | 0.050078 | 0.046349 | 0.040898 | 0.039529 | 0.039448 | 0.040573 | 0.042481 | 0.044393 | 0.04587
Energy Efficiency
| CEC 2019 IEPR - Mid Demand | [5 empty] | 0 | -0.21441 | -0.21441 | -0.20586 | -0.20688 | -0.21199 | -0.19006 | -0.19235 | -0.1948 | -0.19763 | -0.20026 | -0.20256 | -0.20449
BTM PV
| CEC 2019 IEPR - Mid Demand | [5 empty] | 0 | -0.13921 | -0.13938 | -0.031785 | -0.031779 | -0.031714 | -0.00043578 | -0.00043239 | -0.00043042 | -0.00042951 | -0.00042927 | -0.00042941 | -0.00042982
| BTM Storage (MW/MW) | [39 empty] | Not used in RESOLVE
| CEC 2019 IEPR - Mid Demand | [5 empty] | 0 | -0.35241 | -0.3245 | -0.65604 | -0.65991 | -0.66328 | -0.80468 | -0.80664 | -0.80833 | -0.80982 | -0.81117 | -0.8124 | -0.81351
Building Electrification (Residential Space Heating)
| E3 RESHAPE | [5 empty] | 0 | 0 | 0 | 0 | 0 | 0 | 0 | 0 | 0 | 0 | 0 | 0 | 0
Building Electrification (Residential Water Heating)
| E3 RESHAPE | [5 empty] | 0 | 0.10214 | 0.10214 | 0.091736 | 0.091736 | 0.091736 | 0.10603 | 0.10603 | 0.10603 | 0.10749 | 0.10749 | 0.10749 | 0.10603
Building Electrification (Residential Cooking)
| CEC IOU | [5 empty] | 0 | 0.244 | 0.24677 | 0.28129 | 0.30313 | 0.30854 | 0.28262 | 0.27031 | 0.27249 | 0.26356 | 0.28598 | 0.31466 | 0.28262
Building Electrification (Residential Clothes Drying)
| CEC IOU | [5 empty] | 0 | 0.16228 | 0.16147 | 0.14105 | 0.1395 | 0.14268 | 0.15471 | 0.15341 | 0.14086 | 0.14275 | 0.14769 | 0.14965 | 0.15471
Building Electrification (Commercial Space Heating)
| E3 RESHAPE | [5 empty] | 0 | 0 | 0 | 0 | 0 | 0 | 0 | 0 | 0 | 0 | 0 | 0 | 0
Building Electrification (Commercial Water Heating)
| E3 RESHAPE | [5 empty] | 0 | 0.097164 | 0.097164 | 0.10532 | 0.10532 | 0.10532 | 0.089666 | 0.089666 | 0.089666 | 0.098427 | 0.098427 | 0.098427 | 0.089666
Building Electrification (Commercial Cooking)
| CEC IOU | [5 empty] | 0 | 0.16417 | 0.17241 | 0.16074 | 0.16042 | 0.15848 | 0.14117 | 0.14771 | 0.15439 | 0.14961 | 0.14583 | 0.14632 | 0.14117
LOW BTM SCENARIO
| Scenario Input for Stack Model | [5 empty] | 2018 | 2019 | 2020 | 2021 | 2022 | 2023 | 2024 | 2025 | 2026 | 2027 | 2028 | 2029 | 2030
| 2019 IEPR Mid AAPV | GWh | Grossed up for T+D losses |  | Mid Demand |  |  |  | 18862.5796 | 21969.9467 | 24814.9509 | 27249.7341 | 29400.2696 | 31348.0491 | 33169.5179 | 34921.204 | 36638.7322 | 38339.5409 | 40034.5036 | [20 empty] | RESOLVE scenario tool_2020-10-15 version
| 2019 IEPR Low AAPV | GWh | Grossed up for T+D losses |  | High Demand |  |  |  | 16523.5607 | 18557.946 | 20431.6761 | 22114.2383 | 23650.4255 | 25075.424 | 26438.2089 | 27767.0994 | 29088.1496 | 30416.0548 | 31761.431 | [20 empty] | Combination of 3 IOU planning areas for High Demand case
| 2019 IEPR Mid AAPV | MW | [6 empty] | 10238.2853 | 11831.6691 | 13180.0718 | 14373.7832 | 15449.3327 | 16450.2148 | 17408.5879 | 18348.1995 | 19280.9362 | 20212.3894 | 21147.594
| 2019 IEPR Low AAPV | MW | [6 empty] | 8968.7059 | 9994.1743 | 10851.9642 | 11664.8943 | 12427.8892 | 13158.5896 | 13875.7484 | 14589.3103 | 15307.4826 | 16035.1723 | 16777.4741 | #DIV/0! | #DIV/0! | #DIV/0! | #DIV/0! | #DIV/0! | #DIV/0! | #DIV/0! | #DIV/0! | #DIV/0! | #DIV/0! | #DIV/0! | #DIV/0! | #DIV/0! | #DIV/0! | #DIV/0! | #DIV/0! | #DIV/0! | #DIV/0! | #DIV/0! | #DIV/0!
| 2019 IEPR Mid AAPV | Peak Reduction MW | [6 empty] | 4788.759 | 5454.495 | 5665.592 | 5906.586 | 6108.94 | 6239.393 | 6383.956 | 6492.962 | 6582.085 | 6704.609 | 6733.15 | 6733.15 | 6733.15 | 6733.15 | 6733.15 | 6733.15 | 6733.15 | 6733.15 | 6733.15 | 6733.15 | 6733.15 | 6733.15 | 6733.15 | 6733.15 | 6733.15 | 6733.15 | 6733.15 | 6733.15 | 6733.15 | 6733.15 | 6733.15
| 2019 IEPR Low AAPV | Peak Reduction MW | [6 empty] | 4636.177 | 5193.666 | 5566.81 | 5787.853 | 6042.454 | 6212.606 | 6381.362 | 6490.219 | 6579.198 | 6701.585 | 6729.995 | 6733.15 | 6733.15 | 6733.15 | 6733.15 | 6733.15 | 6733.15 | 6733.15 | 6733.15 | 6733.15 | 6733.15 | 6733.15 | 6733.15 | 6733.15 | 6733.15 | 6733.15 | 6733.15 | 6733.15 | 6733.15 | 6733.15 | 6733.15
| 2019 IEPR Mid AAPV | Peak Adjustment MW (vs. mid) | [6 empty] | 0 | 0 | 0 | 0 | 0 | 0 | 0 | 0 | 0 | 0 | 0
| 2019 IEPR Low AAPV | Peak Adjustment MW (vs. mid) | [6 empty] | 152.582 | 260.829 | 98.782 | 118.733 | 66.486 | 26.787 | 2.594 | 2.743 | 2.887 | 3.024 | 3.155 | [20 empty] | Source: IRP's Hourly Peak Impacts Model based on CEC IEPR Hourly Load Shapes
| 2019 IEPR Mid AAPV | Retail sales adjustment GWh (vs. mid) | [6 empty] | 0 | 0 | 0 | 0 | 0 | 0 | 0 | 0 | 0 | 0 | 0 | 0 | 0 | 0 | 0 | 0 | 0 | 0 | 0 | 0 | 0 | 0 | 0 | 0 | 0 | 0 | 0 | 0 | 0 | 0 | 0
| 2019 IEPR Low AAPV | Retail sales adjustment GWh (vs. mid) | [6 empty] | -2339.019 | -3412.0007 | -4383.2748 | -5135.4957 | -5749.8441 | -6272.6251 | -6731.309 | -7154.1046 | -7550.5826 | -7923.486 | -8273.0726 | 0 | 0 | 0 | 0 | 0 | 0 | 0 | 0 | 0 | 0 | 0 | 0 | 0 | 0 | 0 | 0 | 0 | 0 | 0 | 0
HIGH ELECTRIFICATION SCENARIO
| Mid IEPR Electrification Loads (GWh) | [5 empty] | 2018 | 2019 | 2020 | 2021 | 2022 | 2023 | 2024 | 2025 | 2026 | 2027 | 2028 | 2029 | 2030
| + Electric Vehicles (Light Duty) | Retail Sales GWh |  |  |  |  | 0 | 2695.0553 | 3745.2493 | 4888.5718 | 6064.009 | 7253.2857 | 8270.222 | 9177.7053 | 9875.5034 | 10493.9603 | 11114.1004 | 11754.554 | 12432.6095
| + Electric Vehicles (Buses) | Retail Sales GWh |  |  |  |  | 0 | 14.1012 | 22.4449 | 29.5787 | 36.276 | 43.733 | 50.9112 | 58.0853 | 66.7668 | 75.405 | 88.7111 | 127.7734 | 169.7779
| + Electric Vehicles (Other Medium/Heavy Duty) | Retail Sales GWh |  |  |  |  | 0 | 0.59506 | 2.3808 | 7.2064 | 7.4774 | 8.4726 | 13.2828 | 25.2045 | 51.6036 | 109.9952 | 217.2255 | 373.3616 | 569.9806
| + Other Transport Electrification | Retail Sales GWh |  |  |  |  | 0 | 73.3624 | 176.8765 | 287.2546 | 405.7028 | 527.6758 | 654.4017 | 784.4285 | 918.8981 | 1059.612 | 1206.3646 | 1306.879 | 1410.5966
| + Building Electrification (Residential Space Heating) | Retail Sales GWh |  |  |  |  | 0 | 0 | 0 | 0 | 0 | 0 | 0 | 0 | 0 | 0 | 0 | 0 | 0
| + Building Electrification (Residential Water Heating) | Retail Sales GWh |  |  |  |  | 0 | 0 | 0 | 0 | 0 | 0 | 0 | 0 | 0 | 0 | 0 | 0 | 0
| + Building Electrification (Residential Cooking) | Retail Sales GWh |  |  |  |  | 0 | 0 | 0 | 0 | 0 | 0 | 0 | 0 | 0 | 0 | 0 | 0 | 0
| + Building Electrification (Residential Clothes Drying) | Retail Sales GWh |  |  |  |  | 0 | 0 | 0 | 0 | 0 | 0 | 0 | 0 | 0 | 0 | 0 | 0 | 0
| + Building Electrification (Commercial Space Heating) | Retail Sales GWh |  |  |  |  | 0 | 0 | 0 | 0 | 0 | 0 | 0 | 0 | 0 | 0 | 0 | 0 | 0
| + Building Electrification (Commercial Water Heating) | Retail Sales GWh |  |  |  |  | 0 | 0 | 0 | 0 | 0 | 0 | 0 | 0 | 0 | 0 | 0 | 0 | 0
| + Building Electrification (Commercial Cooking) | Retail Sales GWh |  |  |  |  | 0 | 0 | 0 | 0 | 0 | 0 | 0 | 0 | 0 | 0 | 0 | 0 | 0
| TOTAL | Retail Sales GWh | [6 empty] | 3946.9516 | 5212.6115 | 6513.4652 | 7833.1671 | 8988.8177 | 10045.4236 | 10912.7719 | 11738.9725 | 12626.4015 | 13562.568 | 14582.9647 | 0 | 0 | 0 | 0 | 0 | 0 | 0 | 0 | 0 | 0 | 0 | 0 | 0 | 0 | 0 | 0 | 0 | 0 | 0 | 0
| High Electrification Scenario Loads (GWh) | [5 empty] | 2018 | 2019 | 2020 | 2021 | 2022 | 2023 | 2024 | 2025 | 2026 | 2027 | 2028 | 2029 | 2030
| + Electric Vehicles (Light Duty) | Retail Sales GWh |  |  |  |  | 290.6309 | 3163.198 | 4431.0379 | 5968.4436 | 7686.8244 | 9474.0161 | 11049.6108 | 12563.2179 | 13756.4047 | 14792.2111 | 15951.761 | 17500.9819 | 19637.0499
| + Electric Vehicles (Buses) | Retail Sales GWh |  |  |  |  | 0 | 23.3542 | 49.0998 | 72.7218 | 116.6167 | 182.0508 | 294.3741 | 448.5507 | 640.4953 | 842.1581 | 1043.8438 | 1264.2438 | 1473.3768
| + Electric Vehicles (Other Medium/Heavy Duty) | Retail Sales GWh |  |  |  |  | 58.7868 | 122.5417 | 210.1489 | 330.7265 | 493.625 | 659.8043 | 1005.965 | 1451.821 | 2050.3392 | 2826.7924 | 3826.274 | 5095.3189 | 6580.4256
| + Other Transport Electrification | Retail Sales GWh |  |  |  |  | 0 | 73.3624 | 264.5763 | 463.7126 | 676.0373 | 897.2172 | 1129.4515 | 1370.4965 | 1622.7443 | 1886.3205 | 2160.8854 | 2393.5477 | 2633.7034
| + Building Electrification (Residential Space Heating) | Retail Sales GWh |  |  |  |  | 0 | 0 | 0 | 0 | 0 | 0 | 0 | 0 | 0 | 0 | 0 | 45.6711 | 139.6734
| + Building Electrification (Residential Water Heating) | Retail Sales GWh |  |  |  |  | 0 | 0 | 0 | 0 | 0 | 0 | 0 | 0 | 27.1953 | 105.7354 | 247.0815 | 457.3941 | 738.5731
| + Building Electrification (Residential Cooking) | Retail Sales GWh |  |  |  |  | 0 | 0 | 2.6269 | 6.6957 | 12.997 | 22.8913 | 38.0988 | 61.1262 | 95.2859 | 144.7918 | 213.8784 | 305.8494 | 423.2988
| + Building Electrification (Residential Clothes Drying) | Retail Sales GWh |  |  |  |  | 0 | 0 | 0 | 0 | 0 | 0 | 0 | 0 | 0 | 0 | 0 | 0 | 0
| + Building Electrification (Commercial Space Heating) | Retail Sales GWh |  |  |  |  | 0 | 0 | 0 | 0 | 0 | 0 | 0 | 0 | 0 | 0 | 0 | 32.3536 | 97.2105
| + Building Electrification (Commercial Water Heating) | Retail Sales GWh |  |  |  |  | 0 | 0 | 0 | 0 | 0 | 0 | 0 | 0 | 26.3581 | 88.1907 | 200.0591 | 373.9763 | 616.5176
| + Building Electrification (Commercial Cooking) | Retail Sales GWh |  |  |  |  | 0 | 0 | 0 | 0 | 0 | 0 | 0 | 0 | 0 | 0 | 0 | 0 | 0
| TOTAL | Retail Sales GWh | [6 empty] | 4957.4898 | 6842.3002 | 8986.1005 | 11235.9797 | 13517.5002 | 15895.2123 | 18218.8228 | 20686.2001 | 23643.7831 | 27469.3368 | 32339.8291 | 0 | 0 | 0 | 0 | 0 | 0 | 0 | 0 | 0 | 0 | 0 | 0 | 0 | 0 | 0 | 0 | 0 | 0 | 0 | 0
| High Electrification Scenario Loads (Peak MW adjustment) | [5 empty] | 2018 | 2019 | 2020 | 2021 | 2022 | 2023 | 2024 | 2025 | 2026 | 2027 | 2028 | 2029 | 2030
| + Electric Vehicles (Light Duty) | Peak MW adjustment |  |  |  |  | 290.6309 | 3163.198 | 39.2155 | 40.8728 | 56.9597 | 77.4948 | 106.0918 | 128.5293 | 146.4406 | 161.0721 | 180.1588 | 212.0974 | 263.9356
| + Electric Vehicles (Buses) | Peak MW adjustment |  |  |  |  | 0 | 23.3542 | 2.0242 | 2.5322 | 2.1609 | 4.617 | 13.6072 | 17.6314 | 28.3944 | 38.2289 | 37.7456 | 37.2779 | 72.8583
| + Electric Vehicles (Other Medium/Heavy Duty) | Peak MW adjustment |  |  |  |  | 58.7868 | 122.5417 | 20.9339 | 18.2437 | 24.3453 | 30.1888 | 40.5987 | 56.3927 | 78.8466 | 110.228 | 153.3156 | 209.6207 | 275.6961
| + Other Transport Electrification | Peak MW adjustment |  |  |  |  | 0 | 73.3624 | 8.8363 | 9.9507 | 13.5378 | 17.128 | 19.4286 | 23.1667 | 27.7655 | 33.5418 | 40.5489 | 48.2402 | 56.1033
| + Building Electrification (Residential Space Heating) | Peak MW adjustment |  |  |  |  | 0 | 0 | 0 | 0 | 0 | 0 | 0 | 0 | 0 | 0 | 0 | 0 | 0
| + Building Electrification (Residential Water Heating) | Peak MW adjustment |  |  |  |  | 0 | 0 | 0 | 0 | 0 | 0 | 0 | 0 | 2.8836 | 11.3658 | 26.5594 | 49.1664 | 78.313
| + Building Electrification (Residential Cooking) | Peak MW adjustment |  |  |  |  | 0 | 0 | 0.64824 | 1.8835 | 3.9398 | 7.0629 | 10.7675 | 16.5233 | 25.9641 | 38.1615 | 61.1649 | 96.238 | 119.6331
| + Building Electrification (Residential Clothes Drying) | Peak MW adjustment |  |  |  |  | 0 | 0 | 0 | 0 | 0 | 0 | 0 | 0 | 0 | 0 | 0 | 0 | 0
| + Building Electrification (Commercial Space Heating) | Peak MW adjustment |  |  |  |  | 0 | 0 | 0 | 0 | 0 | 0 | 0 | 0 | 0 | 0 | 0 | 0 | 0
| + Building Electrification (Commercial Water Heating) | Peak MW adjustment |  |  |  |  | 0 | 0 | 0 | 0 | 0 | 0 | 0 | 0 | 2.3634 | 8.6804 | 19.6913 | 36.8095 | 55.2808
| + Building Electrification (Commercial Cooking) | Peak MW adjustment |  |  |  |  | 0 | 0 | 0 | 0 | 0 | 0 | 0 | 0 | 0 | 0 | 0 | 0 | 0
| TOTAL | Peak MW adjustment | [6 empty] | 71.6581 | 73.4828 | 100.9435 | 136.4916 | 190.4938 | 242.2434 | 312.6581 | 401.2784 | 519.1845 | 689.4501 | 921.8202 | 0 | 0 | 0 | 0 | 0 | 0 | 0 | 0 | 0 | 0 | 0 | 0 | 0 | 0 | 0 | 0 | 0 | 0 | 0 | 0
| Scenario Outputs | [5 empty] | 2018 | 2019 | 2020 | 2021 | 2022 | 2023 | 2024 | 2025 | 2026 | 2027 | 2028 | 2029 | 2030
| 2019 IEPR Mid-Demand | Peak MW adjustment |  |  |  |  | 290.6309 | 3163.198 | 0 | 0 | 0 | 0 | 0 | 0 | 0 | 0 | 0 | 0 | 0
| PATHWAYS High Electrification | Peak MW adjustment | [6 empty] | 71.6581 | 73.4828 | 100.9435 | 136.4916 | 190.4938 | 242.2434 | 312.6581 | 401.2784 | 519.1845 | 689.4501 | 921.8202
| 2019 IEPR Mid-Demand | Retail Sales GWh adjustment | [6 empty] | 0 | 0 | 0 | 0 | 0 | 0 | 0 | 0 | 0 | 0 | 0
| PATHWAYS High Electrification | Retail Sales GWh adjustment | [6 empty] | 1010.5382 | 1629.6887 | 2472.6353 | 3402.8126 | 4528.6825 | 5849.7887 | 7306.0509 | 8947.2276 | 11017.3816 | 13906.7688 | 17756.8644

## Resources (NQC List)-->
2021 CPUC NQC List | November 2, 2020 version | https://www.cpuc.ca.gov/WorkArea/DownloadAsset.aspx?id=6442466682
2020 CPUC NQC List | September 30, 2020 version | https://www.cpuc.ca.gov/WorkArea/DownloadAsset.aspx?id=6442466404

## NQC List - Header Descriptions
Version | 2020-10-09
Header Name | Information Description | Value Description
Resource ID | ISO Resource ID | Text
Generator Name | Generator Name | Text
Local Area | Resource Local Capacity Area | Bay Area, Big Creek-Ventura, CAISO System, Fresno, Humboldt, Kern, LA Basin, NCNB, SanDiego-IV, Sierra, Stockton
Jan | January NQC Value | Two decimal number
Feb | February NQC Value | Two decimal number
Mar | March NQC Value | Two decimal number
Apr | April NQC Value | Two decimal number
May | May NQC Value | Two decimal number
Jun | June NQC Value | Two decimal number
Jul | July NQC Value | Two decimal number
Aug | August NQC Value | Two decimal number
Sep | September NQC Value | Two decimal number
Oct | October NQC Value | Two decimal number
Nov | November NQC Value | Two decimal number
Dec | December NQC Value | Two decimal number
Dispatchability | Resource Designated as Dispatchable in Masterfile | Y, N
Path 26 | Resource Path 26 Designation | North, South
Deliverability | Resource Deliverability Status | Full Capacity (FC), Energy Only (EO), Interim Deliverability to % of capacity (ID to #%), Partial Deliverability to Value (PD to ##)
Comment | Additional comments from ISO staff | Text

## 2021 NQC List
NQC List Source | BAA ID | Resource ID | Generator Name | Local Area | JAN | FEB | MAR | APR | MAY | JUN | JUL | AUG | SEP | OCT | NOV | DEC | Fuel Type | Commercial Operation Date (COD) | COD Year | Retirement Year | Dispatchable | Path Designation | Deliverability Status | Deliverability MW | Comments | OCT Extension | Found in RESOLVE / SERVM Gen List | RESOLVE / SERVM Gen List Resource Type
NQC List | CAISO | 7STDRD_1_SOLAR1 | Shafter Solar | Kern | 0.8 | 0.6 | 3.6 | 3 | 3.2 | 6.2 | 7.8 | 5.4 | 2.8 | 0.4 | 0.4 | 0 | SUN | 2015-06-04 | 2015 | 2050 | N | North | FC |  |  |  | Yes | CAISO_Solar
NQC List | CAISO | ACACIA_6_SOLAR | West Antelope Solar | Big Creek-Ventura | 0.8 | 0.6 | 3.6 | 3 | 3.2 | 6.2 | 7.8 | 5.4 | 2.8 | 0.4 | 0.4 | 0 | SUN | 2014-11-13 | 2014 | 2050 | N | South | FC |  |  |  | Yes | CAISO_Solar
NQC List | CAISO | ADERA_1_SOLAR1 | Adera Solar | Fresno | 0 | 0 | 0 | 0 | 0 | 0 | 0 | 0 | 0 | 0 | 0 | 0 | SUN | 2015-12-23 | 2015 | 2050 | N | North | EO |  |  |  | Yes | CAISO_Solar
NQC List | CAISO | ADLIN_1_UNITS | GEYSERS AIDLIN AGGREGATE | NCNB | 16 | 16 | 16 | 16 | 16 | 16 | 16 | 16 | 16 | 16 | 16 | 16 | GEOTHERMAL | 1899-12-31 | 1900 | 2050 | Y | North | FC |  |  |  | Yes | CAISO_Geothermal
NQC List | CAISO | ADMEST_6_SOLAR | Adams East | Fresno | 0 | 0 | 0 | 0 | 0 | 0 | 0 | 0 | 0 | 0 | 0 | 0 | SUN | 2014-12-13 | 2014 | 2050 | N | North | EO |  |  |  | Yes | CAISO_Solar
NQC List | CAISO | ADOBEE_1_SOLAR | Adobe Solar | Kern | 0.8 | 0.6 | 3.6 | 3 | 3.2 | 6.2 | 7.8 | 5.4 | 2.8 | 0.4 | 0.4 | 0 | SUN | 2014-05-21 | 2014 | 2050 | N | North | FC |  |  |  | Yes | CAISO_Solar
NQC List | CAISO | AGRICO_6_PL3N5 | Fresno Peaker | Fresno | 22.69 | 22.69 | 22.69 | 22.69 | 22.69 | 22.69 | 22.69 | 22.69 | 22.69 | 22.69 | 22.69 | 22.69 | NATURAL GAS | 2006-08-30 | 2006 | 2050 | Y | North | FC |  |  |  | Yes | CAISO_Peaker2
NQC List | CAISO | AGRICO_7_UNIT | Fresno Cogen | Fresno | 50.6 | 50.6 | 50.6 | 50.6 | 50.6 | 50.6 | 50.6 | 50.6 | 50.6 | 50.6 | 50.6 | 50.6 | NATURAL GAS | 2001-01-01 | 2001 | 2050 | Y | North | FC |  |  |  | Yes | CAISO_CCGT2
NQC List | CAISO | AGUCAL_5_SOLAR1 | Agua Caliente Solar | CAISO System | 0 | 0 | 0 | 0 | 0 | 0 | 0 | 0 | 0 | 0 | 0 | 0 | SUN | 2014-06-10 | 2014 | 2050 | N | South | EO |  |  |  | Yes | CAISO_Solar
NQC List | CAISO | ALAMIT_2_PL1X3 | Alamitos Energy Center Unit 7 | LA Basin | 674.7 | 674.7 | 674.7 | 674.7 | 674.7 | 674.7 | 674.7 | 674.7 | 674.7 | 674.7 | 674.7 | 674.7 | NATURAL GAS | 2020-05-01 | 2020 | 2050 | Y | South | FC |  |  |  | Yes | CAISO_CCGT1
NQC List | CAISO | ALAMIT_7_UNIT 3 | ALAMITOS GEN STA. UNIT 3 | LA Basin | 321.4 | 321.4 | 321.4 | 321.4 | 321.4 | 321.4 | 321.4 | 321.4 | 321.4 | 321.4 | 321.4 | 321.4 | NATURAL GAS | 1961-01-01 | 1961 | 2023 | Y | South | FC |  |  | OTC | Yes | CAISO_ST
NQC List | CAISO | ALAMIT_7_UNIT 4 | ALAMITOS GEN STA. UNIT 4 | LA Basin | 335.67 | 335.67 | 335.67 | 335.67 | 335.67 | 335.67 | 335.67 | 335.67 | 335.67 | 335.67 | 335.67 | 335.67 | NATURAL GAS | 1962-01-01 | 1962 | 2023 | Y | South | FC |  |  | OTC | Yes | CAISO_ST
NQC List | CAISO | ALAMIT_7_UNIT 5 | ALAMITOS GEN STA. UNIT 5 | LA Basin | 480 | 480 | 480 | 480 | 480 | 480 | 480 | 480 | 480 | 480 | 480 | 480 | NATURAL GAS | 1999-01-01 | 1999 | 2023 | Y | South | FC |  |  | OTC | Yes | CAISO_ST
NQC List | CAISO | ALAMO_6_UNIT | ALAMO POWER PLANT | Big Creek-Ventura | 1.57 | 2.24 | 4.44 | 11.37 | 14 | 14 | 14 | 14 | 9.54 | 4.37 | 0 | 0 | WATER | 1986-01-01 | 1986 | 2050 | Y | South | FC |  |  |  | Yes | CAISO_Hydro
NQC List | CAISO | ALLGNY_6_HYDRO1 | Salmon Creek Hydroelectric Project | Sierra | 0.31 | 0.42 | 0.47 | 0.51 | 0.47 | 0.37 | 0.21 | 0.06 | 0 | 0 | 0.1 | 0.18 | WATER | 2014-12-03 | 2014 | 2050 | N | North | FC |  |  |  | Yes | CAISO_Small_Hydro
NQC List | CAISO | ALMEGT_1_UNIT 1 | ALAMEDA GT UNIT 1 | Bay Area | 23.4 | 23.4 | 23.4 | 23.4 | 23.4 | 23.4 | 23.4 | 23.4 | 23.4 | 23.4 | 23.4 | 23.4 | NATURAL GAS | 1986-01-01 | 1986 | 2050 | Y | North | FC |  |  |  | Yes | CAISO_Peaker2
NQC List | CAISO | ALMEGT_1_UNIT 2 | ALAMEDA GT UNIT 2 | Bay Area | 23.5 | 23.5 | 23.5 | 23.5 | 23.5 | 23.5 | 23.5 | 23.5 | 23.5 | 23.5 | 23.5 | 23.5 | NATURAL GAS | 1986-01-01 | 1986 | 2050 | Y | North | FC |  |  |  | Yes | CAISO_Peaker2
NQC List | CAISO | ALPSLR_1_NTHSLR | Alpaugh North, LLC | CAISO System | 0.8 | 0.6 | 3.6 | 3 | 3.2 | 6.2 | 7.8 | 5.4 | 2.8 | 0.4 | 0.4 | 0 | SUN | 2013-03-08 | 2013 | 2050 | N | North | FC |  |  |  | Yes | CAISO_Solar
NQC List | CAISO | ALPSLR_1_SPSSLR | Alpaugh 50 LLC | CAISO System | 2 | 1.5 | 9 | 7.5 | 8 | 15.5 | 19.5 | 13.5 | 7 | 1 | 1 | 0 | SUN | 2013-03-08 | 2013 | 2050 | N | North | FC |  |  |  | Yes | CAISO_Solar
NQC List | CAISO | ALT6DN_2_WIND7 | Pinyon Pines 1 | CAISO System | 23.52 | 20.16 | 47.04 | 42 | 42 | 55.44 | 38.64 | 35.28 | 25.2 | 13.44 | 20.16 | 21.84 | WIND | 2013-01-01 | 2013 | 2050 | N | South | FC |  |  |  | Yes | CAISO_Wind
NQC List | CAISO | ALT6DS_2_WIND9 | Pinyon Pines 2 | CAISO System | 18.48 | 15.84 | 36.96 | 33 | 33 | 43.56 | 30.36 | 27.72 | 19.8 | 10.56 | 15.84 | 17.16 | WIND | 2013-01-01 | 2013 | 2050 | N | South | FC |  |  |  | Yes | CAISO_Wind
NQC List | CAISO | ALTA3A_2_CPCE4 | Alta Wind 4 | CAISO System | 14.28 | 12.24 | 28.56 | 25.5 | 25.5 | 33.66 | 23.46 | 21.42 | 15.3 | 8.16 | 12.24 | 13.26 | WIND | 2011-03-12 | 2011 | 2050 | N | South | FC |  |  |  | Yes | CAISO_Wind
NQC List | CAISO | ALTA3A_2_CPCE5 | Alta Wind 5 | CAISO System | 23.52 | 20.16 | 47.04 | 42 | 42 | 55.44 | 38.64 | 35.28 | 25.2 | 13.44 | 20.16 | 21.84 | WIND | 2011-04-21 | 2011 | 2050 | N | South | FC |  |  |  | Yes | CAISO_Wind
NQC List | CAISO | ALTA3A_2_CPCE8 | Alta Wind 8 | CAISO System | 21 | 18 | 42 | 37.5 | 37.5 | 49.5 | 34.5 | 31.5 | 22.5 | 12 | 18 | 19.5 | WIND | 2012-02-01 | 2012 | 2050 | N | South | FC |  |  |  | Yes | CAISO_Wind
NQC List | CAISO | ALTA4A_2_CPCW1 | Alta Wind 1 | CAISO System | 21 | 18 | 42 | 37.5 | 37.5 | 49.5 | 34.5 | 31.5 | 22.5 | 12 | 18 | 19.5 | WIND | 2010-12-29 | 2010 | 2050 | N | South | FC |  |  |  | Yes | CAISO_Wind
NQC List | CAISO | ALTA4B_2_CPCW2 | Alta Wind 2 | CAISO System | 21 | 18 | 42 | 37.5 | 37.5 | 49.5 | 34.5 | 31.5 | 22.5 | 12 | 18 | 19.5 | WIND | 2010-12-29 | 2010 | 2050 | N | South | FC |  |  |  | Yes | CAISO_Wind
NQC List | CAISO | ALTA4B_2_CPCW3 | Alta Wind 3 | CAISO System | 21 | 18 | 42 | 37.5 | 37.5 | 49.5 | 34.5 | 31.5 | 22.5 | 12 | 18 | 19.5 | WIND | 2011-02-12 | 2011 | 2050 | N | South | FC |  |  |  | Yes | CAISO_Wind
NQC List | CAISO | ALTA4B_2_CPCW6 | Mustang Hills | CAISO System | 21 | 18 | 42 | 37.5 | 37.5 | 49.5 | 34.5 | 31.5 | 22.5 | 12 | 18 | 19.5 | WIND | 2012-05-09 | 2012 | 2050 | N | South | FC |  |  |  | Yes | CAISO_Wind
NQC List | CAISO | ALTA6B_2_WIND11 | Alta Wind 11 | CAISO System | 12.6 | 10.8 | 25.2 | 22.5 | 22.5 | 29.7 | 20.7 | 18.9 | 13.5 | 7.2 | 10.8 | 11.7 | WIND | 2014-03-13 | 2014 | 2050 | N | South | FC |  |  |  | Yes | CAISO_Wind
NQC List | CAISO | ALTA6E_2_WIND10 | Alta Wind 10 | CAISO System | 19.32 | 16.56 | 38.64 | 34.5 | 34.5 | 45.54 | 31.74 | 28.98 | 20.7 | 11.04 | 16.56 | 17.94 | WIND | 2014-03-13 | 2014 | 2050 | N | South | FC |  |  |  | Yes | CAISO_Wind
NQC List | CAISO | ALTWD_1_QF | Altwind | LA Basin | 4.04 | 3.46 | 8.08 | 7.21 | 7.21 | 9.52 | 6.63 | 6.06 | 4.33 | 2.31 | 3.46 | 3.75 | WIND | 2000-01-01 | 2000 | 2050 | N | South | FC |  |  |  | Yes | CAISO_Wind
NQC List | CAISO | ANAHM_2_CANYN1 | CANYON POWER PLANT UNIT 1 | LA Basin | 49.4 | 49.4 | 49.4 | 49.4 | 49.4 | 49.4 | 49.4 | 49.4 | 49.4 | 49.4 | 49.4 | 49.4 | NATURAL GAS | 2011-09-16 | 2011 | 2050 | Y | South | FC |  |  |  | Yes | CAISO_Peaker1
NQC List | CAISO | ANAHM_2_CANYN2 | CANYON POWER PLANT UNIT 2 | LA Basin | 48 | 48 | 48 | 48 | 48 | 48 | 48 | 48 | 48 | 48 | 48 | 48 | NATURAL GAS | 2011-09-16 | 2011 | 2050 | Y | South | FC |  |  |  | Yes | CAISO_Peaker1
NQC List | CAISO | ANAHM_2_CANYN3 | CANYON POWER PLANT UNIT 3 | LA Basin | 48 | 48 | 48 | 48 | 48 | 48 | 48 | 48 | 48 | 48 | 48 | 48 | NATURAL GAS | 2011-07-30 | 2011 | 2050 | Y | South | FC |  |  |  | Yes | CAISO_Peaker1
NQC List | CAISO | ANAHM_2_CANYN4 | CANYON POWER PLANT UNIT 4 | LA Basin | 49.4 | 49.4 | 49.4 | 49.4 | 49.4 | 49.4 | 49.4 | 49.4 | 49.4 | 49.4 | 49.4 | 49.4 | NATURAL GAS | 2011-07-30 | 2011 | 2050 | Y | South | FC |  |  |  | Yes | CAISO_Peaker1
NQC List | CAISO | ANTLPE_2_QF | ANTELOPE QFS | CAISO System | 0.56 | 0.48 | 1.12 | 1 | 1 | 1.32 | 0.92 | 0.84 | 0.6 | 0.32 | 0.48 | 0.52 | OTHER | 1982-01-01 | 1982 | 2050 | N | South | FC |  |  |  | Yes | CAISO_Wind
NQC List | CAISO | APLHIL_1_SLABCK | SLAB CREEK HYDRO | Sierra | 0 | 0 | 0 | 0 | 0 | 0 | 0 | 0 | 0 | 0 | 0 | 0 | WATER | 1899-12-31 | 1900 | 2050 | Y | North | EO |  |  |  | Yes | CAISO_Small_Hydro
NQC List | CAISO | ARBWD_6_QF | Wind Resource II | CAISO System | 2.79 | 2.39 | 5.59 | 4.99 | 4.99 | 6.58 | 4.59 | 4.19 | 2.99 | 1.6 | 2.39 | 2.59 | WIND | 2000-01-01 | 2000 | 2050 | N | South | FC |  |  |  | Yes | CAISO_Wind
NQC List | CAISO | ARCOGN_2_UNITS | WATSON COGENERATION | LA Basin | 242.47 | 285.41 | 271.23 | 256.19 | 271.25 | 260.4 | 257.39 | 257.16 | 255.9 | 196.12 | 236.26 | 263.9 | NATURAL GAS | 1987-12-04 | 1987 | 2050 | N | South | FC |  |  |  | Yes | CAISO_CHP
NQC List | CAISO | ARVINN_6_ORION1 | Orion 1 Solar | CAISO System | 0.48 | 0.36 | 2.16 | 1.8 | 1.92 | 3.72 | 4.68 | 3.24 | 1.68 | 0.24 | 0.24 | 0 | SUN | 2014-06-26 | 2014 | 2050 | N | North | FC |  |  |  | Yes | CAISO_Solar
NQC List | CAISO | ARVINN_6_ORION2 | Orion 2 Solar | CAISO System | 0.32 | 0.24 | 1.44 | 1.2 | 1.28 | 2.48 | 3.12 | 2.16 | 1.12 | 0.16 | 0.16 | 0 | SUN | 2014-06-26 | 2014 | 2050 | N | North | FC |  |  |  | Yes | CAISO_Solar
NQC List | CAISO | ASTORA_2_SOLAR1 | Astoria 1 | CAISO System | 4 | 3 | 18 | 15 | 16 | 31 | 39 | 27 | 14 | 2 | 2 | 0 | SUN | 2016-10-18 | 2016 | 2050 | N | South | FC |  |  |  | Yes | CAISO_Solar
NQC List | CAISO | ASTORA_2_SOLAR2 | Astoria 2 | CAISO System | 3 | 2.25 | 13.5 | 11.25 | 12 | 23.25 | 29.25 | 20.25 | 10.5 | 1.5 | 1.5 | 0 | SUN | 2016-10-31 | 2016 | 2050 | N | South | FC |  |  |  | Yes | CAISO_Solar
NQC List | CAISO | ATWEL2_1_SOLAR1 | Atwell West | CAISO System | 0.8 | 0.6 | 3.6 | 3 | 3.2 | 6.2 | 7.8 | 5.4 | 2.8 | 0.4 | 0.4 | 0 | SUN | 2015-06-11 | 2015 | 2050 | N | North | FC |  |  |  | Yes | CAISO_Solar
NQC List | CAISO | ATWELL_1_SOLAR | Atwell Island PV Solar Generating Faci. | CAISO System | 0.8 | 0.6 | 3.6 | 3 | 3.2 | 6.2 | 7.8 | 5.4 | 2.8 | 0.4 | 0.4 | 0 | SUN | 2013-03-08 | 2013 | 2050 | N | North | FC |  |  |  | Yes | CAISO_Solar
NQC List | CAISO | AVENAL_6_AVPARK | Avenal Park Solar Project | Fresno | 0.24 | 0.18 | 1.08 | 0.9 | 0.96 | 1.86 | 2.34 | 1.62 | 0.84 | 0.12 | 0.12 | 0 | SUN | 2011-08-05 | 2011 | 2050 | N | North | ID | 100% | 18DGD Waiting for Reconductor Los Banos-Padre Flat-Panoche 230 kV, Gates #13 500/230 kV and possibly other |  | Yes | CAISO_Solar
NQC List | CAISO | AVENAL_6_AVSLR1 | Avenal Solar 1 | Fresno | 0 | 0 | 0 | 0 | 0 | 0 | 0 | 0 | 0 | 0 | 0 | 0 | SUN | 2017-01-28 | 2017 | 2050 | N | North | EO |  |  |  | Yes | CAISO_Solar
NQC List | CAISO | AVENAL_6_AVSLR2 | Avenal Solar 2 | Fresno | 0 | 0 | 0 | 0 | 0 | 0 | 0 | 0 | 0 | 0 | 0 | 0 | SUN | 2017-01-28 | 2017 | 2050 | N | North | EO |  |  |  | Yes | CAISO_Solar
NQC List | CAISO | AVENAL_6_SANDDG | Sand Drag Solar Project | Fresno | 0.64 | 0.48 | 2.86 | 2.38 | 2.54 | 4.92 | 6.19 | 4.29 | 2.22 | 0.32 | 0.32 | 0 | SUN | 2011-08-05 | 2011 | 2050 | N | North | ID | 83.58% | 18DGD &lpar;83.58% or 15.88 MW of 19 MW) Waiting for Reconductor Los Banos-Padre Flat-Panoche 230 kV, Gates #13 500/230 kV and possibly other |  | Yes | CAISO_Solar
NQC List | CAISO | AVENAL_6_SUNCTY | Sun City Solar Project | Fresno | 0.8 | 0.6 | 3.6 | 3 | 3.2 | 6.2 | 7.8 | 5.4 | 2.8 | 0.4 | 0.4 | 0 | SUN | 2011-08-05 | 2011 | 2050 | N | North | ID | 100% | 18DGD Waiting for Reconductor Los Banos-Padre Flat-Panoche 230 kV, Gates #13 500/230 kV and possibly other |  | Yes | CAISO_Solar
NQC List | CAISO | AVSOLR_2_SOLAR | AV SOLAR RANCH 1 | CAISO System | 9.66 | 7.25 | 43.47 | 36.23 | 38.64 | 74.87 | 94.19 | 65.21 | 33.81 | 4.83 | 4.83 | 0 | SUN | 2014-06-19 | 2014 | 2050 | N | South | FC |  |  |  | Yes | CAISO_Solar
NQC List | CAISO | BALCHS_7_UNIT 1 | BALCH 1 PH UNIT 1 | Fresno | 24.8 | 25.44 | 25.44 | 24.8 | 24.8 | 25.6 | 31 | 31 | 31 | 24.8 | 24.8 | 24.8 | WATER | 1927-01-01 | 1927 | 2050 | Y | North | FC |  |  |  | Yes | CAISO_Hydro
NQC List | CAISO | BALCHS_7_UNIT 2 | BALCH 2 PH UNIT 2 | Fresno | 42 | 42 | 0 | 42 | 42 | 52.5 | 52.5 | 52.5 | 52.5 | 42 | 52.5 | 42 | WATER | 1958-01-01 | 1958 | 2050 | Y | North | FC |  |  |  | Yes | CAISO_Hydro
NQC List | CAISO | BALCHS_7_UNIT 3 | BALCH 2 PH UNIT 3 | Fresno | 43.68 | 0 | 0 | 43.68 | 43.68 | 54.18 | 54.18 | 54.18 | 54.18 | 43.68 | 44.6 | 43.68 | WATER | 1958-01-01 | 1958 | 2050 | Y | North | FC |  |  |  | Yes | CAISO_Hydro
NQC List | CAISO | BANGOR_6_HYDRO | Virginia Ranch Dam Powerplant | Sierra | 0.17 | 0.5 | 0.77 | 0.83 | 0.5 | 0.54 | 0.64 | 0.47 | 0.36 | 0.29 | 0.12 | 0 | WATER | 2012-06-14 | 2012 | 2050 | N | North | FC |  |  |  | Yes | CAISO_Small_Hydro
NQC List | CAISO | BANKPP_2_NSPIN | BANKPP_2_NSPIN | Bay Area | 127 | 127 | 127 | 127 | 127 | 127 | 127 | 127 | 127 | 127 | 127 | 127 | DEMAND RESPONSE | 1899-12-31 | 1900 | 2050 | Y | North | FC |  |  |  | No | #N/A
NQC List | CAISO | BARRE_2_QF | BARRE QFS | LA Basin | 0 | 0 | 0 | 0 | 0 | 0 | 0 | 0 | 0 | 0 | 0 | 0 | OTHER | 1994-01-01 | 1994 | 2050 | N | South | FC |  |  |  | Yes | CAISO_Small_Hydro
NQC List | CAISO | BARRE_6_PEAKER | Barre Peaker | LA Basin | 47 | 47 | 47 | 47 | 47 | 47 | 47 | 47 | 47 | 47 | 47 | 47 | NATURAL GAS | 2007-09-20 | 2007 | 2050 | Y | South | FC |  |  |  | Yes | CAISO_Peaker1
NQC List | CAISO | BASICE_2_UNITS | King City Cogen | CAISO System | 120 | 120 | 120 | 120 | 120 | 120 | 120 | 120 | 120 | 120 | 120 | 120 | NATURAL GAS | 1989-03-14 | 1989 | 2050 | Y | North | FC |  |  |  | Yes | CAISO_Peaker1
NQC List | CAISO | BDGRCK_1_UNITS | BADGER CREEK LIMITED | Kern | 46.7 | 45.9 | 45 | 45.6 | 43.7 | 43.2 | 43.4 | 43 | 42.3 | 42.3 | 44.5 | 45.3 | NATURAL GAS | 1991-04-01 | 1991 | 2050 | Y | North | FC |  |  |  | Yes | CAISO_Peaker1
NQC List | CAISO | BEARDS_7_UNIT 1 | Beardsley Hydro | Stockton | 4.06 | 2.82 | 4.4 | 8.54 | 9.08 | 9.14 | 9.18 | 8.34 | 4.36 | 3.6 | 0.8 | 3.76 | WATER | 1957-01-01 | 1957 | 2050 | Y | North | FC |  |  |  | Yes | CAISO_Hydro
NQC List | CAISO | BEARMT_1_UNIT | Bear Mountain Limited | Kern | 46.7 | 47.7 | 47.7 | 45.6 | 46.3 | 47 | 46 | 45 | 45.8 | 45.6 | 46.7 | 47.1 | NATURAL GAS | 1995-04-03 | 1995 | 2050 | Y | North | FC |  |  |  | Yes | CAISO_Peaker1
NQC List | CAISO | BELDEN_7_UNIT 1 | BELDEN HYDRO | Sierra | 44.8 | 2.4 | 0 | 0 | 3.2 | 35.2 | 85.2 | 90.4 | 81.4 | 60 | 3.2 | 32 | WATER | 1969-01-01 | 1969 | 2050 | Y | North | FC |  |  |  | Yes | CAISO_Hydro
NQC List | CAISO | BGSKYN_2_AS2SR1 | Antelope Solar 2 | Big Creek-Ventura | 4.2 | 3.15 | 18.9 | 15.75 | 16.8 | 32.55 | 40.95 | 28.35 | 14.7 | 2.1 | 2.1 | 0 | SUN | 2018-12-18 | 2018 | 2050 | N | South | ID | 100% | Waiting for Tehachapi CRAS |  | Yes | CAISO_Solar
NQC List | CAISO | BGSKYN_2_ASPSR2 | Antelope Solar 2 San Pablo | Big Creek-Ventura | 4 | 3 | 18 | 15 | 16 | 31 | 39 | 27 | 14 | 2 | 2 | 0 | SUN | #N/A | 1900 | 2050 | N | South | ID | 100% | Waiting for Tehachapi CRAS |  | Yes | CAISO_Solar
NQC List | CAISO | BGSKYN_2_BS3SR3 | Big Sky Solar 3 | Big Creek-Ventura | 0.8 | 0.6 | 3.6 | 3 | 3.2 | 6.2 | 7.8 | 5.4 | 2.8 | 0.4 | 0.4 | 0 | SUN | #N/A | 1900 | 2050 | N | South | FC |  |  |  | Yes | CAISO_Solar
NQC List | CAISO | BIGCRK_2_EXESWD | BIG CREEK HYDRO PROJECT PSP | Big Creek-Ventura | 455 | 472.04 | 437.8 | 551.6 | 614.92 | 732.04 | 700.56 | 700 | 700 | 423.32 | 407.32 | 374.28 | WATER | 1913-01-01 | 1900 | 2050 | Y | South | FC |  |  |  | Yes | CAISO_Hydro
NQC List | CAISO | BIGCRK_7_DAM7 | DAM 7 AT BIG CREEK (FISHWATER GEN) | Big Creek-Ventura | 0 | 0 | 0 | 0 | 0 | 0 | 0 | 0 | 0 | 0 | 0 | 0 | WATER | 1986-01-01 | 1900 | 2050 | N | South | EO |  |  |  | Yes | CAISO_Hydro
NQC List | CAISO | BIGCRK_7_MAMRES | MAMMOTH POOL RESERVOIR (FISHWATER | Big Creek-Ventura | 0 | 0 | 0 | 0 | 0 | 0 | 0 | 0 | 0 | 0 | 0 | 0 | WATER | 1899-12-31 | 1900 | 2050 | N | South | EO |  |  |  | Yes | CAISO_Small_Hydro
NQC List | CAISO | BIGSKY_2_BSKSR6 | Big Sky Solar 6 | Big Creek-Ventura | 0.8 | 0.6 | 3.6 | 3 | 3.2 | 6.2 | 7.8 | 5.4 | 2.8 | 0.4 | 0.4 | 0 | SUN | 2017-12-08 | 1900 | 2050 | N | South | FC |  |  |  | Yes | CAISO_Solar
NQC List | CAISO | BIGSKY_2_BSKSR7 | Big Sky Solar 7 | Big Creek-Ventura | 0.8 | 0.6 | 3.6 | 3 | 3.2 | 6.2 | 7.8 | 5.4 | 2.8 | 0.4 | 0.4 | 0 | SUN | 2017-12-08 | 1900 | 2050 | N | South | FC |  |  |  | Yes | CAISO_Solar
NQC List | CAISO | BIGSKY_2_BSKSR8 | Big Sky Solar 8 | Big Creek-Ventura | 0.8 | 0.6 | 3.6 | 3 | 3.2 | 6.2 | 7.8 | 5.4 | 2.8 | 0.4 | 0.4 | 0 | SUN | 2017-12-08 | 1900 | 2050 | N | South | FC |  |  |  | Yes | CAISO_Solar
NQC List | CAISO | BIGSKY_2_SOLAR1 | Antelope Big Sky Ranch | Big Creek-Ventura | 0.8 | 0.6 | 3.6 | 3 | 3.2 | 6.2 | 7.8 | 5.4 | 2.8 | 0.4 | 0.4 | 0 | SUN | 2016-08-19 | 1900 | 2050 | N | South | FC |  |  |  | Yes | CAISO_Solar
NQC List | CAISO | BIGSKY_2_SOLAR2 | Big Sky Solar 4 | Big Creek-Ventura | 1.6 | 1.2 | 7.2 | 6 | 6.4 | 12.4 | 15.6 | 10.8 | 5.6 | 0.8 | 0.8 | 0 | SUN | 2016-12-03 | 1900 | 2050 | N | South | FC |  |  |  | Yes | CAISO_Solar
NQC List | CAISO | BIGSKY_2_SOLAR3 | Big Sky Summer | Big Creek-Ventura | 0.8 | 0.6 | 3.6 | 3 | 3.2 | 6.2 | 7.8 | 5.4 | 2.8 | 0.4 | 0.4 | 0 | SUN | 2016-07-25 | 1900 | 2050 | N | South | FC |  |  |  | Yes | CAISO_Solar
NQC List | CAISO | BIGSKY_2_SOLAR4 | Western Antelope Blue Sky Ranch B | Big Creek-Ventura | 0.8 | 0.6 | 3.6 | 3 | 3.2 | 6.2 | 7.8 | 5.4 | 2.8 | 0.4 | 0.4 | 0 | SUN | 2016-12-03 | 1900 | 2050 | N | South | FC |  |  |  | Yes | CAISO_Solar
NQC List | CAISO | BIGSKY_2_SOLAR5 | Big Sky Solar 2 | Big Creek-Ventura | 0.2 | 0.15 | 0.9 | 0.75 | 0.8 | 1.55 | 1.95 | 1.35 | 0.7 | 0.1 | 0.1 | 0 | SUN | 2016-11-30 | 1900 | 2050 | N | South | FC |  |  |  | Yes | CAISO_Solar
NQC List | CAISO | BIGSKY_2_SOLAR6 | Solverde 1 | Big Creek-Ventura | 3.4 | 2.55 | 15.3 | 12.75 | 13.6 | 26.35 | 33.15 | 22.95 | 11.9 | 1.7 | 1.7 | 0 | SUN | 2016-12-17 | 1900 | 2050 | N | South | FC |  |  |  | Yes | CAISO_Solar
NQC List | CAISO | BIGSKY_2_SOLAR7 | Big Sky Solar 1 | Big Creek-Ventura | 2 | 1.5 | 9 | 7.5 | 8 | 15.5 | 19.5 | 13.5 | 7 | 1 | 1 | 0 | SUN | 2016-12-15 | 1900 | 2050 | N | South | FC |  |  |  | Yes | CAISO_Solar
NQC List | CAISO | BIOMAS_1_UNIT 1 | WOODLAND BIOMASS | Sierra | 22.41 | 22.41 | 24.06 | 22.89 | 17 | 23.2 | 24.11 | 23.93 | 22.88 | 21.17 | 22.03 | 22.55 | BIOMASS | 1989-08-31 | 1900 | 2050 | N | North | FC |  |  |  | Yes | CAISO_Biomass
NQC List | CAISO | BISHOP_1_ALAMO | BISHOP CREEK PLANT 2 AND 6 | CAISO System | 3.65 | 4.5 | 6.25 | 8.9 | 10.65 | 11.06 | 11.59 | 11.49 | 8.67 | 4.99 | 3.72 | 3.87 | WATER | 1908-01-01 | 1900 | 2050 | N | South | FC |  |  |  | Yes | CAISO_Small_Hydro
NQC List | CAISO | BISHOP_1_UNITS | BISHOP CREEK PLANT 3 AND 4 | CAISO System | 4.53 | 4.65 | 4.49 | 8.81 | 11.96 | 14.33 | 14.48 | 14.62 | 10.69 | 8 | 6.87 | 6.7 | WATER | 1905-01-01 | 1900 | 2050 | N | South | FC |  |  |  | Yes | CAISO_Small_Hydro
NQC List | CAISO | BKRFLD_2_SOLAR1 | Bakersfield 111 | Kern | 0.06 | 0.04 | 0.25 | 0.21 | 0.22 | 0.43 | 0.54 | 0.37 | 0.19 | 0.03 | 0.03 | 0 | SUN | 2015-07-28 | 1900 | 2050 | N | North | FC |  |  |  | Yes | CAISO_Solar
NQC List | CAISO | BLACK_7_UNIT 1 | JAMES B. BLACK 1 | CAISO System | 84 | 84 | 84 | 81.62 | 84 | 84.6 | 84.4 | 84.4 | 83.6 | 68 | 80.9 | 84.4 | WATER | 1966-01-01 | 1900 | 2050 | Y | North | FC |  |  |  | Yes | CAISO_Hydro
NQC List | CAISO | BLACK_7_UNIT 2 | JAMES B. BLACK 2 | CAISO System | 83.28 | 83.28 | 83.28 | 80.82 | 83.28 | 83.88 | 84.08 | 84.08 | 84.08 | 67.28 | 81.28 | 83.88 | WATER | 1965-01-01 | 1900 | 2050 | Y | North | FC |  |  |  | Yes | CAISO_Hydro
NQC List | CAISO | BLAST_1_WIND | Mountain View IV Wind | LA Basin | 6.86 | 5.88 | 13.72 | 12.25 | 12.25 | 16.17 | 11.27 | 10.29 | 7.35 | 3.92 | 5.88 | 6.37 | WIND | 2012-02-23 | 1900 | 2050 | N | South | FC |  |  |  | Yes | CAISO_Wind
NQC List | CAISO | BLCKBT_2_STONEY | BLACK BUTTE HYDRO | CAISO System | 2.04 | 1.6 | 1.3 | 3.5 | 2.7 | 2.57 | 2.02 | 1.83 | 1.5 | 1.5 | 2.1 | 2.51 | WATER | 1988-01-01 | 1900 | 2050 | Y | North | FC |  |  |  | Yes | CAISO_Small_Hydro
NQC List | CAISO | BLCKWL_6_SOLAR1 | Blackwell Solar | CAISO System | 0.48 | 0.36 | 2.16 | 1.8 | 1.92 | 3.72 | 4.68 | 3.24 | 1.68 | 0.24 | 0.24 | 0 | SUN | 2015-04-16 | 1900 | 2050 | N | North | FC |  |  |  | Yes | CAISO_Solar
NQC List | CAISO | BLKCRK_2_SOLAR1 | McCoy Station | CAISO System | 10 | 7.5 | 45 | 37.5 | 40 | 77.5 | 97.5 | 0 | 0 | 0 | 0 | 0 | SUN | 2016-06-14 | 1900 | 2050 | N | South | FC |  | BLKCRK_2_SOLAR1 will become EO when BESS becomes FC. Monthly values already pre-adjusted to 0% for Aug-Dec. |  | Yes | CAISO_Solar
NQC List | CAISO | BLM_2_UNITS | BLM EAST Facility | CAISO System | 47 | 47 | 47 | 47 | 47 | 47 | 47 | 47 | 47 | 47 | 47 | 47 | GEOTHERMAL | 1988-12-05 | 1900 | 2050 | Y | South | FC |  | NQC reduction required due to transfer of deliverability to a new resource. (Adjustment already applied Jan-Dec.) |  | Yes | CAISO_Geothermal
NQC List | CAISO | BLYTHE_1_SOLAR1 | Blythe Solar 1 Project | CAISO System | 0 | 0 | 0 | 0 | 0 | 0 | 0 | 0 | 0 | 0 | 0 | 0 | SUN | 2009-12-18 | 1900 | 2050 | N | South | EO |  |  |  | Yes | CAISO_Solar
NQC List | CAISO | BLYTHE_1_SOLAR2 | Blythe Green 1 | CAISO System | 0 | 0 | 0 | 0 | 0 | 0 | 0 | 0 | 0 | 0 | 0 | 0 | SUN | 2017-04-05 | 1900 | 2050 | N | South | EO |  |  |  | Yes | CAISO_Solar
NQC List | CAISO | BNNIEN_7_ALTAPH | ALTA POWER HOUSE | Sierra | 0.28 | 0.21 | 0.29 | 0.18 | 0.16 | 0.53 | 0.74 | 0.7 | 0.48 | 0.48 | 0.34 | 0.33 | WATER | 1902-01-01 | 1900 | 2050 | N | North | FC |  |  |  | Yes | CAISO_Small_Hydro
NQC List | CAISO | BOGUE_1_UNITA1 | Feather River Energy Center, Unit #1 | Sierra | 47.6 | 47.6 | 47.6 | 47.6 | 47.6 | 47.6 | 47.6 | 47.6 | 47.6 | 47.6 | 47.6 | 47.6 | NATURAL GAS | 2002-12-23 | 1900 | 2050 | Y | North | FC |  |  |  | Yes | CAISO_Peaker2
NQC List | CAISO | BORDER_6_UNITA1 | CalPeak Power Border Unit 1 | San Diego-IV | 51.25 | 51.25 | 51.25 | 51.25 | 51.25 | 51.25 | 51.25 | 51.25 | 51.25 | 51.25 | 51.25 | 51.25 | NATURAL GAS | 2001-10-26 | 1900 | 2050 | Y | South | FC |  |  |  | Yes | CAISO_Peaker2
NQC List | CAISO | BOWMN_6_HYDRO | NID Hydro Bowman Powerhouse | Sierra | 0.95 | 1.16 | 2 | 2.98 | 3.29 | 1.66 | 2.84 | 2.52 | 2.14 | 1.63 | 0.76 | 0.46 | WATER | 2016-12-20 | 1900 | 2050 | N | North | FC |  |  |  | Yes | CAISO_Small_Hydro
NQC List | CAISO | BRDGVL_7_BAKER | Baker Station Hydro | Humboldt | 1.08 | 0.77 | 0.92 | 0.74 | 0.12 | 0.01 | 0 | 0 | 0 | 0 | 0.31 | 0.28 | WATER | 1987-12-10 | 1900 | 2050 | N | North | FC |  |  |  | Yes | CAISO_Small_Hydro
NQC List | CAISO | BRDSLD_2_HIWIND | High Winds Energy Center | Bay Area | 22.68 | 19.44 | 45.36 | 40.5 | 40.5 | 53.46 | 37.26 | 34.02 | 24.3 | 12.96 | 19.44 | 21.06 | WIND | 2003-12-23 | 1900 | 2050 | N | North | FC |  |  |  | Yes | CAISO_Wind
NQC List | CAISO | BRDSLD_2_MTZUM2 | NextEra Energy Montezuma Wind II | Bay Area | 10.95 | 9.38 | 21.9 | 19.55 | 19.55 | 25.81 | 17.99 | 16.42 | 11.73 | 6.26 | 9.38 | 10.17 | WIND | 2012-02-01 | 1900 | 2050 | N | North | FC |  |  |  | Yes | CAISO_Wind
NQC List | CAISO | BRDSLD_2_MTZUMA | FPL Energy Montezuma Wind | Bay Area | 5.15 | 4.42 | 10.3 | 9.2 | 9.2 | 12.14 | 8.46 | 7.73 | 5.52 | 2.94 | 4.42 | 4.78 | WIND | 2011-01-25 | 1900 | 2050 | N | North | FC |  |  |  | Yes | CAISO_Wind
NQC List | CAISO | BRDSLD_2_SHILO1 | Shiloh I Wind Project | Bay Area | 21 | 18 | 42 | 37.5 | 37.5 | 49.5 | 34.5 | 31.5 | 22.5 | 12 | 18 | 19.5 | WIND | 2006-03-30 | 1900 | 2050 | N | North | FC |  |  |  | Yes | CAISO_Wind
NQC List | CAISO | BRDSLD_2_SHILO2 | SHILOH WIND PROJECT 2 | Bay Area | 21 | 18 | 42 | 37.5 | 37.5 | 49.5 | 34.5 | 31.5 | 22.5 | 12 | 18 | 19.5 | WIND | 2009-01-27 | 1900 | 2050 | N | North | FC |  |  |  | Yes | CAISO_Wind
NQC List | CAISO | BRDSLD_2_SHLO3A | Shiloh III Wind Project, LLC | Bay Area | 14.35 | 12.3 | 28.7 | 25.63 | 25.63 | 33.83 | 23.58 | 21.53 | 15.38 | 8.2 | 12.3 | 13.33 | WIND | 2011-12-22 | 1900 | 2050 | N | North | FC |  |  |  | Yes | CAISO_Wind
NQC List | CAISO | BRDSLD_2_SHLO3B | Shiloh IV Wind Project | Bay Area | 14 | 12 | 28 | 25 | 25 | 33 | 23 | 21 | 15 | 8 | 12 | 13 | WIND | 2012-12-07 | 1900 | 2050 | N | North | FC |  |  |  | Yes | CAISO_Wind
NQC List | CAISO | BREGGO_6_DEGRSL | Desert Green Solar Farm | San Diego-IV | 0.25 | 0.19 | 1.13 | 0.95 | 1.01 | 1.95 | 2.46 | 1.7 | 0.88 | 0.13 | 0.13 | 0 | SUN | 2013-02-13 | 1900 | 2050 | N | South | FC |  |  |  | Yes | CAISO_Solar
NQC List | CAISO | BREGGO_6_SOLAR | NRG Borrego Solar One | San Diego-IV | 1.04 | 0.78 | 4.68 | 3.9 | 4.16 | 8.06 | 10.14 | 7.02 | 3.64 | 0.52 | 0.52 | 0 | SUN | 2013-02-12 | 1900 | 2050 | N | South | FC |  |  |  | Yes | CAISO_Solar
NQC List | CAISO | BRODIE_2_WIND | Coram Brodie Wind Project | CAISO System | 14.28 | 12.24 | 28.56 | 25.5 | 25.5 | 33.66 | 23.46 | 21.42 | 15.3 | 8.16 | 12.24 | 13.26 | WIND | 2012-03-29 | 1900 | 2050 | N | South | FC |  |  |  | Yes | CAISO_Wind
NQC List | CAISO | BUCKBL_2_PL1X3 | Blythe Energy Center | CAISO System | 493.63 | 493.63 | 493.63 | 493.63 | 493.63 | 493.63 | 493.63 | 493.63 | 493.63 | 493.63 | 493.63 | 493.63 | NATURAL GAS | 2010-07-31 | 1900 | 2050 | Y | South | FC |  |  |  | Yes | CAISO_CCGT1
NQC List | CAISO | BUCKCK_2_HYDRO | Lassen Station Hydro | Sierra | 0.45 | 0.33 | 0.58 | 0.66 | 0.6 | 0.37 | 0.1 | 0.04 | 0 | 0 | 0.15 | 0.16 | WATER | 2016-06-13 | 1900 | 2050 | N | North | FC |  |  |  | Yes | CAISO_Small_Hydro
NQC List | CAISO | BUCKCK_7_OAKFLT | Oak Flat | Sierra | 0.52 | 0.32 | 0.25 | 0.26 | 0.39 | 0.58 | 0.8 | 0.66 | 0.47 | 0.15 | 0.17 | 0.37 | WATER | 1985-01-01 | 1900 | 2050 | N | North | FC |  |  |  | Yes | CAISO_Small_Hydro
NQC List | CAISO | BUCKCK_7_PL1X2 | BUCKS CREEK AGGREGATE | Sierra | 52.88 | 51.34 | 50.17 | 48.32 | 51.32 | 51.32 | 56 | 51.4 | 42.41 | 44 | 45.8 | 50 | WATER | 1928-01-01 | 1900 | 2050 | Y | North | FC |  |  |  | Yes | CAISO_Hydro
NQC List | CAISO | BUCKWD_1_NPALM1 | North Palm Springs 1A | LA Basin | 0.1 | 0.07 | 0.43 | 0.36 | 0.38 | 0.74 | 0.94 | 0.65 | 0.34 | 0.05 | 0.05 | 0 | SUN | 2012-04-02 | 1900 | 2050 | N | South | FC |  |  |  | Yes | CAISO_Solar
NQC List | CAISO | BUCKWD_1_QF | Buckwind Re-powering project | LA Basin | 2.31 | 1.98 | 4.62 | 4.13 | 4.13 | 5.45 | 3.8 | 3.47 | 2.48 | 1.32 | 1.98 | 2.15 | WIND | 2000-01-01 | 1900 | 2050 | N | South | FC |  |  |  | Yes | CAISO_Wind
NQC List | CAISO | BUCKWD_7_WINTCV | Wintec Energy, Ltd. | LA Basin | 0.18 | 0.16 | 0.37 | 0.33 | 0.33 | 0.44 | 0.3 | 0.28 | 0.2 | 0.11 | 0.16 | 0.17 | WIND | 2003-12-30 | 1900 | 2050 | N | South | FC |  |  |  | Yes | CAISO_Wind
NQC List | CAISO | BURNYF_2_UNIT 1 | Burney Forest Power | CAISO System | 24 | 24.74 | 19.44 | 13.32 | 24.33 | 24.74 | 26.24 | 23.13 | 24.17 | 25.96 | 24.93 | 26.35 | BIOMASS | 2018-08-17 | 1900 | 2050 | N | North | FC |  |  |  | Yes | CAISO_Biomass
NQC List | CAISO | BUTTVL_7_UNIT 1 | BUTT VALLEY HYDRO | CAISO System | 39.2 | 32 | 28.8 | 31.6 | 32 | 32.8 | 39.5 | 32.8 | 39.5 | 32.8 | 32 | 39.2 | WATER | 1958-01-01 | 1900 | 2050 | Y | North | FC |  |  |  | Yes | CAISO_Hydro
NQC List | CAISO | CABZON_1_WINDA1 | Cabazon Wind Project | LA Basin | 5.74 | 4.92 | 11.48 | 10.25 | 10.25 | 13.53 | 9.43 | 8.61 | 6.15 | 3.28 | 4.92 | 5.33 | WIND | 2002-08-31 | 1900 | 2050 | N | South | FC |  |  |  | Yes | CAISO_Wind
NQC List | CAISO | CALFTN_2_SOLAR | California Flats North | CAISO System | 5.2 | 3.9 | 23.4 | 19.5 | 20.8 | 40.3 | 50.7 | 28.78 | 14.92 | 2.13 | 2.13 | 0 | SUN | 2017-11-29 | 1900 | 2050 | N | North | FC |  | Resource will become PCDS to 82%, when BESS becomes FC. Monthly values already pre-adjusted to 82% for Aug-Dec. |  | Yes | CAISO_Solar
NQC List | CAISO | CALFTS_2_CFSSR1 | California Flats Solar South | CAISO System | 6 | 4.5 | 27 | 22.5 | 24 | 46.5 | 58.5 | 40.5 | 21 | 3 | 3 | 0 | SUN | 2019-03-05 | 1900 | 2050 | N | North | FC |  |  |  | Yes | CAISO_Solar
NQC List | CAISO | CALGEN_1_UNITS | Coso Navy 1 | CAISO System | 80 | 80 | 80 | 80 | 80 | 80 | 80 | 80 | 80 | 80 | 80 | 80 | GEOTHERMAL | 1987-07-13 | 1900 | 2050 | Y | South | FC |  |  |  | Yes | CAISO_Geothermal
NQC List | CAISO | CALPIN_1_AGNEW | Agnews Power Plant | Bay Area | 28.56 | 28.56 | 28.56 | 28.56 | 28.56 | 28.56 | 28.56 | 28.56 | 28.56 | 28.56 | 28.56 | 28.56 | NATURAL GAS | 1990-10-19 | 1900 | 2050 | Y | North | FC |  |  |  | Yes | CAISO_CCGT2
NQC List | CAISO | CAMCHE_1_PL1X3 | CAMANCHE UNITS 1, 2 & 3 AGGREGATE | Stockton | 5.06 | 6.93 | 6.44 | 8.65 | 9.32 | 8.49 | 7 | 4.22 | 3.22 | 2.7 | 1.82 | 1.99 | WATER | 1983-01-01 | 1900 | 2050 | N | North | FC |  |  |  | Yes | CAISO_Hydro
NQC List | CAISO | CAMLOT_2_SOLAR1 | Camelot | CAISO System | 1.8 | 1.35 | 8.1 | 6.75 | 7.2 | 13.95 | 17.55 | 12.15 | 6.3 | 0.9 | 0.9 | 0 | SUN | 2014-12-11 | 1900 | 2050 | N | South | FC |  |  |  | Yes | CAISO_Solar
NQC List | CAISO | CAMLOT_2_SOLAR2 | Columbia Two | CAISO System | 0.6 | 0.45 | 2.7 | 2.25 | 2.4 | 4.65 | 5.85 | 4.05 | 2.1 | 0.3 | 0.3 | 0 | SUN | 2014-12-10 | 1900 | 2050 | N | South | FC |  |  |  | Yes | CAISO_Solar
NQC List | CAISO | CAMPFW_7_FARWST | CAMP FAR WEST HYDRO | Sierra | 0 | 2.08 | 5.6 | 5.52 | 3.2 | 2.72 | 3.52 | 3.1 | 0 | 0 | 0 | 0 | WATER | 1985-01-01 | 1900 | 2050 | Y | North | FC |  |  |  | Yes | CAISO_Small_Hydro
NQC List | CAISO | CANTUA_1_SOLAR | Cantua Solar Station | Fresno | 0.8 | 0.6 | 3.6 | 3 | 3.2 | 6.2 | 7.8 | 5.4 | 2.8 | 0.4 | 0.4 | 0 | SUN | 2012-07-25 | 1900 | 2050 | N | North | FC | 100% |  |  | Yes | CAISO_Solar
NQC List | CAISO | CAPWD_1_QF | Edom Hills Wind Farm | LA Basin | 2.74 | 2.35 | 5.47 | 4.89 | 4.89 | 6.45 | 4.5 | 4.11 | 2.93 | 1.56 | 2.35 | 2.54 | WIND | 2000-01-01 | 1900 | 2050 | N | South | FC |  |  |  | Yes | CAISO_Wind
NQC List | CAISO | CARBOU_7_PL2X3 | CARIBOU PH 1 UNIT 2 & 3 AGGREGATE | CAISO System | 32 | 19.2 | 0.8 | 0 | 0 | 0 | 35.2 | 38.4 | 35.2 | 12.8 | 0 | 12.8 | WATER | 1921-01-01 | 1900 | 2050 | Y | North | FC |  |  |  | Yes | CAISO_Hydro
NQC List | CAISO | CARBOU_7_PL4X5 | CARIBOU PH 2 UNIT 4 & 5 AGGREGATE | CAISO System | 48 | 43.2 | 44 | 36 | 47.2 | 64 | 106.14 | 93.2 | 102 | 88.4 | 30.4 | 64 | WATER | 1958-01-01 | 1900 | 2050 | Y | North | FC |  |  |  | Yes | CAISO_Hydro
NQC List | CAISO | CARBOU_7_UNIT 1 | CARIBOU PH 1 UNIT 1 | CAISO System | 14.8 | 8 | 0 | 0 | 0 | 0 | 0.01 | 19.2 | 19.2 | 0 | 0 | 4 | WATER | 1921-01-01 | 1900 | 2050 | Y | North | FC |  |  |  | Yes | CAISO_Hydro
NQC List | CAISO | CARLS1_2_CARCT1 | Carlsbad 1 | San Diego-IV | 422 | 422 | 422 | 422 | 422 | 422 | 422 | 422 | 422 | 422 | 422 | 422 | NATURAL GAS | 2018-11-19 | 1900 | 2050 | Y | South | FC |  |  |  | Yes | CAISO_Peaker1
NQC List | CAISO | CARLS2_1_CARCT1 | Carlsbad 2 | San Diego-IV | 105.5 | 105.5 | 105.5 | 105.5 | 105.5 | 105.5 | 105.5 | 105.5 | 105.5 | 105.5 | 105.5 | 105.5 | NATURAL GAS | 2018-11-20 | 1900 | 2050 | Y | South | FC |  |  |  | Yes | CAISO_Peaker1
NQC List | CAISO | CATLNA_2_SOLAR | Catalina Solar - Phases 1 and 2 | CAISO System | 4.4 | 3.3 | 19.8 | 16.5 | 17.6 | 34.1 | 42.9 | 29.7 | 15.4 | 2.2 | 2.2 | 0 | SUN | 2013-02-15 | 1900 | 2050 | N | South | FC |  |  |  | Yes | CAISO_Solar
NQC List | CAISO | CATLNA_2_SOLAR2 | Catalina Solar 2 | CAISO System | 0.72 | 0.54 | 3.24 | 2.7 | 2.88 | 5.58 | 7.02 | 4.86 | 2.52 | 0.36 | 0.36 | 0 | SUN | 2015-07-22 | 1900 | 2050 | N | South | FC |  |  |  | Yes | CAISO_Solar
NQC List | CAISO | CAVLSR_2_BSOLAR | California Valley Solar Ranch-Phase B | CAISO System | 1.6 | 1.2 | 7.2 | 6 | 6.4 | 12.4 | 15.6 | 10.8 | 5.6 | 0.8 | 0.8 | 0 | SUN | 2013-01-01 | 1900 | 2050 | N | North | FC |  |  |  | Yes | CAISO_Solar
NQC List | CAISO | CAVLSR_2_RSOLAR | California Valley Solar Ranch-Phase A | CAISO System | 8.4 | 6.3 | 37.8 | 31.5 | 33.6 | 65.1 | 81.9 | 56.7 | 29.4 | 4.2 | 4.2 | 0 | SUN | 2013-11-01 | 1900 | 2050 | N | North | FC |  |  |  | Yes | CAISO_Solar
NQC List | CAISO | CAYTNO_2_VASCO | Vasco Road | Bay Area | 4 | 3.96 | 3.99 | 4.07 | 4.04 | 4.02 | 3.92 | 4.03 | 3.59 | 3.67 | 4.05 | 4.03 | BIOGAS | 2014-02-05 | 1900 | 2050 | N | North | FC |  |  |  | Yes | CAISO_Biomass
NQC List | CAISO | CDWR07_2_GEN | CDWR07_2_GEN | CAISO System | 73.11 | 60.43 | 115.6 | 115.6 | 115.6 | 115.6 | 115.6 | 115.6 | 115.6 | 115.6 | 115.6 | 115.6 | WATER | 1899-12-31 | 1900 | 2050 | Y | North | FC |  |  |  | Yes | CAISO_Existing_Pumped_Storage
NQC List | CAISO | CEDRCK_6_UNIT | Water Wheel Ranch | CAISO System | 0.38 | 0.41 | 0.48 | 0.46 | 0.66 | 0.39 | 0.19 | 0.14 | 0.13 | 0.12 | 0.14 | 0.21 | WATER | 1984-03-22 | 1900 | 2050 | N | North | FC |  |  |  | Yes | CAISO_Small_Hydro
NQC List | CAISO | CEDUCR_2_SOLAR1 | Ducor Solar 1 | Big Creek-Ventura | 0 | 0 | 0 | 0 | 0 | 0 | 0 | 0 | 0 | 0 | 0 | 0 | SUN | 2016-12-23 | 1900 | 2050 | N | South | EO |  |  |  | Yes | CAISO_Solar
NQC List | CAISO | CEDUCR_2_SOLAR2 | Ducor Solar 2 | Big Creek-Ventura | 0 | 0 | 0 | 0 | 0 | 0 | 0 | 0 | 0 | 0 | 0 | 0 | SUN | 2016-12-23 | 1900 | 2050 | N | South | EO |  |  |  | Yes | CAISO_Solar
NQC List | CAISO | CEDUCR_2_SOLAR3 | Ducor Solar 3 | Big Creek-Ventura | 0 | 0 | 0 | 0 | 0 | 0 | 0 | 0 | 0 | 0 | 0 | 0 | SUN | 2016-12-23 | 1900 | 2050 | N | South | EO |  |  |  | Yes | CAISO_Solar
NQC List | CAISO | CEDUCR_2_SOLAR4 | Ducor Solar 4 | Big Creek-Ventura | 0 | 0 | 0 | 0 | 0 | 0 | 0 | 0 | 0 | 0 | 0 | 0 | SUN | 2016-12-23 | 1900 | 2050 | N | South | EO |  |  |  | Yes | CAISO_Solar
NQC List | CAISO | CENTER_2_RHONDO | MWD Rio Hondo Hydroelectric Recovery Pla | LA Basin | 1.91 | 1.91 | 1.91 | 1.91 | 1.91 | 1.91 | 1.91 | 1.91 | 1.91 | 1.91 | 1.91 | 1.91 | WATER | 1984-01-01 | 1900 | 2050 | Y | South | FC |  |  |  | Yes | CAISO_Hydro
NQC List | CAISO | CENTER_2_SOLAR1 | Pico Rivera | LA Basin | 0 | 0 | 0 | 0 | 0 | 0 | 0 | 0 | 0 | 0 | 0 | 0 | SUN | 2015-11-20 | 1900 | 2050 | N | South | EO |  |  |  | Yes | CAISO_Solar
NQC List | CAISO | CENTER_2_TECNG1 | TECHNICAST | LA Basin | 0 | 0 | 0 | 0 | 0 | 0 | 0 | 0 | 0 | 0 | 0 | 0 | NATURAL GAS | 2018-05-01 | 1900 | 2050 | N | South | EO |  |  |  | Yes | CAISO_CHP
NQC List | CAISO | CENTER_6_PEAKER | Center Peaker | LA Basin | 47.11 | 47.11 | 47.11 | 47.11 | 47.11 | 47.11 | 47.11 | 47.11 | 47.11 | 47.11 | 47.11 | 47.11 | NATURAL GAS | 2007-09-20 | 1900 | 2050 | Y | South | FC |  |  |  | Yes | CAISO_Peaker1
NQC List | CAISO | CENTRY_6_PL1X4 | CENTURY GENERATING PLANT (AGGREGATE) | LA Basin | 36 | 36 | 36 | 36 | 36 | 36 | 36 | 36 | 36 | 36 | 36 | 36 | NATURAL GAS | 2001-09-17 | 1900 | 2050 | Y | South | FC |  |  |  | Yes | CAISO_Peaker2
NQC List | CAISO | CHALK_1_UNIT | CHALK CLIFF LIMITED | CAISO System | 46.84 | 46.06 | 45.5 | 45 | 44.3 | 43.48 | 43 | 43 | 43.5 | 43.5 | 44 | 45.5 | NATURAL GAS | 1990-03-20 | 1900 | 2050 | Y | North | FC |  |  |  | Yes | CAISO_Peaker1
NQC List | CAISO | CHEVCD_6_UNIT | CHEVRON USA (TAFT/CADET) | CAISO System | 0.52 | 0.67 | 0.52 | 0.44 | 0.37 | 0.64 | 0.78 | 0.82 | 1.01 | 0.83 | 0.72 | 0.73 | NATURAL GAS | 1982-07-26 | 1900 | 2050 | N | North | FC |  |  |  | Yes | CAISO_CHP
NQC List | CAISO | CHEVCO_6_UNIT 1 | CHEVRON USA (COALINGA) | Fresno | 0.97 | 0.97 | 0.87 | 1 | 1.51 | 1.22 | 1.72 | 1.65 | 1.86 | 1.48 | 0.75 | 1.16 | NATURAL GAS | 1986-01-17 | 1900 | 2050 | N | North | FC |  |  |  | Yes | CAISO_CHP
NQC List | CAISO | CHEVCO_6_UNIT 2 | AERA ENERGY LLC. (COALINGA) | Fresno | 0.85 | 1 | 0.87 | 0.8 | 0.79 | 0.62 | 0.6 | 0.6 | 0.7 | 1.06 | 1.08 | 1.08 | NATURAL GAS | 1988-06-03 | 1900 | 2050 | N | North | FC |  |  |  | Yes | CAISO_CHP
NQC List | CAISO | CHEVCY_1_UNIT | CHEVRON USA (CYMRIC) | CAISO System | 3.99 | 2.27 | 2.21 | 2.89 | 2.2 | 2.3 | 3.34 | 3.16 | 2.38 | 4.26 | 2.68 | 2.5 | NATURAL GAS | 1982-10-15 | 1900 | 2050 | N | North | FC |  |  |  | Yes | CAISO_CHP
NQC List | CAISO | CHEVMN_2_UNITS | CHEVRON U.S.A. UNITS 1 & 2 AGGREGATE | LA Basin | 8.24 | 4.37 | 6.75 | 13.66 | 5.52 | 6.54 | 6.62 | 4.02 | 6.66 | 8.29 | 3.91 | 4.47 | OTHER | 1987-12-29 | 1900 | 2050 | N | South | FC |  |  |  | Yes | CAISO_CHP
NQC List | CAISO | CHICPK_7_UNIT 1 | Chicago Park Powerhouse | Sierra | 25.02 | 27.08 | 24.18 | 24.8 | 26.74 | 25.04 | 28.6 | 27.8 | 0 | 0 | 20.8 | 25.6 | WATER | 1965-01-01 | 1900 | 2050 | Y | North | FC |  |  |  | Yes | CAISO_Hydro
NQC List | CAISO | CHILLS_1_SYCENG | Sycamore Energy 1 | San Diego-IV | 0.69 | 0.76 | 0.75 | 0.73 | 0.6 | 0.57 | 0.56 | 0.47 | 0.44 | 0.45 | 0.51 | 0.55 | BIOGAS | 2011-05-19 | 1900 | 2050 | N | South | FC |  |  |  | Yes | CAISO_Biomass
NQC List | CAISO | CHILLS_7_UNITA1 | Sycamore Energy 2 | San Diego-IV | 1.82 | 2 | 2 | 2 | 1.4 | 1.68 | 1.56 | 1.52 | 1.74 | 1.75 | 1.8 | 1.61 | BIOGAS | 2004-07-14 | 1900 | 2050 | Y | South | FC |  |  |  | Yes | CAISO_CHP
NQC List | CAISO | CHINO_2_APEBT1 | Pomona Energy Storage | LA Basin | 20 | 20 | 20 | 20 | 20 | 20 | 20 | 20 | 20 | 20 | 20 | 20 | LESR | 2016-12-31 | 1900 | 2050 | Y | South | FC |  |  |  | Yes | CAISO_Li_Battery
NQC List | CAISO | CHINO_2_JURUPA | Jurupa | LA Basin | 0 | 0 | 0 | 0 | 0 | 0 | 0 | 0 | 0 | 0 | 0 | 0 | SUN | 2013-12-20 | 1900 | 2050 | N | South | EO |  |  |  | Yes | CAISO_Solar
NQC List | CAISO | CHINO_2_QF | CHINO QFS | LA Basin | 0 | 0 | 0 | 0 | 0 | 0 | 0 | 0 | 0 | 0 | 0 | 0 | OTHER | 1987-01-01 | 1900 | 2050 | N | South | FC |  |  |  | Yes | CAISO_CHP
NQC List | CAISO | CHINO_2_SASOLR | SS San Antonio West LLC | LA Basin | 0 | 0 | 0 | 0 | 0 | 0 | 0 | 0 | 0 | 0 | 0 | 0 | SUN | 2013-12-20 | 1900 | 2050 | N | South | EO |  |  |  | Yes | CAISO_Solar
NQC List | CAISO | CHINO_2_SOLAR | Chino RT Solar 1 | LA Basin | 0.04 | 0.03 | 0.18 | 0.15 | 0.16 | 0.31 | 0.39 | 0.27 | 0.14 | 0.02 | 0.02 | 0 | SUN | 2009-12-01 | 1900 | 2050 | N | South | FC |  |  |  | Yes | CAISO_Solar
NQC List | CAISO | CHINO_2_SOLAR2 | Kona Solar - Terra Francesca | LA Basin | 0 | 0 | 0 | 0 | 0 | 0 | 0 | 0 | 0 | 0 | 0 | 0 | SUN | 2015-04-13 | 1900 | 2050 | N | South | EO |  |  |  | Yes | CAISO_Solar
NQC List | CAISO | CHINO_6_CIMGEN | Chino Co-Generation | LA Basin | 26 | 26 | 26 | 26 | 26 | 26 | 26 | 26 | 26 | 26 | 26 | 26 | NATURAL GAS | 2018-06-27 | 1900 | 2050 | Y | South | FC |  |  |  | Yes | CAISO_CHP
NQC List | CAISO | CHINO_7_MILIKN | MN Milliken Genco LLC | LA Basin | 1.29 | 1.2 | 1.49 | 1.48 | 1.36 | 1.24 | 1.25 | 1.19 | 1.21 | 1.27 | 1.41 | 1.32 | BIOGAS | 2003-07-17 | 1900 | 2050 | Y | South | FC |  |  |  | Yes | CAISO_Biomass
NQC List | CAISO | CHWCHL_1_BIOMAS | Chow II Biomass to Energy | Fresno | 8.99 | 9.71 | 10.03 | 9.48 | 8.57 | 9.57 | 9.82 | 9.33 | 10.01 | 9.23 | 9.59 | 9.91 | BIOMASS | 2008-05-08 | 1900 | 2050 | N | North | FC |  |  |  | Yes | CAISO_Biomass
NQC List | CAISO | CHWCHL_1_UNIT | CHOW 2 PEAKER PLANT | Fresno | 48 | 48 | 48 | 48 | 48 | 48 | 48 | 48 | 48 | 48 | 48 | 48 | NATURAL GAS | 2001-06-13 | 1900 | 2050 | Y | North | FC |  |  |  | Yes | CAISO_Reciprocating_Engine
NQC List | CAISO | CLOVDL_1_SOLAR | Cloverdale Solar I | NCNB | 0.06 | 0.05 | 0.27 | 0.23 | 0.24 | 0.47 | 0.59 | 0.41 | 0.21 | 0.03 | 0.03 | 0 | SUN | 2014-06-26 | 1900 | 2050 | N | North | ID | 100% | 16DGD Waiting for Moraga-Castro Valley 230 kV Capacity Increase and possibly other |  | Yes | CAISO_Solar
NQC List | CAISO | CLOVER_2_UNIT | Clover Creek | CAISO System | 0.77 | 0.77 | 0.86 | 0.91 | 0.75 | 0.54 | 0.37 | 0.22 | 0.13 | 0.16 | 0.16 | 0.41 | WATER | 2016-05-06 | 1900 | 2050 | N | North | FC |  |  |  | Yes | CAISO_Small_Hydro
NQC List | CAISO | CLRKRD_6_LIMESD | Lime Saddle Hydro | CAISO System | 0.2 | 0.2 | 0.19 | 0.38 | 0.28 | 0.34 | 0.39 | 0.4 | 0.43 | 0.46 | 0.23 | 0.21 | WATER | 1906-01-01 | 1900 | 2050 | N | North | FC |  |  |  | Yes | CAISO_Small_Hydro
NQC List | CAISO | CLRMTK_1_QF | SMALL QF AGGREGATION - OAKLAND | Bay Area | 0 | 0 | 0 | 0 | 0 | 0 | 0 | 0 | 0 | 0 | 0 | 0 | NATURAL GAS | 1983-12-05 | 1900 | 2050 | N | North | FC |  |  |  | Yes | CAISO_CHP
NQC List | CAISO | CNTNLA_2_SOLAR1 | Centinela Solar Energy I | San Diego-IV | 5 | 3.75 | 22.5 | 18.75 | 20 | 38.75 | 48.75 | 33.75 | 17.5 | 2.5 | 2.5 | 0 | SUN | 2013-10-16 | 1900 | 2050 | N | South | FC |  |  |  | Yes | CAISO_Solar
NQC List | CAISO | CNTNLA_2_SOLAR2 | Centinels Solar Energy 2 | San Diego-IV | 1.82 | 1.37 | 8.21 | 6.84 | 7.3 | 14.14 | 17.78 | 12.31 | 6.38 | 0.91 | 0.91 | 0 | SUN | 2014-08-15 | 1900 | 2050 | N | South | FC |  |  |  | Yes | CAISO_Solar
NQC List | CAISO | CNTRVL_6_UNIT | Centerville | CAISO System | 0 | 0 | 0 | 0 | 0 | 0 | 0 | 0 | 0 | 0 | 0 | 0 | WATER | 0 | 1900 | 2050 | N | North | FC |  |  |  | Yes | CAISO_Small_Hydro
NQC List | CAISO | COCOPP_2_CTG1 | Marsh Landing 1 | Bay Area | 202.49 | 202.49 | 200.6 | 197.53 | 196.71 | 192.92 | 191.45 | 192.29 | 193.74 | 197.14 | 200.73 | 202.03 | NATURAL GAS | 2013-05-01 | 1900 | 2050 | Y | North | FC |  |  |  | Yes | CAISO_Peaker2
NQC List | CAISO | COCOPP_2_CTG2 | Marsh Landing 2 | Bay Area | 201.61 | 201.63 | 199.72 | 196.7 | 195.93 | 192.14 | 190.76 | 191.53 | 192.9 | 195.94 | 199.73 | 201.15 | NATURAL GAS | 2013-05-01 | 1900 | 2050 | Y | North | FC |  |  |  | Yes | CAISO_Peaker2
NQC List | CAISO | COCOPP_2_CTG3 | Marsh Landing 3 | Bay Area | 201.2 | 201.2 | 199.3 | 196.28 | 195.58 | 191.4 | 190 | 190.77 | 192.21 | 195.74 | 199.32 | 200.73 | NATURAL GAS | 2013-05-01 | 1900 | 2050 | Y | North | FC |  |  |  | Yes | CAISO_Peaker2
NQC List | CAISO | COCOPP_2_CTG4 | Marsh Landing 4 | Bay Area | 203.09 | 203.09 | 201.2 | 198.12 | 197.48 | 192.76 | 191.33 | 192.12 | 193.54 | 197.58 | 201.24 | 202.63 | NATURAL GAS | 2013-05-01 | 1900 | 2050 | Y | North | FC |  |  |  | Yes | CAISO_Peaker2
NQC List | CAISO | COCOSB_6_SOLAR | Oakley Solar Project | Bay Area | 0 | 0 | 0 | 0 | 0 | 0 | 0 | 0 | 0 | 0 | 0 | 0 | SUN | 2013-06-12 | 1900 | 2050 | N | North | EO |  |  |  | Yes | CAISO_Solar
NQC List | CAISO | COGNAT_1_UNIT | Stockton Biomas | Stockton | 41.71 | 45 | 42.88 | 21.02 | 27.81 | 30.37 | 39.29 | 45 | 45 | 40.3 | 45 | 43.89 | BIOMASS | 2014-02-12 | 1900 | 2050 | N | North | FC |  |  |  | Yes | CAISO_CHP
NQC List | CAISO | COLEMN_2_UNIT | Coleman | CAISO System | 6.3 | 6.4 | 8.81 | 8.93 | 8.94 | 6.33 | 3.71 | 1.67 | 4.37 | 4.24 | 3.77 | 3.19 | WATER | 1979-01-01 | 1900 | 2050 | N | North | FC |  |  |  | Yes | CAISO_Small_Hydro
NQC List | CAISO | COLGAT_7_UNIT 1 | Colgate Powerhouse Unit 1 | Sierra | 149.85 | 148.64 | 153.29 | 158.63 | 162.79 | 165.7 | 165.1 | 161.65 | 156.74 | 151.87 | 149.95 | 148.24 | WATER | 1969-01-01 | 1900 | 2050 | Y | North | FC |  |  |  | Yes | CAISO_Hydro
NQC List | CAISO | COLGAT_7_UNIT 2 | Colgate Powerhouse Unit 2 | Sierra | 149.8 | 148.6 | 153.24 | 158.63 | 162.83 | 165.76 | 165.16 | 161.68 | 156.71 | 151.81 | 149.91 | 148.21 | WATER | 1969-01-01 | 1900 | 2050 | Y | North | FC |  |  |  | Yes | CAISO_Hydro
NQC List | CAISO | COLTON_6_AGUAM1 | AGUA MANSA UNIT 1 (CITY OF COLTON) | LA Basin | 43 | 43 | 43 | 43 | 43 | 43 | 43 | 43 | 43 | 43 | 43 | 43 | NATURAL GAS | 2003-06-27 | 1900 | 2050 | Y | South | FC |  |  |  | Yes | CAISO_Peaker1
NQC List | CAISO | COLUSA_2_PL1X3 | Colusa Generating Station | CAISO System | 624.88 | 618.9 | 619.21 | 618.9 | 618.9 | 603.46 | 595.31 | 596.62 | 610.72 | 618.9 | 618.9 | 619.43 | NATURAL GAS | 2010-12-22 | 1900 | 2050 | Y | North | FC |  |  |  | Yes | CAISO_CCGT1
NQC List | CAISO | COLVIL_7_PL1X2 | COLLIERVILLE HYDRO UNIT 1 & 2 AGGREGATE | CAISO System | 246.86 | 246.86 | 246.86 | 246.86 | 246.86 | 246.86 | 246.86 | 246.86 | 246.86 | 246.86 | 246.86 | 246.86 | WATER | 1899-12-31 | 1900 | 2050 | Y | North | FC |  |  |  | Yes | CAISO_Hydro
NQC List | CAISO | CONTRL_1_CASAD1 | Mammoth G1 | CAISO System | 7.29 | 7.26 | 6.92 | 6.78 | 6.22 | 5.34 | 5 | 5.05 | 5.81 | 6.18 | 7.06 | 7.3 | GEOTHERMAL | 1984-11-26 | 1900 | 2050 | N | South | FC |  |  |  | Yes | CAISO_Geothermal
NQC List | CAISO | CONTRL_1_CASAD3 | Mammoth G3 | CAISO System | 12.66 | 12.44 | 11.67 | 6.48 | 6.23 | 5.36 | 7.6 | 7.97 | 8.9 | 10.49 | 11.96 | 12.82 | GEOTHERMAL | 2013-04-01 | 1900 | 2050 | N | South | FC |  |  |  | Yes | CAISO_Geothermal
NQC List | CAISO | CONTRL_1_LUNDY | LUNDY | CAISO System | 0.74 | 0.97 | 1.5 | 1.33 | 2.11 | 2.63 | 2.48 | 2.44 | 1.68 | 0.85 | 0.64 | 0.61 | WATER | 1911-01-01 | 1900 | 2050 | N | South | FC |  |  |  | Yes | CAISO_Small_Hydro
NQC List | CAISO | CONTRL_1_OXBOW | Dixie Valley Geo | CAISO System | 58.33 | 57.64 | 54.65 | 48.88 | 50.83 | 49.78 | 53.81 | 54.05 | 53.72 | 54.22 | 58.44 | 59.28 | GEOTHERMAL | 2018-07-05 | 1900 | 2050 | N | South | FC |  |  |  | Yes | CAISO_Geothermal
NQC List | CAISO | CONTRL_1_POOLE | POOLE HYDRO PLANT 1 | CAISO System | 0.9 | 0.98 | 0.65 | 0.72 | 1.81 | 8.96 | 7.38 | 4.88 | 0.6 | 0.31 | 0.38 | 0.8 | WATER | 1924-01-01 | 1900 | 2050 | Y | South | FC |  |  |  | Yes | CAISO_Small_Hydro
NQC List | CAISO | CONTRL_1_QF | CONTROL QFS | CAISO System | 9.94 | 9.21 | 8.49 | 7.8 | 7.57 | 5.76 | 5.26 | 5.89 | 7.74 | 8.56 | 9.85 | 10.58 | OTHER | 1982-01-01 | 1900 | 2050 | N | South | FC |  |  |  | Yes | CAISO_CHP
NQC List | CAISO | CONTRL_1_RUSHCK | RUSH CREEK | CAISO System | 0.82 | 3.02 | 5.17 | 0.82 | 0.43 | 9.45 | 9.55 | 2.42 | 1.02 | 1 | 1.82 | 0.8 | WATER | 1916-01-01 | 1900 | 2050 | Y | South | FC |  |  |  | Yes | CAISO_Small_Hydro
NQC List | CAISO | COPMT2_2_SOLAR2 | CMS2 | CAISO System | 6.2 | 4.65 | 27.9 | 23.25 | 24.8 | 48.05 | 60.45 | 41.85 | 21.7 | 3.1 | 3.1 | 0 | SUN | 2012-06-27 | 1900 | 2050 | N | South | FC |  |  |  | Yes | CAISO_Solar
NQC List | CAISO | COPMT4_2_SOLAR4 | Copper Mountain Solar 4 | CAISO System | 3.68 | 2.76 | 16.56 | 13.8 | 14.72 | 28.52 | 35.88 | 24.84 | 12.88 | 1.84 | 1.84 | 0 | SUN | 2016-12-02 | 1900 | 2050 | N | South | ID | 100% | Waiting for Desert Area upgrades |  | Yes | CAISO_Solar
NQC List | CAISO | COPMTN_2_CM10 | Copper Mountain 10 | CAISO System | 0.4 | 0.3 | 1.8 | 1.5 | 1.6 | 3.1 | 3.9 | 2.7 | 1.4 | 0.2 | 0.2 | 0 | SUN | 2011-10-03 | 1900 | 2050 | N | South | PD | 7.25 |  |  | Yes | CAISO_Solar
NQC List | CAISO | COPMTN_2_SOLAR1 | Copper Mountain 48 | CAISO System | 1.92 | 1.44 | 8.64 | 7.2 | 7.68 | 14.88 | 16.5 | 12.96 | 6.72 | 0.96 | 0.96 | 0 | SUN | 2010-06-15 | 1900 | 2050 | N | South | PD | 16.50 |  |  | Yes | CAISO_Solar
NQC List | CAISO | CORCAN_1_SOLAR1 | CID Solar | Fresno | 0.8 | 0.6 | 3.6 | 3 | 3.2 | 6.2 | 7.8 | 5.4 | 2.8 | 0.4 | 0.4 | 0 | SUN | 2015-01-09 | 1900 | 2050 | N | North | FC | 100% |  |  | Yes | CAISO_Solar
NQC List | CAISO | CORCAN_1_SOLAR2 | Corcoran City | Fresno | 0.44 | 0.33 | 1.98 | 1.65 | 1.76 | 3.41 | 4.29 | 2.97 | 1.54 | 0.22 | 0.22 | 0 | SUN | 2015-05-23 | 1900 | 2050 | N | North | FC | 100% |  |  | Yes | CAISO_Solar
NQC List | CAISO | CORONS_2_SOLAR | Master Development Corona | LA Basin | 0 | 0 | 0 | 0 | 0 | 0 | 0 | 0 | 0 | 0 | 0 | 0 | SUN | 2013-04-24 | 1900 | 2050 | N | South | EO |  |  |  | Yes | CAISO_Solar
NQC List | CAISO | CORONS_6_CLRWTR | Clearwater Power Plant | LA Basin | 28 | 28 | 28 | 28 | 28 | 28 | 28 | 28 | 28 | 28 | 28 | 28 | NATURAL GAS | 2005-02-28 | 1900 | 2050 | Y | South | FC |  |  |  | Yes | CAISO_CCGT2
NQC List | CAISO | CORRAL_6_SJOAQN | Ameresco San Joaquin | CAISO System | 4.1 | 4.22 | 4.02 | 4.17 | 4.16 | 4.16 | 4.14 | 3.73 | 4.13 | 4.2 | 3.74 | 3.85 | BIOGAS | 2014-04-24 | 1900 | 2050 | N | North | FC |  |  |  | Yes | CAISO_Biomass
NQC List | CAISO | COTTLE_2_FRNKNH | Frankenheimer Power Plant | CAISO System | 0 | 0 | 0.48 | 2.51 | 2.41 | 2.54 | 2.76 | 2.9 | 2.06 | 0.03 | 0 | 0 | WATER | 2013-04-01 | 1900 | 2050 | N | North | FC |  |  |  | Yes | CAISO_Small_Hydro
NQC List | CAISO | COVERD_2_HCKHY1 | HATCHET CREEK | CAISO System | 3.2 | 3.85 | 5.42 | 5.95 | 4.6 | 1.64 | 0.1 | 0 | 0 | 0 | 0.36 | 0.91 | WATER | 2017-06-01 | 1900 | 2050 | N | North | FC |  |  |  | Yes | CAISO_Hydro
NQC List | CAISO | COVERD_2_MCKHY1 | Montgomery Creek Hydro | CAISO System | 1.66 | 1.56 | 2.31 | 2.37 | 1.75 | 1.06 | 0.81 | 0.03 | 0 | 0 | 0.47 | 0.66 | WATER | 2017-08-01 | 1900 | 2050 | N | North | FC |  |  |  | Yes | CAISO_Hydro
NQC List | CAISO | COVERD_2_QFUNTS | Cove Hydroelectric Project | CAISO System | 0.5 | 2.1 | 4 | 4.2 | 4 | 1.44 | 0.22 | 0 | 0 | 0 | 0 | 0.24 | WATER | 1987-01-05 | 1900 | 2050 | Y | North | FC |  |  |  | Yes | CAISO_Small_Hydro
NQC List | CAISO | COVERD_2_RCKHY1 | ROARING CREEK | CAISO System | 1.11 | 1.24 | 1.54 | 1.66 | 1.13 | 0.77 | 0.23 | 0 | 0 | 0 | 0.16 | 0.43 | WATER | 2017-06-01 | 1900 | 2050 | N | North | FC |  |  |  | Yes | CAISO_Hydro
NQC List | CAISO | COWCRK_2_UNIT | Cow Creek Hydro | CAISO System | 1 | 0.88 | 0.76 | 1.15 | 0.68 | 0.64 | 0.44 | 0.17 | 0.13 | 0.23 | 0.46 | 0.75 | WATER | 1907-01-01 | 1900 | 2050 | N | North | FC |  |  |  | Yes | CAISO_Small_Hydro
NQC List | CAISO | CPSTNO_7_PRMADS | PRIMA DESCHECHA (CAPISTRANO) | San Diego-IV | 5.64 | 5.34 | 5.25 | 5.09 | 5.7 | 5.83 | 5.81 | 5.11 | 4.86 | 5.59 | 5.6 | 5.57 | BIOGAS | 1999-01-01 | 1900 | 2050 | N | South | FC |  |  |  | Yes | CAISO_CHP
NQC List | CAISO | CPVERD_2_SOLAR | Campo Verde Solar | San Diego-IV | 5.56 | 4.17 | 25.02 | 20.85 | 22.24 | 43.09 | 54.21 | 37.53 | 19.46 | 2.78 | 2.78 | 0 | SUN | 2013-10-22 | 1900 | 2050 | N | South | FC |  |  |  | Yes | CAISO_Solar
NQC List | CAISO | CRELMN_6_RAMON1 | Ramona 1 | San Diego-IV | 0.08 | 0.06 | 0.36 | 0.3 | 0.32 | 0.62 | 0.78 | 0.54 | 0.28 | 0.04 | 0.04 | 0 | SUN | 2013-12-31 | 1900 | 2050 | N | South | FC |  |  |  | Yes | CAISO_Solar
NQC List | CAISO | CRELMN_6_RAMON2 | Ramona 2 | San Diego-IV | 0.2 | 0.15 | 0.9 | 0.75 | 0.8 | 1.55 | 1.95 | 1.35 | 0.7 | 0.1 | 0.1 | 0 | SUN | 2013-12-31 | 1900 | 2050 | N | South | FC |  |  |  | Yes | CAISO_Solar
NQC List | CAISO | CRELMN_6_RAMSR3 | Ramona Solar Energy | San Diego-IV | 0.14 | 0.1 | 0.62 | 0.52 | 0.55 | 1.07 | 1.34 | 0.94 | 0.48 | 0.07 | 0.07 | 0 | SUN | 2018-02-03 | 1900 | 2050 | N | South | PD | 80% |  |  | Yes | CAISO_Solar
NQC List | CAISO | CRESSY_1_PARKER | PARKER POWERHOUSE | Fresno | 0 | 0 | 0.14 | 0.53 | 1.14 | 1.01 | 0.92 | 0.99 | 0.95 | 0.41 | 0 | 0 | WATER | 1981-09-23 | 1900 | 2050 | N | North | FC |  |  |  | Yes | CAISO_Small_Hydro
NQC List | CAISO | CRESTA_7_PL1X2 | CRESTA PH UNIT 1 & 2 AGGREGATE | Sierra | 41.2 | 42 | 57.2 | 52.4 | 56 | 40.4 | 48.84 | 52.4 | 45.6 | 28 | 24 | 32 | WATER | 1949-01-01 | 1900 | 2050 | Y | North | FC |  |  |  | Yes | CAISO_Hydro
NQC List | CAISO | CRNEVL_6_CRNVA | Crane Valley | Fresno | 0.11 | 0.05 | 0.29 | 0.15 | 0.16 | 0.2 | 0 | 0 | 0.3 | 0.34 | 0.38 | 0.05 | WATER | 1919-01-01 | 1900 | 2050 | N | North | FC |  |  |  | Yes | CAISO_Small_Hydro
NQC List | CAISO | CRNEVL_6_SJQN 2 | SAN JOAQUIN 2 | Fresno | 0.25 | 0.12 | 0.15 | 0.29 | 0.23 | 0.43 | 0 | 0.01 | 0.43 | 0.52 | 0.63 | 0.18 | WATER | 1917-01-01 | 1900 | 2050 | N | North | FC |  |  |  | Yes | CAISO_Hydro
NQC List | CAISO | CRNEVL_6_SJQN 3 | SAN JOAQUIN 3 | Fresno | 0.35 | 0.22 | 0 | 0 | 0 | 0 | 0 | 0 | 0 | 0 | 0 | 0 | WATER | 1923-01-01 | 1900 | 2050 | N | North | FC |  |  |  | Yes | CAISO_Hydro
NQC List | CAISO | CROKET_7_UNIT | CROCKETT COGEN | Bay Area | 179.41 | 168.16 | 133.91 | 97.35 | 106.24 | 212.64 | 194.76 | 208.83 | 181.48 | 144.59 | 156.21 | 217.32 | NATURAL GAS | 1995-12-20 | 1900 | 2050 | N | North | FC |  |  |  | Yes | CAISO_CHP
NQC List | CAISO | CRSTWD_6_KUMYAY | Kumeyaay Wind Farm | San Diego-IV | 7 | 6 | 14 | 12.5 | 12.5 | 16.5 | 11.5 | 10.5 | 7.5 | 4 | 6 | 6.5 | WIND | 2005-12-21 | 1900 | 2050 | N | South | FC |  |  |  | Yes | CAISO_Wind
NQC List | CAISO | CRWCKS_1_SOLAR1 | Crow Creek Solar 1 | Stockton | 0 | 0 | 0 | 0 | 0 | 0 | 0 | 0 | 0 | 0 | 0 | 0 | SUN | 2016-06-30 | 1900 | 2050 | N | North | EO |  |  |  | Yes | CAISO_Solar
NQC List | CAISO | CSCCOG_1_UNIT 1 | SANTA CLARA CO-GEN | Bay Area | 6 | 6 | 6 | 6 | 6 | 6 | 6 | 6 | 6 | 6 | 6 | 6 | NATURAL GAS | 1981-01-01 | 1900 | 2050 | Y | North | FC |  |  |  | Yes | CAISO_CHP
NQC List | CAISO | CSCGNR_1_UNIT 1 | GIANERA PEAKER UNIT 1 | Bay Area | 24 | 24 | 24 | 24 | 24 | 24 | 24 | 24 | 24 | 24 | 24 | 24 | NATURAL GAS | 1987-01-01 | 1900 | 2050 | Y | North | FC |  |  |  | Yes | CAISO_Peaker2
NQC List | CAISO | CSCGNR_1_UNIT 2 | GIANERA PEAKER UNIT 2 | Bay Area | 24 | 24 | 24 | 24 | 24 | 24 | 24 | 24 | 24 | 24 | 24 | 24 | NATURAL GAS | 1986-01-01 | 1900 | 2050 | Y | North | FC |  |  |  | Yes | CAISO_Peaker2
NQC List | CAISO | CSLR4S_2_SOLAR | Csolar IV South | San Diego-IV | 5.2 | 3.9 | 23.4 | 19.5 | 20.8 | 40.3 | 50.7 | 35.1 | 18.2 | 2.6 | 2.6 | 0 | SUN | 2013-10-11 | 1900 | 2050 | N | South | FC |  |  |  | Yes | CAISO_Solar
NQC List | CAISO | CSTOGA_6_LNDFIL | Clover Flat Land Fill Gas | NCNB | 0 | 0 | 0 | 0 | 0 | 0 | 0 | 0 | 0 | 0 | 0 | 0 | BIOGAS | 2014-06-25 | 1900 | 2050 | N | North | EO |  |  |  | Yes | CAISO_Biomass
NQC List | CAISO | CSTRVL_7_PL1X2 | Marina Land Fill Gas | CAISO System | 4.13 | 3.51 | 3.69 | 4.01 | 3.63 | 3.95 | 4.16 | 4.14 | 4.17 | 3.86 | 3.98 | 3.73 | OTHER | 2007-09-01 | 1900 | 2050 | Y | North | FC |  |  |  | Yes | CAISO_Biomass
NQC List | CAISO | CSTRVL_7_QFUNTS | Castroville QF Aggregate | CAISO System | 0.11 | 0.11 | 0.14 | 0.11 | 0.1 | 0.08 | 0.07 | 0.07 | 0.05 | 0.06 | 0.05 | 0.07 | OTHER | 2006-06-01 | 1900 | 2050 | N | North | FC |  |  |  | Yes | CAISO_CHP
NQC List | CAISO | CTNWDP_1_QF | SMALL QF AGGREGATION - BURNEY | CAISO System | 0.01 | 0.01 | 0.01 | 0.02 | 0.01 | 0.02 | 0.02 | 0.01 | 0.01 | 0.02 | 0.02 | 0.02 | WATER | 1982-01-01 | 1900 | 2050 | N | North | FC |  |  |  | Yes | CAISO_Small_Hydro
NQC List | CAISO | CUMBIA_1_SOLAR | Columbia Solar Energy II | Bay Area | 0.76 | 0.57 | 3.42 | 2.85 | 3.04 | 5.89 | 7.41 | 5.13 | 2.66 | 0.38 | 0.38 | 0 | SUN | 2015-10-21 | 1900 | 2050 | N | North | FC |  |  |  | Yes | CAISO_Solar
NQC List | CAISO | CUMMNG_6_SUNCT1 | SunSelect 1 | CAISO System | 3.33 | 3.39 | 3.04 | 3.01 | 3.34 | 3.54 | 3.53 | 3.56 | 3.4 | 3.16 | 3.38 | 3.45 | NATURAL GAS | 2018-05-31 | 1900 | 2050 | Y | South | FC |  |  |  | Yes | CAISO_CHP
NQC List | CAISO | CURTIS_1_CANLCK | Canal Creek Powerhouse | Fresno | 0 | 0 | 0 | 0 | 0 | 0 | 0 | 0 | 0 | 0 | 0 | 0 | WATER | 1983-01-01 | 1900 | 2050 | N | North | FC |  |  |  | Yes | CAISO_Small_Hydro
NQC List | CAISO | CURTIS_1_FARFLD | Fairfield Powerhouse | Fresno | 0 | 0 | 0 | 0 | 0.14 | 0.55 | 0.79 | 0.53 | 0.18 | 0 | 0 | 0 | WATER | 1983-08-02 | 1900 | 2050 | N | North | FC |  |  |  | Yes | CAISO_Small_Hydro
NQC List | CAISO | CUYAMS_6_CUYSR1 | Cuyama Solar | CAISO System | 1.6 | 1.2 | 7.2 | 6 | 6.4 | 12.4 | 15.6 | 10.8 | 5.6 | 0.8 | 0.8 | 0 | SUN | 2017-11-30 | 1900 | 2050 | N | North | FC |  |  |  | Yes | CAISO_Solar
NQC List | CAISO | DAIRLD_1_MD1SL1 | Madera 1 | Fresno | 0 | 0 | 0 | 0 | 0 | 0 | 0 | 0 | 0 | 0 | 0 | 0 | SUN | 2017-12-29 | 1900 | 2050 | N | North | EO |  |  |  | Yes | CAISO_Solar
NQC List | CAISO | DAIRLD_1_MD2BM1 | Madera Digester Genset 2 | Fresno | 0 | 0 | 0 | 0 | 0 | 0 | 0 | 0 | 0 | 0 | 0 | 0 | BIOGAS | #N/A | 1900 | 2050 | N | North | EO |  |  |  | Yes | CAISO_Biomass
NQC List | CAISO | DAVIS_1_SOLAR1 | Grasslands 3 | Sierra | 0 | 0 | 0 | 0 | 0 | 0 | 0 | 0 | 0 | 0 | 0 | 0 | SUN | 2013-07-01 | 1900 | 2050 | N | North | EO |  |  |  | Yes | CAISO_Solar
NQC List | CAISO | DAVIS_1_SOLAR2 | Grasslands 4 | Sierra | 0 | 0 | 0 | 0 | 0 | 0 | 0 | 0 | 0 | 0 | 0 | 0 | SUN | 2013-08-05 | 1900 | 2050 | N | North | EO |  |  |  | Yes | CAISO_Solar
NQC List | CAISO | DAVIS_7_MNMETH | MM Yolo Power LLC | Sierra | 1.85 | 1.93 | 2.12 | 2.46 | 2.33 | 2.19 | 1.94 | 1.75 | 1.77 | 1.72 | 1.62 | 1.89 | BIOGAS | 1997-01-01 | 1900 | 2050 | N | North | FC |  |  |  | Yes | CAISO_Biomass
NQC List | CAISO | DEADCK_1_UNIT | DEADCK_1_UNIT | Sierra | 0.74 | 1.02 | 1.12 | 0.88 | 0.24 | 0.26 | 0.1 | 0.02 | 0 | 0.01 | 0.01 | 0.08 | WATER | 1990-01-29 | 1900 | 2050 | N | North | FC |  |  |  | Yes | CAISO_Small_Hydro
NQC List | CAISO | DEERCR_6_UNIT 1 | DEER CREEK | Sierra | 1.21 | 1.19 | 0.84 | 0.15 | 2.13 | 3.2 | 3.3 | 3.18 | 2.95 | 2.22 | 1.49 | 1.51 | WATER | 1908-01-01 | 1900 | 2050 | N | North | FC |  |  |  | Yes | CAISO_Hydro
NQC List | CAISO | DELAMO_2_SOLAR1 | Golden Springs Building H | LA Basin | 0.06 | 0.05 | 0.27 | 0.23 | 0.24 | 0.47 | 0.59 | 0.41 | 0.21 | 0.03 | 0.03 | 0 | SUN | 2015-04-22 | 1900 | 2050 | N | South | FC |  |  |  | Yes | CAISO_Solar
NQC List | CAISO | DELAMO_2_SOLAR2 | Golden Springs Building M | LA Basin | 0.07 | 0.05 | 0.32 | 0.26 | 0.28 | 0.54 | 0.68 | 0.47 | 0.25 | 0.04 | 0.04 | 0 | SUN | 2015-04-01 | 1900 | 2050 | N | South | FC |  |  |  | Yes | CAISO_Solar
NQC List | CAISO | DELAMO_2_SOLAR3 | Golden Springs Building G | LA Basin | 0.05 | 0.04 | 0.23 | 0.19 | 0.2 | 0.39 | 0.49 | 0.34 | 0.18 | 0.03 | 0.03 | 0 | SUN | 2017-02-24 | 1900 | 2050 | N | South | FC |  |  |  | Yes | CAISO_Solar
NQC List | CAISO | DELAMO_2_SOLAR4 | Golden Springs Building F | LA Basin | 0.05 | 0.04 | 0.23 | 0.2 | 0.21 | 0.4 | 0.51 | 0.35 | 0.18 | 0.03 | 0.03 | 0 | SUN | 2017-02-24 | 1900 | 2050 | N | South | FC |  |  |  | Yes | CAISO_Solar
NQC List | CAISO | DELAMO_2_SOLAR5 | Golden Springs Building L | LA Basin | 0.04 | 0.03 | 0.18 | 0.15 | 0.16 | 0.31 | 0.39 | 0.27 | 0.14 | 0.02 | 0.02 | 0 | SUN | 2017-02-24 | 1900 | 2050 | N | South | FC |  |  |  | Yes | CAISO_Solar
NQC List | CAISO | DELAMO_2_SOLAR6 | Freeway Springs | LA Basin | 0.08 | 0.06 | 0.36 | 0.3 | 0.32 | 0.62 | 0.78 | 0.54 | 0.28 | 0.04 | 0.04 | 0 | SUN | 2017-01-25 | 1900 | 2050 | N | South | FC |  |  |  | Yes | CAISO_Solar
NQC List | CAISO | DELAMO_2_SOLRC1 | Golden Springs Building C1 | LA Basin | 0 | 0 | 0 | 0 | 0 | 0 | 0 | 0 | 0 | 0 | 0 | 0 | SUN | 2012-02-10 | 1900 | 2050 | N | South | EO |  |  |  | Yes | CAISO_Solar
NQC List | CAISO | DELAMO_2_SOLRD | Golden Solar Building D | LA Basin | 0 | 0 | 0 | 0 | 0 | 0 | 0 | 0 | 0 | 0 | 0 | 0 | SUN | 2012-04-02 | 1900 | 2050 | N | South | EO |  |  |  | Yes | CAISO_Solar
NQC List | CAISO | DELSUR_6_BSOLAR | Central Antelope Dry Ranch B | Big Creek-Ventura | 0.12 | 0.09 | 0.54 | 0.45 | 0.48 | 0.93 | 1.17 | 0.81 | 0.42 | 0.06 | 0.06 | 0 | SUN | 2017-09-29 | 1900 | 2050 | N | South | FC |  |  |  | Yes | CAISO_Solar
NQC List | CAISO | DELSUR_6_CREST | Delsur Aggregate Solar Resources | Big Creek-Ventura | 0 | 0 | 0 | 0 | 0 | 0 | 0 | 0 | 0 | 0 | 0 | 0 | SUN | 2000-01-01 | 1900 | 2050 | N | South | EO |  |  |  | Yes | CAISO_Solar
NQC List | CAISO | DELSUR_6_DRYFRB | Dry Farm Ranch B | Big Creek-Ventura | 0.2 | 0.15 | 0.9 | 0.75 | 0.8 | 1.55 | 1.95 | 1.35 | 0.7 | 0.1 | 0.1 | 0 | SUN | 2014-11-21 | 1900 | 2050 | N | South | FC |  |  |  | Yes | CAISO_Solar
NQC List | CAISO | DELSUR_6_SOLAR1 | Summer Solar North | Big Creek-Ventura | 0.26 | 0.2 | 1.17 | 0.98 | 1.04 | 2.02 | 2.54 | 1.76 | 0.91 | 0.13 | 0.13 | 0 | SUN | 2015-06-03 | 1900 | 2050 | N | South | FC |  |  |  | Yes | CAISO_Solar
NQC List | CAISO | DELSUR_6_SOLAR4 | Radiance Solar 4 | Big Creek-Ventura | 0 | 0 | 0 | 0 | 0 | 0 | 0 | 0 | 0 | 0 | 0 | 0 | SUN | #N/A | 1900 | 2050 | N | South | EO |  |  |  | Yes | CAISO_Solar
NQC List | CAISO | DELSUR_6_SOLAR5 | Radiance Solar 5 | Big Creek-Ventura | 0 | 0 | 0 | 0 | 0 | 0 | 0 | 0 | 0 | 0 | 0 | 0 | SUN | #N/A | 1900 | 2050 | N | South | EO |  |  |  | Yes | CAISO_Solar
NQC List | CAISO | DELTA_2_PL1X4 | DELTA ENERGY CENTER AGGREGATE | Bay Area | 861.29 | 861.29 | 855 | 845 | 835 | 820 | 813 | 813 | 813 | 835 | 850 | 861.29 | NATURAL GAS | 2002-06-17 | 1900 | 2050 | Y | North | FC |  |  |  | Yes | CAISO_CCGT1
NQC List | CAISO | DEVERS_1_SEPV05 | SEPV 5 | LA Basin | 0 | 0 | 0 | 0 | 0 | 0 | 0 | 0 | 0 | 0 | 0 | 0 | SUN | 2012-05-10 | 1900 | 2050 | N | South | EO |  |  |  | Yes | CAISO_Solar
NQC List | CAISO | DEVERS_1_SOLAR | Cascade Solar | LA Basin | 0 | 0 | 0 | 0 | 0 | 0 | 0 | 0 | 0 | 0 | 0 | 0 | SUN | 2013-11-30 | 1900 | 2050 | N | South | EO |  |  |  | Yes | CAISO_Solar
NQC List | CAISO | DEVERS_1_SOLAR1 | SEPV8 | LA Basin | 0 | 0 | 0 | 0 | 0 | 0 | 0 | 0 | 0 | 0 | 0 | 0 | SUN | 2013-06-01 | 1900 | 2050 | N | South | EO |  |  |  | Yes | CAISO_Solar
NQC List | CAISO | DEVERS_1_SOLAR2 | SEPV9 | LA Basin | 0 | 0 | 0 | 0 | 0 | 0 | 0 | 0 | 0 | 0 | 0 | 0 | SUN | 2013-06-01 | 1900 | 2050 | N | South | EO |  |  |  | Yes | CAISO_Solar
NQC List | CAISO | DEVERS_2_CS2SR4 | Caliente Solar 2 | LA Basin | 0 | 0 | 0 | 0 | 0 | 0 | 0 | 0 | 0 | 0 | 0 | 0 | SUN | 2018-05-18 | 1900 | 2050 | N | South | EO |  |  |  | Yes | CAISO_Solar
NQC List | CAISO | DEVERS_2_DHSPG2 | Desert Hot Springs 2 | LA Basin | 0 | 0 | 0 | 0 | 0 | 0 | 0 | 0 | 0 | 0 | 0 | 0 | SUN | 2013-12-31 | 1900 | 2050 | N | South | EO |  |  |  | Yes | CAISO_Solar
NQC List | CAISO | DEXZEL_1_UNIT | Western Power and Steam Cogeneration | Kern | 17.46 | 17.55 | 17.41 | 12.17 | 17.38 | 17.13 | 17.47 | 16.95 | 17.41 | 16.77 | 14.86 | 13.39 | NATURAL GAS | 1989-11-30 | 1900 | 2050 | N | North | FC |  |  |  | Yes | CAISO_CHP
NQC List | CAISO | DIABLO_7_UNIT 1 | Diablo Canyon Unit 1 | CAISO System | 1140 | 1140 | 1140 | 1140 | 1140 | 1140 | 1140 | 1140 | 1140 | 1140 | 1140 | 1140 | URANIUM | 1985-01-01 | 1900 | 2024 | N | North | FC |  |  |  | Yes | CAISO_Nuclear
NQC List | CAISO | DIABLO_7_UNIT 2 | Diablo Canyon Unit 2 | CAISO System | 1140 | 1140 | 1140 | 1140 | 1140 | 1140 | 1140 | 1140 | 1140 | 1140 | 1140 | 1140 | URANIUM | 1986-01-01 | 1900 | 2024 | N | North | FC |  |  |  | Yes | CAISO_Nuclear
NQC List | CAISO | DISCOV_1_CHEVRN | CHEVRON USA (EASTRIDGE) | Kern | 1.79 | 2.44 | 2.84 | 3.55 | 3.01 | 3.77 | 2.94 | 2.69 | 3.43 | 2.74 | 1.8 | 2.38 | NATURAL GAS | 1988-06-13 | 1900 | 2050 | N | North | FC |  |  |  | Yes | CAISO_CHP
NQC List | CAISO | DIXNLD_1_LNDFL | Zero Waste Energy | Bay Area | 0.52 | 0.64 | 0.65 | 0.63 | 0.67 | 0.6 | 0.62 | 0.7 | 0.72 | 0.68 | 0.35 | 0.28 | BIOMASS | 2015-11-13 | 1900 | 2050 | N | North | FC |  |  |  | Yes | CAISO_Biomass
NQC List | CAISO | DMDVLY_1_UNITS | DIAMOND VALLEY LAKE PUMP-GEN PLANT | LA Basin | 0 | 0.51 | 0.82 | 0 | 0 | 0 | 0 | 4.15 | 0 | 0 | 0 | 0 | WATER | 2001-01-01 | 1900 | 2050 | N | South | FC |  |  |  | Yes | CAISO_Hydro
NQC List | CAISO | DONNLS_7_UNIT | Donnells Hydro | Stockton | 65.95 | 66.32 | 67.86 | 65.21 | 70.1 | 72 | 72 | 72 | 72 | 70.02 | 67.92 | 66.81 | WATER | 1957-01-01 | 1900 | 2050 | Y | North | FC |  |  |  | Yes | CAISO_Hydro
NQC List | CAISO | DOSMGO_2_NSPIN | DOSMGO_2_NSPIN | CAISO System | 16 | 15.97 | 16 | 15.99 | 16 | 15.99 | 16 | 16 | 15.99 | 14.16 | 15.99 | 16 | DEMAND RESPONSE | 1899-12-31 | 1900 | 2050 | Y | North | FC |  |  |  | No | #N/A
NQC List | CAISO | DOUBLC_1_UNITS | DOUBLE "C" LIMITED | Kern | 51.48 | 51.44 | 51 | 50.38 | 50.2 | 49.54 | 49.38 | 49.5 | 50.03 | 50.43 | 51.14 | 51.68 | NATURAL GAS | 1989-03-14 | 1900 | 2050 | Y | North | FC |  |  |  | Yes | CAISO_Peaker2
NQC List | CAISO | DRACKR_2_DS3SR3 | Dracker Solar Unit 3 | CAISO System | 5 | 3.75 | 22.5 | 18.75 | 20 | 38.75 | 48.75 | 0 | 0 | 0 | 0 | 0 | SUN | 2020-06-01 | 1900 | 2050 | N | South | FC |  | DRACKR_2_DS3SR3 will become EO when BESS becomes FC. Monthly values already pre-adjusted to 0% for Aug-Dec. |  | Yes | CAISO_Solar
NQC List | CAISO | DRACKR_2_SOLAR1 | Dracker Solar Unit 1 | CAISO System | 4.4 | 3.3 | 19.8 | 16.5 | 17.6 | 34.1 | 42.9 | 29.7 | 15.4 | 2.2 | 2.2 | 0 | SUN | 2016-03-07 | 1900 | 2050 | N | South | FC |  |  |  | Yes | CAISO_Solar
NQC List | CAISO | DRACKR_2_SOLAR2 | Dracker Solar Unit 2 | CAISO System | 5 | 3.75 | 22.5 | 18.75 | 0 | 0 | 0 | 0 | 0 | 0 | 0 | 0 | SUN | 2016-09-30 | 1900 | 2050 | N | South | FC |  | DRACKR_2_SOLAR2 will become EO when BESS becomes FC. Monthly values already pre-adjusted to 0% for May-Dec. |  | Yes | CAISO_Solar
NQC List | CAISO | DREWS_6_PL1X4 | Drews Generating Plant | LA Basin | 36 | 36 | 36 | 36 | 36 | 36 | 36 | 36 | 36 | 36 | 36 | 36 | NATURAL GAS | 2001-08-14 | 1900 | 2050 | Y | South | FC |  |  |  | Yes | CAISO_Peaker2
NQC List | CAISO | DRUM_7_PL1X2 | Drum PH 1 Units 1 & 2 Aggregate | Sierra | 0 | 0 | 0 | 0 | 0 | 0 | 10.4 | 10.4 | 0 | 0 | 0 | 9.6 | WATER | 1913-01-01 | 1900 | 2050 | Y | North | FC |  |  |  | Yes | CAISO_Hydro
NQC List | CAISO | DRUM_7_PL3X4 | Drum PH 1 Units 3 & 4 Aggregate | Sierra | 10.4 | 0 | 0 | 12.8 | 12.8 | 12.8 | 12.8 | 12.8 | 0 | 0 | 0 | 12.8 | WATER | 1922-01-01 | 1900 | 2050 | Y | North | FC |  |  |  | Yes | CAISO_Hydro
NQC List | CAISO | DRUM_7_UNIT 5 | DRUM PH 2 UNIT 5 | Sierra | 39.6 | 45.2 | 46.2 | 39.6 | 39.6 | 39.6 | 48.95 | 47.74 | 0 | 0 | 34.48 | 39.6 | WATER | 1965-01-01 | 1900 | 2050 | Y | North | FC |  |  |  | Yes | CAISO_Hydro
NQC List | CAISO | DSABLA_7_UNIT | De Sabla Hydro | CAISO System | 5.51 | 5.45 | 3.9 | 1.74 | 7.78 | 7.32 | 10.42 | 6.1 | 3.95 | 2.94 | 3.55 | 6.28 | WATER | 1963-01-01 | 1900 | 2050 | N | North | FC |  |  |  | Yes | CAISO_Small_Hydro
NQC List | CAISO | DSFLWR_2_WS2SR1 | Willow Springs 2 | CAISO System | 4 | 3 | 18 | 15 | 16 | 31 | 39 | 27 | 14 | 2 | 2 | 0 | SUN | 2019-01-29 | 1900 | 2050 | N | South | FC |  |  |  | Yes | CAISO_Solar
NQC List | CAISO | DSRTSL_2_SOLAR1 | Desert Stateline | CAISO System | 11.85 | 8.89 | 53.31 | 44.43 | 47.39 | 91.82 | 115.51 | 79.97 | 41.47 | 5.92 | 5.92 | 0 | SUN | 2016-08-30 | 1900 | 2050 | N | South | FC |  |  |  | Yes | CAISO_Solar
NQC List | CAISO | DSRTSN_2_SOLAR1 | Desert Sunlight 300 | CAISO System | 12 | 9 | 54 | 45 | 48 | 93 | 117 | 81 | 42 | 6 | 6 | 0 | SUN | 2013-10-22 | 1900 | 2050 | N | South | FC |  |  |  | Yes | CAISO_Solar
NQC List | CAISO | DSRTSN_2_SOLAR2 | Desert Sunlight 250 | CAISO System | 10 | 7.5 | 45 | 37.5 | 40 | 77.5 | 97.5 | 67.5 | 35 | 5 | 5 | 0 | SUN | 2013-10-12 | 1900 | 2050 | N | South | FC |  |  |  | Yes | CAISO_Solar
NQC List | CAISO | DTCHWD_2_BT3WND | Brookfield Tehachapi 3 | CAISO System | 0.63 | 0.54 | 1.26 | 1.13 | 1.13 | 1.49 | 1.04 | 0.95 | 0.68 | 0.36 | 0.54 | 0.59 | WIND | 2016-04-22 | 1900 | 2050 | N | South | FC |  |  |  | Yes | CAISO_Wind
NQC List | CAISO | DTCHWD_2_BT4WND | Brookfield Tehachapi 4 | CAISO System | 0.91 | 0.78 | 1.83 | 1.63 | 1.63 | 2.15 | 1.5 | 1.37 | 0.98 | 0.52 | 0.78 | 0.85 | WIND | 2016-04-22 | 1900 | 2050 | N | South | FC |  |  |  | Yes | CAISO_Wind
NQC List | CAISO | DUANE_1_PL1X3 | DONALD VON RAESFELD POWER PROJECT | Bay Area | 147.8 | 147.8 | 147.8 | 147.8 | 143.5 | 143.5 | 143.5 | 143.5 | 143.5 | 147.8 | 147.8 | 147.8 | NATURAL GAS | 2005-03-24 | 1900 | 2050 | Y | North | FC |  |  |  | Yes | CAISO_CCGT2
NQC List | CAISO | DUTCH1_7_UNIT 1 | DUTCH FLAT 1 PH | Sierra | 18.6 | 17.6 | 0 | 17.6 | 17.52 | 17.6 | 19.6 | 20.32 | 0.48 | 6.8 | 16.8 | 18 | WATER | 1943-01-01 | 1900 | 2050 | Y | North | FC |  |  |  | Yes | CAISO_Hydro
NQC List | CAISO | DUTCH2_7_UNIT 1 | DUTCH FLAT 2 PH | Sierra | 0 | 16 | 17.52 | 16.72 | 15.2 | 15.2 | 15.44 | 15.21 | 0 | 0 | 0 | 15.28 | WATER | 1965-01-01 | 1900 | 2050 | Y | North | FC |  |  |  | Yes | CAISO_Hydro
NQC List | CAISO | DVLCYN_1_UNITS | DEVIL CANYON HYDRO UNITS 1-4 AGGREGATE | LA Basin | 27.83 | 35.33 | 48.12 | 134.15 | 150.41 | 165.17 | 172.63 | 176.26 | 186.01 | 182.6 | 172.79 | 156.99 | WATER | 1972-01-01 | 1900 | 2050 | Y | South | FC |  |  |  | Yes | CAISO_Hydro
NQC List | CAISO | EASTWD_7_UNIT | EASTWOOD PUMP-GEN | Big Creek-Ventura | 199 | 199 | 199 | 199 | 199 | 199 | 199 | 199 | 199 | 199 | 199 | 199 | WATER | 1987-01-01 | 1900 | 2050 | Y | South | FC |  |  |  | Yes | CAISO_Existing_Pumped_Storage
NQC List | CAISO | EDMONS_2_NSPIN | EDMONS_2_NSPIN | Big Creek-Ventura | 236 | 236 | 236 | 236 | 236 | 236 | 236 | 236 | 236 | 236 | 236 | 236 | DEMAND RESPONSE | 1899-12-31 | 1900 | 2050 | Y | South | FC |  |  |  | No | #N/A
NQC List | CAISO | EEKTMN_6_SOLAR1 | EE K Solar 1 | Fresno | 0 | 0 | 0 | 0 | 0 | 0 | 0 | 0 | 0 | 0 | 0 | 0 | SUN | 2015-08-12 | 1900 | 2050 | N | North | EO |  |  |  | Yes | CAISO_Solar
NQC List | CAISO | ELCAJN_6_EB1BT1 | Eastern BESS 1 | San Diego-IV | 7.5 | 7.5 | 7.5 | 7.5 | 7.5 | 7.5 | 7.5 | 7.5 | 7.5 | 7.5 | 7.5 | 7.5 | LESR | 2017-02-18 | 1900 | 2050 | Y | South | FC |  |  |  | Yes | CAISO_Li_Battery
NQC List | CAISO | ELCAJN_6_LM6K | El Cajon Energy Center | San Diego-IV | 48.1 | 48.1 | 48.1 | 48.1 | 48.1 | 48.1 | 48.1 | 48.1 | 48.1 | 48.1 | 48.1 | 48.1 | NATURAL GAS | 2010-06-16 | 1900 | 2050 | Y | South | FC |  |  |  | Yes | CAISO_Peaker1
NQC List | CAISO | ELCAJN_6_UNITA1 | Cuyamaca Peak Energy Plant | San Diego-IV | 45.42 | 45.42 | 45.42 | 45.42 | 45.42 | 45.42 | 45.42 | 45.42 | 45.42 | 45.42 | 45.42 | 45.42 | NATURAL GAS | 2002-05-29 | 1900 | 2050 | Y | South | FC |  |  |  | Yes | CAISO_Peaker2
NQC List | CAISO | ELCAP_1_SOLAR | 2097 Helton | Fresno | 0 | 0 | 0 | 0 | 0 | 0 | 0 | 0 | 0 | 0 | 0 | 0 | SUN | 2015-05-01 | 1900 | 2050 | N | North | EO |  |  |  | Yes | CAISO_Solar
NQC List | CAISO | ELDORO_7_UNIT 1 | El Dorado Unit 1 | Sierra | 5.54 | 3.81 | 5.84 | 7.01 | 6.55 | 8.42 | 5.94 | 3.32 | 3.99 | 0.89 | 3.24 | 4.38 | WATER | 2005-05-21 | 1900 | 2050 | N | North | FC |  |  |  | Yes | CAISO_Hydro
NQC List | CAISO | ELDORO_7_UNIT 2 | El Dorado Unit 2 | Sierra | 5.82 | 4.31 | 5.72 | 7.18 | 6.81 | 8.47 | 5.82 | 4.57 | 5.53 | 0.89 | 3.36 | 4 | WATER | 2005-05-21 | 1900 | 2050 | N | North | FC |  |  |  | Yes | CAISO_Hydro
NQC List | CAISO | ELECTR_7_PL1X3 | ELECTRA PH UNIT 1 & 2 AGGREGATE | CAISO System | 49.36 | 47.52 | 52.76 | 48.78 | 61.44 | 62.2 | 57.8 | 51.4 | 53.8 | 49 | 49.4 | 55.36 | WATER | 1948-01-01 | 1900 | 2050 | Y | North | FC |  |  |  | Yes | CAISO_Hydro
NQC List | CAISO | ELKCRK_6_STONYG | STONEY GORGE HYDRO AGGREGATE | CAISO System | 1.8 | 2.4 | 2.7 | 2.2 | 1.6 | 1.7 | 2.2 | 2 | 1.4 | 0.4 | 0.1 | 0.9 | WATER | 1986-01-01 | 1900 | 2050 | Y | North | FC |  |  |  | Yes | CAISO_Small_Hydro
NQC List | CAISO | ELKHIL_2_PL1X3 | ELK HILLS COMBINED CYCLE (AGGREGATE) | CAISO System | 380 | 380 | 380 | 380 | 380 | 380 | 380 | 380 | 380 | 380 | 380 | 380 | NATURAL GAS | 2003-07-24 | 1900 | 2050 | Y | North | FC |  |  |  | Yes | CAISO_CCGT1
NQC List | CAISO | ELLIS_2_QF | ELLIS QFS | LA Basin | 0.01 | 0 | 0.03 | 0.05 | 0.03 | 0.09 | 0.13 | 0.17 | 0.36 | 0.34 | 0.34 | 0.34 | OTHER | 1993-01-01 | 1900 | 2050 | N | South | FC |  |  |  | Yes | CAISO_Peaker1
NQC List | CAISO | ELNIDP_6_BIOMAS | El Nido Biomass to Energy | Fresno | 9.6 | 9.95 | 10.26 | 9.01 | 8.54 | 9.63 | 9.95 | 10.05 | 9.44 | 5.41 | 6.85 | 6.99 | BIOMASS | 2008-08-24 | 1900 | 2050 | N | North | FC | 96% |  |  | Yes | CAISO_Biomass
NQC List | CAISO | ELSEGN_2_UN1011 | El Segundo Energy Center 5/6 | LA Basin | 263 | 263 | 263 | 263 | 263 | 263 | 263 | 263 | 263 | 263 | 263 | 263 | NATURAL GAS | 2013-06-29 | 1900 | 2050 | Y | South | FC |  |  |  | Yes | CAISO_CCGT2
NQC List | CAISO | ELSEGN_2_UN2021 | El Segundo Energy Center 7/8 | LA Basin | 263.68 | 263.68 | 263.68 | 263.68 | 263.68 | 263.68 | 263.68 | 263.68 | 263.68 | 263.68 | 263.68 | 263.68 | NATURAL GAS | 2013-06-29 | 1900 | 2050 | Y | South | FC |  |  |  | Yes | CAISO_CCGT2
NQC List | CAISO | ENERSJ_2_WIND | ESJ Wind Energy | San Diego-IV | 21.71 | 18.61 | 43.43 | 38.78 | 38.78 | 51.18 | 35.67 | 32.57 | 23.27 | 12.41 | 18.61 | 20.16 | WIND | 2015-06-04 | 1900 | 2050 | N | South | FC |  |  |  | Yes | CAISO_Wind
NQC List | CAISO | ENWIND_2_WIND1 | Cameron Ridge | CAISO System | 6.59 | 5.65 | 13.19 | 11.78 | 11.78 | 15.54 | 10.83 | 9.89 | 7.07 | 3.77 | 5.65 | 6.12 | WIND | 2014-12-10 | 1900 | 2050 | N | South | FC |  |  |  | Yes | CAISO_Wind
NQC List | CAISO | ENWIND_2_WIND2 | Ridgetop I | CAISO System | 5.35 | 4.59 | 10.71 | 9.56 | 9.56 | 12.62 | 8.8 | 8.03 | 5.74 | 3.06 | 4.59 | 4.97 | WIND | 2015-03-23 | 1900 | 2050 | N | South | FC |  |  |  | Yes | CAISO_Wind
NQC List | CAISO | ESCNDO_6_EB1BT1 | Escondido BESS 1 | San Diego-IV | 10 | 10 | 10 | 10 | 10 | 10 | 10 | 10 | 10 | 10 | 10 | 10 | LESR | 2017-03-06 | 1900 | 2050 | Y | South | FC |  |  |  | Yes | CAISO_Li_Battery
NQC List | CAISO | ESCNDO_6_EB2BT2 | Escondido BESS 2 | San Diego-IV | 10 | 10 | 10 | 10 | 10 | 10 | 10 | 10 | 10 | 10 | 10 | 10 | LESR | 2017-03-06 | 1900 | 2050 | Y | South | FC |  |  |  | Yes | CAISO_Li_Battery
NQC List | CAISO | ESCNDO_6_EB3BT3 | Escondido BESS 3 | San Diego-IV | 10 | 10 | 10 | 10 | 10 | 10 | 10 | 10 | 10 | 10 | 10 | 10 | LESR | 2017-03-06 | 1900 | 2050 | Y | South | FC |  |  |  | Yes | CAISO_Li_Battery
NQC List | CAISO | ESCNDO_6_PL1X2 | MMC Escondido Aggregate | San Diego-IV | 48.71 | 48.71 | 48.71 | 48.71 | 48.71 | 48.71 | 48.71 | 48.71 | 48.71 | 48.71 | 48.71 | 48.71 | NATURAL GAS | 2014-01-25 | 1900 | 2050 | Y | South | FC |  |  |  | Yes | CAISO_Peaker2
NQC List | CAISO | ESCNDO_6_UNITB1 | CalPeak Power Enterprise Unit 1 | San Diego-IV | 48.04 | 48.04 | 48.04 | 48.04 | 48.04 | 48.04 | 48.04 | 48.04 | 48.04 | 48.04 | 48.04 | 48.04 | NATURAL GAS | 2001-10-23 | 1900 | 2050 | Y | South | FC |  |  |  | Yes | CAISO_Peaker2
NQC List | CAISO | ESCO_6_GLMQF | Goal Line Cogen | San Diego-IV | 36.58 | 29.85 | 29.08 | 29.88 | 34.71 | 35.48 | 33.33 | 36.41 | 34.79 | 20.35 | 13.58 | 27.91 | NATURAL GAS | 1994-01-01 | 1900 | 2050 | Y | South | FC |  |  |  | Yes | CAISO_Peaker1
NQC List | CAISO | ESQUON_6_LNDFIL | Neal Road Landfill Generating Facility | CAISO System | 0 | 0 | 0 | 0 | 0 | 0 | 0 | 0 | 0 | 0 | 0 | 0 | BIOGAS | 2012-09-27 | 1900 | 2050 | N | North | EO |  |  |  | Yes | CAISO_Biomass
NQC List | CAISO | ETIWND_2_CHMPNE | Champagne | LA Basin | 0 | 0 | 0 | 0 | 0 | 0 | 0 | 0 | 0 | 0 | 0 | 0 | SUN | 2013-12-20 | 1900 | 2050 | N | South | EO |  |  |  | Yes | CAISO_Solar
NQC List | CAISO | ETIWND_2_FONTNA | FONTANALYTLE CREEK POWERHOUSE P | LA Basin | 0.5 | 0.62 | 0.8 | 0.98 | 0.81 | 0.58 | 0.48 | 0.48 | 0.53 | 0.3 | 0.51 | 0.69 | WATER | 1904-01-01 | 1900 | 2050 | N | South | FC |  |  |  | Yes | CAISO_Small_Hydro
NQC List | CAISO | ETIWND_2_RTS010 | SPVP010 Fontana RT Solar | LA Basin | 0.06 | 0.05 | 0.27 | 0.23 | 0.24 | 0.47 | 0.59 | 0.41 | 0.21 | 0.03 | 0.03 | 0 | SUN | 2013-01-08 | 1900 | 2050 | N | South | FC |  |  |  | Yes | CAISO_Solar
NQC List | CAISO | ETIWND_2_RTS015 | SPVP015 | LA Basin | 0.12 | 0.09 | 0.54 | 0.45 | 0.48 | 0.93 | 1.17 | 0.81 | 0.42 | 0.06 | 0.06 | 0 | SUN | 2013-01-15 | 1900 | 2050 | N | South | FC |  |  |  | Yes | CAISO_Solar
NQC List | CAISO | ETIWND_2_RTS017 | SPVP017 | LA Basin | 0.14 | 0.11 | 0.63 | 0.53 | 0.56 | 1.09 | 1.37 | 0.95 | 0.49 | 0.07 | 0.07 | 0 | SUN | 2011-12-15 | 1900 | 2050 | N | South | FC |  |  |  | Yes | CAISO_Solar
NQC List | CAISO | ETIWND_2_RTS018 | SPVP018 Fontana RT Solar | LA Basin | 0.06 | 0.05 | 0.27 | 0.23 | 0.24 | 0.47 | 0.59 | 0.41 | 0.21 | 0.03 | 0.03 | 0 | SUN | 2012-11-24 | 1900 | 2050 | N | South | FC |  |  |  | Yes | CAISO_Solar
NQC List | CAISO | ETIWND_2_RTS023 | SPVP023 Fontana RT Solar | LA Basin | 0.1 | 0.08 | 0.45 | 0.38 | 0.4 | 0.78 | 0.98 | 0.68 | 0.35 | 0.05 | 0.05 | 0 | SUN | 2013-01-16 | 1900 | 2050 | N | South | FC |  |  |  | Yes | CAISO_Solar
NQC List | CAISO | ETIWND_2_RTS026 | SPVP026 | LA Basin | 0.24 | 0.18 | 1.08 | 0.9 | 0.96 | 1.86 | 2.34 | 1.62 | 0.84 | 0.12 | 0.12 | 0 | SUN | 2016-02-05 | 1900 | 2050 | N | South | FC |  |  |  | Yes | CAISO_Solar
NQC List | CAISO | ETIWND_2_RTS027 | SPVP027 | LA Basin | 0.08 | 0.06 | 0.36 | 0.3 | 0.32 | 0.62 | 0.78 | 0.54 | 0.28 | 0.04 | 0.04 | 0 | SUN | 2013-06-17 | 1900 | 2050 | N | South | FC |  |  |  | Yes | CAISO_Solar
NQC List | CAISO | ETIWND_2_SOLAR1 | Dedeaux Ontario | LA Basin | 0.04 | 0.03 | 0.18 | 0.15 | 0.16 | 0.31 | 0.39 | 0.27 | 0.14 | 0.02 | 0.02 | 0 | SUN | 2016-03-23 | 1900 | 2050 | N | South | FC |  |  |  | Yes | CAISO_Solar
NQC List | CAISO | ETIWND_2_SOLAR2 | Rochester | LA Basin | 0 | 0 | 0 | 0 | 0 | 0 | 0 | 0 | 0 | 0 | 0 | 0 | SUN | 2016-09-06 | 1900 | 2050 | N | South | EO |  |  |  | Yes | CAISO_Solar
NQC List | CAISO | ETIWND_2_SOLAR5 | Dulles | LA Basin | 0 | 0 | 0 | 0 | 0 | 0 | 0 | 0 | 0 | 0 | 0 | 0 | SUN | 2016-11-17 | 1900 | 2050 | N | South | EO |  |  |  | Yes | CAISO_Solar
NQC List | CAISO | ETIWND_2_UNIT1 | ETIWND_2_UNIT1 | LA Basin | 6.09 | 6.11 | 6.14 | 5.04 | 5.67 | 5.91 | 4.67 | 5.05 | 4.7 | 3.9 | 5.64 | 6.22 | NATURAL GAS | 2016-01-01 | 1900 | 2050 | N | South | FC |  |  |  | Yes | CAISO_Solar
NQC List | CAISO | ETIWND_6_GRPLND | Grapeland Peaker | LA Basin | 47.39 | 47.39 | 47.39 | 47.39 | 47.39 | 47.39 | 47.39 | 47.39 | 47.39 | 47.39 | 47.39 | 47.39 | NATURAL GAS | 2007-09-20 | 1900 | 2050 | Y | South | FC |  |  |  | Yes | CAISO_Peaker1
NQC List | CAISO | ETIWND_6_MWDETI | ETIWANDA RECOVERY HYDRO | LA Basin | 0 | 0 | 0 | 3.48 | 4.04 | 5.85 | 10.13 | 10.74 | 7.29 | 7.85 | 13.82 | 12.79 | WATER | 1994-01-01 | 1900 | 2050 | N | South | FC |  |  |  | Yes | CAISO_Small_Hydro
NQC List | CAISO | EXCHEC_7_UNIT 1 | EXCHEQUER HYDRO | Fresno | 90.72 | 90.72 | 90.72 | 90.72 | 90.72 | 90.72 | 90.72 | 90.72 | 90.72 | 90.72 | 90.72 | 90.72 | WATER | 1967-01-01 | 1900 | 2050 | Y | North | FC | 96% |  |  | Yes | CAISO_Hydro
NQC List | CAISO | EXCLSG_1_SOLAR | Excelsior Solar | Fresno | 2.4 | 1.8 | 10.8 | 9 | 9.6 | 18.6 | 23.4 | 16.2 | 8.4 | 1.2 | 1.2 | 0 | SUN | 2016-10-06 | 1900 | 2050 | N | North | FC | 100% |  |  | Yes | CAISO_Solar
NQC List | CAISO | FAIRHV_6_UNIT | FAIRHAVEN POWER CO. | Humboldt | 3.21 | 2.57 | 2.7 | 1.95 | 5.93 | 3.88 | 6.83 | 5.7 | 7.85 | 6.58 | 7.86 | 6.1 | BIOMASS | 1986-09-15 | 1900 | 2050 | N | North | FC |  |  |  | Yes | CAISO_Biomass
NQC List | CAISO | FELLOW_7_QFUNTS | Fellow QF Aggregate | CAISO System | 1.68 | 1.18 | 1.14 | 1.53 | 1.23 | 1.31 | 1.15 | 0.94 | 1.12 | 1.52 | 1.5 | 1.68 | NATURAL GAS | 2006-06-01 | 1900 | 2050 | N | North | FC |  |  |  | Yes | CAISO_CHP
NQC List | CAISO | FLOWD_2_RT2WD2 | Ridgetop 2 | CAISO System | 3.83 | 3.29 | 7.67 | 6.85 | 6.85 | 9.04 | 6.3 | 5.75 | 4.11 | 2.19 | 3.29 | 3.56 | WIND | 2018-10-12 | 1900 | 2050 | N | South | FC |  |  |  | Yes | CAISO_Wind
NQC List | CAISO | FLOWD_2_WIND1 | Cameron Ridge 2 | CAISO System | 1.67 | 1.43 | 3.33 | 2.98 | 2.98 | 3.93 | 2.74 | 2.5 | 1.79 | 0.95 | 1.43 | 1.55 | WIND | 2016-01-15 | 1900 | 2050 | N | South | FC |  |  |  | Yes | CAISO_Wind
NQC List | CAISO | FLOWD2_2_FPLWND | DIABLO WINDS | CAISO System | 2.52 | 2.16 | 5.04 | 4.5 | 4.5 | 5.94 | 4.14 | 3.78 | 2.7 | 1.44 | 2.16 | 2.34 | WIND | 2005-05-01 | 1900 | 2050 | N | North | FC |  |  |  | Yes | CAISO_Wind
NQC List | CAISO | FMEADO_6_HELLHL | FMEADO_6_HELLHL | Sierra | 0.2 | 0.29 | 0.27 | 0.32 | 0.37 | 0.35 | 0.47 | 0.45 | 0.37 | 0.44 | 0.35 | 0.24 | WATER | 1983-04-30 | 1900 | 2050 | N | North | FC |  |  |  | Yes | CAISO_Hydro
NQC List | CAISO | FMEADO_7_UNIT | FRENCH MEADOWS HYDRO | Sierra | 16 | 16 | 16 | 16 | 16 | 16 | 16 | 16 | 16 | 16 | 16 | 16 | WATER | 1966-01-01 | 1900 | 2050 | Y | North | FC |  |  |  | Yes | CAISO_Small_Hydro
NQC List | CAISO | FORBST_7_UNIT 1 | FORBESTOWN HYDRO | Sierra | 31 | 30 | 30 | 37.44 | 30 | 32.4 | 30 | 36 | 30 | 30 | 30 | 37.5 | WATER | 1963-01-01 | 1900 | 2050 | Y | North | FC |  |  |  | Yes | CAISO_Hydro
NQC List | CAISO | FORKBU_6_UNIT | HYPOWER, INC. (FORKS OF BUTTE) | CAISO System | 7.69 | 10.35 | 12.8 | 13.61 | 9.93 | 5.19 | 1.47 | 0.27 | 0.4 | 0.44 | 2.07 | 1.95 | WATER | 1992-03-16 | 1900 | 2050 | N | North | FC |  |  |  | Yes | CAISO_Small_Hydro
NQC List | CAISO | FRESHW_1_SOLAR1 | Corcoran 3 | Fresno | 0 | 0 | 0 | 0 | 0 | 0 | 0 | 0 | 0 | 0 | 0 | 0 | SUN | 2016-03-04 | 1900 | 2050 | N | North | EO |  |  |  | Yes | CAISO_Solar
NQC List | CAISO | FRIANT_6_UNITS | FRIANT DAM | Fresno | 6.36 | 9.3 | 8.87 | 13.55 | 18.14 | 24.15 | 25 | 19.82 | 11.89 | 8.76 | 3.04 | 0.85 | WATER | 2016-03-01 | 1900 | 2050 | N | North | FC |  |  |  | Yes | CAISO_Small_Hydro
NQC List | CAISO | FRITO_1_LAY | FRITO-LAY | CAISO System | 0.09 | 0.08 | 0.07 | 0.07 | 0.08 | 0.09 | 0.06 | 0.08 | 0.08 | 0.09 | 0.09 | 0.17 | NATURAL GAS | 1986-01-01 | 1900 | 2050 | N | North | FC |  |  |  | Yes | CAISO_CHP
NQC List | CAISO | FRNTBW_6_SOLAR1 | Frontier Solar | CAISO System | 0.8 | 0.6 | 3.6 | 3 | 3.2 | 6.2 | 7.8 | 5.4 | 2.8 | 0.4 | 0.4 | 0 | SUN | 2019-02-05 | 1900 | 2050 | N | North | FC |  |  |  | Yes | CAISO_Solar
NQC List | CAISO | FROGTN_1_UTICAA | Angels Powerhouse | Stockton | 0.75 | 0.84 | 1.01 | 0.94 | 0.92 | 0.86 | 0.82 | 0.79 | 0.72 | 0.69 | 0.26 | 0.64 | WATER | 2017-08-22 | 1900 | 2050 | N | North | FC |  |  |  | Yes | CAISO_Hydro
NQC List | CAISO | FROGTN_1_UTICAM | Murphys Powerhouse | Stockton | 1.71 | 1.86 | 2.43 | 2.28 | 2.3 | 2.3 | 2.22 | 2.12 | 2.17 | 1.84 | 0.84 | 1.44 | WATER | #N/A | 1900 | 2050 | N | North | FC |  |  |  | Yes | CAISO_Hydro
NQC List | CAISO | FTSWRD_6_TRFORK | Three Forks Water Power Project | Humboldt | 0.83 | 0.9 | 0.94 | 1.02 | 0.74 | 0.5 | 0.27 | 0.14 | 0.09 | 0.11 | 0.25 | 0.35 | WATER | 2011-11-01 | 1900 | 2050 | N | North | PD | 80% |  |  | Yes | CAISO_Small_Hydro
NQC List | CAISO | FTSWRD_7_QFUNTS | FTSWRD_7_QFUNTS | Humboldt | 0.01 | 0.01 | 0.01 | 0.01 | 0.01 | 0 | 0 | 0 | 0 | 0 | 0 | 0 | WATER | 1899-12-31 | 1900 | 2050 | N | North | FC |  |  |  | Yes | CAISO_Small_Hydro
NQC List | CAISO | FULTON_1_QF | SMALL QF AGGREGATION - ZENIA | NCNB | 0.14 | 0.12 | 0.15 | 0.17 | 0.19 | 0.15 | 0.12 | 0.08 | 0.07 | 0.07 | 0.09 | 0.13 | WATER | 1983-01-01 | 1900 | 2050 | N | North | FC |  |  |  | Yes | CAISO_Small_Hydro
NQC List | CAISO | GALE_1_SR3SR3 | Sunray 3 | CAISO System | 0.55 | 0.41 | 2.48 | 2.07 | 2.21 | 4.28 | 5.38 | 3.73 | 1.93 | 0.28 | 0.28 | 0 | SUN | 2017-06-29 | 1900 | 2050 | N | South | FC |  |  |  | Yes | CAISO_Solar
NQC List | CAISO | GANSO_1_WSTBM1 | Weststar Dairy Biogas | CAISO System | 0 | 0 | 0 | 0 | 0 | 0 | 0 | 0 | 0 | 0 | 0 | 0 | BIOGAS | 2018-02-02 | 1900 | 2050 | N | North | EO |  |  |  | Yes | CAISO_Biomass
NQC List | CAISO | GARLND_2_GASLR | Garland B | CAISO System | 7.2 | 5.4 | 32.4 | 27 | 28.8 | 55.8 | 70.2 | 48.6 | 25.2 | 3.6 | 3.6 | 0 | SUN | 2016-10-27 | 1900 | 2050 | N | South | FC |  |  |  | Yes | CAISO_Solar
NQC List | CAISO | GARLND_2_GASLRA | Garland A | CAISO System | 0.8 | 0.6 | 3.6 | 3 | 3.2 | 6.2 | 7.8 | 5.4 | 2.8 | 0.4 | 0.4 | 0 | SUN | 2016-09-23 | 1900 | 2050 | N | South | FC |  |  |  | Yes | CAISO_Solar
NQC List | CAISO | GARNET_1_SOLAR | North Palm Springs 4A | LA Basin | 0 | 0 | 0 | 0 | 0 | 0 | 0 | 0 | 0 | 0 | 0 | 0 | SUN | 2012-11-02 | 1900 | 2050 | N | South | EO |  |  |  | Yes | CAISO_Solar
NQC List | CAISO | GARNET_1_SOLAR2 | Garnet Solar Power Generation Station 1 | LA Basin | 0.16 | 0.12 | 0.72 | 0.6 | 0.64 | 1.24 | 1.56 | 1.08 | 0.56 | 0.08 | 0.08 | 0 | SUN | 2014-12-23 | 1900 | 2050 | N | South | ID | 100% | Waiting for: West of Devers (WOD) upgrades |  | Yes | CAISO_Solar
NQC List | CAISO | GARNET_1_UNITS | GARNET GREEN POWER PROJECT AGGREGATE | LA Basin | 2.31 | 1.98 | 4.62 | 4.13 | 4.13 | 5.45 | 3.8 | 3.47 | 2.48 | 1.32 | 1.98 | 2.15 | WIND | 1975-07-01 | 1900 | 2050 | N | South | FC |  |  |  | Yes | CAISO_Wind
NQC List | CAISO | GARNET_1_WIND | GARNET WIND ENERGY CENTER | LA Basin | 0.91 | 0.78 | 1.82 | 1.63 | 1.63 | 2.15 | 1.5 | 1.37 | 0.98 | 0.52 | 0.78 | 0.85 | WIND | 2009-06-02 | 1900 | 2050 | N | South | FC |  |  |  | Yes | CAISO_Wind
NQC List | CAISO | GARNET_1_WINDS | Garnet Winds Aggregation | LA Basin | 3.15 | 2.7 | 6.3 | 5.63 | 5.63 | 7.43 | 5.18 | 4.73 | 3.38 | 1.8 | 2.7 | 2.93 | WIND | 2011-02-21 | 1900 | 2050 | N | South | FC |  |  |  | Yes | CAISO_Wind
NQC List | CAISO | GARNET_1_WT3WND | Wagner Wind | LA Basin | 0 | 0 | 0 | 0 | 0 | 0 | 0 | 0 | 0 | 0 | 0 | 0 | WIND | 2012-12-24 | 1900 | 2050 | N | South | EO |  |  |  | Yes | CAISO_Wind
NQC List | CAISO | GARNET_2_DIFWD1 | Difwind | LA Basin | 1.1 | 0.95 | 2.21 | 1.97 | 1.97 | 2.6 | 1.81 | 1.65 | 1.18 | 0.63 | 0.95 | 1.02 | WIND | 2018-01-19 | 1900 | 2050 | N | South | FC |  |  |  | Yes | CAISO_Wind
NQC List | CAISO | GARNET_2_HYDRO | Whitewater Hydro | LA Basin | 0.41 | 0.17 | 0.1 | 0.5 | 0.77 | 0.91 | 0.79 | 0.81 | 0.77 | 0.54 | 0.27 | 0.35 | WATER | 2016-07-08 | 1900 | 2050 | N | South | FC |  |  |  | Yes | CAISO_Small_Hydro
NQC List | CAISO | GARNET_2_WIND1 | Phoenix | LA Basin | 1.57 | 1.34 | 3.14 | 2.8 | 2.8 | 3.7 | 2.58 | 2.35 | 1.68 | 0.9 | 1.34 | 1.46 | WIND | 2015-01-26 | 1900 | 2050 | N | South | FC |  |  |  | Yes | CAISO_Wind
NQC List | CAISO | GARNET_2_WIND2 | Karen Avenue Wind Farm | LA Basin | 1.64 | 1.4 | 3.28 | 2.93 | 2.93 | 3.86 | 2.69 | 2.46 | 1.76 | 0.94 | 1.4 | 1.52 | WIND | 2015-08-05 | 1900 | 2050 | N | South | FC |  |  |  | Yes | CAISO_Wind
NQC List | CAISO | GARNET_2_WIND3 | San Gorgonio East | LA Basin | 1.76 | 1.51 | 3.53 | 3.15 | 3.15 | 4.16 | 2.9 | 2.65 | 1.89 | 1.01 | 1.51 | 1.64 | WIND | 2016-02-05 | 1900 | 2050 | N | South | FC |  |  |  | Yes | CAISO_Wind
NQC List | CAISO | GARNET_2_WIND4 | Windustries | LA Basin | 1.37 | 1.18 | 2.74 | 2.45 | 2.45 | 3.23 | 2.25 | 2.06 | 1.47 | 0.78 | 1.18 | 1.27 | WIND | 2015-12-10 | 1900 | 2050 | N | South | FC |  |  |  | Yes | CAISO_Wind
NQC List | CAISO | GARNET_2_WIND5 | Eastwind | LA Basin | 0.42 | 0.36 | 0.84 | 0.75 | 0.75 | 0.99 | 0.69 | 0.63 | 0.45 | 0.24 | 0.36 | 0.39 | WIND | 2016-03-01 | 1900 | 2050 | N | South | FC |  |  |  | Yes | CAISO_Wind
NQC List | CAISO | GARNET_2_WPMWD6 | WINTEC PALM | LA Basin | 0.83 | 0.71 | 1.66 | 1.48 | 1.48 | 1.96 | 1.36 | 1.25 | 0.89 | 0.47 | 0.71 | 0.77 | WIND | 2018-02-06 | 1900 | 2050 | N | South | FC |  |  |  | Yes | CAISO_Wind
NQC List | CAISO | GASKW1_2_GW1SR1 | Gaskell West 1 | CAISO System | 0.8 | 0.6 | 3.6 | 3 | 3.2 | 6.2 | 7.8 | 5.4 | 2.8 | 0.4 | 0.4 | 0 | SUN | 2018-03-06 | 1900 | 2050 | N | South | FC |  |  |  | Yes | CAISO_Solar
NQC List | CAISO | GATES_2_SOLAR | Gates Solar Station | CAISO System | 0.8 | 0.6 | 3.6 | 3 | 3.2 | 6.2 | 7.8 | 5.4 | 2.8 | 0.4 | 0.4 | 0 | SUN | 2013-06-24 | 1900 | 2050 | N | North | FC |  |  |  | Yes | CAISO_Solar
NQC List | CAISO | GATES_2_WSOLAR | West Gates Solar Station | CAISO System | 0.4 | 0.3 | 1.8 | 1.5 | 1.6 | 3.1 | 3.9 | 2.7 | 1.4 | 0.2 | 0.2 | 0 | SUN | 2013-06-24 | 1900 | 2050 | N | North | FC |  |  |  | Yes | CAISO_Solar
NQC List | CAISO | GATEWY_2_GESBT1 | Gateway Energy Stroage | San Diego-IV | 50 | 50 | 50 | 50 | 50 | 50 | 50 | 50 | 50 | 50 | 50 | 50 | LESR | 2020-08-01 | 1900 | 2050 | Y | South | ID | 100% | C8: Waiting for: Remedial Action Scheme |  | Yes | CAISO_Li_Battery
NQC List | CAISO | GATWAY_2_PL1X3 | GATEWAY GENERATING STATION | Bay Area | 561.46 | 560.77 | 553.75 | 568.05 | 540.41 | 529.18 | 521.17 | 522.57 | 533.14 | 535.38 | 554.24 | 560.71 | NATURAL GAS | 2009-01-06 | 1900 | 2050 | Y | North | FC |  |  |  | Yes | CAISO_CCGT1
NQC List | CAISO | GENESI_2_STG | Genesis Station | CAISO System | 10 | 7.5 | 45 | 37.5 | 40 | 77.5 | 97.5 | 67.5 | 35 | 5 | 5 | 0 | SUN | 2013-11-27 | 1900 | 2050 | N | South | FC |  |  |  | Yes | CAISO_Solar
NQC List | CAISO | GEYS11_7_UNIT11 | GEYSERS UNIT 11 (HEALDSBURG) | NCNB | 68 | 68 | 68 | 68 | 68 | 68 | 68 | 68 | 68 | 68 | 68 | 68 | GEOTHERMAL | 1975-01-01 | 1900 | 2050 | Y | North | FC |  |  |  | Yes | CAISO_Geothermal
NQC List | CAISO | GEYS12_7_UNIT12 | GEYSERS UNIT 12 (HEALDSBURG) | NCNB | 50 | 50 | 50 | 50 | 50 | 50 | 50 | 50 | 50 | 50 | 50 | 50 | GEOTHERMAL | 1979-01-01 | 1900 | 2050 | Y | North | FC |  |  |  | Yes | CAISO_Geothermal
NQC List | CAISO | GEYS13_7_UNIT13 | GEYSERS UNIT 13 (HEALDSBURG) | NCNB | 56 | 56 | 56 | 56 | 56 | 56 | 56 | 56 | 56 | 56 | 56 | 56 | GEOTHERMAL | 1980-01-01 | 1900 | 2050 | Y | North | FC |  |  |  | Yes | CAISO_Geothermal
NQC List | CAISO | GEYS14_7_UNIT14 | GEYSERS UNIT 14 (HEALDSBURG) | NCNB | 50 | 50 | 50 | 50 | 50 | 50 | 50 | 50 | 50 | 50 | 50 | 50 | GEOTHERMAL | 1980-01-01 | 1900 | 2050 | Y | North | FC |  |  |  | Yes | CAISO_Geothermal
NQC List | CAISO | GEYS16_7_UNIT16 | GEYSERS UNIT 16 (HEALDSBURG) | NCNB | 49 | 49 | 49 | 49 | 49 | 49 | 49 | 49 | 49 | 49 | 49 | 49 | GEOTHERMAL | 1985-01-01 | 1900 | 2050 | Y | North | FC |  |  |  | Yes | CAISO_Geothermal
NQC List | CAISO | GEYS17_2_BOTRCK | Bottle Rock Geothermal | NCNB | 0 | 0 | 0 | 0 | 0 | 0 | 0 | 0 | 0 | 0 | 0 | 0 | GEOTHERMAL | 0 | 1900 | 2050 | N | North | EO |  |  |  | No | #N/A
NQC List | CAISO | GEYS17_7_UNIT17 | GEYSERS UNIT 17 (HEALDSBURG) | NCNB | 56 | 56 | 56 | 56 | 56 | 56 | 56 | 56 | 56 | 56 | 56 | 56 | GEOTHERMAL | 1982-01-01 | 1900 | 2050 | Y | North | FC |  |  |  | Yes | CAISO_Geothermal
NQC List | CAISO | GEYS18_7_UNIT18 | GEYSERS UNIT 18 (HEALDSBURG) | NCNB | 45 | 45 | 45 | 45 | 45 | 45 | 45 | 45 | 45 | 45 | 45 | 45 | GEOTHERMAL | 1983-01-01 | 1900 | 2050 | Y | North | FC |  |  |  | Yes | CAISO_Geothermal
NQC List | CAISO | GEYS20_7_UNIT20 | GEYSERS UNIT 20 (HEALDSBURG) | NCNB | 40 | 40 | 40 | 40 | 40 | 40 | 40 | 40 | 40 | 40 | 40 | 40 | GEOTHERMAL | 1985-01-01 | 1900 | 2050 | Y | North | FC |  |  |  | Yes | CAISO_Geothermal
NQC List | CAISO | GIFENS_6_BUGSL1 | Burford Giffen | Fresno | 0.8 | 0.6 | 3.6 | 3 | 3.2 | 6.2 | 7.8 | 5.4 | 2.8 | 0.4 | 0.4 | 0 | SUN | 2017-06-16 | 1900 | 2050 | N | North | FC | 100% |  |  | Yes | CAISO_Solar
NQC List | CAISO | GIFFEN_6_SOLAR | Giffen Solar Station | Fresno | 0.4 | 0.3 | 1.8 | 1.5 | 1.6 | 3.1 | 3.9 | 2.7 | 1.4 | 0.2 | 0.2 | 0 | SUN | 2012-07-25 | 1900 | 2050 | N | North | FC | 100% |  |  | Yes | CAISO_Solar
NQC List | CAISO | GIFFEN_6_SOLAR1 | Aspiration Solar G | Fresno | 0 | 0 | 0 | 0 | 0 | 0 | 0 | 0 | 0 | 0 | 0 | 0 | SUN | #N/A | 1900 | 2050 | N | North | EO |  |  |  | Yes | CAISO_Solar
NQC List | CAISO | GILROY_1_UNIT | GILROY COGEN AGGREGATE | Bay Area | 120 | 120 | 120 | 120 | 115 | 110 | 105 | 105 | 110 | 120 | 120 | 120 | NATURAL GAS | 1987-01-01 | 1900 | 2050 | Y | North | FC |  |  |  | Yes | CAISO_Peaker1
NQC List | CAISO | GILRPP_1_PL1X2 | GILROY ENERGY CENTER UNITS 1&2 AGGREGATE | Bay Area | 95.2 | 95.2 | 95.2 | 95.2 | 95.2 | 95.2 | 95.2 | 95.2 | 95.2 | 95.2 | 95.2 | 95.2 | NATURAL GAS | 2002-01-29 | 1900 | 2050 | Y | North | FC |  |  |  | Yes | CAISO_Peaker2
NQC List | CAISO | GILRPP_1_PL3X4 | GILROY ENERGY CENTER, UNIT #3 | Bay Area | 46.2 | 46.2 | 46.2 | 46.2 | 46.2 | 46.2 | 46.2 | 46.2 | 46.2 | 46.2 | 46.2 | 46.2 | NATURAL GAS | 2002-02-28 | 1900 | 2050 | Y | North | FC |  |  |  | Yes | CAISO_Peaker2
NQC List | CAISO | GLDFGR_6_SOLAR1 | Portal Ridge B | Big Creek-Ventura | 0.8 | 0.6 | 3.6 | 3 | 3.2 | 6.2 | 7.8 | 5.4 | 2.8 | 0.4 | 0.4 | 0 | SUN | 2017-02-15 | 1900 | 2050 | N | South | FC |  |  |  | Yes | CAISO_Solar
NQC List | CAISO | GLDFGR_6_SOLAR2 | Portal Ridge C | Big Creek-Ventura | 0.46 | 0.34 | 2.05 | 1.71 | 1.82 | 3.53 | 4.45 | 3.08 | 1.6 | 0.23 | 0.23 | 0 | SUN | 2017-02-14 | 1900 | 2050 | N | South | FC |  |  |  | Yes | CAISO_Solar
NQC List | CAISO | GLDTWN_6_COLUM3 | Columbia 3 | CAISO System | 0.4 | 0.3 | 1.8 | 1.5 | 1.6 | 3.1 | 3.9 | 2.7 | 1.4 | 0.2 | 0.2 | 0 | SUN | 2013-12-10 | 1900 | 2050 | N | South | FC |  |  |  | Yes | CAISO_Solar
NQC List | CAISO | GLDTWN_6_SOLAR | Rio Grande | CAISO System | 0.2 | 0.15 | 0.9 | 0.75 | 0.8 | 1.55 | 1.95 | 1.35 | 0.7 | 0.1 | 0.1 | 0 | SUN | 2013-11-18 | 1900 | 2050 | N | South | FC |  |  |  | Yes | CAISO_Solar
NQC List | CAISO | GLNARM_2_UNIT 5 | Glenarm Turbine 5 | LA Basin | 65 | 65 | 65 | 65 | 65 | 65 | 65 | 65 | 65 | 65 | 65 | 65 | NATURAL GAS | 2016-12-20 | 1900 | 2050 | Y | South | PD | 65.00 |  |  | Yes | CAISO_CCGT2
NQC List | CAISO | GLNARM_7_UNIT 1 | GLEN ARM UNIT 1 | LA Basin | 22.07 | 22.07 | 22.07 | 22.07 | 22.07 | 22.07 | 22.07 | 22.07 | 22.07 | 22.07 | 22.07 | 22.07 | NATURAL GAS | 1976-01-01 | 1900 | 2050 | Y | South | FC |  |  |  | Yes | CAISO_Peaker2
NQC List | CAISO | GLNARM_7_UNIT 2 | GLEN ARM UNIT 2 | LA Basin | 22.3 | 22.3 | 22.3 | 22.3 | 22.3 | 22.3 | 22.3 | 22.3 | 22.3 | 22.3 | 22.3 | 22.3 | NATURAL GAS | 1976-01-01 | 1900 | 2050 | Y | South | FC |  |  |  | Yes | CAISO_Peaker2
NQC List | CAISO | GLNARM_7_UNIT 3 | GLEN ARM UNIT 3 | LA Basin | 44.83 | 44.83 | 44.83 | 44.83 | 44.83 | 44.83 | 44.83 | 44.83 | 44.83 | 44.83 | 44.83 | 44.83 | NATURAL GAS | 2004-01-08 | 1900 | 2050 | Y | South | FC |  |  |  | Yes | CAISO_Peaker2
NQC List | CAISO | GLNARM_7_UNIT 4 | GLEN ARM UNIT 4 | LA Basin | 42.42 | 42.42 | 42.42 | 42.42 | 42.42 | 42.42 | 42.42 | 42.42 | 42.42 | 42.42 | 42.42 | 42.42 | NATURAL GAS | 2004-01-08 | 1900 | 2050 | Y | South | FC |  |  |  | Yes | CAISO_Peaker2
NQC List | CAISO | GLOW_6_SOLAR | Antelope Power Plant | Big Creek-Ventura | 0 | 0 | 0 | 0 | 0 | 0 | 0 | 0 | 0 | 0 | 0 | 0 | SUN | 2013-03-25 | 1900 | 2050 | N | South | EO |  |  |  | Yes | CAISO_Solar
NQC List | CAISO | GOLETA_2_QF | GOLETA QFS | Big Creek-Ventura | 0.01 | 0.01 | 0.02 | 0.05 | 0.03 | 0.06 | 0.08 | 0.06 | 0.08 | 0.08 | 0.04 | 0.01 | OTHER | 1986-01-01 | 1900 | 2050 | N | South | FC |  |  |  | Yes | CAISO_Small_Hydro
NQC List | CAISO | GOLETA_6_ELLWOD | ELLWOOD ENERGY SUPPORT FACILITY | Big Creek-Ventura | 54 | 54 | 54 | 54 | 54 | 54 | 54 | 54 | 54 | 54 | 54 | 54 | NATURAL GAS | 0 | 1900 | 2020 | Y | South | FC |  |  |  | Yes | CAISO_Peaker2
NQC List | CAISO | GOLETA_6_EXGEN | EXXON COMPANY USA | Big Creek-Ventura | 0 | 0 | 0 | 0 | 0 | 0 | 0 | 0 | 0 | 0 | 0 | 0 | OTHER | 1993-08-19 | 1900 | 2050 | N | South | FC |  |  |  | Yes | CAISO_Peaker1
NQC List | CAISO | GOLETA_6_TAJIGS | GOLETA_6_TAJIGS | Big Creek-Ventura | 2.84 | 2.82 | 2.53 | 2.84 | 2.84 | 2.84 | 2.84 | 2.84 | 2.84 | 2.84 | 2.84 | 2.84 | BIOGAS | 2000-08-05 | 1900 | 2050 | N | South | FC |  |  |  | Yes | CAISO_Biomass
NQC List | CAISO | GONZLS_6_UNIT | Johnson Canyon Landfill | CAISO System | 1.3 | 1.39 | 1.12 | 1.19 | 1.29 | 1.35 | 1.37 | 1.31 | 1.33 | 1.18 | 1.36 | 1.33 | BIOGAS | 2013-07-08 | 1900 | 2050 | N | North | FC |  |  |  | Yes | CAISO_Biomass
NQC List | CAISO | GOOSLK_1_SOLAR1 | Goose Lake | CAISO System | 0.48 | 0.36 | 2.16 | 1.8 | 1.92 | 3.72 | 4.68 | 3.24 | 1.68 | 0.24 | 0.24 | 0 | SUN | 2015-05-23 | 1900 | 2050 | N | North | FC |  |  |  | Yes | CAISO_Solar
NQC List | CAISO | GRIDLY_6_SOLAR | GRIDLEY MAIN TWO | Sierra | 0 | 0 | 0 | 0 | 0 | 0 | 0 | 0 | 0 | 0 | 0 | 0 | SUN | 2013-04-01 | 1900 | 2050 | N | North | EO |  |  |  | Yes | CAISO_Solar
NQC List | CAISO | GRIZLY_1_UNIT 1 | GRIZZLY HYDRO | CAISO System | 20 | 20 | 20 | 20 | 20 | 20 | 20 | 20 | 20 | 20 | 20 | 20 | WATER | 1993-01-01 | 1900 | 2050 | Y | North | FC |  |  |  | Yes | CAISO_Hydro
NQC List | CAISO | GRNLF2_1_UNIT | GREENLEAF II COGEN | Sierra | 49.2 | 49.2 | 49.2 | 49.2 | 49.2 | 49.2 | 49.2 | 49.2 | 49.2 | 49.2 | 49.2 | 49.2 | NATURAL GAS | 1989-10-12 | 1900 | 2050 | Y | North | FC |  |  |  | Yes | CAISO_CHP
NQC List | CAISO | GRNVLY_7_SCLAND | SANTA CRUZ LANDFILL GENERATING PLANT | CAISO System | 2.77 | 2.72 | 2.77 | 2.68 | 2.73 | 2.55 | 2.48 | 2.64 | 2.59 | 2.53 | 2.67 | 2.83 | BIOGAS | 2006-02-02 | 1900 | 2050 | N | North | FC |  |  |  | Yes | CAISO_Biomass
NQC List | CAISO | GRSCRK_6_BGCKWW | BIG CREEK WATER WORKS - CEDAR FLAT | Humboldt | 1.71 | 2.15 | 2.65 | 3.04 | 1.98 | 0.19 | 0 | 0 | 0 | 0 | 0 | 0 | WATER | 1987-01-01 | 1900 | 2050 | N | North | FC |  |  |  | Yes | CAISO_Small_Hydro
NQC List | CAISO | GRZZLY_1_BERKLY | Berkeley Cogeneration | Bay Area | 8.05 | 8.37 | 7.31 | 3.21 | 7.34 | 8.11 | 6.84 | 0.61 | 0.22 | 0.32 | 0.58 | 0.83 | NATURAL GAS | 2018-02-20 | 1900 | 2050 | N | North | FC |  |  |  | Yes | CAISO_Peaker2
NQC List | CAISO | GUERNS_6_SOLAR | Guernsey Solar Station | Fresno | 0.8 | 0.6 | 3.6 | 3 | 3.2 | 6.2 | 7.8 | 5.4 | 2.8 | 0.4 | 0.4 | 0 | SUN | 2013-09-18 | 1900 | 2050 | N | North | FC | 100% |  |  | Yes | CAISO_Solar
NQC List | CAISO | GWFPWR_1_UNITS | Hanford Peaker Plant | Fresno | 97.32 | 97.3 | 96.83 | 95.01 | 93.15 | 91.4 | 89.64 | 90.15 | 92.32 | 96.67 | 96.98 | 97.44 | NATURAL GAS | 2001-08-27 | 1900 | 2050 | Y | North | FC |  |  |  | Yes | CAISO_Peaker1
NQC List | CAISO | GYS5X6_7_UNITS | GEYSERS UNITS 5 & 6 AGGREGATE | NCNB | 85 | 85 | 85 | 85 | 85 | 85 | 85 | 85 | 85 | 85 | 85 | 85 | GEOTHERMAL | 1971-01-01 | 1900 | 2050 | Y | North | FC |  |  |  | Yes | CAISO_Geothermal
NQC List | CAISO | GYS7X8_7_UNITS | GEYSERS UNITS 7 & 8 AGGREGATE | NCNB | 76 | 76 | 76 | 76 | 76 | 76 | 76 | 76 | 76 | 76 | 76 | 76 | GEOTHERMAL | 1972-01-01 | 1900 | 2050 | Y | North | FC |  |  |  | Yes | CAISO_Geothermal
NQC List | CAISO | GYSRVL_7_WSPRNG | Warm Springs Hydro | NCNB | 0.55 | 0.37 | 0.38 | 0.04 | 0 | 0 | 0 | 0 | 0 | 0.1 | 0.64 | 0.89 | WATER | 1988-12-22 | 1900 | 2050 | N | North | FC |  |  |  | Yes | CAISO_Small_Hydro
NQC List | CAISO | HAASPH_7_PL1X2 | HAAS PH UNIT 1 & 2 AGGREGATE | Fresno | 115.2 | 115.2 | 115.2 | 115.2 | 129.6 | 139.2 | 144 | 144 | 129.6 | 115.2 | 57.6 | 57.6 | WATER | 1958-01-01 | 1900 | 2050 | Y | North | FC |  |  |  | Yes | CAISO_Hydro
NQC List | CAISO | HALSEY_6_UNIT | HALSEY HYDRO | Sierra | 2.21 | 3.86 | 3.07 | 5.04 | 5.14 | 5.44 | 6.16 | 6.13 | 4.5 | 0 | 0 | 1.7 | WATER | 1916-01-01 | 1900 | 2050 | Y | North | FC |  |  |  | Yes | CAISO_Small_Hydro
NQC List | CAISO | HARBGN_7_UNITS | HARBOR COGEN COMBINED CYCLE | LA Basin | 100 | 100 | 100 | 100 | 100 | 100 | 100 | 100 | 100 | 100 | 100 | 100 | NATURAL GAS | 2001-06-14 | 1900 | 2050 | Y | South | FC |  |  |  | Yes | CAISO_CCGT2
NQC List | CAISO | HATCR1_7_UNIT | Hat Creek #1 | CAISO System | 3.84 | 3.94 | 4.69 | 4.68 | 3.87 | 4.08 | 3.65 | 3.46 | 2.25 | 2.52 | 4.31 | 4.4 | WATER | 1921-01-01 | 1900 | 2050 | N | North | FC |  |  |  | Yes | CAISO_Small_Hydro
NQC List | CAISO | HATCR2_7_UNIT | Hat Creek #2 | CAISO System | 4.67 | 4.94 | 5.23 | 4.62 | 4.98 | 5.04 | 4.55 | 4.61 | 4.1 | 4.75 | 5.21 | 5.16 | WATER | 1921-01-01 | 1900 | 2050 | N | North | FC |  |  |  | Yes | CAISO_Small_Hydro
NQC List | CAISO | HATLOS_6_BWDHY1 | Bidwell Ditch | CAISO System | 1.3 | 1.34 | 1.48 | 1.45 | 0.94 | 0.92 | 0.85 | 0.86 | 1.02 | 1.26 | 1.35 | 1.33 | WATER | 2017-06-29 | 1900 | 2050 | N | North | FC |  |  |  | Yes | CAISO_Hydro
NQC List | CAISO | HATLOS_6_LSCRK | Lost Creek 1 & 2 Hydro Conversion | CAISO System | 0.9 | 1.08 | 1.1 | 1.04 | 0.92 | 0.95 | 0.94 | 0.94 | 0.94 | 0.94 | 0.93 | 0.91 | WATER | 1989-06-15 | 1900 | 2050 | N | North | FC |  |  |  | Yes | CAISO_Small_Hydro
NQC List | CAISO | HATRDG_2_WIND | Hatchet Ridge Wind Farm | CAISO System | 14.28 | 12.24 | 28.56 | 25.5 | 25.5 | 33.66 | 23.46 | 21.42 | 15.3 | 8.16 | 12.24 | 13.26 | WIND | 2010-11-19 | 1900 | 2050 | N | North | FC |  |  |  | Yes | CAISO_Wind
NQC List | CAISO | HAYPRS_6_QFUNTS | HAYPRESS HYDRO QF UNITS | Sierra | 0.78 | 0.36 | 2.2 | 6.63 | 8.02 | 5.44 | 1.39 | 0.09 | 0 | 0 | 0.29 | 0.13 | WATER | 1989-04-11 | 1900 | 2050 | N | North | FC |  |  |  | Yes | CAISO_Small_Hydro
NQC List | CAISO | HELMPG_7_UNIT 1 | HELMS PUMP-GEN UNIT 1 | Fresno | 407 | 407 | 407 | 407 | 407 | 407 | 407 | 407 | 407 | 407 | 407 | 407 | WATER | 1984-01-01 | 1900 | 2050 | Y | North | FC |  |  |  | Yes | CAISO_Existing_Pumped_Storage
NQC List | CAISO | HELMPG_7_UNIT 2 | HELMS PUMP-GEN UNIT 2 | Fresno | 407 | 407 | 407 | 407 | 407 | 407 | 407 | 407 | 407 | 407 | 407 | 407 | WATER | 1984-01-01 | 1900 | 2050 | Y | North | FC |  |  |  | Yes | CAISO_Existing_Pumped_Storage
NQC List | CAISO | HELMPG_7_UNIT 3 | HELMS PUMP-GEN UNIT 3 | Fresno | 404 | 404 | 404 | 404 | 404 | 404 | 404 | 404 | 404 | 404 | 404 | 404 | WATER | 1984-01-01 | 1900 | 2050 | Y | North | FC |  |  |  | Yes | CAISO_Existing_Pumped_Storage
NQC List | CAISO | HENRTA_6_SOLAR1 | Lemoore 1 | Fresno | 0.06 | 0.05 | 0.27 | 0.23 | 0.24 | 0.47 | 0.59 | 0.41 | 0.21 | 0.03 | 0.03 | 0 | SUN | 2016-01-29 | 1900 | 2050 | N | North | ID | 100% | 18DGD Waiting for Bellota-Warnerville 230 kV reconductoring, Gates #13 500/230 kV transformer, Reconductor Los Banos-Padre Flat-Panoche 230 kV and many other |  | Yes | CAISO_Solar
NQC List | CAISO | HENRTA_6_SOLAR2 | Westside Solar Power PV1 | Fresno | 0 | 0 | 0 | 0 | 0 | 0 | 0 | 0 | 0 | 0 | 0 | 0 | SUN | 2016-05-07 | 1900 | 2050 | N | North | EO |  |  |  | Yes | CAISO_Solar
NQC List | CAISO | HENRTA_6_UNITA1 | GWF HENRIETTA PEAKER PLANT UNIT 1 | Fresno | 48.34 | 48.4 | 47.99 | 47.19 | 46.46 | 45.4 | 44.53 | 44.78 | 45.85 | 47.24 | 48.5 | 48.42 | NATURAL GAS | 2002-07-01 | 1900 | 2050 | Y | North | FC |  |  |  | Yes | CAISO_Peaker2
NQC List | CAISO | HENRTA_6_UNITA2 | GWF HENRIETTA PEAKER PLANT UNIT 2 | Fresno | 48.23 | 48.29 | 47.89 | 47.11 | 46.35 | 45.3 | 44.43 | 44.68 | 45.75 | 47.15 | 48.42 | 48.31 | NATURAL GAS | 2002-07-01 | 1900 | 2050 | Y | North | FC |  |  |  | Yes | CAISO_Peaker2
NQC List | CAISO | HENRTS_1_SOLAR | Henrietta Solar Project | Fresno | 4 | 3 | 18 | 15 | 16 | 31 | 39 | 27 | 14 | 2 | 2 | 0 | SUN | 2016-08-19 | 1900 | 2050 | N | North | FC |  |  |  | Yes | CAISO_Solar
NQC List | CAISO | HIDSRT_2_UNITS | HIGH DESERT POWER PROJECT AGGREGATE | CAISO System | 830 | 830 | 830 | 830 | 830 | 830 | 830 | 773 | 786 | 798 | 798 | 800 | NATURAL GAS | 2003-04-21 | 1900 | 2050 | Y | South | FC |  | HIDSRT_2_UNITS monthly values already pre-adjusted for Aug-Dec to allow FC status fo new solar/BESS. (Limited to maximum 850 MW.) |  | Yes | CAISO_CCGT1
NQC List | CAISO | HIGGNS_1_COMBIE | Combie South | Sierra | 1.2 | 0.93 | 1.32 | 1.35 | 1.36 | 0.92 | 0.64 | 0.35 | 0.03 | 0 | 0.61 | 0.85 | WATER | 1899-12-31 | 1900 | 2050 | N | North | FC |  |  |  | Yes | CAISO_Small_Hydro
NQC List | CAISO | HIGGNS_7_QFUNTS | HIGGNS_7_QFUNTS | Sierra | 0.2 | 0.21 | 0.28 | 0.26 | 0.27 | 0.26 | 0.25 | 0.25 | 0.23 | 0.04 | 0.08 | 0.17 | WATER | 1899-12-31 | 1900 | 2050 | N | North | FC |  |  |  | Yes | CAISO_Hydro
NQC List | CAISO | HILAND_7_YOLOWD | CLEAR LAKE UNIT 1 | NCNB | 0 | 0 | 0 | 0 | 0 | 0 | 0 | 0 | 0 | 0 | 0 | 0 | WATER | 1985-09-07 | 1900 | 2050 | N | North | EO |  |  |  | Yes | CAISO_Hydro
NQC List | CAISO | HINSON_6_CARBGN | BP WILMINGTON CALCINER | LA Basin | 27.07 | 19.01 | 24.52 | 28.01 | 24.93 | 29.75 | 27.31 | 29.64 | 25.86 | 26.4 | 27.58 | 28.25 | HEAT RECOVERY | 1982-01-01 | 1900 | 2050 | N | South | FC |  |  |  | Yes | CAISO_CHP
NQC List | CAISO | HINSON_6_LBECH1 | Long Beach Unit 1 | LA Basin | 63 | 63 | 63 | 63 | 63 | 63 | 63 | 63 | 63 | 63 | 63 | 63 | NATURAL GAS | 2007-08-01 | 1900 | 2050 | Y | South | FC |  |  |  | Yes | CAISO_Peaker2
NQC List | CAISO | HINSON_6_LBECH2 | Long Beach Unit 2 | LA Basin | 63 | 63 | 63 | 63 | 63 | 63 | 63 | 63 | 63 | 63 | 63 | 63 | NATURAL GAS | 2007-08-01 | 1900 | 2050 | Y | South | FC |  |  |  | Yes | CAISO_Peaker2
NQC List | CAISO | HINSON_6_LBECH3 | Long Beach Unit 3 | LA Basin | 63 | 63 | 63 | 63 | 63 | 63 | 63 | 63 | 63 | 63 | 63 | 63 | NATURAL GAS | 2007-08-01 | 1900 | 2050 | Y | South | FC |  |  |  | Yes | CAISO_Peaker2
NQC List | CAISO | HINSON_6_LBECH4 | Long Beach Unit 4 | LA Basin | 63 | 63 | 63 | 63 | 63 | 63 | 63 | 63 | 63 | 63 | 63 | 63 | NATURAL GAS | 2007-08-01 | 1900 | 2050 | Y | South | FC |  |  |  | Yes | CAISO_Peaker2
NQC List | CAISO | HINSON_6_SERRGN | Southeast Resource Recovery | LA Basin | 34 | 34 | 34 | 34 | 34 | 34 | 34 | 34 | 34 | 34 | 34 | 34 | WASTE TO POWER | 1988-01-01 | 1900 | 2050 | Y | South | FC |  |  |  | Yes | CAISO_CHP
NQC List | CAISO | HNTGBH_2_PL1X3 | Huntington Beach Energy | LA Basin | 673.8 | 673.8 | 673.8 | 673.8 | 673.8 | 673.8 | 673.8 | 673.8 | 673.8 | 673.8 | 673.8 | 673.8 | NATURAL GAS | 2020-06-01 | 1900 | 2050 | Y | South | FC |  |  |  | Yes | CAISO_CCGT1
NQC List | CAISO | HNTGBH_7_UNIT 2 | HUNTINGTON BEACH GEN STA. UNIT 2 | LA Basin | 225.8 | 225.8 | 225.8 | 225.8 | 225.8 | 225.8 | 225.8 | 225.8 | 225.8 | 225.8 | 225.8 | 225.8 | NATURAL GAS | 0 | 1900 | 2023 | Y | South | FC |  |  | OTC | Yes | CAISO_ST
NQC List | CAISO | HOLGAT_1_BORAX | U.S. Borax, Unit 1 | CAISO System | 10.36 | 10.61 | 9.94 | 3.46 | 10.52 | 8.26 | 7.66 | 6.79 | 6.02 | 7.86 | 9.09 | 11.03 | OTHER | 1984-06-01 | 1900 | 2050 | N | South | FC |  |  |  | Yes | CAISO_CHP
NQC List | CAISO | HOLSTR_1_SOLAR | San Benito Smart Park | CAISO System | 0 | 0 | 0 | 0 | 0 | 0 | 0 | 0 | 0 | 0 | 0 | 0 | SUN | 2014-06-16 | 1900 | 2050 | N | North | EO |  |  |  | Yes | CAISO_Solar
NQC List | CAISO | HOLSTR_1_SOLAR2 | Hollister Solar | CAISO System | 0.06 | 0.05 | 0.27 | 0.23 | 0.24 | 0.47 | 0.59 | 0.41 | 0.21 | 0.03 | 0.03 | 0 | SUN | 2015-04-17 | 1900 | 2050 | N | North | FC |  |  |  | Yes | CAISO_Solar
NQC List | CAISO | HUMBPP_1_UNITS3 | Humboldt Bay Generating Station 3 | Humboldt | 65.08 | 65.08 | 65.08 | 65.08 | 65.08 | 65.08 | 65.08 | 65.08 | 65.08 | 65.08 | 65.08 | 65.08 | NATURAL GAS | 2010-09-29 | 1900 | 2050 | Y | North | FC |  |  |  | Yes | CAISO_Reciprocating_Engine
NQC List | CAISO | HUMBPP_6_UNITS | Humboldt Bay Generating Station 1 | Humboldt | 97.62 | 97.62 | 97.62 | 97.62 | 97.62 | 97.62 | 97.62 | 97.62 | 97.62 | 97.62 | 97.62 | 97.62 | NATURAL GAS | 2010-09-29 | 1900 | 2050 | Y | North | FC |  |  |  | Yes | CAISO_Reciprocating_Engine
NQC List | CAISO | HUMBSB_1_QF | SMALL QF AGGREGATION - TRINITY | Humboldt | 0 | 0 | 0 | 0 | 0 | 0 | 0 | 0 | 0 | 0 | 0 | 0 | WATER | 1899-12-31 | 1900 | 2050 | N | North | FC |  |  |  | Yes | CAISO_Hydro
NQC List | CAISO | HURON_6_SOLAR | Huron Solar Station | Fresno | 0.8 | 0.6 | 3.6 | 3 | 3.2 | 6.2 | 7.8 | 5.4 | 2.8 | 0.4 | 0.4 | 0 | SUN | 2012-08-30 | 1900 | 2050 | N | North | FC |  |  |  | Yes | CAISO_Solar
NQC List | CAISO | HYTTHM_2_UNITS | HYATT-THERMALITO PUMP-GEN (AGGREGATE) | CAISO System | 111.03 | 68.99 | 61.98 | 138.21 | 245.54 | 366.05 | 860.75 | 747.59 | 407.03 | 195.42 | 224.87 | 177.94 | WATER | 1968-01-01 | 1900 | 2050 | Y | North | FC |  |  |  | Yes | CAISO_Hydro
NQC List | CAISO | IGNACO_1_QF | SMALL QF AGGREGATION - VALLEJO/DINSMORE | NCNB | 0.01 | 0.01 | 0.03 | 0.02 | 0.02 | 0.02 | 0.01 | 0 | 0.01 | 0 | 0 | 0 | OTHER | 1985-01-01 | 1900 | 2050 | N | North | FC |  |  |  | Yes | CAISO_Small_Hydro
NQC List | CAISO | INDIGO_1_UNIT 1 | INDIGO PEAKER UNIT 1 | LA Basin | 42 | 42 | 42 | 42 | 42 | 42 | 42 | 42 | 42 | 42 | 42 | 42 | NATURAL GAS | 2001-09-19 | 1900 | 2050 | Y | South | FC |  |  |  | Yes | CAISO_Peaker2
NQC List | CAISO | INDIGO_1_UNIT 2 | INDIGO PEAKER UNIT 2 | LA Basin | 42 | 42 | 42 | 42 | 42 | 42 | 42 | 42 | 42 | 42 | 42 | 42 | NATURAL GAS | 2001-09-19 | 1900 | 2050 | Y | South | FC |  |  |  | Yes | CAISO_Peaker2
NQC List | CAISO | INDIGO_1_UNIT 3 | INDIGO PEAKER UNIT 3 | LA Basin | 42 | 42 | 42 | 42 | 42 | 42 | 42 | 42 | 42 | 42 | 42 | 42 | NATURAL GAS | 2001-09-19 | 1900 | 2050 | Y | South | FC |  |  |  | Yes | CAISO_Peaker2
NQC List | CAISO | INDVLY_1_UNITS | Indian Valley Hydro | NCNB | 0.6 | 0.65 | 0 | 0.23 | 1.05 | 1.96 | 1.56 | 1.57 | 1.58 | 0.13 | 0 | 0 | WATER | 1983-09-15 | 1900 | 2050 | N | North | FC |  |  |  | Yes | CAISO_Small_Hydro
NQC List | CAISO | INTKEP_2_UNITS | CCSF Hetch_Hetchy Hydro Aggregate | CAISO System | 307 | 307 | 307 | 307 | 307 | 307 | 307 | 307 | 239 | 300 | 307 | 307 | WATER | 2006-07-01 | 1900 | 2050 | Y | North | FC |  |  |  | Yes | CAISO_Small_Hydro
NQC List | CAISO | IVANPA_1_UNIT1 | Ivanpah 1 | CAISO System | 5.04 | 3.78 | 22.68 | 18.9 | 20.16 | 39.06 | 49.14 | 34.02 | 17.64 | 2.52 | 2.52 | 0 | SUN | 2013-11-17 | 1900 | 2050 | N | South | FC |  |  |  | Yes | CAISO_Solar
NQC List | CAISO | IVANPA_1_UNIT2 | Ivanpah 2 | CAISO System | 5.32 | 3.99 | 23.94 | 19.95 | 21.28 | 41.23 | 51.87 | 35.91 | 18.62 | 2.66 | 2.66 | 0 | SUN | 2013-12-30 | 1900 | 2050 | N | South | FC |  |  |  | Yes | CAISO_Solar
NQC List | CAISO | IVANPA_1_UNIT3 | Ivanpah 3 | CAISO System | 5.32 | 3.99 | 23.94 | 19.95 | 21.28 | 41.23 | 51.87 | 35.91 | 18.62 | 2.66 | 2.66 | 0 | SUN | 2013-12-26 | 1900 | 2050 | N | South | FC |  |  |  | Yes | CAISO_Solar
NQC List | CAISO | IVSLR2_2_SM2SR1 | Silver Ridge Mount Signal 2 | San Diego-IV | 6 | 4.5 | 27 | 22.5 | 24 | 46.5 | 58.5 | 40.5 | 21 | 3 | 3 | 0 | SUN | 2020-07-01 | 1900 | 2050 | N | South | FC |  |  |  | Yes | CAISO_Solar
NQC List | CAISO | IVSLRP_2_SOLAR1 | Silver Ridge Mount Signal | San Diego-IV | 8 | 6 | 36 | 30 | 32 | 62 | 78 | 54 | 28 | 4 | 4 | 0 | SUN | 2013-10-28 | 1900 | 2050 | N | South | FC |  |  |  | Yes | CAISO_Solar
NQC List | CAISO | IVWEST_2_SOLAR1 | Imperial Valley West ( Q # 608) | San Diego-IV | 6 | 4.5 | 27 | 22.5 | 24 | 46.5 | 58.5 | 40.5 | 21 | 3 | 3 | 0 | SUN | 2015-09-30 | 1900 | 2050 | N | South | FC |  |  |  | Yes | CAISO_Solar
NQC List | CAISO | JACMSR_1_JACSR1 | Jacumba Solar Farm | San Diego-IV | 0.8 | 0.6 | 3.6 | 3 | 3.2 | 6.2 | 7.8 | 5.4 | 2.8 | 0.4 | 0.4 | 0 | SUN | 2017-07-25 | 1900 | 2050 | N | South | ID | 100% | Waiting for: Desert Area upgrades |  | Yes | CAISO_Solar
NQC List | CAISO | JAWBNE_2_NSRWND | North Sky River Wind Project | CAISO System | 22.4 | 19.2 | 44.8 | 40 | 40 | 52.8 | 36.8 | 33.6 | 24 | 12.8 | 19.2 | 20.8 | WIND | 2012-12-08 | 1900 | 2050 | N | South | FC |  |  |  | Yes | CAISO_Wind
NQC List | CAISO | JAWBNE_2_SRWND | Sky River | CAISO System | 10.78 | 9.24 | 21.56 | 19.25 | 19.25 | 25.41 | 17.71 | 16.17 | 11.55 | 6.16 | 9.24 | 10.01 | WIND | 2012-12-11 | 1900 | 2050 | N | South | FC |  |  |  | Yes | CAISO_Wind
NQC List | CAISO | JAYNE_6_WLSLR | Westlands Solar Farm PV 1 | Fresno | 0 | 0 | 0 | 0 | 0 | 0 | 0 | 0 | 0 | 0 | 0 | 0 | SUN | 2014-02-14 | 1900 | 2050 | N | North | EO |  |  |  | Yes | CAISO_Solar
NQC List | CAISO | KANSAS_6_SOLAR | RE Kansas South | Fresno | 0 | 0 | 0 | 0 | 0 | 0 | 0 | 0 | 0 | 0 | 0 | 0 | SUN | 2013-06-06 | 1900 | 2050 | N | North | EO |  |  |  | Yes | CAISO_Solar
NQC List | CAISO | KEKAWK_6_UNIT | STS HYDROPOWER LTD. (KEKAWAKA) | Humboldt | 2.17 | 1.64 | 2.83 | 2.38 | 0.33 | 0 | 0 | 0 | 0 | 0 | 0.04 | 0.06 | WATER | 1989-12-27 | 1900 | 2050 | N | North | FC |  |  |  | Yes | CAISO_Small_Hydro
NQC List | CAISO | KELSO_2_UNITS | Mariposa Energy | Bay Area | 198.03 | 198.03 | 198.03 | 198.03 | 194.59 | 192.24 | 194.59 | 192.27 | 193.09 | 194.91 | 196.93 | 198.03 | NATURAL GAS | 2012-10-01 | 1900 | 2050 | Y | North | FC |  |  |  | Yes | CAISO_Peaker1
NQC List | CAISO | KELYRG_6_UNIT | KELLY RIDGE HYDRO | Sierra | 8.4 | 8.16 | 8.16 | 8.16 | 8.24 | 8.16 | 8.32 | 10.44 | 8.4 | 0 | 8 | 8.4 | WATER | 1963-01-01 | 1900 | 2050 | Y | North | FC |  |  |  | Yes | CAISO_Small_Hydro
NQC List | CAISO | KERKH1_7_UNIT 3 | KERKHOFF PH 1 UNIT #3 | Fresno | 0 | 0 | 0 | 0 | 0 | 0 | 0 | 0 | 0 | 0 | 0 | 0 | WATER | 1920-01-01 | 1900 | 2050 | Y | North | FC |  |  |  | Yes | CAISO_Hydro
NQC List | CAISO | KERKH2_7_UNIT 1 | KERKHOFF PH 2 UNIT #1 | Fresno | 32 | 32 | 36 | 73.6 | 112.9 | 113.4 | 111.2 | 84 | 75 | 0 | 0 | 8 | WATER | 1983-01-01 | 1900 | 2050 | Y | North | FC |  |  |  | Yes | CAISO_Hydro
NQC List | CAISO | KERMAN_6_SOLAR1 | Fresno Solar South | Fresno | 0 | 0 | 0 | 0 | 0 | 0 | 0 | 0 | 0 | 0 | 0 | 0 | SUN | 2015-10-21 | 1900 | 2050 | N | North | EO |  |  |  | Yes | CAISO_Solar
NQC List | CAISO | KERMAN_6_SOLAR2 | Fresno Solar West | Fresno | 0 | 0 | 0 | 0 | 0 | 0 | 0 | 0 | 0 | 0 | 0 | 0 | SUN | 2015-10-20 | 1900 | 2050 | N | North | EO |  |  |  | Yes | CAISO_Solar
NQC List | CAISO | KERNFT_1_UNITS | KERN FRONT LIMITED | Kern | 50.98 | 51.06 | 50.61 | 50.11 | 49.94 | 49.28 | 48.68 | 48.6 | 49.11 | 49.74 | 50.56 | 51.02 | NATURAL GAS | 1989-01-07 | 1900 | 2050 | Y | North | FC |  |  |  | Yes | CAISO_Peaker2
NQC List | CAISO | KERNRG_1_UNITS | South Belridge Cogen Facility | CAISO System | 0.41 | 0.33 | 0.34 | 0.37 | 0.44 | 0.32 | 0.22 | 0.37 | 0.34 | 0.49 | 0.49 | 0.51 | NATURAL GAS | 1985-01-01 | 1900 | 2050 | N | North | FC |  |  |  | Yes | CAISO_Peaker1
NQC List | CAISO | KERRGN_1_UNIT 1 | KERN RIVER HYDRO UNITS 1-4 AGGREGATE | Big Creek-Ventura | 11.67 | 2.19 | 21.88 | 23.8 | 24.15 | 23.07 | 23.85 | 23.25 | 22.81 | 17.57 | 17.04 | 17.85 | WATER | 1907-01-01 | 1900 | 2050 | N | South | FC |  |  |  | Yes | CAISO_Hydro
NQC List | CAISO | KINGCO_1_KINGBR | Kingsburg Cogen | Fresno | 34.5 | 34.5 | 34.5 | 34.5 | 34.5 | 34.5 | 34.5 | 34.5 | 34.5 | 34.5 | 34.5 | 34.5 | NATURAL GAS | 1990-12-05 | 1900 | 2050 | Y | North | FC |  |  |  | Yes | CAISO_Peaker2
NQC List | CAISO | KINGRV_7_UNIT 1 | KINGS RIVER HYDRO UNIT 1 | Fresno | 32 | 0 | 11.2 | 11.2 | 11.2 | 35.2 | 37.12 | 36.8 | 32 | 32 | 32 | 35.2 | WATER | 1962-01-01 | 1900 | 2050 | Y | North | FC |  |  |  | Yes | CAISO_Hydro
NQC List | CAISO | KIRKER_7_KELCYN | KELLER CANYON LANDFILL GEN FACILICITY | Bay Area | 3.56 | 3.46 | 3.53 | 3.41 | 3.56 | 3.35 | 3.29 | 3.22 | 3.54 | 3.5 | 3.56 | 3.56 | BIOGAS | 2009-08-01 | 1900 | 2050 | N | North | FC |  |  |  | Yes | CAISO_Biomass
NQC List | CAISO | KNGBRD_2_SOLAR1 | Kingbird Solar A | CAISO System | 0.8 | 0.6 | 3.6 | 3 | 3.2 | 6.2 | 7.8 | 5.4 | 2.8 | 0.4 | 0.4 | 0 | SUN | 2016-04-30 | 1900 | 2050 | N | South | FC |  |  |  | Yes | CAISO_Solar
NQC List | CAISO | KNGBRD_2_SOLAR2 | Kingbird Solar B | CAISO System | 0.8 | 0.6 | 3.6 | 3 | 3.2 | 6.2 | 7.8 | 5.4 | 2.8 | 0.4 | 0.4 | 0 | SUN | 2016-04-30 | 1900 | 2050 | N | South | FC |  |  |  | Yes | CAISO_Solar
NQC List | CAISO | KNGBRG_1_KBSLR1 | Kingsburg1 | Fresno | 0 | 0 | 0 | 0 | 0 | 0 | 0 | 0 | 0 | 0 | 0 | 0 | SUN | 2013-12-06 | 1900 | 2050 | N | North | EO |  |  |  | Yes | CAISO_Solar
NQC List | CAISO | KNGBRG_1_KBSLR2 | Kingsburg2 | Fresno | 0 | 0 | 0 | 0 | 0 | 0 | 0 | 0 | 0 | 0 | 0 | 0 | SUN | 2013-12-06 | 1900 | 2050 | N | North | EO |  |  |  | Yes | CAISO_Solar
NQC List | CAISO | KNGCTY_6_UNITA1 | King City Energy Center, Unit 1 | CAISO System | 44.6 | 44.6 | 44.6 | 44.6 | 44.6 | 44.6 | 44.6 | 44.6 | 44.6 | 44.6 | 44.6 | 44.6 | NATURAL GAS | 2002-01-14 | 1900 | 2050 | Y | North | FC |  |  |  | Yes | CAISO_Peaker1
NQC List | CAISO | KNTSTH_6_SOLAR | Kent South | Fresno | 0 | 0 | 0 | 0 | 0 | 0 | 0 | 0 | 0 | 0 | 0 | 0 | SUN | 2014-12-24 | 1900 | 2050 | N | North | EO |  |  |  | Yes | CAISO_Solar
NQC List | CAISO | KRAMER_2_SEGS 8 | KRAMER JUNCTION 8 | CAISO System | 3.2 | 2.4 | 14.4 | 12 | 12.8 | 24.8 | 31.2 | 21.6 | 11.2 | 1.6 | 1.6 | 0 | SUN | 2020-07-01 | 1900 | 2050 | N | South | FC |  |  |  | Yes | CAISO_Solar
NQC List | CAISO | KRAMER_2_SEGS89 | LUZ SOLAR PARTNERS 8-9 AGGREGATE | CAISO System | 3.2 | 2.4 | 14.4 | 12 | 12.8 | 24.8 | 31.2 | 21.6 | 11.2 | 1.6 | 1.6 | 0 | SUN | 1986-01-01 | 1900 | 2050 | N | South | FC |  |  |  | Yes | CAISO_Solar
NQC List | CAISO | KRNCNY_6_UNIT | KERN CANYON | CAISO System | 0 | 0 | 0 | 0 | 0 | 0 | 0 | 0 | 0 | 0 | 0 | 0 | WATER | 1921-01-01 | 1900 | 2050 | N | North | EO |  |  |  | Yes | CAISO_Small_Hydro
NQC List | CAISO | KYCORA_6_KMSBT1 | Kearny Mesa Storage | San Diego-IV | 0 | 0 | 0 | 0 | 0 | 0 | 0 | 0 | 0 | 0 | 0 | 0 | LESR | #N/A | 1900 | 2050 | Y | South | EO |  |  |  | Yes | CAISO_Li_Battery
NQC List | CAISO | LACIEN_2_VENICE | MWD Venice Hydroelectric Recovery Plant | LA Basin | 0 | 0 | 0 | 0 | 0 | 0 | 0 | 0 | 0 | 0 | 0 | 0 | WATER | 1982-01-01 | 1900 | 2050 | N | South | FC |  |  |  | Yes | CAISO_Hydro
NQC List | CAISO | LAKHDG_6_UNIT 1 | Lake Hodges Pumped Storage-Unit1 | San Diego-IV | 20 | 20 | 20 | 20 | 20 | 20 | 20 | 20 | 20 | 20 | 20 | 20 | WATER | 2012-08-26 | 1900 | 2050 | Y | South | FC |  |  |  | Yes | CAISO_Existing_Pumped_Storage
NQC List | CAISO | LAKHDG_6_UNIT 2 | Lake Hodges Pumped Storage-Unit2 | San Diego-IV | 20 | 20 | 20 | 20 | 20 | 20 | 20 | 20 | 20 | 20 | 20 | 20 | WATER | 2012-08-26 | 1900 | 2050 | Y | South | FC |  |  |  | Yes | CAISO_Existing_Pumped_Storage
NQC List | CAISO | LAMONT_1_SOLAR1 | Regulus Solar | Kern | 2.4 | 1.8 | 10.8 | 9 | 9.6 | 18.6 | 23.4 | 16.2 | 8.4 | 1.2 | 1.2 | 0 | SUN | 2014-09-02 | 1900 | 2050 | N | North | FC |  |  |  | Yes | CAISO_Solar
NQC List | CAISO | LAMONT_1_SOLAR2 | Redwood Solar Farm 4 | Kern | 0.8 | 0.6 | 3.6 | 3 | 3.2 | 6.2 | 7.8 | 5.4 | 2.8 | 0.4 | 0.4 | 0 | SUN | 2018-01-06 | 1900 | 2050 | N | North | FC |  |  |  | Yes | CAISO_Solar
NQC List | CAISO | LAMONT_1_SOLAR3 | Woodmere Solar Farm | Kern | 0.6 | 0.45 | 2.7 | 2.25 | 2.4 | 4.65 | 5.85 | 4.05 | 2.1 | 0.3 | 0.3 | 0 | SUN | 2015-12-23 | 1900 | 2050 | N | North | FC |  |  |  | Yes | CAISO_Solar
NQC List | CAISO | LAMONT_1_SOLAR4 | Hayworth Solar Farm | Kern | 1.07 | 0.8 | 4.8 | 4 | 4.27 | 8.26 | 10.4 | 7.2 | 3.73 | 0.53 | 0.53 | 0 | SUN | 2015-12-23 | 1900 | 2050 | N | North | FC |  |  |  | Yes | CAISO_Solar
NQC List | CAISO | LAMONT_1_SOLAR5 | Redcrest Solar Farm | Kern | 0.67 | 0.5 | 3 | 2.5 | 2.67 | 5.16 | 6.5 | 4.5 | 2.33 | 0.33 | 0.33 | 0 | SUN | 2015-10-30 | 1900 | 2050 | N | North | FC |  |  |  | Yes | CAISO_Solar
NQC List | CAISO | LAPAC_6_UNIT | LOUISIANA PACIFIC SAMOA | Humboldt | 0 | 0 | 0 | 0 | 0 | 0 | 0 | 0 | 0 | 0 | 0 | 0 | BIOMASS | 1992-01-01 | 1900 | 2050 | N | North | EO |  |  |  | Yes | CAISO_Biomass
NQC List | CAISO | LAPLMA_2_UNIT 1 | La Paloma Generating Plant Unit #1 | CAISO System | 259.8 | 259.8 | 259.8 | 259.8 | 259.8 | 259.8 | 259.8 | 259.8 | 259.8 | 259.8 | 259.8 | 259.8 | NATURAL GAS | 2003-01-01 | 1900 | 2050 | Y | North | FC |  |  |  | Yes | CAISO_CCGT1
NQC List | CAISO | LAPLMA_2_UNIT 2 | La Paloma Generating Plant Unit #2 | CAISO System | 260.2 | 260.2 | 260.2 | 260.2 | 260.2 | 260.2 | 260.2 | 260.2 | 260.2 | 260.2 | 260.2 | 260.2 | NATURAL GAS | 2003-01-01 | 1900 | 2050 | Y | North | FC |  |  |  | Yes | CAISO_CCGT1
NQC List | CAISO | LAPLMA_2_UNIT 3 | La Paloma Generating Plant Unit #3 | CAISO System | 256.15 | 256.15 | 256.15 | 256.15 | 256.15 | 256.15 | 256.15 | 256.15 | 256.15 | 256.15 | 256.15 | 256.15 | NATURAL GAS | 2003-01-01 | 1900 | 2050 | Y | North | FC |  |  |  | Yes | CAISO_CCGT1
NQC List | CAISO | LAPLMA_2_UNIT 4 | LA PALOMA GENERATING PLANT, UNIT #4 | CAISO System | 253.29 | 253.29 | 253.29 | 253.29 | 253.29 | 253.29 | 253.29 | 253.29 | 253.29 | 253.29 | 253.29 | 253.29 | NATURAL GAS | 2003-01-01 | 1900 | 2050 | Y | North | FC |  |  |  | Yes | CAISO_CCGT2
NQC List | CAISO | LARKSP_6_UNIT 1 | LARKSPUR PEAKER UNIT 1 | San Diego-IV | 46 | 46 | 46 | 46 | 46 | 46 | 46 | 46 | 46 | 46 | 46 | 46 | NATURAL GAS | 2001-09-13 | 1900 | 2050 | Y | South | FC |  |  |  | Yes | CAISO_Peaker2
NQC List | CAISO | LARKSP_6_UNIT 2 | LARKSPUR PEAKER UNIT 2 | San Diego-IV | 46 | 46 | 46 | 46 | 46 | 46 | 46 | 46 | 46 | 46 | 46 | 46 | NATURAL GAS | 2001-09-13 | 1900 | 2050 | Y | South | FC |  |  |  | Yes | CAISO_Peaker2
NQC List | CAISO | LAROA2_2_UNITA1 | LR2 | San Diego-IV | 322 | 322 | 322 | 322 | 322 | 322 | 322 | 322 | 322 | 322 | 322 | 322 | NATURAL GAS | 2003-07-22 | 1900 | 2050 | Y | South | FC |  |  |  | Yes | CAISO_CCGT2
NQC List | CAISO | LASSEN_6_UNITS | Honey Lake Power | CAISO System | 30 | 30 | 30 | 30 | 30 | 30 | 30 | 30 | 30 | 30 | 30 | 30 | BIOMASS | 2017-06-27 | 1900 | 2050 | Y | North | FC |  |  |  | Yes | CAISO_Biomass
NQC List | CAISO | LAWRNC_7_SUNYVL | City of Sunnyvale Unit 1 and 2 | Bay Area | 0.03 | 0.01 | 0 | 0 | 0.03 | 0.09 | 0.09 | 0.09 | 0.09 | 0.08 | 0.1 | 0.13 | NATURAL GAS | 1999-01-01 | 1900 | 2050 | N | North | FC |  |  |  | Yes | CAISO_CHP
NQC List | CAISO | LEBECS_2_UNITS | Pastoria Energy Facility | Big Creek-Ventura | 799.47 | 799.47 | 785 | 775 | 765 | 760 | 765 | 765 | 765 | 775 | 799.47 | 799.47 | NATURAL GAS | 2005-05-04 | 1900 | 2050 | Y | South | ID | 100% | 750 MW with FC priority - the rest is waiting for Desert Area upgrades |  | Yes | CAISO_CCGT1
NQC List | CAISO | LECEF_1_UNITS | LOS ESTEROS ENERGY FACILITY AGGREGATE | Bay Area | 305.24 | 304.08 | 305 | 303.6 | 303.6 | 303.6 | 302.2 | 304 | 304 | 304.8 | 305 | 306 | NATURAL GAS | 2013-07-31 | 1900 | 2050 | Y | North | FC |  |  |  | Yes | CAISO_CCGT2
NQC List | CAISO | LEPRFD_1_KANSAS | Kansas | Fresno | 0.8 | 0.6 | 3.6 | 3 | 3.2 | 6.2 | 7.8 | 5.4 | 2.8 | 0.4 | 0.4 | 0 | SUN | 2014-12-18 | 1900 | 2050 | N | North | FC |  |  |  | Yes | CAISO_Solar
NQC List | CAISO | LGHTHP_6_ICEGEN | CARSON COGENERATION | LA Basin | 48 | 48 | 48 | 48 | 48 | 48 | 48 | 48 | 48 | 48 | 48 | 48 | NATURAL GAS | 1989-12-22 | 1900 | 2050 | Y | South | FC |  |  |  | Yes | CAISO_Peaker1
NQC List | CAISO | LHILLS_6_SOLAR1 | Lost Hills Solar | CAISO System | 0.8 | 0.6 | 3.6 | 3 | 3.2 | 6.2 | 7.8 | 5.4 | 2.8 | 0.4 | 0.4 | 0 | SUN | 2015-04-10 | 1900 | 2050 | N | North | FC |  |  |  | Yes | CAISO_Solar
NQC List | CAISO | LILIAC_6_SOLAR | Mesa Crest | San Diego-IV | 0.12 | 0.09 | 0.54 | 0.45 | 0.48 | 0.93 | 1.17 | 0.81 | 0.42 | 0.06 | 0.06 | 0 | SUN | 2016-09-17 | 1900 | 2050 | N | South | FC |  |  |  | Yes | CAISO_Solar
NQC List | CAISO | LITLRK_6_GBCSR1 | Green Beanworks C | Big Creek-Ventura | 0.12 | 0.09 | 0.54 | 0.45 | 0.48 | 0.93 | 1.17 | 0.81 | 0.42 | 0.06 | 0.06 | 0 | SUN | 2018-08-18 | 1900 | 2050 | N | South | FC |  |  |  | Yes | CAISO_Solar
NQC List | CAISO | LITLRK_6_SEPV01 | Gestamp Solar 1 | Big Creek-Ventura | 0 | 0 | 0 | 0 | 0 | 0 | 0 | 0 | 0 | 0 | 0 | 0 | SUN | 2012-05-08 | 1900 | 2050 | N | South | EO |  |  |  | Yes | CAISO_Solar
NQC List | CAISO | LITLRK_6_SOLAR1 | Lancaster Little Rock C | Big Creek-Ventura | 0.2 | 0.15 | 0.9 | 0.75 | 0.8 | 1.55 | 1.95 | 1.35 | 0.7 | 0.1 | 0.1 | 0 | SUN | 2015-01-17 | 1900 | 2050 | N | South | FC |  |  |  | Yes | CAISO_Solar
NQC List | CAISO | LITLRK_6_SOLAR2 | Palmdale 18 | Big Creek-Ventura | 0.08 | 0.06 | 0.36 | 0.3 | 0.32 | 0.62 | 0.78 | 0.54 | 0.28 | 0.04 | 0.04 | 0 | SUN | 2016-01-13 | 1900 | 2050 | N | South | FC |  |  |  | Yes | CAISO_Solar
NQC List | CAISO | LITLRK_6_SOLAR3 | One Ten Partners | Big Creek-Ventura | 0.08 | 0.06 | 0.36 | 0.3 | 0.32 | 0.62 | 0.78 | 0.54 | 0.28 | 0.04 | 0.04 | 0 | SUN | 2017-09-30 | 1900 | 2050 | N | South | FC |  |  |  | Yes | CAISO_Solar
NQC List | CAISO | LITLRK_6_SOLAR4 | Little Rock Pham Solar | Big Creek-Ventura | 0.12 | 0.09 | 0.54 | 0.45 | 0.48 | 0.93 | 1.17 | 0.81 | 0.42 | 0.06 | 0.06 | 0 | SUN | 2016-03-22 | 1900 | 2050 | N | South | FC |  |  |  | Yes | CAISO_Solar
NQC List | CAISO | LIVEOK_6_SOLAR | Harris | Sierra | 0.02 | 0.02 | 0.09 | 0.08 | 0.08 | 0.16 | 0.2 | 0.14 | 0.07 | 0.01 | 0.01 | 0 | SUN | 2014-11-27 | 1900 | 2050 | N | North | PD | 40% |  |  | Yes | CAISO_Solar
NQC List | CAISO | LIVOAK_1_UNIT 1 | LIVE OAK LIMITED | Kern | 45 | 45 | 44 | 43 | 43 | 42.5 | 42.5 | 42.94 | 43 | 43.98 | 44.5 | 44.5 | NATURAL GAS | 1991-03-16 | 1900 | 2050 | Y | North | FC |  |  |  | Yes | CAISO_Peaker1
NQC List | CAISO | LMBEPK_2_UNITA1 | Lambie Energy Center, Unit #1 | Bay Area | 47.5 | 47.5 | 47.5 | 47.5 | 47.5 | 47.5 | 47.5 | 47.5 | 47.5 | 47.5 | 47.5 | 47.5 | NATURAL GAS | 2003-01-06 | 1900 | 2050 | Y | North | FC |  |  |  | Yes | CAISO_Peaker2
NQC List | CAISO | LMBEPK_2_UNITA2 | Creed Energy Center, Unit #1 | Bay Area | 47.6 | 47.6 | 47.6 | 47.6 | 47.6 | 47.6 | 47.6 | 47.6 | 47.6 | 47.6 | 47.6 | 47.6 | NATURAL GAS | 2003-01-06 | 1900 | 2050 | Y | North | FC |  |  |  | Yes | CAISO_Peaker2
NQC List | CAISO | LMBEPK_2_UNITA3 | Goose Haven Energy Center, Unit #1 | Bay Area | 47.4 | 47.4 | 47.4 | 47.4 | 47.4 | 47.4 | 47.4 | 47.4 | 47.4 | 47.4 | 47.4 | 47.4 | NATURAL GAS | 2003-01-06 | 1900 | 2050 | Y | North | FC |  |  |  | Yes | CAISO_Peaker2
NQC List | CAISO | LMEC_1_PL1X3 | Los Medanos Energy Center AGGREGATE | Bay Area | 580 | 580 | 580 | 580 | 580 | 574.53 | 574.53 | 574.53 | 574.53 | 580 | 580 | 580 | NATURAL GAS | 2001-06-09 | 1900 | 2050 | Y | North | FC | 100% |  |  | Yes | CAISO_CCGT2
NQC List | CAISO | LNCSTR_6_CREST | Lanacaster Aggregate Solar Resources | Big Creek-Ventura | 0 | 0 | 0 | 0 | 0 | 0 | 0 | 0 | 0 | 0 | 0 | 0 | SUN | 2000-01-01 | 1900 | 2050 | N | South | EO |  |  |  | Yes | CAISO_Solar
NQC List | CAISO | LNCSTR_6_SOLAR2 | SEPV Sierra NGR | Big Creek-Ventura | 0.05 | 0.04 | 0.26 | 0.18 | 0.19 | 0.37 | 0.47 | 0.32 | 0.17 | 0.02 | 0.02 | 0 | SUN | 2020-07-01 | 1900 | 2050 | Y | South | FC |  | Hybrid - However Solar is FCDS and BESS is EO |  | No | #N/A
NQC List | CAISO | LOCKFD_1_BEARCK | Bear Creek Solar | Stockton | 0.06 | 0.05 | 0.27 | 0.23 | 0.24 | 0.47 | 0.59 | 0.41 | 0.21 | 0.03 | 0.03 | 0 | SUN | 2014-02-05 | 1900 | 2050 | N | North | FC |  |  |  | Yes | CAISO_Solar
NQC List | CAISO | LOCKFD_1_KSOLAR | Kettleman Solar | Stockton | 0.04 | 0.03 | 0.18 | 0.15 | 0.16 | 0.31 | 0.39 | 0.27 | 0.14 | 0.02 | 0.02 | 0 | SUN | 2014-03-14 | 1900 | 2050 | N | North | FC |  |  |  | Yes | CAISO_Solar
NQC List | CAISO | LODI25_2_UNIT 1 | LODI GAS TURBINE | Stockton | 23.8 | 23.8 | 23.8 | 23.8 | 23.8 | 23.8 | 23.8 | 23.8 | 23.8 | 23.8 | 23.8 | 23.8 | NATURAL GAS | 1986-01-01 | 1900 | 2050 | Y | North | FC |  |  |  | Yes | CAISO_Peaker2
NQC List | CAISO | LODIEC_2_PL1X2 | Lodi Energy Center | Sierra | 302.58 | 302.58 | 302.58 | 302.58 | 302.58 | 302.58 | 302.58 | 302.58 | 302.58 | 302.58 | 302.58 | 302.58 | NATURAL GAS | 2012-11-27 | 1900 | 2050 | Y | North | FC | 100% |  |  | Yes | CAISO_CCGT1
NQC List | CAISO | LOTUS_6_LSFSR1 | Lotus Solar Farm | Fresno | 2 | 1.5 | 9 | 7.5 | 8 | 15.5 | 19.5 | 13.5 | 7 | 1 | 1 | 0 | SUN | 2020-06-01 | 1900 | 2050 | N | North | FC | 100% |  |  | Yes | CAISO_Solar
NQC List | CAISO | LOWGAP_1_SUPHR | Mill & Sulphur Creek Hydro | Humboldt | 0.29 | 0.36 | 0.76 | 0.65 | 0.09 | 0 | 0 | 0 | 0 | 0 | 0.11 | 0.15 | WATER | 1988-02-23 | 1900 | 2050 | N | North | FC |  |  |  | Yes | CAISO_Small_Hydro
NQC List | CAISO | LOWGAP_7_QFUNTS | Matthews Dam Hydro | CAISO System | 0.81 | 1.08 | 1.21 | 1.19 | 0.78 | 0.45 | 0.23 | 0.21 | 0.21 | 0.21 | 0.28 | 0.29 | WATER | 2017-05-10 | 1900 | 2050 | N | North | FC |  |  |  | Yes | CAISO_Hydro
NQC List | CAISO | MAGUND_1_BKISR1 | Bakersfield Industrial 1 | Kern | 0.04 | 0.03 | 0.18 | 0.15 | 0.16 | 0.31 | 0.39 | 0.27 | 0.14 | 0.02 | 0.02 | 0 | SUN | 2017-12-27 | 1900 | 2050 | N | North | FC | 100% |  |  | Yes | CAISO_Solar
NQC List | CAISO | MAGUND_1_BKSSR2 | Bakersfield Solar 1 | Kern | 0.21 | 0.16 | 0.95 | 0.79 | 0.84 | 1.63 | 2.05 | 1.42 | 0.74 | 0.11 | 0.11 | 0 | SUN | 2017-12-26 | 1900 | 2050 | N | North | FC | 100% |  |  | Yes | CAISO_Solar
NQC List | CAISO | MALAGA_1_PL1X2 | Malaga Power Aggregate | Fresno | 96 | 96 | 96 | 96 | 96 | 96 | 96 | 96 | 96 | 96 | 96 | 96 | NATURAL GAS | 2005-09-19 | 1900 | 2050 | Y | North | FC |  |  |  | Yes | CAISO_Peaker1
NQC List | CAISO | MALCHQ_7_UNIT 1 | MALACHA HYDRO L.P. | CAISO System | 9.56 | 20 | 24.15 | 26.31 | 16.4 | 8.18 | 2.27 | 0.07 | 0 | 0 | 2.94 | 1.72 | WATER | 1988-12-07 | 1900 | 2050 | N | North | FC |  |  |  | Yes | CAISO_Hydro
NQC List | CAISO | MANTEC_1_ML1SR1 | Manteca Land 1 | Stockton | 0 | 0 | 0 | 0 | 0 | 0 | 0 | 0 | 0 | 0 | 0 | 0 | SUN | 2017-12-28 | 1900 | 2050 | N | North | EO |  |  |  | Yes | CAISO_Solar
NQC List | CAISO | MANZNA_2_WIND | Manzana Wind | CAISO System | 26.46 | 22.68 | 52.92 | 47.25 | 47.25 | 62.37 | 43.47 | 39.69 | 28.35 | 15.12 | 22.68 | 24.57 | WIND | 2012-12-20 | 1900 | 2050 | N | South | FC |  |  |  | Yes | CAISO_Wind
NQC List | CAISO | MARCPW_6_SOLAR1 | Maricopa West Solar PV | CAISO System | 0.8 | 0.6 | 3.6 | 3 | 3.2 | 6.2 | 7.8 | 5.4 | 2.8 | 0.4 | 0.4 | 0 | SUN | 2015-12-12 | 1900 | 2050 | N | North | FC |  |  |  | Yes | CAISO_Solar
NQC List | CAISO | MARTIN_1_SUNSET | Sunset Reservoir - North Basin | Bay Area | 0.18 | 0.14 | 0.81 | 0.68 | 0.72 | 1.4 | 1.76 | 1.22 | 0.63 | 0.09 | 0.09 | 0 | SUN | 2010-10-29 | 1900 | 2050 | N | North | FC |  |  |  | Yes | CAISO_Solar
NQC List | CAISO | MCARTH_6_FRIVRB | Fall River Mills Project B | CAISO System | 0.06 | 0.05 | 0.27 | 0.23 | 0.24 | 0.47 | 0.59 | 0.41 | 0.21 | 0.03 | 0.03 | 0 | SUN | 2014-03-05 | 1900 | 2050 | N | North | ID | 100% | 18DGD Waiting for Modify QC8SPS-02 and many other |  | Yes | CAISO_Solar
NQC List | CAISO | MCCALL_1_QF | SMALL QF AGGREGATION - FRESNO | Fresno | 0.29 | 0.51 | 0.57 | 0.5 | 0.53 | 0.6 | 0.54 | 0.57 | 0.75 | 0.75 | 0.53 | 0.4 | WATER | 1990-01-01 | 1900 | 2050 | N | North | FC |  |  |  | Yes | CAISO_Small_Hydro
NQC List | CAISO | MCSWAN_6_UNITS | MC SWAIN HYDRO | Fresno | 0 | 0 | 0 | 3.04 | 4.08 | 4.56 | 4.96 | 3.8 | 2.78 | 1.96 | 0 | 0 | WATER | 1967-01-01 | 1900 | 2050 | Y | North | FC | 96% |  |  | Yes | CAISO_Hydro
NQC List | CAISO | MDFKRL_2_PROJCT | MIDDLE FORK AND RALSTON PSP | Sierra | 210 | 210 | 210 | 210 | 210 | 210 | 210 | 210 | 210 | 210 | 210 | 210 | WATER | 1966-01-01 | 1900 | 2050 | Y | North | FC |  |  |  | Yes | CAISO_Hydro
NQC List | CAISO | MENBIO_6_RENEW1 | CalRENEW - 1(A) | Fresno | 0.2 | 0.15 | 0.9 | 0.75 | 0.8 | 1.55 | 1.95 | 1.35 | 0.7 | 0.1 | 0.1 | 0 | SUN | 2010-04-30 | 1900 | 2050 | N | North | FC |  |  |  | Yes | CAISO_Solar
NQC List | CAISO | MERCED_1_SOLAR1 | Mission Solar | Fresno | 0 | 0 | 0 | 0 | 0 | 0 | 0 | 0 | 0 | 0 | 0 | 0 | SUN | 2015-05-23 | 1900 | 2050 | N | North | EO |  |  |  | Yes | CAISO_Solar
NQC List | CAISO | MERCED_1_SOLAR2 | Merced Solar | Fresno | 0 | 0 | 0 | 0 | 0 | 0 | 0 | 0 | 0 | 0 | 0 | 0 | SUN | 2015-05-12 | 1900 | 2050 | N | North | EO |  |  |  | Yes | CAISO_Solar
NQC List | CAISO | MERCFL_6_UNIT | Merced Falls Powerhouse | Fresno | 0 | 0 | 0 | 0.8 | 1.28 | 2 | 2 | 1.68 | 1.2 | 0 | 0 | 0 | WATER | 1930-01-01 | 1900 | 2050 | Y | North | FC | 96% |  |  | Yes | CAISO_Small_Hydro
NQC List | CAISO | MESAP_1_QF | SMALL QF AGGREGATION - SAN LUIS OBISPO | CAISO System | 0 | 0 | 0 | 0 | 0 | 0 | 0 | 0 | 0 | 0 | 0 | 0 | OTHER | 0 | 1900 | 2050 | N | North | FC |  |  |  | Yes | CAISO_CHP
NQC List | CAISO | METEC_2_PL1X3 | Metcalf Energy Center | Bay Area | 593.16 | 593.16 | 593.16 | 593.16 | 585 | 575 | 570 | 570 | 580 | 593.16 | 593.16 | 593.16 | NATURAL GAS | 2005-05-27 | 1900 | 2050 | Y | North | FC |  |  |  | Yes | CAISO_CCGT1
NQC List | CAISO | MIDWD_2_WIND2 | Coram Energy | CAISO System | 0.42 | 0.36 | 0.84 | 0.75 | 0.75 | 0.99 | 0.69 | 0.63 | 0.45 | 0.24 | 0.36 | 0.39 | WIND | 2015-12-23 | 1900 | 2050 | N | South | FC |  |  |  | Yes | CAISO_Wind
NQC List | CAISO | MIDWD_7_CORAMB | CELLC 7.5 MW Tehachapi Project | CAISO System | 1.05 | 0.9 | 2.1 | 1.88 | 1.88 | 2.48 | 1.73 | 1.58 | 1.13 | 0.6 | 0.9 | 0.98 | WIND | 1983-12-01 | 1900 | 2050 | N | South | FC |  |  |  | Yes | CAISO_Wind
NQC List | CAISO | MIRLOM_2_CORONA | MWD Corona Hydroelectric Recovery Plant | LA Basin | 0 | 0 | 0 | 0 | 0 | 0 | 0 | 0.34 | 0.86 | 0 | 0 | 0 | WATER | 1987-01-01 | 1900 | 2050 | N | South | FC |  |  |  | Yes | CAISO_Hydro
NQC List | CAISO | MIRLOM_2_CREST | Temescal Canyon RV | LA Basin | 0.06 | 0.05 | 0.27 | 0.23 | 0.24 | 0.47 | 0.59 | 0.41 | 0.21 | 0.03 | 0.03 | 0 | SUN | #N/A | 1900 | 2050 | N | South | FC |  |  |  | No | #N/A
NQC List | CAISO | MIRLOM_2_LNDFL | Milliken Landfill Solar | LA Basin | 0.12 | 0.09 | 0.54 | 0.45 | 0.48 | 0.93 | 1.17 | 0.81 | 0.42 | 0.06 | 0.06 | 0 | SUN | 2017-06-23 | 1900 | 2050 | N | South | FC |  |  |  | Yes | CAISO_Solar
NQC List | CAISO | MIRLOM_2_MLBBTA | Mira Loma BESS A | LA Basin | 10 | 10 | 10 | 10 | 10 | 10 | 10 | 10 | 10 | 10 | 10 | 10 | LESR | 2016-12-30 | 1900 | 2050 | Y | South | FC |  |  |  | Yes | CAISO_Li_Battery
NQC List | CAISO | MIRLOM_2_MLBBTB | Mira Loma BESS B | LA Basin | 10 | 10 | 10 | 10 | 10 | 10 | 10 | 10 | 10 | 10 | 10 | 10 | LESR | 2016-12-30 | 1900 | 2050 | Y | South | FC |  |  |  | Yes | CAISO_Li_Battery
NQC List | CAISO | MIRLOM_2_ONTARO | Ontario RT Solar | LA Basin | 0.22 | 0.17 | 0.99 | 0.83 | 0.88 | 1.71 | 2.15 | 1.49 | 0.77 | 0.11 | 0.11 | 0 | SUN | 2011-08-25 | 1900 | 2050 | N | South | FC |  |  |  | Yes | CAISO_Solar
NQC List | CAISO | MIRLOM_2_RTS032 | SPVP032 | LA Basin | 0.06 | 0.05 | 0.27 | 0.23 | 0.24 | 0.47 | 0.59 | 0.41 | 0.21 | 0.03 | 0.03 | 0 | SUN | 2013-06-17 | 1900 | 2050 | N | South | FC |  |  |  | Yes | CAISO_Solar
NQC List | CAISO | MIRLOM_2_RTS033 | SPVP033 | LA Basin | 0.04 | 0.03 | 0.18 | 0.15 | 0.16 | 0.31 | 0.39 | 0.27 | 0.14 | 0.02 | 0.02 | 0 | SUN | 2013-08-05 | 1900 | 2050 | N | South | FC |  |  |  | Yes | CAISO_Solar
NQC List | CAISO | MIRLOM_2_TEMESC | MWD Temescal Hydroelectric Recovery Plan | LA Basin | 0 | 0 | 0 | 0 | 0 | 0 | 0 | 0 | 0 | 0 | 0 | 0 | WATER | 1987-01-01 | 1900 | 2050 | N | South | FC |  |  |  | Yes | CAISO_Hydro
NQC List | CAISO | MIRLOM_6_PEAKER | Mira Loma Peaker | LA Basin | 46 | 46 | 46 | 46 | 46 | 46 | 46 | 46 | 46 | 46 | 46 | 46 | NATURAL GAS | 2007-09-20 | 1900 | 2050 | Y | South | FC |  |  |  | Yes | CAISO_Peaker1
NQC List | CAISO | MIRLOM_7_MWDLKM | Lake Mathews Hydroelectric Recovery Plan | LA Basin | 2.4 | 2.91 | 2.91 | 1.56 | 1.53 | 1.76 | 1.94 | 2.06 | 1.93 | 1.71 | 1.54 | 1.2 | WATER | 1980-01-01 | 1900 | 2050 | Y | South | FC |  |  |  | Yes | CAISO_Hydro
NQC List | CAISO | MISSIX_1_QF | SMALL QF AGGREGATION - SAB FRABCUSCI | Bay Area | 0.01 | 0.01 | 0.01 | 0.01 | 0.01 | 0.01 | 0.01 | 0.01 | 0.01 | 0.01 | 0.01 | 0.01 | NATURAL GAS | 1987-01-01 | 1900 | 2050 | N | North | FC |  |  |  | Yes | CAISO_CHP
NQC List | CAISO | MKTRCK_1_UNIT 1 | MCKITTRICK LIMITED | CAISO System | 47.3 | 46.65 | 46 | 45.2 | 46.6 | 45.2 | 45.9 | 44.4 | 44.8 | 46 | 46.5 | 46.8 | NATURAL GAS | 1991-10-16 | 1900 | 2050 | Y | North | FC |  |  |  | Yes | CAISO_Peaker1
NQC List | CAISO | MLPTAS_7_QFUNTS | MLPTAS_7_QFUNTS | Bay Area | 0 | 0 | 0 | 0 | 0 | 0 | 0 | 0 | 0 | 0 | 0 | 0 | OTHER | 0 | 1900 | 2050 | N | North | FC |  |  |  | Yes | CAISO_CHP
NQC List | CAISO | MNDALY_6_MCGRTH | McGrath Beach Peaker | Big Creek-Ventura | 47.2 | 47.2 | 47.2 | 47.2 | 47.2 | 47.2 | 47.2 | 47.2 | 47.2 | 47.2 | 47.2 | 47.2 | NATURAL GAS | 2012-11-01 | 1900 | 2050 | Y | South | FC |  |  |  | Yes | CAISO_Peaker1
NQC List | CAISO | MNDOTA_1_SOLAR1 | North Star Solar 1 | Fresno | 2.4 | 1.8 | 10.8 | 9 | 9.6 | 18.6 | 23.4 | 16.2 | 8.4 | 1.2 | 1.2 | 0 | SUN | 2015-06-20 | 1900 | 2050 | N | North | FC |  |  |  | Yes | CAISO_Solar
NQC List | CAISO | MNDOTA_1_SOLAR2 | Citizen Solar B | Fresno | 0 | 0 | 0 | 0 | 0 | 0 | 0 | 0 | 0 | 0 | 0 | 0 | SUN | 2015-12-11 | 1900 | 2050 | N | North | EO |  |  |  | Yes | CAISO_Solar
NQC List | CAISO | MOJAVE_1_SIPHON | MOJAVE SIPHON POWER PLANT | LA Basin | 0.91 | 1.46 | 3.56 | 9.36 | 11.77 | 12.16 | 13.24 | 13.54 | 14.36 | 14 | 12.9 | 11.28 | WATER | 1996-01-01 | 1900 | 2050 | Y | South | FC |  |  |  | Yes | CAISO_Hydro
NQC List | CAISO | MOJAVW_2_SOLAR | Mojave West | CAISO System | 0.8 | 0.6 | 3.6 | 3 | 3.2 | 6.2 | 7.8 | 5.4 | 2.8 | 0.4 | 0.4 | 0 | SUN | 2016-06-15 | 1900 | 2050 | N | South | FC |  |  |  | Yes | CAISO_Solar
NQC List | CAISO | MONLTH_6_BOREL | BOREL HYDRO UNITS 1-3 AGGREGATE | CAISO System | 0 | 0 | 0 | 0 | 0 | 0 | 0 | 0 | 0 | 0 | 0 | 0 | WATER | 1904-01-01 | 1900 | 2050 | N | South | FC |  |  |  | Yes | CAISO_Small_Hydro
NQC List | CAISO | MONTPH_7_UNITS | MONTICELLO HYDRO AGGREGATE | NCNB | 0.38 | 3.2 | 7.9 | 8.18 | 6.23 | 8.92 | 9.39 | 7.47 | 5.62 | 2.19 | 0.88 | 1.05 | WATER | 1974-01-01 | 1900 | 2050 | N | North | FC |  |  |  | Yes | CAISO_Small_Hydro
NQC List | CAISO | MOORPK_2_CALABS | Calabasas Gas-to-Energy Facility | Big Creek-Ventura | 5.06 | 5.07 | 4.93 | 5 | 5 | 4.69 | 4.72 | 4.97 | 4.85 | 4.94 | 4.95 | 5 | BIOGAS | 2010-09-20 | 1900 | 2050 | N | South | FC |  |  |  | Yes | CAISO_Biomass
NQC List | CAISO | MOORPK_6_QF | MOORPARK QFS | Big Creek-Ventura | 0.5 | 0.49 | 0.47 | 0.4 | 0.51 | 0.54 | 0.57 | 0.62 | 0.65 | 0.63 | 0.64 | 0.64 | OTHER | 1976-01-01 | 1900 | 2050 | N | South | FC |  |  |  | Yes | CAISO_Small_Hydro
NQC List | CAISO | MORWD_6_QF | Morwind | CAISO System | 5.34 | 4.58 | 10.68 | 9.54 | 9.54 | 12.59 | 8.78 | 8.01 | 5.72 | 3.05 | 4.58 | 4.96 | WIND | 2000-01-01 | 1900 | 2050 | N | South | FC |  |  |  | Yes | CAISO_Wind
NQC List | CAISO | MOSSLD_1_QF | SMALL QF AGGREGATION - SANTA CRUZ | Bay Area | 0.01 | 0 | 0.01 | 0 | 0 | 0.01 | 0.01 | 0 | 0.01 | 0.01 | 0.01 | 0.02 | OTHER | 1985-01-01 | 1900 | 2050 | N | North | FC |  |  |  | Yes | CAISO_CHP
NQC List | CAISO | MOSSLD_2_PSP1 | MOSS LANDING POWER BLOCK 1 | Bay Area | 510 | 510 | 510 | 510 | 510 | 510 | 510 | 510 | 510 | 510 | 510 | 510 | NATURAL GAS | 2002-07-01 | 1900 | 2050 | Y | North | FC |  |  |  | Yes | CAISO_CCGT1
NQC List | CAISO | MOSSLD_2_PSP2 | MOSS LANDING POWER BLOCK 2 | Bay Area | 510 | 510 | 510 | 510 | 510 | 510 | 510 | 510 | 510 | 510 | 510 | 510 | NATURAL GAS | 2002-07-11 | 1900 | 2050 | Y | North | FC |  |  |  | Yes | CAISO_CCGT1
NQC List | CAISO | MRCHNT_2_PL1X3 | Desert Star Energy Center | CAISO System | 419.25 | 419.25 | 419.25 | 419.25 | 419.25 | 419.25 | 419.25 | 419.25 | 419.25 | 419.25 | 419.25 | 419.25 | NATURAL GAS | 2012-06-18 | 1900 | 2050 | Y | South | PD | 419.25 |  |  | Yes | CAISO_CCGT1
NQC List | CAISO | MRGT_6_MEF2 | Miramar Energy Facility II | San Diego-IV | 44 | 44 | 44 | 44 | 44 | 44 | 44 | 44 | 44 | 44 | 44 | 44 | NATURAL GAS | 2009-08-07 | 1900 | 2050 | Y | South | FC |  |  |  | Yes | CAISO_Peaker1
NQC List | CAISO | MRGT_6_MMAREF | Miramar Energy Facility | San Diego-IV | 45 | 45 | 45 | 45 | 45 | 45 | 45 | 45 | 45 | 45 | 45 | 45 | NATURAL GAS | 2005-07-27 | 1900 | 2050 | Y | South | FC |  |  |  | Yes | CAISO_Peaker1
NQC List | CAISO | MRLSDS_6_SOLAR1 | Morelos Solar | CAISO System | 0.6 | 0.45 | 2.7 | 2.25 | 2.4 | 4.65 | 5.85 | 4.05 | 2.1 | 0.3 | 0.3 | 0 | SUN | 2015-11-25 | 1900 | 2050 | N | North | FC |  |  |  | Yes | CAISO_Solar
NQC List | CAISO | MSHGTS_6_MMARLF | MIRAMAR LANDFILL | San Diego-IV | 4.04 | 3.83 | 3.27 | 4.18 | 4.14 | 4.19 | 3.66 | 3.8 | 3.32 | 3.52 | 3.83 | 3.74 | BIOGAS | 2003-05-21 | 1900 | 2050 | N | South | FC |  |  |  | Yes | CAISO_Biomass
NQC List | CAISO | MSOLAR_2_SOLAR1 | Mesquite Solar 1 | CAISO System | 6.6 | 4.95 | 29.7 | 24.75 | 26.4 | 51.15 | 64.35 | 44.55 | 23.1 | 3.3 | 3.3 | 0 | SUN | 2014-01-01 | 1900 | 2050 | N | South | ID | 100% | Waiting for: Desert Area upgrades |  | Yes | CAISO_Solar
NQC List | CAISO | MSOLAR_2_SOLAR2 | Mesquite Solar 2 | CAISO System | 4.03 | 3.02 | 18.15 | 15.12 | 16.13 | 31.25 | 39.32 | 27.22 | 14.11 | 2.02 | 2.02 | 0 | SUN | 2017-10-12 | 1900 | 2050 | N | South | ID | 100% | Hybrid - However Solar is FCDS and BESS is EO - Waiting for: Desert Area upgrades |  | Yes | CAISO_Solar
NQC List | CAISO | MSOLAR_2_SOLAR3 | Mesquite Solar 3, LLC | CAISO System | 6.08 | 4.56 | 27.36 | 22.8 | 24.32 | 47.12 | 59.28 | 41.04 | 21.28 | 3.04 | 3.04 | 0 | SUN | 2016-12-06 | 1900 | 2050 | N | South | ID | 100% | Waiting for: Desert Area upgrades |  | Yes | CAISO_Solar
NQC List | CAISO | MSSION_2_QF | SMALL QF AGGREGATION - SAN DIEGO | San Diego-IV | 0.44 | 0.46 | 0.48 | 0.51 | 0.45 | 0.44 | 0.48 | 0.41 | 0.43 | 0.44 | 0.51 | 0.51 | OTHER | 1980-01-01 | 1900 | 2050 | N | South | FC |  |  |  | Yes | CAISO_Small_Hydro
NQC List | CAISO | MSTANG_2_SOLAR | Mustang | Fresno | 1.2 | 0.9 | 5.4 | 4.5 | 4.8 | 9.3 | 11.7 | 8.1 | 4.2 | 0.6 | 0.6 | 0 | SUN | 2016-07-12 | 1900 | 2050 | N | North | FC | 100% |  |  | Yes | CAISO_Solar
NQC List | CAISO | MSTANG_2_SOLAR3 | Mustang 3 | Fresno | 1.6 | 1.2 | 7.2 | 6 | 6.4 | 12.4 | 15.6 | 10.8 | 5.6 | 0.8 | 0.8 | 0 | SUN | 2016-05-03 | 1900 | 2050 | N | North | FC | 100% |  |  | Yes | CAISO_Solar
NQC List | CAISO | MSTANG_2_SOLAR4 | Mustang 4 | Fresno | 1.2 | 0.9 | 5.4 | 4.5 | 4.8 | 9.3 | 11.7 | 8.1 | 4.2 | 0.6 | 0.6 | 0 | SUN | 2016-06-09 | 1900 | 2050 | N | North | FC | 100% |  |  | Yes | CAISO_Solar
NQC List | CAISO | MTNPOS_1_UNIT | MT.POSO COGENERATION CO. | Kern | 30.14 | 8.2 | 10.72 | 34.71 | 35.27 | 34.66 | 32.54 | 33.79 | 29.7 | 29.95 | 35.34 | 39.5 | BIOMASS | 1989-04-01 | 1900 | 2050 | N | North | FC |  |  |  | Yes | CAISO_CHP
NQC List | CAISO | MTWIND_1_UNIT 1 | Mountain View Power Project I | LA Basin | 6.22 | 5.33 | 12.43 | 11.1 | 11.1 | 14.65 | 10.21 | 9.32 | 6.66 | 3.55 | 5.33 | 5.77 | WIND | 2001-03-24 | 1900 | 2050 | N | South | FC |  |  |  | Yes | CAISO_Wind
NQC List | CAISO | MTWIND_1_UNIT 2 | Mountain View Power Project II | LA Basin | 3.11 | 2.66 | 6.22 | 5.55 | 5.55 | 7.33 | 5.11 | 4.66 | 3.33 | 1.78 | 2.66 | 2.89 | WIND | 2001-09-17 | 1900 | 2050 | N | South | FC |  |  |  | Yes | CAISO_Wind
NQC List | CAISO | MTWIND_1_UNIT 3 | Mountain View Power Project III | LA Basin | 3.14 | 2.69 | 6.28 | 5.61 | 5.61 | 7.41 | 5.16 | 4.71 | 3.37 | 1.8 | 2.69 | 2.92 | WIND | 2003-12-15 | 1900 | 2050 | N | South | FC |  |  |  | Yes | CAISO_Wind
NQC List | CAISO | MURRAY_6_UNIT | Grossmont Hospital | San Diego-IV | 0 | 0 | 0 | 0 | 0 | 0 | 0 | 0 | 0 | 0 | 0 | 0 | NATURAL GAS | 2016-12-16 | 1900 | 2050 | N | South | EO |  |  |  | Yes | CAISO_CHP
NQC List | CAISO | NAROW1_2_UNIT | NARROWS PH 1 UNIT | Sierra | 12 | 12 | 12 | 12 | 12 | 12 | 12 | 12 | 12 | 12 | 12 | 12 | WATER | 1942-01-01 | 1900 | 2050 | Y | North | FC |  |  |  | Yes | CAISO_Small_Hydro
NQC List | CAISO | NAROW2_2_UNIT | Narrows Powerhouse Unit 2 | Sierra | 18.9 | 16.44 | 28.13 | 38.98 | 38.61 | 39.73 | 39.68 | 28.51 | 0.09 | 2.64 | 8.64 | 29.71 | WATER | 1969-01-01 | 1900 | 2050 | Y | North | FC |  |  |  | Yes | CAISO_Hydro
NQC List | CAISO | NAVYII_2_UNITS | COSO POWER DEVELOPER (NAVY II) AGGREGATE | CAISO System | 55 | 55 | 55 | 55 | 55 | 55 | 55 | 55 | 55 | 55 | 55 | 55 | GEOTHERMAL | 1989-12-23 | 1900 | 2050 | Y | South | FC |  | NQC reduction required due to transfer of deliverability to a new resource. (Adjustment already applied Jan-Dec.) |  | Yes | CAISO_Geothermal
NQC List | CAISO | NCPA_7_GP1UN1 | NCPA GEO PLANT 1 UNIT 1 | NCNB | 31 | 31 | 31 | 31 | 31 | 31 | 31 | 31 | 31 | 31 | 31 | 31 | GEOTHERMAL | 1983-01-01 | 1900 | 2050 | Y | North | FC |  |  |  | Yes | CAISO_Geothermal
NQC List | CAISO | NCPA_7_GP1UN2 | NCPA GEO PLANT 1 UNIT 2 | NCNB | 28 | 28 | 28 | 28 | 28 | 28 | 28 | 28 | 28 | 28 | 28 | 28 | GEOTHERMAL | 1983-01-01 | 1900 | 2050 | Y | North | FC |  |  |  | Yes | CAISO_Geothermal
NQC List | CAISO | NCPA_7_GP2UN3 | NCPA GEO PLANT 2 UNIT 3 | NCNB | 0 | 0 | 0 | 0 | 0 | 0 | 0 | 0 | 0 | 0 | 0 | 0 | GEOTHERMAL | 1985-01-01 | 1900 | 2050 | Y | North | FC |  |  |  | Yes | CAISO_Geothermal
NQC List | CAISO | NCPA_7_GP2UN4 | NCPA GEO PLANT 2 UNIT 4 | NCNB | 52.73 | 52.73 | 52.73 | 52.73 | 52.73 | 52.73 | 52.73 | 52.73 | 52.73 | 52.73 | 52.73 | 52.73 | GEOTHERMAL | 1986-01-01 | 1900 | 2050 | Y | North | FC |  |  |  | Yes | CAISO_Geothermal
NQC List | CAISO | NEENCH_6_SOLAR | Alpine Solar | Big Creek-Ventura | 2.64 | 1.98 | 11.88 | 9.9 | 10.56 | 20.46 | 25.74 | 17.82 | 9.24 | 1.32 | 1.32 | 0 | SUN | 2013-01-18 | 1900 | 2050 | N | South | FC |  |  |  | Yes | CAISO_Solar
NQC List | CAISO | NEWARK_1_QF | NEWARK 1 QF | Bay Area | 0.05 | 0.05 | 0.05 | 0.05 | 0.04 | 0.04 | 0.04 | 0.04 | 0.04 | 0.04 | 0.04 | 0.04 | OTHER | 0 | 1900 | 2050 | N | North | FC |  |  |  | Yes | CAISO_CHP
NQC List | CAISO | NHOGAN_6_UNITS | NEW HOGAN PH AGGREGATE | CAISO System | 0.63 | 1.54 | 0.9 | 0.38 | 1.8 | 2.04 | 2.17 | 1.89 | 1.23 | 0.36 | 0.13 | 0.31 | WATER | 1986-04-15 | 1900 | 2050 | N | North | FC |  |  |  | Yes | CAISO_Hydro
NQC List | CAISO | NOVATO_6_LNDFL | Redwood Renewable Energy | NCNB | 2.47 | 2.48 | 2.39 | 2.5 | 2.51 | 2.43 | 2.47 | 2.4 | 2.39 | 3.49 | 3.57 | 3.44 | BIOGAS | 2017-09-16 | 1900 | 2050 | N | North | ID | 100% | 15DGD Waiting for Moraga-Castro Valley 230 kV Capacity Increase and possibly other |  | Yes | CAISO_Biomass
NQC List | CAISO | NWCSTL_7_UNIT 1 | NEWCASTLE HYDRO | Sierra | 1.13 | 3.79 | 3 | 3.79 | 4.14 | 2.06 | 1.9 | 0.7 | 0.13 | 0 | 0 | 0.9 | WATER | 1986-01-01 | 1900 | 2050 | N | North | FC |  |  |  | Yes | CAISO_Hydro
NQC List | CAISO | NZWIND_2_WDSTR5 | Windstream 6111 | CAISO System | 0.88 | 0.76 | 1.77 | 1.58 | 1.58 | 2.08 | 1.45 | 1.33 | 0.95 | 0.5 | 0.76 | 0.82 | WIND | 2016-03-08 | 1900 | 2050 | N | South | FC |  |  |  | Yes | CAISO_Wind
NQC List | CAISO | NZWIND_6_CALWND | Wind Resource I | CAISO System | 1.26 | 1.08 | 2.52 | 2.25 | 2.25 | 2.97 | 2.07 | 1.89 | 1.35 | 0.72 | 1.08 | 1.17 | WIND | 2012-03-24 | 1900 | 2050 | N | South | FC |  |  |  | Yes | CAISO_Wind
NQC List | CAISO | NZWIND_6_WDSTR | Windstream 39 | CAISO System | 0.47 | 0.4 | 0.94 | 0.84 | 0.84 | 1.11 | 0.77 | 0.7 | 0.5 | 0.27 | 0.4 | 0.44 | WIND | 1984-02-01 | 1900 | 2050 | N | South | FC |  |  |  | Yes | CAISO_Wind
NQC List | CAISO | NZWIND_6_WDSTR2 | Windstream 6040 | CAISO System | 0.57 | 0.49 | 1.14 | 1.02 | 1.02 | 1.34 | 0.94 | 0.85 | 0.61 | 0.33 | 0.49 | 0.53 | WIND | 2014-11-30 | 1900 | 2050 | N | South | FC |  |  |  | Yes | CAISO_Wind
NQC List | CAISO | NZWIND_6_WDSTR3 | Windstream 6041 | CAISO System | 0.54 | 0.46 | 1.08 | 0.97 | 0.97 | 1.27 | 0.89 | 0.81 | 0.58 | 0.31 | 0.46 | 0.5 | WIND | 2014-11-30 | 1900 | 2050 | N | South | FC |  |  |  | Yes | CAISO_Wind
NQC List | CAISO | NZWIND_6_WDSTR4 | Windstream 6042 | CAISO System | 0.95 | 0.81 | 1.9 | 1.69 | 1.69 | 2.23 | 1.56 | 1.42 | 1.02 | 0.54 | 0.81 | 0.88 | WIND | 2015-12-11 | 1900 | 2050 | N | South | FC |  |  |  | Yes | CAISO_Wind
NQC List | CAISO | OAK C_1_EBMUD | MWWTP PGS 1 - ENGINES | Bay Area | 0.56 | 0.64 | 1.26 | 1.18 | 1.48 | 1.29 | 1.49 | 1.65 | 1.41 | 1.41 | 1.41 | 0.62 | BIOGAS | 2012-11-01 | 1900 | 2050 | N | North | FC |  |  |  | Yes | CAISO_Biomass
NQC List | CAISO | OAK C_7_UNIT 1 | OAKLAND STATION C GT UNIT 1 | Bay Area | 55 | 55 | 55 | 55 | 55 | 55 | 55 | 55 | 55 | 55 | 55 | 55 | DISTILLATE | 1978-01-01 | 1900 | 2050 | Y | North | FC |  |  |  | Yes | CAISO_Peaker2
NQC List | CAISO | OAK C_7_UNIT 2 | OAKLAND STATION C GT UNIT 2 | Bay Area | 55 | 55 | 55 | 55 | 55 | 55 | 55 | 55 | 55 | 55 | 55 | 55 | DISTILLATE | 1978-01-01 | 1900 | 2050 | Y | North | FC |  |  |  | Yes | CAISO_Peaker2
NQC List | CAISO | OAK C_7_UNIT 3 | OAKLAND STATION C GT UNIT 3 | Bay Area | 55 | 55 | 55 | 55 | 55 | 55 | 55 | 55 | 55 | 55 | 55 | 55 | DISTILLATE | 1978-01-01 | 1900 | 2050 | Y | North | FC |  |  |  | Yes | CAISO_Peaker2
NQC List | CAISO | OAK L_1_GTG1 | MWWTP PGS 2 - Turbine | Bay Area | 0 | 0 | 0 | 0 | 0 | 0 | 0 | 0 | 0 | 0 | 0 | 0 | BIOGAS | 1991-10-21 | 1900 | 2050 | N | North | EO |  |  |  | Yes | CAISO_Biomass
NQC List | CAISO | OAKWD_6_QF | Oak Creek | CAISO System | 3.9 | 3.34 | 7.8 | 6.97 | 6.97 | 9.2 | 6.41 | 5.85 | 4.18 | 2.23 | 3.34 | 3.62 | WIND | 2000-01-01 | 1900 | 2050 | N | South | FC |  |  |  | Yes | CAISO_Wind
NQC List | CAISO | OAKWD_6_ZEPHWD | Zephyr Park | CAISO System | 0.49 | 0.42 | 0.98 | 0.88 | 0.88 | 1.16 | 0.81 | 0.74 | 0.53 | 0.28 | 0.42 | 0.46 | WIND | 2014-02-07 | 1900 | 2050 | N | South | FC |  |  |  | Yes | CAISO_Wind
NQC List | CAISO | OASIS_6_CREST | CREST Contracts | Big Creek-Ventura | 0 | 0 | 0 | 0 | 0 | 0 | 0 | 0 | 0 | 0 | 0 | 0 | SUN | 2000-01-01 | 1900 | 2050 | N | South | EO |  |  |  | Yes | CAISO_Solar
NQC List | CAISO | OASIS_6_GBDSR4 | Green Beanworks D | Big Creek-Ventura | 0.12 | 0.09 | 0.54 | 0.45 | 0.48 | 0.93 | 1.17 | 0.81 | 0.42 | 0.06 | 0.06 | 0 | SUN | 2018-08-25 | 1900 | 2050 | N | South | FC |  |  |  | Yes | CAISO_Solar
NQC List | CAISO | OASIS_6_SOLAR1 | Morgan Lancaster I | Big Creek-Ventura | 0 | 0 | 0 | 0 | 0 | 0 | 0 | 0 | 0 | 0 | 0 | 0 | SUN | 2015-12-09 | 1900 | 2050 | N | South | EO |  |  |  | Yes | CAISO_Solar
NQC List | CAISO | OASIS_6_SOLAR2 | Oasis Solar | Big Creek-Ventura | 0.8 | 0.6 | 3.6 | 3 | 3.2 | 6.2 | 7.8 | 5.4 | 2.8 | 0.4 | 0.4 | 0 | SUN | 2016-01-19 | 1900 | 2050 | N | South | FC |  |  |  | Yes | CAISO_Solar
NQC List | CAISO | OASIS_6_SOLAR3 | Soccer Center | Big Creek-Ventura | 0 | 0 | 0 | 0 | 0 | 0 | 0 | 0 | 0 | 0 | 0 | 0 | SUN | 2017-08-11 | 1900 | 2050 | N | South | EO |  |  |  | Yes | CAISO_Solar
NQC List | CAISO | OCTILO_5_WIND | Ocotillo Wind Energy Facility | San Diego-IV | 37.1 | 31.8 | 74.2 | 66.25 | 66.25 | 87.45 | 60.95 | 55.65 | 39.75 | 21.2 | 31.8 | 34.45 | WIND | 2013-07-30 | 1900 | 2050 | N | South | FC |  |  |  | Yes | CAISO_Wind
NQC List | CAISO | OGROVE_6_PL1X2 | Orange Grove Energy Center | San Diego-IV | 96 | 96 | 96 | 96 | 96 | 96 | 96 | 96 | 96 | 96 | 96 | 96 | NATURAL GAS | 2010-06-16 | 1900 | 2050 | Y | South | FC |  |  |  | Yes | CAISO_Peaker1
NQC List | CAISO | OILFLD_7_QFUNTS | Nacimiento Hydroelectric Plant | CAISO System | 0.49 | 0.81 | 0.19 | 1.82 | 3.44 | 3.25 | 2.86 | 2.75 | 1.96 | 0.48 | 0.12 | 0.13 | WATER | 2013-09-16 | 1900 | 2050 | N | North | FC |  |  |  | Yes | CAISO_Hydro
NQC List | CAISO | OLDRIV_6_BIOGAS | Bidart Old River 1 | Kern | 1.31 | 1.51 | 1.69 | 1.61 | 1.49 | 1.68 | 1.7 | 1.69 | 1.69 | 1.65 | 1.57 | 1.5 | BIOGAS | 2014-03-10 | 1900 | 2050 | N | North | FC |  |  |  | Yes | CAISO_Biomass
NQC List | CAISO | OLDRIV_6_CESDBM | Ces Dairy Biogas | Kern | 0.48 | 0.74 | 0.93 | 0.92 | 0.94 | 0.9 | 0.88 | 0.9 | 0.93 | 0.92 | 0.94 | 0.93 | BIOGAS | 2018-02-02 | 1900 | 2050 | N | North | FC |  |  |  | Yes | CAISO_Biomass
NQC List | CAISO | OLDRIV_6_LKVBM1 | Lakeview Dairy Biogas | Kern | 0.37 | 0.72 | 0.93 | 0.92 | 0.94 | 0.93 | 0.92 | 0.94 | 0.91 | 0.92 | 0.93 | 0.86 | BIOGAS | 2018-02-02 | 1900 | 2050 | N | North | FC |  |  |  | Yes | CAISO_Biomass
NQC List | CAISO | OLDRV1_6_SOLAR | Old River One | Kern | 0.8 | 0.6 | 3.6 | 3 | 3.2 | 6.2 | 7.8 | 5.4 | 2.8 | 0.4 | 0.4 | 0 | SUN | 2014-12-30 | 1900 | 2050 | N | North | FC |  |  |  | Yes | CAISO_Solar
NQC List | CAISO | OLINDA_2_COYCRK | MWD Coyote Creek Hydroelectric Recovery | LA Basin | 3.13 | 3.13 | 3.13 | 3.13 | 3.13 | 3.13 | 3.13 | 3.13 | 3.13 | 3.13 | 3.13 | 3.13 | WATER | 1979-02-21 | 1900 | 2050 | Y | South | FC |  |  |  | Yes | CAISO_Hydro
NQC List | CAISO | OLINDA_2_LNDFL2 | Brea Power II | LA Basin | 25.84 | 25.97 | 25.82 | 22.95 | 23.86 | 22.31 | 23.46 | 24.58 | 24.58 | 24.04 | 25.72 | 26.14 | BIOGAS | 2012-11-01 | 1900 | 2050 | N | South | FC |  |  |  | Yes | CAISO_Biomass
NQC List | CAISO | OLINDA_2_QF | OLINDA QFS | LA Basin | 0 | 0 | 0 | 0 | 0 | 0 | 0 | 0 | 0 | 0 | 0 | 0 | OTHER | 1984-01-01 | 1900 | 2050 | N | South | FC |  |  |  | Yes | CAISO_Small_Hydro
NQC List | CAISO | OLINDA_7_BLKSND | BlackSand Generating Facility | LA Basin | 0.07 | 0.07 | 0.07 | 0.02 | 0.01 | 0.12 | 0.08 | 0.08 | 0.06 | 0.01 | 0 | 0.01 | WASTE TO POWER | 2000-06-01 | 1900 | 2050 | N | South | FC |  |  |  | Yes | CAISO_Biomass
NQC List | CAISO | OLIVEP_1_SOLAR | White River Solar | CAISO System | 0.8 | 0.6 | 3.6 | 3 | 3.2 | 6.2 | 7.8 | 5.4 | 2.8 | 0.4 | 0.4 | 0 | SUN | 2013-06-22 | 1900 | 2050 | N | North | FC |  |  |  | Yes | CAISO_Solar
NQC List | CAISO | OLIVEP_1_SOLAR2 | White River West | CAISO System | 0.79 | 0.59 | 3.56 | 2.96 | 3.16 | 6.12 | 7.7 | 5.33 | 2.77 | 0.4 | 0.4 | 0 | SUN | 2014-10-01 | 1900 | 2050 | N | North | FC |  |  |  | Yes | CAISO_Solar
NQC List | CAISO | OLSEN_2_UNIT | OLSEN POWER PARTNERS | CAISO System | 2 | 2.12 | 3.84 | 4.38 | 3.3 | 1.57 | 0.42 | 0.07 | 0 | 0 | 0.28 | 0.16 | WATER | 1990-01-03 | 1900 | 2050 | N | North | FC |  |  |  | Yes | CAISO_Small_Hydro
NQC List | CAISO | OMAR_2_UNIT 1 | KERN RIVER COGENERATION CO. UNIT 1 | Big Creek-Ventura | 76 | 76 | 75 | 73.1 | 72.04 | 71.02 | 71.04 | 70.72 | 72.32 | 72.7 | 74.72 | 76 | NATURAL GAS | 1985-05-01 | 1900 | 2050 | Y | South | FC |  |  |  | Yes | CAISO_Peaker2
NQC List | CAISO | OMAR_2_UNIT 2 | KERN RIVER COGENERATION CO. UNIT 2 | Big Creek-Ventura | 76.18 | 76 | 75.12 | 73.99 | 72.59 | 71.26 | 71.08 | 71.52 | 72.12 | 73.3 | 75.04 | 76 | NATURAL GAS | 1985-05-01 | 1900 | 2050 | Y | South | FC |  |  |  | Yes | CAISO_Peaker2
NQC List | CAISO | OMAR_2_UNIT 3 | KERN RIVER COGENERATION CO. UNIT 3 | Big Creek-Ventura | 78.26 | 78.26 | 77.88 | 77.04 | 75.71 | 74.51 | 74.57 | 75.7 | 75.62 | 76.39 | 78.14 | 78.09 | NATURAL GAS | 1985-05-01 | 1900 | 2050 | Y | South | FC |  |  |  | Yes | CAISO_Peaker2
NQC List | CAISO | OMAR_2_UNIT 4 | KERN RIVER COGENERATION CO. UNIT 4 | Big Creek-Ventura | 81.44 | 81.44 | 81.44 | 81.44 | 81.44 | 81.44 | 81.44 | 81.44 | 81.44 | 81.44 | 81.44 | 81.44 | NATURAL GAS | 1985-05-01 | 1900 | 2050 | Y | South | FC |  |  |  | Yes | CAISO_CHP
NQC List | CAISO | ONLLPP_6_UNITS | O'NEILL PUMP-GEN (AGGREGATE) | Fresno | 5.05 | 5.84 | 6.52 | 6.55 | 6.64 | 6.36 | 6.62 | 6.04 | 6.13 | 6.24 | 5.36 | 0 | WATER | 2017-11-30 | 1900 | 2050 | N | North | FC |  |  |  | Yes | CAISO_Existing_Pumped_Storage
NQC List | CAISO | ORLND_6_HIGHLI | High Line Canal Hydro | CAISO System | 0 | 0 | 0 | 0.03 | 0.13 | 0.12 | 0.1 | 0.02 | 0.02 | 0.06 | 0 | 0 | WATER | 2014-06-11 | 1900 | 2050 | N | North | FC |  |  |  | Yes | CAISO_Hydro
NQC List | CAISO | ORLND_6_SOLAR1 | Enerparc California 2 | CAISO System | 0.06 | 0.05 | 0.27 | 0.23 | 0.24 | 0.47 | 0.59 | 0.41 | 0.21 | 0.03 | 0.03 | 0 | SUN | 2016-03-23 | 1900 | 2050 | N | North | FC | 100% |  |  | Yes | CAISO_Solar
NQC List | CAISO | ORMOND_7_UNIT 1 | ORMOND BEACH GEN STA. UNIT 1 | Big Creek-Ventura | 741.27 | 741.27 | 741.27 | 741.27 | 741.27 | 741.27 | 741.27 | 741.27 | 741.27 | 741.27 | 741.27 | 741.27 | NATURAL GAS | 1971-01-01 | 1900 | 2023 | Y | South | FC |  |  | OTC | Yes | CAISO_ST
NQC List | CAISO | ORMOND_7_UNIT 2 | ORMOND BEACH GEN STA. UNIT 2 | Big Creek-Ventura | 750 | 750 | 750 | 750 | 750 | 750 | 750 | 750 | 750 | 750 | 750 | 750 | NATURAL GAS | 1971-01-01 | 1900 | 2023 | Y | South | FC |  |  | OTC | Yes | CAISO_ST
NQC List | CAISO | OROLOM_1_SOLAR1 | Oro Loma Solar 1 | Fresno | 0 | 0 | 0 | 0 | 0 | 0 | 0 | 0 | 0 | 0 | 0 | 0 | SUN | 2017-01-28 | 1900 | 2050 | N | North | EO |  |  |  | Yes | CAISO_Solar
NQC List | CAISO | OROLOM_1_SOLAR2 | Oro Loma Solar 2 | Fresno | 0 | 0 | 0 | 0 | 0 | 0 | 0 | 0 | 0 | 0 | 0 | 0 | SUN | 2017-01-28 | 1900 | 2050 | N | North | EO |  |  |  | Yes | CAISO_Solar
NQC List | CAISO | OROVIL_6_UNIT | Oroville Cogeneration, LP | Sierra | 7.5 | 7.5 | 7.5 | 7.5 | 7.5 | 7.5 | 7.5 | 7.5 | 7.5 | 7.5 | 7.5 | 7.5 | NATURAL GAS | 1989-12-18 | 1900 | 2050 | Y | North | FC |  |  |  | Yes | CAISO_CHP
NQC List | CAISO | ORTGA_6_ME1SL1 | Merced 1 | Fresno | 0.12 | 0.09 | 0.54 | 0.45 | 0.48 | 0.93 | 1.17 | 0.81 | 0.42 | 0.06 | 0.06 | 0 | SUN | 2018-04-12 | 1900 | 2050 | N | North | FC |  |  |  | Yes | CAISO_Solar
NQC List | CAISO | OSO_6_NSPIN | OSO_6_NSPIN | Big Creek-Ventura | 18 | 18 | 18 | 18 | 18 | 18 | 18 | 18 | 18 | 18 | 18 | 18 | DEMAND RESPONSE | 1899-12-31 | 1900 | 2050 | Y | South | FC |  |  |  | No | #N/A
NQC List | CAISO | OTAY_6_PL1X2 | Chula Vista Energy Center, LLC | San Diego-IV | 35.5 | 35.5 | 35.5 | 35.5 | 35.5 | 35.5 | 35.5 | 35.5 | 35.5 | 35.5 | 35.5 | 35.5 | NATURAL GAS | 2006-06-08 | 1900 | 2050 | Y | South | FC |  |  |  | Yes | CAISO_Peaker2
NQC List | CAISO | OTMESA_2_PL1X3 | OTAY MESA ENERGY CENTER | San Diego-IV | 603.6 | 603.6 | 603.6 | 603.6 | 603.6 | 603.6 | 603.6 | 603.6 | 603.6 | 603.6 | 603.6 | 603.6 | NATURAL GAS | 2009-10-02 | 1900 | 2050 | Y | South | FC |  |  |  | Yes | CAISO_CCGT1
NQC List | CAISO | OXBOW_6_DRUM | OXBOW HYDRO | Sierra | 2.95 | 1.8 | 2.45 | 3.43 | 3.12 | 4.04 | 4.73 | 4.3 | 3.64 | 0 | 2.08 | 3.38 | WATER | 1966-01-01 | 1900 | 2050 | N | North | FC |  |  |  | Yes | CAISO_Hydro
NQC List | CAISO | OXMTN_6_LNDFIL | Ox Mountain Landfill Generating Plant | Bay Area | 10.09 | 9.76 | 9.93 | 10.1 | 10.49 | 10.37 | 8.33 | 10.51 | 10.55 | 10.4 | 10.52 | 10.58 | BIOGAS | 2009-04-01 | 1900 | 2050 | N | North | FC |  |  |  | Yes | CAISO_Biomass
NQC List | CAISO | PACLUM_6_UNIT | Humboldt Redwood | Humboldt | 9.51 | 8.22 | 9.11 | 6.95 | 9.36 | 15.02 | 13.21 | 12.55 | 12.55 | 13.76 | 11.48 | 12.79 | BIOMASS | 2017-06-01 | 1900 | 2050 | N | North | FC |  |  |  | Yes | CAISO_Biomass
NQC List | CAISO | PADUA_2_ONTARO | ONTARIO/SIERRA HYDRO PSP | LA Basin | 0.39 | 0.25 | 0.81 | 1.19 | 1.06 | 0.84 | 0.66 | 0.59 | 0.6 | 0.54 | 0.41 | 0.63 | WATER | 1902-01-01 | 1900 | 2050 | N | South | FC |  |  |  | Yes | CAISO_Small_Hydro
NQC List | CAISO | PADUA_2_SOLAR1 | Kona Solar - Rancho DC #1 | LA Basin | 0 | 0 | 0 | 0 | 0 | 0 | 0 | 0 | 0 | 0 | 0 | 0 | SUN | 2015-06-02 | 1900 | 2050 | N | South | EO |  |  |  | Yes | CAISO_Solar
NQC List | CAISO | PADUA_6_MWDSDM | San Dimas Hydroelectric Recovery Plant | LA Basin | 0 | 0 | 0 | 0 | 0 | 0 | 0 | 0 | 0 | 0 | 0 | 0 | WATER | 1981-01-01 | 1900 | 2050 | Y | South | FC |  |  |  | Yes | CAISO_Hydro
NQC List | CAISO | PADUA_6_QF | PADUA QFS | LA Basin | 0.1 | 0.07 | 0.24 | 0.3 | 0.37 | 0.39 | 0.42 | 0.33 | 0.37 | 0.35 | 0.37 | 0.09 | OTHER | 1984-01-01 | 1900 | 2050 | N | South | FC |  |  |  | Yes | CAISO_Small_Hydro
NQC List | CAISO | PADUA_7_SDIMAS | San Dimas Wash Hydro | LA Basin | 0 | 0 | 0 | 0 | 1.05 | 1.05 | 1.05 | 1.05 | 1.05 | 0 | 0 | 0 | WATER | 1986-01-28 | 1900 | 2050 | Y | South | FC |  |  |  | Yes | CAISO_Small_Hydro
NQC List | CAISO | PAIGES_6_SOLAR | Paige Solar | Fresno | 0 | 0 | 0 | 0 | 0 | 0 | 0 | 0 | 0 | 0 | 0 | 0 | SUN | 2017-03-09 | 1900 | 2050 | N | North | EO |  |  |  | Yes | CAISO_Solar
NQC List | CAISO | PALALT_7_COBUG | Cooperatively Owned Back Up Generator | Bay Area | 4.5 | 4.5 | 4.5 | 4.5 | 4.5 | 4.5 | 4.5 | 4.5 | 4.5 | 4.5 | 4.5 | 4.5 | NATURAL GAS | 2007-10-15 | 1900 | 2050 | N | North | FC |  |  |  | Yes | CAISO_Peaker2
NQC List | CAISO | PALOMR_2_PL1X3 | Palomar Energy Center | San Diego-IV | 565.61 | 565.61 | 565.61 | 565.61 | 565.61 | 565.61 | 565.61 | 565.61 | 565.61 | 565.61 | 565.61 | 565.61 | NATURAL GAS | 2005-10-14 | 1900 | 2050 | Y | South | FC |  |  |  | Yes | CAISO_CCGT1
NQC List | CAISO | PANSEA_1_PANARO | Mesa Wind Project | LA Basin | 4.2 | 3.6 | 8.4 | 7.5 | 7.5 | 9.9 | 6.9 | 6.3 | 4.5 | 2.4 | 3.6 | 3.9 | WIND | 2000-01-01 | 1900 | 2050 | N | South | FC |  |  |  | Yes | CAISO_Wind
NQC List | CAISO | PARDEB_6_UNITS | Pardee Power House | CAISO System | 7.48 | 14.88 | 23.68 | 23.76 | 24 | 22.56 | 11.76 | 14.96 | 14.96 | 14.96 | 10.96 | 15.76 | WATER | 1930-01-01 | 1900 | 2050 | Y | North | FC |  |  |  | Yes | CAISO_Hydro
NQC List | CAISO | PBLOSM_2_SOLAR | PearBlossom | CAISO System | 0.38 | 0.29 | 1.71 | 1.43 | 1.52 | 2.95 | 3.71 | 2.57 | 1.33 | 0.19 | 0.19 | 0 | SUN | 2016-12-29 | 1900 | 2050 | N | South | FC |  |  |  | Yes | CAISO_Solar
NQC List | CAISO | PEABDY_2_LNDFIL | G2 Energy Hay Road Power Plant | CAISO System | 1.5 | 1.48 | 1.5 | 1.44 | 1.16 | 1.47 | 1.46 | 1.49 | 1.51 | 1.51 | 1.52 | 1.53 | BIOGAS | 2013-07-09 | 1900 | 2050 | N | North | ID | 100% | 15DGD Waiting for Moraga-Castro Valley 230 kV Capacity Increase and possibly other |  | Yes | CAISO_Biomass
NQC List | CAISO | PEABDY_2_LNDFL1 | Potrero Hills Energy Producers | CAISO System | 7.43 | 7.63 | 7.18 | 7.39 | 7.22 | 7.34 | 7.21 | 7.3 | 7.2 | 6.59 | 7.31 | 7.4 | BIOGAS | 2016-04-07 | 1900 | 2050 | N | North | FC | 100% |  |  | Yes | CAISO_Biomass
NQC List | CAISO | PEARBL_2_NSPIN | PEARBL_2_NSPIN | CAISO System | 21 | 21 | 42 | 46 | 46 | 46 | 46 | 46 | 46 | 46 | 46 | 46 | DEMAND RESPONSE | 1899-12-31 | 1900 | 2050 | Y | South | FC |  |  |  | No | #N/A
NQC List | CAISO | PEORIA_1_SOLAR | Sonora 1 | Stockton | 0.06 | 0.05 | 0.27 | 0.23 | 0.24 | 0.47 | 0.59 | 0.41 | 0.21 | 0.03 | 0.03 | 0 | SUN | 2013-12-23 | 1900 | 2050 | N | North | FC |  |  |  | Yes | CAISO_Solar
NQC List | CAISO | PGCC_1_PDRP18 | PGCC_1_PDRP18 | Bay Area | 0.56 | 0 | 0 | 0 | 0 | 0 | 0 | 0 | 0 | 0 | 0 | 0 | DEMAND RESPONSE | #N/A | 1900 | 2030 | Y | North | FC |  |  |  | No | #N/A
NQC List | CAISO | PGCC_1_PDRP21 | PGCC_1_PDRP21 | Bay Area | 0.81 | 0.83 | 0 | 0 | 0 | 0 | 0 | 0 | 0 | 0 | 0 | 0 | DEMAND RESPONSE | #N/A | 1900 | 2030 | Y | North | FC |  |  |  | No | #N/A
NQC List | CAISO | PGCC_1_PDRP22 | PGCC_1_PDRP22 | Bay Area | 0.8 | 0.81 | 0 | 0 | 0 | 0 | 0 | 0 | 0 | 0 | 0 | 0 | DEMAND RESPONSE | #N/A | 1900 | 2030 | Y | North | FC |  |  |  | No | #N/A
NQC List | CAISO | PGCC_1_PDRP24 | PGCC_1_PDRP24 | Bay Area | 3 | 3 | 3 | 3 | 3 | 3 | 3 | 3 | 3 | 3 | 3 | 3 | DEMAND RESPONSE | 2020-06-01 | 1900 | 2050 | Y | North | FC |  |  |  | No | #N/A
NQC List | CAISO | PGCC_1_PDRP25 | PGCC_1_PDRP25 | Bay Area | 0.41 | 0.42 | 0 | 0 | 0 | 0 | 0 | 0 | 0 | 0 | 0 | 0 | DEMAND RESPONSE | 2020-07-01 | 1900 | 2050 | Y | North | FC |  |  |  | No | #N/A
NQC List | CAISO | PGCC_1_PDRP31 | PGCC_1_PDRP31 | Bay Area | 0.41 | 0.41 | 0 | 0 | 0 | 0 | 0 | 0 | 0 | 0 | 0 | 0 | DEMAND RESPONSE | #N/A | 1900 | 2050 | Y | North | FC |  |  |  | No | #N/A
NQC List | CAISO | PGEB_2_PDRP105 | PGEB_2_PDRP105 | Bay Area | 0.66 | 0 | 0 | 0 | 0 | 0 | 0 | 0 | 0 | 0 | 0 | 0 | DEMAND RESPONSE | 2020-06-01 | 1900 | 2050 | Y | North | FC |  |  |  | No | #N/A
NQC List | CAISO | PGEB_2_PDRP60 | PGEB_2_PDRP60 | Bay Area | 1.52 | 0 | 0 | 0 | 0 | 0 | 0 | 0 | 0 | 0 | 0 | 0 | DEMAND RESPONSE | 2019-01-01 | 1900 | 2030 | Y | North | FC |  |  |  | No | #N/A
NQC List | CAISO | PGEB_2_PDRP61 | PGEB_2_PDRP61 | Bay Area | 0.8 | 0.81 | 0 | 0 | 0 | 0 | 0 | 0 | 0 | 0 | 0 | 0 | DEMAND RESPONSE | #N/A | 1900 | 2050 | Y | North | FC |  |  |  | No | #N/A
NQC List | CAISO | PGEB_2_PDRP62 | PGEB_2_PDRP62 | Bay Area | 2.42 | 2.45 | 0 | 0 | 0 | 0 | 0 | 0 | 0 | 0 | 0 | 0 | DEMAND RESPONSE | 2019-01-01 | 1900 | 2030 | Y | North | FC |  |  |  | No | #N/A
NQC List | CAISO | PGEB_2_PDRP63 | PGEB_2_PDRP63 | Bay Area | 0.66 | 0 | 0 | 0 | 0 | 0 | 0 | 0 | 0 | 0 | 0 | 0 | DEMAND RESPONSE | 2019-01-01 | 1900 | 2030 | Y | North | FC |  |  |  | No | #N/A
NQC List | CAISO | PGEB_2_PDRP64 | PGEB_2_PDRP64 | Bay Area | 0.32 | 0.33 | 0 | 0 | 0 | 0 | 0 | 0 | 0 | 0 | 0 | 0 | DEMAND RESPONSE | #N/A | 1900 | 2050 | Y | North | FC |  |  |  | No | #N/A
NQC List | CAISO | PGEB_2_PDRP65 | PGEB_2_PDRP65 | Bay Area | 0.48 | 0.49 | 0 | 0 | 0 | 0 | 0 | 0 | 0 | 0 | 0 | 0 | DEMAND RESPONSE | 2019-01-01 | 1900 | 2030 | Y | North | FC |  |  |  | No | #N/A
NQC List | CAISO | PGEB_2_PDRP66 | PGEB_2_PDRP66 | Bay Area | 0.4 | 0.41 | 0 | 0 | 0 | 0 | 0 | 0 | 0 | 0 | 0 | 0 | DEMAND RESPONSE | 2019-01-01 | 1900 | 2030 | Y | North | FC |  |  |  | No | #N/A
NQC List | CAISO | PGEB_2_PDRP78 | PGEB_2_PDRP78 | Bay Area | 0.8 | 0.81 | 0 | 0 | 0 | 0 | 0 | 0 | 0 | 0 | 0 | 0 | DEMAND RESPONSE | #N/A | 1900 | 2030 | Y | North | FC |  |  |  | No | #N/A
NQC List | CAISO | PGEB_2_PDRP79 | PGEB_2_PDRP79 | Bay Area | 0.8 | 0.81 | 0 | 0 | 0 | 0 | 0 | 0 | 0 | 0 | 0 | 0 | DEMAND RESPONSE | #N/A | 1900 | 2030 | Y | North | FC |  |  |  | No | #N/A
NQC List | CAISO | PGEB_2_PDRP80 | PGEB_2_PDRP80 | Bay Area | 0.48 | 0.49 | 0 | 0 | 0 | 0 | 0 | 0 | 0 | 0 | 0 | 0 | DEMAND RESPONSE | #N/A | 1900 | 2030 | Y | North | FC |  |  |  | No | #N/A
NQC List | CAISO | PGEB_2_PDRP81 | PGEB_2_PDRP81 | Bay Area | 0.4 | 0.4 | 0 | 0 | 0 | 0 | 0 | 0 | 0 | 0 | 0 | 0 | DEMAND RESPONSE | #N/A | 1900 | 2030 | Y | North | FC |  |  |  | No | #N/A
NQC List | CAISO | PGEB_2_PDRP93 | PGEB_2_PDRP93 | Bay Area | 0.5 | 0.5 | 0.5 | 0.5 | 0.5 | 1 | 1 | 1 | 1 | 1 | 0.5 | 0.5 | DEMAND RESPONSE | 2020-06-01 | 1900 | 2050 | Y | North | FC |  |  |  | No | #N/A
NQC List | CAISO | PGEB_2_PDRP94 | Bay Area | PGEB_2_PDRP94 | 0.4 | 0 | 0 | 0 | 0 | 0 | 0 | 0 | 0 | 0 | 0 | 0 | DEMAND RESPONSE | 2020-06-01 | 1900 | 2050 | Y | North | FC |  |  |  | No | #N/A
NQC List | CAISO | PGEB_2_PDRP99 | PGEB_2_PDRP99 | Bay Area | 0.1 | 0 | 0 | 0 | 0 | 0 | 0 | 0 | 0 | 0 | 0 | 0 | DEMAND RESPONSE | 2020-06-01 | 1900 | 2050 | Y | North | FC |  |  |  | No | #N/A
NQC List | CAISO | PGF1_2_PDRP100 | Fresno | PGF1_2_PDRP100 | 1.1 | 0 | 0 | 0 | 0 | 0 | 0 | 0 | 0 | 0 | 0 | 0 | DEMAND RESPONSE | 2020-06-01 | 1900 | 2050 | Y | North | FC |  |  |  | No | #N/A
NQC List | CAISO | PGF1_2_PDRP61 | PGF1_2_PDRP61 | Fresno | 1.73 | 1.73 | 0 | 0 | 0 | 0 | 0 | 0 | 0 | 0 | 0 | 0 | DEMAND RESPONSE | 2019-01-01 | 1900 | 2030 | Y | North | FC |  |  |  | No | #N/A
NQC List | CAISO | PGF1_2_PDRP63 | PGF1_2_PDRP63 | Fresno | 3.47 | 3.45 | 0 | 0 | 0 | 0 | 0 | 0 | 0 | 0 | 0 | 0 | DEMAND RESPONSE | 2019-01-01 | 1900 | 2030 | Y | North | FC |  |  |  | No | #N/A
NQC List | CAISO | PGF1_2_PDRP68 | PGF1_2_PDRP68 | Fresno | 0.3 | 0 | 0 | 0 | 0 | 0 | 0 | 0 | 0 | 0 | 0 | 0 | DEMAND RESPONSE | 2019-01-01 | 1900 | 2030 | Y | North | FC |  |  |  | No | #N/A
NQC List | CAISO | PGF1_2_PDRP72 | PGF1_2_PDRP72 | Fresno | 0.86 | 0.87 | 0 | 0 | 0 | 0 | 0 | 0 | 0 | 0 | 0 | 0 | DEMAND RESPONSE | 2019-01-01 | 1900 | 2030 | Y | North | FC |  |  |  | No | #N/A
NQC List | CAISO | PGF1_2_PDRP73 | PGF1_2_PDRP73 | Fresno | 0.86 | 0.85 | 0 | 0 | 0 | 0 | 0 | 0 | 0 | 0 | 0 | 0 | DEMAND RESPONSE | 2019-01-01 | 1900 | 2030 | Y | North | FC |  |  |  | No | #N/A
NQC List | CAISO | PGF1_2_PDRP77 | PGF1_2_PDRP77 | Fresno | 0.86 | 0.85 | 0 | 0 | 0 | 0 | 0 | 0 | 0 | 0 | 0 | 0 | DEMAND RESPONSE | #N/A | 1900 | 2030 | Y | North | FC |  |  |  | No | #N/A
NQC List | CAISO | PGF1_2_PDRP78 | PGF1_2_PDRP78 | Fresno | 0.86 | 0.85 | 0 | 0 | 0 | 0 | 0 | 0 | 0 | 0 | 0 | 0 | DEMAND RESPONSE | #N/A | 1900 | 2030 | Y | North | FC |  |  |  | No | #N/A
NQC List | CAISO | PGF1_2_PDRP92 | PGF1_2_PDRP92 | Fresno | 2 | 2 | 2 | 2 | 2 | 2 | 2.5 | 2.5 | 2.5 | 2 | 2 | 2 | DEMAND RESPONSE | 2020-06-01 | 1900 | 2050 | Y | North | FC |  |  |  | No | #N/A
NQC List | CAISO | PGFG_1_PDRP20 | PGFG_1_PDRP20 | NCNB | 0.1 | 0 | 0 | 0 | 0 | 0 | 0 | 0 | 0 | 0 | 0 | 0 | DEMAND RESPONSE | #N/A | 1900 | 2030 | Y | North | FC |  |  |  | No | #N/A
NQC List | CAISO | PGFG_1_PDRP21 | PGFG_1_PDRP21 | NCNB | 0.78 | 0.81 | 0 | 0 | 0 | 0 | 0 | 0 | 0 | 0 | 0 | 0 | DEMAND RESPONSE | 2020-07-01 | 1900 | 2050 | Y | North | FC |  |  |  | No | #N/A
NQC List | CAISO | PGFG_1_PDRP22 | PGFG_1_PDRP22 | NCNB | 0 | 0 | 0 | 0 | 0 | 0 | 0 | 0 | 0 | 0 | 0 | 0 | DEMAND RESPONSE | #N/A | 1900 | 2050 | Y | North | FC |  |  |  | No | #N/A
NQC List | CAISO | PGFG_1_PDRP30 | PGFG_1_PDRP30 | NCNB | 0.55 | 0 | 0 | 0 | 0 | 0 | 0 | 0 | 0 | 0 | 0 | 0 | DEMAND RESPONSE | 2020-06-01 | 1900 | 2050 | Y | North | FC |  |  |  | No | #N/A
NQC List | CAISO | PGFG_1_PDRP32 | PGFG_1_PDRP32 | NCNB | 0 | 0 | 0 | 0 | 0 | 0 | 0 | 0 | 0 | 0 | 0 | 0 | DEMAND RESPONSE | 2020-06-01 | 1900 | 2050 | Y | North | FC |  |  |  | No | #N/A
NQC List | CAISO | PGKN_2_PDRP25 | PGKN_2_PDRP25 | Kern | 0.6 | 0.68 | 0 | 0 | 0 | 0 | 0 | 0 | 0 | 0 | 0 | 0 | DEMAND RESPONSE | #N/A | 1900 | 2030 | Y | North | FC |  |  |  | No | #N/A
NQC List | CAISO | PGKN_2_PDRP32 | PGKN_2_PDRP32 | Kern | 1.5 | 1.5 | 1.5 | 1.5 | 1.5 | 1.5 | 1.5 | 1.5 | 1.5 | 1.5 | 1.5 | 1.5 | DEMAND RESPONSE | 2020-06-01 | 1900 | 2050 | Y | North | FC |  |  |  | No | #N/A
NQC List | CAISO | PGKN_2_PDRP33 | PGKN_2_PDRP33 | Kern | 0 | 0 | 0 | 0 | 0 | 0 | 0 | 0 | 0 | 0 | 0 | 0 | DEMAND RESPONSE | #N/A | 1900 | 2050 | Y | North | FC |  |  |  | No | #N/A
NQC List | CAISO | PGKN_2_PDRP34 | PGKN_2_PDRP34 | Kern | 0 | 0 | 0 | 0 | 0 | 0 | 0 | 0 | 0 | 0 | 0 | 0 | DEMAND RESPONSE | #N/A | 1900 | 2050 | Y | North | FC |  |  |  | No | #N/A
NQC List | CAISO | PGKN_2_PDRP35 | PGKN_2_PDRP35 | Kern | 0 | 0 | 0 | 0 | 0 | 0 | 0 | 0 | 0 | 0 | 0 | 0 | DEMAND RESPONSE | #N/A | 1900 | 2050 | Y | North | FC |  |  |  | No | #N/A
NQC List | CAISO | PGKN_2_PDRP36 | PGKN_2_PDRP36 | Kern | 0 | 0 | 0 | 0 | 0 | 0 | 0 | 0 | 0 | 0 | 0 | 0 | DEMAND RESPONSE | #N/A | 1900 | 2050 | Y | North | FC |  |  |  | No | #N/A
NQC List | CAISO | PGNB_2_PDRP19 | PGNB_2_PDRP19 | NCNB | 0.61 | 0 | 0 | 0 | 0 | 0 | 0 | 0 | 0 | 0 | 0 | 0 | DEMAND RESPONSE | 2019-01-01 | 1900 | 2030 | Y | North | FC |  |  |  | No | #N/A
NQC List | CAISO | PGNB_2_PDRP23 | NCNB | PGNB_2_PDRP23 | 0.85 | 0 | 0 | 0 | 0 | 0 | 0 | 0 | 0 | 0 | 0 | 0 | DEMAND RESPONSE | 2020-06-01 | 1900 | 2050 | Y | North | FC |  |  |  | No | #N/A
NQC List | CAISO | PGNB_2_PDRP24 | PGNB_2_PDRP24 | NCNB | 0.35 | 0 | 0 | 0 | 0 | 0 | 0 | 0 | 0 | 0 | 0 | 0 | DEMAND RESPONSE | 2020-06-01 | 1900 | 2050 | Y | North | FC |  |  |  | No | #N/A
NQC List | CAISO | PGNB_2_PDRP27 | PGNB_2_PDRP27 | NCNB | 0.76 | 0.78 | 0 | 0 | 0 | 0 | 0 | 0 | 0 | 0 | 0 | 0 | DEMAND RESPONSE | #N/A | 1900 | 2030 | Y | North | FC |  |  |  | No | #N/A
NQC List | CAISO | PGNB_2_PDRP30 | PGNB_2_PDRP30 | NCNB | 0 | 0 | 0 | 0 | 0 | 0 | 0 | 0 | 0 | 0 | 0 | 0 | DEMAND RESPONSE | 2020-06-01 | 1900 | 2050 | Y | North | FC |  |  |  | No | #N/A
NQC List | CAISO | PGNB_2_PDRP31 | PGNB_2_PDRP31 | NCNB | 0 | 0 | 0 | 0 | 0 | 0 | 0 | 0 | 0 | 0 | 0 | 0 | DEMAND RESPONSE | 2020-06-01 | 1900 | 2050 | Y | North | FC |  |  |  | No | #N/A
NQC List | CAISO | PGNC_1_PDRP17 | PGNC_1_PDRP17 | NCNB | 0.26 | 0.26 | 0 | 0 | 0 | 0 | 0 | 0 | 0 | 0 | 0 | 0 | DEMAND RESPONSE | 2020-06-01 | 1900 | 2050 | Y | North | FC |  |  |  | No | #N/A
NQC List | CAISO | PGNP_2_PDRP35 | PGNP_2_PDRP35 | NCNB | 0.3 | 0 | 0 | 0 | 0 | 0 | 0 | 0 | 0 | 0 | 0 | 0 | DEMAND RESPONSE | 2020-06-01 | 1900 | 2050 | Y | North | FC |  |  |  | No | #N/A
NQC List | CAISO | PGNP_2_PDRP38 | PGNP_2_PDRP38 | NCNB | 3.5 | 3.5 | 3.5 | 3.5 | 3.5 | 3.5 | 3.5 | 3.5 | 3.5 | 3.5 | 3.5 | 3.5 | DEMAND RESPONSE | 2020-06-01 | 1900 | 2050 | Y | North | FC |  |  |  | No | #N/A
NQC List | CAISO | PGNP_2_PDRP39 | PGNP_2_PDRP39 | NCNB | 0.5 | 0.5 | 0.5 | 0.5 | 0.5 | 0.5 | 0.5 | 0.5 | 0.5 | 0.5 | 0.5 | 0.5 | DEMAND RESPONSE | 2020-06-01 | 1900 | 2050 | Y | North | FC |  |  |  | No | #N/A
NQC List | CAISO | PGNP_2_PDRP40 | PGNP_2_PDRP40 | CAISO System | 0.81 | 0 | 0 | 0 | 0 | 0 | 0 | 0 | 0 | 0 | 0 | 0 | DEMAND RESPONSE | 2020-06-01 | 1900 | 2050 | Y | North | FC |  |  |  | No | #N/A
NQC List | CAISO | PGNP_2_PDRP41 | PGNP_2_PDRP41 | CAISO System | 0.99 | 0.99 | 0 | 0 | 0 | 0 | 0 | 0 | 0 | 0 | 0 | 0 | DEMAND RESPONSE | 2020-06-01 | 1900 | 2050 | Y | North | FC |  |  |  | No | #N/A
NQC List | CAISO | PGNP_2_PDRP42 | PGNP_2_PDRP42 | CAISO System | 0.46 | 0.45 | 0 | 0 | 0 | 0 | 0 | 0 | 0 | 0 | 0 | 0 | DEMAND RESPONSE | 2020-06-01 | 1900 | 2050 | Y | North | FC |  |  |  | No | #N/A
NQC List | CAISO | PGNP_2_PDRP43 | PGNP_2_PDRP43 | CAISO System | 0 | 0 | 0 | 0 | 0 | 0 | 0 | 0 | 0 | 0 | 0 | 0 | DEMAND RESPONSE | 2020-06-01 | 1900 | 2050 | Y | North | FC |  |  |  | No | #N/A
NQC List | CAISO | PGNP_2_PDRP44 | PGNP_2_PDRP44 | CAISO System | 0 | 0 | 0 | 0 | 0 | 0 | 0 | 0 | 0 | 0 | 0 | 0 | DEMAND RESPONSE | 2020-07-01 | 1900 | 2050 | Y | North | FC |  |  |  | No | #N/A
NQC List | CAISO | PGP2_2_PDRP35 | PGP2_2_PDRP35 | Bay Area | 1.32 | 0 | 0 | 0 | 0 | 0 | 0 | 0 | 0 | 0 | 0 | 0 | DEMAND RESPONSE | 2019-01-01 | 1900 | 2030 | Y | North | FC |  |  |  | No | #N/A
NQC List | CAISO | PGP2_2_PDRP43 | PGP2_2_PDRP43 | Bay Area | 0.91 | 0 | 0 | 0 | 0 | 0 | 0 | 0 | 0 | 0 | 0 | 0 | DEMAND RESPONSE | #N/A | 1900 | 2030 | Y | North | FC |  |  |  | No | #N/A
NQC List | CAISO | PGP2_2_PDRP53 | PGP2_2_PDRP53 | Bay Area | 0.49 | 0.48 | 0 | 0 | 0 | 0 | 0 | 0 | 0 | 0 | 0 | 0 | DEMAND RESPONSE | 2020-07-01 | 1900 | 2050 | Y | North | FC |  |  |  | No | #N/A
NQC List | CAISO | PGP2_2_PDRP54 | PGP2_2_PDRP54 | Bay Area | 0.72 | 0.74 | 0 | 0 | 0 | 0 | 0 | 0 | 0 | 0 | 0 | 0 | DEMAND RESPONSE | 2020-07-01 | 1900 | 2050 | Y | North | FC |  |  |  | No | #N/A
NQC List | CAISO | PGP2_2_PDRP55 | PGP2_2_PDRP55 | Bay Area | 0.48 | 0.49 | 0 | 0 | 0 | 0 | 0 | 0 | 0 | 0 | 0 | 0 | DEMAND RESPONSE | 2020-07-01 | 1900 | 2050 | Y | North | FC |  |  |  | No | #N/A
NQC List | CAISO | PGP2_2_PDRP56 | PGP2_2_PDRP56 | Bay Area | 0.32 | 0.33 | 0 | 0 | 0 | 0 | 0 | 0 | 0 | 0 | 0 | 0 | DEMAND RESPONSE | 2020-07-01 | 1900 | 2050 | Y | North | FC |  |  |  | No | #N/A
NQC List | CAISO | PGP2_2_PDRP57 | PGP2_2_PDRP57 | Bay Area | 0.35 | 0 | 0 | 0 | 0 | 0 | 0 | 0 | 0 | 0 | 0 | 0 | DEMAND RESPONSE | #N/A | 1900 | 2050 | Y | North | FC |  |  |  | No | #N/A
NQC List | CAISO | PGP2_2_PDRP65 | PGP2_2_PDRP65 | Bay Area | 1.21 | 1.23 | 0 | 0 | 0 | 0 | 0 | 0 | 0 | 0 | 0 | 0 | DEMAND RESPONSE | #N/A | 1900 | 2050 | Y | North | FC |  |  |  | No | #N/A
NQC List | CAISO | PGSB_1_PDRP66 | PGSB_1_PDRP66 | Bay Area | 1.61 | 1.64 | 0 | 0 | 0 | 0 | 0 | 0 | 0 | 0 | 0 | 0 | DEMAND RESPONSE | #N/A | 1900 | 2050 | Y | North | FC |  |  |  | No | #N/A
NQC List | CAISO | PGSB_1_PDRP69 | PGSB_1_PDRP69 | Bay Area | 0.91 | 0 | 0 | 0 | 0 | 0 | 0 | 0 | 0 | 0 | 0 | 0 | DEMAND RESPONSE | #N/A | 1900 | 2030 | Y | North | FC |  |  |  | No | #N/A
NQC List | CAISO | PGSB_1_PDRP70 | PGSB_1_PDRP70 | Bay Area | 0.51 | 0 | 0 | 0 | 0 | 0 | 0 | 0 | 0 | 0 | 0 | 0 | DEMAND RESPONSE | #N/A | 1900 | 2030 | Y | North | FC |  |  |  | No | #N/A
NQC List | CAISO | PGSB_1_PDRP71 | PGSB_1_PDRP71 | Bay Area | 0.71 | 0 | 0 | 0 | 0 | 0 | 0 | 0 | 0 | 0 | 0 | 0 | DEMAND RESPONSE | #N/A | 1900 | 2030 | Y | North | FC |  |  |  | No | #N/A
NQC List | CAISO | PGSB_1_PDRP73 | PGSB_1_PDRP73 | Bay Area | 0.61 | 0 | 0 | 0 | 0 | 0 | 0 | 0 | 0 | 0 | 0 | 0 | DEMAND RESPONSE | #N/A | 1900 | 2030 | Y | North | FC |  |  |  | No | #N/A
NQC List | CAISO | PGSB_1_PDRP76 | PGSB_1_PDRP76 | Bay Area | 0.8 | 0.81 | 0 | 0 | 0 | 0 | 0 | 0 | 0 | 0 | 0 | 0 | DEMAND RESPONSE | #N/A | 1900 | 2030 | Y | North | FC |  |  |  | No | #N/A
NQC List | CAISO | PGSB_1_PDRP77 | PGSB_1_PDRP77 | Bay Area | 0.8 | 0.81 | 0 | 0 | 0 | 0 | 0 | 0 | 0 | 0 | 0 | 0 | DEMAND RESPONSE | #N/A | 1900 | 2030 | Y | North | FC |  |  |  | No | #N/A
NQC List | CAISO | PGSB_1_PDRP78 | PGSB_1_PDRP78 | Bay Area | 0.48 | 0.49 | 0 | 0 | 0 | 0 | 0 | 0 | 0 | 0 | 0 | 0 | DEMAND RESPONSE | 2020-07-01 | 1900 | 2050 | Y | North | FC |  |  |  | No | #N/A
NQC List | CAISO | PGSB_1_PDRP86 | Bay Area | PGSB_1_PDRP86 | 1 | 0 | 0 | 0 | 0 | 0 | 0 | 0 | 0 | 0 | 0 | 0 | DEMAND RESPONSE | 2020-06-01 | 1900 | 2050 | Y | North | FC |  |  |  | No | #N/A
NQC List | CAISO | PGSB_1_PDRP87 | PGSB_1_PDRP87 | Bay Area | 2.5 | 2.5 | 2.5 | 2.5 | 2.5 | 2.5 | 2.5 | 2.5 | 2.5 | 2.5 | 2.5 | 2.5 | DEMAND RESPONSE | 2020-06-01 | 1900 | 2050 | Y | North | FC |  |  |  | No | #N/A
NQC List | CAISO | PGSB_1_PDRP89 | PGSB_1_PDRP89 | Bay Area | 0.4 | 0.41 | 0 | 0 | 0 | 0 | 0 | 0 | 0 | 0 | 0 | 0 | DEMAND RESPONSE | 2020-07-01 | 1900 | 2050 | Y | North | FC |  |  |  | No | #N/A
NQC List | CAISO | PGSB_1_PDRP90 | PGSB_1_PDRP90 | Bay Area | 0.5 | 0.51 | 0 | 0 | 0 | 0 | 0 | 0 | 0 | 0 | 0 | 0 | DEMAND RESPONSE | 2020-06-01 | 1900 | 2050 | Y | North | FC |  |  |  | No | #N/A
NQC List | CAISO | PGSB_1_PDRP91 | PGSB_1_PDRP91 | Bay Area | 0.32 | 0.33 | 0 | 0 | 0 | 0 | 0 | 0 | 0 | 0 | 0 | 0 | DEMAND RESPONSE | 2020-06-01 | 1900 | 2050 | Y | North | FC |  |  |  | No | #N/A
NQC List | CAISO | PGSB_1_PDRP92 | PGSB_1_PDRP92 | Bay Area | 0.72 | 0.72 | 0 | 0 | 0 | 0 | 0 | 0 | 0 | 0 | 0 | 0 | DEMAND RESPONSE | 2020-06-01 | 1900 | 2050 | Y | North | FC |  |  |  | No | #N/A
NQC List | CAISO | PGSF_2_PDRP36 | PGSF_2_PDRP36 | Bay Area | 0.8 | 0.81 | 0 | 0 | 0 | 0 | 0 | 0 | 0 | 0 | 0 | 0 | DEMAND RESPONSE | #N/A | 1900 | 2050 | Y | North | FC |  |  |  | No | #N/A
NQC List | CAISO | PGSF_2_PDRP44 | Bay Area | PGSF_2_PDRP44 | 0.15 | 0 | 0 | 0 | 0 | 0 | 0 | 0 | 0 | 0 | 0 | 0 | DEMAND RESPONSE | 2020-06-01 | 1900 | 2050 | Y | North | FC |  |  |  | No | #N/A
NQC List | CAISO | PGSF_2_PDRP49 | PGSF_2_PDRP49 | Bay Area | 0.5 | 0.5 | 0.5 | 0.5 | 0.5 | 1 | 1 | 1 | 1 | 1 | 0.5 | 0.5 | DEMAND RESPONSE | 2020-06-01 | 1900 | 2050 | Y | North | FC |  |  |  | No | #N/A
NQC List | CAISO | PGSF_2_PDRP50 | PGSF_2_PDRP50 | Bay Area | 0.3 | 0 | 0 | 0 | 0 | 0 | 0 | 0 | 0 | 0 | 0 | 0 | DEMAND RESPONSE | 2020-06-01 | 1900 | 2050 | Y | North | FC |  |  |  | No | #N/A
NQC List | CAISO | PGSF_2_PDRP52 | PGSF_2_PDRP52 | Bay Area | 0.8 | 0.81 | 0 | 0 | 0 | 0 | 0 | 0 | 0 | 0 | 0 | 0 | DEMAND RESPONSE | 2020-06-01 | 1900 | 2050 | Y | North | FC |  |  |  | No | #N/A
NQC List | CAISO | PGSF_2_PDRP53 | PGSF_2_PDRP53 | Bay Area | 0.41 | 0.42 | 0 | 0 | 0 | 0 | 0 | 0 | 0 | 0 | 0 | 0 | DEMAND RESPONSE | 2020-06-01 | 1900 | 2050 | Y | North | FC |  |  |  | No | #N/A
NQC List | CAISO | PGSF_2_PDRP54 | PGSF_2_PDRP54 | Bay Area | 0.4 | 0.41 | 0 | 0 | 0 | 0 | 0 | 0 | 0 | 0 | 0 | 0 | DEMAND RESPONSE | 2020-06-01 | 1900 | 2050 | Y | North | FC |  |  |  | No | #N/A
NQC List | CAISO | PGSI_1_PDRP33 | PGSI_1_PDRP33 | Sierra | 0.3 | 0 | 0 | 0 | 0 | 0 | 0 | 0 | 0 | 0 | 0 | 0 | DEMAND RESPONSE | #N/A | 1900 | 2030 | Y | North | FC |  |  |  | No | #N/A
NQC List | CAISO | PGSI_1_PDRP35 | PGSI_1_PDRP35 | Sierra | 0.8 | 0.8 | 0 | 0 | 0 | 0 | 0 | 0 | 0 | 0 | 0 | 0 | DEMAND RESPONSE | #N/A | 1900 | 2050 | Y | North | FC |  |  |  | No | #N/A
NQC List | CAISO | PGSI_1_PDRP36 | PGSI_1_PDRP36 | Sierra | 0.43 | 0.43 | 0 | 0 | 0 | 0 | 0 | 0 | 0 | 0 | 0 | 0 | DEMAND RESPONSE | #N/A | 1900 | 2050 | Y | North | FC |  |  |  | No | #N/A
NQC List | CAISO | PGSI_1_PDRP37 | PGSI_1_PDRP37 | Sierra | 0 | 0 | 0 | 0 | 0 | 0 | 0 | 0 | 0 | 0 | 0 | 0 | DEMAND RESPONSE | #N/A | 1900 | 2050 | Y | North | FC |  |  |  | No | #N/A
NQC List | CAISO | PGSI_1_PDRP39 | PGSI_1_PDRP39 | Sierra | 1.5 | 1.5 | 1.5 | 1.5 | 1.5 | 1.5 | 1.5 | 1.5 | 1.5 | 1.5 | 1.5 | 1.5 | DEMAND RESPONSE | 2020-06-01 | 1900 | 2050 | Y | North | FC |  |  |  | No | #N/A
NQC List | CAISO | PGSI_1_PDRP42 | PGSI_1_PDRP42 | Sierra | 0 | 0 | 0 | 0 | 0 | 0 | 0 | 0 | 0 | 0 | 0 | 0 | DEMAND RESPONSE | 2020-06-01 | 1900 | 2050 | Y | North | FC |  |  |  | No | #N/A
NQC List | CAISO | PGSI_1_PDRP43 | PGSI_1_PDRP43 | Sierra | 0 | 0 | 0 | 0 | 0 | 0 | 0 | 0 | 0 | 0 | 0 | 0 | DEMAND RESPONSE | 2020-06-01 | 1900 | 2050 | Y | North | FC |  |  |  | No | #N/A
NQC List | CAISO | PGSI_1_PDRP47 | Sierra | PGSI_1_PDRP47 | 0.31 | 0 | 0 | 0 | 0 | 0 | 0 | 0 | 0 | 0 | 0 | 0 | DEMAND RESPONSE | 2020-10-01 | 1900 | 2030 | Y | North | FC |  |  |  | No | #N/A
NQC List | CAISO | PGST_2_PDRP16 | PGST_2_PDRP16 | Stockton | 0.2 | 0 | 0 | 0 | 0 | 0 | 0 | 0 | 0 | 0 | 0 | 0 | DEMAND RESPONSE | 2019-01-01 | 1900 | 2030 | Y | North | FC |  |  |  | No | #N/A
NQC List | CAISO | PGST_2_PDRP21 | PGST_2_PDRP21 | Stockton | 0.1 | 0 | 0 | 0 | 0 | 0 | 0 | 0 | 0 | 0 | 0 | 0 | DEMAND RESPONSE | #N/A | 1900 | 2050 | Y | North | FC |  |  |  | No | #N/A
NQC List | CAISO | PGST_2_PDRP22 | PGST_2_PDRP22 | Stockton | 2 | 2 | 2 | 2 | 2 | 2 | 2.5 | 2.5 | 2.5 | 2 | 2 | 2 | DEMAND RESPONSE | 2020-07-01 | 1900 | 2050 | Y | North | FC |  |  |  | No | #N/A
NQC List | CAISO | PGST_2_PDRP23 | Stockton | PGST_2_PDRP23 | 0.25 | 0 | 0 | 0 | 0 | 0 | 0 | 0 | 0 | 0 | 0 | 0 | DEMAND RESPONSE | 2020-10-01 | 1900 | 2030 | Y | North | FC |  |  |  | No | #N/A
NQC List | CAISO | PGST_2_PDRP32 | PGST_2_PDRP32 | Stockton | 0.8 | 0.8 | 0 | 0 | 0 | 0 | 0 | 0 | 0 | 0 | 0 | 0 | DEMAND RESPONSE | 2020-06-01 | 1900 | 2050 | Y | North | FC |  |  |  | No | #N/A
NQC List | CAISO | PGST_2_PDRP33 | PGST_2_PDRP33 | Stockton | 0.36 | 0.38 | 0 | 0 | 0 | 0 | 0 | 0 | 0 | 0 | 0 | 0 | DEMAND RESPONSE | 2020-06-01 | 1900 | 2050 | Y | North | FC |  |  |  | No | #N/A
NQC List | CAISO | PGST_2_PDRP34 | PGST_2_PDRP34 | Stockton | 0 | 0 | 0 | 0 | 0 | 0 | 0 | 0 | 0 | 0 | 0 | 0 | DEMAND RESPONSE | 2020-06-01 | 1900 | 2050 | Y | North | FC |  |  |  | No | #N/A
NQC List | CAISO | PGST_2_PDRP35 | PGST_2_PDRP35 | Stockton | 0 | 0 | 0 | 0 | 0 | 0 | 0 | 0 | 0 | 0 | 0 | 0 | DEMAND RESPONSE | #N/A | 1900 | 2050 | Y | North | FC |  |  |  | No | #N/A
NQC List | CAISO | PGZP_2_PDRP25 | PGZP_2_PDRP25 | CAISO System | 0.27 | 0 | 0 | 0 | 0 | 0 | 0 | 0 | 0 | 0 | 0 | 0 | DEMAND RESPONSE | 2019-01-01 | 1900 | 2030 | Y | North | FC |  |  |  | No | #N/A
NQC List | CAISO | PGZP_2_PDRP26 | PGZP_2_PDRP26 | CAISO System | 0.74 | 0 | 0 | 0 | 0 | 0 | 0 | 0 | 0 | 0 | 0 | 0 | DEMAND RESPONSE | 2019-01-01 | 1900 | 2030 | Y | North | FC |  |  |  | No | #N/A
NQC List | CAISO | PGZP_2_PDRP29 | PGZP_2_PDRP29 | CAISO System | 0.9 | 0.9 | 0 | 0 | 0 | 0 | 0 | 0 | 0 | 0 | 0 | 0 | DEMAND RESPONSE | 2019-01-01 | 1900 | 2030 | Y | North | FC |  |  |  | No | #N/A
NQC List | CAISO | PGZP_2_PDRP30 | PGZP_2_PDRP30 | CAISO System | 0.9 | 0.9 | 0 | 0 | 0 | 0 | 0 | 0 | 0 | 0 | 0 | 0 | DEMAND RESPONSE | #N/A | 1900 | 2030 | Y | North | FC |  |  |  | No | #N/A
NQC List | CAISO | PGZP_2_PDRP31 | PGZP_2_PDRP31 | CAISO System | 0.57 | 0.57 | 0 | 0 | 0 | 0 | 0 | 0 | 0 | 0 | 0 | 0 | DEMAND RESPONSE | 2020-07-01 | 1900 | 2050 | Y | North | FC |  |  |  | No | #N/A
NQC List | CAISO | PGZP_2_PDRP32 | PGZP_2_PDRP32 | CAISO System | 0.57 | 0.57 | 0 | 0 | 0 | 0 | 0 | 0 | 0 | 0 | 0 | 0 | DEMAND RESPONSE | 2020-07-01 | 1900 | 2050 | Y | North | FC |  |  |  | No | #N/A
NQC List | CAISO | PGZP_2_PDRP33 | PGZP_2_PDRP33 | CAISO System | 0.47 | 0.44 | 0 | 0 | 0 | 0 | 0 | 0 | 0 | 0 | 0 | 0 | DEMAND RESPONSE | 2020-07-01 | 1900 | 2050 | Y | North | FC |  |  |  | No | #N/A
NQC List | CAISO | PGZP_2_PDRP34 | PGZP_2_PDRP34 | CAISO System | 0 | 0 | 0 | 0 | 0 | 0 | 0 | 0 | 0 | 0 | 0 | 0 | DEMAND RESPONSE | #N/A | 1900 | 2050 | Y | North | FC |  |  |  | No | #N/A
NQC List | CAISO | PGZP_2_PDRP35 | PGZP_2_PDRP35 | CAISO System | 0 | 0 | 0 | 0 | 0 | 0 | 0 | 0 | 0 | 0 | 0 | 0 | DEMAND RESPONSE | #N/A | 1900 | 2050 | Y | North | FC |  |  |  | No | #N/A
NQC List | CAISO | PGZP_2_PDRP36 | PGZP_2_PDRP36 | CAISO System | 0 | 0 | 0 | 0 | 0 | 0 | 0 | 0 | 0 | 0 | 0 | 0 | DEMAND RESPONSE | #N/A | 1900 | 2050 | Y | North | FC |  |  |  | No | #N/A
NQC List | CAISO | PGZP_2_PDRP45 | PGZP_2_PDRP45 | CAISO System | 0.5 | 0.5 | 0.5 | 0.5 | 0.5 | 0.5 | 0.5 | 0.5 | 0.5 | 0.5 | 0.5 | 0.5 | DEMAND RESPONSE | 2020-06-01 | 1900 | 2050 | Y | North | FC |  |  |  | No | #N/A
NQC List | CAISO | PHOENX_1_UNIT | PHOENIX PH | Stockton | 0.57 | 0.6 | 0.88 | 0.85 | 0.88 | 0.84 | 0.91 | 0.9 | 0.83 | 0.33 | 0.32 | 0.54 | WATER | 1940-01-01 | 1900 | 2050 | N | North | FC |  |  |  | Yes | CAISO_Small_Hydro
NQC List | CAISO | PINFLT_7_UNITS | PINE FLAT HYDRO AGGREGATE | Fresno | 0 | 0 | 19 | 59.85 | 80.2 | 134.84 | 130.9 | 62.3 | 21.75 | 12.75 | 0 | 0 | WATER | 1984-01-01 | 1900 | 2050 | Y | North | FC |  |  |  | Yes | CAISO_Hydro
NQC List | CAISO | PIOPIC_2_CTG1 | Pio Pico Unit 1 | San Diego-IV | 111.3 | 111.3 | 111.3 | 111.3 | 111.3 | 111.3 | 111.3 | 111.3 | 111.3 | 111.3 | 111.3 | 111.3 | NATURAL GAS | 2016-11-03 | 1900 | 2050 | Y | South | ID | 100% | 106 MW with FC priority - the rest C10 waiting for Silvergate-Bay Boulevard 230 kV Reactor |  | Yes | CAISO_Peaker1
NQC List | CAISO | PIOPIC_2_CTG2 | Pio Pico Unit 2 | San Diego-IV | 112.7 | 112.7 | 112.7 | 112.7 | 112.7 | 112.7 | 112.7 | 112.7 | 112.7 | 112.7 | 112.7 | 112.7 | NATURAL GAS | 2016-11-03 | 1900 | 2050 | Y | South | ID | 100% | 106 MW with FC priority - the rest C10 waiting for Silvergate-Bay Boulevard 230 kV Reactor |  | Yes | CAISO_Peaker1
NQC List | CAISO | PIOPIC_2_CTG3 | Pio Pico Unit 3 | San Diego-IV | 112 | 112 | 112 | 112 | 112 | 112 | 112 | 112 | 112 | 112 | 112 | 112 | NATURAL GAS | 2016-11-03 | 1900 | 2050 | Y | South | ID | 100% | 106 MW with FC priority - the rest C10 waiting for Silvergate-Bay Boulevard 230 kV Reactor |  | Yes | CAISO_Peaker1
NQC List | CAISO | PIT1_6_FRIVRA | Fall River Mills Project A | CAISO System | 0.06 | 0.05 | 0.27 | 0.23 | 0.24 | 0.47 | 0.59 | 0.41 | 0.21 | 0.03 | 0.03 | 0 | SUN | 2014-03-05 | 1900 | 2050 | N | North | ID | 100% | 18DGD Waiting for Modify QC8SPS-02 and possibly other |  | Yes | CAISO_Solar
NQC List | CAISO | PIT1_7_UNIT 1 | PIT PH 1 UNIT 1 | CAISO System | 19.6 | 18 | 18.6 | 18 | 17.6 | 15.8 | 10.8 | 9.2 | 9.2 | 8 | 14.4 | 16 | WATER | 1922-01-01 | 1900 | 2050 | Y | North | FC |  |  |  | Yes | CAISO_Hydro
NQC List | CAISO | PIT1_7_UNIT 2 | PIT PH 1 UNIT 2 | CAISO System | 14.4 | 14.4 | 15.36 | 14.4 | 9.6 | 9.2 | 9.2 | 9.2 | 9.2 | 6.4 | 14.4 | 14.4 | WATER | 1922-01-01 | 1900 | 2050 | Y | North | FC |  |  |  | Yes | CAISO_Hydro
NQC List | CAISO | PIT3_7_PL1X3 | PIT PH 3 UNITS 1, 2 & 3 AGGREGATE | CAISO System | 36 | 36.8 | 34.4 | 36.8 | 44.8 | 54.79 | 58.2 | 52.6 | 34.6 | 28.8 | 30.4 | 43.1 | WATER | 1925-01-01 | 1900 | 2050 | Y | North | FC |  |  |  | Yes | CAISO_Hydro
NQC List | CAISO | PIT4_7_PL1X2 | PIT PH 4 UNITS 1 & 2 AGGREGATE | CAISO System | 50.2 | 47.8 | 44 | 49 | 53.6 | 67.4 | 71 | 67.2 | 44 | 41.4 | 45.2 | 52.2 | WATER | 1955-01-01 | 1900 | 2050 | Y | North | FC |  |  |  | Yes | CAISO_Hydro
NQC List | CAISO | PIT5_7_PL1X2 | PIT PH 5 UNITS 1 & 2 AGGREGATE | CAISO System | 47.2 | 32.8 | 60 | 62.4 | 56 | 56.8 | 55.2 | 41.6 | 32 | 22.4 | 48 | 40 | WATER | 1944-01-01 | 1900 | 2050 | Y | North | FC |  |  |  | Yes | CAISO_Hydro
NQC List | CAISO | PIT5_7_PL3X4 | PIT PH 5 UNITS 3 & 4 AGGREGATE | CAISO System | 32.4 | 43.4 | 32 | 32 | 57.6 | 57.6 | 55.2 | 48 | 35.2 | 50.4 | 31.2 | 32 | WATER | 1944-01-01 | 1900 | 2050 | Y | North | FC |  |  |  | Yes | CAISO_Hydro
NQC List | CAISO | PIT5_7_QFUNTS | GRASSHOPPER FLAT HYDRO | CAISO System | 0.31 | 0.33 | 0.91 | 0.95 | 0.8 | 0.34 | 0.11 | 0.02 | 0 | 0 | 0 | 0.05 | WATER | 1987-08-15 | 1900 | 2050 | N | North | FC |  |  |  | Yes | CAISO_Hydro
NQC List | CAISO | PIT6_7_UNIT 1 | PIT PH 6 UNIT 1 | CAISO System | 31.2 | 31.2 | 31.2 | 38.2 | 31.2 | 37.8 | 38 | 37.2 | 31.2 | 31.2 | 36.2 | 38 | WATER | 1965-01-01 | 1900 | 2050 | Y | North | FC |  |  |  | Yes | CAISO_Hydro
NQC List | CAISO | PIT6_7_UNIT 2 | PIT PH 6 UNIT 2 | CAISO System | 38 | 32 | 39.2 | 38.4 | 32 | 38.6 | 38.8 | 38.8 | 37 | 30.64 | 37.6 | 38.8 | WATER | 1965-01-01 | 1900 | 2050 | Y | North | FC |  |  |  | Yes | CAISO_Hydro
NQC List | CAISO | PIT7_7_UNIT 1 | PIT PH 7 UNIT 1 | CAISO System | 43.2 | 51.6 | 53.55 | 53.4 | 52.2 | 52.78 | 54 | 54.2 | 54.2 | 52.09 | 42.99 | 52.57 | WATER | 1965-01-01 | 1900 | 2050 | Y | North | FC |  |  |  | Yes | CAISO_Hydro
NQC List | CAISO | PIT7_7_UNIT 2 | PIT PH 7 UNIT 2 | CAISO System | 43.03 | 51 | 53.2 | 53.88 | 43.2 | 51.17 | 53.48 | 53.83 | 53.88 | 53.68 | 44.68 | 42.06 | WATER | 1965-01-01 | 1900 | 2050 | Y | North | FC |  |  |  | Yes | CAISO_Hydro
NQC List | CAISO | PIUTE_6_GNBSR1 | Green Beanworks B | Big Creek-Ventura | 0.12 | 0.09 | 0.54 | 0.45 | 0.48 | 0.93 | 1.17 | 0.81 | 0.42 | 0.06 | 0.06 | 0 | SUN | 2018-12-28 | 1900 | 2050 | N | South | FC |  |  |  | Yes | CAISO_Solar
NQC List | CAISO | PLACVL_1_CHILIB | Chili Bar Hydro | Sierra | 3.16 | 2.88 | 6.58 | 7.36 | 7.24 | 5.95 | 3.85 | 3.24 | 3.02 | 1.61 | 1.67 | 0.83 | WATER | 1965-01-01 | 1900 | 2050 | N | North | FC |  |  |  | Yes | CAISO_Small_Hydro
NQC List | CAISO | PLACVL_1_RCKCRE | Rock Creek Hydro | Sierra | 0.16 | 0.19 | 0.65 | 0.91 | 0.51 | 0.13 | 0 | 0 | 0 | 0 | 0 | 0 | WATER | 2017-03-29 | 1900 | 2050 | N | North | FC |  |  |  | Yes | CAISO_Small_Hydro
NQC List | CAISO | PLAINV_6_BSOLAR | Western Antelope Blue Sky Ranch A | Big Creek-Ventura | 0 | 0 | 0 | 0 | 0 | 0 | 0 | 0 | 0 | 0 | 0 | 0 | SUN | 2014-11-07 | 1900 | 2050 | N | South | EO |  |  |  | Yes | CAISO_Solar
NQC List | CAISO | PLAINV_6_DSOLAR | Western Antelope Dry Ranch | Big Creek-Ventura | 0.4 | 0.3 | 1.8 | 1.5 | 1.6 | 3.1 | 3.9 | 2.7 | 1.4 | 0.2 | 0.2 | 0 | SUN | 2016-12-01 | 1900 | 2050 | N | South | FC |  |  |  | Yes | CAISO_Solar
NQC List | CAISO | PLAINV_6_NLRSR1 | North Lancaster Ranch | Big Creek-Ventura | 0 | 0 | 0 | 0 | 0 | 0 | 0 | 0 | 0 | 0 | 0 | 0 | SUN | 2016-12-31 | 1900 | 2050 | N | South | EO |  |  |  | Yes | CAISO_Solar
NQC List | CAISO | PLAINV_6_SOLAR3 | Sierra Solar Greenworks LLC | Big Creek-Ventura | 0 | 0 | 0 | 0 | 0 | 0 | 0 | 0 | 0 | 0 | 0 | 0 | SUN | 2015-11-30 | 1900 | 2050 | N | South | EO |  |  |  | Yes | CAISO_Solar
NQC List | CAISO | PLAINV_6_SOLARC | Central Antelope Dry Ranch C | Big Creek-Ventura | 0 | 0 | 0 | 0 | 0 | 0 | 0 | 0 | 0 | 0 | 0 | 0 | SUN | 2016-05-06 | 1900 | 2050 | N | South | EO |  |  |  | Yes | CAISO_Solar
NQC List | CAISO | PLSNTG_7_LNCLND | Lincoln Landfill Power Plant | Sierra | 2.8 | 3.01 | 3.17 | 3.24 | 3.32 | 3.22 | 2.91 | 3.02 | 2.93 | 3.12 | 3.15 | 3.14 | BIOGAS | 1985-01-01 | 1900 | 2050 | N | North | FC | 100% |  |  | Yes | CAISO_Biomass
NQC List | CAISO | PMDLET_6_SOLAR1 | SEPV Palmdale East, LLC | Big Creek-Ventura | 0.4 | 0.3 | 1.8 | 1.5 | 1.6 | 3.1 | 3.9 | 2.7 | 1.4 | 0.2 | 0.2 | 0 | SUN | 2015-07-31 | 1900 | 2050 | N | South | FC |  |  |  | Yes | CAISO_Solar
NQC List | CAISO | PMPJCK_1_RB2SLR | Rio Bravo Solar 2 | CAISO System | 0.8 | 0.6 | 3.6 | 3 | 3.2 | 6.2 | 7.8 | 5.4 | 2.8 | 0.4 | 0.4 | 0 | SUN | 2016-12-29 | 1900 | 2050 | N | North | FC | 100% |  |  | Yes | CAISO_Solar
NQC List | CAISO | PMPJCK_1_SOLAR1 | Pumpjack Solar I | CAISO System | 0.8 | 0.6 | 3.6 | 3 | 3.2 | 6.2 | 7.8 | 5.4 | 2.8 | 0.4 | 0.4 | 0 | SUN | 2015-01-27 | 1900 | 2050 | N | North | FC |  |  |  | Yes | CAISO_Solar
NQC List | CAISO | PMPJCK_1_SOLAR2 | Rio Bravo Solar 1 | CAISO System | 0.8 | 0.6 | 3.6 | 3 | 3.2 | 6.2 | 7.8 | 5.4 | 2.8 | 0.4 | 0.4 | 0 | SUN | 2016-12-21 | 1900 | 2050 | N | North | FC |  |  |  | Yes | CAISO_Solar
NQC List | CAISO | PNCHEG_2_PL1X4 | PANOCHE ENERGY CENTER (Aggregated) | CAISO System | 401 | 401 | 401 | 401 | 401 | 396.55 | 394.25 | 395.2 | 400.8 | 401 | 401 | 401 | NATURAL GAS | 2009-05-27 | 1900 | 2050 | Y | North | FC |  |  |  | Yes | CAISO_Peaker1
NQC List | CAISO | PNCHPP_1_PL1X2 | Midway Peaking Aggregate | Fresno | 119.68 | 119.43 | 118.51 | 114.93 | 112.92 | 110.36 | 107.92 | 108.5 | 110.38 | 113.41 | 118.23 | 119.47 | NATURAL GAS | 2009-05-03 | 1900 | 2050 | Y | North | FC |  |  |  | Yes | CAISO_Peaker2
NQC List | CAISO | PNCHVS_2_SOLAR | Panoche Valley Solar | CAISO System | 5.6 | 4.2 | 25.2 | 21 | 22.4 | 43.4 | 54.6 | 37.8 | 19.6 | 2.8 | 2.8 | 0 | SUN | 2018-11-26 | 1900 | 2050 | N | North | FC |  |  |  | Yes | CAISO_Solar
NQC List | CAISO | PNOCHE_1_PL1X2 | Panoche Peaker | Fresno | 49.97 | 49.97 | 49.97 | 49.97 | 49.97 | 49.97 | 49.97 | 49.97 | 49.97 | 49.97 | 49.97 | 49.97 | NATURAL GAS | 2005-06-14 | 1900 | 2050 | Y | North | FC |  |  |  | Yes | CAISO_Peaker2
NQC List | CAISO | PNOCHE_1_UNITA1 | CalPeak Power Panoche Unit 1 | Fresno | 52.01 | 52.01 | 52.01 | 52.01 | 52.01 | 52.01 | 52.01 | 52.01 | 52.01 | 52.01 | 52.01 | 52.01 | NATURAL GAS | 2001-12-27 | 1900 | 2050 | Y | North | FC |  |  |  | Yes | CAISO_Peaker2
NQC List | CAISO | POEPH_7_UNIT 1 | POE HYDRO UNIT 1 | Sierra | 43.6 | 47.6 | 48 | 48 | 48 | 48 | 48.4 | 48 | 40.4 | 32.4 | 19.4 | 4 | WATER | 1958-01-01 | 1900 | 2050 | Y | North | FC |  |  |  | Yes | CAISO_Hydro
NQC List | CAISO | POEPH_7_UNIT 2 | POE HYDRO UNIT 2 | Sierra | 40 | 48 | 48 | 48 | 48 | 40 | 44 | 45.9 | 44 | 20 | 6.4 | 1.6 | WATER | 1958-01-01 | 1900 | 2050 | Y | North | FC |  |  |  | Yes | CAISO_Hydro
NQC List | CAISO | POTTER_6_UNITS | Potter Valley | NCNB | 1.2 | 1.49 | 0.96 | 1.63 | 2.81 | 2.83 | 2.67 | 2.72 | 2.51 | 1.21 | 1.66 | 1.8 | WATER | 1910-01-01 | 1900 | 2050 | N | North | FC |  |  |  | Yes | CAISO_Small_Hydro
NQC List | CAISO | POTTER_7_VECINO | Vecino Vineyards LLC | NCNB | 0 | 0 | 0 | 0 | 0.01 | 0.01 | 0.01 | 0.01 | 0 | 0 | 0 | 0 | WATER | 1990-03-27 | 1900 | 2050 | N | North | FC |  |  |  | Yes | CAISO_Hydro
NQC List | CAISO | PRCTVY_1_MIGBT1 | Miguel BESS | San Diego-IV | 0 | 0 | 0 | 0 | 0 | 0 | 0 | 0 | 0 | 0 | 0 | 0 | LESR | #N/A | 1900 | 2050 | N | South | EO |  |  |  | Yes | CAISO_Li_Battery
NQC List | CAISO | PRIMM_2_SOLAR1 | Silver State South | CAISO System | 10 | 7.5 | 45 | 37.5 | 40 | 77.5 | 97.5 | 67.5 | 35 | 5 | 5 | 0 | SUN | 2016-08-23 | 1900 | 2050 | N | South | FC |  |  |  | Yes | CAISO_Solar
NQC List | CAISO | PSWEET_1_STCRUZ | Santa Cruz Energy LLC | CAISO System | 0 | 0 | 0 | 0 | 0 | 0 | 0 | 0 | 0 | 0 | 0 | 0 | BIOGAS | 2010-02-06 | 1900 | 2050 | Y | North | EO |  |  |  | Yes | CAISO_Biomass
NQC List | CAISO | PSWEET_7_QFUNTS | PSWEET_7_QFUNTS | CAISO System | 0 | 0 | 0 | 0 | 0 | 0 | 0 | 0 | 0 | 0 | 0 | 0 | OTHER | 0 | 1900 | 2050 | N | North | FC |  |  |  | Yes | CAISO_CHP
NQC List | CAISO | PUTHCR_1_SOLAR1 | Putah Creek Solar Farm | CAISO System | 0.08 | 0.06 | 0.36 | 0.3 | 0.32 | 0.61 | 0.77 | 0.53 | 0.28 | 0.04 | 0.04 | 0 | SUN | 2014-12-19 | 1900 | 2050 | N | North | FC | 100% |  |  | Yes | CAISO_Solar
NQC List | CAISO | PWEST_1_UNIT | PACIFIC WEST 1 WIND GENERATION | LA Basin | 0.29 | 0.25 | 0.59 | 0.53 | 0.53 | 0.69 | 0.48 | 0.44 | 0.32 | 0.17 | 0.25 | 0.27 | WIND | 1899-12-31 | 1900 | 2050 | N | South | FC |  |  |  | Yes | CAISO_Wind
NQC List | CAISO | RATSKE_2_NROSR1 | North Rosamond Solar | CAISO System | 6 | 4.5 | 27 | 22.5 | 24 | 46.5 | 58.5 | 40.5 | 21 | 3 | 3 | 0 | SUN | #N/A | 1900 | 2050 | N | South | FC |  |  |  | Yes | CAISO_Solar
NQC List | CAISO | RCKCRK_7_UNIT 1 | ROCK CREEK HYDRO UNIT 1 | Sierra | 24 | 20 | 25.6 | 28 | 1.6 | 13.6 | 36 | 32 | 24 | 16 | 0 | 20 | WATER | 1950-01-01 | 1900 | 2050 | Y | North | FC |  |  |  | Yes | CAISO_Hydro
NQC List | CAISO | RCKCRK_7_UNIT 2 | ROCK CREEK HYDRO UNIT 2 | Sierra | 24 | 24 | 44 | 36 | 36 | 36 | 40 | 40 | 40 | 0 | 0 | 16 | WATER | 1950-01-01 | 1900 | 2050 | Y | North | FC |  |  |  | Yes | CAISO_Hydro
NQC List | CAISO | RDWAY_1_CREST | CREST Contracts | CAISO System | 0 | 0 | 0 | 0 | 0 | 0 | 0 | 0 | 0 | 0 | 0 | 0 | SUN | 2000-01-01 | 1900 | 2050 | N | South | EO |  |  |  | Yes | CAISO_Solar
NQC List | CAISO | RECTOR_2_CREST | Rector Aggregate Solar Resources | Big Creek-Ventura | 0 | 0 | 0 | 0 | 0 | 0 | 0 | 0 | 0 | 0 | 0 | 0 | SUN | 2000-01-01 | 1900 | 2050 | N | South | EO |  |  |  | Yes | CAISO_Solar
NQC List | CAISO | RECTOR_2_KAWEAH | KAWEAH PH 2 & 3 PSP AGGREGATE | Big Creek-Ventura | 2.11 | 1.84 | 3.51 | 5.01 | 5.1 | 4.8 | 4.12 | 3.4 | 1.98 | 0 | 0.17 | 2.52 | WATER | 1913-01-01 | 1900 | 2050 | N | South | FC |  |  |  | Yes | CAISO_Small_Hydro
NQC List | CAISO | RECTOR_2_KAWH 1 | KAWEAH PH 1 UNIT 1 | Big Creek-Ventura | 0.52 | 0.47 | 0.66 | 0.65 | 0.83 | 0.68 | 0.47 | 0.46 | 0.38 | 0 | 0.08 | 0.31 | WATER | 1929-01-01 | 1900 | 2050 | N | South | FC |  |  |  | Yes | CAISO_Hydro
NQC List | CAISO | RECTOR_2_QF | Kaweah Unit 1 | Big Creek-Ventura | 3.73 | 5.14 | 4.35 | 3.79 | 10.16 | 17 | 14.7 | 3.94 | 0 | 0 | 0 | 0.68 | OTHER | 1984-01-01 | 1900 | 2050 | Y | South | FC |  |  |  | Yes | CAISO_Small_Hydro
NQC List | CAISO | RECTOR_2_TFDBM1 | Two Fiets Dairy Digester | Big Creek-Ventura | 0 | 0 | 0 | 0 | 0 | 0 | 0 | 0 | 0 | 0 | 0 | 0 | BIOGAS | 2019-01-07 | 1900 | 2050 | N | South | EO |  |  |  | Yes | CAISO_Biomass
NQC List | CAISO | RECTOR_7_TULARE | MM Tulare | Big Creek-Ventura | 0 | 0 | 0 | 0 | 0 | 0 | 0 | 0 | 0 | 0 | 0 | 0 | BIOMASS | 1998-05-08 | 1900 | 2050 | N | South | EO |  |  |  | Yes | CAISO_Biomass
NQC List | CAISO | REDBLF_6_UNIT | RED BLUFF PEAKER PLANT | CAISO System | 44 | 44 | 44 | 44 | 44 | 44 | 44 | 44 | 44 | 44 | 44 | 44 | NATURAL GAS | 2001-08-11 | 1900 | 2050 | Y | North | FC |  |  |  | Yes | CAISO_Reciprocating_Engine
NQC List | CAISO | REDMAN_2_SOLAR | Lancaster East Avenue F | Big Creek-Ventura | 0.15 | 0.11 | 0.68 | 0.56 | 0.6 | 1.16 | 1.46 | 1.01 | 0.53 | 0.08 | 0.08 | 0 | SUN | 2017-08-25 | 1900 | 2050 | N | South | FC |  |  |  | Yes | CAISO_Solar
NQC List | CAISO | REDMAN_6_AVSSR1 | Antelope Valley Solar | Big Creek-Ventura | 0.12 | 0.09 | 0.54 | 0.45 | 0.48 | 0.93 | 1.17 | 0.81 | 0.42 | 0.06 | 0.06 | 0 | SUN | 2019-01-01 | 1900 | 2050 | N | South | FC |  |  |  | Yes | CAISO_Solar
NQC List | CAISO | REDOND_7_UNIT 5 | REDONDO GEN STA. UNIT 5 | LA Basin | 178.87 | 178.87 | 178.87 | 178.87 | 178.87 | 178.87 | 178.87 | 178.87 | 178.87 | 178.87 | 178.87 | 178.87 | NATURAL GAS | 1954-01-01 | 1900 | 2021 | Y | South | FC |  |  | OTC | Yes | CAISO_ST
NQC List | CAISO | REDOND_7_UNIT 6 | REDONDO GEN STA. UNIT 6 | LA Basin | 175 | 175 | 175 | 175 | 175 | 175 | 175 | 175 | 175 | 175 | 175 | 175 | NATURAL GAS | 1957-01-01 | 1900 | 2021 | Y | South | FC |  |  | OTC | Yes | CAISO_ST
NQC List | CAISO | REDOND_7_UNIT 8 | REDONDO GEN STA. UNIT 8 | LA Basin | 480 | 480 | 480 | 480 | 480 | 480 | 480 | 480 | 480 | 480 | 480 | 480 | NATURAL GAS | 1967-01-01 | 1900 | 2021 | Y | South | FC |  |  | OTC | Yes | CAISO_ST
NQC List | CAISO | REEDLY_6_SOLAR | Terzian | Fresno | 0 | 0 | 0 | 0 | 0 | 0 | 0 | 0 | 0 | 0 | 0 | 0 | SUN | 2014-06-17 | 1900 | 2050 | N | North | EO |  |  |  | Yes | CAISO_Solar
NQC List | CAISO | RENWD_1_QF | Renwind re-powering project | LA Basin | 1.4 | 1.2 | 2.8 | 2.5 | 2.5 | 3.3 | 2.3 | 2.1 | 1.5 | 0.8 | 1.2 | 1.3 | WIND | 2000-01-01 | 1900 | 2050 | N | South | FC |  |  |  | Yes | CAISO_Wind
NQC List | CAISO | RICHMN_1_CHVSR2 | Chevron 8.5 | Bay Area | 0.34 | 0.26 | 1.53 | 1.28 | 1.36 | 2.64 | 3.32 | 2.3 | 1.19 | 0.17 | 0.17 | 0 | SUN | 2017-12-21 | 1900 | 2050 | N | North | ID | 100% | 16DGD Waiting for Moraga-Castro Valley 230 kV Line Capacity Increase and possibly other |  | Yes | CAISO_Solar
NQC List | CAISO | RICHMN_1_SOLAR | Chevron 2 | Bay Area | 0.08 | 0.06 | 0.36 | 0.3 | 0.32 | 0.62 | 0.78 | 0.54 | 0.28 | 0.04 | 0.04 | 0 | SUN | 2017-12-21 | 1900 | 2050 | N | North | ID | 100% | 16DGD Waiting for Moraga-Castro Valley 230 kV Line Capacity Increase and possibly other |  | Yes | CAISO_Solar
NQC List | CAISO | RIOBRV_6_UNIT 1 | RIO BRAVO HYDRO | CAISO System | 0 | 1.56 | 2.34 | 6.24 | 6.83 | 5.57 | 9.2 | 9.47 | 6.23 | 3.86 | 0.65 | 0 | WATER | 1989-05-18 | 1900 | 2050 | N | North | FC |  |  |  | Yes | CAISO_Hydro
NQC List | CAISO | RIOOSO_1_QF | SMALL QF AGGREGATION - GRASS VALLEY | Sierra | 0.48 | 0.84 | 0.94 | 0.76 | 0.92 | 1 | 1.08 | 1.14 | 1.07 | 0.31 | 0.06 | 0.09 | WATER | 1984-01-01 | 1900 | 2050 | N | North | FC |  |  |  | Yes | CAISO_Small_Hydro
NQC List | CAISO | RNDMTN_2_SLSPHY1 | Silver Springs | CAISO System | 0.27 | 0.28 | 0.38 | 0.39 | 0.34 | 0.33 | 0.32 | 0.22 | 0.21 | 0.19 | 0.19 | 0.21 | WATER | 2017-08-10 | 1900 | 2050 | N | North | FC |  |  |  | Yes | CAISO_Hydro
NQC List | CAISO | RNDSBG_1_HZASR1 | Hazel A | CAISO System | 0.12 | 0.09 | 0.54 | 0.45 | 0.48 | 0.93 | 1.17 | 0.81 | 0.42 | 0.06 | 0.06 | 0 | SUN | 2020-02-01 | 1900 | 2050 | N | South | FC |  |  |  | Yes | CAISO_Solar
NQC List | CAISO | ROLLIN_6_UNIT | ROLLINS HYDRO | Sierra | 6.82 | 7.98 | 10.19 | 10.46 | 10.22 | 7.97 | 7.07 | 6.83 | 5.09 | 0 | 0.62 | 6.2 | WATER | 1980-01-01 | 1900 | 2050 | Y | North | FC |  |  |  | Yes | CAISO_Hydro
NQC List | CAISO | ROSMDW_2_WIND1 | Pacific Wind - Phase 1 | CAISO System | 19.6 | 16.8 | 39.2 | 35 | 35 | 46.2 | 32.2 | 29.4 | 21 | 11.2 | 16.8 | 18.2 | WIND | 2012-07-20 | 1900 | 2050 | N | South | FC |  |  |  | Yes | CAISO_Wind
NQC List | CAISO | ROSMND_6_SOLAR | Lancaster B | Big Creek-Ventura | 0.12 | 0.09 | 0.54 | 0.45 | 0.48 | 0.93 | 1.17 | 0.81 | 0.42 | 0.06 | 0.06 | 0 | SUN | 2017-04-22 | 1900 | 2050 | N | South | FC |  |  |  | Yes | CAISO_Solar
NQC List | CAISO | RSMSLR_6_SOLAR1 | Rosamond One | Big Creek-Ventura | 0.8 | 0.6 | 3.6 | 3 | 3.2 | 6.2 | 7.8 | 5.4 | 2.8 | 0.4 | 0.4 | 0 | SUN | 2013-12-20 | 1900 | 2050 | N | South | FC |  |  |  | Yes | CAISO_Solar
NQC List | CAISO | RSMSLR_6_SOLAR2 | Rosamond Two | Big Creek-Ventura | 0.8 | 0.6 | 3.6 | 3 | 3.2 | 6.2 | 7.8 | 5.4 | 2.8 | 0.4 | 0.4 | 0 | SUN | 2013-12-20 | 1900 | 2050 | N | South | FC |  |  |  | Yes | CAISO_Solar
NQC List | CAISO | RTEDDY_2_SOLAR1 | Rosamond West Solar 1 | CAISO System | 2.16 | 1.62 | 9.72 | 8.1 | 8.64 | 16.74 | 21.06 | 14.58 | 7.56 | 1.08 | 1.08 | 0 | SUN | 2016-12-22 | 1900 | 2050 | N | South | FC |  |  |  | Yes | CAISO_Solar
NQC List | CAISO | RTEDDY_2_SOLAR2 | Rosamond West Solar 2 | CAISO System | 2.16 | 1.62 | 9.72 | 8.1 | 8.64 | 16.74 | 21.06 | 14.58 | 7.56 | 1.08 | 1.08 | 0 | SUN | 2016-12-22 | 1900 | 2050 | N | South | FC |  |  |  | Yes | CAISO_Solar
NQC List | CAISO | RTREE_2_WIND1 | Rising Tree 1 | CAISO System | 11.09 | 9.5 | 22.18 | 19.8 | 19.8 | 26.14 | 18.22 | 16.63 | 11.88 | 6.34 | 9.5 | 10.3 | WIND | 2015-01-12 | 1900 | 2050 | N | South | FC |  |  |  | Yes | CAISO_Wind
NQC List | CAISO | RTREE_2_WIND2 | Rising Tree 2 | CAISO System | 2.77 | 2.38 | 5.54 | 4.95 | 4.95 | 6.53 | 4.55 | 4.16 | 2.97 | 1.58 | 2.38 | 2.57 | WIND | 2015-01-12 | 1900 | 2050 | N | South | FC |  |  |  | Yes | CAISO_Wind
NQC List | CAISO | RTREE_2_WIND3 | Rising Tree 3 | CAISO System | 13.86 | 11.88 | 27.72 | 24.75 | 24.75 | 32.67 | 22.77 | 20.79 | 14.85 | 7.92 | 11.88 | 12.87 | WIND | 2015-06-25 | 1900 | 2050 | N | South | FC |  |  |  | Yes | CAISO_Wind
NQC List | CAISO | RUSCTY_2_UNITS | Russell City Energy Center | Bay Area | 620 | 620 | 620 | 617.9 | 620 | 617.54 | 616.31 | 597.4 | 600.9 | 605.32 | 617.48 | 620.5 | NATURAL GAS | 2013-08-08 | 1900 | 2050 | Y | North | FC |  |  |  | Yes | CAISO_CCGT1
NQC List | CAISO | RVRVEW_1_UNITA1 | Riverview Energy Center (GP Antioch) | Bay Area | 47.6 | 47.6 | 47.6 | 47.6 | 47.6 | 47.6 | 47.6 | 47.6 | 47.6 | 47.6 | 47.6 | 47.6 | NATURAL GAS | 2003-05-02 | 1900 | 2050 | Y | North | FC |  |  |  | Yes | CAISO_Peaker2
NQC List | CAISO | RVSIDE_2_RERCU3 | Riverside Energy Res. Ctr Unit 3 | LA Basin | 49 | 49 | 49 | 49 | 49 | 49 | 49 | 49 | 49 | 49 | 49 | 49 | NATURAL GAS | 2011-04-01 | 1900 | 2050 | Y | South | FC |  |  |  | Yes | CAISO_Peaker1
NQC List | CAISO | RVSIDE_2_RERCU4 | Riverside Energy Res. Ctr Unit 4 | LA Basin | 49 | 49 | 49 | 49 | 49 | 49 | 49 | 49 | 49 | 49 | 49 | 49 | NATURAL GAS | 2011-04-01 | 1900 | 2050 | Y | South | FC |  |  |  | Yes | CAISO_Peaker1
NQC List | CAISO | RVSIDE_6_RERCU1 | Riverside Energy Res. Ctr Unit 1 | LA Basin | 48.35 | 48.35 | 48.35 | 48.35 | 48.35 | 48.35 | 48.35 | 48.35 | 48.35 | 48.35 | 48.35 | 48.35 | NATURAL GAS | 2006-06-01 | 1900 | 2050 | Y | South | FC |  |  |  | Yes | CAISO_Peaker1
NQC List | CAISO | RVSIDE_6_RERCU2 | Riverside Energy Res. Ctr Unit 2 | LA Basin | 48.5 | 48.5 | 48.5 | 48.5 | 48.5 | 48.5 | 48.5 | 48.5 | 48.5 | 48.5 | 48.5 | 48.5 | NATURAL GAS | 2006-06-01 | 1900 | 2050 | Y | South | FC |  |  |  | Yes | CAISO_Peaker1
NQC List | CAISO | RVSIDE_6_SOLAR1 | Tequesquite Landfill Solar Project | LA Basin | 0.3 | 0.23 | 1.35 | 1.13 | 1.2 | 2.33 | 2.93 | 2.03 | 1.05 | 0.15 | 0.15 | 0 | SUN | 2015-09-09 | 1900 | 2050 | N | South | FC |  |  |  | Yes | CAISO_Solar
NQC List | CAISO | RVSIDE_6_SPRING | SPRINGS GENERATION PROJECT AGGREGATE | LA Basin | 36 | 36 | 36 | 36 | 36 | 36 | 36 | 36 | 36 | 36 | 36 | 36 | NATURAL GAS | 2002-06-13 | 1900 | 2050 | Y | South | FC |  |  |  | Yes | CAISO_Peaker2
NQC List | CAISO | S_RITA_6_SOLAR1 | Sun Harvest Solar | Fresno | 0 | 0 | 0 | 0 | 0 | 0 | 0 | 0 | 0 | 0 | 0 | 0 | SUN | 2015-05-28 | 1900 | 2050 | N | North | EO |  |  |  | Yes | CAISO_Solar
NQC List | CAISO | SALIRV_2_UNIT | Salinas River Cogeneration | CAISO System | 26.56 | 26.49 | 25.49 | 23.62 | 24.94 | 24.75 | 24.57 | 25.24 | 18.38 | 21.68 | 23.08 | 23.81 | NATURAL GAS | 1991-10-11 | 1900 | 2050 | N | North | FC |  |  |  | Yes | CAISO_CHP
NQC List | CAISO | SALTSP_7_UNITS | SALT SPRINGS HYDRO AGGREGATE | CAISO System | 9.6 | 4.72 | 8 | 3.79 | 23.36 | 25.12 | 22.56 | 23.46 | 6.08 | 5.6 | 8 | 25.82 | WATER | 1931-01-01 | 1900 | 2050 | Y | North | FC |  |  |  | Yes | CAISO_Hydro
NQC List | CAISO | SAMPSN_6_KELCO1 | KELCO QUALIFYING FACILITY | San Diego-IV | 1.05 | 2.71 | 1.62 | 2.53 | 1.8 | 1.22 | 1.21 | 0.9 | 1.9 | 3.58 | 2.68 | 1.3 | OTHER | 2014-03-05 | 1900 | 2050 | N | South | FC |  |  |  | Yes | CAISO_CHP
NQC List | CAISO | SANDLT_2_SUNITS | Mojave Solar | CAISO System | 11 | 8.25 | 49.5 | 41.25 | 44 | 85.25 | 107.25 | 74.25 | 38.5 | 5.5 | 5.5 | 0 | SUN | 2014-12-04 | 1900 | 2050 | N | South | FC |  |  |  | Yes | CAISO_Solar
NQC List | CAISO | SANITR_6_UNITS | LACSD CARSON WATER POLLUTION AGGREGATE | LA Basin | 0.39 | 0.59 | 1.03 | 0.92 | 0.52 | 0.89 | 0.57 | 0.79 | 0.61 | 0.59 | 0.96 | 0.81 | NATURAL GAS | 0 | 1900 | 2050 | N | South | FC |  |  |  | Yes | CAISO_Biomass
NQC List | CAISO | SANLOB_1_LNDFIL | Cold Canyon | CAISO System | 0 | 0 | 0 | 0 | 0 | 0 | 0 | 0 | 0 | 0 | 0 | 0 | BIOGAS | 2013-07-18 | 1900 | 2050 | N | North | EO |  |  |  | Yes | CAISO_Biomass
NQC List | CAISO | SANLOB_1_OSFBM1 | HZIU Kompogas SLO | CAISO System | 0 | 0 | 0 | 0 | 0 | 0 | 0 | 0 | 0 | 0 | 0 | 0 | BIOGAS | #N/A | 1900 | 2050 | Y | North | EO |  |  |  | Yes | CAISO_Biomass
NQC List | CAISO | SANTFG_7_UNITS | GEYSERS CALISTOGA AGGREGATE | NCNB | 63 | 63 | 63 | 63 | 63 | 63 | 63 | 63 | 63 | 63 | 63 | 63 | GEOTHERMAL | 1984-03-14 | 1900 | 2050 | Y | North | FC |  |  |  | Yes | CAISO_Geothermal
NQC List | CAISO | SANTGO_2_LNDFL1 | Bowerman Power | LA Basin | 17.55 | 18.93 | 19.49 | 17.31 | 18.7 | 18.64 | 18.08 | 18.73 | 18.8 | 18.18 | 17.46 | 19.14 | BIOGAS | 2016-04-12 | 1900 | 2050 | N | South | FC |  |  |  | Yes | CAISO_Biomass
NQC List | CAISO | SANTGO_2_MABBT1 | Millikan Avenue BESS | LA Basin | 2 | 2 | 2 | 2 | 2 | 2 | 2 | 2 | 2 | 2 | 2 | 2 | LESR | 2017-01-14 | 1900 | 2050 | Y | South | FC |  |  |  | Yes | CAISO_Li_Battery
NQC List | CAISO | SANWD_1_QF | San Gorgonio Farms Wind Farm | LA Basin | 4.34 | 3.72 | 8.68 | 7.75 | 7.75 | 10.23 | 7.13 | 6.51 | 4.65 | 2.48 | 3.72 | 4.03 | WIND | 2000-01-01 | 1900 | 2050 | N | South | FC |  |  |  | Yes | CAISO_Wind
NQC List | CAISO | SAUGUS_6_CREST | East Portal Hydro | Big Creek-Ventura | 0 | 0 | 0 | 0 | 0 | 0 | 0 | 0 | 0 | 0 | 0 | 0 | WATER | #N/A | 1900 | 2050 | N | South | EO |  |  |  | Yes | CAISO_Hydro
NQC List | CAISO | SAUGUS_6_MWDFTH | Foothill Hydroelectric Recovery Plant | Big Creek-Ventura | 6.16 | 4.49 | 4.15 | 5.67 | 5.25 | 4.87 | 4.95 | 4.76 | 5.36 | 7.1 | 6.63 | 6.22 | WATER | 1981-01-01 | 1900 | 2050 | Y | South | FC |  |  |  | Yes | CAISO_Hydro
NQC List | CAISO | SAUGUS_6_QF | SAUGUS QFS | Big Creek-Ventura | 0.03 | 0.04 | 0.09 | 0.3 | 0.41 | 0.62 | 0.54 | 0.45 | 0.65 | 0.34 | 0.33 | 0.32 | OTHER | 1987-01-01 | 1900 | 2050 | N | South | FC |  |  |  | Yes | CAISO_Small_Hydro
NQC List | CAISO | SAUGUS_7_CHIQCN | Chiquita Canyon Landfill Fac | Big Creek-Ventura | 6.55 | 6.1 | 6.39 | 5.12 | 5.78 | 5.64 | 5.14 | 5.22 | 4.97 | 5.08 | 5.91 | 5.59 | BIOGAS | 2010-11-23 | 1900 | 2050 | N | South | FC |  |  |  | Yes | CAISO_Biomass
NQC List | CAISO | SAUGUS_7_LOPEZ | MM Lopez Energy | Big Creek-Ventura | 4.12 | 4.67 | 5.67 | 5.69 | 5.55 | 4.67 | 5.09 | 5.34 | 5.47 | 5.24 | 5.48 | 5.29 | BIOGAS | 1999-01-05 | 1900 | 2050 | Y | South | FC |  |  |  | Yes | CAISO_Biomass
NQC List | CAISO | SBERDO_2_PSP3 | Mountainview Gen Sta. Unit 3 | LA Basin | 555 | 555 | 555 | 555 | 555 | 555 | 555 | 555 | 555 | 555 | 555 | 555 | NATURAL GAS | 2005-12-10 | 1900 | 2050 | Y | South | FC |  |  |  | Yes | CAISO_CCGT1
NQC List | CAISO | SBERDO_2_PSP4 | Mountainview Gen Sta. Unit 4 | LA Basin | 555 | 555 | 555 | 555 | 555 | 555 | 555 | 555 | 555 | 555 | 555 | 555 | NATURAL GAS | 2006-01-19 | 1900 | 2050 | Y | South | FC |  |  |  | Yes | CAISO_CCGT1
NQC List | CAISO | SBERDO_2_REDLND | Redlands RT Solar | LA Basin | 0.08 | 0.06 | 0.36 | 0.3 | 0.32 | 0.62 | 0.78 | 0.54 | 0.28 | 0.04 | 0.04 | 0 | SUN | 2011-03-23 | 1900 | 2050 | N | South | FC |  |  |  | Yes | CAISO_Solar
NQC List | CAISO | SBERDO_2_RTS005 | SPVP005 Redlands RT Solar | LA Basin | 0.1 | 0.08 | 0.45 | 0.38 | 0.4 | 0.78 | 0.98 | 0.68 | 0.35 | 0.05 | 0.05 | 0 | SUN | 2012-11-24 | 1900 | 2050 | N | South | FC |  |  |  | Yes | CAISO_Solar
NQC List | CAISO | SBERDO_2_RTS007 | SPVP007 Redlands RT Solar | LA Basin | 0.1 | 0.08 | 0.45 | 0.38 | 0.4 | 0.78 | 0.98 | 0.68 | 0.35 | 0.05 | 0.05 | 0 | SUN | 2012-11-24 | 1900 | 2050 | N | South | FC |  |  |  | Yes | CAISO_Solar
NQC List | CAISO | SBERDO_2_RTS011 | SPVP011 | LA Basin | 0.14 | 0.11 | 0.63 | 0.53 | 0.56 | 1.09 | 1.37 | 0.95 | 0.49 | 0.07 | 0.07 | 0 | SUN | 2011-11-11 | 1900 | 2050 | N | South | FC |  |  |  | Yes | CAISO_Solar
NQC List | CAISO | SBERDO_2_RTS013 | SPVP013 | LA Basin | 0.14 | 0.11 | 0.63 | 0.53 | 0.56 | 1.09 | 1.37 | 0.95 | 0.49 | 0.07 | 0.07 | 0 | SUN | 2013-06-11 | 1900 | 2050 | N | South | FC |  |  |  | Yes | CAISO_Solar
NQC List | CAISO | SBERDO_2_RTS016 | SPVP016 Redlands RT Solar | LA Basin | 0.06 | 0.05 | 0.27 | 0.23 | 0.24 | 0.47 | 0.59 | 0.41 | 0.21 | 0.03 | 0.03 | 0 | SUN | 2011-05-19 | 1900 | 2050 | N | South | FC |  |  |  | Yes | CAISO_Solar
NQC List | CAISO | SBERDO_2_RTS048 | SPVP048 | LA Basin | 0 | 0 | 0 | 0 | 0 | 0 | 0 | 0 | 0 | 0 | 0 | 0 | SUN | 2013-09-01 | 1900 | 2050 | N | South | EO |  |  |  | Yes | CAISO_Solar
NQC List | CAISO | SBERDO_2_SNTANA | SANTA ANA PSP | LA Basin | 0.76 | 0.75 | 1.21 | 1.7 | 1.28 | 0.84 | 0.45 | 0.58 | 0.54 | 0.58 | 0.63 | 0.9 | WATER | 1899-12-31 | 1900 | 2050 | N | South | FC |  |  |  | Yes | CAISO_Small_Hydro
NQC List | CAISO | SBERDO_6_MILLCK | MILL CREEK PSP | LA Basin | 0.76 | 0.98 | 1.33 | 1.69 | 1.72 | 1.57 | 1.86 | 1.77 | 1.67 | 1.41 | 1.39 | 1.28 | WATER | 1899-12-31 | 1900 | 2050 | N | South | FC |  |  |  | Yes | CAISO_Small_Hydro
NQC List | CAISO | SCEC_1_PDRP106 | SCEC_1_PDRP106 | LA Basin | 0.68 | 0 | 0 | 0 | 0 | 0 | 0 | 0 | 0 | 0 | 0 | 0 | DEMAND RESPONSE | 2019-01-01 | 1900 | 2030 | Y | South | FC |  |  |  | No | #N/A
NQC List | CAISO | SCEC_1_PDRP107 | SCEC_1_PDRP107 | LA Basin | 2.07 | 0 | 0 | 0 | 0 | 0 | 0 | 0 | 0 | 0 | 0 | 0 | DEMAND RESPONSE | 2019-01-01 | 1900 | 2030 | Y | South | FC |  |  |  | No | #N/A
NQC List | CAISO | SCEC_1_PDRP108 | SCEC_1_PDRP108 | LA Basin | 9.95 | 0 | 0 | 0 | 0 | 0 | 0 | 0 | 0 | 0 | 0 | 0 | DEMAND RESPONSE | 2019-01-01 | 1900 | 2030 | Y | South | FC |  |  |  | No | #N/A
NQC List | CAISO | SCEC_1_PDRP109 | SCEC_1_PDRP109 | LA Basin | 5.8 | 0 | 0 | 0 | 0 | 0 | 0 | 0 | 0 | 0 | 0 | 0 | DEMAND RESPONSE | 2019-01-01 | 1900 | 2030 | Y | South | FC |  |  |  | No | #N/A
NQC List | CAISO | SCEC_1_PDRP110 | SCEC_1_PDRP110 | LA Basin | 4.41 | 4.47 | 0 | 0 | 0 | 0 | 0 | 0 | 0 | 0 | 0 | 0 | DEMAND RESPONSE | 2019-01-01 | 1900 | 2030 | Y | South | FC |  |  |  | No | #N/A
NQC List | CAISO | SCEC_1_PDRP111 | SCEC_1_PDRP111 | LA Basin | 0.94 | 0 | 0 | 0 | 0 | 0 | 0 | 0 | 0 | 0 | 0 | 0 | DEMAND RESPONSE | 2019-01-01 | 1900 | 2030 | Y | South | FC |  |  |  | No | #N/A
NQC List | CAISO | SCEC_1_PDRP113 | SCEC_1_PDRP113 | LA Basin | 0.7 | 0 | 0 | 0 | 0 | 0 | 0 | 0 | 0 | 0 | 0 | 0 | DEMAND RESPONSE | 2019-01-01 | 1900 | 2030 | Y | South | FC |  |  |  | No | #N/A
NQC List | CAISO | SCEC_1_PDRP114 | SCEC_1_PDRP114 | LA Basin | 0.47 | 0 | 0 | 0 | 0 | 0 | 0 | 0 | 0 | 0 | 0 | 0 | DEMAND RESPONSE | 2019-01-01 | 1900 | 2030 | Y | South | FC |  |  |  | No | #N/A
NQC List | CAISO | SCEC_1_PDRP115 | SCEC_1_PDRP115 | LA Basin | 0.68 | 0 | 0 | 0 | 0 | 0 | 0 | 0 | 0 | 0 | 0 | 0 | DEMAND RESPONSE | 2019-01-01 | 1900 | 2030 | Y | South | FC |  |  |  | No | #N/A
NQC List | CAISO | SCEC_1_PDRP116 | SCEC_1_PDRP116 | LA Basin | 0.97 | 0 | 0 | 0 | 0 | 0 | 0 | 0 | 0 | 0 | 0 | 0 | DEMAND RESPONSE | 2019-01-01 | 1900 | 2030 | Y | South | FC |  |  |  | No | #N/A
NQC List | CAISO | SCEC_1_PDRP117 | SCEC_1_PDRP117 | LA Basin | 0.4 | 0 | 0 | 0 | 0 | 0 | 0 | 0 | 0 | 0 | 0 | 0 | DEMAND RESPONSE | 2019-01-01 | 1900 | 2030 | Y | South | FC |  |  |  | No | #N/A
NQC List | CAISO | SCEC_1_PDRP118 | SCEC_1_PDRP118 | LA Basin | 0.11 | 0 | 0 | 0 | 0 | 0 | 0 | 0 | 0 | 0 | 0 | 0 | DEMAND RESPONSE | 2019-01-01 | 1900 | 2030 | Y | South | FC |  |  |  | No | #N/A
NQC List | CAISO | SCEC_1_PDRP119 | SCEC_1_PDRP119 | LA Basin | 0.56 | 0 | 0 | 0 | 0 | 0 | 0 | 0 | 0 | 0 | 0 | 0 | DEMAND RESPONSE | 2019-01-01 | 1900 | 2030 | Y | South | FC |  |  |  | No | #N/A
NQC List | CAISO | SCEC_1_PDRP122 | SCEC_1_PDRP122 | LA Basin | 0.82 | 0 | 0 | 0 | 0 | 0 | 0 | 0 | 0 | 0 | 0 | 0 | DEMAND RESPONSE | 2019-01-01 | 1900 | 2030 | Y | South | FC |  |  |  | No | #N/A
NQC List | CAISO | SCEC_1_PDRP127 | SCEC_1_PDRP127 | LA Basin | 0.97 | 0.98 | 0 | 0 | 0 | 0 | 0 | 0 | 0 | 0 | 0 | 0 | DEMAND RESPONSE | #N/A | 1900 | 2030 | Y | South | FC |  |  |  | No | #N/A
NQC List | CAISO | SCEC_1_PDRP129 | SCEC_1_PDRP129 | LA Basin | 0.97 | 0.98 | 0 | 0 | 0 | 0 | 0 | 0 | 0 | 0 | 0 | 0 | DEMAND RESPONSE | #N/A | 1900 | 2030 | Y | South | FC |  |  |  | No | #N/A
NQC List | CAISO | SCEC_1_PDRP130 | SCEC_1_PDRP130 | LA Basin | 0.97 | 0.98 | 0 | 0 | 0 | 0 | 0 | 0 | 0 | 0 | 0 | 0 | DEMAND RESPONSE | #N/A | 1900 | 2030 | Y | South | FC |  |  |  | No | #N/A
NQC List | CAISO | SCEC_1_PDRP132 | SCEC_1_PDRP132 | LA Basin | 0.97 | 0.98 | 0 | 0 | 0 | 0 | 0 | 0 | 0 | 0 | 0 | 0 | DEMAND RESPONSE | #N/A | 1900 | 2030 | Y | South | FC |  |  |  | No | #N/A
NQC List | CAISO | SCEC_1_PDRP134 | SCEC_1_PDRP134 | LA Basin | 0.97 | 0.98 | 0 | 0 | 0 | 0 | 0 | 0 | 0 | 0 | 0 | 0 | DEMAND RESPONSE | #N/A | 1900 | 2030 | Y | South | FC |  |  |  | No | #N/A
NQC List | CAISO | SCEC_1_PDRP136 | SCEC_1_PDRP136 | LA Basin | 0.59 | 0.6 | 0 | 0 | 0 | 0 | 0 | 0 | 0 | 0 | 0 | 0 | DEMAND RESPONSE | 2020-07-01 | 1900 | 2050 | Y | South | FC |  |  |  | No | #N/A
NQC List | CAISO | SCEC_1_PDRP137 | SCEC_1_PDRP137 | LA Basin | 0.39 | 0.4 | 0 | 0 | 0 | 0 | 0 | 0 | 0 | 0 | 0 | 0 | DEMAND RESPONSE | 2020-07-01 | 1900 | 2050 | Y | South | FC |  |  |  | No | #N/A
NQC List | CAISO | SCEC_1_PDRP138 | SCEC_1_PDRP138 | LA Basin | 0.59 | 0.6 | 0 | 0 | 0 | 0 | 0 | 0 | 0 | 0 | 0 | 0 | DEMAND RESPONSE | 2020-07-01 | 1900 | 2050 | Y | South | FC |  |  |  | No | #N/A
NQC List | CAISO | SCEC_1_PDRP140 | SCEC_1_PDRP140 | LA Basin | 0.39 | 0.4 | 0 | 0 | 0 | 0 | 0 | 0 | 0 | 0 | 0 | 0 | DEMAND RESPONSE | 2020-06-01 | 1900 | 2050 | Y | South | FC |  |  |  | No | #N/A
NQC List | CAISO | SCEC_1_PDRP141 | SCEC_1_PDRP141 | LA Basin | 0.49 | 0.5 | 0 | 0 | 0 | 0 | 0 | 0 | 0 | 0 | 0 | 0 | DEMAND RESPONSE | 2020-06-01 | 1900 | 2050 | Y | South | FC |  |  |  | No | #N/A
NQC List | CAISO | SCEC_1_PDRP142 | SCEC_1_PDRP142 | LA Basin | 0.49 | 0.5 | 0 | 0 | 0 | 0 | 0 | 0 | 0 | 0 | 0 | 0 | DEMAND RESPONSE | 2020-06-01 | 1900 | 2050 | Y | South | FC |  |  |  | No | #N/A
NQC List | CAISO | SCEC_1_PDRP143 | SCEC_1_PDRP143 | LA Basin | 0.61 | 0.63 | 0 | 0 | 0 | 0 | 0 | 0 | 0 | 0 | 0 | 0 | DEMAND RESPONSE | 2020-06-01 | 1900 | 2050 | Y | South | FC |  |  |  | No | #N/A
NQC List | CAISO | SCEC_1_PDRP163 | SCEC_1_PDRP163 | LA Basin | 4.89 | 4.96 | 0 | 0 | 0 | 0 | 0 | 0 | 0 | 0 | 0 | 0 | DEMAND RESPONSE | #N/A | 1900 | 2050 | Y | South | FC |  |  |  | No | #N/A
NQC List | CAISO | SCEC_1_PDRP175 | SCEC_1_PDRP175 | LA Basin | 8 | 8 | 8 | 8 | 8 | 9 | 9.5 | 9.5 | 9.5 | 9 | 8 | 8 | DEMAND RESPONSE | 2020-06-01 | 1900 | 2050 | Y | South | FC |  |  |  | No | #N/A
NQC List | CAISO | SCEC_1_PDRP176 | SCEC_1_PDRP176 | LA Basin | 3.5 | 3.5 | 3.5 | 3.5 | 3.5 | 5 | 7.5 | 7.5 | 7.5 | 5 | 3.5 | 3.5 | DEMAND RESPONSE | 2020-06-01 | 1900 | 2050 | Y | South | FC |  |  |  | No | #N/A
NQC List | CAISO | SCEN_6_PDRP101 | SCEN_6_PDRP101 | Big Creek-Ventura | 0.71 | 0 | 0 | 0 | 0 | 0 | 0 | 0 | 0 | 0 | 0 | 0 | DEMAND RESPONSE | 2020-07-01 | 1900 | 2050 | Y | South | FC |  |  |  | No | #N/A
NQC List | CAISO | SCEN_6_PDRP58 | SCEN_6_PDRP58 | Big Creek-Ventura | 0.51 | 0 | 0 | 0 | 0 | 0 | 0 | 0 | 0 | 0 | 0 | 0 | DEMAND RESPONSE | 2019-01-01 | 1900 | 2030 | Y | South | FC |  |  |  | No | #N/A
NQC List | CAISO | SCEN_6_PDRP60 | SCEN_6_PDRP60 | Big Creek-Ventura | 0.54 | 0 | 0 | 0 | 0 | 0 | 0 | 0 | 0 | 0 | 0 | 0 | DEMAND RESPONSE | 2019-01-01 | 1900 | 2030 | Y | South | FC |  |  |  | No | #N/A
NQC List | CAISO | SCEN_6_PDRP79 | SCEN_6_PDRP79 | Big Creek-Ventura | 1.5 | 1.5 | 1.5 | 1.5 | 1.5 | 3 | 3 | 3 | 3 | 3 | 1.5 | 1.5 | DEMAND RESPONSE | 2020-06-01 | 1900 | 2050 | Y | South | FC |  |  |  | No | #N/A
NQC List | CAISO | SCEN_6_PDRP84 | SCEN_6_PDRP84 | Big Creek-Ventura | 0.96 | 0.99 | 0 | 0 | 0 | 0 | 0 | 0 | 0 | 0 | 0 | 0 | DEMAND RESPONSE | 2020-07-01 | 1900 | 2050 | Y | South | FC |  |  |  | No | #N/A
NQC List | CAISO | SCEN_6_PDRP85 | SCEN_6_PDRP85 | Big Creek-Ventura | 0.96 | 0.99 | 0 | 0 | 0 | 0 | 0 | 0 | 0 | 0 | 0 | 0 | DEMAND RESPONSE | 2020-07-01 | 1900 | 2050 | Y | South | FC |  |  |  | No | #N/A
NQC List | CAISO | SCEN_6_PDRP86 | SCEN_6_PDRP86 | Big Creek-Ventura | 0.96 | 0.99 | 0 | 0 | 0 | 0 | 0 | 0 | 0 | 0 | 0 | 0 | DEMAND RESPONSE | 2020-07-01 | 1900 | 2050 | Y | South | FC |  |  |  | No | #N/A
NQC List | CAISO | SCEN_6_PDRP87 | SCEN_6_PDRP87 | Big Creek-Ventura | 0.58 | 0.61 | 0 | 0 | 0 | 0 | 0 | 0 | 0 | 0 | 0 | 0 | DEMAND RESPONSE | 2020-07-01 | 1900 | 2050 | Y | South | FC |  |  |  | No | #N/A
NQC List | CAISO | SCEN_6_PDRP88 | SCEN_6_PDRP88 | Big Creek-Ventura | 0.49 | 0.5 | 0 | 0 | 0 | 0 | 0 | 0 | 0 | 0 | 0 | 0 | DEMAND RESPONSE | 2020-07-01 | 1900 | 2050 | Y | South | FC |  |  |  | No | #N/A
NQC List | CAISO | SCEN_6_PDRP89 | SCEN_6_PDRP89 | Big Creek-Ventura | 0.66 | 0.65 | 0 | 0 | 0 | 0 | 0 | 0 | 0 | 0 | 0 | 0 | DEMAND RESPONSE | 2020-07-01 | 1900 | 2050 | Y | South | FC |  |  |  | No | #N/A
NQC List | CAISO | SCEW_2_PDRP106 | SCEW_2_PDRP106 | LA Basin | 3.14 | 0 | 0 | 0 | 0 | 0 | 0 | 0 | 0 | 0 | 0 | 0 | DEMAND RESPONSE | 2019-01-01 | 1900 | 2030 | Y | South | FC |  |  |  | No | #N/A
NQC List | CAISO | SCEW_2_PDRP107 | SCEW_2_PDRP107 | LA Basin | 0.39 | 0 | 0 | 0 | 0 | 0 | 0 | 0 | 0 | 0 | 0 | 0 | DEMAND RESPONSE | 2019-01-01 | 1900 | 2030 | Y | South | FC |  |  |  | No | #N/A
NQC List | CAISO | SCEW_2_PDRP108 | SCEW_2_PDRP108 | LA Basin | 0.79 | 0 | 0 | 0 | 0 | 0 | 0 | 0 | 0 | 0 | 0 | 0 | DEMAND RESPONSE | 2019-01-01 | 1900 | 2030 | Y | South | FC |  |  |  | No | #N/A
NQC List | CAISO | SCEW_2_PDRP109 | SCEW_2_PDRP109 | LA Basin | 0.91 | 0 | 0 | 0 | 0 | 0 | 0 | 0 | 0 | 0 | 0 | 0 | DEMAND RESPONSE | 2019-01-01 | 1900 | 2030 | Y | South | FC |  |  |  | No | #N/A
NQC List | CAISO | SCEW_2_PDRP110 | SCEW_2_PDRP110 | LA Basin | 0.32 | 0 | 0 | 0 | 0 | 0 | 0 | 0 | 0 | 0 | 0 | 0 | DEMAND RESPONSE | 2019-01-01 | 1900 | 2030 | Y | South | FC |  |  |  | No | #N/A
NQC List | CAISO | SCEW_2_PDRP112 | SCEW_2_PDRP112 | LA Basin | 0.48 | 0 | 0 | 0 | 0 | 0 | 0 | 0 | 0 | 0 | 0 | 0 | DEMAND RESPONSE | 2019-01-01 | 1900 | 2030 | Y | South | FC |  |  |  | No | #N/A
NQC List | CAISO | SCEW_2_PDRP120 | SCEW_2_PDRP120 | LA Basin | 0.97 | 0.98 | 0 | 0 | 0 | 0 | 0 | 0 | 0 | 0 | 0 | 0 | DEMAND RESPONSE | #N/A | 1900 | 2050 | Y | South | FC |  |  |  | No | #N/A
NQC List | CAISO | SCEW_2_PDRP121 | SCEW_2_PDRP121 | LA Basin | 0.97 | 0.98 | 0 | 0 | 0 | 0 | 0 | 0 | 0 | 0 | 0 | 0 | DEMAND RESPONSE | #N/A | 1900 | 2050 | Y | South | FC |  |  |  | No | #N/A
NQC List | CAISO | SCEW_2_PDRP123 | SCEW_2_PDRP123 | LA Basin | 1.99 | 0 | 0 | 0 | 0 | 0 | 0 | 0 | 0 | 0 | 0 | 0 | DEMAND RESPONSE | #N/A | 1900 | 2050 | Y | South | FC |  |  |  | No | #N/A
NQC List | CAISO | SCEW_2_PDRP131 | SCEW_2_PDRP131 | LA Basin | 0.55 | 0 | 0 | 0 | 0 | 0 | 0 | 0 | 0 | 0 | 0 | 0 | DEMAND RESPONSE | 2020-06-01 | 1900 | 2050 | Y | South | FC |  |  |  | No | #N/A
NQC List | CAISO | SCEW_2_PDRP168 | SCEW_2_PDRP168 | LA Basin | 3 | 3 | 3 | 3 | 3 | 5 | 6.5 | 6.5 | 6.5 | 5 | 3 | 3 | DEMAND RESPONSE | 2020-06-01 | 1900 | 2050 | Y | South | FC |  |  |  | No | #N/A
NQC List | CAISO | SCEW_2_PDRP172 | SCEW_2_PDRP172 | LA Basin | 0.49 | 0.5 | 0 | 0 | 0 | 0 | 0 | 0 | 0 | 0 | 0 | 0 | DEMAND RESPONSE | 2020-07-01 | 1900 | 2050 | Y | South | FC |  |  |  | No | #N/A
NQC List | CAISO | SCEW_2_PDRP173 | SCEW_2_PDRP173 | LA Basin | 0.49 | 0.5 | 0 | 0 | 0 | 0 | 0 | 0 | 0 | 0 | 0 | 0 | DEMAND RESPONSE | 2020-07-01 | 1900 | 2050 | Y | South | FC |  |  |  | No | #N/A
NQC List | CAISO | SCEW_2_PDRP174 | SCEW_2_PDRP174 | LA Basin | 0.58 | 0.59 | 0 | 0 | 0 | 0 | 0 | 0 | 0 | 0 | 0 | 0 | DEMAND RESPONSE | 2020-07-01 | 1900 | 2050 | Y | South | FC |  |  |  | No | #N/A
NQC List | CAISO | SCEW_2_PDRP175 | SCEW_2_PDRP175 | LA Basin | 0.4 | 0.41 | 0 | 0 | 0 | 0 | 0 | 0 | 0 | 0 | 0 | 0 | DEMAND RESPONSE | 2020-07-01 | 1900 | 2050 | Y | South | FC |  |  |  | No | #N/A
NQC List | CAISO | SCHD_1_PDRP41 | SCHD_1_PDRP41 | CAISO System | 0.59 | 0 | 0 | 0 | 0 | 0 | 0 | 0 | 0 | 0 | 0 | 0 | DEMAND RESPONSE | 2019-01-01 | 1900 | 2030 | Y | South | FC |  |  |  | No | #N/A
NQC List | CAISO | SCHD_1_PDRP48 | SCHD_1_PDRP48 | CAISO System | 0.53 | 0 | 0 | 0 | 0 | 0 | 0 | 0 | 0 | 0 | 0 | 0 | DEMAND RESPONSE | #N/A | 1900 | 2030 | Y | South | FC |  |  |  | No | #N/A
NQC List | CAISO | SCHD_1_PDRP53 | SCHD_1_PDRP53 | CAISO System | 4.75 | 4.75 | 4.75 | 4.75 | 4.75 | 5 | 8 | 8 | 8 | 5 | 4.75 | 4.75 | DEMAND RESPONSE | 2020-06-01 | 1900 | 2050 | Y | South | FC |  |  |  | No | #N/A
NQC List | CAISO | SCHD_1_PDRP62 | SCHD_1_PDRP62 | CAISO System | 0.99 | 0.99 | 0 | 0 | 0 | 0 | 0 | 0 | 0 | 0 | 0 | 0 | DEMAND RESPONSE | #N/A | 1900 | 2050 | Y | South | FC |  |  |  | No | #N/A
NQC List | CAISO | SCHD_1_PDRP63 | SCHD_1_PDRP63 | CAISO System | 1.43 | 1.43 | 0 | 0 | 0 | 0 | 0 | 0 | 0 | 0 | 0 | 0 | DEMAND RESPONSE | #N/A | 1900 | 2050 | Y | South | FC |  |  |  | No | #N/A
NQC List | CAISO | SCHLTE_1_PL1X3 | Tracy Combined Cycle Power Plant | Stockton | 324.88 | 323.66 | 322.37 | 320.32 | 317.26 | 310.75 | 308.15 | 309.07 | 312.69 | 318.74 | 323.69 | 324.67 | NATURAL GAS | 2012-10-31 | 1900 | 2050 | Y | North | FC |  |  |  | Yes | CAISO_CCGT2
NQC List | CAISO | SCHNDR_1_FIVPTS | Five Points Solar Station | Fresno | 0.6 | 0.45 | 2.7 | 2.25 | 2.4 | 4.65 | 5.85 | 4.05 | 2.1 | 0.3 | 0.3 | 0 | SUN | 2011-10-07 | 1900 | 2050 | N | North | FC |  |  |  | Yes | CAISO_Solar
NQC List | CAISO | SCHNDR_1_OS2BM2 | Open Sky Digester Genset 2 | Fresno | 0 | 0 | 0 | 0 | 0 | 0 | 0 | 0 | 0 | 0 | 0 | 0 | BIOGAS | #N/A | 1900 | 2050 | N | North | EO |  |  |  | Yes | CAISO_Biomass
NQC List | CAISO | SCHNDR_1_WSTSDE | Westside Solar Station | Fresno | 0.6 | 0.45 | 2.7 | 2.25 | 2.4 | 4.65 | 5.85 | 4.05 | 2.1 | 0.3 | 0.3 | 0 | SUN | 2011-09-13 | 1900 | 2050 | N | North | FC |  |  |  | Yes | CAISO_Solar
NQC List | CAISO | SCNW_6_PDRP40 | SCNW_6_PDRP40 | Big Creek-Ventura | 0.96 | 0.99 | 0 | 0 | 0 | 0 | 0 | 0 | 0 | 0 | 0 | 0 | DEMAND RESPONSE | 2019-01-01 | 1900 | 2030 | Y | South | FC |  |  |  | No | #N/A
NQC List | CAISO | SCNW_6_PDRP42 | SCNW_6_PDRP42 | Big Creek-Ventura | 0.98 | 0.99 | 0 | 0 | 0 | 0 | 0 | 0 | 0 | 0 | 0 | 0 | DEMAND RESPONSE | 2019-01-01 | 1900 | 2030 | Y | South | FC |  |  |  | No | #N/A
NQC List | CAISO | SCNW_6_PDRP50 | SCNW_6_PDRP50 | Big Creek-Ventura | 0.68 | 0 | 0 | 0 | 0 | 0 | 0 | 0 | 0 | 0 | 0 | 0 | DEMAND RESPONSE | 2020-06-01 | 1900 | 2050 | Y | South | FC |  |  |  | No | #N/A
NQC List | CAISO | SCNW_6_PDRP51 | SCNW_6_PDRP51 | Big Creek-Ventura | 0.86 | 0 | 0 | 0 | 0 | 0 | 0 | 0 | 0 | 0 | 0 | 0 | DEMAND RESPONSE | 2020-06-01 | 1900 | 2050 | Y | South | FC |  |  |  | No | #N/A
NQC List | CAISO | SCNW_6_PDRP52 | SCNW_6_PDRP52 | Big Creek-Ventura | 0.86 | 0 | 0 | 0 | 0 | 0 | 0 | 0 | 0 | 0 | 0 | 0 | DEMAND RESPONSE | 2020-06-01 | 1900 | 2050 | Y | South | FC |  |  |  | No | #N/A
NQC List | CAISO | SCNW_6_PDRP59 | SCNW_6_PDRP59 | Big Creek-Ventura | 1.5 | 1.5 | 1.5 | 1.5 | 1.5 | 3.25 | 3.5 | 3.5 | 3.5 | 3.25 | 1.5 | 1.5 | DEMAND RESPONSE | 2020-06-01 | 1900 | 2050 | Y | South | FC |  |  |  | No | #N/A
NQC List | CAISO | SDG1_1_PDRP100 | SDG1_1_PDRP100 | San Diego-IV | 0.88 | 0 | 0 | 0 | 0 | 0 | 0 | 0 | 0 | 0 | 0 | 0 | DEMAND RESPONSE | 2020-06-01 | 1900 | 2050 | Y | South | FC |  |  |  | No | #N/A
NQC List | CAISO | SDG1_1_PDRP101 | SDG1_1_PDRP101 | San Diego-IV | 0.89 | 0 | 0 | 0 | 0 | 0 | 0 | 0 | 0 | 0 | 0 | 0 | DEMAND RESPONSE | 2020-06-01 | 1900 | 2050 | Y | South | FC |  |  |  | No | #N/A
NQC List | CAISO | SDG1_1_PDRP102 | SDG1_1_PDRP102 | San Diego-IV | 0.87 | 0 | 0 | 0 | 0 | 0 | 0 | 0 | 0 | 0 | 0 | 0 | DEMAND RESPONSE | 2020-06-01 | 1900 | 2050 | Y | South | FC |  |  |  | No | #N/A
NQC List | CAISO | SDG1_1_PDRP103 | SDG1_1_PDRP103 | San Diego-IV | 0.73 | 0 | 0 | 0 | 0 | 0 | 0 | 0 | 0 | 0 | 0 | 0 | DEMAND RESPONSE | 2020-06-01 | 1900 | 2050 | Y | South | FC |  |  |  | No | #N/A
NQC List | CAISO | SDG1_1_PDRP105 | SDG1_1_PDRP105 | San Diego-IV | 0.88 | 0 | 0 | 0 | 0 | 0 | 0 | 0 | 0 | 0 | 0 | 0 | DEMAND RESPONSE | 2020-06-01 | 1900 | 2050 | Y | South | FC |  |  |  | No | #N/A
NQC List | CAISO | SDG1_1_PDRP106 | SDG1_1_PDRP106 | San Diego-IV | 0.99 | 0.99 | 0 | 0 | 0 | 0 | 0 | 0 | 0 | 0 | 0 | 0 | DEMAND RESPONSE | #N/A | 1900 | 2050 | Y | South | FC |  |  |  | No | #N/A
NQC List | CAISO | SDG1_1_PDRP110 | San Diego-IV | SDG1_1_PDRP110 | 3.76 | 3.76 | 3.76 | 3.76 | 3.76 | 3.76 | 3.76 | 3.76 | 3.76 | 3.76 | 3.76 | 3.76 | DEMAND RESPONSE | 2020-06-01 | 1900 | 2050 | Y | South | FC |  |  |  | No | #N/A
NQC List | CAISO | SDG1_1_PDRP84 | SDG1_1_PDRP84 | San Diego-IV | 0.84 | 0 | 0 | 0 | 0 | 0 | 0 | 0 | 0 | 0 | 0 | 0 | DEMAND RESPONSE | 2020-06-01 | 1900 | 2050 | Y | South | FC |  |  |  | No | #N/A
NQC List | CAISO | SDG1_1_PDRP85 | SDG1_1_PDRP85 | San Diego-IV | 3.95 | 0 | 0 | 0 | 0 | 0 | 0 | 0 | 0 | 0 | 0 | 0 | DEMAND RESPONSE | 2020-06-01 | 1900 | 2050 | Y | South | FC |  |  |  | No | #N/A
NQC List | CAISO | SDG1_1_PDRP86 | SDG1_1_PDRP86 | San Diego-IV | 2.1 | 0 | 0 | 0 | 0 | 0 | 0 | 0 | 0 | 0 | 0 | 0 | DEMAND RESPONSE | 2020-06-01 | 1900 | 2050 | Y | South | FC |  |  |  | No | #N/A
NQC List | CAISO | SDG1_1_PDRP88 | SDG1_1_PDRP88 | San Diego-IV | 0.86 | 0 | 0 | 0 | 0 | 0 | 0 | 0 | 0 | 0 | 0 | 0 | DEMAND RESPONSE | 2020-06-01 | 1900 | 2050 | Y | South | FC |  |  |  | No | #N/A
NQC List | CAISO | SDG1_1_PDRP89 | SDG1_1_PDRP89 | San Diego-IV | 0.99 | 0.99 | 0 | 0 | 0 | 0 | 0 | 0 | 0 | 0 | 0 | 0 | DEMAND RESPONSE | 2020-06-01 | 1900 | 2050 | Y | South | FC |  |  |  | No | #N/A
NQC List | CAISO | SDG1_1_PDRP91 | SDG1_1_PDRP91 | San Diego-IV | 0.99 | 0.99 | 0 | 0 | 0 | 0 | 0 | 0 | 0 | 0 | 0 | 0 | DEMAND RESPONSE | 2020-06-01 | 1900 | 2050 | Y | South | FC |  |  |  | No | #N/A
NQC List | CAISO | SDG1_1_PDRP97 | SDG1_1_PDRP97 | San Diego-IV | 0.99 | 0.99 | 0 | 0 | 0 | 0 | 0 | 0 | 0 | 0 | 0 | 0 | DEMAND RESPONSE | 2020-06-01 | 1900 | 2050 | Y | South | FC |  |  |  | No | #N/A
NQC List | CAISO | SDG1_1_PDRP98 | SDG1_1_PDRP98 | San Diego-IV | 0.99 | 0.99 | 0 | 0 | 0 | 0 | 0 | 0 | 0 | 0 | 0 | 0 | DEMAND RESPONSE | 2020-06-01 | 1900 | 2050 | Y | South | FC |  |  |  | No | #N/A
NQC List | CAISO | SDG1_1_PDRP99 | SDG1_1_PDRP99 | San Diego-IV | 0.99 | 0.99 | 0 | 0 | 0 | 0 | 0 | 0 | 0 | 0 | 0 | 0 | DEMAND RESPONSE | 2020-06-01 | 1900 | 2050 | Y | South | FC |  |  |  | No | #N/A
NQC List | CAISO | SEARLS_7_ARGUS | Argus Cogeneration | CAISO System | 4.22 | 4.18 | 3.87 | 2.83 | 1.85 | 3.15 | 2.39 | 2.45 | 2.56 | 2.5 | 3.21 | 3.94 | OTHER | 2013-11-15 | 1900 | 2050 | N | South | FC |  |  |  | Yes | CAISO_CHP
NQC List | CAISO | SEGS_1_SR2SL2 | Sunray 2 | CAISO System | 0.8 | 0.6 | 3.6 | 3 | 3.2 | 6.2 | 7.8 | 5.4 | 2.8 | 0.4 | 0.4 | 0 | SUN | 2017-06-02 | 1900 | 2050 | N | South | FC |  |  |  | Yes | CAISO_Solar
NQC List | CAISO | SENTNL_2_CTG1 | Sentinel Unit 1 | LA Basin | 103.76 | 103.76 | 103.76 | 103.76 | 103.76 | 103.76 | 103.76 | 103.76 | 103.76 | 103.76 | 103.76 | 103.76 | NATURAL GAS | 2013-05-06 | 1900 | 2050 | Y | South | FC |  |  |  | Yes | CAISO_Peaker1
NQC List | CAISO | SENTNL_2_CTG2 | Sentinel Unit 2 | LA Basin | 95.34 | 95.34 | 95.34 | 95.34 | 95.34 | 95.34 | 95.34 | 95.34 | 95.34 | 95.34 | 95.34 | 95.34 | NATURAL GAS | 2013-05-06 | 1900 | 2050 | Y | South | FC |  |  |  | Yes | CAISO_Peaker1
NQC List | CAISO | SENTNL_2_CTG3 | Sentinel Unit 3 | LA Basin | 96.85 | 96.85 | 96.85 | 96.85 | 96.85 | 96.85 | 96.85 | 96.85 | 96.85 | 96.85 | 96.85 | 96.85 | NATURAL GAS | 2013-05-06 | 1900 | 2050 | Y | South | FC |  |  |  | Yes | CAISO_Peaker1
NQC List | CAISO | SENTNL_2_CTG4 | Sentinel Unit 4 | LA Basin | 102.47 | 102.47 | 102.47 | 102.47 | 102.47 | 102.47 | 102.47 | 102.47 | 102.47 | 102.47 | 102.47 | 102.47 | NATURAL GAS | 2013-05-06 | 1900 | 2050 | Y | South | FC |  |  |  | Yes | CAISO_Peaker1
NQC List | CAISO | SENTNL_2_CTG5 | Sentinel Unit 5 | LA Basin | 103.81 | 103.81 | 103.81 | 103.81 | 103.81 | 103.81 | 103.81 | 103.81 | 103.81 | 103.81 | 103.81 | 103.81 | NATURAL GAS | 2013-05-06 | 1900 | 2050 | Y | South | FC |  |  |  | Yes | CAISO_Peaker1
NQC List | CAISO | SENTNL_2_CTG6 | Sentinel Unit 6 | LA Basin | 100.99 | 100.99 | 100.99 | 100.99 | 100.99 | 100.99 | 100.99 | 100.99 | 100.99 | 100.99 | 100.99 | 100.99 | NATURAL GAS | 2013-05-06 | 1900 | 2050 | Y | South | FC |  |  |  | Yes | CAISO_Peaker1
NQC List | CAISO | SENTNL_2_CTG7 | Sentinel Unit 7 | LA Basin | 97.06 | 97.06 | 97.06 | 97.06 | 97.06 | 97.06 | 97.06 | 97.06 | 97.06 | 97.06 | 97.06 | 97.06 | NATURAL GAS | 2013-05-06 | 1900 | 2050 | Y | South | FC |  |  |  | Yes | CAISO_Peaker1
NQC List | CAISO | SENTNL_2_CTG8 | Sentinel Unit 8 | LA Basin | 101.8 | 101.8 | 101.8 | 101.8 | 101.8 | 101.8 | 101.8 | 101.8 | 101.8 | 101.8 | 101.8 | 101.8 | NATURAL GAS | 2013-05-06 | 1900 | 2050 | Y | South | FC |  |  |  | Yes | CAISO_Peaker1
NQC List | CAISO | SGREGY_6_SANGER | Algonquin Power Sanger 2 | Fresno | 48.08 | 48.08 | 48.08 | 48.08 | 48.08 | 48.08 | 48.08 | 48.08 | 48.08 | 48.08 | 48.08 | 48.08 | NATURAL GAS | 2017-06-01 | 1900 | 2050 | Y | North | FC |  |  |  | Yes | CAISO_CCGT2
NQC List | CAISO | SHELRF_1_UNITS | SHELL OIL REFINERY AGGREGATE | Bay Area | 28.27 | 27.21 | 26.44 | 24.79 | 30.34 | 31.04 | 28.44 | 28.98 | 27.9 | 25.12 | 28.72 | 30.48 | NATURAL GAS | 2020-04-01 | 1900 | 2050 | N | North | FC |  |  |  | Yes | CAISO_Peaker2
NQC List | CAISO | SHUTLE_6_CREST | CREST Contracts | Big Creek-Ventura | 0 | 0 | 0 | 0 | 0 | 0 | 0 | 0 | 0 | 0 | 0 | 0 | SUN | 2000-01-01 | 1900 | 2050 | N | South | EO |  |  |  | Yes | CAISO_Solar
NQC List | CAISO | SIERRA_1_UNITS | HIGH SIERRA LIMITED | Kern | 51.64 | 51.7 | 51.06 | 50.74 | 50.31 | 49.58 | 49.46 | 49.57 | 50.13 | 50.53 | 51.24 | 51.76 | NATURAL GAS | 1989-02-24 | 1900 | 2050 | Y | North | FC |  |  |  | Yes | CAISO_Peaker2
NQC List | CAISO | SISQUC_1_SMARIA | Santa Maria II LFG Power Plant | CAISO System | 1.13 | 0.84 | 0.7 | 0.63 | 0.83 | 0.9 | 1.05 | 1.11 | 1.03 | 1.03 | 0.97 | 0.84 | BIOGAS | 2010-09-27 | 1900 | 2050 | N | North | FC |  |  |  | Yes | CAISO_Biomass
NQC List | CAISO | SKERN_6_SOLAR1 | South Kern Solar PV Plant | Kern | 0.8 | 0.6 | 3.6 | 3 | 3.2 | 6.2 | 7.8 | 5.4 | 2.8 | 0.4 | 0.4 | 0 | SUN | 2015-04-07 | 1900 | 2050 | N | North | FC |  |  |  | Yes | CAISO_Solar
NQC List | CAISO | SKERN_6_SOLAR2 | SKIC Solar | Kern | 0.4 | 0.3 | 1.8 | 1.5 | 1.6 | 3.1 | 3.9 | 2.7 | 1.4 | 0.2 | 0.2 | 0 | SUN | 2017-01-05 | 1900 | 2050 | N | North | FC |  |  |  | Yes | CAISO_Solar
NQC List | CAISO | SLRMS3_2_SRMSR1 | SILVER RIDGE MOUNT SIGNAL 3 | San Diego-IV | 10 | 7.5 | 45 | 37.5 | 40 | 77.5 | 97.5 | 67.5 | 35 | 5 | 5 | 0 | SUN | 2018-10-09 | 1900 | 2050 | N | South | FC |  |  |  | Yes | CAISO_Solar
NQC List | CAISO | SLST13_2_SOLAR1 | Quinto Solar PV Project | CAISO System | 4.3 | 3.23 | 19.37 | 16.14 | 17.22 | 33.36 | 41.96 | 29.05 | 15.06 | 2.15 | 2.15 | 0 | SUN | 2015-11-30 | 1900 | 2050 | N | North | FC |  |  |  | Yes | CAISO_Solar
NQC List | CAISO | SLSTR1_2_SOLAR1 | Solar Star 1 | CAISO System | 12.4 | 9.3 | 55.8 | 46.5 | 49.6 | 96.1 | 120.9 | 83.7 | 43.4 | 6.2 | 6.2 | 0 | SUN | 2014-10-22 | 1900 | 2050 | N | South | FC |  |  |  | Yes | CAISO_Solar
NQC List | CAISO | SLSTR2_2_SOLAR2 | Solar Star 2 | CAISO System | 11.04 | 8.28 | 49.68 | 41.4 | 44.16 | 85.56 | 107.64 | 74.52 | 38.64 | 5.52 | 5.52 | 0 | SUN | 2014-07-31 | 1900 | 2050 | N | South | FC |  |  |  | Yes | CAISO_Solar
NQC List | CAISO | SLUISP_2_UNITS | SAN LUIS (GIANELLI) PUMP-GEN (AGGREGATE) | CAISO System | 0 | 0 | 0 | 77.92 | 92.98 | 78.87 | 0 | 0 | 0 | 1 | 0 | 0 | WATER | 1967-01-01 | 1900 | 2050 | N | North | FC |  |  |  | Yes | CAISO_Existing_Pumped_Storage
NQC List | CAISO | SLYCRK_1_UNIT 1 | SLY CREEK HYDRO | Sierra | 5.6 | 7.2 | 7.2 | 8 | 8.8 | 8.8 | 8 | 8.6 | 6.4 | 6.4 | 5.6 | 6.4 | WATER | 1983-01-01 | 1900 | 2050 | Y | North | FC |  |  |  | Yes | CAISO_Hydro
NQC List | CAISO | SMPRIP_1_SMPSON | Ripon Cogeneration Unit 1 | CAISO System | 46.05 | 46.05 | 46.05 | 46.05 | 46.05 | 46.05 | 46.05 | 46.05 | 46.05 | 46.05 | 46.05 | 46.05 | NATURAL GAS | 1988-04-19 | 1900 | 2050 | Y | North | FC |  |  |  | Yes | CAISO_CHP
NQC List | CAISO | SMRCOS_6_LNDFIL | San Marcos Energy | San Diego-IV | 1.5 | 1.5 | 1.5 | 1.5 | 1.46 | 1.5 | 1.5 | 1.5 | 1.5 | 1.5 | 1.5 | 1.5 | BIOGAS | 2011-05-20 | 1900 | 2050 | N | South | FC |  |  |  | Yes | CAISO_Biomass
NQC List | CAISO | SMUDGO_7_UNIT 1 | SONOMA POWER PLANT | NCNB | 47 | 47 | 47 | 47 | 47 | 47 | 47 | 47 | 47 | 47 | 47 | 47 | GEOTHERMAL | 1983-01-01 | 1900 | 2050 | Y | North | FC |  |  |  | Yes | CAISO_Geothermal
NQC List | CAISO | SMYRNA_1_DL1SR1 | Delano Land 1 | CAISO System | 0.04 | 0.03 | 0.18 | 0.15 | 0.16 | 0.31 | 0.39 | 0.27 | 0.14 | 0.02 | 0.02 | 0 | SUN | 2017-12-28 | 1900 | 2050 | N | North | FC | 100% |  |  | Yes | CAISO_Solar
NQC List | CAISO | SNCLRA_2_HOWLNG | Houwelings Nurseries Oxnard, Inc | Big Creek-Ventura | 5.88 | 4.24 | 6.42 | 7.71 | 8.38 | 6.91 | 5.46 | 5.45 | 9.12 | 10.58 | 8.64 | 5.35 | NATURAL GAS | 2013-06-14 | 1900 | 2050 | N | South | FC |  |  |  | Yes | CAISO_Biomass
NQC List | CAISO | SNCLRA_2_SPRHYD | Springville Hydroelectric Generator | Big Creek-Ventura | 0.03 | 0.06 | 0.04 | 0.1 | 0.12 | 0.16 | 0.18 | 0.14 | 0.13 | 0.2 | 0.14 | 0.17 | WATER | 2016-04-19 | 1900 | 2050 | N | South | FC |  |  |  | Yes | CAISO_Small_Hydro
NQC List | CAISO | SNCLRA_2_UNIT | Channel Islands Power | Big Creek-Ventura | 27.5 | 27.5 | 27.5 | 27.5 | 27.5 | 27.5 | 27.5 | 27.5 | 27.5 | 27.5 | 27.5 | 27.5 | NATURAL GAS | 2018-04-26 | 1900 | 2050 | Y | South | FC |  |  |  | Yes | CAISO_CHP
NQC List | CAISO | SNCLRA_2_UNIT1 | New Indy Oxnard | Big Creek-Ventura | 19.38 | 19.41 | 17.69 | 13.13 | 14.56 | 15.79 | 15.39 | 15.67 | 15.53 | 13.83 | 14.22 | 15.16 | NATURAL GAS | 2016-04-15 | 1900 | 2050 | N | South | FC |  |  |  | Yes | CAISO_CHP
NQC List | CAISO | SNCLRA_6_OXGEN | OXGEN | Big Creek-Ventura | 47.7 | 47.7 | 47.7 | 47.7 | 47.7 | 47.7 | 47.7 | 47.7 | 47.7 | 47.7 | 47.7 | 47.7 | NATURAL GAS | 1990-04-13 | 1900 | 2050 | Y | South | FC |  |  |  | Yes | CAISO_CHP
NQC List | CAISO | SNCLRA_6_PROCGN | Procter and Gamble Oxnard 2 | Big Creek-Ventura | 30.45 | 29.25 | 30.01 | 30.41 | 29.23 | 30.45 | 30.51 | 30.37 | 30.31 | 29.71 | 30.43 | 29.96 | NATURAL GAS | 1998-11-17 | 1900 | 2050 | N | South | FC |  |  |  | Yes | CAISO_CHP
NQC List | CAISO | SNCLRA_6_QF | SANTA CLARA QFS | Big Creek-Ventura | 0 | 0 | 0 | 0 | 0 | 0 | 0 | 0 | 0 | 0 | 0 | 0 | OTHER | 1987-01-01 | 1900 | 2050 | N | South | FC |  |  |  | Yes | CAISO_Small_Hydro
NQC List | CAISO | SNDBAR_7_UNIT 1 | SANDBAR | Stockton | 9.9 | 9.13 | 11.61 | 14.87 | 15.13 | 14.88 | 15.34 | 13.64 | 11.53 | 5.05 | 4.62 | 9.43 | WATER | 2017-01-01 | 1900 | 2050 | N | North | FC |  |  |  | Yes | CAISO_Hydro
NQC List | CAISO | SNMALF_6_UNITS | Sonoma County Landfill | NCNB | 2.75 | 3.25 | 2.85 | 3.34 | 3 | 2.02 | 3.04 | 3.06 | 2.64 | 2.46 | 3.28 | 3.04 | BIOGAS | 1993-04-30 | 1900 | 2050 | N | North | FC |  |  |  | Yes | CAISO_Biomass
NQC List | CAISO | SOUTH_2_UNIT | SOUTH HYDRO | CAISO System | 3.29 | 3.1 | 3.78 | 2.5 | 2.44 | 0.91 | 1.74 | 1.79 | 2.14 | 2.39 | 2.31 | 2.97 | WATER | 1979-01-01 | 1900 | 2050 | N | North | FC |  |  |  | Yes | CAISO_Small_Hydro
NQC List | CAISO | SPAULD_6_UNIT 3 | SPAULDING HYDRO PH 3 UNIT | Sierra | 0.97 | 0.79 | 2.07 | 2.34 | 2.98 | 1.36 | 3.89 | 3.48 | 2.89 | 2.6 | 0.74 | 0.42 | WATER | 1928-01-01 | 1900 | 2050 | N | North | FC |  |  |  | Yes | CAISO_Hydro
NQC List | CAISO | SPAULD_6_UNIT12 | SPAULDING HYDRO PH 1 & 2 AGGREGATE | Sierra | 2.96 | 2.16 | 1.8 | 1.92 | 5.48 | 4.84 | 4.36 | 4.4 | 1.4 | 1.2 | 2 | 2.64 | WATER | 1929-01-01 | 1900 | 2050 | Y | North | FC |  |  |  | Yes | CAISO_Hydro
NQC List | CAISO | SPBURN_2_UNIT 1 | Burney Biomass | CAISO System | 5.84 | 6.62 | 7.63 | 5.63 | 8.32 | 12.77 | 12.01 | 11.16 | 11.38 | 5.97 | 6.64 | 6.05 | BIOMASS | 1986-01-01 | 1900 | 2050 | N | North | FC |  |  |  | Yes | CAISO_Biomass
NQC List | CAISO | SPBURN_7_SNOWMT | Burney Creek Hydro | CAISO System | 1.2 | 1.57 | 2.43 | 2.8 | 1.84 | 0.38 | 0 | 0 | 0 | 0 | 0.08 | 0.09 | WATER | 1990-03-28 | 1900 | 2050 | N | North | FC |  |  |  | Yes | CAISO_Small_Hydro
NQC List | CAISO | SPI LI_2_UNIT 1 | Lincoln Biomass | Sierra | 5.34 | 5.44 | 6.04 | 4.86 | 8.4 | 9.36 | 9.71 | 9.48 | 9.19 | 5.85 | 5.95 | 6.15 | BIOMASS | 1986-06-03 | 1900 | 2050 | N | North | FC |  |  |  | Yes | CAISO_Biomass
NQC List | CAISO | SPIAND_1_ANDSN2 | SPI Anderson 2 | CAISO System | 14.1 | 14.52 | 15.58 | 12.02 | 17.75 | 18.19 | 17.06 | 18.17 | 18.37 | 14.75 | 9.14 | 14.85 | BIOMASS | 2015-09-09 | 1900 | 2050 | N | North | FC |  |  |  | Yes | CAISO_Biomass
NQC List | CAISO | SPICER_1_UNITS | SPICER HYDRO UNITS 1-3 AGGREGATE | CAISO System | 6 | 6 | 6 | 6 | 6 | 6 | 6 | 6 | 6 | 6 | 6 | 6 | WATER | 1990-01-01 | 1900 | 2050 | Y | North | FC |  |  |  | Yes | CAISO_Small_Hydro
NQC List | CAISO | SPIFBD_1_PL1X2 | SIERRA PACIFIC IND. (SONORA) | Stockton | 1.21 | 0.7 | 1.07 | 1.86 | 2.23 | 2.3 | 2.51 | 2.87 | 2.65 | 1.86 | 1.77 | 1.48 | BIOMASS | 2018-04-12 | 1900 | 2050 | N | North | FC |  |  |  | Yes | CAISO_CHP
NQC List | CAISO | SPQUIN_6_SRPCQU | Quincy Biomass | CAISO System | 5.92 | 3.4 | 7.82 | 4.98 | 12.94 | 18.21 | 18.44 | 18.16 | 18.09 | 9.65 | 5.64 | 8.05 | BIOMASS | 2018-05-17 | 1900 | 2050 | N | North | FC |  |  |  | Yes | CAISO_Biomass
NQC List | CAISO | SPRGAP_1_UNIT 1 | SPRING GAP HYDRO | Stockton | 4.87 | 3.9 | 5.18 | 5.09 | 4.62 | 4.83 | 2.77 | 0.09 | 2.66 | 2.68 | 2.68 | 4.09 | WATER | 1921-01-01 | 1900 | 2050 | N | North | FC |  |  |  | Yes | CAISO_Hydro
NQC List | CAISO | SPRGVL_2_CREST | Springerville Aggregate Solar Resources | Big Creek-Ventura | 0 | 0 | 0 | 0 | 0 | 0 | 0 | 0 | 0 | 0 | 0 | 0 | SUN | 2000-01-01 | 1900 | 2050 | N | South | EO |  |  |  | Yes | CAISO_Solar
NQC List | CAISO | SPRGVL_2_QF | SPRINGVILLE QFS | Big Creek-Ventura | 0.1 | 0.18 | 0.18 | 0.18 | 0.18 | 0.18 | 0.18 | 0.18 | 0.18 | 0.14 | 0.04 | 0.01 | OTHER | 1909-01-01 | 1900 | 2050 | N | South | FC |  |  |  | Yes | CAISO_CHP
NQC List | CAISO | SPRGVL_2_TULE | TULE RIVER HYDRO PLANT (PG&E) | Big Creek-Ventura | 0 | 0 | 0 | 0 | 0 | 0 | 0 | 0 | 0 | 0 | 0 | 0 | WATER | 1914-01-01 | 1900 | 2050 | N | South | FC |  |  |  | Yes | CAISO_Small_Hydro
NQC List | CAISO | SPRGVL_2_TULESC | TULE RIVER HYDRO PLANT (SCE) | Big Creek-Ventura | 0 | 0 | 0 | 0.26 | 0.68 | 0.6 | 0.6 | 0.44 | 0 | 0 | 0 | 0 | WATER | 1909-01-01 | 1900 | 2050 | N | South | FC |  |  |  | Yes | CAISO_Small_Hydro
NQC List | CAISO | SRINTL_6_UNIT | SRI INTERNATIONAL | Bay Area | 1.11 | 1.15 | 0.98 | 0.96 | 0.99 | 0.79 | 0.84 | 0.76 | 0.9 | 0.93 | 0.98 | 1.03 | NATURAL GAS | 1987-03-10 | 1900 | 2050 | N | North | FC |  |  |  | Yes | CAISO_CHP
NQC List | CAISO | STANIS_7_UNIT 1 | STANISLAUS HYDRO | Stockton | 57.26 | 52 | 52 | 36 | 51.8 | 55.4 | 60.8 | 62.8 | 59.39 | 23.35 | 0 | 66.7 | WATER | 1963-01-01 | 1900 | 2050 | Y | North | FC |  |  |  | Yes | CAISO_Hydro
NQC List | CAISO | STANTN_2_STAGT1 | Stanton 1 | LA Basin | 49.65 | 49.65 | 49.65 | 49.65 | 49.65 | 49.65 | 49.65 | 49.65 | 49.65 | 49.65 | 49.65 | 49.65 | NATURAL GAS | 2020-07-01 | 1900 | 2050 | Y | South | FC |  |  |  | Yes | CAISO_Peaker1
NQC List | CAISO | STANTN_2_STAGT2 | Stanton 2 | LA Basin | 49.65 | 49.65 | 49.65 | 49.65 | 49.65 | 49.65 | 49.65 | 49.65 | 49.65 | 49.65 | 49.65 | 49.65 | NATURAL GAS | 2020-07-01 | 1900 | 2050 | Y | South | FC |  |  |  | Yes | CAISO_Peaker1
NQC List | CAISO | STAUFF_1_UNIT | RHODIA INC. (RHONE-POULENC) | Bay Area | 0.04 | 0.05 | 0.13 | 0.14 | 0.04 | 0 | 0.06 | 0.04 | 0.03 | 0.11 | 0.09 | 0.14 | NATURAL GAS | 1977-06-01 | 1900 | 2050 | N | North | FC |  |  |  | Yes | CAISO_CHP
NQC List | CAISO | STIGCT_2_LODI | LODI STIG UNIT | Sierra | 49.5 | 49.5 | 49.5 | 49.5 | 49.5 | 49.5 | 49.5 | 49.5 | 49.5 | 49.5 | 49.5 | 49.5 | NATURAL GAS | 1996-01-01 | 1900 | 2050 | Y | North | FC |  |  |  | Yes | CAISO_Peaker1
NQC List | CAISO | STNRES_1_UNIT | Covanta Stanislaus | Stockton | 12.11 | 18.36 | 18.2 | 18 | 18.1 | 19.1 | 18.5 | 18.01 | 17.7 | 18 | 18.4 | 18 | WASTE TO POWER | 1988-09-06 | 1900 | 2050 | N | North | FC |  |  |  | Yes | CAISO_Biomass
NQC List | CAISO | STOILS_1_UNITS | Chevron Richmond Refinery | Bay Area | 0.81 | 3.57 | 0.03 | 0 | 0 | 0 | 0.26 | 0 | 0 | 0.17 | 0.01 | 0.02 | NATURAL GAS | 1992-08-31 | 1900 | 2050 | N | North | FC |  |  |  | Yes | CAISO_CHP
NQC List | CAISO | STOREY_2_MDRCH2 | Madera Chowchilla 2 | Fresno | 0.06 | 0.08 | 0.18 | 0.38 | 0.44 | 0.41 | 0.4 | 0.38 | 0.28 | 0.22 | 0.01 | 0 | WATER | 2016-08-01 | 1900 | 2050 | N | North | FC |  |  |  | Yes | CAISO_Small_Hydro
NQC List | CAISO | STOREY_2_MDRCH3 | Madera Chowchilla 3 | Fresno | 0 | 0 | 0 | 0.11 | 0.23 | 0.3 | 0.31 | 0.22 | 0.11 | 0.13 | 0.01 | 0 | WATER | 2016-08-01 | 1900 | 2050 | N | North | FC |  |  |  | Yes | CAISO_Small_Hydro
NQC List | CAISO | STOREY_2_MDRCH4 | Madera Chowchilla 4 | Fresno | 0 | 0 | 0.03 | 0.42 | 0.65 | 0.68 | 0.63 | 0.36 | 0.27 | 0.08 | 0 | 0 | WATER | 2016-07-19 | 1900 | 2050 | N | North | FC |  |  |  | Yes | CAISO_Small_Hydro
NQC List | CAISO | STOREY_7_MDRCHW | Madera Canal Site 980 | Fresno | 0 | 0.22 | 0.61 | 1.11 | 1.08 | 1.17 | 1.3 | 0.61 | 0.42 | 0.34 | 0.05 | 0 | WATER | 1985-02-02 | 1900 | 2050 | N | North | FC |  |  |  | Yes | CAISO_Small_Hydro
NQC List | CAISO | STROUD_6_SOLAR | Stroud Solar Station | Fresno | 0.8 | 0.6 | 3.6 | 3 | 3.2 | 6.2 | 7.8 | 5.4 | 2.8 | 0.4 | 0.4 | 0 | SUN | 2011-10-04 | 1900 | 2050 | N | North | FC | 100% |  |  | Yes | CAISO_Solar
NQC List | CAISO | STROUD_6_WWHSR1 | Winter Wheat Solar Farm | Fresno | 0 | 0 | 0 | 0 | 0 | 0 | 0 | 0 | 0 | 0 | 0 | 0 | SUN | #N/A | 1900 | 2050 | N | North | EO |  |  |  | Yes | CAISO_Solar
NQC List | CAISO | SUMWHT_6_SWSSR1 | Summer Wheat Solar Farm | Fresno | 0.74 | 0.56 | 3.33 | 2.78 | 2.96 | 5.74 | 7.22 | 5 | 2.59 | 0.37 | 0.37 | 0 | SUN | 2018-10-11 | 1900 | 2050 | N | North | FC | 100% |  |  | Yes | CAISO_Solar
NQC List | CAISO | SUNRIS_2_PL1X3 | Sunrise Power Project AGGREGATE II | CAISO System | 586.02 | 586.02 | 586.02 | 586.02 | 586.02 | 586.02 | 586.02 | 586.02 | 586.02 | 586.02 | 586.02 | 586.02 | NATURAL GAS | 2001-06-07 | 1900 | 2050 | Y | North | FC |  |  |  | Yes | CAISO_CCGT1
NQC List | CAISO | SUNSET_2_UNITS | MIDWAY SUNSET COGENERATION PLANT | CAISO System | 178.4 | 178 | 177.7 | 175.4 | 172.6 | 168.4 | 165.1 | 165.4 | 167.3 | 173.2 | 177 | 177.7 | NATURAL GAS | 1989-12-18 | 1900 | 2050 | Y | North | FC |  | Partial mothball |  | Yes | CAISO_CHP
NQC List | CAISO | SUNSHN_2_LNDFL | Sunshine Gas Producers | Big Creek-Ventura | 18.03 | 17.61 | 17.6 | 15.67 | 16.58 | 17.3 | 16.72 | 16.46 | 16.84 | 15.18 | 16.64 | 17.67 | BIOGAS | 2014-09-01 | 1900 | 2050 | N | South | ID | 100% | Waiting for: Desert Area upgrades |  | Yes | CAISO_Biomass
NQC List | CAISO | SUNSLR_1_SSVSR1 | Sunshine Valley Solar 1 | CAISO System | 4 | 3 | 18 | 15 | 16 | 31 | 39 | 27 | 14 | 2 | 2 | 0 | SUN | 2020-04-01 | 1900 | 2050 | N | South | ID | 100% | Waiting for ELM upgrades, Jackass Flats - Mercury SW upgrade and multiple RAS implemenation for FCDS. |  | Yes | CAISO_Solar
NQC List | CAISO | SUNSPT_2_WNASR1 | Windhub Solar A | CAISO System | 0.8 | 0.6 | 3.6 | 3 | 3.2 | 6.2 | 7.8 | 5.4 | 2.8 | 0.4 | 0.4 | 0 | SUN | 2020-02-01 | 1900 | 2050 | N | South | FC |  |  |  | Yes | CAISO_Solar
NQC List | CAISO | SWIFT_1_NAS | YERBA BUENA BATTERY | Bay Area | 3 | 3 | 3 | 3 | 3 | 3 | 3 | 3 | 3 | 3 | 3 | 3 | LESR | 2016-01-21 | 1900 | 2050 | Y | North | PD | 100% |  |  | Yes | CAISO_Li_Battery
NQC List | CAISO | SYCAMR_2_UNIT 1 | Sycamore Cogeneration Unit 1 | Big Creek-Ventura | 85 | 85.07 | 85.01 | 85 | 81.89 | 80.32 | 79.29 | 76.4 | 78.53 | 80.13 | 82.7 | 82.21 | NATURAL GAS | 1987-01-01 | 1900 | 2050 | N | South | FC |  |  |  | Yes | CAISO_CHP
NQC List | CAISO | SYCAMR_2_UNIT 2 | Sycamore Cogeneration Unit 2 | Big Creek-Ventura | 78 | 78 | 78 | 78 | 78 | 78 | 78 | 78 | 78 | 78 | 78 | 78 | NATURAL GAS | 1987-01-01 | 1900 | 2050 | Y | South | FC |  |  |  | Yes | CAISO_Peaker2
NQC List | CAISO | SYCAMR_2_UNIT 3 | Sycamore Cogeneration Unit 3 | Big Creek-Ventura | 78 | 78 | 78 | 78 | 78 | 78 | 78 | 78 | 78 | 78 | 78 | 78 | NATURAL GAS | 1987-01-01 | 1900 | 2050 | Y | South | FC |  |  |  | Yes | CAISO_CHP
NQC List | CAISO | SYCAMR_2_UNIT 4 | Sycamore Cogeneration Unit 4 | Big Creek-Ventura | 78 | 78 | 78 | 78 | 78 | 78 | 78 | 78 | 78 | 78 | 78 | 78 | NATURAL GAS | 1987-01-01 | 1900 | 2050 | Y | South | FC |  |  |  | Yes | CAISO_Peaker2
NQC List | CAISO | TANHIL_6_SOLART | Berry Cogen 18 | CAISO System | 10.93 | 10.31 | 8.35 | 8.37 | 10.27 | 9.39 | 9.35 | 9.92 | 9.79 | 8 | 7.76 | 10.88 | NATURAL GAS | 1986-01-01 | 1900 | 2050 | N | North | FC |  |  |  | Yes | CAISO_CHP
NQC List | CAISO | TBLMTN_6_QF | SMALL QF AGGREGATION - PARADISE | CAISO System | 0.38 | 0.68 | 0.59 | 1.1 | 0.79 | 0.56 | 0.28 | 0.23 | 0.25 | 0.22 | 0.25 | 0.23 | WATER | 1983-01-01 | 1900 | 2050 | N | North | FC |  |  |  | Yes | CAISO_Small_Hydro
NQC List | CAISO | TENGEN_2_PL1X2 | Berry Cogen 42 | Big Creek-Ventura | 30.42 | 30.73 | 36.18 | 28.16 | 30.51 | 37.89 | 36.32 | 35.13 | 34.79 | 34.08 | 36.07 | 35.42 | NATURAL GAS | 1990-03-06 | 1900 | 2050 | N | South | FC |  |  |  | Yes | CAISO_CHP
NQC List | CAISO | TERMEX_2_PL1X3 | TDM | San Diego-IV | 605 | 605 | 605 | 605 | 601 | 593 | 591 | 593 | 596 | 605 | 605 | 605 | NATURAL GAS | 2003-07-30 | 1900 | 2050 | Y | South | FC |  |  |  | Yes | CAISO_CCGT1
NQC List | CAISO | TESLA_1_QF | SMALL QF AGGREGATION - STOCKTON | CAISO System | 0.28 | 0.45 | 0.49 | 0.51 | 0.39 | 0.35 | 0.3 | 0.35 | 0.32 | 0.22 | 0.06 | 0.04 | OTHER | 1982-01-01 | 1900 | 2050 | N | North | FC |  |  |  | Yes | CAISO_Small_Hydro
NQC List | CAISO | TIDWTR_2_UNITS | MARTINEZ COGEN LIMITED PARTNERSHIP | Bay Area | 15 | 12.81 | 6.12 | 9.32 | 9.06 | 25.28 | 22.31 | 13.71 | 9.45 | 21.47 | 20.85 | 18.42 | NATURAL GAS | 1987-02-23 | 1900 | 2050 | N | North | FC |  |  |  | Yes | CAISO_Peaker1
NQC List | CAISO | TIFFNY_1_DILLON | TIFFNY_1_DILLON | LA Basin | 6.3 | 5.4 | 12.6 | 11.25 | 11.25 | 14.85 | 10.35 | 9.45 | 6.75 | 3.6 | 5.4 | 5.85 | WIND | 2008-04-18 | 1900 | 2050 | N | South | FC |  |  |  | Yes | CAISO_Wind
NQC List | CAISO | TIGRCK_7_UNITS | TIGER CREEK HYDRO AGGREGATE | CAISO System | 26.56 | 24 | 24 | 0 | 6.32 | 31.6 | 34.7 | 40.4 | 32.8 | 35.2 | 29.2 | 30.74 | WATER | 1931-01-01 | 1900 | 2050 | Y | North | FC |  |  |  | Yes | CAISO_Hydro
NQC List | CAISO | TKOPWR_6_HYDRO | Bear Creek Hydroelectric Project | CAISO System | 1.44 | 1.56 | 2.31 | 2.09 | 0.75 | 0.12 | 0 | 0 | 0 | 0 | 0.11 | 0.14 | WATER | 2016-04-27 | 1900 | 2050 | N | North | FC |  |  |  | Yes | CAISO_Small_Hydro
NQC List | CAISO | TMPLTN_2_SOLAR | Vintner Solar | CAISO System | 0.06 | 0.05 | 0.27 | 0.23 | 0.24 | 0.47 | 0.59 | 0.41 | 0.21 | 0.03 | 0.03 | 0 | SUN | 2014-03-05 | 1900 | 2050 | N | North | FC |  |  |  | Yes | CAISO_Solar
NQC List | CAISO | TOADTW_6_UNIT | TOAD TOWN | CAISO System | 0.54 | 0.49 | 0.52 | 0.22 | 0.56 | 0.46 | 0.9 | 0.52 | 0.2 | 0.03 | 0.23 | 0.39 | WATER | 1986-01-01 | 1900 | 2050 | N | North | FC |  |  |  | Yes | CAISO_Small_Hydro
NQC List | CAISO | TOPAZ_2_SOLAR | Topaz Solar Farms | CAISO System | 22 | 16.5 | 99 | 82.5 | 88 | 170.5 | 214.5 | 148.5 | 77 | 11 | 11 | 0 | SUN | 2014-10-27 | 1900 | 2050 | N | North | FC |  |  |  | Yes | CAISO_Solar
NQC List | CAISO | TORTLA_1_SOLAR | Longboat Solar | CAISO System | 0.8 | 0.6 | 3.6 | 3 | 3.2 | 6.2 | 7.8 | 5.4 | 2.8 | 0.4 | 0.4 | 0 | SUN | 2016-12-16 | 1900 | 2050 | N | South | FC |  |  |  | Yes | CAISO_Solar
NQC List | CAISO | TRNQL8_2_AMASR1 | Tranquillity 8 Amarillo | Fresno | 0.8 | 0.6 | 3.6 | 3 | 3.2 | 6.2 | 7.8 | 5.4 | 2.8 | 0.4 | 0.4 | 0 | SUN | 2017-12-26 | 1900 | 2050 | N | North | ID | 100% | C7 Waiting for Bellota-Warnerville 230 kV reconductoring and possibly other |  | Yes | CAISO_Solar
NQC List | CAISO | TRNQL8_2_AZUSR1 | Tranquillity 8 Azul | Fresno | 0.8 | 0.6 | 3.6 | 3 | 3.2 | 6.2 | 7.8 | 5.4 | 2.8 | 0.4 | 0.4 | 0 | SUN | 2017-12-26 | 1900 | 2050 | N | North | ID | 100% | C7 Waiting for Bellota-Warnerville 230 kV reconductoring and possibly other |  | Yes | CAISO_Solar
NQC List | CAISO | TRNQL8_2_ROJSR1 | Tranquillity 8 Rojo | Fresno | 4 | 3 | 18 | 15 | 16 | 31 | 39 | 27 | 14 | 2 | 2 | 0 | SUN | 2018-04-14 | 1900 | 2050 | N | North | ID | 100% | C7 Waiting for Bellota-Warnerville 230 kV reconductoring and possibly other |  | Yes | CAISO_Solar
NQC List | CAISO | TRNQL8_2_VERSR1 | Tranquillity 8 Verde | Fresno | 2.4 | 1.8 | 10.8 | 9 | 9.6 | 18.6 | 23.4 | 16.2 | 8.4 | 1.2 | 1.2 | 0 | SUN | 2018-04-17 | 1900 | 2050 | N | North | ID | 100% | C7 Waiting for Bellota-Warnerville 230 kV reconductoring and possibly other |  | Yes | CAISO_Solar
NQC List | CAISO | TRNQLT_2_SOLAR | Tranquillity | Fresno | 8 | 6 | 36 | 30 | 32 | 62 | 78 | 54 | 28 | 4 | 4 | 0 | SUN | 2016-07-28 | 1900 | 2050 | N | North | FC | 100% |  |  | Yes | CAISO_Solar
NQC List | CAISO | TRNSWD_1_QF | FPL Energy C Wind | LA Basin | 5.46 | 4.68 | 10.91 | 9.74 | 9.74 | 12.86 | 8.96 | 8.18 | 5.85 | 3.12 | 4.68 | 5.07 | WIND | 2000-01-01 | 1900 | 2050 | N | South | FC |  |  |  | Yes | CAISO_Wind
NQC List | CAISO | TULARE_2_TULBM1 | Tulare BioMAT Fuel Cell | Big Creek-Ventura | 0 | 0 | 0 | 0 | 0 | 0 | 0 | 0 | 0 | 0 | 0 | 0 | OTHER | #N/A | 1900 | 2050 | N | South | EO |  |  |  | Yes | CAISO_Biomass
NQC List | CAISO | TULEWD_1_TULWD1 | Tule Wind | San Diego-IV | 18.27 | 15.66 | 36.54 | 32.63 | 32.63 | 43.07 | 30.02 | 27.41 | 19.58 | 10.44 | 15.66 | 16.97 | WIND | 2018-01-05 | 1900 | 2050 | N | South | FC |  |  |  | Yes | CAISO_Wind
NQC List | CAISO | TULLCK_7_UNITS | Tullock Hydro | Stockton | 4.32 | 9.49 | 12.81 | 22.19 | 23.82 | 23.16 | 14.11 | 20.24 | 14.46 | 11.51 | 6.28 | 8.92 | WATER | 1958-01-01 | 1900 | 2050 | N | North | FC |  |  |  | Yes | CAISO_Hydro
NQC List | CAISO | TUPMAN_1_BIOGAS | ABEC Bidart-Stockale #1 | CAISO System | 0.28 | 0.27 | 0.31 | 0.3 | 0.32 | 0.3 | 0.29 | 0.3 | 0.26 | 0.27 | 0.23 | 0.22 | BIOGAS | 2013-03-20 | 1900 | 2050 | N | North | FC |  |  |  | Yes | CAISO_Biomass
NQC List | CAISO | TWISSL_6_SOLAR | Nickel 1 ("NLH1") | CAISO System | 0.06 | 0.05 | 0.27 | 0.23 | 0.24 | 0.47 | 0.59 | 0.41 | 0.21 | 0.03 | 0.03 | 0 | SUN | 2012-11-27 | 1900 | 2050 | N | North | FC |  |  |  | Yes | CAISO_Solar
NQC List | CAISO | TWISSL_6_SOLAR1 | Coronal Lost Hills | CAISO System | 0.8 | 0.6 | 3.6 | 3 | 3.2 | 6.2 | 7.8 | 5.4 | 2.8 | 0.4 | 0.4 | 0 | SUN | 2015-05-15 | 1900 | 2050 | N | North | FC |  |  |  | Yes | CAISO_Solar
NQC List | CAISO | TX-ELK_6_ECKSR2 | Eagle Creek | CAISO System | 0 | 0 | 0 | 0 | 0 | 0 | 0 | 0 | 0 | 0 | 0 | 0 | #N/A | 2020-03-01 | 1900 | 2050 | N | North | EO |  |  |  | Yes | CAISO_Solar
NQC List | CAISO | TX-ELK_6_SOLAR1 | Castor | CAISO System | 0 | 0 | 0 | 0 | 0 | 0 | 0 | 0 | 0 | 0 | 0 | 0 | SUN | 2016-04-02 | 1900 | 2050 | N | North | EO |  |  |  | Yes | CAISO_Solar
NQC List | CAISO | TXMCKT_6_UNIT | McKittrick Cogen | CAISO System | 1.4 | 2.35 | 2.4 | 2.38 | 2.91 | 2.54 | 2.47 | 1.3 | 1.78 | 2.74 | 2.89 | 2.66 | NATURAL GAS | 1994-10-01 | 1900 | 2050 | N | North | FC |  |  |  | Yes | CAISO_CHP
NQC List | CAISO | UKIAH_7_LAKEMN | UKIAH LAKE MENDOCINO HYDRO | NCNB | 1.7 | 1.7 | 1.7 | 1.7 | 1.7 | 1.7 | 1.7 | 1.7 | 1.7 | 1.7 | 1.7 | 1.7 | WATER | 2007-07-02 | 1900 | 2050 | Y | North | FC |  |  |  | Yes | CAISO_Small_Hydro
NQC List | CAISO | ULTPCH_1_UNIT 1 | Pacific Ultrapower Chinese Station | Stockton | 17.29 | 17.46 | 16.29 | 16.16 | 18 | 18 | 17.34 | 17.95 | 17.9 | 16.9 | 16.7 | 17.98 | BIOMASS | 2017-03-01 | 1900 | 2050 | N | North | FC |  |  |  | Yes | CAISO_Biomass
NQC List | CAISO | ULTPFR_1_UNIT 1 | Rio Bravo Fresno | Fresno | 23.04 | 22.31 | 23.41 | 23.03 | 20.75 | 23.68 | 23.51 | 23.76 | 23.66 | 22.42 | 24.18 | 24.24 | BIOMASS | 2017-09-07 | 1900 | 2050 | N | North | FC |  |  |  | Yes | CAISO_Biomass
NQC List | CAISO | ULTRCK_2_UNIT | Rio Bravo Rocklin | Sierra | 22.46 | 23.45 | 15.38 | 23.07 | 21.77 | 23.83 | 23.49 | 23.24 | 24.2 | 21.96 | 24.25 | 24.26 | BIOMASS | 2017-09-07 | 1900 | 2050 | N | North | FC |  |  |  | Yes | CAISO_Biomass
NQC List | CAISO | UNCHEM_1_UNIT | CONTRA COSTA CARBON PLANT | Bay Area | 12.19 | 12.95 | 12.99 | 10.27 | 7.87 | 12.19 | 14.37 | 15.37 | 10.84 | 6.62 | 13.47 | 13.64 | COAL | 1983-01-01 | 1900 | 2050 | N | North | FC |  |  |  | Yes | CAISO_CHP
NQC List | CAISO | UNOCAL_1_UNITS | TOSCO (RODEO PLANT) | Bay Area | 3.75 | 0.78 | 0.4 | 0.55 | 0.74 | 0.48 | 1.06 | 0.02 | 0.36 | 7.49 | 7.05 | 2.12 | NATURAL GAS | 1987-05-21 | 1900 | 2050 | N | North | FC |  |  |  | Yes | CAISO_Peaker1
NQC List | CAISO | UNVRSY_1_UNIT 1 | Berry Cogen 38 - Unit 1 | CAISO System | 36.37 | 35.36 | 25.72 | 20.26 | 33.59 | 34.78 | 33.91 | 34.39 | 34.53 | 34.04 | 34.34 | 35.92 | NATURAL GAS | 1986-01-01 | 1900 | 2050 | N | North | FC |  |  |  | Yes | CAISO_CHP
NQC List | CAISO | USWND2_1_WIND1 | Golden Hills A | CAISO System | 6.01 | 5.16 | 12.03 | 10.74 | 10.74 | 14.18 | 9.88 | 9.02 | 6.44 | 3.44 | 5.16 | 5.58 | WIND | 2015-12-18 | 1900 | 2050 | N | North | FC |  |  |  | Yes | CAISO_Wind
NQC List | CAISO | USWND2_1_WIND2 | Golden Hills B | CAISO System | 6.01 | 5.16 | 12.03 | 10.74 | 10.74 | 14.18 | 9.88 | 9.02 | 6.44 | 3.44 | 5.16 | 5.58 | WIND | 2015-12-23 | 1900 | 2050 | N | North | FC |  |  |  | Yes | CAISO_Wind
NQC List | CAISO | USWND2_1_WIND3 | Golden Hills C | CAISO System | 6.44 | 5.52 | 12.88 | 11.5 | 11.5 | 15.18 | 10.58 | 9.66 | 6.9 | 3.68 | 5.52 | 5.98 | WIND | 2017-11-09 | 1900 | 2050 | N | North | FC |  |  |  | Yes | CAISO_Wind
NQC List | CAISO | USWND4_2_UNIT2 | Altamont Landfill Gas to Energy | CAISO System | 7.4 | 7.4 | 7.35 | 6.41 | 7.4 | 7.4 | 7.4 | 7.4 | 7.4 | 7.23 | 7.4 | 7.4 | BIOGAS | 2018-02-01 | 1900 | 2050 | Y | North | FC |  |  |  | Yes | CAISO_Biomass
NQC List | CAISO | USWNDR_2_LABWD1 | LaBrisa Wind Project | Bay Area | 1.26 | 1.08 | 2.52 | 2.25 | 2.25 | 2.97 | 2.07 | 1.89 | 1.35 | 0.72 | 1.08 | 1.17 | WIND | #N/A | 1900 | 2050 | N | North | FC |  |  |  | Yes | CAISO_Wind
NQC List | CAISO | USWNDR_2_SMUD | SOLANO WIND FARM | Bay Area | 14.31 | 12.26 | 28.61 | 25.55 | 25.55 | 33.72 | 23.5 | 21.46 | 15.33 | 8.17 | 12.26 | 13.28 | WIND | 1994-01-01 | 1900 | 2050 | N | North | FC |  |  |  | Yes | CAISO_Wind
NQC List | CAISO | USWNDR_2_SMUD2 | Solano Wind Project Phase 3 | Bay Area | 17.89 | 15.34 | 35.78 | 31.95 | 31.95 | 42.17 | 29.39 | 26.84 | 19.17 | 10.22 | 15.34 | 16.61 | WIND | 2012-04-18 | 1900 | 2050 | N | North | FC |  |  |  | Yes | CAISO_Wind
NQC List | CAISO | USWPJR_2_UNITS | Vasco Wind | Bay Area | 10.95 | 9.38 | 21.9 | 19.55 | 19.55 | 25.81 | 17.99 | 16.42 | 11.73 | 6.26 | 9.38 | 10.17 | WIND | 1988-01-01 | 1900 | 2050 | N | North | FC |  |  |  | Yes | CAISO_Wind
NQC List | CAISO | VACADX_1_NAS | VACA-DIXON BATTERY | CAISO System | [12 empty] | LESR | 2013-09-06 | 1900 | 2050 | Y | North | ID | 100% | 18DGD (80.42% or 1.93 MW of 2.4 MW) Waiting for Moraga-Castro Valley 230 kV Line Capacity Increase and possibly other |  | Yes | CAISO_Li_Battery | bar: JAN to DEC
NQC List | CAISO | VACADX_1_SOLAR | Vaca-Dixon Solar Station | CAISO System | 0.1 | 0.08 | 0.45 | 0.38 | 0.4 | 0.78 | 0.98 | 0.68 | 0.35 | 0.05 | 0.05 | 0 | SUN | 2013-09-06 | 1900 | 2050 | N | North | FC |  |  |  | Yes | CAISO_Solar
NQC List | CAISO | VACADX_1_UNITA1 | CalPeak Power Vaca Dixon Unit 1 | CAISO System | 50.61 | 50.61 | 50.61 | 50.61 | 50.61 | 50.61 | 50.61 | 50.61 | 50.61 | 50.61 | 50.61 | 50.61 | NATURAL GAS | 2002-06-21 | 1900 | 2050 | Y | North | FC |  |  |  | Yes | CAISO_Peaker2
NQC List | CAISO | VALLEY_5_PERRIS | MWD Perris Hydroelectric Recovery Plant | LA Basin | 7.94 | 7.94 | 7.94 | 7.94 | 7.94 | 7.94 | 7.94 | 7.94 | 7.94 | 7.94 | 7.94 | 7.94 | WATER | 1983-01-01 | 1900 | 2050 | Y | South | FC |  |  |  | Yes | CAISO_Small_Hydro
NQC List | CAISO | VALLEY_5_REDMTN | MWD Red Mountain Hydroelectric Recovery | LA Basin | 1.44 | 1.47 | 1.42 | 2.8 | 2.39 | 1.33 | 1.22 | 1.33 | 2.3 | 2.64 | 1.5 | 1.37 | WATER | 1985-01-01 | 1900 | 2050 | N | South | FC |  |  |  | Yes | CAISO_Hydro
NQC List | CAISO | VALLEY_5_SOLAR1 | Kona Solar - Meridian #1 | LA Basin | 0 | 0 | 0 | 0 | 0 | 0 | 0 | 0 | 0 | 0 | 0 | 0 | SUN | 2015-04-13 | 1900 | 2050 | N | South | EO |  |  |  | Yes | CAISO_Solar
NQC List | CAISO | VALLEY_5_SOLAR2 | AP North Lake Solar | LA Basin | 0.8 | 0.6 | 3.6 | 3 | 3.2 | 6.2 | 7.8 | 5.4 | 2.8 | 0.4 | 0.4 | 0 | SUN | 2015-08-11 | 1900 | 2050 | N | South | ID | 100% | Waiting for: West of Devers (WOD) upgrades |  | Yes | CAISO_Solar
NQC List | CAISO | VALTNE_2_AVASR1 | Valentine Solar | CAISO System | 4 | 3 | 18 | 15 | 16 | 31 | 39 | 27 | 14 | 2 | 2 | 0 | SUN | #N/A | 1900 | 2050 | N | South | FC |  |  |  | Yes | CAISO_Solar
NQC List | CAISO | VEAVST_1_SOLAR | Community Solar | CAISO System | 0 | 0 | 0 | 0 | 0 | 0 | 0 | 0 | 0 | 0 | 0 | 0 | SUN | 2017-02-10 | 1900 | 2050 | N | South | EO |  |  |  | Yes | CAISO_Solar
NQC List | CAISO | VEDDER_1_SEKERN | TEXACO EXPLORATION & PROD (SE KERN RIVER | Kern | 0.04 | 0 | 0.18 | 0 | 0.4 | 0 | 0.42 | 0.06 | 0.1 | 0.71 | 0.51 | 0.33 | NATURAL GAS | 1989-01-31 | 1900 | 2050 | N | North | FC |  |  |  | Yes | CAISO_CHP
NQC List | CAISO | VEGA_6_SOLAR1 | Vega Solar | Fresno | 0 | 0 | 0 | 0 | 0 | 0 | 0 | 0 | 0 | 0 | 0 | 0 | SUN | 2015-03-23 | 1900 | 2050 | N | North | EO |  |  |  | Yes | CAISO_Solar
NQC List | CAISO | VERNON_6_GONZL1 | H. Gonzales Unit #1 | LA Basin | 5.75 | 5.75 | 5.75 | 5.75 | 5.75 | 5.75 | 5.75 | 5.75 | 5.75 | 5.75 | 5.75 | 5.75 | NATURAL GAS | 0 | 1900 | 2050 | Y | South | FC |  |  |  | Yes | CAISO_Peaker2
NQC List | CAISO | VERNON_6_GONZL2 | H. Gonzales Unit #2 | LA Basin | 5.75 | 5.75 | 5.75 | 5.75 | 5.75 | 5.75 | 5.75 | 5.75 | 5.75 | 5.75 | 5.75 | 5.75 | NATURAL GAS | 0 | 1900 | 2050 | Y | South | FC |  |  |  | Yes | CAISO_Peaker2
NQC List | CAISO | VERNON_6_MALBRG | Malburg Generating Station | LA Basin | 134 | 134 | 134 | 134 | 134 | 134 | 134 | 134 | 134 | 134 | 134 | 134 | NATURAL GAS | 2005-10-17 | 1900 | 2050 | Y | South | FC |  |  |  | Yes | CAISO_CCGT2
NQC List | CAISO | VESTAL_2_KERN | KERN RIVER PH 3 UNITS 1 & 2 AGGREGATE | Big Creek-Ventura | 15.82 | 21.68 | 28.57 | 31.86 | 33.02 | 30.13 | 25.14 | 22.25 | 12.24 | 8.54 | 11.17 | 13.28 | WATER | 1907-01-01 | 1900 | 2050 | N | South | FC |  |  |  | Yes | CAISO_Hydro
NQC List | CAISO | VESTAL_2_RTS042 | SPVP042 Porterville Solar | Big Creek-Ventura | 0 | 0 | 0 | 0 | 0 | 0 | 0 | 0 | 0 | 0 | 0 | 0 | SUN | 2012-11-24 | 1900 | 2050 | N | South | EO |  |  |  | Yes | CAISO_Solar
NQC List | CAISO | VESTAL_2_SOLAR1 | NICOLIS | Big Creek-Ventura | 0.8 | 0.6 | 3.6 | 3 | 3.2 | 6.2 | 7.8 | 5.4 | 2.8 | 0.4 | 0.4 | 0 | SUN | 2016-09-15 | 1900 | 2050 | N | South | FC |  |  |  | Yes | CAISO_Solar
NQC List | CAISO | VESTAL_2_SOLAR2 | TROPICO | Big Creek-Ventura | 0.56 | 0.42 | 2.52 | 2.1 | 2.24 | 4.34 | 5.46 | 3.78 | 1.96 | 0.28 | 0.28 | 0 | SUN | 2016-09-14 | 1900 | 2050 | N | South | FC |  |  |  | Yes | CAISO_Solar
NQC List | CAISO | VESTAL_2_UNIT1 | CALGREN-PIXLEY | Big Creek-Ventura | 4.43 | 3.5 | 4.55 | 4.25 | 4.48 | 4.17 | 4.07 | 3.52 | 4.15 | 4.22 | 4.29 | 3.71 | NATURAL GAS | 2016-06-30 | 1900 | 2050 | N | South | FC |  |  |  | Yes | CAISO_CHP
NQC List | CAISO | VESTAL_2_WELLHD | Wellhead Power Delano | Big Creek-Ventura | 49 | 49 | 49 | 49 | 49 | 49 | 49 | 49 | 49 | 49 | 49 | 49 | NATURAL GAS | 2013-01-16 | 1900 | 2050 | Y | South | FC |  |  |  | Yes | CAISO_Peaker2
NQC List | CAISO | VESTAL_6_QF | VESTAL QFS | Big Creek-Ventura | 1.3 | 2.53 | 4.28 | 5.47 | 6.94 | 8.18 | 9.06 | 8.65 | 5.17 | 3.45 | 1.19 | 1.06 | WATER | 1989-01-01 | 1900 | 2050 | N | South | FC |  |  |  | Yes | CAISO_Small_Hydro
NQC List | CAISO | VICTOR_1_CREST | Victor Aggregate Solar Resources | CAISO System | 0 | 0 | 0 | 0 | 0 | 0 | 0 | 0 | 0 | 0 | 0 | 0 | SUN | 2000-01-01 | 1900 | 2050 | N | South | EO |  |  |  | Yes | CAISO_Solar
NQC List | CAISO | VICTOR_1_EXSLRA | Expressway Solar A | CAISO System | 0.08 | 0.06 | 0.36 | 0.3 | 0.32 | 0.62 | 0.78 | 0.54 | 0.28 | 0.04 | 0.04 | 0 | SUN | 2014-05-07 | 1900 | 2050 | N | South | FC |  |  |  | Yes | CAISO_Solar
NQC List | CAISO | VICTOR_1_EXSLRB | Expressway Solar B | CAISO System | 0.08 | 0.06 | 0.36 | 0.3 | 0.32 | 0.62 | 0.78 | 0.54 | 0.28 | 0.04 | 0.04 | 0 | SUN | 2014-05-07 | 1900 | 2050 | N | South | FC |  |  |  | Yes | CAISO_Solar
NQC List | CAISO | VICTOR_1_LVSLR1 | Lone Valley Solar Park 1 | CAISO System | 0 | 0 | 0 | 0 | 0 | 0 | 0 | 0 | 0 | 0 | 0 | 0 | SUN | 2014-11-19 | 1900 | 2050 | N | South | EO |  |  |  | Yes | CAISO_Solar
NQC List | CAISO | VICTOR_1_LVSLR2 | Lone Valley Solar Park 2 | CAISO System | 0 | 0 | 0 | 0 | 0 | 0 | 0 | 0 | 0 | 0 | 0 | 0 | SUN | 2014-11-22 | 1900 | 2050 | N | South | EO |  |  |  | Yes | CAISO_Solar
NQC List | CAISO | VICTOR_1_SLRHES | Sunedison - Hesperia | CAISO System | 0 | 0 | 0 | 0 | 0 | 0 | 0 | 0 | 0 | 0 | 0 | 0 | SUN | 2014-08-08 | 1900 | 2050 | N | South | EO |  |  |  | Yes | CAISO_Solar
NQC List | CAISO | VICTOR_1_SOLAR1 | Victor Phelan Solar One | CAISO System | 0 | 0 | 0 | 0 | 0 | 0 | 0 | 0 | 0 | 0 | 0 | 0 | SUN | 2013-11-18 | 1900 | 2050 | N | South | EO |  |  |  | Yes | CAISO_Solar
NQC List | CAISO | VICTOR_1_SOLAR2 | Alamo Solar | CAISO System | 0 | 0 | 0 | 0 | 0 | 0 | 0 | 0 | 0 | 0 | 0 | 0 | SUN | 2015-05-15 | 1900 | 2050 | N | South | EO |  |  |  | Yes | CAISO_Solar
NQC List | CAISO | VICTOR_1_SOLAR3 | Adelanto Solar 2 | CAISO System | 0.28 | 0.21 | 1.26 | 1.05 | 1.12 | 2.17 | 2.73 | 1.89 | 0.98 | 0.14 | 0.14 | 0 | SUN | 2015-07-01 | 1900 | 2050 | N | South | FC |  |  |  | Yes | CAISO_Solar
NQC List | CAISO | VICTOR_1_SOLAR4 | Adelanto Solar | CAISO System | 0 | 0 | 0 | 0 | 0 | 0 | 0 | 0 | 0 | 0 | 0 | 0 | SUN | 2015-09-03 | 1900 | 2050 | N | South | EO |  |  |  | Yes | CAISO_Solar
NQC List | CAISO | VICTOR_1_VDRYFA | Victor Dry Farm Ranch A | CAISO System | 0.2 | 0.15 | 0.9 | 0.75 | 0.8 | 1.55 | 1.95 | 1.35 | 0.7 | 0.1 | 0.1 | 0 | SUN | 2015-06-12 | 1900 | 2050 | N | South | FC |  |  |  | Yes | CAISO_Solar
NQC List | CAISO | VICTOR_1_VDRYFB | Victor Dry Farm Ranch B | CAISO System | 0 | 0 | 0 | 0 | 0 | 0 | 0 | 0 | 0 | 0 | 0 | 0 | SUN | 2015-06-12 | 1900 | 2050 | N | South | EO |  |  |  | Yes | CAISO_Solar
NQC List | CAISO | VILLPK_2_VALLYV | MWD Valley View Hydroelectric Recovery P | LA Basin | 4.1 | 4.1 | 4.1 | 4.1 | 4.1 | 4.1 | 4.1 | 4.1 | 4.1 | 4.1 | 4.1 | 4.1 | WATER | 1985-01-01 | 1900 | 2050 | Y | South | FC |  |  |  | Yes | CAISO_Hydro
NQC List | CAISO | VILLPK_6_MWDYOR | Yorba Linda Hydroelectric Recovery Plant | LA Basin | 2.63 | 2.7 | 2.66 | 3.07 | 3.08 | 3.51 | 4.17 | 4.27 | 4.01 | 1.87 | 3.1 | 2.35 | WATER | 1981-01-01 | 1900 | 2050 | Y | South | FC |  |  |  | Yes | CAISO_Hydro
NQC List | CAISO | VINCNT_2_WESTWD | Oasis Power Plant | CAISO System | 8.26 | 7.08 | 16.52 | 14.75 | 14.75 | 19.47 | 13.57 | 12.39 | 8.85 | 4.72 | 7.08 | 7.67 | WIND | 2005-03-31 | 1900 | 2050 | N | South | FC |  |  |  | Yes | CAISO_Wind
NQC List | CAISO | VISTA_2_RIALTO | Rialto RT Solar | LA Basin | 0.04 | 0.03 | 0.18 | 0.15 | 0.16 | 0.31 | 0.39 | 0.27 | 0.14 | 0.02 | 0.02 | 0 | SUN | 2011-03-01 | 1900 | 2050 | N | South | FC |  |  |  | Yes | CAISO_Solar
NQC List | CAISO | VISTA_2_RTS028 | SPVP028 | LA Basin | 0.14 | 0.11 | 0.63 | 0.53 | 0.56 | 1.09 | 1.37 | 0.95 | 0.49 | 0.07 | 0.07 | 0 | SUN | 2013-08-08 | 1900 | 2050 | N | South | FC |  |  |  | Yes | CAISO_Solar
NQC List | CAISO | VISTA_6_QF | VISTA QFS | LA Basin | 0.02 | 0.02 | 0.01 | 0.05 | 0.07 | 0.09 | 0.13 | 0.12 | 0.12 | 0.07 | 0.06 | 0.03 | OTHER | 1983-01-01 | 1900 | 2050 | N | South | FC |  |  |  | Yes | CAISO_Small_Hydro
NQC List | CAISO | VLCNTR_6_VCSLR | Cole Grade | San Diego-IV | 0.09 | 0.07 | 0.42 | 0.35 | 0.37 | 0.72 | 0.91 | 0.63 | 0.33 | 0.05 | 0.05 | 0 | SUN | 2016-12-07 | 1900 | 2050 | N | South | FC |  |  |  | Yes | CAISO_Solar
NQC List | CAISO | VLCNTR_6_VCSLR1 | Valley Center 1 | San Diego-IV | 0.1 | 0.08 | 0.45 | 0.38 | 0.4 | 0.78 | 0.98 | 0.68 | 0.35 | 0.05 | 0.05 | 0 | SUN | 2013-12-31 | 1900 | 2050 | N | South | FC |  |  |  | Yes | CAISO_Solar
NQC List | CAISO | VLCNTR_6_VCSLR2 | Valley Center 2 | San Diego-IV | 0.2 | 0.15 | 0.9 | 0.75 | 0.8 | 1.55 | 1.95 | 1.35 | 0.7 | 0.1 | 0.1 | 0 | SUN | 2013-12-31 | 1900 | 2050 | N | South | FC |  |  |  | Yes | CAISO_Solar
NQC List | CAISO | VLYHOM_7_SSJID | Woodward Power Plant | Stockton | 0 | 0 | 0 | 0.09 | 0.74 | 0.71 | 1.12 | 0.72 | 0.13 | 0.01 | 0 | 0 | WATER | 2013-04-01 | 1900 | 2050 | N | North | FC |  |  |  | Yes | CAISO_Small_Hydro
NQC List | CAISO | VOLTA_2_UNIT 1 | VOLTA HYDRO UNIT 1 | CAISO System | 6.4 | 6.93 | 7.5 | 7.86 | 7.21 | 4.45 | 5.63 | 4.82 | 4.84 | 4.22 | 4.34 | 5.03 | WATER | 1980-01-01 | 1900 | 2050 | N | North | FC |  |  |  | Yes | CAISO_Hydro
NQC List | CAISO | VOLTA_2_UNIT 2 | Volta Hydro Unit 2 | CAISO System | 0.76 | 0.74 | 0.84 | 0.75 | 0.8 | 0.46 | 0.51 | 0.57 | 0.57 | 0.39 | 0.41 | 0.38 | WATER | 1981-01-01 | 1900 | 2050 | N | North | FC |  |  |  | Yes | CAISO_Hydro
NQC List | CAISO | VOLTA_6_BAILCK | Bailey Creek Ranch | CAISO System | 0 | 0 | 0 | 0 | 0 | 0 | 0 | 0 | 0 | 0 | 0 | 0 | WATER | 1982-05-26 | 1900 | 2050 | N | North | EO |  |  |  | Yes | CAISO_Hydro
NQC List | CAISO | VOLTA_6_DIGHYD | Digger Creek Ranch Hydro | CAISO System | 0.37 | 0.36 | 0.51 | 0.58 | 0.49 | 0.5 | 0.44 | 0.4 | 0.36 | 0.29 | 0.31 | 0.33 | WATER | 2014-07-02 | 1900 | 2050 | N | North | FC |  |  |  | Yes | CAISO_Small_Hydro
NQC List | CAISO | VOLTA_7_PONHY1 | VOLTA_7_PONHY1 | CAISO System | 0.75 | 0.81 | 0.97 | 0.94 | 0.87 | 0.9 | 0.98 | 0.9 | 0.91 | 0.85 | 0.74 | 0.83 | WATER | 2020-05-01 | 1900 | 2050 | N | North | FC |  |  |  | Yes | CAISO_Hydro
NQC List | CAISO | VOLTA_7_QFUNTS | VOLTA_7_QFUNTS | CAISO System | 0.15 | 0.15 | 0.15 | 0.15 | 0.15 | 0.15 | 0.15 | 0.12 | 0.07 | 0.07 | 0.15 | 0.1 | WATER | 2007-03-01 | 1900 | 2050 | N | North | FC |  |  |  | Yes | CAISO_Small_Hydro
NQC List | CAISO | VOYAGR_2_VOYWD1 | Voyager 1 | CAISO System | 18.35 | 15.73 | 36.71 | 32.78 | 32.78 | 43.26 | 30.15 | 27.53 | 19.67 | 10.49 | 15.73 | 17.04 | WIND | 2020-03-01 | 1900 | 2050 | N | South | FC |  |  |  | Yes | CAISO_Wind
NQC List | CAISO | VOYAGR_2_VOYWD2 | Voyager Wind 2 | CAISO System | 18.02 | 15.44 | 36.04 | 32.18 | 32.18 | 42.47 | 29.6 | 27.03 | 19.31 | 10.3 | 15.44 | 16.73 | WIND | 2018-12-19 | 1900 | 2050 | N | South | FC |  |  |  | Yes | CAISO_Wind
NQC List | CAISO | VOYAGR_2_VOYWD3 | Voyager Wind 3 | CAISO System | 6.05 | 5.18 | 12.1 | 10.8 | 10.8 | 14.26 | 9.94 | 9.07 | 6.48 | 3.46 | 5.18 | 5.62 | WIND | 2018-12-29 | 1900 | 2050 | N | South | FC |  |  |  | Yes | CAISO_Wind
NQC List | CAISO | VOYAGR_2_VOYWD4 | Voyager Wind 4 | CAISO System | 3.02 | 2.59 | 6.05 | 5.4 | 5.4 | 7.13 | 4.97 | 4.54 | 3.24 | 1.73 | 2.59 | 2.81 | WIND | 2018-12-29 | 1900 | 2050 | N | South | FC |  |  |  | Yes | CAISO_Wind
NQC List | CAISO | VSTAES_6_VESBT1 | Vista Energy Storage | San Diego-IV | 11 | 11 | 11 | 11 | 11 | 11 | 11 | 11 | 11 | 11 | 11 | 11 | LESR | 2018-06-26 | 1900 | 2050 | Y | South | ID | 100% | C7-C9 Waiting for San Luis Rey-San Onofre 230 kV remedial action scheme RAS and possibly other |  | Yes | CAISO_Li_Battery
NQC List | CAISO | WADHAM_6_UNIT | Wadham Energy LP | CAISO System | 23.68 | 23.62 | 20.63 | 17.56 | 20.63 | 20.26 | 24.32 | 23.96 | 24.11 | 20.54 | 24.64 | 24.73 | WASTE TO POWER | 1989-03-24 | 1900 | 2050 | N | North | FC |  |  |  | Yes | CAISO_Biomass
NQC List | CAISO | WALCRK_2_CTG1 | Walnut Creek Energy Park Unit 1 | LA Basin | 96.43 | 96.43 | 96.43 | 96.43 | 96.43 | 96.43 | 96.43 | 96.43 | 96.43 | 96.43 | 96.43 | 96.43 | NATURAL GAS | 2013-03-21 | 1900 | 2050 | Y | South | FC |  |  |  | Yes | CAISO_Peaker1
NQC List | CAISO | WALCRK_2_CTG2 | Walnut Creek Energy Park Unit 2 | LA Basin | 96.91 | 96.91 | 96.91 | 96.91 | 96.91 | 96.91 | 96.91 | 96.91 | 96.91 | 96.91 | 96.91 | 96.91 | NATURAL GAS | 2013-03-21 | 1900 | 2050 | Y | South | FC |  |  |  | Yes | CAISO_Peaker1
NQC List | CAISO | WALCRK_2_CTG3 | Walnut Creek Energy Park Unit 3 | LA Basin | 96.65 | 96.65 | 96.65 | 96.65 | 96.65 | 96.65 | 96.65 | 96.65 | 96.65 | 96.65 | 96.65 | 96.65 | NATURAL GAS | 2013-03-21 | 1900 | 2050 | Y | South | FC |  |  |  | Yes | CAISO_Peaker1
NQC List | CAISO | WALCRK_2_CTG4 | Walnut Creek Energy Park Unit 4 | LA Basin | 96.49 | 96.49 | 96.49 | 96.49 | 96.49 | 96.49 | 96.49 | 96.49 | 96.49 | 96.49 | 96.49 | 96.49 | NATURAL GAS | 2013-03-29 | 1900 | 2050 | Y | South | FC |  |  |  | Yes | CAISO_Peaker1
NQC List | CAISO | WALCRK_2_CTG5 | Walnut Creek Energy Park Unit 5 | LA Basin | 96.65 | 96.65 | 96.65 | 96.65 | 96.65 | 96.65 | 96.65 | 96.65 | 96.65 | 96.65 | 96.65 | 96.65 | NATURAL GAS | 2013-04-30 | 1900 | 2050 | Y | South | FC |  |  |  | Yes | CAISO_Peaker1
NQC List | CAISO | WALNUT_2_SOLAR | Industry MetroLink PV 1 | LA Basin | 0 | 0 | 0 | 0 | 0 | 0 | 0 | 0 | 0 | 0 | 0 | 0 | SUN | 2012-04-03 | 1900 | 2050 | N | South | EO |  |  |  | Yes | CAISO_Solar
NQC List | CAISO | WALNUT_6_HILLGEN | Puente Hills | LA Basin | 32.56 | 32.77 | 32.62 | 31.19 | 23.58 | 28.21 | 27.79 | 27.43 | 27.6 | 24.61 | 27.04 | 26.59 | BIOGAS | 2017-06-01 | 1900 | 2050 | N | South | FC |  |  |  | Yes | CAISO_Biomass
NQC List | CAISO | WALNUT_7_WCOVST | MM West Covina - ST Unit | LA Basin | 5.2 | 5.54 | 5.65 | 5.32 | 5.62 | 5.6 | 5.45 | 5.19 | 5.51 | 5.42 | 5.38 | 5.41 | BIOGAS | 1996-10-05 | 1900 | 2050 | N | South | FC |  |  |  | Yes | CAISO_Biomass
NQC List | CAISO | WARNE_2_UNIT | WARNE HYDRO AGGREGATE | Big Creek-Ventura | 41.05 | 39.41 | 32.65 | 42.84 | 40.95 | 42.66 | 41.53 | 41.52 | 42.5 | 40.41 | 41.58 | 40.29 | WATER | 1982-01-01 | 1900 | 2050 | Y | South | FC |  |  |  | Yes | CAISO_Hydro
NQC List | CAISO | WAUKNA_1_SOLAR | Corcoran Solar | Fresno | 0.8 | 0.6 | 3.6 | 3 | 3.2 | 6.2 | 7.8 | 5.4 | 2.8 | 0.4 | 0.4 | 0 | SUN | 2013-08-14 | 1900 | 2050 | N | North | FC | 100% |  |  | Yes | CAISO_Solar
NQC List | CAISO | WAUKNA_1_SOLAR2 | Corcoran 2 | Fresno | 0.79 | 0.59 | 3.56 | 2.96 | 3.16 | 6.12 | 7.7 | 5.33 | 2.77 | 0.4 | 0.4 | 0 | SUN | 2015-05-05 | 1900 | 2050 | N | North | FC |  |  |  | Yes | CAISO_Solar
NQC List | CAISO | WDLEAF_7_UNIT 1 | WOODLEAF HYDRO | Sierra | 48 | 48 | 44 | 56 | 56 | 54.9 | 48 | 60 | 48 | 58.4 | 48 | 58 | WATER | 1963-01-01 | 1900 | 2050 | Y | North | FC |  |  |  | Yes | CAISO_Hydro
NQC List | CAISO | WEBER_6_FORWRD | Forward | Stockton | 4 | 3.93 | 4.07 | 3.91 | 3.7 | 3.95 | 3.95 | 3.97 | 3.71 | 3.71 | 4.01 | 3.97 | BIOGAS | 2014-02-05 | 1900 | 2050 | N | North | FC |  |  |  | Yes | CAISO_Biomass
NQC List | CAISO | WESTPT_2_UNIT | West Point Hydro Plant | CAISO System | 10.14 | 9.6 | 11.12 | 10.72 | 0 | 10.72 | 11.22 | 12 | 10.34 | 10.82 | 10.6 | 11.31 | WATER | 1948-01-01 | 1900 | 2050 | Y | North | FC |  |  |  | Yes | CAISO_Small_Hydro
NQC List | CAISO | WFRESN_1_SOLAR | Joya Del Sol | Fresno | 0 | 0 | 0 | 0 | 0 | 0 | 0 | 0 | 0 | 0 | 0 | 0 | SUN | 2012-12-21 | 1900 | 2050 | N | North | EO |  |  |  | Yes | CAISO_Solar
NQC List | CAISO | WHEATL_6_LNDFIL | G2 ENERGY, OSTROM ROAD LLC | Sierra | 3.17 | 3.15 | 3.09 | 2.79 | 3.27 | 3.27 | 2.9 | 3.16 | 3.22 | 3.3 | 3.34 | 2.9 | BIOGAS | 2013-09-01 | 1900 | 2050 | N | North | FC | 100% |  |  | Yes | CAISO_Biomass
NQC List | CAISO | WHITNY_6_SOLAR | Whitney Point Solar | Fresno | 0 | 0 | 0 | 0 | 0 | 0 | 0 | 0 | 0 | 0 | 0 | 0 | SUN | 2017-04-15 | 1900 | 2050 | N | North | EO |  |  |  | Yes | CAISO_Solar
NQC List | CAISO | WHTWTR_1_WINDA1 | Whitewater Hill Wind Project | LA Basin | 8.61 | 7.38 | 17.22 | 15.38 | 15.38 | 20.3 | 14.15 | 12.92 | 9.23 | 4.92 | 7.38 | 8 | WIND | 2002-08-31 | 1900 | 2050 | N | South | FC |  |  |  | Yes | CAISO_Wind
NQC List | CAISO | WISE_1_UNIT 1 | Wise Hydro Unit 1 | Sierra | 4.87 | 6.5 | 4.9 | 7.58 | 8.64 | 8.17 | 9.36 | 8.9 | 6.42 | 0 | 0 | 3.74 | WATER | 1917-01-01 | 1900 | 2050 | Y | North | FC |  |  |  | Yes | CAISO_Hydro
NQC List | CAISO | WISE_1_UNIT 2 | WISE HYDRO UNIT 2 | Sierra | 0 | 0 | 0 | 0 | 0 | 0 | 0 | 0 | 0 | 0 | 0 | 0 | WATER | 1986-01-01 | 1900 | 2050 | Y | North | FC |  |  |  | Yes | CAISO_Hydro
NQC List | CAISO | WISHON_6_UNITS | Wishon/San Joaquin #1-A AGGREGATE | Fresno | 2 | 2.57 | 5.3 | 5.06 | 1.1 | 0.64 | 0 | 0 | 0 | 7.08 | 6.56 | 2 | WATER | 1910-01-01 | 1900 | 2050 | Y | North | FC |  |  |  | Yes | CAISO_Small_Hydro
NQC List | CAISO | WISTRA_2_WRSSR1 | Wistaria Ranch Solar | San Diego-IV | 4 | 3 | 18 | 15 | 16 | 31 | 39 | 27 | 14 | 2 | 2 | 0 | SUN | 2018-11-06 | 1900 | 2050 | N | South | FC |  |  |  | Yes | CAISO_Solar
NQC List | CAISO | WLDWD_1_SOLAR1 | Wildwood Solar I | CAISO System | 0.8 | 0.6 | 3.6 | 3 | 3.2 | 6.2 | 7.8 | 5.4 | 2.8 | 0.4 | 0.4 | 0 | SUN | 2015-02-19 | 1900 | 2050 | N | North | FC |  |  |  | Yes | CAISO_Solar
NQC List | CAISO | WLDWD_1_SOLAR2 | Wildwood Solar 2 | CAISO System | 0.6 | 0.45 | 2.7 | 2.25 | 2.4 | 4.65 | 5.85 | 4.05 | 2.1 | 0.3 | 0.3 | 0 | SUN | 2017-01-11 | 1900 | 2050 | N | North | FC |  |  |  | Yes | CAISO_Solar
NQC List | CAISO | WNDMAS_2_UNIT 1 | BUENA VISTA ENERGY, LLC | Bay Area | 5.32 | 4.56 | 10.64 | 9.5 | 9.5 | 12.54 | 8.74 | 7.98 | 5.7 | 3.04 | 4.56 | 4.94 | WIND | 1983-12-24 | 1900 | 2050 | N | North | FC |  |  |  | Yes | CAISO_Wind
NQC List | CAISO | WNDSTR_2_WIND | Windstar | CAISO System | 16.8 | 14.4 | 33.6 | 30 | 30 | 39.6 | 27.6 | 25.2 | 18 | 9.6 | 14.4 | 15.6 | WIND | 2012-01-28 | 1900 | 2050 | N | South | FC |  |  |  | Yes | CAISO_Wind
NQC List | CAISO | WOLFSK_1_UNITA1 | Wolfskill Energy Center | CAISO System | 46.9 | 46.9 | 46.9 | 46.9 | 46.9 | 46.9 | 46.9 | 46.9 | 46.9 | 46.9 | 46.9 | 46.9 | NATURAL GAS | 2003-03-22 | 1900 | 2050 | Y | North | FC |  |  |  | Yes | CAISO_Peaker1
NQC List | CAISO | WOODWR_1_HYDRO | Quinten Luallen | Fresno | 0 | 0 | 0 | 0 | 0 | 0 | 0 | 0 | 0 | 0 | 0 | 0 | WATER | 2017-06-14 | 1900 | 2050 | N | North | EO |  |  |  | Yes | CAISO_Hydro
NQC List | CAISO | WRGHTP_7_AMENGY | SMALL QF AGGREGATION - LOS BANOS | Fresno | 0.02 | 0.07 | 0 | 0.04 | 0.28 | 0.38 | 0.67 | 0.78 | 0.75 | 0.46 | 0.24 | 0.04 | WATER | 1986-02-01 | 1900 | 2050 | N | North | FC |  |  |  | Yes | CAISO_Hydro
NQC List | CAISO | WRGTSR_2_WSFSR1 | Wright Solar Freeman | CAISO System | 8 | 6 | 36 | 30 | 32 | 62 | 78 | 54 | 28 | 4 | 4 | 0 | SUN | 2020-02-01 | 1900 | 2050 | N | North | FC |  |  |  | Yes | CAISO_Solar
NQC List | CAISO | WSENGY_1_UNIT 1 | Wheelabrator Shasta | CAISO System | 38.54 | 36.21 | 31.04 | 31.57 | 37.65 | 38.23 | 37.61 | 34.42 | 38.31 | 37.24 | 34.69 | 34.08 | BIOMASS | 2017-12-01 | 1900 | 2050 | N | North | FC |  |  |  | Yes | CAISO_Biomass
NQC List | CAISO | WSTWND_2_M89WD1 | Mojave 89 | CAISO System | 11.57 | 9.92 | 23.14 | 20.66 | 20.66 | 27.27 | 19.01 | 17.36 | 12.4 | 6.61 | 9.92 | 10.74 | WIND | #N/A | 1900 | 2050 | Y | South | FC |  | Hybrid - However Wind is FCDS and BESS is EO |  | Yes | CAISO_Li_Battery
NQC List | CAISO | WSTWND_2_M90WD2 | Mojave 90 | CAISO System | 9.07 | 7.78 | 18.15 | 16.21 | 16.21 | 21.39 | 14.91 | 13.61 | 9.72 | 5.19 | 7.78 | 8.43 | WIND | 2020-04-01 | 1900 | 2050 | N | South | FC |  | Hybrid - However Wind is FCDS and BESS is EO |  | No | #N/A
NQC List | CAISO | YUBACT_1_SUNSWT | YUBA CITY COGEN | Sierra | 49.97 | 49.97 | 49.97 | 49.97 | 49.97 | 49.97 | 49.97 | 49.97 | 49.97 | 49.97 | 49.97 | 49.97 | NATURAL GAS | 1990-12-27 | 1900 | 2050 | Y | North | FC |  |  |  | Yes | CAISO_Peaker1
NQC List | CAISO | YUBACT_6_UNITA1 | Yuba City Energy Center (Calpine) | Sierra | 47.6 | 47.6 | 47.6 | 47.6 | 47.6 | 47.6 | 47.6 | 47.6 | 47.6 | 47.6 | 47.6 | 47.6 | NATURAL GAS | 2002-07-26 | 1900 | 2050 | Y | North | FC |  |  |  | Yes | CAISO_Peaker2
NQC List | CAISO | ZOND_6_UNIT | ZOND WINDSYSTEMS INC. | Bay Area | 2.39 | 2.05 | 4.79 | 4.28 | 4.28 | 5.64 | 3.93 | 3.59 | 2.57 | 1.37 | 2.05 | 2.22 | WIND | #N/A | 1900 | 2050 | N | North | FC |  |  |  | Yes | CAISO_Wind
Specified Imports | WALC | AGCANA_X_HOOVER | Hoover Power Plant |  | 40 | 40 | 40 | 40 | 40 | 40 | 40 | 40 | 40 | 40 | 40 | 40 | SP. IMPORTS (WATER) | 0 | 1900 | 2050 | [6 empty] | Yes | CAISO_Hydro
Specified Imports | IID | ALHMBR_1_ALHSLR | SG Alhambra |  | 2 | 1.5 | 9 | 7.5 | 8 | 15.5 | 19.5 | 13.5 | 7 | 1 | 1 | 0 | SP. IMPORTS (SUN) | 0 | 1900 | 2050 | [6 empty] | No | CAISO_Solar
Specified Imports | IID | ANZA_6_SOLAR1 | Seville Solar One |  | 0.8 | 0.6 | 3.6 | 3 | 3.2 | 6.2 | 7.8 | 5.4 | 2.8 | 0.4 | 0.4 | 0 | SP. IMPORTS (SUN) | 0 | 1900 | 2050 | [6 empty] | No | CAISO_Solar
Specified Imports | IID | ARKANS_1_ARKSLR | SG Arkansas |  | 2 | 1.5 | 9 | 7.5 | 8 | 15.5 | 19.5 | 13.5 | 7 | 1 | 1 | 0 | SP. IMPORTS (SUN) | 0 | 1900 | 2050 | [6 empty] | No | CAISO_Solar
Specified Imports | AZPS | ARLINT_5_SCEDYN | Arlington Valley CC |  | 565 | 565 | 565 | 565 | 565 | 565 | 565 | 565 | 565 | 565 | 565 | 565 | SP. IMPORTS (NATURAL GAS) | 0 | 1900 | 2050 | [6 empty] | No | #N/A
Specified Imports | SRP | ARLVAL_5_SOLAR | Arlington Valley Solar Energy II |  | 5.08 | 3.81 | 22.86 | 19.05 | 20.32 | 39.37 | 49.53 | 34.29 | 17.78 | 2.54 | 2.54 | 0 | SP. IMPORTS (SUN) | 0 | 1900 | 2050 | [6 empty] | No | CAISO_Solar
Specified Imports | BPAT | BCTSYS_5_PWXDYN | BCTSYS_5_PWXDYN |  | 428 | 428 | 428 | 428 | 428 | 428 | 428 | 428 | 428 | 428 | 428 | 428 | SP. IMPORTS (OTHER OR UNKNOWN) | 0 | 1900 | 2050 | [6 empty] | Yes | CAISO_Imports
Specified Imports | AZPS | BEJNLS_5_BV2SCEDYN | Broadview 2 |  | 23.38 | 20.04 | 46.76 | 41.75 | 41.75 | 55.11 | 38.41 | 35.07 | 25.05 | 13.36 | 20.04 | 21.71 | SP. IMPORTS (WIND) | 0 | 1900 | 2050 | [6 empty] | No | CAISO_Wind
Specified Imports | AZPS | BEKWJS_5_BV1SCEDYN | Broadview 1 |  | 18.2 | 15.6 | 36.4 | 32.5 | 32.5 | 42.9 | 29.9 | 27.3 | 19.5 | 10.4 | 15.6 | 16.9 | SP. IMPORTS (WIND) | 0 | 1900 | 2050 | [6 empty] | No | CAISO_Wind
Specified Imports | IID | CALPSS_6_SOLAR1 | Calipatria Solar Farm |  | 0.8 | 0.6 | 3.6 | 3 | 3.2 | 6.2 | 7.8 | 5.4 | 2.8 | 0.4 | 0.4 | 0 | SP. IMPORTS (SUN) | 0 | 1900 | 2050 | [6 empty] | No | CAISO_Solar
Specified Imports | IID | COLGNS_2_CNSSR1 | ColGreen North Shore |  | 2.99 | 2.24 | 13.46 | 11.22 | 11.97 | 23.19 | 29.17 | 20.2 | 10.47 | 1.5 | 1.5 | 0 | SP. IMPORTS (SUN) | 0 | 1900 | 2050 | [6 empty] | Yes | CAISO_Solar
Specified Imports | AZPS | ELCABO_5_ECWSCEDYN | El Cabo Wind |  | 41.72 | 35.76 | 83.44 | 74.5 | 74.5 | 98.34 | 68.54 | 62.58 | 44.7 | 23.84 | 35.76 | 38.74 | SP. IMPORTS (WIND) | 0 | 1900 | 2050 | [6 empty] | No | CAISO_Wind
Specified Imports | AZPS | GRADYW_5_GDYWD1 | Grady Wind |  | 30.87 | 26.46 | 61.74 | 55.13 | 55.13 | 72.77 | 50.72 | 46.31 | 33.08 | 17.64 | 26.46 | 28.67 | SP. IMPORTS (WIND) | 0 | 1900 | 2050 | [6 empty] | Yes | CAISO_Wind
Specified Imports | WALC | GRIFFI_2_LSPDYN | Griffith Energy |  | 570 | 570 | 570 | 570 | 570 | 570 | 570 | 570 | 570 | 570 | 570 | 570 | SP. IMPORTS (NATURAL GAS) | 0 | 1900 | 2050 | [6 empty] | No | #N/A
Specified Imports | WALC | HOOVER_2_MWDDYN | HOOVER |  | 249 | 249 | 249 | 249 | 249 | 249 | 249 | 249 | 249 | 249 | 249 | 249 | SP. IMPORTS (WATER) | 0 | 1900 | 2050 | [6 empty] | No | #N/A
Specified Imports | WALC | HOOVER_2_VEADYN | HOOVER |  | 16 | 16 | 16 | 16 | 16 | 16 | 16 | 16 | 16 | 16 | 16 | 16 | SP. IMPORTS (WATER) | 0 | 1900 | 2050 | [6 empty] | No | #N/A
Specified Imports | LDWP | INTMNT_3_ANAHEIM | Intermountain Power Project_Anaheim |  | 236 | 236 | 236 | 236 | 236 | 236 | 236 | 236 | 236 | 236 | 236 | 236 | SP. IMPORTS (COAL) | 0 | 1900 | 2050 | [6 empty] | No | CAISO_Coal
Specified Imports | LDWP | INTMNT_3_PASADENA | Intermountain Power Project_Pasadena |  | 107 | 107 | 107 | 107 | 107 | 107 | 107 | 107 | 107 | 107 | 107 | 107 | SP. IMPORTS (COAL) | 0 | 1900 | 2050 | [6 empty] | No | CAISO_Coal
Specified Imports | LDWP | INTMNT_3_RIVERSIDE | IPPDYN |  | 136 | 136 | 136 | 136 | 136 | 136 | 136 | 136 | 136 | 136 | 136 | 136 | SP. IMPORTS (COAL) | 0 | 1900 | 2050 | [6 empty] | No | CAISO_Coal
Specified Imports | LDWP | MAGNLA_6_ANAHEIM | Magnolia Power Plant Anaheim |  | 109 | 109 | 109 | 109 | 109 | 109 | 109 | 109 | 109 | 109 | 109 | 109 | SP. IMPORTS (NATURAL GAS) | 0 | 1900 | 2050 | [6 empty] | No | #N/A
Specified Imports | LDWP | MAGNLA_6_CERRITOS | Magnolia Power Plant Cerritos |  | 12 | 12 | 12 | 12 | 12 | 12 | 12 | 12 | 12 | 12 | 12 | 12 | SP. IMPORTS (NATURAL GAS) | 0 | 1900 | 2050 | [6 empty] | No | #N/A
Specified Imports | LDWP | MAGNLA_6_COLTON | Magnolia Power Project |  | 12 | 12 | 12 | 12 | 12 | 12 | 12 | 12 | 12 | 12 | 12 | 12 | SP. IMPORTS (NATURAL GAS) | 0 | 1900 | 2050 | [6 empty] | No | #N/A
Specified Imports | LDWP | MAGNLA_6_PASADENA | Magnolia Power Plant - PASADENA |  | 18 | 18 | 18 | 18 | 18 | 18 | 18 | 18 | 18 | 18 | 18 | 18 | SP. IMPORTS (NATURAL GAS) | 0 | 1900 | 2050 | [6 empty] | No | #N/A
Specified Imports | BPAT | MALIN_5_BPADYN | MALIN_5_BPADYN |  | 250 | 250 | 250 | 250 | 250 | 250 | 250 | 250 | 250 | 250 | 250 | 250 | SP. IMPORTS (WATER) | 0 | 1900 | 2050 | [6 empty] | Yes | CAISO_Imports
Specified Imports | BPAT | MALIN_5_GCPDDYN | Grant County Hydro Facilities |  | 125 | 125 | 125 | 125 | 125 | 125 | 125 | 125 | 125 | 125 | 125 | 125 | SP. IMPORTS (WATER) | 0 | 1900 | 2050 | [6 empty] | No | CAISO_Hydro
Specified Imports | BPAT | MALIN_5_HERMDYN | MALIN_5_HERMDYN |  | 308 | 308 | 308 | 308 | 308 | 308 | 308 | 308 | 308 | 308 | 308 | 308 | SP. IMPORTS (OTHER OR UNKNOWN) | 0 | 1900 | 2050 | [6 empty] | No | #N/A
Specified Imports | BPAT | MALIN_5_IBERDR | Iberdrola Centroid Sytem Resource |  | 14 | 12 | 28 | 25 | 25 | 33 | 23 | 21 | 15 | 8 | 12 | 13 | SP. IMPORTS (WIND) | 0 | 1900 | 2050 | [6 empty] | No | CAISO_Wind
Specified Imports | BPAT | MALIN_5_INHRED | CSF Columbia Gorge |  | 7 | 6 | 14 | 12.5 | 12.5 | 16.5 | 11.5 | 10.5 | 7.5 | 4 | 6 | 6.5 | SP. IMPORTS (WIND) | 0 | 1900 | 2050 | [6 empty] | No | CAISO_Wind
Specified Imports | BPAT | MALIN_5_INHRPG | BIGLOW CANYON |  | 7 | 6 | 14 | 12.5 | 12.5 | 16.5 | 11.5 | 10.5 | 7.5 | 4 | 6 | 6.5 | SP. IMPORTS (WIND) | 0 | 1900 | 2050 | [6 empty] | No | CAISO_Wind
Specified Imports | IID | MIDWY3_2_MDSSR1 | Midway South Solar Farm |  | 0.8 | 0.6 | 3.6 | 3 | 3.2 | 6.2 | 7.8 | 5.4 | 2.8 | 0.4 | 0.4 | 0 | SP. IMPORTS (SUN) | 0 | 1900 | 2050 | [6 empty] | No | IID_Solar
Specified Imports | IID | MIDWYS_2_MIDSL1 | Midway Solar Farm |  | 2 | 1.5 | 9 | 7.5 | 8 | 15.5 | 19.5 | 13.5 | 7 | 1 | 1 | 0 | SP. IMPORTS (SUN) | 0 | 1900 | 2050 | [6 empty] | No | IID_Solar
Specified Imports | LDWP | MILFRD_7_PASADENA | Milford I |  | 0.7 | 0.6 | 1.4 | 1.25 | 1.25 | 1.65 | 1.15 | 1.05 | 0.75 | 0.4 | 0.6 | 0.65 | SP. IMPORTS (WIND) | 0 | 1900 | 2050 | [6 empty] | No | CAISO_Wind
Specified Imports | SRP | MSQUIT_5_SERDYN | MSQUIT_5_SERDYN |  | 625 | 625 | 625 | 625 | 625 | 625 | 625 | 625 | 625 | 625 | 625 | 625 | SP. IMPORTS (NATURAL GAS) | 0 | 1900 | 2050 | [6 empty] | No | #N/A
Specified Imports | AZPS | NGILAA_5_SDGDYN | NGILAA_5_SDGDYN |  | 57 | 57 | 57 | 57 | 57 | 57 | 57 | 57 | 57 | 57 | 57 | 57 | SP. IMPORTS (OTHER OR UNKNOWN) | 0 | 1900 | 2050 | [6 empty] | No | #N/A
Specified Imports | SRP | PVERDE_5_SCEDYN | PVERDE_5_SCEDYN |  | 635 | 635 | 635 | 635 | 635 | 635 | 635 | 635 | 635 | 635 | 635 | 635 | SP. IMPORTS (URANIUM) | 0 | 1900 | 2050 | [6 empty] | Yes | CAISO_Nuclear
Specified Imports | IID | RAMON_2_SCEDYN | RAMON_2_SCEDYN |  | 106.18 | 106.18 | 106.18 | 106.18 | 106.18 | 106.18 | 106.18 | 106.18 | 106.18 | 106.18 | 106.18 | 106.18 | SP. IMPORTS (GEOTHERMAL) | 0 | 1900 | 2050 | [6 empty] | No | #N/A
Specified Imports | BANCSMUD | RANCHO_2_SMUDSYSDYN | SMUD Regulation Market |  | 124 | 124 | 124 | 124 | 124 | 124 | 124 | 124 | 124 | 124 | 124 | 124 | SP. IMPORTS (OTHER OR UNKNOWN) | 0 | 1900 | 2050 | [6 empty] | No | #N/A
Specified Imports | WALC | SCEHOV_2_HOOVER | SCEHOV_2_HOOVER |  | 287.01 | 287.01 | 287.01 | 287.01 | 287.01 | 287.01 | 287.01 | 287.01 | 287.01 | 287.01 | 287.01 | 287.01 | SP. IMPORTS (WATER) | 0 | 1900 | 2050 | [6 empty] | Yes | CAISO_Hydro
Specified Imports | IID | SNORA_2_SNRSLR | SG Sorrento |  | 2 | 1.5 | 9 | 7.5 | 8 | 15.5 | 19.5 | 13.5 | 7 | 1 | 1 | 0 | SP. IMPORTS (OTHER OR UNKNOWN) | 0 | 1900 | 2050 | [6 empty] | Yes | CAISO_Solar
Specified Imports | WALC | SPOINT_2_MEADDYN | SPOINT_2_MEADDYN |  | 325 | 325 | 325 | 325 | 325 | 325 | 325 | 325 | 325 | 325 | 325 | 325 | SP. IMPORTS (NATURAL GAS) | 0 | 1900 | 2050 | [6 empty] | No | #N/A
Specified Imports | WALC | SPOINT_2_PARKERDYN | Southpoint Energy Center |  | 200 | 200 | 200 | 200 | 200 | 200 | 200 | 200 | 200 | 200 | 200 | 200 | SP. IMPORTS (NATURAL GAS) | 0 | 1900 | 2050 | [6 empty] | No | #N/A
Specified Imports | AZPS | SUNSTR_5_SS1SCEDYN | Sunstream Solar 1 |  | 6 | 4.5 | 27 | 22.5 | 24 | 46.5 | 58.5 | 40.5 | 21 | 3 | 3 | 0 | SP. IMPORTS (SUN) | 0 | 1900 | 2050 | [6 empty] | No | CAISO_Solar
Specified Imports | BANCWAMI | SUTTER_2_CISO | Sutter Power Plant Pseudo-CISO |  | 275 | 275 | 275 | 275 | 275 | 275 | 275 | 275 | 275 | 275 | 275 | 275 | SP. IMPORTS (NATURAL GAS) |  | 1900 | 2050 | [6 empty] | No | #N/A
Specified Imports | IID | TITANS_2_TTSSR1 | Titan Solar 1 Pseudo |  | 2.8 | 2.1 | 12.6 | 10.5 | 11.2 | 21.7 | 27.3 | 18.9 | 9.8 | 1.4 | 1.4 | 0 | SP. IMPORTS (SUN) |  | 1900 | 2050 | [6 empty] | Yes | CAISO_Solar
Specified Imports | WALC | WHITEH_2_MEADDYN1 | White Hills A |  | 7 | 6 | 14 | 12.5 | 12.5 | 16.5 | 11.5 | 10.5 | 7.5 | 4 | 6 | 6.5 | SP. IMPORTS (WIND) |  | 1900 | 2050 | [6 empty] | Yes | CAISO_Wind
Specified Imports | WALC | WHITEH_2_MEADDYN2 | White Hills B |  | 42 | 36 | 84 | 75 | 75 | 99 | 69 | 63 | 45 | 24 | 36 | 39 | SP. IMPORTS (WIND) |  | 1900 | 2050 | [6 empty] | Yes | CAISO_Wind
Specified Imports | BANCWAMI | WSNR_2_CVPDYN | Central Valley 1 |  | 10 | 10 | 10 | 10 | 10 | 10 | 10 | 10 | 10 | 10 | 10 | 10 | SP. IMPORTS (WATER) | 0 | 1900 | 2050 | [6 empty] | No | CAISO_Hydro
Specified Imports | BANCWAMI | WSNR_2_TESLADYN | Central Valley Tesla |  | 10 | 10 | 10 | 10 | 10 | 10 | 10 | 10 | 10 | 10 | 10 | 10 | SP. IMPORTS (WATER) | 0 | 1900 | 2050 | [6 empty] | No | CAISO_Hydro
Specified Imports | BANCWAMI | WSNR_5_TRCYDYN | Central Valley Tracy |  | 10 | 10 | 10 | 10 | 10 | 10 | 10 | 10 | 10 | 10 | 10 | 10 | SP. IMPORTS (WATER) | 0 | 1900 | 2050 | [6 empty] | No | CAISO_Hydro

## 2021 Specified Imports
This tab contains all of the specified imports listed on the CAISO Master Control Area Generating Capability List. They may be shown for resource adequacy with an accompanying maximum import capability (MIC) allocation for the associated scheduling branch group.
Resource ID | Generator Name | BAA ID | JAN | FEB | MAR | APR | MAY | JUN | JUL | AUG | SEP | OCT | NOV | DEC | Gen_List Resource Type
AGCANA_X_HOOVER | Hoover Power Plant | WALC | 40 | 40 | 40 | 40 | 40 | 40 | 40 | 40 | 40 | 40 | 40 | 40 | CAISO_Hydro
ALHMBR_1_ALHSLR | SG Alhambra | IID | 2 | 1.5 | 9 | 7.5 | 8 | 15.5 | 19.5 | 13.5 | 7 | 1 | 1 | 0 | CAISO_Solar
ANZA_6_SOLAR1 | Seville Solar One | IID | 0.8 | 0.6 | 3.6 | 3 | 3.2 | 6.2 | 7.8 | 5.4 | 2.8 | 0.4 | 0.4 | 0 | CAISO_Solar
ARKANS_1_ARKSLR | SG Arkansas | IID | 2 | 1.5 | 9 | 7.5 | 8 | 15.5 | 19.5 | 13.5 | 7 | 1 | 1 | 0 | CAISO_Solar
ARLINT_5_SCEDYN | Arlington Valley CC | AZPS | 565 | 565 | 565 | 565 | 565 | 565 | 565 | 565 | 565 | 565 | 565 | 565 | #N/A
ARLVAL_5_SOLAR | Arlington Valley Solar Energy II | SRP | 5.08 | 3.81 | 22.86 | 19.05 | 20.32 | 39.37 | 49.53 | 34.29 | 17.78 | 2.54 | 2.54 | 0 | CAISO_Solar
BCTSYS_5_PWXDYN | BCTSYS_5_PWXDYN | BPAT | 428 | 428 | 428 | 428 | 428 | 428 | 428 | 428 | 428 | 428 | 428 | 428 | CAISO_Imports
BEJNLS_5_BV2SCEDYN | Broadview 2 | AZPS | 23.38 | 20.04 | 46.76 | 41.75 | 41.75 | 55.11 | 38.41 | 35.07 | 25.05 | 13.36 | 20.04 | 21.71 | CAISO_Wind
BEKWJS_5_BV1SCEDYN | Broadview 1 | AZPS | 18.2 | 15.6 | 36.4 | 32.5 | 32.5 | 42.9 | 29.9 | 27.3 | 19.5 | 10.4 | 15.6 | 16.9 | CAISO_Wind
CALPSS_6_SOLAR1 | Calipatria Solar Farm | IID | 0.8 | 0.6 | 3.6 | 3 | 3.2 | 6.2 | 7.8 | 5.4 | 2.8 | 0.4 | 0.4 | 0 | CAISO_Solar
COLGNS_2_CNSSR1 | ColGreen North Shore | IID | 2.99 | 2.24 | 13.46 | 11.22 | 11.97 | 23.19 | 29.17 | 20.2 | 10.47 | 1.5 | 1.5 | 0 | CAISO_Solar
ELCABO_5_ECWSCEDYN | El Cabo Wind | AZPS | 41.72 | 35.76 | 83.44 | 74.5 | 74.5 | 98.34 | 68.54 | 62.58 | 44.7 | 23.84 | 35.76 | 38.74 | CAISO_Wind
GRADYW_5_GDYWD1 | Grady Wind | AZPS | 30.87 | 26.46 | 61.74 | 55.13 | 55.13 | 72.77 | 50.72 | 46.31 | 33.08 | 17.64 | 26.46 | 28.67 | CAISO_Wind
GRIFFI_2_LSPDYN | Griffith Energy | WALC | 570 | 570 | 570 | 570 | 570 | 570 | 570 | 570 | 570 | 570 | 570 | 570 | #N/A
HOOVER_2_MWDDYN | HOOVER | WALC | 249 | 249 | 249 | 249 | 249 | 249 | 249 | 249 | 249 | 249 | 249 | 249 | #N/A
HOOVER_2_VEADYN | HOOVER | WALC | 16 | 16 | 16 | 16 | 16 | 16 | 16 | 16 | 16 | 16 | 16 | 16 | #N/A
INTMNT_3_ANAHEIM | Intermountain Power Project_Anaheim | LDWP | 236 | 236 | 236 | 236 | 236 | 236 | 236 | 236 | 236 | 236 | 236 | 236 | CAISO_Coal
INTMNT_3_PASADENA | Intermountain Power Project_Pasadena | LDWP | 107 | 107 | 107 | 107 | 107 | 107 | 107 | 107 | 107 | 107 | 107 | 107 | CAISO_Coal
INTMNT_3_RIVERSIDE | IPPDYN | LDWP | 136 | 136 | 136 | 136 | 136 | 136 | 136 | 136 | 136 | 136 | 136 | 136 | CAISO_Coal
MAGNLA_6_ANAHEIM | Magnolia Power Plant Anaheim | LDWP | 109 | 109 | 109 | 109 | 109 | 109 | 109 | 109 | 109 | 109 | 109 | 109 | #N/A
MAGNLA_6_CERRITOS | Magnolia Power Plant Cerritos | LDWP | 12 | 12 | 12 | 12 | 12 | 12 | 12 | 12 | 12 | 12 | 12 | 12 | #N/A
MAGNLA_6_COLTON | Magnolia Power Project | LDWP | 12 | 12 | 12 | 12 | 12 | 12 | 12 | 12 | 12 | 12 | 12 | 12 | #N/A
MAGNLA_6_PASADENA | Magnolia Power Plant - PASADENA | LDWP | 18 | 18 | 18 | 18 | 18 | 18 | 18 | 18 | 18 | 18 | 18 | 18 | #N/A
MALIN_5_BPADYN | MALIN_5_BPADYN | BPAT | 250 | 250 | 250 | 250 | 250 | 250 | 250 | 250 | 250 | 250 | 250 | 250 | CAISO_Imports
MALIN_5_GCPDDYN | Grant County Hydro Facilities | BPAT | 125 | 125 | 125 | 125 | 125 | 125 | 125 | 125 | 125 | 125 | 125 | 125 | CAISO_Hydro
MALIN_5_HERMDYN | MALIN_5_HERMDYN | BPAT | 308 | 308 | 308 | 308 | 308 | 308 | 308 | 308 | 308 | 308 | 308 | 308 | #N/A
MALIN_5_IBERDR | Iberdrola Centroid Sytem Resource | BPAT | 14 | 12 | 28 | 25 | 25 | 33 | 23 | 21 | 15 | 8 | 12 | 13 | CAISO_Wind
MALIN_5_INHRED | CSF Columbia Gorge | BPAT | 7 | 6 | 14 | 12.5 | 12.5 | 16.5 | 11.5 | 10.5 | 7.5 | 4 | 6 | 6.5 | CAISO_Wind
MALIN_5_INHRPG | BIGLOW CANYON | BPAT | 7 | 6 | 14 | 12.5 | 12.5 | 16.5 | 11.5 | 10.5 | 7.5 | 4 | 6 | 6.5 | CAISO_Wind
MIDWY3_2_MDSSR1 | Midway South Solar Farm | IID | 0.8 | 0.6 | 3.6 | 3 | 3.2 | 6.2 | 7.8 | 5.4 | 2.8 | 0.4 | 0.4 | 0 | IID_Solar
MIDWYS_2_MIDSL1 | Midway Solar Farm | IID | 2 | 1.5 | 9 | 7.5 | 8 | 15.5 | 19.5 | 13.5 | 7 | 1 | 1 | 0 | IID_Solar
MILFRD_7_PASADENA | Milford I | LDWP | 0.7 | 0.6 | 1.4 | 1.25 | 1.25 | 1.65 | 1.15 | 1.05 | 0.75 | 0.4 | 0.6 | 0.65 | CAISO_Wind
MSQUIT_5_SERDYN | MSQUIT_5_SERDYN | SRP | 625 | 625 | 625 | 625 | 625 | 625 | 625 | 625 | 625 | 625 | 625 | 625 | #N/A
NGILAA_5_SDGDYN | NGILAA_5_SDGDYN | AZPS | 57 | 57 | 57 | 57 | 57 | 57 | 57 | 57 | 57 | 57 | 57 | 57 | #N/A
PVERDE_5_SCEDYN | PVERDE_5_SCEDYN | SRP | 635 | 635 | 635 | 635 | 635 | 635 | 635 | 635 | 635 | 635 | 635 | 635 | CAISO_Nuclear
RAMON_2_SCEDYN | RAMON_2_SCEDYN | IID | 106.18 | 106.18 | 106.18 | 106.18 | 106.18 | 106.18 | 106.18 | 106.18 | 106.18 | 106.18 | 106.18 | 106.18 | #N/A
RANCHO_2_SMUDSYSDYN | SMUD Regulation Market | BANCSMUD | 124 | 124 | 124 | 124 | 124 | 124 | 124 | 124 | 124 | 124 | 124 | 124 | #N/A
SCEHOV_2_HOOVER | SCEHOV_2_HOOVER | WALC | 287.01 | 287.01 | 287.01 | 287.01 | 287.01 | 287.01 | 287.01 | 287.01 | 287.01 | 287.01 | 287.01 | 287.01 | CAISO_Hydro
SNORA_2_SNRSLR | SG Sorrento | IID | 2 | 1.5 | 9 | 7.5 | 8 | 15.5 | 19.5 | 13.5 | 7 | 1 | 1 | 0 | CAISO_Solar
SPOINT_2_MEADDYN | SPOINT_2_MEADDYN | WALC | 325 | 325 | 325 | 325 | 325 | 325 | 325 | 325 | 325 | 325 | 325 | 325 | #N/A
SPOINT_2_PARKERDYN | Southpoint Energy Center | WALC | 200 | 200 | 200 | 200 | 200 | 200 | 200 | 200 | 200 | 200 | 200 | 200 | #N/A
SUNSTR_5_SS1SCEDYN | Sunstream Solar 1 | AZPS | 6 | 4.5 | 27 | 22.5 | 24 | 46.5 | 58.5 | 40.5 | 21 | 3 | 3 | 0 | CAISO_Solar
SUTTER_2_CISO | Sutter Power Plant Pseudo-CISO | BANCWAMI | 275 | 275 | 275 | 275 | 275 | 275 | 275 | 275 | 275 | 275 | 275 | 275 | #N/A
TITANS_2_TTSSR1 | Titan Solar 1 Pseudo | IID | 2.8 | 2.1 | 12.6 | 10.5 | 11.2 | 21.7 | 27.3 | 18.9 | 9.8 | 1.4 | 1.4 | 0 | CAISO_Solar
WHITEH_2_MEADDYN1 | White Hills A | WALC | 7 | 6 | 14 | 12.5 | 12.5 | 16.5 | 11.5 | 10.5 | 7.5 | 4 | 6 | 6.5 | CAISO_Wind
WHITEH_2_MEADDYN2 | White Hills B | WALC | 42 | 36 | 84 | 75 | 75 | 99 | 69 | 63 | 45 | 24 | 36 | 39 | CAISO_Wind
WSNR_2_CVPDYN | Central Valley 1 | BANCWAMI | 10 | 10 | 10 | 10 | 10 | 10 | 10 | 10 | 10 | 10 | 10 | 10 | CAISO_Hydro
WSNR_2_TESLADYN | Central Valley Tesla | BANCWAMI | 10 | 10 | 10 | 10 | 10 | 10 | 10 | 10 | 10 | 10 | 10 | 10 | CAISO_Hydro
WSNR_5_TRCYDYN | Central Valley Tracy | BANCWAMI | 10 | 10 | 10 | 10 | 10 | 10 | 10 | 10 | 10 | 10 | 10 | 10 | CAISO_Hydro
[10 empty] | Aug | Sept
NQC LIST TOTAL SPECIFIED IMPORTS | [9 empty] | 6317.09 | 6146.22
Imports | Unspecified | [8 empty] | 5000 | 5000
Specified Imports | Total | [8 empty] | 1981.01 | 1981.01
Specified Imports | Hoover | [8 empty] | 592.01 | 592.01
Specified Imports | Palo Verde | [8 empty] | 635 | 635
Specified Imports | IPP | [8 empty] | 479 | 479
Specified Imports | Sutter | [8 empty] | 275 | 275
Specified Imports in RESOLVE | [9 empty] | 608 | 608
| CAISO_Solar | [8 empty] | 165.19 | 165.19
| CAISO_Wind | [8 empty] | 287.81 | 287.81
| CAISO_Hydro | [8 empty] | 155 | 155

## 2021 Other
Resources on this tab have not yet declared COD. NQC values for resources listed on this tab are not final and are subject to change based on the status of transmission upgrades, Unit Capability at time of COD, and declaration of COD. Month ahead NQC may be decreased per actual Pmax test.
Resource ID | Area_Name | Generator Name | Jan | Feb | Mar | Apr | May | Jun | Jul | Aug | Sep | Oct | Nov | Dec | Path 26 | Deliverability | Dispatchability | Comment
ALMASL_2_GS1SR1 | CAISO System | Almasol Generation Station 1 | 5 | 3.75 | 22.5 | 18.75 | 20 | 38.75 | 48.75 | 33.75 | 17.5 | 2.5 | 2.5 | 0 | South | ID to 100% |  | Waiting for WOD upgrade
ALMASL_2_GS4SR4 | CAISO System | Almasol Generation Station 4 | 4 | 3 | 18 | 15 | 16 | 31 | 39 | 27 | 14 | 2 | 2 | 0 | South | ID to 100% |  | Waiting for WOD upgrade
BLKCRK_2_GMCBT1 | CAISO system | Genessis McCoy Energy Storage | - | - | - | - | - | - | - | - | - | 230 | 230 | 230 | South | FC |  | BLKCRK_2_SOLAR1 will become EO when BESS becomes FC. BLKCRK_2_SOLAR1 monthly values already pre-adjusted to 0% for Aug-Dec.
CABALO_2_M2WSR2 | Fresno | Mustang 2 Whirlaway Solar | - | - | - | - | - | - | - | - | - | - | - | - | North | ID to 100% |  | C7: Waiting for Bellota-Warnerville 230 kV reconductoring and possibly other
CONTRL_1_CASAD2 | CAISO System | Mammoth Lakes G2 | - | - | - | - | - | - | - | - | - | - | - | - | South | FC |  | QF conversion from CONTRL_1_QF; Anticipated Pmax=15.
DRACKR_2_DSUBT2 | CAISO system | Dracker Solar Unit 2 BESS | - | - | - | - | - | - | - | - | - | - | - | - | South | FC |  | DRACKR_2_SOLAR2 will become EO when BESS becomes FC. DRACKR_2_SOLAR2 monthly values already pre-adjusted to 0% for May-Dec.
DRACKR_2_DSUBT3 | CAISO system | Dracker Solar Unit 3 BESS | - | - | - | - | - | - | - | - | - | - | - | - | South | FC |  | DRACKR_2_DS3SR3 will become EO when BESS becomes FC. DRACKR_2_DS3SR3 monthly values already pre-adjusted to 0% for Aug-Dec.
DSRTHV_2_DH1SR1 | CAISO System | Desert Harvest | 3.2 | 2.4 | 14.4 | 12 | 12.8 | 24.8 | 31.2 | 21.6 | 11.2 | 1.6 | 1.6 | 0 | South | ID to 100% |  | Waiting for WOD upgrade, Red Bluff 500/230kV bank No. 2 and ELM upgrade.
DSRTHV_2_DH2BT1 | CAISO System | Desert Harvest BESS | 35 | 35 | 35 | 35 | 35 | 35 | 35 | 35 | 35 | 35 | 35 | 35 | South | ID to 35 MW |  | Waiting for WOD upgrade, Red Bluff 500/230kV bank No. 2 and ELM upgrade.
DSRTHV_2_DH2SR2 | CAISO System | Desert Harvest 2 | 2.8 | 2.1 | 12.6 | 10.5 | 11.2 | 21.7 | 27.3 | 18.9 | 9.8 | 1.4 | 1.4 | 0 | South | ID to 100% |  | Waiting for WOD upgrade, Red Bluff 500/230kV bank No. 2 and ELM upgrade.
ESNHWR_2_WC1BT1 | LA Basin | Wildcat I Energy Storage | 1.5 | 1.5 | 1.5 | 1.5 | 1.5 | 1.5 | 1.5 | 1.5 | 1.5 | 1.5 | 1.5 | 1.5 | South | ID to 100% |  | Waiting for WOD upgrades and Mesa loop-in upgrade
GATEWY_2_GESBT1 | San Diego-IV | Gateway Energy Storage | 250 | 250 | 250 | 250 | 250 | 250 | 250 | 250 | 250 | 250 | 250 | 250 | South | ID to 100% |  | C8: Waiting for: Remedial Action Scheme
JAVASR_1_JAVSR1 | Fresno | Java Solar | - | - | - | - | - | - | - | - | - | - | - | - | North | ID to 100% |  | C6: Waiting for Bellota-Warnerville 230 kV reconductoring and possibly other
JOHANN_2_JOSBT1 | LA Basin | Johanna Storage 1 | 10 | 10 | 10 | 10 | 10 | 10 | 10 | 10 | 10 | 10 | 10 | 10 | South | FC
JOHANN_2_JOSBT2 | LA Basin | Johanna Storage 2 | 10 | 10 | 10 | 10 | 10 | 10 | 10 | 10 | 10 | 10 | 10 | 10 | South | FC
LNCSTR_6_SOLAR2 | Big Creek-Ventura | SEPV Sierra | 0.34 | 0.26 | 1.53 | 1.28 | 1.38 | 2.64 | 3.32 | 2.3 | 1.19 | 0.17 | 0.17 | 0 | South | FC |  | Hybrid - However Solar is FCDS and BESS is EO
LTBEAR_1_LB3SR3 | Fresno | Little Bear Solar 3 | 0.8 | 0.6 | 3.6 | 3 | 3.2 | 6.2 | 7.8 | 5.4 | 2.8 | 0.4 | 0.4 | 0 | North | ID to 100% |  | C7: Waiting for Bellota-Warnerville 230 kV reconductoring, Wilson - Le Grand 115 kV line reconductoring and possibly other
LTBEAR_1_LB3SR4 | Fresno | Little Bear Solar 4 | 2 | 1.5 | 9 | 7.5 | 8 | 15.5 | 19.5 | 13.5 | 7 | 1 | 1 | 0 | North | ID to 100% |  | C8: Waiting for Bellota-Warnerville 230 kV reconductoring, Wilson - Le Grand 115 kV line reconductoring and possibly other
LTBEAR_1_LB3SR5 | Fresno | Little Bear Solar 5 | 2 | 1.5 | 9 | 7.5 | 8 | 15.5 | 19.5 | 13.5 | 7 | 1 | 1 | 0 | North | ID to 100% |  | C8: Waiting for Bellota-Warnerville 230 kV reconductoring, Wilson - Le Grand 115 kV line reconductoring and possibly other
LTBERA_1_LB1SR1 | Fresno | Little Bear Solar 1 | 1.6 | 1.2 | 7.2 | 6 | 6.4 | 12.4 | 15.6 | 10.8 | 5.6 | 0.8 | 0.8 | 0 | North | ID to 100% |  | C7: Waiting for Bellota-Warnerville 230 kV reconductoring, Wilson - Le Grand 115 kV line reconductoring and possibly other
MOORPK_2_ACOBT1 | Big Creek-Ventura | Acorn I Energy Storage | 1 | 1 | 1 | 1 | 1 | 1 | 1 | 1 | 1 | 1 | 1 | 1 | South | ID to 100% |  | Waiting for Moorpark - Pardee 220 kV No. 4
RTEDDY_2_SC1SR3 | CAISO System | Rosamont West Solar Clean | - | - | - | - | - | - | - | - | - | - | - | - | South | FC
RTEDDY_2_SEBSR3 | CAISO System | Rosamont West East Bay 3 | - | - | - | - | - | - | - | - | - | - | - | - | South | FC
RTEDDY_2_SEBSR4 | CAISO System | Rosamont West East Bay 4 | - | - | - | - | - | - | - | - | - | - | - | - | South | FC
RTEDDY_2_SPASR4 | CAISO System | Rosamont West Solar Palo Alto | - | - | - | - | - | - | - | - | - | - | - | - | South | FC
RTEDDY_2_SRXSR4 | CAISO System | Rosamont West Solar Rosie X | - | - | - | - | - | - | - | - | - | - | - | - | South | FC
SONOMA_1_PN5SR1 | NCNB | Pond 5 | 0 | 0 | 0 | 0 | 0 | 0 | 0 | 0 | 0 | 0 | 0 | 0 | North | EO
TBD | CAISO System | NEE Blythe Solar Unit 2 | - | - | - | - | - | - | - | - | - | - | - | - | South | FC
TBD | Fresno | 2275 Hattesen | 0 | 0 | 0 | 0 | 0 | 0 | 0 | 0 | 0 | 0 | 0 | 0 | North | EO
TBD | CAISO System | Maricopa West Solar 2 | 0 | 0 | 0 | 0 | 0 | 0 | 0 | 0 | 0 | 0 | 0 | 0 | North | EO
TBD | CAISO System | SR Solis Oro Loma Teresina Solar Project A | 0 | 0 | 0 | 0 | 0 | 0 | 0 | 0 | 0 | 0 | 0 | 0 | North | EO
TBD | CAISO System | SR Solis Oro Loma Teresina Solar Project B | 0 | 0 | 0 | 0 | 0 | 0 | 0 | 0 | 0 | 0 | 0 | 0 | North | EO
TBD | CAISO System | 2245 Gentry | 0 | 0 | 0 | 0 | 0 | 0 | 0 | 0 | 0 | 0 | 0 | 0 | North | EO
TBD | CAISO System | Eagle Solar | 0 | 0 | 0 | 0 | 0 | 0 | 0 | 0 | 0 | 0 | 0 | 0 | North | EO
TBD | CAISO System | Golden Hills Storage | - | - | - | - | - | - | - | - | - | - | - | - | North | FC
TBD | CAISO System | RE Gaskell West 3 | - | - | - | - | - | - | - | - | - | - | - | - | South | FC
TBD | CAISO System | RE Gaskell West 4 | - | - | - | - | - | - | - | - | - | - | - | - | South | FC
TBD | CAISO System | RE Gaskell West 5 | - | - | - | - | - | - | - | - | - | - | - | - | South | FC
TBD | Fresno | Van Der Kooi Dairy Digester | 0 | 0 | 0 | 0 | 0 | 0 | 0 | 0 | 0 | 0 | 0 | 0 | North | EO
TBD | Fresno | Verwey-Hanford Dairy Digester Genset #2 | 0 | 0 | 0 | 0 | 0 | 0 | 0 | 0 | 0 | 0 | 0 | 0 | North | EO
TBD | Fresno | Verwey-Hanford Dairy Digester III | 0 | 0 | 0 | 0 | 0 | 0 | 0 | 0 | 0 | 0 | 0 | 0 | North | EO
TBD | Fresno | Verwey Madera Dairy Digester Genset #2 | 0 | 0 | 0 | 0 | 0 | 0 | 0 | 0 | 0 | 0 | 0 | 0 | North | EO
TBD | NCNB | Napa Recycling Biomass Plant | 0 | 0 | 0 | 0 | 0 | 0 | 0 | 0 | 0 | 0 | 0 | 0 | North | EO
TBD | Fresno | David Tevelde Dairy Digester | 0 | 0 | 0 | 0 | 0 | 0 | 0 | 0 | 0 | 0 | 0 | 0 | North | EO
TBD | CAISO System | Dracker Solar Unit 4 | - | - | - | - | - | - | - | - | - | - | - | - | South | FC |  | Deliverability status could be EO, PC or FC depending on deliverability assignment among units 2, 3 and 4.
TBD | CAISO System | Avalon Dairy Digester | 0 | 0 | 0 | 0 | 0 | 0 | 0 | 0 | 0 | 0 | 0 | 0 | North | EO
TBD | Fresno | Chowchilla Dairy Power | 0 | 0 | 0 | 0 | 0 | 0 | 0 | 0 | 0 | 0 | 0 | 0 | North | EO
TBD | Fresno | RuAnn Dairy Digester | 0 | 0 | 0 | 0 | 0 | 0 | 0 | 0 | 0 | 0 | 0 | 0 | North | EO
TBD | Sierra | Lisa Boone Harris | 0 | 0 | 0 | 0 | 0 | 0 | 0 | 0 | 0 | 0 | 0 | 0 | North | EO
TBD | Fresno | Lone Oak Dairy Digester | 0 | 0 | 0 | 0 | 0 | 0 | 0 | 0 | 0 | 0 | 0 | 0 | North | EO
TBD | Fresno | WCW Generator 1 | 0 | 0 | 0 | 0 | 0 | 0 | 0 | 0 | 0 | 0 | 0 | 0 | North | EO
TBD |  | Blue Mountain Electric Company | - | - | - | - | - | - | - | - | - | - | - | - |  |  |  | Unknown resource ID, Queue and/ or WDAT number
TBD | Bay Area | Hummingbird Energy Storage | - | - | - | - | - | - | - | - | - | - | - | - | North | ID to 100% |  | C11: Waiting for RNUs and DNUs per LGIA.
TBD | Bay Area | Elkhorn Energy Storage | - | - | - | - | - | - | - | - | - | 182.5 | 182.5 | 182.5 | North | ID to 100% |  | C10: Waiting for RNUs and DNUs per LGIA.
TBD | LA Basin | Organic Energy Solutions | 0 | 0 | 0 | 0 | 0 | 0 | 0 | 0 | 0 | 0 | 0 | 0 | South | EO
TBD | Big Creek-Ventura | Antelope DSR 3 | - | - | - | - | - | - | - | - | - | - | - | - | South | FC
TBD | Big Creek-Ventura | Santa Barbara County Public Works Department | 0 | 0 | 0 | 0 | 0 | 0 | 0 | 0 | 0 | 0 | 0 | 0 | South | EO
TBD | CAISO System | Avalon Hybrid | - | - | - | - | - | - | - | - | - | - | - | - | South | FC
TBD | CAISO System | CalCity Solar I | 0 | 0 | 0 | 0 | 0 | 0 | 0 | 0 | 0 | 0 | 0 | 0 | South | EO
TBD | LA Basin | Stanton Energy Reliability Center, LLC | - | - | - | - | - | - | - | - | - | - | - | - | South | FC
TBD | LA Basin | Stanton Energy Reliability Center, LLC | - | - | - | - | - | - | - | - | - | - | - | - | South | FC
TBD | LA Basin | Orange County Energy Storage 1 LLC | - | - | - | - | - | - | - | - | - | - | - | - | South |  |  | Unknown resource ID, Queue and/ or WDAT number
TBD | LA Basin | Orange County Energy Storage 2 LLC | - | - | - | - | - | - | - | - | - | - | - | - | South |  |  | Unknown resource ID, Queue and/ or WDAT number
TBD | LA Basin | Orange County Energy Storage 3 LLC | - | - | - | - | - | - | - | - | - | - | - | - | South |  |  | Unknown resource ID, Queue and/ or WDAT number
TBD |  | AltaGas Power Holdings (U.S.) Inc. | - | - | - | - | - | - | - | - | - | - | - | - |  |  |  | Unknown resource ID, Queue and/ or WDAT number
TBD |  | Orni 34 LLC | - | - | - | - | - | - | - | - | - | - | - | - |  |  |  | Unknown resource ID, Queue and/ or WDAT number
TBD |  | Strata Saticoy, LLC | - | - | - | - | - | - | - | - | - | - | - | - |  |  |  | Unknown resource ID, Queue and/ or WDAT number
TBD |  | The Procter & Gamble Paper Products Company | - | - | - | - | - | - | - | - | - | - | - | - |  |  |  | Unknown resource ID, Queue and/ or WDAT number
TBD | CAISO System | Victorville Energy Center | 0 | 0 | 0 | 0 | 0 | 0 | 0 | 0 | 0 | 0 | 0 | 0 | South | EO
TBD | CAISO System | Strauss Wind Energy | - | - | - | - | - | - | - | - | - | - | - | - | North | FC
TBD | Fresno | American Kings Solar | - | - | - | - | - | - | - | - | - | - | - | - | North | FC
TBD | Fresno | Slate | - | - | - | - | - | - | - | - | - | - | - | - | North | ID to 100% |  | C8: Waiting for Bellota-Warnerville 230 kV reconductoring and possibly other (PV: 50.50 MW, ESS: 0.00 MW)
TBD | Fresno | Slate 2 | - | - | - | - | - | - | - | - | - | - | - | - | North | ID to 100% |  | Hybrid - C8: Waiting for Bellota-Warnerville 230 kV reconductoring and possibly other (PV: 93.00 MW, ESS: 46.50 MW)
TBD | Fresno | Slate 3 | - | - | - | - | - | - | - | - | - | - | - | - | North | ID to 100% |  | Hybrid - C8: Waiting for Bellota-Warnerville 230 kV reconductoring and possibly other (PV: 67.50 MW, ESS: 33.75 MW)
TBD | CAISO System | Sun Streams Solar 2 | - | - | - | - | - | - | - | - | - | - | - | - | South | ID to 100% |  | Waiting for Desert Area upgrades.
TBD | San Diego-IV | Valley Center Renewable | 0 | 0 | 0 | 0 | 0 | 0 | 0 | 0 | 0 | 0 | 0 | 0 | South | ID to 0% |  | Not included in the 2021 NQC study due to COD.
TBD | CAISO System | Aquamarine Westside | - | - | - | - | - | - | - | - | - | - | - | - | North | ID to 100% |  | C8: Waiting for RNUs and DNUs per LGIA.
TBD | CAISO System | Maverick 6 (Almasol Generating Station 6) | 0 | 0 | 0 | 0 | 0 | 0 | 0 | 0 | 0 | 0 | 0 | 0 | South | ID to 0% |  | Hybrid - Waiting for WOD upgrade; Not included in the 2021 NQC study due to COD.
TBD | CAISO System | Maverick 7 (Almasol Generation Station 7) | 0 | 0 | 0 | 0 | 0 | 0 | 0 | 0 | 0 | 0 | 0 | 0 | South | ID to 0% |  | Hybrid - Waiting for WOD upgrade; Not included in the 2021 NQC study due to COD.
TBD | CAISO System | Maverick 8 (Almasol Generation Station 8) | 0 | 0 | 0 | 0 | 0 | 0 | 0 | 0 | 0 | 0 | 0 | 0 | South | ID to 0% |  | Hybrid - Waiting for WOD upgrade; Not included in the 2021 NQC study due to COD.
TBD | Big Creek-Ventura | Luna | - | - | - | - | - | - | - | - | - | - | - | - | South | ID to 100% |  | Waiting for Tehachapi cRAS
TBD | CAISO System | Sanborn | - | - | - | - | - | - | - | - | - | - | - | - | South | ID to 100% |  | Waiting for Tehachapi cRAS
TBD | CAISO System | High Desert | - | - | - | - | - | - | - | - | - | - | - | - | South | FC |  | HIDSRT_2_UNITS will be reduced in order for this resource to be FC (limited to 850 MW total). HIDSRT_2_UNITS monthly values already pre-adjusted for Aug-Dec.
TBD | CAISO system | Cal Flats BESS | 0 | 0 | 0 | 0 | 0 | 0 | 0 | 60 | 60 | 60 | 60 | 60 | North | FC |  | CALFTN_2_SOLAR will become PCDS to 82% when BESS becomes FC. CALFTN_2_SOLAR monthly values already pre-adjusted to 82% for Aug-Dec.
TBD | Bay Area | Black Diamond Energy Storage | - | - | - | - | - | - | - | - | - | - | - | - | North | ID to 100% |  | C8: Waiting for RNU and DNU per LGIA
TBD | Bay Area | SunRun -Bay Area LIP | 0.7 | 0.7 | 0.7 | 0.7 | 0.7 | 0.7 | 0.7 | 0.7 | 0.7 | 0.7 | 0.7 | 0.7 | North | FC |  | Maximum agregated PDRR by provider
TBD | Fresno | SunRun - Fresno LIP | 0.1 | 0.1 | 0.1 | 0.1 | 0.1 | 0.1 | 0.1 | 0.1 | 0.1 | 0.1 | 0.1 | 0.1 | North | FC |  | Maximum agregated PDRR by provider
TBD | NCNB | SunRun -NCNB LIP | 0.2 | 0.2 | 0.2 | 0.2 | 0.2 | 0.2 | 0.2 | 0.2 | 0.2 | 0.2 | 0.2 | 0.2 | North | FC |  | Maximum agregated PDRR by provider
TBD | Sierra | SunRun -Sierra LIP | 0.13 | 0.13 | 0.13 | 0.13 | 0.13 | 0.13 | 0.13 | 0.13 | 0.13 | 0.13 | 0.13 | 0.13 | North | FC |  | Maximum agregated PDRR by provider
TBD | Stockton | SunRun -Stockton LIP | 0.1 | 0.1 | 0.1 | 0.1 | 0.1 | 0.1 | 0.1 | 0.1 | 0.1 | 0.1 | 0.1 | 0.1 | North | FC |  | Maximum agregated PDRR by provider
TBD | CAISO System | SunRun - PGE System LIP | 0.3 | 0.3 | 0.3 | 0.3 | 0.3 | 0.3 | 0.3 | 0.3 | 0.3 | 0.3 | 0.3 | 0.3 | North | FC |  | Maximum agregated PDRR by provider
TBD | LA Basin | SunRun - LA Basin LIP | 0.8 | 0.8 | 0.8 | 0.8 | 0.8 | 0.8 | 0.8 | 0.8 | 0.8 | 0.8 | 0.8 | 0.8 | South | FC |  | Maximum agregated PDRR by provider
TBD | Big Creek-Ventura | SunRun - BCV LIP | 0.59 | 0.59 | 0.59 | 0.59 | 0.59 | 0.59 | 0.59 | 0.59 | 0.59 | 0.59 | 0.59 | 0.59 | South | FC |  | Maximum agregated PDRR by provider
TBD | CAISO System | SunRun - SCE System LIP | 0.17 | 0.17 | 0.17 | 0.17 | 0.17 | 0.17 | 0.17 | 0.17 | 0.17 | 0.17 | 0.17 | 0.17 | South | FC |  | Maximum agregated PDRR by provider
TBD | San Diego-IV | SunRun - San Diego-IV LIP | 1.1 | 1.1 | 1.1 | 1.1 | 1.1 | 1.1 | 1.1 | 1.1 | 1.1 | 1.1 | 1.1 | 1.1 | South | FC |  | Maximum agregated PDRR by provider
TBD | Bay Area | Leapfrog -Bay Area LIP | 20.59 | 20.91 | 21.03 | 21.78 | 23.01 | 25.04 | 25.57 | 25.27 | 25.51 | 23.26 | 21.19 | 20.94 | North | FC |  | Maximum agregated PDRR by provider
TBD | Fresno | Leapfrog - Fresno LIP | 8.64 | 8.6 | 8.74 | 9.35 | 9.64 | 9.95 | 9.96 | 9.88 | 9.82 | 9.42 | 8.76 | 8.64 | North | FC |  | Maximum agregated PDRR by provider
TBD | NCNB | Leapfrog -NCNB LIP | 1.8 | 1.85 | 1.89 | 2.17 | 3.65 | 4.67 | 5.16 | 4.89 | 4.47 | 2.94 | 1.91 | 1.88 | North | FC |  | Maximum agregated PDRR by provider
TBD | Sierra | Leapfrog -Sierra LIP | 1.23 | 1.23 | 1.28 | 1.75 | 2.86 | 3.59 | 3.75 | 3.5 | 3.23 | 2.03 | 1.27 | 1.24 | North | FC |  | Maximum agregated PDRR by provider
TBD | Stockton | Leapfrog -Stockton LIP | 1.16 | 1.18 | 1.24 | 1.65 | 2.4 | 2.91 | 3.11 | 2.9 | 2.74 | 1.86 | 1.23 | 1.18 | North | FC |  | Maximum agregated PDRR by provider
TBD | CAISO System | Leapfrog - PGE System LIP | 4.86 | 4.82 | 5.02 | 5.79 | 7.3 | 8.15 | 8.39 | 8.07 | 7.74 | 6.27 | 4.96 | 4.88 | North | FC |  | Maximum agregated PDRR by provider
TBD | Humboldt | Leapfrog - Humboldt LIP | 0.6 | 0.68 | 0.69 | 2.15 | 2.8 | 3.63 | 3.62 | 3.42 | 3.19 | 2.18 | 0.68 | 0.62 | North | FC |  | Maximum agregated PDRR by provider
TBD | Kern | Leapfrog - Kern LIP | 0.6 | 0.68 | 0.69 | 2.15 | 2.8 | 3.63 | 3.62 | 3.42 | 3.19 | 2.18 | 0.68 | 0.62 | North | FC |  | Maximum agregated PDRR by provider
TBD | LA Basin | Leapfrog - LA Basin LIP | 21.6 | 21.92 | 21.88 | 22.03 | 21.85 | 21.38 | 21.14 | 20.74 | 21.27 | 21.65 | 22.1 | 21.55 | South | FC |  | Maximum agregated PDRR by provider
TBD | Big Creek-Ventura | Leapfrog - BCV LIP | 6.55 | 6.71 | 6.74 | 6.47 | 6.47 | 6.38 | 6.32 | 6.28 | 6.28 | 6.38 | 6.7 | 6.55 | South | FC |  | Maximum agregated PDRR by provider
TBD | CAISO System | Leapfrog - SCE System LIP | 2.42 | 2.42 | 2.45 | 2.38 | 2.33 | 2.29 | 2.28 | 2.29 | 2.31 | 2.38 | 2.44 | 2.43 | South | FC |  | Maximum agregated PDRR by provider
TBD | San Diego-IV | Leapfrog - San Diego-IV LIP | 6.06 | 6.04 | 6.14 | 6.22 | 6.14 | 6.25 | 6.11 | 5.93 | 5.72 | 6.04 | 6.25 | 6.06 | South | FC |  | Maximum agregated PDRR by provider
TBD | San Diego-IV | OhmConnect - San Diego-IV LIP | 2.3 | 2.38 | 2.77 | 4.01 | 3.81 | 6.19 | 7.44 | 8.95 | 11.84 | 6.06 | 4.56 | 3.77 | South | FC |  | Maximum agregated PDRR by provider
TBD | Bay Area | OhmConnect -Bay Area LIP | 4.56 | 4.93 | 5.38 | 7.86 | 7.2 | 14.42 | 17.16 | 17.22 | 18.36 | 8.6 | 7.94 | 7.97 | North | FC |  | Maximum agregated PDRR by provider
TBD | Fresno | OhmConnect - Fresno LIP | 1.19 | 1.39 | 1.55 | 7.1 | 10.34 | 19.35 | 21.94 | 22.21 | 23.04 | 10.07 | 2.72 | 2.59 | North | FC |  | Maximum agregated PDRR by provider
TBD | NCNB | OhmConnect -NCNB LIP | 0.76 | 0.82 | 0.89 | 1.19 | 1.4 | 2.4 | 2.91 | 2.86 | 2.85 | 1.37 | 1.33 | 1.38 | North | FC |  | Maximum agregated PDRR by provider
TBD | Sierra | OhmConnect -Sierra LIP | 1.23 | 1.33 | 1.45 | 2.81 | 4.13 | 7.45 | 8.29 | 8.16 | 8.34 | 3.32 | 2.23 | 2.3 | North | FC |  | Maximum agregated PDRR by provider
TBD | Stockton | OhmConnect -Stockton LIP | 0.4 | 0.45 | 0.51 | 0.88 | 1.44 | 3 | 3.36 | 3.42 | 3.76 | 1.5 | 0.93 | 0.95 | North | FC |  | Maximum agregated PDRR by provider
TBD | CAISO System | OhmConnect - PGE System LIP | 1.46 | 1.64 | 1.84 | 3.81 | 5.39 | 10.01 | 12.18 | 12.19 | 12.7 | 5.18 | 3.11 | 3.2 | North | FC |  | Maximum agregated PDRR by provider
TBD | Humboldt | OhmConnect - Humboldt LIP | 0.16 | 0.17 | 0.17 | 0.19 | 0.21 | 0.16 | 0.17 | 0.18 | 0.18 | 0.23 | 0.23 | 0.24 | North | FC |  | Maximum agregated PDRR by provider
TBD | Kern | OhmConnect - Kern LIP | 0.45 | 0.58 | 0.65 | 3.13 | 4.27 | 8.16 | 8.07 | 8.22 | 9.55 | 4.45 | 1.06 | 0.95 | North | FC |  | Maximum agregated PDRR by provider
TBD | LA Basin | OhmConnect - LA Basin LIP | 2.68 | 3.11 | 3.48 | 7.32 | 9.14 | 16.35 | 22.23 | 25.04 | 22.27 | 13.12 | 6.83 | 4.88 | South | FC |  | Maximum agregated PDRR by provider
TBD | Big Creek-Ventura | OhmConnect - BCV LIP | 1.04 | 1.2 | 1.3 | 3.9 | 4.06 | 5.23 | 8.47 | 9.56 | 7.58 | 5.42 | 4.17 | 1.76 | South | FC |  | Maximum agregated PDRR by provider
TBD | CAISO System | OhmConnect - SCE System LIP | 0.28 | 0.35 | 0.41 | 0.95 | 1.25 | 1.72 | 2.26 | 2.31 | 1.88 | 1.08 | 0.83 | 0.41 | South | FC |  | Maximum agregated PDRR by provider
TBD | CAISO System | Cpower - PGE System DRAM | 0 | 0 | 0 | 0 | 8 | 9 | 10 | 10 | 10 | 9 | 0 | 0 | North | FC |  | Maximum agregated PDRR by provider
TBD | CAISO System | Enel X - PGE System DRAM | 1.75 | 1.75 | 1.75 | 1.75 | 1.75 | 1.75 | 1.75 | 1.75 | 1.75 | 1.75 | 1.75 | 1.75 | North | FC |  | Maximum agregated PDRR by provider
TBD | CAISO System | Leapfrog - PGE System DRAM | 12 | 12 | 12 | 12 | 20 | 20 | 20 | 20 | 20 | 20 | 12 | 12 | North | FC |  | Maximum agregated PDRR by provider
TBD | CAISO System | OhmConnect - PGE System DRAM | 6.35 | 6.35 | 7.65 | 10.2 | 12.75 | 25.49 | 25.49 | 25.49 | 25.49 | 11.45 | 7.65 | 7.65 | North | FC |  | Maximum agregated PDRR by provider
TBD | CAISO System | Stem - PGE System DRAM | 5.7 | 5.7 | 5.7 | 5.7 | 5.7 | 5.7 | 5.7 | 5.7 | 5.7 | 5.7 | 5.7 | 5.7 | North | FC |  | Maximum agregated PDRR by provider
TBD | CAISO System | Voltus - PGE System DRAM | 18 | 18 | 18 | 18 | 18 | 19 | 20 | 20 | 20 | 19 | 18 | 18 | North | FC |  | Maximum agregated PDRR by provider
TBD | CAISO System | Leapfrog - SDGE DRAM | 12 | 12 | 12.4 | 12.4 | 12.4 | 13 | 13 | 13 | 13 | 13 | 12 | 12 | South | FC |  | Maximum agregated PDRR by provider
TBD | San Diego-IV | OhmConnect - San Diego-IV DRAM | 1.87 | 1.87 | 1.87 | 2.5 | 2.5 | 4.41 | 6.29 | 6.29 | 6.29 | 3.79 | 2.5 | 2.5 | South | FC |  | Maximum agregated PDRR by provider
TBD | CAISO System | Enerwise - SCE System DRAM | 0 | 0 | 0 | 0 | 6.4 | 7.2 | 8 | 8 | 8 | 7.2 | 0 | 0 | South | FC |  | Maximum agregated PDRR by provider
TBD | CAISO System | Leapfrog - SCE System DRAM | 38 | 38 | 38 | 38 | 45 | 45 | 45 | 45 | 45 | 45 | 38 | 38 | South | FC |  | Maximum agregated PDRR by provider
TBD | CAISO System | OhmConnect- SCE System DRAM | 1.35 | 1.35 | 1.35 | 2.73 | 3.63 | 6.81 | 9.06 | 9.06 | 9.06 | 4.53 | 2.73 | 2.28 | South | FC |  | Maximum agregated PDRR by provider
TBD | CAISO System | Voltus - SCE System DRAM | 22.25 | 22.25 | 22.25 | 22.25 | 22.25 | 30.25 | 38 | 38 | 38 | 30.25 | 22.25 | 22.25 | South | FC |  | Maximum agregated PDRR by provider
TBD | Bay Area | Dallas Energy Storage 4 | - | - | - | - | - | 100 | 100 | 100 | 100 | 100 | 100 | 100 | North | ID to 100% |  | C11: Waiting for RNUs and DNUs per LGIA.
VISTRA_5_DALBT1 | Bay Area | Dallas Energy Storage | 100 | 100 | 100 | 100 | 100 | 100 | 100 | 100 | 100 | 100 | 100 | 100 | North | ID to 100% |  | C11: Waiting for RNUs and DNUs per LGIA.
VISTRA_5_DALBT2 | Bay Area | Dallas Energy Storage 2 | 100 | 100 | 100 | 100 | 100 | 100 | 100 | 100 | 100 | 100 | 100 | 100 | North | ID to 100% |  | C11: Waiting for RNUs and DNUs per LGIA.
VISTRA_5_DALBT3 | Bay Area | Dallas Energy Storage 3 | 100 | 100 | 100 | 100 | 100 | 100 | 100 | 100 | 100 | 100 | 100 | 100 | North | ID to 100% |  | C11: Waiting for RNUs and DNUs per LGIA.

## 2020 NQC List
NQC List Source | BAA ID | Resource ID | Local Area | Generator Name | JAN | FEB | MAR | APR | MAY | JUN | JUL | AUG | SEP | OCT | NOV | DEC | Fuel Type | Commercial Operation Date (COD) | COD Year | Retirement Year | Dispatchable | Path Designation | Deliverability Status | Deliverability MW | Comments | OCT Extension | Found in RESOLVE / SERVM Gen List | RESOLVE / SERVM Gen List Resource Type | Notes | In 2021 NQC List? | NQC Difference (Sept) | 2021 NQC List - Sept NQC
NQC List | CAISO | 7STDRD_1_SOLAR1 | Kern | Shafter Solar | 0.8 | 0.6 | 3.6 | 3 | 3.2 | 6.2 | 7.8 | 5.4 | 2.8 | 0.4 | 0.4 | 0 | SUN | 2015-06-04 | 2015 | 2050 | N | North | FC |  |  |  | Yes | CAISO_Solar |  | Yes | 0 | 2.8
NQC List | CAISO | ACACIA_6_SOLAR | Big Creek-Ventura | West Antelope Solar | 0.8 | 0.6 | 3.6 | 3 | 3.2 | 6.2 | 7.8 | 5.4 | 2.8 | 0.4 | 0.4 | 0 | SUN | 2014-11-13 | 2014 | 2050 | N | South | FC |  |  |  | Yes | CAISO_Solar |  | Yes | 0 | 2.8
NQC List | CAISO | ADERA_1_SOLAR1 | Fresno | Adera Solar | 0 | 0 | 0 | 0 | 0 | 0 | 0 | 0 | 0 | 0 | 0 | 0 | SUN | 2015-12-23 | 2015 | 2050 | N | North | EO |  |  |  | Yes | CAISO_Solar |  | Yes | 0 | 0
NQC List | CAISO | ADLIN_1_UNITS | NCNB | GEYSERS AIDLIN AGGREGATE | 16 | 16 | 16 | 16 | 16 | 16 | 16 | 16 | 16 | 16 | 16 | 16 | GEOTHERMAL | 1899-12-31 | 1900 | 2050 | Y | North | FC |  |  |  | Yes | CAISO_Geothermal |  | Yes | 0 | 16
NQC List | CAISO | ADMEST_6_SOLAR | Fresno | Adams East | 0 | 0 | 0 | 0 | 0 | 0 | 0 | 0 | 0 | 0 | 0 | 0 | SUN | 2014-12-13 | 2014 | 2050 | N | North | EO |  |  |  | Yes | CAISO_Solar |  | Yes | 0 | 0
NQC List | CAISO | ADOBEE_1_SOLAR | Kern | Adobe Solar | 0.8 | 0.6 | 3.6 | 3 | 3.2 | 6.2 | 7.8 | 5.4 | 2.8 | 0.4 | 0.4 | 0 | SUN | 2014-05-21 | 2014 | 2050 | N | North | FC |  |  |  | Yes | CAISO_Solar |  | Yes | 0 | 2.8
NQC List | CAISO | AGRICO_6_PL3N5 | Fresno | Fresno Peaker | 22.69 | 22.69 | 22.69 | 22.69 | 22.69 | 22.69 | 22.69 | 22.69 | 22.69 | 22.69 | 22.69 | 22.69 | NATURAL GAS | 2006-08-30 | 2006 | 2050 | Y | North | FC |  |  |  | Yes | CAISO_Peaker2 |  | Yes | 0 | 22.69
NQC List | CAISO | AGRICO_7_UNIT | Fresno | Fresno Cogen | 50.6 | 50.6 | 50.6 | 50.6 | 50.6 | 50.6 | 50.6 | 50.6 | 50.6 | 50.6 | 50.6 | 50.6 | NATURAL GAS | 2001-01-01 | 2001 | 2050 | Y | North | FC |  |  |  | Yes | CAISO_CCGT2 |  | Yes | 0 | 50.6
NQC List | CAISO | AGUCAL_5_SOLAR1 | CAISO System | Agua Caliente Solar | 0 | 0 | 0 | 0 | 0 | 0 | 0 | 0 | 0 | 0 | 0 | 0 | SUN | 2014-06-10 | 2014 | 2050 | N | South | EO |  |  |  | Yes | CAISO_Solar |  | Yes | 0 | 0
NQC List | CAISO | ALAMIT_2_PL1X3 | LA Basin | Alamitos Energy Center Unit 7 |  |  |  | 674.7 | 674.7 | 674.7 | 674.7 | 674.7 | 674.7 | 674.7 | 674.7 | 674.7 | NATURAL GAS | 2020-05-01 | 2020 | 2050 | Y | South | FC |  |  |  | Yes | CAISO_CCGT1 |  | Yes | 0 | 674.7
NQC List | CAISO | ALAMIT_7_UNIT 1 | LA Basin | ALAMITOS GEN STA. UNIT 1 | 174.56 | 174.56 | 174.56 | 174.56 | 174.56 | 174.56 | 174.56 | 174.56 | 174.56 | 174.56 | 174.56 | 174.56 | NATURAL GAS | 1956-01-01 | 1956 | 2019 | Y | South | FC |  |  |  | Yes | CAISO_ST |  | #N/A | #N/A | #N/A
NQC List | CAISO | ALAMIT_7_UNIT 2 | LA Basin | ALAMITOS GEN STA. UNIT 2 | 175 | 175 | 175 | 175 | 175 | 175 | 175 | 175 | 175 | 175 | 175 | 175 | NATURAL GAS | 1957-01-01 | 1957 | 2019 | Y | South | FC |  |  |  | Yes | CAISO_ST |  | #N/A | #N/A | #N/A
NQC List | CAISO | ALAMIT_7_UNIT 3 | LA Basin | ALAMITOS GEN STA. UNIT 3 | 332.18 | 332.18 | 332.18 | 332.18 | 332.18 | 332.18 | 332.18 | 332.18 | 332.18 | 332.18 | 332.18 | 332.18 | NATURAL GAS | 1961-01-01 | 1961 | 2023 | Y | South | FC |  |  | OTC | Yes | CAISO_ST |  | Yes | 10.78 | 321.4
NQC List | CAISO | ALAMIT_7_UNIT 4 | LA Basin | ALAMITOS GEN STA. UNIT 4 | 335.67 | 335.67 | 335.67 | 335.67 | 335.67 | 335.67 | 335.67 | 335.67 | 335.67 | 335.67 | 335.67 | 335.67 | NATURAL GAS | 1962-01-01 | 1962 | 2023 | Y | South | FC |  |  | OTC | Yes | CAISO_ST |  | Yes | 0 | 335.67
NQC List | CAISO | ALAMIT_7_UNIT 5 | LA Basin | ALAMITOS GEN STA. UNIT 5 | 497.97 | 497.97 | 497.97 | 497.97 | 497.97 | 497.97 | 497.97 | 497.97 | 497.97 | 497.97 | 497.97 | 497.97 | NATURAL GAS | 1999-01-01 | 1999 | 2023 | Y | South | FC |  |  | OTC | Yes | CAISO_ST |  | Yes | 17.97 | 480
NQC List | CAISO | ALAMIT_7_UNIT 6 | LA Basin | ALAMITOS GEN STA. UNIT 6 | 495 | 495 | 495 | 495 | 495 | 495 | 495 | 495 | 495 | 495 | 495 | 495 | NATURAL GAS | 1966-01-01 | 1966 | 2019 | Y | South | FC |  |  |  | Yes | CAISO_ST |  | #N/A | #N/A | #N/A
NQC List | CAISO | ALAMO_6_UNIT | Big Creek-Ventura | ALAMO POWER PLANT | 14 | 14 | 14 | 11.09 | 14 | 14 | 14 | 13.87 | 11.05 | 12.73 | 14 | 13.6 | WATER | 1986-01-01 | 1986 | 2050 | Y | South | FC |  |  |  | Yes | CAISO_Hydro |  | Yes | 1.51 | 9.54
NQC List | CAISO | ALLGNY_6_HYDRO1 | Sierra | Salmon Creek Hydroelectric Project | 0.37 | 0.48 | 0.46 | 0.51 | 0.47 | 0.31 | 0.15 | 0.03 | 0 | 0.06 | 0.26 | 0.23 | WATER | 2014-12-03 | 2014 | 2050 | N | North | FC |  |  |  | Yes | CAISO_Small_Hydro |  | Yes | 0 | 0
NQC List | CAISO | ALMEGT_1_UNIT 1 | Bay Area | ALAMEDA GT UNIT 1 | 23.4 | 23.4 | 23.4 | 23.4 | 23.4 | 23.4 | 23.4 | 23.4 | 23.4 | 23.4 | 23.4 | 23.4 | NATURAL GAS | 1986-01-01 | 1986 | 2050 | Y | North | FC |  |  |  | Yes | CAISO_Peaker2 |  | Yes | 0 | 23.4
NQC List | CAISO | ALMEGT_1_UNIT 2 | Bay Area | ALAMEDA GT UNIT 2 | 23.5 | 23.5 | 23.5 | 23.5 | 23.5 | 23.5 | 23.5 | 23.5 | 23.5 | 23.5 | 23.5 | 23.5 | NATURAL GAS | 1986-01-01 | 1986 | 2050 | Y | North | FC |  |  |  | Yes | CAISO_Peaker2 |  | Yes | 0 | 23.5
NQC List | CAISO | ALPSLR_1_NTHSLR | CAISO System | Alpaugh North, LLC | 0.8 | 0.6 | 3.6 | 3 | 3.2 | 6.2 | 7.8 | 5.4 | 2.8 | 0.4 | 0.4 | 0 | SUN | 2013-03-08 | 2013 | 2050 | N | North | FC |  |  |  | Yes | CAISO_Solar |  | Yes | 0 | 2.8
NQC List | CAISO | ALPSLR_1_SPSSLR | CAISO System | Alpaugh 50 LLC | 2 | 1.5 | 9 | 7.5 | 8 | 15.5 | 19.5 | 13.5 | 7 | 1 | 1 | 0 | SUN | 2013-03-08 | 2013 | 2050 | N | North | FC |  |  |  | Yes | CAISO_Solar |  | Yes | 0 | 7
NQC List | CAISO | ALT6DN_2_WIND7 | CAISO System | Pinyon Pines 1 | 23.52 | 20.16 | 47.04 | 42 | 42 | 55.44 | 38.64 | 35.28 | 25.2 | 13.44 | 20.16 | 21.84 | WIND | 2013-01-01 | 2013 | 2050 | N | South | FC |  |  |  | Yes | CAISO_Wind |  | Yes | 0 | 25.2
NQC List | CAISO | ALT6DS_2_WIND9 | CAISO System | Pinyon Pines 2 | 18.48 | 15.84 | 36.96 | 33 | 33 | 43.56 | 30.36 | 27.72 | 19.8 | 10.56 | 15.84 | 17.16 | WIND | 2013-01-01 | 2013 | 2050 | N | South | FC |  |  |  | Yes | CAISO_Wind |  | Yes | 0 | 19.8
NQC List | CAISO | ALTA3A_2_CPCE4 | CAISO System | Alta Wind 4 | 14.28 | 12.24 | 28.56 | 25.5 | 25.5 | 33.66 | 23.46 | 21.42 | 15.3 | 8.16 | 12.24 | 13.26 | WIND | 2011-03-12 | 2011 | 2050 | N | South | FC |  |  |  | Yes | CAISO_Wind |  | Yes | 0 | 15.3
NQC List | CAISO | ALTA3A_2_CPCE5 | CAISO System | Alta Wind 5 | 23.52 | 20.16 | 47.04 | 42 | 42 | 55.44 | 38.64 | 35.28 | 25.2 | 13.44 | 20.16 | 21.84 | WIND | 2011-04-21 | 2011 | 2050 | N | South | FC |  |  |  | Yes | CAISO_Wind |  | Yes | 0 | 25.2
NQC List | CAISO | ALTA3A_2_CPCE8 | CAISO System | Alta Wind 8 | 21 | 18 | 42 | 37.5 | 37.5 | 49.5 | 34.5 | 31.5 | 22.5 | 12 | 18 | 19.5 | WIND | 2012-02-01 | 2012 | 2050 | N | South | FC |  |  |  | Yes | CAISO_Wind |  | Yes | 0 | 22.5
NQC List | CAISO | ALTA4A_2_CPCW1 | CAISO System | Alta Wind 1 | 21 | 18 | 42 | 37.5 | 37.5 | 49.5 | 34.5 | 31.5 | 22.5 | 12 | 18 | 19.5 | WIND | 2010-12-29 | 2010 | 2050 | N | South | FC |  |  |  | Yes | CAISO_Wind |  | Yes | 0 | 22.5
NQC List | CAISO | ALTA4B_2_CPCW2 | CAISO System | Alta Wind 2 | 21 | 18 | 42 | 37.5 | 37.5 | 49.5 | 34.5 | 31.5 | 22.5 | 12 | 18 | 19.5 | WIND | 2010-12-29 | 2010 | 2050 | N | South | FC |  |  |  | Yes | CAISO_Wind |  | Yes | 0 | 22.5
NQC List | CAISO | ALTA4B_2_CPCW3 | CAISO System | Alta Wind 3 | 21 | 18 | 42 | 37.5 | 37.5 | 49.5 | 34.5 | 31.5 | 22.5 | 12 | 18 | 19.5 | WIND | 2011-02-12 | 2011 | 2050 | N | South | FC |  |  |  | Yes | CAISO_Wind |  | Yes | 0 | 22.5
NQC List | CAISO | ALTA4B_2_CPCW6 | CAISO System | Mustang Hills | 21 | 18 | 42 | 37.5 | 37.5 | 49.5 | 34.5 | 31.5 | 22.5 | 12 | 18 | 19.5 | WIND | 2012-05-09 | 2012 | 2050 | N | South | FC |  |  |  | Yes | CAISO_Wind |  | Yes | 0 | 22.5
NQC List | CAISO | ALTA6B_2_WIND11 | CAISO System | Alta Wind 11 | 12.6 | 10.8 | 25.2 | 22.5 | 22.5 | 29.7 | 20.7 | 18.9 | 13.5 | 7.2 | 10.8 | 11.7 | WIND | 2014-03-13 | 2014 | 2050 | N | South | FC |  |  |  | Yes | CAISO_Wind |  | Yes | 0 | 13.5
NQC List | CAISO | ALTA6E_2_WIND10 | CAISO System | Alta Wind 10 | 19.32 | 16.56 | 38.64 | 34.5 | 34.5 | 45.54 | 31.74 | 28.98 | 20.7 | 11.04 | 16.56 | 17.94 | WIND | 2014-03-13 | 2014 | 2050 | N | South | FC |  |  |  | Yes | CAISO_Wind |  | Yes | 0 | 20.7
NQC List | CAISO | ALTWD_1_QF | LA Basin | Altwind | 4.04 | 3.46 | 8.08 | 7.21 | 7.21 | 9.52 | 6.63 | 6.06 | 4.33 | 2.31 | 3.46 | 3.75 | WIND | 2000-01-01 | 2000 | 2050 | N | South | FC |  |  |  | Yes | CAISO_Wind |  | Yes | 0 | 4.33
NQC List | CAISO | ANAHM_2_CANYN1 | LA Basin | CANYON POWER PLANT UNIT 1 | 49.4 | 49.4 | 49.4 | 49.4 | 49.4 | 49.4 | 49.4 | 49.4 | 49.4 | 49.4 | 49.4 | 49.4 | NATURAL GAS | 2011-09-16 | 2011 | 2050 | Y | South | FC |  |  |  | Yes | CAISO_Peaker1 |  | Yes | 0 | 49.4
NQC List | CAISO | ANAHM_2_CANYN2 | LA Basin | CANYON POWER PLANT UNIT 2 | 48 | 48 | 48 | 48 | 48 | 48 | 48 | 48 | 48 | 48 | 48 | 48 | NATURAL GAS | 2011-09-16 | 2011 | 2050 | Y | South | FC |  |  |  | Yes | CAISO_Peaker1 |  | Yes | 0 | 48
NQC List | CAISO | ANAHM_2_CANYN3 | LA Basin | CANYON POWER PLANT UNIT 3 | 48 | 48 | 48 | 48 | 48 | 48 | 48 | 48 | 48 | 48 | 48 | 48 | NATURAL GAS | 2011-07-30 | 2011 | 2050 | Y | South | FC |  |  |  | Yes | CAISO_Peaker1 |  | Yes | 0 | 48
NQC List | CAISO | ANAHM_2_CANYN4 | LA Basin | CANYON POWER PLANT UNIT 4 | 49.4 | 49.4 | 49.4 | 49.4 | 49.4 | 49.4 | 49.4 | 49.4 | 49.4 | 49.4 | 49.4 | 49.4 | NATURAL GAS | 2011-07-30 | 2011 | 2050 | Y | South | FC |  |  |  | Yes | CAISO_Peaker1 |  | Yes | 0 | 49.4
NQC List | CAISO | ANAHM_7_CT | LA Basin | ANAHEIM COMBUSTION TURBINE | 42.81 | 42.81 | 42.81 | 42.81 | 42.81 | 40.64 | 40.64 | 40.64 | 40.64 | 40.64 | 42.81 | 42.81 | NATURAL GAS | 1990-01-01 | 1990 | 2050 | Y | South | FC |  |  |  | Yes | CAISO_Peaker1 |  | #N/A | #N/A | #N/A
NQC List | CAISO | ANTLPE_2_QF | CAISO System | ANTELOPE QFS | 0.56 | 0.48 | 1.12 | 1 | 1 | 1.32 | 0.92 | 0.84 | 0.6 | 0.32 | 0.48 | 0.52 | OTHER | 1982-01-01 | 1982 | 2050 | N | South | FC |  |  |  | Yes | CAISO_Wind |  | Yes | 0 | 0.6
NQC List | CAISO | APLHIL_1_SLABCK | Sierra | SLAB CREEK HYDRO | 0 | 0 | 0 | 0 | 0 | 0 | 0 | 0 | 0 | 0 | 0 | 0 | WATER | 1899-12-31 | 1900 | 2050 | Y | North | EO |  |  |  | Yes | CAISO_Small_Hydro |  | Yes | 0 | 0
NQC List | CAISO | ARBWD_6_QF | CAISO System | Wind Resource II | 2.79 | 2.39 | 5.59 | 4.99 | 4.99 | 6.58 | 4.59 | 4.19 | 2.99 | 1.6 | 2.39 | 2.59 | WIND | 2000-01-01 | 2000 | 2050 | N | South | FC |  |  |  | Yes | CAISO_Wind |  | Yes | 0 | 2.99
NQC List | CAISO | ARCOGN_2_UNITS | LA Basin | WATSON COGENERATION | 257.15 | 281.64 | 265.42 | 238.77 | 248.6 | 264.57 | 258.69 | 259.89 | 256.73 | 182.26 | 234.28 | 265.85 | NATURAL GAS | 1987-12-04 | 1987 | 2050 | N | South | FC |  |  |  | Yes | CAISO_CHP |  | Yes | 0.83 | 255.9
NQC List | CAISO | ARVINN_6_ORION1 | CAISO System | Orion 1 Solar | 0.48 | 0.36 | 2.16 | 1.8 | 1.92 | 3.72 | 4.68 | 3.24 | 1.68 | 0.24 | 0.24 | 0 | SUN | 2014-06-26 | 2014 | 2050 | N | North | FC |  |  |  | Yes | CAISO_Solar |  | Yes | 0 | 1.68
NQC List | CAISO | ARVINN_6_ORION2 | CAISO System | Orion 2 Solar | 0.32 | 0.24 | 1.44 | 1.2 | 1.28 | 2.48 | 3.12 | 2.16 | 1.12 | 0.16 | 0.16 | 0 | SUN | 2014-06-26 | 2014 | 2050 | N | North | FC |  |  |  | Yes | CAISO_Solar |  | Yes | 0 | 1.12
NQC List | CAISO | ASTORA_2_SOLAR1 | CAISO System | Astoria 1 | 4 | 3 | 18 | 15 | 16 | 31 | 39 | 27 | 14 | 2 | 2 | 0 | SUN | 2016-10-18 | 2016 | 2050 | N | South | FC |  |  |  | Yes | CAISO_Solar |  | Yes | 0 | 14
NQC List | CAISO | ASTORA_2_SOLAR2 | CAISO System | Astoria 2 | 3 | 2.25 | 13.5 | 11.25 | 12 | 23.25 | 29.25 | 20.25 | 10.5 | 1.5 | 1.5 | 0 | SUN | 2016-10-31 | 2016 | 2050 | N | South | FC |  |  |  | Yes | CAISO_Solar |  | Yes | 0 | 10.5
NQC List | CAISO | ATWEL2_1_SOLAR1 | CAISO System | Atwell West | 0.8 | 0.6 | 3.6 | 3 | 3.2 | 6.2 | 7.8 | 5.4 | 2.8 | 0.4 | 0.4 | 0 | SUN | 2015-06-11 | 2015 | 2050 | N | North | FC |  |  |  | Yes | CAISO_Solar |  | Yes | 0 | 2.8
NQC List | CAISO | ATWELL_1_SOLAR | CAISO System | Atwell Island PV Solar Generating Faci. | 0.8 | 0.6 | 3.6 | 3 | 3.2 | 6.2 | 7.8 | 5.4 | 2.8 | 0.4 | 0.4 | 0 | SUN | 2013-03-08 | 2013 | 2050 | N | North | FC |  |  |  | Yes | CAISO_Solar |  | Yes | 0 | 2.8
NQC List | CAISO | AVENAL_6_AVPARK | Fresno | Avenal Park Solar Project | 0 | 0 | 0 | 0 | 0 | 0 | 0 | 0 | 0 | 0 | 0 | 0 | SUN | 2011-08-05 | 2011 | 2050 | N | North | ID | 0% |  |  | Yes | CAISO_Solar |  | Yes | -0.84 | 0.84
NQC List | CAISO | AVENAL_6_AVSLR1 | Fresno | Avenal Solar 1 | 0 | 0 | 0 | 0 | 0 | 0 | 0 | 0 | 0 | 0 | 0 | 0 | SUN | 2017-01-28 | 2017 | 2050 | N | North | EO |  |  |  | Yes | CAISO_Solar |  | Yes | 0 | 0
NQC List | CAISO | AVENAL_6_AVSLR2 | Fresno | Avenal Solar 2 | 0 | 0 | 0 | 0 | 0 | 0 | 0 | 0 | 0 | 0 | 0 | 0 | SUN | 2017-01-28 | 2017 | 2050 | N | North | EO |  |  |  | Yes | CAISO_Solar |  | Yes | 0 | 0
NQC List | CAISO | AVENAL_6_SANDDG | Fresno | Sand Drag Solar Project | 0 | 0 | 0 | 0 | 0 | 0 | 0 | 0 | 0 | 0 | 0 | 0 | SUN | 2011-08-05 | 2011 | 2050 | N | North | ID | 0% |  |  | Yes | CAISO_Solar |  | Yes | -2.22 | 2.22
NQC List | CAISO | AVENAL_6_SUNCTY | Fresno | Sun City Solar Project | 0 | 0 | 0 | 0 | 0 | 0 | 0 | 0 | 0 | 0 | 0 | 0 | SUN | 2011-08-05 | 2011 | 2050 | N | North | ID | 0% |  |  | Yes | CAISO_Solar |  | Yes | -2.8 | 2.8
NQC List | CAISO | AVSOLR_2_SOLAR | CAISO System | AV SOLAR RANCH 1 | 9.66 | 7.25 | 43.47 | 36.23 | 38.64 | 74.87 | 94.19 | 65.21 | 33.81 | 4.83 | 4.83 | 0 | SUN | 2014-06-19 | 2014 | 2050 | N | South | FC |  |  |  | Yes | CAISO_Solar |  | Yes | 0 | 33.81
NQC List | CAISO | BALCHS_7_UNIT 1 | Fresno | BALCH 1 PH UNIT 1 | 31 | 31 | 31 | 31 | 31 | 31 | 31 | 31 | 31 | 31 | 31 | 31 | WATER | 1927-01-01 | 1927 | 2050 | Y | North | FC |  |  |  | Yes | CAISO_Hydro |  | Yes | 0 | 31
NQC List | CAISO | BALCHS_7_UNIT 2 | Fresno | BALCH 2 PH UNIT 2 | 52.5 | 52.5 | 52.5 | 52.5 | 52.5 | 52.5 | 52.5 | 52.5 | 52.5 | 52.5 | 52.5 | 52.5 | WATER | 1958-01-01 | 1958 | 2050 | Y | North | FC |  |  |  | Yes | CAISO_Hydro |  | Yes | 0 | 52.5
NQC List | CAISO | BALCHS_7_UNIT 3 | Fresno | BALCH 2 PH UNIT 3 | 54.6 | 54.6 | 54.6 | 54.6 | 54.6 | 54.6 | 54.6 | 54.6 | 54.6 | 54.6 | 54.6 | 54.6 | WATER | 1958-01-01 | 1958 | 2050 | Y | North | FC |  |  |  | Yes | CAISO_Hydro |  | Yes | 0.42 | 54.18
NQC List | CAISO | BANGOR_6_HYDRO | Sierra | Virginia Ranch Dam Powerplant | [12 empty] | WATER | 2012-06-14 | 2012 | 2050 | Y | North | FC |  |  |  | Yes | CAISO_Small_Hydro |  | Yes | 0.64 | 0.36 | bar: JAN to DEC
NQC List | CAISO | BANKPP_2_NSPIN | Bay Area | BANKPP_2_NSPIN | 127 | 127 | 127 | 127 | 127 | 127 | 127 | 127 | 127 | 127 | 127 | 127 | DEMAND RESPONSE | 1899-12-31 | 1900 | 2050 | Y | North | FC |  |  |  | #N/A | #N/A | Treated in RESOLVE as DR so changed type to DR here | Yes | 0 | 127
NQC List | CAISO | BARRE_2_QF | LA Basin | BARRE QFS | 0 | 0 | 0 | 0 | 0 | 0 | 0 | 0 | 0 | 0 | 0 | 0 | OTHER | 1994-01-01 | 1994 | 2050 | N | South | FC |  |  |  | Yes | CAISO_Small_Hydro |  | Yes | 0 | 0
NQC List | CAISO | BARRE_6_PEAKER | LA Basin | Barre Peaker | 47 | 47 | 47 | 47 | 47 | 47 | 47 | 47 | 47 | 47 | 47 | 47 | NATURAL GAS | 2007-09-20 | 2007 | 2050 | Y | South | FC |  |  |  | Yes | CAISO_Peaker1 |  | Yes | 0 | 47
NQC List | CAISO | BASICE_2_UNITS | CAISO System | King City Cogen | 120 | 120 | 120 | 120 | 120 | 120 | 120 | 120 | 120 | 120 | 120 | 120 | NATURAL GAS | 1989-03-14 | 1989 | 2050 | Y | North | FC |  |  |  | Yes | CAISO_Peaker1 |  | Yes | 0 | 120
NQC List | CAISO | BDGRCK_1_UNITS | Kern | BADGER CREEK LIMITED | 43.35 | 43.9 | 42.64 | 42.7 | 42 | 42 | 42 | 40.2 | 38.6 | 40 | 41.6 | 42 | NATURAL GAS | 1991-04-01 | 1991 | 2050 | Y | North | FC |  |  |  | Yes | CAISO_Peaker1 |  | Yes | -3.7 | 42.3
NQC List | CAISO | BEARDS_7_UNIT 1 | Stockton | Beardsley Hydro | 0.63 | 0.42 | 0.43 | 5.47 | 5.93 | 7.05 | 8.35 | 8.36 | 6.46 | 2.16 | 2.04 | 3.91 | WATER | 1957-01-01 | 1957 | 2050 | Y | North | FC |  |  |  | Yes | CAISO_Hydro |  | Yes | 2.1 | 4.36
NQC List | CAISO | BEARMT_1_UNIT | Kern | Bear Mountain Limited | 45 | 45 | 45 | 45 | 45 | 44 | 44 | 44 | 44 | 44 | 44.2 | 45 | NATURAL GAS | 1995-04-03 | 1995 | 2050 | Y | North | FC |  |  |  | Yes | CAISO_Peaker1 |  | Yes | -1.8 | 45.8
NQC List | CAISO | BELDEN_7_UNIT 1 | Sierra | BELDEN HYDRO | 119 | 119 | 119 | 119 | 119 | 119 | 119 | 119 | 119 | 119 | 119 | 119 | WATER | 1969-01-01 | 1969 | 2050 | Y | North | FC |  |  |  | Yes | CAISO_Hydro |  | Yes | 37.6 | 81.4
NQC List | CAISO | BGSKYN_2_AS2SR1 | Big Creek-Ventura | Antelope Solar 2 | 4.2 | 3.15 | 18.9 | 15.75 | 16.8 | 32.55 | 40.95 | 28.35 | 14.7 | 2.1 | 2.1 | 0 | SUN | 2018-12-18 | 2018 | 2050 | N | South | ID | 100% |  |  | Yes | CAISO_Solar |  | Yes | 0 | 14.7
NQC List | CAISO | BGSKYN_2_ASPSR2 | Big Creek-Ventura | Antelope Solar 2 San Pablo | 4 | 3 | 18 | 15 | 16 | 31 | 39 | 27 | 14 | 2 | 2 | 0 | SUN | #N/A | 1900 | 2050 | N | South | ID | 100% |  |  | Yes | CAISO_Solar |  | Yes | 0 | 14
NQC List | CAISO | BGSKYN_2_BS3SR3 | Big Creek-Ventura | Big Sky Solar 3 | 0.8 | 0.6 | 3.6 | 3 | 3.2 | 6.2 | 7.8 | 5.4 | 2.8 | 0.4 | 0.4 | 0 | SUN | #N/A | 1900 | 2050 | N | South | FC |  |  |  | Yes | CAISO_Solar |  | Yes | 0 | 2.8
NQC List | CAISO | BIGCRK_2_EXESWD | Big Creek-Ventura | BIG CREEK HYDRO PROJECT PSP | 773.6 | 773.6 | 773.6 | 773.6 | 800.6 | 800.6 | 800.6 | 800.6 | 773.6 | 773.6 | 773.6 | 773.6 | WATER | 1913-01-01 | 1900 | 2050 | Y | South | FC |  |  |  | Yes | CAISO_Hydro |  | Yes | 73.6 | 700
NQC List | CAISO | BIGCRK_7_DAM7 | Big Creek-Ventura | DAM 7 AT BIG CREEK (FISHWATER GEN) | 0 | 0 | 0 | 0 | 0 | 0 | 0 | 0 | 0 | 0 | 0 | 0 | WATER | 1986-01-01 | 1900 | 2050 | N | South | EO |  |  |  | Yes | CAISO_Hydro |  | Yes | 0 | 0
NQC List | CAISO | BIGCRK_7_MAMRES | Big Creek-Ventura | MAMMOTH POOL RESERVOIR (FISHWATER | 0 | 0 | 0 | 0 | 0 | 0 | 0 | 0 | 0 | 0 | 0 | 0 | WATER | 1899-12-31 | 1900 | 2050 | N | South | EO |  |  |  | Yes | CAISO_Small_Hydro |  | Yes | 0 | 0
NQC List | CAISO | BIGSKY_2_BSKSR6 | Big Creek-Ventura | Big Sky Solar 6 | 0.8 | 0.6 | 3.6 | 3 | 3.2 | 6.2 | 7.8 | 5.4 | 2.8 | 0.4 | 0.4 | 0 | SUN | 2017-12-08 | 1900 | 2050 | N | South | FC |  |  |  | Yes | CAISO_Solar |  | Yes | 0 | 2.8
NQC List | CAISO | BIGSKY_2_BSKSR7 | Big Creek-Ventura | Big Sky Solar 7 | 0.8 | 0.6 | 3.6 | 3 | 3.2 | 6.2 | 7.8 | 5.4 | 2.8 | 0.4 | 0.4 | 0 | SUN | 2017-12-08 | 1900 | 2050 | N | South | FC |  |  |  | Yes | CAISO_Solar |  | Yes | 0 | 2.8
NQC List | CAISO | BIGSKY_2_BSKSR8 | Big Creek-Ventura | Big Sky Solar 8 | 0.8 | 0.6 | 3.6 | 3 | 3.2 | 6.2 | 7.8 | 5.4 | 2.8 | 0.4 | 0.4 | 0 | SUN | 2017-12-08 | 1900 | 2050 | N | South | FC |  |  |  | Yes | CAISO_Solar |  | Yes | 0 | 2.8
NQC List | CAISO | BIGSKY_2_SOLAR1 | Big Creek-Ventura | Antelope Big Sky Ranch | 0.8 | 0.6 | 3.6 | 3 | 3.2 | 6.2 | 7.8 | 5.4 | 2.8 | 0.4 | 0.4 | 0 | SUN | 2016-08-19 | 1900 | 2050 | N | South | FC |  |  |  | Yes | CAISO_Solar |  | Yes | 0 | 2.8
NQC List | CAISO | BIGSKY_2_SOLAR2 | Big Creek-Ventura | Big Sky Solar 4 | 1.6 | 1.2 | 7.2 | 6 | 6.4 | 12.4 | 15.6 | 10.8 | 5.6 | 0.8 | 0.8 | 0 | SUN | 2016-12-03 | 1900 | 2050 | N | South | FC |  |  |  | Yes | CAISO_Solar |  | Yes | 0 | 5.6
NQC List | CAISO | BIGSKY_2_SOLAR3 | Big Creek-Ventura | Big Sky Summer | 0.8 | 0.6 | 3.6 | 3 | 3.2 | 6.2 | 7.8 | 5.4 | 2.8 | 0.4 | 0.4 | 0 | SUN | 2016-07-25 | 1900 | 2050 | N | South | FC |  |  |  | Yes | CAISO_Solar |  | Yes | 0 | 2.8
NQC List | CAISO | BIGSKY_2_SOLAR4 | Big Creek-Ventura | Western Antelope Blue Sky Ranch B | 0.8 | 0.6 | 3.6 | 3 | 3.2 | 6.2 | 7.8 | 5.4 | 2.8 | 0.4 | 0.4 | 0 | SUN | 2016-12-03 | 1900 | 2050 | N | South | FC |  |  |  | Yes | CAISO_Solar |  | Yes | 0 | 2.8
NQC List | CAISO | BIGSKY_2_SOLAR5 | Big Creek-Ventura | Big Sky Solar 2 | 0.2 | 0.15 | 0.9 | 0.75 | 0.8 | 1.55 | 1.95 | 1.35 | 0.7 | 0.1 | 0.1 | 0 | SUN | 2016-11-30 | 1900 | 2050 | N | South | FC |  |  |  | Yes | CAISO_Solar |  | Yes | 0 | 0.7
NQC List | CAISO | BIGSKY_2_SOLAR6 | Big Creek-Ventura | Solverde 1 | 3.4 | 2.55 | 15.3 | 12.75 | 13.6 | 26.35 | 33.15 | 22.95 | 11.9 | 1.7 | 1.7 | 0 | SUN | 2016-12-17 | 1900 | 2050 | N | South | FC |  |  |  | Yes | CAISO_Solar |  | Yes | 0 | 11.9
NQC List | CAISO | BIGSKY_2_SOLAR7 | Big Creek-Ventura | Big Sky Solar 1 | 2 | 1.5 | 9 | 7.5 | 8 | 15.5 | 19.5 | 13.5 | 7 | 1 | 1 | 0 | SUN | 2016-12-15 | 1900 | 2050 | N | South | FC |  |  |  | Yes | CAISO_Solar |  | Yes | 0 | 7
NQC List | CAISO | BIOMAS_1_UNIT 1 | Sierra | WOODLAND BIOMASS | 22.33 | 21.93 | 23.29 | 22.72 | 14.07 | 22.72 | 23.66 | 24.31 | 23.33 | 22.36 | 20 | 23.44 | BIOMASS | 1989-08-31 | 1900 | 2050 | N | North | FC |  |  |  | Yes | CAISO_Biomass |  | Yes | 0.45 | 22.88
NQC List | CAISO | BISHOP_1_ALAMO | CAISO System | BISHOP CREEK PLANT 2 AND 6 | 3.21 | 3.2 | 4.47 | 6.51 | 9.77 | 11.41 | 11.52 | 10.99 | 7.56 | 4.1 | 3.32 | 3.62 | WATER | 1908-01-01 | 1900 | 2050 | N | South | FC |  |  |  | Yes | CAISO_Small_Hydro |  | Yes | -1.11 | 8.67
NQC List | CAISO | BISHOP_1_UNITS | CAISO System | BISHOP CREEK PLANT 3 AND 4 | 3.43 | 3.48 | 4.85 | 6.32 | 10.42 | 13.16 | 13.81 | 12.87 | 8.34 | 5.79 | 4.73 | 4.73 | WATER | 1905-01-01 | 1900 | 2050 | N | South | FC |  |  |  | Yes | CAISO_Small_Hydro |  | Yes | -2.35 | 10.69
NQC List | CAISO | BKRFLD_2_SOLAR1 | Kern | Bakersfield 111 | 0.06 | 0.04 | 0.25 | 0.21 | 0.22 | 0.43 | 0.54 | 0.37 | 0.19 | 0.03 | 0.03 | 0 | SUN | 2015-07-28 | 1900 | 2050 | N | North | FC |  |  |  | Yes | CAISO_Solar |  | Yes | 0 | 0.19
NQC List | CAISO | BLACK_7_UNIT 1 | CAISO System | JAMES B. BLACK 1 | 85 | 85 | 85 | 85 | 85 | 85 | 85 | 85 | 85 | 85 | 85 | 85 | WATER | 1966-01-01 | 1900 | 2050 | Y | North | FC |  |  |  | Yes | CAISO_Hydro |  | Yes | 1.4 | 83.6
NQC List | CAISO | BLACK_7_UNIT 2 | CAISO System | JAMES B. BLACK 2 | 84.1 | 84.1 | 84.1 | 84.1 | 84.1 | 84.1 | 84.1 | 84.1 | 84.1 | 84.1 | 84.1 | 84.1 | WATER | 1965-01-01 | 1900 | 2050 | Y | North | FC |  |  |  | Yes | CAISO_Hydro |  | Yes | 0.02 | 84.08
NQC List | CAISO | BLAST_1_WIND | LA Basin | Mountain View IV Wind | 6.86 | 5.88 | 13.72 | 12.25 | 12.25 | 16.17 | 11.27 | 10.29 | 7.35 | 3.92 | 5.88 | 6.37 | WIND | 2012-02-23 | 1900 | 2050 | N | South | FC |  |  |  | Yes | CAISO_Wind |  | Yes | 0 | 7.35
NQC List | CAISO | BLCKBT_2_STONEY | CAISO System | BLACK BUTTE HYDRO | 2.04 | 1.6 | 1.3 | 3.5 | 2.7 | 2.57 | 2.02 | 1.83 | 1.5 | 1.5 | 2.1 | 2.51 | WATER | 1988-01-01 | 1900 | 2050 | Y | North | FC |  |  |  | Yes | CAISO_Small_Hydro |  | Yes | 0 | 1.5
NQC List | CAISO | BLCKWL_6_SOLAR1 | CAISO System | Blackwell Solar | 0.48 | 0.36 | 2.16 | 1.8 | 1.92 | 3.72 | 4.68 | 3.24 | 1.68 | 0.24 | 0.24 | 0 | SUN | 2015-04-16 | 1900 | 2050 | N | North | FC |  |  |  | Yes | CAISO_Solar |  | Yes | 0 | 1.68
NQC List | CAISO | BLKCRK_2_SOLAR1 | CAISO System | McCoy Station | 10 | 7.5 | 45 | 37.5 | 40 | 77.5 | 97.5 | 67.5 | 35 | 5 | 5 | 0 | SUN | 2016-06-14 | 1900 | 2050 | N | South | FC |  |  |  | Yes | CAISO_Solar |  | Yes | 35 | 0
NQC List | CAISO | BLM_2_UNITS | CAISO System | BLM EAST Facility | 72 | 72 | 72 | 72 | 72 | 72 | 72 | 72 | 72 | 72 | 72 | 72 | GEOTHERMAL | 1988-12-05 | 1900 | 2050 | Y | South | FC |  |  |  | Yes | CAISO_Geothermal |  | Yes | 25 | 47
NQC List | CAISO | BLYTHE_1_SOLAR1 | CAISO System | Blythe Solar 1 Project | 0 | 0 | 0 | 0 | 0 | 0 | 0 | 0 | 0 | 0 | 0 | 0 | SUN | 2009-12-18 | 1900 | 2050 | N | South | EO |  |  |  | Yes | CAISO_Solar |  | Yes | 0 | 0
NQC List | CAISO | BLYTHE_1_SOLAR2 | CAISO System | Blythe Green 1 | 0 | 0 | 0 | 0 | 0 | 0 | 0 | 0 | 0 | 0 | 0 | 0 | SUN | 2017-04-05 | 1900 | 2050 | N | South | EO |  |  |  | Yes | CAISO_Solar |  | Yes | 0 | 0
NQC List | CAISO | BNNIEN_7_ALTAPH | Sierra | ALTA POWER HOUSE | 0.24 | 0.17 | 0.24 | 0.19 | 0.11 | 0.47 | 0.74 | 0.68 | 0.56 | 0.58 | 0.29 | 0.3 | WATER | 1902-01-01 | 1900 | 2050 | N | North | FC |  |  |  | Yes | CAISO_Small_Hydro |  | Yes | 0.08 | 0.48
NQC List | CAISO | BOGUE_1_UNITA1 | Sierra | Feather River Energy Center, Unit #1 | 47.6 | 47.6 | 47.6 | 47.6 | 47.6 | 47.6 | 47.6 | 47.6 | 47.6 | 47.6 | 47.6 | 47.6 | NATURAL GAS | 2002-12-23 | 1900 | 2050 | Y | North | FC |  |  |  | Yes | CAISO_Peaker2 |  | Yes | 0 | 47.6
NQC List | CAISO | BORDER_6_UNITA1 | San Diego-IV | CalPeak Power Border Unit 1 | 51.25 | 51.25 | 51.25 | 51.25 | 51.25 | 51.25 | 51.25 | 51.25 | 51.25 | 51.25 | 51.25 | 51.25 | NATURAL GAS | 2001-10-26 | 1900 | 2050 | Y | South | FC |  |  |  | Yes | CAISO_Peaker2 |  | Yes | 0 | 51.25
NQC List | CAISO | BOWMN_6_HYDRO | Sierra | NID Hydro Bowman Powerhouse | 1.61 | 1.96 | 2.24 | 2.89 | 3.1 | 1.94 | 2.77 | 2.54 | 2.35 | 2.03 | 1.13 | 1.08 | WATER | 2016-12-20 | 1900 | 2050 | N | North | FC |  |  |  | Yes | CAISO_Small_Hydro |  | Yes | 0.21 | 2.14
NQC List | CAISO | BRDGVL_7_BAKER | Humboldt | Baker Station Hydro | 1.28 | 0.82 | 1.29 | 0.83 | 0.13 | 0.01 | 0 | 0 | 0 | 0.06 | 0.62 | 0.6 | WATER | 1987-12-10 | 1900 | 2050 | N | North | FC |  |  |  | Yes | CAISO_Small_Hydro |  | Yes | 0 | 0
NQC List | CAISO | BRDSLD_2_HIWIND | Bay Area | High Winds Energy Center | 22.68 | 19.44 | 45.36 | 40.5 | 40.5 | 53.46 | 37.26 | 34.02 | 24.3 | 12.96 | 19.44 | 21.06 | WIND | 2003-12-23 | 1900 | 2050 | N | North | FC |  |  |  | Yes | CAISO_Wind |  | Yes | 0 | 24.3
NQC List | CAISO | BRDSLD_2_MTZUM2 | Bay Area | NextEra Energy Montezuma Wind II | 10.95 | 9.38 | 21.9 | 19.55 | 19.55 | 25.81 | 17.99 | 16.42 | 11.73 | 6.26 | 9.38 | 10.17 | WIND | 2012-02-01 | 1900 | 2050 | N | North | FC |  |  |  | Yes | CAISO_Wind |  | Yes | 0 | 11.73
NQC List | CAISO | BRDSLD_2_MTZUMA | Bay Area | FPL Energy Montezuma Wind | 5.15 | 4.42 | 10.3 | 9.2 | 9.2 | 12.14 | 8.46 | 7.73 | 5.52 | 2.94 | 4.42 | 4.78 | WIND | 2011-01-25 | 1900 | 2050 | N | North | FC |  |  |  | Yes | CAISO_Wind |  | Yes | 0 | 5.52
NQC List | CAISO | BRDSLD_2_SHILO1 | Bay Area | Shiloh I Wind Project | 21 | 18 | 42 | 37.5 | 37.5 | 49.5 | 34.5 | 31.5 | 22.5 | 12 | 18 | 19.5 | WIND | 2006-03-30 | 1900 | 2050 | N | North | FC |  |  |  | Yes | CAISO_Wind |  | Yes | 0 | 22.5
NQC List | CAISO | BRDSLD_2_SHILO2 | Bay Area | SHILOH WIND PROJECT 2 | 21 | 18 | 42 | 37.5 | 37.5 | 49.5 | 34.5 | 31.5 | 22.5 | 12 | 18 | 19.5 | WIND | 2009-01-27 | 1900 | 2050 | N | North | FC |  |  |  | Yes | CAISO_Wind |  | Yes | 0 | 22.5
NQC List | CAISO | BRDSLD_2_SHLO3A | Bay Area | Shiloh III Wind Project, LLC | 14.35 | 12.3 | 28.7 | 25.63 | 25.63 | 33.83 | 23.58 | 21.53 | 15.38 | 8.2 | 12.3 | 13.33 | WIND | 2011-12-22 | 1900 | 2050 | N | North | FC |  |  |  | Yes | CAISO_Wind |  | Yes | 0 | 15.38
NQC List | CAISO | BRDSLD_2_SHLO3B | Bay Area | Shiloh IV Wind Project | 14 | 12 | 28 | 25 | 25 | 33 | 23 | 21 | 15 | 8 | 12 | 13 | WIND | 2012-12-07 | 1900 | 2050 | N | North | FC |  |  |  | Yes | CAISO_Wind |  | Yes | 0 | 15
NQC List | CAISO | BREGGO_6_DEGRSL | San Diego-IV | Desert Green Solar Farm | 0.25 | 0.19 | 1.13 | 0.95 | 1.01 | 1.95 | 2.46 | 1.7 | 0.88 | 0.13 | 0.13 | 0 | SUN | 2013-02-13 | 1900 | 2050 | N | South | FC |  |  |  | Yes | CAISO_Solar |  | Yes | 0 | 0.88
NQC List | CAISO | BREGGO_6_SOLAR | San Diego-IV | NRG Borrego Solar One | 1.04 | 0.78 | 4.68 | 3.9 | 4.16 | 8.06 | 10.14 | 7.02 | 3.64 | 0.52 | 0.52 | 0 | SUN | 2013-02-12 | 1900 | 2050 | N | South | FC |  |  |  | Yes | CAISO_Solar |  | Yes | 0 | 3.64
NQC List | CAISO | BRODIE_2_WIND | CAISO System | Coram Brodie Wind Project | 14.28 | 12.24 | 28.56 | 25.5 | 25.5 | 33.66 | 23.46 | 21.42 | 15.3 | 8.16 | 12.24 | 13.26 | WIND | 2012-03-29 | 1900 | 2050 | N | South | FC |  |  |  | Yes | CAISO_Wind |  | Yes | 0 | 15.3
NQC List | CAISO | BUCKBL_2_PL1X3 | CAISO System | Blythe Energy Center | 490 | 490 | 490 | 490 | 490 | 490 | 490 | 490 | 490 | 490 | 490 | 490 | NATURAL GAS | 2010-07-31 | 1900 | 2050 | Y | South | FC |  |  |  | Yes | CAISO_CCGT1 |  | Yes | -3.63 | 493.63
NQC List | CAISO | BUCKCK_2_HYDRO | Sierra | Lassen Station Hydro | 0.65 | 0.56 | 0.82 | 0.9 | 0.83 | 0.48 | 0.13 | 0.04 | 0 | 0.02 | 0.31 | 0.31 | WATER | 2016-06-13 | 1900 | 2050 | N | North | FC |  |  |  | Yes | CAISO_Small_Hydro |  | Yes | 0 | 0
NQC List | CAISO | BUCKCK_7_OAKFLT | Sierra | Oak Flat | 1.3 | 1.3 | 1.3 | 1.3 | 1.3 | 1.3 | 1.3 | 1.3 | 1.3 | 1.3 | 1.3 | 1.3 | WATER | 1985-01-01 | 1900 | 2050 | Y | North | FC |  |  |  | Yes | CAISO_Small_Hydro |  | Yes | 0.83 | 0.47
NQC List | CAISO | BUCKCK_7_PL1X2 | Sierra | BUCKS CREEK AGGREGATE | 57.25 | 57.25 | 57.25 | 57.25 | 57.25 | 57.25 | 57.25 | 57.25 | 57.25 | 57.25 | 57.25 | 57.25 | WATER | 1928-01-01 | 1900 | 2050 | Y | North | FC |  |  |  | Yes | CAISO_Hydro |  | Yes | 14.84 | 42.41
NQC List | CAISO | BUCKWD_1_NPALM1 | LA Basin | North Palm Springs 1A | 0.1 | 0.07 | 0.43 | 0.36 | 0.38 | 0.74 | 0.94 | 0.65 | 0.34 | 0.05 | 0.05 | 0 | SUN | 2012-04-02 | 1900 | 2050 | N | South | FC |  |  |  | Yes | CAISO_Solar |  | Yes | 0 | 0.34
NQC List | CAISO | BUCKWD_1_QF | LA Basin | Buckwind Re-powering project | 2.31 | 1.98 | 4.62 | 4.13 | 4.13 | 5.45 | 3.8 | 3.47 | 2.48 | 1.32 | 1.98 | 2.15 | WIND | 2000-01-01 | 1900 | 2050 | N | South | FC |  |  |  | Yes | CAISO_Wind |  | Yes | 0 | 2.48
NQC List | CAISO | BUCKWD_7_WINTCV | LA Basin | Wintec Energy, Ltd. | 0.18 | 0.16 | 0.37 | 0.33 | 0.33 | 0.44 | 0.3 | 0.28 | 0.2 | 0.11 | 0.16 | 0.17 | WIND | 2003-12-30 | 1900 | 2050 | N | South | FC |  |  |  | Yes | CAISO_Wind |  | Yes | 0 | 0.2
NQC List | CAISO | BURNYF_2_UNIT 1 | CAISO System | Burney Forest Power | 25.29 | 26.81 | 26.08 | 23.69 | 25.82 | 27.5 | 27.03 | 27.96 | 28.19 | 26.48 | 26.12 | 27.55 | BIOMASS | 2018-08-17 | 1900 | 2050 | N | North | FC |  |  |  | Yes | CAISO_Biomass |  | Yes | 4.02 | 24.17
NQC List | CAISO | BUTTVL_7_UNIT 1 | CAISO System | BUTT VALLEY HYDRO | 39.5 | 39.5 | 39.5 | 39.5 | 39.5 | 39.5 | 39.5 | 39.5 | 39.5 | 39.5 | 39.5 | 39.5 | WATER | 1958-01-01 | 1900 | 2050 | Y | North | FC |  |  |  | Yes | CAISO_Hydro |  | Yes | 0 | 39.5
NQC List | CAISO | CABZON_1_WINDA1 | LA Basin | Cabazon Wind Project | 5.74 | 4.92 | 11.48 | 10.25 | 10.25 | 13.53 | 9.43 | 8.61 | 6.15 | 3.28 | 4.92 | 5.33 | WIND | 2002-08-31 | 1900 | 2050 | N | South | FC |  |  |  | Yes | CAISO_Wind |  | Yes | 0 | 6.15
NQC List | CAISO | CALFTN_2_SOLAR | CAISO System | California Flats North | 5.2 | 3.9 | 23.4 | 19.5 | 20.8 | 40.3 | 50.7 | 35.1 | 18.2 | 2.6 | 2.6 | 0 | SUN | 2017-11-29 | 1900 | 2050 | N | North | FC |  |  |  | Yes | CAISO_Solar |  | Yes | 3.28 | 14.92
NQC List | CAISO | CALFTS_2_CFSSR1 | CAISO System | California Flats Solar South | 6 | 4.5 | 27 | 22.5 | 24 | 46.5 | 58.5 | 40.5 | 21 | 3 | 3 | 0 | SUN | 2019-03-05 | 1900 | 2050 | N | North | FC |  |  |  | Yes | CAISO_Solar |  | Yes | 0 | 21
NQC List | CAISO | CALGEN_1_UNITS | CAISO System | Coso Navy 1 | 92.2 | 92.2 | 92.2 | 92.2 | 92.2 | 92.2 | 92.2 | 92.2 | 92.2 | 92.2 | 92.2 | 92.2 | GEOTHERMAL | 1987-07-13 | 1900 | 2050 | Y | South | FC |  |  |  | Yes | CAISO_Geothermal |  | Yes | 12.2 | 80
NQC List | CAISO | CALPIN_1_AGNEW | Bay Area | Agnews Power Plant | 28.56 | 28.56 | 28.56 | 28.56 | 28.56 | 28.56 | 28.56 | 28.56 | 28.56 | 28.56 | 28.56 | 28.56 | NATURAL GAS | 1990-10-19 | 1900 | 2050 | Y | North | FC |  |  |  | Yes | CAISO_CCGT2 |  | Yes | 0 | 28.56
NQC List | CAISO | CAMCHE_1_PL1X3 | Stockton | CAMANCHE UNITS 1, 2 & 3 AGGREGATE | 3.78 | 3.49 | 2.95 | 5.8 | 6.82 | 6.09 | 4.45 | 2.76 | 1.96 | 1.71 | 1.54 | 3.46 | WATER | 1983-01-01 | 1900 | 2050 | N | North | FC |  |  |  | Yes | CAISO_Hydro |  | Yes | -1.26 | 3.22
NQC List | CAISO | CAMLOT_2_SOLAR1 | CAISO System | Camelot | 1.8 | 1.35 | 8.1 | 6.75 | 7.2 | 13.95 | 17.55 | 12.15 | 6.3 | 0.9 | 0.9 | 0 | SUN | 2014-12-11 | 1900 | 2050 | N | South | FC |  |  |  | Yes | CAISO_Solar |  | Yes | 0 | 6.3
NQC List | CAISO | CAMLOT_2_SOLAR2 | CAISO System | Columbia Two | 0.6 | 0.45 | 2.7 | 2.25 | 2.4 | 4.65 | 5.85 | 4.05 | 2.1 | 0.3 | 0.3 | 0 | SUN | 2014-12-10 | 1900 | 2050 | N | South | FC |  |  |  | Yes | CAISO_Solar |  | Yes | 0 | 2.1
NQC List | CAISO | CAMPFW_7_FARWST | Sierra | CAMP FAR WEST HYDRO | 4.86 | 4.31 | 4.35 | 5.73 | 4.31 | 2.87 | 2.97 | 2.9 | 0.57 | 0 | 0 | 2.28 | WATER | 1985-01-01 | 1900 | 2050 | Y | North | FC |  |  |  | Yes | CAISO_Small_Hydro |  | Yes | 0.57 | 0
NQC List | CAISO | CANTUA_1_SOLAR | Fresno | Cantua Solar Station | 0.8 | 0.6 | 3.6 | 3 | 3.2 | 6.2 | 7.8 | 5.4 | 2.8 | 0.4 | 0.4 | 0 | SUN | 2012-07-25 | 1900 | 2050 | N | North | ID | 100% |  |  | Yes | CAISO_Solar |  | Yes | 0 | 2.8
NQC List | CAISO | [15 empty] | #N/A | #N/A | 1900 | #N/A | [6 empty] | #N/A | #N/A |  | #N/A | #VALUE! | #N/A
NQC List | CAISO | CAPWD_1_QF | LA Basin | Edom Hills Wind Farm | 2.74 | 2.35 | 5.47 | 4.89 | 4.89 | 6.45 | 4.5 | 4.11 | 2.93 | 1.56 | 2.35 | 2.54 | WIND | 2000-01-01 | 1900 | 2050 | N | South | FC |  |  |  | Yes | CAISO_Wind |  | Yes | 0 | 2.93
NQC List | CAISO | CARBOU_7_PL2X3 | CAISO System | CARIBOU PH 1 UNIT 2 & 3 AGGREGATE | 49 | 49 | 49 | 49 | 49 | 49 | 49 | 49 | 49 | 49 | 49 | 49 | WATER | 1921-01-01 | 1900 | 2050 | Y | North | FC |  |  |  | Yes | CAISO_Hydro |  | Yes | 13.8 | 35.2
NQC List | CAISO | CARBOU_7_PL4X5 | CAISO System | CARIBOU PH 2 UNIT 4 & 5 AGGREGATE | 120 | 120 | 120 | 120 | 120 | 120 | 120 | 120 | 120 | 120 | 120 | 120 | WATER | 1958-01-01 | 1900 | 2050 | Y | North | FC |  |  |  | Yes | CAISO_Hydro |  | Yes | 18 | 102
NQC List | CAISO | CARBOU_7_UNIT 1 | CAISO System | CARIBOU PH 1 UNIT 1 | 24 | 24 | 24 | 24 | 24 | 24 | 24 | 24 | 24 | 24 | 24 | 24 | WATER | 1921-01-01 | 1900 | 2050 | Y | North | FC |  |  |  | Yes | CAISO_Hydro |  | Yes | 4.8 | 19.2
NQC List | CAISO | CARLS1_2_CARCT1 | San Diego-IV | Carlsbad 1 | 422 | 422 | 422 | 422 | 422 | 422 | 422 | 422 | 422 | 422 | 422 | 422 | NATURAL GAS | 2018-11-19 | 1900 | 2050 | Y | South | FC |  |  |  | Yes | CAISO_Peaker1 |  | Yes | 0 | 422
NQC List | CAISO | CARLS2_1_CARCT1 | San Diego-IV | Carlsbad 2 | 105.5 | 105.5 | 105.5 | 105.5 | 105.5 | 105.5 | 105.5 | 105.5 | 105.5 | 105.5 | 105.5 | 105.5 | NATURAL GAS | 2018-11-20 | 1900 | 2050 | Y | South | FC |  |  |  | Yes | CAISO_Peaker1 |  | Yes | 0 | 105.5
NQC List | CAISO | CATLNA_2_SOLAR | CAISO System | Catalina Solar - Phases 1 and 2 | 4.4 | 3.3 | 19.8 | 16.5 | 17.6 | 34.1 | 42.9 | 29.7 | 15.4 | 2.2 | 2.2 | 0 | SUN | 2013-02-15 | 1900 | 2050 | N | South | FC |  |  |  | Yes | CAISO_Solar |  | Yes | 0 | 15.4
NQC List | CAISO | CATLNA_2_SOLAR2 | CAISO System | Catalina Solar 2 | 0.72 | 0.54 | 3.24 | 2.7 | 2.88 | 5.58 | 7.02 | 4.86 | 2.52 | 0.36 | 0.36 | 0 | SUN | 2015-07-22 | 1900 | 2050 | N | South | FC |  |  |  | Yes | CAISO_Solar |  | Yes | 0 | 2.52
NQC List | CAISO | CAVLSR_2_BSOLAR | CAISO System | California Valley Solar Ranch-Phase B | 1.6 | 1.2 | 7.2 | 6 | 6.4 | 12.4 | 15.6 | 10.8 | 5.6 | 0.8 | 0.8 | 0 | SUN | 2013-01-01 | 1900 | 2050 | N | North | FC |  |  |  | Yes | CAISO_Solar |  | Yes | 0 | 5.6
NQC List | CAISO | CAVLSR_2_RSOLAR | CAISO System | California Valley Solar Ranch-Phase A | 8.4 | 6.3 | 37.8 | 31.5 | 33.6 | 65.1 | 81.9 | 56.7 | 29.4 | 4.2 | 4.2 | 0 | SUN | 2013-11-01 | 1900 | 2050 | N | North | FC |  |  |  | Yes | CAISO_Solar |  | Yes | 0 | 29.4
NQC List | CAISO | CAYTNO_2_VASCO | Bay Area | Vasco Road | 4.01 | 3.9 | 3.99 | 3.99 | 3.9 | 3.94 | 3.94 | 4.02 | 3.58 | 3.6 | 4.05 | 4.04 | BIOGAS | 2014-02-05 | 1900 | 2050 | N | North | FC |  |  |  | Yes | CAISO_Biomass |  | Yes | -0.01 | 3.59
NQC List | CAISO | CCRITA_7_RPPCHF | San Diego-IV | Rancho Penasquitos Hydro Facility | 0 | 0 | 0 | 0 | 0 | 1.92 | 3.08 | 3.6 | 3.27 | 1.75 | 0.03 | 0 | WATER | 2007-01-23 | 1900 | 2050 | N | South | FC |  |  |  | #N/A | #N/A |  | #N/A | #N/A | #N/A
NQC List | CAISO | CDWR07_2_GEN | CAISO System | CDWR07_2_GEN | 115.6 | 115.6 | 115.6 | 115.6 | 115.6 | 115.6 | 115.6 | 115.6 | 115.6 | 115.6 | 115.6 | 115.6 | WATER | 1899-12-31 | 1900 | 2050 | Y | North | FC |  |  |  | Yes | CAISO_Existing_Pumped_Storage |  | Yes | 0 | 115.6
NQC List | CAISO | CEDRCK_6_UNIT | CAISO System | Water Wheel Ranch | 0.46 | 0.56 | 0.61 | 0.56 | 0.55 | 0.3 | 0.16 | 0.12 | 0.11 | 0.14 | 0.23 | 0.34 | WATER | 1984-03-22 | 1900 | 2050 | N | North | FC |  |  |  | Yes | CAISO_Small_Hydro |  | Yes | -0.02 | 0.13
NQC List | CAISO | CEDUCR_2_SOLAR1 | Big Creek-Ventura | Ducor Solar 1 | 0 | 0 | 0 | 0 | 0 | 0 | 0 | 0 | 0 | 0 | 0 | 0 | SUN | 2016-12-23 | 1900 | 2050 | N | South | EO |  |  |  | Yes | CAISO_Solar |  | Yes | 0 | 0
NQC List | CAISO | CEDUCR_2_SOLAR2 | Big Creek-Ventura | Ducor Solar 2 | 0 | 0 | 0 | 0 | 0 | 0 | 0 | 0 | 0 | 0 | 0 | 0 | SUN | 2016-12-23 | 1900 | 2050 | N | South | EO |  |  |  | Yes | CAISO_Solar |  | Yes | 0 | 0
NQC List | CAISO | CEDUCR_2_SOLAR3 | Big Creek-Ventura | Ducor Solar 3 | 0 | 0 | 0 | 0 | 0 | 0 | 0 | 0 | 0 | 0 | 0 | 0 | SUN | 2016-12-23 | 1900 | 2050 | N | South | EO |  |  |  | Yes | CAISO_Solar |  | Yes | 0 | 0
NQC List | CAISO | CEDUCR_2_SOLAR4 | Big Creek-Ventura | Ducor Solar 4 | 0 | 0 | 0 | 0 | 0 | 0 | 0 | 0 | 0 | 0 | 0 | 0 | SUN | 2016-12-23 | 1900 | 2050 | N | South | EO |  |  |  | Yes | CAISO_Solar |  | Yes | 0 | 0
NQC List | CAISO | CENTER_2_RHONDO | LA Basin | MWD Rio Hondo Hydroelectric Recovery Pla | 1.91 | 1.91 | 1.91 | 1.91 | 1.91 | 1.91 | 1.91 | 1.91 | 1.91 | 1.91 | 1.91 | 1.91 | WATER | 1984-01-01 | 1900 | 2050 | Y | South | FC |  |  |  | Yes | CAISO_Hydro |  | Yes | 0 | 1.91
NQC List | CAISO | CENTER_2_SOLAR1 | LA Basin | Pico Rivera | 0 | 0 | 0 | 0 | 0 | 0 | 0 | 0 | 0 | 0 | 0 | 0 | SUN | 2015-11-20 | 1900 | 2050 | N | South | EO |  |  |  | Yes | CAISO_Solar |  | Yes | 0 | 0
NQC List | CAISO | CENTER_2_TECNG1 | LA Basin | TECHNICAST | 0 | 0 | 0 | 0 | 0 | 0 | 0 | 0 | 0 | 0 | 0 | 0 | NATURAL GAS | 2018-05-01 | 1900 | 2050 | N | South | EO |  |  |  | Yes | CAISO_CHP |  | Yes | 0 | 0
NQC List | CAISO | CENTER_6_PEAKER | LA Basin | Center Peaker | 47 | 47 | 47 | 47 | 47 | 47 | 47 | 47.11 | 47.11 | 47.11 | 47.11 | 47.11 | NATURAL GAS | 2007-09-20 | 1900 | 2050 | Y | South | FC |  |  |  | Yes | CAISO_Peaker1 |  | Yes | 0 | 47.11
NQC List | CAISO | CENTRY_6_PL1X4 | LA Basin | CENTURY GENERATING PLANT (AGGREGATE) | 36 | 36 | 36 | 36 | 36 | 36 | 36 | 36 | 36 | 36 | 36 | 36 | NATURAL GAS | 2001-09-17 | 1900 | 2050 | Y | South | FC |  |  |  | Yes | CAISO_Peaker2 |  | Yes | 0 | 36
NQC List | CAISO | CHALK_1_UNIT | CAISO System | CHALK CLIFF LIMITED | 45.8 | 46.06 | 45.5 | 45 | 44.38 | 43.46 | 43 | 43.06 | 43.72 | 45.04 | 46.42 | 46.84 | NATURAL GAS | 1990-03-20 | 1900 | 2050 | Y | North | FC |  |  |  | Yes | CAISO_Peaker1 |  | Yes | 0.22 | 43.5
NQC List | CAISO | CHEVCD_6_UNIT | CAISO System | CHEVRON USA (TAFT/CADET) | 0.63 | 0.81 | 0.6 | 0.47 | 0.64 | 0.7 | 1.02 | 1.02 | 1.09 | 0.98 | 0.69 | 0.65 | NATURAL GAS | 1982-07-26 | 1900 | 2050 | N | North | FC |  |  |  | Yes | CAISO_CHP |  | Yes | 0.08 | 1.01
NQC List | CAISO | CHEVCO_6_UNIT 1 | Fresno | CHEVRON USA (COALINGA) | 1.09 | 1.09 | 1.23 | 1.21 | 1.46 | 1.02 | 1.77 | 2.09 | 1.94 | 2.16 | 1.2 | 1.22 | NATURAL GAS | 1986-01-17 | 1900 | 2050 | N | North | FC |  |  |  | Yes | CAISO_CHP |  | Yes | 0.08 | 1.86
NQC List | CAISO | CHEVCO_6_UNIT 2 | Fresno | AERA ENERGY LLC. (COALINGA) | 1.03 | 1.15 | 0.95 | 1.03 | 1.03 | 0.99 | 1.06 | 0.85 | 0.86 | 1.19 | 1.24 | 1.43 | NATURAL GAS | 1988-06-03 | 1900 | 2050 | N | North | FC |  |  |  | Yes | CAISO_CHP |  | Yes | 0.16 | 0.7
NQC List | CAISO | CHEVCY_1_UNIT | CAISO System | CHEVRON USA (CYMRIC) | 4.39 | 3.29 | 2.75 | 3.33 | 2.68 | 2.54 | 3.64 | 2.91 | 2.85 | 3.44 | 2.5 | 3.31 | NATURAL GAS | 1982-10-15 | 1900 | 2050 | N | North | FC |  |  |  | Yes | CAISO_CHP |  | Yes | 0.47 | 2.38
NQC List | CAISO | CHEVMN_2_UNITS | LA Basin | CHEVRON U.S.A. UNITS 1 & 2 AGGREGATE | 11.01 | 10.76 | 19.97 | 20.56 | 9.38 | 10.83 | 11.32 | 7.54 | 9.78 | 10.86 | 1 | 6.89 | OTHER | 1987-12-29 | 1900 | 2050 | N | South | FC |  |  |  | Yes | CAISO_CHP |  | Yes | 3.12 | 6.66
NQC List | CAISO | CHICPK_7_UNIT 1 | Sierra | Chicago Park Powerhouse | 42 | 42 | 42 | 42 | 42 | 42 | 42 | 42 | 42 | 42 | 42 | 42 | WATER | 1965-01-01 | 1900 | 2050 | Y | North | FC |  |  |  | Yes | CAISO_Hydro |  | Yes | 42 | 0
NQC List | CAISO | CHILLS_1_SYCENG | San Diego-IV | Sycamore Energy 1 | 0.6 | 0.68 | 0.64 | 0.63 | 0.5 | 0.57 | 0.64 | 0.62 | 0.51 | 0.54 | 0.58 | 0.55 | BIOGAS | 2011-05-19 | 1900 | 2050 | N | South | FC |  |  |  | Yes | CAISO_Biomass |  | Yes | 0.07 | 0.44
NQC List | CAISO | CHILLS_7_UNITA1 | San Diego-IV | Sycamore Energy 2 | 1.82 | 2 | 2 | 2 | 1.4 | 1.68 | 1.56 | 1.52 | 1.74 | 1.75 | 1.8 | 1.61 | BIOGAS | 2004-07-14 | 1900 | 2050 | Y | South | FC |  |  |  | Yes | CAISO_CHP |  | Yes | 0 | 1.74
NQC List | CAISO | CHINO_2_APEBT1 | LA Basin | Pomona Energy Storage | 20 | 20 | 20 | 20 | 20 | 20 | 20 | 20 | 20 | 20 | 20 | 20 | LESR | 2016-12-31 | 1900 | 2050 | Y | South | FC |  |  |  | Yes | CAISO_Li_Battery |  | Yes | 0 | 20
NQC List | CAISO | CHINO_2_JURUPA | LA Basin | Jurupa | 0 | 0 | 0 | 0 | 0 | 0 | 0 | 0 | 0 | 0 | 0 | 0 | SUN | 2013-12-20 | 1900 | 2050 | N | South | EO |  |  |  | Yes | CAISO_Solar |  | Yes | 0 | 0
NQC List | CAISO | CHINO_2_QF | LA Basin | CHINO QFS | 0.58 | 0.58 | 0.58 | 0.58 | 0.58 | 0.1 | 0 | 0 | 0 | 0 | 0 | 0 | OTHER | 1987-01-01 | 1900 | 2050 | N | South | FC |  |  |  | Yes | CAISO_CHP |  | Yes | 0 | 0
NQC List | CAISO | CHINO_2_SASOLR | LA Basin | SS San Antonio West LLC | 0 | 0 | 0 | 0 | 0 | 0 | 0 | 0 | 0 | 0 | 0 | 0 | SUN | 2013-12-20 | 1900 | 2050 | N | South | EO |  |  |  | Yes | CAISO_Solar |  | Yes | 0 | 0
NQC List | CAISO | CHINO_2_SOLAR | LA Basin | Chino RT Solar 1 | 0.04 | 0.03 | 0.18 | 0.15 | 0.16 | 0.31 | 0.39 | 0.27 | 0.14 | 0.02 | 0.02 | 0 | SUN | 2009-12-01 | 1900 | 2050 | N | South | FC |  |  |  | Yes | CAISO_Solar |  | Yes | 0 | 0.14
NQC List | CAISO | CHINO_2_SOLAR2 | LA Basin | Kona Solar - Terra Francesca | 0 | 0 | 0 | 0 | 0 | 0 | 0 | 0 | 0 | 0 | 0 | 0 | SUN | 2015-04-13 | 1900 | 2050 | N | South | EO |  |  |  | Yes | CAISO_Solar |  | Yes | 0 | 0
NQC List | CAISO | CHINO_6_CIMGEN | LA Basin | Chino Co-Generation | 26 | 26 | 26 | 26 | 26 | 26 | 26 | 26 | 26 | 26 | 26 | 26 | NATURAL GAS | 2018-06-27 | 1900 | 2050 | Y | South | FC |  |  |  | Yes | CAISO_CHP |  | Yes | 0 | 26
NQC List | CAISO | [15 empty] | #N/A | #N/A | 1900 | #N/A | [6 empty] | #N/A | #N/A |  | #N/A | #VALUE! | #N/A
NQC List | CAISO | CHINO_7_MILIKN | LA Basin | MN Milliken Genco LLC | 1.29 | 1.2 | 1.49 | 1.48 | 1.36 | 1.24 | 1.25 | 1.19 | 1.21 | 1.27 | 1.41 | 1.32 | BIOGAS | 2003-07-17 | 1900 | 2050 | Y | South | FC |  |  |  | Yes | CAISO_Biomass |  | Yes | 0 | 1.21
NQC List | CAISO | CHWCHL_1_BIOMAS | Fresno | Chow II Biomass to Energy | 8.65 | 9.52 | 10.05 | 9.22 | 8.09 | 8.8 | 9.68 | 9.3 | 9.64 | 9.31 | 8.86 | 10.34 | BIOMASS | 2008-05-08 | 1900 | 2050 | N | North | FC |  |  |  | Yes | CAISO_Biomass |  | Yes | -0.37 | 10.01
NQC List | CAISO | CHWCHL_1_UNIT | Fresno | CHOW 2 PEAKER PLANT | 48 | 48 | 48 | 48 | 48 | 48 | 48 | 48 | 48 | 48 | 48 | 48 | NATURAL GAS | 2001-06-13 | 1900 | 2050 | Y | North | FC |  |  |  | Yes | CAISO_Reciprocating_Engine |  | Yes | 0 | 48
NQC List | CAISO | CLOVDL_1_SOLAR | NCNB | Cloverdale Solar I | 0.06 | 0.05 | 0.27 | 0.23 | 0.24 | 0.47 | 0.59 | 0.41 | 0.21 | 0.03 | 0.03 | 0 | SUN | 2014-06-26 | 1900 | 2050 | N | North | ID | 100% |  |  | Yes | CAISO_Solar |  | Yes | 0 | 0.21
NQC List | CAISO | CLOVER_2_UNIT | CAISO System | Clover Creek | 0.75 | 0.71 | 0.85 | 0.89 | 0.75 | 0.49 | 0.28 | 0.13 | 0.06 | 0.17 | 0.29 | 0.5 | WATER | 2016-05-06 | 1900 | 2050 | N | North | FC |  |  |  | Yes | CAISO_Small_Hydro |  | Yes | -0.07 | 0.13
NQC List | CAISO | CLRKRD_6_LIMESD | CAISO System | Lime Saddle Hydro | 0.38 | 0.36 | 0.19 | 0.57 | 0.53 | 0.58 | 0.61 | 0.63 | 0.46 | 0.46 | 0.23 | 0.22 | WATER | 1906-01-01 | 1900 | 2050 | N | North | FC |  |  |  | Yes | CAISO_Small_Hydro |  | Yes | 0.03 | 0.43
NQC List | CAISO | CLRMTK_1_QF | Bay Area | SMALL QF AGGREGATION - OAKLAND | 0 | 0 | 0 | 0 | 0 | 0 | 0 | 0 | 0 | 0 | 0 | 0 | NATURAL GAS | 1983-12-05 | 1900 | 2050 | N | North | FC |  |  |  | Yes | CAISO_CHP |  | Yes | 0 | 0
NQC List | CAISO | CNTNLA_2_SOLAR1 | San Diego-IV | Centinela Solar Energy I | 5 | 3.75 | 22.5 | 18.75 | 20 | 38.75 | 48.75 | 33.75 | 17.5 | 2.5 | 2.5 | 0 | SUN | 2013-10-16 | 1900 | 2050 | N | South | FC |  |  |  | Yes | CAISO_Solar |  | Yes | 0 | 17.5
NQC List | CAISO | CNTNLA_2_SOLAR2 | San Diego-IV | Centinels Solar Energy 2 | 0 | 0 | 0 | 0 | 0 | 0 | 0 | 0 | 6.38 | 0.91 | 0.91 | 0 | SUN | 2014-08-15 | 1900 | 2050 | N | South | FC |  |  |  | Yes | CAISO_Solar |  | Yes | 0 | 6.38
NQC List | CAISO | CNTRVL_6_UNIT | CAISO System | Centerville | 3.81 | 4.45 | 4.7 | 4.62 | 4.41 | 4.72 | 4.7 | 4.62 | 4.57 | 4.07 | 3.58 | 4.07 | WATER | 0 | 1900 | 2050 | N | North | FC |  |  |  | Yes | CAISO_Small_Hydro |  | Yes | 4.57 | 0
NQC List | CAISO | COCOPP_2_CTG1 | Bay Area | Marsh Landing 1 | 202.49 | 202.49 | 200.57 | 197.53 | 195.03 | 191.9 | 189.9 | 190 | 190.9 | 194.6 | 200.6 | 201.6 | NATURAL GAS | 2013-05-01 | 1900 | 2050 | Y | North | FC |  |  |  | Yes | CAISO_Peaker2 |  | Yes | -2.84 | 193.74
NQC List | CAISO | COCOPP_2_CTG2 | Bay Area | Marsh Landing 2 | 201.63 | 201.63 | 199.72 | 196.7 | 194.21 | 191.1 | 189.1 | 189.21 | 191.1 | 193.78 | 199.7 | 200.72 | NATURAL GAS | 2013-05-01 | 1900 | 2050 | Y | North | FC |  |  |  | Yes | CAISO_Peaker2 |  | Yes | -1.8 | 192.9
NQC List | CAISO | COCOPP_2_CTG3 | Bay Area | Marsh Landing 3 | 201.2 | 201.2 | 199.29 | 196.28 | 193.79 | 190.4 | 188.4 | 188.5 | 190.4 | 193.36 | 199.3 | 200.3 | NATURAL GAS | 2013-05-01 | 1900 | 2050 | Y | North | FC |  |  |  | Yes | CAISO_Peaker2 |  | Yes | -1.81 | 192.21
NQC List | CAISO | COCOPP_2_CTG4 | Bay Area | Marsh Landing 4 | 203.09 | 203.09 | 201.16 | 198.12 | 195.68 | 191.8 | 189.8 | 189.89 | 191.8 | 195.18 | 201.2 | 202.2 | NATURAL GAS | 2013-05-01 | 1900 | 2050 | Y | North | FC |  |  |  | Yes | CAISO_Peaker2 |  | Yes | -1.74 | 193.54
NQC List | CAISO | COCOSB_6_SOLAR | Bay Area | Oakley Solar Project | 0 | 0 | 0 | 0 | 0 | 0 | 0 | 0 | 0 | 0 | 0 | 0 | SUN | 2013-06-12 | 1900 | 2050 | N | North | EO |  |  |  | Yes | CAISO_Solar |  | Yes | 0 | 0
NQC List | CAISO | COGNAT_1_UNIT | Stockton | Stockton Biomas | 40.63 | 45 | 43.05 | 20.37 | 28.37 | 29.75 | 39.21 | 43.44 | 45 | 40.3 | 44.53 | 43.22 | BIOMASS | 2014-02-12 | 1900 | 2050 | N | North | FC |  |  |  | Yes | CAISO_CHP |  | Yes | 0 | 45
NQC List | CAISO | COLEMN_2_UNIT | CAISO System | Coleman | 6.9 | 7.52 | 9.35 | 9.41 | 7 | 6.18 | 4.24 | 2.34 | 4.25 | 4.46 | 4.34 | 3.98 | WATER | 1979-01-01 | 1900 | 2050 | N | North | FC |  |  |  | Yes | CAISO_Small_Hydro |  | Yes | -0.12 | 4.37
NQC List | CAISO | COLGAT_7_UNIT 1 | Sierra | Colgate Powerhouse Unit 1 | 149.85 | 148.64 | 153.29 | 158.63 | 162.79 | 165.7 | 165.1 | 161.65 | 156.74 | 151.87 | 149.95 | 148.24 | WATER | 1969-01-01 | 1900 | 2050 | Y | North | FC |  |  |  | Yes | CAISO_Hydro |  | Yes | 0 | 156.74
NQC List | CAISO | COLGAT_7_UNIT 2 | Sierra | Colgate Powerhouse Unit 2 | 149.8 | 148.6 | 153.24 | 158.63 | 162.83 | 165.76 | 165.16 | 161.68 | 156.71 | 151.81 | 149.91 | 148.21 | WATER | 1969-01-01 | 1900 | 2050 | Y | North | FC |  |  |  | Yes | CAISO_Hydro |  | Yes | 0 | 156.71
NQC List | CAISO | COLTON_6_AGUAM1 | LA Basin | AGUA MANSA UNIT 1 (CITY OF COLTON) | 43 | 43 | 43 | 43 | 43 | 43 | 43 | 43 | 43 | 43 | 43 | 43 | NATURAL GAS | 2003-06-27 | 1900 | 2050 | Y | South | FC |  |  |  | Yes | CAISO_Peaker1 |  | Yes | 0 | 43
NQC List | CAISO | COLUSA_2_PL1X3 | CAISO System | Colusa Generating Station | 620.1 | 618.9 | 618.9 | 618.9 | 618.9 | 598.06 | 593.2 | 594.94 | 607.51 | 618.9 | 618.9 | 626.97 | NATURAL GAS | 2010-12-22 | 1900 | 2050 | Y | North | FC |  |  |  | Yes | CAISO_CCGT1 |  | Yes | -3.21 | 610.72
NQC List | CAISO | COLVIL_7_PL1X2 | CAISO System | COLLIERVILLE HYDRO UNIT 1 & 2 AGGREGATE | 246.86 | 246.86 | 246.86 | 246.86 | 246.86 | 246.86 | 246.86 | 246.86 | 246.86 | 246.86 | 246.86 | 246.86 | WATER | 1899-12-31 | 1900 | 2050 | Y | North | FC |  |  |  | Yes | CAISO_Hydro |  | Yes | 0 | 246.86
NQC List | CAISO | CONTRL_1_CASAD1 | CAISO System | Mammoth G1 | 7.27 | 7.18 | 6.89 | 6.88 | 6.12 | 5.45 | 5.1 | 5.22 | 6.05 | 6.64 | 7.11 | 7.24 | GEOTHERMAL | 1984-11-26 | 1900 | 2050 | N | South | FC |  |  |  | Yes | CAISO_Geothermal |  | Yes | 0.24 | 5.81
NQC List | CAISO | CONTRL_1_CASAD3 | CAISO System | Mammoth G3 | 12.5 | 12 | 11.34 | 6.75 | 8.64 | 7.61 | 6.77 | 7.38 | 8.47 | 10.17 | 11.64 | 12.47 | GEOTHERMAL | 2013-04-01 | 1900 | 2050 | N | South | FC |  |  |  | Yes | CAISO_Geothermal |  | Yes | -0.43 | 8.9
NQC List | CAISO | CONTRL_1_LUNDY | CAISO System | LUNDY | 0.62 | 0.85 | 1.33 | 1.48 | 1.6 | 2.35 | 2.14 | 1.91 | 1.28 | 0.65 | 0.62 | 0.61 | WATER | 1911-01-01 | 1900 | 2050 | N | South | FC |  |  |  | Yes | CAISO_Small_Hydro |  | Yes | -0.4 | 1.68
NQC List | CAISO | CONTRL_1_OXBOW | CAISO System | Dixie Valley Geo | 57.12 | 55.36 | 52.64 | 45.83 | 44.14 | 42.17 | 51.14 | 51.04 | 51.24 | 52.92 | 56.68 | 58.07 | GEOTHERMAL | 2018-07-05 | 1900 | 2050 | N | South | FC |  |  |  | Yes | CAISO_Geothermal |  | Yes | -2.48 | 53.72
NQC List | CAISO | CONTRL_1_POOLE | CAISO System | POOLE HYDRO PLANT 1 | 0.79 | 0.83 | 0.86 | 3.35 | 2.59 | 5.16 | 4.35 | 2.98 | 0.8 | 1.4 | 1 | 1.09 | WATER | 1924-01-01 | 1900 | 2050 | Y | South | FC |  |  |  | Yes | CAISO_Small_Hydro |  | Yes | 0.2 | 0.6
NQC List | CAISO | CONTRL_1_QF | CAISO System | CONTROL QFS | 10.75 | 9.92 | 9.45 | 8.84 | 8.12 | 6.86 | 7.8 | 8.08 | 7.84 | 8.38 | 9.28 | 10.21 | OTHER | 1982-01-01 | 1900 | 2050 | N | South | FC |  |  |  | Yes | CAISO_CHP |  | Yes | 0.1 | 7.74
NQC List | CAISO | CONTRL_1_RUSHCK | CAISO System | RUSH CREEK | 4.65 | 5.17 | 5.34 | 6.54 | 9.47 | 11.94 | 4.77 | 3.24 | 3.46 | 4.55 | 4.87 | 4.17 | WATER | 1916-01-01 | 1900 | 2050 | Y | South | FC |  |  |  | Yes | CAISO_Small_Hydro |  | Yes | 2.44 | 1.02
NQC List | CAISO | COPMT2_2_SOLAR2 | CAISO System | CMS2 | 6.2 | 4.65 | 27.9 | 23.25 | 24.8 | 48.05 | 60.45 | 41.85 | 21.7 | 3.1 | 3.1 | 0 | SUN | 2012-06-27 | 1900 | 2050 | N | South | FC |  |  |  | Yes | CAISO_Solar |  | Yes | 0 | 21.7
NQC List | CAISO | COPMT4_2_SOLAR4 | CAISO System | Copper Mountain Solar 4 | 3.68 | 2.76 | 16.56 | 13.8 | 14.72 | 28.52 | 35.88 | 24.84 | 12.88 | 1.84 | 1.84 | 0 | SUN | 2016-12-02 | 1900 | 2050 | N | South | ID | 100% |  |  | Yes | CAISO_Solar |  | Yes | 0 | 12.88
NQC List | CAISO | COPMTN_2_CM10 | CAISO System | Copper Mountain 10 | 0.4 | 0.3 | 1.8 | 1.5 | 1.6 | 3.1 | 3.9 | 2.7 | 1.4 | 0.2 | 0.2 | 0 | SUN | 2011-10-03 | 1900 | 2050 | N | South | PD | 7.25 |  |  | Yes | CAISO_Solar |  | Yes | 0 | 1.4
NQC List | CAISO | COPMTN_2_SOLAR1 | CAISO System | Copper Mountain 48 | 1.92 | 1.44 | 8.64 | 7.2 | 7.68 | 14.88 | 16.5 | 12.96 | 6.72 | 0.96 | 0.96 | 0 | SUN | 2010-06-15 | 1900 | 2050 | N | South | PD | 16.50 |  |  | Yes | CAISO_Solar |  | Yes | 0 | 6.72
NQC List | CAISO | CORCAN_1_SOLAR1 | Fresno | CID Solar | 0.8 | 0.6 | 3.6 | 3 | 3.2 | 6.2 | 7.8 | 5.4 | 2.8 | 0.4 | 0.4 | 0 | SUN | 2015-01-09 | 1900 | 2050 | N | North | ID | 100% |  |  | Yes | CAISO_Solar |  | Yes | 0 | 2.8
NQC List | CAISO | CORCAN_1_SOLAR2 | Fresno | Corcoran City | 0.44 | 0.33 | 1.98 | 1.65 | 1.76 | 3.41 | 4.29 | 2.97 | 1.54 | 0.22 | 0.22 | 0 | SUN | 2015-05-23 | 1900 | 2050 | N | North | ID | 100% |  |  | Yes | CAISO_Solar |  | Yes | 0 | 1.54
NQC List | CAISO | CORONS_2_SOLAR | LA Basin | Master Development Corona | 0 | 0 | 0 | 0 | 0 | 0 | 0 | 0 | 0 | 0 | 0 | 0 | SUN | 2013-04-24 | 1900 | 2050 | N | South | EO |  |  |  | Yes | CAISO_Solar |  | Yes | 0 | 0
NQC List | CAISO | CORONS_6_CLRWTR | LA Basin | Clearwater Power Plant | 28 | 28 | 28 | 28 | 28 | 28 | 28 | 28 | 28 | 28 | 28 | 28 | NATURAL GAS | 2005-02-28 | 1900 | 2050 | Y | South | FC |  |  |  | Yes | CAISO_CCGT2 |  | Yes | 0 | 28
NQC List | CAISO | CORRAL_6_SJOAQN | CAISO System | Ameresco San Joaquin | 3.73 | 3.9 | 3.83 | 3.87 | 3.89 | 3.83 | 3.41 | 3.55 | 3.57 | 3.95 | 3.73 | 3.39 | BIOGAS | 2014-04-24 | 1900 | 2050 | N | North | FC |  |  |  | Yes | CAISO_Biomass |  | Yes | -0.56 | 4.13
NQC List | CAISO | COTTLE_2_FRNKNH | CAISO System | Frankenheimer Power Plant | 0 | 0 | 0.39 | 2.33 | 2.25 | 2.48 | 2.48 | 2.44 | 1.9 | 0.14 | 0 | 0 | WATER | 2013-04-01 | 1900 | 2050 | N | North | FC |  |  |  | Yes | CAISO_Small_Hydro |  | Yes | -0.16 | 2.06
NQC List | CAISO | COVERD_2_HCKHY1 | CAISO System | HATCHET CREEK | 3.28 | 3.6 | 4.75 | 5.45 | 4.12 | 2.42 | 1.72 | 1.66 | 1.64 | 1.46 | 1.65 | 1.94 | WATER | 2017-06-01 | 1900 | 2050 | N | North | FC |  |  |  | Yes | CAISO_Hydro |  | Yes | 1.64 | 0
NQC List | CAISO | COVERD_2_MCKHY1 | CAISO System | Montgomery Creek Hydro | 1.56 | 1.53 | 2.08 | 2.16 | 1.68 | 1.47 | 1.37 | 0.69 | 0.67 | 0.59 | 0.99 | 0.97 | WATER | 2017-08-01 | 1900 | 2050 | N | North | FC |  |  |  | Yes | CAISO_Hydro |  | Yes | 0.67 | 0
NQC List | CAISO | COVERD_2_QFUNTS | CAISO System | COVE ROAD HYDRO QF UNITS | 5.75 | 5.75 | 5.75 | 5.75 | 4.57 | 1.28 | 0.14 | 0 | 0 | 0.68 | 1.61 | 3.79 | WATER | 1987-01-05 | 1900 | 2050 | N | North | FC |  |  |  | Yes | CAISO_Small_Hydro |  | Yes | 0 | 0
NQC List | CAISO | COVERD_2_RCKHY1 | CAISO System | ROARING CREEK | 1.04 | 1.13 | 1.34 | 1.49 | 1.07 | 0.91 | 0.6 | 0.48 | 0.48 | 0.42 | 0.54 | 0.61 | WATER | 2017-06-01 | 1900 | 2050 | N | North | FC |  |  |  | Yes | CAISO_Hydro |  | Yes | 0.48 | 0
NQC List | CAISO | COWCRK_2_UNIT | CAISO System | Cow Creek Hydro | 1.08 | 1.27 | 0.83 | 1.21 | 0.86 | 0.51 | 0.48 | 0.19 | 0.15 | 0.31 | 0.62 | 0.84 | WATER | 1907-01-01 | 1900 | 2050 | N | North | FC |  |  |  | Yes | CAISO_Small_Hydro |  | Yes | 0.02 | 0.13
NQC List | CAISO | CPSTNO_7_PRMADS | San Diego-IV | PRIMA DESCHECHA (CAPISTRANO) | 5.38 | 5.44 | 4.96 | 5.16 | 5.45 | 5.72 | 5.67 | 5.71 | 5.42 | 5.45 | 5.54 | 5.49 | BIOGAS | 1999-01-01 | 1900 | 2050 | N | South | FC |  |  |  | Yes | CAISO_CHP |  | Yes | 0.56 | 4.86
NQC List | CAISO | CPVERD_2_SOLAR | San Diego-IV | Campo Verde Solar | 5.56 | 4.17 | 25.02 | 20.85 | 22.24 | 43.09 | 54.21 | 37.53 | 19.46 | 2.78 | 2.78 | 0 | SUN | 2013-10-22 | 1900 | 2050 | N | South | FC |  |  |  | Yes | CAISO_Solar |  | Yes | 0 | 19.46
NQC List | CAISO | CRELMN_6_RAMON1 | San Diego-IV | Ramona 1 | 0.08 | 0.06 | 0.36 | 0.3 | 0.32 | 0.62 | 0.78 | 0.54 | 0.28 | 0.04 | 0.04 | 0 | SUN | 2013-12-31 | 1900 | 2050 | N | South | FC |  |  |  | Yes | CAISO_Solar |  | Yes | 0 | 0.28
NQC List | CAISO | CRELMN_6_RAMON2 | San Diego-IV | Ramona 2 | 0.2 | 0.15 | 0.9 | 0.75 | 0.8 | 1.55 | 1.95 | 1.35 | 0.7 | 0.1 | 0.1 | 0 | SUN | 2013-12-31 | 1900 | 2050 | N | South | FC |  |  |  | Yes | CAISO_Solar |  | Yes | 0 | 0.7
NQC List | CAISO | CRELMN_6_RAMSR3 | San Diego-IV | Ramona Solar Energy | 0.14 | 0.1 | 0.62 | 0.51 | 0.55 | 1.06 | 1.34 | 0.93 | 0.48 | 0.06 | 0.06 | 0 | SUN | 2018-02-03 | 1900 | 2050 | N | South | PD | 80% |  |  | Yes | CAISO_Solar |  | Yes | 0 | 0.48
NQC List | CAISO | CRESSY_1_PARKER | Fresno | PARKER POWERHOUSE | 0 | 0 | 0.14 | 0.41 | 1.19 | 1.04 | 1.12 | 1.29 | 0.88 | 0.31 | 0 | 0 | WATER | 1981-09-23 | 1900 | 2050 | N | North | FC |  |  |  | Yes | CAISO_Small_Hydro |  | Yes | -0.07 | 0.95
NQC List | CAISO | CRESTA_7_PL1X2 | Sierra | CRESTA PH UNIT 1 & 2 AGGREGATE | 70.4 | 70.4 | 70.4 | 70.4 | 70.4 | 70.4 | 70.4 | 70.4 | 70.4 | 70.4 | 70.4 | 70.4 | WATER | 1949-01-01 | 1900 | 2050 | Y | North | FC |  |  |  | Yes | CAISO_Hydro |  | Yes | 24.8 | 45.6
NQC List | CAISO | CRNEVL_6_CRNVA | Fresno | Crane Valley | 0.14 | 0.05 | 0.48 | 0.18 | 0.16 | 0.19 | 0 | 0 | 0.23 | 0.42 | 0.39 | 0.13 | WATER | 1919-01-01 | 1900 | 2050 | N | North | FC |  |  |  | Yes | CAISO_Small_Hydro |  | Yes | -0.07 | 0.3
NQC List | CAISO | CRNEVL_6_SJQN 2 | Fresno | SAN JOAQUIN 2 | 0.25 | 0.12 | 0.33 | 0.39 | 0.23 | 0.43 | 0 | 0.01 | 0.48 | 1.37 | 0.98 | 0.18 | WATER | 1917-01-01 | 1900 | 2050 | N | North | FC |  |  |  | Yes | CAISO_Hydro |  | Yes | 0.05 | 0.43
NQC List | CAISO | CRNEVL_6_SJQN 3 | Fresno | SAN JOAQUIN 3 | 0.46 | 0.22 | 0.09 | 0 | 0 | 0 | 0 | 0 | 0 | 0 | 0 | 0 | WATER | 1923-01-01 | 1900 | 2050 | N | North | FC |  |  |  | Yes | CAISO_Hydro |  | Yes | 0 | 0
NQC List | CAISO | CROKET_7_UNIT | Bay Area | CROCKETT COGEN | 196.01 | 185.45 | 113.98 | 56.43 | 127.61 | 225.26 | 215.2 | 211.49 | 165.57 | 167.91 | 180.21 | 206.5 | NATURAL GAS | 1995-12-20 | 1900 | 2050 | N | North | FC |  |  |  | Yes | CAISO_CHP |  | Yes | -15.91 | 181.48
NQC List | CAISO | CRSTWD_6_KUMYAY | San Diego-IV | Kumeyaay Wind Farm | 7 | 6 | 14 | 12.5 | 12.5 | 16.5 | 11.5 | 10.5 | 7.5 | 4 | 6 | 6.5 | WIND | 2005-12-21 | 1900 | 2050 | N | South | FC |  |  |  | Yes | CAISO_Wind |  | Yes | 0 | 7.5
NQC List | CAISO | CRWCKS_1_SOLAR1 | Stockton | Crow Creek Solar 1 | 0 | 0 | 0 | 0 | 0 | 0 | 0 | 0 | 0 | 0 | 0 | 0 | SUN | 2016-06-30 | 1900 | 2050 | N | North | EO |  |  |  | Yes | CAISO_Solar |  | Yes | 0 | 0
NQC List | CAISO | CSCCOG_1_UNIT 1 | Bay Area | SANTA CLARA CO-GEN | 6 | 6 | 6 | 6 | 6 | 6 | 6 | 6 | 6 | 6 | 6 | 6 | NATURAL GAS | 1981-01-01 | 1900 | 2050 | Y | North | FC |  |  |  | Yes | CAISO_CHP |  | Yes | 0 | 6
NQC List | CAISO | CSCGNR_1_UNIT 1 | Bay Area | GIANERA PEAKER UNIT 1 | 24 | 24 | 24 | 24 | 24 | 24 | 24 | 24 | 24 | 24 | 24 | 24 | NATURAL GAS | 1987-01-01 | 1900 | 2050 | Y | North | FC |  |  |  | Yes | CAISO_Peaker2 |  | Yes | 0 | 24
NQC List | CAISO | CSCGNR_1_UNIT 2 | Bay Area | GIANERA PEAKER UNIT 2 | 24 | 24 | 24 | 24 | 24 | 24 | 24 | 24 | 24 | 24 | 24 | 24 | NATURAL GAS | 1986-01-01 | 1900 | 2050 | Y | North | FC |  |  |  | Yes | CAISO_Peaker2 |  | Yes | 0 | 24
NQC List | CAISO | CSLR4S_2_SOLAR | San Diego-IV | Csolar IV South | 5.2 | 3.9 | 23.4 | 19.5 | 20.8 | 40.3 | 50.7 | 35.1 | 18.2 | 2.6 | 2.6 | 0 | SUN | 2013-10-11 | 1900 | 2050 | N | South | FC |  |  |  | Yes | CAISO_Solar |  | Yes | 0 | 18.2
NQC List | CAISO | CSTOGA_6_LNDFIL | NCNB | Clover Flat Land Fill Gas | 0 | 0 | 0 | 0 | 0 | 0 | 0 | 0 | 0 | 0 | 0 | 0 | BIOGAS | 2014-06-25 | 1900 | 2050 | N | North | EO |  |  |  | Yes | CAISO_Biomass |  | Yes | 0 | 0
NQC List | CAISO | CSTRVL_7_PL1X2 | CAISO System | Marina Land Fill Gas | 4.13 | 3.51 | 3.69 | 4.01 | 3.63 | 3.95 | 4.16 | 4.14 | 4.17 | 3.86 | 3.98 | 3.73 | OTHER | 2007-09-01 | 1900 | 2050 | Y | North | FC |  |  |  | Yes | CAISO_Biomass |  | Yes | 0 | 4.17
NQC List | CAISO | CSTRVL_7_QFUNTS | CAISO System | Castroville QF Aggregate | 0.12 | 0.11 | 0.1 | 0.1 | 0.12 | 0.05 | 0.05 | 0.04 | 0.05 | 0.06 | 0.07 | 0.13 | OTHER | 2006-06-01 | 1900 | 2050 | N | North | FC |  |  |  | Yes | CAISO_CHP |  | Yes | 0 | 0.05
NQC List | CAISO | CTNWDP_1_QF | CAISO System | SMALL QF AGGREGATION - BURNEY | 0 | 0 | 0 | 0.01 | 0.01 | 0.01 | 0.01 | 0.01 | 0.01 | 0.01 | 0.01 | 0.01 | WATER | 1982-01-01 | 1900 | 2050 | N | North | FC |  |  |  | Yes | CAISO_Small_Hydro |  | Yes | 0 | 0.01
NQC List | CAISO | CUMBIA_1_SOLAR | Bay Area | Columbia Solar Energy II | 0.76 | 0.57 | 3.42 | 2.85 | 3.04 | 5.89 | 7.41 | 5.13 | 2.66 | 0.38 | 0.38 | 0 | SUN | 2015-10-21 | 1900 | 2050 | N | North | ID | 100% |  |  | Yes | CAISO_Solar |  | Yes | 0 | 2.66
NQC List | CAISO | CUMMNG_6_SUNCT1 | CAISO System | SunSelect 1 | 3.33 | 3.39 | 3.04 | 3.01 | 3.34 | 3.54 | 3.53 | 3.56 | 3.4 | 3.16 | 3.38 | 3.45 | NATURAL GAS | 2018-05-31 | 1900 | 2050 | Y | South | FC |  |  |  | Yes | CAISO_CHP |  | Yes | 0 | 3.4
NQC List | CAISO | CURTIS_1_CANLCK | Fresno | Canal Creek Powerhouse | 0 | 0 | 0 | 0 | 0 | 0 | 0 | 0 | 0 | 0 | 0 | 0 | WATER | 1983-01-01 | 1900 | 2050 | N | North | FC |  |  |  | Yes | CAISO_Small_Hydro |  | Yes | 0 | 0
NQC List | CAISO | CURTIS_1_FARFLD | Fresno | Fairfield Powerhouse | 0 | 0 | 0 | 0 | 0.16 | 0.51 | 0.78 | 0.47 | 0.09 | 0 | 0 | 0 | WATER | 1983-08-02 | 1900 | 2050 | N | North | FC |  |  |  | Yes | CAISO_Small_Hydro |  | Yes | -0.09 | 0.18
NQC List | CAISO | CUYAMS_6_CUYSR1 | CAISO System | Cuyama Solar | 1.6 | 1.2 | 7.2 | 6 | 6.4 | 12.4 | 15.6 | 10.8 | 5.6 | 0.8 | 0.8 | 0 | SUN | 2017-11-30 | 1900 | 2050 | N | North | FC |  |  |  | Yes | CAISO_Solar |  | Yes | 0 | 5.6
NQC List | CAISO | DAIRLD_1_MD1SL1 | Fresno | Madera 1 | 0 | 0 | 0 | 0 | 0 | 0 | 0 | 0 | 0 | 0 | 0 | 0 | SUN | 2017-12-29 | 1900 | 2050 | N | North | EO |  |  |  | Yes | CAISO_Solar |  | Yes | 0 | 0
NQC List | CAISO | DAIRLD_1_MD2BM1 | Fresno | Madera Digester Genset 2 | 0 | 0 | 0 | 0 | 0 | 0 | 0 | 0 | 0 | 0 | 0 | 0 | #N/A | #N/A | 1900 | #N/A | N | North | EO |  |  |  | Yes | CAISO_Biomass |  | Yes | 0 | 0
NQC List | CAISO | DAVIS_1_SOLAR1 | Sierra | Grasslands 3 | 0 | 0 | 0 | 0 | 0 | 0 | 0 | 0 | 0 | 0 | 0 | 0 | SUN | 2013-07-01 | 1900 | 2050 | N | North | EO |  |  |  | Yes | CAISO_Solar |  | Yes | 0 | 0
NQC List | CAISO | DAVIS_1_SOLAR2 | Sierra | Grasslands 4 | 0 | 0 | 0 | 0 | 0 | 0 | 0 | 0 | 0 | 0 | 0 | 0 | SUN | 2013-08-05 | 1900 | 2050 | N | North | EO |  |  |  | Yes | CAISO_Solar |  | Yes | 0 | 0
NQC List | CAISO | DAVIS_7_MNMETH | Sierra | MM Yolo Power LLC | 1.4 | 1.45 | 1.86 | 2.25 | 2.06 | 2.15 | 1.83 | 1.76 | 1.6 | 1.71 | 1.76 | 1.69 | BIOGAS | 1997-01-01 | 1900 | 2050 | N | North | FC |  |  |  | Yes | CAISO_Biomass |  | Yes | -0.17 | 1.77
NQC List | CAISO | DEADCK_1_UNIT | Sierra | DEADCK_1_UNIT | 0.84 | 0.79 | 0.98 | 0.61 | 0.21 | 0.05 | 0 | 0 | 0 | 0.03 | 0.02 | 0.2 | WATER | 1990-01-29 | 1900 | 2050 | N | North | FC |  |  |  | Yes | CAISO_Small_Hydro |  | Yes | 0 | 0
NQC List | CAISO | DEERCR_6_UNIT 1 | Sierra | DEER CREEK | 1.06 | 1.07 | 0.43 | 0.09 | 1.93 | 3.64 | 3.41 | 2.98 | 3.05 | 2.41 | 1.64 | 1.54 | WATER | 1908-01-01 | 1900 | 2050 | N | North | FC |  |  |  | Yes | CAISO_Hydro |  | Yes | 0.1 | 2.95
NQC List | CAISO | DELAMO_2_SOLAR1 | LA Basin | Golden Springs Building H | 0.06 | 0.05 | 0.27 | 0.23 | 0.24 | 0.47 | 0.59 | 0.41 | 0.21 | 0.03 | 0.03 | 0 | SUN | 2015-04-22 | 1900 | 2050 | N | South | FC |  |  |  | Yes | CAISO_Solar |  | Yes | 0 | 0.21
NQC List | CAISO | DELAMO_2_SOLAR2 | LA Basin | Golden Springs Building M | 0.07 | 0.05 | 0.32 | 0.26 | 0.28 | 0.54 | 0.68 | 0.47 | 0.25 | 0.04 | 0.04 | 0 | SUN | 2015-04-01 | 1900 | 2050 | N | South | FC |  |  |  | Yes | CAISO_Solar |  | Yes | 0 | 0.25
NQC List | CAISO | DELAMO_2_SOLAR3 | LA Basin | Golden Springs Building G | 0.05 | 0.04 | 0.23 | 0.19 | 0.2 | 0.39 | 0.49 | 0.34 | 0.18 | 0.03 | 0.03 | 0 | SUN | 2017-02-24 | 1900 | 2050 | N | South | FC |  |  |  | Yes | CAISO_Solar |  | Yes | 0 | 0.18
NQC List | CAISO | DELAMO_2_SOLAR4 | LA Basin | Golden Springs Building F | 0.05 | 0.04 | 0.23 | 0.2 | 0.21 | 0.4 | 0.51 | 0.35 | 0.18 | 0.03 | 0.03 | 0 | SUN | 2017-02-24 | 1900 | 2050 | N | South | FC |  |  |  | Yes | CAISO_Solar |  | Yes | 0 | 0.18
NQC List | CAISO | DELAMO_2_SOLAR5 | LA Basin | Golden Springs Building L | 0.04 | 0.03 | 0.18 | 0.15 | 0.16 | 0.31 | 0.39 | 0.27 | 0.14 | 0.02 | 0.02 | 0 | SUN | 2017-02-24 | 1900 | 2050 | N | South | FC |  |  |  | Yes | CAISO_Solar |  | Yes | 0 | 0.14
NQC List | CAISO | DELAMO_2_SOLAR6 | LA Basin | Freeway Springs | 0.08 | 0.06 | 0.36 | 0.3 | 0.32 | 0.62 | 0.78 | 0.54 | 0.28 | 0.04 | 0.04 | 0 | SUN | 2017-01-25 | 1900 | 2050 | N | South | FC |  |  |  | Yes | CAISO_Solar |  | Yes | 0 | 0.28
NQC List | CAISO | DELAMO_2_SOLRC1 | LA Basin | Golden Springs Building C1 | 0 | 0 | 0 | 0 | 0 | 0 | 0 | 0 | 0 | 0 | 0 | 0 | SUN | 2012-02-10 | 1900 | 2050 | N | South | EO |  |  |  | Yes | CAISO_Solar |  | Yes | 0 | 0
NQC List | CAISO | DELAMO_2_SOLRD | LA Basin | Golden Solar Building D | 0 | 0 | 0 | 0 | 0 | 0 | 0 | 0 | 0 | 0 | 0 | 0 | SUN | 2012-04-02 | 1900 | 2050 | N | South | EO |  |  |  | Yes | CAISO_Solar |  | Yes | 0 | 0
NQC List | CAISO | DELSUR_6_BSOLAR | Big Creek-Ventura | Central Antelope Dry Ranch B | 0.12 | 0.09 | 0.54 | 0.45 | 0.48 | 0.93 | 1.17 | 0.81 | 0.42 | 0.06 | 0.06 | 0 | SUN | 2017-09-29 | 1900 | 2050 | N | South | FC |  |  |  | Yes | CAISO_Solar |  | Yes | 0 | 0.42
NQC List | CAISO | DELSUR_6_CREST | Big Creek-Ventura | Delsur Aggregate Solar Resources | 0 | 0 | 0 | 0 | 0 | 0 | 0 | 0 | 0 | 0 | 0 | 0 | SUN | 2000-01-01 | 1900 | 2050 | N | South | EO |  |  |  | Yes | CAISO_Solar |  | Yes | 0 | 0
NQC List | CAISO | DELSUR_6_DRYFRB | Big Creek-Ventura | Dry Farm Ranch B | 0.2 | 0.15 | 0.9 | 0.75 | 0.8 | 1.55 | 1.95 | 1.35 | 0.7 | 0.1 | 0.1 | 0 | SUN | 2014-11-21 | 1900 | 2050 | N | South | FC |  |  |  | Yes | CAISO_Solar |  | Yes | 0 | 0.7
NQC List | CAISO | DELSUR_6_SOLAR1 | Big Creek-Ventura | Summer Solar North | 0.26 | 0.2 | 1.17 | 0.98 | 1.04 | 2.02 | 2.54 | 1.76 | 0.91 | 0.13 | 0.13 | 0 | SUN | 2015-06-03 | 1900 | 2050 | N | South | FC |  |  |  | Yes | CAISO_Solar |  | Yes | 0 | 0.91
NQC List | CAISO | DELSUR_6_SOLAR4 | Big Creek-Ventura | Radiance Solar 4 | 0 | 0 | 0 | 0 | 0 | 0 | 0 | 0 | 0 | 0 | 0 | 0 | SUN | #N/A | 1900 | #N/A | N | South | EO |  |  |  | Yes | CAISO_Solar |  | Yes | 0 | 0
NQC List | CAISO | DELSUR_6_SOLAR5 | Big Creek-Ventura | Radiance Solar 5 | 0 | 0 | 0 | 0 | 0 | 0 | 0 | 0 | 0 | 0 | 0 | 0 | SUN | #N/A | 1900 | #N/A | N | South | EO |  |  |  | Yes | CAISO_Solar |  | Yes | 0 | 0
NQC List | CAISO | DELTA_2_PL1X4 | Bay Area | DELTA ENERGY CENTER AGGREGATE | 861.29 | 861.29 | 855 | 845 | 835 | 820 | 813 | 813 | 813 | 835 | 850 | 861.29 | NATURAL GAS | 2002-06-17 | 1900 | 2050 | Y | North | FC |  |  |  | Yes | CAISO_CCGT1 |  | Yes | 0 | 813
NQC List | CAISO | DEVERS_1_QF | LA Basin | DEVERS QFS | 1.12 | 0.96 | 2.24 | 2 | 2 | 2.64 | 1.84 | 1.68 | 1.2 | 0.64 | 0.96 | 1.04 | OTHER | 1983-01-01 | 1900 | 2050 | N | South | FC |  |  |  | Yes | CAISO_Wind |  | #N/A | #N/A | #N/A
NQC List | CAISO | DEVERS_1_SEPV05 | LA Basin | SEPV 5 | 0 | 0 | 0 | 0 | 0 | 0 | 0 | 0 | 0 | 0 | 0 | 0 | SUN | 2012-05-10 | 1900 | 2050 | N | South | EO |  |  |  | Yes | CAISO_Solar |  | Yes | 0 | 0
NQC List | CAISO | DEVERS_1_SOLAR | LA Basin | Cascade Solar | 0 | 0 | 0 | 0 | 0 | 0 | 0 | 0 | 0 | 0 | 0 | 0 | SUN | 2013-11-30 | 1900 | 2050 | N | South | EO |  |  |  | Yes | CAISO_Solar |  | Yes | 0 | 0
NQC List | CAISO | DEVERS_1_SOLAR1 | LA Basin | SEPV8 | 0 | 0 | 0 | 0 | 0 | 0 | 0 | 0 | 0 | 0 | 0 | 0 | SUN | 2013-06-01 | 1900 | 2050 | N | South | EO |  |  |  | Yes | CAISO_Solar |  | Yes | 0 | 0
NQC List | CAISO | DEVERS_1_SOLAR2 | LA Basin | SEPV9 | 0 | 0 | 0 | 0 | 0 | 0 | 0 | 0 | 0 | 0 | 0 | 0 | SUN | 2013-06-01 | 1900 | 2050 | N | South | EO |  |  |  | Yes | CAISO_Solar |  | Yes | 0 | 0
NQC List | CAISO | DEVERS_2_CS2SR4 | LA Basin | Caliente Solar 2 | 0 | 0 | 0 | 0 | 0 | 0 | 0 | 0 | 0 | 0 | 0 | 0 | SUN | 2018-05-18 | 1900 | 2050 | N | South | EO |  |  |  | Yes | CAISO_Solar |  | Yes | 0 | 0
NQC List | CAISO | DEVERS_2_DHSPG2 | LA Basin | Desert Hot Springs 2 | 0 | 0 | 0 | 0 | 0 | 0 | 0 | 0 | 0 | 0 | 0 | 0 | SUN | 2013-12-31 | 1900 | 2050 | N | South | EO |  |  |  | Yes | CAISO_Solar |  | Yes | 0 | 0
NQC List | CAISO | DEXZEL_1_UNIT | Kern | Western Power and Steam Cogeneration | 17.5 | 17.76 | 17.6 | 12.48 | 17.74 | 17.56 | 16.12 | 17.78 | 17.43 | 17.26 | 15.81 | 15.56 | NATURAL GAS | 1989-11-30 | 1900 | 2050 | N | North | FC |  |  |  | Yes | CAISO_CHP |  | Yes | 0.02 | 17.41
NQC List | CAISO | DIABLO_7_UNIT 1 | CAISO System | Diablo Canyon Unit 1 | 1140 | 1140 | 1140 | 1140 | 1140 | 1140 | 1140 | 1140 | 1140 | 1140 | 1140 | 1140 | URANIUM | 1985-01-01 | 1900 | 2024 | N | North | FC |  |  |  | Yes | CAISO_Nuclear |  | Yes | 0 | 1140
NQC List | CAISO | DIABLO_7_UNIT 2 | CAISO System | Diablo Canyon Unit 2 | 1140 | 1140 | 1140 | 1140 | 1140 | 1140 | 1140 | 1140 | 1140 | 1140 | 1140 | 1140 | URANIUM | 1986-01-01 | 1900 | 2024 | N | North | FC |  |  |  | Yes | CAISO_Nuclear |  | Yes | 0 | 1140
NQC List | CAISO | DINUBA_6_UNIT | Fresno | Dinuba Energy, Inc. | 0 | 0 | 0 | 0 | 0 | 0 | 0 | 0 | 0 | 0 | 0 | 0 | BIOMASS | 2001-07-05 | 1900 | 2050 | N | North | FC |  |  |  | Yes | CAISO_Biomass |  | #N/A | #N/A | #N/A
NQC List | CAISO | DISCOV_1_CHEVRN | Kern | CHEVRON USA (EASTRIDGE) | 5.42 | 2.81 | 3.45 | 3.88 | 3.47 | 3.4 | 2.36 | 2.58 | 2.34 | 3.66 | 1.38 | 2.45 | NATURAL GAS | 1988-06-13 | 1900 | 2050 | N | North | FC |  |  |  | Yes | CAISO_CHP |  | Yes | -1.09 | 3.43
NQC List | CAISO | [15 empty] | #N/A | #N/A | 1900 | #N/A | [6 empty] | #N/A | #N/A |  | #N/A | #VALUE! | #N/A
NQC List | CAISO | DIXNLD_1_LNDFL | Bay Area | Zero Waste Energy | 0.48 | 0.78 | 0.87 | 0.74 | 0.8 | 0.73 | 0.71 | 0.64 | 0.58 | 0.54 | 0.35 | 0.36 | BIOMASS | 2015-11-13 | 1900 | 2050 | N | North | FC |  |  |  | Yes | CAISO_Biomass |  | Yes | -0.14 | 0.72
NQC List | CAISO | DMDVLY_1_UNITS | LA Basin | DIAMOND VALLEY LAKE PUMP-GEN PLANT | 0.38 | 1.33 | 0.82 | 0.95 | 1.25 | 1.02 | 1.93 | 1.66 | 2.48 | 1.51 | 0.03 | 0 | WATER | 2001-01-01 | 1900 | 2050 | N | South | FC |  |  |  | Yes | CAISO_Hydro |  | Yes | 2.48 | 0
NQC List | CAISO | DONNLS_7_UNIT | Stockton | Donnells Hydro | 65.95 | 66.32 | 67.86 | 65.21 | 70.1 | 72 | 72 | 72 | 72 | 70.02 | 67.92 | 66.81 | WATER | 1957-01-01 | 1900 | 2050 | Y | North | FC |  |  |  | Yes | CAISO_Hydro |  | Yes | 0 | 72
NQC List | CAISO | DOSMGO_2_NSPIN | CAISO System | DOSMGO_2_NSPIN | 16.06 | 16.05 | 13.53 | 15.52 | 16.06 | 16.06 | 16.06 | 16.06 | 16.06 | 13.74 | 16.06 | 16.06 | DEMAND RESPONSE | 1899-12-31 | 1900 | 2050 | Y | North | FC |  |  |  | #N/A | #N/A | Treated in RESOLVE as DR so changed type to DR here | Yes | 0.07 | 15.99
NQC List | CAISO | DOUBLC_1_UNITS | Kern | DOUBLE "C" LIMITED | 51.48 | 51.44 | 51 | 50.38 | 50.2 | 49.54 | 49.38 | 49.5 | 50.03 | 50.43 | 51.14 | 51.68 | NATURAL GAS | 1989-03-14 | 1900 | 2050 | Y | North | FC |  |  |  | Yes | CAISO_Peaker2 |  | Yes | 0 | 50.03
NQC List | CAISO | DRACKR_2_DS3SR3 | CAISO System |  | JUN: 38.75; JUL: 48.75; AUG: 33.75; SEP: 17.5; OCT: 2.5; NOV: 2.5; DEC: 0 | SUN | 2020-06-01 | 1900 | 2050 | N | South | FC |  |  |  | Yes | CAISO_Solar |  | Yes | 17.5 | 0
NQC List | CAISO | DRACKR_2_DS4SR4 | CAISO System |  | SEP: 8.75; OCT: 1.25; NOV: 1.25; DEC: 0 | SUN | 2020-09-01 | 1900 | 2050 | N | South | FC |  |  |  | Yes | CAISO_Solar |  | #N/A | #N/A | #N/A
NQC List | CAISO | DRACKR_2_SOLAR1 | CAISO System | Dracker Solar Unit 1 | 4.4 | 3.3 | 19.8 | 16.5 | 17.6 | 34.1 | 42.9 | 29.7 | 15.4 | 2.2 | 2.2 | 0 | SUN | 2016-03-07 | 1900 | 2050 | N | South | FC |  |  |  | Yes | CAISO_Solar |  | Yes | 0 | 15.4
NQC List | CAISO | DRACKR_2_SOLAR2 | CAISO System | Dracker Solar Unit 2 | 5 | 3.75 | 22.5 | 18.75 | 20 | 38.75 | 48.75 | 33.75 | 17.5 | 2.5 | 2.5 | 0 | SUN | 2016-09-30 | 1900 | 2050 | N | South | FC |  |  |  | Yes | CAISO_Solar |  | Yes | 17.5 | 0
NQC List | CAISO | DREWS_6_PL1X4 | LA Basin | Drews Generating Plant | 36 | 36 | 36 | 36 | 36 | 36 | 36 | 36 | 36 | 36 | 36 | 36 | NATURAL GAS | 2001-08-14 | 1900 | 2050 | Y | South | FC |  |  |  | Yes | CAISO_Peaker2 |  | Yes | 0 | 36
NQC List | CAISO | DRUM_7_PL1X2 | Sierra | Drum PH 1 Units 1 & 2 Aggregate | 26 | 26 | 26 | 26 | 26 | 26 | 26 | 26 | 26 | 26 | 26 | 26 | WATER | 1913-01-01 | 1900 | 2050 | Y | North | FC |  |  |  | Yes | CAISO_Hydro |  | Yes | 26 | 0
NQC List | CAISO | DRUM_7_PL3X4 | Sierra | Drum PH 1 Units 3 & 4 Aggregate | 28.9 | 28.9 | 28.9 | 28.9 | 28.9 | 28.9 | 28.9 | 28.9 | 28.9 | 28.9 | 28.9 | 28.9 | WATER | 1922-01-01 | 1900 | 2050 | Y | North | FC |  |  |  | Yes | CAISO_Hydro |  | Yes | 28.9 | 0
NQC List | CAISO | DRUM_7_UNIT 5 | Sierra | DRUM PH 2 UNIT 5 | 50 | 50 | 50 | 50 | 50 | 50 | 50 | 50 | 50 | 50 | 50 | 50 | WATER | 1965-01-01 | 1900 | 2050 | Y | North | FC |  |  |  | Yes | CAISO_Hydro |  | Yes | 50 | 0
NQC List | CAISO | DSABLA_7_UNIT | CAISO System | De Sabla Hydro | 5.02 | 6.35 | 4.17 | 2.16 | 4.79 | 7.15 | 9.05 | 5.63 | 2.65 | 3.11 | 5.67 | 6.67 | WATER | 1963-01-01 | 1900 | 2050 | N | North | FC |  |  |  | Yes | CAISO_Small_Hydro |  | Yes | -1.3 | 3.95
NQC List | CAISO | DSFLWR_2_WS2SR1 | CAISO System | Willow Springs 2 | 4 | 3 | 18 | 15 | 16 | 31 | 39 | 27 | 14 | 2 | 2 | 0 | SUN | 2019-01-29 | 1900 | 2050 | N | South | FC |  |  |  | Yes | CAISO_Solar |  | Yes | 0 | 14
NQC List | CAISO | DSRTSL_2_SOLAR1 | CAISO System | Desert Stateline | 11.85 | 8.89 | 53.31 | 44.43 | 47.39 | 91.82 | 115.51 | 79.97 | 41.47 | 5.92 | 5.92 | 0 | SUN | 2016-08-30 | 1900 | 2050 | N | South | FC |  |  |  | Yes | CAISO_Solar |  | Yes | 0 | 41.47
NQC List | CAISO | DSRTSN_2_SOLAR1 | CAISO System | Desert Sunlight 300 | 12 | 9 | 54 | 45 | 48 | 93 | 117 | 81 | 42 | 6 | 6 | 0 | SUN | 2013-10-22 | 1900 | 2050 | N | South | FC |  |  |  | Yes | CAISO_Solar |  | Yes | 0 | 42
NQC List | CAISO | DSRTSN_2_SOLAR2 | CAISO System | Desert Sunlight 250 | 10 | 7.5 | 45 | 37.5 | 40 | 77.5 | 97.5 | 67.5 | 35 | 5 | 5 | 0 | SUN | 2013-10-12 | 1900 | 2050 | N | South | FC |  |  |  | Yes | CAISO_Solar |  | Yes | 0 | 35
NQC List | CAISO | DTCHWD_2_BT3WND | CAISO System | Brookfield Tehachapi 3 | 0.63 | 0.54 | 1.26 | 1.13 | 1.13 | 1.49 | 1.04 | 0.95 | 0.68 | 0.36 | 0.54 | 0.59 | WIND | 2016-04-22 | 1900 | 2050 | N | South | FC |  |  |  | Yes | CAISO_Wind |  | Yes | 0 | 0.68
NQC List | CAISO | DTCHWD_2_BT4WND | CAISO System | Brookfield Tehachapi 4 | 0.91 | 0.78 | 1.83 | 1.63 | 1.63 | 2.15 | 1.5 | 1.37 | 0.98 | 0.52 | 0.78 | 0.85 | WIND | 2016-04-22 | 1900 | 2050 | N | South | FC |  |  |  | Yes | CAISO_Wind |  | Yes | 0 | 0.98
NQC List | CAISO | DUANE_1_PL1X3 | Bay Area | DONALD VON RAESFELD POWER PROJECT | 147.8 | 147.8 | 147.8 | 147.8 | 143.5 | 143.5 | 143.5 | 143.5 | 143.5 | 147.8 | 147.8 | 147.8 | NATURAL GAS | 2005-03-24 | 1900 | 2050 | Y | North | FC |  |  |  | Yes | CAISO_CCGT2 |  | Yes | 0 | 143.5
NQC List | CAISO | DUTCH1_7_UNIT 1 | Sierra | DUTCH FLAT 1 PH | 22 | 22 | 22 | 22 | 22 | 22 | 22 | 22 | 22 | 22 | 22 | 22 | WATER | 1943-01-01 | 1900 | 2050 | Y | North | FC |  |  |  | Yes | CAISO_Hydro |  | Yes | 21.52 | 0.48
NQC List | CAISO | DUTCH2_7_UNIT 1 | Sierra | DUTCH FLAT 2 PH | 26 | 26 | 26 | 26 | 26 | 26 | 26 | 26 | 26 | 26 | 26 | 26 | WATER | 1965-01-01 | 1900 | 2050 | Y | North | FC |  |  |  | Yes | CAISO_Hydro |  | Yes | 26 | 0
NQC List | CAISO | DVLCYN_1_UNITS | LA Basin | DEVIL CANYON HYDRO UNITS 1-4 AGGREGATE | 184.6 | 183.23 | 188.49 | 125.75 | 158.47 | 166.34 | 162.6 | 154.97 | 153.59 | 166.4 | 174.37 | 161.78 | WATER | 1972-01-01 | 1900 | 2050 | Y | South | FC |  |  |  | Yes | CAISO_Hydro |  | Yes | -32.42 | 186.01
NQC List | CAISO | EASTWD_7_UNIT | Big Creek-Ventura | EASTWOOD PUMP-GEN | 199 | 199 | 199 | 199 | 199 | 199 | 199 | 199 | 199 | 199 | 199 | 199 | WATER | 1987-01-01 | 1900 | 2050 | Y | South | FC |  |  |  | Yes | CAISO_Existing_Pumped_Storage |  | Yes | 0 | 199
NQC List | CAISO | EDMONS_2_NSPIN | Big Creek-Ventura | EDMONS_2_NSPIN | 236 | 236 | 236 | 236 | 236 | 236 | 236 | 236 | 236 | 236 | 236 | 236 | DEMAND RESPONSE | 1899-12-31 | 1900 | 2050 | Y | South | FC |  |  |  | #N/A | #N/A | Treated in RESOLVE as DR so changed type to DR here | Yes | 0 | 236
NQC List | CAISO | EEKTMN_6_SOLAR1 | Fresno | EE K Solar 1 | 0 | 0 | 0 | 0 | 0 | 0 | 0 | 0 | 0 | 0 | 0 | 0 | SUN | 2015-08-12 | 1900 | 2050 | N | North | EO |  |  |  | Yes | CAISO_Solar |  | Yes | 0 | 0
NQC List | CAISO | ELCAJN_6_EB1BT1 | San Diego-IV | Eastern BESS 1 | 7.5 | 7.5 | 7.5 | 7.5 | 7.5 | 7.5 | 7.5 | 7.5 | 7.5 | 7.5 | 7.5 | 7.5 | LESR | 2017-02-18 | 1900 | 2050 | Y | South | FC |  |  |  | Yes | CAISO_Li_Battery |  | Yes | 0 | 7.5
NQC List | CAISO | ELCAJN_6_LM6K | San Diego-IV | El Cajon Energy Center | 48.1 | 48.1 | 48.1 | 48.1 | 48.1 | 48.1 | 48.1 | 48.1 | 48.1 | 48.1 | 48.1 | 48.1 | NATURAL GAS | 2010-06-16 | 1900 | 2050 | Y | South | FC |  |  |  | Yes | CAISO_Peaker1 |  | Yes | 0 | 48.1
NQC List | CAISO | ELCAJN_6_UNITA1 | San Diego-IV | Cuyamaca Peak Energy Plant | 45.42 | 45.42 | 45.42 | 45.42 | 45.42 | 45.42 | 45.42 | 45.42 | 45.42 | 45.42 | 45.42 | 45.42 | NATURAL GAS | 2002-05-29 | 1900 | 2050 | Y | South | FC |  |  |  | Yes | CAISO_Peaker2 |  | Yes | 0 | 45.42
NQC List | CAISO | ELCAP_1_SOLAR | Fresno | 2097 Helton | 0 | 0 | 0 | 0 | 0 | 0 | 0 | 0 | 0 | 0 | 0 | 0 | SUN | 2015-05-01 | 1900 | 2050 | N | North | EO |  |  |  | Yes | CAISO_Solar |  | Yes | 0 | 0
NQC List | CAISO | ELDORO_7_UNIT 1 | Sierra | El Dorado Unit 1 | 11 | 11 | 11 | 11 | 11 | 11 | 11 | 11 | 11 | 11 | 11 | 11 | WATER | 2005-05-21 | 1900 | 2050 | Y | North | FC |  |  |  | Yes | CAISO_Hydro |  | Yes | 7.01 | 3.99
NQC List | CAISO | ELDORO_7_UNIT 2 | Sierra | El Dorado Unit 2 | 11 | 11 | 11 | 11 | 11 | 11 | 11 | 11 | 11 | 11 | 11 | 11 | WATER | 2005-05-21 | 1900 | 2050 | Y | North | FC |  |  |  | Yes | CAISO_Hydro |  | Yes | 5.47 | 5.53
NQC List | CAISO | ELECTR_7_PL1X3 | CAISO System | ELECTRA PH UNIT 1 & 2 AGGREGATE | 93 | 93 | 93 | 93 | 93 | 93 | 93 | 93 | 93 | 93 | 93 | 93 | WATER | 1948-01-01 | 1900 | 2050 | Y | North | FC |  |  |  | Yes | CAISO_Hydro |  | Yes | 39.2 | 53.8
NQC List | CAISO | ELKCRK_6_STONYG | CAISO System | STONEY GORGE HYDRO AGGREGATE | 1.8 | 2.4 | 2.7 | 2.2 | 1.6 | 1.7 | 2.2 | 2 | 1.4 | 0.4 | 0.1 | 0.9 | WATER | 1986-01-01 | 1900 | 2050 | Y | North | FC |  |  |  | Yes | CAISO_Small_Hydro |  | Yes | 0 | 1.4
NQC List | CAISO | ELKHIL_2_PL1X3 | CAISO System | ELK HILLS COMBINED CYCLE (AGGREGATE) | 380 | 380 | 380 | 380 | 380 | 380 | 380 | 380 | 380 | 380 | 380 | 380 | NATURAL GAS | 2003-07-24 | 1900 | 2050 | Y | North | FC |  |  |  | Yes | CAISO_CCGT1 |  | Yes | 0 | 380
NQC List | CAISO | ELLIS_2_QF | LA Basin | ELLIS QFS | 0.08 | 0 | 0.05 | 0.06 | 0.01 | 0.08 | 0.06 | 0.06 | 0.1 | 0.01 | 0.02 | 0.04 | OTHER | 1993-01-01 | 1900 | 2050 | N | South | FC |  |  |  | Yes | CAISO_Peaker1 |  | Yes | -0.26 | 0.36
NQC List | CAISO | ELNIDP_6_BIOMAS | Fresno | El Nido Biomass to Energy | 9.34 | 9.12 | 9.46 | 8.57 | 8 | 9.17 | 9.97 | 9.59 | 8.93 | 7.62 | 9.31 | 8.9 | BIOMASS | 2008-08-24 | 1900 | 2050 | N | North | FC | 96% |  |  | Yes | CAISO_Biomass |  | Yes | -0.51 | 9.44
NQC List | CAISO | ELSEGN_2_UN1011 | LA Basin | El Segundo Energy Center 5/6 | 263 | 263 | 263 | 263 | 263 | 263 | 263 | 263 | 263 | 263 | 263 | 263 | NATURAL GAS | 2013-06-29 | 1900 | 2050 | Y | South | FC |  |  |  | Yes | CAISO_CCGT2 |  | Yes | 0 | 263
NQC List | CAISO | ELSEGN_2_UN2021 | LA Basin | El Segundo Energy Center 7/8 | 263.68 | 263.68 | 263.68 | 263.68 | 263.68 | 263.68 | 263.68 | 263.68 | 263.68 | 263.68 | 263.68 | 263.68 | NATURAL GAS | 2013-06-29 | 1900 | 2050 | Y | South | FC |  |  |  | Yes | CAISO_CCGT2 |  | Yes | 0 | 263.68
NQC List | CAISO | [15 empty] | #N/A | #N/A | 1900 | #N/A | [6 empty] | #N/A | #N/A |  | #N/A | #VALUE! | #N/A
NQC List | CAISO | [15 empty] | #N/A | #N/A | 1900 | #N/A | [6 empty] | #N/A | #N/A |  | #N/A | #VALUE! | #N/A
NQC List | CAISO | [15 empty] | #N/A | #N/A | 1900 | #N/A | [6 empty] | #N/A | #N/A |  | #N/A | #VALUE! | #N/A
NQC List | CAISO | [15 empty] | #N/A | #N/A | 1900 | #N/A | [6 empty] | #N/A | #N/A |  | #N/A | #VALUE! | #N/A
NQC List | CAISO | [15 empty] | #N/A | #N/A | 1900 | #N/A | [6 empty] | #N/A | #N/A |  | #N/A | #VALUE! | #N/A
NQC List | CAISO | ENERSJ_2_WIND | San Diego-IV | ESJ Wind Energy | 21.71 | 18.61 | 43.43 | 38.78 | 38.78 | 51.18 | 35.67 | 32.57 | 23.27 | 12.41 | 18.61 | 20.16 | WIND | 2015-06-04 | 1900 | 2050 | N | South | FC |  |  |  | Yes | CAISO_Wind |  | Yes | 0 | 23.27
NQC List | CAISO | ENWIND_2_WIND1 | CAISO System | Cameron Ridge | 6.59 | 5.65 | 13.19 | 11.78 | 11.78 | 15.54 | 10.83 | 9.89 | 7.07 | 3.77 | 5.65 | 6.12 | WIND | 2014-12-10 | 1900 | 2050 | N | South | FC |  |  |  | Yes | CAISO_Wind |  | Yes | 0 | 7.07
NQC List | CAISO | ENWIND_2_WIND2 | CAISO System | Ridgetop I | 5.35 | 4.59 | 10.71 | 9.56 | 9.56 | 12.62 | 8.8 | 8.03 | 5.74 | 3.06 | 4.59 | 4.97 | WIND | 2015-03-23 | 1900 | 2050 | N | South | FC |  |  |  | Yes | CAISO_Wind |  | Yes | 0 | 5.74
NQC List | CAISO | ESCNDO_6_EB1BT1 | San Diego-IV | Escondido BESS 1 | 10 | 10 | 10 | 10 | 10 | 10 | 10 | 10 | 10 | 10 | 10 | 10 | LESR | 2017-03-06 | 1900 | 2050 | Y | South | FC |  |  |  | Yes | CAISO_Li_Battery |  | Yes | 0 | 10
NQC List | CAISO | ESCNDO_6_EB2BT2 | San Diego-IV | Escondido BESS 2 | 10 | 10 | 10 | 10 | 10 | 10 | 10 | 10 | 10 | 10 | 10 | 10 | LESR | 2017-03-06 | 1900 | 2050 | Y | South | FC |  |  |  | Yes | CAISO_Li_Battery |  | Yes | 0 | 10
NQC List | CAISO | ESCNDO_6_EB3BT3 | San Diego-IV | Escondido BESS 3 | 10 | 10 | 10 | 10 | 10 | 10 | 10 | 10 | 10 | 10 | 10 | 10 | LESR | 2017-03-06 | 1900 | 2050 | Y | South | FC |  |  |  | Yes | CAISO_Li_Battery |  | Yes | 0 | 10
NQC List | CAISO | ESCNDO_6_PL1X2 | San Diego-IV | MMC Escondido Aggregate | 48.71 | 48.71 | 48.71 | 48.71 | 48.71 | 48.71 | 48.71 | 48.71 | 48.71 | 48.71 | 48.71 | 48.71 | NATURAL GAS | 2014-01-25 | 1900 | 2050 | Y | South | FC |  |  |  | Yes | CAISO_Peaker2 |  | Yes | 0 | 48.71
NQC List | CAISO | ESCNDO_6_UNITB1 | San Diego-IV | CalPeak Power Enterprise Unit 1 | 48.04 | 48.04 | 48.04 | 48.04 | 48.04 | 48.04 | 48.04 | 48.04 | 48.04 | 48.04 | 48.04 | 48.04 | NATURAL GAS | 2001-10-23 | 1900 | 2050 | Y | South | FC |  |  |  | Yes | CAISO_Peaker2 |  | Yes | 0 | 48.04
NQC List | CAISO | ESCO_6_GLMQF | San Diego-IV | Goal Line Cogen | 36.58 | 29.85 | 29.08 | 29.88 | 34.71 | 35.48 | 33.33 | 36.41 | 34.79 | 20.35 | 13.58 | 27.91 | NATURAL GAS | 1994-01-01 | 1900 | 2050 | Y | South | FC |  |  |  | Yes | CAISO_Peaker1 |  | Yes | 0 | 34.79
NQC List | CAISO | ESQUON_6_LNDFIL | CAISO System | Neal Road Landfill Generating Facility | 0 | 0 | 0 | 0 | 0 | 0 | 0 | 0 | 0 | 0 | 0 | 0 | BIOGAS | 2012-09-27 | 1900 | 2050 | N | North | EO |  |  |  | Yes | CAISO_Biomass |  | Yes | 0 | 0
NQC List | CAISO | ETIWND_2_CHMPNE | LA Basin | Champagne | 0 | 0 | 0 | 0 | 0 | 0 | 0 | 0 | 0 | 0 | 0 | 0 | SUN | 2013-12-20 | 1900 | 2050 | N | South | EO |  |  |  | Yes | CAISO_Solar |  | Yes | 0 | 0
NQC List | CAISO | ETIWND_2_FONTNA | LA Basin | FONTANALYTLE CREEK POWERHOUSE P | 0.46 | 0.6 | 0.75 | 0.75 | 0.56 | 0.37 | 0.21 | 0.21 | 0.22 | 0.13 | 0.21 | 0.44 | WATER | 1904-01-01 | 1900 | 2050 | N | South | FC |  |  |  | Yes | CAISO_Small_Hydro |  | Yes | -0.31 | 0.53
NQC List | CAISO | ETIWND_2_RTS010 | LA Basin | SPVP010 Fontana RT Solar | 0.06 | 0.05 | 0.27 | 0.23 | 0.24 | 0.47 | 0.59 | 0.41 | 0.21 | 0.03 | 0.03 | 0 | SUN | 2013-01-08 | 1900 | 2050 | N | South | FC |  |  |  | Yes | CAISO_Solar |  | Yes | 0 | 0.21
NQC List | CAISO | ETIWND_2_RTS015 | LA Basin | SPVP015 | 0.12 | 0.09 | 0.54 | 0.45 | 0.48 | 0.93 | 1.17 | 0.81 | 0.42 | 0.06 | 0.06 | 0 | SUN | 2013-01-15 | 1900 | 2050 | N | South | FC |  |  |  | Yes | CAISO_Solar |  | Yes | 0 | 0.42
NQC List | CAISO | ETIWND_2_RTS017 | LA Basin | SPVP017 | 0.14 | 0.11 | 0.63 | 0.53 | 0.56 | 1.09 | 1.37 | 0.95 | 0.49 | 0.07 | 0.07 | 0 | SUN | 2011-12-15 | 1900 | 2050 | N | South | FC |  |  |  | Yes | CAISO_Solar |  | Yes | 0 | 0.49
NQC List | CAISO | ETIWND_2_RTS018 | LA Basin | SPVP018 Fontana RT Solar | 0.06 | 0.05 | 0.27 | 0.23 | 0.24 | 0.47 | 0.59 | 0.41 | 0.21 | 0.03 | 0.03 | 0 | SUN | 2012-11-24 | 1900 | 2050 | N | South | FC |  |  |  | Yes | CAISO_Solar |  | Yes | 0 | 0.21
NQC List | CAISO | ETIWND_2_RTS023 | LA Basin | SPVP023 Fontana RT Solar | 0.1 | 0.08 | 0.45 | 0.38 | 0.4 | 0.78 | 0.98 | 0.68 | 0.35 | 0.05 | 0.05 | 0 | SUN | 2013-01-16 | 1900 | 2050 | N | South | FC |  |  |  | Yes | CAISO_Solar |  | Yes | 0 | 0.35
NQC List | CAISO | ETIWND_2_RTS026 | LA Basin | SPVP026 | 0.24 | 0.18 | 1.08 | 0.9 | 0.96 | 1.86 | 2.34 | 1.62 | 0.84 | 0.12 | 0.12 | 0 | SUN | 2016-02-05 | 1900 | 2050 | N | South | FC |  |  |  | Yes | CAISO_Solar |  | Yes | 0 | 0.84
NQC List | CAISO | ETIWND_2_RTS027 | LA Basin | SPVP027 | 0.08 | 0.06 | 0.36 | 0.3 | 0.32 | 0.62 | 0.78 | 0.54 | 0.28 | 0.04 | 0.04 | 0 | SUN | 2013-06-17 | 1900 | 2050 | N | South | FC |  |  |  | Yes | CAISO_Solar |  | Yes | 0 | 0.28
NQC List | CAISO | ETIWND_2_SOLAR1 | LA Basin | Dedeaux Ontario | 0 | 0 | 0 | 0 | 0 | 0 | 0 | 0 | 0 | 0 | 0 | 0 | SUN | 2016-03-23 | 1900 | 2050 | N | South | EO |  |  |  | Yes | CAISO_Solar |  | Yes | -0.14 | 0.14
NQC List | CAISO | ETIWND_2_SOLAR2 | LA Basin | Rochester | 0 | 0 | 0 | 0 | 0 | 0 | 0 | 0 | 0 | 0 | 0 | 0 | SUN | 2016-09-06 | 1900 | 2050 | N | South | EO |  |  |  | Yes | CAISO_Solar |  | Yes | 0 | 0
NQC List | CAISO | ETIWND_2_SOLAR5 | LA Basin | Dulles | 0 | 0 | 0 | 0 | 0 | 0 | 0 | 0 | 0 | 0 | 0 | 0 | SUN | 2016-11-17 | 1900 | 2050 | N | South | EO |  |  |  | Yes | CAISO_Solar |  | Yes | 0 | 0
NQC List | CAISO | ETIWND_2_UNIT1 | LA Basin | ETIWND_2_UNIT1 | 6.62 | 8.19 | 7.73 | 6.38 | 6.67 | 9.24 | 10.36 | 10.34 | 8.57 | 5.68 | 6.73 | 7.12 | NATURAL GAS | 2016-01-01 | 1900 | 2050 | N | South | FC |  |  |  | Yes | CAISO_Solar |  | Yes | 3.87 | 4.7
NQC List | CAISO | ETIWND_6_GRPLND | LA Basin | Grapeland Peaker | 46 | 46 | 46 | 46 | 46 | 46 | 46 | 47.39 | 47.39 | 47.39 | 47.39 | 47.39 | NATURAL GAS | 2007-09-20 | 1900 | 2050 | Y | South | FC |  |  |  | Yes | CAISO_Peaker1 |  | Yes | 0 | 47.39
NQC List | CAISO | ETIWND_6_MWDETI | LA Basin | ETIWANDA RECOVERY HYDRO | 6.03 | 6.65 | 4.33 | 0 | 0 | 4 | 6.95 | 8.29 | 4.94 | 5.45 | 8.91 | 7.68 | WATER | 1994-01-01 | 1900 | 2050 | N | South | FC |  |  |  | Yes | CAISO_Small_Hydro |  | Yes | -2.35 | 7.29
NQC List | CAISO | EXCHEC_7_UNIT 1 | Fresno | EXCHEQUER HYDRO | 90.72 | 90.72 | 90.72 | 90.72 | 90.72 | 90.72 | 90.72 | 90.72 | 90.72 | 90.72 | 90.72 | 90.72 | WATER | 1967-01-01 | 1900 | 2050 | Y | North | FC | 96% |  |  | Yes | CAISO_Hydro |  | Yes | 0 | 90.72
NQC List | CAISO | EXCLSG_1_SOLAR | Fresno | Excelsior Solar | 2.4 | 1.8 | 10.8 | 9 | 9.6 | 18.6 | 23.4 | 16.2 | 8.4 | 1.2 | 1.2 | 0 | SUN | 2016-10-06 | 1900 | 2050 | N | North | ID | 100% |  |  | Yes | CAISO_Solar |  | Yes | 0 | 8.4
NQC List | CAISO | FAIRHV_6_UNIT | Humboldt | FAIRHAVEN POWER CO. | 6.01 | 10.81 | 10.51 | 10.06 | 11.17 | 11.57 | 11.73 | 12.65 | 13.95 | 12.45 | 14.69 | 11.57 | BIOMASS | 1986-09-15 | 1900 | 2050 | N | North | FC |  |  |  | Yes | CAISO_Biomass |  | Yes | 6.1 | 7.85
NQC List | CAISO | FELLOW_7_QFUNTS | CAISO System | Fellow QF Aggregate | 1.44 | 1.07 | 1.08 | 1.49 | 1.16 | 1.32 | 1.23 | 1.22 | 1.1 | 1.46 | 1.53 | 1.57 | NATURAL GAS | 2006-06-01 | 1900 | 2050 | N | North | FC |  |  |  | Yes | CAISO_CHP |  | Yes | -0.02 | 1.12
NQC List | CAISO | FLOWD2_2_FPLWND | CAISO System | DIABLO WINDS | 2.52 | 2.16 | 5.04 | 4.5 | 4.5 | 5.94 | 4.14 | 3.78 | 2.7 | 1.44 | 2.16 | 2.34 | WIND | 2005-05-01 | 1900 | 2050 | N | North | FC |  |  |  | Yes | CAISO_Wind |  | Yes | 0 | 2.7
NQC List | CAISO | FLOWD_2_RT2WD2 | CAISO System | Ridgetop 2 | 3.83 | 3.29 | 7.67 | 6.85 | 6.85 | 9.04 | 6.3 | 5.75 | 4.11 | 2.19 | 3.29 | 3.56 | WIND | 2018-10-12 | 1900 | 2050 | N | South | FC |  |  |  | Yes | CAISO_Wind |  | Yes | 0 | 4.11
NQC List | CAISO | FLOWD_2_WIND1 | CAISO System | Cameron Ridge 2 | 1.67 | 1.43 | 3.33 | 2.98 | 2.98 | 3.93 | 2.74 | 2.5 | 1.79 | 0.95 | 1.43 | 1.55 | WIND | 2016-01-15 | 1900 | 2050 | N | South | FC |  |  |  | Yes | CAISO_Wind |  | Yes | 0 | 1.79
NQC List | CAISO | FMEADO_6_HELLHL | Sierra | FMEADO_6_HELLHL | 0.18 | 0.28 | 0.29 | 0.35 | 0.43 | 0.43 | 0.45 | 0.43 | 0.35 | 0.47 | 0.39 | 0.24 | WATER | 1983-04-30 | 1900 | 2050 | N | North | FC |  |  |  | Yes | CAISO_Hydro |  | Yes | -0.02 | 0.37
NQC List | CAISO | FMEADO_7_UNIT | Sierra | FRENCH MEADOWS HYDRO | 16 | 16 | 16 | 16 | 16 | 16 | 16 | 16 | 16 | 16 | 16 | 16 | WATER | 1966-01-01 | 1900 | 2050 | Y | North | FC |  |  |  | Yes | CAISO_Small_Hydro |  | Yes | 0 | 16
NQC List | CAISO | FORBST_7_UNIT 1 | Sierra | FORBESTOWN HYDRO | 37.5 | 37.5 | 37.5 | 37.5 | 37.5 | 37.5 | 37.5 | 37.5 | 37.5 | 37.5 | 37.5 | 37.5 | WATER | 1963-01-01 | 1900 | 2050 | Y | North | FC |  |  |  | Yes | CAISO_Hydro |  | Yes | 7.5 | 30
NQC List | CAISO | FORKBU_6_UNIT | CAISO System | HYPOWER, INC. (FORKS OF BUTTE) | 10.25 | 9.7 | 12.53 | 12.9 | 7.69 | 2.05 | 0.66 | 0.27 | 0.4 | 1.01 | 3.21 | 4.38 | WATER | 1992-03-16 | 1900 | 2050 | N | North | FC |  |  |  | Yes | CAISO_Small_Hydro |  | Yes | 0 | 0.4
NQC List | CAISO | FRESHW_1_SOLAR1 | Fresno | Corcoran 3 | 0 | 0 | 0 | 0 | 0 | 0 | 0 | 0 | 0 | 0 | 0 | 0 | SUN | 2016-03-04 | 1900 | 2050 | N | North | EO |  |  |  | Yes | CAISO_Solar |  | Yes | 0 | 0
NQC List | CAISO | FRIANT_6_UNITS | Fresno | FRIANT DAM | 11.05 | 11.58 | 4.8 | 13.47 | 14.61 | 16.97 | 18.61 | 14.33 | 8.34 | 6.11 | 2.13 | 1.21 | WATER | 2016-03-01 | 1900 | 2050 | N | North | FC |  |  |  | Yes | CAISO_Small_Hydro |  | Yes | -3.55 | 11.89
NQC List | CAISO | FRITO_1_LAY | CAISO System | FRITO-LAY | 0.08 | 0.23 | 0.27 | 0.32 | 0.25 | 0.07 | 0.07 | 0.08 | 0.07 | 0.09 | 0.07 | 0.1 | NATURAL GAS | 1986-01-01 | 1900 | 2050 | N | North | FC |  |  |  | Yes | CAISO_CHP |  | Yes | -0.01 | 0.08
NQC List | CAISO | FRNTBW_6_SOLAR1 | CAISO System | Frontier Solar | 0.8 | 0.6 | 3.6 | 3 | 3.2 | 6.2 | 7.8 | 5.4 | 2.8 | 0.4 | 0.4 | 0 | SUN | 2019-02-05 | 1900 | 2050 | N | North | FC |  |  |  | Yes | CAISO_Solar |  | Yes | 0 | 2.8
NQC List | CAISO | FROGTN_1_UTICAA | Stockton | Angels Powerhouse | 1.4 | 1.4 | 1.4 | 1.4 | 1.4 | 1.4 | 1.4 | 1.4 | 1.4 | 1.4 | 1.4 | 1.4 | WATER | 2017-08-22 | 1900 | 2050 | Y | North | FC |  |  |  | Yes | CAISO_Hydro |  | Yes | 0.68 | 0.72
NQC List | CAISO | FROGTN_1_UTICAM | Stockton | Murphys Powerhouse | 2.11 | 2.16 | 2.41 | 2.44 | 2.33 | 2.41 | 2.43 | 2.37 | 2.36 | 2.19 | 1.39 | 1.53 | WATER | #N/A | 1900 | 2050 | N | North | FC |  |  |  | Yes | CAISO_Hydro |  | Yes | 0.19 | 2.17
NQC List | CAISO | FTSWRD_6_TRFORK | Humboldt | Three Forks Water Power Project | 1.12 | 1.14 | 1.17 | 1.22 | 0.8 | 0.54 | 0.29 | 0.15 | 0.09 | 0.21 | 0.53 | 0.67 | WATER | 2011-11-01 | 1900 | 2050 | N | North | PD | 80% |  |  | Yes | CAISO_Small_Hydro |  | Yes | 0 | 0.09
NQC List | CAISO | FTSWRD_7_QFUNTS | Humboldt | FTSWRD_7_QFUNTS | 0.01 | 0.01 | 0.02 | 0.02 | 0.01 | 0 | 0 | 0 | 0 | 0 | 0 | 0 | WATER | 1899-12-31 | 1900 | 2050 | N | North | FC |  |  |  | Yes | CAISO_Small_Hydro |  | Yes | 0 | 0
NQC List | CAISO | FULTON_1_QF | NCNB | SMALL QF AGGREGATION - ZENIA | 0.13 | 0.14 | 0.16 | 0.17 | 0.16 | 0.13 | 0.08 | 0.06 | 0.05 | 0.06 | 0.09 | 0.14 | WATER | 1983-01-01 | 1900 | 2050 | N | North | FC |  |  |  | Yes | CAISO_Small_Hydro |  | Yes | -0.02 | 0.07
NQC List | CAISO | GALE_1_SR3SR3 | CAISO System | Sunray 3 | 0.55 | 0.41 | 2.48 | 2.07 | 2.21 | 4.28 | 5.38 | 3.73 | 1.93 | 0.28 | 0.28 | 0 | SUN | 2017-06-29 | 1900 | 2050 | N | South | FC |  |  |  | Yes | CAISO_Solar |  | Yes | 0 | 1.93
NQC List | CAISO | GANSO_1_WSTBM1 | CAISO System | Weststar Dairy Biogas | 0 | 0 | 0 | 0 | 0 | 0 | 0 | 0 | 0 | 0 | 0 | 0 | BIOGAS | 2018-02-02 | 1900 | 2050 | N | North | EO |  |  |  | Yes | CAISO_Biomass |  | Yes | 0 | 0
NQC List | CAISO | GARLND_2_GASLR | CAISO System | Garland B | 7.2 | 5.4 | 32.4 | 27 | 28.8 | 55.8 | 70.2 | 48.6 | 25.2 | 3.6 | 3.6 | 0 | SUN | 2016-10-27 | 1900 | 2050 | N | South | FC |  |  |  | Yes | CAISO_Solar |  | Yes | 0 | 25.2
NQC List | CAISO | GARLND_2_GASLRA | CAISO System | Garland A | 0.8 | 0.6 | 3.6 | 3 | 3.2 | 6.2 | 7.8 | 5.4 | 2.8 | 0.4 | 0.4 | 0 | SUN | 2016-09-23 | 1900 | 2050 | N | South | FC |  |  |  | Yes | CAISO_Solar |  | Yes | 0 | 2.8
NQC List | CAISO | GARNET_1_SOLAR | LA Basin | North Palm Springs 4A | 0 | 0 | 0 | 0 | 0 | 0 | 0 | 0 | 0 | 0 | 0 | 0 | SUN | 2012-11-02 | 1900 | 2050 | N | South | EO |  |  |  | Yes | CAISO_Solar |  | Yes | 0 | 0
NQC List | CAISO | GARNET_1_SOLAR2 | LA Basin | Garnet Solar Power Generation Station 1 | 0.16 | 0.12 | 0.72 | 0.6 | 0.64 | 1.24 | 1.56 | 1.08 | 0.56 | 0.08 | 0.08 | 0 | SUN | 2014-12-23 | 1900 | 2050 | N | South | ID | 100% |  |  | Yes | CAISO_Solar |  | Yes | 0 | 0.56
NQC List | CAISO | GARNET_1_UNITS | LA Basin | GARNET GREEN POWER PROJECT AGGREGATE | 2.31 | 1.98 | 4.62 | 4.13 | 4.13 | 5.45 | 3.8 | 3.47 | 2.48 | 1.32 | 1.98 | 2.15 | WIND | 1975-07-01 | 1900 | 2050 | N | South | FC |  |  |  | Yes | CAISO_Wind |  | Yes | 0 | 2.48
NQC List | CAISO | GARNET_1_WIND | LA Basin | GARNET WIND ENERGY CENTER | 0.91 | 0.78 | 1.82 | 1.63 | 1.63 | 2.15 | 1.5 | 1.37 | 0.98 | 0.52 | 0.78 | 0.85 | WIND | 2009-06-02 | 1900 | 2050 | N | South | FC |  |  |  | Yes | CAISO_Wind |  | Yes | 0 | 0.98
NQC List | CAISO | GARNET_1_WINDS | LA Basin | Garnet Winds Aggregation | 3.15 | 2.7 | 6.3 | 5.63 | 5.63 | 7.43 | 5.18 | 4.73 | 3.38 | 1.8 | 2.7 | 2.93 | WIND | 2011-02-21 | 1900 | 2050 | N | South | FC |  |  |  | Yes | CAISO_Wind |  | Yes | 0 | 3.38
NQC List | CAISO | GARNET_1_WT3WND | LA Basin | Wagner Wind | 0 | 0 | 0 | 0 | 0 | 0 | 0 | 0 | 0 | 0 | 0 | 0 | WIND | 2012-12-24 | 1900 | 2050 | N | South | EO |  |  |  | Yes | CAISO_Wind |  | Yes | 0 | 0
NQC List | CAISO | GARNET_2_DIFWD1 | LA Basin | Difwind | 1.1 | 0.95 | 2.21 | 1.97 | 1.97 | 2.6 | 1.81 | 1.65 | 1.18 | 0.63 | 0.95 | 1.02 | WIND | 2018-01-19 | 1900 | 2050 | N | South | FC |  |  |  | Yes | CAISO_Wind |  | Yes | 0 | 1.18
NQC List | CAISO | GARNET_2_HYDRO | LA Basin | Whitewater Hydro | 0.58 | 0.4 | 0.34 | 0.59 | 0.71 | 0.89 | 0.79 | 0.76 | 0.69 | 0.35 | 0.27 | 0.3 | WATER | 2016-07-08 | 1900 | 2050 | N | South | FC |  |  |  | Yes | CAISO_Small_Hydro |  | Yes | -0.08 | 0.77
NQC List | CAISO | GARNET_2_WIND1 | LA Basin | Phoenix | 1.57 | 1.34 | 3.14 | 2.8 | 2.8 | 3.7 | 2.58 | 2.35 | 1.68 | 0.9 | 1.34 | 1.46 | WIND | 2015-01-26 | 1900 | 2050 | N | South | FC |  |  |  | Yes | CAISO_Wind |  | Yes | 0 | 1.68
NQC List | CAISO | GARNET_2_WIND2 | LA Basin | Karen Avenue Wind Farm | 1.64 | 1.4 | 3.28 | 2.93 | 2.93 | 3.86 | 2.69 | 2.46 | 1.76 | 0.94 | 1.4 | 1.52 | WIND | 2015-08-05 | 1900 | 2050 | N | South | FC |  |  |  | Yes | CAISO_Wind |  | Yes | 0 | 1.76
NQC List | CAISO | GARNET_2_WIND3 | LA Basin | San Gorgonio East | 1.76 | 1.51 | 3.53 | 3.15 | 3.15 | 4.16 | 2.9 | 2.65 | 1.89 | 1.01 | 1.51 | 1.64 | WIND | 2016-02-05 | 1900 | 2050 | N | South | FC |  |  |  | Yes | CAISO_Wind |  | Yes | 0 | 1.89
NQC List | CAISO | GARNET_2_WIND4 | LA Basin | Windustries | 1.37 | 1.18 | 2.74 | 2.45 | 2.45 | 3.23 | 2.25 | 2.06 | 1.47 | 0.78 | 1.18 | 1.27 | WIND | 2015-12-10 | 1900 | 2050 | N | South | FC |  |  |  | Yes | CAISO_Wind |  | Yes | 0 | 1.47
NQC List | CAISO | GARNET_2_WIND5 | LA Basin | Eastwind | 0.42 | 0.36 | 0.84 | 0.75 | 0.75 | 0.99 | 0.69 | 0.63 | 0.45 | 0.24 | 0.36 | 0.39 | WIND | 2016-03-01 | 1900 | 2050 | N | South | FC |  |  |  | Yes | CAISO_Wind |  | Yes | 0 | 0.45
NQC List | CAISO | GARNET_2_WPMWD6 | LA Basin | WINTEC PALM | 0.83 | 0.71 | 1.66 | 1.48 | 1.48 | 1.96 | 1.36 | 1.25 | 0.89 | 0.47 | 0.71 | 0.77 | WIND | 2018-02-06 | 1900 | 2050 | N | South | FC |  |  |  | Yes | CAISO_Wind |  | Yes | 0 | 0.89
NQC List | CAISO | GASKW1_2_GW1SR1 | CAISO System | Gaskell West 1 | 0.8 | 0.6 | 3.6 | 3 | 3.2 | 6.2 | 7.8 | 5.4 | 2.8 | 0.4 | 0.4 | 0 | SUN | 2018-03-06 | 1900 | 2050 | N | South | FC |  |  |  | Yes | CAISO_Solar |  | Yes | 0 | 2.8
NQC List | CAISO | GATES_2_SOLAR | CAISO System | Gates Solar Station | 0.8 | 0.6 | 3.6 | 3 | 3.2 | 6.2 | 7.8 | 5.4 | 2.8 | 0.4 | 0.4 | 0 | SUN | 2013-06-24 | 1900 | 2050 | N | North | FC |  |  |  | Yes | CAISO_Solar |  | Yes | 0 | 2.8
NQC List | CAISO | GATES_2_WSOLAR | CAISO System | West Gates Solar Station | 0.4 | 0.3 | 1.8 | 1.5 | 1.6 | 3.1 | 3.9 | 2.7 | 1.4 | 0.2 | 0.2 | 0 | SUN | 2013-06-24 | 1900 | 2050 | N | North | FC |  |  |  | Yes | CAISO_Solar |  | Yes | 0 | 1.4
NQC List | CAISO | GATEWY_2_GESBT1 | San Diego-IV | Gateway Energy Storage | JUL: 0; AUG: 30; SEP: 57.5; OCT: 57.5; NOV: 57.5; DEC: 57.5 | LESR | 2020-08-01 | 1900 | 2050 | Y | South | ID | 100% |  |  | Yes | CAISO_Li_Battery |  | Yes | 7.5 | 50
NQC List | CAISO | GATWAY_2_PL1X3 | Bay Area | GATEWAY GENERATING STATION | 561.25 | 559.87 | 552.52 | 546.44 | 540.35 | 528.45 | 521.99 | 523.12 | 533.12 | 538.74 | 556.4 | 561.7 | NATURAL GAS | 2009-01-06 | 1900 | 2050 | Y | North | FC |  |  |  | Yes | CAISO_CCGT1 |  | Yes | -0.02 | 533.14
NQC List | CAISO | GENESI_2_STG | CAISO System | Genesis Station | 10 | 7.5 | 45 | 37.5 | 40 | 77.5 | 97.5 | 67.5 | 35 | 5 | 5 | 0 | SUN | 2013-11-27 | 1900 | 2050 | N | South | FC |  |  |  | Yes | CAISO_Solar |  | Yes | 0 | 35
NQC List | CAISO | GEYS11_7_UNIT11 | NCNB | GEYSERS UNIT 11 (HEALDSBURG) | 68 | 68 | 68 | 68 | 68 | 68 | 68 | 68 | 68 | 68 | 68 | 68 | GEOTHERMAL | 1975-01-01 | 1900 | 2050 | Y | North | FC |  |  |  | Yes | CAISO_Geothermal |  | Yes | 0 | 68
NQC List | CAISO | GEYS12_7_UNIT12 | NCNB | GEYSERS UNIT 12 (HEALDSBURG) | 50 | 50 | 50 | 50 | 50 | 50 | 50 | 50 | 50 | 50 | 50 | 50 | GEOTHERMAL | 1979-01-01 | 1900 | 2050 | Y | North | FC |  |  |  | Yes | CAISO_Geothermal |  | Yes | 0 | 50
NQC List | CAISO | GEYS13_7_UNIT13 | NCNB | GEYSERS UNIT 13 (HEALDSBURG) | 56 | 56 | 56 | 56 | 56 | 56 | 56 | 56 | 56 | 56 | 56 | 56 | GEOTHERMAL | 1980-01-01 | 1900 | 2050 | Y | North | FC |  |  |  | Yes | CAISO_Geothermal |  | Yes | 0 | 56
NQC List | CAISO | GEYS14_7_UNIT14 | NCNB | GEYSERS UNIT 14 (HEALDSBURG) | 50 | 50 | 50 | 50 | 50 | 50 | 50 | 50 | 50 | 50 | 50 | 50 | GEOTHERMAL | 1980-01-01 | 1900 | 2050 | Y | North | FC |  |  |  | Yes | CAISO_Geothermal |  | Yes | 0 | 50
NQC List | CAISO | GEYS16_7_UNIT16 | NCNB | GEYSERS UNIT 16 (HEALDSBURG) | 49 | 49 | 49 | 49 | 49 | 49 | 49 | 49 | 49 | 49 | 49 | 49 | GEOTHERMAL | 1985-01-01 | 1900 | 2050 | Y | North | FC |  |  |  | Yes | CAISO_Geothermal |  | Yes | 0 | 49
NQC List | CAISO | GEYS17_2_BOTRCK | NCNB | Bottle Rock Geothermal | 9.53 | 9.24 | 8.78 | 7.65 | 7.36 | 7.03 | 8.41 | 8.23 | 8.29 | 8.64 | 9.29 | 9.55 | GEOTHERMAL | 0 | 1900 | 2050 | N | North | FC |  |  |  | #N/A | #N/A |  | Yes | 8.29 | 0
NQC List | CAISO | GEYS17_7_UNIT17 | NCNB | GEYSERS UNIT 17 (HEALDSBURG) | 56 | 56 | 56 | 56 | 56 | 56 | 56 | 56 | 56 | 56 | 56 | 56 | GEOTHERMAL | 1982-01-01 | 1900 | 2050 | Y | North | FC |  |  |  | Yes | CAISO_Geothermal |  | Yes | 0 | 56
NQC List | CAISO | GEYS18_7_UNIT18 | NCNB | GEYSERS UNIT 18 (HEALDSBURG) | 45 | 45 | 45 | 45 | 45 | 45 | 45 | 45 | 45 | 45 | 45 | 45 | GEOTHERMAL | 1983-01-01 | 1900 | 2050 | Y | North | FC |  |  |  | Yes | CAISO_Geothermal |  | Yes | 0 | 45
NQC List | CAISO | GEYS20_7_UNIT20 | NCNB | GEYSERS UNIT 20 (HEALDSBURG) | 40 | 40 | 40 | 40 | 40 | 40 | 40 | 40 | 40 | 40 | 40 | 40 | GEOTHERMAL | 1985-01-01 | 1900 | 2050 | Y | North | FC |  |  |  | Yes | CAISO_Geothermal |  | Yes | 0 | 40
NQC List | CAISO | GIFENS_6_BUGSL1 | Fresno | Burford Giffen | 0.8 | 0.6 | 3.6 | 3 | 3.2 | 6.2 | 7.8 | 5.4 | 2.8 | 0.4 | 0.4 | 0 | SUN | 2017-06-16 | 1900 | 2050 | N | North | ID | 100% |  |  | Yes | CAISO_Solar |  | Yes | 0 | 2.8
NQC List | CAISO | GIFFEN_6_SOLAR | Fresno | Giffen Solar Station | 0.4 | 0.3 | 1.8 | 1.5 | 1.6 | 3.1 | 3.9 | 2.7 | 1.4 | 0.2 | 0.2 | 0 | SUN | 2012-07-25 | 1900 | 2050 | N | North | ID | 100% |  |  | Yes | CAISO_Solar |  | Yes | 0 | 1.4
NQC List | CAISO | GIFFEN_6_SOLAR1 | Fresno | Aspiration Solar G | 0 | 0 | 0 | 0 | 0 | 0 | 0 | 0 | 0 | 0 | 0 | 0 | SUN | #N/A | 1900 | #N/A | N | North | EO |  |  |  | Yes | CAISO_Solar |  | Yes | 0 | 0
NQC List | CAISO | GILROY_1_UNIT | Bay Area | GILROY COGEN AGGREGATE | 120 | 120 | 120 | 120 | 115 | 110 | 105 | 105 | 110 | 120 | 120 | 120 | NATURAL GAS | 1987-01-01 | 1900 | 2050 | Y | North | FC |  |  |  | Yes | CAISO_Peaker1 |  | Yes | 0 | 110
NQC List | CAISO | GILRPP_1_PL1X2 | Bay Area | GILROY ENERGY CENTER UNITS 1&2 AGGREGATE | 95.2 | 95.2 | 95.2 | 95.2 | 95.2 | 95.2 | 95.2 | 95.2 | 95.2 | 95.2 | 95.2 | 95.2 | NATURAL GAS | 2002-01-29 | 1900 | 2050 | Y | North | FC |  |  |  | Yes | CAISO_Peaker2 |  | Yes | 0 | 95.2
NQC List | CAISO | GILRPP_1_PL3X4 | Bay Area | GILROY ENERGY CENTER, UNIT #3 | 46.2 | 46.2 | 46.2 | 46.2 | 46.2 | 46.2 | 46.2 | 46.2 | 46.2 | 46.2 | 46.2 | 46.2 | NATURAL GAS | 2002-02-28 | 1900 | 2050 | Y | North | FC |  |  |  | Yes | CAISO_Peaker2 |  | Yes | 0 | 46.2
NQC List | CAISO | GLDFGR_6_SOLAR1 | Big Creek-Ventura | Portal Ridge B | 0.8 | 0.6 | 3.6 | 3 | 3.2 | 6.2 | 7.8 | 5.4 | 2.8 | 0.4 | 0.4 | 0 | SUN | 2017-02-15 | 1900 | 2050 | N | South | FC |  |  |  | Yes | CAISO_Solar |  | Yes | 0 | 2.8
NQC List | CAISO | GLDFGR_6_SOLAR2 | Big Creek-Ventura | Portal Ridge C | 0.46 | 0.34 | 2.05 | 1.71 | 1.82 | 3.53 | 4.45 | 3.08 | 1.6 | 0.23 | 0.23 | 0 | SUN | 2017-02-14 | 1900 | 2050 | N | South | FC |  |  |  | Yes | CAISO_Solar |  | Yes | 0 | 1.6
NQC List | CAISO | GLDTWN_6_COLUM3 | CAISO System | Columbia 3 | 0.4 | 0.3 | 1.8 | 1.5 | 1.6 | 3.1 | 3.9 | 2.7 | 1.4 | 0.2 | 0.2 | 0 | SUN | 2013-12-10 | 1900 | 2050 | N | South | FC |  |  |  | Yes | CAISO_Solar |  | Yes | 0 | 1.4
NQC List | CAISO | GLDTWN_6_SOLAR | CAISO System | Rio Grande | 0.2 | 0.15 | 0.9 | 0.75 | 0.8 | 1.55 | 1.95 | 1.35 | 0.7 | 0.1 | 0.1 | 0 | SUN | 2013-11-18 | 1900 | 2050 | N | South | FC |  |  |  | Yes | CAISO_Solar |  | Yes | 0 | 0.7
NQC List | CAISO | GLNARM_2_UNIT 5 | LA Basin | Glenarm Turbine 5 | 65 | 65 | 65 | 65 | 65 | 65 | 65 | 65 | 65 | 65 | 65 | 65 | NATURAL GAS | 2016-12-20 | 1900 | 2050 | Y | South | PD | 65.00 |  |  | Yes | CAISO_CCGT2 |  | Yes | 0 | 65
NQC List | CAISO | GLNARM_7_UNIT 1 | LA Basin | GLEN ARM UNIT 1 | 22.07 | 22.07 | 22.07 | 22.07 | 22.07 | 22.07 | 22.07 | 22.07 | 22.07 | 22.07 | 22.07 | 22.07 | NATURAL GAS | 1976-01-01 | 1900 | 2050 | Y | South | FC |  |  |  | Yes | CAISO_Peaker2 |  | Yes | 0 | 22.07
NQC List | CAISO | GLNARM_7_UNIT 2 | LA Basin | GLEN ARM UNIT 2 | 22.3 | 22.3 | 22.3 | 22.3 | 22.3 | 22.3 | 22.3 | 22.3 | 22.3 | 22.3 | 22.3 | 22.3 | NATURAL GAS | 1976-01-01 | 1900 | 2050 | Y | South | FC |  |  |  | Yes | CAISO_Peaker2 |  | Yes | 0 | 22.3
NQC List | CAISO | GLNARM_7_UNIT 3 | LA Basin | GLEN ARM UNIT 3 | 44.83 | 44.83 | 44.83 | 44.83 | 44.83 | 44.83 | 44.83 | 44.83 | 44.83 | 44.83 | 44.83 | 44.83 | NATURAL GAS | 2004-01-08 | 1900 | 2050 | Y | South | FC |  |  |  | Yes | CAISO_Peaker2 |  | Yes | 0 | 44.83
NQC List | CAISO | GLNARM_7_UNIT 4 | LA Basin | GLEN ARM UNIT 4 | 42.42 | 42.42 | 42.42 | 42.42 | 42.42 | 42.42 | 42.42 | 42.42 | 42.42 | 42.42 | 42.42 | 42.42 | NATURAL GAS | 2004-01-08 | 1900 | 2050 | Y | South | FC |  |  |  | Yes | CAISO_Peaker2 |  | Yes | 0 | 42.42
NQC List | CAISO | GLOW_6_SOLAR | Big Creek-Ventura | Antelope Power Plant | 0 | 0 | 0 | 0 | 0 | 0 | 0 | 0 | 0 | 0 | 0 | 0 | SUN | 2013-03-25 | 1900 | 2050 | N | South | EO |  |  |  | Yes | CAISO_Solar |  | Yes | 0 | 0
NQC List | CAISO | GOLETA_2_QF | Big Creek-Ventura | GOLETA QFS | 0.01 | 0.01 | 0.03 | 0.05 | 0.03 | 0.05 | 0.06 | 0.04 | 0.05 | 0.06 | 0.05 | 0.01 | OTHER | 1986-01-01 | 1900 | 2050 | N | South | FC |  |  |  | Yes | CAISO_Small_Hydro |  | Yes | -0.03 | 0.08
NQC List | CAISO | GOLETA_6_ELLWOD | Big Creek-Ventura | ELLWOOD ENERGY SUPPORT FACILITY | 54 | 54 | 54 | 54 | 54 | 54 | 54 | 54 | 54 | 54 | 54 | 54 | NATURAL GAS | 0 | 1900 | 2020 | Y | South | FC |  |  |  | Yes | CAISO_Peaker2 |  | Yes | 0 | 54
NQC List | CAISO | GOLETA_6_EXGEN | Big Creek-Ventura | EXXON COMPANY USA | 2.84 | 0 | 0 | 0 | 0 | 0 | 0 | 0 | 0 | 0 | 0 | 0 | OTHER | 1993-08-19 | 1900 | 2050 | N | South | FC |  |  |  | Yes | CAISO_Peaker1 |  | Yes | 0 | 0
NQC List | CAISO | GOLETA_6_GAVOTA | Big Creek-Ventura | Point Arguello Pipeline Company | 0 | 0 | 0 | 0 | 0 | 0 | 0 | 0 | 0 | 0 | 0 | 0 | NATURAL GAS | 1987-01-01 | 1900 | 2050 | N | South | FC |  |  |  | Yes | CAISO_CHP |  | #N/A | #N/A | #N/A
NQC List | CAISO | GOLETA_6_TAJIGS | Big Creek-Ventura | GOLETA_6_TAJIGS | 2.84 | 2.8 | 2.7 | 2.84 | 2.84 | 2.84 | 2.84 | 2.84 | 2.84 | 2.84 | 2.84 | 2.84 | BIOGAS | 2000-08-05 | 1900 | 2050 | N | South | FC |  |  |  | Yes | CAISO_Biomass |  | Yes | 0 | 2.84
NQC List | CAISO | GONZLS_6_UNIT | CAISO System | Johnson Canyon Landfill | 1.26 | 1.33 | 0.81 | 1.05 | 1.23 | 1.29 | 1.3 | 1.24 | 1.23 | 1.07 | 1.24 | 1.25 | BIOGAS | 2013-07-08 | 1900 | 2050 | N | North | FC |  |  |  | Yes | CAISO_Biomass |  | Yes | -0.1 | 1.33
NQC List | CAISO | GOOSLK_1_SOLAR1 | CAISO System | Goose Lake | 0.48 | 0.36 | 2.16 | 1.8 | 1.92 | 3.72 | 4.68 | 3.24 | 1.68 | 0.24 | 0.24 | 0 | SUN | 2015-05-23 | 1900 | 2050 | N | North | FC |  |  |  | Yes | CAISO_Solar |  | Yes | 0 | 1.68
NQC List | CAISO | GRIDLY_6_SOLAR | Sierra | GRIDLEY MAIN TWO | 0 | 0 | 0 | 0 | 0 | 0 | 0 | 0 | 0 | 0 | 0 | 0 | SUN | 2013-04-01 | 1900 | 2050 | N | North | EO |  |  |  | Yes | CAISO_Solar |  | Yes | 0 | 0
NQC List | CAISO | GRIZLY_1_UNIT 1 | CAISO System | GRIZZLY HYDRO | 20 | 20 | 20 | 20 | 20 | 20 | 20 | 20 | 20 | 20 | 20 | 20 | WATER | 1993-01-01 | 1900 | 2050 | Y | North | FC |  |  |  | Yes | CAISO_Hydro |  | Yes | 0 | 20
NQC List | CAISO | [15 empty] | #N/A | #N/A | 1900 | #N/A | [6 empty] | #N/A | #N/A |  | #N/A | #VALUE! | #N/A
NQC List | CAISO | GRNLF2_1_UNIT | Sierra | GREENLEAF II COGEN | 29.26 | 28.18 | 32.16 | 28.35 | 33.65 | 35.37 | 49.2 | 49.2 | 49.2 | 49.2 | 49.2 | 49.2 | NATURAL GAS | 1989-10-12 | 1900 | 2050 | Y | North | FC |  |  |  | Yes | CAISO_CHP |  | Yes | 0 | 49.2
NQC List | CAISO | GRNVLY_7_SCLAND | CAISO System | SANTA CRUZ LANDFILL GENERATING PLANT | 2.67 | 2.69 | 2.48 | 2.4 | 2.32 | 2.01 | 2.5 | 2.63 | 2.27 | 2.27 | 2.37 | 2.58 | BIOGAS | 2006-02-02 | 1900 | 2050 | N | North | FC |  |  |  | Yes | CAISO_Biomass |  | Yes | -0.32 | 2.59
NQC List | CAISO | GRSCRK_6_BGCKWW | Humboldt | BIG CREEK WATER WORKS - CEDAR FLAT | 1.11 | 2.04 | 2.25 | 2.79 | 1.48 | 0.09 | 0 | 0 | 0 | 0 | 0 | 0.9 | WATER | 1987-01-01 | 1900 | 2050 | N | North | FC |  |  |  | Yes | CAISO_Small_Hydro |  | Yes | 0 | 0
NQC List | CAISO | GRZZLY_1_BERKLY | Bay Area | Berkeley Cogeneration | 21.35 | 20.78 | 12.87 | 11.58 | 14.04 | 14.99 | 15.01 | 14.67 | 14.17 | 12.72 | 13.72 | 14.65 | NATURAL GAS | 2018-02-20 | 1900 | 2050 | N | North | FC |  |  |  | Yes | CAISO_Peaker2 |  | Yes | 13.95 | 0.22
NQC List | CAISO | GUERNS_6_SOLAR | Fresno | Guernsey Solar Station | 0.8 | 0.6 | 3.6 | 3 | 3.2 | 6.2 | 7.8 | 5.4 | 2.8 | 0.4 | 0.4 | 0 | SUN | 2013-09-18 | 1900 | 2050 | N | North | ID | 100% |  |  | Yes | CAISO_Solar |  | Yes | 0 | 2.8
NQC List | CAISO | GWFPWR_1_UNITS | Fresno | Hanford Peaker Plant | 97.45 | 97.15 | 96.59 | 94.92 | 93.29 | 91.55 | 89.92 | 90.59 | 92.58 | 96.21 | 96.95 | 97.59 | NATURAL GAS | 2001-08-27 | 1900 | 2050 | Y | North | FC |  |  |  | Yes | CAISO_Peaker1 |  | Yes | 0.26 | 92.32
NQC List | CAISO | GYS5X6_7_UNITS | NCNB | GEYSERS UNITS 5 & 6 AGGREGATE | 85 | 85 | 85 | 85 | 85 | 85 | 85 | 85 | 85 | 85 | 85 | 85 | GEOTHERMAL | 1971-01-01 | 1900 | 2050 | Y | North | FC |  |  |  | Yes | CAISO_Geothermal |  | Yes | 0 | 85
NQC List | CAISO | GYS7X8_7_UNITS | NCNB | GEYSERS UNITS 7 & 8 AGGREGATE | 76 | 76 | 76 | 76 | 76 | 76 | 76 | 76 | 76 | 76 | 76 | 76 | GEOTHERMAL | 1972-01-01 | 1900 | 2050 | Y | North | FC |  |  |  | Yes | CAISO_Geothermal |  | Yes | 0 | 76
NQC List | CAISO | GYSRVL_7_WSPRNG | NCNB | Warm Springs Hydro | 0.93 | 0.75 | 0.57 | 0.37 | 0.41 | 0.4 | 0.43 | 0.43 | 0.42 | 0.4 | 0.64 | 1.31 | WATER | 1988-12-22 | 1900 | 2050 | N | North | FC |  |  |  | Yes | CAISO_Small_Hydro |  | Yes | 0.42 | 0
NQC List | CAISO | HAASPH_7_PL1X2 | Fresno | HAAS PH UNIT 1 & 2 AGGREGATE | 144 | 144 | 144 | 144 | 144 | 144 | 144 | 144 | 144 | 144 | 144 | 144 | WATER | 1958-01-01 | 1900 | 2050 | Y | North | FC |  |  |  | Yes | CAISO_Hydro |  | Yes | 14.4 | 129.6
NQC List | CAISO | HALSEY_6_UNIT | Sierra | HALSEY HYDRO | 13.5 | 13.5 | 13.5 | 13.5 | 13.5 | 13.5 | 13.5 | 13.5 | 13.5 | 13.5 | 13.5 | 13.5 | WATER | 1916-01-01 | 1900 | 2050 | Y | North | FC |  |  |  | Yes | CAISO_Small_Hydro |  | Yes | 9 | 4.5
NQC List | CAISO | HARBGN_7_UNITS | LA Basin | HARBOR COGEN COMBINED CYCLE | 100 | 100 | 100 | 100 | 100 | 100 | 100 | 100 | 100 | 100 | 100 | 100 | NATURAL GAS | 2001-06-14 | 1900 | 2050 | Y | South | FC |  |  |  | Yes | CAISO_CCGT2 |  | Yes | 0 | 100
NQC List | CAISO | HATCR1_7_UNIT | CAISO System | Hat Creek #1 | 3.55 | 3.7 | 4.36 | 4.06 | 3.55 | 3.47 | 3.05 | 2.91 | 1.81 | 3.29 | 3.85 | 3.98 | WATER | 1921-01-01 | 1900 | 2050 | N | North | FC |  |  |  | Yes | CAISO_Small_Hydro |  | Yes | -0.44 | 2.25
NQC List | CAISO | HATCR2_7_UNIT | CAISO System | Hat Creek #2 | 4.4 | 4.72 | 5.18 | 4.42 | 4.93 | 4.77 | 4.23 | 4.22 | 2.96 | 3.25 | 4.9 | 5.06 | WATER | 1921-01-01 | 1900 | 2050 | N | North | FC |  |  |  | Yes | CAISO_Small_Hydro |  | Yes | -1.14 | 4.1
NQC List | CAISO | HATLOS_6_BWDHY1 | CAISO System | Bidwell Ditch | 1.22 | 1.36 | 1.43 | 1.41 | 1.35 | 1.43 | 1.34 | 1.34 | 1.34 | 1.29 | 1.25 | 1.28 | WATER | 2017-06-29 | 1900 | 2050 | N | North | FC |  |  |  | Yes | CAISO_Hydro |  | Yes | 0.32 | 1.02
NQC List | CAISO | HATLOS_6_LSCRK | CAISO System | Lost Creek 1 & 2 Hydro Conversion | 0.83 | 0.97 | 0.98 | 0.85 | 0.8 | 0.82 | 0.78 | 0.79 | 0.81 | 0.83 | 0.83 | 0.82 | WATER | 1989-06-15 | 1900 | 2050 | N | North | FC |  |  |  | Yes | CAISO_Small_Hydro |  | Yes | -0.13 | 0.94
NQC List | CAISO | HATRDG_2_WIND | CAISO System | Hatchet Ridge Wind Farm | 14.28 | 12.24 | 28.56 | 25.5 | 25.5 | 33.66 | 23.46 | 21.42 | 15.3 | 8.16 | 12.24 | 13.26 | WIND | 2010-11-19 | 1900 | 2050 | N | North | FC |  |  |  | Yes | CAISO_Wind |  | Yes | 0 | 15.3
NQC List | CAISO | HAYPRS_6_QFUNTS | Sierra | HAYPRESS HYDRO QF UNITS | 0.91 | 0.76 | 3.81 | 8.5 | 8.77 | 4.18 | 0.93 | 0.09 | 0 | 0.08 | 0.53 | 1.28 | WATER | 1989-04-11 | 1900 | 2050 | N | North | FC |  |  |  | Yes | CAISO_Small_Hydro |  | Yes | 0 | 0
NQC List | CAISO | HELMPG_7_UNIT 1 | Fresno | HELMS PUMP-GEN UNIT 1 | 407 | 407 | 407 | 407 | 407 | 407 | 407 | 407 | 407 | 407 | 407 | 407 | WATER | 1984-01-01 | 1900 | 2050 | Y | North | FC |  |  |  | Yes | CAISO_Existing_Pumped_Storage |  | Yes | 0 | 407
NQC List | CAISO | HELMPG_7_UNIT 2 | Fresno | HELMS PUMP-GEN UNIT 2 | 407 | 407 | 407 | 407 | 407 | 407 | 407 | 407 | 407 | 407 | 407 | 407 | WATER | 1984-01-01 | 1900 | 2050 | Y | North | FC |  |  |  | Yes | CAISO_Existing_Pumped_Storage |  | Yes | 0 | 407
NQC List | CAISO | HELMPG_7_UNIT 3 | Fresno | HELMS PUMP-GEN UNIT 3 | 404 | 404 | 404 | 404 | 404 | 404 | 404 | 404 | 404 | 404 | 404 | 404 | WATER | 1984-01-01 | 1900 | 2050 | Y | North | FC |  |  |  | Yes | CAISO_Existing_Pumped_Storage |  | Yes | 0 | 404
NQC List | CAISO | HENRTA_6_SOLAR1 | Fresno | Lemoore 1 | 0 | 0 | 0 | 0 | 0 | 0 | 0 | 0 | 0 | 0 | 0 | 0 | SUN | 2016-01-29 | 1900 | 2050 | N | North | ID | 0% |  |  | Yes | CAISO_Solar |  | Yes | -0.21 | 0.21
NQC List | CAISO | HENRTA_6_SOLAR2 | Fresno | Westside Solar Power PV1 | 0 | 0 | 0 | 0 | 0 | 0 | 0 | 0 | 0 | 0 | 0 | 0 | SUN | 2016-05-07 | 1900 | 2050 | N | North | EO |  |  |  | Yes | CAISO_Solar |  | Yes | 0 | 0
NQC List | CAISO | HENRTA_6_UNITA1 | Fresno | GWF HENRIETTA PEAKER PLANT UNIT 1 | 48.41 | 48.34 | 47.94 | 47.15 | 46.44 | 45.47 | 44.69 | 44.99 | 45.99 | 47.07 | 48.47 | 48.51 | NATURAL GAS | 2002-07-01 | 1900 | 2050 | Y | North | FC |  |  |  | Yes | CAISO_Peaker2 |  | Yes | 0.14 | 45.85
NQC List | CAISO | HENRTA_6_UNITA2 | Fresno | GWF HENRIETTA PEAKER PLANT UNIT 2 | 48.3 | 48.23 | 47.83 | 47.06 | 46.34 | 45.37 | 44.59 | 44.89 | 45.88 | 46.99 | 48.38 | 48.41 | NATURAL GAS | 2002-07-01 | 1900 | 2050 | Y | North | FC |  |  |  | Yes | CAISO_Peaker2 |  | Yes | 0.13 | 45.75
NQC List | CAISO | HENRTS_1_SOLAR | Fresno | Henrietta Solar Project | 4 | 3 | 18 | 15 | 16 | 31 | 39 | 27 | 14 | 2 | 2 | 0 | SUN | 2016-08-19 | 1900 | 2050 | N | North | FC |  |  |  | Yes | CAISO_Solar |  | Yes | 0 | 14
NQC List | CAISO | HIDSRT_2_UNITS | CAISO System | HIGH DESERT POWER PROJECT AGGREGATE | 830 | 830 | 830 | 830 | 830 | 830 | 830 | 830 | 830 | 830 | 830 | 830 | NATURAL GAS | 2003-04-21 | 1900 | 2050 | Y | South | FC |  |  |  | Yes | CAISO_CCGT1 |  | Yes | 44 | 786
NQC List | CAISO | HIGGNS_1_COMBIE | Sierra | Combie South | 1.33 | 0.85 | 1.27 | 1.32 | 1.3 | 0.83 | 0.5 | 0.22 | 0.01 | 0 | 0.8 | 0.91 | WATER | 1899-12-31 | 1900 | 2050 | N | North | FC |  |  |  | Yes | CAISO_Small_Hydro |  | Yes | -0.02 | 0.03
NQC List | CAISO | HIGGNS_7_QFUNTS | Sierra | HIGGNS_7_QFUNTS | 0.24 | 0.17 | 0.26 | 0.3 | 0.27 | 0.25 | 0.25 | 0.24 | 0.21 | 0.04 | 0.13 | 0.17 | WATER | 1899-12-31 | 1900 | 2050 | N | North | FC |  |  |  | Yes | CAISO_Hydro |  | Yes | -0.02 | 0.23
NQC List | CAISO | HILAND_7_YOLOWD | NCNB | CLEAR LAKE UNIT 1 | 0 | 0 | 0 | 0 | 0 | 0 | 0 | 0 | 0 | 0 | 0 | 0 | WATER | 1985-09-07 | 1900 | 2050 | N | North | EO |  |  |  | Yes | CAISO_Hydro |  | Yes | 0 | 0
NQC List | CAISO | HINSON_6_CARBGN | LA Basin | BP WILMINGTON CALCINER | 26.14 | 18.93 | 25.99 | 22.19 | 25.42 | 29.13 | 28.93 | 28.85 | 29.28 | 26.51 | 28.62 | 28.31 | HEAT RECOVERY | 1982-01-01 | 1900 | 2050 | N | South | FC |  |  |  | Yes | CAISO_CHP |  | Yes | 3.42 | 25.86
NQC List | CAISO | HINSON_6_LBECH1 | LA Basin | Long Beach Unit 1 | 65 | 65 | 65 | 65 | 65 | 65 | 65 | 65 | 65 | 65 | 65 | 65 | NATURAL GAS | 2007-08-01 | 1900 | 2050 | Y | South | FC |  |  |  | Yes | CAISO_Peaker2 |  | Yes | 2 | 63
NQC List | CAISO | HINSON_6_LBECH2 | LA Basin | Long Beach Unit 2 | 65 | 65 | 65 | 65 | 65 | 65 | 65 | 65 | 65 | 65 | 65 | 65 | NATURAL GAS | 2007-08-01 | 1900 | 2050 | Y | South | FC |  |  |  | Yes | CAISO_Peaker2 |  | Yes | 2 | 63
NQC List | CAISO | HINSON_6_LBECH3 | LA Basin | Long Beach Unit 3 | 65 | 65 | 65 | 65 | 65 | 65 | 65 | 65 | 65 | 65 | 65 | 65 | NATURAL GAS | 2007-08-01 | 1900 | 2050 | Y | South | FC |  |  |  | Yes | CAISO_Peaker2 |  | Yes | 2 | 63
NQC List | CAISO | HINSON_6_LBECH4 | LA Basin | Long Beach Unit 4 | 65 | 65 | 65 | 65 | 65 | 65 | 65 | 65 | 65 | 65 | 65 | 65 | NATURAL GAS | 2007-08-01 | 1900 | 2050 | Y | South | FC |  |  |  | Yes | CAISO_Peaker2 |  | Yes | 2 | 63
NQC List | CAISO | HINSON_6_SERRGN | LA Basin | Southeast Resource Recovery | 34 | 34 | 34 | 34 | 34 | 34 | 34 | 34 | 34 | 34 | 34 | 34 | WASTE TO POWER | 1988-01-01 | 1900 | 2050 | Y | South | FC |  |  |  | Yes | CAISO_CHP |  | Yes | 0 | 34
NQC List | CAISO | HMLTBR_6_UNITS | CAISO System | HAMILTON BRANCH PH (AGGREGATE) | 0.45 | 0.85 | 1.07 | 1.51 | 1.39 | 0.8 | 0.6 | 0.77 | 0.89 | 0.8 | 0.59 | 0.7 | WATER | 1921-01-01 | 1900 | 2050 | N | North | FC |  |  |  | Yes | CAISO_Small_Hydro |  | #N/A | #N/A | #N/A
NQC List | CAISO | HNTGBH_2_PL1X3 | LA Basin | Huntington Beach Energy |  |  |  | 673.8 | 673.8 | 673.8 | 673.8 | 673.8 | 673.8 | 673.8 | 673.8 | 673.8 | NATURAL GAS | 2020-06-01 | 1900 | 2050 | Y | South | FC |  |  |  | Yes | CAISO_CCGT1 |  | Yes | 0 | 673.8
NQC List | CAISO | HNTGBH_7_UNIT 1 | Humboldt | HUNTINGTON BEACH GEN STA. UNIT 1 | 225.75 | 225.75 | 225.75 | 225.75 | 225.75 | 225.75 | 225.75 | 225.75 | 225.75 | 225.75 | 225.75 | 225.75 | NATURAL GAS | 0 | 1900 | 2019 | Y | North | FC |  |  |  | Yes | CAISO_ST |  | #N/A | #N/A | #N/A
NQC List | CAISO | HNTGBH_7_UNIT 2 | LA Basin | HUNTINGTON BEACH GEN STA. UNIT 2 | 225.8 | 225.8 | 225.8 | 225.8 | 225.8 | 225.8 | 225.8 | 225.8 | 225.8 | 225.8 | 225.8 | 225.8 | NATURAL GAS | 0 | 1900 | 2023 | Y | South | FC |  |  | OTC | Yes | CAISO_ST |  | Yes | 0 | 225.8
NQC List | CAISO | HOLGAT_1_BORAX | CAISO System | U.S. Borax, Unit 1 | 18.15 | 16.92 | 16.48 | 8.09 | 16 | 13.06 | 13.7 | 12.56 | 11.63 | 13.5 | 15.35 | 16.39 | OTHER | 1984-06-01 | 1900 | 2050 | N | South | FC |  |  |  | Yes | CAISO_CHP |  | Yes | 5.61 | 6.02
NQC List | CAISO | HOLSTR_1_SOLAR | CAISO System | San Benito Smart Park | 0 | 0 | 0 | 0 | 0 | 0 | 0 | 0 | 0 | 0 | 0 | 0 | SUN | 2014-06-16 | 1900 | 2050 | N | North | EO |  |  |  | Yes | CAISO_Solar |  | Yes | 0 | 0
NQC List | CAISO | HOLSTR_1_SOLAR2 | CAISO System | Hollister Solar | 0.06 | 0.05 | 0.27 | 0.23 | 0.24 | 0.47 | 0.59 | 0.41 | 0.21 | 0.03 | 0.03 | 0 | SUN | 2015-04-17 | 1900 | 2050 | N | North | FC |  |  |  | Yes | CAISO_Solar |  | Yes | 0 | 0.21
NQC List | CAISO | HUMBPP_1_UNITS3 | Humboldt | Humboldt Bay Generating Station 3 | 65.08 | 65.08 | 65.08 | 65.08 | 65.08 | 65.08 | 65.08 | 65.08 | 65.08 | 65.08 | 65.08 | 65.08 | NATURAL GAS | 2010-09-29 | 1900 | 2050 | Y | North | FC |  |  |  | Yes | CAISO_Reciprocating_Engine |  | Yes | 0 | 65.08
NQC List | CAISO | HUMBPP_6_UNITS | Humboldt | Humboldt Bay Generating Station 1 | 97.62 | 97.62 | 97.62 | 97.62 | 97.62 | 97.62 | 97.62 | 97.62 | 97.62 | 97.62 | 97.62 | 97.62 | NATURAL GAS | 2010-09-29 | 1900 | 2050 | Y | North | FC |  |  |  | Yes | CAISO_Reciprocating_Engine |  | Yes | 0 | 97.62
NQC List | CAISO | HUMBSB_1_QF | Humboldt | SMALL QF AGGREGATION - TRINITY | 0 | 0 | 0 | 0 | 0 | 0 | 0 | 0 | 0 | 0 | 0 | 0 | WATER | 1899-12-31 | 1900 | 2050 | N | North | FC |  |  |  | Yes | CAISO_Hydro |  | Yes | 0 | 0
NQC List | CAISO | HURON_6_SOLAR | Fresno | Huron Solar Station | 0.8 | 0.6 | 3.6 | 3 | 3.2 | 6.2 | 7.8 | 5.4 | 2.8 | 0.4 | 0.4 | 0 | SUN | 2012-08-30 | 1900 | 2050 | N | North | FC |  |  |  | Yes | CAISO_Solar |  | Yes | 0 | 2.8
NQC List | CAISO | HYTTHM_2_UNITS | CAISO System | HYATT-THERMALITO PUMP-GEN (AGGREGATE) | 136.53 | 188.65 | 101.24 | 182.18 | 289.25 | 348.78 | 812.57 | 757.44 | 466.74 | 349.54 | 294.05 | 200.54 | WATER | 1968-01-01 | 1900 | 2050 | Y | North | FC |  |  |  | Yes | CAISO_Hydro |  | Yes | 59.71 | 407.03
NQC List | CAISO | IGNACO_1_QF | NCNB | SMALL QF AGGREGATION - VALLEJO/DINSMORE | 0.02 | 0.01 | 0.03 | 0.02 | 0.01 | 0.01 | 0 | 0.01 | 0.01 | 0.01 | 0.01 | 0.01 | OTHER | 1985-01-01 | 1900 | 2050 | N | North | FC |  |  |  | Yes | CAISO_Small_Hydro |  | Yes | 0 | 0.01
NQC List | CAISO | INDIGO_1_UNIT 1 | LA Basin | INDIGO PEAKER UNIT 1 | 42 | 42 | 42 | 42 | 42 | 42 | 42 | 42 | 42 | 42 | 42 | 42 | NATURAL GAS | 2001-09-19 | 1900 | 2050 | Y | South | FC |  |  |  | Yes | CAISO_Peaker2 |  | Yes | 0 | 42
NQC List | CAISO | INDIGO_1_UNIT 2 | LA Basin | INDIGO PEAKER UNIT 2 | 42 | 42 | 42 | 42 | 42 | 42 | 42 | 42 | 42 | 42 | 42 | 42 | NATURAL GAS | 2001-09-19 | 1900 | 2050 | Y | South | FC |  |  |  | Yes | CAISO_Peaker2 |  | Yes | 0 | 42
NQC List | CAISO | INDIGO_1_UNIT 3 | LA Basin | INDIGO PEAKER UNIT 3 | 42 | 42 | 42 | 42 | 42 | 42 | 42 | 42 | 42 | 42 | 42 | 42 | NATURAL GAS | 2001-09-19 | 1900 | 2050 | Y | South | FC |  |  |  | Yes | CAISO_Peaker2 |  | Yes | 0 | 42
NQC List | CAISO | INDVLY_1_UNITS | NCNB | Indian Valley Hydro | 0 | 0 | 0 | 0.34 | 1.58 | 1.23 | 1.07 | 0.79 | 0.85 | 0 | 0 | 0 | WATER | 1983-09-15 | 1900 | 2050 | N | North | FC |  |  |  | Yes | CAISO_Small_Hydro |  | Yes | -0.73 | 1.58
NQC List | CAISO | INLDEM_5_UNIT 1 | LA Basin | Inland Empire Energy Center, Unit 1 | 365 | 365 | 365 | 360 | 350 | 340 | 335 | 335 | 340 | 350 | 360 | 365 | NATURAL GAS | 2009-06-29 | 1900 | 2019 | Y | South | FC |  |  |  | Yes | CAISO_CCGT1 | Retired | #N/A | #N/A | #N/A
NQC List | CAISO | INSKIP_2_UNIT | CAISO System | INSKIP HYDRO | 1.55 | 1.14 | 1.47 | 1.26 | 1.13 | 1.07 | 0.75 | 1.38 | 1.36 | 1 | 0.68 | 0.72 | WATER | 1979-01-01 | 1900 | 2050 | N | North | FC |  |  |  | #N/A | #N/A |  | #N/A | #N/A | #N/A
NQC List | CAISO | INTKEP_2_UNITS | CAISO System | CCSF Hetch_Hetchy Hydro Aggregate | 307 | 307 | 307 | 307 | 307 | 307 | 307 | 307 | 239 | 300 | 307 | 307 | WATER | 2006-07-01 | 1900 | 2050 | Y | North | FC |  |  |  | Yes | CAISO_Small_Hydro |  | Yes | 0 | 239
NQC List | CAISO | INTTRB_6_UNIT | Fresno | International Turbine Research | 2.58 | 2.21 | 5.15 | 4.6 | 4.6 | 6.07 | 4.23 | 3.86 | 2.76 | 1.47 | 2.21 | 2.39 | WIND | #N/A | 1900 | 2050 | N | North | FC |  |  |  | Yes | CAISO_Wind |  | #N/A | #N/A | #N/A
NQC List | CAISO | IVANPA_1_UNIT1 | CAISO System | Ivanpah 1 | 5.04 | 3.78 | 22.68 | 18.9 | 20.16 | 39.06 | 49.14 | 34.02 | 17.64 | 2.52 | 2.52 | 0 | SUN | 2013-11-17 | 1900 | 2050 | N | South | FC |  |  |  | Yes | CAISO_Solar |  | Yes | 0 | 17.64
NQC List | CAISO | IVANPA_1_UNIT2 | CAISO System | Ivanpah 2 | 5.32 | 3.99 | 23.94 | 19.95 | 21.28 | 41.23 | 51.87 | 35.91 | 18.62 | 2.66 | 2.66 | 0 | SUN | 2013-12-30 | 1900 | 2050 | N | South | FC |  |  |  | Yes | CAISO_Solar |  | Yes | 0 | 18.62
NQC List | CAISO | IVANPA_1_UNIT3 | CAISO System | Ivanpah 3 | 5.32 | 3.99 | 23.94 | 19.95 | 21.28 | 41.23 | 51.87 | 35.91 | 18.62 | 2.66 | 2.66 | 0 | SUN | 2013-12-26 | 1900 | 2050 | N | South | FC |  |  |  | Yes | CAISO_Solar |  | Yes | 0 | 18.62
NQC List | CAISO | IVSLR2_2_SM2SR1 | San Diego-IV | Silver Ridge Mount Signal 2 | JUN: 46.5; JUL: 58.5; AUG: 40.5; SEP: 21; OCT: 3; NOV: 3; DEC: 0 | SUN | 2020-07-01 | 1900 | 2050 | N | South | FC |  |  |  | Yes | CAISO_Solar |  | Yes | 0 | 21
NQC List | CAISO | IVSLRP_2_SOLAR1 | San Diego-IV | Silver Ridge Mount Signal | 8 | 6 | 36 | 30 | 32 | 62 | 78 | 54 | 28 | 4 | 4 | 0 | SUN | 2013-10-28 | 1900 | 2050 | N | South | FC |  |  |  | Yes | CAISO_Solar |  | Yes | 0 | 28
NQC List | CAISO | IVWEST_2_SOLAR1 | San Diego-IV | Imperial Valley West ( Q # 608) | 6 | 4.5 | 27 | 22.5 | 24 | 46.5 | 58.5 | 40.5 | 21 | 3 | 3 | 0 | SUN | 2015-09-30 | 1900 | 2050 | N | South | FC |  |  |  | Yes | CAISO_Solar |  | Yes | 0 | 21
NQC List | CAISO | JACMSR_1_JACSR1 | San Diego-IV | Jacumba Solar Farm | 0.8 | 0.6 | 3.6 | 3 | 3.2 | 6.2 | 7.8 | 5.4 | 2.8 | 0.4 | 0.4 | 0 | SUN | 2017-07-25 | 1900 | 2050 | N | South | ID | 100% |  |  | Yes | CAISO_Solar |  | Yes | 0 | 2.8
NQC List | CAISO | JAWBNE_2_NSRWND | CAISO System | North Sky River Wind Project | 22.4 | 19.2 | 44.8 | 40 | 40 | 52.8 | 36.8 | 33.6 | 24 | 12.8 | 19.2 | 20.8 | WIND | 2012-12-08 | 1900 | 2050 | N | South | FC |  |  |  | Yes | CAISO_Wind |  | Yes | 0 | 24
NQC List | CAISO | JAWBNE_2_SRWND | CAISO System | Sky River | 10.78 | 9.24 | 21.56 | 19.25 | 19.25 | 25.41 | 17.71 | 16.17 | 11.55 | 6.16 | 9.24 | 10.01 | WIND | 2012-12-11 | 1900 | 2050 | N | South | FC |  |  |  | Yes | CAISO_Wind |  | Yes | 0 | 11.55
NQC List | CAISO | JAYNE_6_WLSLR | Fresno | Westlands Solar Farm PV 1 | 0 | 0 | 0 | 0 | 0 | 0 | 0 | 0 | 0 | 0 | 0 | 0 | SUN | 2014-02-14 | 1900 | 2050 | N | North | EO |  |  |  | Yes | CAISO_Solar |  | Yes | 0 | 0
NQC List | CAISO | [15 empty] | #N/A | #N/A | 1900 | #N/A | [6 empty] | #N/A | #N/A |  | #N/A | #VALUE! | #N/A
NQC List | CAISO | KANSAS_6_SOLAR | Fresno | RE Kansas South | 0 | 0 | 0 | 0 | 0 | 0 | 0 | 0 | 0 | 0 | 0 | 0 | SUN | 2013-06-06 | 1900 | 2050 | N | North | EO |  |  |  | Yes | CAISO_Solar |  | Yes | 0 | 0
NQC List | CAISO | KEKAWK_6_UNIT | Humboldt | STS HYDROPOWER LTD. (KEKAWAKA) | 3.47 | 2.47 | 4.02 | 2.68 | 0.36 | 0 | 0 | 0 | 0 | 0.11 | 0.85 | 1.2 | WATER | 1989-12-27 | 1900 | 2050 | N | North | FC |  |  |  | Yes | CAISO_Small_Hydro |  | Yes | 0 | 0
NQC List | CAISO | KELSO_2_UNITS | Bay Area | Mariposa Energy | 198.03 | 196.06 | 196.8 | 196.43 | 194.59 | 194.52 | 194.59 | 192.36 | 194.59 | 194.59 | 194.59 | 198.03 | NATURAL GAS | 2012-10-01 | 1900 | 2050 | Y | North | FC |  |  |  | Yes | CAISO_Peaker1 |  | Yes | 1.5 | 193.09
NQC List | CAISO | KELYRG_6_UNIT | Sierra | KELLY RIDGE HYDRO | 11 | 11 | 11 | 11 | 11 | 11 | 11 | 11 | 11 | 11 | 11 | 11 | WATER | 1963-01-01 | 1900 | 2050 | Y | North | FC |  |  |  | Yes | CAISO_Small_Hydro |  | Yes | 2.6 | 8.4
NQC List | CAISO | KERKH1_7_UNIT 1 | Fresno | KERKHOFF PH 1 UNIT #1 | 13 | 13 | 13 | 13 | 13 | 13 | 13 | 13 | 13 | 13 | 13 | 13 | WATER | 1920-01-01 | 1900 | 2050 | Y | North | FC |  |  |  | Yes | CAISO_Hydro |  | #N/A | #N/A | #N/A
NQC List | CAISO | KERKH1_7_UNIT 3 | Fresno | KERKHOFF PH 1 UNIT #3 | 12.8 | 12.8 | 12.8 | 12.8 | 12.8 | 12.8 | 12.8 | 12.8 | 12.8 | 12.8 | 12.8 | 12.8 | WATER | 1920-01-01 | 1900 | 2050 | Y | North | FC |  |  |  | Yes | CAISO_Hydro |  | Yes | 12.8 | 0
NQC List | CAISO | KERKH2_7_UNIT 1 | Fresno | KERKHOFF PH 2 UNIT #1 | 153.9 | 153.9 | 153.9 | 153.9 | 153.9 | 153.9 | 153.9 | 153.9 | 153.9 | 153.9 | 153.9 | 153.9 | WATER | 1983-01-01 | 1900 | 2050 | Y | North | FC |  |  |  | Yes | CAISO_Hydro |  | Yes | 78.9 | 75
NQC List | CAISO | KERMAN_6_SOLAR1 | Fresno | Fresno Solar South | 0 | 0 | 0 | 0 | 0 | 0 | 0 | 0 | 0 | 0 | 0 | 0 | SUN | 2015-10-21 | 1900 | 2050 | N | North | EO |  |  |  | Yes | CAISO_Solar |  | Yes | 0 | 0
NQC List | CAISO | KERMAN_6_SOLAR2 | Fresno | Fresno Solar West | 0 | 0 | 0 | 0 | 0 | 0 | 0 | 0 | 0 | 0 | 0 | 0 | SUN | 2015-10-20 | 1900 | 2050 | N | North | EO |  |  |  | Yes | CAISO_Solar |  | Yes | 0 | 0
NQC List | CAISO | KERNFT_1_UNITS | Kern | KERN FRONT LIMITED | 50.98 | 51.06 | 50.61 | 50.11 | 49.94 | 49.28 | 48.68 | 48.6 | 49.11 | 49.74 | 50.56 | 51.02 | NATURAL GAS | 1989-01-07 | 1900 | 2050 | Y | North | FC |  |  |  | Yes | CAISO_Peaker2 |  | Yes | 0 | 49.11
NQC List | CAISO | KERNRG_1_UNITS | CAISO System | South Belridge Cogen Facility | 0.41 | 0.42 | 0.44 | 0.52 | 0.59 | 0.32 | 0.23 | 0.2 | 0.42 | 0.66 | 0.67 | 0.7 | NATURAL GAS | 1985-01-01 | 1900 | 2050 | N | North | FC |  |  |  | Yes | CAISO_Peaker1 |  | Yes | 0.08 | 0.34
NQC List | CAISO | KERRGN_1_UNIT 1 | Big Creek-Ventura | KERN RIVER HYDRO UNITS 1-4 AGGREGATE | 12.12 | 7.87 | 20.17 | 22.44 | 23.63 | 23.73 | 24.07 | 23 | 17.99 | 14.88 | 13.97 | 15.66 | WATER | 1907-01-01 | 1900 | 2050 | N | South | FC |  |  |  | Yes | CAISO_Hydro |  | Yes | -4.82 | 22.81
NQC List | CAISO | KILARC_2_UNIT 1 | CAISO System | KILARC HYDRO | 0.88 | 1.5 | 1.5 | 1.5 | 1.5 | 1.35 | 1.03 | 0.98 | 0.99 | 0.86 | 0.93 | 1.03 | WATER | 1904-01-01 | 1900 | 2050 | N | North | FC |  |  |  | #N/A | #N/A |  | #N/A | #N/A | #N/A
NQC List | CAISO | KINGCO_1_KINGBR | Fresno | Kingsburg Cogen | 34.5 | 34.5 | 34.5 | 34.5 | 34.5 | 34.5 | 34.5 | 34.5 | 34.5 | 34.5 | 34.5 | 34.5 | NATURAL GAS | 1990-12-05 | 1900 | 2050 | Y | North | FC |  |  |  | Yes | CAISO_Peaker2 |  | Yes | 0 | 34.5
NQC List | CAISO | KINGRV_7_UNIT 1 | Fresno | KINGS RIVER HYDRO UNIT 1 | 51.2 | 51.2 | 51.2 | 51.2 | 51.2 | 51.2 | 51.2 | 51.2 | 51.2 | 51.2 | 51.2 | 51.2 | WATER | 1962-01-01 | 1900 | 2050 | Y | North | FC |  |  |  | Yes | CAISO_Hydro |  | Yes | 19.2 | 32
NQC List | CAISO | KIRKER_7_KELCYN | Bay Area | KELLER CANYON LANDFILL GEN FACILICITY | 3.56 | 3.37 | 3.56 | 3.36 | 3.56 | 3.56 | 3.29 | 3.25 | 3.38 | 3.34 | 3.54 | 3.56 | BIOGAS | 2009-08-01 | 1900 | 2050 | N | North | FC |  |  |  | Yes | CAISO_Biomass |  | Yes | -0.16 | 3.54
NQC List | CAISO | KNGBRD_2_SOLAR1 | CAISO System | Kingbird Solar A | 0.8 | 0.6 | 3.6 | 3 | 3.2 | 6.2 | 7.8 | 5.4 | 2.8 | 0.4 | 0.4 | 0 | SUN | 2016-04-30 | 1900 | 2050 | N | South | FC |  |  |  | Yes | CAISO_Solar |  | Yes | 0 | 2.8
NQC List | CAISO | KNGBRD_2_SOLAR2 | CAISO System | Kingbird Solar B | 0.8 | 0.6 | 3.6 | 3 | 3.2 | 6.2 | 7.8 | 5.4 | 2.8 | 0.4 | 0.4 | 0 | SUN | 2016-04-30 | 1900 | 2050 | N | South | FC |  |  |  | Yes | CAISO_Solar |  | Yes | 0 | 2.8
NQC List | CAISO | KNGBRG_1_KBSLR1 | Fresno | Kingsburg1 | 0 | 0 | 0 | 0 | 0 | 0 | 0 | 0 | 0 | 0 | 0 | 0 | SUN | 2013-12-06 | 1900 | 2050 | N | North | EO |  |  |  | Yes | CAISO_Solar |  | Yes | 0 | 0
NQC List | CAISO | KNGBRG_1_KBSLR2 | Fresno | Kingsburg2 | 0 | 0 | 0 | 0 | 0 | 0 | 0 | 0 | 0 | 0 | 0 | 0 | SUN | 2013-12-06 | 1900 | 2050 | N | North | EO |  |  |  | Yes | CAISO_Solar |  | Yes | 0 | 0
NQC List | CAISO | KNGCTY_6_UNITA1 | CAISO System | King City Energy Center, Unit 1 | 44.6 | 44.6 | 44.6 | 44.6 | 44.6 | 44.6 | 44.6 | 44.6 | 44.6 | 44.6 | 44.6 | 44.6 | NATURAL GAS | 2002-01-14 | 1900 | 2050 | Y | North | FC |  |  |  | Yes | CAISO_Peaker1 |  | Yes | 0 | 44.6
NQC List | CAISO | KNTSTH_6_SOLAR | Fresno | Kent South | 0 | 0 | 0 | 0 | 0 | 0 | 0 | 0 | 0 | 0 | 0 | 0 | SUN | 2014-12-24 | 1900 | 2050 | N | North | EO |  |  |  | Yes | CAISO_Solar |  | Yes | 0 | 0
NQC List | CAISO | KRAMER_1_KJ5SR5 | CAISO System | Kramer Junction 5 | 1.2 | 0.9 | 5.4 | 4.5 | 4.8 | 9.3 | 11.7 | 8.1 | 4.2 | 0.6 | 0.6 | 0 | SUN | 2018-01-25 | 1900 | 2050 | N | South | FC |  |  |  | Yes | CAISO_Solar |  | #N/A | #N/A | #N/A
NQC List | CAISO | [15 empty] | #N/A | #N/A | 1900 | #N/A | [6 empty] | #N/A | #N/A |  | #N/A | #VALUE! | #N/A
NQC List | CAISO | KRAMER_1_SEGSR3 | CAISO System | Kramer Junction 3 | 1.2 | 0.9 | 5.4 | 4.5 | 4.8 | 9.3 | 11.7 | 8.1 | 4.2 | 0.6 | 0.6 | 0 | SUN | 2017-04-11 | 1900 | 2050 | N | South | FC |  |  |  | Yes | CAISO_Solar |  | #N/A | #N/A | #N/A
NQC List | CAISO | KRAMER_1_SEGSR4 | CAISO System | Kramer Junction 4 | 1.2 | 0.9 | 5.4 | 4.5 | 4.8 | 9.3 | 11.7 | 8.1 | 4.2 | 0.6 | 0.6 | 0 | SUN | 2017-04-11 | 1900 | 2050 | N | South | FC |  |  |  | Yes | CAISO_Solar |  | #N/A | #N/A | #N/A
NQC List | CAISO | KRAMER_2_SEGS 8 | CAISO System | KRAMER_2_SEGS 8 | JUL: 31.2; AUG: 21.6; SEP: 11.2; OCT: 1.6; NOV: 1.6; DEC: 0 | SUN | 2020-07-01 | 1900 | 2050 | N | South | FC |  |  |  | Yes | CAISO_Solar |  | Yes | 0 | 11.2
NQC List | CAISO | KRAMER_2_SEGS89 | CAISO System | LUZ SOLAR PARTNERS 8-9 AGGREGATE | 6.4 | 4.8 | 28.8 | 24 | 25.6 | 49.6 | 62.4 | 43.2 | 22.4 | 3.2 | 3.2 | 0 | SUN | 1986-01-01 | 1900 | 2050 | N | South | FC |  |  |  | Yes | CAISO_Solar |  | Yes | 11.2 | 11.2
NQC List | CAISO | KRNCNY_6_UNIT | CAISO System | KERN CANYON | 0.5 | 1.2 | 1.36 | 1.34 | 1.62 | 3.04 | 2.89 | 2.59 | 0.56 | 0.18 | 0 | 0.32 | WATER | 1921-01-01 | 1900 | 2050 | N | North | FC |  |  |  | Yes | CAISO_Small_Hydro |  | Yes | 0.56 | 0
NQC List | CAISO | KYCORA_6_KMSBT1 | San Diego-IV |  |  |  |  | 0 | 0 | 0 | 0 | 0 | 0 | 0 | 0 | 0 | #N/A | #N/A | 1900 | #N/A | Y | South | EO |  |  |  | Yes | CAISO_Li_Battery |  | Yes | 0 | 0
NQC List | CAISO | LACIEN_2_VENICE | LA Basin | MWD Venice Hydroelectric Recovery Plant | 0 | 0 | 0 | 0 | 0 | 0 | 0 | 0 | 0.17 | 0.82 | 0 | 0 | WATER | 1982-01-01 | 1900 | 2050 | N | South | FC |  |  |  | Yes | CAISO_Hydro |  | Yes | 0.17 | 0
NQC List | CAISO | LAGBEL_6_QF | LA Basin | LAGUNA BELL QFS | 0.35 | 0.35 | 0.35 | 0.35 | 0.35 | 0.35 | 0.35 | 0.35 | 0.35 | 0.35 | 0.35 | 0.35 | OTHER | 1993-01-01 | 1900 | 2050 | N | South | FC |  |  |  | Yes | CAISO_CHP |  | #N/A | #N/A | #N/A
NQC List | CAISO | LAKHDG_6_UNIT 1 | San Diego-IV | Lake Hodges Pumped Storage-Unit1 | 20 | 20 | 20 | 20 | 20 | 20 | 20 | 20 | 20 | 20 | 20 | 20 | WATER | 2012-08-26 | 1900 | 2050 | Y | South | FC |  |  |  | Yes | CAISO_Existing_Pumped_Storage |  | Yes | 0 | 20
NQC List | CAISO | LAKHDG_6_UNIT 2 | San Diego-IV | Lake Hodges Pumped Storage-Unit2 | 20 | 20 | 20 | 20 | 20 | 20 | 20 | 20 | 20 | 20 | 20 | 20 | WATER | 2012-08-26 | 1900 | 2050 | Y | South | FC |  |  |  | Yes | CAISO_Existing_Pumped_Storage |  | Yes | 0 | 20
NQC List | CAISO | LAMONT_1_SOLAR1 | Kern | Regulus Solar | 2.4 | 1.8 | 10.8 | 9 | 9.6 | 18.6 | 23.4 | 16.2 | 8.4 | 1.2 | 1.2 | 0 | SUN | 2014-09-02 | 1900 | 2050 | N | North | FC |  |  |  | Yes | CAISO_Solar |  | Yes | 0 | 8.4
NQC List | CAISO | LAMONT_1_SOLAR2 | Kern | Redwood Solar Farm 4 | 0.8 | 0.6 | 3.6 | 3 | 3.2 | 6.2 | 7.8 | 5.4 | 2.8 | 0.4 | 0.4 | 0 | SUN | 2018-01-06 | 1900 | 2050 | N | North | FC |  |  |  | Yes | CAISO_Solar |  | Yes | 0 | 2.8
NQC List | CAISO | LAMONT_1_SOLAR3 | Kern | Woodmere Solar Farm | 0.6 | 0.45 | 2.7 | 2.25 | 2.4 | 4.65 | 5.85 | 4.05 | 2.1 | 0.3 | 0.3 | 0 | SUN | 2015-12-23 | 1900 | 2050 | N | North | FC |  |  |  | Yes | CAISO_Solar |  | Yes | 0 | 2.1
NQC List | CAISO | LAMONT_1_SOLAR4 | Kern | Hayworth Solar Farm | 1.07 | 0.8 | 4.8 | 4 | 4.27 | 8.26 | 10.4 | 7.2 | 3.73 | 0.53 | 0.53 | 0 | SUN | 2015-12-23 | 1900 | 2050 | N | North | FC |  |  |  | Yes | CAISO_Solar |  | Yes | 0 | 3.73
NQC List | CAISO | LAMONT_1_SOLAR5 | Kern | Redcrest Solar Farm | 0.67 | 0.5 | 3 | 2.5 | 2.67 | 5.16 | 6.5 | 4.5 | 2.33 | 0.33 | 0.33 | 0 | SUN | 2015-10-30 | 1900 | 2050 | N | North | FC |  |  |  | Yes | CAISO_Solar |  | Yes | 0 | 2.33
NQC List | CAISO | LAPAC_6_UNIT | Humboldt | LOUISIANA PACIFIC SAMOA | 0 | 0 | 0 | 0 | 0 | 0 | 0 | 0 | 0 | 0 | 0 | 0 | BIOMASS | 1992-01-01 | 1900 | 2050 | N | North | EO |  |  |  | Yes | CAISO_Biomass |  | Yes | 0 | 0
NQC List | CAISO | LAPLMA_2_UNIT 1 | CAISO System | La Paloma Generating Plant Unit #1 | 259.8 | 259.8 | 259.8 | 259.8 | 259.8 | 259.8 | 259.8 | 259.8 | 259.8 | 259.8 | 259.8 | 259.8 | NATURAL GAS | 2003-01-01 | 1900 | 2050 | Y | North | FC |  |  |  | Yes | CAISO_CCGT1 |  | Yes | 0 | 259.8
NQC List | CAISO | LAPLMA_2_UNIT 2 | CAISO System | La Paloma Generating Plant Unit #2 | 260.2 | 260.2 | 260.2 | 260.2 | 260.2 | 260.2 | 260.2 | 260.2 | 260.2 | 260.2 | 260.2 | 260.2 | NATURAL GAS | 2003-01-01 | 1900 | 2050 | Y | North | FC |  |  |  | Yes | CAISO_CCGT1 |  | Yes | 0 | 260.2
NQC List | CAISO | LAPLMA_2_UNIT 3 | CAISO System | La Paloma Generating Plant Unit #3 | 256.15 | 256.15 | 256.15 | 256.15 | 256.15 | 256.15 | 256.15 | 256.15 | 256.15 | 256.15 | 256.15 | 256.15 | NATURAL GAS | 2003-01-01 | 1900 | 2050 | Y | North | FC |  |  |  | Yes | CAISO_CCGT1 |  | Yes | 0 | 256.15
NQC List | CAISO | LAPLMA_2_UNIT 4 | CAISO System | LA PALOMA GENERATING PLANT, UNIT #4 | 253.29 | 253.29 | 253.29 | 253.29 | 253.29 | 253.29 | 253.29 | 253.29 | 253.29 | 253.29 | 253.29 | 253.29 | NATURAL GAS | 2003-01-01 | 1900 | 2050 | Y | North | FC |  |  |  | Yes | CAISO_CCGT2 |  | Yes | 0 | 253.29
NQC List | CAISO | LARKSP_6_UNIT 1 | San Diego-IV | LARKSPUR PEAKER UNIT 1 | 46 | 46 | 46 | 46 | 46 | 46 | 46 | 46 | 46 | 46 | 46 | 46 | NATURAL GAS | 2001-09-13 | 1900 | 2050 | Y | South | FC |  |  |  | Yes | CAISO_Peaker2 |  | Yes | 0 | 46
NQC List | CAISO | LARKSP_6_UNIT 2 | San Diego-IV | LARKSPUR PEAKER UNIT 2 | 46 | 46 | 46 | 46 | 46 | 46 | 46 | 46 | 46 | 46 | 46 | 46 | NATURAL GAS | 2001-09-13 | 1900 | 2050 | Y | South | FC |  |  |  | Yes | CAISO_Peaker2 |  | Yes | 0 | 46
NQC List | CAISO | LAROA2_2_UNITA1 | San Diego-IV | LR2 | 322 | 322 | 322 | 322 | 322 | 322 | 322 | 322 | 322 | 322 | 322 | 322 | NATURAL GAS | 2003-07-22 | 1900 | 2050 | Y | South | FC |  |  |  | Yes | CAISO_CCGT2 |  | Yes | 0 | 322
NQC List | CAISO | LASSEN_6_UNITS | CAISO System | Honey Lake Power | 30 | 30 | 30 | 30 | 30 | 30 | 30 | 30 | 30 | 30 | 30 | 30 | BIOMASS | 2017-06-27 | 1900 | 2050 | Y | North | FC |  |  |  | Yes | CAISO_Biomass |  | Yes | 0 | 30
NQC List | CAISO | LAWRNC_7_SUNYVL | Bay Area | City of Sunnyvale Unit 1 and 2 | 0.05 | 0.09 | 0.06 | 0.06 | 0.1 | 0.16 | 0.18 | 0.17 | 0.14 | 0.12 | 0.15 | 0.15 | NATURAL GAS | 1999-01-01 | 1900 | 2050 | N | North | FC |  |  |  | Yes | CAISO_CHP |  | Yes | 0.05 | 0.09
NQC List | CAISO | LEBECS_2_UNITS | Big Creek-Ventura | Pastoria Energy Facility | 799.47 | 799.47 | 785 | 775 | 765 | 760 | 765 | 765 | 765 | 775 | 799.47 | 799.47 | NATURAL GAS | 2005-05-04 | 1900 | 2050 | Y | South | ID | 100% |  |  | Yes | CAISO_CCGT1 |  | Yes | 0 | 765
NQC List | CAISO | LECEF_1_UNITS | Bay Area | LOS ESTEROS ENERGY FACILITY AGGREGATE | 303.91 | 304 | 304 | 302.97 | 303.2 | 296.76 | 297.5 | 297.54 | 304 | 304.8 | 305.03 | 306 | NATURAL GAS | 2013-07-31 | 1900 | 2050 | Y | North | FC |  |  |  | Yes | CAISO_CCGT2 |  | Yes | 0 | 304
NQC List | CAISO | LEPRFD_1_KANSAS | Fresno | Kansas | 0.8 | 0.6 | 3.6 | 3 | 3.2 | 6.2 | 7.8 | 5.4 | 2.8 | 0.4 | 0.4 | 0 | SUN | 2014-12-18 | 1900 | 2050 | N | North | ID | 100% |  |  | Yes | CAISO_Solar |  | Yes | 0 | 2.8
NQC List | CAISO | LGHTHP_6_ICEGEN | LA Basin | CARSON COGENERATION | 48 | 48 | 48 | 48 | 48 | 48 | 48 | 48 | 48 | 48 | 48 | 48 | NATURAL GAS | 1989-12-22 | 1900 | 2050 | Y | South | FC |  |  |  | Yes | CAISO_Peaker1 |  | Yes | 0 | 48
NQC List | CAISO | LHILLS_6_SOLAR1 | CAISO System | Lost Hills Solar | 0.8 | 0.6 | 3.6 | 3 | 3.2 | 6.2 | 7.8 | 5.4 | 2.8 | 0.4 | 0.4 | 0 | SUN | 2015-04-10 | 1900 | 2050 | N | North | FC |  |  |  | Yes | CAISO_Solar |  | Yes | 0 | 2.8
NQC List | CAISO | LILIAC_6_SOLAR | San Diego-IV | Mesa Crest | 0.12 | 0.09 | 0.54 | 0.45 | 0.48 | 0.93 | 1.17 | 0.81 | 0.42 | 0.06 | 0.06 | 0 | SUN | 2016-09-17 | 1900 | 2050 | N | South | FC |  |  |  | Yes | CAISO_Solar |  | Yes | 0 | 0.42
NQC List | CAISO | LITLRK_6_GBCSR1 | Big Creek-Ventura | Green Beanworks C | 0.12 | 0.09 | 0.54 | 0.45 | 0.48 | 0.93 | 1.17 | 0.81 | 0.42 | 0.06 | 0.06 | 0 | SUN | 2018-08-18 | 1900 | 2050 | N | South | FC |  |  |  | Yes | CAISO_Solar |  | Yes | 0 | 0.42
NQC List | CAISO | LITLRK_6_SEPV01 | Big Creek-Ventura | Gestamp Solar 1 | 0 | 0 | 0 | 0 | 0 | 0 | 0 | 0 | 0 | 0 | 0 | 0 | SUN | 2012-05-08 | 1900 | 2050 | N | South | EO |  |  |  | Yes | CAISO_Solar |  | Yes | 0 | 0
NQC List | CAISO | LITLRK_6_SOLAR1 | Big Creek-Ventura | Lancaster Little Rock C | 0.2 | 0.15 | 0.9 | 0.75 | 0.8 | 1.55 | 1.95 | 1.35 | 0.7 | 0.1 | 0.1 | 0 | SUN | 2015-01-17 | 1900 | 2050 | N | South | FC |  |  |  | Yes | CAISO_Solar |  | Yes | 0 | 0.7
NQC List | CAISO | LITLRK_6_SOLAR2 | Big Creek-Ventura | Palmdale 18 | 0.08 | 0.06 | 0.36 | 0.3 | 0.32 | 0.62 | 0.78 | 0.54 | 0.28 | 0.04 | 0.04 | 0 | SUN | 2016-01-13 | 1900 | 2050 | N | South | FC |  |  |  | Yes | CAISO_Solar |  | Yes | 0 | 0.28
NQC List | CAISO | LITLRK_6_SOLAR3 | Big Creek-Ventura | One Ten Partners | 0.08 | 0.06 | 0.36 | 0.3 | 0.32 | 0.62 | 0.78 | 0.54 | 0.28 | 0.04 | 0.04 | 0 | SUN | 2017-09-30 | 1900 | 2050 | N | South | FC |  |  |  | Yes | CAISO_Solar |  | Yes | 0 | 0.28
NQC List | CAISO | LITLRK_6_SOLAR4 | Big Creek-Ventura | Little Rock Pham Solar | 0.12 | 0.09 | 0.54 | 0.45 | 0.48 | 0.93 | 1.17 | 0.81 | 0.42 | 0.06 | 0.06 | 0 | SUN | 2016-03-22 | 1900 | 2050 | N | South | FC |  |  |  | Yes | CAISO_Solar |  | Yes | 0 | 0.42
NQC List | CAISO | LIVEOK_6_SOLAR | Sierra | Harris | 0.02 | 0.02 | 0.09 | 0.08 | 0.08 | 0.16 | 0.2 | 0.14 | 0.07 | 0.01 | 0.01 | 0 | SUN | 2014-11-27 | 1900 | 2050 | N | North | PD | 40% |  |  | Yes | CAISO_Solar |  | Yes | 0 | 0.07
NQC List | CAISO | LIVOAK_1_UNIT 1 | Kern | LIVE OAK LIMITED | 46.5 | 45 | 44.5 | 43 | 43 | 42.5 | 42.5 | 42.5 | 43 | 44 | 44.5 | 45 | NATURAL GAS | 1991-03-16 | 1900 | 2050 | Y | North | FC |  |  |  | Yes | CAISO_Peaker1 |  | Yes | 0 | 43
NQC List | CAISO | LMBEPK_2_UNITA1 | Bay Area | Lambie Energy Center, Unit #1 | 47.5 | 47.5 | 47.5 | 47.5 | 47.5 | 47.5 | 47.5 | 47.5 | 47.5 | 47.5 | 47.5 | 47.5 | NATURAL GAS | 2003-01-06 | 1900 | 2050 | Y | North | FC |  |  |  | Yes | CAISO_Peaker2 |  | Yes | 0 | 47.5
NQC List | CAISO | LMBEPK_2_UNITA2 | Bay Area | Creed Energy Center, Unit #1 | 47.6 | 47.6 | 47.6 | 47.6 | 47.6 | 47.6 | 47.6 | 47.6 | 47.6 | 47.6 | 47.6 | 47.6 | NATURAL GAS | 2003-01-06 | 1900 | 2050 | Y | North | FC |  |  |  | Yes | CAISO_Peaker2 |  | Yes | 0 | 47.6
NQC List | CAISO | LMBEPK_2_UNITA3 | Bay Area | Goose Haven Energy Center, Unit #1 | 47.4 | 47.4 | 47.4 | 47.4 | 47.4 | 47.4 | 47.4 | 47.4 | 47.4 | 47.4 | 47.4 | 47.4 | NATURAL GAS | 2003-01-06 | 1900 | 2050 | Y | North | FC |  |  |  | Yes | CAISO_Peaker2 |  | Yes | 0 | 47.4
NQC List | CAISO | LMEC_1_PL1X3 | Bay Area | Los Medanos Energy Center AGGREGATE | 580 | 580 | 580 | 580 | 580 | 574.53 | 574.53 | 574.53 | 574.53 | 580 | 580 | 580 | NATURAL GAS | 2001-06-09 | 1900 | 2050 | Y | North | ID | 100% |  |  | Yes | CAISO_CCGT2 |  | Yes | 0 | 574.53
NQC List | CAISO | LNCSTR_6_CREST | Big Creek-Ventura | Lanacaster Aggregate Solar Resources | 0 | 0 | 0 | 0 | 0 | 0 | 0 | 0 | 0 | 0 | 0 | 0 | SUN | 2000-01-01 | 1900 | 2050 | N | South | EO |  |  |  | Yes | CAISO_Solar |  | Yes | 0 | 0
NQC List | CAISO | LNCSTR_6_SOLAR2 | Big Creek-Ventura | SEPV Sierra | JUL: 0.39; AUG: 0.27; SEP: 0.14; OCT: 0.02; NOV: 0.02; DEC: 0 | SUN | 2020-07-01 | 1900 | 2050 | N | South | FC |  |  |  | #N/A | #N/A |  | Yes | -0.03 | 0.17
NQC List | CAISO | LOCKFD_1_BEARCK | Stockton | Bear Creek Solar | 0.06 | 0.05 | 0.27 | 0.23 | 0.24 | 0.47 | 0.59 | 0.41 | 0.21 | 0.03 | 0.03 | 0 | SUN | 2014-02-05 | 1900 | 2050 | N | North | FC |  |  |  | Yes | CAISO_Solar |  | Yes | 0 | 0.21
NQC List | CAISO | LOCKFD_1_KSOLAR | Stockton | Kettleman Solar | 0.04 | 0.03 | 0.18 | 0.15 | 0.16 | 0.31 | 0.39 | 0.27 | 0.14 | 0.02 | 0.02 | 0 | SUN | 2014-03-14 | 1900 | 2050 | N | North | FC |  |  |  | Yes | CAISO_Solar |  | Yes | 0 | 0.14
NQC List | CAISO | LODI25_2_UNIT 1 | Stockton | LODI GAS TURBINE | 23.8 | 23.8 | 23.8 | 23.8 | 23.8 | 23.8 | 23.8 | 23.8 | 23.8 | 23.8 | 23.8 | 23.8 | NATURAL GAS | 1986-01-01 | 1900 | 2050 | Y | North | FC |  |  |  | Yes | CAISO_Peaker2 |  | Yes | 0 | 23.8
NQC List | CAISO | LODIEC_2_PL1X2 | Sierra | Lodi Energy Center | 302.58 | 302.58 | 302.58 | 302.58 | 302.58 | 302.58 | 302.58 | 302.58 | 302.58 | 302.58 | 302.58 | 302.58 | NATURAL GAS | 2012-11-27 | 1900 | 2050 | Y | North | FC | 100% |  |  | Yes | CAISO_CCGT1 |  | Yes | 0 | 302.58
NQC List | CAISO | LOTUS_6_LSFSR1 | Fresno |  | JUL: 19.5; AUG: 13.5; SEP: 7; OCT: 1; NOV: 1; DEC: 0 | SUN | 2020-06-01 | 1900 | 2050 | N | North | ID | 100% | C3-4 Waiting for Bellota-Warnerville 230 kV reconductoring, CCSF approved projects and possibly other |  | Yes | CAISO_Solar |  | Yes | 0 | 7
NQC List | CAISO | LOWGAP_1_SUPHR | Humboldt | Mill & Sulphur Creek Hydro | 0.34 | 0.37 | 0.73 | 0.52 | 0.02 | 0 | 0 | 0 | 0 | 0.04 | 0.27 | 0.27 | WATER | 1988-02-23 | 1900 | 2050 | N | North | FC |  |  |  | Yes | CAISO_Small_Hydro |  | Yes | 0 | 0
NQC List | CAISO | LOWGAP_7_QFUNTS | CAISO System | Matthews Dam Hydro | 0.74 | 0.98 | 1.07 | 1.07 | 0.77 | 0.61 | 0.49 | 0.47 | 0.46 | 0.44 | 0.46 | 0.51 | WATER | 2017-05-10 | 1900 | 2050 | N | North | FC |  |  |  | Yes | CAISO_Hydro |  | Yes | 0.25 | 0.21
NQC List | CAISO | MAGUND_1_BKISR1 | Kern | Bakersfield Industrial 1 | 0.04 | 0.03 | 0.18 | 0.15 | 0.16 | 0.31 | 0.39 | 0.27 | 0.14 | 0.02 | 0.02 | 0 | SUN | 2017-12-27 | 1900 | 2050 | N | North | ID | 100% |  |  | Yes | CAISO_Solar |  | Yes | 0 | 0.14
NQC List | CAISO | MAGUND_1_BKSSR2 | Kern | Bakersfield Solar 1 | 0.21 | 0.16 | 0.95 | 0.79 | 0.84 | 1.63 | 2.05 | 1.42 | 0.74 | 0.11 | 0.11 | 0 | SUN | 2017-12-26 | 1900 | 2050 | N | North | FC | 100% |  |  | Yes | CAISO_Solar |  | Yes | 0 | 0.74
NQC List | CAISO | MALAGA_1_PL1X2 | Fresno | Malaga Power Aggregate | 96 | 96 | 96 | 96 | 96 | 96 | 96 | 96 | 96 | 96 | 96 | 96 | NATURAL GAS | 2005-09-19 | 1900 | 2050 | Y | North | FC |  |  |  | Yes | CAISO_Peaker1 |  | Yes | 0 | 96
NQC List | CAISO | MALCHQ_7_UNIT 1 | CAISO System | MALACHA HYDRO L.P. | 17.33 | 21.46 | 24.37 | 24.34 | 14.95 | 8.6 | 3.03 | 0 | 0 | 0 | 4.37 | 6.04 | WATER | 1988-12-07 | 1900 | 2050 | N | North | FC |  |  |  | Yes | CAISO_Hydro |  | Yes | 0 | 0
NQC List | CAISO | MANTEC_1_ML1SR1 | Stockton | Manteca Land 1 | 0 | 0 | 0 | 0 | 0 | 0 | 0 | 0 | 0 | 0 | 0 | 0 | SUN | 2017-12-28 | 1900 | 2050 | N | North | EO |  |  |  | Yes | CAISO_Solar |  | Yes | 0 | 0
NQC List | CAISO | MANZNA_2_WIND | CAISO System | Manzana Wind | 26.46 | 22.68 | 52.92 | 47.25 | 47.25 | 62.37 | 43.47 | 39.69 | 28.35 | 15.12 | 22.68 | 24.57 | WIND | 2012-12-20 | 1900 | 2050 | N | South | FC |  |  |  | Yes | CAISO_Wind |  | Yes | 0 | 28.35
NQC List | CAISO | MARCPW_6_SOLAR1 | CAISO System | Maricopa West Solar PV | 0.8 | 0.6 | 3.6 | 3 | 3.2 | 6.2 | 7.8 | 5.4 | 2.8 | 0.4 | 0.4 | 0 | SUN | 2015-12-12 | 1900 | 2050 | N | North | FC |  |  |  | Yes | CAISO_Solar |  | Yes | 0 | 2.8
NQC List | CAISO | MARTIN_1_SUNSET | Bay Area | Sunset Reservoir - North Basin | 0.18 | 0.14 | 0.81 | 0.68 | 0.72 | 1.4 | 1.76 | 1.22 | 0.63 | 0.09 | 0.09 | 0 | SUN | 2010-10-29 | 1900 | 2050 | N | North | FC |  |  |  | Yes | CAISO_Solar |  | Yes | 0 | 0.63
NQC List | CAISO | MCARTH_6_FRIVRB | CAISO System | Fall River Mills Project B | 0.06 | 0.05 | 0.27 | 0.23 | 0.24 | 0.47 | 0.59 | 0.41 | 0.21 | 0.03 | 0.03 | 0 | SUN | 2014-03-05 | 1900 | 2050 | N | North | ID | 100% |  |  | Yes | CAISO_Solar |  | Yes | 0 | 0.21
NQC List | CAISO | MCCALL_1_QF | Fresno | SMALL QF AGGREGATION - FRESNO | 0.22 | 0.42 | 0.48 | 0.55 | 0.59 | 0.74 | 0.64 | 0.65 | 0.75 | 0.71 | 0.48 | 0.33 | WATER | 1990-01-01 | 1900 | 2050 | N | North | FC |  |  |  | Yes | CAISO_Small_Hydro |  | Yes | 0 | 0.75
NQC List | CAISO | MCSWAN_6_UNITS | Fresno | MC SWAIN HYDRO | 9.6 | 9.6 | 9.6 | 9.6 | 9.6 | 9.6 | 9.6 | 9.6 | 9.6 | 9.6 | 9.6 | 9.6 | WATER | 1967-01-01 | 1900 | 2050 | Y | North | FC | 96% |  |  | Yes | CAISO_Hydro |  | Yes | 6.82 | 2.78
NQC List | CAISO | MDFKRL_2_PROJCT | Sierra | MIDDLE FORK AND RALSTON PSP | 210 | 210 | 210 | 210 | 210 | 210 | 210 | 210 | 210 | 210 | 210 | 210 | WATER | 1966-01-01 | 1900 | 2050 | Y | North | FC |  |  |  | Yes | CAISO_Hydro |  | Yes | 0 | 210
NQC List | CAISO | MENBIO_6_RENEW1 | Fresno | CalRENEW - 1(A) | 0.2 | 0.15 | 0.9 | 0.75 | 0.8 | 1.55 | 1.95 | 1.35 | 0.7 | 0.1 | 0.1 | 0 | SUN | 2010-04-30 | 1900 | 2050 | N | North | FC |  |  |  | Yes | CAISO_Solar |  | Yes | 0 | 0.7
NQC List | CAISO | [15 empty] | #N/A | #N/A | 1900 | #N/A | [6 empty] | #N/A | #N/A |  | #N/A | #VALUE! | #N/A
NQC List | CAISO | MERCED_1_SOLAR1 | Fresno | Mission Solar | 0 | 0 | 0 | 0 | 0 | 0 | 0 | 0 | 0 | 0 | 0 | 0 | SUN | 2015-05-23 | 1900 | 2050 | N | North | EO |  |  |  | Yes | CAISO_Solar |  | Yes | 0 | 0
NQC List | CAISO | MERCED_1_SOLAR2 | Fresno | Merced Solar | 0 | 0 | 0 | 0 | 0 | 0 | 0 | 0 | 0 | 0 | 0 | 0 | SUN | 2015-05-12 | 1900 | 2050 | N | North | EO |  |  |  | Yes | CAISO_Solar |  | Yes | 0 | 0
NQC List | CAISO | MERCFL_6_UNIT | Fresno | Merced Falls Powerhouse | 3.36 | 3.36 | 3.36 | 3.36 | 3.36 | 3.36 | 3.36 | 3.36 | 3.36 | 3.36 | 3.36 | 3.36 | WATER | 1930-01-01 | 1900 | 2050 | Y | North | FC | 96% |  |  | Yes | CAISO_Small_Hydro |  | Yes | 2.16 | 1.2
NQC List | CAISO | MESAP_1_QF | CAISO System | SMALL QF AGGREGATION - SAN LUIS OBISPO | 0 | 0 | 0 | 0 | 0 | 0 | 0 | 0 | 0 | 0 | 0 | 0 | OTHER | 0 | 1900 | 2050 | N | North | FC |  |  |  | Yes | CAISO_CHP |  | Yes | 0 | 0
NQC List | CAISO | MESAS_2_QF | LA Basin | MESA QFS | 0 | 0 | 0 | 0 | 0 | 0 | 0 | 0 | 0 | 0 | 0 | 0 | OTHER | 1983-01-01 | 1900 | 2050 | N | South | FC |  |  |  | #N/A | #N/A |  | #N/A | #N/A | #N/A
NQC List | CAISO | [15 empty] | #N/A | #N/A | 1900 | #N/A | [6 empty] | #N/A | #N/A |  | #N/A | #VALUE! | #N/A
NQC List | CAISO | METEC_2_PL1X3 | Bay Area | Metcalf Energy Center | 593.16 | 593.16 | 593.16 | 593.16 | 585 | 575 | 570 | 570 | 580 | 593.16 | 593.16 | 593.16 | NATURAL GAS | 2005-05-27 | 1900 | 2050 | Y | North | FC |  |  |  | Yes | CAISO_CCGT1 |  | Yes | 0 | 580
NQC List | CAISO | MIDWD_2_WIND1 | CAISO System | Windland Refresh 2 | 1.09 | 0.94 | 2.19 | 1.95 | 1.95 | 2.58 | 1.8 | 1.64 | 1.17 | 0.62 | 0.94 | 1.02 | WIND | 2015-12-07 | 1900 | 2050 | N | South | FC |  |  |  | Yes | CAISO_Wind |  | #N/A | #N/A | #N/A
NQC List | CAISO | MIDWD_2_WIND2 | CAISO System | Coram Energy | 0.42 | 0.36 | 0.84 | 0.75 | 0.75 | 0.99 | 0.69 | 0.63 | 0.45 | 0.24 | 0.36 | 0.39 | WIND | 2015-12-23 | 1900 | 2050 | N | South | FC |  |  |  | Yes | CAISO_Wind |  | Yes | 0 | 0.45
NQC List | CAISO | MIDWD_6_WNDLND | CAISO System | Windland Refresh 1 | 1.04 | 0.89 | 2.09 | 1.86 | 1.86 | 2.46 | 1.71 | 1.56 | 1.12 | 0.6 | 0.89 | 0.97 | WIND | 2014-06-03 | 1900 | 2050 | N | South | FC |  |  |  | Yes | CAISO_Wind |  | #N/A | #N/A | #N/A
NQC List | CAISO | MIDWD_7_CORAMB | CAISO System | CELLC 7.5 MW Tehachapi Project | 1.05 | 0.9 | 2.1 | 1.88 | 1.88 | 2.48 | 1.73 | 1.58 | 1.13 | 0.6 | 0.9 | 0.98 | WIND | 1983-12-01 | 1900 | 2050 | N | South | FC |  |  |  | Yes | CAISO_Wind |  | Yes | 0 | 1.13
NQC List | CAISO | MIRLOM_2_CORONA | LA Basin | MWD Corona Hydroelectric Recovery Plant | 1.12 | 0.39 | 0.85 | 0.89 | 0.86 | 0.76 | 0.81 | 1.2 | 1.66 | 1.68 | 1.59 | 0.92 | WATER | 1987-01-01 | 1900 | 2050 | N | South | FC |  |  |  | Yes | CAISO_Hydro |  | Yes | 0.8 | 0.86
NQC List | CAISO | MIRLOM_2_LNDFL | LA Basin | Milliken Landfill Solar | 0.12 | 0.09 | 0.54 | 0.45 | 0.48 | 0.93 | 1.17 | 0.81 | 0.42 | 0.06 | 0.06 | 0 | SUN | 2017-06-23 | 1900 | 2050 | N | South | FC |  |  |  | Yes | CAISO_Solar |  | Yes | 0 | 0.42
NQC List | CAISO | MIRLOM_2_MLBBTA | LA Basin | Mira Loma BESS A | 10 | 10 | 10 | 10 | 10 | 10 | 10 | 10 | 10 | 10 | 10 | 10 | LESR | 2016-12-30 | 1900 | 2050 | N | South | FC |  |  |  | Yes | CAISO_Li_Battery |  | Yes | 0 | 10
NQC List | CAISO | MIRLOM_2_MLBBTB | LA Basin | Mira Loma BESS B | 10 | 10 | 10 | 10 | 10 | 10 | 10 | 10 | 10 | 10 | 10 | 10 | LESR | 2016-12-30 | 1900 | 2050 | N | South | FC |  |  |  | Yes | CAISO_Li_Battery |  | Yes | 0 | 10
NQC List | CAISO | MIRLOM_2_ONTARO | LA Basin | Ontario RT Solar | 0.22 | 0.17 | 0.99 | 0.83 | 0.88 | 1.71 | 2.15 | 1.49 | 0.77 | 0.11 | 0.11 | 0 | SUN | 2011-08-25 | 1900 | 2050 | N | South | FC |  |  |  | Yes | CAISO_Solar |  | Yes | 0 | 0.77
NQC List | CAISO | MIRLOM_2_RTS032 | LA Basin | SPVP032 | 0.06 | 0.05 | 0.27 | 0.23 | 0.24 | 0.47 | 0.59 | 0.41 | 0.21 | 0.03 | 0.03 | 0 | SUN | 2013-06-17 | 1900 | 2050 | N | South | FC |  |  |  | Yes | CAISO_Solar |  | Yes | 0 | 0.21
NQC List | CAISO | MIRLOM_2_RTS033 | LA Basin | SPVP033 | 0.04 | 0.03 | 0.18 | 0.15 | 0.16 | 0.31 | 0.39 | 0.27 | 0.14 | 0.02 | 0.02 | 0 | SUN | 2013-08-05 | 1900 | 2050 | N | South | FC |  |  |  | Yes | CAISO_Solar |  | Yes | 0 | 0.14
NQC List | CAISO | MIRLOM_2_TEMESC | LA Basin | MWD Temescal Hydroelectric Recovery Plan | 0.96 | 0.41 | 0.55 | 0.91 | 0.85 | 0.9 | 0.84 | 0.21 | 0.37 | 1.61 | 1.71 | 0.95 | WATER | 1987-01-01 | 1900 | 2050 | N | South | FC |  |  |  | Yes | CAISO_Hydro |  | Yes | 0.37 | 0
NQC List | CAISO | MIRLOM_6_PEAKER | LA Basin | Mira Loma Peaker | 46 | 46 | 46 | 46 | 46 | 46 | 46 | 46 | 46 | 46 | 46 | 46 | NATURAL GAS | 2007-09-20 | 1900 | 2050 | Y | South | FC |  |  |  | Yes | CAISO_Peaker1 |  | Yes | 0 | 46
NQC List | CAISO | MIRLOM_7_MWDLKM | LA Basin | Lake Mathews Hydroelectric Recovery Plan | 1.9 | 1.9 | 2 | 2.7 | 1.4 | 1.6 | 1.8 | 1.8 | 1.8 | 1.5 | 1.4 | 1.1 | WATER | 1980-01-01 | 1900 | 2050 | Y | South | FC |  |  |  | Yes | CAISO_Hydro |  | Yes | -0.13 | 1.93
NQC List | CAISO | MISSIX_1_QF | Bay Area | SMALL QF AGGREGATION - SAB FRABCUSCI | 0.01 | 0.01 | 0.01 | 0.01 | 0.01 | 0.01 | 0.01 | 0.01 | 0.01 | 0.01 | 0.01 | 0.01 | NATURAL GAS | 1987-01-01 | 1900 | 2050 | N | North | FC |  |  |  | Yes | CAISO_CHP |  | Yes | 0 | 0.01
NQC List | CAISO | MKTRCK_1_UNIT 1 | CAISO System | MCKITTRICK LIMITED | 44.55 | 43 | 43 | 43 | 43 | 42.48 | 42 | 42 | 42.12 | 42.5 | 43.91 | 44.14 | NATURAL GAS | 1991-10-16 | 1900 | 2050 | Y | North | FC |  |  |  | Yes | CAISO_Peaker1 |  | Yes | -2.68 | 44.8
NQC List | CAISO | MLPTAS_7_QFUNTS | Bay Area | MLPTAS_7_QFUNTS | 0 | 0 | 0 | 0 | 0 | 0 | 0 | 0 | 0 | 0 | 0 | 0 | OTHER | 0 | 1900 | 2050 | N | North | FC |  |  |  | Yes | CAISO_CHP |  | Yes | 0 | 0
NQC List | CAISO | MNDALY_6_MCGRTH | Big Creek-Ventura | McGrath Beach Peaker | 47.2 | 47.2 | 47.2 | 47.2 | 47.2 | 47.2 | 47.2 | 47.2 | 47.2 | 47.2 | 47.2 | 47.2 | NATURAL GAS | 2012-11-01 | 1900 | 2050 | Y | South | FC |  |  |  | Yes | CAISO_Peaker1 |  | Yes | 0 | 47.2
NQC List | CAISO | MNDOTA_1_SOLAR1 | Fresno | North Star Solar 1 | 2.4 | 1.8 | 10.8 | 9 | 9.6 | 18.6 | 23.4 | 16.2 | 8.4 | 1.2 | 1.2 | 0 | SUN | 2015-06-20 | 1900 | 2050 | N | North | FC |  |  |  | Yes | CAISO_Solar |  | Yes | 0 | 8.4
NQC List | CAISO | MNDOTA_1_SOLAR2 | Fresno | Citizen Solar B | 0 | 0 | 0 | 0 | 0 | 0 | 0 | 0 | 0 | 0 | 0 | 0 | SUN | 2015-12-11 | 1900 | 2050 | N | North | EO |  |  |  | Yes | CAISO_Solar |  | Yes | 0 | 0
NQC List | CAISO | MOJAVE_1_SIPHON | LA Basin | MOJAVE SIPHON POWER PLANT | 14.26 | 13.59 | 14.27 | 8.91 | 12.47 | 12.25 | 12.39 | 11.75 | 11.63 | 12.16 | 13.57 | 11.81 | WATER | 1996-01-01 | 1900 | 2050 | Y | South | FC |  |  |  | Yes | CAISO_Hydro |  | Yes | -2.73 | 14.36
NQC List | CAISO | MOJAVW_2_SOLAR | CAISO System | Mojave West | 0.8 | 0.6 | 3.6 | 3 | 3.2 | 6.2 | 7.8 | 5.4 | 2.8 | 0.4 | 0.4 | 0 | SUN | 2016-06-15 | 1900 | 2050 | N | South | FC |  |  |  | Yes | CAISO_Solar |  | Yes | 0 | 2.8
NQC List | CAISO | MONLTH_6_BOREL | CAISO System | BOREL HYDRO UNITS 1-3 AGGREGATE | 0 | 0 | 0 | 0 | 0 | 0 | 0 | 0 | 0 | 0 | 0 | 0 | WATER | 1904-01-01 | 1900 | 2050 | N | South | FC |  |  |  | Yes | CAISO_Small_Hydro |  | Yes | 0 | 0
NQC List | CAISO | MONLTS_2_MONWD4 | CAISO System | Monolith 4 | 0.67 | 0.57 | 1.33 | 1.19 | 1.19 | 1.57 | 1.09 | 1 | 0.71 | 0.38 | 0.57 | 0.62 | WIND | 2018-01-17 | 1900 | 2050 | N | South | FC |  |  |  | Yes | CAISO_Wind |  | #N/A | #N/A | #N/A
NQC List | CAISO | MONLTS_2_MONWD5 | CAISO System | Monolith 5 | 0.57 | 0.48 | 1.13 | 1.01 | 1.01 | 1.33 | 0.93 | 0.85 | 0.61 | 0.32 | 0.48 | 0.53 | WIND | 2018-01-17 | 1900 | 2050 | N | South | FC |  |  |  | Yes | CAISO_Wind |  | #N/A | #N/A | #N/A
NQC List | CAISO | MONLTS_2_MONWD6 | CAISO System | Monolith 6 | 0.74 | 0.63 | 1.47 | 1.31 | 1.31 | 1.73 | 1.21 | 1.1 | 0.79 | 0.42 | 0.63 | 0.68 | WIND | 2018-01-17 | 1900 | 2050 | N | South | FC |  |  |  | Yes | CAISO_Wind |  | #N/A | #N/A | #N/A
NQC List | CAISO | MONLTS_2_MONWD7 | CAISO System | Monolith 7 | 0.67 | 0.57 | 1.33 | 1.19 | 1.19 | 1.57 | 1.09 | 1 | 0.71 | 0.38 | 0.57 | 0.62 | WIND | 2018-01-18 | 1900 | 2050 | N | South | FC |  |  |  | Yes | CAISO_Wind |  | #N/A | #N/A | #N/A
NQC List | CAISO | MONTPH_7_UNITS | NCNB | MONTICELLO HYDRO AGGREGATE | 0.54 | 2.95 | 4.48 | 6.31 | 7 | 8.94 | 9.1 | 7.15 | 5.43 | 2.83 | 1.25 | 1.19 | WATER | 1974-01-01 | 1900 | 2050 | N | North | FC |  |  |  | Yes | CAISO_Small_Hydro |  | Yes | -0.19 | 5.62
NQC List | CAISO | MOORPK_2_CALABS | Big Creek-Ventura | Calabasas Gas-to-Energy Facility | 5.2 | 5.39 | 4.92 | 4.61 | 4.87 | 4.6 | 4.48 | 4.57 | 4.62 | 4.75 | 4.83 | 4.58 | BIOGAS | 2010-09-20 | 1900 | 2050 | N | South | FC |  |  |  | Yes | CAISO_Biomass |  | Yes | -0.23 | 4.85
NQC List | CAISO | MOORPK_6_QF | Big Creek-Ventura | MOORPARK QFS | 0.8 | 0.8 | 0.8 | 0.8 | 0.8 | 0.8 | 0.8 | 0.8 | 0.8 | 0.8 | 0.8 | 0.8 | OTHER | 1976-01-01 | 1900 | 2050 | N | South | FC |  |  |  | Yes | CAISO_Small_Hydro |  | Yes | 0.15 | 0.65
NQC List | CAISO | MORWD_6_QF | CAISO System | Morwind | 5.34 | 4.58 | 10.68 | 9.54 | 9.54 | 12.59 | 8.78 | 8.01 | 5.72 | 3.05 | 4.58 | 4.96 | WIND | 2000-01-01 | 1900 | 2050 | N | South | FC |  |  |  | Yes | CAISO_Wind |  | Yes | 0 | 5.72
NQC List | CAISO | MOSSLD_1_QF | Bay Area | SMALL QF AGGREGATION - SANTA CRUZ | 0 | 0 | 0 | 0 | 0 | 0 | 0 | 0 | 0 | 0 | 0 | 0 | OTHER | 1985-01-01 | 1900 | 2050 | N | North | FC |  |  |  | Yes | CAISO_CHP |  | Yes | -0.01 | 0.01
NQC List | CAISO | MOSSLD_2_PSP1 | Bay Area | MOSS LANDING POWER BLOCK 1 | 510 | 510 | 510 | 510 | 510 | 510 | 510 | 510 | 510 | 510 | 510 | 510 | NATURAL GAS | 2002-07-01 | 1900 | 2050 | Y | North | FC |  |  |  | Yes | CAISO_CCGT1 |  | Yes | 0 | 510
NQC List | CAISO | MOSSLD_2_PSP2 | Bay Area | MOSS LANDING POWER BLOCK 2 | 510 | 510 | 510 | 510 | 510 | 510 | 510 | 510 | 510 | 510 | 510 | 510 | NATURAL GAS | 2002-07-11 | 1900 | 2050 | Y | North | FC |  |  |  | Yes | CAISO_CCGT1 |  | Yes | 0 | 510
NQC List | CAISO | MRCHNT_2_PL1X3 | CAISO System | Desert Star Energy Center | 419.25 | 419.25 | 419.25 | 419.25 | 419.25 | 419.25 | 419.25 | 419.25 | 419.25 | 419.25 | 419.25 | 419.25 | NATURAL GAS | 2012-06-18 | 1900 | 2050 | Y | South | PD | 419.25 |  |  | Yes | CAISO_CCGT1 |  | Yes | 0 | 419.25
NQC List | CAISO | MRGT_6_MEF2 | San Diego-IV | Miramar Energy Facility II | 44 | 44 | 44 | 44 | 44 | 44 | 44 | 44 | 44 | 44 | 44 | 44 | NATURAL GAS | 2009-08-07 | 1900 | 2050 | Y | South | FC |  |  |  | Yes | CAISO_Peaker1 |  | Yes | 0 | 44
NQC List | CAISO | MRGT_6_MMAREF | San Diego-IV | Miramar Energy Facility | 45 | 45 | 45 | 45 | 45 | 45 | 45 | 45 | 45 | 45 | 45 | 45 | NATURAL GAS | 2005-07-27 | 1900 | 2050 | Y | South | FC |  |  |  | Yes | CAISO_Peaker1 |  | Yes | 0 | 45
NQC List | CAISO | MRLSDS_6_SOLAR1 | CAISO System | Morelos Solar | 0.6 | 0.45 | 2.7 | 2.25 | 2.4 | 4.65 | 5.85 | 4.05 | 2.1 | 0.3 | 0.3 | 0 | SUN | 2015-11-25 | 1900 | 2050 | N | North | FC |  |  |  | Yes | CAISO_Solar |  | Yes | 0 | 2.1
NQC List | CAISO | MSHGTS_6_MMARLF | San Diego-IV | MIRAMAR LANDFILL | 3.98 | 3.92 | 3.36 | 4.13 | 4.06 | 4.19 | 3.82 | 4.03 | 3.43 | 3.66 | 3.94 | 3.74 | BIOGAS | 2003-05-21 | 1900 | 2050 | N | South | FC |  |  |  | Yes | CAISO_Biomass |  | Yes | 0.11 | 3.32
NQC List | CAISO | MSOLAR_2_SOLAR1 | CAISO System | Mesquite Solar 1 | 6.6 | 4.95 | 29.7 | 24.75 | 26.4 | 51.15 | 64.35 | 44.55 | 23.1 | 3.3 | 3.3 | 0 | SUN | 2014-01-01 | 1900 | 2050 | N | South | ID | 100% |  |  | Yes | CAISO_Solar |  | Yes | 0 | 23.1
NQC List | CAISO | MSOLAR_2_SOLAR2 | CAISO System | Mesquite Solar 2 | 4.03 | 3.02 | 18.15 | 15.12 | 16.13 | 31.25 | 39.32 | 27.22 | 14.11 | 2.02 | 2.02 | 0 | SUN | 2017-10-12 | 1900 | 2050 | N | South | ID | 100% |  |  | Yes | CAISO_Solar |  | Yes | 0 | 14.11
NQC List | CAISO | MSOLAR_2_SOLAR3 | CAISO System | Mesquite Solar 3, LLC | 6.08 | 4.56 | 27.36 | 22.8 | 24.32 | 47.12 | 59.28 | 41.04 | 21.28 | 3.04 | 3.04 | 0 | SUN | 2016-12-06 | 1900 | 2050 | N | South | ID | 100% |  |  | Yes | CAISO_Solar |  | Yes | 0 | 21.28
NQC List | CAISO | MSSION_2_QF | San Diego-IV | SMALL QF AGGREGATION - SAN DIEGO | 0.86 | 0.71 | 0.69 | 0.69 | 0.6 | 0.59 | 0.77 | 0.7 | 0.58 | 0.57 | 0.61 | 0.55 | OTHER | 1980-01-01 | 1900 | 2050 | N | South | FC |  |  |  | Yes | CAISO_Small_Hydro |  | Yes | 0.15 | 0.43
NQC List | CAISO | MSTANG_2_SOLAR | Fresno | Mustang | 1.2 | 0.9 | 5.4 | 4.5 | 4.8 | 9.3 | 11.7 | 8.1 | 4.2 | 0.6 | 0.6 | 0 | SUN | 2016-07-12 | 1900 | 2050 | N | North | ID | 100% |  |  | Yes | CAISO_Solar |  | Yes | 0 | 4.2
NQC List | CAISO | MSTANG_2_SOLAR3 | Fresno | Mustang 3 | 1.6 | 1.2 | 7.2 | 6 | 6.4 | 12.4 | 15.6 | 10.8 | 5.6 | 0.8 | 0.8 | 0 | SUN | 2016-05-03 | 1900 | 2050 | N | North | ID | 100% |  |  | Yes | CAISO_Solar |  | Yes | 0 | 5.6
NQC List | CAISO | MSTANG_2_SOLAR4 | Fresno | Mustang 4 | 1.2 | 0.9 | 5.4 | 4.5 | 4.8 | 9.3 | 11.7 | 8.1 | 4.2 | 0.6 | 0.6 | 0 | SUN | 2016-06-09 | 1900 | 2050 | N | North | ID | 100% |  |  | Yes | CAISO_Solar |  | Yes | 0 | 4.2
NQC List | CAISO | MTNPOS_1_UNIT | Kern | MT.POSO COGENERATION CO. | 28.68 | 17.94 | 14.72 | 34.65 | 34.7 | 33.68 | 32.2 | 34.35 | 33.05 | 25.71 | 36.83 | 36.77 | BIOMASS | 1989-04-01 | 1900 | 2050 | N | North | FC |  |  |  | Yes | CAISO_CHP |  | Yes | 3.35 | 29.7
NQC List | CAISO | MTWIND_1_UNIT 1 | LA Basin | Mountain View Power Project I | 6.22 | 5.33 | 12.43 | 11.1 | 11.1 | 14.65 | 10.21 | 9.32 | 6.66 | 3.55 | 5.33 | 5.77 | WIND | 2001-03-24 | 1900 | 2050 | N | South | FC |  |  |  | Yes | CAISO_Wind |  | Yes | 0 | 6.66
NQC List | CAISO | MTWIND_1_UNIT 2 | LA Basin | Mountain View Power Project II | 3.11 | 2.66 | 6.22 | 5.55 | 5.55 | 7.33 | 5.11 | 4.66 | 3.33 | 1.78 | 2.66 | 2.89 | WIND | 2001-09-17 | 1900 | 2050 | N | South | FC |  |  |  | Yes | CAISO_Wind |  | Yes | 0 | 3.33
NQC List | CAISO | MTWIND_1_UNIT 3 | LA Basin | Mountain View Power Project III | 3.14 | 2.69 | 6.28 | 5.61 | 5.61 | 7.41 | 5.16 | 4.71 | 3.37 | 1.8 | 2.69 | 2.92 | WIND | 2003-12-15 | 1900 | 2050 | N | South | FC |  |  |  | Yes | CAISO_Wind |  | Yes | 0 | 3.37
NQC List | CAISO | MURRAY_6_UNIT | San Diego-IV | Grossmont Hospital | 0 | 0 | 0 | 0 | 0 | 0 | 0 | 0 | 0 | 0 | 0 | 0 | NATURAL GAS | 2016-12-16 | 1900 | 2050 | N | South | EO |  |  |  | Yes | CAISO_CHP |  | Yes | 0 | 0
NQC List | CAISO | NAROW1_2_UNIT | Sierra | NARROWS PH 1 UNIT | 12 | 12 | 12 | 12 | 12 | 12 | 12 | 12 | 12 | 12 | 12 | 12 | WATER | 1942-01-01 | 1900 | 2050 | Y | North | FC |  |  |  | Yes | CAISO_Small_Hydro |  | Yes | 0 | 12
NQC List | CAISO | NAROW2_2_UNIT | Sierra | Narrows Powerhouse Unit 2 | 18.9 | 16.44 | 28.13 | 38.98 | 38.61 | 39.73 | 39.68 | 28.51 | 0.09 | 2.64 | 8.64 | 29.71 | WATER | 1969-01-01 | 1900 | 2050 | Y | North | FC |  |  |  | Yes | CAISO_Hydro |  | Yes | 0 | 0.09
NQC List | CAISO | NAVYII_2_UNITS | CAISO System | COSO POWER DEVELOPER (NAVY II) AGGREGATE | 90 | 90 | 90 | 90 | 90 | 90 | 90 | 90 | 90 | 90 | 90 | 90 | GEOTHERMAL | 1989-12-23 | 1900 | 2050 | Y | South | FC |  |  |  | Yes | CAISO_Geothermal |  | Yes | 35 | 55
NQC List | CAISO | NCPA_7_GP1UN1 | NCNB | NCPA GEO PLANT 1 UNIT 1 | 31 | 31 | 31 | 31 | 31 | 31 | 31 | 31 | 31 | 31 | 31 | 31 | GEOTHERMAL | 1983-01-01 | 1900 | 2050 | Y | North | FC |  |  |  | Yes | CAISO_Geothermal |  | Yes | 0 | 31
NQC List | CAISO | NCPA_7_GP1UN2 | NCNB | NCPA GEO PLANT 1 UNIT 2 | 28 | 28 | 28 | 28 | 28 | 28 | 28 | 28 | 28 | 28 | 28 | 28 | GEOTHERMAL | 1983-01-01 | 1900 | 2050 | Y | North | FC |  |  |  | Yes | CAISO_Geothermal |  | Yes | 0 | 28
NQC List | CAISO | NCPA_7_GP2UN3 | NCNB | NCPA GEO PLANT 2 UNIT 3 | 0 | 0 | 0 | 0 | 0 | 0 | 0 | 0 | 0 | 0 | 0 | 0 | GEOTHERMAL | 1985-01-01 | 1900 | 2050 | Y | North | FC |  |  |  | Yes | CAISO_Geothermal |  | Yes | 0 | 0
NQC List | CAISO | NCPA_7_GP2UN4 | NCNB | NCPA GEO PLANT 2 UNIT 4 | 52.73 | 52.73 | 52.73 | 52.73 | 52.73 | 52.73 | 52.73 | 52.73 | 52.73 | 52.73 | 52.73 | 52.73 | GEOTHERMAL | 1986-01-01 | 1900 | 2050 | Y | North | FC |  |  |  | Yes | CAISO_Geothermal |  | Yes | 0 | 52.73
NQC List | CAISO | NEENCH_6_SOLAR | Big Creek-Ventura | Alpine Solar | 2.64 | 1.98 | 11.88 | 9.9 | 10.56 | 20.46 | 25.74 | 17.82 | 9.24 | 1.32 | 1.32 | 0 | SUN | 2013-01-18 | 1900 | 2050 | N | South | FC |  |  |  | Yes | CAISO_Solar |  | Yes | 0 | 9.24
NQC List | CAISO | NEWARK_1_QF | Bay Area | NEWARK 1 QF | 0.04 | 0.05 | 0.05 | 0.05 | 0.05 | 0.05 | 0.05 | 0.05 | 0.04 | 0.05 | 0.05 | 0.05 | OTHER | 0 | 1900 | 2050 | N | North | FC |  |  |  | Yes | CAISO_CHP |  | Yes | 0 | 0.04
NQC List | CAISO | NHOGAN_6_UNITS | CAISO System | NEW HOGAN PH AGGREGATE | 0.57 | 0.92 | 0.64 | 0.38 | 1.43 | 1.68 | 1.7 | 1.62 | 1.25 | 0.32 | 0.12 | 0.16 | WATER | 1986-04-15 | 1900 | 2050 | N | North | FC |  |  |  | Yes | CAISO_Hydro |  | Yes | 0.02 | 1.23
NQC List | CAISO | [15 empty] | #N/A | #N/A | 1900 | #N/A | [6 empty] | #N/A | #N/A |  | #N/A | #VALUE! | #N/A
NQC List | CAISO | NOVATO_6_LNDFL | NCNB | Redwood Renewable Energy | 3.11 | 3.22 | 3.04 | 3.24 | 3.34 | 3.52 | 3.37 | 3.56 | 3.42 | 3.26 | 3.24 | 3.51 | BIOGAS | 2017-09-16 | 1900 | 2050 | N | North | ID | 100% |  |  | Yes | CAISO_Biomass |  | Yes | 1.03 | 2.39
NQC List | CAISO | NWCSTL_7_UNIT 1 | Sierra | NEWCASTLE HYDRO | 0.41 | 3.98 | 3.13 | 4.13 | 4.09 | 1.35 | 1.25 | 0.51 | 0.13 | 0 | 0 | 0 | WATER | 1986-01-01 | 1900 | 2050 | N | North | FC |  |  |  | Yes | CAISO_Hydro |  | Yes | 0 | 0.13
NQC List | CAISO | NZWIND_2_WDSTR5 | CAISO System | Windstream 6111 | 0.88 | 0.76 | 1.77 | 1.58 | 1.58 | 2.08 | 1.45 | 1.33 | 0.95 | 0.5 | 0.76 | 0.82 | WIND | 2016-03-08 | 1900 | 2050 | N | South | FC |  |  |  | Yes | CAISO_Wind |  | Yes | 0 | 0.95
NQC List | CAISO | NZWIND_6_CALWND | CAISO System | Wind Resource I | 1.26 | 1.08 | 2.52 | 2.25 | 2.25 | 2.97 | 2.07 | 1.89 | 1.35 | 0.72 | 1.08 | 1.17 | WIND | 2012-03-24 | 1900 | 2050 | N | South | FC |  |  |  | Yes | CAISO_Wind |  | Yes | 0 | 1.35
NQC List | CAISO | NZWIND_6_WDSTR | CAISO System | Windstream 39 | 0.47 | 0.4 | 0.94 | 0.84 | 0.84 | 1.11 | 0.77 | 0.7 | 0.5 | 0.27 | 0.4 | 0.44 | WIND | 1984-02-01 | 1900 | 2050 | N | South | FC |  |  |  | Yes | CAISO_Wind |  | Yes | 0 | 0.5
NQC List | CAISO | NZWIND_6_WDSTR2 | CAISO System | Windstream 6040 | 0.57 | 0.49 | 1.14 | 1.02 | 1.02 | 1.34 | 0.94 | 0.85 | 0.61 | 0.33 | 0.49 | 0.53 | WIND | 2014-11-30 | 1900 | 2050 | N | South | FC |  |  |  | Yes | CAISO_Wind |  | Yes | 0 | 0.61
NQC List | CAISO | NZWIND_6_WDSTR3 | CAISO System | Windstream 6041 | 0.54 | 0.46 | 1.08 | 0.97 | 0.97 | 1.27 | 0.89 | 0.81 | 0.58 | 0.31 | 0.46 | 0.5 | WIND | 2014-11-30 | 1900 | 2050 | N | South | FC |  |  |  | Yes | CAISO_Wind |  | Yes | 0 | 0.58
NQC List | CAISO | NZWIND_6_WDSTR4 | CAISO System | Windstream 6042 | 0.95 | 0.81 | 1.9 | 1.69 | 1.69 | 2.23 | 1.56 | 1.42 | 1.02 | 0.54 | 0.81 | 0.88 | WIND | 2015-12-11 | 1900 | 2050 | N | South | FC |  |  |  | Yes | CAISO_Wind |  | Yes | 0 | 1.02
NQC List | CAISO | OAK C_1_EBMUD | Bay Area | MWWTP PGS 1 - ENGINES | 1.23 | 1.4 | 1.41 | 1.53 | 1.22 | 0.72 | 1.08 | 1.2 | 1.54 | 1 | 0.92 | 0.57 | BIOGAS | 2012-11-01 | 1900 | 2050 | N | North | FC |  |  |  | Yes | CAISO_Biomass |  | Yes | 0.13 | 1.41
NQC List | CAISO | OAK C_7_UNIT 1 | Bay Area | OAKLAND STATION C GT UNIT 1 | 55 | 55 | 55 | 55 | 55 | 55 | 55 | 55 | 55 | 55 | 55 | 55 | DISTILLATE | 1978-01-01 | 1900 | 2050 | Y | North | FC |  |  |  | Yes | CAISO_Peaker2 |  | Yes | 0 | 55
NQC List | CAISO | OAK C_7_UNIT 2 | Bay Area | OAKLAND STATION C GT UNIT 2 | 55 | 55 | 55 | 55 | 55 | 55 | 55 | 55 | 55 | 55 | 55 | 55 | DISTILLATE | 1978-01-01 | 1900 | 2050 | Y | North | FC |  |  |  | Yes | CAISO_Peaker2 |  | Yes | 0 | 55
NQC List | CAISO | OAK C_7_UNIT 3 | Bay Area | OAKLAND STATION C GT UNIT 3 | 55 | 55 | 55 | 55 | 55 | 55 | 55 | 55 | 55 | 55 | 55 | 55 | DISTILLATE | 1978-01-01 | 1900 | 2050 | Y | North | FC |  |  |  | Yes | CAISO_Peaker2 |  | Yes | 0 | 55
NQC List | CAISO | OAK L_1_GTG1 | Bay Area | MWWTP PGS 2 - Turbine | 0 | 0 | 0 | 0 | 0 | 0 | 0 | 0 | 0 | 0 | 0 | 0 | BIOGAS | 1991-10-21 | 1900 | 2050 | N | North | EO |  |  |  | Yes | CAISO_Biomass |  | Yes | 0 | 0
NQC List | CAISO | OAKWD_6_QF | CAISO System | Oak Creek | 3.9 | 3.34 | 7.8 | 6.97 | 6.97 | 9.2 | 6.41 | 5.85 | 4.18 | 2.23 | 3.34 | 3.62 | WIND | 2000-01-01 | 1900 | 2050 | N | South | FC |  |  |  | Yes | CAISO_Wind |  | Yes | 0 | 4.18
NQC List | CAISO | OAKWD_6_ZEPHWD | CAISO System | Zephyr Park | 0.49 | 0.42 | 0.98 | 0.88 | 0.88 | 1.16 | 0.81 | 0.74 | 0.53 | 0.28 | 0.42 | 0.46 | WIND | 2014-02-07 | 1900 | 2050 | N | South | FC |  |  |  | Yes | CAISO_Wind |  | Yes | 0 | 0.53
NQC List | CAISO | OASIS_6_CREST | Big Creek-Ventura | CREST Contracts | 0 | 0 | 0 | 0 | 0 | 0 | 0 | 0 | 0 | 0 | 0 | 0 | SUN | 2000-01-01 | 1900 | 2050 | N | South | EO |  |  |  | Yes | CAISO_Solar |  | Yes | 0 | 0
NQC List | CAISO | OASIS_6_GBDSR4 | Big Creek-Ventura | Green Beanworks D | 0.12 | 0.09 | 0.54 | 0.45 | 0.48 | 0.93 | 1.17 | 0.81 | 0.42 | 0.06 | 0.06 | 0 | SUN | 2018-08-25 | 1900 | 2050 | N | South | FC |  |  |  | Yes | CAISO_Solar |  | Yes | 0 | 0.42
NQC List | CAISO | OASIS_6_SOLAR1 | Big Creek-Ventura | Morgan Lancaster I | 0 | 0 | 0 | 0 | 0 | 0 | 0 | 0 | 0 | 0 | 0 | 0 | SUN | 2015-12-09 | 1900 | 2050 | N | South | EO |  |  |  | Yes | CAISO_Solar |  | Yes | 0 | 0
NQC List | CAISO | OASIS_6_SOLAR2 | Big Creek-Ventura | Oasis Solar | 0.8 | 0.6 | 3.6 | 3 | 3.2 | 6.2 | 7.8 | 5.4 | 2.8 | 0.4 | 0.4 | 0 | SUN | 2016-01-19 | 1900 | 2050 | N | South | FC |  |  |  | Yes | CAISO_Solar |  | Yes | 0 | 2.8
NQC List | CAISO | OASIS_6_SOLAR3 | Big Creek-Ventura | Soccer Center | 0 | 0 | 0 | 0 | 0 | 0 | 0 | 0 | 0 | 0 | 0 | 0 | SUN | 2017-08-11 | 1900 | 2050 | N | South | EO |  |  |  | Yes | CAISO_Solar |  | Yes | 0 | 0
NQC List | CAISO | OCTILO_5_WIND | San Diego-IV | Ocotillo Wind Energy Facility | 37.1 | 31.8 | 74.2 | 66.25 | 66.25 | 87.45 | 60.95 | 55.65 | 39.75 | 21.2 | 31.8 | 34.45 | WIND | 2013-07-30 | 1900 | 2050 | N | South | FC |  |  |  | Yes | CAISO_Wind |  | Yes | 0 | 39.75
NQC List | CAISO | OGROVE_6_PL1X2 | San Diego-IV | Orange Grove Energy Center | 96 | 96 | 96 | 96 | 96 | 96 | 96 | 96 | 96 | 96 | 96 | 96 | NATURAL GAS | 2010-06-16 | 1900 | 2050 | Y | South | FC |  |  |  | Yes | CAISO_Peaker1 |  | Yes | 0 | 96
NQC List | CAISO | OILFLD_7_QFUNTS | CAISO System | Nacimiento Hydroelectric Plant | 0.48 | 0.72 | 0.11 | 1.53 | 2.27 | 2.06 | 1.8 | 1.77 | 1.3 | 0.47 | 0.1 | 0.11 | WATER | 2013-09-16 | 1900 | 2050 | N | North | FC |  |  |  | Yes | CAISO_Hydro |  | Yes | -0.66 | 1.96
NQC List | CAISO | OLDRIV_6_BIOGAS | Kern | Bidart Old River 1 | 1.44 | 1.46 | 1.66 | 1.6 | 1.59 | 1.61 | 1.69 | 1.69 | 1.67 | 1.66 | 1.44 | 1.45 | BIOGAS | 2014-03-10 | 1900 | 2050 | N | North | FC |  |  |  | Yes | CAISO_Biomass |  | Yes | -0.02 | 1.69
NQC List | CAISO | OLDRIV_6_CESDBM | Kern | Ces Dairy Biogas | 0.82 | 0.76 | 0.88 | 0.8 | 0.86 | 0.89 | 0.88 | 0.9 | 0.91 | 0.85 | 0.87 | 0.87 | BIOGAS | 2018-02-02 | 1900 | 2050 | N | North | FC |  |  |  | Yes | CAISO_Biomass |  | Yes | -0.02 | 0.93
NQC List | CAISO | OLDRIV_6_LKVBM1 | Kern | Lakeview Dairy Biogas | 0.82 | 0.74 | 0.86 | 0.82 | 0.86 | 0.9 | 0.88 | 0.91 | 0.9 | 0.84 | 0.87 | 0.87 | BIOGAS | 2018-02-02 | 1900 | 2050 | N | North | FC |  |  |  | Yes | CAISO_Biomass |  | Yes | -0.01 | 0.91
NQC List | CAISO | OLDRV1_6_SOLAR | Kern | Old River One | 0.8 | 0.6 | 3.6 | 3 | 3.2 | 6.2 | 7.8 | 5.4 | 2.8 | 0.4 | 0.4 | 0 | SUN | 2014-12-30 | 1900 | 2050 | N | North | FC |  |  |  | Yes | CAISO_Solar |  | Yes | 0 | 2.8
NQC List | CAISO | OLINDA_2_COYCRK | LA Basin | MWD Coyote Creek Hydroelectric Recovery | 3.13 | 3.13 | 3.13 | 3.13 | 3.13 | 3.13 | 3.13 | 3.13 | 3.13 | 3.13 | 3.13 | 3.13 | WATER | 1979-02-21 | 1900 | 2050 | Y | South | FC |  |  |  | Yes | CAISO_Hydro |  | Yes | 0 | 3.13
NQC List | CAISO | OLINDA_2_LNDFL2 | LA Basin | Brea Power II | 25.77 | 25.61 | 25.71 | 23.9 | 24.24 | 25.25 | 24.23 | 23.17 | 24.84 | 25.06 | 25.25 | 25.98 | BIOGAS | 2012-11-01 | 1900 | 2050 | N | South | FC |  |  |  | Yes | CAISO_Biomass |  | Yes | 0.26 | 24.58
NQC List | CAISO | OLINDA_2_QF | LA Basin | OLINDA QFS | 0 | 0 | 0 | 0 | 0 | 0 | 0 | 0 | 0 | 0 | 0 | 0 | OTHER | 1984-01-01 | 1900 | 2050 | N | South | FC |  |  |  | Yes | CAISO_Small_Hydro |  | Yes | 0 | 0
NQC List | CAISO | OLINDA_7_BLKSND | LA Basin | BlackSand Generating Facility | 0.43 | 0.38 | 0.32 | 0.24 | 0.19 | 0.29 | 0.39 | 0.36 | 0.29 | 0.26 | 0.18 | 0.2 | WASTE TO POWER | 2000-06-01 | 1900 | 2050 | N | South | FC |  |  |  | Yes | CAISO_Biomass |  | Yes | 0.23 | 0.06
NQC List | CAISO | OLINDA_7_LNDFIL | LA Basin | OLINDA_7_LNDFIL | 0 | 0 | 0 | 0 | 0 | 0 | 0 | 0 | 0 | 0 | 0 | 0 | BIOGAS | 2002-05-01 | 1900 | 2050 | N | South | FC |  |  |  | Yes | CAISO_Biomass |  | #N/A | #N/A | #N/A
NQC List | CAISO | OLIVEP_1_SOLAR | CAISO System | White River Solar | 0.8 | 0.6 | 3.6 | 3 | 3.2 | 6.2 | 7.8 | 5.4 | 2.8 | 0.4 | 0.4 | 0 | SUN | 2013-06-22 | 1900 | 2050 | N | North | FC |  |  |  | Yes | CAISO_Solar |  | Yes | 0 | 2.8
NQC List | CAISO | OLIVEP_1_SOLAR2 | CAISO System | White River West | 0.79 | 0.59 | 3.56 | 2.96 | 3.16 | 6.12 | 7.7 | 5.33 | 2.77 | 0.4 | 0.4 | 0 | SUN | 2014-10-01 | 1900 | 2050 | N | North | FC |  |  |  | Yes | CAISO_Solar |  | Yes | 0 | 2.77
NQC List | CAISO | OLSEN_2_UNIT | CAISO System | OLSEN POWER PARTNERS | 2.01 | 2.25 | 3.62 | 3.85 | 2.48 | 0.84 | 0.22 | 0.06 | 0 | 0.05 | 0.46 | 0.8 | WATER | 1990-01-03 | 1900 | 2050 | N | North | FC |  |  |  | Yes | CAISO_Small_Hydro |  | Yes | 0 | 0
NQC List | CAISO | OMAR_2_UNIT 1 | Big Creek-Ventura | KERN RIVER COGENERATION CO. UNIT 1 | 76 | 76 | 75 | 73.1 | 72.16 | 71.06 | 71 | 70.3 | 72.34 | 72.14 | 74.04 | 76 | NATURAL GAS | 1985-05-01 | 1900 | 2050 | Y | South | FC |  |  |  | Yes | CAISO_Peaker2 |  | Yes | 0.02 | 72.32
NQC List | CAISO | OMAR_2_UNIT 2 | Big Creek-Ventura | KERN RIVER COGENERATION CO. UNIT 2 | 76.4 | 76.03 | 75.28 | 74.22 | 72.92 | 71.76 | 71.28 | 71.24 | 72.82 | 72.56 | 74.85 | 76.14 | NATURAL GAS | 1985-05-01 | 1900 | 2050 | Y | South | FC |  |  |  | Yes | CAISO_Peaker2 |  | Yes | 0.7 | 72.12
NQC List | CAISO | OMAR_2_UNIT 3 | Big Creek-Ventura | KERN RIVER COGENERATION CO. UNIT 3 | 78.27 | 77.87 | 77.58 | 76.86 | 75.72 | 74.36 | 73.88 | 74.03 | 75.76 | 75.69 | 77.12 | 77.94 | NATURAL GAS | 1985-05-01 | 1900 | 2050 | Y | South | FC |  |  |  | Yes | CAISO_Peaker2 |  | Yes | 0.14 | 75.62
NQC List | CAISO | OMAR_2_UNIT 4 | Big Creek-Ventura | KERN RIVER COGENERATION CO. UNIT 4 | 81.44 | 81.44 | 81.44 | 81.44 | 81.44 | 81.44 | 81.44 | 81.44 | 81.44 | 81.44 | 81.44 | 81.44 | NATURAL GAS | 1985-05-01 | 1900 | 2050 | Y | South | FC |  |  |  | Yes | CAISO_CHP |  | Yes | 0 | 81.44
NQC List | CAISO | ONLLPP_6_UNITS | Fresno | O'NEILL PUMP-GEN (AGGREGATE) | 10.01 | 12.05 | 12.33 | 12.22 | 11.83 | 12.7 | 12.35 | 12.12 | 12.01 | 10.67 | 9.42 | 5.34 | WATER | 2017-11-30 | 1900 | 2050 | N | North | FC |  |  |  | Yes | CAISO_Existing_Pumped_Storage |  | Yes | 5.88 | 6.13
NQC List | CAISO | ORLND_6_HIGHLI | CAISO System | High Line Canal Hydro | 0 | 0 | 0 | 0.03 | 0.1 | 0.09 | 0.16 | 0.07 | 0.01 | 0.02 | 0 | 0 | WATER | 2014-06-11 | 1900 | 2050 | N | North | FC |  |  |  | Yes | CAISO_Hydro |  | Yes | -0.01 | 0.02
NQC List | CAISO | ORLND_6_SOLAR1 | CAISO System | Enerparc California 2 | 0.06 | 0.05 | 0.27 | 0.23 | 0.24 | 0.47 | 0.59 | 0.41 | 0.21 | 0.03 | 0.03 | 0 | SUN | 2016-03-23 | 1900 | 2050 | N | North | FC | 100% |  |  | Yes | CAISO_Solar |  | Yes | 0 | 0.21
NQC List | CAISO | ORMOND_7_UNIT 1 | Big Creek-Ventura | ORMOND BEACH GEN STA. UNIT 1 | 741.27 | 741.27 | 741.27 | 741.27 | 741.27 | 741.27 | 741.27 | 741.27 | 741.27 | 741.27 | 741.27 | 741.27 | NATURAL GAS | 1971-01-01 | 1900 | 2023 | Y | South | FC |  |  | OTC | Yes | CAISO_ST |  | Yes | 0 | 741.27
NQC List | CAISO | ORMOND_7_UNIT 2 | Big Creek-Ventura | ORMOND BEACH GEN STA. UNIT 2 | 750 | 750 | 750 | 750 | 750 | 750 | 750 | 750 | 750 | 750 | 750 | 750 | NATURAL GAS | 1971-01-01 | 1900 | 2023 | Y | South | FC |  |  | OTC | Yes | CAISO_ST |  | Yes | 0 | 750
NQC List | CAISO | OROLOM_1_SOLAR1 | Fresno | Oro Loma Solar 1 | 0 | 0 | 0 | 0 | 0 | 0 | 0 | 0 | 0 | 0 | 0 | 0 | SUN | 2017-01-28 | 1900 | 2050 | N | North | EO |  |  |  | Yes | CAISO_Solar |  | Yes | 0 | 0
NQC List | CAISO | OROLOM_1_SOLAR2 | Fresno | Oro Loma Solar 2 | 0 | 0 | 0 | 0 | 0 | 0 | 0 | 0 | 0 | 0 | 0 | 0 | SUN | 2017-01-28 | 1900 | 2050 | N | North | EO |  |  |  | Yes | CAISO_Solar |  | Yes | 0 | 0
NQC List | CAISO | OROVIL_6_UNIT | Sierra | Oroville Cogeneration, LP | 7.5 | 7.5 | 7.5 | 7.5 | 7.5 | 7.5 | 7.5 | 7.5 | 7.5 | 7.5 | 7.5 | 7.5 | NATURAL GAS | 1989-12-18 | 1900 | 2050 | Y | North | FC |  |  |  | Yes | CAISO_CHP |  | Yes | 0 | 7.5
NQC List | CAISO | ORTGA_6_ME1SL1 | Fresno | Merced 1 | 0 | 0 | 0 | 0 | 0 | 0 | 0 | 0 | 0 | 0 | 0 | 0 | SUN | 2018-04-12 | 1900 | 2050 | N | North | EO |  |  |  | Yes | CAISO_Solar |  | Yes | -0.42 | 0.42
NQC List | CAISO | OSO_6_NSPIN | Big Creek-Ventura | OSO_6_NSPIN | 18 | 18 | 18 | 18 | 18 | 18 | 18 | 18 | 18 | 18 | 18 | 18 | DEMAND RESPONSE | 1899-12-31 | 1900 | 2050 | Y | South | FC |  |  |  | #N/A | #N/A | Treated in RESOLVE as DR so changed type to DR here | Yes | 0 | 18
NQC List | CAISO | OTAY_6_LNDFL5 | San Diego-IV | Otay 5 | 0 | 0 | 0 | 0 | 0 | 0 | 0 | 0 | 0 | 0 | 0 | 0 | BIOGAS | 2014-03-14 | 1900 | 2050 | N | South | EO |  |  |  | Yes | CAISO_Biomass |  | #N/A | #N/A | #N/A
NQC List | CAISO | OTAY_6_LNDFL6 | San Diego-IV | Otay 6 | 0 | 0 | 0 | 0 | 0 | 0 | 0 | 0 | 0 | 0 | 0 | 0 | BIOGAS | 2014-03-14 | 1900 | 2050 | N | South | EO |  |  |  | Yes | CAISO_Biomass |  | #N/A | #N/A | #N/A
NQC List | CAISO | OTAY_6_PL1X2 | San Diego-IV | Chula Vista Energy Center, LLC | 35.5 | 35.5 | 35.5 | 35.5 | 35.5 | 35.5 | 35.5 | 35.5 | 35.5 | 35.5 | 35.5 | 35.5 | NATURAL GAS | 2006-06-08 | 1900 | 2050 | Y | South | FC |  |  |  | Yes | CAISO_Peaker2 |  | Yes | 0 | 35.5
NQC List | CAISO | OTAY_6_UNITB1 | San Diego-IV | OTAY LANDFILL UNITS AGGREGATE | 1.77 | 1.04 | 1.4 | 1.91 | 1.98 | 1.73 | 2.09 | 2.13 | 2.05 | 2.4 | 1.81 | 2.23 | BIOGAS | 1987-01-01 | 1900 | 2050 | N | South | FC |  |  |  | Yes | CAISO_Biomass |  | #N/A | #N/A | #N/A
NQC List | CAISO | OTMESA_2_PL1X3 | San Diego-IV | OTAY MESA ENERGY CENTER | 603.6 | 603.6 | 603.6 | 603.6 | 603.6 | 603.6 | 603.6 | 603.6 | 603.6 | 603.6 | 603.6 | 603.6 | NATURAL GAS | 2009-10-02 | 1900 | 2050 | Y | South | FC |  |  |  | Yes | CAISO_CCGT1 |  | Yes | 0 | 603.6
NQC List | CAISO | OXBOW_6_DRUM | Sierra | OXBOW HYDRO | 1.46 | 0.63 | 1.53 | 3.38 | 2.31 | 2.94 | 4.04 | 3.62 | 2.93 | 0.44 | 2.95 | 2.51 | WATER | 1966-01-01 | 1900 | 2050 | N | North | FC |  |  |  | Yes | CAISO_Hydro |  | Yes | -0.71 | 3.64
NQC List | CAISO | OXMTN_6_LNDFIL | Bay Area | Ox Mountain Landfill Generating Plant | 10.39 | 9.8 | 9.87 | 9.99 | 10.45 | 10.28 | 8.68 | 10.29 | 10.47 | 10.09 | 10.3 | 10.52 | BIOGAS | 2009-04-01 | 1900 | 2050 | N | North | FC |  |  |  | Yes | CAISO_Biomass |  | Yes | -0.08 | 10.55
NQC List | CAISO | PACLUM_6_UNIT | Humboldt | Humboldt Redwood | 19.73 | 19.62 | 20.02 | 18.5 | 20.36 | 17.1 | 14.77 | 15.13 | 15.4 | 15.92 | 14.84 | 15.06 | BIOMASS | 2017-06-01 | 1900 | 2050 | N | North | FC |  |  |  | Yes | CAISO_Biomass |  | Yes | 2.85 | 12.55
NQC List | CAISO | PADUA_2_ONTARO | LA Basin | ONTARIO/SIERRA HYDRO PSP | 0.36 | 0.31 | 0.75 | 0.85 | 0.82 | 0.67 | 0.5 | 0.35 | 0.32 | 0.32 | 0.31 | 0.34 | WATER | 1902-01-01 | 1900 | 2050 | N | South | FC |  |  |  | Yes | CAISO_Small_Hydro |  | Yes | -0.28 | 0.6
NQC List | CAISO | PADUA_2_SOLAR1 | LA Basin | Kona Solar - Rancho DC #1 | 0 | 0 | 0 | 0 | 0 | 0 | 0 | 0 | 0 | 0 | 0 | 0 | SUN | 2015-06-02 | 1900 | 2050 | N | South | EO |  |  |  | Yes | CAISO_Solar |  | Yes | 0 | 0
NQC List | CAISO | PADUA_6_MWDSDM | LA Basin | San Dimas Hydroelectric Recovery Plant | 3.1 | 1.7 | 2.7 | 3.5 | 3.4 | 2.1 | 3 | 2.6 | 3 | 3.7 | 3.4 | 2.7 | WATER | 1981-01-01 | 1900 | 2050 | Y | South | FC |  |  |  | Yes | CAISO_Hydro |  | Yes | 3 | 0
NQC List | CAISO | PADUA_6_QF | LA Basin | PADUA QFS | 0.13 | 0.17 | 0.34 | 0.31 | 0.38 | 0.39 | 0.45 | 0.39 | 0.38 | 0.29 | 0.26 | 0.13 | OTHER | 1984-01-01 | 1900 | 2050 | N | South | FC |  |  |  | Yes | CAISO_Small_Hydro |  | Yes | 0.01 | 0.37
NQC List | CAISO | PADUA_7_SDIMAS | LA Basin | San Dimas Wash Hydro | 0 | 0 | 0 | 0 | 1.05 | 1.05 | 1.05 | 1.05 | 1.05 | 0 | 0 | 0 | WATER | 1986-01-28 | 1900 | 2050 | Y | South | FC |  |  |  | Yes | CAISO_Small_Hydro |  | Yes | 0 | 1.05
NQC List | CAISO | PAIGES_6_SOLAR | Fresno | Paige Solar | 0 | 0 | 0 | 0 | 0 | 0 | 0 | 0 | 0 | 0 | 0 | 0 | SUN | 2017-03-09 | 1900 | 2050 | N | North | EO |  |  |  | Yes | CAISO_Solar |  | Yes | 0 | 0
NQC List | CAISO | PALALT_7_COBUG | Bay Area | Cooperatively Owned Back Up Generator | 0 | 0 | 0 | 0 | 0 | 0 | 0 | 0 | 0 | 0 | 0 | 0 | NATURAL GAS | 2007-10-15 | 1900 | 2050 | N | North | FC |  |  |  | Yes | CAISO_Peaker2 |  | Yes | -4.5 | 4.5
NQC List | CAISO | PALOMR_2_PL1X3 | San Diego-IV | Palomar Energy Center | 565.61 | 565.61 | 565.61 | 565.61 | 565.61 | 565.61 | 565.61 | 565.61 | 565.61 | 565.61 | 565.61 | 565.61 | NATURAL GAS | 2005-10-14 | 1900 | 2050 | Y | South | FC |  |  |  | Yes | CAISO_CCGT1 |  | Yes | 0 | 565.61
NQC List | CAISO | [15 empty] | #N/A | #N/A | 1900 | #N/A | [6 empty] | #N/A | #N/A |  | #N/A | #VALUE! | #N/A
NQC List | CAISO | PANSEA_1_PANARO | LA Basin | Mesa Wind Project | 4.2 | 3.6 | 8.4 | 7.5 | 7.5 | 9.9 | 6.9 | 6.3 | 4.5 | 2.4 | 3.6 | 3.9 | WIND | 2000-01-01 | 1900 | 2050 | N | South | FC |  |  |  | Yes | CAISO_Wind |  | Yes | 0 | 4.5
NQC List | CAISO | PARDEB_6_UNITS | CAISO System | Pardee Power House | 20 | 20 | 20 | 20 | 20 | 20 | 14 | 14 | 14 | 15 | 7 | 15 | WATER | 1930-01-01 | 1900 | 2050 | Y | North | FC |  |  |  | Yes | CAISO_Hydro |  | Yes | -0.96 | 14.96
NQC List | CAISO | PBLOSM_2_SOLAR | CAISO System | PearBlossom | 0.38 | 0.29 | 1.71 | 1.43 | 1.52 | 2.95 | 3.71 | 2.57 | 1.33 | 0.19 | 0.19 | 0 | SUN | 2016-12-29 | 1900 | 2050 | N | South | FC |  |  |  | Yes | CAISO_Solar |  | Yes | 0 | 1.33
NQC List | CAISO | PEABDY_2_LNDFIL | CAISO System | G2 Energy Hay Road Power Plant | 1.48 | 1.44 | 1.48 | 1.43 | 1.13 | 1.43 | 1.46 | 1.48 | 1.51 | 1.48 | 1.51 | 1.51 | BIOGAS | 2013-07-09 | 1900 | 2050 | N | North | ID | 100% |  |  | Yes | CAISO_Biomass |  | Yes | 0 | 1.51
NQC List | CAISO | PEABDY_2_LNDFL1 | CAISO System | Potrero Hills Energy Producers | 7.03 | 7.39 | 7.2 | 6.64 | 7.16 | 7.14 | 7.02 | 7.24 | 7.09 | 6.77 | 7.42 | 7.51 | BIOGAS | 2016-04-07 | 1900 | 2050 | N | North | FC | 100% |  |  | Yes | CAISO_Biomass |  | Yes | -0.11 | 7.2
NQC List | CAISO | PEARBL_2_NSPIN | CAISO System | PEARBL_2_NSPIN | 46 | 46 | 46 | 46 | 46 | 46 | 46 | 46 | 46 | 46 | 46 | 46 | DEMAND RESPONSE | 1899-12-31 | 1900 | 2050 | Y | South | FC |  |  |  | #N/A | #N/A | Treated in RESOLVE as DR so changed type to DR here | Yes | 0 | 46
NQC List | CAISO | PEORIA_1_SOLAR | Stockton | Sonora 1 | 0.06 | 0.05 | 0.27 | 0.23 | 0.24 | 0.47 | 0.59 | 0.41 | 0.21 | 0.03 | 0.03 | 0 | SUN | 2013-12-23 | 1900 | 2050 | N | North | FC |  |  |  | Yes | CAISO_Solar |  | Yes | 0 | 0.21
NQC List | CAISO | PGCC_1_PDRP02 | CAISO System | PGCC_1_PDRP02 | 0.29 | 0.28 | 0.29 | 0.27 | 0.28 | 0.35 | 0.31 | 0.31 | 0.3 | 0.29 | 0.28 | 0.28 | DEMAND RESPONSE | 2019-01-01 | 1900 | 2030 | Y | North | FC |  |  |  | #N/A | #N/A |  | #N/A | #N/A | #N/A
NQC List | CAISO | PGCC_1_PDRP04 | CAISO System | PGCC_1_PDRP04 | [12 empty] | DEMAND RESPONSE | 2019-01-01 | 1900 | 2030 | Y | North | FC |  |  |  | #N/A | #N/A |  | #N/A | #N/A | #N/A | bar: JAN to DEC
NQC List | CAISO | PGCC_1_PDRP05 | CAISO System | PDR-D PGCC | [12 empty] | DEMAND RESPONSE | 2019-01-01 | 1900 | 2030 | Y | North | FC |  |  |  | #N/A | #N/A |  | #N/A | #N/A | #N/A | bar: JAN to DEC
NQC List | CAISO | PGCC_1_PDRP08 | CAISO System | PGCC_1_PDRP08 | 0.99 | 0.99 | 0.99 | 0.99 | 0.99 | 0.99 | 0.99 | 0.99 | 0.99 | 0.99 | 0.99 | 0.99 | DEMAND RESPONSE | 2019-01-01 | 1900 | 2030 | Y | North | FC |  |  |  | #N/A | #N/A |  | #N/A | #N/A | #N/A
NQC List | CAISO | PGCC_1_PDRP12 | CAISO System | PGCC_1_PDRP12 | 0.99 | 0.99 | 0.99 | 0.99 | 0.99 | 0.99 | 0.99 | 0.99 | 0.99 | 0.99 | 0.99 | 0.99 | DEMAND RESPONSE | 2019-01-01 | 1900 | 2030 | Y | North | FC |  |  |  | #N/A | #N/A |  | #N/A | #N/A | #N/A
NQC List | CAISO | PGCC_1_PDRP13 | CAISO System | PGCC_1_PDRP13 | 0.99 | 0.99 | 0.99 | 0.99 | 0.99 | 0.99 | 0.99 | 0.99 | 0.99 | 0.99 | 0.99 | 0.99 | DEMAND RESPONSE | 2019-01-01 | 1900 | 2030 | Y | North | FC |  |  |  | #N/A | #N/A |  | #N/A | #N/A | #N/A
NQC List | CAISO | PGCC_1_PDRP16 | CAISO System |  | JUN: 0.99; JUL: 0.99; AUG: 0.99; SEP: 0.99; OCT: 0.99; NOV: 0.99; DEC: 0.99 | DEMAND RESPONSE | 2019-01-01 | 1900 | 2030 | Y | North | FC |  |  |  | #N/A | #N/A |  | #N/A | #N/A | #N/A
NQC List | CAISO | PGCC_1_PDRP17 | CAISO System |  | JUN: 0.99; JUL: 0.99; AUG: 0.99; SEP: 0.99; OCT: 0.99; NOV: 0.99; DEC: 0.99 | DEMAND RESPONSE | 2020-06-01 | 1900 | 2050 | Y | North | FC |  |  |  | #N/A | #N/A |  | #N/A | #N/A | #N/A
NQC List | CAISO | PGCC_1_PDRP18 | CAISO System | PGCC_1_PDRP18 | 0.99 | 0.99 | 0.99 | 0.99 | 0.99 | 0.99 | 0.99 | 0.99 | 0.99 | 0.99 | 0.99 | 0.99 | DEMAND RESPONSE | #N/A | 1900 | 2030 | Y | North | FC |  |  |  | #N/A | #N/A |  | Yes | 0.99 | 0
NQC List | CAISO | PGCC_1_PDRP19 | CAISO System |  | JUN: 0.99; JUL: 0.99; AUG: 0.99; SEP: 0.99; OCT: 0.99; NOV: 0.99; DEC: 0.99 | DEMAND RESPONSE | 2020-06-01 | 1900 | 2050 | Y | North | FC |  |  |  | #N/A | #N/A |  | #N/A | #N/A | #N/A
NQC List | CAISO | PGCC_1_PDRP20 | CAISO System |  | JUN: 9.99; JUL: 9.99; AUG: 9.99; SEP: 9.99; OCT: 9.99; NOV: 9.99; DEC: 9.99 | DEMAND RESPONSE | 2020-06-01 | 1900 | 2050 | Y | North | FC |  |  |  | #N/A | #N/A |  | #N/A | #N/A | #N/A
NQC List | CAISO | PGCC_1_PDRP21 | CAISO System | PGCC_1_PDRP21 | 0.99 | 0.99 | 0.99 | 0.99 | 0.99 | 0.99 | 0.99 | 0.99 | 0.99 | 0.99 | 0.99 | 0.99 | DEMAND RESPONSE | #N/A | 1900 | 2030 | Y | North | FC |  |  |  | #N/A | #N/A |  | Yes | 0.99 | 0
NQC List | CAISO | PGCC_1_PDRP22 | CAISO System | PGCC_1_PDRP22 | 0.99 | 0.99 | 0.99 | 0.99 | 0.99 | 0.99 | 0.99 | 0.99 | 0.99 | 0.99 | 0.99 | 0.99 | DEMAND RESPONSE | #N/A | 1900 | 2030 | Y | North | FC |  |  |  | #N/A | #N/A |  | Yes | 0.99 | 0
NQC List | CAISO | PGCC_1_PDRP24 | CAISO System |  | JUN: 1.2; JUL: 1.2; AUG: 1.2; SEP: 2; OCT: 1.8; NOV: 1.8; DEC: 1.8 | DEMAND RESPONSE | 2020-06-01 | 1900 | 2050 | Y | North | FC |  |  |  | #N/A | #N/A |  | Yes | -1 | 3
NQC List | CAISO | PGCC_1_PDRP25 | CAISO System |  | JUL: 0.99; AUG: 0.99; SEP: 0.99; OCT: 0.99; NOV: 0.99; DEC: 0.99 | DEMAND RESPONSE | 2020-07-01 | 1900 | 2050 | Y | North | FC |  |  |  | #N/A | #N/A |  | Yes | 0.99 | 0
NQC List | CAISO | PGCC_1_PDRP30 | CAISO System |  | JUN: 2.43; JUL: 2.43; AUG: 2.43; SEP: 2.43; OCT: 2.43; NOV: 2.43; DEC: 2.43 | DEMAND RESPONSE | 2020-06-01 | 1900 | 2050 | Y | North | FC |  |  |  | #N/A | #N/A |  | #N/A | #N/A | #N/A
NQC List | CAISO | PGCC_1_PDRP45 | CAISO System |  | JUL: 0.99; AUG: 0.99; SEP: 0.99; OCT: 0.99; NOV: 0.99; DEC: 0.99 | DEMAND RESPONSE | 2020-07-01 | 1900 | 2050 | Y | North | FC |  |  |  | #N/A | #N/A |  | #N/A | #N/A | #N/A
NQC List | CAISO | PGEB_2_PDRP01 | CAISO System | Tesla Freemont | [12 empty] | DEMAND RESPONSE | 2019-01-01 | 1900 | 2030 | Y | North | FC |  |  |  | #N/A | #N/A |  | #N/A | #N/A | #N/A | bar: JAN to DEC
NQC List | CAISO | [15 empty] | #N/A | #N/A | 1900 | #N/A | [6 empty] | #N/A | #N/A |  | #N/A | #VALUE! | #N/A
NQC List | CAISO | PGEB_2_PDRP03 | CAISO System | PDR-A PGEB | 0.1 | 0.1 | 0.1 | 0.1 | 0.1 | 0.1 | 0.1 | 0.1 | 0.1 | 0.1 | 0.1 | 0.1 | DEMAND RESPONSE | 2019-01-01 | 1900 | 2030 | Y | North | FC |  |  |  | #N/A | #N/A |  | #N/A | #N/A | #N/A
NQC List | CAISO | PGEB_2_PDRP04 | CAISO System | PGEB_2_PDRP04 | 0.74 | 0.65 | 0.03 | 0 | 1.23 | 0 | 0 | 0 | 2.19 | 1.33 | 0 | 0.69 | DEMAND RESPONSE | 2019-01-01 | 1900 | 2030 | Y | North | FC |  |  |  | #N/A | #N/A |  | #N/A | #N/A | #N/A
NQC List | CAISO | PGEB_2_PDRP05 | CAISO System | PGEB_2_PDRP05 | 0 | 0 | 0 | 0 | 1.14 | 0 | 0 | 0 | 2.73 | 1.53 | 0 | 0 | DEMAND RESPONSE | 2019-01-01 | 1900 | 2030 | Y | North | FC |  |  |  | #N/A | #N/A |  | #N/A | #N/A | #N/A
NQC List | CAISO | [15 empty] | #N/A | #N/A | 1900 | #N/A | [6 empty] | #N/A | #N/A |  | #N/A | #VALUE! | #N/A
NQC List | CAISO | [15 empty] | #N/A | #N/A | 1900 | #N/A | [6 empty] | #N/A | #N/A |  | #N/A | #VALUE! | #N/A
NQC List | CAISO | PGEB_2_PDRP08 | CAISO System | PGEB_2_PDRP08 | [12 empty] | DEMAND RESPONSE | 2019-01-01 | 1900 | 2030 | Y | North | FC |  |  |  | #N/A | #N/A |  | #N/A | #N/A | #N/A | bar: JAN to DEC
NQC List | CAISO | PGEB_2_PDRP09 | CAISO System | PGEB_2_PDRP09 | [12 empty] | DEMAND RESPONSE | 2019-01-01 | 1900 | 2030 | Y | North | FC |  |  |  | #N/A | #N/A |  | #N/A | #N/A | #N/A | bar: JAN to DEC
NQC List | CAISO | PGEB_2_PDRP10 | CAISO System | PGEB_2_PDRP10 | [12 empty] | DEMAND RESPONSE | 2019-01-01 | 1900 | 2030 | Y | North | FC |  |  |  | #N/A | #N/A |  | #N/A | #N/A | #N/A | bar: JAN to DEC
NQC List | CAISO | PGEB_2_PDRP100 | CAISO System | PGEB_2_PDRP100 | 0.99 | 0.99 | 0.99 | 0.99 | 0.99 | 0.99 | 0.99 | 0.99 | 0.99 | 0.99 | 0.99 | 0.99 | DEMAND RESPONSE | #N/A | 1900 | 2030 | Y | North | FC |  |  |  | #N/A | #N/A |  | #N/A | #N/A | #N/A
NQC List | CAISO | PGEB_2_PDRP101 | CAISO System |  | JUN: 0.99; JUL: 0.99; AUG: 0.99; SEP: 0.99; OCT: 0.99; NOV: 0.99; DEC: 0.99 | DEMAND RESPONSE | 2020-06-01 | 1900 | 2050 | Y | North | FC |  |  |  | #N/A | #N/A |  | #N/A | #N/A | #N/A
NQC List | CAISO | PGEB_2_PDRP102 | CAISO System |  | JUN: 0.99; JUL: 0.99; AUG: 0.99; SEP: 0.99; OCT: 0.99; NOV: 0.99; DEC: 0.99 | DEMAND RESPONSE | 2020-06-01 | 1900 | 2050 | Y | North | FC |  |  |  | #N/A | #N/A |  | #N/A | #N/A | #N/A
NQC List | CAISO | PGEB_2_PDRP103 | CAISO System |  | JUN: 0.99; JUL: 0.99; AUG: 0.99; SEP: 0.99; OCT: 0.99; NOV: 0.99; DEC: 0.99 | DEMAND RESPONSE | 2020-06-01 | 1900 | 2050 | Y | North | FC |  |  |  | #N/A | #N/A |  | #N/A | #N/A | #N/A
NQC List | CAISO | PGEB_2_PDRP104 | CAISO System |  | JUN: 0.99; JUL: 0.99; AUG: 0.99; SEP: 0.99; OCT: 0.99; NOV: 0.99; DEC: 0.99 | DEMAND RESPONSE | 2020-06-01 | 1900 | 2050 | Y | North | FC |  |  |  | #N/A | #N/A |  | #N/A | #N/A | #N/A
NQC List | CAISO | PGEB_2_PDRP105 | CAISO System |  | JUN: 0.99; JUL: 0.99; AUG: 0.99; SEP: 0.99; OCT: 0.99; NOV: 0.99; DEC: 0.99 | DEMAND RESPONSE | 2020-06-01 | 1900 | 2050 | Y | North | FC |  |  |  | #N/A | #N/A |  | Yes | 0.99 | 0
NQC List | CAISO | PGEB_2_PDRP11 | CAISO System | Tesla Dublin | 0.2 | 0.2 | 0.2 | 0.2 | 0.2 | 0.2 | 0.2 | 0.2 | 0.2 | 0.2 | 0.2 | 0.2 | DEMAND RESPONSE | 2019-01-01 | 1900 | 2030 | Y | North | FC |  |  |  | #N/A | #N/A |  | #N/A | #N/A | #N/A
NQC List | CAISO | PGEB_2_PDRP21 | CAISO System | PGEB_2_PDRP21 | 0.99 | 0.99 | 0.99 | 0.99 | 0.99 | 0.99 | 0.99 | 0.99 | 0.99 | 0.99 | 0.99 | 0.99 | DEMAND RESPONSE | 2019-01-01 | 1900 | 2030 | Y | North | FC |  |  |  | #N/A | #N/A |  | #N/A | #N/A | #N/A
NQC List | CAISO | PGEB_2_PDRP22 | CAISO System | PGEB_2_PDRP22 | 0.99 | 0.99 | 0.99 | 0.99 | 0.99 | 0.99 | 0.99 | 0.99 | 0.99 | 0.99 | 0.99 | 0.99 | DEMAND RESPONSE | 2019-01-01 | 1900 | 2030 | Y | North | FC |  |  |  | #N/A | #N/A |  | #N/A | #N/A | #N/A
NQC List | CAISO | PGEB_2_PDRP23 | CAISO System | PGEB_2_PDRP23 | 0.99 | 0.99 | 0.99 | 0.99 | 0.99 | 0.99 | 0.99 | 0.99 | 0.99 | 0.99 | 0.99 | 0.99 | DEMAND RESPONSE | 2019-01-01 | 1900 | 2030 | Y | North | FC |  |  |  | #N/A | #N/A |  | #N/A | #N/A | #N/A
NQC List | CAISO | PGEB_2_PDRP24 | CAISO System | PGEB_2_PDRP24 | 0.99 | 0.99 | 0.99 | 0.99 | 0.99 | 0.99 | 0.99 | 0.99 | 0.99 | 0.99 | 0.99 | 0.99 | DEMAND RESPONSE | 2019-01-01 | 1900 | 2030 | Y | North | FC |  |  |  | #N/A | #N/A |  | #N/A | #N/A | #N/A
NQC List | CAISO | PGEB_2_PDRP25 | CAISO System | PGEB_2_PDRP25 | 0.99 | 0.99 | 0.99 | 0.99 | 0.99 | 0.99 | 0.99 | 0.99 | 0.99 | 0.99 | 0.99 | 0.99 | DEMAND RESPONSE | 2019-01-01 | 1900 | 2030 | Y | North | FC |  |  |  | #N/A | #N/A |  | #N/A | #N/A | #N/A
NQC List | CAISO | PGEB_2_PDRP26 | CAISO System | PGEB_2_PDRP26 | 0.99 | 0.99 | 0.99 | 0.99 | 0.99 | 0.99 | 0.99 | 0.99 | 0.99 | 0.99 | 0.99 | 0.99 | DEMAND RESPONSE | 2019-01-01 | 1900 | 2030 | Y | North | FC |  |  |  | #N/A | #N/A |  | #N/A | #N/A | #N/A
NQC List | CAISO | PGEB_2_PDRP27 | CAISO System | PGEB_2_PDRP27 | 0.99 | 0.99 | 0.99 | 0.99 | 0.99 | 0.99 | 0.99 | 0.99 | 0.99 | 0.99 | 0.99 | 0.99 | DEMAND RESPONSE | 2019-01-01 | 1900 | 2030 | Y | North | FC |  |  |  | #N/A | #N/A |  | #N/A | #N/A | #N/A
NQC List | CAISO | PGEB_2_PDRP28 | CAISO System | PGEB_2_PDRP28 | 0.99 | 0.99 | 0.99 | 0.99 | 0.99 | 0.99 | 0.99 | 0.99 | 0.99 | 0.99 | 0.99 | 0.99 | DEMAND RESPONSE | 2019-01-01 | 1900 | 2030 | Y | North | FC |  |  |  | #N/A | #N/A |  | #N/A | #N/A | #N/A
NQC List | CAISO | PGEB_2_PDRP29 | CAISO System | PGEB_2_PDRP29 | 0.99 | 0.99 | 0.99 | 0.99 | 0.99 | 0.99 | 0.99 | 0.99 | 0.99 | 0.99 | 0.99 | 0.99 | DEMAND RESPONSE | 2019-01-01 | 1900 | 2030 | Y | North | FC |  |  |  | #N/A | #N/A |  | #N/A | #N/A | #N/A
NQC List | CAISO | PGEB_2_PDRP30 | CAISO System | PGEB_2_PDRP30 | 0.99 | 0.99 | 0.99 | 0.99 | 0.99 | 0.99 | 0.99 | 0.99 | 0.99 | 0.99 | 0.99 | 0.99 | DEMAND RESPONSE | 2019-01-01 | 1900 | 2030 | Y | North | FC |  |  |  | #N/A | #N/A |  | #N/A | #N/A | #N/A
NQC List | CAISO | PGEB_2_PDRP31 | CAISO System | PGEB_2_PDRP31 | 0.99 | 0.99 | 0.99 | 0.99 | 0.99 | 0.99 | 0.99 | 0.99 | 0.99 | 0.99 | 0.99 | 0.99 | DEMAND RESPONSE | 2019-01-01 | 1900 | 2030 | Y | North | FC |  |  |  | #N/A | #N/A |  | #N/A | #N/A | #N/A
NQC List | CAISO | PGEB_2_PDRP34 | CAISO System | PGEB_2_PDRP34 | 0.99 | 0.99 | 0.99 | 0.99 | 0.99 | 0.99 | 0.99 | 0.99 | 0.99 | 0.99 | 0.99 | 0.99 | DEMAND RESPONSE | 2019-01-01 | 1900 | 2030 | Y | North | FC |  |  |  | #N/A | #N/A |  | #N/A | #N/A | #N/A
NQC List | CAISO | PGEB_2_PDRP35 | CAISO System | PGEB_2_PDRP35 | 0.99 | 0.99 | 0.99 | 0.99 | 0.99 | 0.99 | 0.99 | 0.99 | 0.99 | 0.99 | 0.99 | 0.99 | DEMAND RESPONSE | 2019-01-01 | 1900 | 2030 | Y | North | FC |  |  |  | #N/A | #N/A |  | #N/A | #N/A | #N/A
NQC List | CAISO | PGEB_2_PDRP36 | CAISO System | PGEB_2_PDRP36 | 0.99 | 0.99 | 0.99 | 0.99 | 0.99 | 0.99 | 0.99 | 0.99 | 0.99 | 0.99 | 0.99 | 0.99 | DEMAND RESPONSE | 2019-01-01 | 1900 | 2030 | Y | North | FC |  |  |  | #N/A | #N/A |  | #N/A | #N/A | #N/A
NQC List | CAISO | PGEB_2_PDRP37 | CAISO System | PGEB_2_PDRP37 | 0.99 | 0.99 | 0.99 | 0.99 | 0.99 | 0.99 | 0.99 | 0.99 | 0.99 | 0.99 | 0.99 | 0.99 | DEMAND RESPONSE | 2019-01-01 | 1900 | 2030 | Y | North | FC |  |  |  | #N/A | #N/A |  | #N/A | #N/A | #N/A
NQC List | CAISO | PGEB_2_PDRP40 | CAISO System | PGEB_2_PDRP40 | 0.99 | 0.99 | 0.99 | 0.99 | 0.99 | 0.99 | 0.99 | 0.99 | 0.99 | 0.99 | 0.99 | 0.99 | DEMAND RESPONSE | 2019-01-01 | 1900 | 2030 | Y | North | FC |  |  |  | #N/A | #N/A |  | #N/A | #N/A | #N/A
NQC List | CAISO | PGEB_2_PDRP41 | CAISO System | PGEB_2_PDRP41 | 0.99 | 0.99 | 0.99 | 0.99 | 0.99 | 0.99 | 0.99 | 0.99 | 0.99 | 0.99 | 0.99 | 0.99 | DEMAND RESPONSE | 2019-01-01 | 1900 | 2030 | Y | North | FC |  |  |  | #N/A | #N/A |  | #N/A | #N/A | #N/A
NQC List | CAISO | PGEB_2_PDRP42 | CAISO System | PGEB_2_PDRP42 | 0.99 | 0.99 | 0.99 | 0.99 | 0.99 | 0.99 | 0.99 | 0.99 | 0.99 | 0.99 | 0.99 | 0.99 | DEMAND RESPONSE | 2019-01-01 | 1900 | 2030 | Y | North | FC |  |  |  | #N/A | #N/A |  | #N/A | #N/A | #N/A
NQC List | CAISO | PGEB_2_PDRP43 | CAISO System | PGEB_2_PDRP43 | 0.99 | 0.99 | 0.99 | 0.99 | 0.99 | 0.99 | 0.99 | 0.99 | 0.99 | 0.99 | 0.99 | 0.99 | DEMAND RESPONSE | 2019-01-01 | 1900 | 2030 | Y | North | FC |  |  |  | #N/A | #N/A |  | #N/A | #N/A | #N/A
NQC List | CAISO | PGEB_2_PDRP44 | CAISO System | PGEB_2_PDRP44 | 0.99 | 0.99 | 0.99 | 0.99 | 0.99 | 0.99 | 0.99 | 0.99 | 0.99 | 0.99 | 0.99 | 0.99 | DEMAND RESPONSE | 2019-01-01 | 1900 | 2030 | Y | North | FC |  |  |  | #N/A | #N/A |  | #N/A | #N/A | #N/A
NQC List | CAISO | PGEB_2_PDRP45 | CAISO System | PGEB_2_PDRP45 | 0.99 | 0.99 | 0.99 | 0.99 | 0.99 | 0.99 | 0.99 | 0.99 | 0.99 | 0.99 | 0.99 | 0.99 | DEMAND RESPONSE | 2019-01-01 | 1900 | 2030 | Y | North | FC |  |  |  | #N/A | #N/A |  | #N/A | #N/A | #N/A
NQC List | CAISO | PGEB_2_PDRP46 | CAISO System | PGEB_2_PDRP46 | 0.99 | 0.99 | 0.99 | 0.99 | 0.99 | 0.99 | 0.99 | 0.99 | 0.99 | 0.99 | 0.99 | 0.99 | DEMAND RESPONSE | 2019-01-01 | 1900 | 2030 | Y | North | FC |  |  |  | #N/A | #N/A |  | #N/A | #N/A | #N/A
NQC List | CAISO | PGEB_2_PDRP47 | CAISO System | PGEB_2_PDRP47 | 0.99 | 0.99 | 0.99 | 0.99 | 0.99 | 0.99 | 0.99 | 0.99 | 0.99 | 0.99 | 0.99 | 0.99 | DEMAND RESPONSE | 2019-01-01 | 1900 | 2030 | Y | North | FC |  |  |  | #N/A | #N/A |  | #N/A | #N/A | #N/A
NQC List | CAISO | PGEB_2_PDRP48 | CAISO System | PGEB_2_PDRP48 | 0.99 | 0.99 | 0.99 | 0.99 | 0.99 | 0.99 | 0.99 | 0.99 | 0.99 | 0.99 | 0.99 | 0.99 | DEMAND RESPONSE | 2019-01-01 | 1900 | 2030 | Y | North | FC |  |  |  | #N/A | #N/A |  | #N/A | #N/A | #N/A
NQC List | CAISO | PGEB_2_PDRP49 | CAISO System | PGEB_2_PDRP49 | 0.99 | 0.99 | 0.99 | 0.99 | 0.99 | 0.99 | 0.99 | 0.99 | 0.99 | 0.99 | 0.99 | 0.99 | DEMAND RESPONSE | 2019-01-01 | 1900 | 2030 | Y | North | FC |  |  |  | #N/A | #N/A |  | #N/A | #N/A | #N/A
NQC List | CAISO | PGEB_2_PDRP50 | CAISO System | PGEB_2_PDRP50 | 0.99 | 0.99 | 0.99 | 0.99 | 0.99 | 0.99 | 0.99 | 0.99 | 0.99 | 0.99 | 0.99 | 0.99 | DEMAND RESPONSE | 2019-01-01 | 1900 | 2030 | Y | North | FC |  |  |  | #N/A | #N/A |  | #N/A | #N/A | #N/A
NQC List | CAISO | PGEB_2_PDRP51 | CAISO System | PGEB_2_PDRP51 | 0.99 | 0.99 | 0.99 | 0.99 | 0.99 | 0.99 | 0.99 | 0.99 | 0.99 | 0.99 | 0.99 | 0.99 | DEMAND RESPONSE | 2019-01-01 | 1900 | 2030 | Y | North | FC |  |  |  | #N/A | #N/A |  | #N/A | #N/A | #N/A
NQC List | CAISO | PGEB_2_PDRP52 | CAISO System | PGEB_2_PDRP52 | 0.99 | 0.99 | 0.99 | 0.99 | 0.99 | 0.99 | 0.99 | 0.99 | 0.99 | 0.99 | 0.99 | 0.99 | DEMAND RESPONSE | 2019-01-01 | 1900 | 2030 | Y | North | FC |  |  |  | #N/A | #N/A |  | #N/A | #N/A | #N/A
NQC List | CAISO | PGEB_2_PDRP53 | CAISO System | PGEB_2_PDRP53 | 0.99 | 0.99 | 0.99 | 0.99 | 0.99 | 0.99 | 0.99 | 0.99 | 0.99 | 0.99 | 0.99 | 0.99 | DEMAND RESPONSE | 2019-01-01 | 1900 | 2030 | Y | North | FC |  |  |  | #N/A | #N/A |  | #N/A | #N/A | #N/A
NQC List | CAISO | PGEB_2_PDRP54 | CAISO System | PGEB_2_PDRP54 | 0.99 | 0.99 | 0.99 | 0.99 | 0.99 | 0.99 | 0.99 | 0.99 | 0.99 | 0.99 | 0.99 | 0.99 | DEMAND RESPONSE | 2019-01-01 | 1900 | 2030 | Y | North | FC |  |  |  | #N/A | #N/A |  | #N/A | #N/A | #N/A
NQC List | CAISO | PGEB_2_PDRP55 | CAISO System | PGEB_2_PDRP55 | 0.99 | 0.99 | 0.99 | 0.99 | 0.99 | 0.99 | 0.99 | 0.99 | 0.99 | 0.99 | 0.99 | 0.99 | DEMAND RESPONSE | 2019-01-01 | 1900 | 2030 | Y | North | FC |  |  |  | #N/A | #N/A |  | #N/A | #N/A | #N/A
NQC List | CAISO | PGEB_2_PDRP56 | CAISO System | PGEB_2_PDRP56 | 0.99 | 0.99 | 0.99 | 0.99 | 0.99 | 0.99 | 0.99 | 0.99 | 0.99 | 0.99 | 0.99 | 0.99 | DEMAND RESPONSE | 2019-01-01 | 1900 | 2030 | Y | North | FC |  |  |  | #N/A | #N/A |  | #N/A | #N/A | #N/A
NQC List | CAISO | PGEB_2_PDRP57 | CAISO System | PGEB_2_PDRP57 | 0.99 | 0.99 | 0.99 | 0.99 | 0.99 | 0.99 | 0.99 | 0.99 | 0.99 | 0.99 | 0.99 | 0.99 | DEMAND RESPONSE | 2019-01-01 | 1900 | 2030 | Y | North | FC |  |  |  | #N/A | #N/A |  | #N/A | #N/A | #N/A
NQC List | CAISO | [15 empty] | #N/A | #N/A | 1900 | #N/A | [6 empty] | #N/A | #N/A |  | #N/A | #VALUE! | #N/A
NQC List | CAISO | PGEB_2_PDRP60 | CAISO System | PGEB_2_PDRP60 | 0.99 | 0.99 | 0.99 | 0.99 | 0.99 | 9.99 | 9.99 | 9.99 | 9.99 | 9.99 | 9.99 | 9.99 | DEMAND RESPONSE | 2019-01-01 | 1900 | 2030 | Y | North | FC |  |  |  | #N/A | #N/A |  | Yes | 9.99 | 0
NQC List | CAISO | [15 empty] | #N/A | #N/A | 1900 | #N/A | [6 empty] | #N/A | #N/A |  | #N/A | #VALUE! | #N/A
NQC List | CAISO | PGEB_2_PDRP62 | CAISO System | PGEB_2_PDRP62 | 9.99 | 9.99 | 9.99 | 9.99 | 9.99 | 9.99 | 9.99 | 9.99 | 9.99 | 9.99 | 9.99 | 9.99 | DEMAND RESPONSE | 2019-01-01 | 1900 | 2030 | Y | North | FC |  |  |  | #N/A | #N/A |  | Yes | 9.99 | 0
NQC List | CAISO | PGEB_2_PDRP63 | CAISO System |  | JUL: 0.99; AUG: 0.99; SEP: 0.99; OCT: 0.99; NOV: 0.99; DEC: 0.99 | DEMAND RESPONSE | 2019-01-01 | 1900 | 2030 | Y | North | FC |  |  |  | #N/A | #N/A |  | Yes | 0.99 | 0
NQC List | CAISO | [15 empty] | #N/A | #N/A | 1900 | #N/A | [6 empty] | #N/A | #N/A |  | #N/A | #VALUE! | #N/A
NQC List | CAISO | PGEB_2_PDRP65 | CAISO System |  | JUL: 0.99; AUG: 0.99; SEP: 0.99; OCT: 0.99; NOV: 0.99; DEC: 0.99 | DEMAND RESPONSE | 2019-01-01 | 1900 | 2030 | Y | North | FC |  |  |  | #N/A | #N/A |  | Yes | 0.99 | 0
NQC List | CAISO | PGEB_2_PDRP66 | CAISO System |  | JUL: 0.99; AUG: 0.99; SEP: 0.99; OCT: 0.99; NOV: 0.99; DEC: 0.99 | DEMAND RESPONSE | 2019-01-01 | 1900 | 2030 | Y | North | FC |  |  |  | #N/A | #N/A |  | Yes | 0.99 | 0
NQC List | CAISO | [15 empty] | #N/A | #N/A | 1900 | #N/A | [6 empty] | #N/A | #N/A |  | #N/A | #VALUE! | #N/A
NQC List | CAISO | [15 empty] | #N/A | #N/A | 1900 | #N/A | [6 empty] | #N/A | #N/A |  | #N/A | #VALUE! | #N/A
NQC List | CAISO | [15 empty] | #N/A | #N/A | 1900 | #N/A | [6 empty] | #N/A | #N/A |  | #N/A | #VALUE! | #N/A
NQC List | CAISO | [15 empty] | #N/A | #N/A | 1900 | #N/A | [6 empty] | #N/A | #N/A |  | #N/A | #VALUE! | #N/A
NQC List | CAISO | [15 empty] | #N/A | #N/A | 1900 | #N/A | [6 empty] | #N/A | #N/A |  | #N/A | #VALUE! | #N/A
NQC List | CAISO | [15 empty] | #N/A | #N/A | 1900 | #N/A | [6 empty] | #N/A | #N/A |  | #N/A | #VALUE! | #N/A
NQC List | CAISO | [15 empty] | #N/A | #N/A | 1900 | #N/A | [6 empty] | #N/A | #N/A |  | #N/A | #VALUE! | #N/A
NQC List | CAISO | [15 empty] | #N/A | #N/A | 1900 | #N/A | [6 empty] | #N/A | #N/A |  | #N/A | #VALUE! | #N/A
NQC List | CAISO | [15 empty] | #N/A | #N/A | 1900 | #N/A | [6 empty] | #N/A | #N/A |  | #N/A | #VALUE! | #N/A
NQC List | CAISO | PGEB_2_PDRP78 | CAISO System | PGEB_2_PDRP78 | 0.99 | 0.99 | 0.99 | 0.99 | 0.99 | 0.99 | 0.99 | 0.99 | 0.99 | 0.99 | 0.99 | 0.99 | DEMAND RESPONSE | #N/A | 1900 | 2030 | Y | North | FC |  |  |  | #N/A | #N/A |  | Yes | 0.99 | 0
NQC List | CAISO | PGEB_2_PDRP79 | CAISO System | PGEB_2_PDRP79 | 0.99 | 0.99 | 0.99 | 0.99 | 0.99 | 0.99 | 0.99 | 0.99 | 0.99 | 0.99 | 0.99 | 0.99 | DEMAND RESPONSE | #N/A | 1900 | 2030 | Y | North | FC |  |  |  | #N/A | #N/A |  | Yes | 0.99 | 0
NQC List | CAISO | PGEB_2_PDRP80 | CAISO System | PGEB_2_PDRP80 | 0.99 | 0.99 | 0.99 | 0.99 | 0.99 | 0.99 | 0.99 | 0.99 | 0.99 | 0.99 | 0.99 | 0.99 | DEMAND RESPONSE | #N/A | 1900 | 2030 | Y | North | FC |  |  |  | #N/A | #N/A |  | Yes | 0.99 | 0
NQC List | CAISO | PGEB_2_PDRP81 | CAISO System | PGEB_2_PDRP81 | 0.99 | 0.99 | 0.99 | 0.99 | 0.99 | 0.99 | 0.99 | 0.99 | 0.99 | 0.99 | 0.99 | 0.99 | DEMAND RESPONSE | #N/A | 1900 | 2030 | Y | North | FC |  |  |  | #N/A | #N/A |  | Yes | 0.99 | 0
NQC List | CAISO | PGEB_2_PDRP82 | CAISO System | PGEB_2_PDRP82 | 0.99 | 0.99 | 0.99 | 0.99 | 0.99 | 0.99 | 0.99 | 0.99 | 0.99 | 0.99 | 0.99 | 0.99 | DEMAND RESPONSE | #N/A | 1900 | 2030 | Y | North | FC |  |  |  | #N/A | #N/A |  | #N/A | #N/A | #N/A
NQC List | CAISO | [15 empty] | #N/A | #N/A | 1900 | #N/A | [6 empty] | #N/A | #N/A |  | #N/A | #VALUE! | #N/A
NQC List | CAISO | [15 empty] | #N/A | #N/A | 1900 | #N/A | [6 empty] | #N/A | #N/A |  | #N/A | #VALUE! | #N/A
NQC List | CAISO | [15 empty] | #N/A | #N/A | 1900 | #N/A | [6 empty] | #N/A | #N/A |  | #N/A | #VALUE! | #N/A
NQC List | CAISO | [15 empty] | #N/A | #N/A | 1900 | #N/A | [6 empty] | #N/A | #N/A |  | #N/A | #VALUE! | #N/A
NQC List | CAISO | [15 empty] | #N/A | #N/A | 1900 | #N/A | [6 empty] | #N/A | #N/A |  | #N/A | #VALUE! | #N/A
NQC List | CAISO | PGEB_2_PDRP93 | CAISO System |  | JUN: 0.4; JUL: 0.4; AUG: 0.4; SEP: 0.95; OCT: 0.86; NOV: 0.86; DEC: 0.86 | DEMAND RESPONSE | 2020-06-01 | 1900 | 2050 | Y | North | FC |  |  |  | #N/A | #N/A |  | Yes | -0.05 | 1
NQC List | CAISO | PGEB_2_PDRP94 | CAISO System |  | JUN: 2.5; JUL: 2.5; AUG: 2.5; SEP: 2.5; OCT: 2.5; NOV: 2.5; DEC: 2.5 | DEMAND RESPONSE | 2020-06-01 | 1900 | 2050 | Y | North | FC |  |  |  | #N/A | #N/A |  | Yes | 2.5 | 0
NQC List | CAISO | PGEB_2_PDRP95 | CAISO System |  | JUL: 0.99; AUG: 0.99; SEP: 0.99; OCT: 0.99; NOV: 0.99; DEC: 0.99 | DEMAND RESPONSE | 2020-07-01 | 1900 | 2050 | Y | North | FC |  |  |  | #N/A | #N/A |  | #N/A | #N/A | #N/A
NQC List | CAISO | PGEB_2_PDRP96 | CAISO System |  | JUL: 0.99; AUG: 0.99; SEP: 0.99; OCT: 0.99; NOV: 0.99; DEC: 0.99 | DEMAND RESPONSE | 2020-07-01 | 1900 | 2050 | Y | North | FC |  |  |  | #N/A | #N/A |  | #N/A | #N/A | #N/A
NQC List | CAISO | PGEB_2_PDRP97 | CAISO System |  | JUL: 0.99; AUG: 0.99; SEP: 0.99; OCT: 0.99; NOV: 0.99; DEC: 0.99 | DEMAND RESPONSE | 2020-07-01 | 1900 | 2050 | Y | North | FC |  |  |  | #N/A | #N/A |  | #N/A | #N/A | #N/A
NQC List | CAISO | PGEB_2_PDRP98 | CAISO System |  | JUL: 0.99; AUG: 0.99; SEP: 0.99; OCT: 0.99; NOV: 0.99; DEC: 0.99 | DEMAND RESPONSE | 2020-07-01 | 1900 | 2050 | Y | North | FC |  |  |  | #N/A | #N/A |  | #N/A | #N/A | #N/A
NQC List | CAISO | PGEB_2_PDRP99 | CAISO System |  | JUN: 2.95; JUL: 2.95; AUG: 2.95; SEP: 2.95; OCT: 2.95; NOV: 2.95; DEC: 2.95 | DEMAND RESPONSE | 2020-06-01 | 1900 | 2050 | Y | North | FC |  |  |  | #N/A | #N/A |  | Yes | 2.95 | 0
NQC List | CAISO | PGEB_2_RDRR08 | CAISO System | RDRR-D PGEB | 1.5 | 1.5 | 1.5 | 1.5 | 1.6 | 1.6 | 1.9 | 1.9 | 1.9 | 1.9 | 1.9 | 1.9 | DEMAND RESPONSE | 2019-01-01 | 1900 | 2030 | Y | North | FC |  |  |  | #N/A | #N/A |  | #N/A | #N/A | #N/A
NQC List | CAISO | PGF1_2_PDRP03 | CAISO System | PGF1_2_PDRP03 | 0.38 | 0.39 | 0.42 | 0 | 0.87 | 0 | 0 | 0 | 1.1 | 0.8 | 0 | 0.4 | DEMAND RESPONSE | 2019-01-01 | 1900 | 2030 | Y | North | FC |  |  |  | #N/A | #N/A |  | #N/A | #N/A | #N/A
NQC List | CAISO | PGF1_2_PDRP04 | CAISO System | PGF1_2_PDRP04 | 0.76 | 0.78 | 0.83 | 0 | 1.74 | 0.97 | 0 | 0.24 | 2.2 | 1.59 | 0.87 | 0.8 | DEMAND RESPONSE | 2019-01-01 | 1900 | 2030 | Y | North | FC |  |  |  | #N/A | #N/A |  | #N/A | #N/A | #N/A
NQC List | CAISO | PGF1_2_PDRP07 | CAISO System | PDR-F PGF1 | 0.99 | 0.99 | 0.99 | 0.99 | 0.99 | 0.99 | 0.99 | 0.99 | 0.99 | 0.99 | 0.99 | 0.99 | DEMAND RESPONSE | 2019-01-01 | 1900 | 2030 | Y | North | FC |  |  |  | #N/A | #N/A |  | #N/A | #N/A | #N/A
NQC List | CAISO | PGF1_2_PDRP08 | CAISO System | PDR-D PGF1 | 4.3 | 4.3 | 4.3 | 4.3 | 4.3 | 4.3 | 4.3 | 4.3 | 4.3 | 4.3 | 4.3 | 4.3 | DEMAND RESPONSE | 2019-01-01 | 1900 | 2030 | Y | North | FC |  |  |  | #N/A | #N/A |  | #N/A | #N/A | #N/A
NQC List | CAISO | [15 empty] | #N/A | #N/A | 1900 | #N/A | [6 empty] | #N/A | #N/A |  | #N/A | #VALUE! | #N/A
NQC List | CAISO | [15 empty] | #N/A | #N/A | 1900 | #N/A | [6 empty] | #N/A | #N/A |  | #N/A | #VALUE! | #N/A
NQC List | CAISO | PGF1_2_PDRP100 | CAISO System |  | JUN: 2; JUL: 2; AUG: 2; SEP: 2; OCT: 2; NOV: 2; DEC: 2 | DEMAND RESPONSE | 2020-06-01 | 1900 | 2050 | Y | North | FC |  |  |  | #N/A | #N/A |  | Yes | 2 | 0
NQC List | CAISO | PGF1_2_PDRP11 | CAISO System | PGF1_2_PDRP11 | 0.57 | 0.59 | 0.63 | 0 | 1.31 | 0 | 0 | 0 | 1.03 | 1.19 | 0.07 | 0.6 | DEMAND RESPONSE | 2019-01-01 | 1900 | 2030 | Y | North | FC |  |  |  | #N/A | #N/A |  | #N/A | #N/A | #N/A
NQC List | CAISO | PGF1_2_PDRP16 | CAISO System | PGF1_2_PDRP16 | 0.99 | 0.99 | 0.99 | 0.99 | 0.99 | 0.99 | 0.99 | 0.99 | 0.99 | 0.99 | 0.99 | 0.99 | DEMAND RESPONSE | 2019-01-01 | 1900 | 2030 | Y | North | FC |  |  |  | #N/A | #N/A |  | #N/A | #N/A | #N/A
NQC List | CAISO | PGF1_2_PDRP17 | CAISO System | PGF1_2_PDRP17 | 0.99 | 0.99 | 0.99 | 0.99 | 0.99 | 0.99 | 0.99 | 0.99 | 0.99 | 0.99 | 0.99 | 0.99 | DEMAND RESPONSE | 2019-01-01 | 1900 | 2030 | Y | North | FC |  |  |  | #N/A | #N/A |  | #N/A | #N/A | #N/A
NQC List | CAISO | PGF1_2_PDRP18 | CAISO System | PGF1_2_PDRP18 | 0.99 | 0.99 | 0.99 | 0.99 | 0.99 | 0.99 | 0.99 | 0.99 | 0.99 | 0.99 | 0.99 | 0.99 | DEMAND RESPONSE | 2019-01-01 | 1900 | 2030 | Y | North | FC |  |  |  | #N/A | #N/A |  | #N/A | #N/A | #N/A
NQC List | CAISO | PGF1_2_PDRP19 | CAISO System | PGF1_2_PDRP19 | 0.99 | 0.99 | 0.99 | 0.99 | 0.99 | 0.99 | 0.99 | 0.99 | 0.99 | 0.99 | 0.99 | 0.99 | DEMAND RESPONSE | 2019-01-01 | 1900 | 2030 | Y | North | FC |  |  |  | #N/A | #N/A |  | #N/A | #N/A | #N/A
NQC List | CAISO | PGF1_2_PDRP20 | CAISO System | PGF1_2_PDRP20 | 0.99 | 0.99 | 0.99 | 0.99 | 0.99 | 0.99 | 0.99 | 0.99 | 0.99 | 0.99 | 0.99 | 0.99 | DEMAND RESPONSE | 2019-01-01 | 1900 | 2030 | Y | North | FC |  |  |  | #N/A | #N/A |  | #N/A | #N/A | #N/A
NQC List | CAISO | PGF1_2_PDRP21 | CAISO System | PGF1_2_PDRP21 | 0.99 | 0.99 | 0.99 | 0.99 | 0.99 | 0.99 | 0.99 | 0.99 | 0.99 | 0.99 | 0.99 | 0.99 | DEMAND RESPONSE | 2019-01-01 | 1900 | 2030 | Y | North | FC |  |  |  | #N/A | #N/A |  | #N/A | #N/A | #N/A
NQC List | CAISO | PGF1_2_PDRP24 | CAISO System | PGF1_2_PDRP24 | 0.99 | 0.99 | 0.99 | 0.99 | 0.99 | 0.99 | 0.99 | 0.99 | 0.99 | 0.99 | 0.99 | 0.99 | DEMAND RESPONSE | 2019-01-01 | 1900 | 2030 | Y | North | FC |  |  |  | #N/A | #N/A |  | #N/A | #N/A | #N/A
NQC List | CAISO | PGF1_2_PDRP25 | CAISO System | PGF1_2_PDRP25 | 0.99 | 0.99 | 0.99 | 0.99 | 0.99 | 0.99 | 0.99 | 0.99 | 0.99 | 0.99 | 0.99 | 0.99 | DEMAND RESPONSE | 2019-01-01 | 1900 | 2030 | Y | North | FC |  |  |  | #N/A | #N/A |  | #N/A | #N/A | #N/A
NQC List | CAISO | PGF1_2_PDRP26 | CAISO System | PGF1_2_PDRP26 | 0.99 | 0.99 | 0.99 | 0.99 | 0.99 | 0.99 | 0.99 | 0.99 | 0.99 | 0.99 | 0.99 | 0.99 | DEMAND RESPONSE | 2019-01-01 | 1900 | 2030 | Y | North | FC |  |  |  | #N/A | #N/A |  | #N/A | #N/A | #N/A
NQC List | CAISO | PGF1_2_PDRP27 | CAISO System | PGF1_2_PDRP27 | 0.99 | 0.99 | 0.99 | 0.99 | 0.99 | 0.99 | 0.99 | 0.99 | 0.99 | 0.99 | 0.99 | 0.99 | DEMAND RESPONSE | 2019-01-01 | 1900 | 2030 | Y | North | FC |  |  |  | #N/A | #N/A |  | #N/A | #N/A | #N/A
NQC List | CAISO | PGF1_2_PDRP28 | CAISO System | PGF1_2_PDRP28 | 0.99 | 0.99 | 0.99 | 0.99 | 0.99 | 0.99 | 0.99 | 0.99 | 0.99 | 0.99 | 0.99 | 0.99 | DEMAND RESPONSE | 2019-01-01 | 1900 | 2030 | Y | North | FC |  |  |  | #N/A | #N/A |  | #N/A | #N/A | #N/A
NQC List | CAISO | PGF1_2_PDRP29 | CAISO System | PGF1_2_PDRP29 | 0.99 | 0.99 | 0.99 | 0.99 | 0.99 | 0.99 | 0.99 | 0.99 | 0.99 | 0.99 | 0.99 | 0.99 | DEMAND RESPONSE | 2019-01-01 | 1900 | 2030 | Y | North | FC |  |  |  | #N/A | #N/A |  | #N/A | #N/A | #N/A
NQC List | CAISO | PGF1_2_PDRP30 | CAISO System | PGF1_2_PDRP30 | 0.99 | 0.99 | 0.99 | 0.99 | 0.99 | 0.99 | 0.99 | 0.99 | 0.99 | 0.99 | 0.99 | 0.99 | DEMAND RESPONSE | 2019-01-01 | 1900 | 2030 | Y | North | FC |  |  |  | #N/A | #N/A |  | #N/A | #N/A | #N/A
NQC List | CAISO | [15 empty] | #N/A | #N/A | 1900 | #N/A | [6 empty] | #N/A | #N/A |  | #N/A | #VALUE! | #N/A
NQC List | CAISO | PGF1_2_PDRP36 | CAISO System | PGF1_2_PDRP36 | 0 | 0 | 0 | 0 | 0 | 0 | 0 | 0 | 0.34 | 0 | 0 | 0 | DEMAND RESPONSE | 2019-01-01 | 1900 | 2030 | Y | North | FC |  |  |  | #N/A | #N/A |  | #N/A | #N/A | #N/A
NQC List | CAISO | PGF1_2_PDRP37 | CAISO System | PGF1_2_PDRP37 | 2 | 2 | 2 | 2 | 2 | 2 | 2 | 2 | 2 | 2 | 2 | 2 | DEMAND RESPONSE | 2019-01-01 | 1900 | 2030 | Y | North | FC |  |  |  | #N/A | #N/A |  | #N/A | #N/A | #N/A
NQC List | CAISO | PGF1_2_PDRP38 | CAISO System | PGF1_2_PDRP38 | 2 | 2 | 2 | 2 | 2 | 2 | 2 | 2 | 2 | 2 | 2 | 2 | DEMAND RESPONSE | 2019-01-01 | 1900 | 2030 | Y | North | FC |  |  |  | #N/A | #N/A |  | #N/A | #N/A | #N/A
NQC List | CAISO | PGF1_2_PDRP39 | CAISO System | PGF1_2_PDRP39 | 2 | 2 | 2 | 2 | 2 | 2 | 2 | 2 | 2 | 2 | 2 | 2 | DEMAND RESPONSE | 2019-01-01 | 1900 | 2030 | Y | North | FC |  |  |  | #N/A | #N/A |  | #N/A | #N/A | #N/A
NQC List | CAISO | PGF1_2_PDRP40 | CAISO System | PGF1_2_PDRP40 | 2 | 2 | 2 | 2 | 2 | 2 | 2 | 2 | 2 | 2 | 2 | 2 | DEMAND RESPONSE | 2019-01-01 | 1900 | 2030 | Y | North | FC |  |  |  | #N/A | #N/A |  | #N/A | #N/A | #N/A
NQC List | CAISO | PGF1_2_PDRP41 | CAISO System | PGF1_2_PDRP41 | 2 | 2 | 2 | 2 | 2 | 2 | 2 | 2 | 2 | 2 | 2 | 2 | DEMAND RESPONSE | 2019-01-01 | 1900 | 2030 | Y | North | FC |  |  |  | #N/A | #N/A |  | #N/A | #N/A | #N/A
NQC List | CAISO | PGF1_2_PDRP42 | CAISO System | PGF1_2_PDRP42 | 2 | 2 | 2 | 2 | 2 | 2 | 2 | 2 | 2 | 2 | 2 | 2 | DEMAND RESPONSE | 2019-01-01 | 1900 | 2030 | Y | North | FC |  |  |  | #N/A | #N/A |  | #N/A | #N/A | #N/A
NQC List | CAISO | PGF1_2_PDRP43 | CAISO System | PGF1_2_PDRP43 | 2 | 2 | 2 | 2 | 2 | 2 | 2 | 2 | 2 | 2 | 2 | 2 | DEMAND RESPONSE | 2019-01-01 | 1900 | 2030 | Y | North | FC |  |  |  | #N/A | #N/A |  | #N/A | #N/A | #N/A
NQC List | CAISO | PGF1_2_PDRP44 | CAISO System | PGF1_2_PDRP44 | 2 | 2 | 2 | 2 | 2 | 2 | 2 | 2 | 2 | 2 | 2 | 2 | DEMAND RESPONSE | 2019-01-01 | 1900 | 2030 | Y | North | FC |  |  |  | #N/A | #N/A |  | #N/A | #N/A | #N/A
NQC List | CAISO | PGF1_2_PDRP45 | CAISO System | PGF1_2_PDRP45 | 2 | 2 | 2 | 2 | 2 | 2 | 2 | 2 | 2 | 2 | 2 | 2 | DEMAND RESPONSE | 2019-01-01 | 1900 | 2030 | Y | North | FC |  |  |  | #N/A | #N/A |  | #N/A | #N/A | #N/A
NQC List | CAISO | PGF1_2_PDRP46 | CAISO System | PGF1_2_PDRP46 | 2 | 2 | 2 | 2 | 2 | 2 | 2 | 2 | 2 | 2 | 2 | 2 | DEMAND RESPONSE | 2019-01-01 | 1900 | 2030 | Y | North | FC |  |  |  | #N/A | #N/A |  | #N/A | #N/A | #N/A
NQC List | CAISO | PGF1_2_PDRP47 | CAISO System | PGF1_2_PDRP47 | 2 | 2 | 2 | 2 | 2 | 2 | 2 | 2 | 2 | 2 | 2 | 2 | DEMAND RESPONSE | 2019-01-01 | 1900 | 2030 | Y | North | FC |  |  |  | #N/A | #N/A |  | #N/A | #N/A | #N/A
NQC List | CAISO | PGF1_2_PDRP48 | CAISO System | PGF1_2_PDRP48 | 2 | 2 | 2 | 2 | 2 | 2 | 2 | 2 | 2 | 2 | 2 | 2 | DEMAND RESPONSE | 2019-01-01 | 1900 | 2030 | Y | North | FC |  |  |  | #N/A | #N/A |  | #N/A | #N/A | #N/A
NQC List | CAISO | PGF1_2_PDRP49 | CAISO System | PGF1_2_PDRP49 | 2 | 2 | 2 | 2 | 2 | 2 | 2 | 2 | 2 | 2 | 2 | 2 | DEMAND RESPONSE | 2019-01-01 | 1900 | 2030 | Y | North | FC |  |  |  | #N/A | #N/A |  | #N/A | #N/A | #N/A
NQC List | CAISO | PGF1_2_PDRP50 | CAISO System | PGF1_2_PDRP50 | 2 | 2 | 2 | 2 | 2 | 2 | 2 | 2 | 2 | 2 | 2 | 2 | DEMAND RESPONSE | 2019-01-01 | 1900 | 2030 | Y | North | FC |  |  |  | #N/A | #N/A |  | #N/A | #N/A | #N/A
NQC List | CAISO | PGF1_2_PDRP51 | CAISO System | PGF1_2_PDRP51 | 2 | 2 | 2 | 2 | 2 | 2 | 2 | 2 | 2 | 2 | 2 | 2 | DEMAND RESPONSE | 2019-01-01 | 1900 | 2030 | Y | North | FC |  |  |  | #N/A | #N/A |  | #N/A | #N/A | #N/A
NQC List | CAISO | PGF1_2_PDRP52 | CAISO System | PGF1_2_PDRP52 | 2 | 2 | 2 | 2 | 2 | 2 | 2 | 2 | 2 | 2 | 2 | 2 | DEMAND RESPONSE | 2019-01-01 | 1900 | 2030 | Y | North | FC |  |  |  | #N/A | #N/A |  | #N/A | #N/A | #N/A
NQC List | CAISO | PGF1_2_PDRP53 | CAISO System | PGF1_2_PDRP53 | 2 | 2 | 2 | 2 | 2 | 2 | 2 | 2 | 2 | 2 | 2 | 2 | DEMAND RESPONSE | 2019-01-01 | 1900 | 2030 | Y | North | FC |  |  |  | #N/A | #N/A |  | #N/A | #N/A | #N/A
NQC List | CAISO | PGF1_2_PDRP54 | CAISO System | PGF1_2_PDRP54 | 2 | 2 | 2 | 2 | 2 | 2 | 2 | 2 | 2 | 2 | 2 | 2 | DEMAND RESPONSE | 2019-01-01 | 1900 | 2030 | Y | North | FC |  |  |  | #N/A | #N/A |  | #N/A | #N/A | #N/A
NQC List | CAISO | PGF1_2_PDRP55 | CAISO System | PGF1_2_PDRP55 | 2 | 2 | 2 | 2 | 2 | 2 | 2 | 2 | 2 | 2 | 2 | 2 | DEMAND RESPONSE | 2019-01-01 | 1900 | 2030 | Y | North | FC |  |  |  | #N/A | #N/A |  | #N/A | #N/A | #N/A
NQC List | CAISO | PGF1_2_PDRP56 | CAISO System | PGF1_2_PDRP56 | 2 | 2 | 2 | 2 | 2 | 2 | 2 | 2 | 2 | 2 | 2 | 2 | DEMAND RESPONSE | 2019-01-01 | 1900 | 2030 | Y | North | FC |  |  |  | #N/A | #N/A |  | #N/A | #N/A | #N/A
NQC List | CAISO | PGF1_2_PDRP57 | CAISO System | PGF1_2_PDRP57 | 2 | 2 | 2 | 2 | 2 | 2 | 2 | 2 | 2 | 2 | 2 | 2 | DEMAND RESPONSE | 2019-01-01 | 1900 | 2030 | Y | North | FC |  |  |  | #N/A | #N/A |  | #N/A | #N/A | #N/A
NQC List | CAISO | PGF1_2_PDRP58 | CAISO System | PGF1_2_PDRP58 | 2 | 2 | 2 | 2 | 2 | 2 | 2 | 2 | 2 | 2 | 2 | 2 | DEMAND RESPONSE | 2019-01-01 | 1900 | 2030 | Y | North | FC |  |  |  | #N/A | #N/A |  | #N/A | #N/A | #N/A
NQC List | CAISO | PGF1_2_PDRP59 | CAISO System | PGF1_2_PDRP59 | 2 | 2 | 2 | 2 | 2 | 2 | 2 | 2 | 2 | 2 | 2 | 2 | DEMAND RESPONSE | 2019-01-01 | 1900 | 2030 | Y | North | FC |  |  |  | #N/A | #N/A |  | #N/A | #N/A | #N/A
NQC List | CAISO | PGF1_2_PDRP60 | CAISO System | PGF1_2_PDRP60 | 9.99 | 9.99 | 9.99 | 9.99 | 9.99 | 9.99 | 9.99 | 9.99 | 9.99 | 9.99 | 9.99 | 9.99 | DEMAND RESPONSE | 2019-01-01 | 1900 | 2030 | Y | North | FC |  |  |  | #N/A | #N/A |  | #N/A | #N/A | #N/A
NQC List | CAISO | PGF1_2_PDRP61 | CAISO System | PGF1_2_PDRP61 | 0.99 | 0.99 | 0.99 | 0.99 | 0.99 | 0.99 | 0.99 | 0.99 | 0.99 | 0.99 | 0.99 | 0.99 | DEMAND RESPONSE | 2019-01-01 | 1900 | 2030 | Y | North | FC |  |  |  | #N/A | #N/A |  | Yes | 0.99 | 0
NQC List | CAISO | PGF1_2_PDRP62 | CAISO System | PGF1_2_PDRP62 | 0.99 | 0.99 | 0.99 | 0.99 | 0.99 | 0.99 | 0.99 | 0.99 | 0.99 | 0.99 | 0.99 | 0.99 | DEMAND RESPONSE | 2019-01-01 | 1900 | 2030 | Y | North | FC |  |  |  | #N/A | #N/A |  | #N/A | #N/A | #N/A
NQC List | CAISO | PGF1_2_PDRP63 | CAISO System | PGF1_2_PDRP63 | 0.99 | 0.99 | 0.99 | 0.99 | 0.99 | 0.99 | 0.99 | 0.99 | 0.99 | 0.99 | 0.99 | 0.99 | DEMAND RESPONSE | 2019-01-01 | 1900 | 2030 | Y | North | FC |  |  |  | #N/A | #N/A |  | Yes | 0.99 | 0
NQC List | CAISO | PGF1_2_PDRP64 | CAISO System | PGF1_2_PDRP64 | 0.99 | 0.99 | 0.99 | 0.99 | 0.99 | 0.99 | 0.99 | 0.99 | 0.99 | 0.99 | 0.99 | 0.99 | DEMAND RESPONSE | 2019-01-01 | 1900 | 2030 | Y | North | FC |  |  |  | #N/A | #N/A |  | #N/A | #N/A | #N/A
NQC List | CAISO | PGF1_2_PDRP65 | CAISO System | PGF1_2_PDRP65 | 0.99 | 0.99 | 0.99 | 0.99 | 0.99 | 0.99 | 0.99 | 0.99 | 0.99 | 0.99 | 0.99 | 0.99 | DEMAND RESPONSE | 2019-01-01 | 1900 | 2030 | Y | North | FC |  |  |  | #N/A | #N/A |  | #N/A | #N/A | #N/A
NQC List | CAISO | PGF1_2_PDRP66 | CAISO System | PGF1_2_PDRP66 | 9.99 | 9.99 | 9.99 | 9.99 | 9.99 | 9.99 | 9.99 | 9.99 | 9.99 | 9.99 | 9.99 | 9.99 | DEMAND RESPONSE | 2019-01-01 | 1900 | 2030 | Y | North | FC |  |  |  | #N/A | #N/A |  | #N/A | #N/A | #N/A
NQC List | CAISO | PGF1_2_PDRP68 | CAISO System | PGF1_2_PDRP68 | 0.99 | 0.99 | 0.99 | 0.99 | 0.99 | 0.99 | 0.99 | 0.99 | 0.99 | 0.99 | 0.99 | 0.99 | DEMAND RESPONSE | 2019-01-01 | 1900 | 2030 | Y | North | FC |  |  |  | #N/A | #N/A |  | Yes | 0.99 | 0
NQC List | CAISO | PGF1_2_PDRP69 | CAISO System | PGF1_2_PDRP69 | 0.99 | 0.99 | 0.99 | 0.99 | 0.99 | 0.99 | 0.99 | 0.99 | 0.99 | 0.99 | 0.99 | 0.99 | DEMAND RESPONSE | 2019-01-01 | 1900 | 2030 | Y | North | FC |  |  |  | #N/A | #N/A |  | #N/A | #N/A | #N/A
NQC List | CAISO | PGF1_2_PDRP70 | CAISO System |  | JUL: 0.99; AUG: 0.99; SEP: 0.99; OCT: 0.99; NOV: 0.99; DEC: 0.99 | DEMAND RESPONSE | 2019-01-01 | 1900 | 2030 | Y | North | FC |  |  |  | #N/A | #N/A |  | #N/A | #N/A | #N/A
NQC List | CAISO | PGF1_2_PDRP71 | CAISO System |  | JUL: 0.99; AUG: 0.99; SEP: 0.99; OCT: 0.99; NOV: 0.99; DEC: 0.99 | DEMAND RESPONSE | 2019-01-01 | 1900 | 2030 | Y | North | FC |  |  |  | #N/A | #N/A |  | #N/A | #N/A | #N/A
NQC List | CAISO | PGF1_2_PDRP72 | CAISO System |  | JUL: 0.99; AUG: 0.99; SEP: 0.99; OCT: 0.99; NOV: 0.99; DEC: 0.99 | DEMAND RESPONSE | 2019-01-01 | 1900 | 2030 | Y | North | FC |  |  |  | #N/A | #N/A |  | Yes | 0.99 | 0
NQC List | CAISO | PGF1_2_PDRP73 | CAISO System |  | JUL: 0.99; AUG: 0.99; SEP: 0.99; OCT: 0.99; NOV: 0.99; DEC: 0.99 | DEMAND RESPONSE | 2019-01-01 | 1900 | 2030 | Y | North | FC |  |  |  | #N/A | #N/A |  | Yes | 0.99 | 0
NQC List | CAISO | [15 empty] | #N/A | #N/A | 1900 | #N/A | [6 empty] | #N/A | #N/A |  | #N/A | #VALUE! | #N/A
NQC List | CAISO | [15 empty] | #N/A | #N/A | 1900 | #N/A | [6 empty] | #N/A | #N/A |  | #N/A | #VALUE! | #N/A
NQC List | CAISO | [15 empty] | #N/A | #N/A | 1900 | #N/A | [6 empty] | #N/A | #N/A |  | #N/A | #VALUE! | #N/A
NQC List | CAISO | PGF1_2_PDRP77 | CAISO System | PGF1_2_PDRP77 | 0.99 | 0.99 | 0.99 | 0.99 | 0.99 | 0.99 | 0.99 | 0.99 | 0.99 | 0.99 | 0.99 | 0.99 | DEMAND RESPONSE | #N/A | 1900 | 2030 | Y | North | FC |  |  |  | #N/A | #N/A |  | Yes | 0.99 | 0
NQC List | CAISO | PGF1_2_PDRP78 | CAISO System | PGF1_2_PDRP78 | 0.99 | 0.99 | 0.99 | 0.99 | 0.99 | 0.99 | 0.99 | 0.99 | 0.99 | 0.99 | 0.99 | 0.99 | DEMAND RESPONSE | #N/A | 1900 | 2030 | Y | North | FC |  |  |  | #N/A | #N/A |  | Yes | 0.99 | 0
NQC List | CAISO | PGF1_2_PDRP79 | CAISO System | PGF1_2_PDRP79 | 0.99 | 0.99 | 0.99 | 0.99 | 0.99 | 0.99 | 0.99 | 0.99 | 0.99 | 0.99 | 0.99 | 0.99 | DEMAND RESPONSE | #N/A | 1900 | 2030 | Y | North | FC |  |  |  | #N/A | #N/A |  | #N/A | #N/A | #N/A
NQC List | CAISO | PGF1_2_PDRP80 | CAISO System |  | JUN: 0.99; JUL: 0.99; AUG: 0.99; SEP: 0.99; OCT: 0.99; NOV: 0.99; DEC: 0.99 | DEMAND RESPONSE | 2020-06-01 | 1900 | 2050 | Y | North | FC |  |  |  | #N/A | #N/A |  | #N/A | #N/A | #N/A
NQC List | CAISO | PGF1_2_PDRP81 | CAISO System |  | JUN: 0.99; JUL: 0.99; AUG: 0.99; SEP: 0.99; OCT: 0.99; NOV: 0.99; DEC: 0.99 | DEMAND RESPONSE | 2020-06-01 | 1900 | 2050 | Y | North | FC |  |  |  | #N/A | #N/A |  | #N/A | #N/A | #N/A
NQC List | CAISO | PGF1_2_PDRP82 | CAISO System |  | JUN: 0.99; JUL: 0.99; AUG: 0.99; SEP: 0.99; OCT: 0.99; NOV: 0.99; DEC: 0.99 | DEMAND RESPONSE | 2020-06-01 | 1900 | 2050 | Y | North | FC |  |  |  | #N/A | #N/A |  | #N/A | #N/A | #N/A
NQC List | CAISO | PGF1_2_PDRP83 | CAISO System |  | JUN: 0.99; JUL: 0.99; AUG: 0.99; SEP: 0.99; OCT: 0.99; NOV: 0.99; DEC: 0.99 | DEMAND RESPONSE | 2020-06-01 | 1900 | 2050 | Y | North | FC |  |  |  | #N/A | #N/A |  | #N/A | #N/A | #N/A
NQC List | CAISO | PGF1_2_PDRP84 | CAISO System |  | JUN: 0.99; JUL: 0.99; AUG: 0.99; SEP: 0.99; OCT: 0.99; NOV: 0.99; DEC: 0.99 | DEMAND RESPONSE | 2020-06-01 | 1900 | 2050 | Y | North | FC |  |  |  | #N/A | #N/A |  | #N/A | #N/A | #N/A
NQC List | CAISO | PGF1_2_PDRP85 | CAISO System |  | JUN: 0.99; JUL: 0.99; AUG: 0.99; SEP: 0.99; OCT: 0.99; NOV: 0.99; DEC: 0.99 | DEMAND RESPONSE | 2020-06-01 | 1900 | 2050 | Y | North | FC |  |  |  | #N/A | #N/A |  | #N/A | #N/A | #N/A
NQC List | CAISO | PGF1_2_PDRP86 | CAISO System |  | JUN: 0.99; JUL: 0.99; AUG: 0.99; SEP: 0.99; OCT: 0.99; NOV: 0.99; DEC: 0.99 | DEMAND RESPONSE | 2020-06-01 | 1900 | 2050 | Y | North | FC |  |  |  | #N/A | #N/A |  | #N/A | #N/A | #N/A
NQC List | CAISO | PGF1_2_PDRP87 | CAISO System |  | JUN: 0.99; JUL: 0.99; AUG: 0.99; SEP: 0.99; OCT: 0.99; NOV: 0.99; DEC: 0.99 | DEMAND RESPONSE | 2020-06-01 | 1900 | 2050 | Y | North | FC |  |  |  | #N/A | #N/A |  | #N/A | #N/A | #N/A
NQC List | CAISO | PGF1_2_PDRP88 | CAISO System | PGF1_2_PDRP88 | 0.99 | 0.99 | 0.99 | 0.99 | 0.99 | 0.99 | 0.99 | 0.99 | 0.99 | 0.99 | 0.99 | 0.99 | DEMAND RESPONSE | #N/A | 1900 | 2030 | Y | North | FC |  |  |  | #N/A | #N/A |  | #N/A | #N/A | #N/A
NQC List | CAISO | PGF1_2_PDRP89 | CAISO System |  | JUN: 0.99; JUL: 0.99; AUG: 0.99; SEP: 0.99; OCT: 0.99; NOV: 0.99; DEC: 0.99 | DEMAND RESPONSE | 2020-06-01 | 1900 | 2050 | Y | North | FC |  |  |  | #N/A | #N/A |  | #N/A | #N/A | #N/A
NQC List | CAISO | [15 empty] | #N/A | #N/A | 1900 | #N/A | [6 empty] | #N/A | #N/A |  | #N/A | #VALUE! | #N/A
NQC List | CAISO | [15 empty] | #N/A | #N/A | 1900 | #N/A | [6 empty] | #N/A | #N/A |  | #N/A | #VALUE! | #N/A
NQC List | CAISO | PGF1_2_PDRP92 | CAISO System |  | JUN: 3; JUL: 3; AUG: 3; SEP: 5.5; OCT: 4.95; NOV: 4.95; DEC: 4.95 | DEMAND RESPONSE | 2020-06-01 | 1900 | 2050 | Y | North | FC |  |  |  | #N/A | #N/A |  | Yes | 3 | 2.5
NQC List | CAISO | PGF1_2_PDRP93 | CAISO System |  | JUL: 0.99; AUG: 0.99; SEP: 0.99; OCT: 0.99; NOV: 0.99; DEC: 0.99 | DEMAND RESPONSE | 2020-07-01 | 1900 | 2050 | Y | North | FC |  |  |  | #N/A | #N/A |  | #N/A | #N/A | #N/A
NQC List | CAISO | PGF1_2_PDRP94 | CAISO System |  | JUL: 0.99; AUG: 0.99; SEP: 0.99; OCT: 0.99; NOV: 0.99; DEC: 0.99 | DEMAND RESPONSE | 2020-07-01 | 1900 | 2050 | Y | North | FC |  |  |  | #N/A | #N/A |  | #N/A | #N/A | #N/A
NQC List | CAISO | PGF1_2_PDRP95 | CAISO System |  | JUL: 0.99; AUG: 0.99; SEP: 0.99; OCT: 0.99; NOV: 0.99; DEC: 0.99 | DEMAND RESPONSE | 2020-07-01 | 1900 | 2050 | Y | North | FC |  |  |  | #N/A | #N/A |  | #N/A | #N/A | #N/A
NQC List | CAISO | PGF1_2_PDRP96 | CAISO System |  | JUL: 0.99; AUG: 0.99; SEP: 0.99; OCT: 0.99; NOV: 0.99; DEC: 0.99 | DEMAND RESPONSE | 2020-07-01 | 1900 | 2050 | Y | North | FC |  |  |  | #N/A | #N/A |  | #N/A | #N/A | #N/A
NQC List | CAISO | PGF1_2_PDRP97 | CAISO System |  | JUL: 0.99; AUG: 0.99; SEP: 0.99; OCT: 0.99; NOV: 0.99; DEC: 0.99 | DEMAND RESPONSE | 2020-07-01 | 1900 | 2050 | Y | North | FC |  |  |  | #N/A | #N/A |  | #N/A | #N/A | #N/A
NQC List | CAISO | PGF1_2_PDRP98 | CAISO System |  | JUL: 0.99; AUG: 0.99; SEP: 0.99; OCT: 0.99; NOV: 0.99; DEC: 0.99 | DEMAND RESPONSE | 2020-07-01 | 1900 | 2050 | Y | North | FC |  |  |  | #N/A | #N/A |  | #N/A | #N/A | #N/A
NQC List | CAISO | PGF1_2_PDRP99 | CAISO System |  | JUN: 5.35; JUL: 5.35; AUG: 5.35; SEP: 5.35; OCT: 5.35; NOV: 5.35; DEC: 5.35 | DEMAND RESPONSE | 2020-06-01 | 1900 | 2050 | Y | North | FC |  |  |  | #N/A | #N/A |  | #N/A | #N/A | #N/A
NQC List | CAISO | PGF1_2_RDRR05 | CAISO System | RDRR-D PGF1 SEES | 0.9 | 0.9 | 0.9 | 0.9 | 0.9 | 0.9 | 0.9 | 0.9 | 0.9 | 0.9 | 0.9 | 0.9 | DEMAND RESPONSE | 2019-01-01 | 1900 | 2030 | Y | North | FC |  |  |  | #N/A | #N/A |  | #N/A | #N/A | #N/A
NQC List | CAISO | PGF1_2_RDRR06 | CAISO System | RDRR-D PGF1 EDF | 1.9 | 2 | 2 | 2 | 2 | 2 | 2 | 2 | 2 | 2 | 2 | 2 | DEMAND RESPONSE | 2019-01-01 | 1900 | 2030 | Y | North | FC |  |  |  | #N/A | #N/A |  | #N/A | #N/A | #N/A
NQC List | CAISO | PGF1_2_RDRR07 | CAISO System | RDRR-D PGF1 | 0.99 | 0.99 | 0.99 | 0.99 | 0.99 | 0.99 | 0.99 | 0.99 | 0.99 | 0.99 | 0.99 | 0.99 | DEMAND RESPONSE | 2019-01-01 | 1900 | 2030 | Y | North | FC |  |  |  | #N/A | #N/A |  | #N/A | #N/A | #N/A
NQC List | CAISO | [15 empty] | #N/A | #N/A | 1900 | #N/A | [6 empty] | #N/A | #N/A |  | #N/A | #VALUE! | #N/A
NQC List | CAISO | PGFG_1_PDRP05 | CAISO System | PGFG_1_PDRP05 | 0.27 | 0.26 | 0.27 | 0.29 | 0.25 | 0.53 | 0.52 | 0.5 | 0.43 | 0.26 | 0.27 | 0.26 | DEMAND RESPONSE | 2019-01-01 | 1900 | 2030 | Y | North | FC |  |  |  | #N/A | #N/A |  | #N/A | #N/A | #N/A
NQC List | CAISO | [15 empty] | #N/A | #N/A | 1900 | #N/A | [6 empty] | #N/A | #N/A |  | #N/A | #VALUE! | #N/A
NQC List | CAISO | PGFG_1_PDRP13 | CAISO System | PGFG_1_PDRP13 | 0.99 | 0.99 | 0.99 | 0.99 | 0.99 | 0.99 | 0.99 | 0.99 | 0.99 | 0.99 | 0.99 | 0.99 | DEMAND RESPONSE | 2019-01-01 | 1900 | 2030 | Y | North | FC |  |  |  | #N/A | #N/A |  | #N/A | #N/A | #N/A
NQC List | CAISO | PGFG_1_PDRP14 | CAISO System | PGFG_1_PDRP14 | 0.99 | 0.99 | 0.99 | 0.99 | 0.99 | 0.99 | 0.99 | 0.99 | 0.99 | 0.99 | 0.99 | 0.99 | DEMAND RESPONSE | 2019-01-01 | 1900 | 2030 | Y | North | FC |  |  |  | #N/A | #N/A |  | #N/A | #N/A | #N/A
NQC List | CAISO | PGFG_1_PDRP15 | CAISO System | PGFG_1_PDRP15 | 0.99 | 0.99 | 0.99 | 0.99 | 0.99 | 0.99 | 0.99 | 0.99 | 0.99 | 0.99 | 0.99 | 0.99 | DEMAND RESPONSE | 2019-01-01 | 1900 | 2030 | Y | North | FC |  |  |  | #N/A | #N/A |  | #N/A | #N/A | #N/A
NQC List | CAISO | PGFG_1_PDRP17 | CAISO System | PGFG_1_PDRP17 | 0.99 | 0.99 | 0.99 | 0.99 | 0.99 | 0.99 | 0.99 | 0.99 | 0.99 | 0.99 | 0.99 | 0.99 | DEMAND RESPONSE | 2019-01-01 | 1900 | 2030 | Y | North | FC |  |  |  | #N/A | #N/A |  | #N/A | #N/A | #N/A
NQC List | CAISO | [15 empty] | #N/A | #N/A | 1900 | #N/A | [6 empty] | #N/A | #N/A |  | #N/A | #VALUE! | #N/A
NQC List | CAISO | PGFG_1_PDRP19 | CAISO System | PGFG_1_PDRP19 | 9.99 | 9.99 | 9.99 | 9.99 | 9.99 | 9.99 | 9.99 | 9.99 | 9.99 | 9.99 | 9.99 | 9.99 | DEMAND RESPONSE | 2019-01-01 | 1900 | 2030 | Y | North | FC |  |  |  | #N/A | #N/A |  | #N/A | #N/A | #N/A
NQC List | CAISO | PGFG_1_PDRP20 | CAISO System | PGFG_1_PDRP20 | 0.99 | 0.99 | 0.99 | 0.99 | 0.99 | 0.99 | 0.99 | 0.99 | 0.99 | 0.99 | 0.99 | 0.99 | DEMAND RESPONSE | #N/A | 1900 | 2030 | Y | North | FC |  |  |  | #N/A | #N/A |  | Yes | 0.99 | 0
NQC List | CAISO | PGFG_1_PDRP21 | CAISO System |  | JUL: 0.99; AUG: 0.99; SEP: 0.99; OCT: 0.99; NOV: 0.99; DEC: 0.99 | DEMAND RESPONSE | 2020-07-01 | 1900 | 2050 | Y | North | FC |  |  |  | #N/A | #N/A |  | Yes | 0.99 | 0
NQC List | CAISO | [15 empty] | #N/A | #N/A | 1900 | #N/A | [6 empty] | #N/A | #N/A |  | #N/A | #VALUE! | #N/A
NQC List | CAISO | PGFG_1_PDRP25 | CAISO System | PGFG_1_PDRP25 | 0.99 | 0.99 | 0.99 | 0.99 | 0.99 | 0.99 | 0.99 | 0.99 | 0.99 | 0.99 | 0.99 | 0.99 | DEMAND RESPONSE | #N/A | 1900 | 2030 | Y | North | FC |  |  |  | #N/A | #N/A |  | #N/A | #N/A | #N/A
NQC List | CAISO | [15 empty] | #N/A | #N/A | 1900 | #N/A | [6 empty] | #N/A | #N/A |  | #N/A | #VALUE! | #N/A
NQC List | CAISO | PGFG_1_PDRP30 | CAISO System |  | JUN: 4; JUL: 4; AUG: 4; SEP: 4; OCT: 4; NOV: 4; DEC: 4 | DEMAND RESPONSE | 2020-06-01 | 1900 | 2050 | Y | North | FC |  |  |  | #N/A | #N/A |  | Yes | 4 | 0
NQC List | CAISO | PGFG_1_PDRP31 | CAISO System |  | JUN: 0.99; JUL: 0.99; AUG: 0.99; SEP: 0.99; OCT: 0.99; NOV: 0.99; DEC: 0.99 | DEMAND RESPONSE | 2020-06-01 | 1900 | 2050 | Y | North | FC |  |  |  | #N/A | #N/A |  | #N/A | #N/A | #N/A
NQC List | CAISO | PGFG_1_PDRP32 | CAISO System |  | JUN: 0.99; JUL: 0.99; AUG: 0.99; SEP: 0.99; OCT: 0.99; NOV: 0.99; DEC: 0.99 | DEMAND RESPONSE | 2020-06-01 | 1900 | 2050 | Y | North | FC |  |  |  | #N/A | #N/A |  | Yes | 0.99 | 0
NQC List | CAISO | PGFG_1_PDRP33 | CAISO System |  | JUN: 0.99; JUL: 0.99; AUG: 0.99; SEP: 0.99; OCT: 0.99; NOV: 0.99; DEC: 0.99 | DEMAND RESPONSE | 2020-06-01 | 1900 | 2050 | Y | North | FC |  |  |  | #N/A | #N/A |  | #N/A | #N/A | #N/A
NQC List | CAISO | PGFG_1_PDRP34 | CAISO System |  | JUN: 0.99; JUL: 0.99; AUG: 0.99; SEP: 0.99; OCT: 0.99; NOV: 0.99; DEC: 0.99 | DEMAND RESPONSE | 2020-06-01 | 1900 | 2050 | Y | North | FC |  |  |  | #N/A | #N/A |  | #N/A | #N/A | #N/A
NQC List | CAISO | PGFG_1_RDRR03 | CAISO System | RDRR-D PGFG SOMA | 0.5 | 0.5 | 0.5 | 0.5 | 0.5 | 0.5 | 0.5 | 0.5 | 0.5 | 0.5 | 0.5 | 0.5 | DEMAND RESPONSE | 2019-01-01 | 1900 | 2030 | Y | North | FC |  |  |  | #N/A | #N/A |  | #N/A | #N/A | #N/A
NQC List | CAISO | [15 empty] | #N/A | #N/A | 1900 | #N/A | [6 empty] | #N/A | #N/A |  | #N/A | #VALUE! | #N/A
NQC List | CAISO | PGHB_6_PDRP02 | CAISO System | PGHB_6_PDRP02 | 0.19 | 0.19 | 0.19 | 0.17 | 0.2 | 0.21 | 0.14 | 0.14 | 0.18 | 0.21 | 0.2 | 0.19 | DEMAND RESPONSE | 2019-01-01 | 1900 | 2030 | Y | North | FC |  |  |  | #N/A | #N/A |  | #N/A | #N/A | #N/A
NQC List | CAISO | PGHB_6_PDRP04 | CAISO System | PGHB_6_PDRP04 | 0.5 | 0.5 | 0.5 | 0.5 | 0.5 | 0.5 | 0.5 | 0.5 | 0.5 | 0.5 | 0.5 | 0.5 | DEMAND RESPONSE | 2019-01-01 | 1900 | 2030 | Y | North | FC |  |  |  | #N/A | #N/A |  | #N/A | #N/A | #N/A
NQC List | CAISO | PGHB_6_PDRP05 | CAISO System | PGHB_6_PDRP05 | 0.99 | 0.99 | 0.99 | 0.99 | 0.99 | 0.99 | 0.99 | 0.99 | 0.99 | 0.99 | 0.99 | 0.99 | DEMAND RESPONSE | 2019-01-01 | 1900 | 2030 | Y | North | FC |  |  |  | #N/A | #N/A |  | #N/A | #N/A | #N/A
NQC List | CAISO | PGHB_6_PDRP06 | CAISO System | PGHB_6_PDRP06 | 0.99 | 0.99 | 0.99 | 0.99 | 0.99 | 0.99 | 0.99 | 0.99 | 0.99 | 0.99 | 0.99 | 0.99 | DEMAND RESPONSE | 2019-01-01 | 1900 | 2030 | Y | North | FC |  |  |  | #N/A | #N/A |  | #N/A | #N/A | #N/A
NQC List | CAISO | PGHB_6_PDRP07 | CAISO System | PGHB_6_PDRP07 | 0.99 | 0.99 | 0.99 | 0.99 | 0.99 | 0.99 | 0.99 | 0.99 | 0.99 | 0.99 | 0.99 | 0.99 | DEMAND RESPONSE | 2019-01-01 | 1900 | 2030 | Y | North | FC |  |  |  | #N/A | #N/A |  | #N/A | #N/A | #N/A
NQC List | CAISO | PGHB_6_PDRP10 | CAISO System | PGHB_6_PDRP10 | 0.99 | 0.99 | 0.99 | 0.99 | 0.99 | 0.99 | 0.99 | 0.99 | 0.99 | 0.99 | 0.99 | 0.99 | DEMAND RESPONSE | #N/A | 1900 | 2030 | Y | North | FC |  |  |  | #N/A | #N/A |  | #N/A | #N/A | #N/A
NQC List | CAISO | PGHB_6_PDRP11 | CAISO System |  | JUN: 9.99; JUL: 9.99; AUG: 9.99; SEP: 9.99; OCT: 9.99; NOV: 9.99; DEC: 9.99 | DEMAND RESPONSE | 2020-06-01 | 1900 | 2050 | Y | North | FC |  |  |  | #N/A | #N/A |  | #N/A | #N/A | #N/A
NQC List | CAISO | PGHB_6_PDRP12 | CAISO System |  | JUN: 9.99; JUL: 9.99; AUG: 9.99; SEP: 9.99; OCT: 9.99; NOV: 9.99; DEC: 9.99 | DEMAND RESPONSE | 2020-06-01 | 1900 | 2050 | Y | North | FC |  |  |  | #N/A | #N/A |  | #N/A | #N/A | #N/A
NQC List | CAISO | PGKN_2_PDRP02 | CAISO System | PGKN_2_PDRP02 | 0.16 | 0.16 | 0.24 | 0.48 | 0.79 | 1.35 | 1.51 | 1.59 | 1.27 | 0.95 | 0.4 | 0.32 | DEMAND RESPONSE | 2019-01-01 | 1900 | 2030 | Y | North | FC |  |  |  | #N/A | #N/A |  | #N/A | #N/A | #N/A
NQC List | CAISO | PGKN_2_PDRP06 | CAISO System | PGKN_2_PDRP06 | 0.99 | 0.99 | 0.99 | 0.99 | 0.99 | 0.99 | 0.99 | 0.99 | 0.99 | 0.99 | 0.99 | 0.99 | DEMAND RESPONSE | 2019-01-01 | 1900 | 2030 | Y | North | FC |  |  |  | #N/A | #N/A |  | #N/A | #N/A | #N/A
NQC List | CAISO | PGKN_2_PDRP07 | CAISO System | PGKN_2_PDRP07 | 0.99 | 0.99 | 0.99 | 0.99 | 0.99 | 0.99 | 0.99 | 0.99 | 0.99 | 0.99 | 0.99 | 0.99 | DEMAND RESPONSE | 2019-01-01 | 1900 | 2030 | Y | North | FC |  |  |  | #N/A | #N/A |  | #N/A | #N/A | #N/A
NQC List | CAISO | PGKN_2_PDRP08 | CAISO System | PGKN_2_PDRP08 | 0.99 | 0.99 | 0.99 | 0.99 | 0.99 | 0.99 | 0.99 | 0.99 | 0.99 | 0.99 | 0.99 | 0.99 | DEMAND RESPONSE | 2019-01-01 | 1900 | 2030 | Y | North | FC |  |  |  | #N/A | #N/A |  | #N/A | #N/A | #N/A
NQC List | CAISO | PGKN_2_PDRP09 | CAISO System | PGKN_2_PDRP09 | 0.99 | 0.99 | 0.99 | 0.99 | 0.99 | 0.99 | 0.99 | 0.99 | 0.99 | 0.99 | 0.99 | 0.99 | DEMAND RESPONSE | 2019-01-01 | 1900 | 2030 | Y | North | FC |  |  |  | #N/A | #N/A |  | #N/A | #N/A | #N/A
NQC List | CAISO | PGKN_2_PDRP12 | CAISO System | PGKN_2_PDRP12 | 0.28 | 0.32 | 0.28 | 0.57 | 0.7 | 1.1 | 1.14 | 1.02 | 0.75 | 0.44 | 0.13 | 0.14 | DEMAND RESPONSE | 2019-01-01 | 1900 | 2030 | Y | North | FC |  |  |  | #N/A | #N/A |  | #N/A | #N/A | #N/A
NQC List | CAISO | PGKN_2_PDRP13 | CAISO System | PGKN_2_PDRP13 | 2 | 2 | 2 | 2 | 2 | 2 | 2 | 2 | 2 | 2 | 2 | 2 | DEMAND RESPONSE | 2019-01-01 | 1900 | 2030 | Y | North | FC |  |  |  | #N/A | #N/A |  | #N/A | #N/A | #N/A
NQC List | CAISO | PGKN_2_PDRP14 | CAISO System | PGKN_2_PDRP14 | 2 | 2 | 2 | 2 | 2 | 2 | 2 | 2 | 2 | 2 | 2 | 2 | DEMAND RESPONSE | 2019-01-01 | 1900 | 2030 | Y | North | FC |  |  |  | #N/A | #N/A |  | #N/A | #N/A | #N/A
NQC List | CAISO | PGKN_2_PDRP15 | CAISO System | PGKN_2_PDRP15 | 2 | 2 | 2 | 2 | 2 | 2 | 2 | 2 | 2 | 2 | 2 | 2 | DEMAND RESPONSE | 2019-01-01 | 1900 | 2030 | Y | North | FC |  |  |  | #N/A | #N/A |  | #N/A | #N/A | #N/A
NQC List | CAISO | PGKN_2_PDRP16 | CAISO System | PGKN_2_PDRP16 | 2 | 2 | 2 | 2 | 2 | 2 | 2 | 2 | 2 | 2 | 2 | 2 | DEMAND RESPONSE | 2019-01-01 | 1900 | 2030 | Y | North | FC |  |  |  | #N/A | #N/A |  | #N/A | #N/A | #N/A
NQC List | CAISO | PGKN_2_PDRP17 | CAISO System | PGKN_2_PDRP17 | 2 | 2 | 2 | 2 | 2 | 2 | 2 | 2 | 2 | 2 | 2 | 2 | DEMAND RESPONSE | 2019-01-01 | 1900 | 2030 | Y | North | FC |  |  |  | #N/A | #N/A |  | #N/A | #N/A | #N/A
NQC List | CAISO | PGKN_2_PDRP18 | CAISO System | PGKN_2_PDRP18 | 2 | 2 | 2 | 2 | 2 | 2 | 2 | 2 | 2 | 2 | 2 | 2 | DEMAND RESPONSE | 2019-01-01 | 1900 | 2030 | Y | North | FC |  |  |  | #N/A | #N/A |  | #N/A | #N/A | #N/A
NQC List | CAISO | PGKN_2_PDRP19 | CAISO System | PGKN_2_PDRP19 | 2 | 2 | 2 | 2 | 2 | 2 | 2 | 2 | 2 | 2 | 2 | 2 | DEMAND RESPONSE | 2019-01-01 | 1900 | 2030 | Y | North | FC |  |  |  | #N/A | #N/A |  | #N/A | #N/A | #N/A
NQC List | CAISO | PGKN_2_PDRP20 | CAISO System | PGKN_2_PDRP20 | 2 | 2 | 2 | 2 | 2 | 2 | 2 | 2 | 2 | 2 | 2 | 2 | DEMAND RESPONSE | 2019-01-01 | 1900 | 2030 | Y | North | FC |  |  |  | #N/A | #N/A |  | #N/A | #N/A | #N/A
NQC List | CAISO | PGKN_2_PDRP21 | CAISO System | PGKN_2_PDRP21 | 2 | 2 | 2 | 2 | 2 | 2 | 2 | 2 | 2 | 2 | 2 | 2 | DEMAND RESPONSE | 2019-01-01 | 1900 | 2030 | Y | North | FC |  |  |  | #N/A | #N/A |  | #N/A | #N/A | #N/A
NQC List | CAISO | PGKN_2_PDRP22 | CAISO System | PGKN_2_PDRP22 | 2 | 2 | 2 | 2 | 2 | 2 | 2 | 2 | 2 | 2 | 2 | 2 | DEMAND RESPONSE | 2019-01-01 | 1900 | 2030 | Y | North | FC |  |  |  | #N/A | #N/A |  | #N/A | #N/A | #N/A
NQC List | CAISO | PGKN_2_PDRP23 | CAISO System | PDR-D PGKN | 2 | 2 | 2 | 2 | 2 | 2 | 2 | 2 | 2 | 2 | 2 | 2 | DEMAND RESPONSE | 2019-01-01 | 1900 | 2030 | Y | North | FC |  |  |  | #N/A | #N/A |  | #N/A | #N/A | #N/A
NQC List | CAISO | PGKN_2_PDRP24 | CAISO System | PGKN_2_PDRP24 | 9.99 | 9.99 | 9.99 | 9.99 | 9.99 | 9.99 | 9.99 | 9.99 | 9.99 | 9.99 | 9.99 | 9.99 | DEMAND RESPONSE | 2019-01-01 | 1900 | 2030 | Y | North | FC |  |  |  | #N/A | #N/A |  | #N/A | #N/A | #N/A
NQC List | CAISO | PGKN_2_PDRP25 | CAISO System | PGKN_2_PDRP25 | 0.99 | 0.99 | 0.99 | 0.99 | 0.99 | 0.99 | 0.99 | 0.99 | 0.99 | 0.99 | 0.99 | 0.99 | DEMAND RESPONSE | #N/A | 1900 | 2030 | Y | North | FC |  |  |  | #N/A | #N/A |  | Yes | 0.99 | 0
NQC List | CAISO | [15 empty] | #N/A | #N/A | 1900 | #N/A | [6 empty] | #N/A | #N/A |  | #N/A | #VALUE! | #N/A
NQC List | CAISO | [15 empty] | #N/A | #N/A | 1900 | #N/A | [6 empty] | #N/A | #N/A |  | #N/A | #VALUE! | #N/A
NQC List | CAISO | [15 empty] | #N/A | #N/A | 1900 | #N/A | [6 empty] | #N/A | #N/A |  | #N/A | #VALUE! | #N/A
NQC List | CAISO | PGKN_2_PDRP31 | CAISO System |  | JUN: 3; JUL: 3; AUG: 3; SEP: 3; OCT: 3; NOV: 3; DEC: 3 | DEMAND RESPONSE | 2020-06-01 | 1900 | 2050 | Y | North | FC |  |  |  | #N/A | #N/A |  | #N/A | #N/A | #N/A
NQC List | CAISO | PGKN_2_PDRP32 | CAISO System |  | JUN: 0.15; JUL: 0.15; AUG: 0.15; SEP: 0.95; OCT: 0.86; NOV: 0.86; DEC: 0.86 | DEMAND RESPONSE | 2020-06-01 | 1900 | 2050 | Y | North | FC |  |  |  | #N/A | #N/A |  | Yes | -0.55 | 1.5
NQC List | CAISO | PGKN_2_PDRP40 | CAISO System |  | JUN: 0.99; JUL: 0.99; AUG: 0.99; SEP: 0.99; OCT: 0.99; NOV: 0.99; DEC: 0.99 | DEMAND RESPONSE | 2020-06-01 | 1900 | 2050 | Y | North | FC |  |  |  | #N/A | #N/A |  | #N/A | #N/A | #N/A
NQC List | CAISO | PGKN_2_PDRP41 | CAISO System |  | JUN: 0.99; JUL: 0.99; AUG: 0.99; SEP: 0.99; OCT: 0.99; NOV: 0.99; DEC: 0.99 | DEMAND RESPONSE | 2020-06-01 | 1900 | 2050 | Y | North | FC |  |  |  | #N/A | #N/A |  | #N/A | #N/A | #N/A
NQC List | CAISO | PGKN_2_PDRP42 | CAISO System |  | JUN: 0.99; JUL: 0.99; AUG: 0.99; SEP: 0.99; OCT: 0.99; NOV: 0.99; DEC: 0.99 | DEMAND RESPONSE | 2020-06-01 | 1900 | 2050 | Y | North | FC |  |  |  | #N/A | #N/A |  | #N/A | #N/A | #N/A
NQC List | CAISO | PGKN_2_PDRP43 | CAISO System |  | JUN: 0.99; JUL: 0.99; AUG: 0.99; SEP: 0.99; OCT: 0.99; NOV: 0.99; DEC: 0.99 | DEMAND RESPONSE | 2020-06-01 | 1900 | 2050 | Y | North | FC |  |  |  | #N/A | #N/A |  | #N/A | #N/A | #N/A
NQC List | CAISO | PGKN_2_PDRP44 | CAISO System |  | JUN: 0.99; JUL: 0.99; AUG: 0.99; SEP: 0.99; OCT: 0.99; NOV: 0.99; DEC: 0.99 | DEMAND RESPONSE | 2020-06-01 | 1900 | 2050 | Y | North | FC |  |  |  | #N/A | #N/A |  | #N/A | #N/A | #N/A
NQC List | CAISO | PGKN_2_RDRR03 | CAISO System | RDRR-D PGKN | 0.99 | 0.99 | 0.99 | 0.99 | 0.99 | 0.99 | 0.99 | 0.99 | 0.99 | 0.99 | 0.99 | 0.99 | DEMAND RESPONSE | 2019-01-01 | 1900 | 2030 | Y | North | FC |  |  |  | #N/A | #N/A |  | #N/A | #N/A | #N/A
NQC List | CAISO | [15 empty] | #N/A | #N/A | 1900 | #N/A | [6 empty] | #N/A | #N/A |  | #N/A | #VALUE! | #N/A
NQC List | CAISO | PGNB_2_PDRP02 | CAISO System | PGNB_2_PDRP02 | 0.29 | 0.28 | 0.29 | 0.29 | 0.27 | 0.42 | 0.4 | 0.39 | 0.36 | 0.26 | 0.27 | 0.26 | DEMAND RESPONSE | 2019-01-01 | 1900 | 2030 | Y | North | FC |  |  |  | #N/A | #N/A |  | #N/A | #N/A | #N/A
NQC List | CAISO | PGNB_2_PDRP03 | CAISO System | PGNB_2_PDRP03 | 3 | 3 | 3 | 3 | 3 | 3 | 3 | 3 | 3 | 3 | 3 | 3 | DEMAND RESPONSE | 2019-01-01 | 1900 | 2030 | Y | North | FC |  |  |  | #N/A | #N/A |  | #N/A | #N/A | #N/A
NQC List | CAISO | PGNB_2_PDRP04 | CAISO System | PDR-E PGNB | 0.99 | 0.99 | 0.99 | 0.99 | 0.99 | 0.99 | 0.99 | 0.99 | 0.99 | 0.99 | 0.99 | 0.99 | DEMAND RESPONSE | 2019-01-01 | 1900 | 2030 | Y | North | FC |  |  |  | #N/A | #N/A |  | #N/A | #N/A | #N/A
NQC List | CAISO | PGNB_2_PDRP05 | CAISO System | Tesla Napa | 0.2 | 0.2 | 0.2 | 0.2 | 0.2 | 0.2 | 0.2 | 0.2 | 0.2 | 0.2 | 0.2 | 0.2 | DEMAND RESPONSE | 2019-01-01 | 1900 | 2030 | Y | North | FC |  |  |  | #N/A | #N/A |  | #N/A | #N/A | #N/A
NQC List | CAISO | PGNB_2_PDRP12 | CAISO System | PGNB_2_PDRP12 | 0.99 | 0.99 | 0.99 | 0.99 | 0.99 | 0.99 | 0.99 | 0.99 | 0.99 | 0.99 | 0.99 | 0.99 | DEMAND RESPONSE | 2019-01-01 | 1900 | 2030 | Y | North | FC |  |  |  | #N/A | #N/A |  | #N/A | #N/A | #N/A
NQC List | CAISO | PGNB_2_PDRP15 | CAISO System | PGNB_2_PDRP15 | 0.99 | 0.99 | 0.99 | 0.99 | 0.99 | 0.99 | 0.99 | 0.99 | 0.99 | 0.99 | 0.99 | 0.99 | DEMAND RESPONSE | 2019-01-01 | 1900 | 2030 | Y | North | FC |  |  |  | #N/A | #N/A |  | #N/A | #N/A | #N/A
NQC List | CAISO | PGNB_2_PDRP16 | CAISO System | PGNB_2_PDRP16 | 0.99 | 0.99 | 0.99 | 0.99 | 0.99 | 0.99 | 0.99 | 0.99 | 0.99 | 0.99 | 0.99 | 0.99 | DEMAND RESPONSE | 2019-01-01 | 1900 | 2030 | Y | North | FC |  |  |  | #N/A | #N/A |  | #N/A | #N/A | #N/A
NQC List | CAISO | PGNB_2_PDRP17 | CAISO System | PGNB_2_PDRP17 | 0.99 | 0.99 | 0.99 | 0.99 | 0.99 | 0.99 | 0.99 | 0.99 | 0.99 | 0.99 | 0.99 | 0.99 | DEMAND RESPONSE | 2019-01-01 | 1900 | 2030 | Y | North | FC |  |  |  | #N/A | #N/A |  | #N/A | #N/A | #N/A
NQC List | CAISO | PGNB_2_PDRP19 | CAISO System | PGNB_2_PDRP19 | 9.99 | 9.99 | 9.99 | 9.99 | 9.99 | 9.99 | 9.99 | 9.99 | 9.99 | 9.99 | 9.99 | 9.99 | DEMAND RESPONSE | 2019-01-01 | 1900 | 2030 | Y | North | FC |  |  |  | #N/A | #N/A |  | Yes | 9.99 | 0
NQC List | CAISO | PGNB_2_PDRP20 | CAISO System | PGNB_2_PDRP20 | 0.99 | 0.99 | 0.99 | 0.99 | 0.99 | 0.99 | 0.99 | 0.99 | 0.99 | 0.99 | 0.99 | 0.99 | DEMAND RESPONSE | #N/A | 1900 | 2030 | Y | North | FC |  |  |  | #N/A | #N/A |  | #N/A | #N/A | #N/A
NQC List | CAISO | PGNB_2_PDRP21 | CAISO System | PGNB_2_PDRP21 | 0.99 | 0.99 | 0.99 | 0.99 | 0.99 | 0.99 | 0.99 | 0.99 | 0.99 | 0.99 | 0.99 | 0.99 | DEMAND RESPONSE | #N/A | 1900 | 2030 | Y | North | FC |  |  |  | #N/A | #N/A |  | #N/A | #N/A | #N/A
NQC List | CAISO | [15 empty] | #N/A | #N/A | 1900 | #N/A | [6 empty] | #N/A | #N/A |  | #N/A | #VALUE! | #N/A
NQC List | CAISO | PGNB_2_PDRP23 | CAISO System |  | JUN: 1.8; JUL: 1.8; AUG: 1.8; SEP: 1.8; OCT: 1.8; NOV: 1.8; DEC: 1.8 | DEMAND RESPONSE | 2020-06-01 | 1900 | 2050 | Y | North | FC |  |  |  | #N/A | #N/A |  | Yes | 1.8 | 0
NQC List | CAISO | PGNB_2_PDRP24 | CAISO System |  | JUN: 3.33; JUL: 3.33; AUG: 3.33; SEP: 3.33; OCT: 3.33; NOV: 3.33; DEC: 3.33 | DEMAND RESPONSE | 2020-06-01 | 1900 | 2050 | Y | North | FC |  |  |  | #N/A | #N/A |  | Yes | 3.33 | 0
NQC List | CAISO | PGNB_2_PDRP25 | CAISO System | PGNB_2_PDRP25 | 0.99 | 0.99 | 0.99 | 0.99 | 0.99 | 0.99 | 0.99 | 0.99 | 0.99 | 0.99 | 0.99 | 0.99 | DEMAND RESPONSE | #N/A | 1900 | 2030 | Y | North | FC |  |  |  | #N/A | #N/A |  | #N/A | #N/A | #N/A
NQC List | CAISO | PGNB_2_PDRP27 | CAISO System | PGNB_2_PDRP27 | 0.99 | 0.99 | 0.99 | 0.99 | 0.99 | 0.99 | 0.99 | 0.99 | 0.99 | 0.99 | 0.99 | 0.99 | DEMAND RESPONSE | #N/A | 1900 | 2030 | Y | North | FC |  |  |  | #N/A | #N/A |  | Yes | 0.99 | 0
NQC List | CAISO | PGNB_2_PDRP30 | CAISO System |  | JUN: 0.99; JUL: 0.99; AUG: 0.99; SEP: 0.99; OCT: 0.99; NOV: 0.99; DEC: 0.99 | DEMAND RESPONSE | 2020-06-01 | 1900 | 2050 | Y | North | FC |  |  |  | #N/A | #N/A |  | Yes | 0.99 | 0
NQC List | CAISO | PGNB_2_PDRP31 | CAISO System |  | JUN: 0.99; JUL: 0.99; AUG: 0.99; SEP: 0.99; OCT: 0.99; NOV: 0.99; DEC: 0.99 | DEMAND RESPONSE | 2020-06-01 | 1900 | 2050 | Y | North | FC |  |  |  | #N/A | #N/A |  | Yes | 0.99 | 0
NQC List | CAISO | PGNB_2_PDRP32 | CAISO System |  | JUN: 0.99; JUL: 0.99; AUG: 0.99; SEP: 0.99; OCT: 0.99; NOV: 0.99; DEC: 0.99 | DEMAND RESPONSE | 2020-06-01 | 1900 | 2050 | Y | North | FC |  |  |  | #N/A | #N/A |  | #N/A | #N/A | #N/A
NQC List | CAISO | PGNB_2_PDRP33 | CAISO System |  | JUN: 0.99; JUL: 0.99; AUG: 0.99; SEP: 0.99; OCT: 0.99; NOV: 0.99; DEC: 0.99 | DEMAND RESPONSE | 2020-06-01 | 1900 | 2050 | Y | North | FC |  |  |  | #N/A | #N/A |  | #N/A | #N/A | #N/A
NQC List | CAISO | PGNB_2_RDRR03 | CAISO System | RDRR-D PGNB | 1.1 | 1.1 | 1.1 | 1.1 | 1.1 | 1.1 | 1.1 | 1.1 | 1.1 | 1.1 | 1.1 | 1.1 | DEMAND RESPONSE | 2019-01-01 | 1900 | 2030 | Y | North | FC |  |  |  | #N/A | #N/A |  | #N/A | #N/A | #N/A
NQC List | CAISO | PGNC_1_PDRP01 | CAISO System | PGNC_1_PDRP01 | 0.27 | 0.28 | 0.3 | 0.31 | 0.28 | 0.47 | 0.55 | 0.55 | 0.43 | 0.29 | 0.37 | 0.36 | DEMAND RESPONSE | 2019-01-01 | 1900 | 2030 | Y | North | FC |  |  |  | #N/A | #N/A |  | #N/A | #N/A | #N/A
NQC List | CAISO | PGNC_1_PDRP04 | CAISO System | PGNC_1_PDRP04 | 0.99 | 0.99 | 0.99 | 0.99 | 0.99 | 0.99 | 0.99 | 0.99 | 0.99 | 0.99 | 0.99 | 0.99 | DEMAND RESPONSE | 2019-01-01 | 1900 | 2030 | Y | North | FC |  |  |  | #N/A | #N/A |  | #N/A | #N/A | #N/A
NQC List | CAISO | PGNC_1_PDRP05 | CAISO System | PGNC_1_PDRP05 | 0.99 | 0.99 | 0.99 | 0.99 | 0.99 | 0.99 | 0.99 | 0.99 | 0.99 | 0.99 | 0.99 | 0.99 | DEMAND RESPONSE | 2019-01-01 | 1900 | 2030 | Y | North | FC |  |  |  | #N/A | #N/A |  | #N/A | #N/A | #N/A
NQC List | CAISO | PGNC_1_PDRP06 | CAISO System | PGNC_1_PDRP06 | 0.99 | 0.99 | 0.99 | 0.99 | 0.99 | 0.99 | 0.99 | 0.99 | 0.99 | 0.99 | 0.99 | 0.99 | DEMAND RESPONSE | 2019-01-01 | 1900 | 2030 | Y | North | FC |  |  |  | #N/A | #N/A |  | #N/A | #N/A | #N/A
NQC List | CAISO | PGNC_1_PDRP07 | CAISO System | PGNC_1_PDRP07 | 0.99 | 0.99 | 0.99 | 0.99 | 0.99 | 0.99 | 0.99 | 0.99 | 0.99 | 0.99 | 0.99 | 0.99 | DEMAND RESPONSE | 2019-01-01 | 1900 | 2030 | Y | North | FC |  |  |  | #N/A | #N/A |  | #N/A | #N/A | #N/A
NQC List | CAISO | PGNC_1_PDRP08 | CAISO System |  | JUN: 0.8; JUL: 0.8; AUG: 0.8; SEP: 0.8; OCT: 0.8; NOV: 0.8; DEC: 0.8 | DEMAND RESPONSE | 2020-06-01 | 1900 | 2050 | Y | North | FC |  |  |  | #N/A | #N/A |  | #N/A | #N/A | #N/A
NQC List | CAISO | PGNC_1_PDRP09 | CAISO System | PGNC_1_PDRP09 | 0.99 | 0.99 | 0.99 | 0.99 | 0.99 | 0.99 | 0.99 | 0.99 | 0.99 | 0.99 | 0.99 | 0.99 | DEMAND RESPONSE | #N/A | 1900 | 2030 | Y | North | FC |  |  |  | #N/A | #N/A |  | #N/A | #N/A | #N/A
NQC List | CAISO | [15 empty] | #N/A | #N/A | 1900 | #N/A | [6 empty] | #N/A | #N/A |  | #N/A | #VALUE! | #N/A
NQC List | CAISO | PGNC_1_PDRP17 | CAISO System |  | JUN: 0.99; JUL: 0.99; AUG: 0.99; SEP: 0.99; OCT: 0.99; NOV: 0.99; DEC: 0.99 | DEMAND RESPONSE | 2020-06-01 | 1900 | 2050 | Y | North | FC |  |  |  | #N/A | #N/A |  | Yes | 0.99 | 0
NQC List | CAISO | PGNC_1_PDRP18 | CAISO System |  | JUN: 0.99; JUL: 0.99; AUG: 0.99; SEP: 0.99; OCT: 0.99; NOV: 0.99; DEC: 0.99 | DEMAND RESPONSE | 2020-06-01 | 1900 | 2050 | Y | North | FC |  |  |  | #N/A | #N/A |  | #N/A | #N/A | #N/A
NQC List | CAISO | PGNC_1_PDRP19 | CAISO System |  | JUN: 0.99; JUL: 0.99; AUG: 0.99; SEP: 0.99; OCT: 0.99; NOV: 0.99; DEC: 0.99 | DEMAND RESPONSE | 2020-06-01 | 1900 | 2050 | Y | North | FC |  |  |  | #N/A | #N/A |  | #N/A | #N/A | #N/A
NQC List | CAISO | PGNC_1_PDRP20 | CAISO System |  | JUN: 0.99; JUL: 0.99; AUG: 0.99; SEP: 0.99; OCT: 0.99; NOV: 0.99; DEC: 0.99 | DEMAND RESPONSE | 2020-06-01 | 1900 | 2050 | Y | North | FC |  |  |  | #N/A | #N/A |  | #N/A | #N/A | #N/A
NQC List | CAISO | PGNC_1_PDRP21 | CAISO System |  | JUN: 0.99; JUL: 0.99; AUG: 0.99; SEP: 0.99; OCT: 0.99; NOV: 0.99; DEC: 0.99 | DEMAND RESPONSE | 2020-06-01 | 1900 | 2050 | Y | North | FC |  |  |  | #N/A | #N/A |  | #N/A | #N/A | #N/A
NQC List | CAISO | PGNP_2_PDRP01 | CAISO System | PGNP_2_PDRP01 | 0.4 | 0.4 | 0.4 | 0.4 | 0.4 | 0.4 | 0.4 | 0.4 | 0.4 | 0.4 | 0.4 | 0.4 | DEMAND RESPONSE | 2019-01-01 | 1900 | 2030 | Y | North | FC |  |  |  | #N/A | #N/A |  | #N/A | #N/A | #N/A
NQC List | CAISO | PGNP_2_PDRP02 | CAISO System | PGNP_2_PDRP02 | 0.83 | 0.84 | 0.89 | 1.07 | 1.44 | 2.33 | 2.62 | 2.57 | 1.98 | 1.36 | 1 | 0.98 | DEMAND RESPONSE | 2019-01-01 | 1900 | 2030 | Y | North | FC |  |  |  | #N/A | #N/A |  | #N/A | #N/A | #N/A
NQC List | CAISO | PGNP_2_PDRP03 | CAISO System |  | 0.17 | 0.17 | 0.17 | 0.17 | 0.17 | 0.17 | 0.17 | 0.17 | 0.17 | 0.17 | 0.17 | 0.17 | DEMAND RESPONSE | 2019-01-01 | 1900 | 2030 | Y | North | FC |  |  |  | #N/A | #N/A |  | #N/A | #N/A | #N/A
NQC List | CAISO | PGNP_2_PDRP08 | CAISO System | PGNP_2_PDRP08 | 0.21 | 0.21 | 0.22 | 0.27 | 0.36 | 0.58 | 0.65 | 0.64 | 0.49 | 0.34 | 0.25 | 0.24 | DEMAND RESPONSE | 2019-01-01 | 1900 | 2030 | Y | North | FC |  |  |  | #N/A | #N/A |  | #N/A | #N/A | #N/A
NQC List | CAISO | PGNP_2_PDRP09 | CAISO System | PGNP_2_PDRP09 | 0.99 | 0.99 | 0.99 | 0.99 | 0.99 | 0.99 | 0.99 | 0.99 | 0.99 | 0.99 | 0.99 | 0.99 | DEMAND RESPONSE | 2019-01-01 | 1900 | 2030 | Y | North | FC |  |  |  | #N/A | #N/A |  | #N/A | #N/A | #N/A
NQC List | CAISO | PGNP_2_PDRP10 | CAISO System | PGNP_2_PDRP10 | 0.99 | 0.99 | 0.99 | 0.99 | 0.99 | 0.99 | 0.99 | 0.99 | 0.99 | 0.99 | 0.99 | 0.99 | DEMAND RESPONSE | 2019-01-01 | 1900 | 2030 | Y | North | FC |  |  |  | #N/A | #N/A |  | #N/A | #N/A | #N/A
NQC List | CAISO | PGNP_2_PDRP11 | CAISO System | PGNP_2_PDRP11 | 0.99 | 0.99 | 0.99 | 0.99 | 0.99 | 0.99 | 0.99 | 0.99 | 0.99 | 0.99 | 0.99 | 0.99 | DEMAND RESPONSE | 2019-01-01 | 1900 | 2030 | Y | North | FC |  |  |  | #N/A | #N/A |  | #N/A | #N/A | #N/A
NQC List | CAISO | PGNP_2_PDRP16 | CAISO System | PGNP_2_PDRP16 | 0.99 | 0.99 | 0.99 | 0.99 | 0.99 | 0.99 | 0.99 | 0.99 | 0.99 | 0.99 | 0.99 | 0.99 | DEMAND RESPONSE | 2019-01-01 | 1900 | 2030 | Y | North | FC |  |  |  | #N/A | #N/A |  | #N/A | #N/A | #N/A
NQC List | CAISO | PGNP_2_PDRP17 | CAISO System | PGNP_2_PDRP17 | 0.99 | 0.99 | 0.99 | 0.99 | 0.99 | 0.99 | 0.99 | 0.99 | 0.99 | 0.99 | 0.99 | 0.99 | DEMAND RESPONSE | 2019-01-01 | 1900 | 2030 | Y | North | FC |  |  |  | #N/A | #N/A |  | #N/A | #N/A | #N/A
NQC List | CAISO | PGNP_2_PDRP18 | CAISO System | PGNP_2_PDRP18 | 0.99 | 0.99 | 0.99 | 0.99 | 0.99 | 0.99 | 0.99 | 0.99 | 0.99 | 0.99 | 0.99 | 0.99 | DEMAND RESPONSE | 2019-01-01 | 1900 | 2030 | Y | North | FC |  |  |  | #N/A | #N/A |  | #N/A | #N/A | #N/A
NQC List | CAISO | PGNP_2_PDRP19 | CAISO System | PGNP_2_PDRP19 | 0.99 | 0.99 | 0.99 | 0.99 | 0.99 | 0.99 | 0.99 | 0.99 | 0.99 | 0.99 | 0.99 | 0.99 | DEMAND RESPONSE | 2019-01-01 | 1900 | 2030 | Y | North | FC |  |  |  | #N/A | #N/A |  | #N/A | #N/A | #N/A
NQC List | CAISO | PGNP_2_PDRP20 | CAISO System | PGNP_2_PDRP20 | 0.99 | 0.99 | 0.99 | 0.99 | 0.99 | 0.99 | 0.99 | 0.99 | 0.99 | 0.99 | 0.99 | 0.99 | DEMAND RESPONSE | 2019-01-01 | 1900 | 2030 | Y | North | FC |  |  |  | #N/A | #N/A |  | #N/A | #N/A | #N/A
NQC List | CAISO | PGNP_2_PDRP21 | CAISO System | PGNP_2_PDRP21 | 0.99 | 0.99 | 0.99 | 0.99 | 0.99 | 0.99 | 0.99 | 0.99 | 0.99 | 0.99 | 0.99 | 0.99 | DEMAND RESPONSE | 2019-01-01 | 1900 | 2030 | Y | North | FC |  |  |  | #N/A | #N/A |  | #N/A | #N/A | #N/A
NQC List | CAISO | PGNP_2_PDRP22 | CAISO System | PGNP_2_PDRP22 | 0.99 | 0.99 | 0.99 | 0.99 | 0.99 | 0.99 | 0.99 | 0.99 | 0.99 | 0.99 | 0.99 | 0.99 | DEMAND RESPONSE | 2019-01-01 | 1900 | 2030 | Y | North | FC |  |  |  | #N/A | #N/A |  | #N/A | #N/A | #N/A
NQC List | CAISO | PGNP_2_PDRP23 | CAISO System | PGNP_2_PDRP23 | 0.99 | 0.99 | 0.99 | 0.99 | 0.99 | 0.99 | 0.99 | 0.99 | 0.99 | 0.99 | 0.99 | 0.99 | DEMAND RESPONSE | 2019-01-01 | 1900 | 2030 | Y | North | FC |  |  |  | #N/A | #N/A |  | #N/A | #N/A | #N/A
NQC List | CAISO | PGNP_2_PDRP24 | CAISO System | PGNP_2_PDRP24 | 0.99 | 0.99 | 0.99 | 0.99 | 0.99 | 0.99 | 0.99 | 0.99 | 0.99 | 0.99 | 0.99 | 0.99 | DEMAND RESPONSE | 2019-01-01 | 1900 | 2030 | Y | North | FC |  |  |  | #N/A | #N/A |  | #N/A | #N/A | #N/A
NQC List | CAISO | PGNP_2_PDRP25 | CAISO System | PGNP_2_PDRP25 | 0.99 | 0.99 | 0.99 | 0.99 | 0.99 | 0.99 | 0.99 | 0.99 | 0.99 | 0.99 | 0.99 | 0.99 | DEMAND RESPONSE | 2019-01-01 | 1900 | 2030 | Y | North | FC |  |  |  | #N/A | #N/A |  | #N/A | #N/A | #N/A
NQC List | CAISO | PGNP_2_PDRP26 | CAISO System | PGNP_2_PDRP26 | 0.99 | 0.99 | 0.99 | 0.99 | 0.99 | 0.99 | 0.99 | 0.99 | 0.99 | 0.99 | 0.99 | 0.99 | DEMAND RESPONSE | 2019-01-01 | 1900 | 2030 | Y | North | FC |  |  |  | #N/A | #N/A |  | #N/A | #N/A | #N/A
NQC List | CAISO | PGNP_2_PDRP27 | CAISO System | PGNP_2_PDRP27 | 0.99 | 0.99 | 0.99 | 0.99 | 0.99 | 0.99 | 0.99 | 0.99 | 0.99 | 0.99 | 0.99 | 0.99 | DEMAND RESPONSE | 2019-01-01 | 1900 | 2030 | Y | North | FC |  |  |  | #N/A | #N/A |  | #N/A | #N/A | #N/A
NQC List | CAISO | PGNP_2_PDRP28 | CAISO System | PGNP_2_PDRP28 | 0.99 | 0.99 | 0.99 | 0.99 | 0.99 | 0.99 | 0.99 | 0.99 | 0.99 | 0.99 | 0.99 | 0.99 | DEMAND RESPONSE | 2019-01-01 | 1900 | 2030 | Y | North | FC |  |  |  | #N/A | #N/A |  | #N/A | #N/A | #N/A
NQC List | CAISO | PGNP_2_PDRP29 | CAISO System | PGNP_2_PDRP29 | 0.99 | 0.99 | 0.99 | 0.99 | 0.99 | 0.99 | 0.99 | 0.99 | 0.99 | 0.99 | 0.99 | 0.99 | DEMAND RESPONSE | 2019-01-01 | 1900 | 2030 | Y | North | FC |  |  |  | #N/A | #N/A |  | #N/A | #N/A | #N/A
NQC List | CAISO | PGNP_2_PDRP30 | CAISO System | PGNP_2_PDRP30 | 0.99 | 0.99 | 0.99 | 0.99 | 0.99 | 0.99 | 0.99 | 0.99 | 0.99 | 0.99 | 0.99 | 0.99 | DEMAND RESPONSE | #N/A | 1900 | 2030 | Y | North | FC |  |  |  | #N/A | #N/A |  | #N/A | #N/A | #N/A
NQC List | CAISO | PGNP_2_PDRP31 | CAISO System | PGNP_2_PDRP31 | 0.99 | 0.99 | 0.99 | 0.99 | 0.99 | 0.99 | 0.99 | 0.99 | 0.99 | 0.99 | 0.99 | 0.99 | DEMAND RESPONSE | #N/A | 1900 | 2030 | Y | North | FC |  |  |  | #N/A | #N/A |  | #N/A | #N/A | #N/A
NQC List | CAISO | PGNP_2_PDRP34 | CAISO System | PGNP_2_PDRP34 | 0.99 | 0.99 | 0.99 | 0.99 | 0.99 | 0.99 | 0.99 | 0.99 | 0.99 | 0.99 | 0.99 | 0.99 | DEMAND RESPONSE | #N/A | 1900 | 2030 | Y | North | FC |  |  |  | #N/A | #N/A |  | #N/A | #N/A | #N/A
NQC List | CAISO | PGNP_2_PDRP35 | CAISO System |  | JUN: 3.45; JUL: 3.45; AUG: 3.45; SEP: 3.45; OCT: 3.45; NOV: 3.45; DEC: 3.45 | DEMAND RESPONSE | 2020-06-01 | 1900 | 2050 | Y | North | FC |  |  |  | #N/A | #N/A |  | Yes | 3.45 | 0
NQC List | CAISO | [15 empty] | #N/A | #N/A | 1900 | #N/A | [6 empty] | #N/A | #N/A |  | #N/A | #VALUE! | #N/A
NQC List | CAISO | [15 empty] | #N/A | #N/A | 1900 | #N/A | [6 empty] | #N/A | #N/A |  | #N/A | #VALUE! | #N/A
NQC List | CAISO | PGNP_2_PDRP38 | CAISO System |  | JUN: 9.95; JUL: 9.95; AUG: 9.95; SEP: 9.95; OCT: 8.96; NOV: 8.96; DEC: 8.96 | DEMAND RESPONSE | 2020-06-01 | 1900 | 2050 | Y | North | FC |  |  |  | #N/A | #N/A |  | Yes | 6.45 | 3.5
NQC List | CAISO | PGNP_2_PDRP39 | CAISO System |  | JUN: 0.5; JUL: 0.5; AUG: 0.5; SEP: 0.95; OCT: 0.86; NOV: 0.86; DEC: 0.86 | DEMAND RESPONSE | 2020-06-01 | 1900 | 2050 | Y | North | FC |  |  |  | #N/A | #N/A |  | Yes | 0.45 | 0.5
NQC List | CAISO | PGNP_2_PDRP40 | CAISO System |  | JUN: 0.99; JUL: 0.99; AUG: 0.99; SEP: 0.99; OCT: 0.99; NOV: 0.99; DEC: 0.99 | DEMAND RESPONSE | 2020-06-01 | 1900 | 2050 | Y | North | FC |  |  |  | #N/A | #N/A |  | Yes | 0.99 | 0
NQC List | CAISO | PGNP_2_PDRP41 | CAISO System |  | JUN: 0.99; JUL: 0.99; AUG: 0.99; SEP: 0.99; OCT: 0.99; NOV: 0.99; DEC: 0.99 | DEMAND RESPONSE | 2020-06-01 | 1900 | 2050 | Y | North | FC |  |  |  | #N/A | #N/A |  | Yes | 0.99 | 0
NQC List | CAISO | PGNP_2_PDRP42 | CAISO System |  | JUN: 0.99; JUL: 0.99; AUG: 0.99; SEP: 0.99; OCT: 0.99; NOV: 0.99; DEC: 0.99 | DEMAND RESPONSE | 2020-06-01 | 1900 | 2050 | Y | North | FC |  |  |  | #N/A | #N/A |  | Yes | 0.99 | 0
NQC List | CAISO | PGNP_2_PDRP43 | CAISO System |  | JUN: 9.99; JUL: 9.99; AUG: 9.99; SEP: 9.99; OCT: 9.99; NOV: 9.99; DEC: 9.99 | DEMAND RESPONSE | 2020-06-01 | 1900 | 2050 | Y | North | FC |  |  |  | #N/A | #N/A |  | Yes | 9.99 | 0
NQC List | CAISO | PGNP_2_PDRP44 | CAISO System |  | JUL: 0.99; AUG: 0.99; SEP: 0.99; OCT: 0.99; NOV: 0.99; DEC: 0.99 | DEMAND RESPONSE | 2020-07-01 | 1900 | 2050 | Y | North | FC |  |  |  | #N/A | #N/A |  | Yes | 0.99 | 0
NQC List | CAISO | PGNP_2_PDRP45 | CAISO System |  | JUL: 0.99; AUG: 0.99; SEP: 0.99; OCT: 0.99; NOV: 0.99; DEC: 0.99 | DEMAND RESPONSE | 2020-07-01 | 1900 | 2050 | Y | North | FC |  |  |  | #N/A | #N/A |  | #N/A | #N/A | #N/A
NQC List | CAISO | PGNP_2_PDRP50 | CAISO System |  | JUL: 0.99; AUG: 0.99; SEP: 0.99; OCT: 0.99; NOV: 0.99; DEC: 0.99 | DEMAND RESPONSE | 2020-07-01 | 1900 | 2050 | Y | North | FC |  |  |  | #N/A | #N/A |  | #N/A | #N/A | #N/A
NQC List | CAISO | PGNP_2_RDRR01 | CAISO System | RDRR-D PGNP | 0.99 | 0.99 | 0.99 | 0.99 | 0.99 | 0.99 | 0.99 | 0.99 | 0.99 | 0.99 | 0.99 | 0.99 | DEMAND RESPONSE | 2019-01-01 | 1900 | 2030 | Y | North | FC |  |  |  | #N/A | #N/A |  | #N/A | #N/A | #N/A
NQC List | CAISO | PGNP_2_RDRR09 | CAISO System | RDRR-D PGNP-2 | 10 | 10 | 10 | 10 | 10 | 10 | 10 | 10 | 10 | 10 | 10 | 10 | DEMAND RESPONSE | 2019-01-01 | 1900 | 2030 | Y | North | FC |  |  |  | #N/A | #N/A |  | #N/A | #N/A | #N/A
NQC List | CAISO | [15 empty] | #N/A | #N/A | 1900 | #N/A | [6 empty] | #N/A | #N/A |  | #N/A | #VALUE! | #N/A
NQC List | CAISO | PGP2_2_PDRP05 | CAISO System | PGP2_2_PDRP05 | 0.49 | 0.47 | 0.48 | 0.52 | 0.42 | 0.74 | 0.79 | 0.77 | 0.64 | 0.43 | 0.44 | 0.43 | DEMAND RESPONSE | 2019-01-01 | 1900 | 2030 | Y | North | FC |  |  |  | #N/A | #N/A |  | #N/A | #N/A | #N/A
NQC List | CAISO | [15 empty] | #N/A | #N/A | 1900 | #N/A | [6 empty] | #N/A | #N/A |  | #N/A | #VALUE! | #N/A
NQC List | CAISO | PGP2_2_PDRP07 | CAISO System | PGP2_2_PDRP07 | [12 empty] | DEMAND RESPONSE | 2019-01-01 | 1900 | 2030 | Y | North | FC |  |  |  | #N/A | #N/A |  | #N/A | #N/A | #N/A | bar: JAN to DEC
NQC List | CAISO | PGP2_2_PDRP08 | CAISO System | PGP2_2_PDRP08 | [12 empty] | DEMAND RESPONSE | 2019-01-01 | 1900 | 2030 | Y | North | FC |  |  |  | #N/A | #N/A |  | #N/A | #N/A | #N/A | bar: JAN to DEC
NQC List | CAISO | [15 empty] | #N/A | #N/A | 1900 | #N/A | [6 empty] | #N/A | #N/A |  | #N/A | #VALUE! | #N/A
NQC List | CAISO | PGP2_2_PDRP17 | CAISO System | PGP2_2_PDRP17 | 0.5 | 0.5 | 0.5 | 0.5 | 0.5 | 0.5 | 0.5 | 0.5 | 0.5 | 0.5 | 0.5 | 0.5 | DEMAND RESPONSE | 2019-01-01 | 1900 | 2030 | Y | North | FC |  |  |  | #N/A | #N/A |  | #N/A | #N/A | #N/A
NQC List | CAISO | PGP2_2_PDRP22 | CAISO System | PGP2_2_PDRP22 | 0.99 | 0.99 | 0.99 | 0.99 | 0.99 | 0.99 | 0.99 | 0.99 | 0.99 | 0.99 | 0.99 | 0.99 | DEMAND RESPONSE | 2019-01-01 | 1900 | 2030 | Y | North | FC |  |  |  | #N/A | #N/A |  | #N/A | #N/A | #N/A
NQC List | CAISO | PGP2_2_PDRP23 | CAISO System | PGP2_2_PDRP23 | 0.99 | 0.99 | 0.99 | 0.99 | 0.99 | 0.99 | 0.99 | 0.99 | 0.99 | 0.99 | 0.99 | 0.99 | DEMAND RESPONSE | 2019-01-01 | 1900 | 2030 | Y | North | FC |  |  |  | #N/A | #N/A |  | #N/A | #N/A | #N/A
NQC List | CAISO | PGP2_2_PDRP24 | CAISO System | PGP2_2_PDRP24 | 0.99 | 0.99 | 0.99 | 0.99 | 0.99 | 0.99 | 0.99 | 0.99 | 0.99 | 0.99 | 0.99 | 0.99 | DEMAND RESPONSE | 2019-01-01 | 1900 | 2030 | Y | North | FC |  |  |  | #N/A | #N/A |  | #N/A | #N/A | #N/A
NQC List | CAISO | PGP2_2_PDRP25 | CAISO System | PGP2_2_PDRP25 | 0.99 | 0.99 | 0.99 | 0.99 | 0.99 | 0.99 | 0.99 | 0.99 | 0.99 | 0.99 | 0.99 | 0.99 | DEMAND RESPONSE | 2019-01-01 | 1900 | 2030 | Y | North | FC |  |  |  | #N/A | #N/A |  | #N/A | #N/A | #N/A
NQC List | CAISO | PGP2_2_PDRP26 | CAISO System | PGP2_2_PDRP26 | 0.99 | 0.99 | 0.99 | 0.99 | 0.99 | 0.99 | 0.99 | 0.99 | 0.99 | 0.99 | 0.99 | 0.99 | DEMAND RESPONSE | 2019-01-01 | 1900 | 2030 | Y | North | FC |  |  |  | #N/A | #N/A |  | #N/A | #N/A | #N/A
NQC List | CAISO | PGP2_2_PDRP28 | CAISO System | PGP2_2_PDRP28 | 0.99 | 0.99 | 0.99 | 0.99 | 0.99 | 0.99 | 0.99 | 0.99 | 0.99 | 0.99 | 0.99 | 0.99 | DEMAND RESPONSE | 2019-01-01 | 1900 | 2030 | Y | North | FC |  |  |  | #N/A | #N/A |  | #N/A | #N/A | #N/A
NQC List | CAISO | PGP2_2_PDRP29 | CAISO System | PGP2_2_PDRP29 | 0.99 | 0.99 | 0.99 | 0.99 | 0.99 | 0.99 | 0.99 | 0.99 | 0.99 | 0.99 | 0.99 | 0.99 | DEMAND RESPONSE | 2019-01-01 | 1900 | 2030 | Y | North | FC |  |  |  | #N/A | #N/A |  | #N/A | #N/A | #N/A
NQC List | CAISO | PGP2_2_PDRP30 | CAISO System | PGP2_2_PDRP30 | 0.99 | 0.99 | 0.99 | 0.99 | 0.99 | 0.99 | 0.99 | 0.99 | 0.99 | 0.99 | 0.99 | 0.99 | DEMAND RESPONSE | 2019-01-01 | 1900 | 2030 | Y | North | FC |  |  |  | #N/A | #N/A |  | #N/A | #N/A | #N/A
NQC List | CAISO | PGP2_2_PDRP32 | CAISO System | PGP2_2_PDRP32 | 0.99 | 0.99 | 0.99 | 0.99 | 0.99 | 0.99 | 0.99 | 0.99 | 0.99 | 0.99 | 0.99 | 0.99 | DEMAND RESPONSE | 2019-01-01 | 1900 | 2030 | Y | North | FC |  |  |  | #N/A | #N/A |  | #N/A | #N/A | #N/A
NQC List | CAISO | PGP2_2_PDRP33 | CAISO System | PGP2_2_PDRP33 | 0.99 | 0.99 | 0.99 | 0.99 | 0.99 | 0.99 | 0.99 | 0.99 | 0.99 | 0.99 | 0.99 | 0.99 | DEMAND RESPONSE | 2019-01-01 | 1900 | 2030 | Y | North | FC |  |  |  | #N/A | #N/A |  | #N/A | #N/A | #N/A
NQC List | CAISO | [15 empty] | #N/A | #N/A | 1900 | #N/A | [6 empty] | #N/A | #N/A |  | #N/A | #VALUE! | #N/A
NQC List | CAISO | PGP2_2_PDRP35 | CAISO System | PGP2_2_PDRP35 | 0.99 | 0.99 | 0.99 | 0.99 | 0.99 | 9.99 | 9.99 | 9.99 | 9.99 | 9.99 | 9.99 | 9.99 | DEMAND RESPONSE | 2019-01-01 | 1900 | 2030 | Y | North | FC |  |  |  | #N/A | #N/A |  | Yes | 9.99 | 0
NQC List | CAISO | PGP2_2_PDRP36 | CAISO System | PGP2_2_PDRP36 | 9.99 | 9.99 | 9.99 | 9.99 | 9.99 | 9.99 | 9.99 | 9.99 | 9.99 | 9.99 | 9.99 | 9.99 | DEMAND RESPONSE | 2019-01-01 | 1900 | 2030 | Y | North | FC |  |  |  | #N/A | #N/A |  | #N/A | #N/A | #N/A
NQC List | CAISO | PGP2_2_PDRP37 | CAISO System | PGP2_2_PDRP37 | 9.99 | 9.99 | 9.99 | 9.99 | 9.99 | 9.99 | 9.99 | 9.99 | 9.99 | 9.99 | 9.99 | 9.99 | DEMAND RESPONSE | 2019-01-01 | 1900 | 2030 | Y | North | FC |  |  |  | #N/A | #N/A |  | #N/A | #N/A | #N/A
NQC List | CAISO | PGP2_2_PDRP38 | CAISO System | PGP2_2_PDRP38 | 0.99 | 0.99 | 0.99 | 0.99 | 0.99 | 0.99 | 0.99 | 0.99 | 0.99 | 0.99 | 0.99 | 0.99 | DEMAND RESPONSE | 2019-01-01 | 1900 | 2030 | Y | North | FC |  |  |  | #N/A | #N/A |  | #N/A | #N/A | #N/A
NQC List | CAISO | [15 empty] | #N/A | #N/A | 1900 | #N/A | [6 empty] | #N/A | #N/A |  | #N/A | #VALUE! | #N/A
NQC List | CAISO | [15 empty] | #N/A | #N/A | 1900 | #N/A | [6 empty] | #N/A | #N/A |  | #N/A | #VALUE! | #N/A
NQC List | CAISO | [15 empty] | #N/A | #N/A | 1900 | #N/A | [6 empty] | #N/A | #N/A |  | #N/A | #VALUE! | #N/A
NQC List | CAISO | PGP2_2_PDRP42 | CAISO System | PGP2_2_PDRP42 | 0.99 | 0.99 | 0.99 | 0.99 | 0.99 | 0.99 | 0.99 | 0.99 | 0.99 | 0.99 | 0.99 | 0.99 | DEMAND RESPONSE | #N/A | 1900 | 2030 | Y | North | FC |  |  |  | #N/A | #N/A |  | #N/A | #N/A | #N/A
NQC List | CAISO | PGP2_2_PDRP43 | CAISO System | PGP2_2_PDRP43 | 0.99 | 0.99 | 0.99 | 0.99 | 0.99 | 0.99 | 0.99 | 0.99 | 0.99 | 0.99 | 0.99 | 0.99 | DEMAND RESPONSE | #N/A | 1900 | 2030 | Y | North | FC |  |  |  | #N/A | #N/A |  | Yes | 0.99 | 0
NQC List | CAISO | PGP2_2_PDRP44 | CAISO System | PGP2_2_PDRP44 | 0.99 | 0.99 | 0.99 | 0.99 | 0.99 | 0.99 | 0.99 | 0.99 | 0.99 | 0.99 | 0.99 | 0.99 | DEMAND RESPONSE | #N/A | 1900 | 2030 | Y | North | FC |  |  |  | #N/A | #N/A |  | #N/A | #N/A | #N/A
NQC List | CAISO | [15 empty] | #N/A | #N/A | 1900 | #N/A | [6 empty] | #N/A | #N/A |  | #N/A | #VALUE! | #N/A
NQC List | CAISO | [15 empty] | #N/A | #N/A | 1900 | #N/A | [6 empty] | #N/A | #N/A |  | #N/A | #VALUE! | #N/A
NQC List | CAISO | PGP2_2_PDRP47 | CAISO System | PGP2_2_PDRP47 | 0.99 | 0.99 | 0.99 | 0.99 | 0.99 | 0.99 | 0.99 | 0.99 | 0.99 | 0.99 | 0.99 | 0.99 | DEMAND RESPONSE | #N/A | 1900 | 2030 | Y | North | FC |  |  |  | #N/A | #N/A |  | #N/A | #N/A | #N/A
NQC List | CAISO | PGP2_2_PDRP48 | CAISO System | PGP2_2_PDRP48 | 0.99 | 0.99 | 0.99 | 0.99 | 0.99 | 0.99 | 0.99 | 0.99 | 0.99 | 0.99 | 0.99 | 0.99 | DEMAND RESPONSE | #N/A | 1900 | 2030 | Y | North | FC |  |  |  | #N/A | #N/A |  | #N/A | #N/A | #N/A
NQC List | CAISO | [15 empty] | #N/A | #N/A | 1900 | #N/A | [6 empty] | #N/A | #N/A |  | #N/A | #VALUE! | #N/A
NQC List | CAISO | PGP2_2_PDRP52 | CAISO System |  | JUN: 0.6; JUL: 0.6; AUG: 0.6; SEP: 0.6; OCT: 0.6; NOV: 0.6; DEC: 0.6 | DEMAND RESPONSE | 2020-06-01 | 1900 | 2050 | Y | North | FC |  |  |  | #N/A | #N/A |  | #N/A | #N/A | #N/A
NQC List | CAISO | PGP2_2_PDRP53 | CAISO System |  | JUL: 0.99; AUG: 0.99; SEP: 0.99; OCT: 0.99; NOV: 0.99; DEC: 0.99 | DEMAND RESPONSE | 2020-07-01 | 1900 | 2050 | Y | North | FC |  |  |  | #N/A | #N/A |  | Yes | 0.99 | 0
NQC List | CAISO | PGP2_2_PDRP54 | CAISO System |  | JUL: 0.99; AUG: 0.99; SEP: 0.99; OCT: 0.99; NOV: 0.99; DEC: 0.99 | DEMAND RESPONSE | 2020-07-01 | 1900 | 2050 | Y | North | FC |  |  |  | #N/A | #N/A |  | Yes | 0.99 | 0
NQC List | CAISO | PGP2_2_PDRP55 | CAISO System |  | JUL: 0.99; AUG: 0.99; SEP: 0.99; OCT: 0.99; NOV: 0.99; DEC: 0.99 | DEMAND RESPONSE | 2020-07-01 | 1900 | 2050 | Y | North | FC |  |  |  | #N/A | #N/A |  | Yes | 0.99 | 0
NQC List | CAISO | PGP2_2_PDRP56 | CAISO System |  | JUL: 0.99; AUG: 0.99; SEP: 0.99; OCT: 0.99; NOV: 0.99; DEC: 0.99 | DEMAND RESPONSE | 2020-07-01 | 1900 | 2050 | Y | North | FC |  |  |  | #N/A | #N/A |  | Yes | 0.99 | 0
NQC List | CAISO | PGP2_2_PDRP60 | CAISO System |  | JUN: 0.99; JUL: 0.99; AUG: 0.99; SEP: 0.99; OCT: 0.99; NOV: 0.99; DEC: 0.99 | DEMAND RESPONSE | 2020-06-01 | 1900 | 2050 | Y | North | FC |  |  |  | #N/A | #N/A |  | #N/A | #N/A | #N/A
NQC List | CAISO | PGP2_2_PDRP61 | CAISO System |  | JUN: 0.99; JUL: 0.99; AUG: 0.99; SEP: 0.99; OCT: 0.99; NOV: 0.99; DEC: 0.99 | DEMAND RESPONSE | 2020-06-01 | 1900 | 2050 | Y | North | FC |  |  |  | #N/A | #N/A |  | #N/A | #N/A | #N/A
NQC List | CAISO | PGP2_2_PDRP62 | CAISO System |  | JUN: 0.99; JUL: 0.99; AUG: 0.99; SEP: 0.99; OCT: 0.99; NOV: 0.99; DEC: 0.99 | DEMAND RESPONSE | 2020-06-01 | 1900 | 2050 | Y | North | FC |  |  |  | #N/A | #N/A |  | #N/A | #N/A | #N/A
NQC List | CAISO | PGP2_2_PDRP63 | CAISO System |  | JUN: 0.99; JUL: 0.99; AUG: 0.99; SEP: 0.99; OCT: 0.99; NOV: 0.99; DEC: 0.99 | DEMAND RESPONSE | 2020-06-01 | 1900 | 2050 | Y | North | FC |  |  |  | #N/A | #N/A |  | #N/A | #N/A | #N/A
NQC List | CAISO | PGP2_2_PDRP64 | CAISO System |  | JUN: 0.99; JUL: 0.99; AUG: 0.99; SEP: 0.99; OCT: 0.99; NOV: 0.99; DEC: 0.99 | DEMAND RESPONSE | 2020-06-01 | 1900 | 2050 | Y | North | FC |  |  |  | #N/A | #N/A |  | #N/A | #N/A | #N/A
NQC List | CAISO | [15 empty] | #N/A | #N/A | 1900 | #N/A | [6 empty] | #N/A | #N/A |  | #N/A | #VALUE! | #N/A
NQC List | CAISO | PGSB_1_PDRP04 | CAISO System | PGSB_1_PDRP04 | 3 | 3 | 3 | 3 | 3 | 3 | 3 | 3 | 3 | 3 | 3 | 3 | DEMAND RESPONSE | 2019-01-01 | 1900 | 2030 | Y | North | FC |  |  |  | #N/A | #N/A |  | #N/A | #N/A | #N/A
NQC List | CAISO | PGSB_1_PDRP06 | CAISO System | PDR-F PGSB | 0.96 | 0.96 | 0.96 | 0.96 | 0.96 | 0.96 | 0.96 | 0.96 | 0.96 | 0.96 | 0.96 | 0.96 | DEMAND RESPONSE | 2019-01-01 | 1900 | 2030 | Y | North | FC |  |  |  | #N/A | #N/A |  | #N/A | #N/A | #N/A
NQC List | CAISO | PGSB_1_PDRP08 | CAISO System | PGSB_1_PDRP08 | 1.24 | 1.2 | 1.22 | 0.22 | 1.21 | 2.31 | 2.31 | 2.46 | 1.98 | 1.22 | 1.11 | 1.1 | DEMAND RESPONSE | 2019-01-01 | 1900 | 2030 | Y | North | FC |  |  |  | #N/A | #N/A |  | #N/A | #N/A | #N/A
NQC List | CAISO | [15 empty] | #N/A | #N/A | 1900 | #N/A | [6 empty] | #N/A | #N/A |  | #N/A | #VALUE! | #N/A
NQC List | CAISO | PGSB_1_PDRP10 | CAISO System | PGSB_1_PDRP10 | 3 | 3 | 3 | 3 | 3 | 3 | 3 | 3 | 3 | 3 | 3 | 3 | DEMAND RESPONSE | 2019-01-01 | 1900 | 2030 | Y | North | FC |  |  |  | #N/A | #N/A |  | #N/A | #N/A | #N/A
NQC List | CAISO | PGSB_1_PDRP11 | CAISO System | PGSB_1_PDRP11 | [12 empty] | DEMAND RESPONSE | 2019-01-01 | 1900 | 2030 | Y | North | FC |  |  |  | #N/A | #N/A |  | #N/A | #N/A | #N/A | bar: JAN to DEC
NQC List | CAISO | PGSB_1_PDRP12 | CAISO System | PDR-E PGSB | 0.5 | 0.5 | 0.5 | 0.5 | 0.5 | 0.5 | 0.5 | 0.5 | 0.5 | 0.5 | 0.5 | 0.5 | DEMAND RESPONSE | 2019-01-01 | 1900 | 2030 | Y | North | FC |  |  |  | #N/A | #N/A |  | #N/A | #N/A | #N/A
NQC List | CAISO | PGSB_1_PDRP13 | CAISO System | PDR-E PGSB EDF | 0.5 | 0.5 | 0.5 | 0.5 | 0.5 | 0.5 | 0.5 | 0.5 | 0.5 | 0.5 | 0.5 | 0.5 | DEMAND RESPONSE | 2019-01-01 | 1900 | 2030 | Y | North | FC |  |  |  | #N/A | #N/A |  | #N/A | #N/A | #N/A
NQC List | CAISO | [15 empty] | #N/A | #N/A | 1900 | #N/A | [6 empty] | #N/A | #N/A |  | #N/A | #VALUE! | #N/A
NQC List | CAISO | PGSB_1_PDRP16 | CAISO System | Tesla Mountain View/Gilroy | 0.4 | 0.4 | 0.4 | 0.4 | 0.4 | 0.4 | 0.4 | 0.4 | 0.4 | 0.4 | 0.4 | 0.4 | DEMAND RESPONSE | 2019-01-01 | 1900 | 2030 | Y | North | FC |  |  |  | #N/A | #N/A |  | #N/A | #N/A | #N/A
NQC List | CAISO | PGSB_1_PDRP17 | CAISO System | PGSB_1_PDRP17 | 0.5 | 0.5 | 0.5 | 0.5 | 0.5 | 0.5 | 0.5 | 0.5 | 0.5 | 0.5 | 0.5 | 0.5 | DEMAND RESPONSE | 2019-01-01 | 1900 | 2030 | Y | North | FC |  |  |  | #N/A | #N/A |  | #N/A | #N/A | #N/A
NQC List | CAISO | PGSB_1_PDRP29 | CAISO System | PGSB_1_PDRP29 | 0.99 | 0.99 | 0.99 | 0.99 | 0.99 | 0.99 | 0.99 | 0.99 | 0.99 | 0.99 | 0.99 | 0.99 | DEMAND RESPONSE | 2019-01-01 | 1900 | 2030 | Y | North | FC |  |  |  | #N/A | #N/A |  | #N/A | #N/A | #N/A
NQC List | CAISO | PGSB_1_PDRP30 | CAISO System | PGSB_1_PDRP30 | 0.99 | 0.99 | 0.99 | 0.99 | 0.99 | 0.99 | 0.99 | 0.99 | 0.99 | 0.99 | 0.99 | 0.99 | DEMAND RESPONSE | 2019-01-01 | 1900 | 2030 | Y | North | FC |  |  |  | #N/A | #N/A |  | #N/A | #N/A | #N/A
NQC List | CAISO | PGSB_1_PDRP31 | CAISO System | PGSB_1_PDRP31 | 0.99 | 0.99 | 0.99 | 0.99 | 0.99 | 0.99 | 0.99 | 0.99 | 0.99 | 0.99 | 0.99 | 0.99 | DEMAND RESPONSE | 2019-01-01 | 1900 | 2030 | Y | North | FC |  |  |  | #N/A | #N/A |  | #N/A | #N/A | #N/A
NQC List | CAISO | PGSB_1_PDRP32 | CAISO System | PGSB_1_PDRP32 | 0.99 | 0.99 | 0.99 | 0.99 | 0.99 | 0.99 | 0.99 | 0.99 | 0.99 | 0.99 | 0.99 | 0.99 | DEMAND RESPONSE | 2019-01-01 | 1900 | 2030 | Y | North | FC |  |  |  | #N/A | #N/A |  | #N/A | #N/A | #N/A
NQC List | CAISO | PGSB_1_PDRP33 | CAISO System | PGSB_1_PDRP33 | 0.99 | 0.99 | 0.99 | 0.99 | 0.99 | 0.99 | 0.99 | 0.99 | 0.99 | 0.99 | 0.99 | 0.99 | DEMAND RESPONSE | 2019-01-01 | 1900 | 2030 | Y | North | FC |  |  |  | #N/A | #N/A |  | #N/A | #N/A | #N/A
NQC List | CAISO | PGSB_1_PDRP34 | CAISO System | PGSB_1_PDRP34 | 0.99 | 0.99 | 0.99 | 0.99 | 0.99 | 0.99 | 0.99 | 0.99 | 0.99 | 0.99 | 0.99 | 0.99 | DEMAND RESPONSE | 2019-01-01 | 1900 | 2030 | Y | North | FC |  |  |  | #N/A | #N/A |  | #N/A | #N/A | #N/A
NQC List | CAISO | PGSB_1_PDRP35 | CAISO System | PGSB_1_PDRP35 | 0.99 | 0.99 | 0.99 | 0.99 | 0.99 | 0.99 | 0.99 | 0.99 | 0.99 | 0.99 | 0.99 | 0.99 | DEMAND RESPONSE | 2019-01-01 | 1900 | 2030 | Y | North | FC |  |  |  | #N/A | #N/A |  | #N/A | #N/A | #N/A
NQC List | CAISO | PGSB_1_PDRP36 | CAISO System | PGSB_1_PDRP36 | 0.99 | 0.99 | 0.99 | 0.99 | 0.99 | 0.99 | 0.99 | 0.99 | 0.99 | 0.99 | 0.99 | 0.99 | DEMAND RESPONSE | 2019-01-01 | 1900 | 2030 | Y | North | FC |  |  |  | #N/A | #N/A |  | #N/A | #N/A | #N/A
NQC List | CAISO | PGSB_1_PDRP42 | CAISO System | PGSB_1_PDRP42 | 0.99 | 0.99 | 0.99 | 0.99 | 0.99 | 0.99 | 0.99 | 0.99 | 0.99 | 0.99 | 0.99 | 0.99 | DEMAND RESPONSE | 2019-01-01 | 1900 | 2030 | Y | North | FC |  |  |  | #N/A | #N/A |  | #N/A | #N/A | #N/A
NQC List | CAISO | PGSB_1_PDRP43 | CAISO System | PGSB_1_PDRP43 | 0.99 | 0.99 | 0.99 | 0.99 | 0.99 | 0.99 | 0.99 | 0.99 | 0.99 | 0.99 | 0.99 | 0.99 | DEMAND RESPONSE | 2019-01-01 | 1900 | 2030 | Y | North | FC |  |  |  | #N/A | #N/A |  | #N/A | #N/A | #N/A
NQC List | CAISO | PGSB_1_PDRP44 | CAISO System | PGSB_1_PDRP44 | 0.99 | 0.99 | 0.99 | 0.99 | 0.99 | 0.99 | 0.99 | 0.99 | 0.99 | 0.99 | 0.99 | 0.99 | DEMAND RESPONSE | 2019-01-01 | 1900 | 2030 | Y | North | FC |  |  |  | #N/A | #N/A |  | #N/A | #N/A | #N/A
NQC List | CAISO | PGSB_1_PDRP45 | CAISO System | PGSB_1_PDRP45 | 0.99 | 0.99 | 0.99 | 0.99 | 0.99 | 0.99 | 0.99 | 0.99 | 0.99 | 0.99 | 0.99 | 0.99 | DEMAND RESPONSE | 2019-01-01 | 1900 | 2030 | Y | North | FC |  |  |  | #N/A | #N/A |  | #N/A | #N/A | #N/A
NQC List | CAISO | PGSB_1_PDRP46 | CAISO System | PGSB_1_PDRP46 | 0.99 | 0.99 | 0.99 | 0.99 | 0.99 | 0.99 | 0.99 | 0.99 | 0.99 | 0.99 | 0.99 | 0.99 | DEMAND RESPONSE | 2019-01-01 | 1900 | 2030 | Y | North | FC |  |  |  | #N/A | #N/A |  | #N/A | #N/A | #N/A
NQC List | CAISO | PGSB_1_PDRP47 | CAISO System | PGSB_1_PDRP47 | 0.99 | 0.99 | 0.99 | 0.99 | 0.99 | 0.99 | 0.99 | 0.99 | 0.99 | 0.99 | 0.99 | 0.99 | DEMAND RESPONSE | 2019-01-01 | 1900 | 2030 | Y | North | FC |  |  |  | #N/A | #N/A |  | #N/A | #N/A | #N/A
NQC List | CAISO | PGSB_1_PDRP48 | CAISO System | PGSB_1_PDRP48 | 0.99 | 0.99 | 0.99 | 0.99 | 0.99 | 0.99 | 0.99 | 0.99 | 0.99 | 0.99 | 0.99 | 0.99 | DEMAND RESPONSE | 2019-01-01 | 1900 | 2030 | Y | North | FC |  |  |  | #N/A | #N/A |  | #N/A | #N/A | #N/A
NQC List | CAISO | PGSB_1_PDRP49 | CAISO System | PGSB_1_PDRP49 | 0.99 | 0.99 | 0.99 | 0.99 | 0.99 | 0.99 | 0.99 | 0.99 | 0.99 | 0.99 | 0.99 | 0.99 | DEMAND RESPONSE | 2019-01-01 | 1900 | 2030 | Y | North | FC |  |  |  | #N/A | #N/A |  | #N/A | #N/A | #N/A
NQC List | CAISO | PGSB_1_PDRP50 | CAISO System | PGSB_1_PDRP50 | 0.99 | 0.99 | 0.99 | 0.99 | 0.99 | 0.99 | 0.99 | 0.99 | 0.99 | 0.99 | 0.99 | 0.99 | DEMAND RESPONSE | 2019-01-01 | 1900 | 2030 | Y | North | FC |  |  |  | #N/A | #N/A |  | #N/A | #N/A | #N/A
NQC List | CAISO | PGSB_1_PDRP51 | CAISO System | PGSB_1_PDRP51 | 0.99 | 0.99 | 0.99 | 0.99 | 0.99 | 0.99 | 0.99 | 0.99 | 0.99 | 0.99 | 0.99 | 0.99 | DEMAND RESPONSE | 2019-01-01 | 1900 | 2030 | Y | North | FC |  |  |  | #N/A | #N/A |  | #N/A | #N/A | #N/A
NQC List | CAISO | PGSB_1_PDRP52 | CAISO System | PGSB_1_PDRP52 | 0.99 | 0.99 | 0.99 | 0.99 | 0.99 | 0.99 | 0.99 | 0.99 | 0.99 | 0.99 | 0.99 | 0.99 | DEMAND RESPONSE | 2019-01-01 | 1900 | 2030 | Y | North | FC |  |  |  | #N/A | #N/A |  | #N/A | #N/A | #N/A
NQC List | CAISO | PGSB_1_PDRP53 | CAISO System | PGSB_1_PDRP53 | 0.99 | 0.99 | 0.99 | 0.99 | 0.99 | 0.99 | 0.99 | 0.99 | 0.99 | 0.99 | 0.99 | 0.99 | DEMAND RESPONSE | 2019-01-01 | 1900 | 2030 | Y | North | FC |  |  |  | #N/A | #N/A |  | #N/A | #N/A | #N/A
NQC List | CAISO | PGSB_1_PDRP54 | CAISO System | PGSB_1_PDRP54 | 0.99 | 0.99 | 0.99 | 0.99 | 0.99 | 0.99 | 0.99 | 0.99 | 0.99 | 0.99 | 0.99 | 0.99 | DEMAND RESPONSE | 2019-01-01 | 1900 | 2030 | Y | North | FC |  |  |  | #N/A | #N/A |  | #N/A | #N/A | #N/A
NQC List | CAISO | PGSB_1_PDRP55 | CAISO System | PGSB_1_PDRP55 | 0.99 | 0.99 | 0.99 | 0.99 | 0.99 | 0.99 | 0.99 | 0.99 | 0.99 | 0.99 | 0.99 | 0.99 | DEMAND RESPONSE | 2019-01-01 | 1900 | 2030 | Y | North | FC |  |  |  | #N/A | #N/A |  | #N/A | #N/A | #N/A
NQC List | CAISO | PGSB_1_PDRP56 | CAISO System | PGSB_1_PDRP56 | 0.99 | 0.99 | 0.99 | 0.99 | 0.99 | 0.99 | 0.99 | 0.99 | 0.99 | 0.99 | 0.99 | 0.99 | DEMAND RESPONSE | 2019-01-01 | 1900 | 2030 | Y | North | FC |  |  |  | #N/A | #N/A |  | #N/A | #N/A | #N/A
NQC List | CAISO | PGSB_1_PDRP57 | CAISO System | PGSB_1_PDRP57 | 0.99 | 0.99 | 0.99 | 0.99 | 0.99 | 0.99 | 0.99 | 0.99 | 0.99 | 0.99 | 0.99 | 0.99 | DEMAND RESPONSE | 2019-01-01 | 1900 | 2030 | Y | North | FC |  |  |  | #N/A | #N/A |  | #N/A | #N/A | #N/A
NQC List | CAISO | PGSB_1_PDRP58 | CAISO System | PGSB_1_PDRP58 | 0.99 | 0.99 | 0.99 | 0.99 | 0.99 | 0.99 | 0.99 | 0.99 | 0.99 | 0.99 | 0.99 | 0.99 | DEMAND RESPONSE | 2019-01-01 | 1900 | 2030 | Y | North | FC |  |  |  | #N/A | #N/A |  | #N/A | #N/A | #N/A
NQC List | CAISO | PGSB_1_PDRP60 | CAISO System | PGSB_1_PDRP60 | 9.99 | 9.99 | 9.99 | 9.99 | 9.99 | 9.99 | 9.99 | 9.99 | 9.99 | 9.99 | 9.99 | 9.99 | DEMAND RESPONSE | 2019-01-01 | 1900 | 2030 | Y | North | FC |  |  |  | #N/A | #N/A |  | #N/A | #N/A | #N/A
NQC List | CAISO | PGSB_1_PDRP63 | CAISO System |  | AUG: 0.99; SEP: 0.99; OCT: 0.99; NOV: 0.99; DEC: 0.99 | DEMAND RESPONSE | 2019-01-01 | 1900 | 2030 | Y | North | FC |  |  |  | #N/A | #N/A |  | #N/A | #N/A | #N/A
NQC List | CAISO | PGSB_1_PDRP64 | CAISO System |  | JUL: 0.99; AUG: 0.99; SEP: 0.99; OCT: 0.99; NOV: 0.99; DEC: 0.99 | DEMAND RESPONSE | 2019-01-01 | 1900 | 2030 | Y | North | FC |  |  |  | #N/A | #N/A |  | #N/A | #N/A | #N/A
NQC List | CAISO | [15 empty] | #N/A | #N/A | 1900 | #N/A | [6 empty] | #N/A | #N/A |  | #N/A | #VALUE! | #N/A
NQC List | CAISO | [15 empty] | #N/A | #N/A | 1900 | #N/A | [6 empty] | #N/A | #N/A |  | #N/A | #VALUE! | #N/A
NQC List | CAISO | PGSB_1_PDRP68 | CAISO System | PGSB_1_PDRP68 | 0.99 | 0.99 | 0.99 | 0.99 | 0.99 | 0.99 | 0.99 | 0.99 | 0.99 | 0.99 | 0.99 | 0.99 | DEMAND RESPONSE | 2019-01-01 | 1900 | 2030 | Y | North | FC |  |  |  | #N/A | #N/A |  | #N/A | #N/A | #N/A
NQC List | CAISO | PGSB_1_PDRP69 | CAISO System | PGSB_1_PDRP69 | 0.99 | 0.99 | 0.99 | 0.99 | 0.99 | 0.99 | 0.99 | 0.99 | 0.99 | 0.99 | 0.99 | 0.99 | DEMAND RESPONSE | #N/A | 1900 | 2030 | Y | North | FC |  |  |  | #N/A | #N/A |  | Yes | 0.99 | 0
NQC List | CAISO | PGSB_1_PDRP70 | CAISO System | PGSB_1_PDRP70 | 0.99 | 0.99 | 0.99 | 0.99 | 0.99 | 0.99 | 0.99 | 0.99 | 0.99 | 0.99 | 0.99 | 0.99 | DEMAND RESPONSE | #N/A | 1900 | 2030 | Y | North | FC |  |  |  | #N/A | #N/A |  | Yes | 0.99 | 0
NQC List | CAISO | PGSB_1_PDRP71 | CAISO System | PGSB_1_PDRP71 | 0.99 | 0.99 | 0.99 | 0.99 | 0.99 | 0.99 | 0.99 | 0.99 | 0.99 | 0.99 | 0.99 | 0.99 | DEMAND RESPONSE | #N/A | 1900 | 2030 | Y | North | FC |  |  |  | #N/A | #N/A |  | Yes | 0.99 | 0
NQC List | CAISO | [15 empty] | #N/A | #N/A | 1900 | #N/A | [6 empty] | #N/A | #N/A |  | #N/A | #VALUE! | #N/A
NQC List | CAISO | PGSB_1_PDRP73 | CAISO System | PGSB_1_PDRP73 | 0.99 | 0.99 | 0.99 | 0.99 | 0.99 | 0.99 | 0.99 | 0.99 | 0.99 | 0.99 | 0.99 | 0.99 | DEMAND RESPONSE | #N/A | 1900 | 2030 | Y | North | FC |  |  |  | #N/A | #N/A |  | Yes | 0.99 | 0
NQC List | CAISO | PGSB_1_PDRP74 | CAISO System | PGSB_1_PDRP74 | 0.99 | 0.99 | 0.99 | 0.99 | 0.99 | 0.99 | 0.99 | 0.99 | 0.99 | 0.99 | 0.99 | 0.99 | DEMAND RESPONSE | #N/A | 1900 | 2030 | Y | North | FC |  |  |  | #N/A | #N/A |  | #N/A | #N/A | #N/A
NQC List | CAISO | PGSB_1_PDRP76 | CAISO System | PGSB_1_PDRP76 | 0.99 | 0.99 | 0.99 | 0.99 | 0.99 | 0.99 | 0.99 | 0.99 | 0.99 | 0.99 | 0.99 | 0.99 | DEMAND RESPONSE | #N/A | 1900 | 2030 | Y | North | FC |  |  |  | #N/A | #N/A |  | Yes | 0.99 | 0
NQC List | CAISO | PGSB_1_PDRP77 | CAISO System | PGSB_1_PDRP77 | 0.99 | 0.99 | 0.99 | 0.99 | 0.99 | 0.99 | 0.99 | 0.99 | 0.99 | 0.99 | 0.99 | 0.99 | DEMAND RESPONSE | #N/A | 1900 | 2030 | Y | North | FC |  |  |  | #N/A | #N/A |  | Yes | 0.99 | 0
NQC List | CAISO | PGSB_1_PDRP78 | CAISO System |  | JUL: 0.99; AUG: 0.99; SEP: 0.99; OCT: 0.99; NOV: 0.99; DEC: 0.99 | DEMAND RESPONSE | 2020-07-01 | 1900 | 2050 | Y | North | FC |  |  |  | #N/A | #N/A |  | Yes | 0.99 | 0
NQC List | CAISO | PGSB_1_PDRP86 | CAISO System |  | JUN: 4.6; JUL: 4.6; AUG: 4.6; SEP: 4.6; OCT: 4.6; NOV: 4.6; DEC: 4.6 | DEMAND RESPONSE | 2020-06-01 | 1900 | 2050 | Y | North | FC |  |  |  | #N/A | #N/A |  | Yes | 4.6 | 0
NQC List | CAISO | PGSB_1_PDRP87 | CAISO System |  | JUN: 8.4; JUL: 8.4; AUG: 8.4; SEP: 9.95; OCT: 8.96; NOV: 8.96; DEC: 8.96 | DEMAND RESPONSE | 2020-06-01 | 1900 | 2050 | Y | North | FC |  |  |  | #N/A | #N/A |  | Yes | 7.45 | 2.5
NQC List | CAISO | PGSB_1_PDRP88 | CAISO System |  | JUN: 3; JUL: 3; AUG: 3; SEP: 3; OCT: 3; NOV: 3; DEC: 3 | DEMAND RESPONSE | 2020-06-01 | 1900 | 2050 | Y | North | FC |  |  |  | #N/A | #N/A |  | #N/A | #N/A | #N/A
NQC List | CAISO | PGSB_1_PDRP89 | CAISO System |  | JUL: 0.99; AUG: 0.99; SEP: 0.99; OCT: 0.99; NOV: 0.99; DEC: 0.99 | DEMAND RESPONSE | 2020-07-01 | 1900 | 2050 | Y | North | FC |  |  |  | #N/A | #N/A |  | Yes | 0.99 | 0
NQC List | CAISO | PGSB_1_PDRP90 | CAISO System |  | JUN: 0.99; JUL: 0.99; AUG: 0.99; SEP: 0.99; OCT: 0.99; NOV: 0.99; DEC: 0.99 | DEMAND RESPONSE | 2020-06-01 | 1900 | 2050 | Y | North | FC |  |  |  | #N/A | #N/A |  | Yes | 0.99 | 0
NQC List | CAISO | PGSB_1_PDRP91 | CAISO System |  | JUN: 0.99; JUL: 0.99; AUG: 0.99; SEP: 0.99; OCT: 0.99; NOV: 0.99; DEC: 0.99 | DEMAND RESPONSE | 2020-06-01 | 1900 | 2050 | Y | North | FC |  |  |  | #N/A | #N/A |  | Yes | 0.99 | 0
NQC List | CAISO | PGSB_1_PDRP92 | CAISO System |  | JUN: 0.99; JUL: 0.99; AUG: 0.99; SEP: 0.99; OCT: 0.99; NOV: 0.99; DEC: 0.99 | DEMAND RESPONSE | 2020-06-01 | 1900 | 2050 | Y | North | FC |  |  |  | #N/A | #N/A |  | Yes | 0.99 | 0
NQC List | CAISO | PGSB_1_PDRP93 | CAISO System |  | JUN: 0.99; JUL: 0.99; AUG: 0.99; SEP: 0.99; OCT: 0.99; NOV: 0.99; DEC: 0.99 | DEMAND RESPONSE | 2020-06-01 | 1900 | 2050 | Y | North | FC |  |  |  | #N/A | #N/A |  | #N/A | #N/A | #N/A
NQC List | CAISO | PGSB_1_PDRP94 | CAISO System |  | JUN: 0.99; JUL: 0.99; AUG: 0.99; SEP: 0.99; OCT: 0.99; NOV: 0.99; DEC: 0.99 | DEMAND RESPONSE | 2020-06-01 | 1900 | 2050 | Y | North | FC |  |  |  | #N/A | #N/A |  | #N/A | #N/A | #N/A
NQC List | CAISO | PGSB_1_PDRP95 | CAISO System |  | JUL: 0.99; AUG: 0.99; SEP: 0.99; OCT: 0.99; NOV: 0.99; DEC: 0.99 | DEMAND RESPONSE | 2020-07-01 | 1900 | 2050 | Y | North | FC |  |  |  | #N/A | #N/A |  | #N/A | #N/A | #N/A
NQC List | CAISO | PGSB_1_PDRP96 | CAISO System |  | JUL: 0.99; AUG: 0.99; SEP: 0.99; OCT: 0.99; NOV: 0.99; DEC: 0.99 | DEMAND RESPONSE | 2020-07-01 | 1900 | 2050 | Y | North | FC |  |  |  | #N/A | #N/A |  | #N/A | #N/A | #N/A
NQC List | CAISO | PGSB_1_RDRR04 | CAISO System | RDRR-D PGSB SVCE | 0.6 | 0.6 | 0.6 | 0.6 | 0.6 | 0.6 | 0.6 | 0.6 | 0.6 | 0.6 | 0.6 | 0.6 | DEMAND RESPONSE | 2019-01-01 | 1900 | 2030 | Y | North | FC |  |  |  | #N/A | #N/A |  | #N/A | #N/A | #N/A
NQC List | CAISO | PGSB_1_RDRR05 | CAISO System | RDRR-D PGSB TPES | 1.7 | 1.73 | 1.73 | 1.73 | 1.73 | 1.73 | 1.73 | 1.73 | 1.73 | 1.73 | 1.73 | 1.73 | DEMAND RESPONSE | 2019-01-01 | 1900 | 2030 | Y | North | FC |  |  |  | #N/A | #N/A |  | #N/A | #N/A | #N/A
NQC List | CAISO | PGSF_2_PDRP01 | CAISO System | PGSF_2_PDRP01 | [12 empty] | DEMAND RESPONSE | 2019-01-01 | 1900 | 2030 | Y | North | FC |  |  |  | #N/A | #N/A |  | #N/A | #N/A | #N/A | bar: JAN to DEC
NQC List | CAISO | PGSF_2_PDRP03 | CAISO System | PGSF_2_PDRP03 | 0.54 | 0.51 | 0.52 | 0.44 | 0.32 | 0.42 | 0.35 | 0.35 | 0.34 | 0.31 | 0.45 | 0.44 | DEMAND RESPONSE | 2019-01-01 | 1900 | 2030 | Y | North | FC |  |  |  | #N/A | #N/A |  | #N/A | #N/A | #N/A
NQC List | CAISO | PGSF_2_PDRP04 | CAISO System | PGSF_2_PDRP04 | 2 | 2 | 2 | 2 | 2 | 2 | 2 | 2 | 2 | 2 | 2 | 2 | DEMAND RESPONSE | 2019-01-01 | 1900 | 2030 | Y | North | FC |  |  |  | #N/A | #N/A |  | #N/A | #N/A | #N/A
NQC List | CAISO | [15 empty] | #N/A | #N/A | 1900 | #N/A | [6 empty] | #N/A | #N/A |  | #N/A | #VALUE! | #N/A
NQC List | CAISO | [15 empty] | #N/A | #N/A | 1900 | #N/A | [6 empty] | #N/A | #N/A |  | #N/A | #VALUE! | #N/A
NQC List | CAISO | PGSF_2_PDRP08 | CAISO System | PGSF_2_PDRP08 | [12 empty] | DEMAND RESPONSE | 2019-01-01 | 1900 | 2030 | Y | North | FC |  |  |  | #N/A | #N/A |  | #N/A | #N/A | #N/A | bar: JAN to DEC
NQC List | CAISO | [15 empty] | #N/A | #N/A | 1900 | #N/A | [6 empty] | #N/A | #N/A |  | #N/A | #VALUE! | #N/A
NQC List | CAISO | [15 empty] | #N/A | #N/A | 1900 | #N/A | [6 empty] | #N/A | #N/A |  | #N/A | #VALUE! | #N/A
NQC List | CAISO | PGSF_2_PDRP11 | CAISO System | PDR-E PGSF CPSF | 0.5 | 0.5 | 0.5 | 0.5 | 0.5 | 0.5 | 0.5 | 0.5 | 0.5 | 0.5 | 0.5 | 0.5 | DEMAND RESPONSE | 2019-01-01 | 1900 | 2030 | Y | North | FC |  |  |  | #N/A | #N/A |  | #N/A | #N/A | #N/A
NQC List | CAISO | PGSF_2_PDRP12 | CAISO System | PGSF_2_PDRP12 | [12 empty] | DEMAND RESPONSE | 2019-01-01 | 1900 | 2030 | Y | North | FC |  |  |  | #N/A | #N/A |  | #N/A | #N/A | #N/A | bar: JAN to DEC
NQC List | CAISO | PGSF_2_PDRP18 | CAISO System | PGSF_2_PDRP18 | 0.5 | 0.5 | 0.5 | 0.5 | 0.5 | 0.5 | 0.5 | 0.5 | 0.5 | 0.5 | 0.5 | 0.5 | DEMAND RESPONSE | 2019-01-01 | 1900 | 2030 | Y | North | FC |  |  |  | #N/A | #N/A |  | #N/A | #N/A | #N/A
NQC List | CAISO | PGSF_2_PDRP19 | CAISO System | PGSF_2_PDRP19 | 0.99 | 0.99 | 0.99 | 0.99 | 0.99 | 0.99 | 0.99 | 0.99 | 0.99 | 0.99 | 0.99 | 0.99 | DEMAND RESPONSE | 2019-01-01 | 1900 | 2030 | Y | North | FC |  |  |  | #N/A | #N/A |  | #N/A | #N/A | #N/A
NQC List | CAISO | PGSF_2_PDRP20 | CAISO System | PGSF_2_PDRP20 | 0.99 | 0.99 | 0.99 | 0.99 | 0.99 | 0.99 | 0.99 | 0.99 | 0.99 | 0.99 | 0.99 | 0.99 | DEMAND RESPONSE | 2019-01-01 | 1900 | 2030 | Y | North | FC |  |  |  | #N/A | #N/A |  | #N/A | #N/A | #N/A
NQC List | CAISO | PGSF_2_PDRP21 | CAISO System | PGSF_2_PDRP21 | 0.99 | 0.99 | 0.99 | 0.99 | 0.99 | 0.99 | 0.99 | 0.99 | 0.99 | 0.99 | 0.99 | 0.99 | DEMAND RESPONSE | 2019-01-01 | 1900 | 2030 | Y | North | FC |  |  |  | #N/A | #N/A |  | #N/A | #N/A | #N/A
NQC List | CAISO | PGSF_2_PDRP22 | CAISO System | PGSF_2_PDRP22 | 0.99 | 0.99 | 0.99 | 0.99 | 0.99 | 0.99 | 0.99 | 0.99 | 0.99 | 0.99 | 0.99 | 0.99 | DEMAND RESPONSE | 2019-01-01 | 1900 | 2030 | Y | North | FC |  |  |  | #N/A | #N/A |  | #N/A | #N/A | #N/A
NQC List | CAISO | PGSF_2_PDRP23 | CAISO System | PGSF_2_PDRP23 | 0.99 | 0.99 | 0.99 | 0.99 | 0.99 | 0.99 | 0.99 | 0.99 | 0.99 | 0.99 | 0.99 | 0.99 | DEMAND RESPONSE | 2019-01-01 | 1900 | 2030 | Y | North | FC |  |  |  | #N/A | #N/A |  | #N/A | #N/A | #N/A
NQC List | CAISO | PGSF_2_PDRP26 | CAISO System | PGSF_2_PDRP26 | 0.99 | 0.99 | 0.99 | 0.99 | 0.99 | 0.99 | 0.99 | 0.99 | 0.99 | 0.99 | 0.99 | 0.99 | DEMAND RESPONSE | 2019-01-01 | 1900 | 2030 | Y | North | FC |  |  |  | #N/A | #N/A |  | #N/A | #N/A | #N/A
NQC List | CAISO | PGSF_2_PDRP27 | CAISO System | PGSF_2_PDRP27 | 0.99 | 0.99 | 0.99 | 0.99 | 0.99 | 0.99 | 0.99 | 0.99 | 0.99 | 0.99 | 0.99 | 0.99 | DEMAND RESPONSE | 2019-01-01 | 1900 | 2030 | Y | North | FC |  |  |  | #N/A | #N/A |  | #N/A | #N/A | #N/A
NQC List | CAISO | PGSF_2_PDRP28 | CAISO System | PGSF_2_PDRP28 | 0.99 | 0.99 | 0.99 | 0.99 | 0.99 | 0.99 | 0.99 | 0.99 | 0.99 | 0.99 | 0.99 | 0.99 | DEMAND RESPONSE | 2019-01-01 | 1900 | 2030 | Y | North | FC |  |  |  | #N/A | #N/A |  | #N/A | #N/A | #N/A
NQC List | CAISO | PGSF_2_PDRP29 | CAISO System | PGSF_2_PDRP29 | 0.99 | 0.99 | 0.99 | 0.99 | 0.99 | 0.99 | 0.99 | 0.99 | 0.99 | 0.99 | 0.99 | 0.99 | DEMAND RESPONSE | 2019-01-01 | 1900 | 2030 | Y | North | FC |  |  |  | #N/A | #N/A |  | #N/A | #N/A | #N/A
NQC List | CAISO | PGSF_2_PDRP30 | CAISO System | PGSF_2_PDRP30 | 0.8 | 0.8 | 0.8 | 0.8 | 0.8 | 0.8 | 0.8 | 0.8 | 0.8 | 0.8 | 0.8 | 0.8 | DEMAND RESPONSE | 2019-01-01 | 1900 | 2030 | Y | North | FC |  |  |  | #N/A | #N/A |  | #N/A | #N/A | #N/A
NQC List | CAISO | PGSF_2_PDRP31 | CAISO System | PGSF_2_PDRP31 | 0.8 | 0.8 | 0.8 | 0.8 | 0.8 | 0.8 | 0.8 | 0.8 | 0.8 | 0.8 | 0.8 | 0.8 | DEMAND RESPONSE | 2019-01-01 | 1900 | 2030 | Y | North | FC |  |  |  | #N/A | #N/A |  | #N/A | #N/A | #N/A
NQC List | CAISO | PGSF_2_PDRP32 | CAISO System | PDR-D PGSF | 0.16 | 0.16 | 0.16 | 0.16 | 0.16 | 0.16 | 0.16 | 0.16 | 0.16 | 0.16 | 0.16 | 0.16 | DEMAND RESPONSE | 2019-01-01 | 1900 | 2030 | Y | North | FC |  |  |  | #N/A | #N/A |  | #N/A | #N/A | #N/A
NQC List | CAISO | PGSF_2_PDRP33 | CAISO System | PGSF_2_PDRP33 | 0.99 | 0.99 | 0.99 | 0.99 | 0.99 | 0.99 | 0.99 | 0.99 | 0.99 | 0.99 | 0.99 | 0.99 | DEMAND RESPONSE | 2019-01-01 | 1900 | 2030 | Y | North | FC |  |  |  | #N/A | #N/A |  | #N/A | #N/A | #N/A
NQC List | CAISO | PGSF_2_PDRP34 | CAISO System | PGSF_2_PDRP34 | 0.99 | 0.99 | 0.99 | 0.99 | 0.99 | 0.99 | 0.99 | 0.99 | 0.99 | 0.99 | 0.99 | 0.99 | DEMAND RESPONSE | 2019-01-01 | 1900 | 2030 | Y | North | FC |  |  |  | #N/A | #N/A |  | #N/A | #N/A | #N/A
NQC List | CAISO | PGSF_2_PDRP35 | CAISO System | PGSF_2_PDRP35 | 9.99 | 9.99 | 9.99 | 9.99 | 9.99 | 9.99 | 9.99 | 9.99 | 9.99 | 9.99 | 9.99 | 9.99 | DEMAND RESPONSE | 2019-01-01 | 1900 | 2030 | Y | North | FC |  |  |  | #N/A | #N/A |  | #N/A | #N/A | #N/A
NQC List | CAISO | [15 empty] | #N/A | #N/A | 1900 | #N/A | [6 empty] | #N/A | #N/A |  | #N/A | #VALUE! | #N/A
NQC List | CAISO | [15 empty] | #N/A | #N/A | 1900 | #N/A | [6 empty] | #N/A | #N/A |  | #N/A | #VALUE! | #N/A
NQC List | CAISO | [15 empty] | #N/A | #N/A | 1900 | #N/A | [6 empty] | #N/A | #N/A |  | #N/A | #VALUE! | #N/A
NQC List | CAISO | [15 empty] | #N/A | #N/A | 1900 | #N/A | [6 empty] | #N/A | #N/A |  | #N/A | #VALUE! | #N/A
NQC List | CAISO | [15 empty] | #N/A | #N/A | 1900 | #N/A | [6 empty] | #N/A | #N/A |  | #N/A | #VALUE! | #N/A
NQC List | CAISO | [15 empty] | #N/A | #N/A | 1900 | #N/A | [6 empty] | #N/A | #N/A |  | #N/A | #VALUE! | #N/A
NQC List | CAISO | [15 empty] | #N/A | #N/A | 1900 | #N/A | [6 empty] | #N/A | #N/A |  | #N/A | #VALUE! | #N/A
NQC List | CAISO | PGSF_2_PDRP44 | CAISO System |  | JUN: 0.8; JUL: 0.8; AUG: 0.8; SEP: 0.8; OCT: 0.8; NOV: 0.8; DEC: 0.8 | DEMAND RESPONSE | 2020-06-01 | 1900 | 2050 | Y | North | FC |  |  |  | #N/A | #N/A |  | Yes | 0.8 | 0
NQC List | CAISO | [15 empty] | #N/A | #N/A | 1900 | #N/A | [6 empty] | #N/A | #N/A |  | #N/A | #VALUE! | #N/A
NQC List | CAISO | PGSF_2_PDRP46 | CAISO System | PGSF_2_PDRP46 | 0.99 | 0.99 | 0.99 | 0.99 | 0.99 | 0.99 | 0.99 | 0.99 | 0.99 | 0.99 | 0.99 | 0.99 | DEMAND RESPONSE | #N/A | 1900 | 2030 | Y | North | FC |  |  |  | #N/A | #N/A |  | #N/A | #N/A | #N/A
NQC List | CAISO | [15 empty] | #N/A | #N/A | 1900 | #N/A | [6 empty] | #N/A | #N/A |  | #N/A | #VALUE! | #N/A
NQC List | CAISO | PGSF_2_PDRP49 | CAISO System |  | JUN: 1.1; JUL: 1.1; AUG: 1.1; SEP: 3.5; OCT: 3.15; NOV: 3.15; DEC: 3.15 | DEMAND RESPONSE | 2020-06-01 | 1900 | 2050 | Y | North | FC |  |  |  | #N/A | #N/A |  | Yes | 2.5 | 1
NQC List | CAISO | PGSF_2_PDRP50 | CAISO System |  | JUN: 0.99; JUL: 0.99; AUG: 0.99; SEP: 0.99; OCT: 0.99; NOV: 0.99; DEC: 0.99 | DEMAND RESPONSE | 2020-06-01 | 1900 | 2050 | Y | North | FC |  |  |  | #N/A | #N/A |  | Yes | 0.99 | 0
NQC List | CAISO | PGSF_2_PDRP51 | CAISO System |  | JUN: 0.99; JUL: 0.99; AUG: 0.99; SEP: 0.99; OCT: 0.99; NOV: 0.99; DEC: 0.99 | DEMAND RESPONSE | 2020-06-01 | 1900 | 2050 | Y | North | FC |  |  |  | #N/A | #N/A |  | #N/A | #N/A | #N/A
NQC List | CAISO | PGSF_2_PDRP52 | CAISO System |  | JUN: 0.99; JUL: 0.99; AUG: 0.99; SEP: 0.99; OCT: 0.99; NOV: 0.99; DEC: 0.99 | DEMAND RESPONSE | 2020-06-01 | 1900 | 2050 | Y | North | FC |  |  |  | #N/A | #N/A |  | Yes | 0.99 | 0
NQC List | CAISO | PGSF_2_PDRP53 | CAISO System |  | JUN: 0.99; JUL: 0.99; AUG: 0.99; SEP: 0.99; OCT: 0.99; NOV: 0.99; DEC: 0.99 | DEMAND RESPONSE | 2020-06-01 | 1900 | 2050 | Y | North | FC |  |  |  | #N/A | #N/A |  | Yes | 0.99 | 0
NQC List | CAISO | PGSF_2_PDRP54 | CAISO System |  | JUN: 0.99; JUL: 0.99; AUG: 0.99; SEP: 0.99; OCT: 0.99; NOV: 0.99; DEC: 0.99 | DEMAND RESPONSE | 2020-06-01 | 1900 | 2050 | Y | North | FC |  |  |  | #N/A | #N/A |  | Yes | 0.99 | 0
NQC List | CAISO | PGSI_1_PDRP01 | CAISO System | PDRP-D PGSI | 1.07 | 1.07 | 1.07 | 1.07 | 1.07 | 1.07 | 1.07 | 1.07 | 1.07 | 1.07 | 1.07 | 1.07 | DEMAND RESPONSE | 2019-01-01 | 1900 | 2030 | Y | North | FC |  |  |  | #N/A | #N/A |  | #N/A | #N/A | #N/A
NQC List | CAISO | PGSI_1_PDRP02 | CAISO System | PGSI_1_PDRP02 | 0.8 | 0.81 | 0.87 | 1.11 | 1.52 | 2.53 | 3.01 | 2.92 | 2.04 | 1.32 | 0.89 | 0.83 | DEMAND RESPONSE | 2019-01-01 | 1900 | 2030 | Y | North | FC |  |  |  | #N/A | #N/A |  | #N/A | #N/A | #N/A
NQC List | CAISO | PGSI_1_PDRP03 | CAISO System | Tesla Rocklin | 0.2 | 0.2 | 0.2 | 0.2 | 0.2 | 0.2 | 0.2 | 0.2 | 0.2 | 0.2 | 0.2 | 0.2 | DEMAND RESPONSE | 2019-01-01 | 1900 | 2030 | Y | North | FC |  |  |  | #N/A | #N/A |  | #N/A | #N/A | #N/A
NQC List | CAISO | PGSI_1_PDRP09 | CAISO System | PGSI_1_PDRP09 | 0.99 | 0.99 | 0.99 | 0.99 | 0.99 | 0.99 | 0.99 | 0.99 | 0.99 | 0.99 | 0.99 | 0.99 | DEMAND RESPONSE | 2019-01-01 | 1900 | 2030 | Y | North | FC |  |  |  | #N/A | #N/A |  | #N/A | #N/A | #N/A
NQC List | CAISO | PGSI_1_PDRP10 | CAISO System | PGSI_1_PDRP10 | 0.99 | 0.99 | 0.99 | 0.99 | 0.99 | 0.99 | 0.99 | 0.99 | 0.99 | 0.99 | 0.99 | 0.99 | DEMAND RESPONSE | 2019-01-01 | 1900 | 2030 | Y | North | FC |  |  |  | #N/A | #N/A |  | #N/A | #N/A | #N/A
NQC List | CAISO | PGSI_1_PDRP11 | CAISO System | PGSI_1_PDRP11 | 0.99 | 0.99 | 0.99 | 0.99 | 0.99 | 0.99 | 0.99 | 0.99 | 0.99 | 0.99 | 0.99 | 0.99 | DEMAND RESPONSE | 2019-01-01 | 1900 | 2030 | Y | North | FC |  |  |  | #N/A | #N/A |  | #N/A | #N/A | #N/A
NQC List | CAISO | PGSI_1_PDRP12 | CAISO System | PGSI_1_PDRP12 | 0.99 | 0.99 | 0.99 | 0.99 | 0.99 | 0.99 | 0.99 | 0.99 | 0.99 | 0.99 | 0.99 | 0.99 | DEMAND RESPONSE | 2019-01-01 | 1900 | 2030 | Y | North | FC |  |  |  | #N/A | #N/A |  | #N/A | #N/A | #N/A
NQC List | CAISO | PGSI_1_PDRP15 | CAISO System | PGSI_1_PDRP15 | 0.99 | 0.99 | 0.99 | 0.99 | 0.99 | 0.99 | 0.99 | 0.99 | 0.99 | 0.99 | 0.99 | 0.99 | DEMAND RESPONSE | 2019-01-01 | 1900 | 2030 | Y | North | FC |  |  |  | #N/A | #N/A |  | #N/A | #N/A | #N/A
NQC List | CAISO | PGSI_1_PDRP16 | CAISO System | PGSI_1_PDRP16 | 0.99 | 0.99 | 0.99 | 0.99 | 0.99 | 0.99 | 0.99 | 0.99 | 0.99 | 0.99 | 0.99 | 0.99 | DEMAND RESPONSE | 2019-01-01 | 1900 | 2030 | Y | North | FC |  |  |  | #N/A | #N/A |  | #N/A | #N/A | #N/A
NQC List | CAISO | PGSI_1_PDRP17 | CAISO System | PGSI_1_PDRP17 | 0.99 | 0.99 | 0.99 | 0.99 | 0.99 | 0.99 | 0.99 | 0.99 | 0.99 | 0.99 | 0.99 | 0.99 | DEMAND RESPONSE | 2019-01-01 | 1900 | 2030 | Y | North | FC |  |  |  | #N/A | #N/A |  | #N/A | #N/A | #N/A
NQC List | CAISO | PGSI_1_PDRP20 | CAISO System | PGSI_1_PDRP20 | 0.99 | 0.99 | 0.99 | 0.99 | 0.99 | 0.99 | 0.99 | 0.99 | 0.99 | 0.99 | 0.99 | 0.99 | DEMAND RESPONSE | 2019-01-01 | 1900 | 2030 | Y | North | FC |  |  |  | #N/A | #N/A |  | #N/A | #N/A | #N/A
NQC List | CAISO | PGSI_1_PDRP21 | CAISO System | PGSI_1_PDRP21 | 0.99 | 0.99 | 0.99 | 0.99 | 0.99 | 0.99 | 0.99 | 0.99 | 0.99 | 0.99 | 0.99 | 0.99 | DEMAND RESPONSE | 2019-01-01 | 1900 | 2030 | Y | North | FC |  |  |  | #N/A | #N/A |  | #N/A | #N/A | #N/A
NQC List | CAISO | PGSI_1_PDRP22 | CAISO System | PGSI_1_PDRP22 | 0.99 | 0.99 | 0.99 | 0.99 | 0.99 | 0.99 | 0.99 | 0.99 | 0.99 | 0.99 | 0.99 | 0.99 | DEMAND RESPONSE | 2019-01-01 | 1900 | 2030 | Y | North | FC |  |  |  | #N/A | #N/A |  | #N/A | #N/A | #N/A
NQC List | CAISO | PGSI_1_PDRP23 | CAISO System | PGSI_1_PDRP23 | 0.99 | 0.99 | 0.99 | 0.99 | 0.99 | 0.99 | 0.99 | 0.99 | 0.99 | 0.99 | 0.99 | 0.99 | DEMAND RESPONSE | 2019-01-01 | 1900 | 2030 | Y | North | FC |  |  |  | #N/A | #N/A |  | #N/A | #N/A | #N/A
NQC List | CAISO | PGSI_1_PDRP24 | CAISO System | PGSI_1_PDRP24 | 0.99 | 0.99 | 0.99 | 0.99 | 0.99 | 0.99 | 0.99 | 0.99 | 0.99 | 0.99 | 0.99 | 0.99 | DEMAND RESPONSE | 2019-01-01 | 1900 | 2030 | Y | North | FC |  |  |  | #N/A | #N/A |  | #N/A | #N/A | #N/A
NQC List | CAISO | PGSI_1_PDRP25 | CAISO System | PGSI_1_PDRP25 | 0.99 | 0.99 | 0.99 | 0.99 | 0.99 | 0.99 | 0.99 | 0.99 | 0.99 | 0.99 | 0.99 | 0.99 | DEMAND RESPONSE | 2019-01-01 | 1900 | 2030 | Y | North | FC |  |  |  | #N/A | #N/A |  | #N/A | #N/A | #N/A
NQC List | CAISO | PGSI_1_PDRP26 | CAISO System | PGSI_1_PDRP26 | 0.99 | 0.99 | 0.99 | 0.99 | 0.99 | 0.99 | 0.99 | 0.99 | 0.99 | 0.99 | 0.99 | 0.99 | DEMAND RESPONSE | 2019-01-01 | 1900 | 2030 | Y | North | FC |  |  |  | #N/A | #N/A |  | #N/A | #N/A | #N/A
NQC List | CAISO | PGSI_1_PDRP27 | CAISO System | PGSI_1_PDRP27 | 0.99 | 0.99 | 0.99 | 0.99 | 0.99 | 0.99 | 0.99 | 0.99 | 0.99 | 0.99 | 0.99 | 0.99 | DEMAND RESPONSE | 2019-01-01 | 1900 | 2030 | Y | North | FC |  |  |  | #N/A | #N/A |  | #N/A | #N/A | #N/A
NQC List | CAISO | PGSI_1_PDRP28 | CAISO System | PGSI_1_PDRP28 | 0.99 | 0.99 | 0.99 | 0.99 | 0.99 | 0.99 | 0.99 | 0.99 | 0.99 | 0.99 | 0.99 | 0.99 | DEMAND RESPONSE | 2019-01-01 | 1900 | 2030 | Y | North | FC |  |  |  | #N/A | #N/A |  | #N/A | #N/A | #N/A
NQC List | CAISO | PGSI_1_PDRP29 | CAISO System | PGSI_1_PDRP29 | 0.99 | 0.99 | 0.99 | 0.99 | 0.99 | 0.99 | 0.99 | 0.99 | 0.99 | 0.99 | 0.99 | 0.99 | DEMAND RESPONSE | 2019-01-01 | 1900 | 2030 | Y | North | FC |  |  |  | #N/A | #N/A |  | #N/A | #N/A | #N/A
NQC List | CAISO | PGSI_1_PDRP30 | CAISO System | PDR-D PGSI LVCEA | 0.5 | 0.5 | 0.5 | 0.5 | 0.5 | 0.5 | 0.5 | 0.5 | 0.5 | 0.5 | 0.5 | 0.5 | DEMAND RESPONSE | 2019-01-01 | 1900 | 2030 | Y | North | FC |  |  |  | #N/A | #N/A |  | #N/A | #N/A | #N/A
NQC List | CAISO | PGSI_1_PDRP31 | CAISO System | PGSI_1_PDRP31 | 9.99 | 9.99 | 9.99 | 9.99 | 9.99 | 9.99 | 9.99 | 9.99 | 9.99 | 9.99 | 9.99 | 9.99 | DEMAND RESPONSE | 2019-01-01 | 1900 | 2030 | Y | North | FC |  |  |  | #N/A | #N/A |  | #N/A | #N/A | #N/A
NQC List | CAISO | PGSI_1_PDRP33 | CAISO System | PGSI_1_PDRP33 | 0.99 | 0.99 | 0.99 | 0.99 | 0.99 | 0.99 | 0.99 | 0.99 | 0.99 | 0.99 | 0.99 | 0.99 | DEMAND RESPONSE | #N/A | 1900 | 2030 | Y | North | FC |  |  |  | #N/A | #N/A |  | Yes | 0.99 | 0
NQC List | CAISO | [15 empty] | #N/A | #N/A | 1900 | #N/A | [6 empty] | #N/A | #N/A |  | #N/A | #VALUE! | #N/A
NQC List | CAISO | [15 empty] | #N/A | #N/A | 1900 | #N/A | [6 empty] | #N/A | #N/A |  | #N/A | #VALUE! | #N/A
NQC List | CAISO | [15 empty] | #N/A | #N/A | 1900 | #N/A | [6 empty] | #N/A | #N/A |  | #N/A | #VALUE! | #N/A
NQC List | CAISO | PGSI_1_PDRP38 | CAISO System |  | JUN: 2.48; JUL: 2.48; AUG: 2.48; SEP: 2.48; OCT: 2.48; NOV: 2.48; DEC: 2.48 | DEMAND RESPONSE | 2020-06-01 | 1900 | 2050 | Y | North | FC |  |  |  | #N/A | #N/A |  | #N/A | #N/A | #N/A
NQC List | CAISO | PGSI_1_PDRP39 | CAISO System |  | JUN: 2.2; JUL: 3.1; AUG: 3.1; SEP: 3.1; OCT: 3.1; NOV: 3.1; DEC: 2.79 | DEMAND RESPONSE | 2020-06-01 | 1900 | 2050 | Y | North | FC |  |  |  | #N/A | #N/A |  | Yes | 1.6 | 1.5
NQC List | CAISO | PGSI_1_PDRP40 | CAISO System |  | JUN: 0.99; JUL: 0.99; AUG: 0.99; SEP: 0.99; OCT: 0.99; NOV: 0.99; DEC: 0.99 | DEMAND RESPONSE | 2020-06-01 | 1900 | 2050 | Y | North | FC |  |  |  | #N/A | #N/A |  | #N/A | #N/A | #N/A
NQC List | CAISO | PGSI_1_PDRP41 | CAISO System |  | JUN: 0.99; JUL: 0.99; AUG: 0.99; SEP: 0.99; OCT: 0.99; NOV: 0.99; DEC: 0.99 | DEMAND RESPONSE | 2020-06-01 | 1900 | 2050 | Y | North | FC |  |  |  | #N/A | #N/A |  | #N/A | #N/A | #N/A
NQC List | CAISO | PGSI_1_PDRP42 | CAISO System |  | JUN: 0.99; JUL: 0.99; AUG: 0.99; SEP: 0.99; OCT: 0.99; NOV: 0.99; DEC: 0.99 | DEMAND RESPONSE | 2020-06-01 | 1900 | 2050 | Y | North | FC |  |  |  | #N/A | #N/A |  | Yes | 0.99 | 0
NQC List | CAISO | PGSI_1_PDRP43 | CAISO System |  | JUN: 0.99; JUL: 0.99; AUG: 0.99; SEP: 0.99; OCT: 0.99; NOV: 0.99; DEC: 0.99 | DEMAND RESPONSE | 2020-06-01 | 1900 | 2050 | Y | North | FC |  |  |  | #N/A | #N/A |  | Yes | 0.99 | 0
NQC List | CAISO | PGSI_1_PDRP44 | CAISO System |  | JUN: 0.99; JUL: 0.99; AUG: 0.99; SEP: 0.99; OCT: 0.99; NOV: 0.99; DEC: 0.99 | DEMAND RESPONSE | 2020-06-01 | 1900 | 2050 | Y | North | FC |  |  |  | #N/A | #N/A |  | #N/A | #N/A | #N/A
NQC List | CAISO | PGSI_1_PDRP45 | CAISO System |  | JUL: 0.99; AUG: 0.99; SEP: 0.99; OCT: 0.99; NOV: 0.99; DEC: 0.99 | DEMAND RESPONSE | 2020-07-01 | 1900 | 2050 | Y | North | FC |  |  |  | #N/A | #N/A |  | #N/A | #N/A | #N/A
NQC List | CAISO | PGSI_1_PDRP46 | CAISO System |  | AUG: 0.99; SEP: 0.99; OCT: 0.99; NOV: 0.99; DEC: 0.99 | DEMAND RESPONSE | 2020-08-01 | 1900 | 2050 | Y | North | FC |  |  |  | #N/A | #N/A |  | #N/A | #N/A | #N/A
NQC List | CAISO | PGSI_1_PDRP47 | CAISO System |  | OCT: 0.5; NOV: 0.5; DEC: 0.5 | DEMAND RESPONSE | 2020-10-01 | 1900 | 2030 | Y | North | FC |  |  |  | #N/A | #N/A |  | Yes | #VALUE! | 0
NQC List | CAISO | [15 empty] | #N/A | #N/A | 1900 | #N/A | [6 empty] | #N/A | #N/A |  | #N/A | #VALUE! | #N/A
NQC List | CAISO | [15 empty] | #N/A | #N/A | 1900 | #N/A | [6 empty] | #N/A | #N/A |  | #N/A | #VALUE! | #N/A
NQC List | CAISO | PGST_2_PDRP01 | CAISO System | PGST_2_PDRP01 | [12 empty] | DEMAND RESPONSE | 2019-01-01 | 1900 | 2030 | Y | North | FC |  |  |  | #N/A | #N/A |  | #N/A | #N/A | #N/A | bar: JAN to DEC
NQC List | CAISO | PGST_2_PDRP03 | CAISO System | PGST_2_PDRP03 | 0.38 | 0.37 | 0.39 | 0.48 | 0.56 | 0.96 | 1.23 | 1.2 | 0.8 | 0.51 | 0.4 | 0.39 | DEMAND RESPONSE | 2019-01-01 | 1900 | 2030 | Y | North | FC |  |  |  | #N/A | #N/A |  | #N/A | #N/A | #N/A
NQC List | CAISO | PGST_2_PDRP07 | CAISO System | PGST_2_PDRP07 | 0.99 | 0.99 | 0.99 | 0.99 | 0.99 | 0.99 | 0.99 | 0.99 | 0.99 | 0.99 | 0.99 | 0.99 | DEMAND RESPONSE | 2019-01-01 | 1900 | 2030 | Y | North | FC |  |  |  | #N/A | #N/A |  | #N/A | #N/A | #N/A
NQC List | CAISO | PGST_2_PDRP08 | CAISO System | PGST_2_PDRP08 | 0.99 | 0.99 | 0.99 | 0.99 | 0.99 | 0.99 | 0.99 | 0.99 | 0.99 | 0.99 | 0.99 | 0.99 | DEMAND RESPONSE | 2019-01-01 | 1900 | 2030 | Y | North | FC |  |  |  | #N/A | #N/A |  | #N/A | #N/A | #N/A
NQC List | CAISO | PGST_2_PDRP09 | CAISO System | PGST_2_PDRP09 | 0.99 | 0.99 | 0.99 | 0.99 | 0.99 | 0.99 | 0.99 | 0.99 | 0.99 | 0.99 | 0.99 | 0.99 | DEMAND RESPONSE | 2019-01-01 | 1900 | 2030 | Y | North | FC |  |  |  | #N/A | #N/A |  | #N/A | #N/A | #N/A
NQC List | CAISO | PGST_2_PDRP10 | CAISO System | PGST_2_PDRP10 | 0.99 | 0.99 | 0.99 | 0.99 | 0.99 | 0.99 | 0.99 | 0.99 | 0.99 | 0.99 | 0.99 | 0.99 | DEMAND RESPONSE | 2019-01-01 | 1900 | 2030 | Y | North | FC |  |  |  | #N/A | #N/A |  | #N/A | #N/A | #N/A
NQC List | CAISO | PGST_2_PDRP11 | CAISO System | PGST_2_PDRP11 | 0.99 | 0.99 | 0.99 | 0.99 | 0.99 | 0.99 | 0.99 | 0.99 | 0.99 | 0.99 | 0.99 | 0.99 | DEMAND RESPONSE | 2019-01-01 | 1900 | 2030 | Y | North | FC |  |  |  | #N/A | #N/A |  | #N/A | #N/A | #N/A
NQC List | CAISO | PGST_2_PDRP13 | CAISO System | PGST_2_PDRP13 | 0.99 | 0.99 | 0.99 | 0.99 | 0.99 | 0.99 | 0.99 | 0.99 | 0.99 | 0.99 | 0.99 | 0.99 | DEMAND RESPONSE | 2019-01-01 | 1900 | 2030 | Y | North | FC |  |  |  | #N/A | #N/A |  | #N/A | #N/A | #N/A
NQC List | CAISO | PGST_2_PDRP14 | CAISO System | PGST_2_PDRP14 | 0.99 | 0.99 | 0.99 | 0.99 | 0.99 | 0.99 | 0.99 | 0.99 | 0.99 | 0.99 | 0.99 | 0.99 | DEMAND RESPONSE | 2019-01-01 | 1900 | 2030 | Y | North | FC |  |  |  | #N/A | #N/A |  | #N/A | #N/A | #N/A
NQC List | CAISO | PGST_2_PDRP15 | CAISO System | PGST_2_PDRP15 | 0.99 | 0.99 | 0.99 | 0.99 | 0.99 | 0.99 | 0.99 | 0.99 | 0.99 | 0.99 | 0.99 | 0.99 | DEMAND RESPONSE | 2019-01-01 | 1900 | 2030 | Y | North | FC |  |  |  | #N/A | #N/A |  | #N/A | #N/A | #N/A
NQC List | CAISO | PGST_2_PDRP16 | CAISO System | PGST_2_PDRP16 | 9.99 | 9.99 | 9.99 | 9.99 | 9.99 | 9.99 | 9.99 | 9.99 | 9.99 | 9.99 | 9.99 | 9.99 | DEMAND RESPONSE | 2019-01-01 | 1900 | 2030 | Y | North | FC |  |  |  | #N/A | #N/A |  | Yes | 9.99 | 0
NQC List | CAISO | PGST_2_PDRP17 | CAISO System | PGST_2_PDRP17 | 0.99 | 0.99 | 0.99 | 0.99 | 0.99 | 0.99 | 0.99 | 0.99 | 0.99 | 0.99 | 0.99 | 0.99 | DEMAND RESPONSE | #N/A | 1900 | 2030 | Y | North | FC |  |  |  | #N/A | #N/A |  | #N/A | #N/A | #N/A
NQC List | CAISO | [15 empty] | #N/A | #N/A | 1900 | #N/A | [6 empty] | #N/A | #N/A |  | #N/A | #VALUE! | #N/A
NQC List | CAISO | PGST_2_PDRP22 | CAISO System |  | JUL: 1.5; AUG: 1.5; SEP: 1.5; OCT: 1.5; NOV: 1.35; DEC: 1.35 | DEMAND RESPONSE | 2020-07-01 | 1900 | 2050 | Y | North | FC |  |  |  | #N/A | #N/A |  | Yes | -1 | 2.5
NQC List | CAISO | PGST_2_PDRP23 | CAISO System |  | OCT: 0.3; NOV: 0.3; DEC: 0.3 | DEMAND RESPONSE | 2020-10-01 | 1900 | 2030 | Y | North | FC |  |  |  | #N/A | #N/A |  | Yes | #VALUE! | 0
NQC List | CAISO | PGST_2_PDRP30 | CAISO System |  | JUN: 0.99; JUL: 0.99; AUG: 0.99; SEP: 0.99; OCT: 0.99; NOV: 0.99; DEC: 0.99 | DEMAND RESPONSE | 2020-06-01 | 1900 | 2050 | Y | North | FC |  |  |  | #N/A | #N/A |  | #N/A | #N/A | #N/A
NQC List | CAISO | PGST_2_PDRP31 | CAISO System |  | JUN: 0.99; JUL: 0.99; AUG: 0.99; SEP: 0.99; OCT: 0.99; NOV: 0.99; DEC: 0.99 | DEMAND RESPONSE | 2020-06-01 | 1900 | 2050 | Y | North | FC |  |  |  | #N/A | #N/A |  | #N/A | #N/A | #N/A
NQC List | CAISO | PGST_2_PDRP32 | CAISO System |  | JUN: 0.99; JUL: 0.99; AUG: 0.99; SEP: 0.99; OCT: 0.99; NOV: 0.99; DEC: 0.99 | DEMAND RESPONSE | 2020-06-01 | 1900 | 2050 | Y | North | FC |  |  |  | #N/A | #N/A |  | Yes | 0.99 | 0
NQC List | CAISO | PGST_2_PDRP33 | CAISO System |  | JUN: 0.99; JUL: 0.99; AUG: 0.99; SEP: 0.99; OCT: 0.99; NOV: 0.99; DEC: 0.99 | DEMAND RESPONSE | 2020-06-01 | 1900 | 2050 | Y | North | FC |  |  |  | #N/A | #N/A |  | Yes | 0.99 | 0
NQC List | CAISO | PGST_2_PDRP34 | CAISO System |  | JUN: 0.99; JUL: 0.99; AUG: 0.99; SEP: 0.99; OCT: 0.99; NOV: 0.99; DEC: 0.99 | DEMAND RESPONSE | 2020-06-01 | 1900 | 2050 | Y | North | FC |  |  |  | #N/A | #N/A |  | Yes | 0.99 | 0
NQC List | CAISO | PGST_2_RDRR02 | CAISO System | RDRR-D PGST | 1.6 | 1.6 | 1.6 | 1.6 | 1.6 | 1.6 | 1.6 | 1.6 | 1.6 | 1.6 | 1.6 | 1.6 | DEMAND RESPONSE | 2019-01-01 | 1900 | 2030 | Y | North | FC |  |  |  | #N/A | #N/A |  | #N/A | #N/A | #N/A
NQC List | CAISO | PGZP_2_PDRP02 | CAISO System | PGZP_2_PDRP02 | 0.48 | 0.49 | 0.5 | 0.73 | 0.73 | 1.28 | 1.46 | 1.41 | 1.12 | 0.67 | 0.46 | 0.41 | DEMAND RESPONSE | 2019-01-01 | 1900 | 2030 | Y | North | FC |  |  |  | #N/A | #N/A |  | #N/A | #N/A | #N/A
NQC List | CAISO | [15 empty] | #N/A | #N/A | 1900 | #N/A | [6 empty] | #N/A | #N/A |  | #N/A | #VALUE! | #N/A
NQC List | CAISO | PGZP_2_PDRP07 | CAISO System | PGZP_2_PDRP07 | 0.99 | 0.99 | 0.99 | 0.99 | 0.99 | 0.99 | 0.99 | 0.99 | 0.99 | 0.99 | 0.99 | 0.99 | DEMAND RESPONSE | 2019-01-01 | 1900 | 2030 | Y | North | FC |  |  |  | #N/A | #N/A |  | #N/A | #N/A | #N/A
NQC List | CAISO | PGZP_2_PDRP08 | CAISO System | PGZP_2_PDRP08 | 0.99 | 0.99 | 0.99 | 0.99 | 0.99 | 0.99 | 0.99 | 0.99 | 0.99 | 0.99 | 0.99 | 0.99 | DEMAND RESPONSE | 2019-01-01 | 1900 | 2030 | Y | North | FC |  |  |  | #N/A | #N/A |  | #N/A | #N/A | #N/A
NQC List | CAISO | PGZP_2_PDRP09 | CAISO System | PGZP_2_PDRP09 | 0.99 | 0.99 | 0.99 | 0.99 | 0.99 | 0.99 | 0.99 | 0.99 | 0.99 | 0.99 | 0.99 | 0.99 | DEMAND RESPONSE | 2019-01-01 | 1900 | 2030 | Y | North | FC |  |  |  | #N/A | #N/A |  | #N/A | #N/A | #N/A
NQC List | CAISO | PGZP_2_PDRP10 | CAISO System | PGZP_2_PDRP10 | 0.99 | 0.99 | 0.99 | 0.99 | 0.99 | 0.99 | 0.99 | 0.99 | 0.99 | 0.99 | 0.99 | 0.99 | DEMAND RESPONSE | 2019-01-01 | 1900 | 2030 | Y | North | FC |  |  |  | #N/A | #N/A |  | #N/A | #N/A | #N/A
NQC List | CAISO | PGZP_2_PDRP11 | CAISO System | PGZP_2_PDRP11 | 0.99 | 0.99 | 0.99 | 0.99 | 0.99 | 0.99 | 0.99 | 0.99 | 0.99 | 0.99 | 0.99 | 0.99 | DEMAND RESPONSE | 2019-01-01 | 1900 | 2030 | Y | North | FC |  |  |  | #N/A | #N/A |  | #N/A | #N/A | #N/A
NQC List | CAISO | PGZP_2_PDRP15 | CAISO System | PGZP_2_PDRP15 | 0.99 | 0.99 | 0.99 | 0.99 | 0.99 | 0.99 | 0.99 | 0.99 | 0.99 | 0.99 | 0.99 | 0.99 | DEMAND RESPONSE | 2019-01-01 | 1900 | 2030 | Y | North | FC |  |  |  | #N/A | #N/A |  | #N/A | #N/A | #N/A
NQC List | CAISO | PGZP_2_PDRP16 | CAISO System | PGZP_2_PDRP16 | 0.99 | 0.99 | 0.99 | 0.99 | 0.99 | 0.99 | 0.99 | 0.99 | 0.99 | 0.99 | 0.99 | 0.99 | DEMAND RESPONSE | 2019-01-01 | 1900 | 2030 | Y | North | FC |  |  |  | #N/A | #N/A |  | #N/A | #N/A | #N/A
NQC List | CAISO | PGZP_2_PDRP17 | CAISO System | PGZP_2_PDRP17 | 0.99 | 0.99 | 0.99 | 0.99 | 0.99 | 0.99 | 0.99 | 0.99 | 0.99 | 0.99 | 0.99 | 0.99 | DEMAND RESPONSE | 2019-01-01 | 1900 | 2030 | Y | North | FC |  |  |  | #N/A | #N/A |  | #N/A | #N/A | #N/A
NQC List | CAISO | PGZP_2_PDRP18 | CAISO System | PGZP_2_PDRP18 | 0.99 | 0.99 | 0.99 | 0.99 | 0.99 | 0.99 | 0.99 | 0.99 | 0.99 | 0.99 | 0.99 | 0.99 | DEMAND RESPONSE | 2019-01-01 | 1900 | 2030 | Y | North | FC |  |  |  | #N/A | #N/A |  | #N/A | #N/A | #N/A
NQC List | CAISO | PGZP_2_PDRP19 | CAISO System | PGZP_2_PDRP19 | 0.99 | 0.99 | 0.99 | 0.99 | 0.99 | 0.99 | 0.99 | 0.99 | 0.99 | 0.99 | 0.99 | 0.99 | DEMAND RESPONSE | 2019-01-01 | 1900 | 2030 | Y | North | FC |  |  |  | #N/A | #N/A |  | #N/A | #N/A | #N/A
NQC List | CAISO | PGZP_2_PDRP20 | CAISO System | PGZP_2_PDRP20 | 0.99 | 0.99 | 0.99 | 0.99 | 0.99 | 0.99 | 0.99 | 0.99 | 0.99 | 0.99 | 0.99 | 0.99 | DEMAND RESPONSE | 2019-01-01 | 1900 | 2030 | Y | North | FC |  |  |  | #N/A | #N/A |  | #N/A | #N/A | #N/A
NQC List | CAISO | PGZP_2_PDRP21 | CAISO System | PGZP_2_PDRP21 | 0.99 | 0.99 | 0.99 | 0.99 | 0.99 | 0.99 | 0.99 | 0.99 | 0.99 | 0.99 | 0.99 | 0.99 | DEMAND RESPONSE | 2019-01-01 | 1900 | 2030 | Y | North | FC |  |  |  | #N/A | #N/A |  | #N/A | #N/A | #N/A
NQC List | CAISO | PGZP_2_PDRP22 | CAISO System | PGZP_2_PDRP22 | 0.99 | 0.99 | 0.99 | 0.99 | 0.99 | 0.99 | 0.99 | 0.99 | 0.99 | 0.99 | 0.99 | 0.99 | DEMAND RESPONSE | 2019-01-01 | 1900 | 2030 | Y | North | FC |  |  |  | #N/A | #N/A |  | #N/A | #N/A | #N/A
NQC List | CAISO | PGZP_2_PDRP23 | CAISO System | PDR-D PGZP | 9.99 | 9.99 | 9.99 | 9.99 | 9.99 | 9.99 | 9.99 | 9.99 | 9.99 | 9.99 | 9.99 | 9.99 | DEMAND RESPONSE | 2019-01-01 | 1900 | 2030 | Y | North | FC |  |  |  | #N/A | #N/A |  | #N/A | #N/A | #N/A
NQC List | CAISO | PGZP_2_PDRP24 | CAISO System | PGZP_2_PDRP24 | 0.99 | 0.99 | 0.99 | 0.99 | 0.99 | 9.99 | 9.99 | 9.99 | 9.99 | 9.99 | 9.99 | 9.99 | DEMAND RESPONSE | 2019-01-01 | 1900 | 2030 | Y | North | FC |  |  |  | #N/A | #N/A |  | #N/A | #N/A | #N/A
NQC List | CAISO | PGZP_2_PDRP25 | CAISO System | PGZP_2_PDRP25 | 0.99 | 0.99 | 0.99 | 0.99 | 0.99 | 0.99 | 0.99 | 0.99 | 0.99 | 0.99 | 0.99 | 0.99 | DEMAND RESPONSE | 2019-01-01 | 1900 | 2030 | Y | North | FC |  |  |  | #N/A | #N/A |  | Yes | 0.99 | 0
NQC List | CAISO | PGZP_2_PDRP26 | CAISO System | PGZP_2_PDRP26 | 9.99 | 9.99 | 9.99 | 9.99 | 9.99 | 9.99 | 9.99 | 9.99 | 9.99 | 9.99 | 9.99 | 9.99 | DEMAND RESPONSE | 2019-01-01 | 1900 | 2030 | Y | North | FC |  |  |  | #N/A | #N/A |  | Yes | 9.99 | 0
NQC List | CAISO | PGZP_2_PDRP27 | CAISO System | PGZP_2_PDRP27 | 0.99 | 0.99 | 0.99 | 0.99 | 0.99 | 0.99 | 0.99 | 0.99 | 0.99 | 0.99 | 0.99 | 0.99 | DEMAND RESPONSE | 2019-01-01 | 1900 | 2030 | Y | North | FC |  |  |  | #N/A | #N/A |  | #N/A | #N/A | #N/A
NQC List | CAISO | PGZP_2_PDRP28 | CAISO System | PGZP_2_PDRP28 | 0.99 | 0.99 | 0.99 | 0.99 | 0.99 | 0.99 | 0.99 | 0.99 | 0.99 | 0.99 | 0.99 | 0.99 | DEMAND RESPONSE | 2019-01-01 | 1900 | 2030 | Y | North | FC |  |  |  | #N/A | #N/A |  | #N/A | #N/A | #N/A
NQC List | CAISO | PGZP_2_PDRP29 | CAISO System | PGZP_2_PDRP29 | 0.99 | 0.99 | 0.99 | 0.99 | 0.99 | 0.99 | 0.99 | 0.99 | 0.99 | 0.99 | 0.99 | 0.99 | DEMAND RESPONSE | 2019-01-01 | 1900 | 2030 | Y | North | FC |  |  |  | #N/A | #N/A |  | Yes | 0.99 | 0
NQC List | CAISO | PGZP_2_PDRP30 | CAISO System | PGZP_2_PDRP30 | 0.99 | 0.99 | 0.99 | 0.99 | 0.99 | 0.99 | 0.99 | 0.99 | 0.99 | 0.99 | 0.99 | 0.99 | DEMAND RESPONSE | #N/A | 1900 | 2030 | Y | North | FC |  |  |  | #N/A | #N/A |  | Yes | 0.99 | 0
NQC List | CAISO | PGZP_2_PDRP31 | CAISO System |  | JUL: 0.99; AUG: 0.99; SEP: 0.99; OCT: 0.99; NOV: 0.99; DEC: 0.99 | DEMAND RESPONSE | 2020-07-01 | 1900 | 2050 | Y | North | FC |  |  |  | #N/A | #N/A |  | Yes | 0.99 | 0
NQC List | CAISO | PGZP_2_PDRP32 | CAISO System |  | JUL: 0.99; AUG: 0.99; SEP: 0.99; OCT: 0.99; NOV: 0.99; DEC: 0.99 | DEMAND RESPONSE | 2020-07-01 | 1900 | 2050 | Y | North | FC |  |  |  | #N/A | #N/A |  | Yes | 0.99 | 0
NQC List | CAISO | PGZP_2_PDRP33 | CAISO System |  | JUL: 0.99; AUG: 0.99; SEP: 0.99; OCT: 0.99; NOV: 0.99; DEC: 0.99 | DEMAND RESPONSE | 2020-07-01 | 1900 | 2050 | Y | North | FC |  |  |  | #N/A | #N/A |  | Yes | 0.99 | 0
NQC List | CAISO | [15 empty] | #N/A | #N/A | 1900 | #N/A | [6 empty] | #N/A | #N/A |  | #N/A | #VALUE! | #N/A
NQC List | CAISO | [15 empty] | #N/A | #N/A | 1900 | #N/A | [6 empty] | #N/A | #N/A |  | #N/A | #VALUE! | #N/A
NQC List | CAISO | [15 empty] | #N/A | #N/A | 1900 | #N/A | [6 empty] | #N/A | #N/A |  | #N/A | #VALUE! | #N/A
NQC List | CAISO | PGZP_2_PDRP37 | CAISO System | PGZP_2_PDRP37 | 0.99 | 0.99 | 0.99 | 0.99 | 0.99 | 0.99 | 0.99 | 0.99 | 0.99 | 0.99 | 0.99 | 0.99 | DEMAND RESPONSE | #N/A | 1900 | 2030 | Y | North | FC |  |  |  | #N/A | #N/A |  | #N/A | #N/A | #N/A
NQC List | CAISO | PGZP_2_PDRP39 | CAISO System |  | JUN: 9.99; JUL: 9.99; AUG: 9.99; SEP: 9.99; OCT: 9.99; NOV: 9.99; DEC: 9.99 | DEMAND RESPONSE | 2020-06-01 | 1900 | 2050 | Y | North | FC |  |  |  | #N/A | #N/A |  | #N/A | #N/A | #N/A
NQC List | CAISO | PGZP_2_PDRP40 | CAISO System |  | JUN: 0.99; JUL: 0.99; AUG: 0.99; SEP: 0.99; OCT: 0.99; NOV: 0.99; DEC: 0.99 | DEMAND RESPONSE | 2020-06-01 | 1900 | 2050 | Y | North | FC |  |  |  | #N/A | #N/A |  | #N/A | #N/A | #N/A
NQC List | CAISO | PGZP_2_PDRP41 | CAISO System |  | JUN: 0.99; JUL: 0.99; AUG: 0.99; SEP: 0.99; OCT: 0.99; NOV: 0.99; DEC: 0.99 | DEMAND RESPONSE | 2020-06-01 | 1900 | 2050 | Y | North | FC |  |  |  | #N/A | #N/A |  | #N/A | #N/A | #N/A
NQC List | CAISO | PGZP_2_PDRP42 | CAISO System |  | JUN: 0.99; JUL: 0.99; AUG: 0.99; SEP: 0.99; OCT: 0.99; NOV: 0.99; DEC: 0.99 | DEMAND RESPONSE | 2020-06-01 | 1900 | 2050 | Y | North | FC |  |  |  | #N/A | #N/A |  | #N/A | #N/A | #N/A
NQC List | CAISO | PGZP_2_PDRP43 | CAISO System |  | JUN: 0.99; JUL: 0.99; AUG: 0.99; SEP: 0.99; OCT: 0.99; NOV: 0.99; DEC: 0.99 | DEMAND RESPONSE | 2020-06-01 | 1900 | 2050 | Y | North | FC |  |  |  | #N/A | #N/A |  | #N/A | #N/A | #N/A
NQC List | CAISO | PGZP_2_PDRP44 | CAISO System |  | JUN: 0.99; JUL: 0.99; AUG: 0.99; SEP: 0.99; OCT: 0.99; NOV: 0.99; DEC: 0.99 | DEMAND RESPONSE | 2020-06-01 | 1900 | 2050 | Y | North | FC |  |  |  | #N/A | #N/A |  | #N/A | #N/A | #N/A
NQC List | CAISO | PGZP_2_PDRP45 | CAISO System |  | JUN: 1.65; JUL: 1.65; AUG: 1.65; SEP: 3.1; OCT: 2.79; NOV: 2.79; DEC: 2.79 | DEMAND RESPONSE | 2020-06-01 | 1900 | 2050 | Y | North | FC |  |  |  | #N/A | #N/A |  | Yes | 2.6 | 0.5
NQC List | CAISO | [15 empty] | #N/A | #N/A | 1900 | #N/A | [6 empty] | #N/A | #N/A |  | #N/A | #VALUE! | #N/A
NQC List | CAISO | PGZP_2_RDRR02 | CAISO System | RDRR-D PGZP 2 | 5 | 5 | 5 | 5 | 5 | 6.5 | 6.5 | 6.5 | 6.5 | 6.5 | 6.5 | 6.5 | DEMAND RESPONSE | 2019-01-01 | 1900 | 2030 | Y | North | FC |  |  |  | #N/A | #N/A |  | #N/A | #N/A | #N/A
NQC List | CAISO | [15 empty] | #N/A | #N/A | 1900 | #N/A | [6 empty] | #N/A | #N/A |  | #N/A | #VALUE! | #N/A
NQC List | CAISO | [15 empty] | #N/A | #N/A | 1900 | #N/A | [6 empty] | #N/A | #N/A |  | #N/A | #VALUE! | #N/A
NQC List | CAISO | PHOENX_1_UNIT | Stockton | PHOENIX PH | 0.86 | 0.81 | 0.9 | 0.84 | 0.9 | 0.81 | 0.85 | 0.84 | 0.82 | 0.36 | 0.45 | 0.67 | WATER | 1940-01-01 | 1900 | 2050 | N | North | FC |  |  |  | Yes | CAISO_Small_Hydro |  | Yes | -0.01 | 0.83
NQC List | CAISO | PINFLT_7_UNITS | Fresno | PINE FLAT HYDRO AGGREGATE | 0 | 0 | 34.95 | 71.1 | 102.8 | 160.31 | 162.61 | 97.88 | 33.7 | 0 | 0 | 0 | WATER | 1984-01-01 | 1900 | 2050 | Y | North | FC |  |  |  | Yes | CAISO_Hydro |  | Yes | 11.95 | 21.75
NQC List | CAISO | PIOPIC_2_CTG1 | San Diego-IV | Pio Pico Unit 1 | 111.3 | 111.3 | 111.3 | 111.3 | 111.3 | 111.3 | 111.3 | 111.3 | 111.3 | 111.3 | 111.3 | 111.3 | NATURAL GAS | 2016-11-03 | 1900 | 2050 | Y | South | ID | 100% | 106 MW with FC priority - the rest C10 waiting for Silvergate-Bay Boulevard 230 kV Reactor |  | Yes | CAISO_Peaker1 |  | Yes | 0 | 111.3
NQC List | CAISO | PIOPIC_2_CTG2 | San Diego-IV | Pio Pico Unit 2 | 112.7 | 112.7 | 112.7 | 112.7 | 112.7 | 112.7 | 112.7 | 112.7 | 112.7 | 112.7 | 112.7 | 112.7 | NATURAL GAS | 2016-11-03 | 1900 | 2050 | Y | South | ID | 100% | 106 MW with FC priority - the rest C10 waiting for Silvergate-Bay Boulevard 230 kV Reactor |  | Yes | CAISO_Peaker1 |  | Yes | 0 | 112.7
NQC List | CAISO | PIOPIC_2_CTG3 | San Diego-IV | Pio Pico Unit 3 | 112 | 112 | 112 | 112 | 112 | 112 | 112 | 112 | 112 | 112 | 112 | 112 | NATURAL GAS | 2016-11-03 | 1900 | 2050 | Y | South | ID | 100% | 106 MW with FC priority - the rest C10 waiting for Silvergate-Bay Boulevard 230 kV Reactor |  | Yes | CAISO_Peaker1 |  | Yes | 0 | 112
NQC List | CAISO | PIT1_6_FRIVRA | CAISO System | Fall River Mills Project A | 0.06 | 0.05 | 0.27 | 0.23 | 0.24 | 0.47 | 0.59 | 0.41 | 0.21 | 0.03 | 0.03 | 0 | SUN | 2014-03-05 | 1900 | 2050 | N | North | ID | 100% |  |  | Yes | CAISO_Solar |  | Yes | 0 | 0.21
NQC List | CAISO | PIT1_7_UNIT 1 | CAISO System | PIT PH 1 UNIT 1 | 32 | 32 | 32 | 32 | 32 | 32 | 32 | 32 | 32 | 32 | 32 | 32 | WATER | 1922-01-01 | 1900 | 2050 | Y | North | FC |  |  |  | Yes | CAISO_Hydro |  | Yes | 22.8 | 9.2
NQC List | CAISO | PIT1_7_UNIT 2 | CAISO System | PIT PH 1 UNIT 2 | 32 | 32 | 32 | 32 | 32 | 32 | 32 | 32 | 32 | 32 | 32 | 32 | WATER | 1922-01-01 | 1900 | 2050 | Y | North | FC |  |  |  | Yes | CAISO_Hydro |  | Yes | 22.8 | 9.2
NQC List | CAISO | PIT3_7_PL1X3 | CAISO System | PIT PH 3 UNITS 1, 2 & 3 AGGREGATE | 70.6 | 70.6 | 70.6 | 70.6 | 70.6 | 70.6 | 70.6 | 70.6 | 70.6 | 70.6 | 70.6 | 70.6 | WATER | 1925-01-01 | 1900 | 2050 | Y | North | FC |  |  |  | Yes | CAISO_Hydro |  | Yes | 36 | 34.6
NQC List | CAISO | PIT4_7_PL1X2 | CAISO System | PIT PH 4 UNITS 1 & 2 AGGREGATE | 95 | 95 | 95 | 95 | 95 | 95 | 95 | 95 | 95 | 95 | 95 | 95 | WATER | 1955-01-01 | 1900 | 2050 | Y | North | FC |  |  |  | Yes | CAISO_Hydro |  | Yes | 51 | 44
NQC List | CAISO | PIT5_7_PL1X2 | CAISO System | PIT PH 5 UNITS 1 & 2 AGGREGATE | 82 | 82 | 82 | 82 | 82 | 82 | 82 | 82 | 82 | 82 | 82 | 82 | WATER | 1944-01-01 | 1900 | 2050 | Y | North | FC |  |  |  | Yes | CAISO_Hydro |  | Yes | 50 | 32
NQC List | CAISO | PIT5_7_PL3X4 | CAISO System | PIT PH 5 UNITS 3 & 4 AGGREGATE | 82 | 82 | 82 | 82 | 82 | 82 | 82 | 82 | 82 | 82 | 82 | 82 | WATER | 1944-01-01 | 1900 | 2050 | Y | North | FC |  |  |  | Yes | CAISO_Hydro |  | Yes | 46.8 | 35.2
NQC List | CAISO | PIT5_7_QFUNTS | CAISO System | GRASSHOPPER FLAT HYDRO | 0.37 | 0.58 | 0.97 | 0.95 | 0.75 | 0.33 | 0.1 | 0.05 | 0.05 | 0.04 | 0.05 | 0.24 | WATER | 1987-08-15 | 1900 | 2050 | N | North | FC |  |  |  | Yes | CAISO_Hydro |  | Yes | 0.05 | 0
NQC List | CAISO | PIT6_7_UNIT 1 | CAISO System | PIT PH 6 UNIT 1 | 39 | 39 | 39 | 39 | 39 | 39 | 39 | 39 | 39 | 39 | 39 | 39 | WATER | 1965-01-01 | 1900 | 2050 | Y | North | FC |  |  |  | Yes | CAISO_Hydro |  | Yes | 7.8 | 31.2
NQC List | CAISO | PIT6_7_UNIT 2 | CAISO System | PIT PH 6 UNIT 2 | 40 | 40 | 40 | 40 | 40 | 40 | 40 | 40 | 40 | 40 | 40 | 40 | WATER | 1965-01-01 | 1900 | 2050 | Y | North | FC |  |  |  | Yes | CAISO_Hydro |  | Yes | 3 | 37
NQC List | CAISO | PIT7_7_UNIT 1 | CAISO System | PIT PH 7 UNIT 1 | 55.7 | 55.7 | 55.7 | 55.7 | 55.7 | 55.7 | 55.7 | 55.7 | 55.7 | 55.7 | 55.7 | 55.7 | WATER | 1965-01-01 | 1900 | 2050 | Y | North | FC |  |  |  | Yes | CAISO_Hydro |  | Yes | 1.5 | 54.2
NQC List | CAISO | PIT7_7_UNIT 2 | CAISO System | PIT PH 7 UNIT 2 | 54.6 | 54.6 | 54.6 | 54.6 | 54.6 | 54.6 | 54.6 | 54.6 | 54.6 | 54.6 | 54.6 | 54.6 | WATER | 1965-01-01 | 1900 | 2050 | Y | North | FC |  |  |  | Yes | CAISO_Hydro |  | Yes | 0.72 | 53.88
NQC List | CAISO | PIUTE_6_GNBSR1 | Big Creek-Ventura | Green Beanworks B | 0.12 | 0.09 | 0.54 | 0.45 | 0.48 | 0.93 | 1.17 | 0.81 | 0.42 | 0.06 | 0.06 | 0 | SUN | 2018-12-28 | 1900 | 2050 | N | South | FC |  |  |  | Yes | CAISO_Solar |  | Yes | 0 | 0.42
NQC List | CAISO | PLACVL_1_CHILIB | Sierra | Chili Bar Hydro | 8.4 | 8.4 | 8.4 | 8.4 | 8.4 | 8.4 | 8.4 | 8.4 | 8.4 | 8.4 | 8.4 | 8.4 | WATER | 1965-01-01 | 1900 | 2050 | Y | North | FC |  |  |  | Yes | CAISO_Small_Hydro |  | Yes | 5.38 | 3.02
NQC List | CAISO | PLACVL_1_RCKCRE | Sierra | Rock Creek Hydro | 2.07 | 2.33 | 2.72 | 1.95 | 1.57 | 1.36 | 1.22 | 1.2 | 1.19 | 1.06 | 0.93 | 1.06 | WATER | 2017-03-29 | 1900 | 2050 | N | North | FC |  |  |  | Yes | CAISO_Small_Hydro |  | Yes | 1.19 | 0
NQC List | CAISO | PLAINV_6_BSOLAR | Big Creek-Ventura | Western Antelope Blue Sky Ranch A | 0 | 0 | 0 | 0 | 0 | 0 | 0 | 0 | 0 | 0 | 0 | 0 | SUN | 2014-11-07 | 1900 | 2050 | N | South | EO |  |  |  | Yes | CAISO_Solar |  | Yes | 0 | 0
NQC List | CAISO | PLAINV_6_DSOLAR | Big Creek-Ventura | Western Antelope Dry Ranch | 0.4 | 0.3 | 1.8 | 1.5 | 1.6 | 3.1 | 3.9 | 2.7 | 1.4 | 0.2 | 0.2 | 0 | SUN | 2016-12-01 | 1900 | 2050 | N | South | FC |  |  |  | Yes | CAISO_Solar |  | Yes | 0 | 1.4
NQC List | CAISO | PLAINV_6_NLRSR1 | Big Creek-Ventura | North Lancaster Ranch | 0 | 0 | 0 | 0 | 0 | 0 | 0 | 0 | 0 | 0 | 0 | 0 | SUN | 2016-12-31 | 1900 | 2050 | N | South | EO |  |  |  | Yes | CAISO_Solar |  | Yes | 0 | 0
NQC List | CAISO | PLAINV_6_SOLAR3 | Big Creek-Ventura | Sierra Solar Greenworks LLC | 0 | 0 | 0 | 0 | 0 | 0 | 0 | 0 | 0 | 0 | 0 | 0 | SUN | 2015-11-30 | 1900 | 2050 | N | South | EO |  |  |  | Yes | CAISO_Solar |  | Yes | 0 | 0
NQC List | CAISO | PLAINV_6_SOLARC | Big Creek-Ventura | Central Antelope Dry Ranch C | 0 | 0 | 0 | 0 | 0 | 0 | 0 | 0 | 0 | 0 | 0 | 0 | SUN | 2016-05-06 | 1900 | 2050 | N | South | EO |  |  |  | Yes | CAISO_Solar |  | Yes | 0 | 0
NQC List | CAISO | PLSNTG_7_LNCLND | Sierra | Lincoln Landfill Power Plant | 3.28 | 3.07 | 3.32 | 3.61 | 3.29 | 3.08 | 2.84 | 3.09 | 2.92 | 3.09 | 3.18 | 3.05 | BIOGAS | 1985-01-01 | 1900 | 2050 | N | North | FC | 100% |  |  | Yes | CAISO_Biomass |  | Yes | -0.01 | 2.93
NQC List | CAISO | PMDLET_6_SOLAR1 | Big Creek-Ventura | SEPV Palmdale East, LLC | 0.4 | 0.3 | 1.8 | 1.5 | 1.6 | 3.1 | 3.9 | 2.7 | 1.4 | 0.2 | 0.2 | 0 | SUN | 2015-07-31 | 1900 | 2050 | N | South | FC |  |  |  | Yes | CAISO_Solar |  | Yes | 0 | 1.4
NQC List | CAISO | PMPJCK_1_RB2SLR | CAISO System | Rio Bravo Solar 2 | 0.8 | 0.6 | 3.6 | 3 | 3.2 | 6.2 | 7.8 | 5.4 | 2.8 | 0.4 | 0.4 | 0 | SUN | 2016-12-29 | 1900 | 2050 | N | North | ID | 100% |  |  | Yes | CAISO_Solar |  | Yes | 0 | 2.8
NQC List | CAISO | PMPJCK_1_SOLAR1 | CAISO System | Pumpjack Solar I | 0.8 | 0.6 | 3.6 | 3 | 3.2 | 6.2 | 7.8 | 5.4 | 2.8 | 0.4 | 0.4 | 0 | SUN | 2015-01-27 | 1900 | 2050 | N | North | FC |  |  |  | Yes | CAISO_Solar |  | Yes | 0 | 2.8
NQC List | CAISO | PMPJCK_1_SOLAR2 | CAISO System | Rio Bravo Solar 1 | 0.8 | 0.6 | 3.6 | 3 | 3.2 | 6.2 | 7.8 | 5.4 | 2.8 | 0.4 | 0.4 | 0 | SUN | 2016-12-21 | 1900 | 2050 | N | North | FC |  |  |  | Yes | CAISO_Solar |  | Yes | 0 | 2.8
NQC List | CAISO | PNCHEG_2_PL1X4 | CAISO System | PANOCHE ENERGY CENTER (Aggregated) | 401 | 401 | 401 | 401 | 401 | 395.9 | 394.4 | 395.6 | 400.1 | 401 | 401 | 401 | NATURAL GAS | 2009-05-27 | 1900 | 2050 | Y | North | FC |  |  |  | Yes | CAISO_Peaker1 |  | Yes | -0.7 | 400.8
NQC List | CAISO | PNCHPP_1_PL1X2 | Fresno | Midway Peaking Aggregate | 119.61 | 119.21 | 117.76 | 114.9 | 112.8 | 109.83 | 107.92 | 108.35 | 110.52 | 113.77 | 118.78 | 119.67 | NATURAL GAS | 2009-05-03 | 1900 | 2050 | Y | North | FC |  |  |  | Yes | CAISO_Peaker2 |  | Yes | 0.14 | 110.38
NQC List | CAISO | PNCHVS_2_SOLAR | CAISO System | Panoche Valley Solar | 5.6 | 4.2 | 25.2 | 21 | 22.4 | 43.4 | 54.6 | 37.8 | 19.6 | 2.8 | 2.8 | 0 | SUN | 2018-11-26 | 1900 | 2050 | N | North | FC |  |  |  | Yes | CAISO_Solar |  | Yes | 0 | 19.6
NQC List | CAISO | PNOCHE_1_PL1X2 | Fresno | Panoche Peaker | 49.97 | 49.97 | 49.97 | 49.97 | 49.97 | 49.97 | 49.97 | 49.97 | 49.97 | 49.97 | 49.97 | 49.97 | NATURAL GAS | 2005-06-14 | 1900 | 2050 | Y | North | FC |  |  |  | Yes | CAISO_Peaker2 |  | Yes | 0 | 49.97
NQC List | CAISO | PNOCHE_1_UNITA1 | Fresno | CalPeak Power Panoche Unit 1 | 52.01 | 52.01 | 52.01 | 52.01 | 52.01 | 52.01 | 52.01 | 52.01 | 52.01 | 52.01 | 52.01 | 52.01 | NATURAL GAS | 2001-12-27 | 1900 | 2050 | Y | North | FC |  |  |  | Yes | CAISO_Peaker2 |  | Yes | 0 | 52.01
NQC List | CAISO | POEPH_7_UNIT 1 | Sierra | POE HYDRO UNIT 1 | 60 | 60 | 60 | 60 | 60 | 60 | 60 | 60 | 60 | 60 | 60 | 60 | WATER | 1958-01-01 | 1900 | 2050 | Y | North | FC |  |  |  | Yes | CAISO_Hydro |  | Yes | 19.6 | 40.4
NQC List | CAISO | POEPH_7_UNIT 2 | Sierra | POE HYDRO UNIT 2 | 60 | 60 | 60 | 60 | 60 | 60 | 60 | 60 | 60 | 60 | 60 | 60 | WATER | 1958-01-01 | 1900 | 2050 | Y | North | FC |  |  |  | Yes | CAISO_Hydro |  | Yes | 16 | 44
NQC List | CAISO | POTTER_6_UNITS | NCNB | Potter Valley | 0.66 | 0.97 | 0.7 | 1.05 | 1.72 | 2.21 | 2.73 | 2.52 | 2.23 | 1.02 | 1.13 | 1.71 | WATER | 1910-01-01 | 1900 | 2050 | N | North | FC |  |  |  | Yes | CAISO_Small_Hydro |  | Yes | -0.28 | 2.51
NQC List | CAISO | POTTER_7_VECINO | NCNB | Vecino Vineyards LLC | 0 | 0 | 0 | 0 | 0.02 | 0.02 | 0.01 | 0.01 | 0 | 0 | 0 | 0 | WATER | 1990-03-27 | 1900 | 2050 | N | North | FC |  |  |  | Yes | CAISO_Hydro |  | Yes | 0 | 0
NQC List | CAISO | PRCTVY_1_MIGBT1 | San Diego-IV | Miguel BESS | 0 | 0 | 0 | 0 | 0 | 0 | 0 | 0 | 0 | 0 | 0 | 0 | LESR | #N/A | 1900 | #N/A | N | South | EO |  |  |  | Yes | CAISO_Li_Battery |  | Yes | 0 | 0
NQC List | CAISO | PRIMM_2_SOLAR1 | CAISO System | Silver State South | 10 | 7.5 | 45 | 37.5 | 40 | 77.5 | 97.5 | 67.5 | 35 | 5 | 5 | 0 | SUN | 2016-08-23 | 1900 | 2050 | N | South | FC |  |  |  | Yes | CAISO_Solar |  | Yes | 0 | 35
NQC List | CAISO | PSWEET_1_STCRUZ | CAISO System | Santa Cruz Energy LLC | 0 | 0 | 0 | 0 | 0 | 0 | 0 | 0 | 0 | 0 | 0 | 0 | BIOGAS | 2010-02-06 | 1900 | 2050 | Y | North | EO |  |  |  | Yes | CAISO_Biomass |  | Yes | 0 | 0
NQC List | CAISO | PSWEET_7_QFUNTS | CAISO System | PSWEET_7_QFUNTS | 0 | 0 | 0 | 0 | 0 | 0 | 0 | 0 | 0 | 0 | 0 | 0 | OTHER | 0 | 1900 | 2050 | N | North | FC |  |  |  | Yes | CAISO_CHP |  | Yes | 0 | 0
NQC List | CAISO | [15 empty] | #N/A | #N/A | 1900 | #N/A | [6 empty] | #N/A | #N/A |  | #N/A | #VALUE! | #N/A
NQC List | CAISO | PTLOMA_6_NTCQF | San Diego-IV | NTC/MCRD COGENERATION | 19.5 | 15.9 | 8.63 | 11.5 | 15.04 | 16.2 | 16.74 | 16.59 | 15.31 | 13.16 | 20.27 | 20.16 | OTHER | #N/A | 1900 | 2050 | N | South | FC |  |  |  | Yes | CAISO_Peaker2 |  | #N/A | #N/A | #N/A
NQC List | CAISO | PUTHCR_1_SOLAR1 | CAISO System | Putah Creek Solar Farm | 0.08 | 0.06 | 0.36 | 0.3 | 0.32 | 0.61 | 0.77 | 0.53 | 0.28 | 0.04 | 0.04 | 0 | SUN | 2014-12-19 | 1900 | 2050 | N | North | FC | 100% |  |  | Yes | CAISO_Solar |  | Yes | 0 | 0.28
NQC List | CAISO | PWEST_1_UNIT | LA Basin | PACIFIC WEST 1 WIND GENERATION | 0.29 | 0.25 | 0.59 | 0.53 | 0.53 | 0.69 | 0.48 | 0.44 | 0.32 | 0.17 | 0.25 | 0.27 | WIND | 1899-12-31 | 1900 | 2050 | N | South | FC |  |  |  | Yes | CAISO_Wind |  | Yes | 0 | 0.32
NQC List | CAISO | RATSKE_2_NROSR1 | CAISO System | North Rosamond Solar | 6 | 4.5 | 27 | 22.5 | 24 | 46.5 | 58.5 | 40.5 | 21 | 3 | 3 | 0 | SUN | #N/A | 1900 | 2050 | N | South | FC |  |  |  | Yes | CAISO_Solar |  | Yes | 0 | 21
NQC List | CAISO | RCKCRK_7_UNIT 1 | Sierra | ROCK CREEK HYDRO UNIT 1 | 57 | 57 | 57 | 57 | 57 | 57 | 57 | 57 | 57 | 57 | 57 | 57 | WATER | 1950-01-01 | 1900 | 2050 | Y | North | FC |  |  |  | Yes | CAISO_Hydro |  | Yes | 33 | 24
NQC List | CAISO | RCKCRK_7_UNIT 2 | Sierra | ROCK CREEK HYDRO UNIT 2 | 56.9 | 56.9 | 56.9 | 56.9 | 56.9 | 56.9 | 56.9 | 56.9 | 56.9 | 56.9 | 56.9 | 56.9 | WATER | 1950-01-01 | 1900 | 2050 | Y | North | FC |  |  |  | Yes | CAISO_Hydro |  | Yes | 16.9 | 40
NQC List | CAISO | RDWAY_1_CREST | CAISO System | CREST Contracts | 0 | 0 | 0 | 0 | 0 | 0 | 0 | 0 | 0 | 0 | 0 | 0 | SUN | 2000-01-01 | 1900 | 2050 | N | South | EO |  |  |  | Yes | CAISO_Solar |  | Yes | 0 | 0
NQC List | CAISO | RECTOR_2_CREST | Big Creek-Ventura | Rector Aggregate Solar Resources | 0 | 0 | 0 | 0 | 0 | 0 | 0 | 0 | 0 | 0 | 0 | 0 | SUN | 2000-01-01 | 1900 | 2050 | N | South | EO |  |  |  | Yes | CAISO_Solar |  | Yes | 0 | 0
NQC List | CAISO | RECTOR_2_KAWEAH | Big Creek-Ventura | KAWEAH PH 2 & 3 PSP AGGREGATE | 1.87 | 2.27 | 3.85 | 5.22 | 5.58 | 5.08 | 3.32 | 1.74 | 1.21 | 0 | 0.18 | 1.72 | WATER | 1913-01-01 | 1900 | 2050 | N | South | FC |  |  |  | Yes | CAISO_Small_Hydro |  | Yes | -0.77 | 1.98
NQC List | CAISO | RECTOR_2_KAWH 1 | Big Creek-Ventura | KAWEAH PH 1 UNIT 1 | 0.96 | 0.99 | 1.2 | 1.19 | 1.29 | 1.01 | 0.81 | 0.52 | 0.38 | 0 | 0.08 | 0.36 | WATER | 1929-01-01 | 1900 | 2050 | N | South | FC |  |  |  | Yes | CAISO_Hydro |  | Yes | 0 | 0.38
NQC List | CAISO | RECTOR_2_QF | Big Creek-Ventura | RECTOR QFS | 3.73 | 5.14 | 4.35 | 3.79 | 10.16 | 17 | 14.7 | 3.94 | 0 | 0 | 0 | 0.68 | OTHER | 1984-01-01 | 1900 | 2050 | N | South | FC |  |  |  | Yes | CAISO_Small_Hydro |  | Yes | 0 | 0
NQC List | CAISO | RECTOR_2_TFDBM1 | Big Creek-Ventura | Two Fiets Dairy Digester | 0 | 0 | 0 | 0 | 0 | 0 | 0 | 0 | 0 | 0 | 0 | 0 | BIOGAS | 2019-01-07 | 1900 | 2050 | N | South | EO |  |  |  | Yes | CAISO_Biomass |  | Yes | 0 | 0
NQC List | CAISO | RECTOR_7_TULARE | Big Creek-Ventura | MM Tulare | 0 | 0 | 0 | 0 | 0 | 0 | 0 | 0 | 0 | 0 | 0 | 0 | BIOMASS | 1998-05-08 | 1900 | 2050 | N | South | EO |  |  |  | Yes | CAISO_Biomass |  | Yes | 0 | 0
NQC List | CAISO | REDBLF_6_UNIT | CAISO System | RED BLUFF PEAKER PLANT | 44 | 44 | 44 | 44 | 44 | 44 | 44 | 44 | 44 | 44 | 44 | 44 | NATURAL GAS | 2001-08-11 | 1900 | 2050 | Y | North | FC |  |  |  | Yes | CAISO_Reciprocating_Engine |  | Yes | 0 | 44
NQC List | CAISO | REDMAN_2_SOLAR | Big Creek-Ventura | Lancaster East Avenue F | 0.15 | 0.11 | 0.68 | 0.56 | 0.6 | 1.16 | 1.46 | 1.01 | 0.53 | 0.08 | 0.08 | 0 | SUN | 2017-08-25 | 1900 | 2050 | N | South | FC |  |  |  | Yes | CAISO_Solar |  | Yes | 0 | 0.53
NQC List | CAISO | REDMAN_6_AVSSR1 | Big Creek-Ventura | Antelope Valley Solar | 0.12 | 0.09 | 0.54 | 0.45 | 0.48 | 0.93 | 1.17 | 0.81 | 0.42 | 0.06 | 0.06 | 0 | SUN | 2019-01-01 | 1900 | 2050 | N | South | FC |  |  |  | Yes | CAISO_Solar |  | Yes | 0 | 0.42
NQC List | CAISO | REDOND_7_UNIT 5 | LA Basin | REDONDO GEN STA. UNIT 5 | 178.87 | 178.87 | 178.87 | 178.87 | 178.87 | 178.87 | 178.87 | 178.87 | 178.87 | 178.87 | 178.87 | 178.87 | NATURAL GAS | 1954-01-01 | 1900 | 2021 | Y | South | FC |  |  | OTC | Yes | CAISO_ST |  | Yes | 0 | 178.87
NQC List | CAISO | REDOND_7_UNIT 6 | LA Basin | REDONDO GEN STA. UNIT 6 | 175 | 175 | 175 | 175 | 175 | 175 | 175 | 175 | 175 | 175 | 175 | 175 | NATURAL GAS | 1957-01-01 | 1900 | 2021 | Y | South | FC |  |  | OTC | Yes | CAISO_ST |  | Yes | 0 | 175
NQC List | CAISO | [15 empty] | #N/A | #N/A | 1900 | #N/A | [6 empty] | #N/A | #N/A |  | #N/A | #VALUE! | #N/A
NQC List | CAISO | REDOND_7_UNIT 8 | LA Basin | REDONDO GEN STA. UNIT 8 | 495.9 | 495.9 | 495.9 | 495.9 | 495.9 | 495.9 | 495.9 | 495.9 | 495.9 | 495.9 | 495.9 | 495.9 | NATURAL GAS | 1967-01-01 | 1900 | 2021 | Y | South | FC |  |  | OTC | Yes | CAISO_ST |  | Yes | 15.9 | 480
NQC List | CAISO | REEDLY_6_SOLAR | Fresno | Terzian | 0 | 0 | 0 | 0 | 0 | 0 | 0 | 0 | 0 | 0 | 0 | 0 | SUN | 2014-06-17 | 1900 | 2050 | N | North | EO |  |  |  | Yes | CAISO_Solar |  | Yes | 0 | 0
NQC List | CAISO | RENWD_1_QF | LA Basin | Renwind re-powering project | 1.4 | 1.2 | 2.8 | 2.5 | 2.5 | 3.3 | 2.3 | 2.1 | 1.5 | 0.8 | 1.2 | 1.3 | WIND | 2000-01-01 | 1900 | 2050 | N | South | FC |  |  |  | Yes | CAISO_Wind |  | Yes | 0 | 1.5
NQC List | CAISO | [15 empty] | #N/A | #N/A | 1900 | #N/A | [6 empty] | #N/A | #N/A |  | #N/A | #VALUE! | #N/A
NQC List | CAISO | RICHMN_1_CHVSR2 | Bay Area | Chevron 8.5 | 0.34 | 0.26 | 1.53 | 1.28 | 1.36 | 2.64 | 3.32 | 2.3 | 1.19 | 0.17 | 0.17 | 0 | SUN | 2017-12-21 | 1900 | 2050 | N | North | ID | 100% |  |  | Yes | CAISO_Solar |  | Yes | 0 | 1.19
NQC List | CAISO | RICHMN_1_SOLAR | Bay Area | Chevron 2 | 0.08 | 0.06 | 0.36 | 0.3 | 0.32 | 0.62 | 0.78 | 0.54 | 0.28 | 0.04 | 0.04 | 0 | SUN | 2017-12-21 | 1900 | 2050 | N | North | ID | 100% |  |  | Yes | CAISO_Solar |  | Yes | 0 | 0.28
NQC List | CAISO | RICHMN_7_BAYENV | Bay Area | BAY ENVIRONMENTAL (NOVE POWER) | 2 | 2 | 2 | 2 | 2 | 2 | 2 | 2 | 2 | 2 | 2 | 2 | BIOGAS | 1985-01-01 | 1900 | 2050 | N | North | FC |  |  |  | Yes | CAISO_Biomass |  | #N/A | #N/A | #N/A
NQC List | CAISO | RIOBRV_6_UNIT 1 | CAISO System | RIO BRAVO HYDRO | 0.02 | 1.88 | 2.52 | 3.22 | 5.02 | 6.72 | 6.69 | 7 | 3.39 | 2.2 | 0.36 | 0 | WATER | 1989-05-18 | 1900 | 2050 | N | North | FC |  |  |  | Yes | CAISO_Hydro |  | Yes | -2.84 | 6.23
NQC List | CAISO | RIOOSO_1_QF | Sierra | SMALL QF AGGREGATION - GRASS VALLEY | 0.42 | 0.55 | 0.83 | 0.62 | 0.87 | 0.98 | 1.11 | 1.15 | 1.08 | 0.35 | 0.08 | 0.3 | WATER | 1984-01-01 | 1900 | 2050 | N | North | FC |  |  |  | Yes | CAISO_Small_Hydro |  | Yes | 0.01 | 1.07
NQC List | CAISO | RNDMTN_2_SLSPHY1 | CAISO System | Silver Springs | 0.32 | 0.36 | 0.37 | 0.37 | 0.35 | 0.37 | 0.37 | 0.28 | 0.27 | 0.26 | 0.24 | 0.26 | WATER | 2017-08-10 | 1900 | 2050 | N | North | FC |  |  |  | Yes | CAISO_Hydro |  | Yes | 0.06 | 0.21
NQC List | CAISO | RNDSBG_1_HZASR1 | CAISO System | Hazel A |  | 0.09 | 0.54 | 0.45 | 0.48 | 0.93 | 1.17 | 0.81 | 0.42 | 0.06 | 0.06 | 0 | SUN | 2020-02-01 | 1900 | 2050 | N | South | FC |  |  |  | Yes | CAISO_Solar |  | Yes | 0 | 0.42
NQC List | CAISO | ROLLIN_6_UNIT | Sierra | ROLLINS HYDRO | 13.5 | 13.5 | 13.5 | 13.5 | 13.5 | 13.5 | 13.5 | 13.5 | 13.5 | 13.5 | 13.5 | 13.5 | WATER | 1980-01-01 | 1900 | 2050 | Y | North | FC |  |  |  | Yes | CAISO_Hydro |  | Yes | 8.41 | 5.09
NQC List | CAISO | ROSMDW_2_WIND1 | CAISO System | Pacific Wind - Phase 1 | 19.6 | 16.8 | 39.2 | 35 | 35 | 46.2 | 32.2 | 29.4 | 21 | 11.2 | 16.8 | 18.2 | WIND | 2012-07-20 | 1900 | 2050 | N | South | FC |  |  |  | Yes | CAISO_Wind |  | Yes | 0 | 21
NQC List | CAISO | ROSMND_6_SOLAR | Big Creek-Ventura | Lancaster B | 0.12 | 0.09 | 0.54 | 0.45 | 0.48 | 0.93 | 1.17 | 0.81 | 0.42 | 0.06 | 0.06 | 0 | SUN | 2017-04-22 | 1900 | 2050 | N | South | FC |  |  |  | Yes | CAISO_Solar |  | Yes | 0 | 0.42
NQC List | CAISO | RSMSLR_6_SOLAR1 | Big Creek-Ventura | Rosamond One | 0.8 | 0.6 | 3.6 | 3 | 3.2 | 6.2 | 7.8 | 5.4 | 2.8 | 0.4 | 0.4 | 0 | SUN | 2013-12-20 | 1900 | 2050 | N | South | FC |  |  |  | Yes | CAISO_Solar |  | Yes | 0 | 2.8
NQC List | CAISO | RSMSLR_6_SOLAR2 | Big Creek-Ventura | Rosamond Two | 0.8 | 0.6 | 3.6 | 3 | 3.2 | 6.2 | 7.8 | 5.4 | 2.8 | 0.4 | 0.4 | 0 | SUN | 2013-12-20 | 1900 | 2050 | N | South | FC |  |  |  | Yes | CAISO_Solar |  | Yes | 0 | 2.8
NQC List | CAISO | RTEDDY_2_SOLAR1 | CAISO System | Rosamond West Solar 1 | 2.16 | 1.62 | 9.72 | 8.1 | 8.64 | 16.74 | 21.06 | 14.58 | 7.56 | 1.08 | 1.08 | 0 | SUN | 2016-12-22 | 1900 | 2050 | N | South | FC |  |  |  | Yes | CAISO_Solar |  | Yes | 0 | 7.56
NQC List | CAISO | RTEDDY_2_SOLAR2 | CAISO System | Rosamond West Solar 2 | 2.16 | 1.62 | 9.72 | 8.1 | 8.64 | 16.74 | 21.06 | 14.58 | 7.56 | 1.08 | 1.08 | 0 | SUN | 2016-12-22 | 1900 | 2050 | N | South | FC |  |  |  | Yes | CAISO_Solar |  | Yes | 0 | 7.56
NQC List | CAISO | RTREE_2_WIND1 | CAISO System | Rising Tree 1 | 11.09 | 9.5 | 22.18 | 19.8 | 19.8 | 26.14 | 18.22 | 16.63 | 11.88 | 6.34 | 9.5 | 10.3 | WIND | 2015-01-12 | 1900 | 2050 | N | South | FC |  |  |  | Yes | CAISO_Wind |  | Yes | 0 | 11.88
NQC List | CAISO | RTREE_2_WIND2 | CAISO System | Rising Tree 2 | 2.77 | 2.38 | 5.54 | 4.95 | 4.95 | 6.53 | 4.55 | 4.16 | 2.97 | 1.58 | 2.38 | 2.57 | WIND | 2015-01-12 | 1900 | 2050 | N | South | FC |  |  |  | Yes | CAISO_Wind |  | Yes | 0 | 2.97
NQC List | CAISO | RTREE_2_WIND3 | CAISO System | Rising Tree 3 | 13.86 | 11.88 | 27.72 | 24.75 | 24.75 | 32.67 | 22.77 | 20.79 | 14.85 | 7.92 | 11.88 | 12.87 | WIND | 2015-06-25 | 1900 | 2050 | N | South | FC |  |  |  | Yes | CAISO_Wind |  | Yes | 0 | 14.85
NQC List | CAISO | RUSCTY_2_UNITS | Bay Area | Russell City Energy Center | 620 | 620 | 620 | 618.74 | 620 | 617.96 | 619.28 | 597.4 | 613.22 | 615.6 | 619.44 | 620 | NATURAL GAS | 2013-08-08 | 1900 | 2050 | Y | North | FC |  |  |  | Yes | CAISO_CCGT1 |  | Yes | 12.32 | 600.9
NQC List | CAISO | RVRVEW_1_UNITA1 | Bay Area | Riverview Energy Center (GP Antioch) | 47.6 | 47.6 | 47.6 | 47.6 | 47.6 | 47.6 | 47.6 | 47.6 | 47.6 | 47.6 | 47.6 | 47.6 | NATURAL GAS | 2003-05-02 | 1900 | 2050 | Y | North | FC |  |  |  | Yes | CAISO_Peaker2 |  | Yes | 0 | 47.6
NQC List | CAISO | RVSIDE_2_RERCU3 | LA Basin | Riverside Energy Res. Ctr Unit 3 | 49 | 49 | 49 | 49 | 49 | 49 | 49 | 49 | 49 | 49 | 49 | 49 | NATURAL GAS | 2011-04-01 | 1900 | 2050 | Y | South | FC |  |  |  | Yes | CAISO_Peaker1 |  | Yes | 0 | 49
NQC List | CAISO | RVSIDE_2_RERCU4 | LA Basin | Riverside Energy Res. Ctr Unit 4 | 49 | 49 | 49 | 49 | 49 | 49 | 49 | 49 | 49 | 49 | 49 | 49 | NATURAL GAS | 2011-04-01 | 1900 | 2050 | Y | South | FC |  |  |  | Yes | CAISO_Peaker1 |  | Yes | 0 | 49
NQC List | CAISO | RVSIDE_6_RERCU1 | LA Basin | Riverside Energy Res. Ctr Unit 1 | 48.35 | 48.35 | 48.35 | 48.35 | 48.35 | 48.35 | 48.35 | 48.35 | 48.35 | 48.35 | 48.35 | 48.35 | NATURAL GAS | 2006-06-01 | 1900 | 2050 | Y | South | FC |  |  |  | Yes | CAISO_Peaker1 |  | Yes | 0 | 48.35
NQC List | CAISO | RVSIDE_6_RERCU2 | LA Basin | Riverside Energy Res. Ctr Unit 2 | 48.5 | 48.5 | 48.5 | 48.5 | 48.5 | 48.5 | 48.5 | 48.5 | 48.5 | 48.5 | 48.5 | 48.5 | NATURAL GAS | 2006-06-01 | 1900 | 2050 | Y | South | FC |  |  |  | Yes | CAISO_Peaker1 |  | Yes | 0 | 48.5
NQC List | CAISO | RVSIDE_6_SOLAR1 | LA Basin | Tequesquite Landfill Solar Project | 0.3 | 0.23 | 1.35 | 1.13 | 1.2 | 2.33 | 2.93 | 2.03 | 1.05 | 0.15 | 0.15 | 0 | SUN | 2015-09-09 | 1900 | 2050 | N | South | FC |  |  |  | Yes | CAISO_Solar |  | Yes | 0 | 1.05
NQC List | CAISO | RVSIDE_6_SPRING | LA Basin | SPRINGS GENERATION PROJECT AGGREGATE | 36 | 36 | 36 | 36 | 36 | 36 | 36 | 36 | 36 | 36 | 36 | 36 | NATURAL GAS | 2002-06-13 | 1900 | 2050 | Y | South | FC |  |  |  | Yes | CAISO_Peaker2 |  | Yes | 0 | 36
NQC List | CAISO | S_RITA_6_SOLAR1 | Fresno | Sun Harvest Solar | 0 | 0 | 0 | 0 | 0 | 0 | 0 | 0 | 0 | 0 | 0 | 0 | SUN | 2015-05-28 | 1900 | 2050 | N | North | EO |  |  |  | Yes | CAISO_Solar |  | Yes | 0 | 0
NQC List | CAISO | SALIRV_2_UNIT | CAISO System | Salinas River Cogeneration | 30.68 | 30.05 | 28.93 | 26.92 | 28.88 | 29.41 | 27.72 | 29.35 | 22.68 | 26.2 | 27.36 | 27.59 | NATURAL GAS | 1991-10-11 | 1900 | 2050 | N | North | FC |  |  |  | Yes | CAISO_CHP |  | Yes | 4.3 | 18.38
NQC List | CAISO | SALTSP_7_UNITS | CAISO System | SALT SPRINGS HYDRO AGGREGATE | 46 | 46 | 46 | 46 | 46 | 46 | 46 | 46 | 46 | 46 | 46 | 46 | WATER | 1931-01-01 | 1900 | 2050 | Y | North | FC |  |  |  | Yes | CAISO_Hydro |  | Yes | 39.92 | 6.08
NQC List | CAISO | SAMPSN_6_KELCO1 | San Diego-IV | KELCO QUALIFYING FACILITY | 1.05 | 3.46 | 2.3 | 1.48 | 0.86 | 0.86 | 1.03 | 0.85 | 1.74 | 2.22 | 2.29 | 2.19 | OTHER | 2014-03-05 | 1900 | 2050 | N | South | FC |  |  |  | Yes | CAISO_CHP |  | Yes | -0.16 | 1.9
NQC List | CAISO | SANDLT_2_SUNITS | CAISO System | Mojave Solar | 11 | 8.25 | 49.5 | 41.25 | 44 | 85.25 | 107.25 | 74.25 | 38.5 | 5.5 | 5.5 | 0 | SUN | 2014-12-04 | 1900 | 2050 | N | South | FC |  |  |  | Yes | CAISO_Solar |  | Yes | 0 | 38.5
NQC List | CAISO | SANITR_6_UNITS | LA Basin | LACSD CARSON WATER POLLUTION AGGREGATE | 0.7 | 0.99 | 1.55 | 1.22 | 0.85 | 1.02 | 0.66 | 0.84 | 0.8 | 0.79 | 1.52 | 1.08 | NATURAL GAS | 0 | 1900 | 2050 | N | South | FC |  |  |  | Yes | CAISO_Biomass |  | Yes | 0.19 | 0.61
NQC List | CAISO | SANLOB_1_LNDFIL | CAISO System | Cold Canyon | 0 | 0 | 0 | 0 | 0 | 0 | 0 | 0 | 0 | 0 | 0 | 0 | BIOGAS | 2013-07-18 | 1900 | 2050 | N | North | EO |  |  |  | Yes | CAISO_Biomass |  | Yes | 0 | 0
NQC List | CAISO | SANLOB_1_OSFBM1 | CAISO System | HZIU Kompogas SLO | 0 | 0 | 0 | 0 | 0 | 0 | 0 | 0 | 0 | 0 | 0 | 0 | #N/A | #N/A | 1900 | #N/A | Y | North | EO |  |  |  | Yes | CAISO_Biomass |  | Yes | 0 | 0
NQC List | CAISO | SANTFG_7_UNITS | NCNB | GEYSERS CALISTOGA AGGREGATE | 63 | 63 | 63 | 63 | 63 | 63 | 63 | 63 | 63 | 63 | 63 | 63 | GEOTHERMAL | 1984-03-14 | 1900 | 2050 | Y | North | FC |  |  |  | Yes | CAISO_Geothermal |  | Yes | 0 | 63
NQC List | CAISO | SANTGO_2_LNDFL1 | LA Basin | Bowerman Power | 16.28 | 17.91 | 18.04 | 12.36 | 17.47 | 18.81 | 18 | 18.65 | 19.19 | 18.25 | 17.04 | 18.68 | BIOGAS | 2016-04-12 | 1900 | 2050 | N | South | FC |  |  |  | Yes | CAISO_Biomass |  | Yes | 0.39 | 18.8
NQC List | CAISO | SANTGO_2_MABBT1 | LA Basin | Millikan Avenue BESS | 2 | 2 | 2 | 2 | 2 | 2 | 2 | 2 | 2 | 2 | 2 | 2 | LESR | 2017-01-14 | 1900 | 2050 | Y | South | FC |  |  |  | Yes | CAISO_Li_Battery |  | Yes | 0 | 2
NQC List | CAISO | SANWD_1_QF | LA Basin | San Gorgonio Farms Wind Farm | 4.34 | 3.72 | 8.68 | 7.75 | 7.75 | 10.23 | 7.13 | 6.51 | 4.65 | 2.48 | 3.72 | 4.03 | WIND | 2000-01-01 | 1900 | 2050 | N | South | FC |  |  |  | Yes | CAISO_Wind |  | Yes | 0 | 4.65
NQC List | CAISO | [15 empty] | #N/A | #N/A | 1900 | #N/A | [6 empty] | #N/A | #N/A |  | #N/A | #VALUE! | #N/A
NQC List | CAISO | SAUGUS_6_CREST | Big Creek-Ventura | East Portal Hydro | 0 | 0 | 0 | 0 | 0 | 0 | 0 | 0 | 0 | 0 | 0 | 0 | #N/A | #N/A | 1900 | #N/A | N | South | EO |  |  |  | Yes | CAISO_Hydro |  | Yes | 0 | 0
NQC List | CAISO | SAUGUS_6_MWDFTH | Big Creek-Ventura | Foothill Hydroelectric Recovery Plant | 2.3 | 2.3 | 5.6 | 6.3 | 5.1 | 5.4 | 5.3 | 5.4 | 5.3 | 0 | 0 | 0 | WATER | 1981-01-01 | 1900 | 2050 | Y | South | FC |  |  |  | Yes | CAISO_Hydro |  | Yes | -0.06 | 5.36
NQC List | CAISO | [15 empty] | #N/A | #N/A | 1900 | #N/A | [6 empty] | #N/A | #N/A |  | #N/A | #VALUE! | #N/A
NQC List | CAISO | SAUGUS_6_QF | Big Creek-Ventura | SAUGUS QFS | 0.31 | 0.33 | 0.38 | 0.58 | 0.69 | 0.73 | 0.71 | 0.7 | 0.62 | 0.3 | 0.3 | 0.25 | OTHER | 1987-01-01 | 1900 | 2050 | N | South | FC |  |  |  | Yes | CAISO_Small_Hydro |  | Yes | -0.03 | 0.65
NQC List | CAISO | SAUGUS_7_CHIQCN | Big Creek-Ventura | Chiquita Canyon Landfill Fac | 6.33 | 5.88 | 6.15 | 5.39 | 5.47 | 5.31 | 4.79 | 4.91 | 4.88 | 4.86 | 5.85 | 5.8 | BIOGAS | 2010-11-23 | 1900 | 2050 | N | South | FC |  |  |  | Yes | CAISO_Biomass |  | Yes | -0.09 | 4.97
NQC List | CAISO | SAUGUS_7_LOPEZ | Big Creek-Ventura | MM Lopez Energy | 4.12 | 4.67 | 5.67 | 5.69 | 5.55 | 4.67 | 5.09 | 5.34 | 5.47 | 5.24 | 5.48 | 5.29 | BIOGAS | 1999-01-05 | 1900 | 2050 | Y | South | FC |  |  |  | Yes | CAISO_Biomass |  | Yes | 0 | 5.47
NQC List | CAISO | SBERDO_2_PSP3 | LA Basin | Mountainview Gen Sta. Unit 3 | 555 | 555 | 555 | 555 | 555 | 555 | 555 | 555 | 555 | 555 | 555 | 555 | NATURAL GAS | 2005-12-10 | 1900 | 2050 | Y | South | FC |  |  |  | Yes | CAISO_CCGT1 |  | Yes | 0 | 555
NQC List | CAISO | SBERDO_2_PSP4 | LA Basin | Mountainview Gen Sta. Unit 4 | 555 | 555 | 555 | 555 | 555 | 555 | 555 | 555 | 555 | 555 | 555 | 555 | NATURAL GAS | 2006-01-19 | 1900 | 2050 | Y | South | FC |  |  |  | Yes | CAISO_CCGT1 |  | Yes | 0 | 555
NQC List | CAISO | SBERDO_2_QF | LA Basin | SAN BERADINO QFS | 0.26 | 0.19 | 0.19 | 0.22 | 0.24 | 0.23 | 0.14 | 0.14 | 0.09 | 0.11 | 0.13 | 0.2 | OTHER | 1989-01-01 | 1900 | 2050 | N | South | FC |  |  |  | #N/A | #N/A |  | #N/A | #N/A | #N/A
NQC List | CAISO | SBERDO_2_REDLND | LA Basin | Redlands RT Solar | 0.08 | 0.06 | 0.36 | 0.3 | 0.32 | 0.62 | 0.78 | 0.54 | 0.28 | 0.04 | 0.04 | 0 | SUN | 2011-03-23 | 1900 | 2050 | N | South | FC |  |  |  | Yes | CAISO_Solar |  | Yes | 0 | 0.28
NQC List | CAISO | SBERDO_2_RTS005 | LA Basin | SPVP005 Redlands RT Solar | 0.1 | 0.08 | 0.45 | 0.38 | 0.4 | 0.78 | 0.98 | 0.68 | 0.35 | 0.05 | 0.05 | 0 | SUN | 2012-11-24 | 1900 | 2050 | N | South | FC |  |  |  | Yes | CAISO_Solar |  | Yes | 0 | 0.35
NQC List | CAISO | SBERDO_2_RTS007 | LA Basin | SPVP007 Redlands RT Solar | 0.1 | 0.08 | 0.45 | 0.38 | 0.4 | 0.78 | 0.98 | 0.68 | 0.35 | 0.05 | 0.05 | 0 | SUN | 2012-11-24 | 1900 | 2050 | N | South | FC |  |  |  | Yes | CAISO_Solar |  | Yes | 0 | 0.35
NQC List | CAISO | SBERDO_2_RTS011 | LA Basin | SPVP011 | 0.14 | 0.11 | 0.63 | 0.53 | 0.56 | 1.09 | 1.37 | 0.95 | 0.49 | 0.07 | 0.07 | 0 | SUN | 2011-11-11 | 1900 | 2050 | N | South | FC |  |  |  | Yes | CAISO_Solar |  | Yes | 0 | 0.49
NQC List | CAISO | SBERDO_2_RTS013 | LA Basin | SPVP013 | 0.14 | 0.11 | 0.63 | 0.53 | 0.56 | 1.09 | 1.37 | 0.95 | 0.49 | 0.07 | 0.07 | 0 | SUN | 2013-06-11 | 1900 | 2050 | N | South | FC |  |  |  | Yes | CAISO_Solar |  | Yes | 0 | 0.49
NQC List | CAISO | SBERDO_2_RTS016 | LA Basin | SPVP016 Redlands RT Solar | 0.06 | 0.05 | 0.27 | 0.23 | 0.24 | 0.47 | 0.59 | 0.41 | 0.21 | 0.03 | 0.03 | 0 | SUN | 2011-05-19 | 1900 | 2050 | N | South | FC |  |  |  | Yes | CAISO_Solar |  | Yes | 0 | 0.21
NQC List | CAISO | SBERDO_2_RTS048 | LA Basin | SPVP048 | 0 | 0 | 0 | 0 | 0 | 0 | 0 | 0 | 0 | 0 | 0 | 0 | SUN | 2013-09-01 | 1900 | 2050 | N | South | EO |  |  |  | Yes | CAISO_Solar |  | Yes | 0 | 0
NQC List | CAISO | SBERDO_2_SNTANA | LA Basin | SANTA ANA PSP | 0.79 | 1.09 | 1.49 | 1.99 | 1.44 | 0.86 | 0.45 | 0.3 | 0.3 | 0.28 | 0.32 | 0.61 | WATER | 1899-12-31 | 1900 | 2050 | N | South | FC |  |  |  | Yes | CAISO_Small_Hydro |  | Yes | -0.24 | 0.54
NQC List | CAISO | SBERDO_6_MILLCK | LA Basin | MILL CREEK PSP | 0.76 | 1.29 | 1.69 | 1.92 | 2 | 1.58 | 1.28 | 1.09 | 1.06 | 0.74 | 0.87 | 0.73 | WATER | 1899-12-31 | 1900 | 2050 | N | South | FC |  |  |  | Yes | CAISO_Small_Hydro |  | Yes | -0.61 | 1.67
NQC List | CAISO | [15 empty] | #N/A | #N/A | 1900 | #N/A | [6 empty] | #N/A | #N/A |  | #N/A | #VALUE! | #N/A
NQC List | CAISO | SCEC_1_PDRP05 | CAISO System | SCEC_1_PDRP05 | 0.99 | 0.99 | 0.99 | 0.99 | 0.99 | 0.99 | 0.99 | 0.99 | 0.99 | 0.99 | 0.99 | 0.99 | DEMAND RESPONSE | 2019-01-01 | 1900 | 2030 | Y | South | FC |  |  |  | #N/A | #N/A |  | #N/A | #N/A | #N/A
NQC List | CAISO | SCEC_1_PDRP06 | CAISO System | SCEC_1_PDRP06 | 0.99 | 0.99 | 0.99 | 0.99 | 0.99 | 0.99 | 0.99 | 0.99 | 0.99 | 0.99 | 0.99 | 0.99 | DEMAND RESPONSE | 2019-01-01 | 1900 | 2030 | Y | South | FC |  |  |  | #N/A | #N/A |  | #N/A | #N/A | #N/A
NQC List | CAISO | SCEC_1_PDRP07 | CAISO System | SCEC_1_PDRP07 | 0.99 | 0.99 | 0.99 | 0.99 | 0.99 | 0.99 | 0.99 | 0.99 | 0.99 | 0.99 | 0.99 | 0.99 | DEMAND RESPONSE | 2019-01-01 | 1900 | 2030 | Y | South | FC |  |  |  | #N/A | #N/A |  | #N/A | #N/A | #N/A
NQC List | CAISO | SCEC_1_PDRP08 | CAISO System | SCEC_1_PDRP08 | 0.99 | 0.99 | 0.99 | 0.99 | 0.99 | 0.99 | 0.99 | 0.99 | 0.99 | 0.99 | 0.99 | 0.99 | DEMAND RESPONSE | 2019-01-01 | 1900 | 2030 | Y | South | FC |  |  |  | #N/A | #N/A |  | #N/A | #N/A | #N/A
NQC List | CAISO | SCEC_1_PDRP09 | CAISO System | SCEC_1_PDRP09 | 0.99 | 0.99 | 0.99 | 0.99 | 0.99 | 0.99 | 0.99 | 0.99 | 0.99 | 0.99 | 0.99 | 0.99 | DEMAND RESPONSE | 2019-01-01 | 1900 | 2030 | Y | South | FC |  |  |  | #N/A | #N/A |  | #N/A | #N/A | #N/A
NQC List | CAISO | SCEC_1_PDRP10 | CAISO System | SCEC_1_PDRP10 | 0.99 | 0.99 | 0.99 | 0.99 | 0.99 | 0.99 | 0.99 | 0.99 | 0.99 | 0.99 | 0.99 | 0.99 | DEMAND RESPONSE | 2019-01-01 | 1900 | 2030 | Y | South | FC |  |  |  | #N/A | #N/A |  | #N/A | #N/A | #N/A
NQC List | CAISO | SCEC_1_PDRP100 | CAISO System | SCEC_1_PDRP100 | 0.99 | 0.99 | 0.99 | 0.99 | 0.99 | 0.99 | 0.99 | 0.99 | 0.99 | 0.99 | 0.99 | 0.99 | DEMAND RESPONSE | 2019-01-01 | 1900 | 2030 | Y | South | FC |  |  |  | #N/A | #N/A |  | #N/A | #N/A | #N/A
NQC List | CAISO | SCEC_1_PDRP101 | CAISO System | SCEC_1_PDRP101 | 0.99 | 0.99 | 0.99 | 0.99 | 0.99 | 0.99 | 0.99 | 0.99 | 0.99 | 0.99 | 0.99 | 0.99 | DEMAND RESPONSE | 2019-01-01 | 1900 | 2030 | Y | South | FC |  |  |  | #N/A | #N/A |  | #N/A | #N/A | #N/A
NQC List | CAISO | SCEC_1_PDRP102 | CAISO System | SCEC_1_PDRP102 | 0.99 | 0.99 | 0.99 | 0.99 | 0.99 | 0.99 | 0.99 | 0.99 | 0.99 | 0.99 | 0.99 | 0.99 | DEMAND RESPONSE | 2019-01-01 | 1900 | 2030 | Y | South | FC |  |  |  | #N/A | #N/A |  | #N/A | #N/A | #N/A
NQC List | CAISO | SCEC_1_PDRP103 | CAISO System | SCEC_1_PDRP103 | 0.99 | 0.99 | 0.99 | 0.99 | 0.99 | 0.99 | 0.99 | 0.99 | 0.99 | 0.99 | 0.99 | 0.99 | DEMAND RESPONSE | 2019-01-01 | 1900 | 2030 | Y | South | FC |  |  |  | #N/A | #N/A |  | #N/A | #N/A | #N/A
NQC List | CAISO | SCEC_1_PDRP104 | CAISO System | SCEC_1_PDRP104 | 0.99 | 0.99 | 0.99 | 0.99 | 0.99 | 0.99 | 0.99 | 0.99 | 0.99 | 0.99 | 0.99 | 0.99 | DEMAND RESPONSE | 2019-01-01 | 1900 | 2030 | Y | South | FC |  |  |  | #N/A | #N/A |  | #N/A | #N/A | #N/A
NQC List | CAISO | SCEC_1_PDRP105 | CAISO System | SCEC_1_PDRP105 | 0.99 | 0.99 | 0.99 | 0.99 | 0.99 | 0.99 | 0.99 | 0.99 | 0.99 | 0.99 | 0.99 | 0.99 | DEMAND RESPONSE | 2019-01-01 | 1900 | 2030 | Y | South | FC |  |  |  | #N/A | #N/A |  | #N/A | #N/A | #N/A
NQC List | CAISO | SCEC_1_PDRP106 | CAISO System | SCEC_1_PDRP106 | 0.99 | 0.99 | 0.99 | 0.99 | 0.99 | 0.99 | 0.99 | 0.99 | 0.99 | 0.99 | 0.99 | 0.99 | DEMAND RESPONSE | 2019-01-01 | 1900 | 2030 | Y | South | FC |  |  |  | #N/A | #N/A |  | Yes | 0.99 | 0
NQC List | CAISO | SCEC_1_PDRP107 | CAISO System | SCEC_1_PDRP107 | 9.99 | 9.99 | 9.99 | 9.99 | 9.99 | 9.99 | 9.99 | 9.99 | 9.99 | 9.99 | 9.99 | 9.99 | DEMAND RESPONSE | 2019-01-01 | 1900 | 2030 | Y | South | FC |  |  |  | #N/A | #N/A |  | Yes | 9.99 | 0
NQC List | CAISO | SCEC_1_PDRP108 | CAISO System | SCEC_1_PDRP108 | 0.99 | 0.99 | 0.99 | 0.99 | 0.99 | 9.99 | 9.99 | 9.99 | 9.99 | 9.99 | 9.99 | 9.99 | DEMAND RESPONSE | 2019-01-01 | 1900 | 2030 | Y | South | FC |  |  |  | #N/A | #N/A |  | Yes | 9.99 | 0
NQC List | CAISO | SCEC_1_PDRP109 | CAISO System | SCEC_1_PDRP109 | 0.99 | 0.99 | 0.99 | 0.99 | 0.99 | 9.99 | 9.99 | 9.99 | 9.99 | 9.99 | 9.99 | 9.99 | DEMAND RESPONSE | 2019-01-01 | 1900 | 2030 | Y | South | FC |  |  |  | #N/A | #N/A |  | Yes | 9.99 | 0
NQC List | CAISO | SCEC_1_PDRP11 | CAISO System | SCEC_1_PDRP11 | 0.99 | 0.99 | 0.99 | 0.99 | 0.99 | 0.99 | 0.99 | 0.99 | 0.99 | 0.99 | 0.99 | 0.99 | DEMAND RESPONSE | 2019-01-01 | 1900 | 2030 | Y | South | FC |  |  |  | #N/A | #N/A |  | #N/A | #N/A | #N/A
NQC List | CAISO | SCEC_1_PDRP110 | CAISO System | SCEC_1_PDRP110 | 9.99 | 9.99 | 9.99 | 9.99 | 9.99 | 9.99 | 9.99 | 9.99 | 9.99 | 9.99 | 9.99 | 9.99 | DEMAND RESPONSE | 2019-01-01 | 1900 | 2030 | Y | South | FC |  |  |  | #N/A | #N/A |  | Yes | 9.99 | 0
NQC List | CAISO | SCEC_1_PDRP111 | CAISO System | SCEC_1_PDRP111 | 0.99 | 0.99 | 0.99 | 0.99 | 0.99 | 0.99 | 0.99 | 0.99 | 0.99 | 0.99 | 0.99 | 0.99 | DEMAND RESPONSE | 2019-01-01 | 1900 | 2030 | Y | South | FC |  |  |  | #N/A | #N/A |  | Yes | 0.99 | 0
NQC List | CAISO | SCEC_1_PDRP113 | CAISO System | SCEC_1_PDRP113 | 0.99 | 0.99 | 0.99 | 0.99 | 0.99 | 0.99 | 0.99 | 0.99 | 0.99 | 0.99 | 0.99 | 0.99 | DEMAND RESPONSE | 2019-01-01 | 1900 | 2030 | Y | South | FC |  |  |  | #N/A | #N/A |  | Yes | 0.99 | 0
NQC List | CAISO | SCEC_1_PDRP114 | CAISO System | SCEC_1_PDRP114 | 0.99 | 0.99 | 0.99 | 0.99 | 0.99 | 0.99 | 0.99 | 0.99 | 0.99 | 0.99 | 0.99 | 0.99 | DEMAND RESPONSE | 2019-01-01 | 1900 | 2030 | Y | South | FC |  |  |  | #N/A | #N/A |  | Yes | 0.99 | 0
NQC List | CAISO | SCEC_1_PDRP115 | CAISO System | SCEC_1_PDRP115 | 0.99 | 0.99 | 0.99 | 0.99 | 0.99 | 0.99 | 0.99 | 0.99 | 0.99 | 0.99 | 0.99 | 0.99 | DEMAND RESPONSE | 2019-01-01 | 1900 | 2030 | Y | South | FC |  |  |  | #N/A | #N/A |  | Yes | 0.99 | 0
NQC List | CAISO | SCEC_1_PDRP116 | CAISO System | SCEC_1_PDRP116 | 9.99 | 9.99 | 9.99 | 9.99 | 9.99 | 9.99 | 9.99 | 9.99 | 9.99 | 9.99 | 9.99 | 9.99 | DEMAND RESPONSE | 2019-01-01 | 1900 | 2030 | Y | South | FC |  |  |  | #N/A | #N/A |  | Yes | 9.99 | 0
NQC List | CAISO | SCEC_1_PDRP117 | CAISO System | SCEC_1_PDRP117 | 9.99 | 9.99 | 9.99 | 9.99 | 9.99 | 9.99 | 9.99 | 9.99 | 9.99 | 9.99 | 9.99 | 9.99 | DEMAND RESPONSE | 2019-01-01 | 1900 | 2030 | Y | South | FC |  |  |  | #N/A | #N/A |  | Yes | 9.99 | 0
NQC List | CAISO | SCEC_1_PDRP118 | CAISO System | SCEC_1_PDRP118 | 0.99 | 0.99 | 0.99 | 0.99 | 0.99 | 0.99 | 0.99 | 0.99 | 0.99 | 0.99 | 0.99 | 0.99 | DEMAND RESPONSE | 2019-01-01 | 1900 | 2030 | Y | South | FC |  |  |  | #N/A | #N/A |  | Yes | 0.99 | 0
NQC List | CAISO | SCEC_1_PDRP119 | CAISO System | SCEC_1_PDRP119 | 0.99 | 0.99 | 0.99 | 0.99 | 0.99 | 0.99 | 0.99 | 0.99 | 0.99 | 0.99 | 0.99 | 0.99 | DEMAND RESPONSE | 2019-01-01 | 1900 | 2030 | Y | South | FC |  |  |  | #N/A | #N/A |  | Yes | 0.99 | 0
NQC List | CAISO | SCEC_1_PDRP12 | CAISO System | SCEC_1_PDRP12 | 0.99 | 0.99 | 0.99 | 0.99 | 0.99 | 0.99 | 0.99 | 0.99 | 0.99 | 0.99 | 0.99 | 0.99 | DEMAND RESPONSE | 2019-01-01 | 1900 | 2030 | Y | South | FC |  |  |  | #N/A | #N/A |  | #N/A | #N/A | #N/A
NQC List | CAISO | SCEC_1_PDRP120 | CAISO System | SCEC_1_PDRP120 | 9.99 | 9.99 | 9.99 | 9.99 | 9.99 | 9.99 | 9.99 | 9.99 | 9.99 | 9.99 | 9.99 | 9.99 | DEMAND RESPONSE | 2019-01-01 | 1900 | 2030 | Y | South | FC |  |  |  | #N/A | #N/A |  | #N/A | #N/A | #N/A
NQC List | CAISO | SCEC_1_PDRP121 | CAISO System | SCEC_1_PDRP121 | 0.99 | 0.99 | 0.99 | 0.99 | 0.99 | 0.99 | 0.99 | 0.99 | 0.99 | 0.99 | 0.99 | 0.99 | DEMAND RESPONSE | 2019-01-01 | 1900 | 2030 | Y | South | FC |  |  |  | #N/A | #N/A |  | #N/A | #N/A | #N/A
NQC List | CAISO | SCEC_1_PDRP122 | CAISO System | SCEC_1_PDRP122 | 0.99 | 0.99 | 0.99 | 0.99 | 0.99 | 0.99 | 0.99 | 0.99 | 0.99 | 0.99 | 0.99 | 0.99 | DEMAND RESPONSE | 2019-01-01 | 1900 | 2030 | Y | South | FC |  |  |  | #N/A | #N/A |  | Yes | 0.99 | 0
NQC List | CAISO | SCEC_1_PDRP123 | CAISO System |  | 0.23 | 0.23 | 0.23 | 0.23 | 0.23 | 0.23 | 0.23 | 0.23 | 0.23 | 0.23 | 0.23 | 0.23 | DEMAND RESPONSE | 2019-01-01 | 1900 | 2030 | Y | South | FC |  |  |  | #N/A | #N/A |  | #N/A | #N/A | #N/A
NQC List | CAISO | [15 empty] | #N/A | #N/A | 1900 | #N/A | [6 empty] | #N/A | #N/A |  | #N/A | #VALUE! | #N/A
NQC List | CAISO | SCEC_1_PDRP127 | CAISO System | SCEC_1_PDRP127 | 0.99 | 0.99 | 0.99 | 0.99 | 0.99 | 0.99 | 0.99 | 0.99 | 0.99 | 0.99 | 0.99 | 0.99 | DEMAND RESPONSE | #N/A | 1900 | 2030 | Y | South | FC |  |  |  | #N/A | #N/A |  | Yes | 0.99 | 0
NQC List | CAISO | [15 empty] | #N/A | #N/A | 1900 | #N/A | [6 empty] | #N/A | #N/A |  | #N/A | #VALUE! | #N/A
NQC List | CAISO | SCEC_1_PDRP129 | CAISO System | SCEC_1_PDRP129 | 0.99 | 0.99 | 0.99 | 0.99 | 0.99 | 0.99 | 0.99 | 0.99 | 0.99 | 0.99 | 0.99 | 0.99 | DEMAND RESPONSE | #N/A | 1900 | 2030 | Y | South | FC |  |  |  | #N/A | #N/A |  | Yes | 0.99 | 0
NQC List | CAISO | SCEC_1_PDRP13 | CAISO System | SCEC_1_PDRP13 | 0.99 | 0.99 | 0.99 | 0.99 | 0.99 | 0.99 | 0.99 | 0.99 | 0.99 | 0.99 | 0.99 | 0.99 | DEMAND RESPONSE | 2019-01-01 | 1900 | 2030 | Y | South | FC |  |  |  | #N/A | #N/A |  | #N/A | #N/A | #N/A
NQC List | CAISO | SCEC_1_PDRP130 | CAISO System | SCEC_1_PDRP130 | 0.99 | 0.99 | 0.99 | 0.99 | 0.99 | 0.99 | 0.99 | 0.99 | 0.99 | 0.99 | 0.99 | 0.99 | DEMAND RESPONSE | #N/A | 1900 | 2030 | Y | South | FC |  |  |  | #N/A | #N/A |  | Yes | 0.99 | 0
NQC List | CAISO | [15 empty] | #N/A | #N/A | 1900 | #N/A | [6 empty] | #N/A | #N/A |  | #N/A | #VALUE! | #N/A
NQC List | CAISO | SCEC_1_PDRP132 | CAISO System | SCEC_1_PDRP132 | 0.99 | 0.99 | 0.99 | 0.99 | 0.99 | 0.99 | 0.99 | 0.99 | 0.99 | 0.99 | 0.99 | 0.99 | DEMAND RESPONSE | #N/A | 1900 | 2030 | Y | South | FC |  |  |  | #N/A | #N/A |  | Yes | 0.99 | 0
NQC List | CAISO | [15 empty] | #N/A | #N/A | 1900 | #N/A | [6 empty] | #N/A | #N/A |  | #N/A | #VALUE! | #N/A
NQC List | CAISO | SCEC_1_PDRP134 | CAISO System | SCEC_1_PDRP134 | 0.99 | 0.99 | 0.99 | 0.99 | 0.99 | 0.99 | 0.99 | 0.99 | 0.99 | 0.99 | 0.99 | 0.99 | DEMAND RESPONSE | #N/A | 1900 | 2030 | Y | South | FC |  |  |  | #N/A | #N/A |  | Yes | 0.99 | 0
NQC List | CAISO | [15 empty] | #N/A | #N/A | 1900 | #N/A | [6 empty] | #N/A | #N/A |  | #N/A | #VALUE! | #N/A
NQC List | CAISO | SCEC_1_PDRP136 | CAISO System |  | JUL: 0.99; AUG: 0.99; SEP: 0.99; OCT: 0.99; NOV: 0.99; DEC: 0.99 | DEMAND RESPONSE | 2020-07-01 | 1900 | 2050 | Y | South | FC |  |  |  | #N/A | #N/A |  | Yes | 0.99 | 0
NQC List | CAISO | SCEC_1_PDRP137 | CAISO System |  | JUL: 0.99; AUG: 0.99; SEP: 0.99; OCT: 0.99; NOV: 0.99; DEC: 0.99 | DEMAND RESPONSE | 2020-07-01 | 1900 | 2050 | Y | South | FC |  |  |  | #N/A | #N/A |  | Yes | 0.99 | 0
NQC List | CAISO | SCEC_1_PDRP138 | CAISO System |  | JUL: 0.99; AUG: 0.99; SEP: 0.99; OCT: 0.99; NOV: 0.99; DEC: 0.99 | DEMAND RESPONSE | 2020-07-01 | 1900 | 2050 | Y | South | FC |  |  |  | #N/A | #N/A |  | Yes | 0.99 | 0
NQC List | CAISO | [15 empty] | #N/A | #N/A | 1900 | #N/A | [6 empty] | #N/A | #N/A |  | #N/A | #VALUE! | #N/A
NQC List | CAISO | SCEC_1_PDRP14 | CAISO System | SCEC_1_PDRP14 | 0.99 | 0.99 | 0.99 | 0.99 | 0.99 | 0.99 | 0.99 | 0.99 | 0.99 | 0.99 | 0.99 | 0.99 | DEMAND RESPONSE | 2019-01-01 | 1900 | 2030 | Y | South | FC |  |  |  | #N/A | #N/A |  | #N/A | #N/A | #N/A
NQC List | CAISO | SCEC_1_PDRP140 | CAISO System |  | JUN: 0.99; JUL: 0.99; AUG: 0.99; SEP: 0.99; OCT: 0.99; NOV: 0.99; DEC: 0.99 | DEMAND RESPONSE | 2020-06-01 | 1900 | 2050 | Y | South | FC |  |  |  | #N/A | #N/A |  | Yes | 0.99 | 0
NQC List | CAISO | SCEC_1_PDRP141 | CAISO System |  | JUN: 0.99; JUL: 0.99; AUG: 0.99; SEP: 0.99; OCT: 0.99; NOV: 0.99; DEC: 0.99 | DEMAND RESPONSE | 2020-06-01 | 1900 | 2050 | Y | South | FC |  |  |  | #N/A | #N/A |  | Yes | 0.99 | 0
NQC List | CAISO | SCEC_1_PDRP142 | CAISO System |  | JUN: 0.99; JUL: 0.99; AUG: 0.99; SEP: 0.99; OCT: 0.99; NOV: 0.99; DEC: 0.99 | DEMAND RESPONSE | 2020-06-01 | 1900 | 2050 | Y | South | FC |  |  |  | #N/A | #N/A |  | Yes | 0.99 | 0
NQC List | CAISO | SCEC_1_PDRP143 | CAISO System |  | JUN: 0.99; JUL: 0.99; AUG: 0.99; SEP: 0.99; OCT: 0.99; NOV: 0.99; DEC: 0.99 | DEMAND RESPONSE | 2020-06-01 | 1900 | 2050 | Y | South | FC |  |  |  | #N/A | #N/A |  | Yes | 0.99 | 0
NQC List | CAISO | SCEC_1_PDRP144 | CAISO System |  | JUN: 0.99; JUL: 0.99; AUG: 0.99; SEP: 0.99; OCT: 0.99; NOV: 0.99; DEC: 0.99 | DEMAND RESPONSE | 2020-06-01 | 1900 | 2050 | Y | South | FC |  |  |  | #N/A | #N/A |  | #N/A | #N/A | #N/A
NQC List | CAISO | SCEC_1_PDRP145 | CAISO System |  | JUN: 0.99; JUL: 0.99; AUG: 0.99; SEP: 0.99; OCT: 0.99; NOV: 0.99; DEC: 0.99 | DEMAND RESPONSE | 2020-06-01 | 1900 | 2050 | Y | South | FC |  |  |  | #N/A | #N/A |  | #N/A | #N/A | #N/A
NQC List | CAISO | SCEC_1_PDRP146 | CAISO System |  | JUL: 0.99; AUG: 0.99; SEP: 0.99; OCT: 0.99; NOV: 0.99; DEC: 0.99 | DEMAND RESPONSE | 2020-07-01 | 1900 | 2050 | Y | South | FC |  |  |  | #N/A | #N/A |  | #N/A | #N/A | #N/A
NQC List | CAISO | SCEC_1_PDRP147 | CAISO System |  | JUL: 0.99; AUG: 0.99; SEP: 0.99; OCT: 0.99; NOV: 0.99; DEC: 0.99 | DEMAND RESPONSE | 2020-07-01 | 1900 | 2050 | Y | South | FC |  |  |  | #N/A | #N/A |  | #N/A | #N/A | #N/A
NQC List | CAISO | SCEC_1_PDRP148 | CAISO System |  | JUL: 0.99; AUG: 0.99; SEP: 0.99; OCT: 0.99; NOV: 0.99; DEC: 0.99 | DEMAND RESPONSE | 2020-07-01 | 1900 | 2050 | Y | South | FC |  |  |  | #N/A | #N/A |  | #N/A | #N/A | #N/A
NQC List | CAISO | SCEC_1_PDRP149 | CAISO System |  | JUL: 0.99; AUG: 0.99; SEP: 0.99; OCT: 0.99; NOV: 0.99; DEC: 0.99 | DEMAND RESPONSE | 2020-07-01 | 1900 | 2050 | Y | South | FC |  |  |  | #N/A | #N/A |  | #N/A | #N/A | #N/A
NQC List | CAISO | SCEC_1_PDRP150 | CAISO System |  | JUL: 0.99; AUG: 0.99; SEP: 0.99; OCT: 0.99; NOV: 0.99; DEC: 0.99 | DEMAND RESPONSE | 2020-07-01 | 1900 | 2050 | Y | South | FC |  |  |  | #N/A | #N/A |  | #N/A | #N/A | #N/A
NQC List | CAISO | SCEC_1_PDRP151 | CAISO System |  | JUL: 0.99; AUG: 0.99; SEP: 0.99; OCT: 0.99; NOV: 0.99; DEC: 0.99 | DEMAND RESPONSE | 2020-07-01 | 1900 | 2050 | Y | South | FC |  |  |  | #N/A | #N/A |  | #N/A | #N/A | #N/A
NQC List | CAISO | SCEC_1_PDRP152 | CAISO System |  | JUL: 0.99; AUG: 0.99; SEP: 0.99; OCT: 0.99; NOV: 0.99; DEC: 0.99 | DEMAND RESPONSE | 2020-07-01 | 1900 | 2050 | Y | South | FC |  |  |  | #N/A | #N/A |  | #N/A | #N/A | #N/A
NQC List | CAISO | SCEC_1_PDRP153 | CAISO System |  | JUL: 0.99; AUG: 0.99; SEP: 0.99; OCT: 0.99; NOV: 0.99; DEC: 0.99 | DEMAND RESPONSE | 2020-07-01 | 1900 | 2050 | Y | South | FC |  |  |  | #N/A | #N/A |  | #N/A | #N/A | #N/A
NQC List | CAISO | [15 empty] | #N/A | #N/A | 1900 | #N/A | [6 empty] | #N/A | #N/A |  | #N/A | #VALUE! | #N/A
NQC List | CAISO | SCEC_1_PDRP174 | CAISO System |  | JUN: 0.88; JUL: 0.88; AUG: 0.88; SEP: 0.88; OCT: 0.88; NOV: 0.88; DEC: 0.88 | DEMAND RESPONSE | 2020-06-01 | 1900 | 2050 | Y | South | FC |  |  |  | #N/A | #N/A |  | #N/A | #N/A | #N/A
NQC List | CAISO | SCEC_1_PDRP175 | CAISO System |  | JUN: 9.5; JUL: 9.5; AUG: 9.5; SEP: 9.95; OCT: 8.96; NOV: 8.96; DEC: 8.96 | DEMAND RESPONSE | 2020-06-01 | 1900 | 2050 | Y | South | FC |  |  |  | #N/A | #N/A |  | Yes | 0.45 | 9.5
NQC List | CAISO | SCEC_1_PDRP176 | CAISO System |  | JUN: 4.36; JUL: 4.36; AUG: 4.36; SEP: 7.5; OCT: 6.75; NOV: 6.75; DEC: 6.75 | DEMAND RESPONSE | 2020-06-01 | 1900 | 2050 | Y | South | FC |  |  |  | #N/A | #N/A |  | Yes | 0 | 7.5
NQC List | CAISO | SCEC_1_PDRP177 | CAISO System |  | JUN: 3; JUL: 3; AUG: 3; SEP: 3; OCT: 3; NOV: 3; DEC: 3 | DEMAND RESPONSE | 2020-06-01 | 1900 | 2050 | Y | South | FC |  |  |  | #N/A | #N/A |  | #N/A | #N/A | #N/A
NQC List | CAISO | SCEC_1_PDRP178 | CAISO System |  | JUL: 0.99; AUG: 0.99; SEP: 0.99; OCT: 0.99; NOV: 0.99; DEC: 0.99 | DEMAND RESPONSE | 2020-07-01 | 1900 | 2050 | Y | South | FC |  |  |  | #N/A | #N/A |  | #N/A | #N/A | #N/A
NQC List | CAISO | SCEC_1_PDRP179 | CAISO System |  | JUL: 0.99; AUG: 0.99; SEP: 0.99; OCT: 0.99; NOV: 0.99; DEC: 0.99 | DEMAND RESPONSE | 2020-07-01 | 1900 | 2050 | Y | South | FC |  |  |  | #N/A | #N/A |  | #N/A | #N/A | #N/A
NQC List | CAISO | SCEC_1_PDRP18 | CAISO System | SCEC_1_PDRP18 | 0.99 | 0.99 | 0.99 | 0.99 | 0.99 | 0.99 | 0.99 | 0.99 | 0.99 | 0.99 | 0.99 | 0.99 | DEMAND RESPONSE | 2019-01-01 | 1900 | 2030 | Y | South | FC |  |  |  | #N/A | #N/A |  | #N/A | #N/A | #N/A
NQC List | CAISO | SCEC_1_PDRP180 | CAISO System |  | JUN: 9; JUL: 9; AUG: 9; SEP: 9; OCT: 9; NOV: 9; DEC: 9 | DEMAND RESPONSE | 2020-06-01 | 1900 | 2050 | Y | South | FC |  |  |  | #N/A | #N/A |  | #N/A | #N/A | #N/A
NQC List | CAISO | SCEC_1_PDRP181 | CAISO System |  | JUL: 0.99; AUG: 0.99; SEP: 0.99; OCT: 0.99; NOV: 0.99; DEC: 0.99 | DEMAND RESPONSE | 2020-07-01 | 1900 | 2050 | Y | South | FC |  |  |  | #N/A | #N/A |  | #N/A | #N/A | #N/A
NQC List | CAISO | SCEC_1_PDRP19 | CAISO System | SCEC_1_PDRP19 | 0.99 | 0.99 | 0.99 | 0.99 | 0.99 | 0.99 | 0.99 | 0.99 | 0.99 | 0.99 | 0.99 | 0.99 | DEMAND RESPONSE | 2019-01-01 | 1900 | 2030 | Y | South | FC |  |  |  | #N/A | #N/A |  | #N/A | #N/A | #N/A
NQC List | CAISO | SCEC_1_PDRP20 | CAISO System | SCEC_1_PDRP20 | 0.99 | 0.99 | 0.99 | 0.99 | 0.99 | 0.99 | 0.99 | 0.99 | 0.99 | 0.99 | 0.99 | 0.99 | DEMAND RESPONSE | 2019-01-01 | 1900 | 2030 | Y | South | FC |  |  |  | #N/A | #N/A |  | #N/A | #N/A | #N/A
NQC List | CAISO | SCEC_1_PDRP26 | CAISO System | PDR-F SCEC | 2.34 | 2.34 | 2.34 | 2.34 | 2.34 | 2.34 | 2.34 | 2.34 | 2.34 | 2.34 | 2.34 | 2.34 | DEMAND RESPONSE | 2019-01-01 | 1900 | 2030 | Y | South | FC |  |  |  | #N/A | #N/A |  | #N/A | #N/A | #N/A
NQC List | CAISO | SCEC_1_PDRP27 | CAISO System | PDR-D SCEC LNE1 | 2 | 2 | 2 | 2 | 2 | 2 | 2 | 2 | 2 | 2 | 2 | 2 | DEMAND RESPONSE | 2019-01-01 | 1900 | 2030 | Y | South | FC |  |  |  | #N/A | #N/A |  | #N/A | #N/A | #N/A
NQC List | CAISO | [15 empty] | #N/A | #N/A | 1900 | #N/A | [6 empty] | #N/A | #N/A |  | #N/A | #VALUE! | #N/A
NQC List | CAISO | [15 empty] | #N/A | #N/A | 1900 | #N/A | [6 empty] | #N/A | #N/A |  | #N/A | #VALUE! | #N/A
NQC List | CAISO | SCEC_1_PDRP30 | CAISO System | SCEC_1_PDRP30 | 5 | 5 | 5 | 5 | 5 | 5 | 5 | 5 | 5 | 5 | 5 | 5 | DEMAND RESPONSE | 2019-01-01 | 1900 | 2030 | Y | South | FC |  |  |  | #N/A | #N/A |  | #N/A | #N/A | #N/A
NQC List | CAISO | SCEC_1_PDRP31 | CAISO System | SCEC_1_PDRP31 | 0.55 | 0.61 | 0.69 | 0.97 | 1.47 | 2.91 | 3.89 | 3.96 | 2.62 | 1.65 | 0.89 | 0.68 | DEMAND RESPONSE | 2019-01-01 | 1900 | 2030 | Y | South | FC |  |  |  | #N/A | #N/A |  | #N/A | #N/A | #N/A
NQC List | CAISO | SCEC_1_PDRP32 | CAISO System | SCEC_1_PDRP32 | 0.66 | 0.74 | 0.82 | 1.17 | 1.77 | 3.48 | 4.66 | 4.75 | 3.14 | 1.98 | 1.08 | 0.82 | DEMAND RESPONSE | 2019-01-01 | 1900 | 2030 | Y | South | FC |  |  |  | #N/A | #N/A |  | #N/A | #N/A | #N/A
NQC List | CAISO | [15 empty] | #N/A | #N/A | 1900 | #N/A | [6 empty] | #N/A | #N/A |  | #N/A | #VALUE! | #N/A
NQC List | CAISO | [15 empty] | #N/A | #N/A | 1900 | #N/A | [6 empty] | #N/A | #N/A |  | #N/A | #VALUE! | #N/A
NQC List | CAISO | [15 empty] | #N/A | #N/A | 1900 | #N/A | [6 empty] | #N/A | #N/A |  | #N/A | #VALUE! | #N/A
NQC List | CAISO | SCEC_1_PDRP38 | CAISO System | SCEC_1_PDRP38 | 0.5 | 0.5 | 0.5 | 0.5 | 0.5 | 0.5 | 0.5 | 0.5 | 0.5 | 0.5 | 0.5 | 0.5 | DEMAND RESPONSE | 2019-01-01 | 1900 | 2030 | Y | South | FC |  |  |  | #N/A | #N/A |  | #N/A | #N/A | #N/A
NQC List | CAISO | SCEC_1_PDRP39 | CAISO System | PDR-D SCEC 3 | 1.5 | 1.5 | 1.5 | 1.5 | 1.5 | 1.5 | 1.5 | 1.5 | 1.5 | 1.5 | 1.5 | 1.5 | DEMAND RESPONSE | 2019-01-01 | 1900 | 2030 | Y | South | FC |  |  |  | #N/A | #N/A |  | #N/A | #N/A | #N/A
NQC List | CAISO | SCEC_1_PDRP41 | CAISO System | PDR-F SCEC 1 | 6.5 | 6.5 | 6.5 | 6.5 | 9.99 | 9.99 | 9.99 | 9.99 | 9.99 | 9.99 | 9.99 | 9.99 | DEMAND RESPONSE | 2019-01-01 | 1900 | 2030 | Y | South | FC |  |  |  | #N/A | #N/A |  | #N/A | #N/A | #N/A
NQC List | CAISO | SCEC_1_PDRP42 | CAISO System | SCEC_1_PDRP42 | 5 | 5 | 5 | 5 | 5 | 5 | 5 | 5 | 5 | 5 | 5 | 5 | DEMAND RESPONSE | 2019-01-01 | 1900 | 2030 | Y | South | FC |  |  |  | #N/A | #N/A |  | #N/A | #N/A | #N/A
NQC List | CAISO | SCEC_1_PDRP43 | CAISO System |  | 0.8 | 0.8 | 0.8 | 0.8 | 5 | 5 | 5 | 5 | 5 | 5 | 5 | 5 | DEMAND RESPONSE | 2019-01-01 | 1900 | 2030 | Y | South | FC |  |  |  | #N/A | #N/A |  | #N/A | #N/A | #N/A
NQC List | CAISO | SCEC_1_PDRP44 | CAISO System |  | 1.6 | 1.6 | 1.6 | 1.6 | 1.6 | 2.4 | 5 | 5 | 5 | 5 | 5 | 5 | DEMAND RESPONSE | 2019-01-01 | 1900 | 2030 | Y | South | FC |  |  |  | #N/A | #N/A |  | #N/A | #N/A | #N/A
NQC List | CAISO | SCEC_1_PDRP45 | CAISO System |  | 0.8 | 0.8 | 0.8 | 0.8 | 0.8 | 0.8 | 2.5 | 2.5 | 2.5 | 2.5 | 2.5 | 2.5 | DEMAND RESPONSE | 2019-01-01 | 1900 | 2030 | Y | South | FC |  |  |  | #N/A | #N/A |  | #N/A | #N/A | #N/A
NQC List | CAISO | SCEC_1_PDRP46 | CAISO System |  | 1.3 | 1.3 | 1.3 | 1.3 | 1.3 | 2.3 | 4.76 | 4.76 | 4.76 | 4.76 | 4.76 | 4.76 | DEMAND RESPONSE | 2019-01-01 | 1900 | 2030 | Y | South | FC |  |  |  | #N/A | #N/A |  | #N/A | #N/A | #N/A
NQC List | CAISO | SCEC_1_PDRP47 | CAISO System |  | 0.1 | 0.1 | 0.1 | 0.1 | 3.68 | 3.68 | 3.68 | 3.68 | 3.68 | 3.68 | 3.68 | 3.68 | DEMAND RESPONSE | 2019-01-01 | 1900 | 2030 | Y | South | FC |  |  |  | #N/A | #N/A |  | #N/A | #N/A | #N/A
NQC List | CAISO | SCEC_1_PDRP48 | CAISO System | SCEC_1_PDRP48 | 0.99 | 0.99 | 0.99 | 0.99 | 0.99 | 0.99 | 0.99 | 0.99 | 0.99 | 0.99 | 0.99 | 0.99 | DEMAND RESPONSE | 2019-01-01 | 1900 | 2030 | Y | South | FC |  |  |  | #N/A | #N/A |  | #N/A | #N/A | #N/A
NQC List | CAISO | SCEC_1_PDRP49 | CAISO System | SCEC_1_PDRP49 | 0.99 | 0.99 | 0.99 | 0.99 | 0.99 | 0.99 | 0.99 | 0.99 | 0.99 | 0.99 | 0.99 | 0.99 | DEMAND RESPONSE | 2019-01-01 | 1900 | 2030 | Y | South | FC |  |  |  | #N/A | #N/A |  | #N/A | #N/A | #N/A
NQC List | CAISO | SCEC_1_PDRP50 | CAISO System | SCEC_1_PDRP50 | 0.99 | 0.99 | 0.99 | 0.99 | 0.99 | 0.99 | 0.99 | 0.99 | 0.99 | 0.99 | 0.99 | 0.99 | DEMAND RESPONSE | 2019-01-01 | 1900 | 2030 | Y | South | FC |  |  |  | #N/A | #N/A |  | #N/A | #N/A | #N/A
NQC List | CAISO | SCEC_1_PDRP51 | CAISO System | SCEC_1_PDRP51 | 0.99 | 0.99 | 0.99 | 0.99 | 0.99 | 0.99 | 0.99 | 0.99 | 0.99 | 0.99 | 0.99 | 0.99 | DEMAND RESPONSE | 2019-01-01 | 1900 | 2030 | Y | South | FC |  |  |  | #N/A | #N/A |  | #N/A | #N/A | #N/A
NQC List | CAISO | SCEC_1_PDRP52 | CAISO System | SCEC_1_PDRP52 | 0.99 | 0.99 | 0.99 | 0.99 | 0.99 | 0.99 | 0.99 | 0.99 | 0.99 | 0.99 | 0.99 | 0.99 | DEMAND RESPONSE | 2019-01-01 | 1900 | 2030 | Y | South | FC |  |  |  | #N/A | #N/A |  | #N/A | #N/A | #N/A
NQC List | CAISO | SCEC_1_PDRP53 | CAISO System | SCEC_1_PDRP53 | 0.99 | 0.99 | 0.99 | 0.99 | 0.99 | 0.99 | 0.99 | 0.99 | 0.99 | 0.99 | 0.99 | 0.99 | DEMAND RESPONSE | 2019-01-01 | 1900 | 2030 | Y | South | FC |  |  |  | #N/A | #N/A |  | #N/A | #N/A | #N/A
NQC List | CAISO | SCEC_1_PDRP54 | CAISO System | SCEC_1_PDRP54 | 0.99 | 0.99 | 0.99 | 0.99 | 0.99 | 0.99 | 0.99 | 0.99 | 0.99 | 0.99 | 0.99 | 0.99 | DEMAND RESPONSE | 2019-01-01 | 1900 | 2030 | Y | South | FC |  |  |  | #N/A | #N/A |  | #N/A | #N/A | #N/A
NQC List | CAISO | SCEC_1_PDRP55 | CAISO System | SCEC_1_PDRP55 | 0.99 | 0.99 | 0.99 | 0.99 | 0.99 | 0.99 | 0.99 | 0.99 | 0.99 | 0.99 | 0.99 | 0.99 | DEMAND RESPONSE | 2019-01-01 | 1900 | 2030 | Y | South | FC |  |  |  | #N/A | #N/A |  | #N/A | #N/A | #N/A
NQC List | CAISO | SCEC_1_PDRP56 | CAISO System | SCEC_1_PDRP56 | 4 | 4 | 4 | 4 | 4 | 4 | 4 | 4 | 4 | 4 | 4 | 4 | DEMAND RESPONSE | 2019-01-01 | 1900 | 2030 | Y | South | FC |  |  |  | #N/A | #N/A |  | #N/A | #N/A | #N/A
NQC List | CAISO | SCEC_1_PDRP57 | CAISO System | PDR-H SCEC | 0.3 | 0.5 | 0.5 | 0.5 | 0.5 | 0.5 | 0.5 | 0.5 | 0.5 | 0.5 | 0.5 | 0.5 | DEMAND RESPONSE | 2019-01-01 | 1900 | 2030 | Y | South | FC |  |  |  | #N/A | #N/A |  | #N/A | #N/A | #N/A
NQC List | CAISO | [15 empty] | #N/A | #N/A | 1900 | #N/A | [6 empty] | #N/A | #N/A |  | #N/A | #VALUE! | #N/A
NQC List | CAISO | SCEC_1_PDRP59 | CAISO System |  | 4 | 4 | 4 | 4 | 4 | 4 | 4 | 4 | 4 | 4 | 4 | 4 | DEMAND RESPONSE | 2019-01-01 | 1900 | 2030 | Y | South | FC |  |  |  | #N/A | #N/A |  | #N/A | #N/A | #N/A
NQC List | CAISO | SCEC_1_PDRP61 | CAISO System | SCEC_1_PDRP61 | 0.99 | 0.99 | 0.99 | 0.99 | 0.99 | 0.99 | 0.99 | 0.99 | 0.99 | 0.99 | 0.99 | 0.99 | DEMAND RESPONSE | 2019-01-01 | 1900 | 2030 | Y | South | FC |  |  |  | #N/A | #N/A |  | #N/A | #N/A | #N/A
NQC List | CAISO | SCEC_1_PDRP62 | CAISO System | SCEC_1_PDRP62 | 0.99 | 0.99 | 0.99 | 0.99 | 0.99 | 0.99 | 0.99 | 0.99 | 0.99 | 0.99 | 0.99 | 0.99 | DEMAND RESPONSE | 2019-01-01 | 1900 | 2030 | Y | South | FC |  |  |  | #N/A | #N/A |  | #N/A | #N/A | #N/A
NQC List | CAISO | SCEC_1_PDRP63 | CAISO System | SCEC_1_PDRP63 | 0.99 | 0.99 | 0.99 | 0.99 | 0.99 | 0.99 | 0.99 | 0.99 | 0.99 | 0.99 | 0.99 | 0.99 | DEMAND RESPONSE | 2019-01-01 | 1900 | 2030 | Y | South | FC |  |  |  | #N/A | #N/A |  | #N/A | #N/A | #N/A
NQC List | CAISO | SCEC_1_PDRP64 | CAISO System | SCEC_1_PDRP64 | 0.99 | 0.99 | 0.99 | 0.99 | 0.99 | 0.99 | 0.99 | 0.99 | 0.99 | 0.99 | 0.99 | 0.99 | DEMAND RESPONSE | 2019-01-01 | 1900 | 2030 | Y | South | FC |  |  |  | #N/A | #N/A |  | #N/A | #N/A | #N/A
NQC List | CAISO | SCEC_1_PDRP65 | CAISO System | SCEC_1_PDRP65 | 0.99 | 0.99 | 0.99 | 0.99 | 0.99 | 0.99 | 0.99 | 0.99 | 0.99 | 0.99 | 0.99 | 0.99 | DEMAND RESPONSE | 2019-01-01 | 1900 | 2030 | Y | South | FC |  |  |  | #N/A | #N/A |  | #N/A | #N/A | #N/A
NQC List | CAISO | SCEC_1_PDRP66 | CAISO System | SCEC_1_PDRP66 | 0.99 | 0.99 | 0.99 | 0.99 | 0.99 | 0.99 | 0.99 | 0.99 | 0.99 | 0.99 | 0.99 | 0.99 | DEMAND RESPONSE | 2019-01-01 | 1900 | 2030 | Y | South | FC |  |  |  | #N/A | #N/A |  | #N/A | #N/A | #N/A
NQC List | CAISO | SCEC_1_PDRP67 | CAISO System | SCEC_1_PDRP67 | 0.99 | 0.99 | 0.99 | 0.99 | 0.99 | 0.99 | 0.99 | 0.99 | 0.99 | 0.99 | 0.99 | 0.99 | DEMAND RESPONSE | 2019-01-01 | 1900 | 2030 | Y | South | FC |  |  |  | #N/A | #N/A |  | #N/A | #N/A | #N/A
NQC List | CAISO | SCEC_1_PDRP68 | CAISO System | SCEC_1_PDRP68 | 0.99 | 0.99 | 0.99 | 0.99 | 0.99 | 0.99 | 0.99 | 0.99 | 0.99 | 0.99 | 0.99 | 0.99 | DEMAND RESPONSE | 2019-01-01 | 1900 | 2030 | Y | South | FC |  |  |  | #N/A | #N/A |  | #N/A | #N/A | #N/A
NQC List | CAISO | SCEC_1_PDRP69 | CAISO System | SCEC_1_PDRP69 | 0.99 | 0.99 | 0.99 | 0.99 | 0.99 | 0.99 | 0.99 | 0.99 | 0.99 | 0.99 | 0.99 | 0.99 | DEMAND RESPONSE | 2019-01-01 | 1900 | 2030 | Y | South | FC |  |  |  | #N/A | #N/A |  | #N/A | #N/A | #N/A
NQC List | CAISO | SCEC_1_PDRP70 | CAISO System | SCEC_1_PDRP70 | 0.99 | 0.99 | 0.99 | 0.99 | 0.99 | 0.99 | 0.99 | 0.99 | 0.99 | 0.99 | 0.99 | 0.99 | DEMAND RESPONSE | 2019-01-01 | 1900 | 2030 | Y | South | FC |  |  |  | #N/A | #N/A |  | #N/A | #N/A | #N/A
NQC List | CAISO | SCEC_1_PDRP71 | CAISO System | SCEC_1_PDRP71 | 0.99 | 0.99 | 0.99 | 0.99 | 0.99 | 0.99 | 0.99 | 0.99 | 0.99 | 0.99 | 0.99 | 0.99 | DEMAND RESPONSE | 2019-01-01 | 1900 | 2030 | Y | South | FC |  |  |  | #N/A | #N/A |  | #N/A | #N/A | #N/A
NQC List | CAISO | SCEC_1_PDRP72 | CAISO System | SCEC_1_PDRP72 | 0.99 | 0.99 | 0.99 | 0.99 | 0.99 | 0.99 | 0.99 | 0.99 | 0.99 | 0.99 | 0.99 | 0.99 | DEMAND RESPONSE | 2019-01-01 | 1900 | 2030 | Y | South | FC |  |  |  | #N/A | #N/A |  | #N/A | #N/A | #N/A
NQC List | CAISO | SCEC_1_PDRP73 | CAISO System | SCEC_1_PDRP73 | 0.99 | 0.99 | 0.99 | 0.99 | 0.99 | 0.99 | 0.99 | 0.99 | 0.99 | 0.99 | 0.99 | 0.99 | DEMAND RESPONSE | 2019-01-01 | 1900 | 2030 | Y | South | FC |  |  |  | #N/A | #N/A |  | #N/A | #N/A | #N/A
NQC List | CAISO | SCEC_1_PDRP74 | CAISO System | SCEC_1_PDRP74 | 0.99 | 0.99 | 0.99 | 0.99 | 0.99 | 0.99 | 0.99 | 0.99 | 0.99 | 0.99 | 0.99 | 0.99 | DEMAND RESPONSE | 2019-01-01 | 1900 | 2030 | Y | South | FC |  |  |  | #N/A | #N/A |  | #N/A | #N/A | #N/A
NQC List | CAISO | SCEC_1_PDRP75 | CAISO System | SCEC_1_PDRP75 | 0.99 | 0.99 | 0.99 | 0.99 | 0.99 | 0.99 | 0.99 | 0.99 | 0.99 | 0.99 | 0.99 | 0.99 | DEMAND RESPONSE | 2019-01-01 | 1900 | 2030 | Y | South | FC |  |  |  | #N/A | #N/A |  | #N/A | #N/A | #N/A
NQC List | CAISO | SCEC_1_PDRP76 | CAISO System | SCEC_1_PDRP76 | 0.99 | 0.99 | 0.99 | 0.99 | 0.99 | 0.99 | 0.99 | 0.99 | 0.99 | 0.99 | 0.99 | 0.99 | DEMAND RESPONSE | 2019-01-01 | 1900 | 2030 | Y | South | FC |  |  |  | #N/A | #N/A |  | #N/A | #N/A | #N/A
NQC List | CAISO | SCEC_1_PDRP77 | CAISO System | SCEC_1_PDRP77 | 0.99 | 0.99 | 0.99 | 0.99 | 0.99 | 0.99 | 0.99 | 0.99 | 0.99 | 0.99 | 0.99 | 0.99 | DEMAND RESPONSE | 2019-01-01 | 1900 | 2030 | Y | South | FC |  |  |  | #N/A | #N/A |  | #N/A | #N/A | #N/A
NQC List | CAISO | SCEC_1_PDRP78 | CAISO System | SCEC_1_PDRP78 | 0.99 | 0.99 | 0.99 | 0.99 | 0.99 | 0.99 | 0.99 | 0.99 | 0.99 | 0.99 | 0.99 | 0.99 | DEMAND RESPONSE | 2019-01-01 | 1900 | 2030 | Y | South | FC |  |  |  | #N/A | #N/A |  | #N/A | #N/A | #N/A
NQC List | CAISO | SCEC_1_PDRP79 | CAISO System | SCEC_1_PDRP79 | 0.99 | 0.99 | 0.99 | 0.99 | 0.99 | 0.99 | 0.99 | 0.99 | 0.99 | 0.99 | 0.99 | 0.99 | DEMAND RESPONSE | 2019-01-01 | 1900 | 2030 | Y | South | FC |  |  |  | #N/A | #N/A |  | #N/A | #N/A | #N/A
NQC List | CAISO | SCEC_1_PDRP80 | CAISO System | SCEC_1_PDRP80 | 0.99 | 0.99 | 0.99 | 0.99 | 0.99 | 0.99 | 0.99 | 0.99 | 0.99 | 0.99 | 0.99 | 0.99 | DEMAND RESPONSE | 2019-01-01 | 1900 | 2030 | Y | South | FC |  |  |  | #N/A | #N/A |  | #N/A | #N/A | #N/A
NQC List | CAISO | SCEC_1_PDRP81 | CAISO System | SCEC_1_PDRP81 | 0.99 | 0.99 | 0.99 | 0.99 | 0.99 | 0.99 | 0.99 | 0.99 | 0.99 | 0.99 | 0.99 | 0.99 | DEMAND RESPONSE | 2019-01-01 | 1900 | 2030 | Y | South | FC |  |  |  | #N/A | #N/A |  | #N/A | #N/A | #N/A
NQC List | CAISO | SCEC_1_PDRP82 | CAISO System | SCEC_1_PDRP82 | 0.99 | 0.99 | 0.99 | 0.99 | 0.99 | 0.99 | 0.99 | 0.99 | 0.99 | 0.99 | 0.99 | 0.99 | DEMAND RESPONSE | 2019-01-01 | 1900 | 2030 | Y | South | FC |  |  |  | #N/A | #N/A |  | #N/A | #N/A | #N/A
NQC List | CAISO | SCEC_1_PDRP83 | CAISO System | SCEC_1_PDRP83 | 0.99 | 0.99 | 0.99 | 0.99 | 0.99 | 0.99 | 0.99 | 0.99 | 0.99 | 0.99 | 0.99 | 0.99 | DEMAND RESPONSE | 2019-01-01 | 1900 | 2030 | Y | South | FC |  |  |  | #N/A | #N/A |  | #N/A | #N/A | #N/A
NQC List | CAISO | SCEC_1_PDRP84 | CAISO System | SCEC_1_PDRP84 | 0.99 | 0.99 | 0.99 | 0.99 | 0.99 | 0.99 | 0.99 | 0.99 | 0.99 | 0.99 | 0.99 | 0.99 | DEMAND RESPONSE | 2019-01-01 | 1900 | 2030 | Y | South | FC |  |  |  | #N/A | #N/A |  | #N/A | #N/A | #N/A
NQC List | CAISO | SCEC_1_PDRP85 | CAISO System | SCEC_1_PDRP85 | 0.99 | 0.99 | 0.99 | 0.99 | 0.99 | 0.99 | 0.99 | 0.99 | 0.99 | 0.99 | 0.99 | 0.99 | DEMAND RESPONSE | 2019-01-01 | 1900 | 2030 | Y | South | FC |  |  |  | #N/A | #N/A |  | #N/A | #N/A | #N/A
NQC List | CAISO | SCEC_1_PDRP86 | CAISO System | SCEC_1_PDRP86 | 0.99 | 0.99 | 0.99 | 0.99 | 0.99 | 0.99 | 0.99 | 0.99 | 0.99 | 0.99 | 0.99 | 0.99 | DEMAND RESPONSE | 2019-01-01 | 1900 | 2030 | Y | South | FC |  |  |  | #N/A | #N/A |  | #N/A | #N/A | #N/A
NQC List | CAISO | SCEC_1_PDRP87 | CAISO System | SCEC_1_PDRP87 | 0.99 | 0.99 | 0.99 | 0.99 | 0.99 | 0.99 | 0.99 | 0.99 | 0.99 | 0.99 | 0.99 | 0.99 | DEMAND RESPONSE | 2019-01-01 | 1900 | 2030 | Y | South | FC |  |  |  | #N/A | #N/A |  | #N/A | #N/A | #N/A
NQC List | CAISO | SCEC_1_PDRP88 | CAISO System | SCEC_1_PDRP88 | 0.99 | 0.99 | 0.99 | 0.99 | 0.99 | 0.99 | 0.99 | 0.99 | 0.99 | 0.99 | 0.99 | 0.99 | DEMAND RESPONSE | 2019-01-01 | 1900 | 2030 | Y | South | FC |  |  |  | #N/A | #N/A |  | #N/A | #N/A | #N/A
NQC List | CAISO | SCEC_1_PDRP89 | CAISO System | SCEC_1_PDRP89 | 0.99 | 0.99 | 0.99 | 0.99 | 0.99 | 0.99 | 0.99 | 0.99 | 0.99 | 0.99 | 0.99 | 0.99 | DEMAND RESPONSE | 2019-01-01 | 1900 | 2030 | Y | South | FC |  |  |  | #N/A | #N/A |  | #N/A | #N/A | #N/A
NQC List | CAISO | SCEC_1_PDRP90 | CAISO System | SCEC_1_PDRP90 | 0.99 | 0.99 | 0.99 | 0.99 | 0.99 | 0.99 | 0.99 | 0.99 | 0.99 | 0.99 | 0.99 | 0.99 | DEMAND RESPONSE | 2019-01-01 | 1900 | 2030 | Y | South | FC |  |  |  | #N/A | #N/A |  | #N/A | #N/A | #N/A
NQC List | CAISO | SCEC_1_PDRP91 | CAISO System | SCEC_1_PDRP91 | 0.99 | 0.99 | 0.99 | 0.99 | 0.99 | 0.99 | 0.99 | 0.99 | 0.99 | 0.99 | 0.99 | 0.99 | DEMAND RESPONSE | 2019-01-01 | 1900 | 2030 | Y | South | FC |  |  |  | #N/A | #N/A |  | #N/A | #N/A | #N/A
NQC List | CAISO | SCEC_1_PDRP92 | CAISO System | SCEC_1_PDRP92 | 0.99 | 0.99 | 0.99 | 0.99 | 0.99 | 0.99 | 0.99 | 0.99 | 0.99 | 0.99 | 0.99 | 0.99 | DEMAND RESPONSE | 2019-01-01 | 1900 | 2030 | Y | South | FC |  |  |  | #N/A | #N/A |  | #N/A | #N/A | #N/A
NQC List | CAISO | SCEC_1_PDRP93 | CAISO System | SCEC_1_PDRP93 | 0.99 | 0.99 | 0.99 | 0.99 | 0.99 | 0.99 | 0.99 | 0.99 | 0.99 | 0.99 | 0.99 | 0.99 | DEMAND RESPONSE | 2019-01-01 | 1900 | 2030 | Y | South | FC |  |  |  | #N/A | #N/A |  | #N/A | #N/A | #N/A
NQC List | CAISO | SCEC_1_PDRP94 | CAISO System | SCEC_1_PDRP94 | 0.99 | 0.99 | 0.99 | 0.99 | 0.99 | 0.99 | 0.99 | 0.99 | 0.99 | 0.99 | 0.99 | 0.99 | DEMAND RESPONSE | 2019-01-01 | 1900 | 2030 | Y | South | FC |  |  |  | #N/A | #N/A |  | #N/A | #N/A | #N/A
NQC List | CAISO | SCEC_1_PDRP95 | CAISO System | SCEC_1_PDRP95 | 0.99 | 0.99 | 0.99 | 0.99 | 0.99 | 0.99 | 0.99 | 0.99 | 0.99 | 0.99 | 0.99 | 0.99 | DEMAND RESPONSE | 2019-01-01 | 1900 | 2030 | Y | South | FC |  |  |  | #N/A | #N/A |  | #N/A | #N/A | #N/A
NQC List | CAISO | SCEC_1_PDRP96 | CAISO System | SCEC_1_PDRP96 | 0.99 | 0.99 | 0.99 | 0.99 | 0.99 | 0.99 | 0.99 | 0.99 | 0.99 | 0.99 | 0.99 | 0.99 | DEMAND RESPONSE | 2019-01-01 | 1900 | 2030 | Y | South | FC |  |  |  | #N/A | #N/A |  | #N/A | #N/A | #N/A
NQC List | CAISO | SCEC_1_PDRP97 | CAISO System | SCEC_1_PDRP97 | 0.99 | 0.99 | 0.99 | 0.99 | 0.99 | 0.99 | 0.99 | 0.99 | 0.99 | 0.99 | 0.99 | 0.99 | DEMAND RESPONSE | 2019-01-01 | 1900 | 2030 | Y | South | FC |  |  |  | #N/A | #N/A |  | #N/A | #N/A | #N/A
NQC List | CAISO | SCEC_1_PDRP98 | CAISO System | SCEC_1_PDRP98 | 0.99 | 0.99 | 0.99 | 0.99 | 0.99 | 0.99 | 0.99 | 0.99 | 0.99 | 0.99 | 0.99 | 0.99 | DEMAND RESPONSE | 2019-01-01 | 1900 | 2030 | Y | South | FC |  |  |  | #N/A | #N/A |  | #N/A | #N/A | #N/A
NQC List | CAISO | SCEC_1_PDRP99 | CAISO System | SCEC_1_PDRP99 | 0.99 | 0.99 | 0.99 | 0.99 | 0.99 | 0.99 | 0.99 | 0.99 | 0.99 | 0.99 | 0.99 | 0.99 | DEMAND RESPONSE | 2019-01-01 | 1900 | 2030 | Y | South | FC |  |  |  | #N/A | #N/A |  | #N/A | #N/A | #N/A
NQC List | CAISO | SCEN_6_PDRP01 | CAISO System | SCEN_6_PDRP01 | 0.24 | 0.26 | 0.28 | 0.53 | 0.7 | 1.1 | 1.43 | 1.48 | 1.02 | 0.73 | 0.45 | 0.24 | DEMAND RESPONSE | 2019-01-01 | 1900 | 2030 | Y | South | FC |  |  |  | #N/A | #N/A |  | #N/A | #N/A | #N/A
NQC List | CAISO | SCEN_6_PDRP02 | CAISO System | SCEN_6_PDRP02 | 0.99 | 0.99 | 0.99 | 0.99 | 0.99 | 0.99 | 0.99 | 0.99 | 0.99 | 0.99 | 0.99 | 0.99 | DEMAND RESPONSE | 2019-01-01 | 1900 | 2030 | Y | South | FC |  |  |  | #N/A | #N/A |  | #N/A | #N/A | #N/A
NQC List | CAISO | SCEN_6_PDRP03 | CAISO System | SCEN_6_PDRP03 | 0.99 | 0.99 | 0.99 | 0.99 | 0.99 | 0.99 | 0.99 | 0.99 | 0.99 | 0.99 | 0.99 | 0.99 | DEMAND RESPONSE | 2019-01-01 | 1900 | 2030 | Y | South | FC |  |  |  | #N/A | #N/A |  | #N/A | #N/A | #N/A
NQC List | CAISO | SCEN_6_PDRP06 | CAISO System | SCEN_6_PDRP06 | 0.99 | 0.99 | 0.99 | 0.99 | 0.99 | 0.99 | 0.99 | 0.99 | 0.99 | 0.99 | 0.99 | 0.99 | DEMAND RESPONSE | 2019-01-01 | 1900 | 2030 | Y | South | FC |  |  |  | #N/A | #N/A |  | #N/A | #N/A | #N/A
NQC List | CAISO | SCEN_6_PDRP07 | CAISO System | SCEN_6_PDRP07 | 0.99 | 0.99 | 0.99 | 0.99 | 0.99 | 0.99 | 0.99 | 0.99 | 0.99 | 0.99 | 0.99 | 0.99 | DEMAND RESPONSE | 2019-01-01 | 1900 | 2030 | Y | South | FC |  |  |  | #N/A | #N/A |  | #N/A | #N/A | #N/A
NQC List | CAISO | SCEN_6_PDRP08 | CAISO System | SCEN_6_PDRP08 | 0.99 | 0.99 | 0.99 | 0.99 | 0.99 | 0.99 | 0.99 | 0.99 | 0.99 | 0.99 | 0.99 | 0.99 | DEMAND RESPONSE | 2019-01-01 | 1900 | 2030 | Y | South | FC |  |  |  | #N/A | #N/A |  | #N/A | #N/A | #N/A
NQC List | CAISO | SCEN_6_PDRP09 | CAISO System | SCEN_6_PDRP09 | 0.99 | 0.99 | 0.99 | 0.99 | 0.99 | 0.99 | 0.99 | 0.99 | 0.99 | 0.99 | 0.99 | 0.99 | DEMAND RESPONSE | 2019-01-01 | 1900 | 2030 | Y | South | FC |  |  |  | #N/A | #N/A |  | #N/A | #N/A | #N/A
NQC List | CAISO | SCEN_6_PDRP100 | CAISO System |  | JUN: 0.8; JUL: 0.8; AUG: 0.8; SEP: 0.8; OCT: 0.8; NOV: 0.8; DEC: 0.8 | DEMAND RESPONSE | 2020-06-01 | 1900 | 2050 | Y | South | FC |  |  |  | #N/A | #N/A |  | #N/A | #N/A | #N/A
NQC List | CAISO | SCEN_6_PDRP101 | CAISO System |  | JUL: 0.99; AUG: 0.99; SEP: 0.99; OCT: 0.99; NOV: 0.99; DEC: 0.99 | DEMAND RESPONSE | 2020-07-01 | 1900 | 2050 | Y | South | FC |  |  |  | #N/A | #N/A |  | Yes | 0.99 | 0
NQC List | CAISO | SCEN_6_PDRP11 | CAISO System | SCEN_6_PDRP11 | 0.99 | 0.99 | 0.99 | 0.99 | 0.99 | 0.99 | 0.99 | 0.99 | 0.99 | 0.99 | 0.99 | 0.99 | DEMAND RESPONSE | 2019-01-01 | 1900 | 2030 | Y | South | FC |  |  |  | #N/A | #N/A |  | #N/A | #N/A | #N/A
NQC List | CAISO | SCEN_6_PDRP14 | CAISO System | SCEN_6_PDRP14 | 0.99 | 0.99 | 0.99 | 0.99 | 0.99 | 0.99 | 0.99 | 0.99 | 0.99 | 0.99 | 0.99 | 0.99 | DEMAND RESPONSE | 2019-01-01 | 1900 | 2030 | Y | South | FC |  |  |  | #N/A | #N/A |  | #N/A | #N/A | #N/A
NQC List | CAISO | SCEN_6_PDRP15 | CAISO System | SCEN_6_PDRP15 | 0.99 | 0.99 | 0.99 | 0.99 | 0.99 | 0.99 | 0.99 | 0.99 | 0.99 | 0.99 | 0.99 | 0.99 | DEMAND RESPONSE | 2019-01-01 | 1900 | 2030 | Y | South | FC |  |  |  | #N/A | #N/A |  | #N/A | #N/A | #N/A
NQC List | CAISO | [15 empty] | #N/A | #N/A | 1900 | #N/A | [6 empty] | #N/A | #N/A |  | #N/A | #VALUE! | #N/A
NQC List | CAISO | SCEN_6_PDRP18 | CAISO System | PDR-D SCEN LLAN | 0.99 | 0.99 | 0.99 | 0.99 | 0.99 | 0.99 | 0.99 | 0.99 | 0.99 | 0.99 | 0.99 | 0.99 | DEMAND RESPONSE | 2019-01-01 | 1900 | 2030 | Y | South | FC |  |  |  | #N/A | #N/A |  | #N/A | #N/A | #N/A
NQC List | CAISO | SCEN_6_PDRP19 | CAISO System |  | 0.6 | 0.6 | 0.6 | 0.6 | 0.6 | 0.6 | 0.6 | 0.6 | 0.6 | 0.6 | 0.6 | 0.6 | DEMAND RESPONSE | 2019-01-01 | 1900 | 2030 | Y | South | FC |  |  |  | #N/A | #N/A |  | #N/A | #N/A | #N/A
NQC List | CAISO | SCEN_6_PDRP20 | CAISO System | PDRP-D SCEN EPA | 0.99 | 0.99 | 0.99 | 0.99 | 0.99 | 0.99 | 0.99 | 0.99 | 0.99 | 0.99 | 0.99 | 0.99 | DEMAND RESPONSE | 2019-01-01 | 1900 | 2030 | Y | South | FC |  |  |  | #N/A | #N/A |  | #N/A | #N/A | #N/A
NQC List | CAISO | SCEN_6_PDRP21 | CAISO System |  | 0.5 | 0.5 | 0.5 | 0.5 | 0.5 | 0.6 | 0.75 | 1.1 | 1.1 | 1.1 | 1.1 | 1.1 | DEMAND RESPONSE | 2019-01-01 | 1900 | 2030 | Y | South | FC |  |  |  | #N/A | #N/A |  | #N/A | #N/A | #N/A
NQC List | CAISO | SCEN_6_PDRP22 | CAISO System |  | 0.2 | 0.2 | 0.2 | 0.2 | 0.2 | 0.3 | 1.5 | 1.5 | 1.5 | 1.5 | 1.5 | 1.5 | DEMAND RESPONSE | 2019-01-01 | 1900 | 2030 | Y | South | FC |  |  |  | #N/A | #N/A |  | #N/A | #N/A | #N/A
NQC List | CAISO | SCEN_6_PDRP23 | CAISO System |  | 0.5 | 0.5 | 0.5 | 0.5 | 3.5 | 3.5 | 3.5 | 3.5 | 3.5 | 3.5 | 3.5 | 3.5 | DEMAND RESPONSE | 2019-01-01 | 1900 | 2030 | Y | South | FC |  |  |  | #N/A | #N/A |  | #N/A | #N/A | #N/A
NQC List | CAISO | SCEN_6_PDRP24 | CAISO System |  | 0.4 | 0.4 | 0.4 | 0.4 | 0.4 | 1 | 1.2 | 1.2 | 1.2 | 1.2 | 1.2 | 1.2 | DEMAND RESPONSE | 2019-01-01 | 1900 | 2030 | Y | South | FC |  |  |  | #N/A | #N/A |  | #N/A | #N/A | #N/A
NQC List | CAISO | SCEN_6_PDRP25 | CAISO System |  | 0.35 | 0.35 | 0.35 | 0.35 | 0.35 | 0.35 | 0.42 | 0.42 | 0.42 | 0.42 | 0.42 | 0.42 | DEMAND RESPONSE | 2019-01-01 | 1900 | 2030 | Y | South | FC |  |  |  | #N/A | #N/A |  | #N/A | #N/A | #N/A
NQC List | CAISO | [15 empty] | #N/A | #N/A | 1900 | #N/A | [6 empty] | #N/A | #N/A |  | #N/A | #VALUE! | #N/A
NQC List | CAISO | SCEN_6_PDRP27 | CAISO System | SCEN_6_PDRP27 | 0.25 | 0.26 | 0.28 | 0.53 | 0.69 | 1.11 | 1.43 | 1.47 | 1.02 | 0.73 | 0.45 | 0.25 | DEMAND RESPONSE | 2019-01-01 | 1900 | 2030 | Y | South | FC |  |  |  | #N/A | #N/A |  | #N/A | #N/A | #N/A
NQC List | CAISO | SCEN_6_PDRP29 | CAISO System | SCEN_6_PDRP29 | 0.99 | 0.99 | 0.99 | 0.99 | 0.99 | 0.99 | 0.99 | 0.99 | 0.99 | 0.99 | 0.99 | 0.99 | DEMAND RESPONSE | 2019-01-01 | 1900 | 2030 | Y | South | FC |  |  |  | #N/A | #N/A |  | #N/A | #N/A | #N/A
NQC List | CAISO | SCEN_6_PDRP30 | CAISO System | SCEN_6_PDRP30 | 0.99 | 0.99 | 0.99 | 0.99 | 0.99 | 0.99 | 0.99 | 0.99 | 0.99 | 0.99 | 0.99 | 0.99 | DEMAND RESPONSE | 2019-01-01 | 1900 | 2030 | Y | South | FC |  |  |  | #N/A | #N/A |  | #N/A | #N/A | #N/A
NQC List | CAISO | SCEN_6_PDRP31 | CAISO System | SCEN_6_PDRP03 | 0.99 | 0.99 | 0.99 | 0.99 | 0.99 | 0.99 | 0.99 | 0.99 | 0.99 | 0.99 | 0.99 | 0.99 | DEMAND RESPONSE | 2019-01-01 | 1900 | 2030 | Y | South | FC |  |  |  | #N/A | #N/A |  | #N/A | #N/A | #N/A
NQC List | CAISO | SCEN_6_PDRP32 | CAISO System | SCEN_6_PDRP32 | 0.99 | 0.99 | 0.99 | 0.99 | 0.99 | 0.99 | 0.99 | 0.99 | 0.99 | 0.99 | 0.99 | 0.99 | DEMAND RESPONSE | 2019-01-01 | 1900 | 2030 | Y | South | FC |  |  |  | #N/A | #N/A |  | #N/A | #N/A | #N/A
NQC List | CAISO | SCEN_6_PDRP33 | CAISO System | SCEN_6_PDRP33 | 0.99 | 0.99 | 0.99 | 0.99 | 0.99 | 0.99 | 0.99 | 0.99 | 0.99 | 0.99 | 0.99 | 0.99 | DEMAND RESPONSE | 2019-01-01 | 1900 | 2030 | Y | South | FC |  |  |  | #N/A | #N/A |  | #N/A | #N/A | #N/A
NQC List | CAISO | SCEN_6_PDRP34 | CAISO System | SCEN_6_PDRP34 | 0.99 | 0.99 | 0.99 | 0.99 | 0.99 | 0.99 | 0.99 | 0.99 | 0.99 | 0.99 | 0.99 | 0.99 | DEMAND RESPONSE | 2019-01-01 | 1900 | 2030 | Y | South | FC |  |  |  | #N/A | #N/A |  | #N/A | #N/A | #N/A
NQC List | CAISO | SCEN_6_PDRP35 | CAISO System | SCEN_6_PDRP35 | 0.99 | 0.99 | 0.99 | 0.99 | 0.99 | 0.99 | 0.99 | 0.99 | 0.99 | 0.99 | 0.99 | 0.99 | DEMAND RESPONSE | 2019-01-01 | 1900 | 2030 | Y | South | FC |  |  |  | #N/A | #N/A |  | #N/A | #N/A | #N/A
NQC List | CAISO | SCEN_6_PDRP36 | CAISO System | SCEN_6_PDRP36 | 0.99 | 0.99 | 0.99 | 0.99 | 0.99 | 0.99 | 0.99 | 0.99 | 0.99 | 0.99 | 0.99 | 0.99 | DEMAND RESPONSE | 2019-01-01 | 1900 | 2030 | Y | South | FC |  |  |  | #N/A | #N/A |  | #N/A | #N/A | #N/A
NQC List | CAISO | SCEN_6_PDRP37 | CAISO System | SCEN_6_PDRP37 | 0.99 | 0.99 | 0.99 | 0.99 | 0.99 | 0.99 | 0.99 | 0.99 | 0.99 | 0.99 | 0.99 | 0.99 | DEMAND RESPONSE | 2019-01-01 | 1900 | 2030 | Y | South | FC |  |  |  | #N/A | #N/A |  | #N/A | #N/A | #N/A
NQC List | CAISO | SCEN_6_PDRP38 | CAISO System | SCEN_6_PDRP38 | 0.99 | 0.99 | 0.99 | 0.99 | 0.99 | 0.99 | 0.99 | 0.99 | 0.99 | 0.99 | 0.99 | 0.99 | DEMAND RESPONSE | 2019-01-01 | 1900 | 2030 | Y | South | FC |  |  |  | #N/A | #N/A |  | #N/A | #N/A | #N/A
NQC List | CAISO | SCEN_6_PDRP39 | CAISO System | SCEN_6_PDRP39 | 0.99 | 0.99 | 0.99 | 0.99 | 0.99 | 0.99 | 0.99 | 0.99 | 0.99 | 0.99 | 0.99 | 0.99 | DEMAND RESPONSE | 2019-01-01 | 1900 | 2030 | Y | South | FC |  |  |  | #N/A | #N/A |  | #N/A | #N/A | #N/A
NQC List | CAISO | SCEN_6_PDRP40 | CAISO System | SCEN_6_PDRP40 | 0.99 | 0.99 | 0.99 | 0.99 | 0.99 | 0.99 | 0.99 | 0.99 | 0.99 | 0.99 | 0.99 | 0.99 | DEMAND RESPONSE | 2019-01-01 | 1900 | 2030 | Y | South | FC |  |  |  | #N/A | #N/A |  | #N/A | #N/A | #N/A
NQC List | CAISO | SCEN_6_PDRP41 | CAISO System | SCEN_6_PDRP41 | 0.99 | 0.99 | 0.99 | 0.99 | 0.99 | 0.99 | 0.99 | 0.99 | 0.99 | 0.99 | 0.99 | 0.99 | DEMAND RESPONSE | 2019-01-01 | 1900 | 2030 | Y | South | FC |  |  |  | #N/A | #N/A |  | #N/A | #N/A | #N/A
NQC List | CAISO | SCEN_6_PDRP42 | CAISO System | SCEN_6_PDRP42 | 0.99 | 0.99 | 0.99 | 0.99 | 0.99 | 0.99 | 0.99 | 0.99 | 0.99 | 0.99 | 0.99 | 0.99 | DEMAND RESPONSE | 2019-01-01 | 1900 | 2030 | Y | South | FC |  |  |  | #N/A | #N/A |  | #N/A | #N/A | #N/A
NQC List | CAISO | SCEN_6_PDRP43 | CAISO System | SCEN_6_PDRP43 | 0.99 | 0.99 | 0.99 | 0.99 | 0.99 | 0.99 | 0.99 | 0.99 | 0.99 | 0.99 | 0.99 | 0.99 | DEMAND RESPONSE | 2019-01-01 | 1900 | 2030 | Y | South | FC |  |  |  | #N/A | #N/A |  | #N/A | #N/A | #N/A
NQC List | CAISO | SCEN_6_PDRP44 | CAISO System | SCEN_6_PDRP44 | 0.99 | 0.99 | 0.99 | 0.99 | 0.99 | 0.99 | 0.99 | 0.99 | 0.99 | 0.99 | 0.99 | 0.99 | DEMAND RESPONSE | 2019-01-01 | 1900 | 2030 | Y | South | FC |  |  |  | #N/A | #N/A |  | #N/A | #N/A | #N/A
NQC List | CAISO | SCEN_6_PDRP45 | CAISO System | SCEN_6_PDRP45 | 0.99 | 0.99 | 0.99 | 0.99 | 0.99 | 0.99 | 0.99 | 0.99 | 0.99 | 0.99 | 0.99 | 0.99 | DEMAND RESPONSE | 2019-01-01 | 1900 | 2030 | Y | South | FC |  |  |  | #N/A | #N/A |  | #N/A | #N/A | #N/A
NQC List | CAISO | SCEN_6_PDRP46 | CAISO System | SCEN_6_PDRP46 | 0.99 | 0.99 | 0.99 | 0.99 | 0.99 | 0.99 | 0.99 | 0.99 | 0.99 | 0.99 | 0.99 | 0.99 | DEMAND RESPONSE | 2019-01-01 | 1900 | 2030 | Y | South | FC |  |  |  | #N/A | #N/A |  | #N/A | #N/A | #N/A
NQC List | CAISO | SCEN_6_PDRP47 | CAISO System | SCEN_6_PDRP47 | 0.99 | 0.99 | 0.99 | 0.99 | 0.99 | 0.99 | 0.99 | 0.99 | 0.99 | 0.99 | 0.99 | 0.99 | DEMAND RESPONSE | 2019-01-01 | 1900 | 2030 | Y | South | FC |  |  |  | #N/A | #N/A |  | #N/A | #N/A | #N/A
NQC List | CAISO | SCEN_6_PDRP48 | CAISO System | SCEN_6_PDRP48 | 0.99 | 0.99 | 0.99 | 0.99 | 0.99 | 0.99 | 0.99 | 0.99 | 0.99 | 0.99 | 0.99 | 0.99 | DEMAND RESPONSE | 2019-01-01 | 1900 | 2030 | Y | South | FC |  |  |  | #N/A | #N/A |  | #N/A | #N/A | #N/A
NQC List | CAISO | SCEN_6_PDRP49 | CAISO System | SCEN_6_PDRP49 | 0.99 | 0.99 | 0.99 | 0.99 | 0.99 | 0.99 | 0.99 | 0.99 | 0.99 | 0.99 | 0.99 | 0.99 | DEMAND RESPONSE | 2019-01-01 | 1900 | 2030 | Y | South | FC |  |  |  | #N/A | #N/A |  | #N/A | #N/A | #N/A
NQC List | CAISO | SCEN_6_PDRP50 | CAISO System | SCEN_6_PDRP50 | 0.99 | 0.99 | 0.99 | 0.99 | 0.99 | 0.99 | 0.99 | 0.99 | 0.99 | 0.99 | 0.99 | 0.99 | DEMAND RESPONSE | 2019-01-01 | 1900 | 2030 | Y | South | FC |  |  |  | #N/A | #N/A |  | #N/A | #N/A | #N/A
NQC List | CAISO | SCEN_6_PDRP51 | CAISO System | SCEN_6_PDRP51 | 0.99 | 0.99 | 0.99 | 0.99 | 0.99 | 0.99 | 0.99 | 0.99 | 0.99 | 0.99 | 0.99 | 0.99 | DEMAND RESPONSE | 2019-01-01 | 1900 | 2030 | Y | South | FC |  |  |  | #N/A | #N/A |  | #N/A | #N/A | #N/A
NQC List | CAISO | SCEN_6_PDRP52 | CAISO System | SCEN_6_PDRP52 | 0.99 | 0.99 | 0.99 | 0.99 | 0.99 | 0.99 | 0.99 | 0.99 | 0.99 | 0.99 | 0.99 | 0.99 | DEMAND RESPONSE | 2019-01-01 | 1900 | 2030 | Y | South | FC |  |  |  | #N/A | #N/A |  | #N/A | #N/A | #N/A
NQC List | CAISO | SCEN_6_PDRP53 | CAISO System | SCEN_6_PDRP53 | 0.99 | 0.99 | 0.99 | 0.99 | 0.99 | 0.99 | 0.99 | 0.99 | 0.99 | 0.99 | 0.99 | 0.99 | DEMAND RESPONSE | 2019-01-01 | 1900 | 2030 | Y | South | FC |  |  |  | #N/A | #N/A |  | #N/A | #N/A | #N/A
NQC List | CAISO | SCEN_6_PDRP54 | CAISO System | SCEN_6_PDRP54 | 0.99 | 0.99 | 0.99 | 0.99 | 0.99 | 0.99 | 0.99 | 0.99 | 0.99 | 0.99 | 0.99 | 0.99 | DEMAND RESPONSE | 2019-01-01 | 1900 | 2030 | Y | South | FC |  |  |  | #N/A | #N/A |  | #N/A | #N/A | #N/A
NQC List | CAISO | SCEN_6_PDRP55 | CAISO System | SCEN_6_PDRP55 | 0.99 | 0.99 | 0.99 | 0.99 | 0.99 | 0.99 | 0.99 | 0.99 | 0.99 | 0.99 | 0.99 | 0.99 | DEMAND RESPONSE | 2019-01-01 | 1900 | 2030 | Y | South | FC |  |  |  | #N/A | #N/A |  | #N/A | #N/A | #N/A
NQC List | CAISO | SCEN_6_PDRP56 | CAISO System | SCEN_6_PDRP56 | 0.99 | 0.99 | 0.99 | 0.99 | 0.99 | 0.99 | 0.99 | 0.99 | 0.99 | 0.99 | 0.99 | 0.99 | DEMAND RESPONSE | 2019-01-01 | 1900 | 2030 | Y | South | FC |  |  |  | #N/A | #N/A |  | #N/A | #N/A | #N/A
NQC List | CAISO | SCEN_6_PDRP58 | CAISO System | SCEN_6_PDRP58 | 0.99 | 0.99 | 0.99 | 0.99 | 0.99 | 0.99 | 0.99 | 0.99 | 0.99 | 0.99 | 0.99 | 0.99 | DEMAND RESPONSE | 2019-01-01 | 1900 | 2030 | Y | South | FC |  |  |  | #N/A | #N/A |  | Yes | 0.99 | 0
NQC List | CAISO | SCEN_6_PDRP59 | CAISO System | SCEN_6_PDRP59 | 0.99 | 0.99 | 0.99 | 0.99 | 0.99 | 9.99 | 9.99 | 9.99 | 9.99 | 9.99 | 9.99 | 9.99 | DEMAND RESPONSE | 2019-01-01 | 1900 | 2030 | Y | South | FC |  |  |  | #N/A | #N/A |  | #N/A | #N/A | #N/A
NQC List | CAISO | SCEN_6_PDRP60 | CAISO System | SCEN_6_PDRP60 | 0.99 | 0.99 | 0.99 | 0.99 | 0.99 | 0.99 | 0.99 | 0.99 | 0.99 | 0.99 | 0.99 | 0.99 | DEMAND RESPONSE | 2019-01-01 | 1900 | 2030 | Y | South | FC |  |  |  | #N/A | #N/A |  | Yes | 0.99 | 0
NQC List | CAISO | SCEN_6_PDRP61 | CAISO System | SCEN_6_PDRP61 | 0.99 | 0.99 | 0.99 | 0.99 | 0.99 | 0.99 | 0.99 | 0.99 | 0.99 | 0.99 | 0.99 | 0.99 | DEMAND RESPONSE | 2019-01-01 | 1900 | 2030 | Y | South | FC |  |  |  | #N/A | #N/A |  | #N/A | #N/A | #N/A
NQC List | CAISO | SCEN_6_PDRP62 | CAISO System | SCEN_6_PDRP62 | 9.99 | 9.99 | 9.99 | 9.99 | 9.99 | 9.99 | 9.99 | 9.99 | 9.99 | 9.99 | 9.99 | 9.99 | DEMAND RESPONSE | 2019-01-01 | 1900 | 2030 | Y | South | FC |  |  |  | #N/A | #N/A |  | #N/A | #N/A | #N/A
NQC List | CAISO | SCEN_6_PDRP63 | CAISO System | SCEN_6_PDRP63 | 9.99 | 9.99 | 9.99 | 9.99 | 9.99 | 9.99 | 9.99 | 9.99 | 9.99 | 9.99 | 9.99 | 9.99 | DEMAND RESPONSE | 2019-01-01 | 1900 | 2030 | Y | South | FC |  |  |  | #N/A | #N/A |  | #N/A | #N/A | #N/A
NQC List | CAISO | [15 empty] | #N/A | #N/A | 1900 | #N/A | [6 empty] | #N/A | #N/A |  | #N/A | #VALUE! | #N/A
NQC List | CAISO | [15 empty] | #N/A | #N/A | 1900 | #N/A | [6 empty] | #N/A | #N/A |  | #N/A | #VALUE! | #N/A
NQC List | CAISO | [15 empty] | #N/A | #N/A | 1900 | #N/A | [6 empty] | #N/A | #N/A |  | #N/A | #VALUE! | #N/A
NQC List | CAISO | [15 empty] | #N/A | #N/A | 1900 | #N/A | [6 empty] | #N/A | #N/A |  | #N/A | #VALUE! | #N/A
NQC List | CAISO | [15 empty] | #N/A | #N/A | 1900 | #N/A | [6 empty] | #N/A | #N/A |  | #N/A | #VALUE! | #N/A
NQC List | CAISO | [15 empty] | #N/A | #N/A | 1900 | #N/A | [6 empty] | #N/A | #N/A |  | #N/A | #VALUE! | #N/A
NQC List | CAISO | [15 empty] | #N/A | #N/A | 1900 | #N/A | [6 empty] | #N/A | #N/A |  | #N/A | #VALUE! | #N/A
NQC List | CAISO | [15 empty] | #N/A | #N/A | 1900 | #N/A | [6 empty] | #N/A | #N/A |  | #N/A | #VALUE! | #N/A
NQC List | CAISO | [15 empty] | #N/A | #N/A | 1900 | #N/A | [6 empty] | #N/A | #N/A |  | #N/A | #VALUE! | #N/A
NQC List | CAISO | [15 empty] | #N/A | #N/A | 1900 | #N/A | [6 empty] | #N/A | #N/A |  | #N/A | #VALUE! | #N/A
NQC List | CAISO | [15 empty] | #N/A | #N/A | 1900 | #N/A | [6 empty] | #N/A | #N/A |  | #N/A | #VALUE! | #N/A
NQC List | CAISO | [15 empty] | #N/A | #N/A | 1900 | #N/A | [6 empty] | #N/A | #N/A |  | #N/A | #VALUE! | #N/A
NQC List | CAISO | SCEN_6_PDRP76 | CAISO System | SCEN_6_PDRP76 | 0.99 | 0.99 | 0.99 | 0.99 | 0.99 | 0.99 | 0.99 | 0.99 | 0.99 | 0.99 | 0.99 | 0.99 | DEMAND RESPONSE | #N/A | 1900 | 2030 | Y | South | FC |  |  |  | #N/A | #N/A |  | #N/A | #N/A | #N/A
NQC List | CAISO | [15 empty] | #N/A | #N/A | 1900 | #N/A | [6 empty] | #N/A | #N/A |  | #N/A | #VALUE! | #N/A
NQC List | CAISO | SCEN_6_PDRP79 | CAISO System |  | JUN: 2.41; JUL: 2.41; AUG: 2.41; SEP: 3; OCT: 2.7; NOV: 2.7; DEC: 2.7 | DEMAND RESPONSE | 2020-06-01 | 1900 | 2050 | Y | South | FC |  |  |  | #N/A | #N/A |  | Yes | 0 | 3
NQC List | CAISO | SCEN_6_PDRP80 | CAISO System |  | JUN: 0.99; JUL: 0.99; AUG: 0.99; SEP: 0.99; OCT: 0.99; NOV: 0.99; DEC: 0.99 | DEMAND RESPONSE | 2020-06-01 | 1900 | 2050 | Y | South | FC |  |  |  | #N/A | #N/A |  | #N/A | #N/A | #N/A
NQC List | CAISO | SCEN_6_PDRP81 | CAISO System |  | JUN: 0.99; JUL: 0.99; AUG: 0.99; SEP: 0.99; OCT: 0.99; NOV: 0.99; DEC: 0.99 | DEMAND RESPONSE | 2020-06-01 | 1900 | 2050 | Y | South | FC |  |  |  | #N/A | #N/A |  | #N/A | #N/A | #N/A
NQC List | CAISO | SCEN_6_PDRP82 | CAISO System |  | JUN: 0.99; JUL: 0.99; AUG: 0.99; SEP: 0.99; OCT: 0.99; NOV: 0.99; DEC: 0.99 | DEMAND RESPONSE | 2020-06-01 | 1900 | 2050 | Y | South | FC |  |  |  | #N/A | #N/A |  | #N/A | #N/A | #N/A
NQC List | CAISO | SCEN_6_PDRP83 | CAISO System |  | JUN: 1.5; JUL: 1.5; AUG: 1.5; SEP: 1.5; OCT: 1.5; NOV: 1.5; DEC: 1.5 | DEMAND RESPONSE | 2020-06-01 | 1900 | 2050 | Y | South | FC |  |  |  | #N/A | #N/A |  | #N/A | #N/A | #N/A
NQC List | CAISO | SCEN_6_PDRP84 | CAISO System |  | JUL: 0.99; AUG: 0.99; SEP: 0.99; OCT: 0.99; NOV: 0.99; DEC: 0.99 | DEMAND RESPONSE | 2020-07-01 | 1900 | 2050 | Y | South | FC |  |  |  | #N/A | #N/A |  | Yes | 0.99 | 0
NQC List | CAISO | SCEN_6_PDRP85 | CAISO System |  | JUL: 0.99; AUG: 0.99; SEP: 0.99; OCT: 0.99; NOV: 0.99; DEC: 0.99 | DEMAND RESPONSE | 2020-07-01 | 1900 | 2050 | Y | South | FC |  |  |  | #N/A | #N/A |  | Yes | 0.99 | 0
NQC List | CAISO | SCEN_6_PDRP86 | CAISO System |  | JUL: 0.99; AUG: 0.99; SEP: 0.99; OCT: 0.99; NOV: 0.99; DEC: 0.99 | DEMAND RESPONSE | 2020-07-01 | 1900 | 2050 | Y | South | FC |  |  |  | #N/A | #N/A |  | Yes | 0.99 | 0
NQC List | CAISO | SCEN_6_PDRP87 | CAISO System |  | JUL: 0.99; AUG: 0.99; SEP: 0.99; OCT: 0.99; NOV: 0.99; DEC: 0.99 | DEMAND RESPONSE | 2020-07-01 | 1900 | 2050 | Y | South | FC |  |  |  | #N/A | #N/A |  | Yes | 0.99 | 0
NQC List | CAISO | SCEN_6_PDRP88 | CAISO System |  | JUL: 0.99; AUG: 0.99; SEP: 0.99; OCT: 0.99; NOV: 0.99; DEC: 0.99 | DEMAND RESPONSE | 2020-07-01 | 1900 | 2050 | Y | South | FC |  |  |  | #N/A | #N/A |  | Yes | 0.99 | 0
NQC List | CAISO | SCEN_6_PDRP89 | CAISO System |  | JUL: 0.99; AUG: 0.99; SEP: 0.99; OCT: 0.99; NOV: 0.99; DEC: 0.99 | DEMAND RESPONSE | 2020-07-01 | 1900 | 2050 | Y | South | FC |  |  |  | #N/A | #N/A |  | Yes | 0.99 | 0
NQC List | CAISO | SCEN_6_PDRP90 | CAISO System |  | JUN: 5; JUL: 5; AUG: 5; SEP: 5; OCT: 5; NOV: 5; DEC: 5 | DEMAND RESPONSE | 2020-06-01 | 1900 | 2050 | Y | South | FC |  |  |  | #N/A | #N/A |  | #N/A | #N/A | #N/A
NQC List | CAISO | SCEN_6_PDRP91 | CAISO System |  | JUL: 0.99; AUG: 0.99; SEP: 0.99; OCT: 0.99; NOV: 0.99; DEC: 0.99 | DEMAND RESPONSE | 2020-07-01 | 1900 | 2050 | Y | South | FC |  |  |  | #N/A | #N/A |  | #N/A | #N/A | #N/A
NQC List | CAISO | SCEN_6_PDRP92 | CAISO System |  | JUL: 0.99; AUG: 0.99; SEP: 0.99; OCT: 0.99; NOV: 0.99; DEC: 0.99 | DEMAND RESPONSE | 2020-07-01 | 1900 | 2050 | Y | South | FC |  |  |  | #N/A | #N/A |  | #N/A | #N/A | #N/A
NQC List | CAISO | SCEN_6_PDRP93 | CAISO System |  | JUL: 0.99; AUG: 0.99; SEP: 0.99; OCT: 0.99; NOV: 0.99; DEC: 0.99 | DEMAND RESPONSE | 2020-07-01 | 1900 | 2050 | Y | South | FC |  |  |  | #N/A | #N/A |  | #N/A | #N/A | #N/A
NQC List | CAISO | SCEN_6_PDRP94 | CAISO System |  | JUL: 0.99; AUG: 0.99; SEP: 0.99; OCT: 0.99; NOV: 0.99; DEC: 0.99 | DEMAND RESPONSE | 2020-07-01 | 1900 | 2050 | Y | South | FC |  |  |  | #N/A | #N/A |  | #N/A | #N/A | #N/A
NQC List | CAISO | SCEN_6_PDRP95 | CAISO System |  | JUL: 0.99; AUG: 0.99; SEP: 0.99; OCT: 0.99; NOV: 0.99; DEC: 0.99 | DEMAND RESPONSE | 2020-07-01 | 1900 | 2050 | Y | South | FC |  |  |  | #N/A | #N/A |  | #N/A | #N/A | #N/A
NQC List | CAISO | SCEN_6_PDRP96 | CAISO System |  | JUL: 0.99; AUG: 0.99; SEP: 0.99; OCT: 0.99; NOV: 0.99; DEC: 0.99 | DEMAND RESPONSE | 2020-07-01 | 1900 | 2050 | Y | South | FC |  |  |  | #N/A | #N/A |  | #N/A | #N/A | #N/A
NQC List | CAISO | SCEN_6_PDRP97 | CAISO System |  | JUL: 0.99; AUG: 0.99; SEP: 0.99; OCT: 0.99; NOV: 0.99; DEC: 0.99 | DEMAND RESPONSE | 2020-07-01 | 1900 | 2050 | Y | South | FC |  |  |  | #N/A | #N/A |  | #N/A | #N/A | #N/A
NQC List | CAISO | SCEN_6_PDRP98 | CAISO System |  | JUL: 0.99; AUG: 0.99; SEP: 0.99; OCT: 0.99; NOV: 0.99; DEC: 0.99 | DEMAND RESPONSE | 2020-07-01 | 1900 | 2050 | Y | South | FC |  |  |  | #N/A | #N/A |  | #N/A | #N/A | #N/A
NQC List | CAISO | SCEN_6_PDRP99 | CAISO System |  | JUL: 0.99; AUG: 0.99; SEP: 0.99; OCT: 0.99; NOV: 0.99; DEC: 0.99 | DEMAND RESPONSE | 2020-07-01 | 1900 | 2050 | Y | South | FC |  |  |  | #N/A | #N/A |  | #N/A | #N/A | #N/A
NQC List | CAISO | [15 empty] | #N/A | #N/A | 1900 | #N/A | [6 empty] | #N/A | #N/A |  | #N/A | #VALUE! | #N/A
NQC List | CAISO | SCEW_2_PDRP100 | CAISO System | SCEW_2_PDRP100 | 0.99 | 0.99 | 0.99 | 0.99 | 0.99 | 0.99 | 0.99 | 0.99 | 0.99 | 0.99 | 0.99 | 0.99 | DEMAND RESPONSE | 2019-01-01 | 1900 | 2030 | Y | South | FC |  |  |  | #N/A | #N/A |  | #N/A | #N/A | #N/A
NQC List | CAISO | SCEW_2_PDRP101 | CAISO System | SCEW_2_PDRP101 | 0.99 | 0.99 | 0.99 | 0.99 | 0.99 | 0.99 | 0.99 | 0.99 | 0.99 | 0.99 | 0.99 | 0.99 | DEMAND RESPONSE | 2019-01-01 | 1900 | 2030 | Y | South | FC |  |  |  | #N/A | #N/A |  | #N/A | #N/A | #N/A
NQC List | CAISO | SCEW_2_PDRP102 | CAISO System | SCEW_2_PDRP102 | 0.99 | 0.99 | 0.99 | 0.99 | 0.99 | 0.99 | 0.99 | 0.99 | 0.99 | 0.99 | 0.99 | 0.99 | DEMAND RESPONSE | 2019-01-01 | 1900 | 2030 | Y | South | FC |  |  |  | #N/A | #N/A |  | #N/A | #N/A | #N/A
NQC List | CAISO | SCEW_2_PDRP103 | CAISO System | SCEW_2_PDRP103 | 0.99 | 0.99 | 0.99 | 0.99 | 0.99 | 0.99 | 0.99 | 0.99 | 0.99 | 0.99 | 0.99 | 0.99 | DEMAND RESPONSE | 2019-01-01 | 1900 | 2030 | Y | South | FC |  |  |  | #N/A | #N/A |  | #N/A | #N/A | #N/A
NQC List | CAISO | SCEW_2_PDRP104 | CAISO System | SCEW_2_PDRP104 | 0.99 | 0.99 | 0.99 | 0.99 | 0.99 | 0.99 | 0.99 | 0.99 | 0.99 | 0.99 | 0.99 | 0.99 | DEMAND RESPONSE | 2019-01-01 | 1900 | 2030 | Y | South | FC |  |  |  | #N/A | #N/A |  | #N/A | #N/A | #N/A
NQC List | CAISO | SCEW_2_PDRP105 | CAISO System | SCEW_2_PDRP105 | 0.99 | 0.99 | 0.99 | 0.99 | 0.99 | 0.99 | 0.99 | 0.99 | 0.99 | 0.99 | 0.99 | 0.99 | DEMAND RESPONSE | 2019-01-01 | 1900 | 2030 | Y | South | FC |  |  |  | #N/A | #N/A |  | #N/A | #N/A | #N/A
NQC List | CAISO | SCEW_2_PDRP106 | CAISO System | SCEW_2_PDRP106 | 0.99 | 0.99 | 0.99 | 0.99 | 0.99 | 9.99 | 9.99 | 9.99 | 9.99 | 9.99 | 9.99 | 9.99 | DEMAND RESPONSE | 2019-01-01 | 1900 | 2030 | Y | South | FC |  |  |  | #N/A | #N/A |  | Yes | 9.99 | 0
NQC List | CAISO | SCEW_2_PDRP107 | CAISO System | SCEW_2_PDRP107 | 0.99 | 0.99 | 0.99 | 0.99 | 0.99 | 0.99 | 0.99 | 0.99 | 0.99 | 0.99 | 0.99 | 0.99 | DEMAND RESPONSE | 2019-01-01 | 1900 | 2030 | Y | South | FC |  |  |  | #N/A | #N/A |  | Yes | 0.99 | 0
NQC List | CAISO | SCEW_2_PDRP108 | CAISO System | SCEW_2_PDRP108 | 9.99 | 9.99 | 9.99 | 9.99 | 9.99 | 9.99 | 9.99 | 9.99 | 9.99 | 9.99 | 9.99 | 9.99 | DEMAND RESPONSE | 2019-01-01 | 1900 | 2030 | Y | South | FC |  |  |  | #N/A | #N/A |  | Yes | 9.99 | 0
NQC List | CAISO | SCEW_2_PDRP109 | CAISO System | SCEW_2_PDRP109 | 0.99 | 0.99 | 0.99 | 0.99 | 0.99 | 0.99 | 0.99 | 0.99 | 0.99 | 0.99 | 0.99 | 0.99 | DEMAND RESPONSE | 2019-01-01 | 1900 | 2030 | Y | South | FC |  |  |  | #N/A | #N/A |  | Yes | 0.99 | 0
NQC List | CAISO | SCEW_2_PDRP110 | CAISO System | SCEW_2_PDRP110 | 0.99 | 0.99 | 0.99 | 0.99 | 0.99 | 0.99 | 0.99 | 0.99 | 0.99 | 0.99 | 0.99 | 0.99 | DEMAND RESPONSE | 2019-01-01 | 1900 | 2030 | Y | South | FC |  |  |  | #N/A | #N/A |  | Yes | 0.99 | 0
NQC List | CAISO | SCEW_2_PDRP111 | CAISO System | SCEW_2_PDRP111 | 0.99 | 0.99 | 0.99 | 0.99 | 0.99 | 0.99 | 0.99 | 0.99 | 0.99 | 0.99 | 0.99 | 0.99 | DEMAND RESPONSE | 2019-01-01 | 1900 | 2030 | Y | South | FC |  |  |  | #N/A | #N/A |  | #N/A | #N/A | #N/A
NQC List | CAISO | SCEW_2_PDRP112 | CAISO System | SCEW_2_PDRP112 | 0.99 | 0.99 | 0.99 | 0.99 | 0.99 | 0.99 | 0.99 | 0.99 | 0.99 | 0.99 | 0.99 | 0.99 | DEMAND RESPONSE | 2019-01-01 | 1900 | 2030 | Y | South | FC |  |  |  | #N/A | #N/A |  | Yes | 0.99 | 0
NQC List | CAISO | SCEW_2_PDRP113 | CAISO System |  | 0.45 | 0.45 | 0.45 | 0.45 | 0.45 | 0.45 | 0.45 | 0.45 | 0.45 | 0.45 | 0.45 | 0.45 | DEMAND RESPONSE | 2019-01-01 | 1900 | 2030 | Y | South | FC |  |  |  | #N/A | #N/A |  | #N/A | #N/A | #N/A
NQC List | CAISO | SCEW_2_PDRP117 | CAISO System | SCEW_2_PDRP117 | 0.99 | 0.99 | 0.99 | 0.99 | 0.99 | 0.99 | 0.99 | 0.99 | 0.99 | 0.99 | 0.99 | 0.99 | DEMAND RESPONSE | #N/A | 1900 | 2030 | Y | South | FC |  |  |  | #N/A | #N/A |  | #N/A | #N/A | #N/A
NQC List | CAISO | [15 empty] | #N/A | #N/A | 1900 | #N/A | [6 empty] | #N/A | #N/A |  | #N/A | #VALUE! | #N/A
NQC List | CAISO | [15 empty] | #N/A | #N/A | 1900 | #N/A | [6 empty] | #N/A | #N/A |  | #N/A | #VALUE! | #N/A
NQC List | CAISO | [15 empty] | #N/A | #N/A | 1900 | #N/A | [6 empty] | #N/A | #N/A |  | #N/A | #VALUE! | #N/A
NQC List | CAISO | [15 empty] | #N/A | #N/A | 1900 | #N/A | [6 empty] | #N/A | #N/A |  | #N/A | #VALUE! | #N/A
NQC List | CAISO | [15 empty] | #N/A | #N/A | 1900 | #N/A | [6 empty] | #N/A | #N/A |  | #N/A | #VALUE! | #N/A
NQC List | CAISO | [15 empty] | #N/A | #N/A | 1900 | #N/A | [6 empty] | #N/A | #N/A |  | #N/A | #VALUE! | #N/A
NQC List | CAISO | SCEW_2_PDRP124 | CAISO System | SCEW_2_PDRP124 | 0.99 | 0.99 | 0.99 | 0.99 | 0.99 | 0.99 | 0.99 | 0.99 | 0.99 | 0.99 | 0.99 | 0.99 | DEMAND RESPONSE | #N/A | 1900 | 2030 | Y | South | FC |  |  |  | #N/A | #N/A |  | #N/A | #N/A | #N/A
NQC List | CAISO | SCEW_2_PDRP126 | CAISO System |  | JUL: 0.99; AUG: 0.99; SEP: 0.99; OCT: 0.99; NOV: 0.99; DEC: 0.99 | DEMAND RESPONSE | 2020-07-01 | 1900 | 2050 | Y | South | FC |  |  |  | #N/A | #N/A |  | #N/A | #N/A | #N/A
NQC List | CAISO | SCEW_2_PDRP127 | CAISO System |  | JUL: 0.99; AUG: 0.99; SEP: 0.99; OCT: 0.99; NOV: 0.99; DEC: 0.99 | DEMAND RESPONSE | 2020-07-01 | 1900 | 2050 | Y | South | FC |  |  |  | #N/A | #N/A |  | #N/A | #N/A | #N/A
NQC List | CAISO | SCEW_2_PDRP128 | CAISO System |  | JUL: 0.99; AUG: 0.99; SEP: 0.99; OCT: 0.99; NOV: 0.99; DEC: 0.99 | DEMAND RESPONSE | 2020-07-01 | 1900 | 2050 | Y | South | FC |  |  |  | #N/A | #N/A |  | #N/A | #N/A | #N/A
NQC List | CAISO | SCEW_2_PDRP129 | CAISO System |  | JUL: 0.99; AUG: 0.99; SEP: 0.99; OCT: 0.99; NOV: 0.99; DEC: 0.99 | DEMAND RESPONSE | 2020-07-01 | 1900 | 2050 | Y | South | FC |  |  |  | #N/A | #N/A |  | #N/A | #N/A | #N/A
NQC List | CAISO | SCEW_2_PDRP130 | CAISO System |  | JUN: 0.99; JUL: 0.99; AUG: 0.99; SEP: 0.99; OCT: 0.99; NOV: 0.99; DEC: 0.99 | DEMAND RESPONSE | 2020-06-01 | 1900 | 2050 | Y | South | FC |  |  |  | #N/A | #N/A |  | #N/A | #N/A | #N/A
NQC List | CAISO | SCEW_2_PDRP131 | CAISO System |  | JUN: 0.99; JUL: 0.99; AUG: 0.99; SEP: 0.99; OCT: 0.99; NOV: 0.99; DEC: 0.99 | DEMAND RESPONSE | 2020-06-01 | 1900 | 2050 | Y | South | FC |  |  |  | #N/A | #N/A |  | Yes | 0.99 | 0
NQC List | CAISO | SCEW_2_PDRP132 | CAISO System |  | JUL: 0.99; AUG: 0.99; SEP: 0.99; OCT: 0.99; NOV: 0.99; DEC: 0.99 | DEMAND RESPONSE | 2020-07-01 | 1900 | 2050 | Y | South | FC |  |  |  | #N/A | #N/A |  | #N/A | #N/A | #N/A
NQC List | CAISO | SCEW_2_PDRP133 | CAISO System |  | JUL: 0.99; AUG: 0.99; SEP: 0.99; OCT: 0.99; NOV: 0.99; DEC: 0.99 | DEMAND RESPONSE | 2020-07-01 | 1900 | 2050 | Y | South | FC |  |  |  | #N/A | #N/A |  | #N/A | #N/A | #N/A
NQC List | CAISO | SCEW_2_PDRP15 | CAISO System | PDR-F SCEW | 1.4 | 1.4 | 1.4 | 1.4 | 1.4 | 1.4 | 1.4 | 1.4 | 1.4 | 1.4 | 1.4 | 1.4 | DEMAND RESPONSE | 2019-01-01 | 1900 | 2030 | Y | South | FC |  |  |  | #N/A | #N/A |  | #N/A | #N/A | #N/A
NQC List | CAISO | [15 empty] | #N/A | #N/A | 1900 | #N/A | [6 empty] | #N/A | #N/A |  | #N/A | #VALUE! | #N/A
NQC List | CAISO | SCEW_2_PDRP165 | CAISO System |  | JUN: 3; JUL: 3; AUG: 3; SEP: 3; OCT: 3; NOV: 3; DEC: 3 | DEMAND RESPONSE | 2020-06-01 | 1900 | 2050 | Y | South | FC |  |  |  | #N/A | #N/A |  | #N/A | #N/A | #N/A
NQC List | CAISO | SCEW_2_PDRP168 | CAISO System |  | JUN: 5.36; JUL: 5.36; AUG: 5.36; SEP: 6.5; OCT: 5.85; NOV: 5.85; DEC: 5.85 | DEMAND RESPONSE | 2020-06-01 | 1900 | 2050 | Y | South | FC |  |  |  | #N/A | #N/A |  | Yes | 0 | 6.5
NQC List | CAISO | SCEW_2_PDRP17 | CAISO System | PDR-E SCEW | 0.99 | 0.99 | 0.99 | 0.99 | 0.99 | 0.99 | 0.99 | 0.99 | 0.99 | 0.99 | 0.99 | 0.99 | DEMAND RESPONSE | 2019-01-01 | 1900 | 2030 | Y | South | FC |  |  |  | #N/A | #N/A |  | #N/A | #N/A | #N/A
NQC List | CAISO | SCEW_2_PDRP170 | CAISO System |  | JUN: 8; JUL: 8; AUG: 8; SEP: 8; OCT: 8; NOV: 8; DEC: 8 | DEMAND RESPONSE | 2020-06-01 | 1900 | 2050 | Y | South | FC |  |  |  | #N/A | #N/A |  | #N/A | #N/A | #N/A
NQC List | CAISO | SCEW_2_PDRP171 | CAISO System |  | JUL: 0.99; AUG: 0.99; SEP: 0.99; OCT: 0.99; NOV: 0.99; DEC: 0.99 | DEMAND RESPONSE | 2020-07-01 | 1900 | 2050 | Y | South | FC |  |  |  | #N/A | #N/A |  | #N/A | #N/A | #N/A
NQC List | CAISO | SCEW_2_PDRP172 | CAISO System |  | JUL: 0.99; AUG: 0.99; SEP: 0.99; OCT: 0.99; NOV: 0.99; DEC: 0.99 | DEMAND RESPONSE | 2020-07-01 | 1900 | 2050 | Y | South | FC |  |  |  | #N/A | #N/A |  | Yes | 0.99 | 0
NQC List | CAISO | SCEW_2_PDRP173 | CAISO System |  | JUL: 0.99; AUG: 0.99; SEP: 0.99; OCT: 0.99; NOV: 0.99; DEC: 0.99 | DEMAND RESPONSE | 2020-07-01 | 1900 | 2050 | Y | South | FC |  |  |  | #N/A | #N/A |  | Yes | 0.99 | 0
NQC List | CAISO | SCEW_2_PDRP174 | CAISO System |  | JUL: 0.99; AUG: 0.99; SEP: 0.99; OCT: 0.99; NOV: 0.99; DEC: 0.99 | DEMAND RESPONSE | 2020-07-01 | 1900 | 2050 | Y | South | FC |  |  |  | #N/A | #N/A |  | Yes | 0.99 | 0
NQC List | CAISO | SCEW_2_PDRP175 | CAISO System |  | JUL: 0.99; AUG: 0.99; SEP: 0.99; OCT: 0.99; NOV: 0.99; DEC: 0.99 | DEMAND RESPONSE | 2020-07-01 | 1900 | 2050 | Y | South | FC |  |  |  | #N/A | #N/A |  | Yes | 0.99 | 0
NQC List | CAISO | SCEW_2_PDRP176 | CAISO System |  | SEP: 2; OCT: 2; NOV: 2; DEC: 2 | DEMAND RESPONSE | 2020-09-01 | 1900 | 2050 | Y | South | FC |  |  |  | #N/A | #N/A |  | #N/A | #N/A | #N/A
NQC List | CAISO | [15 empty] | #N/A | #N/A | 1900 | #N/A | [6 empty] | #N/A | #N/A |  | #N/A | #VALUE! | #N/A
NQC List | CAISO | SCEW_2_PDRP19 | CAISO System | SCEW_2_PDRP19 | 1.1 | 1.05 | 1.05 | 1.24 | 1.23 | 2.22 | 3.15 | 3.33 | 1.99 | 1.37 | 1.04 | 0.85 | DEMAND RESPONSE | 2019-01-01 | 1900 | 2030 | Y | South | FC |  |  |  | #N/A | #N/A |  | #N/A | #N/A | #N/A
NQC List | CAISO | SCEW_2_PDRP20 | CAISO System | SCEW_2_PDRP20 | 5 | 5 | 5 | 5 | 5 | 5 | 5 | 5 | 5 | 5 | 5 | 5 | DEMAND RESPONSE | 2019-01-01 | 1900 | 2030 | Y | South | FC |  |  |  | #N/A | #N/A |  | #N/A | #N/A | #N/A
NQC List | CAISO | [15 empty] | #N/A | #N/A | 1900 | #N/A | [6 empty] | #N/A | #N/A |  | #N/A | #VALUE! | #N/A
NQC List | CAISO | SCEW_2_PDRP24 | CAISO System | PDR-D SCEW | 2.5 | 2.5 | 2.5 | 2.5 | 2.5 | 2.5 | 2.5 | 2.5 | 2.5 | 2.5 | 2.5 | 2.5 | DEMAND RESPONSE | 2019-01-01 | 1900 | 2030 | Y | South | FC |  |  |  | #N/A | #N/A |  | #N/A | #N/A | #N/A
NQC List | CAISO | [15 empty] | #N/A | #N/A | 1900 | #N/A | [6 empty] | #N/A | #N/A |  | #N/A | #VALUE! | #N/A
NQC List | CAISO | [15 empty] | #N/A | #N/A | 1900 | #N/A | [6 empty] | #N/A | #N/A |  | #N/A | #VALUE! | #N/A
NQC List | CAISO | [15 empty] | #N/A | #N/A | 1900 | #N/A | [6 empty] | #N/A | #N/A |  | #N/A | #VALUE! | #N/A
NQC List | CAISO | SCEW_2_PDRP28 | CAISO System |  | 0.8 | 0.8 | 0.8 | 0.8 | 0.8 | 0.9 | 2 | 2 | 2 | 2 | 2 | 2 | DEMAND RESPONSE | 2019-01-01 | 1900 | 2030 | Y | South | FC |  |  |  | #N/A | #N/A |  | #N/A | #N/A | #N/A
NQC List | CAISO | [15 empty] | #N/A | #N/A | 1900 | #N/A | [6 empty] | #N/A | #N/A |  | #N/A | #VALUE! | #N/A
NQC List | CAISO | [15 empty] | #N/A | #N/A | 1900 | #N/A | [6 empty] | #N/A | #N/A |  | #N/A | #VALUE! | #N/A
NQC List | CAISO | SCEW_2_PDRP31 | CAISO System |  | 1.7 | 1.7 | 1.7 | 1.7 | 1.7 | 1.7 | 2 | 2 | 2.6 | 2.6 | 2.6 | 2.6 | DEMAND RESPONSE | 2019-01-01 | 1900 | 2030 | Y | South | FC |  |  |  | #N/A | #N/A |  | #N/A | #N/A | #N/A
NQC List | CAISO | SCEW_2_PDRP32 | CAISO System | PDR-F SCEW SEES 1 | 0.1 | 0.1 | 0.1 | 0.1 | 0.1 | 0.1 | 0.1 | 0.1 | 0.1 | 0.1 | 0.1 | 0.1 | DEMAND RESPONSE | 2019-01-01 | 1900 | 2030 | Y | South | FC |  |  |  | #N/A | #N/A |  | #N/A | #N/A | #N/A
NQC List | CAISO | [15 empty] | #N/A | #N/A | 1900 | #N/A | [6 empty] | #N/A | #N/A |  | #N/A | #VALUE! | #N/A
NQC List | CAISO | SCEW_2_PDRP34 | CAISO System | PDR-E SCEW 2 | 0.5 | 0.5 | 0.5 | 0.5 | 0.5 | 0.5 | 0.5 | 0.5 | 0.5 | 0.5 | 0.5 | 0.5 | DEMAND RESPONSE | 2019-01-01 | 1900 | 2030 | Y | South | FC |  |  |  | #N/A | #N/A |  | #N/A | #N/A | #N/A
NQC List | CAISO | SCEW_2_PDRP37 | CAISO System | SCEW_2_PDRP37 | 0.99 | 0.99 | 0.99 | 0.99 | 0.99 | 0.99 | 0.99 | 0.99 | 0.99 | 0.99 | 0.99 | 0.99 | DEMAND RESPONSE | 2019-01-01 | 1900 | 2030 | Y | South | FC |  |  |  | #N/A | #N/A |  | #N/A | #N/A | #N/A
NQC List | CAISO | SCEW_2_PDRP38 | CAISO System | SCEW_2_PDRP38 | 6 | 6 | 6 | 6 | 6 | 6 | 6 | 6 | 6 | 6 | 6 | 6 | DEMAND RESPONSE | 2019-01-01 | 1900 | 2030 | Y | South | FC |  |  |  | #N/A | #N/A |  | #N/A | #N/A | #N/A
NQC List | CAISO | SCEW_2_PDRP39 | CAISO System | SCEW_2_PDRP39 | 5 | 5 | 5 | 5 | 5 | 5 | 5 | 5 | 5 | 5 | 5 | 5 | DEMAND RESPONSE | 2019-01-01 | 1900 | 2030 | Y | South | FC |  |  |  | #N/A | #N/A |  | #N/A | #N/A | #N/A
NQC List | CAISO | SCEW_2_PDRP40 | CAISO System | SCEW_2_PDRP40 | 0.99 | 0.99 | 0.99 | 0.99 | 0.99 | 0.99 | 0.99 | 0.99 | 0.99 | 0.99 | 0.99 | 0.99 | DEMAND RESPONSE | 2019-01-01 | 1900 | 2030 | Y | South | FC |  |  |  | #N/A | #N/A |  | #N/A | #N/A | #N/A
NQC List | CAISO | SCEW_2_PDRP41 | CAISO System | SCEW_2_PDRP41 | 0.99 | 0.99 | 0.99 | 0.99 | 0.99 | 0.99 | 0.99 | 0.99 | 0.99 | 0.99 | 0.99 | 0.99 | DEMAND RESPONSE | 2019-01-01 | 1900 | 2030 | Y | South | FC |  |  |  | #N/A | #N/A |  | #N/A | #N/A | #N/A
NQC List | CAISO | SCEW_2_PDRP42 | CAISO System | SCEW_2_PDRP42 | 0.99 | 0.99 | 0.99 | 0.99 | 0.99 | 0.99 | 0.99 | 0.99 | 0.99 | 0.99 | 0.99 | 0.99 | DEMAND RESPONSE | 2019-01-01 | 1900 | 2030 | Y | South | FC |  |  |  | #N/A | #N/A |  | #N/A | #N/A | #N/A
NQC List | CAISO | SCEW_2_PDRP43 | CAISO System | SCEW_2_PDRP43 | 0.99 | 0.99 | 0.99 | 0.99 | 0.99 | 0.99 | 0.99 | 0.99 | 0.99 | 0.99 | 0.99 | 0.99 | DEMAND RESPONSE | 2019-01-01 | 1900 | 2030 | Y | South | FC |  |  |  | #N/A | #N/A |  | #N/A | #N/A | #N/A
NQC List | CAISO | SCEW_2_PDRP44 | CAISO System | SCEW_2_PDRP44 | 0.99 | 0.99 | 0.99 | 0.99 | 0.99 | 0.99 | 0.99 | 0.99 | 0.99 | 0.99 | 0.99 | 0.99 | DEMAND RESPONSE | 2019-01-01 | 1900 | 2030 | Y | South | FC |  |  |  | #N/A | #N/A |  | #N/A | #N/A | #N/A
NQC List | CAISO | SCEW_2_PDRP45 | CAISO System | SCEW_2_PDRP45 | 0.99 | 0.99 | 0.99 | 0.99 | 0.99 | 0.99 | 0.99 | 0.99 | 0.99 | 0.99 | 0.99 | 0.99 | DEMAND RESPONSE | 2019-01-01 | 1900 | 2030 | Y | South | FC |  |  |  | #N/A | #N/A |  | #N/A | #N/A | #N/A
NQC List | CAISO | SCEW_2_PDRP46 | CAISO System | SCEW_2_PDRP46 | 0.99 | 0.99 | 0.99 | 0.99 | 0.99 | 0.99 | 0.99 | 0.99 | 0.99 | 0.99 | 0.99 | 0.99 | DEMAND RESPONSE | 2019-01-01 | 1900 | 2030 | Y | South | FC |  |  |  | #N/A | #N/A |  | #N/A | #N/A | #N/A
NQC List | CAISO | SCEW_2_PDRP47 | CAISO System | SCEW_2_PDRP47 | 0.99 | 0.99 | 0.99 | 0.99 | 0.99 | 0.99 | 0.99 | 0.99 | 0.99 | 0.99 | 0.99 | 0.99 | DEMAND RESPONSE | 2019-01-01 | 1900 | 2030 | Y | South | FC |  |  |  | #N/A | #N/A |  | #N/A | #N/A | #N/A
NQC List | CAISO | SCEW_2_PDRP48 | CAISO System | SCEW_2_PDRP48 | 0.99 | 0.99 | 0.99 | 0.99 | 0.99 | 0.99 | 0.99 | 0.99 | 0.99 | 0.99 | 0.99 | 0.99 | DEMAND RESPONSE | 2019-01-01 | 1900 | 2030 | Y | South | FC |  |  |  | #N/A | #N/A |  | #N/A | #N/A | #N/A
NQC List | CAISO | SCEW_2_PDRP49 | CAISO System | SCEW_2_PDRP49 | 0.99 | 0.99 | 0.99 | 0.99 | 0.99 | 0.99 | 0.99 | 0.99 | 0.99 | 0.99 | 0.99 | 0.99 | DEMAND RESPONSE | 2019-01-01 | 1900 | 2030 | Y | South | FC |  |  |  | #N/A | #N/A |  | #N/A | #N/A | #N/A
NQC List | CAISO | SCEW_2_PDRP50 | CAISO System | SCEW_2_PDRP50 | 0.99 | 0.99 | 0.99 | 0.99 | 0.99 | 0.99 | 0.99 | 0.99 | 0.99 | 0.99 | 0.99 | 0.99 | DEMAND RESPONSE | 2019-01-01 | 1900 | 2030 | Y | South | FC |  |  |  | #N/A | #N/A |  | #N/A | #N/A | #N/A
NQC List | CAISO | SCEW_2_PDRP51 | CAISO System | SCEW_2_PDRP51 | 0.99 | 0.99 | 0.99 | 0.99 | 0.99 | 0.99 | 0.99 | 0.99 | 0.99 | 0.99 | 0.99 | 0.99 | DEMAND RESPONSE | 2019-01-01 | 1900 | 2030 | Y | South | FC |  |  |  | #N/A | #N/A |  | #N/A | #N/A | #N/A
NQC List | CAISO | SCEW_2_PDRP52 | CAISO System | SCEW_2_PDRP52 | 0.99 | 0.99 | 0.99 | 0.99 | 0.99 | 0.99 | 0.99 | 0.99 | 0.99 | 0.99 | 0.99 | 0.99 | DEMAND RESPONSE | 2019-01-01 | 1900 | 2030 | Y | South | FC |  |  |  | #N/A | #N/A |  | #N/A | #N/A | #N/A
NQC List | CAISO | SCEW_2_PDRP53 | CAISO System | SCEW_2_PDRP53 | 0.99 | 0.99 | 0.99 | 0.99 | 0.99 | 0.99 | 0.99 | 0.99 | 0.99 | 0.99 | 0.99 | 0.99 | DEMAND RESPONSE | 2019-01-01 | 1900 | 2030 | Y | South | FC |  |  |  | #N/A | #N/A |  | #N/A | #N/A | #N/A
NQC List | CAISO | SCEW_2_PDRP54 | CAISO System | SCEW_2_PDRP54 | 0.99 | 0.99 | 0.99 | 0.99 | 0.99 | 0.99 | 0.99 | 0.99 | 0.99 | 0.99 | 0.99 | 0.99 | DEMAND RESPONSE | 2019-01-01 | 1900 | 2030 | Y | South | FC |  |  |  | #N/A | #N/A |  | #N/A | #N/A | #N/A
NQC List | CAISO | SCEW_2_PDRP55 | CAISO System | SCEW_2_PDRP55 | 0.99 | 0.99 | 0.99 | 0.99 | 0.99 | 0.99 | 0.99 | 0.99 | 0.99 | 0.99 | 0.99 | 0.99 | DEMAND RESPONSE | 2019-01-01 | 1900 | 2030 | Y | South | FC |  |  |  | #N/A | #N/A |  | #N/A | #N/A | #N/A
NQC List | CAISO | SCEW_2_PDRP56 | CAISO System | SCEW_2_PDRP56 | 0.99 | 0.99 | 0.99 | 0.99 | 0.99 | 0.99 | 0.99 | 0.99 | 0.99 | 0.99 | 0.99 | 0.99 | DEMAND RESPONSE | 2019-01-01 | 1900 | 2030 | Y | South | FC |  |  |  | #N/A | #N/A |  | #N/A | #N/A | #N/A
NQC List | CAISO | SCEW_2_PDRP57 | CAISO System | SCEW_2_PDRP57 | 0.99 | 0.99 | 0.99 | 0.99 | 0.99 | 0.99 | 0.99 | 0.99 | 0.99 | 0.99 | 0.99 | 0.99 | DEMAND RESPONSE | 2019-01-01 | 1900 | 2030 | Y | South | FC |  |  |  | #N/A | #N/A |  | #N/A | #N/A | #N/A
NQC List | CAISO | SCEW_2_PDRP58 | CAISO System | SCEW_2_PDRP58 | 0.99 | 0.99 | 0.99 | 0.99 | 0.99 | 0.99 | 0.99 | 0.99 | 0.99 | 0.99 | 0.99 | 0.99 | DEMAND RESPONSE | 2019-01-01 | 1900 | 2030 | Y | South | FC |  |  |  | #N/A | #N/A |  | #N/A | #N/A | #N/A
NQC List | CAISO | SCEW_2_PDRP59 | CAISO System | SCEW_2_PDRP59 | 0.99 | 0.99 | 0.99 | 0.99 | 0.99 | 0.99 | 0.99 | 0.99 | 0.99 | 0.99 | 0.99 | 0.99 | DEMAND RESPONSE | 2019-01-01 | 1900 | 2030 | Y | South | FC |  |  |  | #N/A | #N/A |  | #N/A | #N/A | #N/A
NQC List | CAISO | SCEW_2_PDRP60 | CAISO System | SCEW_2_PDRP60 | 0.99 | 0.99 | 0.99 | 0.99 | 0.99 | 0.99 | 0.99 | 0.99 | 0.99 | 0.99 | 0.99 | 0.99 | DEMAND RESPONSE | 2019-01-01 | 1900 | 2030 | Y | South | FC |  |  |  | #N/A | #N/A |  | #N/A | #N/A | #N/A
NQC List | CAISO | SCEW_2_PDRP61 | CAISO System | SCEW_2_PDRP61 | 0.99 | 0.99 | 0.99 | 0.99 | 0.99 | 0.99 | 0.99 | 0.99 | 0.99 | 0.99 | 0.99 | 0.99 | DEMAND RESPONSE | 2019-01-01 | 1900 | 2030 | Y | South | FC |  |  |  | #N/A | #N/A |  | #N/A | #N/A | #N/A
NQC List | CAISO | SCEW_2_PDRP62 | CAISO System | SCEW_2_PDRP62 | 0.99 | 0.99 | 0.99 | 0.99 | 0.99 | 0.99 | 0.99 | 0.99 | 0.99 | 0.99 | 0.99 | 0.99 | DEMAND RESPONSE | 2019-01-01 | 1900 | 2030 | Y | South | FC |  |  |  | #N/A | #N/A |  | #N/A | #N/A | #N/A
NQC List | CAISO | SCEW_2_PDRP63 | CAISO System | SCEW_2_PDRP63 | 0.99 | 0.99 | 0.99 | 0.99 | 0.99 | 0.99 | 0.99 | 0.99 | 0.99 | 0.99 | 0.99 | 0.99 | DEMAND RESPONSE | 2019-01-01 | 1900 | 2030 | Y | South | FC |  |  |  | #N/A | #N/A |  | #N/A | #N/A | #N/A
NQC List | CAISO | SCEW_2_PDRP64 | CAISO System | SCEW_2_PDRP64 | 0.99 | 0.99 | 0.99 | 0.99 | 0.99 | 0.99 | 0.99 | 0.99 | 0.99 | 0.99 | 0.99 | 0.99 | DEMAND RESPONSE | 2019-01-01 | 1900 | 2030 | Y | South | FC |  |  |  | #N/A | #N/A |  | #N/A | #N/A | #N/A
NQC List | CAISO | SCEW_2_PDRP65 | CAISO System | SCEW_2_PDRP65 | 0.99 | 0.99 | 0.99 | 0.99 | 0.99 | 0.99 | 0.99 | 0.99 | 0.99 | 0.99 | 0.99 | 0.99 | DEMAND RESPONSE | 2019-01-01 | 1900 | 2030 | Y | South | FC |  |  |  | #N/A | #N/A |  | #N/A | #N/A | #N/A
NQC List | CAISO | SCEW_2_PDRP66 | CAISO System | SCEW_2_PDRP66 | 0.99 | 0.99 | 0.99 | 0.99 | 0.99 | 0.99 | 0.99 | 0.99 | 0.99 | 0.99 | 0.99 | 0.99 | DEMAND RESPONSE | 2019-01-01 | 1900 | 2030 | Y | South | FC |  |  |  | #N/A | #N/A |  | #N/A | #N/A | #N/A
NQC List | CAISO | SCEW_2_PDRP67 | CAISO System | SCEW_2_PDRP67 | 0.99 | 0.99 | 0.99 | 0.99 | 0.99 | 0.99 | 0.99 | 0.99 | 0.99 | 0.99 | 0.99 | 0.99 | DEMAND RESPONSE | 2019-01-01 | 1900 | 2030 | Y | South | FC |  |  |  | #N/A | #N/A |  | #N/A | #N/A | #N/A
NQC List | CAISO | SCEW_2_PDRP68 | CAISO System | SCEW_2_PDRP68 | 0.99 | 0.99 | 0.99 | 0.99 | 0.99 | 0.99 | 0.99 | 0.99 | 0.99 | 0.99 | 0.99 | 0.99 | DEMAND RESPONSE | 2019-01-01 | 1900 | 2030 | Y | South | FC |  |  |  | #N/A | #N/A |  | #N/A | #N/A | #N/A
NQC List | CAISO | SCEW_2_PDRP69 | CAISO System | SCEW_2_PDRP69 | 0.99 | 0.99 | 0.99 | 0.99 | 0.99 | 0.99 | 0.99 | 0.99 | 0.99 | 0.99 | 0.99 | 0.99 | DEMAND RESPONSE | 2019-01-01 | 1900 | 2030 | Y | South | FC |  |  |  | #N/A | #N/A |  | #N/A | #N/A | #N/A
NQC List | CAISO | SCEW_2_PDRP70 | CAISO System | SCEW_2_PDRP70 | 0.99 | 0.99 | 0.99 | 0.99 | 0.99 | 0.99 | 0.99 | 0.99 | 0.99 | 0.99 | 0.99 | 0.99 | DEMAND RESPONSE | 2019-01-01 | 1900 | 2030 | Y | South | FC |  |  |  | #N/A | #N/A |  | #N/A | #N/A | #N/A
NQC List | CAISO | SCEW_2_PDRP71 | CAISO System | SCEW_2_PDRP71 | 0.99 | 0.99 | 0.99 | 0.99 | 0.99 | 0.99 | 0.99 | 0.99 | 0.99 | 0.99 | 0.99 | 0.99 | DEMAND RESPONSE | 2019-01-01 | 1900 | 2030 | Y | South | FC |  |  |  | #N/A | #N/A |  | #N/A | #N/A | #N/A
NQC List | CAISO | SCEW_2_PDRP72 | CAISO System | SCEW_2_PDRP72 | 0.99 | 0.99 | 0.99 | 0.99 | 0.99 | 0.99 | 0.99 | 0.99 | 0.99 | 0.99 | 0.99 | 0.99 | DEMAND RESPONSE | 2019-01-01 | 1900 | 2030 | Y | South | FC |  |  |  | #N/A | #N/A |  | #N/A | #N/A | #N/A
NQC List | CAISO | SCEW_2_PDRP73 | CAISO System | SCEW_2_PDRP73 | 0.99 | 0.99 | 0.99 | 0.99 | 0.99 | 0.99 | 0.99 | 0.99 | 0.99 | 0.99 | 0.99 | 0.99 | DEMAND RESPONSE | 2019-01-01 | 1900 | 2030 | Y | South | FC |  |  |  | #N/A | #N/A |  | #N/A | #N/A | #N/A
NQC List | CAISO | SCEW_2_PDRP74 | CAISO System | SCEW_2_PDRP74 | 0.99 | 0.99 | 0.99 | 0.99 | 0.99 | 0.99 | 0.99 | 0.99 | 0.99 | 0.99 | 0.99 | 0.99 | DEMAND RESPONSE | 2019-01-01 | 1900 | 2030 | Y | South | FC |  |  |  | #N/A | #N/A |  | #N/A | #N/A | #N/A
NQC List | CAISO | SCEW_2_PDRP75 | CAISO System | SCEW_2_PDRP75 | 0.99 | 0.99 | 0.99 | 0.99 | 0.99 | 0.99 | 0.99 | 0.99 | 0.99 | 0.99 | 0.99 | 0.99 | DEMAND RESPONSE | 2019-01-01 | 1900 | 2030 | Y | South | FC |  |  |  | #N/A | #N/A |  | #N/A | #N/A | #N/A
NQC List | CAISO | SCEW_2_PDRP77 | CAISO System | SCEW_2_PDRP77 | 0.99 | 0.99 | 0.99 | 0.99 | 0.99 | 0.99 | 0.99 | 0.99 | 0.99 | 0.99 | 0.99 | 0.99 | DEMAND RESPONSE | 2019-01-01 | 1900 | 2030 | Y | South | FC |  |  |  | #N/A | #N/A |  | #N/A | #N/A | #N/A
NQC List | CAISO | SCEW_2_PDRP78 | CAISO System | SCEW_2_PDRP78 | 0.99 | 0.99 | 0.99 | 0.99 | 0.99 | 0.99 | 0.99 | 0.99 | 0.99 | 0.99 | 0.99 | 0.99 | DEMAND RESPONSE | 2019-01-01 | 1900 | 2030 | Y | South | FC |  |  |  | #N/A | #N/A |  | #N/A | #N/A | #N/A
NQC List | CAISO | SCEW_2_PDRP79 | CAISO System | SCEW_2_PDRP79 | 0.99 | 0.99 | 0.99 | 0.99 | 0.99 | 0.99 | 0.99 | 0.99 | 0.99 | 0.99 | 0.99 | 0.99 | DEMAND RESPONSE | 2019-01-01 | 1900 | 2030 | Y | South | FC |  |  |  | #N/A | #N/A |  | #N/A | #N/A | #N/A
NQC List | CAISO | SCEW_2_PDRP80 | CAISO System | SCEW_2_PDRP80 | 0.99 | 0.99 | 0.99 | 0.99 | 0.99 | 0.99 | 0.99 | 0.99 | 0.99 | 0.99 | 0.99 | 0.99 | DEMAND RESPONSE | 2019-01-01 | 1900 | 2030 | Y | South | FC |  |  |  | #N/A | #N/A |  | #N/A | #N/A | #N/A
NQC List | CAISO | SCEW_2_PDRP81 | CAISO System | SCEW_2_PDRP81 | 0.99 | 0.99 | 0.99 | 0.99 | 0.99 | 0.99 | 0.99 | 0.99 | 0.99 | 0.99 | 0.99 | 0.99 | DEMAND RESPONSE | 2019-01-01 | 1900 | 2030 | Y | South | FC |  |  |  | #N/A | #N/A |  | #N/A | #N/A | #N/A
NQC List | CAISO | SCEW_2_PDRP82 | CAISO System | SCEW_2_PDRP82 | 0.99 | 0.99 | 0.99 | 0.99 | 0.99 | 0.99 | 0.99 | 0.99 | 0.99 | 0.99 | 0.99 | 0.99 | DEMAND RESPONSE | 2019-01-01 | 1900 | 2030 | Y | South | FC |  |  |  | #N/A | #N/A |  | #N/A | #N/A | #N/A
NQC List | CAISO | SCEW_2_PDRP83 | CAISO System | SCEW_2_PDRP83 | 0.99 | 0.99 | 0.99 | 0.99 | 0.99 | 0.99 | 0.99 | 0.99 | 0.99 | 0.99 | 0.99 | 0.99 | DEMAND RESPONSE | 2019-01-01 | 1900 | 2030 | Y | South | FC |  |  |  | #N/A | #N/A |  | #N/A | #N/A | #N/A
NQC List | CAISO | [15 empty] | #N/A | #N/A | 1900 | #N/A | [6 empty] | #N/A | #N/A |  | #N/A | #VALUE! | #N/A
NQC List | CAISO | SCEW_2_PDRP93 | CAISO System | SCEW_2_PDRP93 | 9.99 | 9.99 | 9.99 | 9.99 | 9.99 | 9.99 | 9.99 | 9.99 | 9.99 | 9.99 | 9.99 | 9.99 | DEMAND RESPONSE | 2019-01-01 | 1900 | 2030 | Y | South | FC |  |  |  | #N/A | #N/A |  | #N/A | #N/A | #N/A
NQC List | CAISO | [15 empty] | #N/A | #N/A | 1900 | #N/A | [6 empty] | #N/A | #N/A |  | #N/A | #VALUE! | #N/A
NQC List | CAISO | [15 empty] | #N/A | #N/A | 1900 | #N/A | [6 empty] | #N/A | #N/A |  | #N/A | #VALUE! | #N/A
NQC List | CAISO | [15 empty] | #N/A | #N/A | 1900 | #N/A | [6 empty] | #N/A | #N/A |  | #N/A | #VALUE! | #N/A
NQC List | CAISO | [15 empty] | #N/A | #N/A | 1900 | #N/A | [6 empty] | #N/A | #N/A |  | #N/A | #VALUE! | #N/A
NQC List | CAISO | [15 empty] | #N/A | #N/A | 1900 | #N/A | [6 empty] | #N/A | #N/A |  | #N/A | #VALUE! | #N/A
NQC List | CAISO | [15 empty] | #N/A | #N/A | 1900 | #N/A | [6 empty] | #N/A | #N/A |  | #N/A | #VALUE! | #N/A
NQC List | CAISO | SCHD_1_PDRP01 | CAISO System | Tesla SCE - Barstow | 0.2 | 0.2 | 0.2 | 0.2 | 0.2 | 0.2 | 0.2 | 0.2 | 0.2 | 0.2 | 0.2 | 0.2 | DEMAND RESPONSE | 2019-01-01 | 1900 | 2030 | Y | South | FC |  |  |  | #N/A | #N/A |  | #N/A | #N/A | #N/A
NQC List | CAISO | SCHD_1_PDRP02 | CAISO System | Tesla SCE - Mojave | 0.14 | 0.14 | 0.14 | 0.14 | 0.14 | 0.14 | 0.14 | 0.14 | 0.14 | 0.14 | 0.14 | 0.14 | DEMAND RESPONSE | 2019-01-01 | 1900 | 2030 | Y | South | FC |  |  |  | #N/A | #N/A |  | #N/A | #N/A | #N/A
NQC List | CAISO | SCHD_1_PDRP04 | CAISO System | SCHD_1_PDRP04 | 0.99 | 0.99 | 0.99 | 0.99 | 0.99 | 0.99 | 0.99 | 0.99 | 0.99 | 0.99 | 0.99 | 0.99 | DEMAND RESPONSE | 2019-01-01 | 1900 | 2030 | Y | South | FC |  |  |  | #N/A | #N/A |  | #N/A | #N/A | #N/A
NQC List | CAISO | SCHD_1_PDRP06 | CAISO System | SCHD_1_PDRP06 | 0.99 | 0.99 | 0.99 | 0.99 | 0.99 | 0.99 | 0.99 | 0.99 | 0.99 | 0.99 | 0.99 | 0.99 | DEMAND RESPONSE | 2019-01-01 | 1900 | 2030 | Y | South | FC |  |  |  | #N/A | #N/A |  | #N/A | #N/A | #N/A
NQC List | CAISO | SCHD_1_PDRP07 | CAISO System | SCHD_1_PDRP07 | 0.99 | 0.99 | 0.99 | 0.99 | 0.99 | 0.99 | 0.99 | 0.99 | 0.99 | 0.99 | 0.99 | 0.99 | DEMAND RESPONSE | 2019-01-01 | 1900 | 2030 | Y | South | FC |  |  |  | #N/A | #N/A |  | #N/A | #N/A | #N/A
NQC List | CAISO | SCHD_1_PDRP08 | CAISO System | SCHD_1_PDRP08 | 0.99 | 0.99 | 0.99 | 0.99 | 0.99 | 0.99 | 0.99 | 0.99 | 0.99 | 0.99 | 0.99 | 0.99 | DEMAND RESPONSE | 2019-01-01 | 1900 | 2030 | Y | South | FC |  |  |  | #N/A | #N/A |  | #N/A | #N/A | #N/A
NQC List | CAISO | SCHD_1_PDRP09 | CAISO System | SCHD_1_PDRP09 | 0.99 | 0.99 | 0.99 | 0.99 | 0.99 | 0.99 | 0.99 | 0.99 | 0.99 | 0.99 | 0.99 | 0.99 | DEMAND RESPONSE | 2019-01-01 | 1900 | 2030 | Y | South | FC |  |  |  | #N/A | #N/A |  | #N/A | #N/A | #N/A
NQC List | CAISO | SCHD_1_PDRP10 | CAISO System | SCHD_1_PDRP10 | 2 | 2 | 2 | 2 | 2 | 2 | 2 | 2 | 2 | 2 | 2 | 2 | DEMAND RESPONSE | 2019-01-01 | 1900 | 2030 | Y | South | FC |  |  |  | #N/A | #N/A |  | #N/A | #N/A | #N/A
NQC List | CAISO | SCHD_1_PDRP11 | CAISO System | SCHD_1_PDRP11 | 3 | 3 | 3 | 3 | 3 | 3 | 3 | 3 | 3 | 3 | 3 | 3 | DEMAND RESPONSE | 2019-01-01 | 1900 | 2030 | Y | South | FC |  |  |  | #N/A | #N/A |  | #N/A | #N/A | #N/A
NQC List | CAISO | SCHD_1_PDRP12 | CAISO System | SCHD_1_PDRP12 | 0.29 | 0.29 | 0.31 | 0.55 | 0.64 | 1.02 | 1.38 | 1.37 | 0.86 | 0.61 | 0.41 | 0.31 | DEMAND RESPONSE | 2019-01-01 | 1900 | 2030 | Y | South | FC |  |  |  | #N/A | #N/A |  | #N/A | #N/A | #N/A
NQC List | CAISO | SCHD_1_PDRP15 | CAISO System | PDR-F SCHD 2 | 3 | 3 | 3 | 3 | 3 | 3 | 3 | 3 | 3 | 3 | 3 | 3 | DEMAND RESPONSE | 2019-01-01 | 1900 | 2030 | Y | South | FC |  |  |  | #N/A | #N/A |  | #N/A | #N/A | #N/A
NQC List | CAISO | SCHD_1_PDRP16 | CAISO System |  | 1.1 | 1.1 | 1.1 | 1.1 | 4 | 4 | 4 | 4 | 4 | 4 | 4 | 4 | DEMAND RESPONSE | 2019-01-01 | 1900 | 2030 | Y | South | FC |  |  |  | #N/A | #N/A |  | #N/A | #N/A | #N/A
NQC List | CAISO | SCHD_1_PDRP17 | CAISO System |  | 0.9 | 0.9 | 0.9 | 0.9 | 0.9 | 0.9 | 0.9 | 0.9 | 0.9 | 0.9 | 0.9 | 0.9 | DEMAND RESPONSE | 2019-01-01 | 1900 | 2030 | Y | South | FC |  |  |  | #N/A | #N/A |  | #N/A | #N/A | #N/A
NQC List | CAISO | SCHD_1_PDRP18 | CAISO System |  | 0.1 | 0.1 | 0.1 | 0.1 | 0.1 | 0.25 | 0.25 | 0.25 | 0.25 | 0.25 | 0.25 | 0.25 | DEMAND RESPONSE | 2019-01-01 | 1900 | 2030 | Y | South | FC |  |  |  | #N/A | #N/A |  | #N/A | #N/A | #N/A
NQC List | CAISO | SCHD_1_PDRP19 | CAISO System |  | 0.1 | 0.1 | 0.1 | 0.1 | 0.1 | 0.25 | 0.25 | 0.25 | 0.25 | 0.25 | 0.25 | 0.25 | DEMAND RESPONSE | 2019-01-01 | 1900 | 2030 | Y | South | FC |  |  |  | #N/A | #N/A |  | #N/A | #N/A | #N/A
NQC List | CAISO | SCHD_1_PDRP20 | CAISO System |  | 0.5 | 0.5 | 0.5 | 0.5 | 0.5 | 0.5 | 0.7 | 0.7 | 0.7 | 0.7 | 0.7 | 0.7 | DEMAND RESPONSE | 2019-01-01 | 1900 | 2030 | Y | South | FC |  |  |  | #N/A | #N/A |  | #N/A | #N/A | #N/A
NQC List | CAISO | SCHD_1_PDRP21 | CAISO System |  | 0.1 | 0.1 | 0.1 | 0.1 | 0.1 | 0.1 | 0.1 | 0.1 | 0.1 | 0.1 | 0.1 | 0.1 | DEMAND RESPONSE | 2019-01-01 | 1900 | 2030 | Y | South | FC |  |  |  | #N/A | #N/A |  | #N/A | #N/A | #N/A
NQC List | CAISO | SCHD_1_PDRP23 | CAISO System | SCHD_1_PDRP23 | 0.99 | 0.99 | 0.99 | 0.99 | 0.99 | 0.99 | 0.99 | 0.99 | 0.99 | 0.99 | 0.99 | 0.99 | DEMAND RESPONSE | 2019-01-01 | 1900 | 2030 | Y | South | FC |  |  |  | #N/A | #N/A |  | #N/A | #N/A | #N/A
NQC List | CAISO | SCHD_1_PDRP24 | CAISO System | SCHD_1_PDRP24 | 0.99 | 0.99 | 0.99 | 0.99 | 0.99 | 0.99 | 0.99 | 0.99 | 0.99 | 0.99 | 0.99 | 0.99 | DEMAND RESPONSE | 2019-01-01 | 1900 | 2030 | Y | South | FC |  |  |  | #N/A | #N/A |  | #N/A | #N/A | #N/A
NQC List | CAISO | SCHD_1_PDRP25 | CAISO System | SCHD_1_PDRP25 | 0.99 | 0.99 | 0.99 | 0.99 | 0.99 | 0.99 | 0.99 | 0.99 | 0.99 | 0.99 | 0.99 | 0.99 | DEMAND RESPONSE | 2019-01-01 | 1900 | 2030 | Y | South | FC |  |  |  | #N/A | #N/A |  | #N/A | #N/A | #N/A
NQC List | CAISO | SCHD_1_PDRP26 | CAISO System | SCHD_1_PDRP26 | 0.99 | 0.99 | 0.99 | 0.99 | 0.99 | 0.99 | 0.99 | 0.99 | 0.99 | 0.99 | 0.99 | 0.99 | DEMAND RESPONSE | 2019-01-01 | 1900 | 2030 | Y | South | FC |  |  |  | #N/A | #N/A |  | #N/A | #N/A | #N/A
NQC List | CAISO | SCHD_1_PDRP27 | CAISO System | SCHD_1_PDRP27 | 0.99 | 0.99 | 0.99 | 0.99 | 0.99 | 0.99 | 0.99 | 0.99 | 0.99 | 0.99 | 0.99 | 0.99 | DEMAND RESPONSE | 2019-01-01 | 1900 | 2030 | Y | South | FC |  |  |  | #N/A | #N/A |  | #N/A | #N/A | #N/A
NQC List | CAISO | SCHD_1_PDRP28 | CAISO System | SCHD_1_PDRP28 | 0.99 | 0.99 | 0.99 | 0.99 | 0.99 | 0.99 | 0.99 | 0.99 | 0.99 | 0.99 | 0.99 | 0.99 | DEMAND RESPONSE | 2019-01-01 | 1900 | 2030 | Y | South | FC |  |  |  | #N/A | #N/A |  | #N/A | #N/A | #N/A
NQC List | CAISO | SCHD_1_PDRP29 | CAISO System | SCHD_1_PDRP29 | 0.99 | 0.99 | 0.99 | 0.99 | 0.99 | 0.99 | 0.99 | 0.99 | 0.99 | 0.99 | 0.99 | 0.99 | DEMAND RESPONSE | 2019-01-01 | 1900 | 2030 | Y | South | FC |  |  |  | #N/A | #N/A |  | #N/A | #N/A | #N/A
NQC List | CAISO | SCHD_1_PDRP30 | CAISO System | SCHD_1_PDRP30 | 0.99 | 0.99 | 0.99 | 0.99 | 0.99 | 0.99 | 0.99 | 0.99 | 0.99 | 0.99 | 0.99 | 0.99 | DEMAND RESPONSE | 2019-01-01 | 1900 | 2030 | Y | South | FC |  |  |  | #N/A | #N/A |  | #N/A | #N/A | #N/A
NQC List | CAISO | SCHD_1_PDRP31 | CAISO System | SCHD_1_PDRP31 | 0.99 | 0.99 | 0.99 | 0.99 | 0.99 | 0.99 | 0.99 | 0.99 | 0.99 | 0.99 | 0.99 | 0.99 | DEMAND RESPONSE | 2019-01-01 | 1900 | 2030 | Y | South | FC |  |  |  | #N/A | #N/A |  | #N/A | #N/A | #N/A
NQC List | CAISO | SCHD_1_PDRP32 | CAISO System | SCHD_1_PDRP32 | 0.99 | 0.99 | 0.99 | 0.99 | 0.99 | 0.99 | 0.99 | 0.99 | 0.99 | 0.99 | 0.99 | 0.99 | DEMAND RESPONSE | 2019-01-01 | 1900 | 2030 | Y | South | FC |  |  |  | #N/A | #N/A |  | #N/A | #N/A | #N/A
NQC List | CAISO | SCHD_1_PDRP33 | CAISO System | SCHD_1_PDRP33 | 0.99 | 0.99 | 0.99 | 0.99 | 0.99 | 0.99 | 0.99 | 0.99 | 0.99 | 0.99 | 0.99 | 0.99 | DEMAND RESPONSE | 2019-01-01 | 1900 | 2030 | Y | South | FC |  |  |  | #N/A | #N/A |  | #N/A | #N/A | #N/A
NQC List | CAISO | SCHD_1_PDRP34 | CAISO System | SCHD_1_PDRP34 | 0.99 | 0.99 | 0.99 | 0.99 | 0.99 | 0.99 | 0.99 | 0.99 | 0.99 | 0.99 | 0.99 | 0.99 | DEMAND RESPONSE | 2019-01-01 | 1900 | 2030 | Y | South | FC |  |  |  | #N/A | #N/A |  | #N/A | #N/A | #N/A
NQC List | CAISO | SCHD_1_PDRP35 | CAISO System | SCHD_1_PDRP35 | 0.99 | 0.99 | 0.99 | 0.99 | 0.99 | 0.99 | 0.99 | 0.99 | 0.99 | 0.99 | 0.99 | 0.99 | DEMAND RESPONSE | 2019-01-01 | 1900 | 2030 | Y | South | FC |  |  |  | #N/A | #N/A |  | #N/A | #N/A | #N/A
NQC List | CAISO | SCHD_1_PDRP36 | CAISO System | SCHD_1_PDRP36 | 0.99 | 0.99 | 0.99 | 0.99 | 0.99 | 0.99 | 0.99 | 0.99 | 0.99 | 0.99 | 0.99 | 0.99 | DEMAND RESPONSE | 2019-01-01 | 1900 | 2030 | Y | South | FC |  |  |  | #N/A | #N/A |  | #N/A | #N/A | #N/A
NQC List | CAISO | SCHD_1_PDRP37 | CAISO System | SCHD_1_PDRP37 | 0.99 | 0.99 | 0.99 | 0.99 | 0.99 | 0.99 | 0.99 | 0.99 | 0.99 | 0.99 | 0.99 | 0.99 | DEMAND RESPONSE | 2019-01-01 | 1900 | 2030 | Y | South | FC |  |  |  | #N/A | #N/A |  | #N/A | #N/A | #N/A
NQC List | CAISO | SCHD_1_PDRP38 | CAISO System | SCHD_1_PDRP38 | 0.99 | 0.99 | 0.99 | 0.99 | 0.99 | 0.99 | 0.99 | 0.99 | 0.99 | 0.99 | 0.99 | 0.99 | DEMAND RESPONSE | 2019-01-01 | 1900 | 2030 | Y | South | FC |  |  |  | #N/A | #N/A |  | #N/A | #N/A | #N/A
NQC List | CAISO | SCHD_1_PDRP39 | CAISO System | SCHD_1_PDRP39 | 0.99 | 0.99 | 0.99 | 0.99 | 0.99 | 0.99 | 0.99 | 0.99 | 0.99 | 0.99 | 0.99 | 0.99 | DEMAND RESPONSE | 2019-01-01 | 1900 | 2030 | Y | South | FC |  |  |  | #N/A | #N/A |  | #N/A | #N/A | #N/A
NQC List | CAISO | SCHD_1_PDRP40 | CAISO System | SCHD_1_PDRP40 | 0.99 | 0.99 | 0.99 | 0.99 | 0.99 | 0.99 | 0.99 | 0.99 | 0.99 | 0.99 | 0.99 | 0.99 | DEMAND RESPONSE | 2019-01-01 | 1900 | 2030 | Y | South | FC |  |  |  | #N/A | #N/A |  | #N/A | #N/A | #N/A
NQC List | CAISO | SCHD_1_PDRP41 | CAISO System | SCHD_1_PDRP41 | 0.99 | 0.99 | 0.99 | 0.99 | 0.99 | 0.99 | 0.99 | 0.99 | 0.99 | 0.99 | 0.99 | 0.99 | DEMAND RESPONSE | 2019-01-01 | 1900 | 2030 | Y | South | FC |  |  |  | #N/A | #N/A |  | Yes | 0.99 | 0
NQC List | CAISO | SCHD_1_PDRP42 | CAISO System | SCHD_1_PDRP42 | 9.99 | 9.99 | 9.99 | 9.99 | 9.99 | 9.99 | 9.99 | 9.99 | 9.99 | 9.99 | 9.99 | 9.99 | DEMAND RESPONSE | 2019-01-01 | 1900 | 2030 | Y | South | FC |  |  |  | #N/A | #N/A |  | #N/A | #N/A | #N/A
NQC List | CAISO | SCHD_1_PDRP43 | CAISO System | SCHD_1_PDRP43 | 0.99 | 0.99 | 0.99 | 0.99 | 0.99 | 0.99 | 0.99 | 0.99 | 0.99 | 0.99 | 0.99 | 0.99 | DEMAND RESPONSE | #N/A | 1900 | 2030 | Y | South | FC |  |  |  | #N/A | #N/A |  | #N/A | #N/A | #N/A
NQC List | CAISO | [15 empty] | #N/A | #N/A | 1900 | #N/A | [6 empty] | #N/A | #N/A |  | #N/A | #VALUE! | #N/A
NQC List | CAISO | [15 empty] | #N/A | #N/A | 1900 | #N/A | [6 empty] | #N/A | #N/A |  | #N/A | #VALUE! | #N/A
NQC List | CAISO | [15 empty] | #N/A | #N/A | 1900 | #N/A | [6 empty] | #N/A | #N/A |  | #N/A | #VALUE! | #N/A
NQC List | CAISO | [15 empty] | #N/A | #N/A | 1900 | #N/A | [6 empty] | #N/A | #N/A |  | #N/A | #VALUE! | #N/A
NQC List | CAISO | SCHD_1_PDRP48 | CAISO System | SCHD_1_PDRP48 | 0.99 | 0.99 | 0.99 | 0.99 | 0.99 | 0.99 | 0.99 | 0.99 | 0.99 | 0.99 | 0.99 | 0.99 | DEMAND RESPONSE | #N/A | 1900 | 2030 | Y | South | FC |  |  |  | #N/A | #N/A |  | Yes | 0.99 | 0
NQC List | CAISO | [15 empty] | #N/A | #N/A | 1900 | #N/A | [6 empty] | #N/A | #N/A |  | #N/A | #VALUE! | #N/A
NQC List | CAISO | [15 empty] | #N/A | #N/A | 1900 | #N/A | [6 empty] | #N/A | #N/A |  | #N/A | #VALUE! | #N/A
NQC List | CAISO | [15 empty] | #N/A | #N/A | 1900 | #N/A | [6 empty] | #N/A | #N/A |  | #N/A | #VALUE! | #N/A
NQC List | CAISO | SCHD_1_PDRP53 | CAISO System |  | JUN: 6.34; JUL: 6.34; AUG: 6.34; SEP: 8; OCT: 7.2; NOV: 7.2; DEC: 7.2 | DEMAND RESPONSE | 2020-06-01 | 1900 | 2050 | Y | South | FC |  |  |  | #N/A | #N/A |  | Yes | 0 | 8
NQC List | CAISO | SCHD_1_PDRP54 | CAISO System |  | JUN: 9.99; JUL: 9.99; AUG: 9.99; SEP: 9.99; OCT: 9.99; NOV: 9.99; DEC: 9.99 | DEMAND RESPONSE | 2020-06-01 | 1900 | 2050 | Y | South | FC |  |  |  | #N/A | #N/A |  | #N/A | #N/A | #N/A
NQC List | CAISO | SCHD_1_PDRP55 | CAISO System |  | JUN: 0.99; JUL: 0.99; AUG: 0.99; SEP: 0.99; OCT: 0.99; NOV: 0.99; DEC: 0.99 | DEMAND RESPONSE | 2020-06-01 | 1900 | 2050 | Y | South | FC |  |  |  | #N/A | #N/A |  | #N/A | #N/A | #N/A
NQC List | CAISO | SCHD_1_PDRP56 | CAISO System |  | JUN: 0.24; JUL: 0.24; AUG: 0.24; SEP: 0.24; OCT: 0.24; NOV: 0.24; DEC: 0.24 | DEMAND RESPONSE | 2020-06-01 | 1900 | 2050 | Y | South | FC |  |  |  | #N/A | #N/A |  | #N/A | #N/A | #N/A
NQC List | CAISO | SCHD_1_PDRP60 | CAISO System |  | JUN: 6; JUL: 6; AUG: 6; SEP: 6; OCT: 6; NOV: 6; DEC: 6 | DEMAND RESPONSE | 2020-06-01 | 1900 | 2050 | Y | South | FC |  |  |  | #N/A | #N/A |  | #N/A | #N/A | #N/A
NQC List | CAISO | SCHLTE_1_PL1X3 | Stockton | Tracy Combined Cycle Power Plant | 324.6 | 322.88 | 321.97 | 319.84 | 317.11 | 310.85 | 308.55 | 309.51 | 314.34 | 319.53 | 323.87 | 325.9 | NATURAL GAS | 2012-10-31 | 1900 | 2050 | Y | North | FC |  |  |  | Yes | CAISO_CCGT2 |  | Yes | 1.65 | 312.69
NQC List | CAISO | SCHNDR_1_FIVPTS | Fresno | Five Points Solar Station | 0.6 | 0.45 | 2.7 | 2.25 | 2.4 | 4.65 | 5.85 | 4.05 | 2.1 | 0.3 | 0.3 | 0 | SUN | 2011-10-07 | 1900 | 2050 | N | North | FC |  |  |  | Yes | CAISO_Solar |  | Yes | 0 | 2.1
NQC List | CAISO | SCHNDR_1_OS2BM2 | Fresno | Open Sky Digester Genset 2 | 0 | 0 | 0 | 0 | 0 | 0 | 0 | 0 | 0 | 0 | 0 | 0 | #N/A | #N/A | 1900 | #N/A | N | North | EO |  |  |  | Yes | CAISO_Biomass |  | Yes | 0 | 0
NQC List | CAISO | SCHNDR_1_WSTSDE | Fresno | Westside Solar Station | 0.6 | 0.45 | 2.7 | 2.25 | 2.4 | 4.65 | 5.85 | 4.05 | 2.1 | 0.3 | 0.3 | 0 | SUN | 2011-09-13 | 1900 | 2050 | N | North | FC |  |  |  | Yes | CAISO_Solar |  | Yes | 0 | 2.1
NQC List | CAISO | SCLD_1_PDRP05 | CAISO System | SCLD_1_PDRP05 | 0.99 | 0.99 | 0.99 | 0.99 | 0.99 | 0.99 | 0.99 | 0.99 | 0.99 | 0.99 | 0.99 | 0.99 | DEMAND RESPONSE | 2019-01-01 | 1900 | 2030 | Y | South | FC |  |  |  | #N/A | #N/A |  | #N/A | #N/A | #N/A
NQC List | CAISO | [15 empty] | #N/A | #N/A | 1900 | #N/A | [6 empty] | #N/A | #N/A |  | #N/A | #VALUE! | #N/A
NQC List | CAISO | SCLD_1_PDRP09 | CAISO System | SCLD_1_PDRP09 | 0 | 0 | 0 | 0 | 0.02 | 0.04 | 0.06 | 0.06 | 0.03 | 0.02 | 0 | 0 | DEMAND RESPONSE | 2019-01-01 | 1900 | 2030 | Y | South | FC |  |  |  | #N/A | #N/A |  | #N/A | #N/A | #N/A
NQC List | CAISO | SCLD_1_PDRP10 | CAISO System | SCLD_1_PDRP10 | [12 empty] | DEMAND RESPONSE | 2019-01-01 | 1900 | 2030 | Y | South | FC |  |  |  | #N/A | #N/A |  | #N/A | #N/A | #N/A | bar: JAN to DEC
NQC List | CAISO | SCLD_1_PDRP11 | CAISO System | SCLD_1_PDRP11 | 0.99 | 0.99 | 0.99 | 0.99 | 0.99 | 0.99 | 0.99 | 0.99 | 0.99 | 0.99 | 0.99 | 0.99 | DEMAND RESPONSE | 2019-01-01 | 1900 | 2030 | Y | South | FC |  |  |  | #N/A | #N/A |  | #N/A | #N/A | #N/A
NQC List | CAISO | SCNW_6_PDRP07 | CAISO System | SCNW_6_PDRP07 | 0.99 | 0.99 | 0.99 | 0.99 | 0.99 | 0.99 | 0.99 | 0.99 | 0.99 | 0.99 | 0.99 | 0.99 | DEMAND RESPONSE | 2019-01-01 | 1900 | 2030 | Y | South | FC |  |  |  | #N/A | #N/A |  | #N/A | #N/A | #N/A
NQC List | CAISO | SCNW_6_PDRP08 | CAISO System | SCNW_6_PDRP08 | 0.99 | 0.99 | 0.99 | 0.99 | 0.99 | 0.99 | 0.99 | 0.99 | 0.99 | 0.99 | 0.99 | 0.99 | DEMAND RESPONSE | 2019-01-01 | 1900 | 2030 | Y | South | FC |  |  |  | #N/A | #N/A |  | #N/A | #N/A | #N/A
NQC List | CAISO | SCNW_6_PDRP09 | CAISO System | SCNW_6_PDRP09 | 0.99 | 0.99 | 0.99 | 0.99 | 0.99 | 0.99 | 0.99 | 0.99 | 0.99 | 0.99 | 0.99 | 0.99 | DEMAND RESPONSE | 2019-01-01 | 1900 | 2030 | Y | South | FC |  |  |  | #N/A | #N/A |  | #N/A | #N/A | #N/A
NQC List | CAISO | SCNW_6_PDRP10 | CAISO System | SCNW_6_PDRP10 | 0.34 | 0.33 | 0.34 | 0.44 | 0.43 | 0.75 | 1.04 | 1.1 | 0.67 | 0.5 | 0.38 | 0.35 | DEMAND RESPONSE | 2019-01-01 | 1900 | 2030 | Y | South | FC |  |  |  | #N/A | #N/A |  | #N/A | #N/A | #N/A
NQC List | CAISO | SCNW_6_PDRP11 | CAISO System | SCNW_6_PDRP11 | 3 | 3 | 3 | 3 | 3 | 3 | 3 | 3 | 3 | 3 | 3 | 3 | DEMAND RESPONSE | 2019-01-01 | 1900 | 2030 | Y | South | FC |  |  |  | #N/A | #N/A |  | #N/A | #N/A | #N/A
NQC List | CAISO | SCNW_6_PDRP12 | CAISO System | SCNW_6_PDRP12 | 3 | 3 | 3 | 3 | 3 | 3 | 3 | 3 | 3 | 3 | 3 | 3 | DEMAND RESPONSE | 2019-01-01 | 1900 | 2030 | Y | South | FC |  |  |  | #N/A | #N/A |  | #N/A | #N/A | #N/A
NQC List | CAISO | [15 empty] | #N/A | #N/A | 1900 | #N/A | [6 empty] | #N/A | #N/A |  | #N/A | #VALUE! | #N/A
NQC List | CAISO | SCNW_6_PDRP17 | CAISO System |  | 1.6 | 1.6 | 1.6 | 1.6 | 1.6 | 1.8 | 1.8 | 1.8 | 1.8 | 1.8 | 1.8 | 1.8 | DEMAND RESPONSE | 2019-01-01 | 1900 | 2030 | Y | South | FC |  |  |  | #N/A | #N/A |  | #N/A | #N/A | #N/A
NQC List | CAISO | SCNW_6_PDRP18 | CAISO System |  | 0.2 | 0.2 | 0.2 | 0.2 | 0.2 | 0.3 | 1.5 | 1.5 | 1.5 | 1.5 | 1.5 | 1.5 | DEMAND RESPONSE | 2019-01-01 | 1900 | 2030 | Y | South | FC |  |  |  | #N/A | #N/A |  | #N/A | #N/A | #N/A
NQC List | CAISO | SCNW_6_PDRP19 | CAISO System |  | 0.3 | 0.3 | 0.3 | 0.3 | 0.3 | 0.4 | 1 | 1 | 1 | 1 | 1 | 1 | DEMAND RESPONSE | 2019-01-01 | 1900 | 2030 | Y | South | FC |  |  |  | #N/A | #N/A |  | #N/A | #N/A | #N/A
NQC List | CAISO | SCNW_6_PDRP20 | CAISO System |  | 0.3 | 0.3 | 0.3 | 0.3 | 0.3 | 0.4 | 0.6 | 0.6 | 0.6 | 0.6 | 0.6 | 0.6 | DEMAND RESPONSE | 2019-01-01 | 1900 | 2030 | Y | South | FC |  |  |  | #N/A | #N/A |  | #N/A | #N/A | #N/A
NQC List | CAISO | SCNW_6_PDRP21 | CAISO System |  | 0.1 | 0.1 | 0.1 | 0.1 | 0.2 | 0.2 | 0.2 | 0.2 | 0.2 | 0.2 | 0.2 | 0.2 | DEMAND RESPONSE | 2019-01-01 | 1900 | 2030 | Y | South | FC |  |  |  | #N/A | #N/A |  | #N/A | #N/A | #N/A
NQC List | CAISO | SCNW_6_PDRP22 | CAISO System | SCNW_6_PDRP22 | 0.99 | 0.99 | 0.99 | 0.99 | 0.99 | 0.99 | 0.99 | 0.99 | 0.99 | 0.99 | 0.99 | 0.99 | DEMAND RESPONSE | 2019-01-01 | 1900 | 2030 | Y | South | FC |  |  |  | #N/A | #N/A |  | #N/A | #N/A | #N/A
NQC List | CAISO | SCNW_6_PDRP24 | CAISO System | SCNW_6_PDRP24 | 0.99 | 0.99 | 0.99 | 0.99 | 0.99 | 0.99 | 0.99 | 0.99 | 0.99 | 0.99 | 0.99 | 0.99 | DEMAND RESPONSE | 2019-01-01 | 1900 | 2030 | Y | South | FC |  |  |  | #N/A | #N/A |  | #N/A | #N/A | #N/A
NQC List | CAISO | SCNW_6_PDRP25 | CAISO System | SCNW_6_PDRP25 | 0.99 | 0.99 | 0.99 | 0.99 | 0.99 | 0.99 | 0.99 | 0.99 | 0.99 | 0.99 | 0.99 | 0.99 | DEMAND RESPONSE | 2019-01-01 | 1900 | 2030 | Y | South | FC |  |  |  | #N/A | #N/A |  | #N/A | #N/A | #N/A
NQC List | CAISO | SCNW_6_PDRP26 | CAISO System | SCNW_6_PDRP26 | 0.99 | 0.99 | 0.99 | 0.99 | 0.99 | 0.99 | 0.99 | 0.99 | 0.99 | 0.99 | 0.99 | 0.99 | DEMAND RESPONSE | 2019-01-01 | 1900 | 2030 | Y | South | FC |  |  |  | #N/A | #N/A |  | #N/A | #N/A | #N/A
NQC List | CAISO | SCNW_6_PDRP27 | CAISO System | SCNW_6_PDRP27 | 0.99 | 0.99 | 0.99 | 0.99 | 0.99 | 0.99 | 0.99 | 0.99 | 0.99 | 0.99 | 0.99 | 0.99 | DEMAND RESPONSE | 2019-01-01 | 1900 | 2030 | Y | South | FC |  |  |  | #N/A | #N/A |  | #N/A | #N/A | #N/A
NQC List | CAISO | SCNW_6_PDRP28 | CAISO System | SCNW_6_PDRP28 | 0.99 | 0.99 | 0.99 | 0.99 | 0.99 | 0.99 | 0.99 | 0.99 | 0.99 | 0.99 | 0.99 | 0.99 | DEMAND RESPONSE | 2019-01-01 | 1900 | 2030 | Y | South | FC |  |  |  | #N/A | #N/A |  | #N/A | #N/A | #N/A
NQC List | CAISO | SCNW_6_PDRP30 | CAISO System | SCNW_6_PDRP30 | 0.99 | 0.99 | 0.99 | 0.99 | 0.99 | 0.99 | 0.99 | 0.99 | 0.99 | 0.99 | 0.99 | 0.99 | DEMAND RESPONSE | 2019-01-01 | 1900 | 2030 | Y | South | FC |  |  |  | #N/A | #N/A |  | #N/A | #N/A | #N/A
NQC List | CAISO | SCNW_6_PDRP31 | CAISO System | SCNW_6_PDRP31 | 0.99 | 0.99 | 0.99 | 0.99 | 0.99 | 0.99 | 0.99 | 0.99 | 0.99 | 0.99 | 0.99 | 0.99 | DEMAND RESPONSE | 2019-01-01 | 1900 | 2030 | Y | South | FC |  |  |  | #N/A | #N/A |  | #N/A | #N/A | #N/A
NQC List | CAISO | SCNW_6_PDRP32 | CAISO System | SCNW_6_PDRP32 | 0.99 | 0.99 | 0.99 | 0.99 | 0.99 | 0.99 | 0.99 | 0.99 | 0.99 | 0.99 | 0.99 | 0.99 | DEMAND RESPONSE | 2019-01-01 | 1900 | 2030 | Y | South | FC |  |  |  | #N/A | #N/A |  | #N/A | #N/A | #N/A
NQC List | CAISO | SCNW_6_PDRP33 | CAISO System | SCNW_6_PDRP33 | 0.99 | 0.99 | 0.99 | 0.99 | 0.99 | 0.99 | 0.99 | 0.99 | 0.99 | 0.99 | 0.99 | 0.99 | DEMAND RESPONSE | 2019-01-01 | 1900 | 2030 | Y | South | FC |  |  |  | #N/A | #N/A |  | #N/A | #N/A | #N/A
NQC List | CAISO | SCNW_6_PDRP34 | CAISO System | SCNW_6_PDRP34 | 0.99 | 0.99 | 0.99 | 0.99 | 0.99 | 0.99 | 0.99 | 0.99 | 0.99 | 0.99 | 0.99 | 0.99 | DEMAND RESPONSE | 2019-01-01 | 1900 | 2030 | Y | South | FC |  |  |  | #N/A | #N/A |  | #N/A | #N/A | #N/A
NQC List | CAISO | SCNW_6_PDRP35 | CAISO System | SCNW_6_PDRP35 | 0.99 | 0.99 | 0.99 | 0.99 | 0.99 | 0.99 | 0.99 | 0.99 | 0.99 | 0.99 | 0.99 | 0.99 | DEMAND RESPONSE | 2019-01-01 | 1900 | 2030 | Y | South | FC |  |  |  | #N/A | #N/A |  | #N/A | #N/A | #N/A
NQC List | CAISO | SCNW_6_PDRP36 | CAISO System | SCNW_6_PDRP36 | 0.99 | 0.99 | 0.99 | 0.99 | 0.99 | 0.99 | 0.99 | 0.99 | 0.99 | 0.99 | 0.99 | 0.99 | DEMAND RESPONSE | 2019-01-01 | 1900 | 2030 | Y | South | FC |  |  |  | #N/A | #N/A |  | #N/A | #N/A | #N/A
NQC List | CAISO | SCNW_6_PDRP37 | CAISO System | SCNW_6_PDRP37 | 0.99 | 0.99 | 0.99 | 0.99 | 0.99 | 0.99 | 0.99 | 0.99 | 0.99 | 0.99 | 0.99 | 0.99 | DEMAND RESPONSE | 2019-01-01 | 1900 | 2030 | Y | South | FC |  |  |  | #N/A | #N/A |  | #N/A | #N/A | #N/A
NQC List | CAISO | SCNW_6_PDRP38 | CAISO System | SCNW_6_PDRP38 | 0.99 | 0.99 | 0.99 | 0.99 | 0.99 | 0.99 | 0.99 | 0.99 | 0.99 | 0.99 | 0.99 | 0.99 | DEMAND RESPONSE | 2019-01-01 | 1900 | 2030 | Y | South | FC |  |  |  | #N/A | #N/A |  | #N/A | #N/A | #N/A
NQC List | CAISO | SCNW_6_PDRP39 | CAISO System | SCNW_6_PDRP39 | 0.99 | 0.99 | 0.99 | 0.99 | 0.99 | 0.99 | 0.99 | 0.99 | 0.99 | 0.99 | 0.99 | 0.99 | DEMAND RESPONSE | 2019-01-01 | 1900 | 2030 | Y | South | FC |  |  |  | #N/A | #N/A |  | #N/A | #N/A | #N/A
NQC List | CAISO | SCNW_6_PDRP40 | CAISO System | SCNW_6_PDRP40 | 0.99 | 0.99 | 0.99 | 0.99 | 0.99 | 0.99 | 0.99 | 0.99 | 0.99 | 0.99 | 0.99 | 0.99 | DEMAND RESPONSE | 2019-01-01 | 1900 | 2030 | Y | South | FC |  |  |  | #N/A | #N/A |  | Yes | 0.99 | 0
NQC List | CAISO | SCNW_6_PDRP41 | CAISO System | SCNW_6_PDRP41 | 9.99 | 9.99 | 9.99 | 9.99 | 9.99 | 9.99 | 9.99 | 9.99 | 9.99 | 9.99 | 9.99 | 9.99 | DEMAND RESPONSE | 2019-01-01 | 1900 | 2030 | Y | South | FC |  |  |  | #N/A | #N/A |  | #N/A | #N/A | #N/A
NQC List | CAISO | SCNW_6_PDRP42 | CAISO System | SCNW_6_PDRP42 | 0.99 | 0.99 | 0.99 | 0.99 | 0.99 | 0.99 | 0.99 | 0.99 | 0.99 | 0.99 | 0.99 | 0.99 | DEMAND RESPONSE | 2019-01-01 | 1900 | 2030 | Y | South | FC |  |  |  | #N/A | #N/A |  | Yes | 0.99 | 0
NQC List | CAISO | SCNW_6_PDRP43 | CAISO System | SCNW_6_PDRP43 | 0.99 | 0.99 | 0.99 | 0.99 | 0.99 | 0.99 | 0.99 | 0.99 | 0.99 | 0.99 | 0.99 | 0.99 | DEMAND RESPONSE | 2019-01-01 | 1900 | 2030 | Y | South | FC |  |  |  | #N/A | #N/A |  | #N/A | #N/A | #N/A
NQC List | CAISO | [15 empty] | #N/A | #N/A | 1900 | #N/A | [6 empty] | #N/A | #N/A |  | #N/A | #VALUE! | #N/A
NQC List | CAISO | [15 empty] | #N/A | #N/A | 1900 | #N/A | [6 empty] | #N/A | #N/A |  | #N/A | #VALUE! | #N/A
NQC List | CAISO | [15 empty] | #N/A | #N/A | 1900 | #N/A | [6 empty] | #N/A | #N/A |  | #N/A | #VALUE! | #N/A
NQC List | CAISO | [15 empty] | #N/A | #N/A | 1900 | #N/A | [6 empty] | #N/A | #N/A |  | #N/A | #VALUE! | #N/A
NQC List | CAISO | [15 empty] | #N/A | #N/A | 1900 | #N/A | [6 empty] | #N/A | #N/A |  | #N/A | #VALUE! | #N/A
NQC List | CAISO | SCNW_6_PDRP50 | CAISO System |  | JUN: 0.99; JUL: 0.99; AUG: 0.99; SEP: 0.99; OCT: 0.99; NOV: 0.99; DEC: 0.99 | DEMAND RESPONSE | 2020-06-01 | 1900 | 2050 | Y | South | FC |  |  |  | #N/A | #N/A |  | Yes | 0.99 | 0
NQC List | CAISO | SCNW_6_PDRP51 | CAISO System |  | JUN: 0.99; JUL: 0.99; AUG: 0.99; SEP: 0.99; OCT: 0.99; NOV: 0.99; DEC: 0.99 | DEMAND RESPONSE | 2020-06-01 | 1900 | 2050 | Y | South | FC |  |  |  | #N/A | #N/A |  | Yes | 0.99 | 0
NQC List | CAISO | SCNW_6_PDRP52 | CAISO System |  | JUN: 0.99; JUL: 0.99; AUG: 0.99; SEP: 0.99; OCT: 0.99; NOV: 0.99; DEC: 0.99 | DEMAND RESPONSE | 2020-06-01 | 1900 | 2050 | Y | South | FC |  |  |  | #N/A | #N/A |  | Yes | 0.99 | 0
NQC List | CAISO | [15 empty] | #N/A | #N/A | 1900 | #N/A | [6 empty] | #N/A | #N/A |  | #N/A | #VALUE! | #N/A
NQC List | CAISO | SCNW_6_PDRP59 | CAISO System |  | JUN: 2.9; JUL: 2.9; AUG: 2.9; SEP: 3.5; OCT: 3.15; NOV: 3.15; DEC: 3.15 | DEMAND RESPONSE | 2020-06-01 | 1900 | 2050 | Y | South | FC |  |  |  | #N/A | #N/A |  | Yes | 0 | 3.5
NQC List | CAISO | SCNW_6_PDRP70 | CAISO System |  | JUN: 4; JUL: 4; AUG: 4; SEP: 4; OCT: 4; NOV: 4; DEC: 4 | DEMAND RESPONSE | 2020-06-01 | 1900 | 2050 | Y | South | FC |  |  |  | #N/A | #N/A |  | #N/A | #N/A | #N/A
NQC List | CAISO | SDG1_1_PDRP01 | CAISO System | PDR-E SDG1 | 0.65 | 0.65 | 0.65 | 0.65 | 0.65 | 0.65 | 0.65 | 0.65 | 0.65 | 0.65 | 0.65 | 0.65 | DEMAND RESPONSE | 2019-01-01 | 1900 | 2030 | Y | South | FC |  |  |  | #N/A | #N/A |  | #N/A | #N/A | #N/A
NQC List | CAISO | SDG1_1_PDRP02 | CAISO System |  | 0.3 | 0.3 | 0.3 | 0.3 | 0.3 | 0.3 | 0.3 | 0.3 | 0.3 | 0.3 | 0.3 | 0.3 | DEMAND RESPONSE | 2019-01-01 | 1900 | 2030 | Y | South | FC |  |  |  | #N/A | #N/A |  | #N/A | #N/A | #N/A
NQC List | CAISO | SDG1_1_PDRP03 | CAISO System |  | 0.25 | 0.25 | 0.25 | 0.25 | 0.25 | 0.25 | 0.25 | 0.25 | 0.25 | 0.25 | 0.25 | 0.25 | DEMAND RESPONSE | 2019-01-01 | 1900 | 2030 | Y | South | FC |  |  |  | #N/A | #N/A |  | #N/A | #N/A | #N/A
NQC List | CAISO | SDG1_1_PDRP04 | CAISO System | SDG1_1_PDRP04 | 0.38 | 0.37 | 0.39 | 0.44 | 0.46 | 0.71 | 0.97 | 1.02 | 0.75 | 0.44 | 0.43 | 0.4 | DEMAND RESPONSE | 2019-01-01 | 1900 | 2030 | Y | South | FC |  |  |  | #N/A | #N/A |  | #N/A | #N/A | #N/A
NQC List | CAISO | SDG1_1_PDRP05 | CAISO System | SDG1_1_PDRP05 | 0.37 | 0.38 | 0.38 | 0.44 | 0.44 | 0.72 | 0.97 | 1.03 | 0.76 | 0.6 | 0.42 | 0.41 | DEMAND RESPONSE | 2019-01-01 | 1900 | 2030 | Y | South | FC |  |  |  | #N/A | #N/A |  | #N/A | #N/A | #N/A
NQC List | CAISO | SDG1_1_PDRP06 | CAISO System | SDG1_1_PDRP06 | 0.37 | 0.37 | 0.39 | 0.44 | 0.46 | 0.71 | 0.98 | 1.03 | 0.75 | 0.53 | 0.43 | 0.4 | DEMAND RESPONSE | 2019-01-01 | 1900 | 2030 | Y | South | FC |  |  |  | #N/A | #N/A |  | #N/A | #N/A | #N/A
NQC List | CAISO | SDG1_1_PDRP07 | CAISO System | SDG1_1_PDRP07 | 0.38 | 0.37 | 0.39 | 0.44 | 0.46 | 0.71 | 0.98 | 1.03 | 0.75 | 0.53 | 0.43 | 0.4 | DEMAND RESPONSE | 2019-01-01 | 1900 | 2030 | Y | South | FC |  |  |  | #N/A | #N/A |  | #N/A | #N/A | #N/A
NQC List | CAISO | SDG1_1_PDRP08 | CAISO System | SDG1_1_PDRP08 | 0.38 | 0.37 | 0.39 | 0.44 | 0.46 | 0.71 | 0.98 | 1.03 | 0.75 | 0.53 | 0.43 | 0.4 | DEMAND RESPONSE | 2019-01-01 | 1900 | 2030 | Y | South | FC |  |  |  | #N/A | #N/A |  | #N/A | #N/A | #N/A
NQC List | CAISO | SDG1_1_PDRP09 | CAISO System | SDG1_1_PDRP09 | 1.5 | 1.5 | 1.5 | 1.5 | 1.5 | 1.5 | 1.5 | 1.5 | 1.5 | 1.5 | 1.5 | 1.5 | DEMAND RESPONSE | 2019-01-01 | 1900 | 2030 | Y | South | FC |  |  |  | #N/A | #N/A |  | #N/A | #N/A | #N/A
NQC List | CAISO | SDG1_1_PDRP10 | CAISO System | SDG1_1_PDRP10 | 0.2 | 0.2 | 0.2 | 0.2 | 0.2 | 0.2 | 0.2 | 0.2 | 0.2 | 0.2 | 0.2 | 0.2 | DEMAND RESPONSE | 2019-01-01 | 1900 | 2030 | Y | South | FC |  |  |  | #N/A | #N/A |  | #N/A | #N/A | #N/A
NQC List | CAISO | SDG1_1_PDRP100 | CAISO System |  | JUN: 0.99; JUL: 0.99; AUG: 0.99; SEP: 0.99; OCT: 0.99; NOV: 0.99; DEC: 0.99 | DEMAND RESPONSE | 2020-06-01 | 1900 | 2050 | Y | South | FC |  |  |  | #N/A | #N/A |  | Yes | 0.99 | 0
NQC List | CAISO | SDG1_1_PDRP101 | CAISO System |  | JUN: 0.99; JUL: 0.99; AUG: 0.99; SEP: 0.99; OCT: 0.99; NOV: 0.99; DEC: 0.99 | DEMAND RESPONSE | 2020-06-01 | 1900 | 2050 | Y | South | FC |  |  |  | #N/A | #N/A |  | Yes | 0.99 | 0
NQC List | CAISO | SDG1_1_PDRP102 | CAISO System |  | JUN: 0.99; JUL: 0.99; AUG: 0.99; SEP: 0.99; OCT: 0.99; NOV: 0.99; DEC: 0.99 | DEMAND RESPONSE | 2020-06-01 | 1900 | 2050 | Y | South | FC |  |  |  | #N/A | #N/A |  | Yes | 0.99 | 0
NQC List | CAISO | SDG1_1_PDRP103 | CAISO System |  | JUN: 0.99; JUL: 0.99; AUG: 0.99; SEP: 0.99; OCT: 0.99; NOV: 0.99; DEC: 0.99 | DEMAND RESPONSE | 2020-06-01 | 1900 | 2050 | Y | South | FC |  |  |  | #N/A | #N/A |  | Yes | 0.99 | 0
NQC List | CAISO | SDG1_1_PDRP105 | CAISO System |  | JUN: 0.99; JUL: 0.99; AUG: 0.99; SEP: 0.99; OCT: 0.99; NOV: 0.99; DEC: 0.99 | DEMAND RESPONSE | 2020-06-01 | 1900 | 2050 | Y | South | FC |  |  |  | #N/A | #N/A |  | Yes | 0.99 | 0
NQC List | CAISO | SDG1_1_PDRP11 | CAISO System |  | 0.02 | 0.02 | 0.02 | 0.02 | 0.02 | 0.02 | 0.02 | 0.02 | 0.02 | 0.02 | 0.02 | 0.02 | DEMAND RESPONSE | 2019-01-01 | 1900 | 2030 | Y | South | FC |  |  |  | #N/A | #N/A |  | #N/A | #N/A | #N/A
NQC List | CAISO | SDG1_1_PDRP110 | CAISO System |  | JUN: 3.75; JUL: 3.75; AUG: 3.75; SEP: 3.75; OCT: 3.75; NOV: 3.75; DEC: 3.75 | DEMAND RESPONSE | 2020-06-01 | 1900 | 2050 | Y | South | FC |  |  |  | #N/A | #N/A |  | Yes | -0.01 | 3.76
NQC List | CAISO | SDG1_1_PDRP115 | CAISO System |  | JUN: 1.5; JUL: 1.5; AUG: 1.5; SEP: 1.5; OCT: 1.5; NOV: 1.5; DEC: 1.5 | DEMAND RESPONSE | 2020-06-01 | 1900 | 2050 | Y | South | FC |  |  |  | #N/A | #N/A |  | #N/A | #N/A | #N/A
NQC List | CAISO | SDG1_1_PDRP12 | CAISO System | SDG1_1_PDRP12 | 1.5 | 1.5 | 1.5 | 1.5 | 1.5 | 1.5 | 1.5 | 1.5 | 1.5 | 1.5 | 1.5 | 1.5 | DEMAND RESPONSE | 2019-01-01 | 1900 | 2030 | Y | South | FC |  |  |  | #N/A | #N/A |  | #N/A | #N/A | #N/A
NQC List | CAISO | SDG1_1_PDRP14 | CAISO System | SDG1_1_PDRP14 | [12 empty] | DEMAND RESPONSE | 2019-01-01 | 1900 | 2030 | Y | South | FC |  |  |  | #N/A | #N/A |  | #N/A | #N/A | #N/A | bar: JAN to DEC
NQC List | CAISO | SDG1_1_PDRP15 | CAISO System | SDG1_1_PDRP15 | [12 empty] | DEMAND RESPONSE | 2019-01-01 | 1900 | 2030 | Y | South | FC |  |  |  | #N/A | #N/A |  | #N/A | #N/A | #N/A | bar: JAN to DEC
NQC List | CAISO | [15 empty] | #N/A | #N/A | 1900 | #N/A | [6 empty] | #N/A | #N/A |  | #N/A | #VALUE! | #N/A
NQC List | CAISO | SDG1_1_PDRP17 | CAISO System | PDR-E SDG1 2 | 0.57 | 0.57 | 0.57 | 0.57 | 0.57 | 0.57 | 0.57 | 0.57 | 0.57 | 0.57 | 0.57 | 0.57 | DEMAND RESPONSE | 2019-01-01 | 1900 | 2030 | Y | South | FC |  |  |  | #N/A | #N/A |  | #N/A | #N/A | #N/A
NQC List | CAISO | SDG1_1_PDRP18 | CAISO System | PDR-E SDG1 3 | 0.5 | 0.5 | 0.5 | 0.5 | 0.5 | 0.5 | 0.5 | 0.5 | 0.5 | 0.5 | 0.5 | 0.5 | DEMAND RESPONSE | 2019-01-01 | 1900 | 2030 | Y | South | FC |  |  |  | #N/A | #N/A |  | #N/A | #N/A | #N/A
NQC List | CAISO | [15 empty] | #N/A | #N/A | 1900 | #N/A | [6 empty] | #N/A | #N/A |  | #N/A | #VALUE! | #N/A
NQC List | CAISO | SDG1_1_PDRP25 | CAISO System | SDG1_1_PDRP25 | 0.99 | 0.99 | 0.99 | 0.99 | 0.99 | 0.99 | 0.99 | 0.99 | 0.99 | 0.99 | 0.99 | 0.99 | DEMAND RESPONSE | 2019-01-01 | 1900 | 2030 | Y | South | FC |  |  |  | #N/A | #N/A |  | #N/A | #N/A | #N/A
NQC List | CAISO | SDG1_1_PDRP26 | CAISO System | SDG1_1_PDRP26 | 0.99 | 0.99 | 0.99 | 0.99 | 0.99 | 0.99 | 0.99 | 0.99 | 0.99 | 0.99 | 0.99 | 0.99 | DEMAND RESPONSE | 2019-01-01 | 1900 | 2030 | Y | South | FC |  |  |  | #N/A | #N/A |  | #N/A | #N/A | #N/A
NQC List | CAISO | SDG1_1_PDRP27 | CAISO System | SDG1_1_PDRP27 | 0.99 | 0.99 | 0.99 | 0.99 | 0.99 | 0.99 | 0.99 | 0.99 | 0.99 | 0.99 | 0.99 | 0.99 | DEMAND RESPONSE | 2019-01-01 | 1900 | 2030 | Y | South | FC |  |  |  | #N/A | #N/A |  | #N/A | #N/A | #N/A
NQC List | CAISO | SDG1_1_PDRP28 | CAISO System | SDG1_1_PDRP28 | 0.99 | 0.99 | 0.99 | 0.99 | 0.99 | 0.99 | 0.99 | 0.99 | 0.99 | 0.99 | 0.99 | 0.99 | DEMAND RESPONSE | 2019-01-01 | 1900 | 2030 | Y | South | FC |  |  |  | #N/A | #N/A |  | #N/A | #N/A | #N/A
NQC List | CAISO | SDG1_1_PDRP30 | CAISO System | SDG1_1_PDRP30 | 0.38 | 0.37 | 0.39 | 0.44 | 0.46 | 0.71 | 0.98 | 1.02 | 0.75 | 0.53 | 0.43 | 0.4 | DEMAND RESPONSE | 2019-01-01 | 1900 | 2030 | Y | South | FC |  |  |  | #N/A | #N/A |  | #N/A | #N/A | #N/A
NQC List | CAISO | SDG1_1_PDRP31 | CAISO System | SDG1_1_PDRP31 | 1.5 | 1.5 | 1.5 | 1.5 | 1.5 | 1.5 | 1.5 | 1.5 | 1.5 | 1.5 | 1.5 | 1.5 | DEMAND RESPONSE | 2019-01-01 | 1900 | 2030 | Y | South | FC |  |  |  | #N/A | #N/A |  | #N/A | #N/A | #N/A
NQC List | CAISO | SDG1_1_PDRP32 | CAISO System | SDG1_1_PDRP32 | 1.5 | 1.5 | 1.5 | 1.5 | 1.5 | 1.5 | 1.5 | 1.5 | 1.5 | 1.5 | 1.5 | 1.5 | DEMAND RESPONSE | 2019-01-01 | 1900 | 2030 | Y | South | FC |  |  |  | #N/A | #N/A |  | #N/A | #N/A | #N/A
NQC List | CAISO | SDG1_1_PDRP33 | CAISO System | SDG1_1_PDRP33 | 1.5 | 1.5 | 1.5 | 1.5 | 1.5 | 1.5 | 1.5 | 1.5 | 1.5 | 1.5 | 1.5 | 1.5 | DEMAND RESPONSE | 2019-01-01 | 1900 | 2030 | Y | South | FC |  |  |  | #N/A | #N/A |  | #N/A | #N/A | #N/A
NQC List | CAISO | SDG1_1_PDRP34 | CAISO System | SDG1_1_PDRP34 | 1.5 | 1.5 | 1.5 | 1.5 | 1.5 | 1.5 | 1.5 | 1.5 | 1.5 | 1.5 | 1.5 | 1.5 | DEMAND RESPONSE | 2019-01-01 | 1900 | 2030 | Y | South | FC |  |  |  | #N/A | #N/A |  | #N/A | #N/A | #N/A
NQC List | CAISO | [15 empty] | #N/A | #N/A | 1900 | #N/A | [6 empty] | #N/A | #N/A |  | #N/A | #VALUE! | #N/A
NQC List | CAISO | SDG1_1_PDRP37 | CAISO System | SDG1_1_PDRP37 | 0.99 | 0.99 | 0.99 | 0.99 | 0.99 | 0.99 | 0.99 | 0.99 | 0.99 | 0.99 | 0.99 | 0.99 | DEMAND RESPONSE | 2019-01-01 | 1900 | 2030 | Y | South | FC |  |  |  | #N/A | #N/A |  | #N/A | #N/A | #N/A
NQC List | CAISO | SDG1_1_PDRP38 | CAISO System | SDG1_1_PDRP38 | 0.99 | 0.99 | 0.99 | 0.99 | 0.99 | 0.99 | 0.99 | 0.99 | 0.99 | 0.99 | 0.99 | 0.99 | DEMAND RESPONSE | 2019-01-01 | 1900 | 2030 | Y | South | FC |  |  |  | #N/A | #N/A |  | #N/A | #N/A | #N/A
NQC List | CAISO | SDG1_1_PDRP39 | CAISO System | SDG1_1_PDRP39 | 0.99 | 0.99 | 0.99 | 0.99 | 0.99 | 0.99 | 0.99 | 0.99 | 0.99 | 0.99 | 0.99 | 0.99 | DEMAND RESPONSE | 2019-01-01 | 1900 | 2030 | Y | South | FC |  |  |  | #N/A | #N/A |  | #N/A | #N/A | #N/A
NQC List | CAISO | SDG1_1_PDRP40 | CAISO System | SDG1_1_PDRP40 | 0.99 | 0.99 | 0.99 | 0.99 | 0.99 | 0.99 | 0.99 | 0.99 | 0.99 | 0.99 | 0.99 | 0.99 | DEMAND RESPONSE | 2019-01-01 | 1900 | 2030 | Y | South | FC |  |  |  | #N/A | #N/A |  | #N/A | #N/A | #N/A
NQC List | CAISO | SDG1_1_PDRP41 | CAISO System | SDG1_1_PDRP41 | 0.99 | 0.99 | 0.99 | 0.99 | 0.99 | 0.99 | 0.99 | 0.99 | 0.99 | 0.99 | 0.99 | 0.99 | DEMAND RESPONSE | 2019-01-01 | 1900 | 2030 | Y | South | FC |  |  |  | #N/A | #N/A |  | #N/A | #N/A | #N/A
NQC List | CAISO | SDG1_1_PDRP42 | CAISO System | SDG1_1_PDRP42 | 1.5 | 1.5 | 1.5 | 1.5 | 1.5 | 1.5 | 1.5 | 1.5 | 1.5 | 1.5 | 1.5 | 1.5 | DEMAND RESPONSE | 2019-01-01 | 1900 | 2030 | Y | South | FC |  |  |  | #N/A | #N/A |  | #N/A | #N/A | #N/A
NQC List | CAISO | SDG1_1_PDRP43 | CAISO System | SDG1_1_PDRP43 | 0.99 | 0.99 | 0.99 | 0.99 | 0.99 | 0.99 | 0.99 | 0.99 | 0.99 | 0.99 | 0.99 | 0.99 | DEMAND RESPONSE | 2019-01-01 | 1900 | 2030 | Y | South | FC |  |  |  | #N/A | #N/A |  | #N/A | #N/A | #N/A
NQC List | CAISO | SDG1_1_PDRP44 | CAISO System | SDG1_1_PDRP44 | 0.99 | 0.99 | 0.99 | 0.99 | 0.99 | 0.99 | 0.99 | 0.99 | 0.99 | 0.99 | 0.99 | 0.99 | DEMAND RESPONSE | 2019-01-01 | 1900 | 2030 | Y | South | FC |  |  |  | #N/A | #N/A |  | #N/A | #N/A | #N/A
NQC List | CAISO | SDG1_1_PDRP45 | CAISO System | SDG1_1_PDRP45 | 0.99 | 0.99 | 0.99 | 0.99 | 0.99 | 0.99 | 0.99 | 0.99 | 0.99 | 0.99 | 0.99 | 0.99 | DEMAND RESPONSE | 2019-01-01 | 1900 | 2030 | Y | South | FC |  |  |  | #N/A | #N/A |  | #N/A | #N/A | #N/A
NQC List | CAISO | SDG1_1_PDRP46 | CAISO System | SDG1_1_PDRP46 | 0.99 | 0.99 | 0.99 | 0.99 | 0.99 | 0.99 | 0.99 | 0.99 | 0.99 | 0.99 | 0.99 | 0.99 | DEMAND RESPONSE | 2019-01-01 | 1900 | 2030 | Y | South | FC |  |  |  | #N/A | #N/A |  | #N/A | #N/A | #N/A
NQC List | CAISO | SDG1_1_PDRP47 | CAISO System | SDG1_1_PDRP47 | 0.99 | 0.99 | 0.99 | 0.99 | 0.99 | 0.99 | 0.99 | 0.99 | 0.99 | 0.99 | 0.99 | 0.99 | DEMAND RESPONSE | 2019-01-01 | 1900 | 2030 | Y | South | FC |  |  |  | #N/A | #N/A |  | #N/A | #N/A | #N/A
NQC List | CAISO | SDG1_1_PDRP48 | CAISO System | SDG1_1_PDRP48 | 0.99 | 0.99 | 0.99 | 0.99 | 0.99 | 0.99 | 0.99 | 0.99 | 0.99 | 0.99 | 0.99 | 0.99 | DEMAND RESPONSE | 2019-01-01 | 1900 | 2030 | Y | South | FC |  |  |  | #N/A | #N/A |  | #N/A | #N/A | #N/A
NQC List | CAISO | SDG1_1_PDRP49 | CAISO System | SDG1_1_PDRP49 | 0.99 | 0.99 | 0.99 | 0.99 | 0.99 | 0.99 | 0.99 | 0.99 | 0.99 | 0.99 | 0.99 | 0.99 | DEMAND RESPONSE | 2019-01-01 | 1900 | 2030 | Y | South | FC |  |  |  | #N/A | #N/A |  | #N/A | #N/A | #N/A
NQC List | CAISO | SDG1_1_PDRP50 | CAISO System | SDG1_1_PDRP50 | 1.5 | 1.5 | 1.5 | 1.5 | 1.5 | 1.5 | 1.5 | 1.5 | 1.5 | 1.5 | 1.5 | 1.5 | DEMAND RESPONSE | 2019-01-01 | 1900 | 2030 | Y | South | FC |  |  |  | #N/A | #N/A |  | #N/A | #N/A | #N/A
NQC List | CAISO | SDG1_1_PDRP51 | CAISO System | SDG1_1_PDRP51 | 0.99 | 0.99 | 0.99 | 0.99 | 0.99 | 0.99 | 0.99 | 0.99 | 0.99 | 0.99 | 0.99 | 0.99 | DEMAND RESPONSE | 2019-01-01 | 1900 | 2030 | Y | South | FC |  |  |  | #N/A | #N/A |  | #N/A | #N/A | #N/A
NQC List | CAISO | SDG1_1_PDRP57 | CAISO System | SDG1_1_PDRP57 | 0.2 | 0.2 | 0.2 | 0.2 | 0.2 | 0.2 | 0.2 | 0.2 | 0.2 | 0.2 | 0.2 | 0.2 | DEMAND RESPONSE | 2019-01-01 | 1900 | 2030 | Y | South | FC |  |  |  | #N/A | #N/A |  | #N/A | #N/A | #N/A
NQC List | CAISO | SDG1_1_PDRP58 | CAISO System | SDG1_1_PDRP58 | 0.2 | 0.2 | 0.2 | 0.2 | 0.2 | 0.2 | 0.2 | 0.2 | 0.2 | 0.2 | 0.2 | 0.2 | DEMAND RESPONSE | 2019-01-01 | 1900 | 2030 | Y | South | FC |  |  |  | #N/A | #N/A |  | #N/A | #N/A | #N/A
NQC List | CAISO | SDG1_1_PDRP59 | CAISO System |  | 0.45 | 0.45 | 0.45 | 0.45 | 0.45 | 0.45 | 0.45 | 0.45 | 0.45 | 0.45 | 0.45 | 0.45 | DEMAND RESPONSE | 2019-01-01 | 1900 | 2030 | Y | South | FC |  |  |  | #N/A | #N/A |  | #N/A | #N/A | #N/A
NQC List | CAISO | SDG1_1_PDRP60 | CAISO System | SDG1_1_PDRP60 | 0.99 | 0.99 | 0.99 | 0.99 | 0.99 | 0.99 | 0.99 | 0.99 | 0.99 | 0.99 | 0.99 | 0.99 | DEMAND RESPONSE | 2019-01-01 | 1900 | 2030 | Y | South | FC |  |  |  | #N/A | #N/A |  | #N/A | #N/A | #N/A
NQC List | CAISO | SDG1_1_PDRP61 | CAISO System | SDG1_1_PDRP61 | 0.99 | 0.99 | 0.99 | 0.99 | 0.99 | 0.99 | 0.99 | 0.99 | 0.99 | 0.99 | 0.99 | 0.99 | DEMAND RESPONSE | 2019-01-01 | 1900 | 2030 | Y | South | FC |  |  |  | #N/A | #N/A |  | #N/A | #N/A | #N/A
NQC List | CAISO | SDG1_1_PDRP62 | CAISO System | SDG1_1_PDRP62 | 0.99 | 0.99 | 0.99 | 0.99 | 0.99 | 0.99 | 0.99 | 0.99 | 0.99 | 0.99 | 0.99 | 0.99 | DEMAND RESPONSE | 2019-01-01 | 1900 | 2030 | Y | South | FC |  |  |  | #N/A | #N/A |  | #N/A | #N/A | #N/A
NQC List | CAISO | SDG1_1_PDRP63 | CAISO System | SDG1_1_PDRP63 | 0.99 | 0.99 | 0.99 | 0.99 | 0.99 | 0.99 | 0.99 | 0.99 | 0.99 | 0.99 | 0.99 | 0.99 | DEMAND RESPONSE | 2019-01-01 | 1900 | 2030 | Y | South | FC |  |  |  | #N/A | #N/A |  | #N/A | #N/A | #N/A
NQC List | CAISO | SDG1_1_PDRP64 | CAISO System | SDG1_1_PDRP64 | 0.99 | 0.99 | 0.99 | 0.99 | 0.99 | 0.99 | 0.99 | 0.99 | 0.99 | 0.99 | 0.99 | 0.99 | DEMAND RESPONSE | 2019-01-01 | 1900 | 2030 | Y | South | FC |  |  |  | #N/A | #N/A |  | #N/A | #N/A | #N/A
NQC List | CAISO | SDG1_1_PDRP65 | CAISO System | SDG1_1_PDRP65 | 0.99 | 0.99 | 0.99 | 0.99 | 0.99 | 0.99 | 0.99 | 0.99 | 0.99 | 0.99 | 0.99 | 0.99 | DEMAND RESPONSE | 2019-01-01 | 1900 | 2030 | Y | South | FC |  |  |  | #N/A | #N/A |  | #N/A | #N/A | #N/A
NQC List | CAISO | SDG1_1_PDRP66 | CAISO System | SDG1_1_PDRP66 | 0.99 | 0.99 | 0.99 | 0.99 | 0.99 | 0.99 | 0.99 | 0.99 | 0.99 | 0.99 | 0.99 | 0.99 | DEMAND RESPONSE | 2019-01-01 | 1900 | 2030 | Y | South | FC |  |  |  | #N/A | #N/A |  | #N/A | #N/A | #N/A
NQC List | CAISO | SDG1_1_PDRP67 | CAISO System | SDG1_1_PDRP67 | 0.99 | 0.99 | 0.99 | 0.99 | 0.99 | 0.99 | 0.99 | 0.99 | 0.99 | 0.99 | 0.99 | 0.99 | DEMAND RESPONSE | 2019-01-01 | 1900 | 2030 | Y | South | FC |  |  |  | #N/A | #N/A |  | #N/A | #N/A | #N/A
NQC List | CAISO | SDG1_1_PDRP68 | CAISO System | SDG1_1_PDRP68 | 0.99 | 0.99 | 0.99 | 0.99 | 0.99 | 0.99 | 0.99 | 0.99 | 0.99 | 0.99 | 0.99 | 0.99 | DEMAND RESPONSE | 2019-01-01 | 1900 | 2030 | Y | South | FC |  |  |  | #N/A | #N/A |  | #N/A | #N/A | #N/A
NQC List | CAISO | SDG1_1_PDRP69 | CAISO System | SDG1_1_PDRP69 | 0.99 | 0.99 | 0.99 | 0.99 | 0.99 | 0.99 | 0.99 | 0.99 | 0.99 | 0.99 | 0.99 | 0.99 | DEMAND RESPONSE | 2019-01-01 | 1900 | 2030 | Y | South | FC |  |  |  | #N/A | #N/A |  | #N/A | #N/A | #N/A
NQC List | CAISO | SDG1_1_PDRP70 | CAISO System | SDG1_1_PDRP70 | 0.99 | 0.99 | 0.99 | 0.99 | 0.99 | 0.99 | 0.99 | 0.99 | 0.99 | 0.99 | 0.99 | 0.99 | DEMAND RESPONSE | 2019-01-01 | 1900 | 2030 | Y | South | FC |  |  |  | #N/A | #N/A |  | #N/A | #N/A | #N/A
NQC List | CAISO | SDG1_1_PDRP71 | CAISO System | SDG1_1_PDRP71 | 0.99 | 0.99 | 0.99 | 0.99 | 0.99 | 0.99 | 0.99 | 0.99 | 0.99 | 0.99 | 0.99 | 0.99 | DEMAND RESPONSE | 2019-01-01 | 1900 | 2030 | Y | South | FC |  |  |  | #N/A | #N/A |  | #N/A | #N/A | #N/A
NQC List | CAISO | SDG1_1_PDRP73 | CAISO System |  | 2 | 2 | 2 | 2 | 2 | 2 | 2 | 2 | 2 | 2 | 2 | 2 | DEMAND RESPONSE | 2019-01-01 | 1900 | 2030 | Y | South | FC |  |  |  | #N/A | #N/A |  | #N/A | #N/A | #N/A
NQC List | CAISO | SDG1_1_PDRP74 | CAISO System | SDG1_1_PDRP74 | 0.2 | 0.2 | 0.2 | 0.2 | 0.2 | 0.2 | 0.2 | 0.2 | 0.2 | 0.2 | 0.2 | 0.2 | DEMAND RESPONSE | 2019-01-01 | 1900 | 2030 | Y | South | FC |  |  |  | #N/A | #N/A |  | #N/A | #N/A | #N/A
NQC List | CAISO | SDG1_1_PDRP75 | CAISO System | SDG1_1_PDRP75 | 0.2 | 0.2 | 0.2 | 0.2 | 0.2 | 0.2 | 0.2 | 0.2 | 0.2 | 0.2 | 0.2 | 0.2 | DEMAND RESPONSE | 2019-01-01 | 1900 | 2030 | Y | South | FC |  |  |  | #N/A | #N/A |  | #N/A | #N/A | #N/A
NQC List | CAISO | SDG1_1_PDRP78 | CAISO System | SDG1_1_PDRP78 | 0.2 | 0.2 | 0.2 | 0.2 | 0.2 | 0.2 | 0.2 | 0.2 | 0.2 | 0.2 | 0.2 | 0.2 | DEMAND RESPONSE | #N/A | 1900 | 2030 | Y | South | FC |  |  |  | #N/A | #N/A |  | #N/A | #N/A | #N/A
NQC List | CAISO | SDG1_1_PDRP84 | CAISO System |  | JUN: 9.99; JUL: 9.99; AUG: 9.99; SEP: 9.99; OCT: 9.99; NOV: 9.99; DEC: 9.99 | DEMAND RESPONSE | 2020-06-01 | 1900 | 2050 | Y | South | FC |  |  |  | #N/A | #N/A |  | Yes | 9.99 | 0
NQC List | CAISO | SDG1_1_PDRP85 | CAISO System |  | JUN: 9.99; JUL: 9.99; AUG: 9.99; SEP: 9.99; OCT: 9.99; NOV: 9.99; DEC: 9.99 | DEMAND RESPONSE | 2020-06-01 | 1900 | 2050 | Y | South | FC |  |  |  | #N/A | #N/A |  | Yes | 9.99 | 0
NQC List | CAISO | SDG1_1_PDRP86 | CAISO System |  | JUN: 9.99; JUL: 9.99; AUG: 9.99; SEP: 9.99; OCT: 9.99; NOV: 9.99; DEC: 9.99 | DEMAND RESPONSE | 2020-06-01 | 1900 | 2050 | Y | South | FC |  |  |  | #N/A | #N/A |  | Yes | 9.99 | 0
NQC List | CAISO | SDG1_1_PDRP88 | CAISO System |  | JUN: 0.99; JUL: 0.99; AUG: 0.99; SEP: 0.99; OCT: 0.99; NOV: 0.99; DEC: 0.99 | DEMAND RESPONSE | 2020-06-01 | 1900 | 2050 | Y | South | FC |  |  |  | #N/A | #N/A |  | Yes | 0.99 | 0
NQC List | CAISO | SDG1_1_PDRP89 | CAISO System |  | JUN: 0.99; JUL: 0.99; AUG: 0.99; SEP: 0.99; OCT: 0.99; NOV: 0.99; DEC: 0.99 | DEMAND RESPONSE | 2020-06-01 | 1900 | 2050 | Y | South | FC |  |  |  | #N/A | #N/A |  | Yes | 0.99 | 0
NQC List | CAISO | SDG1_1_PDRP90 | CAISO System |  | JUN: 5; JUL: 5; AUG: 5; SEP: 5; OCT: 5; NOV: 5; DEC: 5 | DEMAND RESPONSE | 2020-06-01 | 1900 | 2050 | Y | South | FC |  |  |  | #N/A | #N/A |  | #N/A | #N/A | #N/A
NQC List | CAISO | SDG1_1_PDRP91 | CAISO System |  | JUN: 0.99; JUL: 0.99; AUG: 0.99; SEP: 0.99; OCT: 0.99; NOV: 0.99; DEC: 0.99 | DEMAND RESPONSE | 2020-06-01 | 1900 | 2050 | Y | South | FC |  |  |  | #N/A | #N/A |  | Yes | 0.99 | 0
NQC List | CAISO | SDG1_1_PDRP97 | CAISO System |  | JUN: 0.99; JUL: 0.99; AUG: 0.99; SEP: 0.99; OCT: 0.99; NOV: 0.99; DEC: 0.99 | DEMAND RESPONSE | 2020-06-01 | 1900 | 2050 | Y | South | FC |  |  |  | #N/A | #N/A |  | Yes | 0.99 | 0
NQC List | CAISO | SDG1_1_PDRP98 | CAISO System |  | JUN: 0.99; JUL: 0.99; AUG: 0.99; SEP: 0.99; OCT: 0.99; NOV: 0.99; DEC: 0.99 | DEMAND RESPONSE | 2020-06-01 | 1900 | 2050 | Y | South | FC |  |  |  | #N/A | #N/A |  | Yes | 0.99 | 0
NQC List | CAISO | SDG1_1_PDRP99 | CAISO System |  | JUN: 0.99; JUL: 0.99; AUG: 0.99; SEP: 0.99; OCT: 0.99; NOV: 0.99; DEC: 0.99 | DEMAND RESPONSE | 2020-06-01 | 1900 | 2050 | Y | South | FC |  |  |  | #N/A | #N/A |  | Yes | 0.99 | 0
NQC List | CAISO | SEARLS_7_ARGUS | CAISO System | Argus Cogeneration | 7.42 | 6.62 | 6.15 | 5.17 | 3.78 | 4.44 | 3.94 | 4.01 | 3.96 | 4.55 | 5.45 | 5.75 | OTHER | 2013-11-15 | 1900 | 2050 | N | South | FC |  |  |  | Yes | CAISO_CHP |  | Yes | 1.4 | 2.56
NQC List | CAISO | SEGS_1_SR2SL2 | CAISO System | Sunray 2 | 0.8 | 0.6 | 3.6 | 3 | 3.2 | 6.2 | 7.8 | 5.4 | 2.8 | 0.4 | 0.4 | 0 | SUN | 2017-06-02 | 1900 | 2050 | N | South | FC |  |  |  | Yes | CAISO_Solar |  | Yes | 0 | 2.8
NQC List | CAISO | SENTNL_2_CTG1 | LA Basin | Sentinel Unit 1 | 103.76 | 103.76 | 103.76 | 103.76 | 103.76 | 103.76 | 103.76 | 103.76 | 103.76 | 103.76 | 103.76 | 103.76 | NATURAL GAS | 2013-05-06 | 1900 | 2050 | Y | South | FC |  |  |  | Yes | CAISO_Peaker1 |  | Yes | 0 | 103.76
NQC List | CAISO | SENTNL_2_CTG2 | LA Basin | Sentinel Unit 2 | 95.34 | 95.34 | 95.34 | 95.34 | 95.34 | 95.34 | 95.34 | 95.34 | 95.34 | 95.34 | 95.34 | 95.34 | NATURAL GAS | 2013-05-06 | 1900 | 2050 | Y | South | FC |  |  |  | Yes | CAISO_Peaker1 |  | Yes | 0 | 95.34
NQC List | CAISO | SENTNL_2_CTG3 | LA Basin | Sentinel Unit 3 | 96.85 | 96.85 | 96.85 | 96.85 | 96.85 | 96.85 | 96.85 | 96.85 | 96.85 | 96.85 | 96.85 | 96.85 | NATURAL GAS | 2013-05-06 | 1900 | 2050 | Y | South | FC |  |  |  | Yes | CAISO_Peaker1 |  | Yes | 0 | 96.85
NQC List | CAISO | SENTNL_2_CTG4 | LA Basin | Sentinel Unit 4 | 102.47 | 102.47 | 102.47 | 102.47 | 102.47 | 102.47 | 102.47 | 102.47 | 102.47 | 102.47 | 102.47 | 102.47 | NATURAL GAS | 2013-05-06 | 1900 | 2050 | Y | South | FC |  |  |  | Yes | CAISO_Peaker1 |  | Yes | 0 | 102.47
NQC List | CAISO | SENTNL_2_CTG5 | LA Basin | Sentinel Unit 5 | 103.81 | 103.81 | 103.81 | 103.81 | 103.81 | 103.81 | 103.81 | 103.81 | 103.81 | 103.81 | 103.81 | 103.81 | NATURAL GAS | 2013-05-06 | 1900 | 2050 | Y | South | FC |  |  |  | Yes | CAISO_Peaker1 |  | Yes | 0 | 103.81
NQC List | CAISO | SENTNL_2_CTG6 | LA Basin | Sentinel Unit 6 | 100.99 | 100.99 | 100.99 | 100.99 | 100.99 | 100.99 | 100.99 | 100.99 | 100.99 | 100.99 | 100.99 | 100.99 | NATURAL GAS | 2013-05-06 | 1900 | 2050 | Y | South | FC |  |  |  | Yes | CAISO_Peaker1 |  | Yes | 0 | 100.99
NQC List | CAISO | SENTNL_2_CTG7 | LA Basin | Sentinel Unit 7 | 97.06 | 97.06 | 97.06 | 97.06 | 97.06 | 97.06 | 97.06 | 97.06 | 97.06 | 97.06 | 97.06 | 97.06 | NATURAL GAS | 2013-05-06 | 1900 | 2050 | Y | South | FC |  |  |  | Yes | CAISO_Peaker1 |  | Yes | 0 | 97.06
NQC List | CAISO | SENTNL_2_CTG8 | LA Basin | Sentinel Unit 8 | 101.8 | 101.8 | 101.8 | 101.8 | 101.8 | 101.8 | 101.8 | 101.8 | 101.8 | 101.8 | 101.8 | 101.8 | NATURAL GAS | 2013-05-06 | 1900 | 2050 | Y | South | FC |  |  |  | Yes | CAISO_Peaker1 |  | Yes | 0 | 101.8
NQC List | CAISO | SGREGY_6_SANGER | Fresno | Algonquin Power Sanger 2 | 48.08 | 48.08 | 48.08 | 48.08 | 48.08 | 48.08 | 48.08 | 48.08 | 48.08 | 48.08 | 48.08 | 48.08 | NATURAL GAS | 2017-06-01 | 1900 | 2050 | Y | North | FC |  |  |  | Yes | CAISO_CCGT2 |  | Yes | 0 | 48.08
NQC List | CAISO | SHELRF_1_UNITS | Bay Area | SHELL OIL REFINERY AGGREGATE | 27.91 | 26.45 | 24.53 | 22.46 | 33.68 | 31.99 | 27.88 | 27.71 | 26.98 | 24.62 | 27.87 | 29.29 | NATURAL GAS | 2020-04-01 | 1900 | 2050 | N | North | FC |  |  |  | Yes | CAISO_Peaker2 |  | Yes | -0.92 | 27.9
NQC List | CAISO | SHUTLE_6_CREST | Big Creek-Ventura | CREST Contracts | 0 | 0 | 0 | 0 | 0 | 0 | 0 | 0 | 0 | 0 | 0 | 0 | SUN | 2000-01-01 | 1900 | 2050 | N | South | EO |  |  |  | Yes | CAISO_Solar |  | Yes | 0 | 0
NQC List | CAISO | SIERRA_1_UNITS | Kern | HIGH SIERRA LIMITED | 51.52 | 51.54 | 50.94 | 50.64 | 50.24 | 49.58 | 49.46 | 49.57 | 50.13 | 50.53 | 51.24 | 51.76 | NATURAL GAS | 1989-02-24 | 1900 | 2050 | Y | North | FC |  |  |  | Yes | CAISO_Peaker2 |  | Yes | 0 | 50.13
NQC List | CAISO | SISQUC_1_SMARIA | CAISO System | Santa Maria II LFG Power Plant | 0.9 | 0.56 | 0.69 | 0.36 | 0.38 | 0.42 | 0.59 | 0.85 | 1.03 | 1.05 | 1.03 | 0.88 | BIOGAS | 2010-09-27 | 1900 | 2050 | N | North | FC |  |  |  | Yes | CAISO_Biomass |  | Yes | 0 | 1.03
NQC List | CAISO | SKERN_6_SOLAR1 | Kern | South Kern Solar PV Plant | 0.8 | 0.6 | 3.6 | 3 | 3.2 | 6.2 | 7.8 | 5.4 | 2.8 | 0.4 | 0.4 | 0 | SUN | 2015-04-07 | 1900 | 2050 | N | North | FC |  |  |  | Yes | CAISO_Solar |  | Yes | 0 | 2.8
NQC List | CAISO | SKERN_6_SOLAR2 | Kern | SKIC Solar | 0.4 | 0.3 | 1.8 | 1.5 | 1.6 | 3.1 | 3.9 | 2.7 | 1.4 | 0.2 | 0.2 | 0 | SUN | 2017-01-05 | 1900 | 2050 | N | North | FC |  |  |  | Yes | CAISO_Solar |  | Yes | 0 | 1.4
NQC List | CAISO | SLRMS3_2_SRMSR1 | San Diego-IV | SILVER RIDGE MOUNT SIGNAL 3 | 10 | 7.5 | 45 | 37.5 | 40 | 77.5 | 97.5 | 67.5 | 35 | 5 | 5 | 0 | SUN | 2018-10-09 | 1900 | 2050 | N | South | FC |  |  |  | Yes | CAISO_Solar |  | Yes | 0 | 35
NQC List | CAISO | SLST13_2_SOLAR1 | CAISO System | Quinto Solar PV Project | 4.3 | 3.23 | 19.37 | 16.14 | 17.22 | 33.36 | 41.96 | 29.05 | 15.06 | 2.15 | 2.15 | 0 | SUN | 2015-11-30 | 1900 | 2050 | N | North | FC |  |  |  | Yes | CAISO_Solar |  | Yes | 0 | 15.06
NQC List | CAISO | SLSTR1_2_SOLAR1 | CAISO System | Solar Star 1 | 12.4 | 9.3 | 55.8 | 46.5 | 49.6 | 96.1 | 120.9 | 83.7 | 43.4 | 6.2 | 6.2 | 0 | SUN | 2014-10-22 | 1900 | 2050 | N | South | FC |  |  |  | Yes | CAISO_Solar |  | Yes | 0 | 43.4
NQC List | CAISO | SLSTR2_2_SOLAR2 | CAISO System | Solar Star 2 | 11.04 | 8.28 | 49.68 | 41.4 | 44.16 | 85.56 | 107.64 | 74.52 | 38.64 | 5.52 | 5.52 | 0 | SUN | 2014-07-31 | 1900 | 2050 | N | South | FC |  |  |  | Yes | CAISO_Solar |  | Yes | 0 | 38.64
NQC List | CAISO | SLUISP_2_UNITS | CAISO System | SAN LUIS (GIANELLI) PUMP-GEN (AGGREGATE) | 0 | 42.81 | 41.18 | 69.06 | 100.4 | 89.22 | 79.55 | 45 | 37.65 | 61.53 | 50.2 | 12.69 | WATER | 1967-01-01 | 1900 | 2050 | N | North | FC |  |  |  | Yes | CAISO_Existing_Pumped_Storage |  | Yes | 37.65 | 0
NQC List | CAISO | SLYCRK_1_UNIT 1 | Sierra | SLY CREEK HYDRO | 13 | 13 | 13 | 13 | 13 | 13 | 13 | 13 | 13 | 13 | 13 | 13 | WATER | 1983-01-01 | 1900 | 2050 | Y | North | FC |  |  |  | Yes | CAISO_Hydro |  | Yes | 6.6 | 6.4
NQC List | CAISO | SMPRIP_1_SMPSON | CAISO System | Ripon Cogeneration Unit 1 | 46.05 | 46.05 | 46.05 | 46.05 | 46.05 | 46.05 | 46.05 | 46.05 | 46.05 | 46.05 | 46.05 | 46.05 | NATURAL GAS | 1988-04-19 | 1900 | 2050 | Y | North | FC |  |  |  | Yes | CAISO_CHP |  | Yes | 0 | 46.05
NQC List | CAISO | SMRCOS_6_LNDFIL | San Diego-IV | San Marcos Energy | 1.47 | 1.49 | 1.5 | 1.5 | 1.42 | 1.5 | 1.5 | 1.5 | 1.5 | 1.5 | 1.31 | 1.47 | BIOGAS | 2011-05-20 | 1900 | 2050 | N | South | FC |  |  |  | Yes | CAISO_Biomass |  | Yes | 0 | 1.5
NQC List | CAISO | SMUDGO_7_UNIT 1 | NCNB | SONOMA POWER PLANT | 47 | 47 | 47 | 47 | 47 | 47 | 47 | 47 | 47 | 47 | 47 | 47 | GEOTHERMAL | 1983-01-01 | 1900 | 2050 | Y | North | FC |  |  |  | Yes | CAISO_Geothermal |  | Yes | 0 | 47
NQC List | CAISO | SMYRNA_1_DL1SR1 | CAISO System | Delano Land 1 | 0.04 | 0.03 | 0.18 | 0.15 | 0.16 | 0.31 | 0.39 | 0.27 | 0.14 | 0.02 | 0.02 | 0 | SUN | 2017-12-28 | 1900 | 2050 | N | North | ID | 100% |  |  | Yes | CAISO_Solar |  | Yes | 0 | 0.14
NQC List | CAISO | SNCLRA_2_HOWLNG | Big Creek-Ventura | Houwelings Nurseries Oxnard, Inc | 7.66 | 6.29 | 9.02 | 10.61 | 8.8 | 8.65 | 8.62 | 8.72 | 9.91 | 9.8 | 6.78 | 7.34 | NATURAL GAS | 2013-06-14 | 1900 | 2050 | N | South | FC |  |  |  | Yes | CAISO_Biomass |  | Yes | 0.79 | 9.12
NQC List | CAISO | SNCLRA_2_SPRHYD | Big Creek-Ventura | Springville Hydroelectric Generator | 0.21 | 0.3 | 0.28 | 0.34 | 0.16 | 0.2 | 0.21 | 0.18 | 0.12 | 0.11 | 0.15 | 0.17 | WATER | 2016-04-19 | 1900 | 2050 | N | South | FC |  |  |  | Yes | CAISO_Small_Hydro |  | Yes | -0.01 | 0.13
NQC List | CAISO | SNCLRA_2_UNIT | Big Creek-Ventura | Channel Islands Power | 27.5 | 27.5 | 27.5 | 27.5 | 27.5 | 27.5 | 27.5 | 27.5 | 27.5 | 27.5 | 27.5 | 27.5 | NATURAL GAS | 2018-04-26 | 1900 | 2050 | Y | South | FC |  |  |  | Yes | CAISO_CHP |  | Yes | 0 | 27.5
NQC List | CAISO | SNCLRA_2_UNIT1 | Big Creek-Ventura | New Indy Oxnard | 20.08 | 19.8 | 18.31 | 16.62 | 14.33 | 15.7 | 15.69 | 15.63 | 15.94 | 14.81 | 14.87 | 15.47 | NATURAL GAS | 2016-04-15 | 1900 | 2050 | N | South | FC |  |  |  | Yes | CAISO_CHP |  | Yes | 0.41 | 15.53
NQC List | CAISO | SNCLRA_6_OXGEN | Big Creek-Ventura | E.F. OXNARD INCORPORATED | 32.75 | 31.74 | 28.19 | 31.23 | 33.91 | 35.11 | 31.98 | 35.38 | 32.48 | 29.99 | 33.31 | 31.21 | NATURAL GAS | 1990-04-13 | 1900 | 2050 | N | South | FC |  |  |  | Yes | CAISO_CHP |  | Yes | -15.22 | 47.7
NQC List | CAISO | SNCLRA_6_PROCGN | Big Creek-Ventura | PROCTER AND GAMBLE OXNARD II | 45.63 | 41.22 | 31.91 | 45.52 | 43.04 | 45.51 | 45.66 | 45.47 | 45.25 | 44.78 | 45.18 | 44.7 | NATURAL GAS | 1998-11-17 | 1900 | 2050 | N | South | FC |  |  |  | Yes | CAISO_CHP |  | Yes | 14.94 | 30.31
NQC List | CAISO | SNCLRA_6_QF | Big Creek-Ventura | SANTA CLARA QFS | 0 | 0 | 0 | 0 | 0 | 0 | 0 | 0 | 0 | 0 | 0 | 0.01 | OTHER | 1987-01-01 | 1900 | 2050 | N | South | FC |  |  |  | Yes | CAISO_Small_Hydro |  | Yes | 0 | 0
NQC List | CAISO | SNDBAR_7_UNIT 1 | Stockton | SANDBAR | 10.4 | 9.6 | 10.6 | 13.59 | 14.04 | 14.03 | 14.24 | 12.88 | 10.28 | 7.65 | 6.27 | 8.57 | WATER | 2017-01-01 | 1900 | 2050 | N | North | FC |  |  |  | Yes | CAISO_Hydro |  | Yes | -1.25 | 11.53
NQC List | CAISO | SNMALF_6_UNITS | NCNB | Sonoma County Landfill | 3.32 | 3.79 | 3.2 | 3.58 | 3.49 | 2.61 | 3.25 | 3.12 | 3.27 | 3.13 | 3.4 | 3.43 | BIOGAS | 1993-04-30 | 1900 | 2050 | N | North | FC |  |  |  | Yes | CAISO_Biomass |  | Yes | 0.63 | 2.64
NQC List | CAISO | SOUTH_2_UNIT | CAISO System | SOUTH HYDRO | 3.27 | 3.49 | 3.88 | 2.53 | 2.55 | 1.65 | 0.63 | 0.98 | 1.53 | 1.99 | 2.18 | 2.71 | WATER | 1979-01-01 | 1900 | 2050 | N | North | FC |  |  |  | Yes | CAISO_Small_Hydro |  | Yes | -0.61 | 2.14
NQC List | CAISO | SPAULD_6_UNIT 3 | Sierra | SPAULDING HYDRO PH 3 UNIT | 0.8 | 0.83 | 2.16 | 2.46 | 1.49 | 0.69 | 1.91 | 1.59 | 2.88 | 2.78 | 1.19 | 0.78 | WATER | 1928-01-01 | 1900 | 2050 | N | North | FC |  |  |  | Yes | CAISO_Hydro |  | Yes | -0.01 | 2.89
NQC List | CAISO | SPAULD_6_UNIT12 | Sierra | SPAULDING HYDRO PH 1 & 2 AGGREGATE | 11.4 | 11.4 | 11.4 | 11.4 | 11.4 | 11.4 | 11.4 | 11.4 | 11.4 | 11.4 | 11.4 | 11.4 | WATER | 1929-01-01 | 1900 | 2050 | Y | North | FC |  |  |  | Yes | CAISO_Hydro |  | Yes | 10 | 1.4
NQC List | CAISO | SPBURN_2_UNIT 1 | CAISO System | Burney Biomass | 9.63 | 10.31 | 10.06 | 7.49 | 10.32 | 13.43 | 13.22 | 13.25 | 12.54 | 5.51 | 6.92 | 7.82 | BIOMASS | 1986-01-01 | 1900 | 2050 | N | North | FC |  |  |  | Yes | CAISO_Biomass |  | Yes | 1.16 | 11.38
NQC List | CAISO | SPBURN_7_SNOWMT | CAISO System | SPBURN_7_SNOWMT | 1.3 | 1.53 | 2.4 | 2.42 | 1.07 | 0.19 | 0 | 0 | 0 | 0.06 | 0.13 | 0.57 | WATER | 1990-03-28 | 1900 | 2050 | N | North | FC |  |  |  | Yes | CAISO_Small_Hydro |  | Yes | 0 | 0
NQC List | CAISO | SPI LI_2_UNIT 1 | Sierra | Lincoln Biomass | 5.58 | 6.29 | 6.49 | 5.5 | 8.61 | 9.8 | 10.07 | 9.93 | 9.69 | 6.21 | 5.52 | 5.29 | BIOMASS | 1986-06-03 | 1900 | 2050 | N | North | FC |  |  |  | Yes | CAISO_Biomass |  | Yes | 0.5 | 9.19
NQC List | CAISO | SPIAND_1_ANDSN2 | CAISO System | SPI Anderson 2 | 12.16 | 13.61 | 15.69 | 12.13 | 16.09 | 19.43 | 18.87 | 20.28 | 19.52 | 13.66 | 8.57 | 13.46 | BIOMASS | 2015-09-09 | 1900 | 2050 | N | North | FC |  |  |  | Yes | CAISO_Biomass |  | Yes | 1.15 | 18.37
NQC List | CAISO | SPICER_1_UNITS | CAISO System | SPICER HYDRO UNITS 1-3 AGGREGATE | 6 | 6 | 6 | 6 | 6 | 6 | 6 | 6 | 6 | 6 | 6 | 6 | WATER | 1990-01-01 | 1900 | 2050 | Y | North | FC |  |  |  | Yes | CAISO_Small_Hydro |  | Yes | 0 | 6
NQC List | CAISO | SPIFBD_1_PL1X2 | Stockton | SIERRA PACIFIC IND. (SONORA) | 6.12 | 6.49 | 6.31 | 4.32 | 4.85 | 5.36 | 5.29 | 5.67 | 5.58 | 4.85 | 4.89 | 4.97 | BIOMASS | 2018-04-12 | 1900 | 2050 | N | North | FC |  |  |  | Yes | CAISO_CHP |  | Yes | 2.93 | 2.65
NQC List | CAISO | SPQUIN_6_SRPCQU | CAISO System | Quincy Biomass | 19.58 | 20.76 | 20.19 | 18.34 | 19.99 | 19.6 | 20.23 | 19.94 | 21.42 | 17.66 | 15.9 | 16.47 | BIOMASS | 2018-05-17 | 1900 | 2050 | N | North | FC |  |  |  | Yes | CAISO_Biomass |  | Yes | 3.33 | 18.09
NQC List | CAISO | SPRGAP_1_UNIT 1 | Stockton | SPRING GAP HYDRO | 5.34 | 4.37 | 5.41 | 5.14 | 4.83 | 5.02 | 1.46 | 0.01 | 1.95 | 2.37 | 2.86 | 4.72 | WATER | 1921-01-01 | 1900 | 2050 | N | North | FC |  |  |  | Yes | CAISO_Hydro |  | Yes | -0.71 | 2.66
NQC List | CAISO | SPRGVL_2_CREST | Big Creek-Ventura | Springerville Aggregate Solar Resources | 0 | 0 | 0 | 0 | 0 | 0 | 0 | 0 | 0 | 0 | 0 | 0 | SUN | 2000-01-01 | 1900 | 2050 | N | South | EO |  |  |  | Yes | CAISO_Solar |  | Yes | 0 | 0
NQC List | CAISO | SPRGVL_2_QF | Big Creek-Ventura | SPRINGVILLE QFS | 0.13 | 0.18 | 0.18 | 0.18 | 0.18 | 0.18 | 0.18 | 0.18 | 0.17 | 0.05 | 0 | 0 | OTHER | 1909-01-01 | 1900 | 2050 | N | South | FC |  |  |  | Yes | CAISO_CHP |  | Yes | -0.01 | 0.18
NQC List | CAISO | SPRGVL_2_TULE | Big Creek-Ventura | TULE RIVER HYDRO PLANT (PG&E) | 0.24 | 0.98 | 1.34 | 1.46 | 0.95 | 0.12 | 0 | 0 | 0 | 0 | 0 | 0 | WATER | 1914-01-01 | 1900 | 2050 | N | South | FC |  |  |  | Yes | CAISO_Small_Hydro |  | Yes | 0 | 0
NQC List | CAISO | SPRGVL_2_TULESC | Big Creek-Ventura | TULE RIVER HYDRO PLANT (SCE) | 0.24 | 0.98 | 1.34 | 1.46 | 0.95 | 0.12 | 0 | 0 | 0 | 0 | 0 | 0 | WATER | 1909-01-01 | 1900 | 2050 | N | South | FC |  |  |  | Yes | CAISO_Small_Hydro |  | Yes | 0 | 0
NQC List | CAISO | SRINTL_6_UNIT | Bay Area | SRI INTERNATIONAL | 1.18 | 1.21 | 1.04 | 1 | 1.05 | 0.82 | 0.94 | 0.78 | 0.75 | 0.83 | 0.95 | 0.98 | NATURAL GAS | 1987-03-10 | 1900 | 2050 | N | North | FC |  |  |  | Yes | CAISO_CHP |  | Yes | -0.15 | 0.9
NQC List | CAISO | STANIS_7_UNIT 1 | Stockton | STANISLAUS HYDRO | 91 | 91 | 91 | 91 | 91 | 91 | 91 | 91 | 91 | 91 | 91 | 91 | WATER | 1963-01-01 | 1900 | 2050 | Y | North | FC |  |  |  | Yes | CAISO_Hydro |  | Yes | 31.61 | 59.39
NQC List | CAISO | STANTN_2_STAGT1 | LA Basin |  | JUN: 49; JUL: 49; AUG: 49; SEP: 49; OCT: 49.65; NOV: 49.65; DEC: 49.65 | NATURAL GAS | 2020-07-01 | 1900 | 2050 | Y | South | FC |  |  |  | Yes | CAISO_Peaker1 |  | Yes | -0.65 | 49.65
NQC List | CAISO | STANTN_2_STAGT2 | LA Basin |  | JUN: 49; JUL: 49; AUG: 49; SEP: 49; OCT: 49.65; NOV: 49.65; DEC: 49.65 | NATURAL GAS | 2020-07-01 | 1900 | 2050 | Y | South | FC |  |  |  | Yes | CAISO_Peaker1 |  | Yes | -0.65 | 49.65
NQC List | CAISO | STAUFF_1_UNIT | Bay Area | RHODIA INC. (RHONE-POULENC) | 0.07 | 0.11 | 0.11 | 0.05 | 0.02 | 0 | 0.01 | 0.01 | 0.01 | 0.02 | 0.02 | 0.1 | NATURAL GAS | 1977-06-01 | 1900 | 2050 | N | North | FC |  |  |  | Yes | CAISO_CHP |  | Yes | -0.02 | 0.03
NQC List | CAISO | STIGCT_2_LODI | Sierra | LODI STIG UNIT | 49.5 | 49.5 | 49.5 | 49.5 | 49.5 | 49.5 | 49.5 | 49.5 | 49.5 | 49.5 | 49.5 | 49.5 | NATURAL GAS | 1996-01-01 | 1900 | 2050 | Y | North | FC |  |  |  | Yes | CAISO_Peaker1 |  | Yes | 0 | 49.5
NQC List | CAISO | STNRES_1_UNIT | Stockton | Covanta Stanislaus | 13.43 | 18.43 | 18.24 | 16.13 | 18.81 | 19.07 | 18.45 | 18.26 | 17.65 | 18.01 | 18.37 | 18.01 | WASTE TO POWER | 1988-09-06 | 1900 | 2050 | N | North | FC |  |  |  | Yes | CAISO_Biomass |  | Yes | -0.05 | 17.7
NQC List | CAISO | STOILS_1_UNITS | Bay Area | Chevron Richmond Refinery | 0.81 | 0.25 | 0 | 0.23 | 0 | 0 | 0 | 5.14 | 0.07 | 5.4 | 6.48 | 3.11 | NATURAL GAS | 1992-08-31 | 1900 | 2050 | N | North | FC |  |  |  | Yes | CAISO_CHP |  | Yes | 0.07 | 0
NQC List | CAISO | STOREY_2_MDRCH2 | Fresno | Madera Chowchilla 2 | 0.17 | 0.21 | 0.27 | 0.37 | 0.43 | 0.42 | 0.41 | 0.28 | 0.15 | 0.08 | 0.01 | 0 | WATER | 2016-08-01 | 1900 | 2050 | N | North | FC |  |  |  | Yes | CAISO_Small_Hydro |  | Yes | -0.13 | 0.28
NQC List | CAISO | STOREY_2_MDRCH3 | Fresno | Madera Chowchilla 3 | 0.09 | 0.1 | 0.1 | 0.15 | 0.26 | 0.3 | 0.3 | 0.19 | 0.05 | 0.06 | 0.01 | 0 | WATER | 2016-08-01 | 1900 | 2050 | N | North | FC |  |  |  | Yes | CAISO_Small_Hydro |  | Yes | -0.06 | 0.11
NQC List | CAISO | STOREY_2_MDRCH4 | Fresno | Madera Chowchilla 4 | 0.18 | 0.21 | 0.23 | 0.41 | 0.65 | 0.66 | 0.63 | 0.2 | 0.19 | 0.01 | 0 | 0 | WATER | 2016-07-19 | 1900 | 2050 | N | North | FC |  |  |  | Yes | CAISO_Small_Hydro |  | Yes | -0.08 | 0.27
NQC List | CAISO | STOREY_7_MDRCHW | Fresno | Madera Canal Site 980 | 0 | 0.22 | 0.61 | 1.03 | 0.88 | 1.37 | 1.31 | 0.82 | 0.42 | 0.22 | 0.05 | 0 | WATER | 1985-02-02 | 1900 | 2050 | N | North | FC |  |  |  | Yes | CAISO_Small_Hydro |  | Yes | 0 | 0.42
NQC List | CAISO | STROUD_6_SOLAR | Fresno | Stroud Solar Station | 0.8 | 0.6 | 3.6 | 3 | 3.2 | 6.2 | 7.8 | 5.4 | 2.8 | 0.4 | 0.4 | 0 | SUN | 2011-10-04 | 1900 | 2050 | N | North | ID | 100% |  |  | Yes | CAISO_Solar |  | Yes | 0 | 2.8
NQC List | CAISO | STROUD_6_WWHSR1 | Fresno | Winter Wheat Solar Farm | 0 | 0 | 0 | 0 | 0 | 0 | 0 | 0 | 0 | 0 | 0 | 0 | SUN | #N/A | 1900 | #N/A | N | North | EO |  |  |  | Yes | CAISO_Solar |  | Yes | 0 | 0
NQC List | CAISO | SUMWHT_6_SWSSR1 | Fresno | Summer Wheat Solar Farm | 0.74 | 0.56 | 3.33 | 2.78 | 2.96 | 5.74 | 7.22 | 5 | 2.59 | 0.37 | 0.37 | 0 | SUN | 2018-10-11 | 1900 | 2050 | N | North | ID | 100% |  |  | Yes | CAISO_Solar |  | Yes | 0 | 2.59
NQC List | CAISO | SUNRIS_2_PL1X3 | CAISO System | Sunrise Power Project AGGREGATE II | 586.02 | 586.02 | 586.02 | 586.02 | 586.02 | 586.02 | 586.02 | 586.02 | 586.02 | 586.02 | 586.02 | 586.02 | NATURAL GAS | 2001-06-07 | 1900 | 2050 | Y | North | FC |  |  |  | Yes | CAISO_CCGT1 |  | Yes | 0 | 586.02
NQC List | CAISO | SUNSET_2_UNITS | CAISO System | MIDWAY SUNSET COGENERATION PLANT | 248 | 235.81 | 247.05 | 246.05 | 237.87 | 234.15 | 230.05 | 229.5 | 232.23 | 241.6 | 247.5 | 248 | NATURAL GAS | 1989-12-18 | 1900 | 2050 | Y | North | FC |  |  |  | Yes | CAISO_CHP |  | Yes | 64.93 | 167.3
NQC List | CAISO | SUNSHN_2_LNDFL | Big Creek-Ventura | Sunshine Gas Producers | 17.79 | 17.41 | 17.59 | 16.39 | 15.34 | 16.02 | 16.55 | 15.86 | 15.4 | 16.67 | 16.99 | 18.13 | BIOGAS | 2014-09-01 | 1900 | 2050 | N | South | ID | 100% |  |  | Yes | CAISO_Biomass |  | Yes | -1.44 | 16.84
NQC List | CAISO | SUNSLR_1_SSVSR1 | CAISO System | Sunshine Valley Solar 1 |  |  |  | 12.75 | 13.6 | 26.35 | 33.15 | 22.95 | 11.9 | 1.7 | 1.7 | 0 | SUN | 2020-04-01 | 1900 | 2050 | N | South | ID | 85% | Waiting for ELM upgrades, Jackass Flats - Mercury SW upgrade and multiple RAS implemenation for FCDS. |  | Yes | CAISO_Solar |  | Yes | -2.1 | 14
NQC List | CAISO | SUNSPT_2_WNASR1 | CAISO System | Windhub Solar A |  | 0.6 | 3.6 | 3 | 3.2 | 6.2 | 7.8 | 5.4 | 2.8 | 0.4 | 0.4 | 0 | SUN | 2020-02-01 | 1900 | 2050 | N | South | FC |  | changed effective date |  | Yes | CAISO_Solar |  | Yes | 0 | 2.8
NQC List | CAISO | SWIFT_1_NAS | Bay Area | YERBA BUENA BATTERY | 3 | 3 | 3 | 3 | 3 | 3 | 3 | 3 | 3 | 3 | 3 | 3 | LESR | 2016-01-21 | 1900 | 2050 | Y | North | PD | 100% |  |  | Yes | CAISO_Li_Battery |  | Yes | 0 | 3
NQC List | CAISO | SYCAMR_2_UNIT 1 | Big Creek-Ventura | Sycamore Cogeneration Unit 1 | 80 | 80 | 80 | 80 | 80 | 78.98 | 79.44 | 77.41 | 77.99 | 79.57 | 80 | 80 | NATURAL GAS | 1987-01-01 | 1900 | 2050 | N | South | FC |  |  |  | Yes | CAISO_CHP |  | Yes | -0.54 | 78.53
NQC List | CAISO | SYCAMR_2_UNIT 2 | Big Creek-Ventura | Sycamore Cogeneration Unit 2 | 80 | 80 | 80 | 80 | 80 | 80 | 80 | 80 | 80 | 80 | 80 | 80 | NATURAL GAS | 1987-01-01 | 1900 | 2050 | Y | South | FC |  |  |  | Yes | CAISO_Peaker2 |  | Yes | 2 | 78
NQC List | CAISO | SYCAMR_2_UNIT 3 | Big Creek-Ventura | Sycamore Cogeneration Unit 3 | 80 | 80 | 80 | 80 | 80 | 80 | 80 | 80 | 80 | 80 | 80 | 80 | NATURAL GAS | 1987-01-01 | 1900 | 2050 | Y | South | FC |  |  |  | Yes | CAISO_CHP |  | Yes | 2 | 78
NQC List | CAISO | SYCAMR_2_UNIT 4 | Big Creek-Ventura | Sycamore Cogeneration Unit 4 | 80 | 80 | 80 | 80 | 80 | 80 | 80 | 80 | 80 | 80 | 80 | 80 | NATURAL GAS | 1987-01-01 | 1900 | 2050 | Y | South | FC |  |  |  | Yes | CAISO_Peaker2 |  | Yes | 2 | 78
NQC List | CAISO | TANHIL_6_SOLART | CAISO System | Berry Cogen 18 | 10.62 | 10.59 | 8.49 | 9.59 | 10.59 | 9.88 | 9.77 | 9.92 | 10.27 | 10.65 | 10.48 | 11.78 | NATURAL GAS | 1986-01-01 | 1900 | 2050 | N | North | FC |  |  |  | Yes | CAISO_CHP |  | Yes | 0.48 | 9.79
NQC List | CAISO | TBLMTN_6_QF | CAISO System | SMALL QF AGGREGATION - PARADISE | 0.61 | 0.93 | 0.92 | 1.29 | 0.97 | 0.56 | 0.27 | 0.18 | 0.22 | 0.24 | 0.25 | 0.31 | WATER | 1983-01-01 | 1900 | 2050 | N | North | FC |  |  |  | Yes | CAISO_Small_Hydro |  | Yes | -0.03 | 0.25
NQC List | CAISO | TEHAPI_2_WIND1 | CAISO System | Wind Wall Monolith 1 | 2.08 | 1.79 | 4.17 | 3.72 | 3.72 | 4.91 | 3.42 | 3.13 | 2.23 | 1.19 | 1.79 | 1.94 | WIND | 2016-06-14 | 1900 | 2050 | N | South | FC |  |  |  | Yes | CAISO_Wind |  | #N/A | #N/A | #N/A
NQC List | CAISO | TEHAPI_2_WIND2 | CAISO System | Wind Wall Monolith 2 | 2.97 | 2.55 | 5.95 | 5.31 | 5.31 | 7.01 | 4.89 | 4.46 | 3.19 | 1.7 | 2.55 | 2.76 | WIND | 2016-06-14 | 1900 | 2050 | N | South | FC |  |  |  | Yes | CAISO_Wind |  | #N/A | #N/A | #N/A
NQC List | CAISO | TENGEN_2_PL1X2 | Big Creek-Ventura | Berry Cogen 42 | 30.86 | 30.33 | 37.31 | 32.65 | 30.3 | 37.8 | 36.99 | 37.6 | 37.59 | 33.69 | 35.4 | 34.23 | NATURAL GAS | 1990-03-06 | 1900 | 2050 | N | South | FC |  |  |  | Yes | CAISO_CHP |  | Yes | 2.8 | 34.79
NQC List | CAISO | TERMEX_2_PL1X3 | San Diego-IV | TDM | 605 | 605 | 605 | 605 | 601 | 593 | 591 | 593 | 596 | 605 | 605 | 605 | NATURAL GAS | 2003-07-30 | 1900 | 2050 | Y | South | FC |  |  |  | Yes | CAISO_CCGT1 |  | Yes | 0 | 596
NQC List | CAISO | TESLA_1_QF | CAISO System | SMALL QF AGGREGATION - STOCKTON | 0.28 | 0.35 | 0.55 | 0.56 | 0.43 | 0.39 | 0.27 | 0.26 | 0.25 | 0.19 | 0.07 | 0.12 | OTHER | 1982-01-01 | 1900 | 2050 | N | North | FC |  |  |  | Yes | CAISO_Small_Hydro |  | Yes | -0.07 | 0.32
NQC List | CAISO | [15 empty] | #N/A | #N/A | 1900 | #N/A | [6 empty] | #N/A | #N/A |  | #N/A | #VALUE! | #N/A
NQC List | CAISO | TIDWTR_2_UNITS | Bay Area | MARTINEZ COGEN LIMITED PARTNERSHIP | 25.4 | 16.79 | 10.18 | 12.5 | 12.71 | 20.37 | 16.29 | 11.19 | 8.61 | 19.15 | 19.48 | 23.21 | NATURAL GAS | 1987-02-23 | 1900 | 2050 | N | North | FC |  |  |  | Yes | CAISO_Peaker1 |  | Yes | -0.84 | 9.45
NQC List | CAISO | TIFFNY_1_DILLON | LA Basin | TIFFNY_1_DILLON | 6.3 | 5.4 | 12.6 | 11.25 | 11.25 | 14.85 | 10.35 | 9.45 | 6.75 | 3.6 | 5.4 | 5.85 | WIND | 2008-04-18 | 1900 | 2050 | N | South | FC |  |  |  | Yes | CAISO_Wind |  | Yes | 0 | 6.75
NQC List | CAISO | TIGRCK_7_UNITS | CAISO System | TIGER CREEK HYDRO AGGREGATE | 62 | 62 | 62 | 62 | 62 | 62 | 62 | 62 | 62 | 62 | 62 | 62 | WATER | 1931-01-01 | 1900 | 2050 | Y | North | FC |  |  |  | Yes | CAISO_Hydro |  | Yes | 29.2 | 32.8
NQC List | CAISO | TKOPWR_6_HYDRO | CAISO System | Bear Creek Hydroelectric Project | 1.53 | 1.53 | 2.13 | 2.26 | 0.61 | 0.06 | 0 | 0 | 0 | 0.04 | 0.3 | 0.7 | WATER | 2016-04-27 | 1900 | 2050 | N | North | FC |  |  |  | Yes | CAISO_Small_Hydro |  | Yes | 0 | 0
NQC List | CAISO | TMPLTN_2_SOLAR | CAISO System | Vintner Solar | 0.06 | 0.05 | 0.27 | 0.23 | 0.24 | 0.47 | 0.59 | 0.41 | 0.21 | 0.03 | 0.03 | 0 | SUN | 2014-03-05 | 1900 | 2050 | N | North | FC |  |  |  | Yes | CAISO_Solar |  | Yes | 0 | 0.21
NQC List | CAISO | TOADTW_6_UNIT | CAISO System | TOAD TOWN | 0.51 | 0.64 | 0.4 | 0.14 | 0.27 | 0.43 | 0.73 | 0.44 | 0.11 | 0.04 | 0.4 | 0.46 | WATER | 1986-01-01 | 1900 | 2050 | N | North | FC |  |  |  | Yes | CAISO_Small_Hydro |  | Yes | -0.09 | 0.2
NQC List | CAISO | TOPAZ_2_SOLAR | CAISO System | Topaz Solar Farms | 22 | 16.5 | 99 | 82.5 | 88 | 170.5 | 214.5 | 148.5 | 77 | 11 | 11 | 0 | SUN | 2014-10-27 | 1900 | 2050 | N | North | FC |  |  |  | Yes | CAISO_Solar |  | Yes | 0 | 77
NQC List | CAISO | TORTLA_1_SOLAR | CAISO System | Longboat Solar | 0.8 | 0.6 | 3.6 | 3 | 3.2 | 6.2 | 7.8 | 5.4 | 2.8 | 0.4 | 0.4 | 0 | SUN | 2016-12-16 | 1900 | 2050 | N | South | FC |  |  |  | Yes | CAISO_Solar |  | Yes | 0 | 2.8
NQC List | CAISO | TRNQL8_2_AMASR1 | Fresno | Tranquillity 8 Amarillo | 0.8 | 0.6 | 3.6 | 3 | 3.2 | 6.2 | 7.8 | 5.4 | 2.8 | 0.4 | 0.4 | 0 | SUN | 2017-12-26 | 1900 | 2050 | N | North | ID | 100% |  |  | Yes | CAISO_Solar |  | Yes | 0 | 2.8
NQC List | CAISO | TRNQL8_2_AZUSR1 | Fresno | Tranquillity 8 Azul | 0.8 | 0.6 | 3.6 | 3 | 3.2 | 6.2 | 7.8 | 5.4 | 2.8 | 0.4 | 0.4 | 0 | SUN | 2017-12-26 | 1900 | 2050 | N | North | ID | 100% |  |  | Yes | CAISO_Solar |  | Yes | 0 | 2.8
NQC List | CAISO | TRNQL8_2_ROJSR1 | Fresno | Tranquillity 8 Rojo | 1.2 | 0.9 | 5.4 | 4.5 | 4.8 | 9.3 | 11.7 | 8.1 | 4.2 | 0.6 | 0.6 | 0 | SUN | 2018-04-14 | 1900 | 2050 | N | North | ID | 30% |  |  | Yes | CAISO_Solar |  | Yes | -9.8 | 14
NQC List | CAISO | TRNQL8_2_VERSR1 | Fresno | Tranquillity 8 Verde | 0 | 0 | 0 | 0 | 0 | 0 | 0 | 0 | 0 | 0 | 0 | 0 | SUN | 2018-04-17 | 1900 | 2050 | N | North | ID | 0% |  |  | Yes | CAISO_Solar |  | Yes | -8.4 | 8.4
NQC List | CAISO | TRNQLT_2_SOLAR | Fresno | Tranquillity | 8 | 6 | 36 | 30 | 32 | 62 | 78 | 54 | 28 | 4 | 4 | 0 | SUN | 2016-07-28 | 1900 | 2050 | N | North | ID | 100% |  |  | Yes | CAISO_Solar |  | Yes | 0 | 28
NQC List | CAISO | TRNSWD_1_QF | LA Basin | FPL Energy C Wind | 5.46 | 4.68 | 10.91 | 9.74 | 9.74 | 12.86 | 8.96 | 8.18 | 5.85 | 3.12 | 4.68 | 5.07 | WIND | 2000-01-01 | 1900 | 2050 | N | South | FC |  |  |  | Yes | CAISO_Wind |  | Yes | 0 | 5.85
NQC List | CAISO | TULARE_2_TULBM1 | Big Creek-Ventura | Tulare BioMAT Fuel Cell |  |  |  |  | 0 | 0 | 0 | 0 | 0 | 0 | 0 | 0 | #N/A | #N/A | 1900 | #N/A | N | South | EO |  |  |  | Yes | CAISO_Biomass |  | Yes | 0 | 0
NQC List | CAISO | TULEWD_1_TULWD1 | San Diego-IV | Tule Wind | 17.86 | 15.31 | 35.73 | 31.9 | 31.9 | 42.11 | 29.35 | 26.8 | 19.14 | 10.21 | 15.31 | 16.59 | WIND | 2018-01-05 | 1900 | 2050 | N | South | FC |  |  |  | Yes | CAISO_Wind |  | Yes | -0.44 | 19.58
NQC List | CAISO | TULLCK_7_UNITS | Stockton | Tullock Hydro | 4.03 | 6.43 | 6.66 | 19.96 | 23.06 | 20.68 | 19.53 | 18.85 | 12.66 | 11.13 | 5.22 | 4.84 | WATER | 1958-01-01 | 1900 | 2050 | N | North | FC |  |  |  | Yes | CAISO_Hydro |  | Yes | -1.8 | 14.46
NQC List | CAISO | TUPMAN_1_BIOGAS | CAISO System | ABEC Bidart-Stockale #1 | 0.25 | 0.26 | 0.31 | 0.28 | 0.33 | 0.32 | 0.21 | 0.22 | 0.21 | 0.24 | 0.18 | 0.17 | BIOGAS | 2013-03-20 | 1900 | 2050 | N | North | FC |  |  |  | Yes | CAISO_Biomass |  | Yes | -0.05 | 0.26
NQC List | CAISO | TWISSL_6_SOLAR | CAISO System | Nickel 1 ("NLH1") | 0.06 | 0.05 | 0.27 | 0.23 | 0.24 | 0.47 | 0.59 | 0.41 | 0.21 | 0.03 | 0.03 | 0 | SUN | 2012-11-27 | 1900 | 2050 | N | North | FC |  |  |  | Yes | CAISO_Solar |  | Yes | 0 | 0.21
NQC List | CAISO | TWISSL_6_SOLAR1 | CAISO System | Coronal Lost Hills | 0.8 | 0.6 | 3.6 | 3 | 3.2 | 6.2 | 7.8 | 5.4 | 2.8 | 0.4 | 0.4 | 0 | SUN | 2015-05-15 | 1900 | 2050 | N | North | FC |  |  |  | Yes | CAISO_Solar |  | Yes | 0 | 2.8
NQC List | CAISO | TX-ELK_6_ECKSR2 | CAISO System | Eagle Creek |  |  | 0 | 0 | 0 | 0 | 0 | 0 | 0 | 0 | 0 | 0 | #N/A | 2020-03-01 | 1900 | 2050 | N | North | EO |  |  |  | Yes | CAISO_Solar |  | Yes | 0 | 0
NQC List | CAISO | TX-ELK_6_SOLAR1 | CAISO System | Castor | 0 | 0 | 0 | 0 | 0 | 0 | 0 | 0 | 0 | 0 | 0 | 0 | SUN | 2016-04-02 | 1900 | 2050 | N | North | EO |  |  |  | Yes | CAISO_Solar |  | Yes | 0 | 0
NQC List | CAISO | TXMCKT_6_UNIT | CAISO System | McKittrick Cogen | 1.82 | 2.76 | 2.94 | 3.06 | 3.02 | 2.5 | 2.73 | 2.08 | 2.13 | 2.91 | 2.95 | 2.45 | NATURAL GAS | 1994-10-01 | 1900 | 2050 | N | North | FC |  |  |  | Yes | CAISO_CHP |  | Yes | 0.35 | 1.78
NQC List | CAISO | UKIAH_7_LAKEMN | NCNB | UKIAH LAKE MENDOCINO HYDRO | 1.7 | 1.7 | 1.7 | 1.7 | 1.7 | 1.7 | 1.7 | 1.7 | 1.7 | 1.7 | 1.7 | 1.7 | WATER | 2007-07-02 | 1900 | 2050 | Y | North | FC |  |  |  | Yes | CAISO_Small_Hydro |  | Yes | 0 | 1.7
NQC List | CAISO | ULTPCH_1_UNIT 1 | Stockton | Pacific Ultrapower Chinese Station | 16.84 | 16.73 | 16.52 | 12.21 | 12.06 | 16.92 | 16.17 | 16.19 | 15.85 | 16.12 | 14.15 | 17.85 | BIOMASS | 2017-03-01 | 1900 | 2050 | Y | North | FC |  |  |  | Yes | CAISO_Biomass |  | Yes | -2.05 | 17.9
NQC List | CAISO | ULTPFR_1_UNIT 1 | Fresno | Rio Bravo Fresno | 21.71 | 16.87 | 24.3 | 24.04 | 15.66 | 23.29 | 23.36 | 24.07 | 19.04 | 24.07 | 23.07 | 23.93 | BIOMASS | 2017-09-07 | 1900 | 2050 | Y | North | FC |  |  |  | Yes | CAISO_Biomass |  | Yes | -4.62 | 23.66
NQC List | CAISO | ULTRCK_2_UNIT | Sierra | Rio Bravo Rocklin | 23.87 | 19.45 | 24.4 | 24.12 | 14.72 | 24.25 | 23.52 | 22.83 | 18.47 | 23.2 | 18.82 | 23.08 | BIOMASS | 2017-09-07 | 1900 | 2050 | Y | North | FC |  |  |  | Yes | CAISO_Biomass |  | Yes | -5.73 | 24.2
NQC List | CAISO | UNCHEM_1_UNIT | Bay Area | CONTRA COSTA CARBON PLANT | 14.12 | 12.6 | 11.42 | 12.62 | 10.07 | 13.03 | 11.21 | 13.1 | 10.21 | 7.38 | 13.45 | 14.6 | COAL | 1983-01-01 | 1900 | 2050 | N | North | FC |  |  |  | Yes | CAISO_CHP |  | Yes | -0.63 | 10.84
NQC List | CAISO | UNOCAL_1_UNITS | Bay Area | TOSCO (RODEO PLANT) | 8.05 | 5.6 | 1.74 | 0.31 | 0.79 | 0.12 | 0.78 | 0.07 | 0.31 | 4.29 | 2.4 | 2.05 | NATURAL GAS | 1987-05-21 | 1900 | 2050 | N | North | FC |  |  |  | Yes | CAISO_Peaker1 |  | Yes | -0.05 | 0.36
NQC List | CAISO | UNVRSY_1_UNIT 1 | CAISO System | Berry Cogen 38 - Unit 1 | 36.51 | 35.86 | 24.17 | 21.76 | 33.29 | 33.96 | 33.69 | 34.03 | 34.36 | 33.58 | 32.61 | 36.73 | NATURAL GAS | 1986-01-01 | 1900 | 2050 | N | North | FC |  |  |  | Yes | CAISO_CHP |  | Yes | -0.17 | 34.53
NQC List | CAISO | USWND2_1_WIND1 | CAISO System | Golden Hills A | 6.01 | 5.16 | 12.03 | 10.74 | 10.74 | 14.18 | 9.88 | 9.02 | 6.44 | 3.44 | 5.16 | 5.58 | WIND | 2015-12-18 | 1900 | 2050 | N | North | FC |  |  |  | Yes | CAISO_Wind |  | Yes | 0 | 6.44
NQC List | CAISO | USWND2_1_WIND2 | CAISO System | Golden Hills B | 6.01 | 5.16 | 12.03 | 10.74 | 10.74 | 14.18 | 9.88 | 9.02 | 6.44 | 3.44 | 5.16 | 5.58 | WIND | 2015-12-23 | 1900 | 2050 | N | North | FC |  |  |  | Yes | CAISO_Wind |  | Yes | 0 | 6.44
NQC List | CAISO | USWND2_1_WIND3 | CAISO System | Golden Hills C | 6.44 | 5.52 | 12.88 | 11.5 | 11.5 | 15.18 | 10.58 | 9.66 | 6.9 | 3.68 | 5.52 | 5.98 | WIND | 2017-11-09 | 1900 | 2050 | N | North | FC |  |  |  | Yes | CAISO_Wind |  | Yes | 0 | 6.9
NQC List | CAISO | USWND4_2_UNIT2 | CAISO System | Altamont Landfill Gas to Energy | 7.4 | 7.4 | 7.35 | 6.41 | 7.4 | 7.4 | 7.4 | 7.4 | 7.4 | 7.23 | 7.4 | 7.4 | BIOGAS | 2018-02-01 | 1900 | 2050 | Y | North | FC |  |  |  | Yes | CAISO_Biomass |  | Yes | 0 | 7.4
NQC List | CAISO | USWNDR_2_LABWD1 | Bay Area | LaBrisa Wind Project | 1.26 | 1.08 | 2.52 | 2.25 | 2.25 | 2.97 | 2.07 | 1.89 | 1.35 | 0.72 | 1.08 | 1.17 | WIND | #N/A | 1900 | 2050 | N | North | FC |  |  |  | Yes | CAISO_Wind |  | Yes | 0 | 1.35
NQC List | CAISO | USWNDR_2_SMUD | Bay Area | SOLANO WIND FARM | 14.31 | 12.26 | 28.61 | 25.55 | 25.55 | 33.72 | 23.5 | 21.46 | 15.33 | 8.17 | 12.26 | 13.28 | WIND | 1994-01-01 | 1900 | 2050 | N | North | FC |  |  |  | Yes | CAISO_Wind |  | Yes | 0 | 15.33
NQC List | CAISO | USWNDR_2_SMUD2 | Bay Area | Solano Wind Project Phase 3 | 17.89 | 15.34 | 35.78 | 31.95 | 31.95 | 42.17 | 29.39 | 26.84 | 19.17 | 10.22 | 15.34 | 16.61 | WIND | 2012-04-18 | 1900 | 2050 | N | North | FC |  |  |  | Yes | CAISO_Wind |  | Yes | 0 | 19.17
NQC List | CAISO | [15 empty] | #N/A | #N/A | 1900 | #N/A | [6 empty] | #N/A | #N/A |  | #N/A | #VALUE! | #N/A
NQC List | CAISO | USWPJR_2_UNITS | Bay Area | Vasco Wind | 10.95 | 9.38 | 21.9 | 19.55 | 19.55 | 25.81 | 17.99 | 16.42 | 11.73 | 6.26 | 9.38 | 10.17 | WIND | 1988-01-01 | 1900 | 2050 | N | North | FC |  |  |  | Yes | CAISO_Wind |  | Yes | 0 | 11.73
NQC List | CAISO | VACADX_1_NAS | CAISO System | VACA-DIXON BATTERY | [12 empty] | LESR | 2013-09-06 | 1900 | 2050 | Y | North | ID | 100% |  |  | Yes | CAISO_Li_Battery |  | Yes | 0 | 1 | bar: JAN to DEC
NQC List | CAISO | VACADX_1_SOLAR | CAISO System | Vaca-Dixon Solar Station | 0.1 | 0.08 | 0.45 | 0.38 | 0.4 | 0.78 | 0.98 | 0.68 | 0.35 | 0.05 | 0.05 | 0 | SUN | 2013-09-06 | 1900 | 2050 | N | North | FC |  |  |  | Yes | CAISO_Solar |  | Yes | 0 | 0.35
NQC List | CAISO | VACADX_1_UNITA1 | CAISO System | CalPeak Power Vaca Dixon Unit 1 | 50.61 | 50.61 | 50.61 | 50.61 | 50.61 | 50.61 | 50.61 | 50.61 | 50.61 | 50.61 | 50.61 | 50.61 | NATURAL GAS | 2002-06-21 | 1900 | 2050 | Y | North | FC |  |  |  | Yes | CAISO_Peaker2 |  | Yes | 0 | 50.61
NQC List | CAISO | VALLEY_5_PERRIS | LA Basin | MWD Perris Hydroelectric Recovery Plant | 7.94 | 7.94 | 7.94 | 7.94 | 7.94 | 7.94 | 7.94 | 7.94 | 7.94 | 7.94 | 7.94 | 7.94 | WATER | 1983-01-01 | 1900 | 2050 | Y | South | FC |  |  |  | Yes | CAISO_Small_Hydro |  | Yes | 0 | 7.94
NQC List | CAISO | VALLEY_5_REDMTN | LA Basin | MWD Red Mountain Hydroelectric Recovery | 2.38 | 4.08 | 3.15 | 3.72 | 3.55 | 2.53 | 2.33 | 2.13 | 3.57 | 4.11 | 1.9 | 2.93 | WATER | 1985-01-01 | 1900 | 2050 | N | South | FC |  |  |  | Yes | CAISO_Hydro |  | Yes | 1.27 | 2.3
NQC List | CAISO | VALLEY_5_RTS044 | LA Basin | SPVP044 | 0.32 | 0.24 | 1.44 | 1.2 | 1.28 | 2.48 | 3.12 | 2.16 | 1.12 | 0.16 | 0.16 | 0 | SUN | 2012-12-30 | 1900 | 2050 | N | South | FC |  |  |  | Yes | CAISO_Solar |  | #N/A | #N/A | #N/A
NQC List | CAISO | VALLEY_5_SOLAR1 | LA Basin | Kona Solar - Meridian #1 | 0 | 0 | 0 | 0 | 0 | 0 | 0 | 0 | 0 | 0 | 0 | 0 | SUN | 2015-04-13 | 1900 | 2050 | N | South | EO |  |  |  | Yes | CAISO_Solar |  | Yes | 0 | 0
NQC List | CAISO | VALLEY_5_SOLAR2 | LA Basin | AP North Lake Solar | 0.8 | 0.6 | 3.6 | 3 | 3.2 | 6.2 | 7.8 | 5.4 | 2.8 | 0.4 | 0.4 | 0 | SUN | 2015-08-11 | 1900 | 2050 | N | South | ID | 100% |  |  | Yes | CAISO_Solar |  | Yes | 0 | 2.8
NQC List | CAISO | VALTNE_2_AVASR1 | CAISO System | Valentine Solar | 4 | 3 | 18 | 15 | 16 | 31 | 39 | 27 | 14 | 2 | 2 | 0 | SUN | #N/A | 1900 | 2050 | N | South | FC |  |  |  | Yes | CAISO_Solar |  | Yes | 0 | 14
NQC List | CAISO | VEAVST_1_SOLAR | CAISO System | Community Solar | 0 | 0 | 0 | 0 | 0 | 0 | 0 | 0 | 0 | 0 | 0 | 0 | SUN | 2017-02-10 | 1900 | 2050 | N | South | EO |  |  |  | Yes | CAISO_Solar |  | Yes | 0 | 0
NQC List | CAISO | VEDDER_1_SEKERN | Kern | TEXACO EXPLORATION & PROD (SE KERN RIVER | 0.11 | 0.25 | 0.6 | 0.85 | 1.07 | 1.42 | 1.87 | 2.19 | 0.73 | 1.17 | 2.88 | 0.21 | NATURAL GAS | 1989-01-31 | 1900 | 2050 | N | North | FC |  |  |  | Yes | CAISO_CHP |  | Yes | 0.63 | 0.1
NQC List | CAISO | VEGA_6_SOLAR1 | Fresno | Vega Solar | 0 | 0 | 0 | 0 | 0 | 0 | 0 | 0 | 0 | 0 | 0 | 0 | SUN | 2015-03-23 | 1900 | 2050 | N | North | EO |  |  |  | Yes | CAISO_Solar |  | Yes | 0 | 0
NQC List | CAISO | VENWD_1_WIND1 | LA Basin | Windpark Unlimited 1 | 1.32 | 1.13 | 2.64 | 2.36 | 2.36 | 3.11 | 2.17 | 1.98 | 1.41 | 0.75 | 1.13 | 1.23 | WIND | 2016-04-25 | 1900 | 2050 | N | South | FC |  |  |  | Yes | CAISO_Wind |  | #N/A | #N/A | #N/A
NQC List | CAISO | VENWD_1_WIND2 | LA Basin | Windpark Unlimited 2 | 2.25 | 1.93 | 4.49 | 4.01 | 4.01 | 5.3 | 3.69 | 3.37 | 2.41 | 1.28 | 1.93 | 2.09 | WIND | 2016-04-25 | 1900 | 2050 | N | South | FC |  |  |  | Yes | CAISO_Wind |  | #N/A | #N/A | #N/A
NQC List | CAISO | VENWD_1_WIND3 | LA Basin | Painted Hills Windpark | 2.67 | 2.28 | 5.33 | 4.76 | 4.76 | 6.28 | 4.38 | 4 | 2.86 | 1.52 | 2.28 | 2.48 | WIND | 2016-04-14 | 1900 | 2050 | N | South | FC |  |  |  | Yes | CAISO_Wind |  | #N/A | #N/A | #N/A
NQC List | CAISO | VERNON_6_GONZL1 | LA Basin | H. Gonzales Unit #1 | 5.75 | 5.75 | 5.75 | 5.75 | 5.75 | 5.75 | 5.75 | 5.75 | 5.75 | 5.75 | 5.75 | 5.75 | NATURAL GAS | 0 | 1900 | 2050 | Y | South | FC |  |  |  | Yes | CAISO_Peaker2 |  | Yes | 0 | 5.75
NQC List | CAISO | VERNON_6_GONZL2 | LA Basin | H. Gonzales Unit #2 | 5.75 | 5.75 | 5.75 | 5.75 | 5.75 | 5.75 | 5.75 | 5.75 | 5.75 | 5.75 | 5.75 | 5.75 | NATURAL GAS | 0 | 1900 | 2050 | Y | South | FC |  |  |  | Yes | CAISO_Peaker2 |  | Yes | 0 | 5.75
NQC List | CAISO | VERNON_6_MALBRG | LA Basin | Malburg Generating Station | 134 | 134 | 134 | 134 | 134 | 134 | 134 | 134 | 134 | 134 | 134 | 134 | NATURAL GAS | 2005-10-17 | 1900 | 2050 | Y | South | FC |  |  |  | Yes | CAISO_CCGT2 |  | Yes | 0 | 134
NQC List | CAISO | VESTAL_2_KERN | Big Creek-Ventura | KERN RIVER PH 3 UNITS 1 & 2 AGGREGATE | 14.15 | 17.8 | 26.53 | 31.32 | 32.48 | 28.64 | 18.04 | 12.63 | 6.88 | 4.61 | 7.33 | 9.25 | WATER | 1907-01-01 | 1900 | 2050 | N | South | FC |  |  |  | Yes | CAISO_Hydro |  | Yes | -5.36 | 12.24
NQC List | CAISO | VESTAL_2_RTS042 | Big Creek-Ventura | SPVP042 Porterville Solar | 0 | 0 | 0 | 0 | 0 | 0 | 0 | 0 | 0 | 0 | 0 | 0 | SUN | 2012-11-24 | 1900 | 2050 | N | South | EO |  |  |  | Yes | CAISO_Solar |  | Yes | 0 | 0
NQC List | CAISO | VESTAL_2_SOLAR1 | Big Creek-Ventura | NICOLIS | 0.8 | 0.6 | 3.6 | 3 | 3.2 | 6.2 | 7.8 | 5.4 | 2.8 | 0.4 | 0.4 | 0 | SUN | 2016-09-15 | 1900 | 2050 | N | South | FC |  |  |  | Yes | CAISO_Solar |  | Yes | 0 | 2.8
NQC List | CAISO | VESTAL_2_SOLAR2 | Big Creek-Ventura | TROPICO | 0.56 | 0.42 | 2.52 | 2.1 | 2.24 | 4.34 | 5.46 | 3.78 | 1.96 | 0.28 | 0.28 | 0 | SUN | 2016-09-14 | 1900 | 2050 | N | South | FC |  |  |  | Yes | CAISO_Solar |  | Yes | 0 | 1.96
NQC List | CAISO | VESTAL_2_UNIT1 | Big Creek-Ventura | CALGREN-PIXLEY | 4.11 | 3.93 | 4.19 | 4.12 | 4.18 | 4.11 | 3.9 | 4.03 | 4.42 | 4.57 | 4.59 | 4.62 | NATURAL GAS | 2016-06-30 | 1900 | 2050 | N | South | FC |  |  |  | Yes | CAISO_CHP |  | Yes | 0.27 | 4.15
NQC List | CAISO | VESTAL_2_WELLHD | Big Creek-Ventura | Wellhead Power Delano | 49 | 49 | 49 | 49 | 49 | 49 | 49 | 49 | 49 | 49 | 49 | 49 | NATURAL GAS | 2013-01-16 | 1900 | 2050 | Y | South | FC |  |  |  | Yes | CAISO_Peaker2 |  | Yes | 0 | 49
NQC List | CAISO | VESTAL_6_QF | Big Creek-Ventura | VESTAL QFS | 1.26 | 2.41 | 3.49 | 3.85 | 5.35 | 6.21 | 6.34 | 5.49 | 2.73 | 2.02 | 0.73 | 0.44 | WATER | 1989-01-01 | 1900 | 2050 | N | South | FC |  |  |  | Yes | CAISO_Small_Hydro |  | Yes | -2.44 | 5.17
NQC List | CAISO | VICTOR_1_CREST | CAISO System | Victor Aggregate Solar Resources | 0 | 0 | 0 | 0 | 0 | 0 | 0 | 0 | 0 | 0 | 0 | 0 | SUN | 2000-01-01 | 1900 | 2050 | N | South | EO |  |  |  | Yes | CAISO_Solar |  | Yes | 0 | 0
NQC List | CAISO | VICTOR_1_EXSLRA | CAISO System | Expressway Solar A | 0.08 | 0.06 | 0.36 | 0.3 | 0.32 | 0.62 | 0.78 | 0.54 | 0.28 | 0.04 | 0.04 | 0 | SUN | 2014-05-07 | 1900 | 2050 | N | South | FC |  |  |  | Yes | CAISO_Solar |  | Yes | 0 | 0.28
NQC List | CAISO | VICTOR_1_EXSLRB | CAISO System | Expressway Solar B | 0.08 | 0.06 | 0.36 | 0.3 | 0.32 | 0.62 | 0.78 | 0.54 | 0.28 | 0.04 | 0.04 | 0 | SUN | 2014-05-07 | 1900 | 2050 | N | South | FC |  |  |  | Yes | CAISO_Solar |  | Yes | 0 | 0.28
NQC List | CAISO | VICTOR_1_LVSLR1 | CAISO System | Lone Valley Solar Park 1 | 0 | 0 | 0 | 0 | 0 | 0 | 0 | 0 | 0 | 0 | 0 | 0 | SUN | 2014-11-19 | 1900 | 2050 | N | South | EO |  |  |  | Yes | CAISO_Solar |  | Yes | 0 | 0
NQC List | CAISO | VICTOR_1_LVSLR2 | CAISO System | Lone Valley Solar Park 2 | 0 | 0 | 0 | 0 | 0 | 0 | 0 | 0 | 0 | 0 | 0 | 0 | SUN | 2014-11-22 | 1900 | 2050 | N | South | EO |  |  |  | Yes | CAISO_Solar |  | Yes | 0 | 0
NQC List | CAISO | VICTOR_1_SLRHES | CAISO System | Sunedison - Hesperia | 0 | 0 | 0 | 0 | 0 | 0 | 0 | 0 | 0 | 0 | 0 | 0 | SUN | 2014-08-08 | 1900 | 2050 | N | South | EO |  |  |  | Yes | CAISO_Solar |  | Yes | 0 | 0
NQC List | CAISO | VICTOR_1_SOLAR1 | CAISO System | Victor Phelan Solar One | 0 | 0 | 0 | 0 | 0 | 0 | 0 | 0 | 0 | 0 | 0 | 0 | SUN | 2013-11-18 | 1900 | 2050 | N | South | EO |  |  |  | Yes | CAISO_Solar |  | Yes | 0 | 0
NQC List | CAISO | VICTOR_1_SOLAR2 | CAISO System | Alamo Solar | 0 | 0 | 0 | 0 | 0 | 0 | 0 | 0 | 0 | 0 | 0 | 0 | SUN | 2015-05-15 | 1900 | 2050 | N | South | EO |  |  |  | Yes | CAISO_Solar |  | Yes | 0 | 0
NQC List | CAISO | VICTOR_1_SOLAR3 | CAISO System | Adelanto Solar 2 | 0.28 | 0.21 | 1.26 | 1.05 | 1.12 | 2.17 | 2.73 | 1.89 | 0.98 | 0.14 | 0.14 | 0 | SUN | 2015-07-01 | 1900 | 2050 | N | South | FC |  |  |  | Yes | CAISO_Solar |  | Yes | 0 | 0.98
NQC List | CAISO | VICTOR_1_SOLAR4 | CAISO System | Adelanto Solar | 0 | 0 | 0 | 0 | 0 | 0 | 0 | 0 | 0 | 0 | 0 | 0 | SUN | 2015-09-03 | 1900 | 2050 | N | South | EO |  |  |  | Yes | CAISO_Solar |  | Yes | 0 | 0
NQC List | CAISO | VICTOR_1_VDRYFA | CAISO System | Victor Dry Farm Ranch A | 0.2 | 0.15 | 0.9 | 0.75 | 0.8 | 1.55 | 1.95 | 1.35 | 0.7 | 0.1 | 0.1 | 0 | SUN | 2015-06-12 | 1900 | 2050 | N | South | FC |  |  |  | Yes | CAISO_Solar |  | Yes | 0 | 0.7
NQC List | CAISO | VICTOR_1_VDRYFB | CAISO System | Victor Dry Farm Ranch B | 0 | 0 | 0 | 0 | 0 | 0 | 0 | 0 | 0 | 0 | 0 | 0 | SUN | 2015-06-12 | 1900 | 2050 | N | South | EO |  |  |  | Yes | CAISO_Solar |  | Yes | 0 | 0
NQC List | CAISO | VILLPK_2_VALLYV | LA Basin | MWD Valley View Hydroelectric Recovery P | 4.1 | 4.1 | 4.1 | 4.1 | 4.1 | 4.1 | 4.1 | 4.1 | 4.1 | 4.1 | 4.1 | 4.1 | WATER | 1985-01-01 | 1900 | 2050 | Y | South | FC |  |  |  | Yes | CAISO_Hydro |  | Yes | 0 | 4.1
NQC List | CAISO | VILLPK_6_MWDYOR | LA Basin | Yorba Linda Hydroelectric Recovery Plant | 2.1 | 2 | 1.8 | 2.6 | 2.9 | 3.2 | 3.6 | 3.6 | 3.4 | 3.1 | 2.8 | 2.3 | WATER | 1981-01-01 | 1900 | 2050 | Y | South | FC |  |  |  | Yes | CAISO_Hydro |  | Yes | -0.61 | 4.01
NQC List | CAISO | VINCNT_2_QF | CAISO System | VINCENT QFS | 28.98 | 24.84 | 57.96 | 51.75 | 51.75 | 68.31 | 47.61 | 43.47 | 31.05 | 16.56 | 24.84 | 26.91 | WIND | 1985-01-01 | 1900 | 2050 | N | South | FC |  |  |  | Yes | CAISO_Wind |  | #N/A | #N/A | #N/A
NQC List | CAISO | VINCNT_2_WESTWD | CAISO System | Oasis Power Plant | 8.26 | 7.08 | 16.52 | 14.75 | 14.75 | 19.47 | 13.57 | 12.39 | 8.85 | 4.72 | 7.08 | 7.67 | WIND | 2005-03-31 | 1900 | 2050 | N | South | FC |  |  |  | Yes | CAISO_Wind |  | Yes | 0 | 8.85
NQC List | CAISO | VISTA_2_RIALTO | LA Basin | Rialto RT Solar | 0.04 | 0.03 | 0.18 | 0.15 | 0.16 | 0.31 | 0.39 | 0.27 | 0.14 | 0.02 | 0.02 | 0 | SUN | 2011-03-01 | 1900 | 2050 | N | South | FC |  |  |  | Yes | CAISO_Solar |  | Yes | 0 | 0.14
NQC List | CAISO | VISTA_2_RTS028 | LA Basin | SPVP028 | 0.14 | 0.11 | 0.63 | 0.53 | 0.56 | 1.09 | 1.37 | 0.95 | 0.49 | 0.07 | 0.07 | 0 | SUN | 2013-08-08 | 1900 | 2050 | N | South | FC |  |  |  | Yes | CAISO_Solar |  | Yes | 0 | 0.49
NQC List | CAISO | VISTA_6_QF | LA Basin | VISTA QFS | 0.03 | 0.02 | 0.01 | 0.02 | 0.05 | 0.08 | 0.1 | 0.1 | 0.09 | 0.06 | 0.07 | 0.04 | OTHER | 1983-01-01 | 1900 | 2050 | N | South | FC |  |  |  | Yes | CAISO_Small_Hydro |  | Yes | -0.03 | 0.12
NQC List | CAISO | VLCNTR_6_VCSLR | San Diego-IV | Cole Grade | 0.09 | 0.07 | 0.42 | 0.35 | 0.37 | 0.72 | 0.91 | 0.63 | 0.33 | 0.05 | 0.05 | 0 | SUN | 2016-12-07 | 1900 | 2050 | N | South | FC |  |  |  | Yes | CAISO_Solar |  | Yes | 0 | 0.33
NQC List | CAISO | VLCNTR_6_VCSLR1 | San Diego-IV | Valley Center 1 | 0.1 | 0.08 | 0.45 | 0.38 | 0.4 | 0.78 | 0.98 | 0.68 | 0.35 | 0.05 | 0.05 | 0 | SUN | 2013-12-31 | 1900 | 2050 | N | South | FC |  |  |  | Yes | CAISO_Solar |  | Yes | 0 | 0.35
NQC List | CAISO | VLCNTR_6_VCSLR2 | San Diego-IV | Valley Center 2 | 0.2 | 0.15 | 0.9 | 0.75 | 0.8 | 1.55 | 1.95 | 1.35 | 0.7 | 0.1 | 0.1 | 0 | SUN | 2013-12-31 | 1900 | 2050 | N | South | FC |  |  |  | Yes | CAISO_Solar |  | Yes | 0 | 0.7
NQC List | CAISO | VLYHOM_7_SSJID | Stockton | Woodward Power Plant | 0 | 0 | 0 | 0 | 0.72 | 0.93 | 1.16 | 0.65 | 0.07 | 0.06 | 0 | 0 | WATER | 2013-04-01 | 1900 | 2050 | N | North | FC |  |  |  | Yes | CAISO_Small_Hydro |  | Yes | -0.06 | 0.13
NQC List | CAISO | VOLTA_2_UNIT 1 | CAISO System | VOLTA HYDRO UNIT 1 | 6.42 | 7 | 7.62 | 7.92 | 7.48 | 3.34 | 4.91 | 4.07 | 3.92 | 4.28 | 4.58 | 5.4 | WATER | 1980-01-01 | 1900 | 2050 | N | North | FC |  |  |  | Yes | CAISO_Hydro |  | Yes | -0.92 | 4.84
NQC List | CAISO | VOLTA_2_UNIT 2 | CAISO System | Volta Hydro Unit 2 | 0.74 | 0.76 | 0.86 | 0.77 | 0.84 | 0.36 | 0.41 | 0.47 | 0.45 | 0.5 | 0.53 | 0.58 | WATER | 1981-01-01 | 1900 | 2050 | N | North | FC |  |  |  | Yes | CAISO_Hydro |  | Yes | -0.12 | 0.57
NQC List | CAISO | VOLTA_6_BAILCK | CAISO System | Bailey Creek Ranch | 0 | 0 | 0 | 0 | 0 | 0 | 0 | 0 | 0 | 0 | 0 | 0 | WATER | 1982-05-26 | 1900 | 2050 | N | North | EO |  |  |  | Yes | CAISO_Hydro |  | Yes | 0 | 0
NQC List | CAISO | VOLTA_6_DIGHYD | CAISO System | Digger Creek Ranch Hydro | 0.39 | 0.4 | 0.51 | 0.57 | 0.52 | 0.43 | 0.39 | 0.34 | 0.31 | 0.31 | 0.32 | 0.35 | WATER | 2014-07-02 | 1900 | 2050 | N | North | FC |  |  |  | Yes | CAISO_Small_Hydro |  | Yes | -0.05 | 0.36
NQC List | CAISO | VOLTA_7_PONHY1 | CAISO System | [5 empty] | 0.86 | 0.93 | 0.91 | 0.9 | 0.89 | 0.8 | 0.7 | 0.8 | WATER | 2020-05-01 | 1900 | 2050 | N | North | FC |  |  |  | Yes | CAISO_Hydro |  | Yes | -0.02 | 0.91
NQC List | CAISO | VOLTA_7_QFUNTS | CAISO System | VOLTA_7_QFUNTS | 0.54 | 0.6 | 0.85 | 0.88 | 0.89 | 0.8 | 0.39 | 0.09 | 0.06 | 0.12 | 0.21 | 0.28 | WATER | 2007-03-01 | 1900 | 2050 | N | North | FC |  |  |  | Yes | CAISO_Small_Hydro |  | Yes | -0.01 | 0.07
NQC List | CAISO | VOYAGR_2_VOYWD1 | CAISO System |  |  |  | 36.71 | 32.78 | 32.78 | 43.26 | 30.15 | 27.53 | 19.67 | 10.49 | 15.73 | 17.04 | WIND | 2020-03-01 | 1900 | 2050 | N | South | FC |  |  |  | Yes | CAISO_Wind |  | Yes | 0 | 19.67
NQC List | CAISO | VOYAGR_2_VOYWD2 | CAISO System | Voyager Wind 2 | 18.02 | 15.44 | 36.04 | 32.18 | 32.18 | 42.47 | 29.6 | 27.03 | 19.31 | 10.3 | 15.44 | 16.73 | WIND | 2018-12-19 | 1900 | 2050 | N | South | FC |  |  |  | Yes | CAISO_Wind |  | Yes | 0 | 19.31
NQC List | CAISO | VOYAGR_2_VOYWD3 | CAISO System | Voyager Wind 3 | 6.05 | 5.18 | 12.1 | 10.8 | 10.8 | 14.26 | 9.94 | 9.07 | 6.48 | 3.46 | 5.18 | 5.62 | WIND | 2018-12-29 | 1900 | 2050 | N | South | FC |  |  |  | Yes | CAISO_Wind |  | Yes | 0 | 6.48
NQC List | CAISO | VOYAGR_2_VOYWD4 | CAISO System | Voyager Wind 4 | 3.02 | 2.59 | 6.05 | 5.4 | 5.4 | 7.13 | 4.97 | 4.54 | 3.24 | 1.73 | 2.59 | 2.81 | WIND | 2018-12-29 | 1900 | 2050 | N | South | FC |  |  |  | Yes | CAISO_Wind |  | Yes | 0 | 3.24
NQC List | CAISO | VSTAES_6_VESBT1 | San Diego-IV | Vista Energy Storage | 11 | 11 | 11 | 11 | 11 | 11 | 11 | 11 | 11 | 11 | 11 | 11 | LESR | 2018-06-26 | 1900 | 2050 | Y | South | ID | 100% |  |  | Yes | CAISO_Li_Battery |  | Yes | 0 | 11
NQC List | CAISO | WADHAM_6_UNIT | CAISO System | Wadham Energy LP | 22.74 | 23.24 | 16.53 | 17.95 | 19.88 | 21.61 | 23.31 | 24.24 | 24.29 | 17.92 | 24.46 | 23.68 | WASTE TO POWER | 1989-03-24 | 1900 | 2050 | N | North | FC |  |  |  | Yes | CAISO_Biomass |  | Yes | 0.18 | 24.11
NQC List | CAISO | WALCRK_2_CTG1 | LA Basin | Walnut Creek Energy Park Unit 1 | 96.43 | 96.43 | 96.43 | 96.43 | 96.43 | 96.43 | 96.43 | 96.43 | 96.43 | 96.43 | 96.43 | 96.43 | NATURAL GAS | 2013-03-21 | 1900 | 2050 | Y | South | FC |  |  |  | Yes | CAISO_Peaker1 |  | Yes | 0 | 96.43
NQC List | CAISO | WALCRK_2_CTG2 | LA Basin | Walnut Creek Energy Park Unit 2 | 96.91 | 96.91 | 96.91 | 96.91 | 96.91 | 96.91 | 96.91 | 96.91 | 96.91 | 96.91 | 96.91 | 96.91 | NATURAL GAS | 2013-03-21 | 1900 | 2050 | Y | South | FC |  |  |  | Yes | CAISO_Peaker1 |  | Yes | 0 | 96.91
NQC List | CAISO | WALCRK_2_CTG3 | LA Basin | Walnut Creek Energy Park Unit 3 | 96.65 | 96.65 | 96.65 | 96.65 | 96.65 | 96.65 | 96.65 | 96.65 | 96.65 | 96.65 | 96.65 | 96.65 | NATURAL GAS | 2013-03-21 | 1900 | 2050 | Y | South | FC |  |  |  | Yes | CAISO_Peaker1 |  | Yes | 0 | 96.65
NQC List | CAISO | WALCRK_2_CTG4 | LA Basin | Walnut Creek Energy Park Unit 4 | 96.49 | 96.49 | 96.49 | 96.49 | 96.49 | 96.49 | 96.49 | 96.49 | 96.49 | 96.49 | 96.49 | 96.49 | NATURAL GAS | 2013-03-29 | 1900 | 2050 | Y | South | FC |  |  |  | Yes | CAISO_Peaker1 |  | Yes | 0 | 96.49
NQC List | CAISO | WALCRK_2_CTG5 | LA Basin | Walnut Creek Energy Park Unit 5 | 96.65 | 96.65 | 96.65 | 96.65 | 96.65 | 96.65 | 96.65 | 96.65 | 96.65 | 96.65 | 96.65 | 96.65 | NATURAL GAS | 2013-04-30 | 1900 | 2050 | Y | South | FC |  |  |  | Yes | CAISO_Peaker1 |  | Yes | 0 | 96.65
NQC List | CAISO | WALNUT_2_SOLAR | LA Basin | Industry MetroLink PV 1 | 0 | 0 | 0 | 0 | 0 | 0 | 0 | 0 | 0 | 0 | 0 | 0 | SUN | 2012-04-03 | 1900 | 2050 | N | South | EO |  |  |  | Yes | CAISO_Solar |  | Yes | 0 | 0
NQC List | CAISO | WALNUT_6_HILLGEN | LA Basin | Puente Hills | 35.35 | 36.75 | 35.84 | 33.56 | 35.21 | 33.24 | 32.7 | 32.97 | 33.06 | 28.72 | 31.91 | 31.81 | BIOGAS | 2017-06-01 | 1900 | 2050 | N | South | FC |  |  |  | Yes | CAISO_Biomass |  | Yes | 5.46 | 27.6
NQC List | CAISO | [15 empty] | #N/A | #N/A | 1900 | #N/A | [6 empty] | #N/A | #N/A |  | #N/A | #VALUE! | #N/A
NQC List | CAISO | WALNUT_7_WCOVST | LA Basin | MM West Covina - ST Unit | 5.6 | 5.65 | 5.62 | 5.25 | 5.73 | 5.56 | 5.6 | 5.37 | 5.61 | 5.59 | 5.45 | 5.48 | BIOGAS | 1996-10-05 | 1900 | 2050 | N | South | FC |  |  |  | Yes | CAISO_Biomass |  | Yes | 0.1 | 5.51
NQC List | CAISO | WARNE_2_UNIT | Big Creek-Ventura | WARNE HYDRO AGGREGATE | 1.89 | 37.74 | 41.41 | 42.97 | 41.58 | 42.92 | 41.58 | 41.58 | 42.93 | 41.49 | 39.96 | 36.31 | WATER | 1982-01-01 | 1900 | 2050 | Y | South | FC |  |  |  | Yes | CAISO_Hydro |  | Yes | 0.43 | 42.5
NQC List | CAISO | WAUKNA_1_SOLAR | Fresno | Corcoran Solar | 0.8 | 0.6 | 3.6 | 3 | 3.2 | 6.2 | 7.8 | 5.4 | 2.8 | 0.4 | 0.4 | 0 | SUN | 2013-08-14 | 1900 | 2050 | N | North | ID | 100% |  |  | Yes | CAISO_Solar |  | Yes | 0 | 2.8
NQC List | CAISO | WAUKNA_1_SOLAR2 | Fresno | Corcoran 2 | 0.79 | 0.59 | 3.56 | 2.96 | 3.16 | 6.12 | 7.7 | 5.33 | 2.77 | 0.4 | 0.4 | 0 | SUN | 2015-05-05 | 1900 | 2050 | N | North | FC |  |  |  | Yes | CAISO_Solar |  | Yes | 0 | 2.77
NQC List | CAISO | WDLEAF_7_UNIT 1 | Sierra | WOODLEAF HYDRO | 60 | 60 | 60 | 60 | 60 | 60 | 60 | 60 | 60 | 60 | 60 | 60 | WATER | 1963-01-01 | 1900 | 2050 | Y | North | FC |  |  |  | Yes | CAISO_Hydro |  | Yes | 12 | 48
NQC List | CAISO | WEBER_6_FORWRD | Stockton | Forward | 3.8 | 3.7 | 3.93 | 3.98 | 3.64 | 3.92 | 3.8 | 3.9 | 3.66 | 3.63 | 3.97 | 3.94 | BIOGAS | 2014-02-05 | 1900 | 2050 | N | North | FC |  |  |  | Yes | CAISO_Biomass |  | Yes | -0.05 | 3.71
NQC List | CAISO | WESTPT_2_UNIT | CAISO System | West Point Hydro Plant | 14 | 14 | 14 | 14 | 14 | 14 | 14 | 14 | 14 | 14 | 14 | 14 | WATER | 1948-01-01 | 1900 | 2050 | Y | North | FC |  |  |  | Yes | CAISO_Small_Hydro |  | Yes | 3.66 | 10.34
NQC List | CAISO | WFRESN_1_SOLAR | Fresno | Joya Del Sol | 0 | 0 | 0 | 0 | 0 | 0 | 0 | 0 | 0 | 0 | 0 | 0 | SUN | 2012-12-21 | 1900 | 2050 | N | North | EO |  |  |  | Yes | CAISO_Solar |  | Yes | 0 | 0
NQC List | CAISO | WHEATL_6_LNDFIL | Sierra | G2 ENERGY, OSTROM ROAD LLC | 2.48 | 2.95 | 2.96 | 2.74 | 3.16 | 3.15 | 2.65 | 3.05 | 3.07 | 3.26 | 3.16 | 3.09 | BIOGAS | 2013-09-01 | 1900 | 2050 | N | North | FC | 100% |  |  | Yes | CAISO_Biomass |  | Yes | -0.15 | 3.22
NQC List | CAISO | WHITNY_6_SOLAR | Fresno | Whitney Point Solar | 0 | 0 | 0 | 0 | 0 | 0 | 0 | 0 | 0 | 0 | 0 | 0 | SUN | 2017-04-15 | 1900 | 2050 | N | North | EO |  |  |  | Yes | CAISO_Solar |  | Yes | 0 | 0
NQC List | CAISO | WHTWTR_1_WINDA1 | LA Basin | Whitewater Hill Wind Project | 8.61 | 7.38 | 17.22 | 15.38 | 15.38 | 20.3 | 14.15 | 12.92 | 9.23 | 4.92 | 7.38 | 8 | WIND | 2002-08-31 | 1900 | 2050 | N | South | FC |  |  |  | Yes | CAISO_Wind |  | Yes | 0 | 9.23
NQC List | CAISO | WISE_1_UNIT 1 | Sierra | Wise Hydro Unit 1 | 14.5 | 14.5 | 14.5 | 14.5 | 14.5 | 14.5 | 14.5 | 14.5 | 14.5 | 14.5 | 14.5 | 14.5 | WATER | 1917-01-01 | 1900 | 2050 | Y | North | FC |  |  |  | Yes | CAISO_Hydro |  | Yes | 8.08 | 6.42
NQC List | CAISO | WISE_1_UNIT 2 | Sierra | WISE HYDRO UNIT 2 | 3.2 | 3.2 | 3.2 | 3.2 | 3.2 | 3.2 | 3.2 | 3.2 | 3.2 | 3.2 | 3.2 | 3.2 | WATER | 1986-01-01 | 1900 | 2050 | Y | North | FC |  |  |  | Yes | CAISO_Hydro |  | Yes | 3.2 | 0
NQC List | CAISO | WISHON_6_UNITS | Fresno | Wishon/San Joaquin #1-A AGGREGATE | 18.4 | 18.4 | 18.4 | 18.4 | 18.4 | 18.4 | 18.4 | 18.4 | 18.4 | 18.4 | 18.4 | 18.4 | WATER | 1910-01-01 | 1900 | 2050 | Y | North | FC |  |  |  | Yes | CAISO_Small_Hydro |  | Yes | 18.4 | 0
NQC List | CAISO | WISTRA_2_WRSSR1 | San Diego-IV | Wistaria Ranch Solar | 4 | 3 | 18 | 15 | 16 | 31 | 39 | 27 | 14 | 2 | 2 | 0 | SUN | 2018-11-06 | 1900 | 2050 | N | South | FC |  |  |  | Yes | CAISO_Solar |  | Yes | 0 | 14
NQC List | CAISO | WLDWD_1_SOLAR1 | CAISO System | Wildwood Solar I | 0.8 | 0.6 | 3.6 | 3 | 3.2 | 6.2 | 7.8 | 5.4 | 2.8 | 0.4 | 0.4 | 0 | SUN | 2015-02-19 | 1900 | 2050 | N | North | FC |  |  |  | Yes | CAISO_Solar |  | Yes | 0 | 2.8
NQC List | CAISO | WLDWD_1_SOLAR2 | CAISO System | Wildwood Solar 2 | 0.6 | 0.45 | 2.7 | 2.25 | 2.4 | 4.65 | 5.85 | 4.05 | 2.1 | 0.3 | 0.3 | 0 | SUN | 2017-01-11 | 1900 | 2050 | N | North | FC |  |  |  | Yes | CAISO_Solar |  | Yes | 0 | 2.1
NQC List | CAISO | WNDMAS_2_UNIT 1 | Bay Area | BUENA VISTA ENERGY, LLC | 5.32 | 4.56 | 10.64 | 9.5 | 9.5 | 12.54 | 8.74 | 7.98 | 5.7 | 3.04 | 4.56 | 4.94 | WIND | 1983-12-24 | 1900 | 2050 | N | North | FC |  |  |  | Yes | CAISO_Wind |  | Yes | 0 | 5.7
NQC List | CAISO | WNDSTR_2_WIND | CAISO System | Windstar | 16.8 | 14.4 | 33.6 | 30 | 30 | 39.6 | 27.6 | 25.2 | 18 | 9.6 | 14.4 | 15.6 | WIND | 2012-01-28 | 1900 | 2050 | N | South | FC |  |  |  | Yes | CAISO_Wind |  | Yes | 0 | 18
NQC List | CAISO | WOLFSK_1_UNITA1 | CAISO System | Wolfskill Energy Center | 46.9 | 46.9 | 46.9 | 46.9 | 46.9 | 46.9 | 46.9 | 46.9 | 46.9 | 46.9 | 46.9 | 46.9 | NATURAL GAS | 2003-03-22 | 1900 | 2050 | Y | North | FC |  |  |  | Yes | CAISO_Peaker1 |  | Yes | 0 | 46.9
NQC List | CAISO | WOODWR_1_HYDRO | Fresno | Quinten Luallen | 0 | 0 | 0 | 0 | 0 | 0 | 0 | 0 | 0 | 0 | 0 | 0 | WATER | 2017-06-14 | 1900 | 2050 | N | North | EO |  |  |  | Yes | CAISO_Hydro |  | Yes | 0 | 0
NQC List | CAISO | WRGHTP_7_AMENGY | Fresno | SMALL QF AGGREGATION - LOS BANOS | 0.02 | 0.07 | 0 | 0.04 | 0.28 | 0.44 | 0.52 | 0.53 | 0.62 | 0.4 | 0.22 | 0.05 | WATER | 1986-02-01 | 1900 | 2050 | N | North | FC |  |  |  | Yes | CAISO_Hydro |  | Yes | -0.13 | 0.75
NQC List | CAISO | WRGTSR_2_WSFSR1 | CAISO System | Wright Solar Freeman |  | 6 | 36 | 30 | 32 | 62 | 78 | 54 | 28 | 4 | 4 | 0 | SUN | 2020-02-01 | 1900 | 2050 | N | North | FC |  |  |  | Yes | CAISO_Solar |  | Yes | 0 | 28
NQC List | CAISO | WSENGY_1_UNIT 1 | CAISO System | Wheelabrator Shasta | 40.76 | 40.17 | 39.37 | 35.15 | 39.1 | 40.9 | 40.2 | 40.68 | 41.18 | 38.36 | 39.58 | 37.22 | BIOMASS | 2017-12-01 | 1900 | 2050 | N | North | FC |  |  |  | Yes | CAISO_Biomass |  | Yes | 2.87 | 38.31
NQC List | CAISO | WSTWND_2_M89WD1 | CAISO System | Mojave 89 | 11.57 | 9.92 | 23.14 | 20.66 | 20.66 | 27.27 | 19.01 | 17.36 | 12.4 | 6.61 | 9.92 | 10.74 | WIND | #N/A | 1900 | 2050 | N | South | FC |  |  |  | Yes | CAISO_Li_Battery |  | Yes | 0 | 12.4
NQC List | CAISO | WSTWND_2_M90WD2 | CAISO System | Mojave 90 |  |  |  | 18.21 | 18.21 | 24.04 | 16.76 | 15.3 | 10.93 | 5.83 | 8.74 | 9.47 | WIND | 2020-04-01 | 1900 | 2050 | N | South | FC |  |  |  | #N/A | #N/A |  | Yes | 1.21 | 9.72
NQC List | CAISO | YUBACT_1_SUNSWT | Sierra | YUBA CITY COGEN | 49.97 | 49.97 | 49.97 | 49.97 | 49.97 | 49.97 | 49.97 | 49.97 | 49.97 | 49.97 | 49.97 | 49.97 | NATURAL GAS | 1990-12-27 | 1900 | 2050 | Y | North | FC |  |  |  | Yes | CAISO_Peaker1 |  | Yes | 0 | 49.97
NQC List | CAISO | YUBACT_6_UNITA1 | Sierra | Yuba City Energy Center (Calpine) | 47.6 | 47.6 | 47.6 | 47.6 | 47.6 | 47.6 | 47.6 | 47.6 | 47.6 | 47.6 | 47.6 | 47.6 | NATURAL GAS | 2002-07-26 | 1900 | 2050 | Y | North | FC |  |  |  | Yes | CAISO_Peaker2 |  | Yes | 0 | 47.6
NQC List | CAISO | ZOND_6_UNIT | Bay Area | ZOND WINDSYSTEMS INC. | 2.39 | 2.05 | 4.79 | 4.28 | 4.28 | 5.64 | 3.93 | 3.59 | 2.57 | 1.37 | 2.05 | 2.22 | WIND | #N/A | 1900 | 2050 | N | North | FC |  |  |  | Yes | CAISO_Wind |  | Yes | 0 | 2.57
Specified Imports | WALC | AGCANA_X_HOOVER |  | Hoover Power Plant | 40 | 40 | 40 | 40 | 40 | 40 | 40 | 40 | 40 | 40 | 40 | 40 | SP. IMPORTS (WATER) |  | 1900 | 2050 | [6 empty] | Yes | CAISO_Hydro |  | Yes | 0 | 40
Specified Imports | IID | SG Alhambra |  | SG Alhambra | 2 | 1.5 | 9 | 7.5 | 8 | 15.5 | 19.5 | 13.5 | 7 | 1 | 1 | 0 | SP. IMPORTS (SUN) |  | 1900 | 2050 | [6 empty] | Yes | CAISO_Solar |  | #N/A | #N/A | #N/A
Specified Imports | IID | Seville Solar One |  | Seville Solar One | 0.8 | 0.6 | 3.6 | 3 | 3.2 | 6.2 | 7.8 | 5.4 | 2.8 | 0.4 | 0.4 | 0 | SP. IMPORTS (SUN) |  | 1900 | 2050 | [6 empty] | Yes | CAISO_Solar |  | #N/A | #N/A | #N/A
Specified Imports | IID | SG Arkansas |  | SG Arkansas | 2 | 1.5 | 9 | 7.5 | 8 | 15.5 | 19.5 | 13.5 | 7 | 1 | 1 | 0 | SP. IMPORTS (SUN) |  | 1900 | 2050 | [6 empty] | Yes | CAISO_Solar |  | #N/A | #N/A | #N/A
Specified Imports | AZPS | Arlington Valley CC |  | Arlington Valley CC | 565 | 565 | 565 | 565 | 565 | 565 | 565 | 565 | 565 | 565 | 565 | 565 | SP. IMPORTS (NATURAL GAS) |  | 1900 | 2050 | [6 empty] | #N/A | #N/A |  | #N/A | #N/A | #N/A
Specified Imports | SRP | Arlington Valley Solar Energy II |  | Arlington Valley Solar Energy II | 5.08 | 3.81 | 22.86 | 19.05 | 20.32 | 39.37 | 49.53 | 34.29 | 17.78 | 2.54 | 2.54 | 0 | SP. IMPORTS (SUN) |  | 1900 | 2050 | [6 empty] | Yes | CAISO_Solar |  | #N/A | #N/A | #N/A
Specified Imports | BPAT | BCTSYS_5_PWXDYN |  | BCTSYS_5_PWXDYN | 428 | 428 | 428 | 428 | 428 | 428 | 428 | 428 | 428 | 428 | 428 | 428 | SP. IMPORTS (OTHER OR UNKNOWN) |  | 1900 | 2050 | [6 empty] | Yes | CAISO_Imports |  | Yes | 0 | 428
Specified Imports | AZPS | Broadview 2 |  | Broadview 2 | 23.38 | 20.04 | 46.76 | 41.75 | 41.75 | 55.11 | 38.41 | 35.07 | 25.05 | 13.36 | 20.04 | 21.71 | SP. IMPORTS (WIND) |  | 1900 | 2050 | [6 empty] | Yes | CAISO_Wind |  | #N/A | #N/A | #N/A
Specified Imports | AZPS | Broadview 1 |  | Broadview 1 | 18.2 | 15.6 | 36.4 | 32.5 | 32.5 | 42.9 | 29.9 | 27.3 | 19.5 | 10.4 | 15.6 | 16.9 | SP. IMPORTS (WIND) |  | 1900 | 2050 | [6 empty] | Yes | CAISO_Wind |  | #N/A | #N/A | #N/A
Specified Imports | IID | Calipatria Solar Farm |  | Calipatria Solar Farm | 0.8 | 0.6 | 3.58 | 2.99 | 3.18 | 6.17 | 7.76 | 5.37 | 2.79 | 0.4 | 0.4 | 0 | SP. IMPORTS (SUN) |  | 1900 | 2050 | [6 empty] | Yes | CAISO_Solar |  | #N/A | #N/A | #N/A
Specified Imports | IID | ColGreen North Shore |  | ColGreen North Shore | 2.99 | 2.24 | 13.46 | 11.22 | 11.97 | 23.19 | 29.17 | 20.2 | 10.47 | 1.5 | 1.5 | 0 | SP. IMPORTS (SUN) |  | 1900 | 2050 | [6 empty] | #N/A | #N/A |  | #N/A | #N/A | #N/A
Specified Imports | AZPS | El Cabo Wind |  | El Cabo Wind | 41.72 | 35.76 | 83.44 | 74.5 | 74.5 | 98.34 | 68.54 | 62.58 | 44.7 | 23.84 | 35.76 | 38.74 | SP. IMPORTS (WIND) |  | 1900 | 2050 | [6 empty] | Yes | CAISO_Wind |  | #N/A | #N/A | #N/A
Specified Imports | AZPS | Grady Wind |  | Grady Wind | 28 | 24 | 56 | 50 | 50 | 66 | 46 | 42 | 30 | 16 | 24 | 26 | SP. IMPORTS (WIND) |  | 1900 | 2050 | [6 empty] | #N/A | #N/A |  | #N/A | #N/A | #N/A
Specified Imports | WALC | Griffith Energy |  | Griffith Energy | 570 | 570 | 570 | 570 | 570 | 570 | 570 | 570 | 570 | 570 | 570 | 570 | SP. IMPORTS (NATURAL GAS) |  | 1900 | 2050 | [6 empty] | #N/A | #N/A |  | #N/A | #N/A | #N/A
Specified Imports | WALC | HOOVER |  | HOOVER | 249 | 249 | 249 | 249 | 249 | 249 | 249 | 249 | 249 | 249 | 249 | 249 | SP. IMPORTS (WATER) |  | 1900 | 2050 | [6 empty] | #N/A | #N/A |  | #N/A | #N/A | #N/A
Specified Imports | WALC | HOOVER |  | HOOVER | 16 | 16 | 16 | 16 | 16 | 16 | 16 | 16 | 16 | 16 | 16 | 16 | SP. IMPORTS (WATER) |  | 1900 | 2050 | [6 empty] | #N/A | #N/A |  | #N/A | #N/A | #N/A
Specified Imports | LDWP | Intermountain Power Project_Anaheim |  | Intermountain Power Project | 236 | 236 | 236 | 236 | 236 | 236 | 236 | 236 | 236 | 236 | 236 | 236 | SP. IMPORTS (COAL) |  | 1900 | 2050 | [6 empty] | Yes | CAISO_Coal |  | #N/A | #N/A | #N/A
Specified Imports | LDWP | Intermountain Power Project_Pasadena |  | Intermountain Power Project | 107 | 107 | 107 | 107 | 107 | 107 | 107 | 107 | 107 | 107 | 107 | 107 | SP. IMPORTS (COAL) |  | 1900 | 2050 | [6 empty] | Yes | CAISO_Coal |  | #N/A | #N/A | #N/A
Specified Imports | LDWP | IPPDYN |  | IPPDYN | 136 | 136 | 136 | 136 | 136 | 136 | 136 | 136 | 136 | 136 | 136 | 136 | SP. IMPORTS (COAL) |  | 1900 | 2050 | [6 empty] | Yes | CAISO_Coal |  | #N/A | #N/A | #N/A
Specified Imports | LDWP | Magnolia Power Plant Anaheim |  | Magnolia Power Plant Anaheim | 109 | 109 | 109 | 109 | 109 | 109 | 109 | 109 | 109 | 109 | 109 | 109 | SP. IMPORTS (NATURAL GAS) |  | 1900 | 2050 | [6 empty] | #N/A | #N/A |  | #N/A | #N/A | #N/A
Specified Imports | LDWP | Magnolia Power Plant Cerritos |  | Magnolia Power Plant Cerritos | 10 | 10 | 10 | 10 | 10 | 10 | 10 | 10 | 10 | 10 | 10 | 10 | SP. IMPORTS (NATURAL GAS) |  | 1900 | 2050 | [6 empty] | #N/A | #N/A |  | #N/A | #N/A | #N/A
Specified Imports | LDWP | Magnolia Power Project |  | Magnolia Power Project | 10 | 10 | 10 | 10 | 10 | 10 | 10 | 10 | 10 | 10 | 10 | 10 | SP. IMPORTS (NATURAL GAS) |  | 1900 | 2050 | [6 empty] | #N/A | #N/A |  | #N/A | #N/A | #N/A
Specified Imports | LDWP | Magnolia Power Plant - PASADENA |  | Magnolia Power Plant - PASADENA | 18 | 18 | 18 | 18 | 18 | 18 | 18 | 18 | 18 | 18 | 18 | 18 | SP. IMPORTS (NATURAL GAS) |  | 1900 | 2050 | [6 empty] | #N/A | #N/A |  | #N/A | #N/A | #N/A
Specified Imports | BPAT | MALIN_5_BPADYN |  | MALIN_5_BPADYN | 250 | 250 | 250 | 250 | 250 | 250 | 250 | 250 | 250 | 250 | 250 | 250 | SP. IMPORTS (WATER) |  | 1900 | 2050 | [6 empty] | Yes | CAISO_Imports |  | Yes | 0 | 250
Specified Imports | BPAT | Grant County Hydro Facilities |  | Grant County Hydro Facilities | 125 | 125 | 125 | 125 | 125 | 125 | 125 | 125 | 125 | 125 | 125 | 125 | SP. IMPORTS (WATER) |  | 1900 | 2050 | [6 empty] | Yes | CAISO_Hydro |  | #N/A | #N/A | #N/A
Specified Imports | BPAT | MALIN_5_HERMDYN |  | MALIN_5_HERMDYN | 308 | 308 | 308 | 308 | 308 | 308 | 308 | 308 | 308 | 308 | 308 | 308 | SP. IMPORTS (OTHER OR UNKNOWN) |  | 1900 | 2050 | [6 empty] | #N/A | #N/A |  | Yes | 0 | 308
Specified Imports | BPAT | Iberdrola Centroid Sytem Resource |  | Iberdrola Centroid Sytem Resource | 14 | 12 | 28 | 25 | 25 | 33 | 23 | 21 | 15 | 8 | 12 | 13 | SP. IMPORTS (WIND) |  | 1900 | 2050 | [6 empty] | Yes | CAISO_Wind |  | #N/A | #N/A | #N/A
Specified Imports | BPAT | CSF Columbia Gorge |  | CSF Columbia Gorge | 7 | 6 | 14 | 12.5 | 12.5 | 16.5 | 11.5 | 10.5 | 7.5 | 4 | 6 | 6.5 | SP. IMPORTS (WIND) |  | 1900 | 2050 | [6 empty] | Yes | CAISO_Wind |  | #N/A | #N/A | #N/A
Specified Imports | BPAT | BIGLOW CANYON |  | BIGLOW CANYON | 7 | 6 | 14 | 12.5 | 12.5 | 16.5 | 11.5 | 10.5 | 7.5 | 4 | 6 | 6.5 | SP. IMPORTS (WIND) |  | 1900 | 2050 | [6 empty] | Yes | CAISO_Wind |  | #N/A | #N/A | #N/A
Specified Imports | IID | Midway South Solar Farm |  | Midway South Solar Farm | 0.8 | 0.6 | 3.6 | 3 | 3.2 | 6.2 | 7.8 | 5.4 | 2.8 | 0.4 | 0.4 | 0 | SP. IMPORTS (SUN) |  | 1900 | 2050 | [6 empty] | Yes | IID_Solar |  | #N/A | #N/A | #N/A
Specified Imports | IID | Midway Solar Farm |  | Midway Solar Farm | 2 | 1.5 | 8.98 | 7.49 | 7.98 | 15.47 | 19.46 | 13.47 | 6.99 | 1 | 1 | 0 | SP. IMPORTS (SUN) |  | 1900 | 2050 | [6 empty] | Yes | IID_Solar |  | #N/A | #N/A | #N/A
Specified Imports | LDWP | Milford I |  | Milford I | 0.7 | 0.6 | 1.4 | 1.25 | 1.25 | 1.65 | 1.15 | 1.05 | 0.75 | 0.4 | 0.6 | 0.65 | SP. IMPORTS (WIND) |  | 1900 | 2050 | [6 empty] | Yes | CAISO_Wind |  | #N/A | #N/A | #N/A
Specified Imports | SRP | MSQUIT_5_SERDYN |  | MSQUIT_5_SERDYN | 625 | 625 | 625 | 625 | 625 | 625 | 625 | 625 | 625 | 625 | 625 | 625 | SP. IMPORTS (NATURAL GAS) |  | 1900 | 2050 | [6 empty] | #N/A | #N/A |  | Yes | 0 | 625
Specified Imports | AZPS | NGILAA_5_SDGDYN |  | NGILAA_5_SDGDYN | 57 | 57 | 57 | 57 | 57 | 57 | 57 | 57 | 57 | 57 | 57 | 57 | SP. IMPORTS (OTHER OR UNKNOWN) |  | 1900 | 2050 | [6 empty] | #N/A | #N/A |  | Yes | 0 | 57
Specified Imports | SRP | PVERDE_5_SCEDYN |  | PVERDE_5_SCEDYN | 635 | 635 | 635 | 635 | 635 | 635 | 635 | 635 | 635 | 635 | 635 | 635 | SP. IMPORTS (URANIUM) |  | 1900 | 2050 | [6 empty] | Yes | CAISO_Nuclear |  | Yes | 0 | 635
Specified Imports | IID | RAMON_2_SCEDYN |  | RAMON_2_SCEDYN | 359.6 | 359.6 | 359.6 | 359.6 | 359.6 | 359.6 | 359.6 | 359.6 | 359.6 | 359.6 | 359.6 | 359.6 | SP. IMPORTS (GEOTHERMAL) |  | 1900 | 2050 | [6 empty] | #N/A | #N/A |  | Yes | 253.42 | 106.18
Specified Imports | BANCSMUD | SMUD Regulation Market |  | SMUD Regulation Market | 124 | 124 | 124 | 124 | 124 | 124 | 124 | 124 | 124 | 124 | 124 | 124 | SP. IMPORTS (OTHER OR UNKNOWN) |  | 1900 | 2050 | [6 empty] | #N/A | #N/A |  | #N/A | #N/A | #N/A
Specified Imports | WALC | SCEHOV_2_HOOVER |  | SCEHOV_2_HOOVER | 287.01 | 287.01 | 287.01 | 287.01 | 287.01 | 287.01 | 287.01 | 287.01 | 287.01 | 287.01 | 287.01 | 287.01 | SP. IMPORTS (WATER) |  | 1900 | 2050 | [6 empty] | Yes | CAISO_Hydro |  | Yes | 0 | 287.01
Specified Imports | IID | SG Sorrento |  | SG Sorrento | 2 | 1.5 | 9 | 7.5 | 8 | 15.5 | 19.5 | 13.5 | 7 | 1 | 1 | 0 | SP. IMPORTS (OTHER OR UNKNOWN) |  | 1900 | 2050 | [6 empty] | #N/A | #N/A |  | #N/A | #N/A | #N/A
Specified Imports | WALC | SPOINT_2_MEADDYN |  | SPOINT_2_MEADDYN | 325 | 325 | 325 | 325 | 325 | 325 | 325 | 325 | 325 | 325 | 325 | 325 | SP. IMPORTS (NATURAL GAS) |  | 1900 | 2050 | [6 empty] | #N/A | #N/A |  | Yes | 0 | 325
Specified Imports | WALC | Southpoint Energy Center |  | Southpoint Energy Center | 200 | 200 | 200 | 200 | 200 | 200 | 200 | 200 | 200 | 200 | 200 | 200 | SP. IMPORTS (NATURAL GAS) |  | 1900 | 2050 | [6 empty] | #N/A | #N/A |  | #N/A | #N/A | #N/A
Specified Imports | AZPS | Sunstream Solar 1 |  | Sunstream Solar 1 | 6 | 4.5 | 27 | 22.5 | 24 | 46.5 | 58.5 | 40.5 | 21 | 3 | 3 | 0 | SP. IMPORTS (SUN) |  | 1900 | 2050 | [6 empty] | Yes | CAISO_Solar |  | #N/A | #N/A | #N/A
Specified Imports | BANC | Sutter Energy Center |  | Sutter Energy Center | 280 | 280 | 280 | 280 | 280 | 280 | 280 | 280 | 280 | 280 | 280 | 280 | SP. IMPORTS (NATURAL GAS) |  | 1900 | 2050 | [6 empty] | #N/A | #N/A |  | #N/A | #N/A | #N/A
Specified Imports | BANCWAMI | Sutter Energy Center Dynamic 2 |  | Sutter Energy Center Dynamic 2 | 270 | 270 | 270 | 270 | 270 | 270 | 270 | 270 | 270 | 270 | 270 | 270 | SP. IMPORTS (NATURAL GAS) |  | 1900 | 2050 | [6 empty] | #N/A | #N/A |  | #N/A | #N/A | #N/A
Specified Imports | BANCWAMI | Sutter Energy Center Dynamic |  | Sutter Energy Center Dynamic | 270 | 270 | 270 | 270 | 270 | 270 | 270 | 270 | 270 | 270 | 270 | 270 | SP. IMPORTS (NATURAL GAS) |  | 1900 | 2050 | [6 empty] | #N/A | #N/A |  | #N/A | #N/A | #N/A
Specified Imports | BANCWAMI | Central Valley 1 |  | Central Valley 1 | 10 | 10 | 10 | 10 | 10 | 10 | 10 | 10 | 10 | 10 | 10 | 10 | SP. IMPORTS (WATER) |  | 1900 | 2050 | [6 empty] | Yes | CAISO_Hydro |  | #N/A | #N/A | #N/A
Specified Imports | BANCWAMI | Central Valley Tesla |  | Central Valley Tesla | 10 | 10 | 10 | 10 | 10 | 10 | 10 | 10 | 10 | 10 | 10 | 10 | SP. IMPORTS (WATER) |  | 1900 | 2050 | [6 empty] | Yes | CAISO_Hydro |  | #N/A | #N/A | #N/A
Specified Imports | BANCWAMI | Central Valley Tracy |  | Central Valley Tracy | 10 | 10 | 10 | 10 | 10 | 10 | 10 | 10 | 10 | 10 | 10 | 10 | SP. IMPORTS (WATER) |  | 1900 | 2050 | [6 empty] | Yes | CAISO_Hydro |  | #N/A | #N/A | #N/A

## 2020 Specified Imports
This tab contains all of the specified imports listed on the CAISO Master Control Area Generating Capability List. They may be shown for resource adequacy with an accompanying maximum import capability (MIC) allocation for the associated scheduling branch group.
E3 Note: these resources have been added to the "2020 NQC List" as specified imports
Resource ID | Generator Name | BAA ID | JAN | FEB | MAR | APR | MAY | JUN | JUL | AUG | SEP | OCT | NOV | DEC
AGCANA_X_HOOVER | Hoover Power Plant | WALC | 40 | 40 | 40 | 40 | 40 | 40 | 40 | 40 | 40 | 40 | 40 | 40 | Hoover - RESOLVE counts within imports
ALHMBR_1_ALHSLR | SG Alhambra | IID | 2 | 1.5 | 9 | 7.5 | 8 | 15.5 | 19.5 | 13.5 | 7 | 1 | 1 | 0 | OOS solar - RESOLVE counts outside of imports (as a resource)
ANZA_6_SOLAR1 | Seville Solar One | IID | 0.8 | 0.6 | 3.6 | 3 | 3.2 | 6.2 | 7.8 | 5.4 | 2.8 | 0.4 | 0.4 | 0 | OOS solar - RESOLVE counts outside of imports (as a resource)
ARKANS_1_ARKSLR | SG Arkansas | IID | 2 | 1.5 | 9 | 7.5 | 8 | 15.5 | 19.5 | 13.5 | 7 | 1 | 1 | 0 | OOS solar - RESOLVE counts outside of imports (as a resource)
ARLINT_5_SCEDYN | Arlington Valley CC | AZPS | 565 | 565 | 565 | 565 | 565 | 565 | 565 | 565 | 565 | 565 | 565 | 565
ARLVAL_5_SOLAR | Arlington Valley Solar Energy II | SRP | 5.08 | 3.81 | 22.86 | 19.05 | 20.32 | 39.37 | 49.53 | 34.29 | 17.78 | 2.54 | 2.54 | 0 | OOS solar - RESOLVE counts outside of imports (as a resource)
BCTSYS_5_PWXDYN | BCTSYS_5_PWXDYN | BPAT | 428 | 428 | 428 | 428 | 428 | 428 | 428 | 428 | 428 | 428 | 428 | 428 | CAISO_imports - RESOLVE does not count as a resource (for RA)
BEJNLS_5_BV2SCEDYN | Broadview 2 | AZPS | 23.38 | 20.04 | 46.76 | 41.75 | 41.75 | 55.11 | 38.41 | 35.07 | 25.05 | 13.36 | 20.04 | 21.71 | OOS wind - RESOLVE counts outside of imports (as a resource)
BEKWJS_5_BV1SCEDYN | Broadview 1 | AZPS | 18.2 | 15.6 | 36.4 | 32.5 | 32.5 | 42.9 | 29.9 | 27.3 | 19.5 | 10.4 | 15.6 | 16.9 | OOS wind - RESOLVE counts outside of imports (as a resource)
CALPSS_6_SOLAR1 | Calipatria Solar Farm | IID | 0.8 | 0.6 | 3.58 | 2.99 | 3.18 | 6.17 | 7.76 | 5.37 | 2.79 | 0.4 | 0.4 | 0 | OOS solar - RESOLVE counts outside of imports (as a resource)
COLGNS_2_CNSSR1 | ColGreen North Shore | IID | 2.99 | 2.24 | 13.46 | 11.22 | 11.97 | 23.19 | 29.17 | 20.2 | 10.47 | 1.5 | 1.5 | 0
ELCABO_5_ECWSCEDYN | El Cabo Wind | AZPS | 41.72 | 35.76 | 83.44 | 74.5 | 74.5 | 98.34 | 68.54 | 62.58 | 44.7 | 23.84 | 35.76 | 38.74 | OOS wind - RESOLVE counts outside of imports (as a resource)
GRADYW_5_GDYWD1 | Grady Wind | AZPS | 28 | 24 | 56 | 50 | 50 | 66 | 46 | 42 | 30 | 16 | 24 | 26
GRIFFI_2_LSPDYN | Griffith Energy | WALC | 570 | 570 | 570 | 570 | 570 | 570 | 570 | 570 | 570 | 570 | 570 | 570
HOOVER_2_MWDDYN | HOOVER | WALC | 249 | 249 | 249 | 249 | 249 | 249 | 249 | 249 | 249 | 249 | 249 | 249 | Hoover - RESOLVE counts within imports
HOOVER_2_VEADYN | HOOVER | WALC | 16 | 16 | 16 | 16 | 16 | 16 | 16 | 16 | 16 | 16 | 16 | 16 | Hoover - RESOLVE counts within imports
INTMNT_3_ANAHEIM | Intermountain Power Project | LDWP | 236 | 236 | 236 | 236 | 236 | 236 | 236 | 236 | 236 | 236 | 236 | 236 | IPP - RESOLVE counts outside of imports (as a resource) | Anaheim exits IPP contract in 2027, i.e. needs replacement capacity starting in 2027. Plans to procure from the "capacity market" at least two years prior to 2027.
INTMNT_3_PASADENA | Intermountain Power Project | LDWP | 107 | 107 | 107 | 107 | 107 | 107 | 107 | 107 | 107 | 107 | 107 | 107 | IPP - RESOLVE counts outside of imports (as a resource) | Pasadena exits IPP contract in 2027, i.e. needs replacement capacity starting in 2027. IRP specifically states policy to NOT sign up for NGCC replacement.
INTMNT_3_RIVERSIDE | IPPDYN | LDWP | 136 | 136 | 136 | 136 | 136 | 136 | 136 | 136 | 136 | 136 | 136 | 136 | IPP - RESOLVE counts outside of imports (as a resource) | Riverside exits IPP contract in 2027, i.e. needs replacement capacity starting in 2027. IRP states intent to exit (not sign on to NGCC).
MAGNLA_6_ANAHEIM | Magnolia Power Plant Anaheim | LDWP | 109 | 109 | 109 | 109 | 109 | 109 | 109 | 109 | 109 | 109 | 109 | 109
MAGNLA_6_CERRITOS | Magnolia Power Plant Cerritos | LDWP | 10 | 10 | 10 | 10 | 10 | 10 | 10 | 10 | 10 | 10 | 10 | 10
MAGNLA_6_COLTON | Magnolia Power Project | LDWP | 10 | 10 | 10 | 10 | 10 | 10 | 10 | 10 | 10 | 10 | 10 | 10
MAGNLA_6_PASADENA | Magnolia Power Plant - PASADENA | LDWP | 18 | 18 | 18 | 18 | 18 | 18 | 18 | 18 | 18 | 18 | 18 | 18
MALIN_5_BPADYN | MALIN_5_BPADYN | BPAT | 250 | 250 | 250 | 250 | 250 | 250 | 250 | 250 | 250 | 250 | 250 | 250 | CAISO_imports - RESOLVE does not count as a resource (for RA)
MALIN_5_GCPDDYN | Grant County Hydro Facilities | BPAT | 125 | 125 | 125 | 125 | 125 | 125 | 125 | 125 | 125 | 125 | 125 | 125 | Outside CAISO hydro - RESOLVE counts outside of imports (as a resource)
MALIN_5_HERMDYN | MALIN_5_HERMDYN | BPAT | 308 | 308 | 308 | 308 | 308 | 308 | 308 | 308 | 308 | 308 | 308 | 308
MALIN_5_IBERDR | Iberdrola Centroid Sytem Resource | BPAT | 14 | 12 | 28 | 25 | 25 | 33 | 23 | 21 | 15 | 8 | 12 | 13 | OOS wind - RESOLVE counts outside of imports (as a resource)
MALIN_5_INHRED | CSF Columbia Gorge | BPAT | 7 | 6 | 14 | 12.5 | 12.5 | 16.5 | 11.5 | 10.5 | 7.5 | 4 | 6 | 6.5 | OOS wind - RESOLVE counts outside of imports (as a resource)
MALIN_5_INHRPG | BIGLOW CANYON | BPAT | 7 | 6 | 14 | 12.5 | 12.5 | 16.5 | 11.5 | 10.5 | 7.5 | 4 | 6 | 6.5 | OOS wind - RESOLVE counts outside of imports (as a resource)
MIDWY3_2_MDSSR1 | Midway South Solar Farm | IID | 0.8 | 0.6 | 3.6 | 3 | 3.2 | 6.2 | 7.8 | 5.4 | 2.8 | 0.4 | 0.4 | 0 | OOS solar - RESOLVE counts outside of imports (as a resource)
MIDWYS_2_MIDSL1 | Midway Solar Farm | IID | 2 | 1.5 | 8.98 | 7.49 | 7.98 | 15.47 | 19.46 | 13.47 | 6.99 | 1 | 1 | 0
MILFRD_7_PASADENA | Milford I | LDWP | 0.7 | 0.6 | 1.4 | 1.25 | 1.25 | 1.65 | 1.15 | 1.05 | 0.75 | 0.4 | 0.6 | 0.65 | OOS wind - RESOLVE counts outside of imports (as a resource)
MSQUIT_5_SERDYN | MSQUIT_5_SERDYN | SRP | 625 | 625 | 625 | 625 | 625 | 625 | 625 | 625 | 625 | 625 | 625 | 625
NGILAA_5_SDGDYN | NGILAA_5_SDGDYN | AZPS | 57 | 57 | 57 | 57 | 57 | 57 | 57 | 57 | 57 | 57 | 57 | 57
PVERDE_5_SCEDYN | PVERDE_5_SCEDYN | SRP | 635 | 635 | 635 | 635 | 635 | 635 | 635 | 635 | 635 | 635 | 635 | 635 | Palo Verde - RESOLVE counts within imports
RAMON_2_SCEDYN | RAMON_2_SCEDYN | IID | 359.6 | 359.6 | 359.6 | 359.6 | 359.6 | 359.6 | 359.6 | 359.6 | 359.6 | 359.6 | 359.6 | 359.6
RANCHO_2_SMUDSYSDYN | SMUD Regulation Market | BANCSMUD | 124 | 124 | 124 | 124 | 124 | 124 | 124 | 124 | 124 | 124 | 124 | 124
SCEHOV_2_HOOVER | SCEHOV_2_HOOVER | WALC | 287.01 | 287.01 | 287.01 | 287.01 | 287.01 | 287.01 | 287.01 | 287.01 | 287.01 | 287.01 | 287.01 | 287.01 | Hoover - RESOLVE counts within imports
SNORA_2_SNRSLR | SG Sorrento | IID | 2 | 1.5 | 9 | 7.5 | 8 | 15.5 | 19.5 | 13.5 | 7 | 1 | 1 | 0
SPOINT_2_MEADDYN | SPOINT_2_MEADDYN | WALC | 325 | 325 | 325 | 325 | 325 | 325 | 325 | 325 | 325 | 325 | 325 | 325
SPOINT_2_PARKERDYN | Southpoint Energy Center | WALC | 200 | 200 | 200 | 200 | 200 | 200 | 200 | 200 | 200 | 200 | 200 | 200
SUNSTR_5_SS1SCEDYN | Sunstream Solar 1 | AZPS | 6 | 4.5 | 27 | 22.5 | 24 | 46.5 | 58.5 | 40.5 | 21 | 3 | 3 | 0 | OOS solar - RESOLVE counts outside of imports (as a resource)
SUTTER_2_CISO | Sutter Energy Center | BANC | 280 | 280 | 280 | 280 | 280 | 280 | 280 | 280 | 280 | 280 | 280 | 280
SUTTER_2_TESLADYN | Sutter Energy Center Dynamic 2 | BANCWAMI | 270 | 270 | 270 | 270 | 270 | 270 | 270 | 270 | 270 | 270 | 270 | 270
SUTTER_2_WASNDYN | Sutter Energy Center Dynamic | BANCWAMI | 270 | 270 | 270 | 270 | 270 | 270 | 270 | 270 | 270 | 270 | 270 | 270
WSNR_2_CVPDYN | Central Valley 1 | BANCWAMI | 10 | 10 | 10 | 10 | 10 | 10 | 10 | 10 | 10 | 10 | 10 | 10 | Outside CAISO hydro - RESOLVE counts outside of imports (as a resource)
WSNR_2_TESLADYN | Central Valley Tesla | BANCWAMI | 10 | 10 | 10 | 10 | 10 | 10 | 10 | 10 | 10 | 10 | 10 | 10 | Outside CAISO hydro - RESOLVE counts outside of imports (as a resource)
WSNR_5_TRCYDYN | Central Valley Tracy | BANCWAMI | 10 | 10 | 10 | 10 | 10 | 10 | 10 | 10 | 10 | 10 | 10 | 10 | Outside CAISO hydro - RESOLVE counts outside of imports (as a resource)
[10 empty] | Aug | Sept
NQC LIST TOTAL SPECIFIED IMPORTS | [9 empty] | 7014.74 | 6875.24
Imports | Unspecified | [8 empty] | 5000 | 5000
Specified Imports | Total | [8 empty] | 1706.01 | 1706.01
Specified Imports | Hoover | [8 empty] | 592.01 | 592.01
Specified Imports | Palo Verde | [8 empty] | 635 | 635
Specified Imports | IPP | [8 empty] | 479 | 479
Specified Imports | Sutter | [8 empty] | 820 | 820

## 2020 Other
Resources on this tab have not yet declared COD. NQC values for resources listed on this tab are not final and are subject to change based on the status of transmission upgrades, Unit Capability at time of COD, and declaration of COD. Month ahead NQC may be decreased per actual Pmax test.
Resource ID | Area_Name | Generator Name | Jan | Feb | Mar | Apr | May | Jun | Jul | Aug | Sep | Oct | Nov | Dec | Path 26 | Deliverability | Dispatchability | Comment
CONTRL_1_CASAD2 | CAISO System | Mammoth Lakes G2 | - | - | - | - | - | - | - | - | - | - | - | - | South | FC |  | QF conversion from CONTRL_1_QF; Anticipated Pmax=15.
JAVASR_1_JAVSR1 | Fresno | Java Solar | - | - | - | - | - | - | - | - | - | - | - | - | North | ID to 31% |  | C6: Waiting for Bellota-Warnerville 230 kV reconductoring and possibly other
TBD | CAISO System | NEE Blythe Solar Unit 2 | - | - | - | - | - | - | - | - | - | - | - | - | South | FC
SONOMA_1_PN5SR1 | NCNB | Pond 5 | 0 | 0 | 0 | 0 | 0 | 0 | 0 | 0 | 0 | 0 | 0 | 0 | North | EO
TBD | Fresno | 2275 Hattesen | 0 | 0 | 0 | 0 | 0 | 0 | 0 | 0 | 0 | 0 | 0 | 0 | North | EO
TBD | CAISO System | Maricopa West Solar 2 | 0 | 0 | 0 | 0 | 0 | 0 | 0 | 0 | 0 | 0 | 0 | 0 | North | EO
TBD | CAISO System | SR Solis Oro Loma Teresina Solar Project A | 0 | 0 | 0 | 0 | 0 | 0 | 0 | 0 | 0 | 0 | 0 | 0 | North | EO
TBD | CAISO System | SR Solis Oro Loma Teresina Solar Project B | 0 | 0 | 0 | 0 | 0 | 0 | 0 | 0 | 0 | 0 | 0 | 0 | North | EO
TBD | CAISO System | 2245 Gentry | 0 | 0 | 0 | 0 | 0 | 0 | 0 | 0 | 0 | 0 | 0 | 0 | North | EO
TBD | Fresno | Henrietta D Energy Storage | 10 | 10 | 10 | 10 | 10 | 10 | 10 | 10 | 10 | 10 | 10 | 10 | North | FC
TBD | CAISO System | Eagle Solar | 0 | 0 | 0 | 0 | 0 | 0 | 0 | 0 | 0 | 0 | 0 | 0 | North | EO
TBD | CAISO System | Golden Hills Storage | - | - | - | - | - | - | - | - | - | - | - | - | North | FC
TBD | Fresno | Lotus solar farm | 0 | 0 | 0 | 0 | 0 | 0 | 0 | 0 | 0 | 0 | 0 | 0 | North | ID to 100% |  | C3&4: Waiting for Bellota-Warnerville 230 kV reconductoring, CCSF approved projects and possibly other
TBD | CAISO System | RE Gaskell West 3 | - | - | - | - | - | - | - | - | - | - | - | - | South | FC
TBD | CAISO System | RE Gaskell West 4 | - | - | - | - | - | - | - | - | - | - | - | - | South | FC
TBD | CAISO System | RE Gaskell West 5 | - | - | - | - | - | - | - | - | - | - | - | - | South | FC
TBD | Fresno | Van Der Kooi Dairy Digester | 0 | 0 | 0 | 0 | 0 | 0 | 0 | 0 | 0 | 0 | 0 | 0 | North | EO
TBD | Fresno | Verwey-Hanford Dairy Digester Genset #2 | 0 | 0 | 0 | 0 | 0 | 0 | 0 | 0 | 0 | 0 | 0 | 0 | North | EO
TBD | Fresno | Verwey-Hanford Dairy Digester III | 0 | 0 | 0 | 0 | 0 | 0 | 0 | 0 | 0 | 0 | 0 | 0 | North | EO
TBD | Fresno | Verwey Madera Dairy Digester Genset #2 | 0 | 0 | 0 | 0 | 0 | 0 | 0 | 0 | 0 | 0 | 0 | 0 | North | EO
TBD | NCNB | Napa Recycling Biomass Plant | 0 | 0 | 0 | 0 | 0 | 0 | 0 | 0 | 0 | 0 | 0 | 0 | North | EO
TBD | Fresno | David Tevelde Dairy Digester | 0 | 0 | 0 | 0 | 0 | 0 | 0 | 0 | 0 | 0 | 0 | 0 | North | EO
SUNSLR_1_SSVSR1 | CAISO System | Sunshine Valley Solar 1 | - | - | - | - | - | - | - | - | - | - | - | - | South | ID to 85% |  | Waiting for ELM upgrades, Jackass Flats - Mercury SW upgrade and multiple RAS implemenation for FCDS. Once Jackass Flats - Mercury SW upgrade or Vista RAS is in service, 100% ID in 2020.
HNTGBH_2_PL1X3 | CAISO System | Huntington Beach Energy | 674 | 674 | 674 | 674 | 674 | 674 | 674 | 674 | 674 | 674 | 674 | 674 | South | FC
ALAMIT_2_PL1X3 | CAISO System | Alamitos Energy | 677 | 677 | 677 | 677 | 677 | 677 | 677 | 677 | 677 | 677 | 677 | 677 | South | FC
TBD | CAISO System | Wright Solar | 8 | 6 | 36 | 30 | 32 | 62 | 78 | 54 | 28 | 4 | 4 | 0 | North | FC
TBD | CAISO System | Dracker Solar Unit 4 | - | - | - | - | - | - | - | - | - | - | - | - | South | FC
TBD | CAISO System | Avalon Dairy Digester | 0 | 0 | 0 | 0 | 0 | 0 | 0 | 0 | 0 | 0 | 0 | 0 | North | EO
TBD | Fresno | Chowchilla Dairy Power | 0 | 0 | 0 | 0 | 0 | 0 | 0 | 0 | 0 | 0 | 0 | 0 | North | EO
TBD | Fresno | RuAnn Dairy Digester | 0 | 0 | 0 | 0 | 0 | 0 | 0 | 0 | 0 | 0 | 0 | 0 | North | EO
TBD | Sierra | Lisa Boone Harris | 0 | 0 | 0 | 0 | 0 | 0 | 0 | 0 | 0 | 0 | 0 | 0 | North | EO
TBD | Fresno | Lone Oak Dairy Digester | 0 | 0 | 0 | 0 | 0 | 0 | 0 | 0 | 0 | 0 | 0 | 0 | North | EO
TBD | Fresno | WCW Generator 1 | 0 | 0 | 0 | 0 | 0 | 0 | 0 | 0 | 0 | 0 | 0 | 0 | North | EO
TBD | Bay Area | Dallas Energy Storage | 0 | 0 | 0 | 0 | 0 | 0 | 0 | 0 | 0 | 0 | 0 | 0 | North | ID to 0% |  | C11: Not included in the 2020 NQC Deliverability study due to COD.
TBD |  | Blue Mountain Electric Company | - | - | - | - | - | - | - | - | - | - | - | - |  |  |  | Unknown resource ID, Queue and/ or WDAT number
TBD | Bay Area | Hummingbird Energy Storage | 0 | 0 | 0 | 0 | 0 | 0 | 0 | 0 | 0 | 0 | 0 | 0 | North | ID to 0% |  | C11: Not included in the 2020 NQC Deliverability study due to COD.
TBD | Bay Area | Elkhorn Energy Storage | 0 | 0 | 0 | 0 | 0 | 0 | 0 | 0 | 0 | 0 | 0 | 0 | North | ID to 0% |  | C10: Not included in the 2020 NQC Deliverability study due to COD.
TBD | LA Basin | Organic Energy Solutions | 0 | 0 | 0 | 0 | 0 | 0 | 0 | 0 | 0 | 0 | 0 | 0 | South | EO
TULARE_2_TULBM1 | Big Creek-Ventura | Tulare BioMAT Fuel Cell | 0 | 0 | 0 | 0 | 0 | 0 | 0 | 0 | 0 | 0 | 0 | 0 | South | EO
TBD | Big Creek-Ventura | Antelope DSR 3 | - | - | - | - | - | - | - | - | - | - | - | - | South | FC
TBD | Big Creek-Ventura | Santa Barbara County Public Works Department | 0 | 0 | 0 | 0 | 0 | 0 | 0 | 0 | 0 | 0 | 0 | 0 | South | EO
TBD | CAISO System | Avalon Hybrid | - | - | - | - | - | - | - | - | - | - | - | - | South | FC
TBD | CAISO System | CalCity Solar I | 0 | 0 | 0 | 0 | 0 | 0 | 0 | 0 | 0 | 0 | 0 | 0 | South | EO
TBD | CAISO System | Phelan Solar | 0 | 0 | 0 | 0 | 0 | 0 | 0 | 0 | 0 | 0 | 0 | 0 | South | EO
TBD | San Diego-IV | Silver Ridge Mount Signal | - | - | - | - | - | - | - | - | - | - | - | - | South | FC
TBD |  | Stanton Energy Reliability Center, LLC | - | - | - | - | - | - | - | - | - | - | - | - |  |  |  | Unknown resource ID, Queue and/ or WDAT number
TBD |  | Stanton Energy Reliability Center, LLC | - | - | - | - | - | - | - | - | - | - | - | - |  |  |  | Unknown resource ID, Queue and/ or WDAT number
TBD |  | Hecate Energy Johanna Facility LLC | - | - | - | - | - | - | - | - | - | - | - | - |  |  |  | Unknown resource ID, Queue and/ or WDAT number
TBD |  | Hecate Energy Johanna Facility LLC | - | - | - | - | - | - | - | - | - | - | - | - |  |  |  | Unknown resource ID, Queue and/ or WDAT number
TBD |  | Orange County Energy Storage 1 LLC | - | - | - | - | - | - | - | - | - | - | - | - |  |  |  | Unknown resource ID, Queue and/ or WDAT number
TBD |  | Orange County Energy Storage 2 LLC | - | - | - | - | - | - | - | - | - | - | - | - |  |  |  | Unknown resource ID, Queue and/ or WDAT number
TBD |  | Orange County Energy Storage 3 LLC | - | - | - | - | - | - | - | - | - | - | - | - |  |  |  | Unknown resource ID, Queue and/ or WDAT number
TBD |  | AltaGas Power Holdings (U.S.) Inc. | - | - | - | - | - | - | - | - | - | - | - | - |  |  |  | Unknown resource ID, Queue and/ or WDAT number
TBD |  | Orni 34 LLC | - | - | - | - | - | - | - | - | - | - | - | - |  |  |  | Unknown resource ID, Queue and/ or WDAT number
TBD |  | Strata Saticoy, LLC | - | - | - | - | - | - | - | - | - | - | - | - |  |  |  | Unknown resource ID, Queue and/ or WDAT number
TBD |  | The Procter & Gamble Paper Products Company | - | - | - | - | - | - | - | - | - | - | - | - |  |  |  | Unknown resource ID, Queue and/ or WDAT number
TBD | CAISO System | Victorville Energy Center | 0 | 0 | 0 | 0 | 0 | 0 | 0 | 0 | 0 | 0 | 0 | 0 | South | EO
TBD |  | Acorn I Energy Storage LLC | - | - | - | - | - | - | - | - | - | - | - | - |  |  |  | Unknown resource ID, Queue and/ or WDAT number
TBD |  | Wildcat I Energy Storage LLC | - | - | - | - | - | - | - | - | - | - | - | - |  |  |  | Unknown resource ID, Queue and/ or WDAT number
TBD | CAISO System | Strauss Wind Energy | - | - | - | - | - | - | - | - | - | - | - | - | North | ID to 100% |  | C9: Waiting for Midway-Temblor 115 kV reconductoring and possibly other
TBD | Fresno | Little Bear Solar 1 | 0 | 0 | 0 | 0 | 0 | 0 | 0 | 0 | 0 | 0 | 0 | 0 | North | ID to 0% |  | C7: Not included in the 2020 NQC Deliverability study due to COD.
TBD | Fresno | Little Bear Solar 2 | 0 | 0 | 0 | 0 | 0 | 0 | 0 | 0 | 0 | 0 | 0 | 0 | North | ID to 0% |  | C7: Not included in the 2020 NQC Deliverability study due to COD.
TBD | Fresno | Little Bear Solar 3 | 0 | 0 | 0 | 0 | 0 | 0 | 0 | 0 | 0 | 0 | 0 | 0 | North | ID to 0% |  | C8: Waiting for Bellota-Warnerville 230 kV reconductoring and other
TBD | Fresno | Little Bear Solar 4 | 0 | 0 | 0 | 0 | 0 | 0 | 0 | 0 | 0 | 0 | 0 | 0 | North | ID to 0% |  | C8: Waiting for Bellota-Warnerville 230 kV reconductoring and other
GATEWY_2_GESBT1 | San Diego-IV | Gateway Energy Storage | 0 | 0 | 0 | 0 | 0 | 62.5 | 62.5 | 62.5 | 62.5 | 62.5 | 62.5 | 62.5 | South | ID to 100% |  | C8: Cluster 8 Upgrades and possibly other
SUNSPT_2_WNASR1 | CAISO System | Windhub A | - | - | - | - | - | - | - | - | - | - | - | - | South | FC
TBD | Fresno | American Kings Solar | 0 | 0 | 0 | 0 | 0 | 0 | 0 | 0 | 0 | 0 | 0 | 0 | North | ID to 0% |  | TC: Not included in the 2020 NQC Deliverability study due to COD.
TBD | CAISO System | Almasol | 0 | 0 | 0 | 0 | 0 | 0 | 0 | 0 | 0 | 0 | 0 | 0 | South | ID to 0% |  | TC: Not included in the 2020 NQC Deliverability study due to COD.
TBD | CAISO System | Voyager Wind I | 0 | 0 | 0 | 0 | 0 | 0 | 0 | 0 | 0 | 0 | 0 | 0 | South | FC
WSTWND_2_M89WD1 | CAISO System | Mojave 89 | 12.39 | 10.62 | 24.78 | 22.13 | 22.13 | 29.21 | 20.36 | 18.59 | 13.28 | 7.08 | 10.62 | 11.51 | South | FC |  | QF conversion from aggregate resource VINCNT_2_QF
TBD | CAISO System | Kramer Junction 8 | - | - | - | - | - | 24.80 | 31.20 | 21.60 | 11.20 | 1.60 | 1.60 | - | South | FC |  | QF conversion from aggregate resource KRAMER_2_SEGS89

## Retirements and Mothball
RESOURCE_ID | GENERATOR NAME | PGA HOLDER | PATH 26 | LOCAL AREA | CURRENT STATUS | MW | CPUC GO 167 90-DAY NOTICE | LATEST SOURCE OF INFORMATION | DATE NOTIFICATION RECEIVED BY THE ISO | PROPOSED OFF-LINE DATE | REQUEST STATUS | ACTUAL OFF-LINE DATE | DELIVERABILITY RETENTION | MINIMUM RETENTION DATE | PROPOSED REPLACEMENT PLAN | STATUS OF REPLACEMENT PLAN | Notes |  | RESOLVE Plant Type | Pulled from CAISO Website October 2020
SUNSET_2_UNITS | Midway Sunset Cogeneration Company | Midway Sunset Cogeneration Company | North | CAISO System | Operational | 248 | N/A | ISO - 90 day notice | 2020-09-28 | 2020-12-31 | Under review |  | Yes | 2023-12-31 | May return to service | N/A |  |  | CAISO_CHP
REDOND_7_UNIT 5 | REDONDO GEN STA. UNIT 5 | AES Redondo Beach LLC | South | LA Basin | Operational | 178.87 | No | OTC Compliance | N/A | 2021-12-31 | Under review |  | Unknown | N/A | Unknown | N/A |  |  | #N/A
REDOND_7_UNIT 6 | REDONDO GEN STA. UNIT 6 | AES Redondo Beach LLC | South | LA Basin | Operational | 175 | No | OTC Compliance | N/A | 2021-12-31 | Under review |  | Unknown | N/A | Unknown | N/A |  |  | #N/A
REDOND_7_UNIT 8 | REDONDO GEN STA. UNIT 8 | AES Redondo Beach LLC | South | LA Basin | Operational | 495.9 | No | OTC Compliance | N/A | 2021-12-31 | Under review |  | Unknown | N/A | Unknown | N/A |  |  | #N/A
DIABLO_7_UNIT 1 | Diablo Canyon Unit 1 | Pacific Gas and Electric Company | North | CAISO System | Operational | 1140 | No | CPUC Decision | N/A | 2024-11-02 | Under review |  | Unknown | N/A | Unknown | N/A |  |  | #N/A
DIABLO_7_UNIT 2 | Diablo Canyon Unit 2 | Pacific Gas and Electric Company | North | CAISO System | Operational | 1140 | No | CPUC Decision | N/A | 2025-08-26 | Under review |  | Unknown | N/A | Unknown | N/A |  |  | #N/A
BOGUE_1_UNITA1 | Feather River Energy Center, Unit #1 | Gilroy Energy Center, LLC | North | Sierra | Operational | 47.6 | N/A | ISO correspondence | 2016-11-28 | 2017-12-31 | Denied |  | Unknown | N/A | Unknown | N/A |  |  | CAISO_Peaker2
METEC_2_PL1X3 | Metcalf Energy Center | Metcalf Energy Center, LLC | North | Bay Area | Operational | 580 | No | ISO correspondence | 2017-06-02 | 2017-12-31 | Denied |  | Unknown | N/A | Unknown | N/A |  |  | CAISO_CCGT1
YUBACT_6_UNITA1 | Yuba City Energy Center (Calpine) | Gilroy Energy Center, LLC | North | Sierra | Operational | 47.6 | N/A | ISO correspondence | 2016-11-28 | 2017-12-31 | Denied |  | Unknown | N/A | Unknown | N/A |  |  | CAISO_Peaker2
GRNLF2_1_UNIT | GREENLEAF II COGEN | Pacific Gas and Electric Company | North | Sierra | Operational | 38.99 | N/A | ISO - 60 day notice | 2019-10-03 | 2019-12-09 | Denied |  | Yes | 2022-12-09 | May return to service | N/A |  |  | CAISO_CHP
SNCLRA_2_UNIT | Channel Islands Power | CSU Channel Islands Site Authority | South | Big Creek-Ventura | Operational | 27.5 | No | ISO - 90 day notice | 2020-02-20 | 2020-05-20 | Denied |  | Yes | 2023-05-20 | May return to service | N/A |  |  | CAISO_CHP
SNCLRA_6_OXGEN | E.F. OXNARD INCORPORATED | Southern California Edison Company | South | Big Creek-Ventura | Operational | 35.38 | No | ISO - 90 day notice | 2020-03-02 | 2020-06-01 | Denied |  | Yes | 2023-06-01 | May return to service | N/A |  |  | CAISO_CHP
ORMOND_7_UNIT 1 | ORMOND BEACH GEN STA. UNIT 1 | NRG California South LP | South | Big Creek-Ventura | Operational | 741.27 | N/A | OTC Compliance | N/A | 2023-12-31 | Conditional |  | Unknown | N/A | Unknown | N/A |  |  | #N/A
ORMOND_7_UNIT 2 | ORMOND BEACH GEN STA. UNIT 2 | NRG California South LP | South | Big Creek-Ventura | Operational | 775 | N/A | OTC Compliance | N/A | 2023-12-31 | Conditional |  | Unknown | N/A | Unknown | N/A |  |  | #N/A
ALAMIT_7_UNIT 3 | ALAMITOS GEN STA. UNIT 3 | AES Alamitos LLC | South | LA Basin | Operational | 332.18 | No | OTC Compliance | N/A | 2023-12-31 | Conditional |  | Yes | Active Participation | Repowering | Construction |  |  | #N/A
ALAMIT_7_UNIT 4 | ALAMITOS GEN STA. UNIT 4 | AES Alamitos LLC | South | LA Basin | Operational | 335.67 | No | OTC Compliance | N/A | 2023-12-31 | Conditional |  | Yes | Active Participation | Repowering | Construction |  |  | #N/A
ALAMIT_7_UNIT 5 | ALAMITOS GEN STA. UNIT 5 | AES Alamitos LLC | South | LA Basin | Operational | 497.97 | No | OTC Compliance | N/A | 2023-12-31 | Conditional |  | Yes | Active Participation | Repowering | Construction |  |  | #N/A
HNTGBH_7_UNIT 2 | HUNTINGTON BEACH UNIT 2 | AES Huntington Beach LLC | South | LA Basin | Operational | 225.8 | No | OTC Compliance | N/A | 2023-12-31 | Conditional |  | Yes | Active Participation | Repowering | Construction |  |  | #N/A
TEHAPI_2_WIND1 | Wind Wall Monolith 1 | AES Tehachapi Wind, LLC | South | CAISO System | Operational | 4.91 | N/A | ISO - 90 day notice | 2019-12-30 | 2020-03-31 | Approved |  | Yes | 2023-03-31 | Repowering | Construction |  |  | CAISO_Wind
TEHAPI_2_WIND2 | Wind Wall Monolith 2 | AES Tehachapi Wind, LLC | South | CAISO System | Operational | 7.01 | N/A | ISO - 90 day notice | 2019-12-30 | 2020-03-31 | Approved |  | Yes | 2023-03-31 | Repowering | Construction |  |  | CAISO_Wind
ANAHM_7_CT | ANAHEIM COMBUSTION TURBINE | City of Anaheim | South | LA Basin | Operational | 42.81 | N/A | ISO - 90 day notice | 2020-03-16 | 2020-06-30 | Approved |  | No | N/A | N/A | N/A |  | Updated w/ retirement date | CAISO_Peaker1
PANSEA_1_PANARO | Mesa Wind Project | Mesa Wind Power Corporation | South | LA Basin | Operational | 9.9 | N/A | ISO - 90 day notice | 2020-08-11 | 2020-11-09 | Approved | N/A | Yes | Active Participation | Repowering | Pre-construction |  |  | CAISO_Wind
BASICE_2_UNITS | CALPINE AMERICAN I COGEN. | Pacific Gas and Electric Company | North | CAISO System | Operational | 120 | N/A | ISO correspondence | 2019-04-24 | N/A | N/A |  | N/A | N/A | N/A | N/A |  |  | CAISO_Peaker1
SEGS_1_SR2SL2 | SUNRAY ENERGY, INC. - SEGS 2 | SUNRAY ENERGY, LLC | South | CAISO System | Operational | 32.26 | N/A | ISO - 60 day notice | N/A | N/A | N/A |  | Yes | Completed | WDAT Queue | In Service |  |  | CAISO_Solar
SPIFBD_1_PL1X2 | SIERRA PACIFIC IND. (SONORA) | SIERRA PACIFIC INDUSTRIES | South | Stockton | Operational | 1.89 | N/A | ISO - 60 day notice | N/A | N/A | N/A |  | Yes | Completed | Repowering | In Service |  |  | CAISO_CHP
SPQUIN_6_SRPCQU | SIERRA PACIFIC IND. (QUINCY) | SIERRA PACIFIC INDUSTRIES | South | CAISO System | Operational | 18.34 | N/A | ISO - 60 day notice | N/A | N/A | N/A |  | Yes | Completed | Repowering | In Service |  |  | CAISO_Biomass
HARBGN_7_UNITS | Harbor Cogen | Harbor Cogen Company | South | LA Basin | Operational | 100 | N/A | ISO correspondence | 2018-09-10 | N/A | N/A |  | N/A | N/A | Returned to service | N/A |  |  | CAISO_CCGT2
GOLETA_6_ELLWOD | ELLWOOD ENERGY SUPPORT FACILITY | NRG California South LP | South | Big Creek-Ventura | Operational | 54 | N/A | ISO correspondence | 2018-09-28 | N/A | N/A |  | N/A | N/A | N/A | N/A |  |  | CAISO_Peaker2
GILROY_1_UNIT | GILROY COGEN AGGREGATE | Calpine Gilroy Cogen, L.P | North | Bay Area | Operational | 120 | No | ISO correspondence | 2018-10-03 | N/A | N/A |  | N/A | N/A | N/A | N/A |  |  | CAISO_Peaker1
KNGCTY_6_UNITA1 | King City Energy Center, Unit #1 | Gilroy Energy Center, LLC | North | CAISO System | Operational | 44.6 | N/A | ISO correspondence | 2018-11-09 | N/A | N/A |  | N/A | N/A | Returned to service | N/A |  |  | CAISO_Peaker1
WOLFSK_1_UNITA1 | Wolfskill Energy Center, Unit #1 | Gilroy Energy Center, LLC | North | CAISO System | Operational | 46 | N/A | ISO correspondence | 2018-05-16 | N/A | N/A |  | N/A | N/A | Returned to service | N/A |  |  | CAISO_Peaker1
FAIRHV_6_UNIT | FAIRHAVEN POWER CO. | DG Fairhaven Power, LLC | North | Humboldt | Operational | 14.99 | N/A | ISO correspondence | 2018-02-27 | N/A | N/A |  | N/A | N/A | Returned to service | N/A |  |  | CAISO_Biomass
LGHTHP_6_ICEGEN | CARSON COGENERATION | Energy Operations Group, LLC | South | LA Basin | Operational | 48 | N/A | ISO correspondence | 2018-09-30 | N/A | N/A |  | N/A | N/A | Returned to service | N/A |  |  | CAISO_Peaker1
LAPLMA_2_UNIT 3 | La Paloma Generating Plant Unit #3 | La Paloma Generating Company, LLC | North | CAISO System | Operational | 256.15 | Yes | ISO correspondence | 2019-05-29 | N/A | N/A |  | N/A | N/A | Returned to service | N/A |  |  | #N/A
LAPLMA_2_UNIT 4 | La Paloma Generating Plant Unit #4 | La Paloma Generating Company, LLC | North | CAISO System | Operational | 259.54 | Yes | ISO correspondence | 2019-05-29 | N/A | N/A |  | N/A | N/A | Returned to service | N/A |  |  | #N/A
LAPLMA_2_UNIT 1 | La Paloma Generating Plant Unit #1 | La Paloma Generating Company, LLC | North | CAISO System | Operational | 259.8 | Yes | ISO correspondence | 2019-05-29 | N/A | N/A |  | N/A | N/A | Returned to service | N/A |  |  | #N/A
LAPLMA_2_UNIT 2 | La Paloma Generating Plant Unit #2 | La Paloma Generating Company, LLC | North | CAISO System | Operational | 260.2 | Yes | ISO correspondence | 2019-05-29 | N/A | N/A |  | N/A | N/A | Returned to service | N/A |  |  | #N/A
DINUBA_6_UNIT | Dinuba Energy, Inc. | Community Renewable Energy Services, Inc | North | Fresno | Mothballed | 4.07 | N/A | ISO - 60 day notice | 2019-09-18 | 2019-12-01 | Approved | 2019-12-31 | Yes | 2022-12-31 | May return to service | N/A |  |  | CAISO_Biomass
DEVERS_1_QF | DEVERS QFS | Southern California Edison Company | South | LA Basin | Mothballed | 2.64 | N/A | ISO correspondence | 2020-04-12 | 2020-04-13 | Approved | 2020-04-13 | Yes | Active Participation | Repowering | Pre-construction |  |  | CAISO_Wind
VENWD_1_WIND1 | Windpark Unlimited 1 | Energy Unlimited PH, Inc. | South | LA Basin | Mothballed | 3.11 | N/A | ISO correspondence | 2020-04-14 | 2020-04-14 | Approved | 2020-04-14 | Yes | Active Participation | Repowering | Pre-construction |  |  | CAISO_Wind
VENWD_1_WIND2 | Windpark Unlimited 2 | Energy Unlimited PH, Inc. | South | LA Basin | Mothballed | 5.3 | N/A | ISO correspondence | 2020-04-14 | 2020-04-14 | Approved | 2020-04-14 | Yes | Active Participation | Repowering | Pre-construction |  |  | CAISO_Wind
VENWD_1_WIND3 | Painted Hills Windpark | Painted Hills Wind Developers | South | LA Basin | Mothballed | 6.28 | N/A | ISO correspondence | 2020-04-14 | 2020-04-14 | Approved | 2020-04-14 | Yes | Active Participation | Repowering | Pre-construction |  |  | CAISO_Wind
MIDWD_6_WNDLND | Windland Refresh 1 | Windland Refresh, LLC | South | CAISO System | Mothballed | 2.46 | N/A | ISO correspondence | 2020-04-17 | 2020-04-17 | Approved | 2020-04-17 | Yes | Active Participation | Repowering | Pre-construction |  |  | CAISO_Wind
MIDWD_2_WIND1 | Windland Refresh 2 | Windland Refresh 2, LLC | South | CAISO System | Mothballed | 2.58 | N/A | ISO correspondence | 2020-04-17 | 2020-04-17 | Approved | 2020-04-17 | Yes | Active Participation | Repowering | Pre-construction |  |  | CAISO_Wind
BLULKE_6_BLUELK | Blue Lake Power | Blue Lake Power LLC (Readwood Coast Power LLC) | North | Humboldt | Mothballed | 0 | N/A | ISO - 90 day notice | 2020-06-26 | 2020-09-25 | Approved | N/A | No | N/A | N/A | N/A |  | Updated | CAISO_Biomass
GEYS17_2_BOTRCK | Bottle Rock Geothermal | Bottler Rock Power, LLC | North | NCNB | Mothballed | 0 | N/A | ISO - 90 day notice | 2020-08-21 | 2020-11-20 | Approved | N/A | No | N/A | N/A | N/A |  | Not in E3/ERM list | #N/A
HUMBPP_1_MOBLE2 | Humboldt Bay Mobile Unit 2 | Pacific Gas and Electric Company | North | Humboldt | Retired | 15 | N/A | ISO - 60 day notice | N/A | 2010-09-30 | Approved | 2010-09-30 | Yes | Completed | GIP Queue | In Service |  |  | #N/A
HUMBPP_1_MOBLE3 | Humboldt Bay Mobile Unit 3 | Pacific Gas and Electric Company | North | Humboldt | Retired | 15 | N/A | ISO - 60 day notice | N/A | 2010-09-30 | Approved | 2010-09-30 | Yes | Completed | GIP Queue | In Service |  |  | #N/A
HUMBPP_7_UNIT 1 | Humboldt Bay Unit 1 | Pacific Gas and Electric Company | North | Humboldt | Retired | 52 | N/A | ISO - 60 day notice | N/A | 2010-09-30 | Approved | 2010-09-30 | Yes | Completed | GIP Queue | In Service |  |  | #N/A
HUMBPP_7_UNIT 2 | Humboldt Bay Unit 2 | Pacific Gas and Electric Company | North | Humboldt | Retired | 53 | N/A | ISO - 60 day notice | N/A | 2010-09-30 | Approved | 2010-09-30 | Yes | Completed | GIP Queue | In Service |  |  | #N/A
SOBAY_7_GT1 | SOUTHBAY GAS TURBINE 1 | San Diego Unified Port District (Dynergy) | South | San Diego-IV | Retired | 15 | N/A | ISO - 90 day notice | N/A | 2010-12-31 | Approved | 2010-12-31 | No | N/A | N/A | N/A |  |  | #N/A
SOBAY_7_SY1 | SOUTHBAY UNIT 1 | San Diego Unified Port District (Dynergy) | South | San Diego-IV | Retired | 146 | N/A | ISO - 90 day notice | N/A | 2010-12-31 | Approved | 2010-12-31 | No | N/A | N/A | N/A |  |  | #N/A
SOBAY_7_SY2 | SOUTHBAY UNIT 2 | San Diego Unified Port District (Dynergy) | South | San Diego-IV | Retired | 149.6 | N/A | ISO - 90 day notice | N/A | 2010-12-31 | Approved | 2010-12-31 | No | N/A | N/A | N/A |  |  | #N/A
SOBAY_7_SY3 | SOUTHBAY UNIT 3 | San Diego Unified Port District (Dynergy) | South | San Diego-IV | Retired | 175 | N/A | ISO - 90 day notice | N/A | 2010-12-31 | Approved | 2010-12-31 | No | N/A | N/A | N/A |  |  | #N/A
SOBAY_7_SY4 | SOUTHBAY UNIT 4 | San Diego Unified Port District (Dynergy) | South | San Diego-IV | Retired | 222 | N/A | ISO - 90 day notice | N/A | 2010-12-31 | Approved | 2010-12-31 | No | N/A | N/A | N/A |  |  | #N/A
POTRPP_7_UNIT 3 | POTRERO UNIT 3 | Pacific Gas and Electric Company | North | Bay Area | Retired | 206 | N/A | ISO - 90 day notice | N/A | 2011-02-28 | Approved | 2011-02-28 | No | N/A | N/A | N/A |  |  | #N/A
POTRPP_7_UNIT 4 | POTRERO UNIT 4 | Pacific Gas and Electric Company | North | Bay Area | Retired | 52 | N/A | ISO - 90 day notice | N/A | 2011-12-31 | Approved | 2011-12-31 | No | N/A | N/A | N/A |  |  | #N/A
POTRPP_7_UNIT 5 | POTRERO UNIT 5 | Pacific Gas and Electric Company | North | Bay Area | Retired | 52 | N/A | ISO - 90 day notice | N/A | 2011-12-31 | Approved | 2011-12-31 | No | N/A | N/A | N/A |  |  | #N/A
POTRPP_7_UNIT 6 | POTRERO UNIT 6 | Pacific Gas and Electric Company | North | Bay Area | Retired | 52 | N/A | ISO - 90 day notice | N/A | 2011-12-31 | Approved | 2011-12-31 | No | N/A | N/A | N/A |  |  | #N/A
SONGS_7_UNIT 2 | SAN ONOFRE NUCLEAR UNIT 2 | Southern California Edison Company | South | LA Basin | Retired | 1122 | N/A | ISO - 90 day notice | N/A | 2012-01-31 | Approved | 2012-01-31 | No | N/A | N/A | N/A |  |  | #N/A
SONGS_7_UNIT 3 | SAN ONOFRE NUCLEAR UNIT 3 | Southern California Edison Company | South | LA Basin | Retired | 1124 | N/A | ISO - 90 day notice | N/A | 2012-01-31 | Approved | 2012-01-31 | No | N/A | N/A | N/A |  |  | #N/A
HNTGBH_7_UNIT 3 | HUNTINGTON BEACH UNIT 3 | AES Huntington Beach LLC | South | LA Basin | Retired | 225 | N/A | ISO - 60 day notice | N/A | 2012-11-01 | Approved | 2012-11-01 | Yes | Completed | Repowering | In Service |  |  | #N/A
HNTGBH_7_UNIT 4 | HUNTINGTON BEACH UNIT 4 | AES Huntington Beach LLC | South | LA Basin | Retired | 227 | N/A | ISO - 60 day notice | N/A | 2012-11-01 | Approved | 2012-11-01 | Yes | Completed | Repowering | In Service |  |  | #N/A
GWFPW1_6_UNIT | GWF POWER SYSTEMS INC. #1 | GWF Power Systems LP | North | Bay Area | Retired | 18.63 | N/A | ISO - 90 day notice | N/A | 2012-12-31 | Approved | 2012-12-31 | No | N/A | N/A | N/A |  |  | #N/A
GWFPW2_1_UNIT 1 | GWF POWER SYSTEMS INC. #2 | GWF Power Systems LP | North | Bay Area | Retired | 18.78 | N/A | ISO - 90 day notice | N/A | 2012-12-31 | Approved | 2012-12-31 | No | N/A | N/A | N/A |  |  | #N/A
GWFPW3_1_UNIT 1 | GWF POWER SYSTEMS INC. #3 | GWF Power Systems LP | North | Bay Area | Retired | 19.3 | N/A | ISO - 90 day notice | N/A | 2012-12-31 | Approved | 2012-12-31 | No | N/A | N/A | N/A |  |  | #N/A
GWFPW4_6_UNIT 1 | GWF POWER SYSTEMS INC. #4 | GWF Power Systems LP | North | Bay Area | Retired | 19.09 | N/A | ISO - 90 day notice | N/A | 2012-12-31 | Approved | 2012-12-31 | No | N/A | N/A | N/A |  |  | #N/A
GWFPW5_6_UNIT 1 | GWF POWER SYSTEMS INC. #5 | GWF Power Systems LP | North | Bay Area | Retired | 18.98 | N/A | ISO - 90 day notice | N/A | 2012-12-31 | Approved | 2012-12-31 | No | N/A | N/A | N/A |  |  | #N/A
COCOPP_7_UNIT 6 | CONTRA COSTA UNIT 6 | NRG California South LP | North | Bay Area | Retired | 337 | N/A | ISO - 60 day notice | N/A | 2013-04-30 | Approved | 2013-04-30 | Yes | Completed | GIP Queue | In Service |  |  | #N/A
COCOPP_7_UNIT 7 | CONTRA COSTA UNIT 7 | NRG California South LP | North | Bay Area | Retired | 337 | N/A | ISO - 60 day notice | N/A | 2013-04-30 | Approved | 2013-04-30 | Yes | Completed | GIP Queue | In Service |  |  | #N/A
ELSEGN_7_UNIT 3 | EL SEGUNDO GEN STA. UNIT 3 | El Segundo Power LLC | South | LA Basin | Retired | 335 | N/A | ISO - 60 day notice | N/A | 2013-07-27 | Approved | 2013-07-27 | Yes | Completed | GIP Queue | In Service |  |  | #N/A
MORBAY_7_UNIT 3 | MORRO BAY UNIT 3 | LSP Morro Bay LLC | North | CAISO System | Retired | 325 | N/A | ISO - 90 day notice | N/A | 2014-02-05 | Approved | 2014-02-05 | No | Expired | N/A | N/A |  |  | #N/A
MORBAY_7_UNIT 4 | MORRO BAY UNIT 4 | LSP Morro Bay LLC | North | CAISO System | Retired | 325 | N/A | ISO - 90 day notice | N/A | 2014-02-05 | Approved | 2014-02-05 | No | Expired | N/A | N/A |  |  | #N/A
CAPMAD_1_UNIT 1 | CAPCO MADERA Power Plant | Madera Power, LLC | North | Fresno | Retired | 6.25 | N/A | ISO correspondence | 2014-05-19 | 2014-07-24 | Approved | 2014-07-24 | No | N/A | N/A | N/A |  |  | #N/A
KEARNY_7_KY1 | KEARNY GAS TURBINE UNIT 1 | NRG California South LP | South | San Diego-IV | Retired | 16 | N/A | ISO - 90 day notice | N/A | 2014-12-31 | Approved | 2014-12-31 | No | N/A | N/A | N/A |  |  | #N/A
CWATER_7_UNIT 1 | COOLWATER GEN STA. UNIT 1 | NRG California South LP | South | CAISO System | Retired | 63 | N/A | ISO - 60 day notice | N/A | 2015-01-22 | Approved | 2015-01-22 | Yes | Active Participation | GIP Queue | Queue entered |  |  | #N/A
CWATER_7_UNIT 2 | COOLWATER GEN STA. UNIT 2 | NRG California South LP | South | CAISO System | Retired | 81.5 | N/A | ISO - 60 day notice | N/A | 2015-01-22 | Approved | 2015-01-22 | Yes | Active Participation | GIP Queue | Queue entered |  |  | #N/A
CWATER_7_UNIT 3 | COOLWATER STATION 3 AGG. | NRG California South LP | South | CAISO System | Retired | 245.3 | N/A | ISO - 60 day notice | N/A | 2015-01-22 | Approved | 2015-01-22 | Yes | Active Participation | GIP Queue | Queue entered |  |  | #N/A
CWATER_7_UNIT 4 | COOLWATER STATION 4 AGG. | NRG California South LP | South | CAISO System | Retired | 245.9 | N/A | ISO - 60 day notice | N/A | 2015-01-22 | Approved | 2015-01-22 | Yes | Active Participation | GIP Queue | Queue entered |  |  | #N/A
LFC 51_2_UNIT 1 | PATTERSON PASS WIND FARM LLC | EDF Renewable Energy, Inc. | North | Bay Area | Retired | 2.56 | N/A | ISO - 60 day notice | N/A | 2015-03-30 | Approved | 2015-03-30 | Yes | Active Participation | Repowering | Construction |  |  | #N/A
ALTMID_2_UNIT 1 | ALTAMONT MIDWAY LTD. | Sand Hill Wind, LLC | North | CAISO System | Retired | 0.47 | N/A | ISO - 60 day notice | N/A | 2015-04-08 | Approved | 2015-04-08 | Yes | Active Participation | Repowering | Construction |  |  | #N/A
SEAWST_6_LAPOS | SEA WEST WIND QF AGGREGATION | Sand Hill Wind, LLC | North | Bay Area | Retired | 0.35 | N/A | ISO - 60 day notice | N/A | 2015-04-08 | Approved | 2015-04-08 | Yes | Active Participation | Repowering | Construction |  |  | #N/A
ULTOGL_1_POSO | RIO BRAVO POSO | Rio Bravo | North | Kern | Retired | 45 | N/A | ISO - 90 day notice | N/A | 2015-07-01 | Approved | 2015-07-01 | No | N/A | N/A | N/A |  |  | #N/A
BEARCN_2_UNITS | GEYSERS BEAR CANYON AGG. | Geysers Power Company LLC | North | NCNB | Retired | 23 | N/A | ISO - 60 day notice | N/A | 2015-07-08 | Approved | 2015-07-08 | Yes | Active Participation | GIP Queue | Queue entered |  |  | #N/A
WDFRDF_2_UNITS | West Ford Flat | Geysers Power Company LLC | North | NCNB | Retired | 25 | N/A | ISO - 60 day notice | N/A | 2015-09-12 | Approved | 2015-09-12 | Yes | Active Participation | GIP Queue | Queue entered |  |  | #N/A
ELSEGN_7_UNIT 4 | EL SEGUNDO GEN STA. UNIT 4 | El Segundo Power LLC | South | LA Basin | Retired | 335 | N/A | ISO - 60 day notice | N/A | 2015-12-31 | Approved | 2015-12-31 | Yes | Completed | GIP Queue | In service |  |  | #N/A
USWND1_2_UNITS | US WIND POWER#1(WALKER) | ALTAMONT WINDS LLC | North | CAISO System | Retired | 4.19 | N/A | ISO - 60 day notice | N/A | 2015-12-31 | Approved | 2015-12-31 | Yes | Active Participation | GIP Queue | Construction |  |  | #N/A
USWPFK_6_FRICK | GREEN RIDGE POWER LLC (FRICK) | Pacific Gas and Electric Company | North | Bay Area | Retired | 1.66 | N/A | ISO - 60 day notice | 2015-10-31 | 2015-12-31 | Approved | 2015-12-31 | Yes | Active Participation | Repowering | Pre-construction |  |  | #N/A
KEARNY_7_KY2 | KEARNY GT2 AGGREGATE | NRG California South LP | South | San Diego-IV | Retired | 59 | N/A | ISO - 90 day notice | N/A | 2016-03-31 | Approved | 2016-03-31 | No | N/A | N/A | N/A |  |  | #N/A
GATES_6_PL1X2 | Gates Peaker | W Power Renewables, LLC | North | Fresno | Retired | 46.35 | N/A | ISO - 60 day notice | N/A | 2016-09-15 | Approved | 2016-09-15 | No | Expired | N/A | N/A |  |  | #N/A
COLGA1_6_SHELLW | COALINGA COGEN. COMPANY | Chevron Power Holdings, Inc. | North | Fresno | Retired | 35.09 | N/A | ISO - 90 day notice | 2020-02-06 | 2016-12-31 | Approved | 2016-12-31 | No | Expired | N/A | N/A |  |  | #N/A
SARGNT_2_UNIT | SARGENT CANYON COGEN. COMPANY | Chevron Power Holdings, Inc. | North | CAISO System | Retired | 32.77 | N/A | ISO - 90 day notice | 2020-02-06 | 2016-12-31 | Approved | 2016-12-31 | No | Expired | N/A | N/A |  |  | #N/A
MIDSET_1_UNIT 1 | MIDSET COGEN. CO. | Chevron Power Holdings, Inc. | North | Kern | Retired | 33.46 | N/A | ISO - 60 day notice | N/A | 2016-12-31 | Approved | 2016-12-31 | No | Expired | N/A | N/A |  |  | #N/A
ELCAJN_7_GT1 | EL CAJON | NRG California South LP | South | San Diego-IV | Retired | 16 | N/A | ISO - 90 day notice | N/A | 2016-12-31 | Approved | 2016-12-31 | No | N/A | N/A | N/A |  |  | #N/A
MOSSLD_7_UNIT 6 | MOSS LANDING UNIT 6 | Duke Energy Moss Landing & Oakland LLC | North | Bay Area | Retired | 754.33 | N/A | ISO - 60 day notice | 2016-10-31 | 2016-12-31 | Approved | 2016-12-31 | Yes | Active Participation | Repowering | Queue entered |  |  | #N/A
MOSSLD_7_UNIT 7 | MOSS LANDING UNIT 7 | Duke Energy Moss Landing & Oakland LLC | North | Bay Area | Retired | 755.7 | N/A | ISO - 60 day notice | 2016-10-31 | 2016-12-31 | Approved | 2016-12-31 | Yes | Active Participation | Repowering | Queue entered |  |  | #N/A
MRGT_7_UNITS | MIRAMAR CT AGGREGATE | NRG California South LP | South | San Diego-IV | Retired | 36 | N/A | ISO - 60 day notice | N/A | 2016-12-31 | Approved | 2016-12-31 | No | Expired | N/A | N/A |  |  | #N/A
OILDAL_1_UNIT 1 | OILDALE ENERGY LLC | Oildale Energy LLC | North | Kern | Retired | 40.2 | N/A | ISO - 90 day notice | N/A | 2016-12-31 | Approved | 2016-12-31 | No | N/A | N/A | N/A |  |  | #N/A
PITTSP_7_UNIT 5 | PITTSBURG UNIT 5 | NRG Delta LLC | North | Bay Area | Retired | 312 | N/A | ISO - 60 day notice | N/A | 2016-12-31 | Approved | 2016-12-31 | No | Expired | N/A | N/A |  |  | #N/A
PITTSP_7_UNIT 6 | PITTSBURG UNIT 6 | NRG Delta LLC | North | Bay Area | Retired | 317 | N/A | ISO - 60 day notice | N/A | 2016-12-31 | Approved | 2016-12-31 | No | Expired | N/A | N/A |  |  | #N/A
PITTSP_7_UNIT 7 | PITTSBURG UNIT 7 | NRG Delta LLC | North | Bay Area | Retired | 682 | N/A | ISO - 60 day notice | N/A | 2016-12-31 | Approved | 2016-12-31 | No | Expired | N/A | N/A |  |  | #N/A
ENCINA_7_EA1 | ENCINA UNIT 1 | NRG California South LP | South | San Diego-IV | Retired | 106 | N/A | ISO - 60 day notice | N/A | 2017-02-28 | Approved | 2017-02-28 | No | N/A | N/A | N/A |  |  | #N/A
INLDEM_5_UNIT 2 | Inland Empire Energy Center, Unit 2 | Inland Empire Energy Center, LLC | South | LA Basin | Retired | 340 | Yes | ISO - 90 day notice | 2019-08-19 | 2017-03-02 | Approved | 2017-03-02 | Yes | Active Participation | GIP Queue | Queue entered |  |  | #N/A
SANJOA_1_UNIT 1 | SAN JOAQUIN COGEN | Chevron Power Holdings, Inc. | North | CAISO System | Retired | 48.6 | N/A | ISO - 90 day notice | N/A | 2017-07-19 | Approved | 2017-07-19 | No | N/A | N/A | N/A |  |  | #N/A
BRDWAY_7_UNIT 3 | BROADWAY UNIT 3 | City of Pasadena | South | LA Basin | Retired | 65 | N/A | ISO - 60 day notice | N/A | 2017-08-03 | Approved | 2017-08-03 | Yes | Completed | WDAT Queue | In service |  |  | #N/A
ZOND_6_UNIT | ZOND WINDSYSTEMS INC. | Forebay Wind, LLC | North | Bay Area | Retired | 8.12 | N/A | ISO - 60 day notice | N/A | 2017-08-24 | Approved | 2017-08-24 | Yes | Active Participation | Repowering | Pre-construction |  |  | CAISO_Wind
CONTAN_1_UNIT | CONTAINER CORP. OF AMERICA | Silicon Valley Power | North | Bay Area | Retired | 27.7 | N/A | ISO - 90 day notice | N/A | 2017-12-30 | Approved | 2017-12-30 | No | N/A | N/A | N/A |  |  | #N/A
KEARNY_7_KY3 | KEARNY GT3 AGGREGATE | NRG California South LP | South | San Diego-IV | Retired | 61 | N/A | ISO - 90 day notice | N/A | 2018-01-09 | Approved | 2018-01-09 | No | N/A | N/A | N/A |  |  | #N/A
MNDALY_7_UNIT 1 | MANDALAY GEN STA. UNIT 1 | NRG California South LP | South | Big Creek-Ventura | Retired | 215 | N/A | ISO - 60 day notice | N/A | 2018-04-28 | Approved | 2018-02-15 | Yes | 2021-02-15 | Repowering | N/A |  |  | #N/A
MNDALY_7_UNIT 2 | MANDALAY GEN STA. UNIT 2 | NRG California South LP | South | Big Creek-Ventura | Retired | 215.29 | N/A | ISO - 60 day notice | N/A | 2018-04-28 | Approved | 2018-02-15 | Yes | 2021-02-15 | Repowering | N/A |  |  | #N/A
MNDALY_7_UNIT 3 | MANDALAY GEN STA. UNIT 3 | NRG California South LP | South | Big Creek-Ventura | Retired | 130 | N/A | ISO - 60 day notice | N/A | 2018-04-28 | Approved | 2018-02-15 | Yes | 2021-02-15 | Repowering | N/A |  |  | #N/A
ETIWND_7_UNIT 3 | ETIWANDA GEN STA. UNIT 3 | NRG California South LP | South | LA Basin | Retired | 320 | Yes | ISO - 90 day notice | 2018-02-28 | 2018-06-01 | Approved | 2018-06-01 | No | N/A | N/A | N/A |  |  | #N/A
ETIWND_7_UNIT 4 | ETIWANDA GEN STA. UNIT 4 | NRG California South LP | South | LA Basin | Retired | 320 | Yes | ISO - 90 day notice | 2018-02-28 | 2018-06-01 | Approved | 2018-06-01 | No | N/A | N/A | N/A |  |  | #N/A
LAGBEL_2_STG1 | Bell Bandini Commerce Refuse | Commerce Refuse-to-Energy Authority | South | LA Basin | Retired | 9.6 | N/A | ISO - 90 day notice | 2018-05-02 | 2018-06-30 | Approved | 2018-06-30 | No | N/A | N/A | N/A |  |  | #N/A
VALLEY_7_BADLAND | VALLEY_7_BADLND | Riverside County Waste Management Department | South | LA Basin | Retired | 0.84 | N/A | ISO - 90 day notice | 2018-05-15 | 2018-08-15 | Approved | 2018-08-15 | No | N/A | N/A | N/A |  |  | #N/A
THMENG_1_UNIT 1 | Tracy Biomass | Thermal Energy Development Partnership | North | CAISO System | Retired | 6.03 | N/A | ISO - 90 day notice | 2018-07-26 | 2018-08-29 | Approved | 2018-08-29 | No | N/A | N/A | N/A |  |  | #N/A
ENCINA_7_EA2 | ENCINA UNIT 2 | NRG California South LP | South | San Diego-IV | Retired | 103 | Yes | ISO - 90 day notice | 2018-07-18 | 2018-11-29 | Approved | 2018-12-12 | Yes | Completed | GIP Queue | In Service |  |  | CAISO_ST
ENCINA_7_EA3 | ENCINA UNIT 3 | NRG California South LP | South | San Diego-IV | Retired | 109 | Yes | ISO - 90 day notice | 2018-07-18 | 2018-11-29 | Approved | 2018-12-12 | Yes | Completed | GIP Queue | In Service |  |  | CAISO_ST
ENCINA_7_EA4 | ENCINA UNIT 4 | NRG California South LP | South | San Diego-IV | Retired | 299 | Yes | ISO - 90 day notice | 2018-07-18 | 2018-11-29 | Approved | 2018-12-12 | Yes | Completed | GIP Queue | In Service |  |  | CAISO_ST
ENCINA_7_EA5 | ENCINA UNIT 5 | NRG California South LP | South | San Diego-IV | Retired | 329 | Yes | ISO - 90 day notice | 2018-07-18 | 2018-11-29 | Approved | 2018-12-12 | Yes | Completed | GIP Queue | In Service |  |  | CAISO_ST
ENCINA_7_GT1 | ENCINA GAS TURBINE UNIT 1 | NRG California South LP | South | San Diego-IV | Retired | 14 | N/A | ISO - 90 day notice | 2018-07-18 | 2018-11-29 | Approved | 2018-12-12 | Yes | Completed | GIP Queue | In Service |  |  | CAISO_Peaker2
NIMTG_6_NIQF | NORTH ISLAND QF | SDG&E Exempt | South | San Diego-IV | Retired | 39.19 | N/A | ISO correspondence | 2018-10-30 | 2018-12-31 | Approved | 2018-12-31 | No | N/A | N/A | N/A |  |  | CAISO_CHP
DIVSON_6_NSQF | DIVISION NAVAL STATION COGEN | SDG&E Exempt | South | San Diego-IV | Retired | 46.44 | N/A | ISO correspondence | 2018-10-30 | 2018-12-31 | Approved | 2018-12-31 | No | N/A | N/A | N/A |  |  | CAISO_CHP
PTLOMA_6_NTCQF | NTC/MCRD COGENERATION | SDG&E Exempt | South | San Diego-IV | Retired | 21.58 | N/A | ISO correspondence | 2018-10-30 | 2018-12-31 | Approved | 2018-12-31 | No | N/A | N/A | N/A |  |  | CAISO_Peaker2
GRNLF1_1_UNITS | Greenleaf 1 | Greenleaf Energy Unit 1 LLC | North | Sierra | Retired | 49.2 | N/A | ISO correspondence | 2019-06-28 | 2019-03-11 | Approved | 2019-03-11 | Yes | 2022-03-11 | Potential | N/A |  |  | CAISO_Peaker1
KRAMER_1_SEGSR6 | Luz Solar Partners Ltd., VI, LP | Luz Solar Partners Ltd., VI | South | CAISO System | Retired | 15.68 | N/A | ISO - 90 day notice | 2019-03-27 | 2019-06-27 | Approved | 2019-03-02 | Yes | 2022-06-27 | Potential | N/A |  |  | #N/A
KRAMER_1_SEGSR7 | Luz Solar Partners Ltd., VII, LP | Luz Solar Partners Ltd., VII | South | CAISO System | Retired | 15.68 | N/A | ISO - 90 day notice | 2019-03-27 | 2019-06-27 | Approved | 2019-03-02 | Yes | 2022-06-27 | Potential | N/A |  |  | #N/A
SAUGUS_2_TOLAND | Toland Landfill gas to Energy Project | Ventura Regional Sanitation District | South | Big Creek-Ventura | Retired | 0 | N/A | ISO - 90 day notice | 2019-08-21 | 2019-08-31 | Approved | 2019-08-31 | No | N/A | N/A | N/A |  |  | CAISO_Biomass
CHINO_6_SMPPAP | AltaGas Pomona Energy | AltaGas Pomona Energy Inc. | South | LA Basin | Retired | 22.78 | N/A | ISO - 90 day notice | 2019-06-06 | 2019-09-06 | Approved | 2019-09-06 | Yes | Active Participation | WDAT Queue | Construction |  |  | CAISO_Peaker1
OLINDA_7_LNDFIL | Olinda Landfill Generating Facility | Brea Generation LLC | South | LA Basin | Retired | 0 | N/A | ISO - 90 day notice | 2019-09-10 | 2019-09-10 | Approved | 2020-04-30 | No | N/A | N/A | N/A |  |  | CAISO_Biomass
REDOND_7_UNIT 7 | REDONDO GEN STA. UNIT 7 | AES Redondo Beach LLC | South | LA Basin | Retired | 493.24 | Yes | ISO - 90 day notice | 2019-04-26 | 2019-10-01 | Approved | 2019-10-01 | No | N/A | N/A | N/A |  |  | #N/A
KRAMER_1_SEGSR3 | Kramer Junction 3 | Luz Solar Partners Ltd., III | South | CAISO System | Retired | 13.44 | N/A | ISO - 60 day notice | 2019-09-19 | 2019-11-01 | Approved | 2019-11-01 | Yes | 2022-11-01 | Potential | N/A |  |  | CAISO_Solar
KRAMER_1_SEGSR4 | Kramer Junction 4 | Luz Solar Partners Ltd., IV | South | CAISO System | Retired | 13.44 | N/A | ISO - 60 day notice | 2019-09-19 | 2019-11-01 | Approved | 2019-11-01 | Yes | 2022-11-01 | Potential | N/A |  |  | CAISO_Solar
KRAMER_1_KJ5SR5 | Kramer Junction 5 | Luz Solar Partners Ltd., V | South | CAISO System | Retired | 13.44 | N/A | ISO - 60 day notice | 2019-09-19 | 2019-11-01 | Approved | 2019-11-01 | Yes | 2022-11-01 | Potential | N/A |  |  | CAISO_Solar
GOLETA_6_GAVOTA | Point Arguello Pipeline Company | Point Arguello Pipeline Company (PAPCO) | South | Big Creek-Ventura | Retired | 0 | N/A | ISO - 90 day notice | 2019-11-11 | 2019-11-22 | Approved | 2019-11-02 | No | N/A | N/A | N/A |  |  | CAISO_CHP
OTAY_7_UNITC1 | Otay 3 Landfill Generation Station | Otay Landfill Gas, LLC | South | San Diego-IV | Retired | 0 | N/A | ISO - 90 day notice | 2019-10-22 | 2019-11-25 | Approved | 2017-06-10 | No | N/A | N/A | N/A |  |  | #N/A
VALLEY_5_RTS044 | SPVP044 | Southern California Edison Company | South | LA Basin | Retired | 3.58 | N/A | ISO - 90 day notice | 2019-08-19 | 2019-11-30 | Approved | 2019-11-30 | No | N/A | N/A | N/A |  |  | CAISO_Solar
OTAY_6_LNDFL5 | Otay 5 | Otay Landfill Gas, LLC | South | San Diego-IV | Retired | 0 | N/A | ISO - 90 day notice | 2019-10-22 | 2019-12-13 | Approved | 2019-12-13 | No | N/A | N/A | N/A |  |  | CAISO_Biomass
OTAY_6_LNDFL6 | Otay 6 | Otay Landfill Gas, LLC | South | San Diego-IV | Retired | 0 | N/A | ISO - 90 day notice | 2019-10-22 | 2019-12-13 | Approved | 2019-12-13 | No | N/A | N/A | N/A |  |  | CAISO_Biomass
OTAY_6_UNITB1 | OTAY LANDFILL UNITS AGGREGATE | Otay Landfill Gas, LLC | South | San Diego-IV | Retired | 2.13 | N/A | ISO - 90 day notice | 2019-10-22 | 2019-12-13 | Approved | 2019-12-13 | No | N/A | N/A | N/A |  |  | CAISO_Biomass
INLDEM_5_UNIT 1 | Inland Empire Energy Center, Unit 1 | Inland Empire Energy Center, LLC | South | LA Basin | Retired | 340 | Yes | ISO - 90 day notice | 2019-08-13 | 2019-12-31 | Approved | 2020-01-15 | Yes | Active Participation | GIP Queue | Queue entered |  |  | #N/A
HNTGBH_7_UNIT 1 | HUNTINGTON BEACH UNIT 1 | AES Huntington Beach LLC | South | LA Basin | Retired | 225.75 | Yes | ISO - 90 day notice | 2019-04-26 | 2020-01-01 | Approved | 2020-01-31 | Yes | Completed | Repowering | In Service |  |  | #N/A
ALAMIT_7_UNIT 1 | ALAMITOS GEN STA. UNIT 1 | AES Alamitos LLC | South | LA Basin | Retired | 174.56 | Yes | ISO - 90 day notice | 2019-04-26 | 2020-01-01 | Approved | 2020-01-31 | Yes | Active Participation | Repowering | Pre-construction |  |  | #N/A
ALAMIT_7_UNIT 2 | ALAMITOS GEN STA. UNIT 2 | AES Alamitos LLC | South | LA Basin | Retired | 175 | Yes | ISO - 90 day notice | 2019-04-26 | 2020-01-01 | Approved | 2020-01-31 | Yes | Completed | Repowering | In Service |  |  | #N/A
ALAMIT_7_UNIT 6 | ALAMITOS GEN STA. UNIT 6 | AES Alamitos LLC | South | LA Basin | Retired | 495 | Yes | ISO - 90 day notice | 2019-04-26 | 2020-01-01 | Approved | 2020-01-31 | Yes | Completed | Repowering | In Service |  |  | #N/A
MONLTS_2_MONWD4 | Monolith 4 | Terra-Gen 251 Wind, LLC. | South | CAISO System | Retired | 1.57 | N/A | ISO - 60 day notice | 2019-12-01 | 2020-01-31 | Approved | 2020-02-07 | Yes | 2023-01-31 | Repowering | Pre-construction |  |  | CAISO_Wind
MONLTS_2_MONWD5 | Monolith 5 | Terra-Gen 251 Wind, LLC. | South | CAISO System | Retired | 1.33 | N/A | ISO - 60 day notice | 2019-12-01 | 2020-01-31 | Approved | 2020-02-07 | Yes | 2023-01-31 | Repowering | Pre-construction |  |  | CAISO_Wind
MONLTS_2_MONWD6 | Monolith 6 | Terra-Gen 251 Wind, LLC. | South | CAISO System | Retired | 1.73 | N/A | ISO - 60 day notice | 2019-12-01 | 2020-01-31 | Approved | 2020-02-07 | Yes | 2023-01-31 | Repowering | Pre-construction |  |  | CAISO_Wind
MONLTS_2_MONWD7 | Monolith 7 | Terra-Gen 251 Wind, LLC. | South | CAISO System | Retired | 1.57 | N/A | ISO - 60 day notice | 2019-12-01 | 2020-01-31 | Approved | 2020-02-07 | Yes | 2023-01-31 | Repowering | Pre-construction |  |  | CAISO_Wind
SAUGUS_6_PTCHGN | COUNTY OF LOS ANGELES -- PITCHLE | Southern California Edison Company | South | Big Creek-Ventura | Retired | 21.34 | N/A | ISO correspondence | 2018-11-13 | 2018-11-13 | N/A | 2018-11-13 | No | N/A | N/A | N/A |  |  | CAISO_CHP
WALNUT_7_WCOVCT | WALNUT_7_WCOVCT | MM West Covina LLC | South | LA Basin | Retired | 4.5 | N/A | ISO correspondence | 2018-12-04 | 2018-12-04 | N/A | 2018-12-04 | No | N/A | N/A | N/A |  |  | CAISO_Geothermal
METCLF_1_QF | SMALL QF AGGREGATION - SANTA CLARA WD | Pacific Gas and Electric Company | North | Bay Area | Retired | 0.23 | N/A | ISO correspondence | 2018-12-31 | 2018-12-31 | N/A | 2018-12-31 | No | N/A | N/A | N/A |  |  | CAISO_Hydro
USWNDR_2_UNITS | US WIND POWER(RUSSELL) | Pacific Gas and Electric Company | North | Bay Area | Retired | 2.51 | N/A | ISO correspondence | 2018-12-31 | 2018-12-31 | N/A | 2018-12-31 | No | N/A | N/A | N/A |  |  | CAISO_Wind
PTLOMA_6_NTCCGN | AEI MCRD STEAM TURBINE | SDG&E Exempt | South | San Diego-IV | Retired | 2.46 | N/A | ISO correspondence | 2019-02-08 | 2019-02-08 | N/A | 2019-02-08 | No | N/A | N/A | N/A |  |  | CAISO_CHP
KANAKA_1_UNIT | KANAKA | Pacific Gas and Electric Company | North | Sierra | Retired | 0.64 | N/A | ISO correspondence | 2019-03-20 | 2019-03-20 | N/A | 2019-03-20 | No | N/A | N/A | N/A |  |  | CAISO_Small_Hydro
VINCNT_2_QF | VINCENT QFS | Southern California Edison Company | South | CAISO System | Retired | 68.31 | N/A | ISO correspondence | 2020-03-13 | 2020-03-13 | N/A | 2020-03-13 | No | N/A | N/A | N/A |  |  | CAISO_Wind
RHONDO_6_PUENTE | Puente Hills Gas-to-Energy Phase II | County Sanitation District No. 2 of Los Angeles County | South | LA Basin | Retired | 0.02 | N/A | ISO correspondence | 2019-03-11 | N/A | N/A | N/A | No | N/A | N/A | N/A |  |  | CAISO_Biomass
PANDOL_6_UNIT | Covanta Delano, Inc. | Covanta Delano, Inc. | South | Big Creek-Ventura | Retired | 46.64 | N/A | ISO correspondence | 2019-04-10 | N/A | N/A | N/A | No | N/A | N/A | N/A |  |  | CAISO_Biomass
MENBIO_6_UNIT | MENDOTA BIOMASS POWER | Covanta Mendota, L.P. | North | Fresno | Retired | 25 | N/A | ISO correspondence | 2019-04-10 | N/A | N/A | N/A | No | N/A | N/A | N/A |  |  | CAISO_Biomass
Updated

## Baseline Gen_List_w updates
| Generator List | [32 empty] | Thermal Retirement assumptions | User assumes early gas retirement after ,,,, years |  |  |  | 0 | DISABLED | [17 empty] | MW | 2526.573
[35 empty] | User assumes early CHP retirement after … years |  |  |  | 0 | DISABLED | [17 empty] | NQC | 618.3684
| Count | 3970 | [32 empty] | First retirement year (end of year) |  |  |  | 2019
[11 empty] | First Month | Last Month | [21 empty] | In-development risk adjustment | Existing |  |  |  | 100% | [18 empty] | Online > | Ret >
[11 empty] | 12 | 12 | [12 empty] | First Month for RA | Last Month for RA |  |  |  | Discounts if > |  |  |  |  | New |  |  |  | 95% | [18 empty] | 2018-01-01 | 2020-12-31
[25 empty] | 8 | 10 |  |  |  | 2020-09-01 | [18 empty] | NOTE: If "LESR", then use RESOLVE/SERVM based NQC
Note on updates to RESOLVE baseline | SERVM ID | Generator Name | Dataset | Physical BAA | Primary Load BAA | BAA Name | SERVM Zone | RESOLVE Zone | Online Date | Planned Retirement Date | First Year to Count | Last Year to Count | Capacity weighted | NQC/MaxGen | CPUC NQC of Thermal, Biomass and Geothermal Units (MW) | MaxGen (MW) | Resource Type | Master Resource Type | SERVM Type | RESOLVE Type | REC contract (if different from RESOLVE Zone) | Contract Capacity (MW, if different from RESOLVE zone) | Electrical Zone (Post-2018 COD Renewables) | RESOLVE Resource Name | First Year to Count | Last Year to Count | Remaining capacity contracted to Resolve Zone | Contracting LSE | Contract Capacity (MW) | Risk Adjustment | Risk Adjusted Capacity (MW) | Include in RESOLVE? | Include in Class Characteristics | Assumed Retirement Date | COUNT | CAISO ID | Deliverability Status | Remove due to EO? | Aug 2020 NQCs for NQC Comparison (RESOLVE for everything except W+S from SERVM/RA) | Sept 2020 NQCs for NQC Comparison (RESOLVE for everything except W+S from SERVM/RA) | 2021 NQC List Source | 2021 List Aug NQC | 2021 List Sept NQC | NQC List Resource Type (Generally from RA team) | 2020 NQC List Source | 2020 List Aug NQC | 2020 List Sept NQC | NQC List Resource Type (Generally from RA team) | 2020 Aug NQC (2020 NQC List, then RESOLVE/SERVM Backup) | 2020 Sept NQC (2020 NQC List, then RESOLVE/SERVM Backup) | 2021 Aug NQC (2021 NQC List, then 2020 NQC List, then RESOLVE/SERVM Backup) | 201 Sept NQC (2021 NQC List, then 2020 NQC List, then RESOLVE/SERVM Backup) | OTC Extension? | Storage Incrementality towards D.19-11-016 | In RDT? | Defer to RDT Data? | Online Date Missing? | D.19-11-016 Incrementality: Is Incremental? (DRAFT) | D.19-11-016 Incrementality: Is Incremental? (FINAL)
| 150MileHouse | 150 Mile House ERG-1_IPP-HFH | teppc | BCHA | BCHA | British Columbia Transmission Company | BCHA_AESO | Excluded | 2008-06-01 | 2028-10-16 | 2008 | 2027 | 6.499 | 100% | 6.499 | 6.499 | ST-Other | ST_Unknown | Steam | Excluded_ST |  |  |  | Excluded | 2008 | 2028 | 0 | Excluded | 6.499 | 1 | 6.499 | 1 | 1 | 2028-10-16 | 1 | #N/A | #N/A | No | 0 | 0 | Not Found | #N/A | #N/A | #N/A | Not Found | #N/A | #N/A | #N/A | 0 | 0 | 0 | 0 |  |  | No |  | No | No | No
| LOTUS_6_LSFSR1 | Lotus Solar Farm | rps | PGE_Valley | SCE | Southern California Edison | SCE | CAISO | 2020-06-01 | 2050-12-31 | 2020 | 2050 | 51.3 | 100% | 51.3 | 51.3 | Solar PV - Ground mountSolar: Tracking (1 Axis) | 1axPV_sun | Solar_1Axis | CAISO_Solar |  |  |  | CAISO_Solar_for_CAISO | 2020 | 2050 | 0 | CAISO | 51.3 | 1 | 51.3 | 1 | 1 | 2050-12-31 | 1 | LOTUS_6_LSFSR1 | ID | No | 13.851 | 7.182 | NQC List | 13.5 | 7 | SUN | NQC List | 13.5 | 7 | SUN | 13.5 | 7 | 13.5 | 7 |  |  | No |  | No | No | No
| 7STDRD_1_SOLAR1 | Shafter Solar | caiso | PGE_Valley | PGE_Valley | Pacific Gas and Electric Valley | PGE_Valley | CAISO | 2015-06-04 | 2050-12-31 | 2015 | 2050 | 20 | 100% | 20 | 20 | n/a | PVgeneric_sun | Solar_Fixed | CAISO_Solar |  |  |  | CAISO_Solar_for_CAISO | 2015 | 2050 | 0 | CAISO | 20 | 1 | 20 | 1 | 1 | 2050-12-31 | 1 | 7STDRD_1_SOLAR1 | FC | No | 5.4 | 2.8 | NQC List | 5.4 | 2.8 | SUN | NQC List | 5.4 | 2.8 | SUN | 5.4 | 2.8 | 5.4 | 2.8 |  |  | No |  | No | No | No
| 8MileCanyon | Eight Mile Canyon (Horn Butte)-WT (52 x 1.5 GE) | teppc | PNM | PNM | Public Service Company of New Mexico | PNM_EPE | SW | 2018-12-31 | 2050-12-31 | 2019 | 2050 | 78 | 100% | 78 | 78 | WT-Onshore | wind_onshorewind | Wind | SW_Wind |  |  |  | SW_Wind_for_Other | 2019 | 2050 | 0 | SW | 78 | 1 | 78 | 1 | 1 | 2050-12-31 | 1 | #N/A | #N/A | No | #N/A | #N/A | Not Found | #N/A | #N/A | #N/A | Not Found | #N/A | #N/A | #N/A | #N/A | #N/A |  |  |  |  | No |  | No | No | No
| 97WI8ME_LLC__Midway_Solar_Farm_III_ | 97WI8ME LLC (Midway Solar Farm III) | rps | IID | SDG&E | San Diego Gas and Electric | SDGE | CAISO | 2018-09-06 | 2050-12-31 | 2018 | 2050 | 20 | 100% | 20 | 20 | Solar PV - Ground mountSolar: Fixed Tilt | FixedPV_sun | Solar_Fixed | CAISO_Solar |  |  |  | CAISO_Solar_for_CAISO | 2019 | 2050 | 0 | CAISO | 20 | 1 | 20 | 1 | 1 | 2050-12-31 | 1 | Midway South Solar Farm_DUPLICATE | #N/A | No | 5.4 | 2.8 | Not Found | #N/A | #N/A | #N/A | Not Found | #N/A | #N/A | #N/A | 5.4 | 2.8 | 5.4 | 2.8 |  |  | No |  | No | No | No
| Aberdeen | Sierra Pacific Aberdeen-GEN1 | teppc | BPAT | BPAT | Bonneville Power Administration – Transmission | BPAT | NW | 2003-02-01 | 2050-12-31 | 2003 | 2050 | 18 | 100% | 18 | 18 | Bio-ST | ST_Biomass | Biomass/Wood | NW_Biomass |  |  |  | NW_Biomass_for_Other | 2003 | 2050 | 0 | NW | 18 | 1 | 18 | 1 | 1 | 2050-12-31 | 1 | #N/A | #N/A | No | 12.564 | 12.564 | Not Found | #N/A | #N/A | #N/A | Not Found | #N/A | #N/A | #N/A | 12.564 | 12.564 | 12.564 | 12.564 |  |  | No |  | No | No | No
| Aberfeldie2_1 | Aberfeldie 2-1_Aberfeldie 2 (New redeveloped)-1_BCH-ABN | teppc | BCHA | BCHA | British Columbia Transmission Company | BCHA_AESO | Excluded | 2008-08-30 | 2033-03-31 | 2008 | 2032 | 8 | 100% | 8 | 8 | Hydro | Hydro_Standard | Hydro | Excluded_Hydro |  |  |  | Excluded | 2009 | 2032 | 0 | Excluded | 8 | 1 | 8 | 1 | 1 | 2033-03-31 | 1 | #N/A | #N/A | No | 0 | 0 | Not Found | #N/A | #N/A | #N/A | Not Found | #N/A | #N/A | #N/A | 0 | 0 | 0 | 0 |  |  | No |  | No | No | No
| Aberfeldie2_2 | Aberfeldie 2-2_Aberfeldie 2 (New redeveloped)-2_BCH-ABN | teppc | BCHA | BCHA | British Columbia Transmission Company | BCHA_AESO | Excluded | 2008-08-30 | 2033-03-31 | 2008 | 2032 | 8 | 100% | 8 | 8 | Hydro | Hydro_Standard | Hydro | Excluded_Hydro |  |  |  | Excluded | 2009 | 2032 | 0 | Excluded | 8 | 1 | 8 | 1 | 1 | 2033-03-31 | 1 | #N/A | #N/A | No | 0 | 0 | Not Found | #N/A | #N/A | #N/A | Not Found | #N/A | #N/A | #N/A | 0 | 0 | 0 | 0 |  |  | No |  | No | No | No
| Aberfeldie2_3 | Aberfeldie 2-3_Aberfeldie 2 (New redeveloped)-3_BCH-ABN | teppc | BCHA | BCHA | British Columbia Transmission Company | BCHA_AESO | Excluded | 2008-08-30 | 2033-03-31 | 2008 | 2032 | 8 | 100% | 8 | 8 | Hydro | Hydro_Standard | Hydro | Excluded_Hydro |  |  |  | Excluded | 2009 | 2032 | 0 | Excluded | 8 | 1 | 8 | 1 | 1 | 2033-03-31 | 1 | #N/A | #N/A | No | 0 | 0 | Not Found | #N/A | #N/A | #N/A | Not Found | #N/A | #N/A | #N/A | 0 | 0 | 0 | 0 |  |  | No |  | No | No | No
| Abiquiu_1_3 | Abiquiu Dam Units 1-3 | teppc | PNM | PNM | Public Service Company of New Mexico | PNM_EPE | SW | 1989-12-01 | 2050-12-31 | 1989 | 2050 | 13.8 | 100% | 13.8 | 13.8 | Hydro | Hydro_Standard | Hydro | SW_Hydro |  |  |  | SW_Hydro | 1990 | 2050 | 0 | SW | 13.8 | 1 | 13.8 | 1 | 1 | 2050-12-31 | 1 | #N/A | #N/A | No | #N/A | #N/A | Not Found | #N/A | #N/A | #N/A | Not Found | #N/A | #N/A | #N/A | #N/A | #N/A |  |  |  |  | No |  | No | No | No
| ACACIA_6_SOLAR | West Antelope Solar | caiso | SCE | SCE | Southern California Edison | SCE | CAISO | 2014-11-13 | 2050-12-31 | 2014 | 2050 | 20 | 100% | 20 | 20 | n/a | PVgeneric_sun | Solar_Fixed | CAISO_Solar |  |  |  | CAISO_Solar_for_CAISO | 2015 | 2050 | 0 | CAISO | 20 | 1 | 20 | 1 | 1 | 2050-12-31 | 1 | ACACIA_6_SOLAR | FC | No | 5.4 | 2.8 | NQC List | 5.4 | 2.8 | SUN | NQC List | 5.4 | 2.8 | SUN | 5.4 | 2.8 | 5.4 | 2.8 |  |  | No |  | No | No | No
| Adel_SVC | Adel SVC | teppc | LDWP | LDWP | Los Angeles Department of Water and Power | LADWP | LDWP | 1986-04-15 | 2050-12-31 | 1986 | 2050 | 0 | 0% | 0 | 0 | VAR-Device | VAR_NOTGEN | None | LDWP_Var-DEVICE |  |  |  | #N/A | 1986 | 2050 | 0 | LDWP | 0 | 1 | 0 | 1 | 1 | 2050-12-31 | 1 | #N/A | #N/A | No | #N/A | #N/A | Not Found | #N/A | #N/A | #N/A | Not Found | #N/A | #N/A | #N/A | #N/A | #N/A |  |  |  |  | No |  | No | No | No
| Adelanto_Solar | Adelanto Solar Project 1 | teppc | LDWP | LDWP | Los Angeles Department of Water and Power | LADWP | LDWP | 2012-06-30 | 2050-12-31 | 2012 | 2050 | 10 | 100% | 10 | 10 | SolarPV-NonTracking | FixedPV_sun | Solar_Fixed | LDWP_Solar |  |  |  | LDWP_Solar_for_Other | 2012 | 2050 | 0 | LDWP | 10 | 1 | 10 | 1 | 1 | 2050-12-31 | 1 | #N/A | #N/A | No | #N/A | #N/A | Not Found | #N/A | #N/A | #N/A | Not Found | #N/A | #N/A | #N/A | #N/A | #N/A |  |  |  |  | No |  | No | No | No
| ADERA_1_SOLAR1 | Adera Solar | caiso | PGE_Valley | PGE_Valley | Pacific Gas and Electric Valley | PGE_Valley | CAISO | 2015-12-23 | 2050-12-31 | 2016 | 2050 | 20 | 100% | 20 | 20 | n/a | PVgeneric_sun | Solar_Fixed | CAISO_Solar |  |  |  | CAISO_Solar_for_CAISO | 2016 | 2050 | 0 | CAISO | 20 | 1 | 20 | 1 | 1 | 2050-12-31 | 1 | ADERA_1_SOLAR1 | EO | Yes | 5.4 | 2.8 | NQC List | 0 | 0 | SUN | NQC List | 0 | 0 | SUN | 0 | 0 | 0 | 0 |  |  | No |  | No | No | No
| ADLIN_1_UNITS | GEYSERS AIDLIN AGGREGATE | caiso | PGE_Bay | PGE_Bay | Pacific Gas and Electric Bay | PGE_Bay | CAISO | 1989-05-01 | 2050-12-31 | 1989 | 2050 | 16 | 72.73% | 16 | 22 | n/a | Geothermal_steam | Geothermal | CAISO_Geothermal |  |  |  | CAISO_Geothermal_for_CAISO | 1989 | 2050 | 0 | CAISO | 22 | 1 | 22 | 1 | 1 | 2050-12-31 | 1 | ADLIN_1_UNITS | FC | No | 13.552 | 13.552 | NQC List | 16 | 16 | GEOTHERMAL | NQC List | 16 | 16 | GEOTHERMAL | 16 | 16 | 16 | 16 |  |  | No |  | No | No | No
| ADMEST_6_SOLAR | Adams East | caiso | PGE_Valley | PGE_Valley | Pacific Gas and Electric Valley | PGE_Valley | CAISO | 2014-12-13 | 2050-12-31 | 2015 | 2050 | 19 | 100% | 19 | 19 | n/a | PVgeneric_sun | Solar_Fixed | CAISO_Solar |  |  |  | CAISO_Solar_for_CAISO | 2015 | 2050 | 0 | CAISO | 19 | 1 | 19 | 1 | 1 | 2050-12-31 | 1 | ADMEST_6_SOLAR | EO | Yes | 5.13 | 2.66 | NQC List | 0 | 0 | SUN | NQC List | 0 | 0 | SUN | 0 | 0 | 0 | 0 |  |  | No |  | No | No | No
| ADOBEE_1_SOLAR | Adobe Solar | caiso | PGE_Valley | PGE_Valley | Pacific Gas and Electric Valley | PGE_Valley | CAISO | 2014-05-21 | 2050-12-31 | 2014 | 2050 | 20 | 100% | 20 | 20 | n/a | PVgeneric_sun | Solar_Fixed | CAISO_Solar |  |  |  | CAISO_Solar_for_CAISO | 2014 | 2050 | 0 | CAISO | 20 | 1 | 20 | 1 | 1 | 2050-12-31 | 1 | ADOBEE_1_SOLAR | FC | No | 5.4 | 2.8 | NQC List | 5.4 | 2.8 | SUN | NQC List | 5.4 | 2.8 | SUN | 5.4 | 2.8 | 5.4 | 2.8 |  |  | No |  | No | No | No
| Afton_CC | AftonCC (Total CC Plant) | teppc | PNM | PNM | Public Service Company of New Mexico | PNM_EPE | SW | 2007-10-01 | 2050-12-01 | 2007 | 2050 | 248.5 | 100% | 248.5 | 248.5 | CCWhole-NatGas-Industrial | CC_NG | CC | SW_CCGT |  |  |  | SW_CCGT | 2008 | 2050 | 0 | SW | 248.5 | 1 | 248.5 | 1 | 1 | 2050-12-01 | 1 | #N/A | #N/A | No | 248.5 | 248.5 | Not Found | #N/A | #N/A | #N/A | Not Found | #N/A | #N/A | #N/A | 248.5 | 248.5 | 248.5 | 248.5 |  |  | No |  | No | No | No
| AGCANA_X_HOOVER | Hoover Power Plant | caiso | AZPS | SCE | Southern California Edison | SCE | CAISO | 1936-01-01 | 2050-12-31 | 1936 | 2050 | 40 | 100% | 40 | 40 | HYDRO_WATER | Hydro_Standard | Hydro | CAISO_Hydro |  |  |  | CAISO_Hydro | 1936 | 2050 | 0 | CAISO | 40 | 1 | 40 | 1 | 1 | 2050-12-31 | 1 | AGCANA_X_HOOVER | 0 | No | 33.8306 | 33.8306 | Specified Imports | 40 | 40 | SP. IMPORTS (WATER) | Specified Imports | 40 | 40 | SP. IMPORTS (WATER) | 40 | 40 | 40 | 40 |  |  | No |  | No | No | No
| AGRICO_6_PL3N5 | Fresno Peaker | caiso | PGE_Valley | PGE_Valley | Pacific Gas and Electric Valley | PGE_Valley | CAISO | 2006-08-30 | 2050-12-31 | 2006 | 2050 | 22.69 | 100% | 22.69 | 22.69 | CT-NatGas-Aero | CT_NG | CT | CAISO_Peaker2 |  |  |  | CAISO_Peaker2 | 2007 | 2050 | 0 | CAISO | 22.69 | 1 | 22.69 | 1 | 1 | 2050-12-31 | 1 | AGRICO_6_PL3N5 | FC | No | 21.8118 | 21.8118 | NQC List | 22.69 | 22.69 | NATURAL GAS | NQC List | 22.69 | 22.69 | NATURAL GAS | 22.69 | 22.69 | 22.69 | 22.69 |  |  | No |  | No | No | No
| AGRICO_7_UNIT | Fresno Cogen | caiso | PGE_Valley | PGE_Valley | Pacific Gas and Electric Valley | PGE_Valley | CAISO | 2001-01-01 | 2050-12-31 | 2001 | 2050 | 50.6 | 100% | 50.6 | 50.6 | CCWhole-NatGas-Industrial | CC_NG | CC | CAISO_CCGT2 |  |  |  | CAISO_CCGT2 | 2001 | 2050 | 0 | CAISO | 50.6 | 1 | 50.6 | 1 | 1 | 2050-12-31 | 1 | AGRICO_7_UNIT | FC | No | 50.5939 | 50.5939 | NQC List | 50.6 | 50.6 | NATURAL GAS | NQC List | 50.6 | 50.6 | NATURAL GAS | 50.6 | 50.6 | 50.6 | 50.6 |  |  | No |  | No | No | No
| Agua_Fria_1 | Agua Fria AF1 | teppc | SRP | SRP | Salt River Project | SRP | SW | 1958-01-01 | 2050-12-31 | 1958 | 2050 | 113.5 | 100% | 113.5 | 113.5 | ST-NatGas | ST_NG | Steam | SW_ST |  |  |  | SW_ST | 1958 | 2050 | 0 | SW | 113.5 | 1 | 113.5 | 1 | 1 | 2050-12-31 | 1 | #N/A | #N/A | No | 113.4504 | 113.4504 | Not Found | #N/A | #N/A | #N/A | Not Found | #N/A | #N/A | #N/A | 113.4504 | 113.4504 | 113.4504 | 113.4504 |  |  | No |  | No | No | No
| Agua_Fria_2 | Agua Fria AF2 | teppc | SRP | SRP | Salt River Project | SRP | SW | 1957-04-01 | 2050-12-31 | 1957 | 2050 | 113.5 | 100% | 113.5 | 113.5 | ST-NatGas | ST_NG | Steam | SW_ST |  |  |  | SW_ST | 1957 | 2050 | 0 | SW | 113.5 | 1 | 113.5 | 1 | 1 | 2050-12-31 | 1 | #N/A | #N/A | No | 113.4504 | 113.4504 | Not Found | #N/A | #N/A | #N/A | Not Found | #N/A | #N/A | #N/A | 113.4504 | 113.4504 | 113.4504 | 113.4504 |  |  | No |  | No | No | No
| Agua_Fria_3 | Agua Fria AF3 | teppc | SRP | SRP | Salt River Project | SRP | SW | 1961-04-01 | 2050-12-31 | 1961 | 2050 | 182.5 | 100% | 182.5 | 182.5 | ST-NatGas | ST_NG | Steam | SW_ST |  |  |  | SW_ST | 1961 | 2050 | 0 | SW | 182.5 | 1 | 182.5 | 1 | 1 | 2050-12-31 | 1 | #N/A | #N/A | No | 182.4203 | 182.4203 | Not Found | #N/A | #N/A | #N/A | Not Found | #N/A | #N/A | #N/A | 182.4203 | 182.4203 | 182.4203 | 182.4203 |  |  | No |  | No | No | No
| Agua_Fria_4 | Agua Fria CT AF4 | teppc | SRP | SRP | Salt River Project | SRP | SW | 1975-05-01 | 2050-12-31 | 1975 | 2050 | 74 | 100% | 74 | 74 | CT-NatGas-Industrial | CT_NG | CT | SW_Peaker |  |  |  | SW_Peaker | 1975 | 2050 | 0 | SW | 74 | 1 | 74 | 1 | 1 | 2050-12-31 | 1 | #N/A | #N/A | No | 74 | 74 | Not Found | #N/A | #N/A | #N/A | Not Found | #N/A | #N/A | #N/A | 74 | 74 | 74 | 74 |  |  | No |  | No | No | No
| Agua_Fria_5 | Agua Fria CT AF5 | teppc | SRP | SRP | Salt River Project | SRP | SW | 1974-07-01 | 2050-12-31 | 1974 | 2050 | 74 | 100% | 74 | 74 | CT-NatGas-Industrial | CT_NG | CT | SW_Peaker |  |  |  | SW_Peaker | 1974 | 2050 | 0 | SW | 74 | 1 | 74 | 1 | 1 | 2050-12-31 | 1 | #N/A | #N/A | No | 74 | 74 | Not Found | #N/A | #N/A | #N/A | Not Found | #N/A | #N/A | #N/A | 74 | 74 | 74 | 74 |  |  | No |  | No | No | No
| Agua_Fria_6 | Agua Fria CT AF6 | teppc | SRP | SRP | Salt River Project | SRP | SW | 1974-07-01 | 2050-12-31 | 1974 | 2050 | 74 | 100% | 74 | 74 | CT-NatGas-Industrial | CT_NG | CT | SW_Peaker |  |  |  | SW_Peaker | 1974 | 2050 | 0 | SW | 74 | 1 | 74 | 1 | 1 | 2050-12-31 | 1 | #N/A | #N/A | No | 74 | 74 | Not Found | #N/A | #N/A | #N/A | Not Found | #N/A | #N/A | #N/A | 74 | 74 | 74 | 74 |  |  | No |  | No | No | No
| AGUCAL_5_SOLAR1 | Agua Caliente Solar | caiso | AZPS | SDGE | San Diego Gas and Electric | SDGE | CAISO | 2014-06-10 | 2050-12-31 | 2014 | 2050 | 290 | 100% | 290 | 290 | n/a | PVgeneric_sun | Solar_Fixed | CAISO_Solar |  |  |  | CAISO_Solar_for_CAISO | 2014 | 2050 | 0 | CAISO | 290 | 1 | 290 | 1 | 1 | 2050-12-31 | 1 | AGUCAL_5_SOLAR1 | EO | Yes | 78.3 | 40.6 | NQC List | 0 | 0 | SUN | NQC List | 0 | 0 | SUN | 0 | 0 | 0 | 0 |  |  | No |  | No | No | No
| AirLiquide | AirLiquide G1-1 | teppc | AESO | AESO | Alberta Electric System Operator | BCHA_AESO | Excluded | 2000-04-01 | 2050-12-01 | 2000 | 2050 | 80 | 100% | 80 | 80 | Steam | ST_NG | Steam | Excluded_ST |  |  |  | Excluded | 2000 | 2050 | 0 | Excluded | 80 | 1 | 80 | 1 | 1 | 2050-12-01 | 1 | #N/A | #N/A | No | 0 | 0 | Not Found | #N/A | #N/A | #N/A | Not Found | #N/A | #N/A | #N/A | 0 | 0 | 0 | 0 |  |  | No |  | No | No | No
| Airport_5_1 | Airport 5-1¦Baculite Mesa Generation 5 | teppc | PSCO | PSCO | Public Service Company of Colorado | PSCO | Excluded | 2014-01-01 | 2030-04-15 | 2014 | 2029 | 40 | 100% | 40 | 40 | CT-NatGas-Aero | CT_NG | CT | Excluded_Peaker |  |  |  | Excluded | 2014 | 2029 | 0 | Excluded | 40 | 1 | 40 | 1 | 1 | 2030-04-15 | 1 | #N/A | #N/A | No | 0 | 0 | Not Found | #N/A | #N/A | #N/A | Not Found | #N/A | #N/A | #N/A | 0 | 0 | 0 | 0 |  |  | No |  | No | No | No
| Airport_Industrial | Airport Industrial IC1-IC4 | teppc | PSCO | PSCO | Public Service Company of Colorado | PSCO | Excluded | 2001-12-01 | 2050-12-31 | 2001 | 2050 | 10 | 100% | 10 | 10 | ICE-OilDistillate | ICE_Oil | ICE | Excluded_Reciprocating_Engine |  |  |  | Excluded | 2002 | 2050 | 0 | Excluded | 10 | 1 | 10 | 1 | 1 | 2050-12-31 | 1 | #N/A | #N/A | No | 0 | 0 | Not Found | #N/A | #N/A | #N/A | Not Found | #N/A | #N/A | #N/A | 0 | 0 | 0 | 0 |  |  | No |  | No | No | No
| AKO_4G1 | AKO 4G1 | teppc | BCHA | BCHA | British Columbia Transmission Company | BCHA_AESO | Excluded | 1995-04-01 | 2050-03-30 | 1995 | 2049 | 10 | 100% | 10 | 10 | hydro | Hydro_Standard | Hydro | Excluded_Hydro |  |  |  | Excluded | 1995 | 2049 | 0 | Excluded | 10 | 1 | 10 | 1 | 1 | 2050-03-30 | 1 | #N/A | #N/A | No | 0 | 0 | Not Found | #N/A | #N/A | #N/A | Not Found | #N/A | #N/A | #N/A | 0 | 0 | 0 | 0 |  |  | No |  | No | No | No
| Akolkolex | Akolkolex-1_Akolkolex-1_IPP-AKO | teppc | BCHA | BCHA | British Columbia Transmission Company | BCHA_AESO | Excluded | 1995-04-01 | 2033-03-31 | 1995 | 2032 | 10 | 100% | 10 | 10 | Hydro | Hydro_Standard | Hydro | Excluded_Hydro |  |  |  | Excluded | 1995 | 2032 | 0 | Excluded | 10 | 1 | 10 | 1 | 1 | 2033-03-31 | 1 | #N/A | #N/A | No | 0 | 0 | Not Found | #N/A | #N/A | #N/A | Not Found | #N/A | #N/A | #N/A | 0 | 0 | 0 | 0 |  |  | No |  | No | No | No
| ALAMIT_7_UNIT_1 | ALAMITOS GEN STA. UNIT 1 | caiso | SCE | SCE | Southern California Edison | SCE | CAISO | 1956-01-01 | 2019-12-31 | 1956 | 2019 | 174.56 | 100% | 174.56 | 174.56 | ST-NatGas | ST_NG | Steam | CAISO_ST |  |  |  | CAISO_ST | 1956 | 2019 | 0 | CAISO | 174.56 | 1 | 174.56 | 1 | 1 | 2019-12-31 | 1 | ALAMIT_7_UNIT 1 | FC | No | 174.4838 | 174.4838 | Not Found | #N/A | #N/A | #N/A | NQC List | 174.56 | 174.56 | NATURAL GAS | 174.56 | 174.56 | 174.56 | 174.56 |  |  | No |  | No | No | No
| ALAMIT_7_UNIT_2 | ALAMITOS GEN STA. UNIT 2 | caiso | SCE | SCE | Southern California Edison | SCE | CAISO | 1957-01-01 | 2019-12-31 | 1957 | 2019 | 175 | 100% | 175 | 175 | ST-NatGas | ST_NG | Steam | CAISO_ST |  |  |  | CAISO_ST | 1957 | 2019 | 0 | CAISO | 175 | 1 | 175 | 1 | 1 | 2019-12-31 | 1 | ALAMIT_7_UNIT 2 | FC | No | 174.9236 | 174.9236 | Not Found | #N/A | #N/A | #N/A | NQC List | 175 | 175 | NATURAL GAS | 175 | 175 | 175 | 175 |  |  | No |  | No | No | No
| ALAMIT_7_UNIT_3 | ALAMITOS GEN STA. UNIT 3 | caiso | SCE | SCE | Southern California Edison | SCE | CAISO | 1961-01-01 | 2020-12-31 | 1961 | 2023 | 332.18 | 100% | 332.18 | 332.18 | ST-NatGas | ST_NG | Steam | CAISO_ST |  |  |  | CAISO_ST | 1961 | 2023 | 0 | CAISO | 332.18 | 1 | 332.18 | 1 | 1 | 2023-12-31 | 1 | ALAMIT_7_UNIT 3 | FC | No | 332.0349 | 332.0349 | NQC List | 321.4 | 321.4 | NATURAL GAS | NQC List | 332.18 | 332.18 | NATURAL GAS | 332.18 | 332.18 | 321.4 | 321.4 | Yes |  | No |  | No | No | No
| ALAMIT_7_UNIT_4 | ALAMITOS GEN STA. UNIT 4 | caiso | SCE | SCE | Southern California Edison | SCE | CAISO | 1962-01-01 | 2020-12-31 | 1962 | 2023 | 335.67 | 100% | 335.67 | 335.67 | ST-NatGas | ST_NG | Steam | CAISO_ST |  |  |  | CAISO_ST | 1962 | 2023 | 0 | CAISO | 335.67 | 1 | 335.67 | 1 | 1 | 2023-12-31 | 1 | ALAMIT_7_UNIT 4 | FC | No | 335.5234 | 335.5234 | NQC List | 335.67 | 335.67 | NATURAL GAS | NQC List | 335.67 | 335.67 | NATURAL GAS | 335.67 | 335.67 | 335.67 | 335.67 | Yes |  | No |  | No | No | No
| ALAMIT_7_UNIT_5 | ALAMITOS GEN STA. UNIT 5 | caiso | SCE | SCE | Southern California Edison | SCE | CAISO | 1999-01-01 | 2020-12-31 | 1999 | 2023 | 497.97 | 100% | 497.97 | 497.97 | ST-NatGas | ST_NG | Steam | CAISO_ST |  |  |  | CAISO_ST | 1999 | 2023 | 0 | CAISO | 497.97 | 1 | 497.97 | 1 | 1 | 2023-12-31 | 1 | ALAMIT_7_UNIT 5 | FC | No | 497.7526 | 497.7526 | NQC List | 480 | 480 | NATURAL GAS | NQC List | 497.97 | 497.97 | NATURAL GAS | 497.97 | 497.97 | 480 | 480 | Yes |  | No |  | No | No | No
| ALAMIT_7_UNIT_6 | ALAMITOS GEN STA. UNIT 6 | caiso | SCE | SCE | Southern California Edison | SCE | CAISO | 1966-01-01 | 2019-12-31 | 1966 | 2019 | 495 | 100% | 495 | 495 | ST-NatGas | ST_NG | Steam | CAISO_ST |  |  |  | CAISO_ST | 1966 | 2019 | 0 | CAISO | 495 | 1 | 495 | 1 | 1 | 2019-12-31 | 1 | ALAMIT_7_UNIT 6 | FC | No | 494.7838 | 494.7838 | Not Found | #N/A | #N/A | #N/A | NQC List | 495 | 495 | NATURAL GAS | 495 | 495 | 495 | 495 |  |  | No |  | No | No | No
| AlamitosCC_Total | AlamitosCC-OTC replacement | teppc | CISC | CISC | Southern California Edison | SCE | CAISO | 2020-04-01 | 2050-12-31 | 2020 | 2050 | 640 | 100% | 640 | 640 | CCWhole-NatGas-Industrial | CC_NG | CC | CAISO_CCGT1 |  |  |  | CAISO_CCGT1 | 2020 | 2050 | 0 | CAISO | 640 | 1 | 640 | 1 | 1 | 2050-12-31 | 1 | ALAMIT_2_PL1X3 | FC | No | 601.2602 | 601.2602 | NQC List | 674.7 | 674.7 | NATURAL GAS | NQC List | 674.7 | 674.7 | NATURAL GAS | 674.7 | 674.7 | 674.7 | 674.7 |  |  | No |  | No | No | No
| ALAMO_6_UNIT | ALAMO POWER PLANT | caiso | SCE | SCE | Southern California Edison | SCE | CAISO | 1986-01-01 | 2050-12-31 | 1986 | 2050 | 17 | 100% | 17 | 17 | n/a | Hydro_Standard | Hydro | CAISO_Hydro |  |  |  | CAISO_Hydro | 1986 | 2050 | 0 | CAISO | 17 | 1 | 17 | 1 | 1 | 2050-12-31 | 1 | ALAMO_6_UNIT | FC | No | 14.378 | 14.378 | NQC List | 14 | 9.54 | WATER | NQC List | 13.87 | 11.05 | WATER | 13.87 | 11.05 | 14 | 9.54 |  |  | No |  | No | No | No
| Alamogordo_PV | Alamogordo Solar PV Plant AGSEC | teppc | PNM | PNM | Public Service Company of New Mexico | PNM_EPE | SW | 2011-10-14 | 2050-12-31 | 2011 | 2050 | 5 | 100% | 5 | 5 | SolarPV-NonTracking | FixedPV_sun | Solar_Fixed | SW_Solar |  |  |  | SW_Solar_for_Other | 2012 | 2050 | 0 | SW | 5 | 1 | 5 | 1 | 1 | 2050-12-31 | 1 | #N/A | #N/A | No | #N/A | #N/A | Not Found | #N/A | #N/A | #N/A | Not Found | #N/A | #N/A | #N/A | #N/A | #N/A |  |  |  |  | No |  | No | No | No
| Alamosa_1 | Alamosa CT1 | teppc | PSCO | PSCO | Public Service Company of Colorado | PSCO | Excluded | 1972-12-01 | 2050-12-31 | 1972 | 2050 | 17 | 100% | 17 | 17 | CT-NatGas-Industrial | CT_NG | CT | Excluded_Peaker |  |  |  | Excluded | 1973 | 2050 | 0 | Excluded | 17 | 1 | 17 | 1 | 1 | 2050-12-31 | 1 | #N/A | #N/A | No | 0 | 0 | Not Found | #N/A | #N/A | #N/A | Not Found | #N/A | #N/A | #N/A | 0 | 0 | 0 | 0 |  |  | No |  | No | No | No
| Alamosa_2 | Alamosa CT2 | teppc | PSCO | PSCO | Public Service Company of Colorado | PSCO | Excluded | 1976-12-01 | 2050-12-31 | 1976 | 2050 | 19 | 100% | 19 | 19 | CT-NatGas-Industrial | CT_NG | CT | Excluded_Peaker |  |  |  | Excluded | 1977 | 2050 | 0 | Excluded | 19 | 1 | 19 | 1 | 1 | 2050-12-31 | 1 | #N/A | #N/A | No | 0 | 0 | Not Found | #N/A | #N/A | #N/A | Not Found | #N/A | #N/A | #N/A | 0 | 0 | 0 | 0 |  |  | No |  | No | No | No
| AlbeniFalls1 | Albeni Falls-1 | teppc | BPAT | BPAT | Bonneville Power Administration – Transmission | BPAT | NW | 1955-12-01 | 2050-12-31 | 1955 | 2050 | 14.2 | 100% | 14.2 | 14.2 | Hydro | Hydro_Standard | Hydro | NW_Hydro |  |  |  | NW_Hydro | 1956 | 2050 | 0 | NW | 14.2 | 1 | 14.2 | 1 | 1 | 2050-12-31 | 1 | #N/A | #N/A | No | #N/A | #N/A | Not Found | #N/A | #N/A | #N/A | Not Found | #N/A | #N/A | #N/A | #N/A | #N/A |  |  |  |  | No |  | No | No | No
| AlbeniFalls2 | Albeni Falls-2 | teppc | BPAT | BPAT | Bonneville Power Administration – Transmission | BPAT | NW | 1955-12-01 | 2050-12-31 | 1955 | 2050 | 14.2 | 100% | 14.2 | 14.2 | Hydro | Hydro_Standard | Hydro | NW_Hydro |  |  |  | NW_Hydro | 1956 | 2050 | 0 | NW | 14.2 | 1 | 14.2 | 1 | 1 | 2050-12-31 | 1 | #N/A | #N/A | No | #N/A | #N/A | Not Found | #N/A | #N/A | #N/A | Not Found | #N/A | #N/A | #N/A | #N/A | #N/A |  |  |  |  | No |  | No | No | No
| AlbeniFalls3 | Albeni Falls-3 | teppc | BPAT | BPAT | Bonneville Power Administration – Transmission | BPAT | NW | 1955-12-01 | 2050-12-31 | 1955 | 2050 | 14.2 | 100% | 14.2 | 14.2 | Hydro | Hydro_Standard | Hydro | NW_Hydro |  |  |  | NW_Hydro | 1956 | 2050 | 0 | NW | 14.2 | 1 | 14.2 | 1 | 1 | 2050-12-31 | 1 | #N/A | #N/A | No | #N/A | #N/A | Not Found | #N/A | #N/A | #N/A | Not Found | #N/A | #N/A | #N/A | #N/A | #N/A |  |  |  |  | No |  | No | No | No
| Albuquerque_PV | Albuquerque Solar Energy Center (Reeves) ASEC1 | teppc | PNM | PNM | Public Service Company of New Mexico | PNM_EPE | SW | 2011-04-08 | 2050-12-31 | 2011 | 2050 | 2 | 100% | 2 | 2 | SolarPV-NonTracking | FixedPV_sun | Solar_Fixed | SW_Solar |  |  |  | SW_Solar_for_Other | 2011 | 2050 | 0 | SW | 2 | 1 | 2 | 1 | 1 | 2050-12-31 | 1 | #N/A | #N/A | No | #N/A | #N/A | Not Found | #N/A | #N/A | #N/A | Not Found | #N/A | #N/A | #N/A | #N/A | #N/A |  |  |  |  | No |  | No | No | No
| Alcova_1 | Alcova 1 | teppc | WACM | WACM | Western Area Power Administration, Colorado-Missouri Region | WACM | Excluded | 1955-07-01 | 2050-12-31 | 1955 | 2050 | 21.8 | 100% | 21.8 | 21.8 | Hydro | Hydro_Standard | Hydro | Excluded_Hydro |  |  |  | Excluded | 1955 | 2050 | 0 | Excluded | 21.8 | 1 | 21.8 | 1 | 1 | 2050-12-31 | 1 | #N/A | #N/A | No | 0 | 0 | Not Found | #N/A | #N/A | #N/A | Not Found | #N/A | #N/A | #N/A | 0 | 0 | 0 | 0 |  |  | No |  | No | No | No
| Alcova_2 | Alcova 2 | teppc | WACM | WACM | Western Area Power Administration, Colorado-Missouri Region | WACM | Excluded | 1955-07-01 | 2050-12-31 | 1955 | 2050 | 21.8 | 100% | 21.8 | 21.8 | Hydro | Hydro_Standard | Hydro | Excluded_Hydro |  |  |  | Excluded | 1955 | 2050 | 0 | Excluded | 21.8 | 1 | 21.8 | 1 | 1 | 2050-12-31 | 1 | #N/A | #N/A | No | 0 | 0 | Not Found | #N/A | #N/A | #N/A | Not Found | #N/A | #N/A | #N/A | 0 | 0 | 0 | 0 |  |  | No |  | No | No | No
| Alder11 | Alder-11 | teppc | TPWR | TPWR | Tacoma Power | BPAT | NW | 1947-05-01 | 2050-12-31 | 1947 | 2050 | 25 | 100% | 25 | 25 | Hydro | Hydro_Standard | Hydro | NW_Hydro |  |  |  | NW_Hydro | 1947 | 2050 | 0 | NW | 25 | 1 | 25 | 1 | 1 | 2050-12-31 | 1 | #N/A | #N/A | No | #N/A | #N/A | Not Found | #N/A | #N/A | #N/A | Not Found | #N/A | #N/A | #N/A | #N/A | #N/A |  |  |  |  | No |  | No | No | No
| Alder12 | Alder-12 | teppc | TPWR | TPWR | Tacoma Power | BPAT | NW | 1945-12-01 | 2050-12-31 | 1945 | 2050 | 25 | 100% | 25 | 25 | Hydro | Hydro_Standard | Hydro | NW_Hydro |  |  |  | NW_Hydro | 1946 | 2050 | 0 | NW | 25 | 1 | 25 | 1 | 1 | 2050-12-31 | 1 | #N/A | #N/A | No | #N/A | #N/A | Not Found | #N/A | #N/A | #N/A | Not Found | #N/A | #N/A | #N/A | #N/A | #N/A |  |  |  |  | No |  | No | No | No
| ALHMBR_1_ALHSLR | SG Alhambra | caiso | IID | SDGE | San Diego Gas and Electric | SDGE | CAISO | 2014-11-26 | 2050-12-31 | 2014 | 2050 | 50 | 100% | 50 | 50 | PHOTO VOLTAIC_SUN | PVgeneric_sun | Solar_Fixed | CAISO_Solar |  |  |  | CAISO_Solar_for_CAISO | 2015 | 2050 | 0 | CAISO | 50 | 1 | 50 | 1 | 1 | 2050-12-31 | 1 | SG Alhambra | 0 | No | 13.5 | 7 | Specified Imports | 13.5 | 7 | SP. IMPORTS (SUN) | Specified Imports | 13.5 | 7 | SP. IMPORTS (SUN) | 13.5 | 7 | 13.5 | 7 |  |  | No |  | No | No | No
| ALLGNY_6_HYDRO1 | Salmon Creek Hydroelectric Project | caiso | PGE_Valley | PGE_Valley | Pacific Gas and Electric Valley | PGE_Valley | CAISO | 2014-12-03 | 2050-12-31 | 2015 | 2050 | 0.52 | 100% | 0.52 | 0.52 | n/a | Hydro_Standard | Hydro | CAISO_Small_Hydro |  |  |  | CAISO_Small_Hydro_for_CAISO | 2015 | 2050 | 0 | CAISO | 0.52 | 1 | 0.52 | 1 | 1 | 2050-12-31 | 1 | ALLGNY_6_HYDRO1 | FC | No | 0.26 | 0.26 | NQC List | 0.06 | 0 | WATER | NQC List | 0.03 | 0 | WATER | 0.03 | 0 | 0.06 | 0 |  |  | No |  | No | No | No
| ALMEGT_1_UNIT_1 | ALAMEDA GT UNIT 1 | caiso | PGE_Bay | PGE_Bay | Pacific Gas and Electric Bay | PGE_Bay | CAISO | 1986-01-01 | 2050-12-31 | 1986 | 2050 | 23.4 | 93.6% | 23.4 | 25 | CT-NatGas-Aero | CT_NG | CT | CAISO_Peaker2 |  |  |  | CAISO_Peaker2 | 1986 | 2050 | 0 | CAISO | 25 | 1 | 25 | 1 | 1 | 2050-12-31 | 1 | ALMEGT_1_UNIT 1 | FC | No | 24.0324 | 24.0324 | NQC List | 23.4 | 23.4 | NATURAL GAS | NQC List | 23.4 | 23.4 | NATURAL GAS | 23.4 | 23.4 | 23.4 | 23.4 |  |  | No |  | No | No | No
| ALMEGT_1_UNIT_2 | ALAMEDA GT UNIT 2 | caiso | PGE_Bay | PGE_Bay | Pacific Gas and Electric Bay | PGE_Bay | CAISO | 1986-01-01 | 2050-12-31 | 1986 | 2050 | 23.5 | 94% | 23.5 | 25 | CT-NatGas-Aero | CT_NG | CT | CAISO_Peaker2 |  |  |  | CAISO_Peaker2 | 1986 | 2050 | 0 | CAISO | 25 | 1 | 25 | 1 | 1 | 2050-12-31 | 1 | ALMEGT_1_UNIT 2 | FC | No | 24.0324 | 24.0324 | NQC List | 23.5 | 23.5 | NATURAL GAS | NQC List | 23.5 | 23.5 | NATURAL GAS | 23.5 | 23.5 | 23.5 | 23.5 |  |  | No |  | No | No | No
| Almond_1 | Almond 1 | teppc | TIDC | TIDC | Turlock Irrigation District | TID | BANC | 1996-05-01 | 2050-12-31 | 1996 | 2050 | 49.9 | 100% | 49.9 | 49.9 | CT-NatGas-Aero | CT_NG | CT | BANC_Peaker |  |  |  | BANC_Peaker | 1996 | 2050 | 0 | BANC | 49.9 | 1 | 49.9 | 1 | 1 | 2050-12-31 | 1 | #N/A | #N/A | No | 49.9 | 49.9 | Not Found | #N/A | #N/A | #N/A | Not Found | #N/A | #N/A | #N/A | 49.9 | 49.9 | 49.9 | 49.9 |  |  | No |  | No | No | No
| Almond_2_2 | Almond 2 | teppc | TIDC | TIDC | Turlock Irrigation District | TID | BANC | 2012-07-13 | 2050-12-31 | 2012 | 2050 | 54 | 100% | 54 | 54 | CT-NatGas-Aero | CT_NG | CT | BANC_Peaker |  |  |  | BANC_Peaker | 2012 | 2050 | 0 | BANC | 54 | 1 | 54 | 1 | 1 | 2050-12-31 | 1 | #N/A | #N/A | No | 54 | 54 | Not Found | #N/A | #N/A | #N/A | Not Found | #N/A | #N/A | #N/A | 54 | 54 | 54 | 54 |  |  | No |  | No | No | No
| Almond_2_3 | Almond 3 | teppc | TIDC | TIDC | Turlock Irrigation District | TID | BANC | 2012-07-13 | 2050-12-31 | 2012 | 2050 | 54 | 100% | 54 | 54 | CT-NatGas-Aero | CT_NG | CT | BANC_Peaker |  |  |  | BANC_Peaker | 2012 | 2050 | 0 | BANC | 54 | 1 | 54 | 1 | 1 | 2050-12-31 | 1 | #N/A | #N/A | No | 54 | 54 | Not Found | #N/A | #N/A | #N/A | Not Found | #N/A | #N/A | #N/A | 54 | 54 | 54 | 54 |  |  | No |  | No | No | No
| Almond_2_4 | Almond 4 | teppc | TIDC | TIDC | Turlock Irrigation District | TID | BANC | 2012-07-13 | 2050-12-31 | 2012 | 2050 | 54 | 100% | 54 | 54 | CT-NatGas-Aero | CT_NG | CT | BANC_Peaker |  |  |  | BANC_Peaker | 2012 | 2050 | 0 | BANC | 54 | 1 | 54 | 1 | 1 | 2050-12-31 | 1 | #N/A | #N/A | No | 54 | 54 | Not Found | #N/A | #N/A | #N/A | Not Found | #N/A | #N/A | #N/A | 54 | 54 | 54 | 54 |  |  | No |  | No | No | No
| Alouette | Alouette-1_Alouette-1_BCH-ALU | teppc | BCHA | BCHA | British Columbia Transmission Company | BCHA_AESO | Excluded | 1928-01-01 | 2033-03-31 | 1928 | 2032 | 9 | 100% | 9 | 9 | Hydro | Hydro_Standard | Hydro | Excluded_Hydro |  |  |  | Excluded | 1928 | 2032 | 0 | Excluded | 9 | 1 | 9 | 1 | 1 | 2033-03-31 | 1 | #N/A | #N/A | No | 0 | 0 | Not Found | #N/A | #N/A | #N/A | Not Found | #N/A | #N/A | #N/A | 0 | 0 | 0 | 0 |  |  | No |  | No | No | No
| ALPAC1 | ALPAC1-1 | teppc | AESO | AESO | Alberta Electric System Operator | BCHA_AESO | Excluded | 2001-09-01 | 2050-12-01 | 2001 | 2050 | 40.8 | 100% | 40.8 | 40.8 | Bio-ST | ST_Biomass | Biomass/Wood | Excluded_Biomass |  |  |  | Excluded | 2002 | 2050 | 0 | Excluded | 40.8 | 1 | 40.8 | 1 | 1 | 2050-12-01 | 1 | #N/A | #N/A | No | 0 | 0 | Not Found | #N/A | #N/A | #N/A | Not Found | #N/A | #N/A | #N/A | 0 | 0 | 0 | 0 |  |  | No |  | No | No | No
| ALPAC2 | ALPAC2-1 | teppc | AESO | AESO | Alberta Electric System Operator | BCHA_AESO | Excluded | 2001-09-01 | 2050-12-01 | 2001 | 2050 | 40.8 | 100% | 40.8 | 40.8 | Bio-ST | ST_Biomass | Biomass/Wood | Excluded_Biomass |  |  |  | Excluded | 2002 | 2050 | 0 | Excluded | 40.8 | 1 | 40.8 | 1 | 1 | 2050-12-01 | 1 | #N/A | #N/A | No | 0 | 0 | Not Found | #N/A | #N/A | #N/A | Not Found | #N/A | #N/A | #N/A | 0 | 0 | 0 | 0 |  |  | No |  | No | No | No
| ALPAC3 | ALPAC3-1 | teppc | AESO | AESO | Alberta Electric System Operator | BCHA_AESO | Excluded | 2001-09-01 | 2050-12-01 | 2001 | 2050 | 17.6 | 100% | 17.6 | 17.6 | Bio-ST | ST_Biomass | Biomass/Wood | Excluded_Biomass |  |  |  | Excluded | 2002 | 2050 | 0 | Excluded | 17.6 | 1 | 17.6 | 1 | 1 | 2050-12-01 | 1 | #N/A | #N/A | No | 0 | 0 | Not Found | #N/A | #N/A | #N/A | Not Found | #N/A | #N/A | #N/A | 0 | 0 | 0 | 0 |  |  | No |  | No | No | No
| ALPAC4 | ALPAC4-1 | teppc | AESO | AESO | Alberta Electric System Operator | BCHA_AESO | Excluded | 2012-02-27 | 2050-12-31 | 2012 | 2050 | 32 | 100% | 32 | 32 | Bio-ST | ST_Biomass | Biomass/Wood | Excluded_Biomass |  |  |  | Excluded | 2012 | 2050 | 0 | Excluded | 32 | 1 | 32 | 1 | 1 | 2050-12-31 | 1 | #N/A | #N/A | No | 0 | 0 | Not Found | #N/A | #N/A | #N/A | Not Found | #N/A | #N/A | #N/A | 0 | 0 | 0 | 0 |  |  | No |  | No | No | No
| ALPSLR_1_NTHSLR | Alpaugh North, LLC | caiso | PGE_Valley | PGE_Valley | Pacific Gas and Electric Valley | PGE_Valley | CAISO | 2013-03-08 | 2050-12-31 | 2013 | 2050 | 20 | 100% | 20 | 20 | n/a | PVgeneric_sun | Solar_Fixed | CAISO_Solar |  |  |  | CAISO_Solar_for_CAISO | 2013 | 2050 | 0 | CAISO | 20 | 1 | 20 | 1 | 1 | 2050-12-31 | 1 | ALPSLR_1_NTHSLR | FC | No | 5.4 | 2.8 | NQC List | 5.4 | 2.8 | SUN | NQC List | 5.4 | 2.8 | SUN | 5.4 | 2.8 | 5.4 | 2.8 |  |  | No |  | No | No | No
| ALPSLR_1_SPSSLR | Alpaugh 50 LLC | caiso | PGE_Valley | PGE_Valley | Pacific Gas and Electric Valley | PGE_Valley | CAISO | 2013-03-08 | 2050-12-31 | 2013 | 2050 | 50 | 100% | 50 | 50 | n/a | PVgeneric_sun | Solar_Fixed | CAISO_Solar |  |  |  | CAISO_Solar_for_CAISO | 2013 | 2050 | 0 | CAISO | 50 | 1 | 50 | 1 | 1 | 2050-12-31 | 1 | ALPSLR_1_SPSSLR | FC | No | 13.5 | 7 | NQC List | 13.5 | 7 | SUN | NQC List | 13.5 | 7 | SUN | 13.5 | 7 | 13.5 | 7 |  |  | No |  | No | No | No
| ALT6DN_2_WIND7 | Pinyon Pines 1 | caiso | SCE | SCE | Southern California Edison | SCE | CAISO | 2013-01-01 | 2050-12-31 | 2013 | 2050 | 168 | 100% | 168 | 168 | n/a | wind_onshorewind | Wind | CAISO_Wind |  |  |  | CAISO_Wind_for_CAISO | 2013 | 2050 | 0 | CAISO | 168 | 1 | 168 | 1 | 1 | 2050-12-31 | 1 | ALT6DN_2_WIND7 | FC | No | 35.28 | 25.2 | NQC List | 35.28 | 25.2 | WIND | NQC List | 35.28 | 25.2 | WIND | 35.28 | 25.2 | 35.28 | 25.2 |  |  | No |  | No | No | No
| ALT6DS_2_WIND9 | Pinyon Pines 2 | caiso | SCE | SCE | Southern California Edison | SCE | CAISO | 2013-01-01 | 2050-12-31 | 2013 | 2050 | 132 | 100% | 132 | 132 | n/a | wind_onshorewind | Wind | CAISO_Wind |  |  |  | CAISO_Wind_for_CAISO | 2013 | 2050 | 0 | CAISO | 132 | 1 | 132 | 1 | 1 | 2050-12-31 | 1 | ALT6DS_2_WIND9 | FC | No | 27.72 | 19.8 | NQC List | 27.72 | 19.8 | WIND | NQC List | 27.72 | 19.8 | WIND | 27.72 | 19.8 | 27.72 | 19.8 |  |  | No |  | No | No | No
| Alta_Luna_Solar | Alta Luna Solar Project 1 | teppc | PNM | PNM | Public Service Company of New Mexico | PNM_EPE | SW | 2016-12-01 | 2050-12-31 | 2016 | 2050 | 25.2 | 100% | 25.2 | 25.2 | SolarPV-Tracking | 1axPV_sun | Solar_1Axis | SW_Solar |  |  |  | SW_Solar_for_Other | 2017 | 2050 | 0 | SW | 25.2 | 1 | 25.2 | 1 | 1 | 2050-12-31 | 1 | #N/A | #N/A | No | #N/A | #N/A | Not Found | #N/A | #N/A | #N/A | Not Found | #N/A | #N/A | #N/A | #N/A | #N/A |  |  |  |  | No |  | No | No | No
| ALTA3A_2_CPCE4 | Alta Wind 4 | caiso | SCE | SCE | Southern California Edison | SCE | CAISO | 2011-03-12 | 2050-12-31 | 2011 | 2050 | 102 | 100% | 102 | 102 | n/a | wind_onshorewind | Wind | CAISO_Wind |  |  |  | CAISO_Wind_for_CAISO | 2011 | 2050 | 0 | CAISO | 102 | 1 | 102 | 1 | 1 | 2050-12-31 | 1 | ALTA3A_2_CPCE4 | FC | No | 21.42 | 15.3 | NQC List | 21.42 | 15.3 | WIND | NQC List | 21.42 | 15.3 | WIND | 21.42 | 15.3 | 21.42 | 15.3 |  |  | No |  | No | No | No
| ALTA3A_2_CPCE5 | Alta Wind 5 | caiso | SCE | SCE | Southern California Edison | SCE | CAISO | 2011-04-21 | 2050-12-31 | 2011 | 2050 | 168 | 100% | 168 | 168 | n/a | wind_onshorewind | Wind | CAISO_Wind |  |  |  | CAISO_Wind_for_CAISO | 2011 | 2050 | 0 | CAISO | 168 | 1 | 168 | 1 | 1 | 2050-12-31 | 1 | ALTA3A_2_CPCE5 | FC | No | 35.28 | 25.2 | NQC List | 35.28 | 25.2 | WIND | NQC List | 35.28 | 25.2 | WIND | 35.28 | 25.2 | 35.28 | 25.2 |  |  | No |  | No | No | No
| ALTA3A_2_CPCE8 | Alta Wind 8 | caiso | SCE | SCE | Southern California Edison | SCE | CAISO | 2012-02-01 | 2050-12-31 | 2012 | 2050 | 150 | 100% | 150 | 150 | n/a | wind_onshorewind | Wind | CAISO_Wind |  |  |  | CAISO_Wind_for_CAISO | 2012 | 2050 | 0 | CAISO | 150 | 1 | 150 | 1 | 1 | 2050-12-31 | 1 | ALTA3A_2_CPCE8 | FC | No | 31.5 | 22.5 | NQC List | 31.5 | 22.5 | WIND | NQC List | 31.5 | 22.5 | WIND | 31.5 | 22.5 | 31.5 | 22.5 |  |  | No |  | No | No | No
| ALTA4A_2_CPCW1 | Alta Wind 1 | caiso | SCE | SCE | Southern California Edison | SCE | CAISO | 2010-12-29 | 2050-12-31 | 2011 | 2050 | 150 | 100% | 150 | 150 | n/a | wind_onshorewind | Wind | CAISO_Wind |  |  |  | CAISO_Wind_for_CAISO | 2011 | 2050 | 0 | CAISO | 150 | 1 | 150 | 1 | 1 | 2050-12-31 | 1 | ALTA4A_2_CPCW1 | FC | No | 31.5 | 22.5 | NQC List | 31.5 | 22.5 | WIND | NQC List | 31.5 | 22.5 | WIND | 31.5 | 22.5 | 31.5 | 22.5 |  |  | No |  | No | No | No
| ALTA4B_2_CPCW2 | Alta Wind 2 | caiso | SCE | SCE | Southern California Edison | SCE | CAISO | 2010-12-29 | 2050-12-31 | 2011 | 2050 | 150 | 100% | 150 | 150 | n/a | wind_onshorewind | Wind | CAISO_Wind |  |  |  | CAISO_Wind_for_CAISO | 2011 | 2050 | 0 | CAISO | 150 | 1 | 150 | 1 | 1 | 2050-12-31 | 1 | ALTA4B_2_CPCW2 | FC | No | 31.5 | 22.5 | NQC List | 31.5 | 22.5 | WIND | NQC List | 31.5 | 22.5 | WIND | 31.5 | 22.5 | 31.5 | 22.5 |  |  | No |  | No | No | No
| ALTA4B_2_CPCW3 | Alta Wind 3 | caiso | SCE | SCE | Southern California Edison | SCE | CAISO | 2011-02-12 | 2050-12-31 | 2011 | 2050 | 150 | 100% | 150 | 150 | n/a | wind_onshorewind | Wind | CAISO_Wind |  |  |  | CAISO_Wind_for_CAISO | 2011 | 2050 | 0 | CAISO | 150 | 1 | 150 | 1 | 1 | 2050-12-31 | 1 | ALTA4B_2_CPCW3 | FC | No | 31.5 | 22.5 | NQC List | 31.5 | 22.5 | WIND | NQC List | 31.5 | 22.5 | WIND | 31.5 | 22.5 | 31.5 | 22.5 |  |  | No |  | No | No | No
| ALTA4B_2_CPCW6 | Mustang Hills | caiso | SCE | SCE | Southern California Edison | SCE | CAISO | 2012-05-09 | 2050-12-31 | 2012 | 2050 | 150 | 100% | 150 | 150 | n/a | wind_onshorewind | Wind | CAISO_Wind |  |  |  | CAISO_Wind_for_CAISO | 2012 | 2050 | 0 | CAISO | 150 | 1 | 150 | 1 | 1 | 2050-12-31 | 1 | ALTA4B_2_CPCW6 | FC | No | 31.5 | 22.5 | NQC List | 31.5 | 22.5 | WIND | NQC List | 31.5 | 22.5 | WIND | 31.5 | 22.5 | 31.5 | 22.5 |  |  | No |  | No | No | No
| ALTA6B_2_WIND11 | Alta Wind 11 | caiso | SCE | SCE | Southern California Edison | SCE | CAISO | 1989-12-31 | 2050-12-31 | 1990 | 2050 | 90 | 100% | 90 | 90 | n/a | wind_onshorewind | Wind | CAISO_Wind |  |  |  | CAISO_Wind_for_CAISO | 1990 | 2050 | 0 | CAISO | 90 | 1 | 90 | 1 | 1 | 2050-12-31 | 1 | ALTA6B_2_WIND11 | FC | No | 18.9 | 13.5 | NQC List | 18.9 | 13.5 | WIND | NQC List | 18.9 | 13.5 | WIND | 18.9 | 13.5 | 18.9 | 13.5 |  |  | No |  | No | No | No
| ALTA6E_2_WIND10 | Alta Wind 10 | caiso | SCE | SCE | Southern California Edison | SCE | CAISO | 1989-12-31 | 2050-12-31 | 1990 | 2050 | 138 | 100% | 138 | 138 | n/a | wind_onshorewind | Wind | CAISO_Wind |  |  |  | CAISO_Wind_for_CAISO | 1990 | 2050 | 0 | CAISO | 138 | 1 | 138 | 1 | 1 | 2050-12-31 | 1 | ALTA6E_2_WIND10 | FC | No | 28.98 | 20.7 | NQC List | 28.98 | 20.7 | WIND | NQC List | 28.98 | 20.7 | WIND | 28.98 | 20.7 | 28.98 | 20.7 |  |  | No |  | No | No | No
| AltaGasPark_1 | AltaGas Parkland 1 | teppc | AESO | AESO | Alberta Electric System Operator | BCHA_AESO | Excluded | 1985-01-01 | 2050-12-31 | 1985 | 2050 | 10 | 100% | 10 | 10 | CT-NatGas-Industrial | CT_NG | CT | Excluded_Peaker |  |  |  | Excluded | 1985 | 2050 | 0 | Excluded | 10 | 1 | 10 | 1 | 1 | 2050-12-31 | 1 | #N/A | #N/A | No | 0 | 0 | Not Found | #N/A | #N/A | #N/A | Not Found | #N/A | #N/A | #N/A | 0 | 0 | 0 | 0 |  |  | No |  | No | No | No
| ALTWD_1_QF |  | caiso | SCE | SCE | Southern California Edison | SCE | CAISO | 1985-12-18 | 2050-12-31 | 1986 | 2050 | 28.84 | 100% | 28.84 | 28.84 | n/a | wind_onshorewind | Wind | CAISO_Wind |  |  |  | CAISO_Wind_for_CAISO | 1986 | 2050 | 0 | CAISO | 28.84 | 1 | 28.84 | 1 | 1 | 2050-12-31 | 1 | ALTWD_1_QF | FC | No | 6.0564 | 4.326 | NQC List | 6.06 | 4.33 | WIND | NQC List | 6.06 | 4.33 | WIND | 6.06 | 4.33 | 6.06 | 4.33 |  |  | No |  | No | No | No
ground truthing fix | American_Falls_Solar_II |  | teppc | CISC | CISC | Southern California Edison | IPCO | NW | 2016-12-31 | 2050-12-31 | 2017 | 2050 | 140 | 700% | 140 | 20 | SolarPV-Tracking | 1axPV_sun | Solar_1Axis | NW_Solar |  |  |  | NW_Solar_for_Other | 2017 | 2050 | 0 | NW | 20 | 1 | 20 | 1 | 1 | 2050-12-31 | 1 | #N/A | #N/A | No | #N/A | #N/A | Not Found | #N/A | #N/A | #N/A | Not Found | #N/A | #N/A | #N/A | #N/A | #N/A |  |  |  |  | No |  | No | No | No
ground truthing fix | American_Falls_Solar_I |  | teppc | IPMV | IPMV | Idaho Magic Valley | IPCO | NW | 2016-12-31 | 2050-12-31 | 2017 | 2050 | 140 | 700% | 140 | 20 | SolarPV-Tracking | 1axPV_sun | Solar_1Axis | NW_Solar |  |  |  | NW_Solar_for_Other | 2017 | 2050 | 0 | NW | 20 | 1 | 20 | 1 | 1 | 2050-12-31 | 1 | #N/A | #N/A | No | #N/A | #N/A | Not Found | #N/A | #N/A | #N/A | Not Found | #N/A | #N/A | #N/A | #N/A | #N/A |  |  |  |  | No |  | No | No | No
| AKINGS_6_AMESR1 | American Kings Solar, LLC | rps | PGE_Valley | SCE | Southern California Edison | SCE | CAISO | 2020-12-01 | 2050-12-31 | 2020 | 2050 | 128 | 100% | 128 | 128 | Solar PV - Ground mountSolar: Fixed Tilt | FixedPV_sun | Solar_Fixed | CAISO_Solar |  |  |  | CAISO_Solar_for_CAISO | 2021 | 2050 | 0 | CAISO | 128 | 0.95 |  | 1 | 1 | 2050-12-31 | 1 | AKINGS_6_AMESR1 | EO | Yes | #VALUE! | #VALUE! | Not Found | #N/A | #N/A | #N/A | Not Found | #N/A | #N/A | #N/A | [6 empty] | Yes | Yes | No | No | No
| AmericanFalls1 | American Falls-1 | teppc | IPFE | IPFE | Idaho Far East | IPCO | NW | 1978-07-01 | 2050-12-31 | 1978 | 2050 | 30.78 | 100% | 30.78 | 30.78 | Hydro | Hydro_Standard | Hydro | NW_Hydro |  |  |  | NW_Hydro | 1978 | 2050 | 0 | NW | 30.78 | 1 | 30.78 | 1 | 1 | 2050-12-31 | 1 | #N/A | #N/A | No | #N/A | #N/A | Not Found | #N/A | #N/A | #N/A | Not Found | #N/A | #N/A | #N/A | #N/A | #N/A |  |  |  |  | No |  | No | No | No
| AmericanFalls2 | American Falls-2 | teppc | IPFE | IPFE | Idaho Far East | IPCO | NW | 1978-06-01 | 2050-12-31 | 1978 | 2050 | 30.78 | 100% | 30.78 | 30.78 | Hydro | Hydro_Standard | Hydro | NW_Hydro |  |  |  | NW_Hydro | 1978 | 2050 | 0 | NW | 30.78 | 1 | 30.78 | 1 | 1 | 2050-12-31 | 1 | #N/A | #N/A | No | #N/A | #N/A | Not Found | #N/A | #N/A | #N/A | Not Found | #N/A | #N/A | #N/A | #N/A | #N/A |  |  |  |  | No |  | No | No | No
| AmericanFalls3 | American Falls-3 | teppc | IPFE | IPFE | Idaho Far East | IPCO | NW | 1978-03-01 | 2050-12-31 | 1978 | 2050 | 30.78 | 100% | 30.78 | 30.78 | Hydro | Hydro_Standard | Hydro | NW_Hydro |  |  |  | NW_Hydro | 1978 | 2050 | 0 | NW | 30.78 | 1 | 30.78 | 1 | 1 | 2050-12-31 | 1 | #N/A | #N/A | No | #N/A | #N/A | Not Found | #N/A | #N/A | #N/A | Not Found | #N/A | #N/A | #N/A | #N/A | #N/A |  |  |  |  | No |  | No | No | No
| Ames_Hydro | Ames Hydro 1 | teppc | PSCO | PSCO | Public Service Company of Colorado | PSCO | Excluded | 1905-12-01 | 2040-12-31 | 1905 | 2040 | 3.6 | 100% | 3.6 | 3.6 | Hydro | Hydro_Standard | Hydro | Excluded_Hydro |  |  |  | Excluded | 1906 | 2040 | 0 | Excluded | 3.6 | 1 | 3.6 | 1 | 1 | 2040-12-31 | 1 | #N/A | #N/A | No | 0 | 0 | Not Found | #N/A | #N/A | #N/A | Not Found | #N/A | #N/A | #N/A | 0 | 0 | 0 | 0 |  |  | No |  | No | No | No
| ANAHM_2_CANYN1 | CANYON POWER PLANT UNIT 1 | caiso | SCE | SCE | Southern California Edison | SCE | CAISO | 2011-09-16 | 2050-12-31 | 2011 | 2050 | 49.4 | 100% | 49.4 | 49.4 | CT-NatGas-Aero | CT_NG | CT | CAISO_Peaker1 |  |  |  | CAISO_Peaker1 | 2012 | 2050 | 0 | CAISO | 49.4 | 1 | 49.4 | 1 | 1 | 2050-12-31 | 1 | ANAHM_2_CANYN1 | FC | No | 45.6325 | 45.6325 | NQC List | 49.4 | 49.4 | NATURAL GAS | NQC List | 49.4 | 49.4 | NATURAL GAS | 49.4 | 49.4 | 49.4 | 49.4 |  |  | No |  | No | No | No
| ANAHM_2_CANYN2 | CANYON POWER PLANT UNIT 2 | caiso | SCE | SCE | Southern California Edison | SCE | CAISO | 2011-09-16 | 2050-12-31 | 2011 | 2050 | 48 | 97.17% | 48 | 49.4 | CT-NatGas-Aero | CT_NG | CT | CAISO_Peaker1 |  |  |  | CAISO_Peaker1 | 2012 | 2050 | 0 | CAISO | 49.4 | 1 | 49.4 | 1 | 1 | 2050-12-31 | 1 | ANAHM_2_CANYN2 | FC | No | 45.6325 | 45.6325 | NQC List | 48 | 48 | NATURAL GAS | NQC List | 48 | 48 | NATURAL GAS | 48 | 48 | 48 | 48 |  |  | No |  | No | No | No
| ANAHM_2_CANYN3 | CANYON POWER PLANT UNIT 3 | caiso | SCE | SCE | Southern California Edison | SCE | CAISO | 2011-07-30 | 2050-12-31 | 2011 | 2050 | 48 | 97.17% | 48 | 49.4 | CT-NatGas-Aero | CT_NG | CT | CAISO_Peaker1 |  |  |  | CAISO_Peaker1 | 2011 | 2050 | 0 | CAISO | 49.4 | 1 | 49.4 | 1 | 1 | 2050-12-31 | 1 | ANAHM_2_CANYN3 | FC | No | 45.6325 | 45.6325 | NQC List | 48 | 48 | NATURAL GAS | NQC List | 48 | 48 | NATURAL GAS | 48 | 48 | 48 | 48 |  |  | No |  | No | No | No
| ANAHM_2_CANYN4 | CANYON POWER PLANT UNIT 4 | caiso | SCE | SCE | Southern California Edison | SCE | CAISO | 2011-07-30 | 2050-12-31 | 2011 | 2050 | 49.4 | 100% | 49.4 | 49.4 | CT-NatGas-Aero | CT_NG | CT | CAISO_Peaker1 |  |  |  | CAISO_Peaker1 | 2011 | 2050 | 0 | CAISO | 49.4 | 1 | 49.4 | 1 | 1 | 2050-12-31 | 1 | ANAHM_2_CANYN4 | FC | No | 45.6325 | 45.6325 | NQC List | 49.4 | 49.4 | NATURAL GAS | NQC List | 49.4 | 49.4 | NATURAL GAS | 49.4 | 49.4 | 49.4 | 49.4 |  |  | No |  | No | No | No
| ANAHM_7_CT | ANAHEIM COMBUSTION TURBINE | caiso | SCE | SCE | Southern California Edison | SCE | CAISO | 1990-01-01 | 2020-06-30 | 1990 | 2019 | 40.64 | 94.93% | 40.64 | 42.81 | CT-NatGas-Aero | CT_NG | CT | CAISO_Peaker1 |  |  |  | CAISO_Peaker1 | 1990 | 2019 | 0 | CAISO | 42.81 | 1 | 42.81 | 1 | 1 | 2020-06-30 | 1 | ANAHM_7_CT | FC | No | 39.5451 | 39.5451 | Not Found | #N/A | #N/A | #N/A | NQC List | 40.64 | 40.64 | NATURAL GAS | 40.64 | 40.64 | 40.64 | 40.64 |  |  | No |  | No | No | No
| ANC_CAT01 | Alberta Newsprint Co IC-01 | teppc | BCHA | BCHA | British Columbia Transmission Company | BCHA_AESO | Excluded | 2014-03-17 | 2050-12-31 | 2014 | 2050 | 6.5 | 100% | 6.5 | 6.5 | ICE-NatGas | ICE_NG | ICE | Excluded_Reciprocating_Engine |  |  |  | Excluded | 2014 | 2050 | 0 | Excluded | 6.5 | 1 | 6.5 | 1 | 1 | 2050-12-31 | 1 | #N/A | #N/A | No | 0 | 0 | Not Found | #N/A | #N/A | #N/A | Not Found | #N/A | #N/A | #N/A | 0 | 0 | 0 | 0 |  |  | No |  | No | No | No
| ANC_CAT02 | Alberta Newsprint Co IC-02 | teppc | AESO | AESO | Alberta Electric System Operator | BCHA_AESO | Excluded | 2014-03-17 | 2050-12-31 | 2014 | 2050 | 6.5 | 100% | 6.5 | 6.5 | ICE-NatGas | ICE_NG | ICE | Excluded_Reciprocating_Engine |  |  |  | Excluded | 2014 | 2050 | 0 | Excluded | 6.5 | 1 | 6.5 | 1 | 1 | 2050-12-31 | 1 | #N/A | #N/A | No | 0 | 0 | Not Found | #N/A | #N/A | #N/A | Not Found | #N/A | #N/A | #N/A | 0 | 0 | 0 | 0 |  |  | No |  | No | No | No
| ANC_CAT03 | Alberta Newsprint Co IC-03 | teppc | AESO | AESO | Alberta Electric System Operator | BCHA_AESO | Excluded | 2014-03-17 | 2050-12-31 | 2014 | 2050 | 6.5 | 100% | 6.5 | 6.5 | ICE-NatGas | ICE_NG | ICE | Excluded_Reciprocating_Engine |  |  |  | Excluded | 2014 | 2050 | 0 | Excluded | 6.5 | 1 | 6.5 | 1 | 1 | 2050-12-31 | 1 | #N/A | #N/A | No | 0 | 0 | Not Found | #N/A | #N/A | #N/A | Not Found | #N/A | #N/A | #N/A | 0 | 0 | 0 | 0 |  |  | No |  | No | No | No
| AndersonRanch1 | Anderson Ranch-1 | teppc | IPMV | IPMV | Idaho Magic Valley | IPCO | NW | 1983-09-01 | 2050-12-31 | 1983 | 2050 | 20 | 100% | 20 | 20 | Hydro | Hydro_Standard | Hydro | NW_Hydro |  |  |  | NW_Hydro | 1984 | 2050 | 0 | NW | 20 | 1 | 20 | 1 | 1 | 2050-12-31 | 1 | #N/A | #N/A | No | #N/A | #N/A | Not Found | #N/A | #N/A | #N/A | Not Found | #N/A | #N/A | #N/A | #N/A | #N/A |  |  |  |  | No |  | No | No | No
| AndersonRanch2 | Anderson Ranch-2 | teppc | IPMV | IPMV | Idaho Magic Valley | IPCO | NW | 1983-09-01 | 2050-12-31 | 1983 | 2050 | 20 | 100% | 20 | 20 | Hydro | Hydro_Standard | Hydro | NW_Hydro |  |  |  | NW_Hydro | 1984 | 2050 | 0 | NW | 20 | 1 | 20 | 1 | 1 | 2050-12-31 | 1 | #N/A | #N/A | No | #N/A | #N/A | Not Found | #N/A | #N/A | #N/A | Not Found | #N/A | #N/A | #N/A | #N/A | #N/A |  |  |  |  | No |  | No | No | No
| Antelope_DSR_3__LLC | Antelope DSR 3, LLC | rps | LADWP | SCE | Southern California Edison | SCE | CAISO | 2019-06-20 | 2050-12-31 | 2019 | 2050 | 20 | 100% | 20 | 20 | Solar PV - Ground mountSolar: Tracking (1 Axis) | 1axPV_sun | Solar_1Axis | CAISO_Solar |  |  |  | CAISO_Solar_for_CAISO | 2019 | 2050 | 0 | CAISO | 20 | 1 | 20 | 1 | 1 | 2050-12-31 | 1 | Antelope DSR 3, LLC | #N/A | No | 5.4 | 2.8 | Not Found | #N/A | #N/A | #N/A | Not Found | #N/A | #N/A | #N/A | 5.4 | 2.8 | 5.4 | 2.8 |  |  | No |  | No | No | No
| Antelope_Nuclear_1_1 |  | teppc | PAID | PAID | Idaho, PACE Utility | IPCO | NW | 2026-05-01 | 2050-12-31 | 2026 | 2050 | 48.88 | 100% | 48.88 | 48.88 | ST-Nuclear | ST_Nuclear | Nuclear | NW_Nuclear |  |  |  | NW_Nuclear | 2026 | 2050 | 0 | NW | 48.88 | 1 | 48.88 | 1 | 1 | 2050-12-31 | 1 | #N/A | #N/A | No | 48.88 | 48.88 | Not Found | #N/A | #N/A | #N/A | Not Found | #N/A | #N/A | #N/A | 48.88 | 48.88 | 48.88 | 48.88 |  |  | No |  | No | No | No
| Antelope_Nuclear_1_10 |  | teppc | PAID | PAID | Idaho, PACE Utility | IPCO | NW | 2027-01-01 | 2050-12-31 | 2027 | 2050 | 48.88 | 100% | 48.88 | 48.88 | ST-Nuclear | ST_Nuclear | Nuclear | NW_Nuclear |  |  |  | NW_Nuclear | 2027 | 2050 | 0 | NW | 48.88 | 1 | 48.88 | 1 | 1 | 2050-12-31 | 1 | #N/A | #N/A | No | 48.88 | 48.88 | Not Found | #N/A | #N/A | #N/A | Not Found | #N/A | #N/A | #N/A | 48.88 | 48.88 | 48.88 | 48.88 |  |  | No |  | No | No | No
| Antelope_Nuclear_1_11 |  | teppc | PAID | PAID | Idaho, PACE Utility | IPCO | NW | 2027-01-01 | 2050-12-31 | 2027 | 2050 | 48.88 | 100% | 48.88 | 48.88 | ST-Nuclear | ST_Nuclear | Nuclear | NW_Nuclear |  |  |  | NW_Nuclear | 2027 | 2050 | 0 | NW | 48.88 | 1 | 48.88 | 1 | 1 | 2050-12-31 | 1 | #N/A | #N/A | No | 48.88 | 48.88 | Not Found | #N/A | #N/A | #N/A | Not Found | #N/A | #N/A | #N/A | 48.88 | 48.88 | 48.88 | 48.88 |  |  | No |  | No | No | No
| Antelope_Nuclear_1_12 |  | teppc | PAID | PAID | Idaho, PACE Utility | IPCO | NW | 2027-01-01 | 2050-12-31 | 2027 | 2050 | 48.88 | 100% | 48.88 | 48.88 | ST-Nuclear | ST_Nuclear | Nuclear | NW_Nuclear |  |  |  | NW_Nuclear | 2027 | 2050 | 0 | NW | 48.88 | 1 | 48.88 | 1 | 1 | 2050-12-31 | 1 | #N/A | #N/A | No | 48.88 | 48.88 | Not Found | #N/A | #N/A | #N/A | Not Found | #N/A | #N/A | #N/A | 48.88 | 48.88 | 48.88 | 48.88 |  |  | No |  | No | No | No
| Antelope_Nuclear_1_2 |  | teppc | PAID | PAID | Idaho, PACE Utility | IPCO | NW | 2026-06-01 | 2050-12-31 | 2026 | 2050 | 48.88 | 100% | 48.88 | 48.88 | ST-Nuclear | ST_Nuclear | Nuclear | NW_Nuclear |  |  |  | NW_Nuclear | 2026 | 2050 | 0 | NW | 48.88 | 1 | 48.88 | 1 | 1 | 2050-12-31 | 1 | #N/A | #N/A | No | 48.88 | 48.88 | Not Found | #N/A | #N/A | #N/A | Not Found | #N/A | #N/A | #N/A | 48.88 | 48.88 | 48.88 | 48.88 |  |  | No |  | No | No | No
| Antelope_Nuclear_1_3 |  | teppc | PAID | PAID | Idaho, PACE Utility | IPCO | NW | 2027-01-01 | 2050-12-31 | 2027 | 2050 | 48.88 | 100% | 48.88 | 48.88 | ST-Nuclear | ST_Nuclear | Nuclear | NW_Nuclear |  |  |  | NW_Nuclear | 2027 | 2050 | 0 | NW | 48.88 | 1 | 48.88 | 1 | 1 | 2050-12-31 | 1 | #N/A | #N/A | No | 48.88 | 48.88 | Not Found | #N/A | #N/A | #N/A | Not Found | #N/A | #N/A | #N/A | 48.88 | 48.88 | 48.88 | 48.88 |  |  | No |  | No | No | No
| Antelope_Nuclear_1_4 |  | teppc | PAID | PAID | Idaho, PACE Utility | IPCO | NW | 2027-01-01 | 2050-12-31 | 2027 | 2050 | 48.88 | 100% | 48.88 | 48.88 | ST-Nuclear | ST_Nuclear | Nuclear | NW_Nuclear |  |  |  | NW_Nuclear | 2027 | 2050 | 0 | NW | 48.88 | 1 | 48.88 | 1 | 1 | 2050-12-31 | 1 | #N/A | #N/A | No | 48.88 | 48.88 | Not Found | #N/A | #N/A | #N/A | Not Found | #N/A | #N/A | #N/A | 48.88 | 48.88 | 48.88 | 48.88 |  |  | No |  | No | No | No
| Antelope_Nuclear_1_5 |  | teppc | PAID | PAID | Idaho, PACE Utility | IPCO | NW | 2027-01-01 | 2050-12-31 | 2027 | 2050 | 48.88 | 100% | 48.88 | 48.88 | ST-Nuclear | ST_Nuclear | Nuclear | NW_Nuclear |  |  |  | NW_Nuclear | 2027 | 2050 | 0 | NW | 48.88 | 1 | 48.88 | 1 | 1 | 2050-12-31 | 1 | #N/A | #N/A | No | 48.88 | 48.88 | Not Found | #N/A | #N/A | #N/A | Not Found | #N/A | #N/A | #N/A | 48.88 | 48.88 | 48.88 | 48.88 |  |  | No |  | No | No | No
| Antelope_Nuclear_1_6 |  | teppc | PAID | PAID | Idaho, PACE Utility | IPCO | NW | 2027-01-01 | 2050-12-31 | 2027 | 2050 | 48.88 | 100% | 48.88 | 48.88 | ST-Nuclear | ST_Nuclear | Nuclear | NW_Nuclear |  |  |  | NW_Nuclear | 2027 | 2050 | 0 | NW | 48.88 | 1 | 48.88 | 1 | 1 | 2050-12-31 | 1 | #N/A | #N/A | No | 48.88 | 48.88 | Not Found | #N/A | #N/A | #N/A | Not Found | #N/A | #N/A | #N/A | 48.88 | 48.88 | 48.88 | 48.88 |  |  | No |  | No | No | No
| Antelope_Nuclear_1_7 |  | teppc | PAID | PAID | Idaho, PACE Utility | IPCO | NW | 2027-01-01 | 2050-12-31 | 2027 | 2050 | 48.88 | 100% | 48.88 | 48.88 | ST-Nuclear | ST_Nuclear | Nuclear | NW_Nuclear |  |  |  | NW_Nuclear | 2027 | 2050 | 0 | NW | 48.88 | 1 | 48.88 | 1 | 1 | 2050-12-31 | 1 | #N/A | #N/A | No | 48.88 | 48.88 | Not Found | #N/A | #N/A | #N/A | Not Found | #N/A | #N/A | #N/A | 48.88 | 48.88 | 48.88 | 48.88 |  |  | No |  | No | No | No
| Antelope_Nuclear_1_8 |  | teppc | PAID | PAID | Idaho, PACE Utility | IPCO | NW | 2027-01-01 | 2050-12-31 | 2027 | 2050 | 48.88 | 100% | 48.88 | 48.88 | ST-Nuclear | ST_Nuclear | Nuclear | NW_Nuclear |  |  |  | NW_Nuclear | 2027 | 2050 | 0 | NW | 48.88 | 1 | 48.88 | 1 | 1 | 2050-12-31 | 1 | #N/A | #N/A | No | 48.88 | 48.88 | Not Found | #N/A | #N/A | #N/A | Not Found | #N/A | #N/A | #N/A | 48.88 | 48.88 | 48.88 | 48.88 |  |  | No |  | No | No | No
| Antelope_Nuclear_1_9 |  | teppc | PAID | PAID | Idaho, PACE Utility | IPCO | NW | 2027-01-01 | 2050-12-31 | 2027 | 2050 | 48.88 | 100% | 48.88 | 48.88 | ST-Nuclear | ST_Nuclear | Nuclear | NW_Nuclear |  |  |  | NW_Nuclear | 2027 | 2050 | 0 | NW | 48.88 | 1 | 48.88 | 1 | 1 | 2050-12-31 | 1 | #N/A | #N/A | No | 48.88 | 48.88 | Not Found | #N/A | #N/A | #N/A | Not Found | #N/A | #N/A | #N/A | 48.88 | 48.88 | 48.88 | 48.88 |  |  | No |  | No | No | No
| ANTLPE_2_QF | ANTELOPE QFS | caiso | PGE_Valley | PGE_Valley | Pacific Gas and Electric Valley | PGE_Valley | CAISO | 1982-01-01 | 2050-12-31 | 1982 | 2050 | 4 | 100% | 4 | 4 | n/a | wind_onshorewind | Wind | CAISO_Wind |  |  |  | CAISO_Wind_for_CAISO | 1982 | 2050 | 0 | CAISO | 4 | 1 | 4 | 1 | 1 | 2050-12-31 | 1 | ANTLPE_2_QF | FC | No | 0.84 | 0.6 | NQC List | 0.84 | 0.6 | OTHER | NQC List | 0.84 | 0.6 | OTHER | 0.84 | 0.6 | 0.84 | 0.6 |  |  | No |  | No | No | No
| ANZA_6_SOLAR1 | Seville Solar One | caiso | SDGE | SDGE | San Diego Gas and Electric | SDGE | CAISO | 2015-12-30 | 2050-12-31 | 2016 | 2050 | 20 | 100% | 20 | 20 | PVgeneric_sun | PVgeneric_sun | Solar_Fixed | CAISO_Solar |  |  |  | CAISO_Solar_for_CAISO | 2016 | 2050 | 0 | CAISO | 20 | 1 | 20 | 1 | 1 | 2050-12-31 | 1 | Seville Solar One | 0 | No | 5.4 | 2.8 | Specified Imports | 5.4 | 2.8 | SP. IMPORTS (SUN) | Specified Imports | 5.4 | 2.8 | SP. IMPORTS (SUN) | 5.4 | 2.8 | 5.4 | 2.8 |  |  | No |  | No | No | No
| Apache_CC | ApacheCC (Total CC Plant) | teppc | WALC | WALC | Western Area Power Administration, Lower Colorado Region | WALC | SW | 1964-12-01 | 2050-12-31 | 1964 | 2050 | 85 | 100% | 85 | 85 | CCWhole-NatGas-Industrial | CC_NG | CC | SW_CCGT |  |  |  | SW_CCGT | 1965 | 2050 | 0 | SW | 85 | 1 | 85 | 1 | 1 | 2050-12-31 | 1 | #N/A | #N/A | No | 85 | 85 | Not Found | #N/A | #N/A | #N/A | Not Found | #N/A | #N/A | #N/A | 85 | 85 | 85 | 85 |  |  | No |  | No | No | No
| Apache_GT2 | Apache CT GT2 | teppc | WALC | WALC | Western Area Power Administration, Lower Colorado Region | WALC | SW | 1972-06-01 | 2050-12-31 | 1972 | 2050 | 21.3 | 100% | 21.3 | 21.3 | CT-NatGas-Industrial | CT_NG | CT | SW_Peaker |  |  |  | SW_Peaker | 1972 | 2050 | 0 | SW | 21.3 | 1 | 21.3 | 1 | 1 | 2050-12-31 | 1 | #N/A | #N/A | No | 21.3 | 21.3 | Not Found | #N/A | #N/A | #N/A | Not Found | #N/A | #N/A | #N/A | 21.3 | 21.3 | 21.3 | 21.3 |  |  | No |  | No | No | No
| Apache_GT3 | Apache CT GT3 | teppc | WALC | WALC | Western Area Power Administration, Lower Colorado Region | WALC | SW | 1973-12-01 | 2050-12-31 | 1973 | 2050 | 70 | 100% | 70 | 70 | CT-NatGas-Industrial | CT_NG | CT | SW_Peaker |  |  |  | SW_Peaker | 1974 | 2050 | 0 | SW | 70 | 1 | 70 | 1 | 1 | 2050-12-31 | 1 | #N/A | #N/A | No | 70 | 70 | Not Found | #N/A | #N/A | #N/A | Not Found | #N/A | #N/A | #N/A | 70 | 70 | 70 | 70 |  |  | No |  | No | No | No
| Apache_GT4 | Apache CT GT4 | teppc | WALC | WALC | Western Area Power Administration, Lower Colorado Region | WALC | SW | 2002-09-01 | 2050-12-31 | 2002 | 2050 | 40.8 | 100% | 40.8 | 40.8 | CT-NatGas-Aero | CT_NG | CT | SW_Peaker |  |  |  | SW_Peaker | 2003 | 2050 | 0 | SW | 40.8 | 1 | 40.8 | 1 | 1 | 2050-12-31 | 1 | #N/A | #N/A | No | 40.8 | 40.8 | Not Found | #N/A | #N/A | #N/A | Not Found | #N/A | #N/A | #N/A | 40.8 | 40.8 | 40.8 | 40.8 |  |  | No |  | No | No | No
| Apache_ST2 | Apache Station ST2 | teppc | WALC | WALC | Western Area Power Administration, Lower Colorado Region | WALC | SW | 1979-01-01 | 2050-12-31 | 1979 | 2050 | 194.7 | 100% | 194.7 | 194.7 | ST-Coal | Steam_Coal | Coal | SW_Coal |  |  |  | SW_Coal | 1979 | 2050 | 0 | SW | 194.7 | 1 | 194.7 | 1 | 1 | 2050-12-31 | 1 | #N/A | #N/A | No | 194.7 | 194.7 | Not Found | #N/A | #N/A | #N/A | Not Found | #N/A | #N/A | #N/A | 194.7 | 194.7 | 194.7 | 194.7 |  |  | No |  | No | No | No
| Apache_ST3 | Apache Station ST3 | teppc | WALC | WALC | Western Area Power Administration, Lower Colorado Region | WALC | SW | 1979-09-01 | 2050-12-31 | 1979 | 2050 | 194.7 | 100% | 194.7 | 194.7 | ST-Coal | Steam_Coal | Coal | SW_Coal |  |  |  | SW_Coal | 1980 | 2050 | 0 | SW | 194.7 | 1 | 194.7 | 1 | 1 | 2050-12-31 | 1 | #N/A | #N/A | No | 194.7 | 194.7 | Not Found | #N/A | #N/A | #N/A | Not Found | #N/A | #N/A | #N/A | 194.7 | 194.7 | 194.7 | 194.7 |  |  | No |  | No | No | No
| Apex_CC | ApexCC (Total CC Plant) | teppc | LDWP | LDWP | Los Angeles Department of Water and Power | LADWP | LDWP | 2003-05-01 | 2050-12-31 | 2003 | 2050 | 538.7 | 100% | 538.7 | 538.7 | CCWhole-NatGas-Industrial | CC_NG | CC | LDWP_CCGT |  |  |  | LDWP_CCGT | 2003 | 2050 | 0 | LDWP | 538.7 | 1 | 538.7 | 1 | 1 | 2050-12-31 | 1 | #N/A | #N/A | No | 538.7 | 538.7 | Not Found | #N/A | #N/A | #N/A | Not Found | #N/A | #N/A | #N/A | 538.7 | 538.7 | 538.7 | 538.7 |  |  | No |  | No | No | No
| Apex_Solar_Power | RV Apex Solar Power-1¦COMP 77G¦APEX SOLAR¦APEX_SOLAR¦Apex Solar PV Power Project | teppc | NEVP | NEVP | Nevada Power Company | NEVP | SW | 1957-01-01 | 2050-12-31 | 1957 | 2050 | 20 | 100% | 20 | 20 | SolarPV-NonTracking | FixedPV_sun | Solar_Fixed | SW_Solar |  |  |  | SW_Solar_for_Other | 1957 | 2050 | 0 | SW | 20 | 1 | 20 | 1 | 1 | 2050-12-31 | 1 | #N/A | #N/A | No | #N/A | #N/A | Not Found | #N/A | #N/A | #N/A | Not Found | #N/A | #N/A | #N/A | #N/A | #N/A |  |  |  |  | No |  | No | No | No
| APLHIL_1_SLABCK | SLAB CREEK HYDRO | caiso | PGE_Valley | PGE_Valley | Pacific Gas and Electric Valley | PGE_Valley | CAISO | 1983-07-01 | 2050-12-31 | 1983 | 2050 | 1 | 100% | 1 | 1 | n/a | Hydro_Standard | Hydro | CAISO_Small_Hydro |  |  |  | CAISO_Small_Hydro_for_CAISO | 1983 | 2050 | 0 | CAISO | 1 | 1 | 1 | 1 | 1 | 2050-12-31 | 1 | APLHIL_1_SLABCK | EO | Yes | 0.5 | 0.5 | NQC List | 0 | 0 | WATER | NQC List | 0 | 0 | WATER | 0 | 0 | 0 | 0 |  |  | No |  | No | No | No
| Apple_Solar | Apple Solar 1 | teppc | SPPC | SPPC | Nevada Power Company | NEVP | SW | 2015-03-05 | 2050-12-31 | 2015 | 2050 | 19.89 | 100% | 19.89 | 19.89 | SolarPV-NonTracking | FixedPV_sun | Solar_Fixed | SW_Solar |  |  |  | SW_Solar_for_Other | 2015 | 2050 | 0 | SW | 19.89 | 1 | 19.89 | 1 | 1 | 2050-12-31 | 1 | #N/A | #N/A | No | #N/A | #N/A | Not Found | #N/A | #N/A | #N/A | Not Found | #N/A | #N/A | #N/A | #N/A | #N/A |  |  |  |  | No |  | No | No | No
| APT_DIST_PV | SunE EPE2 LLC-1 | teppc | EPE | EPE | El Paso Electric Company | PNM_EPE | SW | 2012-05-02 | 2032-03-31 | 2012 | 2031 | 12 | 100% | 12 | 12 | SolarPV-Tracking | 1axPV_sun | Solar_1Axis | SW_Solar |  |  |  | SW_Solar_for_Other | 2012 | 2031 | 0 | SW | 12 | 1 | 12 | 1 | 1 | 2032-03-31 | 1 | #N/A | #N/A | No | #N/A | #N/A | Not Found | #N/A | #N/A | #N/A | Not Found | #N/A | #N/A | #N/A | #N/A | #N/A |  |  |  |  | No |  | No | No | No
| Aragonne_Mesa | Aragonne Mesa 1 | teppc | PNM | PNM | Public Service Company of New Mexico | PNM_EPE | SW | 2006-12-01 | 2050-12-31 | 2006 | 2050 | 90 | 100% | 90 | 90 | WT-Onshore | wind_onshorewind | Wind | SW_Wind |  |  |  | SW_Wind_for_Other | 2007 | 2050 | 0 | SW | 90 | 1 | 90 | 1 | 1 | 2050-12-31 | 1 | #N/A | #N/A | No | #N/A | #N/A | Not Found | #N/A | #N/A | #N/A | Not Found | #N/A | #N/A | #N/A | #N/A | #N/A |  |  |  |  | No |  | No | No | No
| Arapahoe_CC | ArapahoeCC (Total CC Plant) | teppc | PSCO | PSCO | Public Service Company of Colorado | PSCO | Excluded | 2000-06-01 | 2050-12-31 | 2000 | 2050 | 127 | 100% | 127 | 127 | CCWhole-NatGas-Aero | CC_NG | CC | Excluded_CCGT |  |  |  | Excluded | 2000 | 2050 | 0 | Excluded | 127 | 1 | 127 | 1 | 1 | 2050-12-31 | 1 | #N/A | #N/A | No | 0 | 0 | Not Found | #N/A | #N/A | #N/A | Not Found | #N/A | #N/A | #N/A | 0 | 0 | 0 | 0 |  |  | No |  | No | No | No
| ARBWD_6_QF |  | caiso | SCE | SCE | Southern California Edison | SCE | CAISO | 1991-03-29 | 2050-12-31 | 1991 | 2050 | 19.95 | 100% | 19.95 | 19.95 | n/a | wind_onshorewind | Wind | CAISO_Wind |  |  |  | CAISO_Wind_for_CAISO | 1991 | 2050 | 0 | CAISO | 19.95 | 1 | 19.95 | 1 | 1 | 2050-12-31 | 1 | ARBWD_6_QF | FC | No | 4.1895 | 2.9925 | NQC List | 4.19 | 2.99 | WIND | NQC List | 4.19 | 2.99 | WIND | 4.19 | 2.99 | 4.19 | 2.99 |  |  | No |  | No | No | No
| ARCOGN_2_UNITS |  | caiso | SCE | SCE | Southern California Edison | SCE | CAISO | 1987-12-04 | 2050-12-31 | 1988 | 2050 | 259.09 | 62.19% | 259.09 | 416.6 | CCWhole-NatGas-Industrial | Cogen_NG | Cogen | CAISO_CHP |  |  |  | CAISO_CHP | 1988 | 2050 | 0 | CAISO | 416.6 | 1 | 416.6 | 1 | 1 | 2050-12-31 | 1 | ARCOGN_2_UNITS | FC | No | 264.1244 | 264.1244 | NQC List | 257.16 | 255.9 | NATURAL GAS | NQC List | 259.89 | 256.73 | NATURAL GAS | 259.89 | 256.73 | 257.16 | 255.9 |  |  | No |  | No | No | No
| ARD_G1 | ARD_G1-1 | teppc | AESO | AESO | Alberta Electric System Operator | BCHA_AESO | Excluded | 2010-11-01 | 2050-12-31 | 2010 | 2050 | 34 | 100% | 34 | 34 | WT-Onshore | wind_onshorewind | Wind | Excluded_Wind |  |  |  | Excluded | 2011 | 2050 | 0 | Excluded | 34 | 1 | 34 | 1 | 1 | 2050-12-31 | 1 | #N/A | #N/A | No | 0 | 0 | Not Found | #N/A | #N/A | #N/A | Not Found | #N/A | #N/A | #N/A | 0 | 0 | 0 | 0 |  |  | No |  | No | No | No
| ARD_G2 | ARD_G2-2 | teppc | AESO | AESO | Alberta Electric System Operator | BCHA_AESO | Excluded | 2010-11-01 | 2050-12-31 | 2010 | 2050 | 34 | 100% | 34 | 34 | WT-Onshore | wind_onshorewind | Wind | Excluded_Wind |  |  |  | Excluded | 2011 | 2050 | 0 | Excluded | 34 | 1 | 34 | 1 | 1 | 2050-12-31 | 1 | #N/A | #N/A | No | 0 | 0 | Not Found | #N/A | #N/A | #N/A | Not Found | #N/A | #N/A | #N/A | 0 | 0 | 0 | 0 |  |  | No |  | No | No | No
| ArenaDrop | Arena Drop-1 | teppc | CISC | CISC | Southern California Edison | SCE | CAISO | 2010-09-01 | 2030-04-15 | 2010 | 2029 | 0.45 | 100% | 0.45 | 0.45 | Hydro | Hydro_Standard | Hydro | CAISO_Hydro |  |  |  | CAISO_Hydro | 2011 | 2029 | 0 | CAISO | 0.45 | 1 | 0.45 | 1 | 1 | 2030-04-15 | 1 | ArenaDrop | #N/A | No | 0.38059 | 0.38059 | Not Found | #N/A | #N/A | #N/A | Not Found | #N/A | #N/A | #N/A | 0.38059 | 0.38059 | 0.38059 | 0.38059 |  |  | No |  | No | No | No
| ARKANS_1_ARKSLR | SG Arkansas | caiso | IID | SDGE | San Diego Gas and Electric | SDGE | CAISO | 2014-11-26 | 2050-12-31 | 2014 | 2050 | 50 | 100% | 50 | 50 | PHOTO VOLTAIC_SUN | PVgeneric_sun | Solar_Fixed | CAISO_Solar |  |  |  | CAISO_Solar_for_CAISO | 2015 | 2050 | 0 | CAISO | 50 | 1 | 50 | 1 | 1 | 2050-12-31 | 1 | SG Arkansas | 0 | No | 13.5 | 7 | Specified Imports | 13.5 | 7 | SP. IMPORTS (SUN) | Specified Imports | 13.5 | 7 | SP. IMPORTS (SUN) | 13.5 | 7 | 13.5 | 7 |  |  | No |  | No | No | No
| ArlingtonWind | Arlington Wind Power Project-GEN1 | teppc | TPWR | TPWR | Tacoma Power | BPAT | NW | 2009-01-01 | 2050-12-31 | 2009 | 2050 | 102.9 | 100% | 102.9 | 102.9 | WT-Onshore | wind_onshorewind | Wind | NW_Wind | CAISO | 102.9 |  | NW_Wind_for_Other | 2009 | 2050 | 0 | CAISO | 102.9 | 1 | 102.9 | 1 | 1 | 2050-12-31 | 1 | #N/A | #N/A | No | #N/A | #N/A | Not Found | #N/A | #N/A | #N/A | Not Found | #N/A | #N/A | #N/A | #N/A | #N/A |  |  |  |  | No |  | No | No | No
| ArlngtnVally_CC | ArlingtonValleyCC (Total CC Plant) | teppc | TH_PV | TH_PV | Palo Verde and Arlington Valley and Harquahala CC and Redhawk | AZPS | SW | 2002-07-01 | 2050-12-31 | 2002 | 2050 | 620 | 100% | 620 | 620 | CCWhole-NatGas-Industrial | CC_NG | CC | SW_CCGT |  |  |  | SW_CCGT | 2002 | 2050 | 0 | SW | 620 | 1 | 620 | 1 | 1 | 2050-12-31 | 1 | #N/A | #N/A | No | 620 | 620 | Not Found | #N/A | #N/A | #N/A | Not Found | #N/A | #N/A | #N/A | 620 | 620 | 620 | 620 |  |  | No |  | No | No | No
| ARLVAL_5_SOLAR | Arlington Valley Solar Energy II | caiso | AZPS | SDGE | San Diego Gas and Electric | SDGE | CAISO | 2013-11-05 | 2050-12-31 | 2013 | 2050 | 127 | 100% | 127 | 127 | PVgeneric_sun | PVgeneric_sun | Solar_Fixed | CAISO_Solar |  |  |  | CAISO_Solar_for_CAISO | 2014 | 2050 | 0 | CAISO | 127 | 1 | 127 | 1 | 1 | 2050-12-31 | 1 | Arlington Valley Solar Energy II | 0 | No | 34.29 | 17.78 | Specified Imports | 34.29 | 17.78 | SP. IMPORTS (SUN) | Specified Imports | 34.29 | 17.78 | SP. IMPORTS (SUN) | 34.29 | 17.78 | 34.29 | 17.78 |  |  | No |  | No | No | No
| Armstrong_Cogen | Armstrong Cogen-1_Armstrong Cogen-1_IPP-RVG | teppc | BCHA | BCHA | British Columbia Transmission Company | BCHA_AESO | Excluded | 2009-11-20 | 2040-11-20 | 2009 | 2039 | 20.4 | 100% | 20.4 | 20.4 | Bio-ST | ST_Biomass | Biomass/Wood | Excluded_Biomass |  |  |  | Excluded | 2010 | 2040 | 0 | Excluded | 20.4 | 1 | 20.4 | 1 | 1 | 2040-11-20 | 1 | #N/A | #N/A | No | 0 | 0 | Not Found | #N/A | #N/A | #N/A | Not Found | #N/A | #N/A | #N/A | 0 | 0 | 0 | 0 |  |  | No |  | No | No | No
| Arrow_Lake1 | Arrow Lake-1_Arrow Lake-1_IPP-ALH | teppc | BCHA | BCHA | British Columbia Transmission Company | BCHA_AESO | Excluded | 2002-12-01 | 2033-03-31 | 2002 | 2032 | 92.5 | 100% | 92.5 | 92.5 | Hydro | Hydro_Standard | Hydro | Excluded_Hydro |  |  |  | Excluded | 2003 | 2032 | 0 | Excluded | 92.5 | 1 | 92.5 | 1 | 1 | 2033-03-31 | 1 | #N/A | #N/A | No | 0 | 0 | Not Found | #N/A | #N/A | #N/A | Not Found | #N/A | #N/A | #N/A | 0 | 0 | 0 | 0 |  |  | No |  | No | No | No
| Arrow_Lake2 | Arrow Lake-2_Arrow Lake-2_IPP-ALH | teppc | BCHA | BCHA | British Columbia Transmission Company | BCHA_AESO | Excluded | 2002-12-01 | 2033-03-31 | 2002 | 2032 | 92.5 | 100% | 92.5 | 92.5 | Hydro | Hydro_Standard | Hydro | Excluded_Hydro |  |  |  | Excluded | 2003 | 2032 | 0 | Excluded | 92.5 | 1 | 92.5 | 1 | 1 | 2033-03-31 | 1 | #N/A | #N/A | No | 0 | 0 | Not Found | #N/A | #N/A | #N/A | Not Found | #N/A | #N/A | #N/A | 0 | 0 | 0 | 0 |  |  | No |  | No | No | No
| Arvada_1 | Arvada CT 1 | teppc | WACM | WACM | Western Area Power Administration, Colorado-Missouri Region | WACM | Excluded | 2002-09-01 | 2050-12-31 | 2002 | 2050 | 7.2 | 100% | 7.2 | 7.2 | CT-NatGas-Industrial | CT_NG | CT | Excluded_Peaker |  |  |  | Excluded | 2003 | 2050 | 0 | Excluded | 7.2 | 1 | 7.2 | 1 | 1 | 2050-12-31 | 1 | #N/A | #N/A | No | 0 | 0 | Not Found | #N/A | #N/A | #N/A | Not Found | #N/A | #N/A | #N/A | 0 | 0 | 0 | 0 |  |  | No |  | No | No | No
| Arvada_2 | Arvada CT 2 | teppc | WACM | WACM | Western Area Power Administration, Colorado-Missouri Region | WACM | Excluded | 2002-09-01 | 2050-12-31 | 2002 | 2050 | 7.2 | 100% | 7.2 | 7.2 | CT-NatGas-Industrial | CT_NG | CT | Excluded_Peaker |  |  |  | Excluded | 2003 | 2050 | 0 | Excluded | 7.2 | 1 | 7.2 | 1 | 1 | 2050-12-31 | 1 | #N/A | #N/A | No | 0 | 0 | Not Found | #N/A | #N/A | #N/A | Not Found | #N/A | #N/A | #N/A | 0 | 0 | 0 | 0 |  |  | No |  | No | No | No
| Arvada_3 | Arvada CT 3 | teppc | WACM | WACM | Western Area Power Administration, Colorado-Missouri Region | WACM | Excluded | 2002-09-01 | 2050-12-31 | 2002 | 2050 | 7.2 | 100% | 7.2 | 7.2 | CT-NatGas-Industrial | CT_NG | CT | Excluded_Peaker |  |  |  | Excluded | 2003 | 2050 | 0 | Excluded | 7.2 | 1 | 7.2 | 1 | 1 | 2050-12-31 | 1 | #N/A | #N/A | No | 0 | 0 | Not Found | #N/A | #N/A | #N/A | Not Found | #N/A | #N/A | #N/A | 0 | 0 | 0 | 0 |  |  | No |  | No | No | No
| ARVINN_6_ORION1 | Orion 1 Solar | caiso | PGE_Valley | PGE_Valley | Pacific Gas and Electric Valley | PGE_Valley | CAISO | 2014-06-26 | 2050-12-31 | 2014 | 2050 | 12 | 100% | 12 | 12 | n/a | PVgeneric_sun | Solar_Fixed | CAISO_Solar |  |  |  | CAISO_Solar_for_CAISO | 2014 | 2050 | 0 | CAISO | 12 | 1 | 12 | 1 | 1 | 2050-12-31 | 1 | ARVINN_6_ORION1 | FC | No | 3.24 | 1.68 | NQC List | 3.24 | 1.68 | SUN | NQC List | 3.24 | 1.68 | SUN | 3.24 | 1.68 | 3.24 | 1.68 |  |  | No |  | No | No | No
| ARVINN_6_ORION2 | Orion 2 Solar | caiso | SCE | SCE | Southern California Edison | SCE | CAISO | 2014-06-26 | 2050-12-31 | 2014 | 2050 | 8 | 100% | 8 | 8 | n/a | PVgeneric_sun | Solar_Fixed | CAISO_Solar |  |  |  | CAISO_Solar_for_CAISO | 2014 | 2050 | 0 | CAISO | 8 | 1 | 8 | 1 | 1 | 2050-12-31 | 1 | ARVINN_6_ORION2 | FC | No | 2.16 | 1.12 | NQC List | 2.16 | 1.12 | SUN | NQC List | 2.16 | 1.12 | SUN | 2.16 | 1.12 | 2.16 | 1.12 |  |  | No |  | No | No | No
| Ash_River_1 | Ash River-1_Ash River-1_BCH-ASH | teppc | BCHA | BCHA | British Columbia Transmission Company | BCHA_AESO | Excluded | 1958-12-01 | 2033-03-31 | 1958 | 2032 | 28 | 100% | 28 | 28 | Hydro | Hydro_Standard | Hydro | Excluded_Hydro |  |  |  | Excluded | 1959 | 2032 | 0 | Excluded | 28 | 1 | 28 | 1 | 1 | 2033-03-31 | 1 | #N/A | #N/A | No | 0 | 0 | Not Found | #N/A | #N/A | #N/A | Not Found | #N/A | #N/A | #N/A | 0 | 0 | 0 | 0 |  |  | No |  | No | No | No
| Ashlu_Creek_1 | Ashlu Creek-1_Ashlu Creek-1_IPP-ASL | teppc | BCHA | BCHA | British Columbia Transmission Company | BCHA_AESO | Excluded | 2009-11-30 | 2039-11-29 | 2009 | 2038 | 16.63 | 100% | 16.63 | 16.63 | Hydro | Hydro_Standard | Hydro | Excluded_Hydro |  |  |  | Excluded | 2010 | 2039 | 0 | Excluded | 16.63 | 1 | 16.63 | 1 | 1 | 2039-11-29 | 1 | #N/A | #N/A | No | 0 | 0 | Not Found | #N/A | #N/A | #N/A | Not Found | #N/A | #N/A | #N/A | 0 | 0 | 0 | 0 |  |  | No |  | No | No | No
| Ashlu_Creek_2 | Ashlu Creek-2_Ashlu Creek-2_IPP-ASL | teppc | BCHA | BCHA | British Columbia Transmission Company | BCHA_AESO | Excluded | 2009-11-30 | 2039-11-29 | 2009 | 2038 | 16.63 | 100% | 16.63 | 16.63 | Hydro | Hydro_Standard | Hydro | Excluded_Hydro |  |  |  | Excluded | 2010 | 2039 | 0 | Excluded | 16.63 | 1 | 16.63 | 1 | 1 | 2039-11-29 | 1 | #N/A | #N/A | No | 0 | 0 | Not Found | #N/A | #N/A | #N/A | Not Found | #N/A | #N/A | #N/A | 0 | 0 | 0 | 0 |  |  | No |  | No | No | No
| Ashlu_Creek_3 | Ashlu Creek-3_Ashlu Creek-3_IPP-ASL | teppc | BCHA | BCHA | British Columbia Transmission Company | BCHA_AESO | Excluded | 2009-11-30 | 2039-11-29 | 2009 | 2038 | 16.63 | 100% | 16.63 | 16.63 | Hydro | Hydro_Standard | Hydro | Excluded_Hydro |  |  |  | Excluded | 2010 | 2039 | 0 | Excluded | 16.63 | 1 | 16.63 | 1 | 1 | 2039-11-29 | 1 | #N/A | #N/A | No | 0 | 0 | Not Found | #N/A | #N/A | #N/A | Not Found | #N/A | #N/A | #N/A | 0 | 0 | 0 | 0 |  |  | No |  | No | No | No
| ASTORA_2_SOLAR1 |  | caiso | SCE | SCE | Southern California Edison | SCE | CAISO | 2016-10-18 | 2050-12-31 | 2016 | 2050 | 100 | 100% | 100 | 100 | n/a | PVgeneric_sun | Solar_Fixed | CAISO_Solar |  |  |  | CAISO_Solar_for_CAISO | 2017 | 2050 | 0 | CAISO | 100 | 1 | 100 | 1 | 1 | 2050-12-31 | 1 | ASTORA_2_SOLAR1 | FC | No | 27 | 14 | NQC List | 27 | 14 | SUN | NQC List | 27 | 14 | SUN | 27 | 14 | 27 | 14 |  |  | No |  | No | No | No
| ASTORA_2_SOLAR2 | Astoria 2 | caiso | SCE | SCE | Southern California Edison | SCE | CAISO | 2016-10-31 | 2050-12-31 | 2016 | 2050 | 75 | 100% | 75 | 75 | n/a | PVgeneric_sun | Solar_Fixed | CAISO_Solar |  |  |  | CAISO_Solar_for_CAISO | 2017 | 2050 | 0 | CAISO | 75 | 1 | 75 | 1 | 1 | 2050-12-31 | 1 | ASTORA_2_SOLAR2 | FC | No | 20.25 | 10.5 | NQC List | 20.25 | 10.5 | SUN | NQC List | 20.25 | 10.5 | SUN | 20.25 | 10.5 | 20.25 | 10.5 |  |  | No |  | No | No | No
| ATWEL2_1_SOLAR1 | Atwell West | caiso | SCE | SCE | Southern California Edison | SCE | CAISO | 2015-06-11 | 2050-12-31 | 2015 | 2050 | 20 | 100% | 20 | 20 | n/a | PVgeneric_sun | Solar_Fixed | CAISO_Solar |  |  |  | CAISO_Solar_for_CAISO | 2015 | 2050 | 0 | CAISO | 20 | 1 | 20 | 1 | 1 | 2050-12-31 | 1 | ATWEL2_1_SOLAR1 | FC | No | 5.4 | 2.8 | NQC List | 5.4 | 2.8 | SUN | NQC List | 5.4 | 2.8 | SUN | 5.4 | 2.8 | 5.4 | 2.8 |  |  | No |  | No | No | No
| ATWELL_1_SOLAR | Atwell Island PV Solar Generating Faci. | caiso | PGE_Valley | PGE_Valley | Pacific Gas and Electric Valley | PGE_Valley | CAISO | 2013-03-08 | 2050-12-31 | 2013 | 2050 | 20 | 100% | 20 | 20 | n/a | PVgeneric_sun | Solar_Fixed | CAISO_Solar |  |  |  | CAISO_Solar_for_CAISO | 2013 | 2050 | 0 | CAISO | 20 | 1 | 20 | 1 | 1 | 2050-12-31 | 1 | ATWELL_1_SOLAR | FC | No | 5.4 | 2.8 | NQC List | 5.4 | 2.8 | SUN | NQC List | 5.4 | 2.8 | SUN | 5.4 | 2.8 | 5.4 | 2.8 |  |  | No |  | No | No | No
| Avalon_Solar_II | Avalon Solar II Project ASII | teppc | TEPC | TEPC | Tucson Electric Power Company | TEPC | SW | 2016-03-01 | 2050-12-31 | 2016 | 2050 | 16 | 100% | 16 | 16 | SolarPV-NonTracking | FixedPV_sun | Solar_Fixed | SW_Solar |  |  |  | SW_Solar_for_Other | 2016 | 2050 | 0 | SW | 16 | 1 | 16 | 1 | 1 | 2050-12-31 | 1 | #N/A | #N/A | No | #N/A | #N/A | Not Found | #N/A | #N/A | #N/A | Not Found | #N/A | #N/A | #N/A | #N/A | #N/A |  |  |  |  | No |  | No | No | No
| AVENAL_6_AVPARK | Avenal Park Solar Project | caiso | PGE_Valley | PGE_Valley | Pacific Gas and Electric Valley | PGE_Valley | CAISO | 2011-08-05 | 2050-12-31 | 2011 | 2050 | 6 | 100% | 6 | 6 | n/a | PVgeneric_sun | Solar_Fixed | CAISO_Solar |  |  |  | CAISO_Solar_for_CAISO | 2012 | 2050 | 0 | CAISO | 6 | 1 | 6 | 1 | 1 | 2050-12-31 | 1 | AVENAL_6_AVPARK | ID | No | 1.62 | 0.84 | NQC List | 1.62 | 0.84 | SUN | NQC List | 0 | 0 | SUN | 0 | 0 | 1.62 | 0.84 |  |  | No |  | No | No | No
| AVENAL_6_AVSLR1 | Avenal Solar 1 | caiso | PGE_Valley | PGE_Valley | Pacific Gas and Electric Valley | PGE_Valley | CAISO | 2017-01-26 | 2050-12-31 | 2017 | 2050 | 7.9 | 100% | 7.9 | 7.9 | PHOTO VOLTAIC_SUN | PVgeneric_sun | Solar_Fixed | CAISO_Solar |  |  |  | CAISO_Solar_for_CAISO | 2017 | 2050 | 0 | CAISO | 7.9 | 1 | 7.9 | 1 | 1 | 2050-12-31 | 1 | AVENAL_6_AVSLR1 | EO | Yes | 2.133 | 1.106 | NQC List | 0 | 0 | SUN | NQC List | 0 | 0 | SUN | 0 | 0 | 0 | 0 |  |  | No |  | No | No | No
| AVENAL_6_AVSLR2 | Avenal Solar 2 | caiso | PGE_Valley | PGE_Valley | Pacific Gas and Electric Valley | PGE_Valley | CAISO | 2017-01-26 | 2050-12-31 | 2017 | 2050 | 7.9 | 100% | 7.9 | 7.9 | PHOTO VOLTAIC_SUN | PVgeneric_sun | Solar_Fixed | CAISO_Solar |  |  |  | CAISO_Solar_for_CAISO | 2017 | 2050 | 0 | CAISO | 7.9 | 1 | 7.9 | 1 | 1 | 2050-12-31 | 1 | AVENAL_6_AVSLR2 | EO | Yes | 2.133 | 1.106 | NQC List | 0 | 0 | SUN | NQC List | 0 | 0 | SUN | 0 | 0 | 0 | 0 |  |  | No |  | No | No | No
| AVENAL_6_SANDDG | Sand Drag Solar Project | caiso | PGE_Valley | PGE_Valley | Pacific Gas and Electric Valley | PGE_Valley | CAISO | 2011-08-05 | 2050-12-31 | 2011 | 2050 | 19 | 100% | 19 | 19 | n/a | PVgeneric_sun | Solar_Fixed | CAISO_Solar |  |  |  | CAISO_Solar_for_CAISO | 2012 | 2050 | 0 | CAISO | 19 | 1 | 19 | 1 | 1 | 2050-12-31 | 1 | AVENAL_6_SANDDG | ID | No | 5.13 | 2.66 | NQC List | 4.29 | 2.22 | SUN | NQC List | 0 | 0 | SUN | 0 | 0 | 4.29 | 2.22 |  |  | No |  | No | No | No
| AVENAL_6_SUNCTY | Sun City Solar Project | caiso | PGE_Valley | PGE_Valley | Pacific Gas and Electric Valley | PGE_Valley | CAISO | 2011-08-05 | 2050-12-31 | 2011 | 2050 | 20 | 100% | 20 | 20 | n/a | PVgeneric_sun | Solar_Fixed | CAISO_Solar |  |  |  | CAISO_Solar_for_CAISO | 2012 | 2050 | 0 | CAISO | 20 | 1 | 20 | 1 | 1 | 2050-12-31 | 1 | AVENAL_6_SUNCTY | ID | No | 5.4 | 2.8 | NQC List | 5.4 | 2.8 | SUN | NQC List | 0 | 0 | SUN | 0 | 0 | 5.4 | 2.8 |  |  | No |  | No | No | No
| AVS_Phase_2 | AVS Phase 2 | rps | LADWP | SCE | Southern California Edison | SCE | CAISO | 2018-11-06 | 2050-12-31 | 2018 | 2050 | 3 | 100% | 3 | 3 | Solar PV - Ground mountSolar: Tracking (1 Axis) | 1axPV_sun | Solar_1Axis | CAISO_Solar |  |  |  | CAISO_Solar_for_CAISO | 2019 | 2050 | 0 | CAISO | 3 | 1 | 3 | 1 | 1 | 2050-12-31 | 1 | AVS Phase 2 | #N/A | No | 0.81 | 0.42 | Not Found | #N/A | #N/A | #N/A | Not Found | #N/A | #N/A | #N/A | 0.81 | 0.42 | 0.81 | 0.42 |  |  | No |  | No | No | No
| AVSOLR_2_SOLAR | AV SOLAR RANCH 1 | caiso | SCE | SCE | Southern California Edison | SCE | CAISO | 2014-06-19 | 2050-12-31 | 2014 | 2050 | 241.5 | 100% | 241.5 | 241.5 | n/a | PVgeneric_sun | Solar_Fixed | CAISO_Solar |  |  |  | CAISO_Solar_for_CAISO | 2014 | 2050 | 0 | CAISO | 241.5 | 1 | 241.5 | 1 | 1 | 2050-12-31 | 1 | AVSOLR_2_SOLAR | FC | No | 65.205 | 33.81 | NQC List | 65.21 | 33.81 | SUN | NQC List | 65.21 | 33.81 | SUN | 65.21 | 33.81 | 65.21 | 33.81 |  |  | No |  | No | No | No
| B_Hydro_Aggregate | Gross Hydro Plant GEN1¦Boulder Canyon Hydro 1 & 2¦Boulder City Lakewood Hydro 1¦Boulder City Silver Lake Hydro 1¦Orodell Hydro 1¦Boulder City Betasso Hydro Plant 1 | teppc | PSCO | PSCO | Public Service Company of Colorado | PSCO | Excluded | 2013-06-01 | 2050-12-31 | 2013 | 2050 | 30.02 | 100% | 30.02 | 30.02 | Hydro | Hydro_Standard | Hydro | Excluded_Hydro |  |  |  | Excluded | 2013 | 2050 | 0 | Excluded | 30.02 | 1 | 30.02 | 1 | 1 | 2050-12-31 | 1 | #N/A | #N/A | No | 0 | 0 | Not Found | #N/A | #N/A | #N/A | Not Found | #N/A | #N/A | #N/A | 0 | 0 | 0 | 0 |  |  | No |  | No | No | No
| Baja_CA_CC3 | BajaCA3CC (Total CC Plant) | teppc | CFE | CFE | Comisión Federal de Electricidad | CFE | Excluded | 2016-07-01 | 2050-12-31 | 2016 | 2050 | 303.1 | 100% | 303.1 | 303.1 | CCWhole-NatGas-Industrial | CC_NG | CC | Excluded_CCGT |  |  |  | Excluded | 2016 | 2050 | 0 | Excluded | 303.1 | 1 | 303.1 | 1 | 1 | 2050-12-31 | 1 | #N/A | #N/A | No | 0 | 0 | Not Found | #N/A | #N/A | #N/A | Not Found | #N/A | #N/A | #N/A | 0 | 0 | 0 | 0 |  |  | No |  | No | No | No
| Baja_CA_II_GT_1_1 | Baja California II TG Fase I-1 | teppc | CFE | CFE | Comisión Federal de Electricidad | CFE | Excluded | 2013-01-12 | 2050-12-01 | 2013 | 2050 | 39.7 | 100% | 39.7 | 39.7 | CT-NatGas-Aero | CT_NG | CT | Excluded_Peaker |  |  |  | Excluded | 2013 | 2050 | 0 | Excluded | 39.7 | 1 | 39.7 | 1 | 1 | 2050-12-01 | 1 | #N/A | #N/A | No | 0 | 0 | Not Found | #N/A | #N/A | #N/A | Not Found | #N/A | #N/A | #N/A | 0 | 0 | 0 | 0 |  |  | No |  | No | No | No
| Baja_CA_II_GT_1_2 | Baja California II TG Fase I-2 | teppc | CFE | CFE | Comisión Federal de Electricidad | CFE | Excluded | 2013-01-12 | 2050-12-01 | 2013 | 2050 | 39.7 | 100% | 39.7 | 39.7 | CT-NatGas-Aero | CT_NG | CT | Excluded_Peaker |  |  |  | Excluded | 2013 | 2050 | 0 | Excluded | 39.7 | 1 | 39.7 | 1 | 1 | 2050-12-01 | 1 | #N/A | #N/A | No | 0 | 0 | Not Found | #N/A | #N/A | #N/A | Not Found | #N/A | #N/A | #N/A | 0 | 0 | 0 | 0 |  |  | No |  | No | No | No
| Baja_CA_II_GT_1_3 | Baja California II TG Fase I-3 | teppc | CFE | CFE | Comisión Federal de Electricidad | CFE | Excluded | 2013-01-13 | 2050-12-01 | 2013 | 2050 | 39.7 | 100% | 39.7 | 39.7 | CT-NatGas-Aero | CT_NG | CT | Excluded_Peaker |  |  |  | Excluded | 2013 | 2050 | 0 | Excluded | 39.7 | 1 | 39.7 | 1 | 1 | 2050-12-01 | 1 | #N/A | #N/A | No | 0 | 0 | Not Found | #N/A | #N/A | #N/A | Not Found | #N/A | #N/A | #N/A | 0 | 0 | 0 | 0 |  |  | No |  | No | No | No
| BALCHS_7_UNIT_1 | BALCH 1 PH UNIT 1 | caiso | PGE_Valley | PGE_Valley | Pacific Gas and Electric Valley | PGE_Valley | CAISO | 1927-01-01 | 2050-12-31 | 1927 | 2050 | 33 | 100% | 33 | 33 | n/a | Hydro_Standard | Hydro | CAISO_Hydro |  |  |  | CAISO_Hydro | 1927 | 2050 | 0 | CAISO | 33 | 1 | 33 | 1 | 1 | 2050-12-31 | 1 | BALCHS_7_UNIT 1 | FC | No | 27.9102 | 27.9102 | NQC List | 31 | 31 | WATER | NQC List | 31 | 31 | WATER | 31 | 31 | 31 | 31 |  |  | No |  | No | No | No
| BALCHS_7_UNIT_2 | BALCH 2 PH UNIT 2 | caiso | PGE_Valley | PGE_Valley | Pacific Gas and Electric Valley | PGE_Valley | CAISO | 1958-01-01 | 2050-12-31 | 1958 | 2050 | 52.5 | 100% | 52.5 | 52.5 | n/a | Hydro_Standard | Hydro | CAISO_Hydro |  |  |  | CAISO_Hydro | 1958 | 2050 | 0 | CAISO | 52.5 | 1 | 52.5 | 1 | 1 | 2050-12-31 | 1 | BALCHS_7_UNIT 2 | FC | No | 44.4026 | 44.4026 | NQC List | 52.5 | 52.5 | WATER | NQC List | 52.5 | 52.5 | WATER | 52.5 | 52.5 | 52.5 | 52.5 |  |  | No |  | No | No | No
| BALCHS_7_UNIT_3 | BALCH 2 PH UNIT 3 | caiso | PGE_Valley | PGE_Valley | Pacific Gas and Electric Valley | PGE_Valley | CAISO | 1958-01-01 | 2050-12-31 | 1958 | 2050 | 54.6 | 100% | 54.6 | 54.6 | n/a | Hydro_Standard | Hydro | CAISO_Hydro |  |  |  | CAISO_Hydro | 1958 | 2050 | 0 | CAISO | 54.6 | 1 | 54.6 | 1 | 1 | 2050-12-31 | 1 | BALCHS_7_UNIT 3 | FC | No | 46.1787 | 46.1787 | NQC List | 54.18 | 54.18 | WATER | NQC List | 54.6 | 54.6 | WATER | 54.6 | 54.6 | 54.18 | 54.18 |  |  | No |  | No | No | No
| BalzacCC_Total | BalzacCC (Total CC Plant) | teppc | AESO | AESO | Alberta Electric System Operator | BCHA_AESO | Excluded | 2001-10-01 | 2050-12-01 | 2001 | 2050 | 120 | 100% | 120 | 120 | CCWhole-NatGas-Aero | CC_NG | CC | Excluded_CCGT |  |  |  | Excluded | 2002 | 2050 | 0 | Excluded | 120 | 1 | 120 | 1 | 1 | 2050-12-01 | 1 | #N/A | #N/A | No | 0 | 0 | Not Found | #N/A | #N/A | #N/A | Not Found | #N/A | #N/A | #N/A | 0 | 0 | 0 | 0 |  |  | No |  | No | No | No
| BANGOR_6_HYDRO | Virginia Ranch Dam Powerplant | caiso | PGE_Valley | PGE_Valley | Pacific Gas and Electric Valley | PGE_Valley | CAISO | 2012-06-14 | 2050-12-31 | 2012 | 2050 | 1 | 100% | 1 | 1 | n/a | Hydro_Standard | Hydro | CAISO_Small_Hydro |  |  |  | CAISO_Small_Hydro_for_CAISO | 2012 | 2050 | 0 | CAISO | 1 | 1 | 1 | 1 | 1 | 2050-12-31 | 1 | BANGOR_6_HYDRO | FC | No | 0.5 | 0.5 | NQC List | 0.47 | 0.36 | WATER | NQC List | 1 | 1 | WATER | 1 | 1 | 0.47 | 0.36 |  |  | No |  | No | No | No
| BangorSubmarineBase2 | Bangor Submarine Base-IC2 | teppc | PNM | PNM | Public Service Company of New Mexico | PNM_EPE | SW | 2001-12-01 | 2030-04-15 | 2001 | 2029 | 10 | 100% | 10 | 10 | CT-OilDistillate | CT_Oil | CT | SW_Peaker |  |  |  | SW_Peaker | 2002 | 2029 | 0 | SW | 10 | 1 | 10 | 1 | 1 | 2030-04-15 | 1 | #N/A | #N/A | No | 10 | 10 | Not Found | #N/A | #N/A | #N/A | Not Found | #N/A | #N/A | #N/A | 10 | 10 | 10 | 10 |  |  | No |  | No | No | No
| Barber_Creek_1 | Barber Creek CT 1 | teppc | WACM | WACM | Western Area Power Administration, Colorado-Missouri Region | WACM | Excluded | 2002-09-01 | 2050-12-31 | 2002 | 2050 | 7.2 | 100% | 7.2 | 7.2 | CT-NatGas-Industrial | CT_NG | CT | Excluded_Peaker |  |  |  | Excluded | 2003 | 2050 | 0 | Excluded | 7.2 | 1 | 7.2 | 1 | 1 | 2050-12-31 | 1 | #N/A | #N/A | No | 0 | 0 | Not Found | #N/A | #N/A | #N/A | Not Found | #N/A | #N/A | #N/A | 0 | 0 | 0 | 0 |  |  | No |  | No | No | No
| Barber_Creek_2 | Barber Creek CT 2 | teppc | WACM | WACM | Western Area Power Administration, Colorado-Missouri Region | WACM | Excluded | 2002-09-01 | 2050-12-31 | 2002 | 2050 | 7.2 | 100% | 7.2 | 7.2 | CT-NatGas-Industrial | CT_NG | CT | Excluded_Peaker |  |  |  | Excluded | 2003 | 2050 | 0 | Excluded | 7.2 | 1 | 7.2 | 1 | 1 | 2050-12-31 | 1 | #N/A | #N/A | No | 0 | 0 | Not Found | #N/A | #N/A | #N/A | Not Found | #N/A | #N/A | #N/A | 0 | 0 | 0 | 0 |  |  | No |  | No | No | No
| Barber_Creek_3 | Barber Creek CT 3 | teppc | WACM | WACM | Western Area Power Administration, Colorado-Missouri Region | WACM | Excluded | 2002-09-01 | 2050-12-31 | 2002 | 2050 | 7.2 | 100% | 7.2 | 7.2 | CT-NatGas-Industrial | CT_NG | CT | Excluded_Peaker |  |  |  | Excluded | 2003 | 2050 | 0 | Excluded | 7.2 | 1 | 7.2 | 1 | 1 | 2050-12-31 | 1 | #N/A | #N/A | No | 0 | 0 | Not Found | #N/A | #N/A | #N/A | Not Found | #N/A | #N/A | #N/A | 0 | 0 | 0 | 0 |  |  | No |  | No | No | No
| BarberDamGEN1 | Barber Dam-GEN1 | teppc | IPFE | IPFE | Idaho Far East | IPCO | NW | 1990-08-01 | 2050-12-31 | 1990 | 2050 | 4.1 | 100% | 4.1 | 4.1 | Hydro | Hydro_Standard | Hydro | NW_Hydro |  |  |  | NW_Hydro | 1990 | 2050 | 0 | NW | 4.1 | 1 | 4.1 | 1 | 1 | 2050-12-31 | 1 | #N/A | #N/A | No | #N/A | #N/A | Not Found | #N/A | #N/A | #N/A | Not Found | #N/A | #N/A | #N/A | #N/A | #N/A |  |  |  |  | No |  | No | No | No
| Barr_Creek_1 | Barr Creek-1_Barr Creek-1_IPP-BAC | teppc | BCHA | BCHA | British Columbia Transmission Company | BCHA_AESO | Excluded | 2012-02-02 | 2052-02-01 | 2012 | 2051 | 2 | 100% | 2 | 2 | Hydro | Hydro_Standard | Hydro | Excluded_Hydro |  |  |  | Excluded | 2012 | 2051 | 0 | Excluded | 2 | 1 | 2 | 1 | 1 | 2050-12-31 | 1 | #N/A | #N/A | No | 0 | 0 | Not Found | #N/A | #N/A | #N/A | Not Found | #N/A | #N/A | #N/A | 0 | 0 | 0 | 0 |  |  | No |  | No | No | No
| Barr_Creek_2 | Barr Creek-2_Barr Creek-2_IPP-BAC | teppc | BCHA | BCHA | British Columbia Transmission Company | BCHA_AESO | Excluded | 2012-02-02 | 2052-02-01 | 2012 | 2051 | 2 | 100% | 2 | 2 | Hydro | Hydro_Standard | Hydro | Excluded_Hydro |  |  |  | Excluded | 2012 | 2051 | 0 | Excluded | 2 | 1 | 2 | 1 | 1 | 2050-12-31 | 1 | #N/A | #N/A | No | 0 | 0 | Not Found | #N/A | #N/A | #N/A | Not Found | #N/A | #N/A | #N/A | 0 | 0 | 0 | 0 |  |  | No |  | No | No | No
| BARRE_2_QF | BARRE QFS | caiso | SCE | SCE | Southern California Edison | SCE | CAISO | 1994-01-01 | 2050-12-31 | 1994 | 2050 | 0.2 | 100% | 0.2 | 0.2 | n/a | Cogen_NG | Cogen | CAISO_Small_Hydro |  |  |  | CAISO_Small_Hydro_for_CAISO | 1994 | 2050 | 0 | CAISO | 0.2 | 1 | 0.2 | 1 | 1 | 2050-12-31 | 1 | BARRE_2_QF | FC | No | 0.1 | 0.1 | NQC List | 0 | 0 | OTHER | NQC List | 0 | 0 | OTHER | 0 | 0 | 0 | 0 |  |  | No |  | No | No | No
| BARRE_6_PEAKER | Barre Peaker | caiso | SCE | SCE | Southern California Edison | SCE | CAISO | 2007-09-20 | 2050-12-31 | 2007 | 2050 | 47 | 100% | 47 | 47 | CT-NatGas-Aero | CT_NG | CT | CAISO_Peaker1 |  |  |  | CAISO_Peaker1 | 2008 | 2050 | 0 | CAISO | 47 | 1 | 47 | 1 | 1 | 2050-12-31 | 1 | BARRE_6_PEAKER | FC | No | 43.4156 | 43.4156 | NQC List | 47 | 47 | NATURAL GAS | NQC List | 47 | 47 | NATURAL GAS | 47 | 47 | 47 | 47 |  |  | No |  | No | No | No
| Barrier | Barrier-1 | teppc | AESO | AESO | Alberta Electric System Operator | BCHA_AESO | Excluded | 1954-01-01 | 2050-12-01 | 1954 | 2050 | 11.2 | 100% | 11.2 | 11.2 | Hydro | Hydro_Standard | Hydro | Excluded_Hydro |  |  |  | Excluded | 1954 | 2050 | 0 | Excluded | 11.2 | 1 | 11.2 | 1 | 1 | 2050-12-01 | 1 | #N/A | #N/A | No | 0 | 0 | Not Found | #N/A | #N/A | #N/A | Not Found | #N/A | #N/A | #N/A | 0 | 0 | 0 | 0 |  |  | No |  | No | No | No
| Base_battery_PGE_Bay_dur_2_unit_1 | Base_battery_PGE_Bay_dur_2 | cpuc_storage_data_request | PGE_Bay | PGE_Bay | Pacific Gas and Electric Bay | PGE_Bay | CAISO | 2017-12-31 | 2050-12-31 | 2018 | 2050 | 0 | 0% |  |  | Battery Storage | Battery_ | Battery Storage | CAISO_Li_Battery |  |  |  | CAISO_Li_Battery | 2018 | 2050 | 0 | CAISO | 0 | 1 | 0 | 1 | 1 | 2050-12-31 | 1 | Base_battery_PGE_Bay_dur_2_unit_1 | #N/A | No | 0 | 0 | Not Found | #N/A | #N/A | #N/A | Not Found | #N/A | #N/A | #N/A | 0 | 0 | 0 | 0 |  |  | No |  | No | No | No
| Base_battery_PGE_Bay_dur_2_unit_10 | Base_battery_PGE_Bay_dur_2 | cpuc_storage_data_request | PGE_Bay | PGE_Bay | Pacific Gas and Electric Bay | PGE_Bay | CAISO | 2017-12-31 | 2050-12-31 | 2018 | 2050 | 0 | 0% |  |  | Battery Storage | Battery_ | Battery Storage | CAISO_Li_Battery |  |  |  | CAISO_Li_Battery | 2018 | 2050 | 0 | CAISO | 0 | 1 | 0 | 1 | 1 | 2050-12-31 | 1 | Base_battery_PGE_Bay_dur_2_unit_10 | #N/A | No | 0 | 0 | Not Found | #N/A | #N/A | #N/A | Not Found | #N/A | #N/A | #N/A | 0 | 0 | 0 | 0 |  |  | No |  | No | No | No
| Base_battery_PGE_Bay_dur_2_unit_2 | Base_battery_PGE_Bay_dur_2 | cpuc_storage_data_request | PGE_Bay | PGE_Bay | Pacific Gas and Electric Bay | PGE_Bay | CAISO | 2017-12-31 | 2050-12-31 | 2018 | 2050 | 0 | 0% |  |  | Battery Storage | Battery_ | Battery Storage | CAISO_Li_Battery |  |  |  | CAISO_Li_Battery | 2018 | 2050 | 0 | CAISO | 0 | 1 | 0 | 1 | 1 | 2050-12-31 | 1 | Base_battery_PGE_Bay_dur_2_unit_2 | #N/A | No | 0 | 0 | Not Found | #N/A | #N/A | #N/A | Not Found | #N/A | #N/A | #N/A | 0 | 0 | 0 | 0 |  |  | No |  | No | No | No
| Base_battery_PGE_Bay_dur_2_unit_3 | Base_battery_PGE_Bay_dur_2 | cpuc_storage_data_request | PGE_Bay | PGE_Bay | Pacific Gas and Electric Bay | PGE_Bay | CAISO | 2017-12-31 | 2050-12-31 | 2018 | 2050 | 0 | 0% |  |  | Battery Storage | Battery_ | Battery Storage | CAISO_Li_Battery |  |  |  | CAISO_Li_Battery | 2018 | 2050 | 0 | CAISO | 0 | 1 | 0 | 1 | 1 | 2050-12-31 | 1 | Base_battery_PGE_Bay_dur_2_unit_3 | #N/A | No | 0 | 0 | Not Found | #N/A | #N/A | #N/A | Not Found | #N/A | #N/A | #N/A | 0 | 0 | 0 | 0 |  |  | No |  | No | No | No
| Base_battery_PGE_Bay_dur_2_unit_4 | Base_battery_PGE_Bay_dur_2 | cpuc_storage_data_request | PGE_Bay | PGE_Bay | Pacific Gas and Electric Bay | PGE_Bay | CAISO | 2017-12-31 | 2050-12-31 | 2018 | 2050 | 0 | 0% |  |  | Battery Storage | Battery_ | Battery Storage | CAISO_Li_Battery |  |  |  | CAISO_Li_Battery | 2018 | 2050 | 0 | CAISO | 0 | 1 | 0 | 1 | 1 | 2050-12-31 | 1 | Base_battery_PGE_Bay_dur_2_unit_4 | #N/A | No | 0 | 0 | Not Found | #N/A | #N/A | #N/A | Not Found | #N/A | #N/A | #N/A | 0 | 0 | 0 | 0 |  |  | No |  | No | No | No
| Base_battery_PGE_Bay_dur_2_unit_5 | Base_battery_PGE_Bay_dur_2 | cpuc_storage_data_request | PGE_Bay | PGE_Bay | Pacific Gas and Electric Bay | PGE_Bay | CAISO | 2017-12-31 | 2050-12-31 | 2018 | 2050 | 0 | 0% |  |  | Battery Storage | Battery_ | Battery Storage | CAISO_Li_Battery |  |  |  | CAISO_Li_Battery | 2018 | 2050 | 0 | CAISO | 0 | 1 | 0 | 1 | 1 | 2050-12-31 | 1 | Base_battery_PGE_Bay_dur_2_unit_5 | #N/A | No | 0 | 0 | Not Found | #N/A | #N/A | #N/A | Not Found | #N/A | #N/A | #N/A | 0 | 0 | 0 | 0 |  |  | No |  | No | No | No
| Base_battery_PGE_Bay_dur_2_unit_6 | Base_battery_PGE_Bay_dur_2 | cpuc_storage_data_request | PGE_Bay | PGE_Bay | Pacific Gas and Electric Bay | PGE_Bay | CAISO | 2017-12-31 | 2050-12-31 | 2018 | 2050 | 0 | 0% |  |  | Battery Storage | Battery_ | Battery Storage | CAISO_Li_Battery |  |  |  | CAISO_Li_Battery | 2018 | 2050 | 0 | CAISO | 0 | 1 | 0 | 1 | 1 | 2050-12-31 | 1 | Base_battery_PGE_Bay_dur_2_unit_6 | #N/A | No | 0 | 0 | Not Found | #N/A | #N/A | #N/A | Not Found | #N/A | #N/A | #N/A | 0 | 0 | 0 | 0 |  |  | No |  | No | No | No
| Base_battery_PGE_Bay_dur_2_unit_7 | Base_battery_PGE_Bay_dur_2 | cpuc_storage_data_request | PGE_Bay | PGE_Bay | Pacific Gas and Electric Bay | PGE_Bay | CAISO | 2017-12-31 | 2050-12-31 | 2018 | 2050 | 0 | 0% |  |  | Battery Storage | Battery_ | Battery Storage | CAISO_Li_Battery |  |  |  | CAISO_Li_Battery | 2018 | 2050 | 0 | CAISO | 0 | 1 | 0 | 1 | 1 | 2050-12-31 | 1 | Base_battery_PGE_Bay_dur_2_unit_7 | #N/A | No | 0 | 0 | Not Found | #N/A | #N/A | #N/A | Not Found | #N/A | #N/A | #N/A | 0 | 0 | 0 | 0 |  |  | No |  | No | No | No
| Base_battery_PGE_Bay_dur_2_unit_8 | Base_battery_PGE_Bay_dur_2 | cpuc_storage_data_request | PGE_Bay | PGE_Bay | Pacific Gas and Electric Bay | PGE_Bay | CAISO | 2017-12-31 | 2050-12-31 | 2018 | 2050 | 0 | 0% |  |  | Battery Storage | Battery_ | Battery Storage | CAISO_Li_Battery |  |  |  | CAISO_Li_Battery | 2018 | 2050 | 0 | CAISO | 0 | 1 | 0 | 1 | 1 | 2050-12-31 | 1 | Base_battery_PGE_Bay_dur_2_unit_8 | #N/A | No | 0 | 0 | Not Found | #N/A | #N/A | #N/A | Not Found | #N/A | #N/A | #N/A | 0 | 0 | 0 | 0 |  |  | No |  | No | No | No
| Base_battery_PGE_Bay_dur_2_unit_9 | Base_battery_PGE_Bay_dur_2 | cpuc_storage_data_request | PGE_Bay | PGE_Bay | Pacific Gas and Electric Bay | PGE_Bay | CAISO | 2017-12-31 | 2050-12-31 | 2018 | 2050 | 0 | 0% |  |  | Battery Storage | Battery_ | Battery Storage | CAISO_Li_Battery |  |  |  | CAISO_Li_Battery | 2018 | 2050 | 0 | CAISO | 0 | 1 | 0 | 1 | 1 | 2050-12-31 | 1 | Base_battery_PGE_Bay_dur_2_unit_9 | #N/A | No | 0 | 0 | Not Found | #N/A | #N/A | #N/A | Not Found | #N/A | #N/A | #N/A | 0 | 0 | 0 | 0 |  |  | No |  | No | No | No
| Base_battery_PGE_Bay_dur_4_unit_1 | Base_battery_PGE_Bay_dur_4 | cpuc_storage_data_request | PGE_Bay | PGE_Bay | Pacific Gas and Electric Bay | PGE_Bay | CAISO | 2017-12-31 | 2050-12-31 | 2018 | 2050 | 0 | 0% |  |  | Battery Storage | Battery_ | Battery Storage | CAISO_Li_Battery |  |  |  | CAISO_Li_Battery | 2018 | 2050 | 0 | CAISO | 0 | 1 | 0 | 1 | 1 | 2050-12-31 | 1 | Base_battery_PGE_Bay_dur_4_unit_1 | #N/A | No | 0 | 0 | Not Found | #N/A | #N/A | #N/A | Not Found | #N/A | #N/A | #N/A | 0 | 0 | 0 | 0 |  |  | No |  | No | No | No
| Base_battery_PGE_Bay_dur_4_unit_10 | Base_battery_PGE_Bay_dur_4 | cpuc_storage_data_request | PGE_Bay | PGE_Bay | Pacific Gas and Electric Bay | PGE_Bay | CAISO | 2017-12-31 | 2050-12-31 | 2018 | 2050 | 0 | 0% |  |  | Battery Storage | Battery_ | Battery Storage | CAISO_Li_Battery |  |  |  | CAISO_Li_Battery | 2018 | 2050 | 0 | CAISO | 0 | 1 | 0 | 1 | 1 | 2050-12-31 | 1 | Base_battery_PGE_Bay_dur_4_unit_10 | #N/A | No | 0 | 0 | Not Found | #N/A | #N/A | #N/A | Not Found | #N/A | #N/A | #N/A | 0 | 0 | 0 | 0 |  |  | No |  | No | No | No
| Base_battery_PGE_Bay_dur_4_unit_2 | Base_battery_PGE_Bay_dur_4 | cpuc_storage_data_request | PGE_Bay | PGE_Bay | Pacific Gas and Electric Bay | PGE_Bay | CAISO | 2017-12-31 | 2050-12-31 | 2018 | 2050 | 0 | 0% |  |  | Battery Storage | Battery_ | Battery Storage | CAISO_Li_Battery |  |  |  | CAISO_Li_Battery | 2018 | 2050 | 0 | CAISO | 0 | 1 | 0 | 1 | 1 | 2050-12-31 | 1 | Base_battery_PGE_Bay_dur_4_unit_2 | #N/A | No | 0 | 0 | Not Found | #N/A | #N/A | #N/A | Not Found | #N/A | #N/A | #N/A | 0 | 0 | 0 | 0 |  |  | No |  | No | No | No
| Base_battery_PGE_Bay_dur_4_unit_3 | Base_battery_PGE_Bay_dur_4 | cpuc_storage_data_request | PGE_Bay | PGE_Bay | Pacific Gas and Electric Bay | PGE_Bay | CAISO | 2017-12-31 | 2050-12-31 | 2018 | 2050 | 0 | 0% |  |  | Battery Storage | Battery_ | Battery Storage | CAISO_Li_Battery |  |  |  | CAISO_Li_Battery | 2018 | 2050 | 0 | CAISO | 0 | 1 | 0 | 1 | 1 | 2050-12-31 | 1 | Base_battery_PGE_Bay_dur_4_unit_3 | #N/A | No | 0 | 0 | Not Found | #N/A | #N/A | #N/A | Not Found | #N/A | #N/A | #N/A | 0 | 0 | 0 | 0 |  |  | No |  | No | No | No
| Base_battery_PGE_Bay_dur_4_unit_4 | Base_battery_PGE_Bay_dur_4 | cpuc_storage_data_request | PGE_Bay | PGE_Bay | Pacific Gas and Electric Bay | PGE_Bay | CAISO | 2017-12-31 | 2050-12-31 | 2018 | 2050 | 0 | 0% |  |  | Battery Storage | Battery_ | Battery Storage | CAISO_Li_Battery |  |  |  | CAISO_Li_Battery | 2018 | 2050 | 0 | CAISO | 0 | 1 | 0 | 1 | 1 | 2050-12-31 | 1 | Base_battery_PGE_Bay_dur_4_unit_4 | #N/A | No | 0 | 0 | Not Found | #N/A | #N/A | #N/A | Not Found | #N/A | #N/A | #N/A | 0 | 0 | 0 | 0 |  |  | No |  | No | No | No
| Base_battery_PGE_Bay_dur_4_unit_5 | Base_battery_PGE_Bay_dur_4 | cpuc_storage_data_request | PGE_Bay | PGE_Bay | Pacific Gas and Electric Bay | PGE_Bay | CAISO | 2017-12-31 | 2050-12-31 | 2018 | 2050 | 0 | 0% |  |  | Battery Storage | Battery_ | Battery Storage | CAISO_Li_Battery |  |  |  | CAISO_Li_Battery | 2018 | 2050 | 0 | CAISO | 0 | 1 | 0 | 1 | 1 | 2050-12-31 | 1 | Base_battery_PGE_Bay_dur_4_unit_5 | #N/A | No | 0 | 0 | Not Found | #N/A | #N/A | #N/A | Not Found | #N/A | #N/A | #N/A | 0 | 0 | 0 | 0 |  |  | No |  | No | No | No
| Base_battery_PGE_Bay_dur_4_unit_6 | Base_battery_PGE_Bay_dur_4 | cpuc_storage_data_request | PGE_Bay | PGE_Bay | Pacific Gas and Electric Bay | PGE_Bay | CAISO | 2017-12-31 | 2050-12-31 | 2018 | 2050 | 0 | 0% |  |  | Battery Storage | Battery_ | Battery Storage | CAISO_Li_Battery |  |  |  | CAISO_Li_Battery | 2018 | 2050 | 0 | CAISO | 0 | 1 | 0 | 1 | 1 | 2050-12-31 | 1 | Base_battery_PGE_Bay_dur_4_unit_6 | #N/A | No | 0 | 0 | Not Found | #N/A | #N/A | #N/A | Not Found | #N/A | #N/A | #N/A | 0 | 0 | 0 | 0 |  |  | No |  | No | No | No
| Base_battery_PGE_Bay_dur_4_unit_7 | Base_battery_PGE_Bay_dur_4 | cpuc_storage_data_request | PGE_Bay | PGE_Bay | Pacific Gas and Electric Bay | PGE_Bay | CAISO | 2017-12-31 | 2050-12-31 | 2018 | 2050 | 0 | 0% |  |  | Battery Storage | Battery_ | Battery Storage | CAISO_Li_Battery |  |  |  | CAISO_Li_Battery | 2018 | 2050 | 0 | CAISO | 0 | 1 | 0 | 1 | 1 | 2050-12-31 | 1 | Base_battery_PGE_Bay_dur_4_unit_7 | #N/A | No | 0 | 0 | Not Found | #N/A | #N/A | #N/A | Not Found | #N/A | #N/A | #N/A | 0 | 0 | 0 | 0 |  |  | No |  | No | No | No
| Base_battery_PGE_Bay_dur_4_unit_8 | Base_battery_PGE_Bay_dur_4 | cpuc_storage_data_request | PGE_Bay | PGE_Bay | Pacific Gas and Electric Bay | PGE_Bay | CAISO | 2017-12-31 | 2050-12-31 | 2018 | 2050 | 0 | 0% |  |  | Battery Storage | Battery_ | Battery Storage | CAISO_Li_Battery |  |  |  | CAISO_Li_Battery | 2018 | 2050 | 0 | CAISO | 0 | 1 | 0 | 1 | 1 | 2050-12-31 | 1 | Base_battery_PGE_Bay_dur_4_unit_8 | #N/A | No | 0 | 0 | Not Found | #N/A | #N/A | #N/A | Not Found | #N/A | #N/A | #N/A | 0 | 0 | 0 | 0 |  |  | No |  | No | No | No
| Base_battery_PGE_Bay_dur_4_unit_9 | Base_battery_PGE_Bay_dur_4 | cpuc_storage_data_request | PGE_Bay | PGE_Bay | Pacific Gas and Electric Bay | PGE_Bay | CAISO | 2017-12-31 | 2050-12-31 | 2018 | 2050 | 0 | 0% |  |  | Battery Storage | Battery_ | Battery Storage | CAISO_Li_Battery |  |  |  | CAISO_Li_Battery | 2018 | 2050 | 0 | CAISO | 0 | 1 | 0 | 1 | 1 | 2050-12-31 | 1 | Base_battery_PGE_Bay_dur_4_unit_9 | #N/A | No | 0 | 0 | Not Found | #N/A | #N/A | #N/A | Not Found | #N/A | #N/A | #N/A | 0 | 0 | 0 | 0 |  |  | No |  | No | No | No
| Base_battery_PGE_Valley_dur_2_unit_1 | Base_battery_PGE_Valley_dur_2 | cpuc_storage_data_request | PGE_Valley | PGE_Valley | Pacific Gas and Electric Valley | PGE_Valley | CAISO | 2017-12-31 | 2050-12-31 | 2018 | 2050 | 0 | 0% |  |  | Battery Storage | Battery_ | Battery Storage | CAISO_Li_Battery |  |  |  | CAISO_Li_Battery | 2018 | 2050 | 0 | CAISO | 0 | 1 | 0 | 1 | 1 | 2050-12-31 | 1 | Base_battery_PGE_Valley_dur_2_unit_1 | #N/A | No | 0 | 0 | Not Found | #N/A | #N/A | #N/A | Not Found | #N/A | #N/A | #N/A | 0 | 0 | 0 | 0 |  |  | No |  | No | No | No
| Base_battery_PGE_Valley_dur_2_unit_10 | Base_battery_PGE_Valley_dur_2 | cpuc_storage_data_request | PGE_Valley | PGE_Valley | Pacific Gas and Electric Valley | PGE_Valley | CAISO | 2017-12-31 | 2050-12-31 | 2018 | 2050 | 0 | 0% |  |  | Battery Storage | Battery_ | Battery Storage | CAISO_Li_Battery |  |  |  | CAISO_Li_Battery | 2018 | 2050 | 0 | CAISO | 0 | 1 | 0 | 1 | 1 | 2050-12-31 | 1 | Base_battery_PGE_Valley_dur_2_unit_10 | #N/A | No | 0 | 0 | Not Found | #N/A | #N/A | #N/A | Not Found | #N/A | #N/A | #N/A | 0 | 0 | 0 | 0 |  |  | No |  | No | No | No
| Base_battery_PGE_Valley_dur_2_unit_2 | Base_battery_PGE_Valley_dur_2 | cpuc_storage_data_request | PGE_Valley | PGE_Valley | Pacific Gas and Electric Valley | PGE_Valley | CAISO | 2017-12-31 | 2050-12-31 | 2018 | 2050 | 0 | 0% |  |  | Battery Storage | Battery_ | Battery Storage | CAISO_Li_Battery |  |  |  | CAISO_Li_Battery | 2018 | 2050 | 0 | CAISO | 0 | 1 | 0 | 1 | 1 | 2050-12-31 | 1 | Base_battery_PGE_Valley_dur_2_unit_2 | #N/A | No | 0 | 0 | Not Found | #N/A | #N/A | #N/A | Not Found | #N/A | #N/A | #N/A | 0 | 0 | 0 | 0 |  |  | No |  | No | No | No
| Base_battery_PGE_Valley_dur_2_unit_3 | Base_battery_PGE_Valley_dur_2 | cpuc_storage_data_request | PGE_Valley | PGE_Valley | Pacific Gas and Electric Valley | PGE_Valley | CAISO | 2017-12-31 | 2050-12-31 | 2018 | 2050 | 0 | 0% |  |  | Battery Storage | Battery_ | Battery Storage | CAISO_Li_Battery |  |  |  | CAISO_Li_Battery | 2018 | 2050 | 0 | CAISO | 0 | 1 | 0 | 1 | 1 | 2050-12-31 | 1 | Base_battery_PGE_Valley_dur_2_unit_3 | #N/A | No | 0 | 0 | Not Found | #N/A | #N/A | #N/A | Not Found | #N/A | #N/A | #N/A | 0 | 0 | 0 | 0 |  |  | No |  | No | No | No
| Base_battery_PGE_Valley_dur_2_unit_4 | Base_battery_PGE_Valley_dur_2 | cpuc_storage_data_request | PGE_Valley | PGE_Valley | Pacific Gas and Electric Valley | PGE_Valley | CAISO | 2017-12-31 | 2050-12-31 | 2018 | 2050 | 0 | 0% |  |  | Battery Storage | Battery_ | Battery Storage | CAISO_Li_Battery |  |  |  | CAISO_Li_Battery | 2018 | 2050 | 0 | CAISO | 0 | 1 | 0 | 1 | 1 | 2050-12-31 | 1 | Base_battery_PGE_Valley_dur_2_unit_4 | #N/A | No | 0 | 0 | Not Found | #N/A | #N/A | #N/A | Not Found | #N/A | #N/A | #N/A | 0 | 0 | 0 | 0 |  |  | No |  | No | No | No
| Base_battery_PGE_Valley_dur_2_unit_5 | Base_battery_PGE_Valley_dur_2 | cpuc_storage_data_request | PGE_Valley | PGE_Valley | Pacific Gas and Electric Valley | PGE_Valley | CAISO | 2017-12-31 | 2050-12-31 | 2018 | 2050 | 0 | 0% |  |  | Battery Storage | Battery_ | Battery Storage | CAISO_Li_Battery |  |  |  | CAISO_Li_Battery | 2018 | 2050 | 0 | CAISO | 0 | 1 | 0 | 1 | 1 | 2050-12-31 | 1 | Base_battery_PGE_Valley_dur_2_unit_5 | #N/A | No | 0 | 0 | Not Found | #N/A | #N/A | #N/A | Not Found | #N/A | #N/A | #N/A | 0 | 0 | 0 | 0 |  |  | No |  | No | No | No
| Base_battery_PGE_Valley_dur_2_unit_6 | Base_battery_PGE_Valley_dur_2 | cpuc_storage_data_request | PGE_Valley | PGE_Valley | Pacific Gas and Electric Valley | PGE_Valley | CAISO | 2017-12-31 | 2050-12-31 | 2018 | 2050 | 0 | 0% |  |  | Battery Storage | Battery_ | Battery Storage | CAISO_Li_Battery |  |  |  | CAISO_Li_Battery | 2018 | 2050 | 0 | CAISO | 0 | 1 | 0 | 1 | 1 | 2050-12-31 | 1 | Base_battery_PGE_Valley_dur_2_unit_6 | #N/A | No | 0 | 0 | Not Found | #N/A | #N/A | #N/A | Not Found | #N/A | #N/A | #N/A | 0 | 0 | 0 | 0 |  |  | No |  | No | No | No
| Base_battery_PGE_Valley_dur_2_unit_7 | Base_battery_PGE_Valley_dur_2 | cpuc_storage_data_request | PGE_Valley | PGE_Valley | Pacific Gas and Electric Valley | PGE_Valley | CAISO | 2017-12-31 | 2050-12-31 | 2018 | 2050 | 0 | 0% |  |  | Battery Storage | Battery_ | Battery Storage | CAISO_Li_Battery |  |  |  | CAISO_Li_Battery | 2018 | 2050 | 0 | CAISO | 0 | 1 | 0 | 1 | 1 | 2050-12-31 | 1 | Base_battery_PGE_Valley_dur_2_unit_7 | #N/A | No | 0 | 0 | Not Found | #N/A | #N/A | #N/A | Not Found | #N/A | #N/A | #N/A | 0 | 0 | 0 | 0 |  |  | No |  | No | No | No
| Base_battery_PGE_Valley_dur_2_unit_8 | Base_battery_PGE_Valley_dur_2 | cpuc_storage_data_request | PGE_Valley | PGE_Valley | Pacific Gas and Electric Valley | PGE_Valley | CAISO | 2017-12-31 | 2050-12-31 | 2018 | 2050 | 0 | 0% |  |  | Battery Storage | Battery_ | Battery Storage | CAISO_Li_Battery |  |  |  | CAISO_Li_Battery | 2018 | 2050 | 0 | CAISO | 0 | 1 | 0 | 1 | 1 | 2050-12-31 | 1 | Base_battery_PGE_Valley_dur_2_unit_8 | #N/A | No | 0 | 0 | Not Found | #N/A | #N/A | #N/A | Not Found | #N/A | #N/A | #N/A | 0 | 0 | 0 | 0 |  |  | No |  | No | No | No
| Base_battery_PGE_Valley_dur_2_unit_9 | Base_battery_PGE_Valley_dur_2 | cpuc_storage_data_request | PGE_Valley | PGE_Valley | Pacific Gas and Electric Valley | PGE_Valley | CAISO | 2017-12-31 | 2050-12-31 | 2018 | 2050 | 0 | 0% |  |  | Battery Storage | Battery_ | Battery Storage | CAISO_Li_Battery |  |  |  | CAISO_Li_Battery | 2018 | 2050 | 0 | CAISO | 0 | 1 | 0 | 1 | 1 | 2050-12-31 | 1 | Base_battery_PGE_Valley_dur_2_unit_9 | #N/A | No | 0 | 0 | Not Found | #N/A | #N/A | #N/A | Not Found | #N/A | #N/A | #N/A | 0 | 0 | 0 | 0 |  |  | No |  | No | No | No
| Base_battery_PGE_Valley_dur_4_unit_1 | Base_battery_PGE_Valley_dur_4 | cpuc_storage_data_request | PGE_Valley | PGE_Valley | Pacific Gas and Electric Valley | PGE_Valley | CAISO | 2017-12-31 | 2050-12-31 | 2018 | 2050 | 0 | 0% |  |  | Battery Storage | Battery_ | Battery Storage | CAISO_Li_Battery |  |  |  | CAISO_Li_Battery | 2018 | 2050 | 0 | CAISO | 0 | 1 | 0 | 1 | 1 | 2050-12-31 | 1 | Base_battery_PGE_Valley_dur_4_unit_1 | #N/A | No | 0 | 0 | Not Found | #N/A | #N/A | #N/A | Not Found | #N/A | #N/A | #N/A | 0 | 0 | 0 | 0 |  |  | No |  | No | No | No
| Base_battery_PGE_Valley_dur_4_unit_10 | Base_battery_PGE_Valley_dur_4 | cpuc_storage_data_request | PGE_Valley | PGE_Valley | Pacific Gas and Electric Valley | PGE_Valley | CAISO | 2017-12-31 | 2050-12-31 | 2018 | 2050 | 0 | 0% |  |  | Battery Storage | Battery_ | Battery Storage | CAISO_Li_Battery |  |  |  | CAISO_Li_Battery | 2018 | 2050 | 0 | CAISO | 0 | 1 | 0 | 1 | 1 | 2050-12-31 | 1 | Base_battery_PGE_Valley_dur_4_unit_10 | #N/A | No | 0 | 0 | Not Found | #N/A | #N/A | #N/A | Not Found | #N/A | #N/A | #N/A | 0 | 0 | 0 | 0 |  |  | No |  | No | No | No
| Base_battery_PGE_Valley_dur_4_unit_2 | Base_battery_PGE_Valley_dur_4 | cpuc_storage_data_request | PGE_Valley | PGE_Valley | Pacific Gas and Electric Valley | PGE_Valley | CAISO | 2017-12-31 | 2050-12-31 | 2018 | 2050 | 0 | 0% |  |  | Battery Storage | Battery_ | Battery Storage | CAISO_Li_Battery |  |  |  | CAISO_Li_Battery | 2018 | 2050 | 0 | CAISO | 0 | 1 | 0 | 1 | 1 | 2050-12-31 | 1 | Base_battery_PGE_Valley_dur_4_unit_2 | #N/A | No | 0 | 0 | Not Found | #N/A | #N/A | #N/A | Not Found | #N/A | #N/A | #N/A | 0 | 0 | 0 | 0 |  |  | No |  | No | No | No
| Base_battery_PGE_Valley_dur_4_unit_3 | Base_battery_PGE_Valley_dur_4 | cpuc_storage_data_request | PGE_Valley | PGE_Valley | Pacific Gas and Electric Valley | PGE_Valley | CAISO | 2017-12-31 | 2050-12-31 | 2018 | 2050 | 0 | 0% |  |  | Battery Storage | Battery_ | Battery Storage | CAISO_Li_Battery |  |  |  | CAISO_Li_Battery | 2018 | 2050 | 0 | CAISO | 0 | 1 | 0 | 1 | 1 | 2050-12-31 | 1 | Base_battery_PGE_Valley_dur_4_unit_3 | #N/A | No | 0 | 0 | Not Found | #N/A | #N/A | #N/A | Not Found | #N/A | #N/A | #N/A | 0 | 0 | 0 | 0 |  |  | No |  | No | No | No
| Base_battery_PGE_Valley_dur_4_unit_4 | Base_battery_PGE_Valley_dur_4 | cpuc_storage_data_request | PGE_Valley | PGE_Valley | Pacific Gas and Electric Valley | PGE_Valley | CAISO | 2017-12-31 | 2050-12-31 | 2018 | 2050 | 0 | 0% |  |  | Battery Storage | Battery_ | Battery Storage | CAISO_Li_Battery |  |  |  | CAISO_Li_Battery | 2018 | 2050 | 0 | CAISO | 0 | 1 | 0 | 1 | 1 | 2050-12-31 | 1 | Base_battery_PGE_Valley_dur_4_unit_4 | #N/A | No | 0 | 0 | Not Found | #N/A | #N/A | #N/A | Not Found | #N/A | #N/A | #N/A | 0 | 0 | 0 | 0 |  |  | No |  | No | No | No
| Base_battery_PGE_Valley_dur_4_unit_5 | Base_battery_PGE_Valley_dur_4 | cpuc_storage_data_request | PGE_Valley | PGE_Valley | Pacific Gas and Electric Valley | PGE_Valley | CAISO | 2017-12-31 | 2050-12-31 | 2018 | 2050 | 0 | 0% |  |  | Battery Storage | Battery_ | Battery Storage | CAISO_Li_Battery |  |  |  | CAISO_Li_Battery | 2018 | 2050 | 0 | CAISO | 0 | 1 | 0 | 1 | 1 | 2050-12-31 | 1 | Base_battery_PGE_Valley_dur_4_unit_5 | #N/A | No | 0 | 0 | Not Found | #N/A | #N/A | #N/A | Not Found | #N/A | #N/A | #N/A | 0 | 0 | 0 | 0 |  |  | No |  | No | No | No
| Base_battery_PGE_Valley_dur_4_unit_6 | Base_battery_PGE_Valley_dur_4 | cpuc_storage_data_request | PGE_Valley | PGE_Valley | Pacific Gas and Electric Valley | PGE_Valley | CAISO | 2017-12-31 | 2050-12-31 | 2018 | 2050 | 0 | 0% |  |  | Battery Storage | Battery_ | Battery Storage | CAISO_Li_Battery |  |  |  | CAISO_Li_Battery | 2018 | 2050 | 0 | CAISO | 0 | 1 | 0 | 1 | 1 | 2050-12-31 | 1 | Base_battery_PGE_Valley_dur_4_unit_6 | #N/A | No | 0 | 0 | Not Found | #N/A | #N/A | #N/A | Not Found | #N/A | #N/A | #N/A | 0 | 0 | 0 | 0 |  |  | No |  | No | No | No
| Base_battery_PGE_Valley_dur_4_unit_7 | Base_battery_PGE_Valley_dur_4 | cpuc_storage_data_request | PGE_Valley | PGE_Valley | Pacific Gas and Electric Valley | PGE_Valley | CAISO | 2017-12-31 | 2050-12-31 | 2018 | 2050 | 0 | 0% |  |  | Battery Storage | Battery_ | Battery Storage | CAISO_Li_Battery |  |  |  | CAISO_Li_Battery | 2018 | 2050 | 0 | CAISO | 0 | 1 | 0 | 1 | 1 | 2050-12-31 | 1 | Base_battery_PGE_Valley_dur_4_unit_7 | #N/A | No | 0 | 0 | Not Found | #N/A | #N/A | #N/A | Not Found | #N/A | #N/A | #N/A | 0 | 0 | 0 | 0 |  |  | No |  | No | No | No
| Base_battery_PGE_Valley_dur_4_unit_8 | Base_battery_PGE_Valley_dur_4 | cpuc_storage_data_request | PGE_Valley | PGE_Valley | Pacific Gas and Electric Valley | PGE_Valley | CAISO | 2017-12-31 | 2050-12-31 | 2018 | 2050 | 0 | 0% |  |  | Battery Storage | Battery_ | Battery Storage | CAISO_Li_Battery |  |  |  | CAISO_Li_Battery | 2018 | 2050 | 0 | CAISO | 0 | 1 | 0 | 1 | 1 | 2050-12-31 | 1 | Base_battery_PGE_Valley_dur_4_unit_8 | #N/A | No | 0 | 0 | Not Found | #N/A | #N/A | #N/A | Not Found | #N/A | #N/A | #N/A | 0 | 0 | 0 | 0 |  |  | No |  | No | No | No
| Base_battery_PGE_Valley_dur_4_unit_9 | Base_battery_PGE_Valley_dur_4 | cpuc_storage_data_request | PGE_Valley | PGE_Valley | Pacific Gas and Electric Valley | PGE_Valley | CAISO | 2017-12-31 | 2050-12-31 | 2018 | 2050 | 0 | 0% |  |  | Battery Storage | Battery_ | Battery Storage | CAISO_Li_Battery |  |  |  | CAISO_Li_Battery | 2018 | 2050 | 0 | CAISO | 0 | 1 | 0 | 1 | 1 | 2050-12-31 | 1 | Base_battery_PGE_Valley_dur_4_unit_9 | #N/A | No | 0 | 0 | Not Found | #N/A | #N/A | #N/A | Not Found | #N/A | #N/A | #N/A | 0 | 0 | 0 | 0 |  |  | No |  | No | No | No
| Base_battery_SCE_dur_2_unit_1 | Base_battery_SCE_dur_2 | cpuc_storage_data_request | SCE | SCE | Southern California Edison | SCE | CAISO | 2017-12-31 | 2050-12-31 | 2018 | 2050 | 0 | 0% |  |  | Battery Storage | Battery_ | Battery Storage | CAISO_Li_Battery |  |  |  | CAISO_Li_Battery | 2018 | 2050 | 0 | CAISO | 0 | 1 | 0 | 1 | 1 | 2050-12-31 | 1 | Base_battery_SCE_dur_2_unit_1 | #N/A | No | 0 | 0 | Not Found | #N/A | #N/A | #N/A | Not Found | #N/A | #N/A | #N/A | 0 | 0 | 0 | 0 |  |  | No |  | No | No | No
| Base_battery_SCE_dur_2_unit_10 | Base_battery_SCE_dur_2 | cpuc_storage_data_request | SCE | SCE | Southern California Edison | SCE | CAISO | 2017-12-31 | 2050-12-31 | 2018 | 2050 | 0 | 0% |  |  | Battery Storage | Battery_ | Battery Storage | CAISO_Li_Battery |  |  |  | CAISO_Li_Battery | 2018 | 2050 | 0 | CAISO | 0 | 1 | 0 | 1 | 1 | 2050-12-31 | 1 | Base_battery_SCE_dur_2_unit_10 | #N/A | No | 0 | 0 | Not Found | #N/A | #N/A | #N/A | Not Found | #N/A | #N/A | #N/A | 0 | 0 | 0 | 0 |  |  | No |  | No | No | No
| Base_battery_SCE_dur_2_unit_2 | Base_battery_SCE_dur_2 | cpuc_storage_data_request | SCE | SCE | Southern California Edison | SCE | CAISO | 2017-12-31 | 2050-12-31 | 2018 | 2050 | 0 | 0% |  |  | Battery Storage | Battery_ | Battery Storage | CAISO_Li_Battery |  |  |  | CAISO_Li_Battery | 2018 | 2050 | 0 | CAISO | 0 | 1 | 0 | 1 | 1 | 2050-12-31 | 1 | Base_battery_SCE_dur_2_unit_2 | #N/A | No | 0 | 0 | Not Found | #N/A | #N/A | #N/A | Not Found | #N/A | #N/A | #N/A | 0 | 0 | 0 | 0 |  |  | No |  | No | No | No
| Base_battery_SCE_dur_2_unit_3 | Base_battery_SCE_dur_2 | cpuc_storage_data_request | SCE | SCE | Southern California Edison | SCE | CAISO | 2017-12-31 | 2050-12-31 | 2018 | 2050 | 0 | 0% |  |  | Battery Storage | Battery_ | Battery Storage | CAISO_Li_Battery |  |  |  | CAISO_Li_Battery | 2018 | 2050 | 0 | CAISO | 0 | 1 | 0 | 1 | 1 | 2050-12-31 | 1 | Base_battery_SCE_dur_2_unit_3 | #N/A | No | 0 | 0 | Not Found | #N/A | #N/A | #N/A | Not Found | #N/A | #N/A | #N/A | 0 | 0 | 0 | 0 |  |  | No |  | No | No | No
| Base_battery_SCE_dur_2_unit_4 | Base_battery_SCE_dur_2 | cpuc_storage_data_request | SCE | SCE | Southern California Edison | SCE | CAISO | 2017-12-31 | 2050-12-31 | 2018 | 2050 | 0 | 0% |  |  | Battery Storage | Battery_ | Battery Storage | CAISO_Li_Battery |  |  |  | CAISO_Li_Battery | 2018 | 2050 | 0 | CAISO | 0 | 1 | 0 | 1 | 1 | 2050-12-31 | 1 | Base_battery_SCE_dur_2_unit_4 | #N/A | No | 0 | 0 | Not Found | #N/A | #N/A | #N/A | Not Found | #N/A | #N/A | #N/A | 0 | 0 | 0 | 0 |  |  | No |  | No | No | No
| Base_battery_SCE_dur_2_unit_5 | Base_battery_SCE_dur_2 | cpuc_storage_data_request | SCE | SCE | Southern California Edison | SCE | CAISO | 2017-12-31 | 2050-12-31 | 2018 | 2050 | 0 | 0% |  |  | Battery Storage | Battery_ | Battery Storage | CAISO_Li_Battery |  |  |  | CAISO_Li_Battery | 2018 | 2050 | 0 | CAISO | 0 | 1 | 0 | 1 | 1 | 2050-12-31 | 1 | Base_battery_SCE_dur_2_unit_5 | #N/A | No | 0 | 0 | Not Found | #N/A | #N/A | #N/A | Not Found | #N/A | #N/A | #N/A | 0 | 0 | 0 | 0 |  |  | No |  | No | No | No
| Base_battery_SCE_dur_2_unit_6 | Base_battery_SCE_dur_2 | cpuc_storage_data_request | SCE | SCE | Southern California Edison | SCE | CAISO | 2017-12-31 | 2050-12-31 | 2018 | 2050 | 0 | 0% |  |  | Battery Storage | Battery_ | Battery Storage | CAISO_Li_Battery |  |  |  | CAISO_Li_Battery | 2018 | 2050 | 0 | CAISO | 0 | 1 | 0 | 1 | 1 | 2050-12-31 | 1 | Base_battery_SCE_dur_2_unit_6 | #N/A | No | 0 | 0 | Not Found | #N/A | #N/A | #N/A | Not Found | #N/A | #N/A | #N/A | 0 | 0 | 0 | 0 |  |  | No |  | No | No | No
| Base_battery_SCE_dur_2_unit_7 | Base_battery_SCE_dur_2 | cpuc_storage_data_request | SCE | SCE | Southern California Edison | SCE | CAISO | 2017-12-31 | 2050-12-31 | 2018 | 2050 | 0 | 0% |  |  | Battery Storage | Battery_ | Battery Storage | CAISO_Li_Battery |  |  |  | CAISO_Li_Battery | 2018 | 2050 | 0 | CAISO | 0 | 1 | 0 | 1 | 1 | 2050-12-31 | 1 | Base_battery_SCE_dur_2_unit_7 | #N/A | No | 0 | 0 | Not Found | #N/A | #N/A | #N/A | Not Found | #N/A | #N/A | #N/A | 0 | 0 | 0 | 0 |  |  | No |  | No | No | No
| Base_battery_SCE_dur_2_unit_8 | Base_battery_SCE_dur_2 | cpuc_storage_data_request | SCE | SCE | Southern California Edison | SCE | CAISO | 2017-12-31 | 2050-12-31 | 2018 | 2050 | 0 | 0% |  |  | Battery Storage | Battery_ | Battery Storage | CAISO_Li_Battery |  |  |  | CAISO_Li_Battery | 2018 | 2050 | 0 | CAISO | 0 | 1 | 0 | 1 | 1 | 2050-12-31 | 1 | Base_battery_SCE_dur_2_unit_8 | #N/A | No | 0 | 0 | Not Found | #N/A | #N/A | #N/A | Not Found | #N/A | #N/A | #N/A | 0 | 0 | 0 | 0 |  |  | No |  | No | No | No
| Base_battery_SCE_dur_2_unit_9 | Base_battery_SCE_dur_2 | cpuc_storage_data_request | SCE | SCE | Southern California Edison | SCE | CAISO | 2017-12-31 | 2050-12-31 | 2018 | 2050 | 0 | 0% |  |  | Battery Storage | Battery_ | Battery Storage | CAISO_Li_Battery |  |  |  | CAISO_Li_Battery | 2018 | 2050 | 0 | CAISO | 0 | 1 | 0 | 1 | 1 | 2050-12-31 | 1 | Base_battery_SCE_dur_2_unit_9 | #N/A | No | 0 | 0 | Not Found | #N/A | #N/A | #N/A | Not Found | #N/A | #N/A | #N/A | 0 | 0 | 0 | 0 |  |  | No |  | No | No | No
| Base_battery_SCE_dur_4_unit_1 | Base_battery_SCE_dur_4 | cpuc_storage_data_request | SCE | SCE | Southern California Edison | SCE | CAISO | 2017-12-31 | 2050-12-31 | 2018 | 2050 | 0 | 0% |  |  | Battery Storage | Battery_ | Battery Storage | CAISO_Li_Battery |  |  |  | CAISO_Li_Battery | 2018 | 2050 | 0 | CAISO | 0 | 1 | 0 | 1 | 1 | 2050-12-31 | 1 | Base_battery_SCE_dur_4_unit_1 | #N/A | No | 0 | 0 | Not Found | #N/A | #N/A | #N/A | Not Found | #N/A | #N/A | #N/A | 0 | 0 | 0 | 0 |  |  | No |  | No | No | No
| Base_battery_SCE_dur_4_unit_10 | Base_battery_SCE_dur_4 | cpuc_storage_data_request | SCE | SCE | Southern California Edison | SCE | CAISO | 2017-12-31 | 2050-12-31 | 2018 | 2050 | 0 | 0% |  |  | Battery Storage | Battery_ | Battery Storage | CAISO_Li_Battery |  |  |  | CAISO_Li_Battery | 2018 | 2050 | 0 | CAISO | 0 | 1 | 0 | 1 | 1 | 2050-12-31 | 1 | Base_battery_SCE_dur_4_unit_10 | #N/A | No | 0 | 0 | Not Found | #N/A | #N/A | #N/A | Not Found | #N/A | #N/A | #N/A | 0 | 0 | 0 | 0 |  |  | No |  | No | No | No
| Base_battery_SCE_dur_4_unit_2 | Base_battery_SCE_dur_4 | cpuc_storage_data_request | SCE | SCE | Southern California Edison | SCE | CAISO | 2017-12-31 | 2050-12-31 | 2018 | 2050 | 0 | 0% |  |  | Battery Storage | Battery_ | Battery Storage | CAISO_Li_Battery |  |  |  | CAISO_Li_Battery | 2018 | 2050 | 0 | CAISO | 0 | 1 | 0 | 1 | 1 | 2050-12-31 | 1 | Base_battery_SCE_dur_4_unit_2 | #N/A | No | 0 | 0 | Not Found | #N/A | #N/A | #N/A | Not Found | #N/A | #N/A | #N/A | 0 | 0 | 0 | 0 |  |  | No |  | No | No | No
| Base_battery_SCE_dur_4_unit_3 | Base_battery_SCE_dur_4 | cpuc_storage_data_request | SCE | SCE | Southern California Edison | SCE | CAISO | 2017-12-31 | 2050-12-31 | 2018 | 2050 | 0 | 0% |  |  | Battery Storage | Battery_ | Battery Storage | CAISO_Li_Battery |  |  |  | CAISO_Li_Battery | 2018 | 2050 | 0 | CAISO | 0 | 1 | 0 | 1 | 1 | 2050-12-31 | 1 | Base_battery_SCE_dur_4_unit_3 | #N/A | No | 0 | 0 | Not Found | #N/A | #N/A | #N/A | Not Found | #N/A | #N/A | #N/A | 0 | 0 | 0 | 0 |  |  | No |  | No | No | No
| Base_battery_SCE_dur_4_unit_4 | Base_battery_SCE_dur_4 | cpuc_storage_data_request | SCE | SCE | Southern California Edison | SCE | CAISO | 2017-12-31 | 2050-12-31 | 2018 | 2050 | 0 | 0% |  |  | Battery Storage | Battery_ | Battery Storage | CAISO_Li_Battery |  |  |  | CAISO_Li_Battery | 2018 | 2050 | 0 | CAISO | 0 | 1 | 0 | 1 | 1 | 2050-12-31 | 1 | Base_battery_SCE_dur_4_unit_4 | #N/A | No | 0 | 0 | Not Found | #N/A | #N/A | #N/A | Not Found | #N/A | #N/A | #N/A | 0 | 0 | 0 | 0 |  |  | No |  | No | No | No
| Base_battery_SCE_dur_4_unit_5 | Base_battery_SCE_dur_4 | cpuc_storage_data_request | SCE | SCE | Southern California Edison | SCE | CAISO | 2017-12-31 | 2050-12-31 | 2018 | 2050 | 0 | 0% |  |  | Battery Storage | Battery_ | Battery Storage | CAISO_Li_Battery |  |  |  | CAISO_Li_Battery | 2018 | 2050 | 0 | CAISO | 0 | 1 | 0 | 1 | 1 | 2050-12-31 | 1 | Base_battery_SCE_dur_4_unit_5 | #N/A | No | 0 | 0 | Not Found | #N/A | #N/A | #N/A | Not Found | #N/A | #N/A | #N/A | 0 | 0 | 0 | 0 |  |  | No |  | No | No | No
| Base_battery_SCE_dur_4_unit_6 | Base_battery_SCE_dur_4 | cpuc_storage_data_request | SCE | SCE | Southern California Edison | SCE | CAISO | 2017-12-31 | 2050-12-31 | 2018 | 2050 | 0 | 0% |  |  | Battery Storage | Battery_ | Battery Storage | CAISO_Li_Battery |  |  |  | CAISO_Li_Battery | 2018 | 2050 | 0 | CAISO | 0 | 1 | 0 | 1 | 1 | 2050-12-31 | 1 | Base_battery_SCE_dur_4_unit_6 | #N/A | No | 0 | 0 | Not Found | #N/A | #N/A | #N/A | Not Found | #N/A | #N/A | #N/A | 0 | 0 | 0 | 0 |  |  | No |  | No | No | No
| Base_battery_SCE_dur_4_unit_7 | Base_battery_SCE_dur_4 | cpuc_storage_data_request | SCE | SCE | Southern California Edison | SCE | CAISO | 2017-12-31 | 2050-12-31 | 2018 | 2050 | 0 | 0% |  |  | Battery Storage | Battery_ | Battery Storage | CAISO_Li_Battery |  |  |  | CAISO_Li_Battery | 2018 | 2050 | 0 | CAISO | 0 | 1 | 0 | 1 | 1 | 2050-12-31 | 1 | Base_battery_SCE_dur_4_unit_7 | #N/A | No | 0 | 0 | Not Found | #N/A | #N/A | #N/A | Not Found | #N/A | #N/A | #N/A | 0 | 0 | 0 | 0 |  |  | No |  | No | No | No
| Base_battery_SCE_dur_4_unit_8 | Base_battery_SCE_dur_4 | cpuc_storage_data_request | SCE | SCE | Southern California Edison | SCE | CAISO | 2017-12-31 | 2050-12-31 | 2018 | 2050 | 0 | 0% |  |  | Battery Storage | Battery_ | Battery Storage | CAISO_Li_Battery |  |  |  | CAISO_Li_Battery | 2018 | 2050 | 0 | CAISO | 0 | 1 | 0 | 1 | 1 | 2050-12-31 | 1 | Base_battery_SCE_dur_4_unit_8 | #N/A | No | 0 | 0 | Not Found | #N/A | #N/A | #N/A | Not Found | #N/A | #N/A | #N/A | 0 | 0 | 0 | 0 |  |  | No |  | No | No | No
| Base_battery_SCE_dur_4_unit_9 | Base_battery_SCE_dur_4 | cpuc_storage_data_request | SCE | SCE | Southern California Edison | SCE | CAISO | 2017-12-31 | 2050-12-31 | 2018 | 2050 | 0 | 0% |  |  | Battery Storage | Battery_ | Battery Storage | CAISO_Li_Battery |  |  |  | CAISO_Li_Battery | 2018 | 2050 | 0 | CAISO | 0 | 1 | 0 | 1 | 1 | 2050-12-31 | 1 | Base_battery_SCE_dur_4_unit_9 | #N/A | No | 0 | 0 | Not Found | #N/A | #N/A | #N/A | Not Found | #N/A | #N/A | #N/A | 0 | 0 | 0 | 0 |  |  | No |  | No | No | No
| Base_battery_SDGE_dur_2_unit_1 | Base_battery_SDGE_dur_2 | cpuc_storage_data_request | SDGE | SDGE | San Diego Gas and Electric | SDGE | CAISO | 2017-12-31 | 2050-12-31 | 2018 | 2050 | 0 | 0% |  |  | Battery Storage | Battery_ | Battery Storage | CAISO_Li_Battery |  |  |  | CAISO_Li_Battery | 2018 | 2050 | 0 | CAISO | 0 | 1 | 0 | 1 | 1 | 2050-12-31 | 1 | Base_battery_SDGE_dur_2_unit_1 | #N/A | No | 0 | 0 | Not Found | #N/A | #N/A | #N/A | Not Found | #N/A | #N/A | #N/A | 0 | 0 | 0 | 0 |  |  | No |  | No | No | No
| Base_battery_SDGE_dur_2_unit_10 | Base_battery_SDGE_dur_2 | cpuc_storage_data_request | SDGE | SDGE | San Diego Gas and Electric | SDGE | CAISO | 2017-12-31 | 2050-12-31 | 2018 | 2050 | 0 | 0% |  |  | Battery Storage | Battery_ | Battery Storage | CAISO_Li_Battery |  |  |  | CAISO_Li_Battery | 2018 | 2050 | 0 | CAISO | 0 | 1 | 0 | 1 | 1 | 2050-12-31 | 1 | Base_battery_SDGE_dur_2_unit_10 | #N/A | No | 0 | 0 | Not Found | #N/A | #N/A | #N/A | Not Found | #N/A | #N/A | #N/A | 0 | 0 | 0 | 0 |  |  | No |  | No | No | No
| Base_battery_SDGE_dur_2_unit_2 | Base_battery_SDGE_dur_2 | cpuc_storage_data_request | SDGE | SDGE | San Diego Gas and Electric | SDGE | CAISO | 2017-12-31 | 2050-12-31 | 2018 | 2050 | 0 | 0% |  |  | Battery Storage | Battery_ | Battery Storage | CAISO_Li_Battery |  |  |  | CAISO_Li_Battery | 2018 | 2050 | 0 | CAISO | 0 | 1 | 0 | 1 | 1 | 2050-12-31 | 1 | Base_battery_SDGE_dur_2_unit_2 | #N/A | No | 0 | 0 | Not Found | #N/A | #N/A | #N/A | Not Found | #N/A | #N/A | #N/A | 0 | 0 | 0 | 0 |  |  | No |  | No | No | No
| Base_battery_SDGE_dur_2_unit_3 | Base_battery_SDGE_dur_2 | cpuc_storage_data_request | SDGE | SDGE | San Diego Gas and Electric | SDGE | CAISO | 2017-12-31 | 2050-12-31 | 2018 | 2050 | 0 | 0% |  |  | Battery Storage | Battery_ | Battery Storage | CAISO_Li_Battery |  |  |  | CAISO_Li_Battery | 2018 | 2050 | 0 | CAISO | 0 | 1 | 0 | 1 | 1 | 2050-12-31 | 1 | Base_battery_SDGE_dur_2_unit_3 | #N/A | No | 0 | 0 | Not Found | #N/A | #N/A | #N/A | Not Found | #N/A | #N/A | #N/A | 0 | 0 | 0 | 0 |  |  | No |  | No | No | No
| Base_battery_SDGE_dur_2_unit_4 | Base_battery_SDGE_dur_2 | cpuc_storage_data_request | SDGE | SDGE | San Diego Gas and Electric | SDGE | CAISO | 2017-12-31 | 2050-12-31 | 2018 | 2050 | 0 | 0% |  |  | Battery Storage | Battery_ | Battery Storage | CAISO_Li_Battery |  |  |  | CAISO_Li_Battery | 2018 | 2050 | 0 | CAISO | 0 | 1 | 0 | 1 | 1 | 2050-12-31 | 1 | Base_battery_SDGE_dur_2_unit_4 | #N/A | No | 0 | 0 | Not Found | #N/A | #N/A | #N/A | Not Found | #N/A | #N/A | #N/A | 0 | 0 | 0 | 0 |  |  | No |  | No | No | No
| Base_battery_SDGE_dur_2_unit_5 | Base_battery_SDGE_dur_2 | cpuc_storage_data_request | SDGE | SDGE | San Diego Gas and Electric | SDGE | CAISO | 2017-12-31 | 2050-12-31 | 2018 | 2050 | 0 | 0% |  |  | Battery Storage | Battery_ | Battery Storage | CAISO_Li_Battery |  |  |  | CAISO_Li_Battery | 2018 | 2050 | 0 | CAISO | 0 | 1 | 0 | 1 | 1 | 2050-12-31 | 1 | Base_battery_SDGE_dur_2_unit_5 | #N/A | No | 0 | 0 | Not Found | #N/A | #N/A | #N/A | Not Found | #N/A | #N/A | #N/A | 0 | 0 | 0 | 0 |  |  | No |  | No | No | No
| Base_battery_SDGE_dur_2_unit_6 | Base_battery_SDGE_dur_2 | cpuc_storage_data_request | SDGE | SDGE | San Diego Gas and Electric | SDGE | CAISO | 2017-12-31 | 2050-12-31 | 2018 | 2050 | 0 | 0% |  |  | Battery Storage | Battery_ | Battery Storage | CAISO_Li_Battery |  |  |  | CAISO_Li_Battery | 2018 | 2050 | 0 | CAISO | 0 | 1 | 0 | 1 | 1 | 2050-12-31 | 1 | Base_battery_SDGE_dur_2_unit_6 | #N/A | No | 0 | 0 | Not Found | #N/A | #N/A | #N/A | Not Found | #N/A | #N/A | #N/A | 0 | 0 | 0 | 0 |  |  | No |  | No | No | No
| Base_battery_SDGE_dur_2_unit_7 | Base_battery_SDGE_dur_2 | cpuc_storage_data_request | SDGE | SDGE | San Diego Gas and Electric | SDGE | CAISO | 2017-12-31 | 2050-12-31 | 2018 | 2050 | 0 | 0% |  |  | Battery Storage | Battery_ | Battery Storage | CAISO_Li_Battery |  |  |  | CAISO_Li_Battery | 2018 | 2050 | 0 | CAISO | 0 | 1 | 0 | 1 | 1 | 2050-12-31 | 1 | Base_battery_SDGE_dur_2_unit_7 | #N/A | No | 0 | 0 | Not Found | #N/A | #N/A | #N/A | Not Found | #N/A | #N/A | #N/A | 0 | 0 | 0 | 0 |  |  | No |  | No | No | No
| Base_battery_SDGE_dur_2_unit_8 | Base_battery_SDGE_dur_2 | cpuc_storage_data_request | SDGE | SDGE | San Diego Gas and Electric | SDGE | CAISO | 2017-12-31 | 2050-12-31 | 2018 | 2050 | 0 | 0% |  |  | Battery Storage | Battery_ | Battery Storage | CAISO_Li_Battery |  |  |  | CAISO_Li_Battery | 2018 | 2050 | 0 | CAISO | 0 | 1 | 0 | 1 | 1 | 2050-12-31 | 1 | Base_battery_SDGE_dur_2_unit_8 | #N/A | No | 0 | 0 | Not Found | #N/A | #N/A | #N/A | Not Found | #N/A | #N/A | #N/A | 0 | 0 | 0 | 0 |  |  | No |  | No | No | No
| Base_battery_SDGE_dur_2_unit_9 | Base_battery_SDGE_dur_2 | cpuc_storage_data_request | SDGE | SDGE | San Diego Gas and Electric | SDGE | CAISO | 2017-12-31 | 2050-12-31 | 2018 | 2050 | 0 | 0% |  |  | Battery Storage | Battery_ | Battery Storage | CAISO_Li_Battery |  |  |  | CAISO_Li_Battery | 2018 | 2050 | 0 | CAISO | 0 | 1 | 0 | 1 | 1 | 2050-12-31 | 1 | Base_battery_SDGE_dur_2_unit_9 | #N/A | No | 0 | 0 | Not Found | #N/A | #N/A | #N/A | Not Found | #N/A | #N/A | #N/A | 0 | 0 | 0 | 0 |  |  | No |  | No | No | No
| Base_battery_SDGE_dur_4_unit_1 | Base_battery_SDGE_dur_4 | cpuc_storage_data_request | SDGE | SDGE | San Diego Gas and Electric | SDGE | CAISO | 2017-12-31 | 2050-12-31 | 2018 | 2050 | 0 | 0% |  |  | Battery Storage | Battery_ | Battery Storage | CAISO_Li_Battery |  |  |  | CAISO_Li_Battery | 2018 | 2050 | 0 | CAISO | 0 | 1 | 0 | 1 | 1 | 2050-12-31 | 1 | Base_battery_SDGE_dur_4_unit_1 | #N/A | No | 0 | 0 | Not Found | #N/A | #N/A | #N/A | Not Found | #N/A | #N/A | #N/A | 0 | 0 | 0 | 0 |  |  | No |  | No | No | No
| Base_battery_SDGE_dur_4_unit_10 | Base_battery_SDGE_dur_4 | cpuc_storage_data_request | SDGE | SDGE | San Diego Gas and Electric | SDGE | CAISO | 2017-12-31 | 2050-12-31 | 2018 | 2050 | 0 | 0% |  |  | Battery Storage | Battery_ | Battery Storage | CAISO_Li_Battery |  |  |  | CAISO_Li_Battery | 2018 | 2050 | 0 | CAISO | 0 | 1 | 0 | 1 | 1 | 2050-12-31 | 1 | Base_battery_SDGE_dur_4_unit_10 | #N/A | No | 0 | 0 | Not Found | #N/A | #N/A | #N/A | Not Found | #N/A | #N/A | #N/A | 0 | 0 | 0 | 0 |  |  | No |  | No | No | No
| Base_battery_SDGE_dur_4_unit_2 | Base_battery_SDGE_dur_4 | cpuc_storage_data_request | SDGE | SDGE | San Diego Gas and Electric | SDGE | CAISO | 2017-12-31 | 2050-12-31 | 2018 | 2050 | 0 | 0% |  |  | Battery Storage | Battery_ | Battery Storage | CAISO_Li_Battery |  |  |  | CAISO_Li_Battery | 2018 | 2050 | 0 | CAISO | 0 | 1 | 0 | 1 | 1 | 2050-12-31 | 1 | Base_battery_SDGE_dur_4_unit_2 | #N/A | No | 0 | 0 | Not Found | #N/A | #N/A | #N/A | Not Found | #N/A | #N/A | #N/A | 0 | 0 | 0 | 0 |  |  | No |  | No | No | No
| Base_battery_SDGE_dur_4_unit_3 | Base_battery_SDGE_dur_4 | cpuc_storage_data_request | SDGE | SDGE | San Diego Gas and Electric | SDGE | CAISO | 2017-12-31 | 2050-12-31 | 2018 | 2050 | 0 | 0% |  |  | Battery Storage | Battery_ | Battery Storage | CAISO_Li_Battery |  |  |  | CAISO_Li_Battery | 2018 | 2050 | 0 | CAISO | 0 | 1 | 0 | 1 | 1 | 2050-12-31 | 1 | Base_battery_SDGE_dur_4_unit_3 | #N/A | No | 0 | 0 | Not Found | #N/A | #N/A | #N/A | Not Found | #N/A | #N/A | #N/A | 0 | 0 | 0 | 0 |  |  | No |  | No | No | No
| Base_battery_SDGE_dur_4_unit_4 | Base_battery_SDGE_dur_4 | cpuc_storage_data_request | SDGE | SDGE | San Diego Gas and Electric | SDGE | CAISO | 2017-12-31 | 2050-12-31 | 2018 | 2050 | 0 | 0% |  |  | Battery Storage | Battery_ | Battery Storage | CAISO_Li_Battery |  |  |  | CAISO_Li_Battery | 2018 | 2050 | 0 | CAISO | 0 | 1 | 0 | 1 | 1 | 2050-12-31 | 1 | Base_battery_SDGE_dur_4_unit_4 | #N/A | No | 0 | 0 | Not Found | #N/A | #N/A | #N/A | Not Found | #N/A | #N/A | #N/A | 0 | 0 | 0 | 0 |  |  | No |  | No | No | No
| Base_battery_SDGE_dur_4_unit_5 | Base_battery_SDGE_dur_4 | cpuc_storage_data_request | SDGE | SDGE | San Diego Gas and Electric | SDGE | CAISO | 2017-12-31 | 2050-12-31 | 2018 | 2050 | 0 | 0% |  |  | Battery Storage | Battery_ | Battery Storage | CAISO_Li_Battery |  |  |  | CAISO_Li_Battery | 2018 | 2050 | 0 | CAISO | 0 | 1 | 0 | 1 | 1 | 2050-12-31 | 1 | Base_battery_SDGE_dur_4_unit_5 | #N/A | No | 0 | 0 | Not Found | #N/A | #N/A | #N/A | Not Found | #N/A | #N/A | #N/A | 0 | 0 | 0 | 0 |  |  | No |  | No | No | No
| Base_battery_SDGE_dur_4_unit_6 | Base_battery_SDGE_dur_4 | cpuc_storage_data_request | SDGE | SDGE | San Diego Gas and Electric | SDGE | CAISO | 2017-12-31 | 2050-12-31 | 2018 | 2050 | 0 | 0% |  |  | Battery Storage | Battery_ | Battery Storage | CAISO_Li_Battery |  |  |  | CAISO_Li_Battery | 2018 | 2050 | 0 | CAISO | 0 | 1 | 0 | 1 | 1 | 2050-12-31 | 1 | Base_battery_SDGE_dur_4_unit_6 | #N/A | No | 0 | 0 | Not Found | #N/A | #N/A | #N/A | Not Found | #N/A | #N/A | #N/A | 0 | 0 | 0 | 0 |  |  | No |  | No | No | No
| Base_battery_SDGE_dur_4_unit_7 | Base_battery_SDGE_dur_4 | cpuc_storage_data_request | SDGE | SDGE | San Diego Gas and Electric | SDGE | CAISO | 2017-12-31 | 2050-12-31 | 2018 | 2050 | 0 | 0% |  |  | Battery Storage | Battery_ | Battery Storage | CAISO_Li_Battery |  |  |  | CAISO_Li_Battery | 2018 | 2050 | 0 | CAISO | 0 | 1 | 0 | 1 | 1 | 2050-12-31 | 1 | Base_battery_SDGE_dur_4_unit_7 | #N/A | No | 0 | 0 | Not Found | #N/A | #N/A | #N/A | Not Found | #N/A | #N/A | #N/A | 0 | 0 | 0 | 0 |  |  | No |  | No | No | No
| Base_battery_SDGE_dur_4_unit_8 | Base_battery_SDGE_dur_4 | cpuc_storage_data_request | SDGE | SDGE | San Diego Gas and Electric | SDGE | CAISO | 2017-12-31 | 2050-12-31 | 2018 | 2050 | 0 | 0% |  |  | Battery Storage | Battery_ | Battery Storage | CAISO_Li_Battery |  |  |  | CAISO_Li_Battery | 2018 | 2050 | 0 | CAISO | 0 | 1 | 0 | 1 | 1 | 2050-12-31 | 1 | Base_battery_SDGE_dur_4_unit_8 | #N/A | No | 0 | 0 | Not Found | #N/A | #N/A | #N/A | Not Found | #N/A | #N/A | #N/A | 0 | 0 | 0 | 0 |  |  | No |  | No | No | No
| Base_battery_SDGE_dur_4_unit_9 | Base_battery_SDGE_dur_4 | cpuc_storage_data_request | SDGE | SDGE | San Diego Gas and Electric | SDGE | CAISO | 2017-12-31 | 2050-12-31 | 2018 | 2050 | 0 | 0% |  |  | Battery Storage | Battery_ | Battery Storage | CAISO_Li_Battery |  |  |  | CAISO_Li_Battery | 2018 | 2050 | 0 | CAISO | 0 | 1 | 0 | 1 | 1 | 2050-12-31 | 1 | Base_battery_SDGE_dur_4_unit_9 | #N/A | No | 0 | 0 | Not Found | #N/A | #N/A | #N/A | Not Found | #N/A | #N/A | #N/A | 0 | 0 | 0 | 0 |  |  | No |  | No | No | No
| BASELINE_SG | BASELINE | teppc | PAUT | PAUT | Utah, PACE Utility | PACE | NW | 2016-01-01 | 2050-12-31 | 2016 | 2050 | 45.5 | 100% | 45.5 | 45.5 | SolarPV-NonTracking | FixedPV_sun | Solar_Fixed | NW_Solar |  |  |  | NW_Solar_for_Other | 2016 | 2050 | 0 | NW | 45.5 | 1 | 45.5 | 1 | 1 | 2050-12-31 | 1 | #N/A | #N/A | No | #N/A | #N/A | Not Found | #N/A | #N/A | #N/A | Not Found | #N/A | #N/A | #N/A | #N/A | #N/A |  |  |  |  | No |  | No | No | No
| BASICE_2_UNITS | CALPINE AMERICAN I COGEN. | caiso | PGE_Valley | PGE_Valley | Pacific Gas and Electric Valley | PGE_Valley | CAISO | 1989-03-14 | 2050-12-31 | 1989 | 2050 | 120 | 100% | 120 | 120 | n/a | CT_NG | CT | CAISO_Peaker1 |  |  |  | CAISO_Peaker1 | 1989 | 2050 | 0 | CAISO | 120 | 1 | 120 | 1 | 1 | 2050-12-31 | 1 | BASICE_2_UNITS | FC | No | 110.8483 | 110.8483 | NQC List | 120 | 120 | NATURAL GAS | NQC List | 120 | 120 | NATURAL GAS | 120 | 120 | 120 | 120 |  |  | No |  | No | No | No
| BasinCreek1 | Basin Creek Plant-1 | teppc | NWMT | NWMT | NorthWestern Energy | NWMT_WAUW | NW | 2006-05-01 | 2050-01-01 | 2006 | 2049 | 5.75 | 100% | 5.75 | 5.75 | ICE-NatGas | ICE_NG | ICE | NW_Peaker |  |  |  | NW_Peaker | 2006 | 2049 | 0 | NW | 5.75 | 1 | 5.75 | 1 | 1 | 2050-01-01 | 1 | #N/A | #N/A | No | 5.75 | 5.75 | Not Found | #N/A | #N/A | #N/A | Not Found | #N/A | #N/A | #N/A | 5.75 | 5.75 | 5.75 | 5.75 |  |  | No |  | No | No | No
| BasinCreek2 | Basin Creek Plant-2 | teppc | NWMT | NWMT | NorthWestern Energy | NWMT_WAUW | NW | 2006-05-01 | 2050-01-01 | 2006 | 2049 | 5.75 | 100% | 5.75 | 5.75 | ICE-NatGas | ICE_NG | ICE | NW_Peaker |  |  |  | NW_Peaker | 2006 | 2049 | 0 | NW | 5.75 | 1 | 5.75 | 1 | 1 | 2050-01-01 | 1 | #N/A | #N/A | No | 5.75 | 5.75 | Not Found | #N/A | #N/A | #N/A | Not Found | #N/A | #N/A | #N/A | 5.75 | 5.75 | 5.75 | 5.75 |  |  | No |  | No | No | No
| BasinCreek3 | Basin Creek Plant-3 | teppc | NWMT | NWMT | NorthWestern Energy | NWMT_WAUW | NW | 2006-05-01 | 2050-01-01 | 2006 | 2049 | 5.75 | 100% | 5.75 | 5.75 | ICE-NatGas | ICE_NG | ICE | NW_Peaker |  |  |  | NW_Peaker | 2006 | 2049 | 0 | NW | 5.75 | 1 | 5.75 | 1 | 1 | 2050-01-01 | 1 | #N/A | #N/A | No | 5.75 | 5.75 | Not Found | #N/A | #N/A | #N/A | Not Found | #N/A | #N/A | #N/A | 5.75 | 5.75 | 5.75 | 5.75 |  |  | No |  | No | No | No
| BasinCreek4 | Basin Creek Plant-4 | teppc | NWMT | NWMT | NorthWestern Energy | NWMT_WAUW | NW | 2006-05-01 | 2050-01-01 | 2006 | 2049 | 5.75 | 100% | 5.75 | 5.75 | ICE-NatGas | ICE_NG | ICE | NW_Peaker |  |  |  | NW_Peaker | 2006 | 2049 | 0 | NW | 5.75 | 1 | 5.75 | 1 | 1 | 2050-01-01 | 1 | #N/A | #N/A | No | 5.75 | 5.75 | Not Found | #N/A | #N/A | #N/A | Not Found | #N/A | #N/A | #N/A | 5.75 | 5.75 | 5.75 | 5.75 |  |  | No |  | No | No | No
| BasinCreek5 | Basin Creek Plant-5 | teppc | NWMT | NWMT | NorthWestern Energy | NWMT_WAUW | NW | 2006-05-01 | 2050-01-01 | 2006 | 2049 | 5.75 | 100% | 5.75 | 5.75 | ICE-NatGas | ICE_NG | ICE | NW_Peaker |  |  |  | NW_Peaker | 2006 | 2049 | 0 | NW | 5.75 | 1 | 5.75 | 1 | 1 | 2050-01-01 | 1 | #N/A | #N/A | No | 5.75 | 5.75 | Not Found | #N/A | #N/A | #N/A | Not Found | #N/A | #N/A | #N/A | 5.75 | 5.75 | 5.75 | 5.75 |  |  | No |  | No | No | No
| BasinCreek6 | Basin Creek Plant-6 | teppc | NWMT | NWMT | NorthWestern Energy | NWMT_WAUW | NW | 2006-05-01 | 2050-01-01 | 2006 | 2049 | 5.75 | 100% | 5.75 | 5.75 | ICE-NatGas | ICE_NG | ICE | NW_Peaker |  |  |  | NW_Peaker | 2006 | 2049 | 0 | NW | 5.75 | 1 | 5.75 | 1 | 1 | 2050-01-01 | 1 | #N/A | #N/A | No | 5.75 | 5.75 | Not Found | #N/A | #N/A | #N/A | Not Found | #N/A | #N/A | #N/A | 5.75 | 5.75 | 5.75 | 5.75 |  |  | No |  | No | No | No
| BasinCreek7 | Basin Creek Plant-7 | teppc | NWMT | NWMT | NorthWestern Energy | NWMT_WAUW | NW | 2006-05-01 | 2050-01-01 | 2006 | 2049 | 5.75 | 100% | 5.75 | 5.75 | ICE-NatGas | ICE_NG | ICE | NW_Peaker |  |  |  | NW_Peaker | 2006 | 2049 | 0 | NW | 5.75 | 1 | 5.75 | 1 | 1 | 2050-01-01 | 1 | #N/A | #N/A | No | 5.75 | 5.75 | Not Found | #N/A | #N/A | #N/A | Not Found | #N/A | #N/A | #N/A | 5.75 | 5.75 | 5.75 | 5.75 |  |  | No |  | No | No | No
| BasinCreek8 | Basin Creek Plant-8 | teppc | NWMT | NWMT | NorthWestern Energy | NWMT_WAUW | NW | 2006-05-01 | 2050-01-01 | 2006 | 2049 | 5.75 | 100% | 5.75 | 5.75 | ICE-NatGas | ICE_NG | ICE | NW_Peaker |  |  |  | NW_Peaker | 2006 | 2049 | 0 | NW | 5.75 | 1 | 5.75 | 1 | 1 | 2050-01-01 | 1 | #N/A | #N/A | No | 5.75 | 5.75 | Not Found | #N/A | #N/A | #N/A | Not Found | #N/A | #N/A | #N/A | 5.75 | 5.75 | 5.75 | 5.75 |  |  | No |  | No | No | No
| BasinCreek9 | Basin Creek Plant-9 | teppc | NWMT | NWMT | NorthWestern Energy | NWMT_WAUW | NW | 2006-05-01 | 2050-01-01 | 2006 | 2049 | 5.75 | 100% | 5.75 | 5.75 | ICE-NatGas | ICE_NG | ICE | NW_Peaker |  |  |  | NW_Peaker | 2006 | 2049 | 0 | NW | 5.75 | 1 | 5.75 | 1 | 1 | 2050-01-01 | 1 | #N/A | #N/A | No | 5.75 | 5.75 | Not Found | #N/A | #N/A | #N/A | Not Found | #N/A | #N/A | #N/A | 5.75 | 5.75 | 5.75 | 5.75 |  |  | No |  | No | No | No
| Battle_Mountain_Solar | Copper Mountain Solar V | teppc | SPPC | SPPC | Nevada Power Company | NEVP | SW | 2021-12-31 | 2050-12-31 | 2022 | 2050 | 26 | 100% | 26 | 26 | SolarPV-Tracking | 1axPV_sun | Solar_1Axis | SW_Solar |  |  |  | SW_Solar_for_Other | 2022 | 2050 | 0 | SW | 26 | 0.95 | 24.7 | 1 | 1 | 2050-12-31 | 1 | #N/A | #N/A | No | #N/A | #N/A | Not Found | #N/A | #N/A | #N/A | Not Found | #N/A | #N/A | #N/A | #N/A | #N/A |  |  |  |  | No |  | No | No | No
| Battle_River_3 | Battle River 3-3 | teppc | AESO | AESO | Alberta Electric System Operator | BCHA_AESO | Excluded | 1969-01-01 | 2019-12-01 | 1969 | 2019 | 148 | 100% | 148 | 148 | ST-Coal | Steam_Coal | Coal | Excluded_Coal |  |  |  | Excluded | 1969 | 2019 | 0 | Excluded | 148 | 1 | 148 | 1 | 1 | 2019-12-01 | 1 | #N/A | #N/A | No | 0 | 0 | Not Found | #N/A | #N/A | #N/A | Not Found | #N/A | #N/A | #N/A | 0 | 0 | 0 | 0 |  |  | No |  | No | No | No
| Battle_River_4 | Battle River 4-4 | teppc | AESO | AESO | Alberta Electric System Operator | BCHA_AESO | Excluded | 1975-01-01 | 2025-12-31 | 1975 | 2025 | 148 | 100% | 148 | 148 | ST-Coal | Steam_Coal | Coal | Excluded_Coal |  |  |  | Excluded | 1975 | 2025 | 0 | Excluded | 148 | 1 | 148 | 1 | 1 | 2025-12-31 | 1 | #N/A | #N/A | No | 0 | 0 | Not Found | #N/A | #N/A | #N/A | Not Found | #N/A | #N/A | #N/A | 0 | 0 | 0 | 0 |  |  | No |  | No | No | No
| Battle_River_5 | Battle River 5-5 | teppc | AESO | AESO | Alberta Electric System Operator | BCHA_AESO | Excluded | 1981-01-01 | 2027-12-01 | 1981 | 2027 | 407 | 100% | 407 | 407 | ST-Coal | Steam_Coal | Coal | Excluded_Coal |  |  |  | Excluded | 1981 | 2027 | 0 | Excluded | 407 | 1 | 407 | 1 | 1 | 2027-12-01 | 1 | #N/A | #N/A | No | 0 | 0 | Not Found | #N/A | #N/A | #N/A | Not Found | #N/A | #N/A | #N/A | 0 | 0 | 0 | 0 |  |  | No |  | No | No | No
| BCTSYS_5_PWXDYN | BCTSYS_5_PWXDYN | caiso | BPAT | PGE_Valley | Pacific Gas and Electric Valley | PGE_Valley | CAISO |  | 2050-12-31 | 1900 | 2050 | 428 | 100% | 428 | 428 | CAISOImports_None | CAISOImports_None | None | CAISO_Imports |  |  |  | #N/A | 1900 | 2050 | 0 | CAISO | 428 | 1 | 428 | 1 | 1 | 2050-12-31 | 1 | BCTSYS_5_PWXDYN | 0 | No | #N/A | #N/A | Specified Imports | 428 | 428 | SP. IMPORTS (OTHER OR UNKNOWN) | Specified Imports | 428 | 428 | SP. IMPORTS (OTHER OR UNKNOWN) | 428 | 428 | 428 | 428 |  |  | No |  | Yes | No | No
| BDGRCK_1_UNITS | BADGER CREEK LIMITED | caiso | PGE_Valley | PGE_Valley | Pacific Gas and Electric Valley | PGE_Valley | CAISO | 1991-04-01 | 2050-12-31 | 1991 | 2050 | 43 | 89.43% | 43 | 48.08 | CT-NatGas-Industrial | CT_NG | CT | CAISO_Peaker1 |  |  |  | CAISO_Peaker1 | 1991 | 2050 | 0 | CAISO | 48.08 | 1 | 48.08 | 1 | 1 | 2050-12-31 | 1 | BDGRCK_1_UNITS | FC | No | 44.4132 | 44.4132 | NQC List | 43 | 42.3 | NATURAL GAS | NQC List | 40.2 | 38.6 | NATURAL GAS | 40.2 | 38.6 | 43 | 42.3 |  |  | No |  | No | No | No
ground truthing fix | Beacon_Solar_B | Beacon Solar A¦Beacon Solar¦BCON18G | teppc | CISC | CISC | Southern California Edison | LADWP | LDWP | 2015-06-01 | 2050-12-31 | 2015 | 2050 | 125 | 100% | 125 | 125 | SolarPV-Tracking | 1axPV_sun | Solar_1Axis | LDWP_Solar |  |  |  | LDWP_Solar_for_Other | 2015 | 2050 | 0 | LDWP | 125 | 1 | 125 | 1 | 1 | 2050-12-31 | 1 | Beacon Solar B | #N/A | No | #N/A | #N/A | Not Found | #N/A | #N/A | #N/A | Not Found | #N/A | #N/A | #N/A | #N/A | #N/A |  |  |  |  | No |  | No | No | No
| BearCreekCC_Total | BearCreekCC (Total CC Plant) | teppc | AESO | AESO | Alberta Electric System Operator | BCHA_AESO | Excluded | 2002-12-01 | 2050-12-01 | 2002 | 2050 | 80 | 100% | 80 | 80 | CC-AB-Cogen | Cogen_NG | Cogen | Excluded_CHP |  |  |  | Excluded | 2003 | 2050 | 0 | Excluded | 80 | 1 | 80 | 1 | 1 | 2050-12-01 | 1 | #N/A | #N/A | No | 0 | 0 | Not Found | #N/A | #N/A | #N/A | Not Found | #N/A | #N/A | #N/A | 0 | 0 | 0 | 0 |  |  | No |  | No | No | No
| BEARDS_7_UNIT_1 | Beardsley Hydro | caiso | PGE_Valley | PGE_Valley | Pacific Gas and Electric Valley | PGE_Valley | CAISO | 1957-01-01 | 2050-12-31 | 1957 | 2050 | 11.5 | 100% | 11.5 | 11.5 | n/a | Hydro_Standard | Hydro | CAISO_Hydro |  |  |  | CAISO_Hydro | 1957 | 2050 | 0 | CAISO | 11.5 | 1 | 11.5 | 1 | 1 | 2050-12-31 | 1 | BEARDS_7_UNIT 1 | FC | No | 9.7263 | 9.7263 | NQC List | 8.34 | 4.36 | WATER | NQC List | 8.36 | 6.46 | WATER | 8.36 | 6.46 | 8.34 | 4.36 |  |  | No |  | No | No | No
| BearMountain_BC | Bear Mountain-1_Bear Mountain-1_IPP-BMW | teppc | BCHA | BCHA | British Columbia Transmission Company | BCHA_AESO | Excluded | 2009-10-15 | 2034-10-24 | 2009 | 2033 | 102.5 | 100% | 102.5 | 102.5 | WT-Onshore | wind_onshorewind | Wind | Excluded_Wind |  |  |  | Excluded | 2010 | 2034 | 0 | Excluded | 102.5 | 1 | 102.5 | 1 | 1 | 2034-10-24 | 1 | #N/A | #N/A | No | 0 | 0 | Not Found | #N/A | #N/A | #N/A | Not Found | #N/A | #N/A | #N/A | 0 | 0 | 0 | 0 |  |  | No |  | No | No | No
| BEARMT_1_UNIT | Bear Mountain Limited | caiso | PGE_Valley | PGE_Valley | Pacific Gas and Electric Valley | PGE_Valley | CAISO | 1995-04-03 | 2050-12-31 | 1995 | 2050 | 47.4 | 96.32% | 47.4 | 49.21 | CT-NatGas-Aero | CT_NG | CT | CAISO_Peaker1 |  |  |  | CAISO_Peaker1 | 1995 | 2050 | 0 | CAISO | 49.21 | 1 | 49.21 | 1 | 1 | 2050-12-31 | 1 | BEARMT_1_UNIT | FC | No | 45.457 | 45.457 | NQC List | 45 | 45.8 | NATURAL GAS | NQC List | 44 | 44 | NATURAL GAS | 44 | 44 | 45 | 45.8 |  |  | No |  | No | No | No
| Bearspaw_1 | Bearspaw-1 | teppc | AESO | AESO | Alberta Electric System Operator | BCHA_AESO | Excluded | 1954-01-01 | 2050-12-01 | 1954 | 2050 | 17 | 100% | 17 | 17 | Hydro | Hydro_Standard | Hydro | Excluded_Hydro |  |  |  | Excluded | 1954 | 2050 | 0 | Excluded | 17 | 1 | 17 | 1 | 1 | 2050-12-01 | 1 | #N/A | #N/A | No | 0 | 0 | Not Found | #N/A | #N/A | #N/A | Not Found | #N/A | #N/A | #N/A | 0 | 0 | 0 | 0 |  |  | No |  | No | No | No
| Beaver8 | Beaver-8 | teppc | PGE | PGE | Portland General Electric Company | PortlandGE | NW | 1999-09-01 | 2050-12-31 | 1999 | 2050 | 24.5 | 100% | 24.5 | 24.5 | CT-NatGas-Industrial | CT_NG | CT | NW_Peaker |  |  |  | NW_Peaker | 2000 | 2050 | 0 | NW | 24.5 | 1 | 24.5 | 1 | 1 | 2050-12-31 | 1 | #N/A | #N/A | No | 24.5 | 24.5 | Not Found | #N/A | #N/A | #N/A | Not Found | #N/A | #N/A | #N/A | 24.5 | 24.5 | 24.5 | 24.5 |  |  | No |  | No | No | No
| BeaverCC_Total | BeaverCC (Total CC Plant) | teppc | PGE | PGE | Portland General Electric Company | PortlandGE | NW | 1974-08-01 | 2050-12-31 | 1974 | 2050 | 476.698 | 100% | 476.698 | 476.698 | CCWhole-NatGas-Industrial | CC_NG | CC | NW_CCGT |  |  |  | NW_CCGT | 1974 | 2050 | 0 | NW | 476.698 | 1 | 476.698 | 1 | 1 | 2050-12-31 | 1 | #N/A | #N/A | No | 476.698 | 476.698 | Not Found | #N/A | #N/A | #N/A | Not Found | #N/A | #N/A | #N/A | 476.698 | 476.698 | 476.698 | 476.698 |  |  | No |  | No | No | No
| BEJNLS_5_BV2SCEDYN | Broadview 2 | caiso | AZPS | SCE | Southern California Edison | SCE | CAISO |  | 2050-12-31 | 1900 | 2050 | 167 | 100% | 167 | 167 | WIND_WIND | wind_onshorewind | Wind | CAISO_Wind |  |  |  | CAISO_Wind_for_CAISO | 1900 | 2050 | 0 | CAISO | 167 | 1 | 167 | 1 | 1 | 2050-12-31 | 1 | Broadview 2 | 0 | No | 35.07 | 25.05 | Specified Imports | 35.07 | 25.05 | SP. IMPORTS (WIND) | Specified Imports | 35.07 | 25.05 | SP. IMPORTS (WIND) | 35.07 | 25.05 | 35.07 | 25.05 |  |  | No |  | Yes | No | No
| BEKWJS_5_BV1SCEDYN | Broadview 1 | caiso | AZPS | SCE | Southern California Edison | SCE | CAISO |  | 2050-12-31 | 1900 | 2050 | 130 | 100% | 130 | 130 | WIND_WIND | wind_onshorewind | Wind | CAISO_Wind |  |  |  | CAISO_Wind_for_CAISO | 1900 | 2050 | 0 | CAISO | 130 | 1 | 130 | 1 | 1 | 2050-12-31 | 1 | Broadview 1 | 0 | No | 27.3 | 19.5 | Specified Imports | 27.3 | 19.5 | SP. IMPORTS (WIND) | Specified Imports | 27.3 | 19.5 | SP. IMPORTS (WIND) | 27.3 | 19.5 | 27.3 | 19.5 |  |  | No |  | Yes | No | No
| BELDEN_7_UNIT_1 | BELDEN HYDRO | caiso | PGE_Valley | PGE_Valley | Pacific Gas and Electric Valley | PGE_Valley | CAISO | 1969-01-01 | 2050-12-31 | 1969 | 2050 | 119 | 100% | 119 | 119 | n/a | Hydro_Standard | Hydro | CAISO_Hydro |  |  |  | CAISO_Hydro | 1969 | 2050 | 0 | CAISO | 119 | 1 | 119 | 1 | 1 | 2050-12-31 | 1 | BELDEN_7_UNIT 1 | FC | No | 100.646 | 100.646 | NQC List | 90.4 | 81.4 | WATER | NQC List | 119 | 119 | WATER | 119 | 119 | 90.4 | 81.4 |  |  | No |  | No | No | No
| BellevueSolarINV1 | Bellevue Solar Project-INV-1 | teppc | CISC | CISC | Southern California Edison | SCE | CAISO | 2011-10-01 | 2050-12-31 | 2011 | 2050 | 1.6 | 100% | 1.6 | 1.6 | SolarPV-NonTracking | FixedPV_sun | Solar_Fixed | CAISO_Solar |  |  |  | CAISO_Solar_for_CAISO | 2012 | 2050 | 0 | CAISO | 1.6 | 1 | 1.6 | 1 | 1 | 2050-12-31 | 1 | BellevueSolarINV1 | #N/A | No | 0.432 | 0.224 | Not Found | #N/A | #N/A | #N/A | Not Found | #N/A | #N/A | #N/A | 0.432 | 0.224 | 0.432 | 0.224 |  |  | No |  | No | No | No
| Belly_River | CHD Belly River-1 | teppc | AESO | AESO | Alberta Electric System Operator | BCHA_AESO | Excluded | 1986-04-15 | 2050-12-01 | 1986 | 2050 | 2.7 | 100% | 2.7 | 2.7 | Hydro | Hydro_Standard | Hydro | Excluded_Hydro |  |  |  | Excluded | 1986 | 2050 | 0 | Excluded | 2.7 | 1 | 2.7 | 1 | 1 | 2050-12-01 | 1 | #N/A | #N/A | No | 0 | 0 | Not Found | #N/A | #N/A | #N/A | Not Found | #N/A | #N/A | #N/A | 0 | 0 | 0 | 0 |  |  | No |  | No | No | No
| Ben_French_GT1 | Ben French GT GT1 | teppc | WACM | WACM | Western Area Power Administration, Colorado-Missouri Region | WACM | Excluded | 1977-07-01 | 2050-12-31 | 1977 | 2050 | 17 | 100% | 17 | 17 | CT-NatGas-Industrial | CT_NG | CT | Excluded_Peaker |  |  |  | Excluded | 1977 | 2050 | 0 | Excluded | 17 | 1 | 17 | 1 | 1 | 2050-12-31 | 1 | #N/A | #N/A | No | 0 | 0 | Not Found | #N/A | #N/A | #N/A | Not Found | #N/A | #N/A | #N/A | 0 | 0 | 0 | 0 |  |  | No |  | No | No | No
| Ben_French_GT2 | Ben French GT GT2 | teppc | WACM | WACM | Western Area Power Administration, Colorado-Missouri Region | WACM | Excluded | 1977-08-01 | 2050-12-31 | 1977 | 2050 | 17 | 100% | 17 | 17 | CT-NatGas-Industrial | CT_NG | CT | Excluded_Peaker |  |  |  | Excluded | 1977 | 2050 | 0 | Excluded | 17 | 1 | 17 | 1 | 1 | 2050-12-31 | 1 | #N/A | #N/A | No | 0 | 0 | Not Found | #N/A | #N/A | #N/A | Not Found | #N/A | #N/A | #N/A | 0 | 0 | 0 | 0 |  |  | No |  | No | No | No
| Ben_French_GT3 | Ben French GT GT3 | teppc | WACM | WACM | Western Area Power Administration, Colorado-Missouri Region | WACM | Excluded | 1978-06-01 | 2050-12-31 | 1978 | 2050 | 17 | 100% | 17 | 17 | CT-NatGas-Industrial | CT_NG | CT | Excluded_Peaker |  |  |  | Excluded | 1978 | 2050 | 0 | Excluded | 17 | 1 | 17 | 1 | 1 | 2050-12-31 | 1 | #N/A | #N/A | No | 0 | 0 | Not Found | #N/A | #N/A | #N/A | Not Found | #N/A | #N/A | #N/A | 0 | 0 | 0 | 0 |  |  | No |  | No | No | No
| Ben_French_GT4 | Ben French GT GT4 | teppc | WACM | WACM | Western Area Power Administration, Colorado-Missouri Region | WACM | Excluded | 1979-06-01 | 2050-12-31 | 1979 | 2050 | 17 | 100% | 17 | 17 | CT-NatGas-Industrial | CT_NG | CT | Excluded_Peaker |  |  |  | Excluded | 1979 | 2050 | 0 | Excluded | 17 | 1 | 17 | 1 | 1 | 2050-12-31 | 1 | #N/A | #N/A | No | 0 | 0 | Not Found | #N/A | #N/A | #N/A | Not Found | #N/A | #N/A | #N/A | 0 | 0 | 0 | 0 |  |  | No |  | No | No | No
| Bend1 | Bend-1 | teppc | PACW | PACW | PacifiCorp – West | PACW | NW | 1912-12-01 | 2050-12-31 | 1912 | 2050 | 0.2 | 100% | 0.2 | 0.2 | Hydro | Hydro_Standard | Hydro | NW_Hydro |  |  |  | NW_Hydro | 1913 | 2050 | 0 | NW | 0.2 | 1 | 0.2 | 1 | 1 | 2050-12-31 | 1 | #N/A | #N/A | No | #N/A | #N/A | Not Found | #N/A | #N/A | #N/A | Not Found | #N/A | #N/A | #N/A | #N/A | #N/A |  |  |  |  | No |  | No | No | No
| Bend2 | Bend-2 | teppc | CISC | CISC | Southern California Edison | SCE | CAISO | 1915-12-01 | 2050-12-31 | 1915 | 2050 | 0.35 | 100% | 0.35 | 0.35 | Hydro | Hydro_Standard | Hydro | CAISO_Hydro |  |  |  | CAISO_Hydro | 1916 | 2050 | 0 | CAISO | 0.35 | 1 | 0.35 | 1 | 1 | 2050-12-31 | 1 | Bend2 | #N/A | No | 0.29602 | 0.29602 | Not Found | #N/A | #N/A | #N/A | Not Found | #N/A | #N/A | #N/A | 0.29602 | 0.29602 | 0.29602 | 0.29602 |  |  | No |  | No | No | No
| Bend3 | Bend-3 | teppc | CISC | CISC | Southern California Edison | SCE | CAISO | 1916-12-01 | 2050-12-31 | 1916 | 2050 | 0.56 | 100% | 0.56 | 0.56 | Hydro | Hydro_Standard | Hydro | CAISO_Hydro |  |  |  | CAISO_Hydro | 1917 | 2050 | 0 | CAISO | 0.56 | 1 | 0.56 | 1 | 1 | 2050-12-31 | 1 | Bend3 | #N/A | No | 0.47363 | 0.47363 | Not Found | #N/A | #N/A | #N/A | Not Found | #N/A | #N/A | #N/A | 0.47363 | 0.47363 | 0.47363 | 0.47363 |  |  | No |  | No | No | No
| BennettCreek | Bennett Creek Windfarm LLC-1 | teppc | IPTV | IPTV | Idaho Treasure Valley | IPCO | NW | 2008-06-01 | 2050-12-31 | 2008 | 2050 | 21 | 100% | 21 | 21 | WT-Onshore | wind_onshorewind | Wind | NW_Wind |  |  |  | NW_Wind_for_Other | 2008 | 2050 | 0 | NW | 21 | 1 | 21 | 1 | 1 | 2050-12-31 | 1 | #N/A | #N/A | No | #N/A | #N/A | Not Found | #N/A | #N/A | #N/A | Not Found | #N/A | #N/A | #N/A | #N/A | #N/A |  |  |  |  | No |  | No | No | No
| BennettMountain | Bennett Mountain-1 | teppc | IPMV | IPMV | Idaho Magic Valley | IPCO | NW | 2005-04-01 | 2050-12-31 | 2005 | 2050 | 164 | 100% | 164 | 164 | CT-NatGas-Aero | CT_NG | CT | NW_Peaker |  |  |  | NW_Peaker | 2005 | 2050 | 0 | NW | 164 | 1 | 164 | 1 | 1 | 2050-12-31 | 1 | #N/A | #N/A | No | 164 | 164 | Not Found | #N/A | #N/A | #N/A | Not Found | #N/A | #N/A | #N/A | 164 | 164 | 164 | 164 |  |  | No |  | No | No | No
| Benson_Creek_Wind__OR_ |  | teppc | IPMV | IPMV | Idaho Magic Valley | IPCO | NW | 2016-12-31 | 2050-12-31 | 2017 | 2050 | 40 | 100% | 40 | 40 | WT-Onshore | wind_onshorewind | Wind | NW_Wind |  |  |  | NW_Wind_for_Other | 2017 | 2050 | 0 | NW | 40 | 1 | 40 | 1 | 1 | 2050-12-31 | 1 | #N/A | #N/A | No | #N/A | #N/A | Not Found | #N/A | #N/A | #N/A | Not Found | #N/A | #N/A | #N/A | #N/A | #N/A |  |  |  |  | No |  | No | No | No
| BEOWAWE | Beowawe Geothermal | teppc | SPPC | SPPC | Nevada Power Company | NEVP | SW | 2011-01-01 | 2050-12-31 | 2011 | 2050 | 1.7 | 100% | 1.7 | 1.7 | Renewable Thermal | Geothermal_steam | Geothermal | SW_Geothermal |  |  |  | SW_Geothermal_for_Other | 2011 | 2050 | 0 | SW | 1.7 | 1 | 1.7 | 1 | 1 | 2050-12-31 | 1 | #N/A | #N/A | No | 1.0472 | 1.0472 | Not Found | #N/A | #N/A | #N/A | Not Found | #N/A | #N/A | #N/A | 1.0472 | 1.0472 | 1.0472 | 1.0472 |  |  | No |  | No | No | No
| Beowawe_Power_1_2 | Beowawe Power-GEN1 and Beowawe Power-GEN2 | teppc | SPPC | SPPC | Nevada Power Company | NEVP | SW | 1985-12-01 | 2050-12-31 | 1985 | 2050 | 18.9 | 100% | 18.9 | 18.9 | Geo-BinaryCycle | Geothermal_steam | Geothermal | SW_Geothermal |  |  |  | SW_Geothermal_for_Other | 1986 | 2050 | 0 | SW | 18.9 | 1 | 18.9 | 1 | 1 | 2050-12-31 | 1 | #N/A | #N/A | No | 11.6424 | 11.6424 | Not Found | #N/A | #N/A | #N/A | Not Found | #N/A | #N/A | #N/A | 11.6424 | 11.6424 | 11.6424 | 11.6424 |  |  | No |  | No | No | No
| BGSKYN_2_AS2SR1 |  | caiso | SCE | SCE | Southern California Edison | SCE | CAISO | 2018-12-18 | 2050-12-31 | 2019 | 2050 | 105 | 100% | 105 | 105 | PVgeneric_sun | PVgeneric_sun | Solar_Fixed | CAISO_Solar |  |  |  | CAISO_Solar_for_CAISO | 2019 | 2050 | 0 | CAISO | 105 | 1 | 105 | 1 | 1 | 2050-12-31 | 1 | BGSKYN_2_AS2SR1 | ID | No | 28.35 | 14.7 | NQC List | 28.35 | 14.7 | SUN | NQC List | 28.35 | 14.7 | SUN | 28.35 | 14.7 | 28.35 | 14.7 |  |  | No |  | No | Yes | Yes
| BHU_13G1 | BHU 13G1 | teppc | BCHA | BCHA | British Columbia Transmission Company | BCHA_AESO | Excluded | 2018-03-30 | 2050-03-30 | 2018 | 2049 | 12.9 | 100% | 12.9 | 12.9 | hydro | Hydro_Standard | Hydro | Excluded_Hydro |  |  |  | Excluded | 2018 | 2049 | 0 | Excluded | 12.9 | 1 | 12.9 | 1 | 1 | 2050-03-30 | 1 | #N/A | #N/A | No | 0 | 0 | Not Found | #N/A | #N/A | #N/A | Not Found | #N/A | #N/A | #N/A | 0 | 0 | 0 | 0 |  |  | No |  | No | No | No
| Big_Cliff_1 | Big Cliff-1 | teppc | BPAT | BPAT | Bonneville Power Administration – Transmission | BPAT | NW | 1954-08-01 | 2050-12-31 | 1954 | 2050 | 18 | 100% | 18 | 18 | Hydro | Hydro_Standard | Hydro | NW_Hydro |  |  |  | NW_Hydro | 1954 | 2050 | 0 | NW | 18 | 1 | 18 | 1 | 1 | 2050-12-31 | 1 | #N/A | #N/A | No | #N/A | #N/A | Not Found | #N/A | #N/A | #N/A | Not Found | #N/A | #N/A | #N/A | #N/A | #N/A |  |  |  |  | No |  | No | No | No
| Big_Horn_Wind_1_2 | Big Horn Wind Project-1 | teppc | TPWR | TPWR | Tacoma Power | BPAT | NW | 2006-10-16 | 2050-01-01 | 2006 | 2049 | 199.5 | 100% | 199.5 | 199.5 | WT-Onshore | wind_onshorewind | Wind | NW_Wind | CAISO | 105 |  | NW_Wind_for_Other | 2007 | 2049 | 94.5 | CAISO | 105 | 1 | 105 | 1 | 1 | 2050-01-01 | 1 | #N/A | #N/A | No | #N/A | #N/A | Not Found | #N/A | #N/A | #N/A | Not Found | #N/A | #N/A | #N/A | #N/A | #N/A |  |  |  |  | No |  | No | No | No
| Big_Pine | Big Pine Hydro 1 | teppc | LDWP | LDWP | Los Angeles Department of Water and Power | LADWP | LDWP | 1925-07-01 | 2050-12-31 | 1925 | 2050 | 2.4 | 100% | 2.4 | 2.4 | Hydro | Hydro_Standard | Hydro | LDWP_Hydro |  |  |  | LDWP_Hydro | 1925 | 2050 | 0 | LDWP | 2.4 | 1 | 2.4 | 1 | 1 | 2050-12-31 | 1 | #N/A | #N/A | No | #N/A | #N/A | Not Found | #N/A | #N/A | #N/A | Not Found | #N/A | #N/A | #N/A | #N/A | #N/A |  |  |  |  | No |  | No | No | No
| Big_Timber_Wind |  | teppc | NWMT | NWMT | NorthWestern Energy | NWMT_WAUW | NW | 1950-01-01 | 2050-12-31 | 1950 | 2050 | 25 | 100% | 25 | 25 | WT-Onshore | wind_onshorewind | Wind | NW_Wind |  |  |  | NW_Wind_for_Other | 1950 | 2050 | 0 | NW | 25 | 1 | 25 | 1 | 1 | 2050-12-31 | 1 | #N/A | #N/A | No | #N/A | #N/A | Not Found | #N/A | #N/A | #N/A | Not Found | #N/A | #N/A | #N/A | #N/A | #N/A |  |  |  |  | No |  | No | No | No
| BigBeau_Solar | BigBeau Solar | other | SCE | SCE | Southern California Edison | SCE | CAISO | 2021-12-01 | 2050-12-01 | 2021 | 2050 | 128 | 100% | 128 | 128 | Solar PV - Ground mountSolar: Tracking (1 Axis) | 1axPV_sun | 1axPV_sun | CAISO_Solar |  |  |  | CAISO_Solar_for_CAISO | 2022 | 2050 | 0 | CAISO | 128 | 0.95 |  | 1 | 1 | 2050-12-01 | 1 | BigBeau Solar | #N/A | No | #VALUE! | #VALUE! | Not Found | #N/A | #N/A | #N/A | Not Found | #N/A | #N/A | #N/A | [6 empty] | No | Yes | No | No | No
| BIGCRK_2_EXESWD | BIG CREEK HYDRO PROJECT PSP | caiso | SCE | SCE | Southern California Edison | SCE | CAISO | 1913-01-01 | 2050-12-31 | 1913 | 2050 | 820 | 100% | 820 | 820 | n/a | Hydro_Standard | Hydro | CAISO_Hydro |  |  |  | CAISO_Hydro | 1913 | 2050 | 0 | CAISO | 820 | 1 | 820 | 1 | 1 | 2050-12-31 | 1 | BIGCRK_2_EXESWD | FC | No | 693.5268 | 693.5268 | NQC List | 700 | 700 | WATER | NQC List | 800.6 | 773.6 | WATER | 800.6 | 773.6 | 700 | 700 |  |  | No |  | No | No | No
| BIGCRK_7_DAM7 | DAM 7 AT BIG CREEK (FISHWATER GEN) | caiso | SCE | SCE | Southern California Edison | SCE | CAISO | 1986-01-01 | 2050-12-31 | 1986 | 2050 | 0.3 | 100% | 0.3 | 0.3 | n/a | Hydro_Standard | Hydro | CAISO_Hydro |  |  |  | CAISO_Hydro | 1986 | 2050 | 0 | CAISO | 0.3 | 1 | 0.3 | 1 | 1 | 2050-12-31 | 1 | BIGCRK_7_DAM7 | EO | Yes | 0.25373 | 0.25373 | NQC List | 0 | 0 | WATER | NQC List | 0 | 0 | WATER | 0 | 0 | 0 | 0 |  |  | No |  | No | No | No
| BIGCRK_7_MAMRES | MAMMOTH POOL RESERVOIR (FISHWATER | caiso | SCE | SCE | Southern California Edison | SCE | CAISO |  | 2050-12-31 | 1900 | 2050 | 1.25 | 100% | 1.25 | 1.25 | n/a | Hydro_Standard | Hydro | CAISO_Small_Hydro |  |  |  | CAISO_Small_Hydro_for_CAISO | 1900 | 2050 | 0 | CAISO | 1.25 | 1 | 1.25 | 1 | 1 | 2050-12-31 | 1 | BIGCRK_7_MAMRES | EO | Yes | 0.625 | 0.625 | NQC List | 0 | 0 | WATER | NQC List | 0 | 0 | WATER | 0 | 0 | 0 | 0 |  |  | No |  | Yes | No | No
| Bighorn_1 | Bighorn-1 | teppc | AESO | AESO | Alberta Electric System Operator | BCHA_AESO | Excluded | 1972-01-01 | 2050-12-01 | 1972 | 2050 | 60 | 100% | 60 | 60 | Hydro | Hydro_Standard | Hydro | Excluded_Hydro |  |  |  | Excluded | 1972 | 2050 | 0 | Excluded | 60 | 1 | 60 | 1 | 1 | 2050-12-01 | 1 | #N/A | #N/A | No | 0 | 0 | Not Found | #N/A | #N/A | #N/A | Not Found | #N/A | #N/A | #N/A | 0 | 0 | 0 | 0 |  |  | No |  | No | No | No
| Bighorn_2 | Bighorn-2 | teppc | AESO | AESO | Alberta Electric System Operator | BCHA_AESO | Excluded | 1972-01-01 | 2050-12-01 | 1972 | 2050 | 60 | 100% | 60 | 60 | Hydro | Hydro_Standard | Hydro | Excluded_Hydro |  |  |  | Excluded | 1972 | 2050 | 0 | Excluded | 60 | 1 | 60 | 1 | 1 | 2050-12-01 | 1 | #N/A | #N/A | No | 0 | 0 | Not Found | #N/A | #N/A | #N/A | Not Found | #N/A | #N/A | #N/A | 0 | 0 | 0 | 0 |  |  | No |  | No | No | No
| BigHorn2 | Big Horn Wind II-1 | teppc | TPWR | TPWR | Tacoma Power | BPAT | NW | 2010-10-15 | 2050-12-31 | 2010 | 2050 | 50 | 100% | 50 | 50 | WT-Onshore | wind_onshorewind | Wind | NW_Wind | CAISO | 17.5 |  | NW_Wind_for_Other | 2011 | 2050 | 32.5 | CAISO | 17.5 | 1 | 17.5 | 1 | 1 | 2050-12-31 | 1 | #N/A | #N/A | No | #N/A | #N/A | Not Found | #N/A | #N/A | #N/A | Not Found | #N/A | #N/A | #N/A | #N/A | #N/A |  |  |  |  | No |  | No | No | No
| BiglowCanyon1 | Biglow Canyon Wind Farm-1 | teppc | PGE | PGE | Portland General Electric Company | PortlandGE | NW | 2008-01-01 | 2050-12-31 | 2008 | 2050 | 125.4 | 100% | 125.4 | 125.4 | WT-Onshore | wind_onshorewind | Wind | NW_Wind |  |  |  | NW_Wind_for_Other | 2008 | 2050 | 0 | NW | 125.4 | 1 | 125.4 | 1 | 1 | 2050-12-31 | 1 | #N/A | #N/A | No | #N/A | #N/A | Not Found | #N/A | #N/A | #N/A | Not Found | #N/A | #N/A | #N/A | #N/A | #N/A |  |  |  |  | No |  | No | No | No
| BiglowCanyon2 | Biglow Canyon Wind Farm-2 | teppc | PGE | PGE | Portland General Electric Company | PortlandGE | NW | 2009-08-20 | 2050-12-31 | 2009 | 2050 | 149.5 | 100% | 149.5 | 149.5 | WT-Onshore | wind_onshorewind | Wind | NW_Wind |  |  |  | NW_Wind_for_Other | 2010 | 2050 | 0 | NW | 149.5 | 1 | 149.5 | 1 | 1 | 2050-12-31 | 1 | #N/A | #N/A | No | #N/A | #N/A | Not Found | #N/A | #N/A | #N/A | Not Found | #N/A | #N/A | #N/A | #N/A | #N/A |  |  |  |  | No |  | No | No | No
| BiglowCanyon3 | Biglow Canyon Wind Farm-3 | teppc | PGE | PGE | Portland General Electric Company | PortlandGE | NW | 2011-01-01 | 2050-12-31 | 2011 | 2050 | 174.8 | 100% | 174.8 | 174.8 | WT-Onshore | wind_onshorewind | Wind | NW_Wind |  |  |  | NW_Wind_for_Other | 2011 | 2050 | 0 | NW | 174.8 | 1 | 174.8 | 1 | 1 | 2050-12-31 | 1 | #N/A | #N/A | No | #N/A | #N/A | Not Found | #N/A | #N/A | #N/A | Not Found | #N/A | #N/A | #N/A | #N/A | #N/A |  |  |  |  | No |  | No | No | No
| BigSilver1 | Big Silver Hydro Project-1_Big Silver Hydro Project-1_IPPBSV | teppc | BCHA | BCHA | British Columbia Transmission Company | BCHA_AESO | Excluded | 2016-11-01 | 2056-10-31 | 2016 | 2055 | 11.6 | 100% | 11.6 | 11.6 | Hydro | Hydro_Standard | Hydro | Excluded_Hydro |  |  |  | Excluded | 2017 | 2056 | 0 | Excluded | 11.6 | 1 | 11.6 | 1 | 1 | 2050-12-31 | 1 | #N/A | #N/A | No | 0 | 0 | Not Found | #N/A | #N/A | #N/A | Not Found | #N/A | #N/A | #N/A | 0 | 0 | 0 | 0 |  |  | No |  | No | No | No
| BigSilver2 | Big Silver Hydro Project-2_Big Silver Hydro Project-2_IPPBSV | teppc | BCHA | BCHA | British Columbia Transmission Company | BCHA_AESO | Excluded | 2016-11-01 | 2056-10-31 | 2016 | 2055 | 11.6 | 100% | 11.6 | 11.6 | Hydro | Hydro_Standard | Hydro | Excluded_Hydro |  |  |  | Excluded | 2017 | 2056 | 0 | Excluded | 11.6 | 1 | 11.6 | 1 | 1 | 2050-12-31 | 1 | #N/A | #N/A | No | 0 | 0 | Not Found | #N/A | #N/A | #N/A | Not Found | #N/A | #N/A | #N/A | 0 | 0 | 0 | 0 |  |  | No |  | No | No | No
| BigSilver3 | Big Silver Hydro Project-3_Big Silver Hydro Project-3_IPPBSV | teppc | BCHA | BCHA | British Columbia Transmission Company | BCHA_AESO | Excluded | 2016-11-01 | 2056-10-31 | 2016 | 2055 | 11.6 | 100% | 11.6 | 11.6 | Hydro | Hydro_Standard | Hydro | Excluded_Hydro |  |  |  | Excluded | 2017 | 2056 | 0 | Excluded | 11.6 | 1 | 11.6 | 1 | 1 | 2050-12-31 | 1 | #N/A | #N/A | No | 0 | 0 | Not Found | #N/A | #N/A | #N/A | Not Found | #N/A | #N/A | #N/A | 0 | 0 | 0 | 0 |  |  | No |  | No | No | No
| BigSilver4 | Big Silver Hydro Project-4_Big Silver Hydro Project-4_IPPBSV | teppc | BCHA | BCHA | British Columbia Transmission Company | BCHA_AESO | Excluded | 2016-11-01 | 2056-10-31 | 2016 | 2055 | 5.8 | 100% | 5.8 | 5.8 | Hydro | Hydro_Standard | Hydro | Excluded_Hydro |  |  |  | Excluded | 2017 | 2056 | 0 | Excluded | 5.8 | 1 | 5.8 | 1 | 1 | 2050-12-31 | 1 | #N/A | #N/A | No | 0 | 0 | Not Found | #N/A | #N/A | #N/A | Not Found | #N/A | #N/A | #N/A | 0 | 0 | 0 | 0 |  |  | No |  | No | No | No
| BIGSKY_2_BSKSR6 | Big Sky Solar 6 | caiso | SCE | SCE | Southern California Edison | SCE | CAISO | 2017-12-08 | 2050-12-31 | 2018 | 2050 | 20 | 100% | 20 | 20 | PHOTO VOLTAIC_SUN | PVgeneric_sun | Solar_Fixed | CAISO_Solar |  |  |  | CAISO_Solar_for_CAISO | 2018 | 2050 | 0 | CAISO | 20 | 1 | 20 | 1 | 1 | 2050-12-31 | 1 | BIGSKY_2_BSKSR6 | FC | No | 5.4 | 2.8 | NQC List | 5.4 | 2.8 | SUN | NQC List | 5.4 | 2.8 | SUN | 5.4 | 2.8 | 5.4 | 2.8 |  |  | No |  | No | No | No
| BIGSKY_2_BSKSR7 | Big Sky Solar 7 | caiso | SCE | SCE | Southern California Edison | SCE | CAISO | 2017-12-08 | 2050-12-31 | 2018 | 2050 | 20 | 100% | 20 | 20 | PHOTO VOLTAIC_SUN | PVgeneric_sun | Solar_Fixed | CAISO_Solar |  |  |  | CAISO_Solar_for_CAISO | 2018 | 2050 | 0 | CAISO | 20 | 1 | 20 | 1 | 1 | 2050-12-31 | 1 | BIGSKY_2_BSKSR7 | FC | No | 5.4 | 2.8 | NQC List | 5.4 | 2.8 | SUN | NQC List | 5.4 | 2.8 | SUN | 5.4 | 2.8 | 5.4 | 2.8 |  |  | No |  | No | No | No
| BIGSKY_2_BSKSR8 | Big Sky Solar 8 | caiso | SCE | SCE | Southern California Edison | SCE | CAISO | 2017-12-08 | 2050-12-31 | 2018 | 2050 | 20 | 100% | 20 | 20 | PHOTO VOLTAIC_SUN | PVgeneric_sun | Solar_Fixed | CAISO_Solar |  |  |  | CAISO_Solar_for_CAISO | 2018 | 2050 | 0 | CAISO | 20 | 1 | 20 | 1 | 1 | 2050-12-31 | 1 | BIGSKY_2_BSKSR8 | FC | No | 5.4 | 2.8 | NQC List | 5.4 | 2.8 | SUN | NQC List | 5.4 | 2.8 | SUN | 5.4 | 2.8 | 5.4 | 2.8 |  |  | No |  | No | No | No
| BIGSKY_2_SOLAR1 | Antelope Big Sky Ranch | caiso | SCE | SCE | Southern California Edison | SCE | CAISO | 2016-08-16 | 2050-12-31 | 2016 | 2050 | 20 | 100% | 20 | 20 | n/a | PVgeneric_sun | Solar_Fixed | CAISO_Solar |  |  |  | CAISO_Solar_for_CAISO | 2017 | 2050 | 0 | CAISO | 20 | 1 | 20 | 1 | 1 | 2050-12-31 | 1 | BIGSKY_2_SOLAR1 | FC | No | 5.4 | 2.8 | NQC List | 5.4 | 2.8 | SUN | NQC List | 5.4 | 2.8 | SUN | 5.4 | 2.8 | 5.4 | 2.8 |  |  | No |  | No | No | No
| BIGSKY_2_SOLAR2 | Big Sky Solar 4 | caiso | SCE | SCE | Southern California Edison | SCE | CAISO | 2016-12-03 | 2050-12-31 | 2017 | 2050 | 40 | 100% | 40 | 40 | PVgeneric_sun | PVgeneric_sun | Solar_Fixed | CAISO_Solar |  |  |  | CAISO_Solar_for_CAISO | 2017 | 2050 | 0 | CAISO | 40 | 1 | 40 | 1 | 1 | 2050-12-31 | 1 | BIGSKY_2_SOLAR2 | FC | No | 10.8 | 5.6 | NQC List | 10.8 | 5.6 | SUN | NQC List | 10.8 | 5.6 | SUN | 10.8 | 5.6 | 10.8 | 5.6 |  |  | No |  | No | No | No
| BIGSKY_2_SOLAR3 | Big Sky Summer | caiso | SCE | SCE | Southern California Edison | SCE | CAISO | 2020-01-01 | 2050-12-31 | 2020 | 2050 | 20 | 100% | 20 | 20 | n/a | PVgeneric_sun | Solar_Fixed | CAISO_Solar |  |  |  | CAISO_Solar_for_CAISO | 2020 | 2050 | 0 | CAISO | 20 | 1 | 20 | 1 | 1 | 2050-12-31 | 1 | BIGSKY_2_SOLAR3 | FC | No | 5.4 | 2.8 | NQC List | 5.4 | 2.8 | SUN | NQC List | 5.4 | 2.8 | SUN | 5.4 | 2.8 | 5.4 | 2.8 |  |  | No |  | No | Yes | Yes
| BIGSKY_2_SOLAR4 | Western Antelope Blue Sky Ranch B | caiso | SCE | SCE | Southern California Edison | SCE | CAISO | 2016-12-03 | 2050-12-31 | 2017 | 2050 | 20 | 100% | 20 | 20 | PVgeneric_sun | PVgeneric_sun | Solar_Fixed | CAISO_Solar |  |  |  | CAISO_Solar_for_CAISO | 2017 | 2050 | 0 | CAISO | 20 | 1 | 20 | 1 | 1 | 2050-12-31 | 1 | BIGSKY_2_SOLAR4 | FC | No | 5.4 | 2.8 | NQC List | 5.4 | 2.8 | SUN | NQC List | 5.4 | 2.8 | SUN | 5.4 | 2.8 | 5.4 | 2.8 |  |  | No |  | No | No | No
| BIGSKY_2_SOLAR5 | Big Sky Solar 2 | caiso | SCE | SCE | Southern California Edison | SCE | CAISO | 2016-11-30 | 2050-12-31 | 2016 | 2050 | 5 | 100% | 5 | 5 | PVgeneric_sun | PVgeneric_sun | Solar_Fixed | CAISO_Solar |  |  |  | CAISO_Solar_for_CAISO | 2017 | 2050 | 0 | CAISO | 5 | 1 | 5 | 1 | 1 | 2050-12-31 | 1 | BIGSKY_2_SOLAR5 | FC | No | 1.35 | 0.7 | NQC List | 1.35 | 0.7 | SUN | NQC List | 1.35 | 0.7 | SUN | 1.35 | 0.7 | 1.35 | 0.7 |  |  | No |  | No | No | No
| BIGSKY_2_SOLAR6 | Solverde 1 | caiso | SCE | SCE | Southern California Edison | SCE | CAISO | 2016-12-17 | 2050-12-31 | 2017 | 2050 | 85 | 100% | 85 | 85 | PVgeneric_sun | PVgeneric_sun | Solar_Fixed | CAISO_Solar |  |  |  | CAISO_Solar_for_CAISO | 2017 | 2050 | 0 | CAISO | 85 | 1 | 85 | 1 | 1 | 2050-12-31 | 1 | BIGSKY_2_SOLAR6 | FC | No | 22.95 | 11.9 | NQC List | 22.95 | 11.9 | SUN | NQC List | 22.95 | 11.9 | SUN | 22.95 | 11.9 | 22.95 | 11.9 |  |  | No |  | No | No | No
| BIGSKY_2_SOLAR7 | Big Sky Solar 1 | caiso | SCE | SCE | Southern California Edison | SCE | CAISO | 2016-12-15 | 2050-12-31 | 2017 | 2050 | 50 | 100% | 50 | 50 | PVgeneric_sun | PVgeneric_sun | Solar_Fixed | CAISO_Solar |  |  |  | CAISO_Solar_for_CAISO | 2017 | 2050 | 0 | CAISO | 50 | 1 | 50 | 1 | 1 | 2050-12-31 | 1 | BIGSKY_2_SOLAR7 | FC | No | 13.5 | 7 | NQC List | 13.5 | 7 | SUN | NQC List | 13.5 | 7 | SUN | 13.5 | 7 | 13.5 | 7 |  |  | No |  | No | No | No
| BigSky1 | Big Sky Dairy Digester-GEN1 | teppc | CISC | CISC | Southern California Edison | SCE | CAISO | 2008-12-01 | 2050-12-31 | 2008 | 2050 | 0 | 0% |  | 0.75 | Bio-ICE | ICE_Biomass | Biomass/Wood | CAISO_Biomass |  |  |  | CAISO_Biomass_for_CAISO | 2009 | 2050 | 0 | CAISO | 0.75 | 1 | 0.75 | 1 | 1 | 2050-12-31 | 1 | BigSky1 | #N/A | No | 0.5235 | 0.5235 | Not Found | #N/A | #N/A | #N/A | Not Found | #N/A | #N/A | #N/A | 0.5235 | 0.5235 | 0.5235 | 0.5235 |  |  | No |  | No | No | No
| BigSky2 | Big Sky Dairy Digester-GEN2 | teppc | CISC | CISC | Southern California Edison | SCE | CAISO | 2008-12-01 | 2050-12-31 | 2008 | 2050 | 0 | 0% |  | 0.75 | Bio-ICE | ICE_Biomass | Biomass/Wood | CAISO_Biomass |  |  |  | CAISO_Biomass_for_CAISO | 2009 | 2050 | 0 | CAISO | 0.75 | 1 | 0.75 | 1 | 1 | 2050-12-31 | 1 | BigSky2 | #N/A | No | 0.5235 | 0.5235 | Not Found | #N/A | #N/A | #N/A | Not Found | #N/A | #N/A | #N/A | 0.5235 | 0.5235 | 0.5235 | 0.5235 |  |  | No |  | No | No | No
| BigThompson | Big Thompson 1 | teppc | WACM | WACM | Western Area Power Administration, Colorado-Missouri Region | WACM | Excluded | 1959-04-01 | 2050-12-31 | 1959 | 2050 | 4.5 | 100% | 4.5 | 4.5 | Hydro | Hydro_Standard | Hydro | Excluded_Hydro |  |  |  | Excluded | 1959 | 2050 | 0 | Excluded | 4.5 | 1 | 4.5 | 1 | 1 | 2050-12-31 | 1 | #N/A | #N/A | No | 0 | 0 | Not Found | #N/A | #N/A | #N/A | Not Found | #N/A | #N/A | #N/A | 0 | 0 | 0 | 0 |  |  | No |  | No | No | No
| BIOMAS_1_UNIT_1 |  | caiso | PGE_Valley | PGE_Valley | Pacific Gas and Electric Valley | PGE_Valley | CAISO | 1989-08-31 | 2050-12-31 | 1989 | 2050 | 24.28 | 95.22% | 24.28 | 25.5 | n/a | ST_Biomass | Biomass/Wood | CAISO_Biomass |  |  |  | CAISO_Biomass_for_CAISO | 1990 | 2050 | 0 | CAISO | 25.5 | 1 | 25.5 | 1 | 1 | 2050-12-31 | 1 | BIOMAS_1_UNIT 1 | FC | No | 17.799 | 17.799 | NQC List | 23.93 | 22.88 | BIOMASS | NQC List | 24.31 | 23.33 | BIOMASS | 24.31 | 23.33 | 23.93 | 22.88 |  |  | No |  | No | No | No
| BiomassOneGE1 | Biomass One LP-GE | teppc | CISC | CISC | Southern California Edison | SCE | CAISO | 1985-12-01 | 2050-12-31 | 1985 | 2050 | 0 | 0% |  | 14.4 | Bio-ST | ST_Biomass | Biomass/Wood | CAISO_Biomass |  |  |  | CAISO_Biomass_for_CAISO | 1986 | 2050 | 0 | CAISO | 14.4 | 1 | 14.4 | 1 | 1 | 2050-12-31 | 1 | BiomassOneGE1 | #N/A | No | 10.0512 | 10.0512 | Not Found | #N/A | #N/A | #N/A | Not Found | #N/A | #N/A | #N/A | 10.0512 | 10.0512 | 10.0512 | 10.0512 |  |  | No |  | No | No | No
| BiomassOneGE2 | Biomass One LP-GE-2 | teppc | PACW | PACW | PacifiCorp – West | PACW | NW | 2009-01-01 | 2050-12-31 | 2009 | 2050 | 15 | 100% | 15 | 15 | Bio-ST | ST_Biomass | Biomass/Wood | NW_Biomass |  |  |  | NW_Biomass_for_Other | 2009 | 2050 | 0 | NW | 15 | 1 | 15 | 1 | 1 | 2050-12-31 | 1 | #N/A | #N/A | No | 10.47 | 10.47 | Not Found | #N/A | #N/A | #N/A | Not Found | #N/A | #N/A | #N/A | 10.47 | 10.47 | 10.47 | 10.47 |  |  | No |  | No | No | No
| BirchCreek1 | Birch Creek-1 | teppc | CISC | CISC | Southern California Edison | SCE | CAISO | 1984-11-01 | 2050-12-31 | 1984 | 2050 | 2.6 | 100% | 2.6 | 2.6 | Hydro | Hydro_Standard | Hydro | CAISO_Hydro |  |  |  | CAISO_Hydro | 1985 | 2050 | 0 | CAISO | 2.6 | 1 | 2.6 | 1 | 1 | 2050-12-31 | 1 | BirchCreek1 | #N/A | No | 2.199 | 2.199 | Not Found | #N/A | #N/A | #N/A | Not Found | #N/A | #N/A | #N/A | 2.199 | 2.199 | 2.199 | 2.199 |  |  | No |  | No | No | No
| Birdsall_1 | George Birdsall 1 | teppc | WACM | WACM | Western Area Power Administration, Colorado-Missouri Region | WACM | Excluded | 1953-08-01 | 2050-12-31 | 1953 | 2050 | 17.2 | 100% | 17.2 | 17.2 | ST-NatGas | ST_NG | Steam | Excluded_ST |  |  |  | Excluded | 1953 | 2050 | 0 | Excluded | 17.2 | 1 | 17.2 | 1 | 1 | 2050-12-31 | 1 | #N/A | #N/A | No | 0 | 0 | Not Found | #N/A | #N/A | #N/A | Not Found | #N/A | #N/A | #N/A | 0 | 0 | 0 | 0 |  |  | No |  | No | No | No
| Birdsall_2 | George Birdsall 2 | teppc | WACM | WACM | Western Area Power Administration, Colorado-Missouri Region | WACM | Excluded | 1954-03-01 | 2050-12-31 | 1954 | 2050 | 17.2 | 100% | 17.2 | 17.2 | ST-NatGas | ST_NG | Steam | Excluded_ST |  |  |  | Excluded | 1954 | 2050 | 0 | Excluded | 17.2 | 1 | 17.2 | 1 | 1 | 2050-12-31 | 1 | #N/A | #N/A | No | 0 | 0 | Not Found | #N/A | #N/A | #N/A | Not Found | #N/A | #N/A | #N/A | 0 | 0 | 0 | 0 |  |  | No |  | No | No | No
| Birdsall_3 | George Birdsall 3 | teppc | WACM | WACM | Western Area Power Administration, Colorado-Missouri Region | WACM | Excluded | 1957-03-01 | 2050-12-31 | 1957 | 2050 | 24.6 | 100% | 24.6 | 24.6 | ST-NatGas | ST_NG | Steam | Excluded_ST |  |  |  | Excluded | 1957 | 2050 | 0 | Excluded | 24.6 | 1 | 24.6 | 1 | 1 | 2050-12-31 | 1 | #N/A | #N/A | No | 0 | 0 | Not Found | #N/A | #N/A | #N/A | Not Found | #N/A | #N/A | #N/A | 0 | 0 | 0 | 0 |  |  | No |  | No | No | No
| BISHOP_1_ALAMO | BISHOP CREEK PLANT 2 AND 6 | caiso | SCE | SCE | Southern California Edison | SCE | CAISO | 1908-01-01 | 2050-12-31 | 1908 | 2050 | 13.4 | 100% | 13.4 | 13.4 | n/a | Hydro_Standard | Hydro | CAISO_Small_Hydro |  |  |  | CAISO_Small_Hydro_for_CAISO | 1908 | 2050 | 0 | CAISO | 13.4 | 1 | 13.4 | 1 | 1 | 2050-12-31 | 1 | BISHOP_1_ALAMO | FC | No | 6.7 | 6.7 | NQC List | 11.49 | 8.67 | WATER | NQC List | 10.99 | 7.56 | WATER | 10.99 | 7.56 | 11.49 | 8.67 |  |  | No |  | No | No | No
| BISHOP_1_UNITS | BISHOP CREEK PLANT 3 AND 4 | caiso | SCE | SCE | Southern California Edison | SCE | CAISO | 1905-01-01 | 2050-12-31 | 1905 | 2050 | 15.8 | 100% | 15.8 | 15.8 | n/a | Hydro_Standard | Hydro | CAISO_Small_Hydro |  |  |  | CAISO_Small_Hydro_for_CAISO | 1905 | 2050 | 0 | CAISO | 15.8 | 1 | 15.8 | 1 | 1 | 2050-12-31 | 1 | BISHOP_1_UNITS | FC | No | 7.9 | 7.9 | NQC List | 14.62 | 10.69 | WATER | NQC List | 12.87 | 8.34 | WATER | 12.87 | 8.34 | 14.62 | 10.69 |  |  | No |  | No | No | No
| BishopCreek2_2 | Bishop Creek 2-2 | teppc | CISC | CISC | Southern California Edison | SCE | CAISO | 1908-01-01 | 2050-12-31 | 1908 | 2050 | 2.65 | 100% | 2.65 | 2.65 | HydroRPS | Hydro_Standard | Hydro | CAISO_Hydro |  |  |  | CAISO_Hydro | 1908 | 2050 | 0 | CAISO | 2.65 | 1 | 2.65 | 1 | 1 | 2050-12-31 | 1 | BishopCreek2-2 | #N/A | No | 2.2413 | 2.2413 | Not Found | #N/A | #N/A | #N/A | Not Found | #N/A | #N/A | #N/A | 2.2413 | 2.2413 | 2.2413 | 2.2413 |  |  | No |  | No | No | No
| BishopCreek2_3 | Bishop Creek 2-3 | teppc | CISC | CISC | Southern California Edison | SCE | CAISO | 1908-01-01 | 2050-12-31 | 1908 | 2050 | 2.43 | 100% | 2.43 | 2.43 | HydroRPS | Hydro_Standard | Hydro | CAISO_Hydro |  |  |  | CAISO_Hydro | 1908 | 2050 | 0 | CAISO | 2.43 | 1 | 2.43 | 1 | 1 | 2050-12-31 | 1 | BishopCreek2-3 | #N/A | No | 2.0552 | 2.0552 | Not Found | #N/A | #N/A | #N/A | Not Found | #N/A | #N/A | #N/A | 2.0552 | 2.0552 | 2.0552 | 2.0552 |  |  | No |  | No | No | No
| BishopCreek3_2 | Bishop Creek 3-2 | teppc | CISC | CISC | Southern California Edison | SCE | CAISO | 1905-01-01 | 2050-12-31 | 1905 | 2050 | 2.37 | 100% | 2.37 | 2.37 | HydroRPS | Hydro_Standard | Hydro | CAISO_Hydro |  |  |  | CAISO_Hydro | 1905 | 2050 | 0 | CAISO | 2.37 | 1 | 2.37 | 1 | 1 | 2050-12-31 | 1 | BishopCreek3-2 | #N/A | No | 2.0045 | 2.0045 | Not Found | #N/A | #N/A | #N/A | Not Found | #N/A | #N/A | #N/A | 2.0045 | 2.0045 | 2.0045 | 2.0045 |  |  | No |  | No | No | No
| BishopCreek3_3 | Bishop Creek 3-3 | teppc | CISC | CISC | Southern California Edison | SCE | CAISO | 1905-01-01 | 2050-12-31 | 1905 | 2050 | 2.79 | 100% | 2.79 | 2.79 | HydroRPS | Hydro_Standard | Hydro | CAISO_Hydro |  |  |  | CAISO_Hydro | 1905 | 2050 | 0 | CAISO | 2.79 | 1 | 2.79 | 1 | 1 | 2050-12-31 | 1 | BishopCreek3-3 | #N/A | No | 2.3597 | 2.3597 | Not Found | #N/A | #N/A | #N/A | Not Found | #N/A | #N/A | #N/A | 2.3597 | 2.3597 | 2.3597 | 2.3597 |  |  | No |  | No | No | No
| BishopCreek4_1 | Bishop Creek 4-1 | teppc | CISC | CISC | Southern California Edison | SCE | CAISO | 1905-01-01 | 2050-12-31 | 1905 | 2050 | 1.03 | 100% | 1.03 | 1.03 | HydroRPS | Hydro_Standard | Hydro | CAISO_Hydro |  |  |  | CAISO_Hydro | 1905 | 2050 | 0 | CAISO | 1.03 | 1 | 1.03 | 1 | 1 | 2050-12-31 | 1 | BishopCreek4-1 | #N/A | No | 0.87114 | 0.87114 | Not Found | #N/A | #N/A | #N/A | Not Found | #N/A | #N/A | #N/A | 0.87114 | 0.87114 | 0.87114 | 0.87114 |  |  | No |  | No | No | No
| BishopCreek4_2 | Bishop Creek 4-2 | teppc | CISC | CISC | Southern California Edison | SCE | CAISO | 1905-01-01 | 2050-12-31 | 1905 | 2050 | 1.03 | 100% | 1.03 | 1.03 | HydroRPS | Hydro_Standard | Hydro | CAISO_Hydro |  |  |  | CAISO_Hydro | 1905 | 2050 | 0 | CAISO | 1.03 | 1 | 1.03 | 1 | 1 | 2050-12-31 | 1 | BishopCreek4-2 | #N/A | No | 0.87114 | 0.87114 | Not Found | #N/A | #N/A | #N/A | Not Found | #N/A | #N/A | #N/A | 0.87114 | 0.87114 | 0.87114 | 0.87114 |  |  | No |  | No | No | No
| BishopCreek4_3 | Bishop Creek 4-3 | teppc | CISC | CISC | Southern California Edison | SCE | CAISO | 1905-01-01 | 2050-12-31 | 1905 | 2050 | 1.96 | 100% | 1.96 | 1.96 | HydroRPS | Hydro_Standard | Hydro | CAISO_Hydro |  |  |  | CAISO_Hydro | 1905 | 2050 | 0 | CAISO | 1.96 | 1 | 1.96 | 1 | 1 | 2050-12-31 | 1 | BishopCreek4-3 | #N/A | No | 1.6577 | 1.6577 | Not Found | #N/A | #N/A | #N/A | Not Found | #N/A | #N/A | #N/A | 1.6577 | 1.6577 | 1.6577 | 1.6577 |  |  | No |  | No | No | No
| BishopCreek4_4 | Bishop Creek 4-4 | teppc | CISC | CISC | Southern California Edison | SCE | CAISO | 1905-01-01 | 2050-12-31 | 1905 | 2050 | 1.96 | 100% | 1.96 | 1.96 | HydroRPS | Hydro_Standard | Hydro | CAISO_Hydro |  |  |  | CAISO_Hydro | 1905 | 2050 | 0 | CAISO | 1.96 | 1 | 1.96 | 1 | 1 | 2050-12-31 | 1 | BishopCreek4-4 | #N/A | No | 1.6577 | 1.6577 | Not Found | #N/A | #N/A | #N/A | Not Found | #N/A | #N/A | #N/A | 1.6577 | 1.6577 | 1.6577 | 1.6577 |  |  | No |  | No | No | No
| BishopCreek4_5 | Bishop Creek 4-5 | teppc | CISC | CISC | Southern California Edison | SCE | CAISO | 1905-01-01 | 2050-12-31 | 1905 | 2050 | 1.96 | 100% | 1.96 | 1.96 | HydroRPS | Hydro_Standard | Hydro | CAISO_Hydro |  |  |  | CAISO_Hydro | 1905 | 2050 | 0 | CAISO | 1.96 | 1 | 1.96 | 1 | 1 | 2050-12-31 | 1 | BishopCreek4-5 | #N/A | No | 1.6577 | 1.6577 | Not Found | #N/A | #N/A | #N/A | Not Found | #N/A | #N/A | #N/A | 1.6577 | 1.6577 | 1.6577 | 1.6577 |  |  | No |  | No | No | No
| BishopCreek5_1 | Bishop Creek 5-1 | teppc | CISC | CISC | Southern California Edison | SCE | CAISO | 1908-01-01 | 2050-12-31 | 1908 | 2050 | 2.12 | 100% | 2.12 | 2.12 | HydroRPS | Hydro_Standard | Hydro | CAISO_Hydro |  |  |  | CAISO_Hydro | 1908 | 2050 | 0 | CAISO | 2.12 | 1 | 2.12 | 1 | 1 | 2050-12-31 | 1 | BishopCreek5-1 | #N/A | No | 1.793 | 1.793 | Not Found | #N/A | #N/A | #N/A | Not Found | #N/A | #N/A | #N/A | 1.793 | 1.793 | 1.793 | 1.793 |  |  | No |  | No | No | No
| BishopCreek5_2 | Bishop Creek 5-2 | teppc | CISC | CISC | Southern California Edison | SCE | CAISO | 1908-01-01 | 2050-12-31 | 1908 | 2050 | 2.65 | 100% | 2.65 | 2.65 | HydroRPS | Hydro_Standard | Hydro | CAISO_Hydro |  |  |  | CAISO_Hydro | 1908 | 2050 | 0 | CAISO | 2.65 | 1 | 2.65 | 1 | 1 | 2050-12-31 | 1 | BishopCreek5-2 | #N/A | No | 2.2413 | 2.2413 | Not Found | #N/A | #N/A | #N/A | Not Found | #N/A | #N/A | #N/A | 2.2413 | 2.2413 | 2.2413 | 2.2413 |  |  | No |  | No | No | No
| BishopCreek6_1 | Bishop Creek 6-1 | teppc | CISC | CISC | Southern California Edison | SCE | CAISO | 1908-01-01 | 2050-12-31 | 1908 | 2050 | 1.69 | 100% | 1.69 | 1.69 | HydroRPS | Hydro_Standard | Hydro | CAISO_Hydro |  |  |  | CAISO_Hydro | 1908 | 2050 | 0 | CAISO | 1.69 | 1 | 1.69 | 1 | 1 | 2050-12-31 | 1 | BishopCreek6-1 | #N/A | No | 1.4293 | 1.4293 | Not Found | #N/A | #N/A | #N/A | Not Found | #N/A | #N/A | #N/A | 1.4293 | 1.4293 | 1.4293 | 1.4293 |  |  | No |  | No | No | No
| BKRFLD_2_SOLAR1 | Bakersfield 111 | caiso | PGE_Valley | PGE_Valley | Pacific Gas and Electric Valley | PGE_Valley | CAISO | 2015-07-28 | 2050-12-31 | 2015 | 2050 | 1.38 | 100% | 1.38 | 1.38 | n/a | PVgeneric_sun | Solar_Fixed | CAISO_Solar |  |  |  | CAISO_Solar_for_CAISO | 2015 | 2050 | 0 | CAISO | 1.38 | 1 | 1.38 | 1 | 1 | 2050-12-31 | 1 | BKRFLD_2_SOLAR1 | FC | No | 0.3726 | 0.1932 | NQC List | 0.37 | 0.19 | SUN | NQC List | 0.37 | 0.19 | SUN | 0.37 | 0.19 | 0.37 | 0.19 |  |  | No |  | No | No | No
| BLACK_7_UNIT_1 | JAMES B. BLACK 1 | caiso | PGE_Valley | PGE_Valley | Pacific Gas and Electric Valley | PGE_Valley | CAISO | 1966-01-01 | 2050-12-31 | 1966 | 2050 | 85 | 100% | 85 | 85 | n/a | Hydro_Standard | Hydro | CAISO_Hydro |  |  |  | CAISO_Hydro | 1966 | 2050 | 0 | CAISO | 85 | 1 | 85 | 1 | 1 | 2050-12-31 | 1 | BLACK_7_UNIT 1 | FC | No | 71.89 | 71.89 | NQC List | 84.4 | 83.6 | WATER | NQC List | 85 | 85 | WATER | 85 | 85 | 84.4 | 83.6 |  |  | No |  | No | No | No
| BLACK_7_UNIT_2 | JAMES B. BLACK 2 | caiso | PGE_Valley | PGE_Valley | Pacific Gas and Electric Valley | PGE_Valley | CAISO | 1965-01-01 | 2050-12-31 | 1965 | 2050 | 84.1 | 100% | 84.1 | 84.1 | n/a | Hydro_Standard | Hydro | CAISO_Hydro |  |  |  | CAISO_Hydro | 1965 | 2050 | 0 | CAISO | 84.1 | 1 | 84.1 | 1 | 1 | 2050-12-31 | 1 | BLACK_7_UNIT 2 | FC | No | 71.1288 | 71.1288 | NQC List | 84.08 | 84.08 | WATER | NQC List | 84.1 | 84.1 | WATER | 84.1 | 84.1 | 84.08 | 84.08 |  |  | No |  | No | No | No
| Black_Mountain_1 | Black Mountain Generating Station 1 | teppc | TEPC | TEPC | Tucson Electric Power Company | TEPC | SW | 2008-06-01 | 2050-12-31 | 2008 | 2050 | 45.01 | 100% | 45.01 | 45.01 | CT-NatGas-Aero | CT_NG | CT | SW_Peaker |  |  |  | SW_Peaker | 2008 | 2050 | 0 | SW | 45.01 | 1 | 45.01 | 1 | 1 | 2050-12-31 | 1 | #N/A | #N/A | No | 45.01 | 45.01 | Not Found | #N/A | #N/A | #N/A | Not Found | #N/A | #N/A | #N/A | 45.01 | 45.01 | 45.01 | 45.01 |  |  | No |  | No | No | No
| Black_Mountain_2 | Black Mountain Generating Station 2 | teppc | TEPC | TEPC | Tucson Electric Power Company | TEPC | SW | 2008-06-01 | 2050-12-31 | 2008 | 2050 | 45.01 | 100% | 45.01 | 45.01 | CT-NatGas-Aero | CT_NG | CT | SW_Peaker |  |  |  | SW_Peaker | 2008 | 2050 | 0 | SW | 45.01 | 1 | 45.01 | 1 | 1 | 2050-12-31 | 1 | #N/A | #N/A | No | 45.01 | 45.01 | Not Found | #N/A | #N/A | #N/A | Not Found | #N/A | #N/A | #N/A | 45.01 | 45.01 | 45.01 | 45.01 |  |  | No |  | No | No | No
| BlackCanyon1 | Black Canyon-1 | teppc | IPTV | IPTV | Idaho Treasure Valley | IPCO | NW | 1925-12-01 | 2050-12-31 | 1925 | 2050 | 6 | 100% | 6 | 6 | Hydro | Hydro_Standard | Hydro | NW_Hydro |  |  |  | NW_Hydro | 1926 | 2050 | 0 | NW | 6 | 1 | 6 | 1 | 1 | 2050-12-31 | 1 | #N/A | #N/A | No | #N/A | #N/A | Not Found | #N/A | #N/A | #N/A | Not Found | #N/A | #N/A | #N/A | #N/A | #N/A |  |  |  |  | No |  | No | No | No
| BlackCanyon2 | Black Canyon-2 | teppc | IPTV | IPTV | Idaho Treasure Valley | IPCO | NW | 1925-12-01 | 2050-12-31 | 1925 | 2050 | 6 | 100% | 6 | 6 | Hydro | Hydro_Standard | Hydro | NW_Hydro |  |  |  | NW_Hydro | 1926 | 2050 | 0 | NW | 6 | 1 | 6 | 1 | 1 | 2050-12-31 | 1 | #N/A | #N/A | No | #N/A | #N/A | Not Found | #N/A | #N/A | #N/A | Not Found | #N/A | #N/A | #N/A | #N/A | #N/A |  |  |  |  | No |  | No | No | No
| BlackCanyon3 | Black Canyon-3 | teppc | CISC | CISC | Southern California Edison | SCE | CAISO | 2016-08-01 | 2050-12-31 | 2016 | 2050 | 12.5 | 100% | 12.5 | 12.5 | Hydro | Hydro_Standard | Hydro | CAISO_Hydro |  |  |  | CAISO_Hydro | 2016 | 2050 | 0 | CAISO | 12.5 | 1 | 12.5 | 1 | 1 | 2050-12-31 | 1 | BlackCanyon3 | #N/A | No | 10.5721 | 10.5721 | Not Found | #N/A | #N/A | #N/A | Not Found | #N/A | #N/A | #N/A | 10.5721 | 10.5721 | 10.5721 | 10.5721 |  |  | No |  | No | No | No
| BlackCanyon3MV | Black Canyon #3-1 | teppc | CISC | CISC | Southern California Edison | SCE | CAISO | 1984-04-16 | 2030-04-15 | 1984 | 2029 | 0.14 | 100% | 0.14 | 0.14 | Hydro | Hydro_Standard | Hydro | CAISO_Hydro |  |  |  | CAISO_Hydro | 1984 | 2029 | 0 | CAISO | 0.14 | 1 | 0.14 | 1 | 1 | 2030-04-15 | 1 | BlackCanyon3MV | #N/A | No | 0.11841 | 0.11841 | Not Found | #N/A | #N/A | #N/A | Not Found | #N/A | #N/A | #N/A | 0.11841 | 0.11841 | 0.11841 | 0.11841 |  |  | No |  | No | No | No
| BlackCreek | Black Creek-GEN1 | teppc | PNM | PNM | Public Service Company of New Mexico | PNM_EPE | SW | 1994-02-01 | 2050-12-31 | 1994 | 2050 | 3.7 | 100% | 3.7 | 3.7 | Hydro | Hydro_Standard | Hydro | SW_Hydro |  |  |  | SW_Hydro | 1994 | 2050 | 0 | SW | 3.7 | 1 | 3.7 | 1 | 1 | 2050-12-31 | 1 | #N/A | #N/A | No | #N/A | #N/A | Not Found | #N/A | #N/A | #N/A | Not Found | #N/A | #N/A | #N/A | #N/A | #N/A |  |  |  |  | No |  | No | No | No
| BlackEagle1 | Black Eagle-BLA1 | teppc | NWMT | NWMT | NorthWestern Energy | NWMT_WAUW | NW | 1927-09-01 | 2050-12-31 | 1927 | 2050 | 7.8 | 100% | 7.8 | 7.8 | Hydro | Hydro_Standard | Hydro | NW_Hydro |  |  |  | NW_Hydro | 1928 | 2050 | 0 | NW | 7.8 | 1 | 7.8 | 1 | 1 | 2050-12-31 | 1 | #N/A | #N/A | No | #N/A | #N/A | Not Found | #N/A | #N/A | #N/A | Not Found | #N/A | #N/A | #N/A | #N/A | #N/A |  |  |  |  | No |  | No | No | No
| BlackEagle2 | Black Eagle-BLA2 | teppc | NWMT | NWMT | NorthWestern Energy | NWMT_WAUW | NW | 1927-09-01 | 2050-12-31 | 1927 | 2050 | 7.8 | 100% | 7.8 | 7.8 | Hydro | Hydro_Standard | Hydro | NW_Hydro |  |  |  | NW_Hydro | 1928 | 2050 | 0 | NW | 7.8 | 1 | 7.8 | 1 | 1 | 2050-12-31 | 1 | #N/A | #N/A | No | #N/A | #N/A | Not Found | #N/A | #N/A | #N/A | Not Found | #N/A | #N/A | #N/A | #N/A | #N/A |  |  |  |  | No |  | No | No | No
| BlackEagle3 | Black Eagle-BLA3 | teppc | NWMT | NWMT | NorthWestern Energy | NWMT_WAUW | NW | 1927-09-01 | 2050-12-31 | 1927 | 2050 | 8.4 | 100% | 8.4 | 8.4 | Hydro | Hydro_Standard | Hydro | NW_Hydro |  |  |  | NW_Hydro | 1928 | 2050 | 0 | NW | 8.4 | 1 | 8.4 | 1 | 1 | 2050-12-31 | 1 | #N/A | #N/A | No | #N/A | #N/A | Not Found | #N/A | #N/A | #N/A | Not Found | #N/A | #N/A | #N/A | #N/A | #N/A |  |  |  |  | No |  | No | No | No
| BlackspringRidge | Blackspring Ridge Wind-1 | teppc | AESO | AESO | Alberta Electric System Operator | BCHA_AESO | Excluded | 2014-03-31 | 2050-12-31 | 2014 | 2050 | 300 | 100% | 300 | 300 | WT-Onshore | wind_onshorewind | Wind | Excluded_Wind | CAISO | 150 |  | Excluded | 2014 | 2050 | 150 | CAISO | 150 | 1 | 150 | 1 | 1 | 2050-12-31 | 1 | #N/A | #N/A | No | 0 | 0 | Not Found | #N/A | #N/A | #N/A | Not Found | #N/A | #N/A | #N/A | 0 | 0 | 0 | 0 |  |  | No |  | No | No | No
| Blackwater_DCI | Blackwater DC Intertie (Fictional Resource)-1 | teppc | PNM | PNM | Public Service Company of New Mexico | PNM_EPE | SW | 2006-01-01 | 2050-12-31 | 2006 | 2050 | 200 | 100% | 200 | 200 | DC-Intertie | Intertie_NOTGEN | None | SW_Imports |  |  |  | #N/A | 2006 | 2050 | 0 | SW | 200 | 1 | 200 | 1 | 1 | 2050-12-31 | 1 | #N/A | #N/A | No | #N/A | #N/A | Not Found | #N/A | #N/A | #N/A | Not Found | #N/A | #N/A | #N/A | #N/A | #N/A |  |  |  |  | No |  | No | No | No
| BLAST_1_WIND | Mountain View IV Wind | caiso | SCE | SCE | Southern California Edison | SCE | CAISO | 2012-02-23 | 2050-12-31 | 2012 | 2050 | 49 | 100% | 49 | 49 | n/a | wind_onshorewind | Wind | CAISO_Wind |  |  |  | CAISO_Wind_for_CAISO | 2012 | 2050 | 0 | CAISO | 49 | 1 | 49 | 1 | 1 | 2050-12-31 | 1 | BLAST_1_WIND | FC | No | 10.29 | 7.35 | NQC List | 10.29 | 7.35 | WIND | NQC List | 10.29 | 7.35 | WIND | 10.29 | 7.35 | 10.29 | 7.35 |  |  | No |  | No | No | No
| BLCKBT_2_STONEY | BLACK BUTTE HYDRO | caiso | PGE_Valley | PGE_Valley | Pacific Gas and Electric Valley | PGE_Valley | CAISO | 1988-01-01 | 2050-12-31 | 1988 | 2050 | 6.2 | 100% | 6.2 | 6.2 | n/a | Hydro_Standard | Hydro | CAISO_Small_Hydro |  |  |  | CAISO_Small_Hydro_for_CAISO | 1988 | 2050 | 0 | CAISO | 6.2 | 1 | 6.2 | 1 | 1 | 2050-12-31 | 1 | BLCKBT_2_STONEY | FC | No | 3.1 | 3.1 | NQC List | 1.83 | 1.5 | WATER | NQC List | 1.83 | 1.5 | WATER | 1.83 | 1.5 | 1.83 | 1.5 |  |  | No |  | No | No | No
| BLCKWL_6_SOLAR1 |  | caiso | PGE_Valley | PGE_Valley | Pacific Gas and Electric Valley | PGE_Valley | CAISO | 2015-04-16 | 2050-12-31 | 2015 | 2050 | 12 | 100% | 12 | 12 | n/a | PVgeneric_sun | Solar_Fixed | CAISO_Solar | BANC | 12 |  | CAISO_Solar_for_Other | 2015 | 2050 | 0 | BANC | 12 | 1 | 12 | 1 | 1 | 2050-12-31 | 1 | BLCKWL_6_SOLAR1 | FC | No | 3.24 | 1.68 | NQC List | 3.24 | 1.68 | SUN | NQC List | 3.24 | 1.68 | SUN | 3.24 | 1.68 | 3.24 | 1.68 |  |  | No |  | No | No | No
| BlindCanyon | Blind Canyon Hydro-1 | teppc | IPMV | IPMV | Idaho Magic Valley | IPCO | NW | 1994-12-14 | 2050-12-31 | 1995 | 2050 | 10 | 100% | 10 | 10 | Hydro | Hydro_Standard | Hydro | NW_Hydro |  |  |  | NW_Hydro | 1995 | 2050 | 0 | NW | 10 | 1 | 10 | 1 | 1 | 2050-12-31 | 1 | #N/A | #N/A | No | #N/A | #N/A | Not Found | #N/A | #N/A | #N/A | Not Found | #N/A | #N/A | #N/A | #N/A | #N/A |  |  |  |  | No |  | No | No | No
| Bliss1 | Bliss-1 | teppc | IPMV | IPMV | Idaho Magic Valley | IPCO | NW | 1949-11-01 | 2050-12-31 | 1949 | 2050 | 25 | 100% | 25 | 25 | Hydro | Hydro_Standard | Hydro | NW_Hydro |  |  |  | NW_Hydro | 1950 | 2050 | 0 | NW | 25 | 1 | 25 | 1 | 1 | 2050-12-31 | 1 | #N/A | #N/A | No | #N/A | #N/A | Not Found | #N/A | #N/A | #N/A | Not Found | #N/A | #N/A | #N/A | #N/A | #N/A |  |  |  |  | No |  | No | No | No
| Bliss2 | Bliss-2 | teppc | IPMV | IPMV | Idaho Magic Valley | IPCO | NW | 1950-01-01 | 2050-12-31 | 1950 | 2050 | 25 | 100% | 25 | 25 | Hydro | Hydro_Standard | Hydro | NW_Hydro |  |  |  | NW_Hydro | 1950 | 2050 | 0 | NW | 25 | 1 | 25 | 1 | 1 | 2050-12-31 | 1 | #N/A | #N/A | No | #N/A | #N/A | Not Found | #N/A | #N/A | #N/A | Not Found | #N/A | #N/A | #N/A | #N/A | #N/A |  |  |  |  | No |  | No | No | No
| Bliss3 | Bliss-3 | teppc | IPMV | IPMV | Idaho Magic Valley | IPCO | NW | 1950-03-01 | 2050-12-31 | 1950 | 2050 | 25 | 100% | 25 | 25 | Hydro | Hydro_Standard | Hydro | NW_Hydro |  |  |  | NW_Hydro | 1950 | 2050 | 0 | NW | 25 | 1 | 25 | 1 | 1 | 2050-12-31 | 1 | #N/A | #N/A | No | #N/A | #N/A | Not Found | #N/A | #N/A | #N/A | Not Found | #N/A | #N/A | #N/A | #N/A | #N/A |  |  |  |  | No |  | No | No | No
| BLKCRK_2_SOLAR1 | McCoy Station | caiso | SCE | SCE | Southern California Edison | SCE | CAISO | 2016-06-14 | 2050-12-31 | 2016 | 2050 | 250 | 100% | 250 | 250 | n/a | PVgeneric_sun | Solar_Fixed | CAISO_Solar |  |  |  | CAISO_Solar_for_CAISO | 2016 | 2050 | 0 | CAISO | 250 | 1 | 250 | 1 | 1 | 2050-12-31 | 1 | BLKCRK_2_SOLAR1 | FC | No | 67.5 | 35 | NQC List | 0 | 0 | SUN | NQC List | 67.5 | 35 | SUN | 67.5 | 35 | 0 | 0 |  |  | No |  | No | No | No
| BLM_2_UNITS | BLM EAST Facility | caiso | SCE | SCE | Southern California Edison | SCE | CAISO | 1988-12-05 | 2050-12-31 | 1989 | 2050 | 72 | 100% | 72 | 72 | n/a | Geothermal_steam | Geothermal | CAISO_Geothermal |  |  |  | CAISO_Geothermal_for_CAISO | 1989 | 2050 | 0 | CAISO | 72 | 1 | 72 | 1 | 1 | 2050-12-31 | 1 | BLM_2_UNITS | FC | No | 44.352 | 44.352 | NQC List | 47 | 47 | GEOTHERMAL | NQC List | 72 | 72 | GEOTHERMAL | 72 | 72 | 47 | 47 |  |  | No |  | No | No | No
| BloomingtonPwr1 | Bloomington Power Plant-1 | teppc | PAUT | PAUT | Utah, PACE Utility | PACE | NW | 1999-03-01 | 2050-12-31 | 1999 | 2050 | 7 | 100% | 7 | 7 | ICE-OilDistillate | ICE_Oil | ICE | NW_Peaker |  |  |  | NW_Peaker | 1999 | 2050 | 0 | NW | 7 | 1 | 7 | 1 | 1 | 2050-12-31 | 1 | #N/A | #N/A | No | 7 | 7 | Not Found | #N/A | #N/A | #N/A | Not Found | #N/A | #N/A | #N/A | 7 | 7 | 7 | 7 |  |  | No |  | No | No | No
| BloomingtonPwr2 | Bloomington Power Plant-2 | teppc | IPFE | IPFE | Idaho Far East | IPCO | NW | 1999-03-01 | 2050-12-31 | 1999 | 2050 | 1.7 | 100% | 1.7 | 1.7 | ICE-OilDistillate | ICE_Oil | ICE | NW_Peaker |  |  |  | NW_Peaker | 1999 | 2050 | 0 | NW | 1.7 | 1 | 1.7 | 1 | 1 | 2050-12-31 | 1 | #N/A | #N/A | No | 1.7 | 1.7 | Not Found | #N/A | #N/A | #N/A | Not Found | #N/A | #N/A | #N/A | 1.7 | 1.7 | 1.7 | 1.7 |  |  | No |  | No | No | No
| BloomingtonPwr3 | Bloomington Power Plant-3 | teppc | IPFE | IPFE | Idaho Far East | IPCO | NW | 1999-03-01 | 2050-12-31 | 1999 | 2050 | 1.7 | 100% | 1.7 | 1.7 | ICE-OilDistillate | ICE_Oil | ICE | NW_Peaker |  |  |  | NW_Peaker | 1999 | 2050 | 0 | NW | 1.7 | 1 | 1.7 | 1 | 1 | 2050-12-31 | 1 | #N/A | #N/A | No | 1.7 | 1.7 | Not Found | #N/A | #N/A | #N/A | Not Found | #N/A | #N/A | #N/A | 1.7 | 1.7 | 1.7 | 1.7 |  |  | No |  | No | No | No
| BloomingtonPwr4 | Bloomington Power Plant-4 | teppc | PAUT | PAUT | Utah, PACE Utility | PACE | NW | 1999-03-01 | 2050-12-31 | 1999 | 2050 | 7 | 100% | 7 | 7 | ICE-OilDistillate | ICE_Oil | ICE | NW_Peaker |  |  |  | NW_Peaker | 1999 | 2050 | 0 | NW | 7 | 1 | 7 | 1 | 1 | 2050-12-31 | 1 | #N/A | #N/A | No | 7 | 7 | Not Found | #N/A | #N/A | #N/A | Not Found | #N/A | #N/A | #N/A | 7 | 7 | 7 | 7 |  |  | No |  | No | No | No
| BloomingtonPwr5 | Bloomington Power Plant-5 | teppc | IPFE | IPFE | Idaho Far East | IPCO | NW | 1999-03-01 | 2050-12-31 | 1999 | 2050 | 1.7 | 100% | 1.7 | 1.7 | ICE-OilDistillate | ICE_Oil | ICE | NW_Peaker |  |  |  | NW_Peaker | 1999 | 2050 | 0 | NW | 1.7 | 1 | 1.7 | 1 | 1 | 2050-12-31 | 1 | #N/A | #N/A | No | 1.7 | 1.7 | Not Found | #N/A | #N/A | #N/A | Not Found | #N/A | #N/A | #N/A | 1.7 | 1.7 | 1.7 | 1.7 |  |  | No |  | No | No | No
| BloomingtonPwr6 | Bloomington Power Plant-6 | teppc | IPFE | IPFE | Idaho Far East | IPCO | NW | 1999-03-01 | 2050-12-31 | 1999 | 2050 | 1.7 | 100% | 1.7 | 1.7 | ICE-OilDistillate | ICE_Oil | ICE | NW_Peaker |  |  |  | NW_Peaker | 1999 | 2050 | 0 | NW | 1.7 | 1 | 1.7 | 1 | 1 | 2050-12-31 | 1 | #N/A | #N/A | No | 1.7 | 1.7 | Not Found | #N/A | #N/A | #N/A | Not Found | #N/A | #N/A | #N/A | 1.7 | 1.7 | 1.7 | 1.7 |  |  | No |  | No | No | No
| Blue_Mesa_1 | Blue Mesa 1 | teppc | WACM | WACM | Western Area Power Administration, Colorado-Missouri Region | WACM | Excluded | 1967-09-01 | 2050-12-31 | 1967 | 2050 | 44 | 100% | 44 | 44 | Hydro | Hydro_Standard | Hydro | Excluded_Hydro |  |  |  | Excluded | 1968 | 2050 | 0 | Excluded | 44 | 1 | 44 | 1 | 1 | 2050-12-31 | 1 | #N/A | #N/A | No | 0 | 0 | Not Found | #N/A | #N/A | #N/A | Not Found | #N/A | #N/A | #N/A | 0 | 0 | 0 | 0 |  |  | No |  | No | No | No
| Blue_Mesa_2 | Blue Mesa 2 | teppc | WACM | WACM | Western Area Power Administration, Colorado-Missouri Region | WACM | Excluded | 1967-11-01 | 2050-12-31 | 1967 | 2050 | 44 | 100% | 44 | 44 | Hydro | Hydro_Standard | Hydro | Excluded_Hydro |  |  |  | Excluded | 1968 | 2050 | 0 | Excluded | 44 | 1 | 44 | 1 | 1 | 2050-12-31 | 1 | #N/A | #N/A | No | 0 | 0 | Not Found | #N/A | #N/A | #N/A | Not Found | #N/A | #N/A | #N/A | 0 | 0 | 0 | 0 |  |  | No |  | No | No | No
| Blue_Mountain_Electric_Company | Blue Mountain Electric Company | rps | PGE_Valley | PGE_Valley | Pacific Gas and Electric Valley | PGE_Valley | CAISO | 2021-12-31 | 2050-12-31 | 2022 | 2050 | 0 | 0% |  | 3 | Biomassnan | ST_Biomass | Biomass/Wood | CAISO_Biomass |  |  |  | CAISO_Biomass_for_CAISO | 2022 | 2050 | 0 | CAISO | 3 | 0.95 | 2.85 | 1 | 1 | 2050-12-31 | 1 | Blue Mountain Electric Company | #N/A | No | 1.9893 | 1.9893 | Not Found | #N/A | #N/A | #N/A | Not Found | #N/A | #N/A | #N/A | 1.9893 | 1.9893 | 1.9893 | 1.9893 |  |  | Yes |  | No | Yes | Yes
| Blue_Spruce_1 | Blue Spruce Energy Center CT01 | teppc | PSCO | PSCO | Public Service Company of Colorado | PSCO | Excluded | 2003-04-01 | 2050-12-31 | 2003 | 2050 | 146 | 100% | 146 | 146 | CT-NatGas-Industrial | CT_NG | CT | Excluded_Peaker |  |  |  | Excluded | 2003 | 2050 | 0 | Excluded | 146 | 1 | 146 | 1 | 1 | 2050-12-31 | 1 | #N/A | #N/A | No | 0 | 0 | Not Found | #N/A | #N/A | #N/A | Not Found | #N/A | #N/A | #N/A | 0 | 0 | 0 | 0 |  |  | No |  | No | No | No
| Blue_Spruce_2 | Blue Spruce Energy Center CT02 | teppc | PSCO | PSCO | Public Service Company of Colorado | PSCO | Excluded | 2003-04-01 | 2050-12-31 | 2003 | 2050 | 146 | 100% | 146 | 146 | CT-NatGas-Industrial | CT_NG | CT | Excluded_Peaker |  |  |  | Excluded | 2003 | 2050 | 0 | Excluded | 146 | 1 | 146 | 1 | 1 | 2050-12-31 | 1 | #N/A | #N/A | No | 0 | 0 | Not Found | #N/A | #N/A | #N/A | Not Found | #N/A | #N/A | #N/A | 0 | 0 | 0 | 0 |  |  | No |  | No | No | No
| Bluffview_1CC | BluffviewCC (Total CC Plant) | teppc | WALC | WALC | Western Area Power Administration, Lower Colorado Region | WALC | SW | 2005-04-01 | 2050-12-31 | 2005 | 2050 | 58 | 100% | 58 | 58 | CCWhole-NatGas-Aero | CC_NG | CC | SW_CCGT |  |  |  | SW_CCGT | 2005 | 2050 | 0 | SW | 58 | 1 | 58 | 1 | 1 | 2050-12-31 | 1 | #N/A | #N/A | No | 58 | 58 | Not Found | #N/A | #N/A | #N/A | Not Found | #N/A | #N/A | #N/A | 58 | 58 | 58 | 58 |  |  | No |  | No | No | No
| Bluffview_2_3 | Bluffview 2-3 (Mothballed as of 2016) | teppc | PNM | PNM | Public Service Company of New Mexico | PNM_EPE | SW | 1950-01-01 | 2050-12-31 | 1950 | 2050 | 67.2 | 100% | 67.2 | 67.2 | CCWhole-NatGas-Aero | CC_NG | CC | SW_CCGT |  |  |  | SW_CCGT | 1950 | 2050 | 0 | SW | 67.2 | 1 | 67.2 | 1 | 1 | 2050-12-31 | 1 | #N/A | #N/A | No | 67.2 | 67.2 | Not Found | #N/A | #N/A | #N/A | Not Found | #N/A | #N/A | #N/A | 67.2 | 67.2 | 67.2 | 67.2 |  |  | No |  | No | No | No
| Bluffview_2_4 | Bluffview 2-4 (Mothballed as of 2016) | teppc | PNM | PNM | Public Service Company of New Mexico | PNM_EPE | SW | 1950-01-01 | 2050-12-31 | 1950 | 2050 | 32.5 | 100% | 32.5 | 32.5 | CCWhole-NatGas-Aero | CC_NG | CC | SW_CCGT |  |  |  | SW_CCGT | 1950 | 2050 | 0 | SW | 32.5 | 1 | 32.5 | 1 | 1 | 2050-12-31 | 1 | #N/A | #N/A | No | 32.5 | 32.5 | Not Found | #N/A | #N/A | #N/A | Not Found | #N/A | #N/A | #N/A | 32.5 | 32.5 | 32.5 | 32.5 |  |  | No |  | No | No | No
| BLULKE_6_BLUELK | Blue Lake Power | caiso | PGE_Bay | PGE_Bay | Pacific Gas and Electric Bay | PGE_Bay | CAISO | 2010-04-30 | 2050-12-31 | 2010 | 2050 | 0 | 0% |  | 12 | STEAM_BIOMASS | ST_Biomass | Biomass/Wood | CAISO_Biomass |  |  |  | CAISO_Biomass_for_CAISO | 2010 | 2050 | 0 | CAISO | 12 | 1 | 12 | 1 | 1 | 2050-12-31 | 1 | BLULKE_6_BLUELK | #N/A | No | 8.376 | 8.376 | Not Found | #N/A | #N/A | #N/A | Not Found | #N/A | #N/A | #N/A | 8.376 | 8.376 | 8.376 | 8.376 |  |  | No |  | No | No | No
| Blundell1 | Blundell-1 | teppc | PAUT | PAUT | Utah, PACE Utility | PACE | NW | 1984-07-01 | 2050-12-31 | 1984 | 2050 | 26.095 | 100% | 26.095 | 26.095 | Geo-BinaryCycle | Geothermal_steam | Geothermal | NW_Geothermal |  |  |  | NW_Geothermal_for_Other | 1984 | 2050 | 0 | NW | 26.095 | 1 | 26.095 | 1 | 1 | 2050-12-31 | 1 | #N/A | #N/A | No | 16.0745 | 16.0745 | Not Found | #N/A | #N/A | #N/A | Not Found | #N/A | #N/A | #N/A | 16.0745 | 16.0745 | 16.0745 | 16.0745 |  |  | No |  | No | No | No
| Blundell2 | Blundell-2 | teppc | PAUT | PAUT | Utah, PACE Utility | PACE | NW | 2007-12-01 | 2050-12-31 | 2007 | 2050 | 12 | 100% | 12 | 12 | Geo-BinaryCycle | Geothermal_steam | Geothermal | NW_Geothermal |  |  |  | NW_Geothermal_for_Other | 2008 | 2050 | 0 | NW | 12 | 1 | 12 | 1 | 1 | 2050-12-31 | 1 | #N/A | #N/A | No | 7.392 | 7.392 | Not Found | #N/A | #N/A | #N/A | Not Found | #N/A | #N/A | #N/A | 7.392 | 7.392 | 7.392 | 7.392 |  |  | No |  | No | No | No
| BLYTHE_1_SOLAR1 | Blythe Solar 1 Project | caiso | SCE | SCE | Southern California Edison | SCE | CAISO | 2009-12-18 | 2050-12-31 | 2010 | 2050 | 21 | 100% | 21 | 21 | n/a | PVgeneric_sun | Solar_Fixed | CAISO_Solar |  |  |  | CAISO_Solar_for_CAISO | 2010 | 2050 | 0 | CAISO | 21 | 1 | 21 | 1 | 1 | 2050-12-31 | 1 | BLYTHE_1_SOLAR1 | EO | Yes | 5.67 | 2.94 | NQC List | 0 | 0 | SUN | NQC List | 0 | 0 | SUN | 0 | 0 | 0 | 0 |  |  | No |  | No | No | No
| BLYTHE_1_SOLAR2 | Blythe Green 1 | caiso | SCE | SCE | Southern California Edison | SCE | CAISO | 2017-04-05 | 2050-12-31 | 2017 | 2050 | 20 | 100% | 20 | 20 | PVgeneric_sun | PVgeneric_sun | Solar_Fixed | CAISO_Solar |  |  |  | CAISO_Solar_for_CAISO | 2017 | 2050 | 0 | CAISO | 20 | 1 | 20 | 1 | 1 | 2050-12-31 | 1 | BLYTHE_1_SOLAR2 | EO | Yes | 5.4 | 2.8 | NQC List | 0 | 0 | SUN | NQC List | 0 | 0 | SUN | 0 | 0 | 0 | 0 |  |  | No |  | No | No | No
| BNNIEN_7_ALTAPH | ALTA POWER HOUSE | caiso | PGE_Valley | PGE_Valley | Pacific Gas and Electric Valley | PGE_Valley | CAISO | 1902-01-01 | 2050-12-31 | 1902 | 2050 | 1 | 100% | 1 | 1 | n/a | Hydro_Standard | Hydro | CAISO_Small_Hydro |  |  |  | CAISO_Small_Hydro_for_CAISO | 1902 | 2050 | 0 | CAISO | 1 | 1 | 1 | 1 | 1 | 2050-12-31 | 1 | BNNIEN_7_ALTAPH | FC | No | 0.5 | 0.5 | NQC List | 0.7 | 0.48 | WATER | NQC List | 0.68 | 0.56 | WATER | 0.68 | 0.56 | 0.7 | 0.48 |  |  | No |  | No | No | No
| Boardman | Boardman-1 | teppc | BPAT | BPAT | Bonneville Power Administration – Transmission | BPAT | NW | 1980-08-01 | 2020-12-31 | 1980 | 2020 | 585 | 100% | 585 | 585 | ST-Coal | Steam_Coal | Coal | NW_Coal |  |  |  | NW_Coal | 1980 | 2020 | 0 | NW | 585 | 1 | 585 | 1 | 1 | 2020-12-31 | 1 | #N/A | #N/A | No | 585 | 585 | Not Found | #N/A | #N/A | #N/A | Not Found | #N/A | #N/A | #N/A | 585 | 585 | 585 | 585 |  |  | No |  | No | No | No
| BOGUE_1_UNITA1 | Feather River Energy Center, Unit #1 | caiso | PGE_Valley | PGE_Valley | Pacific Gas and Electric Valley | PGE_Valley | CAISO | 2002-12-23 | 2050-12-31 | 2003 | 2050 | 47.6 | 100% | 47.6 | 47.6 | CT-NatGas-Aero | CT_NG | CT | CAISO_Peaker2 |  |  |  | CAISO_Peaker2 | 2003 | 2050 | 0 | CAISO | 47.6 | 1 | 47.6 | 1 | 1 | 2050-12-31 | 1 | BOGUE_1_UNITA1 | FC | No | 45.7577 | 45.7577 | NQC List | 47.6 | 47.6 | NATURAL GAS | NQC List | 47.6 | 47.6 | NATURAL GAS | 47.6 | 47.6 | 47.6 | 47.6 |  |  | No |  | No | No | No
| Boise_City_Solar |  | teppc | IPTV | IPTV | Idaho Treasure Valley | IPCO | NW | 2016-12-31 | 2050-12-31 | 2017 | 2050 | 140 | 100% | 140 | 140 | SolarPV-Tracking | 1axPV_sun | Solar_1Axis | NW_Solar |  |  |  | NW_Solar_for_Other | 2017 | 2050 | 0 | NW | 140 | 1 | 140 | 1 | 1 | 2050-12-31 | 1 | #N/A | #N/A | No | #N/A | #N/A | Not Found | #N/A | #N/A | #N/A | Not Found | #N/A | #N/A | #N/A | #N/A | #N/A |  |  |  |  | No |  | No | No | No
| BoiseRDiversion1A | Boise R Diversion-1A | teppc | IPFE | IPFE | Idaho Far East | IPCO | NW | 2004-06-01 | 2050-12-31 | 2004 | 2050 | 1.1 | 100% | 1.1 | 1.1 | Hydro | Hydro_Standard | Hydro | NW_Hydro |  |  |  | NW_Hydro | 2004 | 2050 | 0 | NW | 1.1 | 1 | 1.1 | 1 | 1 | 2050-12-31 | 1 | #N/A | #N/A | No | #N/A | #N/A | Not Found | #N/A | #N/A | #N/A | Not Found | #N/A | #N/A | #N/A | #N/A | #N/A |  |  |  |  | No |  | No | No | No
| BoiseRDiversion2A | Boise R Diversion-2A | teppc | IPFE | IPFE | Idaho Far East | IPCO | NW | 2004-06-01 | 2050-12-31 | 2004 | 2050 | 1.1 | 100% | 1.1 | 1.1 | Hydro | Hydro_Standard | Hydro | NW_Hydro |  |  |  | NW_Hydro | 2004 | 2050 | 0 | NW | 1.1 | 1 | 1.1 | 1 | 1 | 2050-12-31 | 1 | #N/A | #N/A | No | #N/A | #N/A | Not Found | #N/A | #N/A | #N/A | Not Found | #N/A | #N/A | #N/A | #N/A | #N/A |  |  |  |  | No |  | No | No | No
| BoiseRDiversion3A | Boise R Diversion-3A | teppc | IPFE | IPFE | Idaho Far East | IPCO | NW | 2004-06-01 | 2050-12-31 | 2004 | 2050 | 1.1 | 100% | 1.1 | 1.1 | Hydro | Hydro_Standard | Hydro | NW_Hydro |  |  |  | NW_Hydro | 2004 | 2050 | 0 | NW | 1.1 | 1 | 1.1 | 1 | 1 | 2050-12-31 | 1 | #N/A | #N/A | No | #N/A | #N/A | Not Found | #N/A | #N/A | #N/A | Not Found | #N/A | #N/A | #N/A | #N/A | #N/A |  |  |  |  | No |  | No | No | No
| Bonanza | Bonanza-1 | teppc | PAUT | PAUT | Utah, PACE Utility | PACE | NW | 1986-05-01 | 2050-12-31 | 1986 | 2050 | 458 | 100% | 458 | 458 | ST-Coal | Steam_Coal | Coal | NW_Coal |  |  |  | NW_Coal | 1986 | 2050 | 0 | NW | 458 | 1 | 458 | 1 | 1 | 2050-12-31 | 1 | #N/A | #N/A | No | 458 | 458 | Not Found | #N/A | #N/A | #N/A | Not Found | #N/A | #N/A | #N/A | 458 | 458 | 458 | 458 |  |  | No |  | No | No | No
| BoneCreek1 | Bone Creek Hydro-1_Bone Creek Hydro-1_IPP-BNC | teppc | BCHA | BCHA | British Columbia Transmission Company | BCHA_AESO | Excluded | 2011-05-15 | 2031-05-14 | 2011 | 2030 | 9.83 | 100% | 9.83 | 9.83 | Hydro | Hydro_Standard | Hydro | Excluded_Hydro |  |  |  | Excluded | 2011 | 2030 | 0 | Excluded | 9.83 | 1 | 9.83 | 1 | 1 | 2031-05-14 | 1 | #N/A | #N/A | No | 0 | 0 | Not Found | #N/A | #N/A | #N/A | Not Found | #N/A | #N/A | #N/A | 0 | 0 | 0 | 0 |  |  | No |  | No | No | No
| BoneCreek2 | Bone Creek Hydro-2_Bone Creek Hydro-2_IPP-BNC | teppc | BCHA | BCHA | British Columbia Transmission Company | BCHA_AESO | Excluded | 2011-05-15 | 2031-05-14 | 2011 | 2030 | 9.83 | 100% | 9.83 | 9.83 | Hydro | Hydro_Standard | Hydro | Excluded_Hydro |  |  |  | Excluded | 2011 | 2030 | 0 | Excluded | 9.83 | 1 | 9.83 | 1 | 1 | 2031-05-14 | 1 | #N/A | #N/A | No | 0 | 0 | Not Found | #N/A | #N/A | #N/A | Not Found | #N/A | #N/A | #N/A | 0 | 0 | 0 | 0 |  |  | No |  | No | No | No
| Bonneville | Bonneville | teppc | BPAT | BPAT | Bonneville Power Administration – Transmission | BPAT | NW | 1938-07-01 | 2050-12-31 | 1938 | 2050 | 1154 | 100% | 1154 | 1154 | Hydro | Hydro_Standard | Hydro | NW_Hydro |  |  |  | NW_Hydro | 1938 | 2050 | 0 | NW | 1154 | 1 | 1154 | 1 | 1 | 2050-12-31 | 1 | #N/A | #N/A | No | #N/A | #N/A | Not Found | #N/A | #N/A | #N/A | Not Found | #N/A | #N/A | #N/A | #N/A | #N/A |  |  |  |  | No |  | No | No | No
| Bonnybrook | Bonnybrook Energy Centre-1 | teppc | BCHA | BCHA | British Columbia Transmission Company | BCHA_AESO | Excluded | 2016-06-01 | 2050-12-31 | 2016 | 2050 | 165 | 100% | 165 | 165 | CT-NatGas-Industrial | CT_NG | CT | Excluded_Peaker |  |  |  | Excluded | 2016 | 2050 | 0 | Excluded | 165 | 1 | 165 | 1 | 1 | 2050-12-31 | 1 | #N/A | #N/A | No | 0 | 0 | Not Found | #N/A | #N/A | #N/A | Not Found | #N/A | #N/A | #N/A | 0 | 0 | 0 | 0 |  |  | No |  | No | No | No
| BORDER_6_UNITA1 | CalPeak Power Border Unit 1 | caiso | SDGE | SDGE | San Diego Gas and Electric | SDGE | CAISO | 2001-10-26 | 2050-12-31 | 2001 | 2050 | 48 | 93.66% | 48 | 51.25 | CT-NatGas-Industrial | CT_NG | CT | CAISO_Peaker2 |  |  |  | CAISO_Peaker2 | 2002 | 2050 | 0 | CAISO | 51.25 | 1 | 51.25 | 1 | 1 | 2050-12-31 | 1 | BORDER_6_UNITA1 | FC | No | 49.2664 | 49.2664 | NQC List | 51.25 | 51.25 | NATURAL GAS | NQC List | 51.25 | 51.25 | NATURAL GAS | 51.25 | 51.25 | 51.25 | 51.25 |  |  | No |  | No | No | No
| Borel2 | Borel-2 | teppc | CISC | CISC | Southern California Edison | SCE | CAISO | 1904-01-01 | 2050-12-31 | 1904 | 2050 | 2.75 | 100% | 2.75 | 2.75 | Hydro | Hydro_Standard | Hydro | CAISO_Hydro |  |  |  | CAISO_Hydro | 1904 | 2050 | 0 | CAISO | 2.75 | 1 | 2.75 | 1 | 1 | 2050-12-31 | 1 | Borel2 | #N/A | No | 2.3259 | 2.3259 | Not Found | #N/A | #N/A | #N/A | Not Found | #N/A | #N/A | #N/A | 2.3259 | 2.3259 | 2.3259 | 2.3259 |  |  | No |  | No | No | No
| Borel3 | Borel-3 | teppc | CISC | CISC | Southern California Edison | SCE | CAISO | 1904-01-01 | 2050-12-31 | 1904 | 2050 | 5.5 | 100% | 5.5 | 5.5 | Hydro | Hydro_Standard | Hydro | CAISO_Hydro |  |  |  | CAISO_Hydro | 1904 | 2050 | 0 | CAISO | 5.5 | 1 | 5.5 | 1 | 1 | 2050-12-31 | 1 | Borel3 | #N/A | No | 4.6517 | 4.6517 | Not Found | #N/A | #N/A | #N/A | Not Found | #N/A | #N/A | #N/A | 4.6517 | 4.6517 | 4.6517 | 4.6517 |  |  | No |  | No | No | No
| BostonBar1 | Boston Bar Hydro (Scuzzy Creek)-1_Boston Bar Hydro (Scuzzy Creek)-1_IPP-BBH | teppc | BCHA | BCHA | British Columbia Transmission Company | BCHA_AESO | Excluded | 1994-08-01 | 2033-03-31 | 1994 | 2032 | 3 | 100% | 3 | 3 | Hydro | Hydro_Standard | Hydro | Excluded_Hydro |  |  |  | Excluded | 1994 | 2032 | 0 | Excluded | 3 | 1 | 3 | 1 | 1 | 2033-03-31 | 1 | #N/A | #N/A | No | 0 | 0 | Not Found | #N/A | #N/A | #N/A | Not Found | #N/A | #N/A | #N/A | 0 | 0 | 0 | 0 |  |  | No |  | No | No | No
| BostonBar2 | Boston Bar Hydro (Scuzzy Creek)-2_Boston Bar Hydro (Scuzzy Creek)-2_IPP-BBH | teppc | BCHA | BCHA | British Columbia Transmission Company | BCHA_AESO | Excluded | 1994-08-01 | 2033-03-31 | 1994 | 2032 | 3 | 100% | 3 | 3 | Hydro | Hydro_Standard | Hydro | Excluded_Hydro |  |  |  | Excluded | 1994 | 2032 | 0 | Excluded | 3 | 1 | 3 | 1 | 1 | 2033-03-31 | 1 | #N/A | #N/A | No | 0 | 0 | Not Found | #N/A | #N/A | #N/A | Not Found | #N/A | #N/A | #N/A | 0 | 0 | 0 | 0 |  |  | No |  | No | No | No
| Boswell_Wind |  | teppc | PAWY | PAWY | Wyoming, PACE Utility | PACE | NW | 1950-01-01 | 2050-12-31 | 1950 | 2050 | 334.5 | 100% | 334.5 | 334.5 | WT-Onshore | wind_onshorewind | Wind | NW_Wind |  |  |  | NW_Wind_for_Other | 1950 | 2050 | 0 | NW | 334.5 | 1 | 334.5 | 1 | 1 | 2050-12-31 | 1 | #N/A | #N/A | No | #N/A | #N/A | Not Found | #N/A | #N/A | #N/A | Not Found | #N/A | #N/A | #N/A | #N/A | #N/A |  |  |  |  | No |  | No | No | No
| BOULDER2PV_G | Boulder Solar PV | teppc | NEVP | NEVP | Nevada Power Company | NEVP | SW | 2017-01-01 | 2050-12-31 | 2017 | 2050 | 50 | 100% | 50 | 50 | SolarPV-NonTracking | FixedPV_sun | Solar_Fixed | SW_Solar |  |  |  | SW_Solar_for_Other | 2017 | 2050 | 0 | SW | 50 | 1 | 50 | 1 | 1 | 2050-12-31 | 1 | #N/A | #N/A | No | #N/A | #N/A | Not Found | #N/A | #N/A | #N/A | Not Found | #N/A | #N/A | #N/A | #N/A | #N/A |  |  |  |  | No |  | No | No | No
| BoulderCreek1 | Boulder Creek Hydro Project-1_Boulder Creek Hydro Project-1_IPP-BLF | teppc | BCHA | BCHA | British Columbia Transmission Company | BCHA_AESO | Excluded | 2015-08-01 | 2055-07-31 | 2015 | 2054 | 7.67 | 100% | 7.67 | 7.67 | Hydro | Hydro_Standard | Hydro | Excluded_Hydro |  |  |  | Excluded | 2015 | 2054 | 0 | Excluded | 7.67 | 1 | 7.67 | 1 | 1 | 2050-12-31 | 1 | #N/A | #N/A | No | 0 | 0 | Not Found | #N/A | #N/A | #N/A | Not Found | #N/A | #N/A | #N/A | 0 | 0 | 0 | 0 |  |  | No |  | No | No | No
| BoulderCreek2 | Boulder Creek Hydro Project-2_Boulder Creek Hydro Project-2_IPP-BLF | teppc | BCHA | BCHA | British Columbia Transmission Company | BCHA_AESO | Excluded | 2015-08-01 | 2055-07-31 | 2015 | 2054 | 7.67 | 100% | 7.67 | 7.67 | Hydro | Hydro_Standard | Hydro | Excluded_Hydro |  |  |  | Excluded | 2015 | 2054 | 0 | Excluded | 7.67 | 1 | 7.67 | 1 | 1 | 2050-12-31 | 1 | #N/A | #N/A | No | 0 | 0 | Not Found | #N/A | #N/A | #N/A | Not Found | #N/A | #N/A | #N/A | 0 | 0 | 0 | 0 |  |  | No |  | No | No | No
| BoulderCreek3 | Boulder Creek Hydro Project-3_Boulder Creek Hydro Project-3_IPP-BLF | teppc | PSCO | PSCO | Public Service Company of Colorado | PSCO | Excluded | 2015-08-01 | 2055-07-31 | 2015 | 2054 | 7.67 | 100% | 7.67 | 7.67 | Hydro | Hydro_Standard | Hydro | Excluded_Hydro |  |  |  | Excluded | 2015 | 2054 | 0 | Excluded | 7.67 | 1 | 7.67 | 1 | 1 | 2050-12-31 | 1 | #N/A | #N/A | No | 0 | 0 | Not Found | #N/A | #N/A | #N/A | Not Found | #N/A | #N/A | #N/A | 0 | 0 | 0 | 0 |  |  | No |  | No | No | No
| BoulderPark1 | Boulder Park-1 | teppc | AVA | AVA | Avista Corp. | BPAT | NW | 2002-08-01 | 2050-12-31 | 2002 | 2050 | 4.1 | 100% | 4.1 | 4.1 | ICE-NatGas | ICE_NG | ICE | NW_Peaker |  |  |  | NW_Peaker | 2002 | 2050 | 0 | NW | 4.1 | 1 | 4.1 | 1 | 1 | 2050-12-31 | 1 | #N/A | #N/A | No | 4.1 | 4.1 | Not Found | #N/A | #N/A | #N/A | Not Found | #N/A | #N/A | #N/A | 4.1 | 4.1 | 4.1 | 4.1 |  |  | No |  | No | No | No
| BoulderPark2 | Boulder Park-2 | teppc | AVA | AVA | Avista Corp. | BPAT | NW | 2002-08-01 | 2050-12-31 | 2002 | 2050 | 4.1 | 100% | 4.1 | 4.1 | ICE-NatGas | ICE_NG | ICE | NW_Peaker |  |  |  | NW_Peaker | 2002 | 2050 | 0 | NW | 4.1 | 1 | 4.1 | 1 | 1 | 2050-12-31 | 1 | #N/A | #N/A | No | 4.1 | 4.1 | Not Found | #N/A | #N/A | #N/A | Not Found | #N/A | #N/A | #N/A | 4.1 | 4.1 | 4.1 | 4.1 |  |  | No |  | No | No | No
| BoulderPark3 | Boulder Park-3 | teppc | AVA | AVA | Avista Corp. | BPAT | NW | 2002-08-01 | 2050-12-31 | 2002 | 2050 | 4.1 | 100% | 4.1 | 4.1 | ICE-NatGas | ICE_NG | ICE | NW_Peaker |  |  |  | NW_Peaker | 2002 | 2050 | 0 | NW | 4.1 | 1 | 4.1 | 1 | 1 | 2050-12-31 | 1 | #N/A | #N/A | No | 4.1 | 4.1 | Not Found | #N/A | #N/A | #N/A | Not Found | #N/A | #N/A | #N/A | 4.1 | 4.1 | 4.1 | 4.1 |  |  | No |  | No | No | No
| BoulderPark4 | Boulder Park-4 | teppc | AVA | AVA | Avista Corp. | BPAT | NW | 2002-08-01 | 2050-12-31 | 2002 | 2050 | 4.1 | 100% | 4.1 | 4.1 | ICE-NatGas | ICE_NG | ICE | NW_Peaker |  |  |  | NW_Peaker | 2002 | 2050 | 0 | NW | 4.1 | 1 | 4.1 | 1 | 1 | 2050-12-31 | 1 | #N/A | #N/A | No | 4.1 | 4.1 | Not Found | #N/A | #N/A | #N/A | Not Found | #N/A | #N/A | #N/A | 4.1 | 4.1 | 4.1 | 4.1 |  |  | No |  | No | No | No
| BoulderPark5 | Boulder Park-5 | teppc | AVA | AVA | Avista Corp. | BPAT | NW | 2002-08-01 | 2050-12-31 | 2002 | 2050 | 4.1 | 100% | 4.1 | 4.1 | ICE-NatGas | ICE_NG | ICE | NW_Peaker |  |  |  | NW_Peaker | 2002 | 2050 | 0 | NW | 4.1 | 1 | 4.1 | 1 | 1 | 2050-12-31 | 1 | #N/A | #N/A | No | 4.1 | 4.1 | Not Found | #N/A | #N/A | #N/A | Not Found | #N/A | #N/A | #N/A | 4.1 | 4.1 | 4.1 | 4.1 |  |  | No |  | No | No | No
| BoulderPark6 | Boulder Park-6 | teppc | AVA | AVA | Avista Corp. | BPAT | NW | 2002-08-01 | 2050-12-31 | 2002 | 2050 | 4.1 | 100% | 4.1 | 4.1 | ICE-NatGas | ICE_NG | ICE | NW_Peaker |  |  |  | NW_Peaker | 2002 | 2050 | 0 | NW | 4.1 | 1 | 4.1 | 1 | 1 | 2050-12-31 | 1 | #N/A | #N/A | No | 4.1 | 4.1 | Not Found | #N/A | #N/A | #N/A | Not Found | #N/A | #N/A | #N/A | 4.1 | 4.1 | 4.1 | 4.1 |  |  | No |  | No | No | No
| Boundary51 | Boundary-51 | teppc | SCL | SCL | Seattle Department of Lighting | BPAT | NW | 1967-10-01 | 2050-12-31 | 1967 | 2050 | 158.4 | 100% | 158.4 | 158.4 | Hydro | Hydro_Standard | Hydro | NW_Hydro |  |  |  | NW_Hydro | 1968 | 2050 | 0 | NW | 158.4 | 1 | 158.4 | 1 | 1 | 2050-12-31 | 1 | #N/A | #N/A | No | #N/A | #N/A | Not Found | #N/A | #N/A | #N/A | Not Found | #N/A | #N/A | #N/A | #N/A | #N/A |  |  |  |  | No |  | No | No | No
| Boundary52 | Boundary-52 | teppc | SCL | SCL | Seattle Department of Lighting | BPAT | NW | 1967-08-01 | 2050-12-31 | 1967 | 2050 | 161.5 | 100% | 161.5 | 161.5 | Hydro | Hydro_Standard | Hydro | NW_Hydro |  |  |  | NW_Hydro | 1967 | 2050 | 0 | NW | 161.5 | 1 | 161.5 | 1 | 1 | 2050-12-31 | 1 | #N/A | #N/A | No | #N/A | #N/A | Not Found | #N/A | #N/A | #N/A | Not Found | #N/A | #N/A | #N/A | #N/A | #N/A |  |  |  |  | No |  | No | No | No
| Boundary53 | Boundary-53 | teppc | SCL | SCL | Seattle Department of Lighting | BPAT | NW | 1967-09-01 | 2050-12-31 | 1967 | 2050 | 158.4 | 100% | 158.4 | 158.4 | Hydro | Hydro_Standard | Hydro | NW_Hydro |  |  |  | NW_Hydro | 1968 | 2050 | 0 | NW | 158.4 | 1 | 158.4 | 1 | 1 | 2050-12-31 | 1 | #N/A | #N/A | No | #N/A | #N/A | Not Found | #N/A | #N/A | #N/A | Not Found | #N/A | #N/A | #N/A | #N/A | #N/A |  |  |  |  | No |  | No | No | No
| Boundary54 | Boundary-54 | teppc | SCL | SCL | Seattle Department of Lighting | BPAT | NW | 1967-08-01 | 2050-12-31 | 1967 | 2050 | 161.5 | 100% | 161.5 | 161.5 | Hydro | Hydro_Standard | Hydro | NW_Hydro |  |  |  | NW_Hydro | 1967 | 2050 | 0 | NW | 161.5 | 1 | 161.5 | 1 | 1 | 2050-12-31 | 1 | #N/A | #N/A | No | #N/A | #N/A | Not Found | #N/A | #N/A | #N/A | Not Found | #N/A | #N/A | #N/A | #N/A | #N/A |  |  |  |  | No |  | No | No | No
| Boundary55 | Boundary-55 | teppc | SCL | SCL | Seattle Department of Lighting | BPAT | NW | 1985-11-01 | 2050-12-31 | 1985 | 2050 | 200 | 100% | 200 | 200 | Hydro | Hydro_Standard | Hydro | NW_Hydro |  |  |  | NW_Hydro | 1986 | 2050 | 0 | NW | 200 | 1 | 200 | 1 | 1 | 2050-12-31 | 1 | #N/A | #N/A | No | #N/A | #N/A | Not Found | #N/A | #N/A | #N/A | Not Found | #N/A | #N/A | #N/A | #N/A | #N/A |  |  |  |  | No |  | No | No | No
| Boundary56 | Boundary-56 | teppc | SCL | SCL | Seattle Department of Lighting | BPAT | NW | 1986-05-01 | 2050-12-31 | 1986 | 2050 | 200 | 100% | 200 | 200 | Hydro | Hydro_Standard | Hydro | NW_Hydro |  |  |  | NW_Hydro | 1986 | 2050 | 0 | NW | 200 | 1 | 200 | 1 | 1 | 2050-12-31 | 1 | #N/A | #N/A | No | #N/A | #N/A | Not Found | #N/A | #N/A | #N/A | Not Found | #N/A | #N/A | #N/A | #N/A | #N/A |  |  |  |  | No |  | No | No | No
| BountifulCity1A | Bountiful City-1A_BNTF-GEN_BOUNTIFUL POWER-2-1 | teppc | PAUT | PAUT | Utah, PACE Utility | PACE | NW | 2001-08-01 | 2050-12-31 | 2001 | 2050 | 5.2 | 100% | 5.2 | 5.2 | CT-NatGas-Aero | CT_NG | CT | NW_Peaker |  |  |  | NW_Peaker | 2001 | 2050 | 0 | NW | 5.2 | 1 | 5.2 | 1 | 1 | 2050-12-31 | 1 | #N/A | #N/A | No | 5.2 | 5.2 | Not Found | #N/A | #N/A | #N/A | Not Found | #N/A | #N/A | #N/A | 5.2 | 5.2 | 5.2 | 5.2 |  |  | No |  | No | No | No
| BountifulCity8 | Bountiful City-IC8_BNTF-GEN_BOUNTIFUL POWER-1-1 | teppc | PAUT | PAUT | Utah, PACE Utility | PACE | NW | 1986-10-01 | 2050-12-31 | 1986 | 2050 | 7 | 100% | 7 | 7 | ICE-NatGas | ICE_NG | ICE | NW_Peaker |  |  |  | NW_Peaker | 1987 | 2050 | 0 | NW | 7 | 1 | 7 | 1 | 1 | 2050-12-31 | 1 | #N/A | #N/A | No | 7 | 7 | Not Found | #N/A | #N/A | #N/A | Not Found | #N/A | #N/A | #N/A | 7 | 7 | 7 | 7 |  |  | No |  | No | No | No
| BOWMN_6_HYDRO | NID Hydro Bowman Powerhouse | caiso | PGE_Valley | PGE_Valley | Pacific Gas and Electric Valley | PGE_Valley | CAISO | 1986-09-01 | 2050-12-31 | 1986 | 2050 | 3.6 | 100% | 3.6 | 3.6 | Hydro_Standard | Hydro_Standard | Hydro | CAISO_Small_Hydro |  |  |  | CAISO_Small_Hydro_for_CAISO | 1987 | 2050 | 0 | CAISO | 3.6 | 1 | 3.6 | 1 | 1 | 2050-12-31 | 1 | BOWMN_6_HYDRO | FC | No | 1.8 | 1.8 | NQC List | 2.52 | 2.14 | WATER | NQC List | 2.54 | 2.35 | WATER | 2.54 | 2.35 | 2.52 | 2.14 |  |  | No |  | No | No | No
| BowMontCapital | BowMont Capital-1 | teppc | BCHA | BCHA | British Columbia Transmission Company | BCHA_AESO | Excluded | 2014-01-15 | 2050-12-31 | 2014 | 2050 | 200 | 100% | 200 | 200 | CT-NatGas-Industrial | CT_NG | CT | Excluded_Peaker |  |  |  | Excluded | 2014 | 2050 | 0 | Excluded | 200 | 1 | 200 | 1 | 1 | 2050-12-31 | 1 | #N/A | #N/A | No | 0 | 0 | Not Found | #N/A | #N/A | #N/A | Not Found | #N/A | #N/A | #N/A | 0 | 0 | 0 | 0 |  |  | No |  | No | No | No
| BoxCanyonAVA1 | Box Canyon-1 | teppc | AVA | AVA | Avista Corp. | BPAT | NW | 1955-06-01 | 2050-12-31 | 1955 | 2050 | 22.5 | 100% | 22.5 | 22.5 | Hydro | Hydro_Standard | Hydro | NW_Hydro |  |  |  | NW_Hydro | 1955 | 2050 | 0 | NW | 22.5 | 1 | 22.5 | 1 | 1 | 2050-12-31 | 1 | #N/A | #N/A | No | #N/A | #N/A | Not Found | #N/A | #N/A | #N/A | Not Found | #N/A | #N/A | #N/A | #N/A | #N/A |  |  |  |  | No |  | No | No | No
| BoxCanyonAVA2 | Box Canyon-2 | teppc | AVA | AVA | Avista Corp. | BPAT | NW | 1955-07-01 | 2050-12-31 | 1955 | 2050 | 22.5 | 100% | 22.5 | 22.5 | Hydro | Hydro_Standard | Hydro | NW_Hydro |  |  |  | NW_Hydro | 1955 | 2050 | 0 | NW | 22.5 | 1 | 22.5 | 1 | 1 | 2050-12-31 | 1 | #N/A | #N/A | No | #N/A | #N/A | Not Found | #N/A | #N/A | #N/A | Not Found | #N/A | #N/A | #N/A | #N/A | #N/A |  |  |  |  | No |  | No | No | No
| BoxCanyonAVA3 | Box Canyon-3 | teppc | AVA | AVA | Avista Corp. | BPAT | NW | 1955-08-01 | 2050-12-31 | 1955 | 2050 | 22.5 | 100% | 22.5 | 22.5 | Hydro | Hydro_Standard | Hydro | NW_Hydro |  |  |  | NW_Hydro | 1955 | 2050 | 0 | NW | 22.5 | 1 | 22.5 | 1 | 1 | 2050-12-31 | 1 | #N/A | #N/A | No | #N/A | #N/A | Not Found | #N/A | #N/A | #N/A | Not Found | #N/A | #N/A | #N/A | #N/A | #N/A |  |  |  |  | No |  | No | No | No
| BoxCanyonAVA4 | Box Canyon-4 | teppc | AVA | AVA | Avista Corp. | BPAT | NW | 1955-08-01 | 2050-12-31 | 1955 | 2050 | 17.25 | 100% | 17.25 | 17.25 | Hydro | Hydro_Standard | Hydro | NW_Hydro |  |  |  | NW_Hydro | 1955 | 2050 | 0 | NW | 17.25 | 1 | 17.25 | 1 | 1 | 2050-12-31 | 1 | #N/A | #N/A | No | #N/A | #N/A | Not Found | #N/A | #N/A | #N/A | Not Found | #N/A | #N/A | #N/A | #N/A | #N/A |  |  |  |  | No |  | No | No | No
| BoxCanyonBC | Box Canyon-BC1_Box Canyon-1_IPP-BOX | teppc | BCHA | BCHA | British Columbia Transmission Company | BCHA_AESO | Excluded | 2015-11-01 | 2055-10-31 | 2015 | 2054 | 14.7 | 100% | 14.7 | 14.7 | Hydro | Hydro_Standard | Hydro | Excluded_Hydro |  |  |  | Excluded | 2016 | 2055 | 0 | Excluded | 14.7 | 1 | 14.7 | 1 | 1 | 2050-12-31 | 1 | #N/A | #N/A | No | 0 | 0 | Not Found | #N/A | #N/A | #N/A | Not Found | #N/A | #N/A | #N/A | 0 | 0 | 0 | 0 |  |  | No |  | No | No | No
| BoxCanyonID | Box Canyon-ID1 | teppc | IPFE | IPFE | Idaho Far East | IPCO | NW | 1984-02-11 | 2030-04-15 | 1984 | 2029 | 0.56 | 100% | 0.56 | 0.56 | Hydro | Hydro_Standard | Hydro | NW_Hydro |  |  |  | NW_Hydro | 1984 | 2029 | 0 | NW | 0.56 | 1 | 0.56 | 1 | 1 | 2030-04-15 | 1 | #N/A | #N/A | No | #N/A | #N/A | Not Found | #N/A | #N/A | #N/A | Not Found | #N/A | #N/A | #N/A | #N/A | #N/A |  |  |  |  | No |  | No | No | No
| Boysen1 | Boysen 1 | teppc | WACM | WACM | Western Area Power Administration, Colorado-Missouri Region | WACM | Excluded | 1952-08-01 | 2050-12-31 | 1952 | 2050 | 7.5 | 100% | 7.5 | 7.5 | Hydro | Hydro_Standard | Hydro | Excluded_Hydro |  |  |  | Excluded | 1952 | 2050 | 0 | Excluded | 7.5 | 1 | 7.5 | 1 | 1 | 2050-12-31 | 1 | #N/A | #N/A | No | 0 | 0 | Not Found | #N/A | #N/A | #N/A | Not Found | #N/A | #N/A | #N/A | 0 | 0 | 0 | 0 |  |  | No |  | No | No | No
| Boysen2 | Boysen 2 | teppc | WACM | WACM | Western Area Power Administration, Colorado-Missouri Region | WACM | Excluded | 1952-08-01 | 2050-12-31 | 1952 | 2050 | 7.5 | 100% | 7.5 | 7.5 | Hydro | Hydro_Standard | Hydro | Excluded_Hydro |  |  |  | Excluded | 1952 | 2050 | 0 | Excluded | 7.5 | 1 | 7.5 | 1 | 1 | 2050-12-31 | 1 | #N/A | #N/A | No | 0 | 0 | Not Found | #N/A | #N/A | #N/A | Not Found | #N/A | #N/A | #N/A | 0 | 0 | 0 | 0 |  |  | No |  | No | No | No
| Brady_Hot_Springs_1 | Brady Power Project TG-1¦Brady Hot Springs 1¦Nightingale 1 | teppc | SPPC | SPPC | Nevada Power Company | NEVP | SW | 1992-06-01 | 2050-12-31 | 1992 | 2050 | 8 | 100% | 8 | 8 | Geo-BinaryCycle | Geothermal_steam | Geothermal | SW_Geothermal |  |  |  | SW_Geothermal_for_Other | 1992 | 2050 | 0 | SW | 8 | 1 | 8 | 1 | 1 | 2050-12-31 | 1 | #N/A | #N/A | No | 4.928 | 4.928 | Not Found | #N/A | #N/A | #N/A | Not Found | #N/A | #N/A | #N/A | 4.928 | 4.928 | 4.928 | 4.928 |  |  | No |  | No | No | No
| Brady_Hot_Springs_2 | Brady Power Project TG-2¦Brady Hot Springs 2¦Nightingale 2 | teppc | SPPC | SPPC | Nevada Power Company | NEVP | SW | 1992-06-01 | 2050-12-31 | 1992 | 2050 | 8 | 100% | 8 | 8 | Geo-BinaryCycle | Geothermal_steam | Geothermal | SW_Geothermal |  |  |  | SW_Geothermal_for_Other | 1992 | 2050 | 0 | SW | 8 | 1 | 8 | 1 | 1 | 2050-12-31 | 1 | #N/A | #N/A | No | 4.928 | 4.928 | Not Found | #N/A | #N/A | #N/A | Not Found | #N/A | #N/A | #N/A | 4.928 | 4.928 | 4.928 | 4.928 |  |  | No |  | No | No | No
| Brady_Hot_Springs_3 | Brady Power Project TG-3¦Brady Hot Springs 3¦Nightingale 3 | teppc | SPPC | SPPC | Nevada Power Company | NEVP | SW | 1992-06-01 | 2050-12-31 | 1992 | 2050 | 8 | 100% | 8 | 8 | Geo-BinaryCycle | Geothermal_steam | Geothermal | SW_Geothermal |  |  |  | SW_Geothermal_for_Other | 1992 | 2050 | 0 | SW | 8 | 1 | 8 | 1 | 1 | 2050-12-31 | 1 | #N/A | #N/A | No | 4.928 | 4.928 | Not Found | #N/A | #N/A | #N/A | Not Found | #N/A | #N/A | #N/A | 4.928 | 4.928 | 4.928 | 4.928 |  |  | No |  | No | No | No
| Brandywine1 | Brandywine-1_Brandywine-1_IPP-BDW | teppc | BCHA | BCHA | British Columbia Transmission Company | BCHA_AESO | Excluded | 2003-10-01 | 2033-03-31 | 2003 | 2032 | 3.8 | 100% | 3.8 | 3.8 | Hydro | Hydro_Standard | Hydro | Excluded_Hydro |  |  |  | Excluded | 2004 | 2032 | 0 | Excluded | 3.8 | 1 | 3.8 | 1 | 1 | 2033-03-31 | 1 | #N/A | #N/A | No | 0 | 0 | Not Found | #N/A | #N/A | #N/A | Not Found | #N/A | #N/A | #N/A | 0 | 0 | 0 | 0 |  |  | No |  | No | No | No
| Brandywine2 | Brandywine-2_Brandywine-2_IPP-BDW | teppc | BCHA | BCHA | British Columbia Transmission Company | BCHA_AESO | Excluded | 2003-10-01 | 2033-03-31 | 2003 | 2032 | 3.8 | 100% | 3.8 | 3.8 | Hydro | Hydro_Standard | Hydro | Excluded_Hydro |  |  |  | Excluded | 2004 | 2032 | 0 | Excluded | 3.8 | 1 | 3.8 | 1 | 1 | 2033-03-31 | 1 | #N/A | #N/A | No | 0 | 0 | Not Found | #N/A | #N/A | #N/A | Not Found | #N/A | #N/A | #N/A | 0 | 0 | 0 | 0 |  |  | No |  | No | No | No
| BrazeauHydro1 | BRAZEAUHYDRO1-1 | teppc | AESO | AESO | Alberta Electric System Operator | BCHA_AESO | Excluded | 1966-01-01 | 2050-12-01 | 1966 | 2050 | 162 | 100% | 162 | 162 | Hydro | Hydro_Standard | Hydro | Excluded_Hydro |  |  |  | Excluded | 1966 | 2050 | 0 | Excluded | 162 | 1 | 162 | 1 | 1 | 2050-12-01 | 1 | #N/A | #N/A | No | 0 | 0 | Not Found | #N/A | #N/A | #N/A | Not Found | #N/A | #N/A | #N/A | 0 | 0 | 0 | 0 |  |  | No |  | No | No | No
| BrazeauHydro2 | BRAZEAUHYDRO2-2 | teppc | AESO | AESO | Alberta Electric System Operator | BCHA_AESO | Excluded | 1966-01-01 | 2050-12-01 | 1966 | 2050 | 200 | 100% | 200 | 200 | Hydro | Hydro_Standard | Hydro | Excluded_Hydro |  |  |  | Excluded | 1966 | 2050 | 0 | Excluded | 200 | 1 | 200 | 1 | 1 | 2050-12-01 | 1 | #N/A | #N/A | No | 0 | 0 | Not Found | #N/A | #N/A | #N/A | Not Found | #N/A | #N/A | #N/A | 0 | 0 | 0 | 0 |  |  | No |  | No | No | No
| BRDGVL_7_BAKER | Baker Station Hydro | caiso | PGE_Bay | PGE_Bay | Pacific Gas and Electric Bay | PGE_Bay | CAISO | 1987-12-10 | 2050-12-31 | 1988 | 2050 | 1.49 | 100% | 1.49 | 1.49 | n/a | Hydro_Standard | Hydro | CAISO_Small_Hydro |  |  |  | CAISO_Small_Hydro_for_CAISO | 1988 | 2050 | 0 | CAISO | 1.49 | 1 | 1.49 | 1 | 1 | 2050-12-31 | 1 | BRDGVL_7_BAKER | FC | No | 0.745 | 0.745 | NQC List | 0 | 0 | WATER | NQC List | 0 | 0 | WATER | 0 | 0 | 0 | 0 |  |  | No |  | No | No | No
| BRDSLD_2_HIWIND | High Winds Energy Center | caiso | PGE_Bay | PGE_Bay | Pacific Gas and Electric Bay | PGE_Bay | CAISO | 2003-12-23 | 2050-12-31 | 2004 | 2050 | 162 | 100% | 162 | 162 | n/a | wind_onshorewind | Wind | CAISO_Wind | BANC | 50 |  | CAISO_Wind_for_Other | 2004 | 2050 | 112 | BANC | 50 | 1 | 50 | 1 | 1 | 2050-12-31 | 1 | BRDSLD_2_HIWIND | FC | No | 10.5 | 7.5 | NQC List | 34.02 | 24.3 | WIND | NQC List | 34.02 | 24.3 | WIND | 34.02 | 24.3 | 34.02 | 24.3 |  |  | No |  | No | No | No
| BRDSLD_2_MTZUM2 | NextEra Energy Montezuma Wind II | caiso | PGE_Bay | PGE_Bay | Pacific Gas and Electric Bay | PGE_Bay | CAISO | 2012-02-01 | 2050-12-31 | 2012 | 2050 | 78.2 | 100% | 78.2 | 78.2 | n/a | wind_onshorewind | Wind | CAISO_Wind |  |  |  | CAISO_Wind_for_CAISO | 2012 | 2050 | 0 | CAISO | 78.2 | 1 | 78.2 | 1 | 1 | 2050-12-31 | 1 | BRDSLD_2_MTZUM2 | FC | No | 16.422 | 11.73 | NQC List | 16.42 | 11.73 | WIND | NQC List | 16.42 | 11.73 | WIND | 16.42 | 11.73 | 16.42 | 11.73 |  |  | No |  | No | No | No
| BRDSLD_2_MTZUMA | FPL Energy Montezuma Wind | caiso | PGE_Bay | PGE_Bay | Pacific Gas and Electric Bay | PGE_Bay | CAISO | 2011-01-25 | 2050-12-31 | 2011 | 2050 | 36.8 | 100% | 36.8 | 36.8 | n/a | wind_onshorewind | Wind | CAISO_Wind |  |  |  | CAISO_Wind_for_CAISO | 2011 | 2050 | 0 | CAISO | 36.8 | 1 | 36.8 | 1 | 1 | 2050-12-31 | 1 | BRDSLD_2_MTZUMA | FC | No | 7.728 | 5.52 | NQC List | 7.73 | 5.52 | WIND | NQC List | 7.73 | 5.52 | WIND | 7.73 | 5.52 | 7.73 | 5.52 |  |  | No |  | No | No | No
| BRDSLD_2_SHILO1 | Shiloh I Wind Project | caiso | PGE_Bay | PGE_Bay | Pacific Gas and Electric Bay | PGE_Bay | CAISO | 2006-03-30 | 2050-12-31 | 2006 | 2050 | 150 | 100% | 150 | 150 | n/a | wind_onshorewind | Wind | CAISO_Wind |  |  |  | CAISO_Wind_for_CAISO | 2006 | 2050 | 0 | CAISO | 150 | 1 | 150 | 1 | 1 | 2050-12-31 | 1 | BRDSLD_2_SHILO1 | FC | No | 31.5 | 22.5 | NQC List | 31.5 | 22.5 | WIND | NQC List | 31.5 | 22.5 | WIND | 31.5 | 22.5 | 31.5 | 22.5 |  |  | No |  | No | No | No
| BRDSLD_2_SHILO2 | SHILOH WIND PROJECT 2 | caiso | PGE_Bay | PGE_Bay | Pacific Gas and Electric Bay | PGE_Bay | CAISO | 2009-01-27 | 2050-12-31 | 2009 | 2050 | 150 | 100% | 150 | 150 | n/a | wind_onshorewind | Wind | CAISO_Wind |  |  |  | CAISO_Wind_for_CAISO | 2009 | 2050 | 0 | CAISO | 150 | 1 | 150 | 1 | 1 | 2050-12-31 | 1 | BRDSLD_2_SHILO2 | FC | No | 31.5 | 22.5 | NQC List | 31.5 | 22.5 | WIND | NQC List | 31.5 | 22.5 | WIND | 31.5 | 22.5 | 31.5 | 22.5 |  |  | No |  | No | No | No
| BRDSLD_2_SHLO3A | Shiloh III Wind Project, LLC | caiso | PGE_Bay | PGE_Bay | Pacific Gas and Electric Bay | PGE_Bay | CAISO | 2011-12-22 | 2050-12-31 | 2012 | 2050 | 102.5 | 100% | 102.5 | 102.5 | n/a | wind_onshorewind | Wind | CAISO_Wind |  |  |  | CAISO_Wind_for_CAISO | 2012 | 2050 | 0 | CAISO | 102.5 | 1 | 102.5 | 1 | 1 | 2050-12-31 | 1 | BRDSLD_2_SHLO3A | FC | No | 21.525 | 15.375 | NQC List | 21.53 | 15.38 | WIND | NQC List | 21.53 | 15.38 | WIND | 21.53 | 15.38 | 21.53 | 15.38 |  |  | No |  | No | No | No
| BRDSLD_2_SHLO3B | Shiloh IV Wind Project | caiso | PGE_Bay | PGE_Bay | Pacific Gas and Electric Bay | PGE_Bay | CAISO | 2012-12-07 | 2050-12-31 | 2013 | 2050 | 100 | 100% | 100 | 100 | n/a | wind_onshorewind | Wind | CAISO_Wind |  |  |  | CAISO_Wind_for_CAISO | 2013 | 2050 | 0 | CAISO | 100 | 1 | 100 | 1 | 1 | 2050-12-31 | 1 | BRDSLD_2_SHLO3B | FC | No | 21 | 15 | NQC List | 21 | 15 | WIND | NQC List | 21 | 15 | WIND | 21 | 15 | 21 | 15 |  |  | No |  | No | No | No
| BREGGO_6_DEGRSL | Desert Green Solar Farm | caiso | SDGE | SDGE | San Diego Gas and Electric | SDGE | CAISO | 2014-11-26 | 2050-12-31 | 2014 | 2050 | 6.3 | 100% | 6.3 | 6.3 | n/a | PVgeneric_sun | Solar_Fixed | CAISO_Solar |  |  |  | CAISO_Solar_for_CAISO | 2015 | 2050 | 0 | CAISO | 6.3 | 1 | 6.3 | 1 | 1 | 2050-12-31 | 1 | BREGGO_6_DEGRSL | FC | No | 1.701 | 0.882 | NQC List | 1.7 | 0.88 | SUN | NQC List | 1.7 | 0.88 | SUN | 1.7 | 0.88 | 1.7 | 0.88 |  |  | No |  | No | No | No
| BREGGO_6_SOLAR | NRG Borrego Solar One | caiso | SDGE | SDGE | San Diego Gas and Electric | SDGE | CAISO | 2013-02-12 | 2050-12-31 | 2013 | 2050 | 26 | 100% | 26 | 26 | n/a | PVgeneric_sun | Solar_Fixed | CAISO_Solar |  |  |  | CAISO_Solar_for_CAISO | 2013 | 2050 | 0 | CAISO | 26 | 1 | 26 | 1 | 1 | 2050-12-31 | 1 | BREGGO_6_SOLAR | FC | No | 7.02 | 3.64 | NQC List | 7.02 | 3.64 | SUN | NQC List | 7.02 | 3.64 | SUN | 7.02 | 3.64 | 7.02 | 3.64 |  |  | No |  | No | No | No
| Bremner1 | Bremner-1_Bremner-1_IPP-BRE | teppc | BCHA | BCHA | British Columbia Transmission Company | BCHA_AESO | Excluded | 2015-05-01 | 2055-04-30 | 2015 | 2054 | 25.5 | 100% | 25.5 | 25.5 | Hydro | Hydro_Standard | Hydro | Excluded_Hydro |  |  |  | Excluded | 2015 | 2054 | 0 | Excluded | 25.5 | 1 | 25.5 | 1 | 1 | 2050-12-31 | 1 | #N/A | #N/A | No | 0 | 0 | Not Found | #N/A | #N/A | #N/A | Not Found | #N/A | #N/A | #N/A | 0 | 0 | 0 | 0 |  |  | No |  | No | No | No
| Bremner2 | Bremner-2_Bremner-2_IPP-BRE | teppc | PSCO | PSCO | Public Service Company of Colorado | PSCO | Excluded | 2015-05-01 | 2055-04-30 | 2015 | 2054 | 11 | 100% | 11 | 11 | Hydro | Hydro_Standard | Hydro | Excluded_Hydro |  |  |  | Excluded | 2015 | 2054 | 0 | Excluded | 11 | 1 | 11 | 1 | 1 | 2050-12-31 | 1 | #N/A | #N/A | No | 0 | 0 | Not Found | #N/A | #N/A | #N/A | Not Found | #N/A | #N/A | #N/A | 0 | 0 | 0 | 0 |  |  | No |  | No | No | No
| BRIDGE | Raft River Geothermal | teppc | BPAT | BPAT | Bonneville Power Administration – Transmission | BPAT | NW | 2007-01-01 | 2033-12-31 | 2007 | 2033 | 10 | 100% | 10 | 10 | Geo-BinaryCycle | Geothermal_steam | Geothermal | NW_Geothermal |  |  |  | NW_Geothermal_for_Other | 2007 | 2033 | 0 | NW | 10 | 1 | 10 | 1 | 1 | 2033-12-31 | 1 | #N/A | #N/A | No | 6.16 | 6.16 | Not Found | #N/A | #N/A | #N/A | Not Found | #N/A | #N/A | #N/A | 6.16 | 6.16 | 6.16 | 6.16 |  |  | No |  | No | No | No
| BridgeRiver1 | Bridge River 1-1_Bridge River 1-1_BCH-BRT | teppc | BCHA | BCHA | British Columbia Transmission Company | BCHA_AESO | Excluded | 1934-01-01 | 2033-03-31 | 1934 | 2032 | 51.5 | 100% | 51.5 | 51.5 | Hydro | Hydro_Standard | Hydro | Excluded_Hydro |  |  |  | Excluded | 1934 | 2032 | 0 | Excluded | 51.5 | 1 | 51.5 | 1 | 1 | 2033-03-31 | 1 | #N/A | #N/A | No | 0 | 0 | Not Found | #N/A | #N/A | #N/A | Not Found | #N/A | #N/A | #N/A | 0 | 0 | 0 | 0 |  |  | No |  | No | No | No
| BridgeRiver2 | Bridge River 1-2_Bridge River 1-2_BCH-BRT | teppc | BCHA | BCHA | British Columbia Transmission Company | BCHA_AESO | Excluded | 1934-01-01 | 2033-03-31 | 1934 | 2032 | 51.5 | 100% | 51.5 | 51.5 | Hydro | Hydro_Standard | Hydro | Excluded_Hydro |  |  |  | Excluded | 1934 | 2032 | 0 | Excluded | 51.5 | 1 | 51.5 | 1 | 1 | 2033-03-31 | 1 | #N/A | #N/A | No | 0 | 0 | Not Found | #N/A | #N/A | #N/A | Not Found | #N/A | #N/A | #N/A | 0 | 0 | 0 | 0 |  |  | No |  | No | No | No
| BridgeRiver21 | Bridge River 2-1_Bridge River 2-1_BCH-BRT | teppc | BCHA | BCHA | British Columbia Transmission Company | BCHA_AESO | Excluded | 1934-01-01 | 2033-03-31 | 1934 | 2032 | 68.5 | 100% | 68.5 | 68.5 | Hydro | Hydro_Standard | Hydro | Excluded_Hydro |  |  |  | Excluded | 1934 | 2032 | 0 | Excluded | 68.5 | 1 | 68.5 | 1 | 1 | 2033-03-31 | 1 | #N/A | #N/A | No | 0 | 0 | Not Found | #N/A | #N/A | #N/A | Not Found | #N/A | #N/A | #N/A | 0 | 0 | 0 | 0 |  |  | No |  | No | No | No
| BridgeRiver22 | Bridge River 2-2_Bridge River 2-2_BCH-BRT | teppc | BCHA | BCHA | British Columbia Transmission Company | BCHA_AESO | Excluded | 1934-01-01 | 2033-03-31 | 1934 | 2032 | 68.5 | 100% | 68.5 | 68.5 | Hydro | Hydro_Standard | Hydro | Excluded_Hydro |  |  |  | Excluded | 1934 | 2032 | 0 | Excluded | 68.5 | 1 | 68.5 | 1 | 1 | 2033-03-31 | 1 | #N/A | #N/A | No | 0 | 0 | Not Found | #N/A | #N/A | #N/A | Not Found | #N/A | #N/A | #N/A | 0 | 0 | 0 | 0 |  |  | No |  | No | No | No
| BridgeRiver23 | Bridge River 2-3_Bridge River 2-3_BCH-BRT | teppc | BCHA | BCHA | British Columbia Transmission Company | BCHA_AESO | Excluded | 1934-01-01 | 2033-03-31 | 1934 | 2032 | 68.5 | 100% | 68.5 | 68.5 | Hydro | Hydro_Standard | Hydro | Excluded_Hydro |  |  |  | Excluded | 1934 | 2032 | 0 | Excluded | 68.5 | 1 | 68.5 | 1 | 1 | 2033-03-31 | 1 | #N/A | #N/A | No | 0 | 0 | Not Found | #N/A | #N/A | #N/A | Not Found | #N/A | #N/A | #N/A | 0 | 0 | 0 | 0 |  |  | No |  | No | No | No
| BridgeRiver24 | Bridge River 2-4_Bridge River 2-4_BCH-BRT | teppc | BCHA | BCHA | British Columbia Transmission Company | BCHA_AESO | Excluded | 1934-01-01 | 2033-03-31 | 1934 | 2032 | 68.5 | 100% | 68.5 | 68.5 | Hydro | Hydro_Standard | Hydro | Excluded_Hydro |  |  |  | Excluded | 1934 | 2032 | 0 | Excluded | 68.5 | 1 | 68.5 | 1 | 1 | 2033-03-31 | 1 | #N/A | #N/A | No | 0 | 0 | Not Found | #N/A | #N/A | #N/A | Not Found | #N/A | #N/A | #N/A | 0 | 0 | 0 | 0 |  |  | No |  | No | No | No
| BridgeRiver3 | Bridge River 1-3_Bridge River 1-3_BCH-BRT | teppc | BCHA | BCHA | British Columbia Transmission Company | BCHA_AESO | Excluded | 1934-01-01 | 2033-03-31 | 1934 | 2032 | 51.5 | 100% | 51.5 | 51.5 | Hydro | Hydro_Standard | Hydro | Excluded_Hydro |  |  |  | Excluded | 1934 | 2032 | 0 | Excluded | 51.5 | 1 | 51.5 | 1 | 1 | 2033-03-31 | 1 | #N/A | #N/A | No | 0 | 0 | Not Found | #N/A | #N/A | #N/A | Not Found | #N/A | #N/A | #N/A | 0 | 0 | 0 | 0 |  |  | No |  | No | No | No
| BridgeRiver4 | Bridge River 1-4_Bridge River 1-4_BCH-BRT | teppc | BCHA | BCHA | British Columbia Transmission Company | BCHA_AESO | Excluded | 1934-01-01 | 2033-03-31 | 1934 | 2032 | 51.5 | 100% | 51.5 | 51.5 | Hydro | Hydro_Standard | Hydro | Excluded_Hydro |  |  |  | Excluded | 1934 | 2032 | 0 | Excluded | 51.5 | 1 | 51.5 | 1 | 1 | 2033-03-31 | 1 | #N/A | #N/A | No | 0 | 0 | Not Found | #N/A | #N/A | #N/A | Not Found | #N/A | #N/A | #N/A | 0 | 0 | 0 | 0 |  |  | No |  | No | No | No
| BriggsCreek1 | Briggs Creek-1 | teppc | IPFE | IPFE | Idaho Far East | IPCO | NW | 1985-10-10 | 2030-04-15 | 1985 | 2029 | 0.6 | 100% | 0.6 | 0.6 | Hydro | Hydro_Standard | Hydro | NW_Hydro |  |  |  | NW_Hydro | 1986 | 2029 | 0 | NW | 0.6 | 1 | 0.6 | 1 | 1 | 2030-04-15 | 1 | #N/A | #N/A | No | #N/A | #N/A | Not Found | #N/A | #N/A | #N/A | Not Found | #N/A | #N/A | #N/A | #N/A | #N/A |  |  |  |  | No |  | No | No | No
| Brilliant1 | Brilliant-1_Brilliant-1_FBC-BRD | teppc | BCHA | BCHA | British Columbia Transmission Company | BCHA_AESO | Excluded | 2002-11-11 | 2033-03-31 | 2002 | 2032 | 37.5 | 100% | 37.5 | 37.5 | Hydro | Hydro_Standard | Hydro | Excluded_Hydro |  |  |  | Excluded | 2003 | 2032 | 0 | Excluded | 37.5 | 1 | 37.5 | 1 | 1 | 2033-03-31 | 1 | #N/A | #N/A | No | 0 | 0 | Not Found | #N/A | #N/A | #N/A | Not Found | #N/A | #N/A | #N/A | 0 | 0 | 0 | 0 |  |  | No |  | No | No | No
| Brilliant2 | Brilliant-2_Brilliant-2_FBC-BRD | teppc | BCHA | BCHA | British Columbia Transmission Company | BCHA_AESO | Excluded | 2002-11-11 | 2033-03-31 | 2002 | 2032 | 37.5 | 100% | 37.5 | 37.5 | Hydro | Hydro_Standard | Hydro | Excluded_Hydro |  |  |  | Excluded | 2003 | 2032 | 0 | Excluded | 37.5 | 1 | 37.5 | 1 | 1 | 2033-03-31 | 1 | #N/A | #N/A | No | 0 | 0 | Not Found | #N/A | #N/A | #N/A | Not Found | #N/A | #N/A | #N/A | 0 | 0 | 0 | 0 |  |  | No |  | No | No | No
| Brilliant3 | Brilliant-3_Brilliant-3_FBC-BRD | teppc | BCHA | BCHA | British Columbia Transmission Company | BCHA_AESO | Excluded | 2002-11-11 | 2033-03-31 | 2002 | 2032 | 37.5 | 100% | 37.5 | 37.5 | Hydro | Hydro_Standard | Hydro | Excluded_Hydro |  |  |  | Excluded | 2003 | 2032 | 0 | Excluded | 37.5 | 1 | 37.5 | 1 | 1 | 2033-03-31 | 1 | #N/A | #N/A | No | 0 | 0 | Not Found | #N/A | #N/A | #N/A | Not Found | #N/A | #N/A | #N/A | 0 | 0 | 0 | 0 |  |  | No |  | No | No | No
| Brilliant4 | Brilliant-4_Brilliant-4_FBC-BRD | teppc | BCHA | BCHA | British Columbia Transmission Company | BCHA_AESO | Excluded | 2002-11-11 | 2033-03-31 | 2002 | 2032 | 37.5 | 100% | 37.5 | 37.5 | Hydro | Hydro_Standard | Hydro | Excluded_Hydro |  |  |  | Excluded | 2003 | 2032 | 0 | Excluded | 37.5 | 1 | 37.5 | 1 | 1 | 2033-03-31 | 1 | #N/A | #N/A | No | 0 | 0 | Not Found | #N/A | #N/A | #N/A | Not Found | #N/A | #N/A | #N/A | 0 | 0 | 0 | 0 |  |  | No |  | No | No | No
| BrilliantExp | Brilliant Exp-1_Brilliant Exp-1_FBC-BRX | teppc | BCHA | BCHA | British Columbia Transmission Company | BCHA_AESO | Excluded | 2010-02-01 | 2033-03-31 | 2010 | 2032 | 127.5 | 100% | 127.5 | 127.5 | Hydro | Hydro_Standard | Hydro | Excluded_Hydro |  |  |  | Excluded | 2010 | 2032 | 0 | Excluded | 127.5 | 1 | 127.5 | 1 | 1 | 2033-03-31 | 1 | #N/A | #N/A | No | 0 | 0 | Not Found | #N/A | #N/A | #N/A | Not Found | #N/A | #N/A | #N/A | 0 | 0 | 0 | 0 |  |  | No |  | No | No | No
| Broadwater | Broadwater Power Project-GEN1 | teppc | IPFE | IPFE | Idaho Far East | IPCO | NW | 1989-06-01 | 2050-12-31 | 1989 | 2050 | 10 | 100% | 10 | 10 | Hydro | Hydro_Standard | Hydro | NW_Hydro |  |  |  | NW_Hydro | 1989 | 2050 | 0 | NW | 10 | 1 | 10 | 1 | 1 | 2050-12-31 | 1 | #N/A | #N/A | No | #N/A | #N/A | Not Found | #N/A | #N/A | #N/A | Not Found | #N/A | #N/A | #N/A | #N/A | #N/A |  |  |  |  | No |  | No | No | No
| BRODIE_2_WIND | Coram Brodie Wind Project | caiso | PGE_Valley | PGE_Valley | Pacific Gas and Electric Valley | PGE_Valley | CAISO | 2012-03-29 | 2050-12-31 | 2012 | 2050 | 102 | 100% | 102 | 102 | n/a | wind_onshorewind | Wind | CAISO_Wind |  |  |  | CAISO_Wind_for_CAISO | 2012 | 2050 | 0 | CAISO | 102 | 1 | 102 | 1 | 1 | 2050-12-31 | 1 | BRODIE_2_WIND | FC | No | 21.42 | 15.3 | NQC List | 21.42 | 15.3 | WIND | NQC List | 21.42 | 15.3 | WIND | 21.42 | 15.3 | 21.42 | 15.3 |  |  | No |  | No | No | No
| Brooks_JBS | Brooks JBS BluEarth | teppc | AESO | AESO | Alberta Electric System Operator | BCHA_AESO | Excluded | 2018-06-19 | 2050-03-30 | 2018 | 2049 | 15 | 100% | 15 | 15 | CT-NatGas-Industrial | CT_NG | CT | Excluded_Peaker |  |  |  | Excluded | 2018 | 2049 | 0 | Excluded | 15 | 1 | 15 | 1 | 1 | 2050-03-30 | 1 | #N/A | #N/A | No | 0 | 0 | Not Found | #N/A | #N/A | #N/A | Not Found | #N/A | #N/A | #N/A | 0 | 0 | 0 | 0 |  |  | No |  | No | No | No
| BrownLake | Brown Lake-1_Brown Lake-1_IPP-BRL | teppc | BCHA | BCHA | British Columbia Transmission Company | BCHA_AESO | Excluded | 1996-12-12 | 2040-12-31 | 1997 | 2040 | 7.2 | 100% | 7.2 | 7.2 | Hydro | Hydro_Standard | Hydro | Excluded_Hydro |  |  |  | Excluded | 1997 | 2040 | 0 | Excluded | 7.2 | 1 | 7.2 | 1 | 1 | 2040-12-31 | 1 | #N/A | #N/A | No | 0 | 0 | Not Found | #N/A | #N/A | #N/A | Not Found | #N/A | #N/A | #N/A | 0 | 0 | 0 | 0 |  |  | No |  | No | No | No
| Brownlee1 | Brownlee-1 | teppc | IPTV | IPTV | Idaho Treasure Valley | IPCO | NW | 1959-01-01 | 2050-12-31 | 1959 | 2050 | 90.1 | 100% | 90.1 | 90.1 | Hydro | Hydro_Standard | Hydro | NW_Hydro |  |  |  | NW_Hydro | 1959 | 2050 | 0 | NW | 90.1 | 1 | 90.1 | 1 | 1 | 2050-12-31 | 1 | #N/A | #N/A | No | #N/A | #N/A | Not Found | #N/A | #N/A | #N/A | Not Found | #N/A | #N/A | #N/A | #N/A | #N/A |  |  |  |  | No |  | No | No | No
| Brownlee2 | Brownlee-2 | teppc | IPTV | IPTV | Idaho Treasure Valley | IPCO | NW | 1958-12-01 | 2050-12-31 | 1958 | 2050 | 90.1 | 100% | 90.1 | 90.1 | Hydro | Hydro_Standard | Hydro | NW_Hydro |  |  |  | NW_Hydro | 1959 | 2050 | 0 | NW | 90.1 | 1 | 90.1 | 1 | 1 | 2050-12-31 | 1 | #N/A | #N/A | No | #N/A | #N/A | Not Found | #N/A | #N/A | #N/A | Not Found | #N/A | #N/A | #N/A | #N/A | #N/A |  |  |  |  | No |  | No | No | No
| Brownlee3 | Brownlee-3 | teppc | IPTV | IPTV | Idaho Treasure Valley | IPCO | NW | 1958-10-01 | 2050-12-31 | 1958 | 2050 | 90.1 | 100% | 90.1 | 90.1 | Hydro | Hydro_Standard | Hydro | NW_Hydro |  |  |  | NW_Hydro | 1959 | 2050 | 0 | NW | 90.1 | 1 | 90.1 | 1 | 1 | 2050-12-31 | 1 | #N/A | #N/A | No | #N/A | #N/A | Not Found | #N/A | #N/A | #N/A | Not Found | #N/A | #N/A | #N/A | #N/A | #N/A |  |  |  |  | No |  | No | No | No
| Brownlee4 | Brownlee-4 | teppc | IPTV | IPTV | Idaho Treasure Valley | IPCO | NW | 1958-08-01 | 2050-12-31 | 1958 | 2050 | 90.1 | 100% | 90.1 | 90.1 | Hydro | Hydro_Standard | Hydro | NW_Hydro |  |  |  | NW_Hydro | 1958 | 2050 | 0 | NW | 90.1 | 1 | 90.1 | 1 | 1 | 2050-12-31 | 1 | #N/A | #N/A | No | #N/A | #N/A | Not Found | #N/A | #N/A | #N/A | Not Found | #N/A | #N/A | #N/A | #N/A | #N/A |  |  |  |  | No |  | No | No | No
| Brownlee5 | Brownlee-5 | teppc | IPTV | IPTV | Idaho Treasure Valley | IPCO | NW | 1980-03-01 | 2050-12-31 | 1980 | 2050 | 225 | 100% | 225 | 225 | Hydro | Hydro_Standard | Hydro | NW_Hydro |  |  |  | NW_Hydro | 1980 | 2050 | 0 | NW | 225 | 1 | 225 | 1 | 1 | 2050-12-31 | 1 | #N/A | #N/A | No | #N/A | #N/A | Not Found | #N/A | #N/A | #N/A | Not Found | #N/A | #N/A | #N/A | #N/A | #N/A |  |  |  |  | No |  | No | No | No
| Brush_CC1 | BrushCC1 (Total CC Plant) | teppc | PSCO | PSCO | Public Service Company of Colorado | PSCO | Excluded | 1990-10-01 | 2050-12-31 | 1990 | 2050 | 75 | 100% | 75 | 75 | CCWhole-NatGas-Industrial | CC_NG | CC | Excluded_CCGT |  |  |  | Excluded | 1991 | 2050 | 0 | Excluded | 75 | 1 | 75 | 1 | 1 | 2050-12-31 | 1 | #N/A | #N/A | No | 0 | 0 | Not Found | #N/A | #N/A | #N/A | Not Found | #N/A | #N/A | #N/A | 0 | 0 | 0 | 0 |  |  | No |  | No | No | No
| Brush_CC2 | BrushCC2 (Total CC Plant) | teppc | PSCO | PSCO | Public Service Company of Colorado | PSCO | Excluded | 1994-01-01 | 2050-12-31 | 1994 | 2050 | 67.1 | 100% | 67.1 | 67.1 | CCWhole-NatGas-Aero | CC_NG | CC | Excluded_CCGT |  |  |  | Excluded | 1994 | 2050 | 0 | Excluded | 67.1 | 1 | 67.1 | 1 | 1 | 2050-12-31 | 1 | #N/A | #N/A | No | 0 | 0 | Not Found | #N/A | #N/A | #N/A | Not Found | #N/A | #N/A | #N/A | 0 | 0 | 0 | 0 |  |  | No |  | No | No | No
| Brush_CC4 | BrushCC3 (Total CC Plant) | teppc | PSCO | PSCO | Public Service Company of Colorado | PSCO | Excluded | 2002-02-01 | 2050-12-31 | 2002 | 2050 | 118 | 100% | 118 | 118 | CCWhole-NatGas-Aero | CC_NG | CC | Excluded_CCGT |  |  |  | Excluded | 2002 | 2050 | 0 | Excluded | 118 | 1 | 118 | 1 | 1 | 2050-12-31 | 1 | #N/A | #N/A | No | 0 | 0 | Not Found | #N/A | #N/A | #N/A | Not Found | #N/A | #N/A | #N/A | 0 | 0 | 0 | 0 |  |  | No |  | No | No | No
| BUCKBL_2_PL1X3 | Blythe Energy Center | caiso | SCE | SCE | Southern California Edison | SCE | CAISO | 2010-06-11 | 2050-12-31 | 2010 | 2050 | 490 | 99.26% | 490 | 493.63 | CCWhole-NatGas-Industrial | CC_NG | CC | CAISO_CCGT1 |  |  |  | CAISO_CCGT1 | 2010 | 2050 | 0 | CAISO | 493.63 | 1 | 493.63 | 1 | 1 | 2050-12-31 | 1 | BUCKBL_2_PL1X3 | FC | No | 463.7501 | 463.7501 | NQC List | 493.63 | 493.63 | NATURAL GAS | NQC List | 490 | 490 | NATURAL GAS | 490 | 490 | 493.63 | 493.63 |  |  | No |  | No | No | No
| BUCKCK_2_HYDRO | Lassen Station Hydro | caiso | PGE_Valley | PGE_Valley | Pacific Gas and Electric Valley | PGE_Valley | CAISO | 1986-05-22 | 2050-12-31 | 1986 | 2050 | 0.99 | 100% | 0.99 | 0.99 | n/a | Hydro_Standard | Hydro | CAISO_Small_Hydro |  |  |  | CAISO_Small_Hydro_for_CAISO | 1986 | 2050 | 0 | CAISO | 0.99 | 1 | 0.99 | 1 | 1 | 2050-12-31 | 1 | BUCKCK_2_HYDRO | FC | No | 0.495 | 0.495 | NQC List | 0.04 | 0 | WATER | NQC List | 0.04 | 0 | WATER | 0.04 | 0 | 0.04 | 0 |  |  | No |  | No | No | No
| BUCKCK_7_OAKFLT | Oak Flat | caiso | PGE_Valley | PGE_Valley | Pacific Gas and Electric Valley | PGE_Valley | CAISO | 1985-01-01 | 2050-12-31 | 1985 | 2050 | 1.3 | 100% | 1.3 | 1.3 | n/a | Hydro_Standard | Hydro | CAISO_Small_Hydro |  |  |  | CAISO_Small_Hydro_for_CAISO | 1985 | 2050 | 0 | CAISO | 1.3 | 1 | 1.3 | 1 | 1 | 2050-12-31 | 1 | BUCKCK_7_OAKFLT | FC | No | 0.65 | 0.65 | NQC List | 0.66 | 0.47 | WATER | NQC List | 1.3 | 1.3 | WATER | 1.3 | 1.3 | 0.66 | 0.47 |  |  | No |  | No | No | No
| BUCKCK_7_PL1X2 | BUCKS CREEK AGGREGATE | caiso | PGE_Valley | PGE_Valley | Pacific Gas and Electric Valley | PGE_Valley | CAISO | 1928-01-01 | 2050-12-31 | 1928 | 2050 | 57.25 | 100% | 57.25 | 57.25 | n/a | Hydro_Standard | Hydro | CAISO_Hydro |  |  |  | CAISO_Hydro | 1928 | 2050 | 0 | CAISO | 57.25 | 1 | 57.25 | 1 | 1 | 2050-12-31 | 1 | BUCKCK_7_PL1X2 | FC | No | 48.42 | 48.42 | NQC List | 51.4 | 42.41 | WATER | NQC List | 57.25 | 57.25 | WATER | 57.25 | 57.25 | 51.4 | 42.41 |  |  | No |  | No | No | No
| BUCKWD_1_NPALM1 | North Palm Springs 1A | caiso | SCE | SCE | Southern California Edison | SCE | CAISO | 2012-04-02 | 2050-12-31 | 2012 | 2050 | 2.4 | 100% | 2.4 | 2.4 | n/a | PVgeneric_sun | Solar_Fixed | CAISO_Solar |  |  |  | CAISO_Solar_for_CAISO | 2012 | 2050 | 0 | CAISO | 2.4 | 1 | 2.4 | 1 | 1 | 2050-12-31 | 1 | BUCKWD_1_NPALM1 | FC | No | 0.648 | 0.336 | NQC List | 0.65 | 0.34 | SUN | NQC List | 0.65 | 0.34 | SUN | 0.65 | 0.34 | 0.65 | 0.34 |  |  | No |  | No | No | No
| BUCKWD_1_QF |  | caiso | SCE | SCE | Southern California Edison | SCE | CAISO | 1984-12-13 | 2050-12-31 | 1985 | 2050 | 16.5 | 100% | 16.5 | 16.5 | n/a | wind_onshorewind | Wind | CAISO_Wind |  |  |  | CAISO_Wind_for_CAISO | 1985 | 2050 | 0 | CAISO | 16.5 | 1 | 16.5 | 1 | 1 | 2050-12-31 | 1 | BUCKWD_1_QF | FC | No | 3.465 | 2.475 | NQC List | 3.47 | 2.48 | WIND | NQC List | 3.47 | 2.48 | WIND | 3.47 | 2.48 | 3.47 | 2.48 |  |  | No |  | No | No | No
| BUCKWD_7_WINTCV | Wintec Energy, Ltd. | caiso | SCE | SCE | Southern California Edison | SCE | CAISO | 2003-12-30 | 2050-12-31 | 2004 | 2050 | 1.32 | 100% | 1.32 | 1.32 | n/a | wind_onshorewind | Wind | CAISO_Wind |  |  |  | CAISO_Wind_for_CAISO | 2004 | 2050 | 0 | CAISO | 1.32 | 1 | 1.32 | 1 | 1 | 2050-12-31 | 1 | BUCKWD_7_WINTCV | FC | No | 0.2772 | 0.198 | NQC List | 0.28 | 0.2 | WIND | NQC List | 0.28 | 0.2 | WIND | 0.28 | 0.2 | 0.28 | 0.2 |  |  | No |  | No | No | No
| Buffalo_Bill_1 | Buffalo Bill 1 | teppc | WACM | WACM | Western Area Power Administration, Colorado-Missouri Region | WACM | Excluded | 1995-04-01 | 2050-12-31 | 1995 | 2050 | 6.67 | 100% | 6.67 | 6.67 | Hydro | Hydro_Standard | Hydro | Excluded_Hydro |  |  |  | Excluded | 1995 | 2050 | 0 | Excluded | 6.67 | 1 | 6.67 | 1 | 1 | 2050-12-31 | 1 | #N/A | #N/A | No | 0 | 0 | Not Found | #N/A | #N/A | #N/A | Not Found | #N/A | #N/A | #N/A | 0 | 0 | 0 | 0 |  |  | No |  | No | No | No
| Buffalo_Bill_2 | Buffalo Bill 2 | teppc | WACM | WACM | Western Area Power Administration, Colorado-Missouri Region | WACM | Excluded | 1995-04-01 | 2050-12-31 | 1995 | 2050 | 6.67 | 100% | 6.67 | 6.67 | Hydro | Hydro_Standard | Hydro | Excluded_Hydro |  |  |  | Excluded | 1995 | 2050 | 0 | Excluded | 6.67 | 1 | 6.67 | 1 | 1 | 2050-12-31 | 1 | #N/A | #N/A | No | 0 | 0 | Not Found | #N/A | #N/A | #N/A | Not Found | #N/A | #N/A | #N/A | 0 | 0 | 0 | 0 |  |  | No |  | No | No | No
| Buffalo_Bill_3 | Buffalo Bill 3 | teppc | WACM | WACM | Western Area Power Administration, Colorado-Missouri Region | WACM | Excluded | 1995-04-01 | 2050-12-31 | 1995 | 2050 | 6.67 | 100% | 6.67 | 6.67 | Hydro | Hydro_Standard | Hydro | Excluded_Hydro |  |  |  | Excluded | 1995 | 2050 | 0 | Excluded | 6.67 | 1 | 6.67 | 1 | 1 | 2050-12-31 | 1 | #N/A | #N/A | No | 0 | 0 | Not Found | #N/A | #N/A | #N/A | Not Found | #N/A | #N/A | #N/A | 0 | 0 | 0 | 0 |  |  | No |  | No | No | No
| BUFFALO_G1 |  | teppc | PSCO | PSCO | Public Service Company of Colorado | PSCO | Excluded | 1950-01-01 | 2050-12-31 | 1950 | 2050 | 124 | 100% | 124 | 124 | WT-Onshore | wind_onshorewind | Wind | Excluded_Wind |  |  |  | Excluded | 1950 | 2050 | 0 | Excluded | 124 | 1 | 124 | 1 | 1 | 2050-12-31 | 1 | #N/A | #N/A | No | 0 | 0 | Not Found | #N/A | #N/A | #N/A | Not Found | #N/A | #N/A | #N/A | 0 | 0 | 0 | 0 |  |  | No |  | No | No | No
| BUFFALO_G2 |  | teppc | PSCO | PSCO | Public Service Company of Colorado | PSCO | Excluded | 1950-01-01 | 2050-12-31 | 1950 | 2050 | 126 | 100% | 126 | 126 | WT-Onshore | wind_onshorewind | Wind | Excluded_Wind |  |  |  | Excluded | 1950 | 2050 | 0 | Excluded | 126 | 1 | 126 | 1 | 1 | 2050-12-31 | 1 | #N/A | #N/A | No | 0 | 0 | Not Found | #N/A | #N/A | #N/A | Not Found | #N/A | #N/A | #N/A | 0 | 0 | 0 | 0 |  |  | No |  | No | No | No
| Buffalo_Trail_Wind |  | teppc | NWMT | NWMT | NorthWestern Energy | NWMT_WAUW | NW | 1950-01-01 | 2050-12-31 | 1950 | 2050 | 250 | 100% | 250 | 250 | WT-Onshore | wind_onshorewind | Wind | NW_Wind |  |  |  | NW_Wind_for_Other | 1950 | 2050 | 0 | NW | 250 | 1 | 250 | 1 | 1 | 2050-12-31 | 1 | #N/A | #N/A | No | #N/A | #N/A | Not Found | #N/A | #N/A | #N/A | Not Found | #N/A | #N/A | #N/A | #N/A | #N/A |  |  |  |  | No |  | No | No | No
| BullCreekWind1 | Windlab Bull Creek Wind Project-1 | teppc | BCHA | BCHA | British Columbia Transmission Company | BCHA_AESO | Excluded | 2014-02-03 | 2050-12-31 | 2014 | 2050 | 57.5 | 100% | 57.5 | 57.5 | WT-Onshore | wind_onshorewind | Wind | Excluded_Wind |  |  |  | Excluded | 2014 | 2050 | 0 | Excluded | 57.5 | 1 | 57.5 | 1 | 1 | 2050-12-31 | 1 | #N/A | #N/A | No | 0 | 0 | Not Found | #N/A | #N/A | #N/A | Not Found | #N/A | #N/A | #N/A | 0 | 0 | 0 | 0 |  |  | No |  | No | No | No
| Bullmoose1 | Bullmoose Wind Project-1_Bullmoose Wind Project-1_IPP-BLL | teppc | BCHA | BCHA | British Columbia Transmission Company | BCHA_AESO | Excluded | 2016-11-01 | 2036-11-02 | 2016 | 2035 | 60 | 100% | 60 | 60 | WT-Onshore | wind_onshorewind | Wind | Excluded_Wind |  |  |  | Excluded | 2017 | 2036 | 0 | Excluded | 60 | 1 | 60 | 1 | 1 | 2036-11-02 | 1 | #N/A | #N/A | No | 0 | 0 | Not Found | #N/A | #N/A | #N/A | Not Found | #N/A | #N/A | #N/A | 0 | 0 | 0 | 0 |  |  | No |  | No | No | No
| Bullmoose2 | Bullmoose Wind Project-2_Bullmoose Wind Project-2_IPP-BLL | teppc | BCHA | BCHA | British Columbia Transmission Company | BCHA_AESO | Excluded | 2016-11-01 | 2036-11-02 | 2016 | 2035 | 60 | 100% | 60 | 60 | WT-Onshore | wind_onshorewind | Wind | Excluded_Wind |  |  |  | Excluded | 2017 | 2036 | 0 | Excluded | 60 | 1 | 60 | 1 | 1 | 2036-11-02 | 1 | #N/A | #N/A | No | 0 | 0 | Not Found | #N/A | #N/A | #N/A | Not Found | #N/A | #N/A | #N/A | 0 | 0 | 0 | 0 |  |  | No |  | No | No | No
| Buntzen1_1 | Buntzen 1-1_Buntzen 1-1_BCH-LB1 | teppc | BCHA | BCHA | British Columbia Transmission Company | BCHA_AESO | Excluded | 1903-01-01 | 2033-03-31 | 1903 | 2032 | 55 | 100% | 55 | 55 | Hydro | Hydro_Standard | Hydro | Excluded_Hydro |  |  |  | Excluded | 1903 | 2032 | 0 | Excluded | 55 | 1 | 55 | 1 | 1 | 2033-03-31 | 1 | #N/A | #N/A | No | 0 | 0 | Not Found | #N/A | #N/A | #N/A | Not Found | #N/A | #N/A | #N/A | 0 | 0 | 0 | 0 |  |  | No |  | No | No | No
| Burley_Butte | Burley Butte Windpark-BBWP | teppc | IPMV | IPMV | Idaho Magic Valley | IPCO | NW | 2010-12-01 | 2050-12-31 | 2010 | 2050 | 53 | 100% | 53 | 53 | WT-Onshore | wind_onshorewind | Wind | NW_Wind |  |  |  | NW_Wind_for_Other | 2011 | 2050 | 0 | NW | 53 | 1 | 53 | 1 | 1 | 2050-12-31 | 1 | #N/A | #N/A | No | #N/A | #N/A | Not Found | #N/A | #N/A | #N/A | Not Found | #N/A | #N/A | #N/A | #N/A | #N/A |  |  |  |  | No |  | No | No | No
| Burlington | Sierra Pacific Burlington Facility-GEN1 | teppc | PSEI | PSEI | Puget Sound Energy | BPAT | NW | 2007-04-01 | 2050-12-01 | 2007 | 2050 | 28 | 100% | 28 | 28 | Bio-ST | ST_Biomass | Biomass/Wood | NW_Biomass |  |  |  | NW_Biomass_for_Other | 2007 | 2050 | 0 | NW | 28 | 1 | 28 | 1 | 1 | 2050-12-01 | 1 | #N/A | #N/A | No | 19.544 | 19.544 | Not Found | #N/A | #N/A | #N/A | Not Found | #N/A | #N/A | #N/A | 19.544 | 19.544 | 19.544 | 19.544 |  |  | No |  | No | No | No
| Burlington_Oil_1 | Burlington CT (CO) 1 | teppc | WACM | WACM | Western Area Power Administration, Colorado-Missouri Region | WACM | Excluded | 1977-06-01 | 2050-12-31 | 1977 | 2050 | 50.4 | 100% | 50.4 | 50.4 | CT-OilDistillate | CT_Oil | CT | Excluded_Peaker |  |  |  | Excluded | 1977 | 2050 | 0 | Excluded | 50.4 | 1 | 50.4 | 1 | 1 | 2050-12-31 | 1 | #N/A | #N/A | No | 0 | 0 | Not Found | #N/A | #N/A | #N/A | Not Found | #N/A | #N/A | #N/A | 0 | 0 | 0 | 0 |  |  | No |  | No | No | No
| Burlington_Oil_2 | Burlington CT (CO) 2 | teppc | WACM | WACM | Western Area Power Administration, Colorado-Missouri Region | WACM | Excluded | 1977-07-01 | 2050-12-31 | 1977 | 2050 | 50.4 | 100% | 50.4 | 50.4 | CT-OilDistillate | CT_Oil | CT | Excluded_Peaker |  |  |  | Excluded | 1977 | 2050 | 0 | Excluded | 50.4 | 1 | 50.4 | 1 | 1 | 2050-12-31 | 1 | #N/A | #N/A | No | 0 | 0 | Not Found | #N/A | #N/A | #N/A | Not Found | #N/A | #N/A | #N/A | 0 | 0 | 0 | 0 |  |  | No |  | No | No | No
| BURNYF_2_UNIT_1 |  | caiso | PGE_Valley | PGE_Valley | Pacific Gas and Electric Valley | PGE_Valley | CAISO | 1989-10-17 | 2050-12-31 | 1989 | 2050 | 22.05 | 71.13% | 22.05 | 31 | n/a | ST_Biomass | Biomass/Wood | CAISO_Biomass |  |  |  | CAISO_Biomass_for_CAISO | 1990 | 2050 | 0 | CAISO | 31 | 1 | 31 | 1 | 1 | 2050-12-31 | 1 | BURNYF_2_UNIT 1 | FC | No | 21.638 | 21.638 | NQC List | 23.13 | 24.17 | BIOMASS | NQC List | 27.96 | 28.19 | BIOMASS | 27.96 | 28.19 | 23.13 | 24.17 |  |  | No |  | No | No | No
| BurrardThermal1 | Burrard Thermal-1_Burrard Thermal-1_BCH-BGS | teppc | BCHA | BCHA | British Columbia Transmission Company | BCHA_AESO | Excluded | 1961-12-01 | 2040-03-31 | 1961 | 2039 | 150.81 | 100% | 150.81 | 150.81 | ST-NatGas | ST_NG | Steam | Excluded_ST |  |  |  | Excluded | 1962 | 2039 | 0 | Excluded | 150.81 | 1 | 150.81 | 1 | 1 | 2040-03-31 | 1 | #N/A | #N/A | No | 0 | 0 | Not Found | #N/A | #N/A | #N/A | Not Found | #N/A | #N/A | #N/A | 0 | 0 | 0 | 0 |  |  | No |  | No | No | No
| Burton_Creek | Burton Creek Hydro (FERC 7577)-HY1 | teppc | PNM | PNM | Public Service Company of New Mexico | PNM_EPE | SW | 1985-09-25 | 2030-04-15 | 1985 | 2029 | 0.48 | 100% | 0.48 | 0.48 | Hydro | Hydro_Standard | Hydro | SW_Hydro |  |  |  | SW_Hydro | 1986 | 2029 | 0 | SW | 0.48 | 1 | 0.48 | 1 | 1 | 2030-04-15 | 1 | #N/A | #N/A | No | #N/A | #N/A | Not Found | #N/A | #N/A | #N/A | Not Found | #N/A | #N/A | #N/A | #N/A | #N/A |  |  |  |  | No |  | No | No | No
| Busch_Ranch | Busch Ranch Wind WTG | teppc | PSCO | PSCO | Public Service Company of Colorado | PSCO | Excluded | 2012-10-16 | 2050-12-31 | 2012 | 2050 | 28.8 | 100% | 28.8 | 28.8 | WT-Onshore | wind_onshorewind | Wind | Excluded_Wind |  |  |  | Excluded | 2013 | 2050 | 0 | Excluded | 28.8 | 1 | 28.8 | 1 | 1 | 2050-12-31 | 1 | #N/A | #N/A | No | 0 | 0 | Not Found | #N/A | #N/A | #N/A | Not Found | #N/A | #N/A | #N/A | 0 | 0 | 0 | 0 |  |  | No |  | No | No | No
| Busch_Ranch_2 | Busch Ranch Wind Energy Farm-WTG2 | teppc | PSCO | PSCO | Public Service Company of Colorado | PSCO | Excluded | 2019-01-01 | 2050-12-31 | 2019 | 2050 | 28.8 | 100% | 28.8 | 28.8 | WT-Onshore | wind_onshorewind | Wind | Excluded_Wind |  |  |  | Excluded | 2019 | 2050 | 0 | Excluded | 28.8 | 1 | 28.8 | 1 | 1 | 2050-12-31 | 1 | #N/A | #N/A | No | 0 | 0 | Not Found | #N/A | #N/A | #N/A | Not Found | #N/A | #N/A | #N/A | 0 | 0 | 0 | 0 |  |  | No |  | No | No | No
| Busch_Ranch_3 | Busch Ranch Wind Energy Farm-WTG3 | teppc | PSCO | PSCO | Public Service Company of Colorado | PSCO | Excluded | 2019-01-01 | 2050-12-31 | 2019 | 2050 | 28.8 | 100% | 28.8 | 28.8 | WT-Onshore | wind_onshorewind | Wind | Excluded_Wind |  |  |  | Excluded | 2019 | 2050 | 0 | Excluded | 28.8 | 1 | 28.8 | 1 | 1 | 2050-12-31 | 1 | #N/A | #N/A | No | 0 | 0 | Not Found | #N/A | #N/A | #N/A | Not Found | #N/A | #N/A | #N/A | 0 | 0 | 0 | 0 |  |  | No |  | No | No | No
| BUTTVL_7_UNIT_1 | BUTT VALLEY HYDRO | caiso | PGE_Valley | PGE_Valley | Pacific Gas and Electric Valley | PGE_Valley | CAISO | 1958-01-01 | 2050-12-31 | 1958 | 2050 | 39.5 | 100% | 39.5 | 39.5 | n/a | Hydro_Standard | Hydro | CAISO_Hydro |  |  |  | CAISO_Hydro | 1958 | 2050 | 0 | CAISO | 39.5 | 1 | 39.5 | 1 | 1 | 2050-12-31 | 1 | BUTTVL_7_UNIT 1 | FC | No | 33.4077 | 33.4077 | NQC List | 32.8 | 39.5 | WATER | NQC List | 39.5 | 39.5 | WATER | 39.5 | 39.5 | 32.8 | 39.5 |  |  | No |  | No | No | No
| Bypass_GEN1 | Bypass-GEN1 | teppc | IPMV | IPMV | Idaho Magic Valley | IPCO | NW | 1988-06-18 | 2050-12-31 | 1988 | 2050 | 7.5 | 100% | 7.5 | 7.5 | Hydro | Hydro_Standard | Hydro | NW_Hydro |  |  |  | NW_Hydro | 1988 | 2050 | 0 | NW | 7.5 | 1 | 7.5 | 1 | 1 | 2050-12-31 | 1 | #N/A | #N/A | No | #N/A | #N/A | Not Found | #N/A | #N/A | #N/A | Not Found | #N/A | #N/A | #N/A | #N/A | #N/A |  |  |  |  | No |  | No | No | No
| Bypass_GEN2 | Bypass-GEN2_61420 | teppc | IPFE | IPFE | Idaho Far East | IPCO | NW | 1988-06-18 | 2050-12-31 | 1988 | 2050 | 3.32 | 100% | 3.32 | 3.32 | Hydro | Hydro_Standard | Hydro | NW_Hydro |  |  |  | NW_Hydro | 1988 | 2050 | 0 | NW | 3.32 | 1 | 3.32 | 1 | 1 | 2050-12-31 | 1 | #N/A | #N/A | No | #N/A | #N/A | Not Found | #N/A | #N/A | #N/A | Not Found | #N/A | #N/A | #N/A | #N/A | #N/A |  |  |  |  | No |  | No | No | No
| Bypass_GEN3 | Bypass-GEN3_61420 | teppc | IPFE | IPFE | Idaho Far East | IPCO | NW | 1988-06-18 | 2050-12-31 | 1988 | 2050 | 3.32 | 100% | 3.32 | 3.32 | Hydro | Hydro_Standard | Hydro | NW_Hydro |  |  |  | NW_Hydro | 1988 | 2050 | 0 | NW | 3.32 | 1 | 3.32 | 1 | 1 | 2050-12-31 | 1 | #N/A | #N/A | No | #N/A | #N/A | Not Found | #N/A | #N/A | #N/A | Not Found | #N/A | #N/A | #N/A | #N/A | #N/A |  |  |  |  | No |  | No | No | No
| C_J_Strike_1 | C J Strike-1 | teppc | IPTV | IPTV | Idaho Treasure Valley | IPCO | NW | 1952-03-01 | 2050-12-31 | 1952 | 2050 | 27.6 | 100% | 27.6 | 27.6 | Hydro | Hydro_Standard | Hydro | NW_Hydro |  |  |  | NW_Hydro | 1952 | 2050 | 0 | NW | 27.6 | 1 | 27.6 | 1 | 1 | 2050-12-31 | 1 | #N/A | #N/A | No | #N/A | #N/A | Not Found | #N/A | #N/A | #N/A | Not Found | #N/A | #N/A | #N/A | #N/A | #N/A |  |  |  |  | No |  | No | No | No
| C_J_Strike_2 | C J Strike-2 | teppc | IPTV | IPTV | Idaho Treasure Valley | IPCO | NW | 1952-03-01 | 2050-12-31 | 1952 | 2050 | 27.6 | 100% | 27.6 | 27.6 | Hydro | Hydro_Standard | Hydro | NW_Hydro |  |  |  | NW_Hydro | 1952 | 2050 | 0 | NW | 27.6 | 1 | 27.6 | 1 | 1 | 2050-12-31 | 1 | #N/A | #N/A | No | #N/A | #N/A | Not Found | #N/A | #N/A | #N/A | Not Found | #N/A | #N/A | #N/A | #N/A | #N/A |  |  |  |  | No |  | No | No | No
| C_J_Strike_3 | C J Strike-3 | teppc | IPTV | IPTV | Idaho Treasure Valley | IPCO | NW | 1952-03-01 | 2050-12-31 | 1952 | 2050 | 27.6 | 100% | 27.6 | 27.6 | Hydro | Hydro_Standard | Hydro | NW_Hydro |  |  |  | NW_Hydro | 1952 | 2050 | 0 | NW | 27.6 | 1 | 27.6 | 1 | 1 | 2050-12-31 | 1 | #N/A | #N/A | No | #N/A | #N/A | Not Found | #N/A | #N/A | #N/A | Not Found | #N/A | #N/A | #N/A | #N/A | #N/A |  |  |  |  | No |  | No | No | No
| C_Lenzie_CC1 | C_LenzieCC1 (Total CC Plant) | teppc | NEVP | NEVP | Nevada Power Company | NEVP | SW | 2006-02-01 | 2042-12-31 | 2006 | 2042 | 585 | 100% | 585 | 585 | CCWhole-NatGas-Industrial | CC_NG | CC | SW_CCGT |  |  |  | SW_CCGT | 2006 | 2042 | 0 | SW | 585 | 1 | 585 | 1 | 1 | 2042-12-31 | 1 | #N/A | #N/A | No | 585 | 585 | Not Found | #N/A | #N/A | #N/A | Not Found | #N/A | #N/A | #N/A | 585 | 585 | 585 | 585 |  |  | No |  | No | No | No
| C_Lenzie_CC2 | C_LenzieCC2 (Total CC Plant) | teppc | NEVP | NEVP | Nevada Power Company | NEVP | SW | 2006-04-01 | 2042-12-31 | 2006 | 2042 | 585 | 100% | 585 | 585 | CCWhole-NatGas-Industrial | CC_NG | CC | SW_CCGT |  |  |  | SW_CCGT | 2006 | 2042 | 0 | SW | 585 | 1 | 585 | 1 | 1 | 2042-12-31 | 1 | #N/A | #N/A | No | 585 | 585 | Not Found | #N/A | #N/A | #N/A | Not Found | #N/A | #N/A | #N/A | 585 | 585 | 585 | 585 |  |  | No |  | No | No | No
| Cabin_Creek_A | Cabin Creek A | teppc | PSCO | PSCO | Public Service Company of Colorado | PSCO | Excluded | 1973-10-01 | 2050-12-31 | 1973 | 2050 | 162 | 100% | 162 | 162 | PS-Hydro | Hydro_PumpedStorage | PSH | Excluded_Pumped_Hydro |  |  |  | Excluded | 1974 | 2050 | 0 | Excluded | 162 | 1 | 162 | 1 | 1 | 2050-12-31 | 1 | #N/A | #N/A | No | 0 | 0 | Not Found | #N/A | #N/A | #N/A | Not Found | #N/A | #N/A | #N/A | 0 | 0 | 0 | 0 |  |  | No |  | No | No | No
| Cabin_Creek_B | Cabin Creek B | teppc | PSCO | PSCO | Public Service Company of Colorado | PSCO | Excluded | 1966-12-01 | 2050-12-31 | 1966 | 2050 | 162 | 100% | 162 | 162 | PS-Hydro | Hydro_PumpedStorage | PSH | Excluded_Pumped_Hydro |  |  |  | Excluded | 1967 | 2050 | 0 | Excluded | 162 | 1 | 162 | 1 | 1 | 2050-12-31 | 1 | #N/A | #N/A | No | 0 | 0 | Not Found | #N/A | #N/A | #N/A | Not Found | #N/A | #N/A | #N/A | 0 | 0 | 0 | 0 |  |  | No |  | No | No | No
| CabinetGorge1 | Cabinet Gorge-1 | teppc | AVA | AVA | Avista Corp. | BPAT | NW | 1953-08-01 | 2050-12-31 | 1953 | 2050 | 59.4 | 100% | 59.4 | 59.4 | Hydro | Hydro_Standard | Hydro | NW_Hydro |  |  |  | NW_Hydro | 1953 | 2050 | 0 | NW | 59.4 | 1 | 59.4 | 1 | 1 | 2050-12-31 | 1 | #N/A | #N/A | No | #N/A | #N/A | Not Found | #N/A | #N/A | #N/A | Not Found | #N/A | #N/A | #N/A | #N/A | #N/A |  |  |  |  | No |  | No | No | No
| CabinetGorge2 | Cabinet Gorge-2 | teppc | AVA | AVA | Avista Corp. | BPAT | NW | 1953-02-01 | 2050-12-31 | 1953 | 2050 | 73.2 | 100% | 73.2 | 73.2 | Hydro | Hydro_Standard | Hydro | NW_Hydro |  |  |  | NW_Hydro | 1953 | 2050 | 0 | NW | 73.2 | 1 | 73.2 | 1 | 1 | 2050-12-31 | 1 | #N/A | #N/A | No | #N/A | #N/A | Not Found | #N/A | #N/A | #N/A | Not Found | #N/A | #N/A | #N/A | #N/A | #N/A |  |  |  |  | No |  | No | No | No
| CabinetGorge3 | Cabinet Gorge-3 | teppc | AVA | AVA | Avista Corp. | BPAT | NW | 1952-11-01 | 2050-12-31 | 1952 | 2050 | 73.2 | 100% | 73.2 | 73.2 | Hydro | Hydro_Standard | Hydro | NW_Hydro |  |  |  | NW_Hydro | 1953 | 2050 | 0 | NW | 73.2 | 1 | 73.2 | 1 | 1 | 2050-12-31 | 1 | #N/A | #N/A | No | #N/A | #N/A | Not Found | #N/A | #N/A | #N/A | Not Found | #N/A | #N/A | #N/A | #N/A | #N/A |  |  |  |  | No |  | No | No | No
| CabinetGorge4 | Cabinet Gorge-4 | teppc | AVA | AVA | Avista Corp. | BPAT | NW | 1952-09-01 | 2050-12-31 | 1952 | 2050 | 59.4 | 100% | 59.4 | 59.4 | Hydro | Hydro_Standard | Hydro | NW_Hydro |  |  |  | NW_Hydro | 1953 | 2050 | 0 | NW | 59.4 | 1 | 59.4 | 1 | 1 | 2050-12-31 | 1 | #N/A | #N/A | No | #N/A | #N/A | Not Found | #N/A | #N/A | #N/A | Not Found | #N/A | #N/A | #N/A | #N/A | #N/A |  |  |  |  | No |  | No | No | No
| CABZON_1_WINDA1 | Cabazon Wind Project | caiso | SCE | SCE | Southern California Edison | SCE | CAISO | 2002-08-31 | 2050-12-31 | 2002 | 2050 | 41 | 100% | 41 | 41 | n/a | wind_onshorewind | Wind | CAISO_Wind |  |  |  | CAISO_Wind_for_CAISO | 2003 | 2050 | 0 | CAISO | 41 | 1 | 41 | 1 | 1 | 2050-12-31 | 1 | CABZON_1_WINDA1 | FC | No | 8.61 | 6.15 | NQC List | 8.61 | 6.15 | WIND | NQC List | 8.61 | 6.15 | WIND | 8.61 | 6.15 | 8.61 | 6.15 |  |  | No |  | No | No | No
| CacheCreekLandfill | Cache Creek Landfill Gas Utilization Plant-1_IPP-CCL | teppc | BCHA | BCHA | British Columbia Transmission Company | BCHA_AESO | Excluded | 2014-09-01 | 2033-03-31 | 2014 | 2032 | 4.8 | 100% | 4.8 | 4.8 | Bio-ST | ST_Biomass | Biomass/Wood | Excluded_Biomass |  |  |  | Excluded | 2015 | 2032 | 0 | Excluded | 4.8 | 1 | 4.8 | 1 | 1 | 2033-03-31 | 1 | #N/A | #N/A | No | 0 | 0 | Not Found | #N/A | #N/A | #N/A | Not Found | #N/A | #N/A | #N/A | 0 | 0 | 0 | 0 |  |  | No |  | No | No | No
| Cairo_Jt_Solar |  | teppc | IPTV | IPTV | Idaho Treasure Valley | IPCO | NW | 1950-01-01 | 2050-12-31 | 1950 | 2050 | 3 | 100% | 3 | 3 | Solar | PVgeneric_sun | Solar_Fixed | NW_Solar |  |  |  | NW_Solar_for_Other | 1950 | 2050 | 0 | NW | 3 | 1 | 3 | 1 | 1 | 2050-12-31 | 1 | #N/A | #N/A | No | #N/A | #N/A | Not Found | #N/A | #N/A | #N/A | Not Found | #N/A | #N/A | #N/A | #N/A | #N/A |  |  |  |  | No |  | No | No | No
| CALFTN_2_SOLAR | California Flats North | caiso | PGE_Valley | PGE_Valley | Pacific Gas and Electric Valley | PGE_Valley | CAISO | 2017-11-29 | 2050-12-31 | 2017 | 2050 | 130 | 100% | 130 | 130 | PVgeneric_sun | PVgeneric_sun | Solar_Fixed | CAISO_Solar |  |  |  | CAISO_Solar_for_CAISO | 2018 | 2050 | 0 | CAISO | 130 | 1 | 130 | 1 | 1 | 2050-12-31 | 1 | CALFTN_2_SOLAR | FC | No | 35.1 | 18.2 | NQC List | 28.78 | 14.92 | SUN | NQC List | 35.1 | 18.2 | SUN | 35.1 | 18.2 | 28.78 | 14.92 |  |  | No |  | No | No | No
| CALFTS_2_CFSSR1 |  | caiso | PGE_Valley | PGE_Valley | Pacific Gas and Electric Valley | PGE_Valley | CAISO | 2019-03-05 | 2050-12-31 | 2019 | 2050 | 150 | 100% | 150 | 150 | PVgeneric_sun | PVgeneric_sun | Solar_Fixed | CAISO_Solar |  |  |  | CAISO_Solar_for_CAISO | 2019 | 2050 | 0 | CAISO | 150 | 1 | 150 | 1 | 1 | 2050-12-31 | 1 | CALFTS_2_CFSSR1 | FC | No | 40.5 | 21 | NQC List | 40.5 | 21 | SUN | NQC List | 40.5 | 21 | SUN | 40.5 | 21 | 40.5 | 21 |  |  | No |  | No | Yes | Yes
| CALGEN_1_UNITS | Coso Navy 1 | caiso | SCE | SCE | Southern California Edison | SCE | CAISO | 1987-07-13 | 2050-12-31 | 1987 | 2050 | 92.2 | 115.3% | 92.2 | 80 | n/a | Geothermal_steam | Geothermal | CAISO_Geothermal |  |  |  | CAISO_Geothermal_for_CAISO | 1987 | 2050 | 0 | CAISO | 80 | 1 | 80 | 1 | 1 | 2050-12-31 | 1 | CALGEN_1_UNITS | FC | No | 49.28 | 49.28 | NQC List | 80 | 80 | GEOTHERMAL | NQC List | 92.2 | 92.2 | GEOTHERMAL | 92.2 | 92.2 | 80 | 80 |  |  | No |  | No | No | No
| CALPIN_1_AGNEW | Agnews Power Plant | caiso | PGE_Bay | PGE_Bay | Pacific Gas and Electric Bay | PGE_Bay | CAISO | 1990-10-19 | 2050-12-31 | 1990 | 2050 | 28.56 | 100% | 28.56 | 28.56 | CCWhole-NatGas-Aero | CC_NG | CC | CAISO_CCGT2 |  |  |  | CAISO_CCGT2 | 1991 | 2050 | 0 | CAISO | 28.56 | 1 | 28.56 | 1 | 1 | 2050-12-31 | 1 | CALPIN_1_AGNEW | FC | No | 28.5565 | 28.5565 | NQC List | 28.56 | 28.56 | NATURAL GAS | NQC List | 28.56 | 28.56 | NATURAL GAS | 28.56 | 28.56 | 28.56 | 28.56 |  |  | No |  | No | No | No
| CalpineCC_Total | CalpineCC (Total CC Plant) | teppc | AESO | AESO | Alberta Electric System Operator | BCHA_AESO | Excluded | 2003-01-01 | 2050-12-01 | 2003 | 2050 | 300 | 100% | 300 | 300 | CCWhole-NatGas-Industrial | CC_NG | CC | Excluded_CCGT |  |  |  | Excluded | 2003 | 2050 | 0 | Excluded | 300 | 1 | 300 | 1 | 1 | 2050-12-01 | 1 | #N/A | #N/A | No | 0 | 0 | Not Found | #N/A | #N/A | #N/A | Not Found | #N/A | #N/A | #N/A | 0 | 0 | 0 | 0 |  |  | No |  | No | No | No
| CALPSS_6_SOLAR1 | Calipatria Solar Farm | caiso | IID | SDGE | San Diego Gas and Electric | SDGE | CAISO | 2016-02-12 | 2050-12-31 | 2016 | 2050 | 19.9 | 100% | 19.9 | 19.9 | PVgeneric_sun | PVgeneric_sun | Solar_Fixed | CAISO_Solar |  |  |  | CAISO_Solar_for_CAISO | 2016 | 2050 | 0 | CAISO | 19.9 | 1 | 19.9 | 1 | 1 | 2050-12-31 | 1 | Calipatria Solar Farm | 0 | No | 5.373 | 2.786 | Specified Imports | 5.4 | 2.8 | SP. IMPORTS (SUN) | Specified Imports | 5.37 | 2.79 | SP. IMPORTS (SUN) | 5.37 | 2.79 | 5.4 | 2.8 |  |  | No |  | No | No | No
| CAMCHE_1_PL1X3 | CAMANCHE UNITS 1, 2 & 3 AGGREGATE | caiso | PGE_Valley | PGE_Valley | Pacific Gas and Electric Valley | PGE_Valley | CAISO | 1983-01-01 | 2050-12-31 | 1983 | 2050 | 9.99 | 100% | 9.99 | 9.99 | n/a | Hydro_Standard | Hydro | CAISO_Hydro |  |  |  | CAISO_Hydro | 1983 | 2050 | 0 | CAISO | 9.99 | 1 | 9.99 | 1 | 1 | 2050-12-31 | 1 | CAMCHE_1_PL1X3 | FC | No | 8.4492 | 8.4492 | NQC List | 4.22 | 3.22 | WATER | NQC List | 2.76 | 1.96 | WATER | 2.76 | 1.96 | 4.22 | 3.22 |  |  | No |  | No | No | No
| Cameron | Cameron | rps | SDGE | SDG&E | San Diego Gas and Electric | SDGE | CAISO | 2021-07-15 | 2050-12-31 | 2021 | 2050 | 2.4 | 100% | 2.4 | 2.4 | Solar PV - Ground mountSolar: Fixed Tilt | FixedPV_sun | Solar_Fixed | CAISO_Solar |  |  |  | CAISO_Solar_for_CAISO | 2021 | 2050 | 0 | CAISO | 2.4 | 0.95 |  | 1 | 1 | 2050-12-31 | 1 | Cameron | EO | Yes | #VALUE! | #VALUE! | Not Found | #N/A | #N/A | #N/A | Not Found | #N/A | #N/A | #N/A | [6 empty] | Yes | Yes | No | No | No
| Camino_1 | Camino H1 | teppc | BANC | BANC | Balancing Authority of Northern California | SMUD | BANC | 1963-10-01 | 2050-01-01 | 1963 | 2049 | 75 | 100% | 75 | 75 | Hydro | Hydro_Standard | Hydro | BANC_Hydro |  |  |  | BANC_Hydro | 1964 | 2049 | 0 | BANC | 75 | 1 | 75 | 1 | 1 | 2050-01-01 | 1 | #N/A | #N/A | No | #N/A | #N/A | Not Found | #N/A | #N/A | #N/A | Not Found | #N/A | #N/A | #N/A | #N/A | #N/A |  |  |  |  | No |  | No | No | No
| Camino_2 | Camino H2 | teppc | BANC | BANC | Balancing Authority of Northern California | SMUD | BANC | 1968-08-01 | 2050-01-01 | 1968 | 2049 | 75 | 100% | 75 | 75 | Hydro | Hydro_Standard | Hydro | BANC_Hydro |  |  |  | BANC_Hydro | 1968 | 2049 | 0 | BANC | 75 | 1 | 75 | 1 | 1 | 2050-01-01 | 1 | #N/A | #N/A | No | #N/A | #N/A | Not Found | #N/A | #N/A | #N/A | Not Found | #N/A | #N/A | #N/A | #N/A | #N/A |  |  |  |  | No |  | No | No | No
| CAMLOT_2_SOLAR1 | Camelot | caiso | PGE_Valley | PGE_Valley | Pacific Gas and Electric Valley | PGE_Valley | CAISO | 2014-12-11 | 2050-12-31 | 2015 | 2050 | 45 | 100% | 45 | 45 | n/a | PVgeneric_sun | Solar_Fixed | CAISO_Solar |  |  |  | CAISO_Solar_for_CAISO | 2015 | 2050 | 0 | CAISO | 45 | 1 | 45 | 1 | 1 | 2050-12-31 | 1 | CAMLOT_2_SOLAR1 | FC | No | 12.15 | 6.3 | NQC List | 12.15 | 6.3 | SUN | NQC List | 12.15 | 6.3 | SUN | 12.15 | 6.3 | 12.15 | 6.3 |  |  | No |  | No | No | No
| CAMLOT_2_SOLAR2 | Columbia Two | caiso | SCE | SCE | Southern California Edison | SCE | CAISO | 2014-12-10 | 2050-12-31 | 2015 | 2050 | 15 | 100% | 15 | 15 | n/a | PVgeneric_sun | Solar_Fixed | CAISO_Solar |  |  |  | CAISO_Solar_for_CAISO | 2015 | 2050 | 0 | CAISO | 15 | 1 | 15 | 1 | 1 | 2050-12-31 | 1 | CAMLOT_2_SOLAR2 | FC | No | 4.05 | 2.1 | NQC List | 4.05 | 2.1 | SUN | NQC List | 4.05 | 2.1 | SUN | 4.05 | 2.1 | 4.05 | 2.1 |  |  | No |  | No | No | No
| Campbell_Hill | Campbell Hill Windpower-CHWF | teppc | PAWY | PAWY | Wyoming, PACE Utility | PACE | NW | 2009-11-01 | 2050-12-31 | 2009 | 2050 | 100.5 | 100% | 100.5 | 100.5 | WT-Onshore | wind_onshorewind | Wind | NW_Wind |  |  |  | NW_Wind_for_Other | 2010 | 2050 | 0 | NW | 100.5 | 1 | 100.5 | 1 | 1 | 2050-12-31 | 1 | #N/A | #N/A | No | #N/A | #N/A | Not Found | #N/A | #N/A | #N/A | Not Found | #N/A | #N/A | #N/A | #N/A | #N/A |  |  |  |  | No |  | No | No | No
| CAMPFW_7_FARWST | CAMP FAR WEST HYDRO | caiso | PGE_Valley | PGE_Valley | Pacific Gas and Electric Valley | PGE_Valley | CAISO | 1985-01-01 | 2050-12-31 | 1985 | 2050 | 8 | 100% | 8 | 8 | n/a | Hydro_Standard | Hydro | CAISO_Small_Hydro | BANC | 8 |  | CAISO_Small_Hydro_for_Other | 1985 | 2050 | 0 | BANC | 8 | 1 | 8 | 1 | 1 | 2050-12-31 | 1 | CAMPFW_7_FARWST | FC | No | 4 | 4 | NQC List | 3.1 | 0 | WATER | NQC List | 2.9 | 0.57 | WATER | 2.9 | 0.57 | 3.1 | 0 |  |  | No |  | No | No | No
| CampReedWind | Camp Reed-CRWP | teppc | IPMV | IPMV | Idaho Magic Valley | IPCO | NW | 2010-12-21 | 2050-12-31 | 2011 | 2050 | 100.5 | 100% | 100.5 | 100.5 | WT-Onshore | wind_onshorewind | Wind | NW_Wind |  |  |  | NW_Wind_for_Other | 2011 | 2050 | 0 | NW | 100.5 | 1 | 100.5 | 1 | 1 | 2050-12-31 | 1 | #N/A | #N/A | No | #N/A | #N/A | Not Found | #N/A | #N/A | #N/A | Not Found | #N/A | #N/A | #N/A | #N/A | #N/A |  |  |  |  | No |  | No | No | No
| Camrose_1 | Cargill Camrose CT1 | teppc | AESO | AESO | Alberta Electric System Operator | BCHA_AESO | Excluded | 2015-06-30 | 2050-12-31 | 2015 | 2050 | 11.3 | 100% | 11.3 | 11.3 | CT-AB-Cogen | Cogen_NG | Cogen | Excluded_CHP |  |  |  | Excluded | 2015 | 2050 | 0 | Excluded | 11.3 | 1 | 11.3 | 1 | 1 | 2050-12-31 | 1 | #N/A | #N/A | No | 0 | 0 | Not Found | #N/A | #N/A | #N/A | Not Found | #N/A | #N/A | #N/A | 0 | 0 | 0 | 0 |  |  | No |  | No | No | No
| CANCARB1_1 | CANCARB 1-1 | teppc | BCHA | BCHA | British Columbia Transmission Company | BCHA_AESO | Excluded | 2000-12-01 | 2050-12-01 | 2000 | 2050 | 36 | 100% | 36 | 36 | Bio-ST | ST_Biomass | Biomass/Wood | Excluded_Biomass |  |  |  | Excluded | 2001 | 2050 | 0 | Excluded | 36 | 1 | 36 | 1 | 1 | 2050-12-01 | 1 | #N/A | #N/A | No | 0 | 0 | Not Found | #N/A | #N/A | #N/A | Not Found | #N/A | #N/A | #N/A | 0 | 0 | 0 | 0 |  |  | No |  | No | No | No
| Canoe_Creek | Canoe Creek Hydro-1_Canoe Creek Hydro-1_IPP-CNK | teppc | BCHA | BCHA | British Columbia Transmission Company | BCHA_AESO | Excluded | 2010-06-21 | 2050-06-13 | 2010 | 2049 | 5.5 | 100% | 5.5 | 5.5 | Hydro | Hydro_Standard | Hydro | Excluded_Hydro |  |  |  | Excluded | 2010 | 2049 | 0 | Excluded | 5.5 | 1 | 5.5 | 1 | 1 | 2050-06-13 | 1 | #N/A | #N/A | No | 0 | 0 | Not Found | #N/A | #N/A | #N/A | Not Found | #N/A | #N/A | #N/A | 0 | 0 | 0 | 0 |  |  | No |  | No | No | No
| CANTUA_1_SOLAR |  | caiso | PGE_Valley | PGE_Valley | Pacific Gas and Electric Valley | PGE_Valley | CAISO | 2012-07-25 | 2050-12-31 | 2012 | 2050 | 20 | 100% | 20 | 20 | n/a | PVgeneric_sun | Solar_Fixed | CAISO_Solar |  |  |  | CAISO_Solar_for_CAISO | 2012 | 2050 | 0 | CAISO | 20 | 1 | 20 | 1 | 1 | 2050-12-31 | 1 | CANTUA_1_SOLAR | ID | No | 5.4 | 2.8 | NQC List | 5.4 | 2.8 | SUN | NQC List | 5.4 | 2.8 | SUN | 5.4 | 2.8 | 5.4 | 2.8 |  |  | No |  | No | No | No
| Canyon_Ferry_1 | Canyon Ferry-1 | teppc | NWMT | NWMT | NorthWestern Energy | NWMT_WAUW | NW | 1953-12-01 | 2050-12-31 | 1953 | 2050 | 16.6 | 100% | 16.6 | 16.6 | Hydro | Hydro_Standard | Hydro | NW_Hydro |  |  |  | NW_Hydro | 1954 | 2050 | 0 | NW | 16.6 | 1 | 16.6 | 1 | 1 | 2050-12-31 | 1 | #N/A | #N/A | No | #N/A | #N/A | Not Found | #N/A | #N/A | #N/A | Not Found | #N/A | #N/A | #N/A | #N/A | #N/A |  |  |  |  | No |  | No | No | No
| Canyon_Ferry_2 | Canyon Ferry-2 | teppc | NWMT | NWMT | NorthWestern Energy | NWMT_WAUW | NW | 1954-04-01 | 2050-12-31 | 1954 | 2050 | 16.6 | 100% | 16.6 | 16.6 | Hydro | Hydro_Standard | Hydro | NW_Hydro |  |  |  | NW_Hydro | 1954 | 2050 | 0 | NW | 16.6 | 1 | 16.6 | 1 | 1 | 2050-12-31 | 1 | #N/A | #N/A | No | #N/A | #N/A | Not Found | #N/A | #N/A | #N/A | Not Found | #N/A | #N/A | #N/A | #N/A | #N/A |  |  |  |  | No |  | No | No | No
| Canyon_Ferry_3 | Canyon Ferry-3 | teppc | NWMT | NWMT | NorthWestern Energy | NWMT_WAUW | NW | 1954-03-01 | 2050-12-31 | 1954 | 2050 | 16.6 | 100% | 16.6 | 16.6 | Hydro | Hydro_Standard | Hydro | NW_Hydro |  |  |  | NW_Hydro | 1954 | 2050 | 0 | NW | 16.6 | 1 | 16.6 | 1 | 1 | 2050-12-31 | 1 | #N/A | #N/A | No | #N/A | #N/A | Not Found | #N/A | #N/A | #N/A | Not Found | #N/A | #N/A | #N/A | #N/A | #N/A |  |  |  |  | No |  | No | No | No
| Canyon_Springs | Canyon Springs-1 | teppc | IPFE | IPFE | Idaho Far East | IPCO | NW | 1984-10-01 | 2030-04-15 | 1984 | 2029 | 0.13 | 100% | 0.13 | 0.13 | Hydro | Hydro_Standard | Hydro | NW_Hydro |  |  |  | NW_Hydro | 1985 | 2029 | 0 | NW | 0.13 | 1 | 0.13 | 1 | 1 | 2030-04-15 | 1 | #N/A | #N/A | No | #N/A | #N/A | Not Found | #N/A | #N/A | #N/A | Not Found | #N/A | #N/A | #N/A | #N/A | #N/A |  |  |  |  | No |  | No | No | No
| CapeScott1 | Cape Scott (formerly Knob Hill Wind)-_IPP-CSS1 | teppc | BCHA | BCHA | British Columbia Transmission Company | BCHA_AESO | Excluded | 2013-10-15 | 2033-10-15 | 2013 | 2032 | 18 | 100% | 18 | 18 | WT-Onshore | wind_onshorewind | Wind | Excluded_Wind | CAISO | 18 |  | Excluded | 2014 | 2033 | 0 | CAISO | 18 | 1 | 18 | 1 | 1 | 2033-10-15 | 1 | #N/A | #N/A | No | 0 | 0 | Not Found | #N/A | #N/A | #N/A | Not Found | #N/A | #N/A | #N/A | 0 | 0 | 0 | 0 |  |  | No |  | No | No | No
| CapeScott2 | Cape Scott (formerly Knob Hill Wind)-_IPP-CSS2 | teppc | BCHA | BCHA | British Columbia Transmission Company | BCHA_AESO | Excluded | 2013-10-15 | 2033-10-15 | 2013 | 2032 | 19.8 | 100% | 19.8 | 19.8 | WT-Onshore | wind_onshorewind | Wind | Excluded_Wind | CAISO | 19.8 |  | Excluded | 2014 | 2033 | 0 | CAISO | 19.8 | 1 | 19.8 | 1 | 1 | 2033-10-15 | 1 | #N/A | #N/A | No | 0 | 0 | Not Found | #N/A | #N/A | #N/A | Not Found | #N/A | #N/A | #N/A | 0 | 0 | 0 | 0 |  |  | No |  | No | No | No
| CapeScott3 | Cape Scott (formerly Knob Hill Wind)-_IPP-CSS3 | teppc | BCHA | BCHA | British Columbia Transmission Company | BCHA_AESO | Excluded | 2013-10-15 | 2033-10-15 | 2013 | 2032 | 18 | 100% | 18 | 18 | WT-Onshore | wind_onshorewind | Wind | Excluded_Wind | CAISO | 18 |  | Excluded | 2014 | 2033 | 0 | CAISO | 18 | 1 | 18 | 1 | 1 | 2033-10-15 | 1 | #N/A | #N/A | No | 0 | 0 | Not Found | #N/A | #N/A | #N/A | Not Found | #N/A | #N/A | #N/A | 0 | 0 | 0 | 0 |  |  | No |  | No | No | No
| CapeScott4 | Cape Scott (formerly Knob Hill Wind)-_IPP-CSS4 | teppc | BCHA | BCHA | British Columbia Transmission Company | BCHA_AESO | Excluded | 2013-10-15 | 2033-10-15 | 2013 | 2032 | 23.4 | 100% | 23.4 | 23.4 | WT-Onshore | wind_onshorewind | Wind | Excluded_Wind | CAISO | 23.4 |  | Excluded | 2014 | 2033 | 0 | CAISO | 23.4 | 1 | 23.4 | 1 | 1 | 2033-10-15 | 1 | #N/A | #N/A | No | 0 | 0 | Not Found | #N/A | #N/A | #N/A | Not Found | #N/A | #N/A | #N/A | 0 | 0 | 0 | 0 |  |  | No |  | No | No | No
| CapeScott5 | Cape Scott (formerly Knob Hill Wind)-_IPP-CSS5 | teppc | BCHA | BCHA | British Columbia Transmission Company | BCHA_AESO | Excluded | 2013-10-15 | 2033-10-15 | 2013 | 2032 | 19.8 | 100% | 19.8 | 19.8 | WT-Onshore | wind_onshorewind | Wind | Excluded_Wind | CAISO | 19.8 |  | Excluded | 2014 | 2033 | 0 | CAISO | 19.8 | 1 | 19.8 | 1 | 1 | 2033-10-15 | 1 | #N/A | #N/A | No | 0 | 0 | Not Found | #N/A | #N/A | #N/A | Not Found | #N/A | #N/A | #N/A | 0 | 0 | 0 | 0 |  |  | No |  | No | No | No
| CAPMAD_1_UNIT_1 |  | caiso | PGE_Valley | PGE_Valley | Pacific Gas and Electric Valley | PGE_Valley | CAISO | 2001-05-16 | 2014-07-24 | 2001 | 2013 | 4.64 | 100% | 4.64 | 4.64 | n/a |  |  | 0 |  |  |  | #N/A | 2001 | 2013 | 0 | CAISO | 4.64 | 1 | 4.64 | 1 | 1 | 2014-07-24 | 1 | CAPMAD_1_UNIT 1 | #N/A | No | #N/A | #N/A | Not Found | #N/A | #N/A | #N/A | Not Found | #N/A | #N/A | #N/A | #N/A | #N/A |  |  |  |  | No |  | No | No | No
| CAPWD_1_QF |  | caiso | SCE | SCE | Southern California Edison | SCE | CAISO | 1985-03-15 | 2050-12-31 | 1985 | 2050 | 19.55 | 100% | 19.55 | 19.55 | n/a | wind_onshorewind | Wind | CAISO_Wind |  |  |  | CAISO_Wind_for_CAISO | 1985 | 2050 | 0 | CAISO | 19.55 | 1 | 19.55 | 1 | 1 | 2050-12-31 | 1 | CAPWD_1_QF | FC | No | 4.1055 | 2.9325 | NQC List | 4.11 | 2.93 | WIND | NQC List | 4.11 | 2.93 | WIND | 4.11 | 2.93 | 4.11 | 2.93 |  |  | No |  | No | No | No
| CARBOU_7_PL2X3 | CARIBOU PH 1 UNIT 2 & 3 AGGREGATE | caiso | PGE_Valley | PGE_Valley | Pacific Gas and Electric Valley | PGE_Valley | CAISO | 1921-01-01 | 2050-12-31 | 1921 | 2050 | 49 | 100% | 49 | 49 | n/a | Hydro_Standard | Hydro | CAISO_Hydro |  |  |  | CAISO_Hydro | 1921 | 2050 | 0 | CAISO | 49 | 1 | 49 | 1 | 1 | 2050-12-31 | 1 | CARBOU_7_PL2X3 | FC | No | 41.4425 | 41.4425 | NQC List | 38.4 | 35.2 | WATER | NQC List | 49 | 49 | WATER | 49 | 49 | 38.4 | 35.2 |  |  | No |  | No | No | No
| CARBOU_7_PL4X5 | CARIBOU PH 2 UNIT 4 & 5 AGGREGATE | caiso | PGE_Valley | PGE_Valley | Pacific Gas and Electric Valley | PGE_Valley | CAISO | 1958-01-01 | 2050-12-31 | 1958 | 2050 | 120 | 100% | 120 | 120 | n/a | Hydro_Standard | Hydro | CAISO_Hydro |  |  |  | CAISO_Hydro | 1958 | 2050 | 0 | CAISO | 120 | 1 | 120 | 1 | 1 | 2050-12-31 | 1 | CARBOU_7_PL4X5 | FC | No | 101.4917 | 101.4917 | NQC List | 93.2 | 102 | WATER | NQC List | 120 | 120 | WATER | 120 | 120 | 93.2 | 102 |  |  | No |  | No | No | No
| CARBOU_7_UNIT_1 | CARIBOU PH 1 UNIT 1 | caiso | PGE_Valley | PGE_Valley | Pacific Gas and Electric Valley | PGE_Valley | CAISO | 1921-01-01 | 2050-12-31 | 1921 | 2050 | 24 | 100% | 24 | 24 | n/a | Hydro_Standard | Hydro | CAISO_Hydro |  |  |  | CAISO_Hydro | 1921 | 2050 | 0 | CAISO | 24 | 1 | 24 | 1 | 1 | 2050-12-31 | 1 | CARBOU_7_UNIT 1 | FC | No | 20.2983 | 20.2983 | NQC List | 19.2 | 19.2 | WATER | NQC List | 24 | 24 | WATER | 24 | 24 | 19.2 | 19.2 |  |  | No |  | No | No | No
| CargillB6Bio1 | Cargill B6 Biofactory-1 | teppc | CISC | CISC | Southern California Edison | SCE | CAISO | 2009-09-01 | 2050-12-31 | 2009 | 2050 | 0 | 0% |  | 1.1 | Bio-ICE | ICE_Biomass | Biomass/Wood | CAISO_Biomass |  |  |  | CAISO_Biomass_for_CAISO | 2010 | 2050 | 0 | CAISO | 1.1 | 1 | 1.1 | 1 | 1 | 2050-12-31 | 1 | CargillB6Bio1 | #N/A | No | 0.7678 | 0.7678 | Not Found | #N/A | #N/A | #N/A | Not Found | #N/A | #N/A | #N/A | 0.7678 | 0.7678 | 0.7678 | 0.7678 |  |  | No |  | No | No | No
| CargillB6Bio2 | Cargill B6 Biofactory-2 | teppc | CISC | CISC | Southern California Edison | SCE | CAISO | 2009-09-01 | 2050-12-31 | 2009 | 2050 | 0 | 0% |  | 1.1 | Bio-ICE | ICE_Biomass | Biomass/Wood | CAISO_Biomass |  |  |  | CAISO_Biomass_for_CAISO | 2010 | 2050 | 0 | CAISO | 1.1 | 1 | 1.1 | 1 | 1 | 2050-12-31 | 1 | CargillB6Bio2 | #N/A | No | 0.7678 | 0.7678 | Not Found | #N/A | #N/A | #N/A | Not Found | #N/A | #N/A | #N/A | 0.7678 | 0.7678 | 0.7678 | 0.7678 |  |  | No |  | No | No | No
| CargillDryCreekBio1 | Cargill Dry Creek Biofactory-GS1 | teppc | IPFE | IPFE | Idaho Far East | IPCO | NW | 2008-08-28 | 2050-12-31 | 2008 | 2050 | 0.8 | 100% | 0.8 | 0.8 | Bio-ICE | ICE_Biomass | Biomass/Wood | NW_Biomass |  |  |  | NW_Biomass_for_Other | 2009 | 2050 | 0 | NW | 0.8 | 1 | 0.8 | 1 | 1 | 2050-12-31 | 1 | #N/A | #N/A | No | 0.5584 | 0.5584 | Not Found | #N/A | #N/A | #N/A | Not Found | #N/A | #N/A | #N/A | 0.5584 | 0.5584 | 0.5584 | 0.5584 |  |  | No |  | No | No | No
| CargillDryCreekBio2 | Cargill Dry Creek Biofactory-GS2 | teppc | IPFE | IPFE | Idaho Far East | IPCO | NW | 2008-08-28 | 2050-12-31 | 2008 | 2050 | 0.8 | 100% | 0.8 | 0.8 | Bio-ICE | ICE_Biomass | Biomass/Wood | NW_Biomass |  |  |  | NW_Biomass_for_Other | 2009 | 2050 | 0 | NW | 0.8 | 1 | 0.8 | 1 | 1 | 2050-12-31 | 1 | #N/A | #N/A | No | 0.5584 | 0.5584 | Not Found | #N/A | #N/A | #N/A | Not Found | #N/A | #N/A | #N/A | 0.5584 | 0.5584 | 0.5584 | 0.5584 |  |  | No |  | No | No | No
| CargillDryCreekBio3 | Cargill Dry Creek Biofactory-GS3 | teppc | IPFE | IPFE | Idaho Far East | IPCO | NW | 2008-08-28 | 2050-12-31 | 2008 | 2050 | 0.8 | 100% | 0.8 | 0.8 | Bio-ICE | ICE_Biomass | Biomass/Wood | NW_Biomass |  |  |  | NW_Biomass_for_Other | 2009 | 2050 | 0 | NW | 0.8 | 1 | 0.8 | 1 | 1 | 2050-12-31 | 1 | #N/A | #N/A | No | 0.5584 | 0.5584 | Not Found | #N/A | #N/A | #N/A | Not Found | #N/A | #N/A | #N/A | 0.5584 | 0.5584 | 0.5584 | 0.5584 |  |  | No |  | No | No | No
| CariboPulpPaper1 | Cariboo Pulp & Paper-1¦CBP-13-1 | teppc | BCHA | BCHA | British Columbia Transmission Company | BCHA_AESO | Excluded | 2012-09-01 | 2040-10-30 | 2012 | 2039 | 30.65 | 100% | 30.65 | 30.65 | Bio-ST | ST_Biomass | Biomass/Wood | Excluded_Biomass |  |  |  | Excluded | 2013 | 2040 | 0 | Excluded | 30.65 | 1 | 30.65 | 1 | 1 | 2040-10-30 | 1 | #N/A | #N/A | No | 0 | 0 | Not Found | #N/A | #N/A | #N/A | Not Found | #N/A | #N/A | #N/A | 0 | 0 | 0 | 0 |  |  | No |  | No | No | No
| CariboPulpPaper2 | Cariboo Pulp & Paper-2¦CBP-13-2 | teppc | BCHA | BCHA | British Columbia Transmission Company | BCHA_AESO | Excluded | 2012-09-01 | 2040-10-30 | 2012 | 2039 | 30.65 | 100% | 30.65 | 30.65 | Bio-ST | ST_Biomass | Biomass/Wood | Excluded_Biomass |  |  |  | Excluded | 2013 | 2040 | 0 | Excluded | 30.65 | 1 | 30.65 | 1 | 1 | 2040-10-30 | 1 | #N/A | #N/A | No | 0 | 0 | Not Found | #N/A | #N/A | #N/A | Not Found | #N/A | #N/A | #N/A | 0 | 0 | 0 | 0 |  |  | No |  | No | No | No
| CARLS1_2_CARCT1 | CARLS1_2_CTG7 | caiso | SDGE | SDGE | San Diego Gas and Electric | SDGE | CAISO | 2018-12-01 | 2050-12-31 | 2018 | 2050 | 422 | 100% | 422 | 422 | COMBUSTION TURBINE_NATURAL GAS | CT_NG | CT | CAISO_Peaker1 |  |  |  | CAISO_Peaker1 | 2019 | 2050 | 0 | CAISO | 422 | 1 | 422 | 1 | 1 | 2050-12-31 | 1 | CARLS1_2_CARCT1 | FC | No | 389.8164 | 389.8164 | NQC List | 422 | 422 | NATURAL GAS | NQC List | 422 | 422 | NATURAL GAS | 422 | 422 | 422 | 422 |  |  | No |  | No | Yes | No
| CARLS2_1_CARCT1 |  | caiso | SDGE | SDGE | San Diego Gas and Electric | SDGE | CAISO | 2018-12-01 | 2050-12-31 | 2018 | 2050 | 105.5 | 100% | 105.5 | 105.5 | CT_NG | CT_NG | CT | CAISO_Peaker1 |  |  |  | CAISO_Peaker1 | 2019 | 2050 | 0 | CAISO | 105.5 | 1 | 105.5 | 1 | 1 | 2050-12-31 | 1 | CARLS2_1_CARCT1 | FC | No | 97.4541 | 97.4541 | NQC List | 105.5 | 105.5 | NATURAL GAS | NQC List | 105.5 | 105.5 | NATURAL GAS | 105.5 | 105.5 | 105.5 | 105.5 |  |  | No |  | No | Yes | No
| Carmen_Smith_1 | Carmen Smith-1 | teppc | BPAT | BPAT | Bonneville Power Administration – Transmission | BPAT | NW | 1963-08-01 | 2050-12-31 | 1963 | 2050 | 52.2 | 100% | 52.2 | 52.2 | Hydro | Hydro_Standard | Hydro | NW_Hydro |  |  |  | NW_Hydro | 1963 | 2050 | 0 | NW | 52.2 | 1 | 52.2 | 1 | 1 | 2050-12-31 | 1 | #N/A | #N/A | No | #N/A | #N/A | Not Found | #N/A | #N/A | #N/A | Not Found | #N/A | #N/A | #N/A | #N/A | #N/A |  |  |  |  | No |  | No | No | No
| Carmen_Smith_2 | Carmen Smith-2 | teppc | BPAT | BPAT | Bonneville Power Administration – Transmission | BPAT | NW | 1963-08-01 | 2050-12-31 | 1963 | 2050 | 52.2 | 100% | 52.2 | 52.2 | Hydro | Hydro_Standard | Hydro | NW_Hydro |  |  |  | NW_Hydro | 1963 | 2050 | 0 | NW | 52.2 | 1 | 52.2 | 1 | 1 | 2050-12-31 | 1 | #N/A | #N/A | No | #N/A | #N/A | Not Found | #N/A | #N/A | #N/A | Not Found | #N/A | #N/A | #N/A | #N/A | #N/A |  |  |  |  | No |  | No | No | No
| Carmen_Smith_3 | Carmen Smith-3 | teppc | BPAT | BPAT | Bonneville Power Administration – Transmission | BPAT | NW | 1963-08-01 | 2050-12-31 | 1963 | 2050 | 9.9 | 100% | 9.9 | 9.9 | Hydro | Hydro_Standard | Hydro | NW_Hydro |  |  |  | NW_Hydro | 1963 | 2050 | 0 | NW | 9.9 | 1 | 9.9 | 1 | 1 | 2050-12-31 | 1 | #N/A | #N/A | No | #N/A | #N/A | Not Found | #N/A | #N/A | #N/A | Not Found | #N/A | #N/A | #N/A | #N/A | #N/A |  |  |  |  | No |  | No | No | No
| CarmonCreekCC1 | Shell Carmon Creek 1 | teppc | BCHA | BCHA | British Columbia Transmission Company | BCHA_AESO | Excluded | 2015-08-01 | 2050-12-31 | 2015 | 2050 | 200 | 100% | 200 | 200 | CCWhole-NatGas-Industrial | CC_NG | CC | Excluded_CCGT |  |  |  | Excluded | 2015 | 2050 | 0 | Excluded | 200 | 1 | 200 | 1 | 1 | 2050-12-31 | 1 | #N/A | #N/A | No | 0 | 0 | Not Found | #N/A | #N/A | #N/A | Not Found | #N/A | #N/A | #N/A | 0 | 0 | 0 | 0 |  |  | No |  | No | No | No
| CarmonCreekCC2 | Shell Carmon Creek 2 | teppc | BCHA | BCHA | British Columbia Transmission Company | BCHA_AESO | Excluded | 2015-11-01 | 2050-12-31 | 2015 | 2050 | 200 | 100% | 200 | 200 | CCWhole-NatGas-Industrial | CC_NG | CC | Excluded_CCGT |  |  |  | Excluded | 2016 | 2050 | 0 | Excluded | 200 | 1 | 200 | 1 | 1 | 2050-12-31 | 1 | #N/A | #N/A | No | 0 | 0 | Not Found | #N/A | #N/A | #N/A | Not Found | #N/A | #N/A | #N/A | 0 | 0 | 0 | 0 |  |  | No |  | No | No | No
| CarmonCreekCC3 | Shell Carmon Creek 3 | teppc | BCHA | BCHA | British Columbia Transmission Company | BCHA_AESO | Excluded | 2016-02-01 | 2050-12-31 | 2016 | 2050 | 200 | 100% | 200 | 200 | CCWhole-NatGas-Industrial | CC_NG | CC | Excluded_CCGT |  |  |  | Excluded | 2016 | 2050 | 0 | Excluded | 200 | 1 | 200 | 1 | 1 | 2050-12-31 | 1 | #N/A | #N/A | No | 0 | 0 | Not Found | #N/A | #N/A | #N/A | Not Found | #N/A | #N/A | #N/A | 0 | 0 | 0 | 0 |  |  | No |  | No | No | No
| Carousel_Wind | Carousel Wind Farm (Kit Carson) CW1 | teppc | WACM | WACM | Western Area Power Administration, Colorado-Missouri Region | WACM | Excluded | 2015-12-01 | 2050-12-31 | 2015 | 2050 | 149.6 | 100% | 149.6 | 149.6 | WT-Onshore | wind_onshorewind | Wind | Excluded_Wind |  |  |  | Excluded | 2016 | 2050 | 0 | Excluded | 149.6 | 1 | 149.6 | 1 | 1 | 2050-12-31 | 1 | #N/A | #N/A | No | 0 | 0 | Not Found | #N/A | #N/A | #N/A | Not Found | #N/A | #N/A | #N/A | 0 | 0 | 0 | 0 |  |  | No |  | No | No | No
| Carsela1_1 | Carsela1-1 | teppc | AESO | AESO | Alberta Electric System Operator | BCHA_AESO | Excluded | 2001-09-01 | 2050-12-01 | 2001 | 2050 | 40 | 100% | 40 | 40 | CT-NatGas-Industrial | CT_NG | CT | Excluded_Peaker |  |  |  | Excluded | 2002 | 2050 | 0 | Excluded | 40 | 1 | 40 | 1 | 1 | 2050-12-01 | 1 | #N/A | #N/A | No | 0 | 0 | Not Found | #N/A | #N/A | #N/A | Not Found | #N/A | #N/A | #N/A | 0 | 0 | 0 | 0 |  |  | No |  | No | No | No
| Carsela2_2 | Carsela2-2 | teppc | AESO | AESO | Alberta Electric System Operator | BCHA_AESO | Excluded | 2001-09-01 | 2050-12-01 | 2001 | 2050 | 40 | 100% | 40 | 40 | CT-AB-Cogen | Cogen_NG | Cogen | Excluded_CHP |  |  |  | Excluded | 2002 | 2050 | 0 | Excluded | 40 | 1 | 40 | 1 | 1 | 2050-12-01 | 1 | #N/A | #N/A | No | 0 | 0 | Not Found | #N/A | #N/A | #N/A | Not Found | #N/A | #N/A | #N/A | 0 | 0 | 0 | 0 |  |  | No |  | No | No | No
| Carson_Ice_CC | Carson Ice Cogen (Total CC Plant) | teppc | BANC | BANC | Balancing Authority of Northern California | SMUD | BANC | 1995-10-01 | 2050-12-31 | 1995 | 2050 | 62.7 | 100% | 62.7 | 62.7 | CCWhole-NatGas-Aero | CC_NG | CC | BANC_CCGT |  |  |  | BANC_CCGT | 1996 | 2050 | 0 | BANC | 62.7 | 1 | 62.7 | 1 | 1 | 2050-12-31 | 1 | #N/A | #N/A | No | 62.7 | 62.7 | Not Found | #N/A | #N/A | #N/A | Not Found | #N/A | #N/A | #N/A | 62.7 | 62.7 | 62.7 | 62.7 |  |  | No |  | No | No | No
| Carson_Ice_Peaker | Carson Ice Cogeneration CT CCCT | teppc | BANC | BANC | Balancing Authority of Northern California | SMUD | BANC | 1995-10-01 | 2050-12-31 | 1995 | 2050 | 42 | 100% | 42 | 42 | CT-NatGas-Industrial | CT_NG | CT | BANC_Peaker |  |  |  | BANC_Peaker | 1996 | 2050 | 0 | BANC | 42 | 1 | 42 | 1 | 1 | 2050-12-31 | 1 | #N/A | #N/A | No | 42 | 42 | Not Found | #N/A | #N/A | #N/A | Not Found | #N/A | #N/A | #N/A | 42 | 42 | 42 | 42 |  |  | No |  | No | No | No
| CarsonCreek_1 | Pengrowth Carson Creek 1 | teppc | BCHA | BCHA | British Columbia Transmission Company | BCHA_AESO | Excluded | 2014-02-01 | 2050-12-31 | 2014 | 2050 | 15 | 100% | 15 | 15 | CT-NatGas-Industrial | CT_NG | CT | Excluded_Peaker |  |  |  | Excluded | 2014 | 2050 | 0 | Excluded | 15 | 1 | 15 | 1 | 1 | 2050-12-31 | 1 | #N/A | #N/A | No | 0 | 0 | Not Found | #N/A | #N/A | #N/A | Not Found | #N/A | #N/A | #N/A | 0 | 0 | 0 | 0 |  |  | No |  | No | No | No
| CartyGenStaCC_Total | Carty Generating Station Total CC Plant | teppc | PGE | PGE | Portland General Electric Company | PortlandGE | NW | 2016-01-01 | 2050-12-31 | 2016 | 2050 | 440 | 100% | 440 | 440 | CCWhole-NatGas-Industrial | CC_NG | CC | NW_CCGT |  |  |  | NW_CCGT | 2016 | 2050 | 0 | NW | 440 | 1 | 440 | 1 | 1 | 2050-12-31 | 1 | #N/A | #N/A | No | 440 | 440 | Not Found | #N/A | #N/A | #N/A | Not Found | #N/A | #N/A | #N/A | 440 | 440 | 440 | 440 |  |  | No |  | No | No | No
| CartyGenStaCC2_Total | Carty Generating Station Total CC Plant | teppc | BPAT | BPAT | Bonneville Power Administration – Transmission | BPAT | NW | 2021-01-01 | 2050-12-31 | 2021 | 2050 | 505.12 | 100% | 505.12 | 505.12 | CCWhole-NatGas-Industrial | CC_NG | CC | NW_CCGT |  |  |  | NW_CCGT | 2021 | 2050 | 0 | NW | 505.12 | 1 | 505.12 | 1 | 1 | 2050-12-31 | 1 | #N/A | #N/A | No | 505.12 | 505.12 | Not Found | #N/A | #N/A | #N/A | Not Found | #N/A | #N/A | #N/A | 505.12 | 505.12 | 505.12 | 505.12 |  |  | No |  | No | No | No
| Casa_Mesa_Wind | EL_CABO_1 | teppc | PNM | PNM | Public Service Company of New Mexico | PNM_EPE | SW | 2017-06-01 | 2050-12-31 | 2017 | 2050 | 50 | 100% | 50 | 50 | WT-Onshore | wind_onshorewind | Wind | SW_Wind |  |  |  | SW_Wind_for_Other | 2017 | 2050 | 0 | SW | 50 | 1 | 50 | 1 | 1 | 2050-12-31 | 1 | #N/A | #N/A | No | #N/A | #N/A | Not Found | #N/A | #N/A | #N/A | Not Found | #N/A | #N/A | #N/A | #N/A | #N/A |  |  |  |  | No |  | No | No | No
| Cascade_ID_1 | Cascade (Idaho)-1 | teppc | IPTV | IPTV | Idaho Treasure Valley | IPCO | NW | 1984-05-01 | 2050-12-31 | 1984 | 2050 | 6.2 | 100% | 6.2 | 6.2 | Hydro | Hydro_Standard | Hydro | NW_Hydro |  |  |  | NW_Hydro | 1984 | 2050 | 0 | NW | 6.2 | 1 | 6.2 | 1 | 1 | 2050-12-31 | 1 | #N/A | #N/A | No | #N/A | #N/A | Not Found | #N/A | #N/A | #N/A | Not Found | #N/A | #N/A | #N/A | #N/A | #N/A |  |  |  |  | No |  | No | No | No
| Cascade_ID_2 | Cascade (Idaho)-2 | teppc | IPTV | IPTV | Idaho Treasure Valley | IPCO | NW | 1983-12-01 | 2050-12-31 | 1983 | 2050 | 6.2 | 100% | 6.2 | 6.2 | Hydro | Hydro_Standard | Hydro | NW_Hydro |  |  |  | NW_Hydro | 1984 | 2050 | 0 | NW | 6.2 | 1 | 6.2 | 1 | 1 | 2050-12-31 | 1 | #N/A | #N/A | No | #N/A | #N/A | Not Found | #N/A | #N/A | #N/A | Not Found | #N/A | #N/A | #N/A | #N/A | #N/A |  |  |  |  | No |  | No | No | No
| Cascade1_1 | Cascade1-1 | teppc | AESO | AESO | Alberta Electric System Operator | BCHA_AESO | Excluded | 1954-01-01 | 2050-12-01 | 1954 | 2050 | 17 | 100% | 17 | 17 | Hydro | Hydro_Standard | Hydro | Excluded_Hydro |  |  |  | Excluded | 1954 | 2050 | 0 | Excluded | 17 | 1 | 17 | 1 | 1 | 2050-12-01 | 1 | #N/A | #N/A | No | 0 | 0 | Not Found | #N/A | #N/A | #N/A | Not Found | #N/A | #N/A | #N/A | 0 | 0 | 0 | 0 |  |  | No |  | No | No | No
| Cascade2_2 | Cascade2-2 | teppc | AESO | AESO | Alberta Electric System Operator | BCHA_AESO | Excluded | 1954-01-01 | 2050-12-01 | 1954 | 2050 | 18 | 100% | 18 | 18 | Hydro | Hydro_Standard | Hydro | Excluded_Hydro |  |  |  | Excluded | 1954 | 2050 | 0 | Excluded | 18 | 1 | 18 | 1 | 1 | 2050-12-01 | 1 | #N/A | #N/A | No | 0 | 0 | Not Found | #N/A | #N/A | #N/A | Not Found | #N/A | #N/A | #N/A | 0 | 0 | 0 | 0 |  |  | No |  | No | No | No
| Casper_Wind | Casper Wind Farm-CWGT | teppc | PAWY | PAWY | Wyoming, PACE Utility | PACE | NW | 2009-11-01 | 2050-12-31 | 2009 | 2050 | 16.5 | 100% | 16.5 | 16.5 | WT-Onshore | wind_onshorewind | Wind | NW_Wind |  |  |  | NW_Wind_for_Other | 2010 | 2050 | 0 | NW | 16.5 | 1 | 16.5 | 1 | 1 | 2050-12-31 | 1 | #N/A | #N/A | No | #N/A | #N/A | Not Found | #N/A | #N/A | #N/A | Not Found | #N/A | #N/A | #N/A | #N/A | #N/A |  |  |  |  | No |  | No | No | No
| CassiaGulch | Cassia Gulch Wind Park LLC-1 | teppc | IPMV | IPMV | Idaho Magic Valley | IPCO | NW | 2009-02-18 | 2050-12-31 | 2009 | 2050 | 18.9 | 100% | 18.9 | 18.9 | WT-Onshore | wind_onshorewind | Wind | NW_Wind |  |  |  | NW_Wind_for_Other | 2009 | 2050 | 0 | NW | 18.9 | 1 | 18.9 | 1 | 1 | 2050-12-31 | 1 | #N/A | #N/A | No | #N/A | #N/A | Not Found | #N/A | #N/A | #N/A | Not Found | #N/A | #N/A | #N/A | #N/A | #N/A |  |  |  |  | No |  | No | No | No
| CassiaWind | Cassia Wind Farm LLC-1 | teppc | IPFE | IPFE | Idaho Far East | IPCO | NW | 2009-02-01 | 2050-12-31 | 2009 | 2050 | 10.5 | 100% | 10.5 | 10.5 | WT-Onshore | wind_onshorewind | Wind | NW_Wind |  |  |  | NW_Wind_for_Other | 2009 | 2050 | 0 | NW | 10.5 | 1 | 10.5 | 1 | 1 | 2050-12-31 | 1 | #N/A | #N/A | No | #N/A | #N/A | Not Found | #N/A | #N/A | #N/A | Not Found | #N/A | #N/A | #N/A | #N/A | #N/A |  |  |  |  | No |  | No | No | No
| Castaic_1 | Castaic 1 | teppc | LDWP | LDWP | Los Angeles Department of Water and Power | LADWP | LDWP | 2013-07-01 | 2050-12-31 | 2013 | 2050 | 240 | 100% | 240 | 240 | PS-Hydro | Hydro_PumpedStorage | PSH | LDWP_Existing_Pumped_Storage |  |  |  | LDWP_Existing_Pumped_Storage | 2013 | 2050 | 0 | LDWP | 240 | 1 | 240 | 1 | 1 | 2050-12-31 | 1 | #N/A | #N/A | No | #N/A | #N/A | Not Found | #N/A | #N/A | #N/A | Not Found | #N/A | #N/A | #N/A | #N/A | #N/A |  |  |  |  | No |  | No | No | No
| Castaic_2 | Castaic 2 | teppc | LDWP | LDWP | Los Angeles Department of Water and Power | LADWP | LDWP | 1974-07-01 | 2050-01-01 | 1974 | 2049 | 250 | 100% | 250 | 250 | PS-Hydro | Hydro_PumpedStorage | PSH | LDWP_Existing_Pumped_Storage |  |  |  | LDWP_Existing_Pumped_Storage | 1974 | 2049 | 0 | LDWP | 250 | 1 | 250 | 1 | 1 | 2050-01-01 | 1 | #N/A | #N/A | No | #N/A | #N/A | Not Found | #N/A | #N/A | #N/A | Not Found | #N/A | #N/A | #N/A | #N/A | #N/A |  |  |  |  | No |  | No | No | No
| Castaic_3 | Castaic 3 | teppc | LDWP | LDWP | Los Angeles Department of Water and Power | LADWP | LDWP | 1976-07-01 | 2050-01-01 | 1976 | 2049 | 240 | 100% | 240 | 240 | PS-Hydro | Hydro_PumpedStorage | PSH | LDWP_Existing_Pumped_Storage |  |  |  | LDWP_Existing_Pumped_Storage | 1976 | 2049 | 0 | LDWP | 240 | 1 | 240 | 1 | 1 | 2050-01-01 | 1 | #N/A | #N/A | No | #N/A | #N/A | Not Found | #N/A | #N/A | #N/A | Not Found | #N/A | #N/A | #N/A | #N/A | #N/A |  |  |  |  | No |  | No | No | No
| Castaic_4 | Castaic 4 | teppc | LDWP | LDWP | Los Angeles Department of Water and Power | LADWP | LDWP | 1977-06-01 | 2050-01-01 | 1977 | 2049 | 240 | 100% | 240 | 240 | PS-Hydro | Hydro_PumpedStorage | PSH | LDWP_Existing_Pumped_Storage |  |  |  | LDWP_Existing_Pumped_Storage | 1977 | 2049 | 0 | LDWP | 240 | 1 | 240 | 1 | 1 | 2050-01-01 | 1 | #N/A | #N/A | No | #N/A | #N/A | Not Found | #N/A | #N/A | #N/A | Not Found | #N/A | #N/A | #N/A | #N/A | #N/A |  |  |  |  | No |  | No | No | No
| Castaic_5 | Castaic 5 | teppc | LDWP | LDWP | Los Angeles Department of Water and Power | LADWP | LDWP | 1977-12-01 | 2050-01-01 | 1977 | 2049 | 240 | 100% | 240 | 240 | PS-Hydro | Hydro_PumpedStorage | PSH | LDWP_Existing_Pumped_Storage |  |  |  | LDWP_Existing_Pumped_Storage | 1978 | 2049 | 0 | LDWP | 240 | 1 | 240 | 1 | 1 | 2050-01-01 | 1 | #N/A | #N/A | No | #N/A | #N/A | Not Found | #N/A | #N/A | #N/A | Not Found | #N/A | #N/A | #N/A | #N/A | #N/A |  |  |  |  | No |  | No | No | No
| Castaic_6 | Castaic 6 | teppc | LDWP | LDWP | Los Angeles Department of Water and Power | LADWP | LDWP | 1978-08-01 | 2050-01-01 | 1978 | 2049 | 250 | 100% | 250 | 250 | PS-Hydro | Hydro_PumpedStorage | PSH | LDWP_Existing_Pumped_Storage |  |  |  | LDWP_Existing_Pumped_Storage | 1978 | 2049 | 0 | LDWP | 250 | 1 | 250 | 1 | 1 | 2050-01-01 | 1 | #N/A | #N/A | No | #N/A | #N/A | Not Found | #N/A | #N/A | #N/A | Not Found | #N/A | #N/A | #N/A | #N/A | #N/A |  |  |  |  | No |  | No | No | No
| Castaic_7 | Castaic Hydro 7 | teppc | LDWP | LDWP | Los Angeles Department of Water and Power | LADWP | LDWP | 1950-01-01 | 2050-12-31 | 1950 | 2050 | 56 | 100% | 56 | 56 | Hydro | Hydro_Standard | Hydro | LDWP_Small_Hydro |  |  |  | LDWP_Small_Hydro_for_Other | 1950 | 2050 | 0 | LDWP | 56 | 1 | 56 | 1 | 1 | 2050-12-31 | 1 | #N/A | #N/A | No | 28 | 28 | Not Found | #N/A | #N/A | #N/A | Not Found | #N/A | #N/A | #N/A | 28 | 28 | 28 | 28 |  |  | No |  | No | No | No
| Castle_Creek1 | Castle Creek (formerly Benjamin Creek)-1_IPP-CSL | teppc | BCHA | BCHA | British Columbia Transmission Company | BCHA_AESO | Excluded | 2014-04-01 | 2039-03-31 | 2014 | 2038 | 3 | 100% | 3 | 3 | Hydro | Hydro_Standard | Hydro | Excluded_Hydro |  |  |  | Excluded | 2014 | 2038 | 0 | Excluded | 3 | 1 | 3 | 1 | 1 | 2039-03-31 | 1 | #N/A | #N/A | No | 0 | 0 | Not Found | #N/A | #N/A | #N/A | Not Found | #N/A | #N/A | #N/A | 0 | 0 | 0 | 0 |  |  | No |  | No | No | No
| Castle_Creek2 | Castle Creek (formerly Benjamin Creek)-2_IPP-CSL | teppc | BCHA | BCHA | British Columbia Transmission Company | BCHA_AESO | Excluded | 2014-04-01 | 2039-03-31 | 2014 | 2038 | 3 | 100% | 3 | 3 | Hydro | Hydro_Standard | Hydro | Excluded_Hydro |  |  |  | Excluded | 2014 | 2038 | 0 | Excluded | 3 | 1 | 3 | 1 | 1 | 2039-03-31 | 1 | #N/A | #N/A | No | 0 | 0 | Not Found | #N/A | #N/A | #N/A | Not Found | #N/A | #N/A | #N/A | 0 | 0 | 0 | 0 |  |  | No |  | No | No | No
| CastlerockG1_1 | CastlerockG1-1 | teppc | AESO | AESO | Alberta Electric System Operator | BCHA_AESO | Excluded | 2012-05-31 | 2050-12-31 | 2012 | 2050 | 115 | 100% | 115 | 115 | WT-Onshore | wind_onshorewind | Wind | Excluded_Wind |  |  |  | Excluded | 2012 | 2050 | 0 | Excluded | 115 | 1 | 115 | 1 | 1 | 2050-12-31 | 1 | #N/A | #N/A | No | 0 | 0 | Not Found | #N/A | #N/A | #N/A | Not Found | #N/A | #N/A | #N/A | 0 | 0 | 0 | 0 |  |  | No |  | No | No | No
| CASTRIV1_1 | CASTRIV1-1 | teppc | AESO | AESO | Alberta Electric System Operator | BCHA_AESO | Excluded | 2000-10-21 | 2050-12-31 | 2000 | 2050 | 21.1 | 100% | 21.1 | 21.1 | WT-Onshore | wind_onshorewind | Wind | Excluded_Wind |  |  |  | Excluded | 2001 | 2050 | 0 | Excluded | 21.1 | 1 | 21.1 | 1 | 1 | 2050-12-31 | 1 | #N/A | #N/A | No | 0 | 0 | Not Found | #N/A | #N/A | #N/A | Not Found | #N/A | #N/A | #N/A | 0 | 0 | 0 | 0 |  |  | No |  | No | No | No
| CASTRIV2_2 | CASTRIV2-2 | teppc | AESO | AESO | Alberta Electric System Operator | BCHA_AESO | Excluded | 2001-09-15 | 2050-12-31 | 2001 | 2050 | 18.5 | 100% | 18.5 | 18.5 | WT-Onshore | wind_onshorewind | Wind | Excluded_Wind |  |  |  | Excluded | 2002 | 2050 | 0 | Excluded | 18.5 | 1 | 18.5 | 1 | 1 | 2050-12-31 | 1 | #N/A | #N/A | No | 0 | 0 | Not Found | #N/A | #N/A | #N/A | Not Found | #N/A | #N/A | #N/A | 0 | 0 | 0 | 0 |  |  | No |  | No | No | No
| CASTVL_2_FCELL |  | caiso | PGE_Valley | PGE_Valley | Pacific Gas and Electric Valley | PGE_Valley | CAISO |  | 2050-12-31 | 1900 | 2050 | 0 | 0% |  | 1.4 | ST_Biomass | ST_Biomass | Biomass/Wood | CAISO_Biomass |  |  |  | CAISO_Biomass_for_CAISO | 1900 | 2050 | 0 | CAISO | 1.4 | 1 | 1.4 | 1 | 1 | 2050-12-31 | 1 | CASTVL_2_FCELL | #N/A | No | 0.9772 | 0.9772 | Not Found | #N/A | #N/A | #N/A | Not Found | #N/A | #N/A | #N/A | 0.9772 | 0.9772 | 0.9772 | 0.9772 |  |  | No |  | Yes | Yes | Yes
| CATLNA_2_SOLAR | Catalina Solar - Phases 1 and 2 | caiso | SCE | SCE | Southern California Edison | SCE | CAISO | 2012-12-15 | 2050-12-31 | 2013 | 2050 | 110 | 100% | 110 | 110 | n/a | PVgeneric_sun | Solar_Fixed | CAISO_Solar |  |  |  | CAISO_Solar_for_CAISO | 2013 | 2050 | 0 | CAISO | 110 | 1 | 110 | 1 | 1 | 2050-12-31 | 1 | CATLNA_2_SOLAR | FC | No | 29.7 | 15.4 | NQC List | 29.7 | 15.4 | SUN | NQC List | 29.7 | 15.4 | SUN | 29.7 | 15.4 | 29.7 | 15.4 |  |  | No |  | No | No | No
| CATLNA_2_SOLAR2 | Catalina Solar 2 | caiso | SCE | SCE | Southern California Edison | SCE | CAISO | 2015-07-22 | 2050-12-31 | 2015 | 2050 | 18 | 100% | 18 | 18 | n/a | PVgeneric_sun | Solar_Fixed | CAISO_Solar |  |  |  | CAISO_Solar_for_CAISO | 2015 | 2050 | 0 | CAISO | 18 | 1 | 18 | 1 | 1 | 2050-12-31 | 1 | CATLNA_2_SOLAR2 | FC | No | 4.86 | 2.52 | NQC List | 4.86 | 2.52 | SUN | NQC List | 4.86 | 2.52 | SUN | 4.86 | 2.52 | 4.86 | 2.52 |  |  | No |  | No | No | No
| CavalierCC_Total | CavalierCC (Total CC Plant) | teppc | AESO | AESO | Alberta Electric System Operator | BCHA_AESO | Excluded | 2001-07-01 | 2050-12-01 | 2001 | 2050 | 120 | 100% | 120 | 120 | CCWhole-NatGas-Aero | CC_NG | CC | Excluded_CCGT |  |  |  | Excluded | 2001 | 2050 | 0 | Excluded | 120 | 1 | 120 | 1 | 1 | 2050-12-01 | 1 | #N/A | #N/A | No | 0 | 0 | Not Found | #N/A | #N/A | #N/A | Not Found | #N/A | #N/A | #N/A | 0 | 0 | 0 | 0 |  |  | No |  | No | No | No
| CAVLSR_2_BSOLAR | California Valley Solar Ranch-Phase B | caiso | PGE_Bay | PGE_Bay | Pacific Gas and Electric Bay | PGE_Bay | CAISO | 2013-01-01 | 2050-12-31 | 2013 | 2050 | 40 | 100% | 40 | 40 | n/a | PVgeneric_sun | Solar_Fixed | CAISO_Solar |  |  |  | CAISO_Solar_for_CAISO | 2013 | 2050 | 0 | CAISO | 40 | 1 | 40 | 1 | 1 | 2050-12-31 | 1 | CAVLSR_2_BSOLAR | FC | No | 10.8 | 5.6 | NQC List | 10.8 | 5.6 | SUN | NQC List | 10.8 | 5.6 | SUN | 10.8 | 5.6 | 10.8 | 5.6 |  |  | No |  | No | No | No
| CAVLSR_2_RSOLAR | California Valley Solar Ranch-Phase A | caiso | PGE_Bay | PGE_Bay | Pacific Gas and Electric Bay | PGE_Bay | CAISO | 2013-11-01 | 2050-12-31 | 2013 | 2050 | 210 | 100% | 210 | 210 | n/a | PVgeneric_sun | Solar_Fixed | CAISO_Solar |  |  |  | CAISO_Solar_for_CAISO | 2014 | 2050 | 0 | CAISO | 210 | 1 | 210 | 1 | 1 | 2050-12-31 | 1 | CAVLSR_2_RSOLAR | FC | No | 56.7 | 29.4 | NQC List | 56.7 | 29.4 | SUN | NQC List | 56.7 | 29.4 | SUN | 56.7 | 29.4 | 56.7 | 29.4 |  |  | No |  | No | No | No
| CAYTNO_2_VASCO | Vasco Road | caiso | PGE_Bay | PGE_Bay | Pacific Gas and Electric Bay | PGE_Bay | CAISO | 2014-02-05 | 2050-12-31 | 2014 | 2050 | 4.3 | 100% | 4.3 | 4.3 | n/a | Biogas_ | Biogas_LandfillGas | CAISO_Biomass |  |  |  | CAISO_Biomass_for_CAISO | 2014 | 2050 | 0 | CAISO | 4.3 | 1 | 4.3 | 1 | 1 | 2050-12-31 | 1 | CAYTNO_2_VASCO | FC | No | 3.0014 | 3.0014 | NQC List | 4.03 | 3.59 | BIOGAS | NQC List | 4.02 | 3.58 | BIOGAS | 4.02 | 3.58 | 4.03 | 3.59 |  |  | No |  | No | No | No
| CBN_BIO_13 | CBN_BIO 13 | teppc | BCHA | BCHA | British Columbia Transmission Company | BCHA_AESO | Excluded | 2018-09-30 | 2050-03-30 | 2018 | 2049 | 10.5 | 100% | 10.5 | 10.5 | Steam | ST_NG | Steam | Excluded_ST |  |  |  | Excluded | 2019 | 2049 | 0 | Excluded | 10.5 | 1 | 10.5 | 1 | 1 | 2050-03-30 | 1 | #N/A | #N/A | No | 0 | 0 | Not Found | #N/A | #N/A | #N/A | Not Found | #N/A | #N/A | #N/A | 0 | 0 | 0 | 0 |  |  | No |  | No | No | No
| CC_Creek | CC Creek-1_CC Creek-1_IPP-CCC | teppc | PSCO | PSCO | Public Service Company of Colorado | PSCO | Excluded | 2015-11-01 | 2045-10-31 | 2015 | 2044 | 5 | 100% | 5 | 5 | Hydro | Hydro_Standard | Hydro | Excluded_Hydro |  |  |  | Excluded | 2016 | 2045 | 0 | Excluded | 5 | 1 | 5 | 1 | 1 | 2045-10-31 | 1 | #N/A | #N/A | No | 0 | 0 | Not Found | #N/A | #N/A | #N/A | Not Found | #N/A | #N/A | #N/A | 0 | 0 | 0 | 0 |  |  | No |  | No | No | No
| CDWR07_2_GEN | WNDGPP_2_NSPIN | caiso | PGE_Valley | PGE_Valley | Pacific Gas and Electric Valley | PGE_Valley | CAISO | 1899-12-31 | 2050-12-31 | 1900 | 2050 | 116 | 27.93% | 116 | 415.3 | n/a | Hydro_PumpedStorage | PSH | CAISO_Existing_Pumped_Storage |  |  |  | CAISO_Existing_Pumped_Storage | 1900 | 2050 | 0 | CAISO | 415.3 | 1 | 415.3 | 1 | 1 | 2050-12-31 | 1 | CDWR07_2_GEN | FC | No | 415.3 | 415.3 | NQC List | 115.6 | 115.6 | WATER | NQC List | 115.6 | 115.6 | WATER | 115.6 | 115.6 | 115.6 | 115.6 |  |  | No |  | No | No | No
| Cedar_Creek_1A | Cedar Creek Wind Project 1A | teppc | PSCO | PSCO | Public Service Company of Colorado | PSCO | Excluded | 2007-11-01 | 2050-12-31 | 2007 | 2050 | 220 | 100% | 220 | 220 | WT-Onshore | wind_onshorewind | Wind | Excluded_Wind |  |  |  | Excluded | 2008 | 2050 | 0 | Excluded | 220 | 1 | 220 | 1 | 1 | 2050-12-31 | 1 | #N/A | #N/A | No | 0 | 0 | Not Found | #N/A | #N/A | #N/A | Not Found | #N/A | #N/A | #N/A | 0 | 0 | 0 | 0 |  |  | No |  | No | No | No
| Cedar_Creek_1B | Cedar Creek Wind Project 1B | teppc | PSCO | PSCO | Public Service Company of Colorado | PSCO | Excluded | 2007-11-01 | 2050-12-31 | 2007 | 2050 | 80 | 100% | 80 | 80 | WT-Onshore | wind_onshorewind | Wind | Excluded_Wind |  |  |  | Excluded | 2008 | 2050 | 0 | Excluded | 80 | 1 | 80 | 1 | 1 | 2050-12-31 | 1 | #N/A | #N/A | No | 0 | 0 | Not Found | #N/A | #N/A | #N/A | Not Found | #N/A | #N/A | #N/A | 0 | 0 | 0 | 0 |  |  | No |  | No | No | No
| Cedar_Creek_2A | Cedar Creek Wind II 1A | teppc | PSCO | PSCO | Public Service Company of Colorado | PSCO | Excluded | 2011-10-01 | 2050-12-31 | 2011 | 2050 | 150 | 100% | 150 | 150 | WT-Onshore | wind_onshorewind | Wind | Excluded_Wind |  |  |  | Excluded | 2012 | 2050 | 0 | Excluded | 150 | 1 | 150 | 1 | 1 | 2050-12-31 | 1 | #N/A | #N/A | No | 0 | 0 | Not Found | #N/A | #N/A | #N/A | Not Found | #N/A | #N/A | #N/A | 0 | 0 | 0 | 0 |  |  | No |  | No | No | No
| Cedar_Creek_2B | Cedar Creek Wind II 1B | teppc | PSCO | PSCO | Public Service Company of Colorado | PSCO | Excluded | 2011-10-01 | 2050-12-31 | 2011 | 2050 | 100 | 100% | 100 | 100 | WT-Onshore | wind_onshorewind | Wind | Excluded_Wind |  |  |  | Excluded | 2012 | 2050 | 0 | Excluded | 100 | 1 | 100 | 1 | 1 | 2050-12-31 | 1 | #N/A | #N/A | No | 0 | 0 | Not Found | #N/A | #N/A | #N/A | Not Found | #N/A | #N/A | #N/A | 0 | 0 | 0 | 0 |  |  | No |  | No | No | No
| Cedar_Draw_1 | Cedar Draw-1 | teppc | IPFE | IPFE | Idaho Far East | IPCO | NW | 1984-06-01 | 2030-04-15 | 1984 | 2029 | 2.3 | 100% | 2.3 | 2.3 | Hydro | Hydro_Standard | Hydro | NW_Hydro |  |  |  | NW_Hydro | 1984 | 2029 | 0 | NW | 2.3 | 1 | 2.3 | 1 | 1 | 2030-04-15 | 1 | #N/A | #N/A | No | #N/A | #N/A | Not Found | #N/A | #N/A | #N/A | Not Found | #N/A | #N/A | #N/A | #N/A | #N/A |  |  |  |  | No |  | No | No | No
| Cedar_Falls_5 | Cedar Falls-5 | teppc | PSEI | PSEI | Puget Sound Energy | BPAT | NW | 1921-11-01 | 2050-12-31 | 1921 | 2050 | 15 | 100% | 15 | 15 | Hydro | Hydro_Standard | Hydro | NW_Hydro |  |  |  | NW_Hydro | 1922 | 2050 | 0 | NW | 15 | 1 | 15 | 1 | 1 | 2050-12-31 | 1 | #N/A | #N/A | No | #N/A | #N/A | Not Found | #N/A | #N/A | #N/A | Not Found | #N/A | #N/A | #N/A | #N/A | #N/A |  |  |  |  | No |  | No | No | No
| Cedar_Falls_6 | Cedar Falls-6 | teppc | PSEI | PSEI | Puget Sound Energy | BPAT | NW | 1929-11-01 | 2050-12-31 | 1929 | 2050 | 15 | 100% | 15 | 15 | Hydro | Hydro_Standard | Hydro | NW_Hydro |  |  |  | NW_Hydro | 1930 | 2050 | 0 | NW | 15 | 1 | 15 | 1 | 1 | 2050-12-31 | 1 | #N/A | #N/A | No | #N/A | #N/A | Not Found | #N/A | #N/A | #N/A | Not Found | #N/A | #N/A | #N/A | #N/A | #N/A |  |  |  |  | No |  | No | No | No
| Cedar_Point | Cedar Point Wind Farm 1-139 | teppc | PSCO | PSCO | Public Service Company of Colorado | PSCO | Excluded | 2011-11-01 | 2050-12-31 | 2011 | 2050 | 250 | 100% | 250 | 250 | WT-Onshore | wind_onshorewind | Wind | Excluded_Wind |  |  |  | Excluded | 2012 | 2050 | 0 | Excluded | 250 | 1 | 250 | 1 | 1 | 2050-12-31 | 1 | #N/A | #N/A | No | 0 | 0 | Not Found | #N/A | #N/A | #N/A | Not Found | #N/A | #N/A | #N/A | 0 | 0 | 0 | 0 |  |  | No |  | No | No | No
| Cedar_Road_LFG | Cedar Road LFG Inc.-1_Cedar Road LFG Inc.-1_IPP-NLG | teppc | BCHA | BCHA | British Columbia Transmission Company | BCHA_AESO | Excluded | 2009-10-01 | 2029-11-27 | 2009 | 2028 | 1.26 | 100% | 1.26 | 1.26 | Bio-ST | ST_Biomass | Biomass/Wood | Excluded_Biomass |  |  |  | Excluded | 2010 | 2029 | 0 | Excluded | 1.26 | 1 | 1.26 | 1 | 1 | 2029-11-27 | 1 | #N/A | #N/A | No | 0 | 0 | Not Found | #N/A | #N/A | #N/A | Not Found | #N/A | #N/A | #N/A | 0 | 0 | 0 | 0 |  |  | No |  | No | No | No
| CEDRCK_6_UNIT | Water Wheel Ranch | caiso | PGE_Valley | PGE_Valley | Pacific Gas and Electric Valley | PGE_Valley | CAISO | 1984-03-22 | 2050-12-31 | 1984 | 2050 | 0.98 | 100% | 0.98 | 0.98 | n/a | Hydro_Standard | Hydro | CAISO_Small_Hydro |  |  |  | CAISO_Small_Hydro_for_CAISO | 1984 | 2050 | 0 | CAISO | 0.98 | 1 | 0.98 | 1 | 1 | 2050-12-31 | 1 | CEDRCK_6_UNIT | FC | No | 0.49 | 0.49 | NQC List | 0.14 | 0.13 | WATER | NQC List | 0.12 | 0.11 | WATER | 0.12 | 0.11 | 0.14 | 0.13 |  |  | No |  | No | No | No
| CEDUCR_2_SOLAR1 | Ducor Solar 1 | caiso | SCE | SCE | Southern California Edison | SCE | CAISO | 2016-12-23 | 2050-12-31 | 2017 | 2050 | 20 | 100% | 20 | 20 | PVgeneric_sun | PVgeneric_sun | Solar_Fixed | CAISO_Solar |  |  |  | CAISO_Solar_for_CAISO | 2017 | 2050 | 0 | CAISO | 20 | 1 | 20 | 1 | 1 | 2050-12-31 | 1 | CEDUCR_2_SOLAR1 | EO | Yes | 5.4 | 2.8 | NQC List | 0 | 0 | SUN | NQC List | 0 | 0 | SUN | 0 | 0 | 0 | 0 |  |  | No |  | No | No | No
| CEDUCR_2_SOLAR2 | Ducor Solar 2 | caiso | SCE | SCE | Southern California Edison | SCE | CAISO | 2016-12-23 | 2050-12-31 | 2017 | 2050 | 20 | 100% | 20 | 20 | PVgeneric_sun | PVgeneric_sun | Solar_Fixed | CAISO_Solar |  |  |  | CAISO_Solar_for_CAISO | 2017 | 2050 | 0 | CAISO | 20 | 1 | 20 | 1 | 1 | 2050-12-31 | 1 | CEDUCR_2_SOLAR2 | EO | Yes | 5.4 | 2.8 | NQC List | 0 | 0 | SUN | NQC List | 0 | 0 | SUN | 0 | 0 | 0 | 0 |  |  | No |  | No | No | No
| CEDUCR_2_SOLAR3 | Ducor Solar 3 | caiso | SCE | SCE | Southern California Edison | SCE | CAISO | 2016-12-23 | 2050-12-31 | 2017 | 2050 | 15 | 100% | 15 | 15 | PVgeneric_sun | PVgeneric_sun | Solar_Fixed | CAISO_Solar |  |  |  | CAISO_Solar_for_CAISO | 2017 | 2050 | 0 | CAISO | 15 | 1 | 15 | 1 | 1 | 2050-12-31 | 1 | CEDUCR_2_SOLAR3 | EO | Yes | 4.05 | 2.1 | NQC List | 0 | 0 | SUN | NQC List | 0 | 0 | SUN | 0 | 0 | 0 | 0 |  |  | No |  | No | No | No
| CEDUCR_2_SOLAR4 | Ducor Solar 4 | caiso | SCE | SCE | Southern California Edison | SCE | CAISO | 2016-12-23 | 2050-12-31 | 2017 | 2050 | 20 | 100% | 20 | 20 | PVgeneric_sun | PVgeneric_sun | Solar_Fixed | CAISO_Solar |  |  |  | CAISO_Solar_for_CAISO | 2017 | 2050 | 0 | CAISO | 20 | 1 | 20 | 1 | 1 | 2050-12-31 | 1 | CEDUCR_2_SOLAR4 | EO | Yes | 5.4 | 2.8 | NQC List | 0 | 0 | SUN | NQC List | 0 | 0 | SUN | 0 | 0 | 0 | 0 |  |  | No |  | No | No | No
| Celgar_1 | Celgar-1_Celgar-1_FBC-CEL | teppc | BCHA | BCHA | British Columbia Transmission Company | BCHA_AESO | Excluded | 2010-10-01 | 2040-09-27 | 2010 | 2039 | 40.67 | 100% | 40.67 | 40.67 | Bio-ST | ST_Biomass | Biomass/Wood | Excluded_Biomass |  |  |  | Excluded | 2011 | 2039 | 0 | Excluded | 40.67 | 1 | 40.67 | 1 | 1 | 2040-09-27 | 1 | #N/A | #N/A | No | 0 | 0 | Not Found | #N/A | #N/A | #N/A | Not Found | #N/A | #N/A | #N/A | 0 | 0 | 0 | 0 |  |  | No |  | No | No | No
| Celgar_2 | Celgar-2_Celgar-2_FBC-CEL | teppc | BCHA | BCHA | British Columbia Transmission Company | BCHA_AESO | Excluded | 2010-10-01 | 2040-09-27 | 2010 | 2039 | 37.33 | 100% | 37.33 | 37.33 | Bio-ST | ST_Biomass | Biomass/Wood | Excluded_Biomass |  |  |  | Excluded | 2011 | 2039 | 0 | Excluded | 37.33 | 1 | 37.33 | 1 | 1 | 2040-09-27 | 1 | #N/A | #N/A | No | 0 | 0 | Not Found | #N/A | #N/A | #N/A | Not Found | #N/A | #N/A | #N/A | 0 | 0 | 0 | 0 |  |  | No |  | No | No | No
| CENTER_2_RHONDO | MWD Rio Hondo Hydroelectric Recovery Pla | caiso | SCE | SCE | Southern California Edison | SCE | CAISO | 1984-01-01 | 2050-12-31 | 1984 | 2050 | 1.91 | 100% | 1.91 | 1.91 | n/a | Hydro_Standard | Hydro | CAISO_Hydro |  |  |  | CAISO_Hydro | 1984 | 2050 | 0 | CAISO | 1.91 | 1 | 1.91 | 1 | 1 | 2050-12-31 | 1 | CENTER_2_RHONDO | FC | No | 1.6154 | 1.6154 | NQC List | 1.91 | 1.91 | WATER | NQC List | 1.91 | 1.91 | WATER | 1.91 | 1.91 | 1.91 | 1.91 |  |  | No |  | No | No | No
| CENTER_2_SOLAR1 | Pico Rivera | caiso | SCE | SCE | Southern California Edison | SCE | CAISO | 2015-11-20 | 2050-12-31 | 2015 | 2050 | 0.9 | 100% | 0.9 | 0.9 | n/a | PVgeneric_sun | Solar_Fixed | CAISO_Solar |  |  |  | CAISO_Solar_for_CAISO | 2016 | 2050 | 0 | CAISO | 0.9 | 1 | 0.9 | 1 | 1 | 2050-12-31 | 1 | CENTER_2_SOLAR1 | EO | Yes | 0.243 | 0.126 | NQC List | 0 | 0 | SUN | NQC List | 0 | 0 | SUN | 0 | 0 | 0 | 0 |  |  | No |  | No | No | No
| CENTER_2_TECNG1 | TECHNICAST | caiso | SCE | SCE | Southern California Edison | SCE | CAISO | 2013-04-30 | 2050-12-31 | 2013 | 2050 | 0 | 0% |  | 0.99 | RECIPROCATING ENGINE_NATURAL GAS | Cogen_NG | Cogen | CAISO_CHP |  |  |  | CAISO_CHP | 2013 | 2050 | 0 | CAISO | 0.99 | 1 | 0.99 | 1 | 1 | 2050-12-31 | 1 | CENTER_2_TECNG1 | EO | Yes | 0.62766 | 0.62766 | NQC List | 0 | 0 | NATURAL GAS | NQC List | 0 | 0 | NATURAL GAS | 0 | 0 | 0 | 0 |  |  | No |  | No | No | No
| CENTER_6_PEAKER | Center Peaker | caiso | SCE | SCE | Southern California Edison | SCE | CAISO | 2007-09-20 | 2050-12-31 | 2007 | 2050 | 47 | 99.77% | 47 | 47.11 | CT-NatGas-Aero | CT_NG | CT | CAISO_Peaker1 |  |  |  | CAISO_Peaker1 | 2008 | 2050 | 0 | CAISO | 47.11 | 1 | 47.11 | 1 | 1 | 2050-12-31 | 1 | CENTER_6_PEAKER | FC | No | 43.5172 | 43.5172 | NQC List | 47.11 | 47.11 | NATURAL GAS | NQC List | 47.11 | 47.11 | NATURAL GAS | 47.11 | 47.11 | 47.11 | 47.11 |  |  | No |  | No | No | No
| Central_CA_Fuel_Cell_2 | Central CA Fuel Cell 2 | rps | SCE | SCE | Southern California Edison | SCE | CAISO | 2019-03-29 | 2050-12-31 | 2019 | 2050 | 0 | 0% |  | 3 | Biogasnan | ST_Biomass | Biogas_LandfillGas | CAISO_Biomass |  |  |  | CAISO_Biomass_for_CAISO | 2019 | 2050 | 0 | CAISO | 3 | 1 | 3 | 1 | 1 | 2050-12-31 | 1 | Central CA Fuel Cell 2 | #N/A | No | 2.094 | 2.094 | Not Found | #N/A | #N/A | #N/A | Not Found | #N/A | #N/A | #N/A | 2.094 | 2.094 | 2.094 | 2.094 |  |  | No |  | No | Yes | Yes
| Centralia1 | Transalta Centralia Generation-1 | teppc | BPAT | BPAT | Bonneville Power Administration – Transmission | BPAT | NW | 1972-12-01 | 2020-12-31 | 1972 | 2020 | 670 | 100% | 670 | 670 | ST-Coal | Steam_Coal | Coal | NW_Coal |  |  |  | NW_Coal | 1973 | 2020 | 0 | NW | 670 | 1 | 670 | 1 | 1 | 2020-12-31 | 1 | #N/A | #N/A | No | 670 | 670 | Not Found | #N/A | #N/A | #N/A | Not Found | #N/A | #N/A | #N/A | 670 | 670 | 670 | 670 |  |  | No |  | No | No | No
| Centralia2 | Transalta Centralia Generation-2 | teppc | BPAT | BPAT | Bonneville Power Administration – Transmission | BPAT | NW | 1973-07-01 | 2024-12-31 | 1973 | 2024 | 670 | 100% | 670 | 670 | ST-Coal | Steam_Coal | Coal | NW_Coal |  |  |  | NW_Coal | 1973 | 2024 | 0 | NW | 670 | 1 | 670 | 1 | 1 | 2024-12-31 | 1 | #N/A | #N/A | No | 670 | 670 | Not Found | #N/A | #N/A | #N/A | Not Found | #N/A | #N/A | #N/A | 670 | 670 | 670 | 670 |  |  | No |  | No | No | No
| CENTRY_6_PL1X4 | CENTURY GENERATING PLANT (AGGREGATE) | caiso | SCE | SCE | Southern California Edison | SCE | CAISO | 2001-09-17 | 2050-12-31 | 2001 | 2050 | 36 | 86.96% | 36 | 41.4 | CT-NatGas-Aero | CT_NG | CT | CAISO_Peaker2 |  |  |  | CAISO_Peaker2 | 2002 | 2050 | 0 | CAISO | 41.4 | 1 | 41.4 | 1 | 1 | 2050-12-31 | 1 | CENTRY_6_PL1X4 | FC | No | 39.7977 | 39.7977 | NQC List | 36 | 36 | NATURAL GAS | NQC List | 36 | 36 | NATURAL GAS | 36 | 36 | 36 | 36 |  |  | No |  | No | No | No
| CEP_1 |  | teppc | PSCO | PSCO | Public Service Company of Colorado | PSCO | Excluded | 1950-01-01 | 2050-12-31 | 1950 | 2050 | 250 | 100% | 250 | 250 | SolarPV-Tracking | 1axPV_sun | Solar_1Axis | Excluded_Solar |  |  |  | Excluded | 1950 | 2050 | 0 | Excluded | 250 | 1 | 250 | 1 | 1 | 2050-12-31 | 1 | #N/A | #N/A | No | 0 | 0 | Not Found | #N/A | #N/A | #N/A | Not Found | #N/A | #N/A | #N/A | 0 | 0 | 0 | 0 |  |  | No |  | No | No | No
| CEP_2 |  | teppc | PSCO | PSCO | Public Service Company of Colorado | PSCO | Excluded | 1950-01-01 | 2050-12-31 | 1950 | 2050 | 200 | 100% | 200 | 200 | SolarPV-Tracking | 1axPV_sun | Solar_1Axis | Excluded_Solar |  |  |  | Excluded | 1950 | 2050 | 0 | Excluded | 200 | 1 | 200 | 1 | 1 | 2050-12-31 | 1 | #N/A | #N/A | No | 0 | 0 | Not Found | #N/A | #N/A | #N/A | Not Found | #N/A | #N/A | #N/A | 0 | 0 | 0 | 0 |  |  | No |  | No | No | No
| CEP_3 |  | teppc | PSCO | PSCO | Public Service Company of Colorado | PSCO | Excluded | 2020-04-15 | 2050-12-31 | 2020 | 2050 | 110 | 100% | 110 | 110 | SolarPV-Tracking | 1axPV_sun | Solar_1Axis | Excluded_Solar |  |  |  | Excluded | 2020 | 2050 | 0 | Excluded | 110 | 1 | 110 | 1 | 1 | 2050-12-31 | 1 | #N/A | #N/A | No | 0 | 0 | Not Found | #N/A | #N/A | #N/A | Not Found | #N/A | #N/A | #N/A | 0 | 0 | 0 | 0 |  |  | No |  | No | No | No
| CEP_4 |  | teppc | PSCO | PSCO | Public Service Company of Colorado | PSCO | Excluded | 1950-01-01 | 2050-12-31 | 1950 | 2050 | 75 | 100% | 75 | 75 | SolarPV-Tracking | 1axPV_sun | Solar_1Axis | Excluded_Solar |  |  |  | Excluded | 1950 | 2050 | 0 | Excluded | 75 | 1 | 75 | 1 | 1 | 2050-12-31 | 1 | #N/A | #N/A | No | 0 | 0 | Not Found | #N/A | #N/A | #N/A | Not Found | #N/A | #N/A | #N/A | 0 | 0 | 0 | 0 |  |  | No |  | No | No | No
| CEP_5 |  | teppc | PSCO | PSCO | Public Service Company of Colorado | PSCO | Excluded | 1950-01-01 | 2050-12-31 | 1950 | 2050 | 72 | 100% | 72 | 72 | SolarPV-Tracking | 1axPV_sun | Solar_1Axis | Excluded_Solar |  |  |  | Excluded | 1950 | 2050 | 0 | Excluded | 72 | 1 | 72 | 1 | 1 | 2050-12-31 | 1 | #N/A | #N/A | No | 0 | 0 | Not Found | #N/A | #N/A | #N/A | Not Found | #N/A | #N/A | #N/A | 0 | 0 | 0 | 0 |  |  | No |  | No | No | No
| CEP_6 |  | teppc | PSCO | PSCO | Public Service Company of Colorado | PSCO | Excluded | 1950-01-01 | 2050-12-31 | 1950 | 2050 | 500 | 100% | 500 | 500 | WT-Onshore | wind_onshorewind | Wind | Excluded_Wind |  |  |  | Excluded | 1950 | 2050 | 0 | Excluded | 500 | 1 | 500 | 1 | 1 | 2050-12-31 | 1 | #N/A | #N/A | No | 0 | 0 | Not Found | #N/A | #N/A | #N/A | Not Found | #N/A | #N/A | #N/A | 0 | 0 | 0 | 0 |  |  | No |  | No | No | No
| CEP_7 |  | teppc | PSCO | PSCO | Public Service Company of Colorado | PSCO | Excluded | 1950-01-01 | 2050-12-31 | 1950 | 2050 | 300 | 100% | 300 | 300 | WT-Onshore | wind_onshorewind | Wind | Excluded_Wind |  |  |  | Excluded | 1950 | 2050 | 0 | Excluded | 300 | 1 | 300 | 1 | 1 | 2050-12-31 | 1 | #N/A | #N/A | No | 0 | 0 | Not Found | #N/A | #N/A | #N/A | Not Found | #N/A | #N/A | #N/A | 0 | 0 | 0 | 0 |  |  | No |  | No | No | No
| CEP_8 |  | teppc | PSCO | PSCO | Public Service Company of Colorado | PSCO | Excluded | 1950-01-01 | 2050-12-31 | 1950 | 2050 | 169 | 100% | 169 | 169 | WT-Onshore | wind_onshorewind | Wind | Excluded_Wind |  |  |  | Excluded | 1950 | 2050 | 0 | Excluded | 169 | 1 | 169 | 1 | 1 | 2050-12-31 | 1 | #N/A | #N/A | No | 0 | 0 | Not Found | #N/A | #N/A | #N/A | Not Found | #N/A | #N/A | #N/A | 0 | 0 | 0 | 0 |  |  | No |  | No | No | No
| CerroPrieto1_5 | Cerro Prieto I-5 | teppc | CFE | CFE | Comisión Federal de Electricidad | CFE | Excluded | 1981-11-01 | 2050-12-31 | 1981 | 2050 | 30 | 100% | 30 | 30 | Geo-BinaryCycle | Geothermal_steam | Geothermal | Excluded_Geothermal |  |  |  | Excluded | 1982 | 2050 | 0 | Excluded | 30 | 1 | 30 | 1 | 1 | 2050-12-31 | 1 | #N/A | #N/A | No | 0 | 0 | Not Found | #N/A | #N/A | #N/A | Not Found | #N/A | #N/A | #N/A | 0 | 0 | 0 | 0 |  |  | No |  | No | No | No
| CerroPrieto2_1 | Cerro Prieto II-1 | teppc | CFE | CFE | Comisión Federal de Electricidad | CFE | Excluded | 1984-02-01 | 2050-12-31 | 1984 | 2050 | 110 | 100% | 110 | 110 | Geo-BinaryCycle | Geothermal_steam | Geothermal | Excluded_Geothermal |  |  |  | Excluded | 1984 | 2050 | 0 | Excluded | 110 | 1 | 110 | 1 | 1 | 2050-12-31 | 1 | #N/A | #N/A | No | 0 | 0 | Not Found | #N/A | #N/A | #N/A | Not Found | #N/A | #N/A | #N/A | 0 | 0 | 0 | 0 |  |  | No |  | No | No | No
| CerroPrieto2_2 | Cerro Prieto II-2 | teppc | CFE | CFE | Comisión Federal de Electricidad | CFE | Excluded | 1987-06-01 | 2050-12-31 | 1987 | 2050 | 110 | 100% | 110 | 110 | Geo-BinaryCycle | Geothermal_steam | Geothermal | Excluded_Geothermal |  |  |  | Excluded | 1987 | 2050 | 0 | Excluded | 110 | 1 | 110 | 1 | 1 | 2050-12-31 | 1 | #N/A | #N/A | No | 0 | 0 | Not Found | #N/A | #N/A | #N/A | Not Found | #N/A | #N/A | #N/A | 0 | 0 | 0 | 0 |  |  | No |  | No | No | No
| CerroPrieto3_1 | Cerro Prieto III-1 | teppc | CFE | CFE | Comisión Federal de Electricidad | CFE | Excluded | 1985-07-01 | 2050-12-31 | 1985 | 2050 | 110 | 100% | 110 | 110 | Geo-BinaryCycle | Geothermal_steam | Geothermal | Excluded_Geothermal |  |  |  | Excluded | 1985 | 2050 | 0 | Excluded | 110 | 1 | 110 | 1 | 1 | 2050-12-31 | 1 | #N/A | #N/A | No | 0 | 0 | Not Found | #N/A | #N/A | #N/A | Not Found | #N/A | #N/A | #N/A | 0 | 0 | 0 | 0 |  |  | No |  | No | No | No
| CerroPrieto3_2 | Cerro Prieto III-2 | teppc | CFE | CFE | Comisión Federal de Electricidad | CFE | Excluded | 1986-04-01 | 2050-12-31 | 1986 | 2050 | 110 | 100% | 110 | 110 | Geo-BinaryCycle | Geothermal_steam | Geothermal | Excluded_Geothermal |  |  |  | Excluded | 1986 | 2050 | 0 | Excluded | 110 | 1 | 110 | 1 | 1 | 2050-12-31 | 1 | #N/A | #N/A | No | 0 | 0 | Not Found | #N/A | #N/A | #N/A | Not Found | #N/A | #N/A | #N/A | 0 | 0 | 0 | 0 |  |  | No |  | No | No | No
| CerroPrieto4_1 | Cerro Prieto IV-1 | teppc | CFE | CFE | Comisión Federal de Electricidad | CFE | Excluded | 2000-07-01 | 2050-12-31 | 2000 | 2050 | 25 | 100% | 25 | 25 | Geo-BinaryCycle | Geothermal_steam | Geothermal | Excluded_Geothermal |  |  |  | Excluded | 2000 | 2050 | 0 | Excluded | 25 | 1 | 25 | 1 | 1 | 2050-12-31 | 1 | #N/A | #N/A | No | 0 | 0 | Not Found | #N/A | #N/A | #N/A | Not Found | #N/A | #N/A | #N/A | 0 | 0 | 0 | 0 |  |  | No |  | No | No | No
| CerroPrieto4_2 | Cerro Prieto IV-2 | teppc | CFE | CFE | Comisión Federal de Electricidad | CFE | Excluded | 2000-07-01 | 2050-12-31 | 2000 | 2050 | 25 | 100% | 25 | 25 | Geo-BinaryCycle | Geothermal_steam | Geothermal | Excluded_Geothermal |  |  |  | Excluded | 2000 | 2050 | 0 | Excluded | 25 | 1 | 25 | 1 | 1 | 2050-12-31 | 1 | #N/A | #N/A | No | 0 | 0 | Not Found | #N/A | #N/A | #N/A | Not Found | #N/A | #N/A | #N/A | 0 | 0 | 0 | 0 |  |  | No |  | No | No | No
| CerroPrieto4_3 | Cerro Prieto IV-3 | teppc | CFE | CFE | Comisión Federal de Electricidad | CFE | Excluded | 2000-07-01 | 2050-12-31 | 2000 | 2050 | 25 | 100% | 25 | 25 | Geo-BinaryCycle | Geothermal_steam | Geothermal | Excluded_Geothermal |  |  |  | Excluded | 2000 | 2050 | 0 | Excluded | 25 | 1 | 25 | 1 | 1 | 2050-12-31 | 1 | #N/A | #N/A | No | 0 | 0 | Not Found | #N/A | #N/A | #N/A | Not Found | #N/A | #N/A | #N/A | 0 | 0 | 0 | 0 |  |  | No |  | No | No | No
| CerroPrieto4_4 | Cerro Prieto IV-4 | teppc | CFE | CFE | Comisión Federal de Electricidad | CFE | Excluded | 2000-07-01 | 2050-12-31 | 2000 | 2050 | 25 | 100% | 25 | 25 | Geo-BinaryCycle | Geothermal_steam | Geothermal | Excluded_Geothermal |  |  |  | Excluded | 2000 | 2050 | 0 | Excluded | 25 | 1 | 25 | 1 | 1 | 2050-12-31 | 1 | #N/A | #N/A | No | 0 | 0 | Not Found | #N/A | #N/A | #N/A | Not Found | #N/A | #N/A | #N/A | 0 | 0 | 0 | 0 |  |  | No |  | No | No | No
ground truthing fix | CerroPrieto5_1 | Cerro Prieto V-1 | teppc | BCHA | BCHA | British Columbia Transmission Company | CFE | Excluded | 2011-06-01 | 2050-12-31 | 2011 | 2050 | 107 | 100% | 107 | 107 | Geo-BinaryCycle | Geothermal_steam | Geothermal | Excluded_Geothermal |  |  |  | Excluded | 2011 | 2050 | 0 | Excluded | 107 | 1 | 107 | 1 | 1 | 2050-12-31 | 1 | #N/A | #N/A | No | 0 | 0 | Not Found | #N/A | #N/A | #N/A | Not Found | #N/A | #N/A | #N/A | 0 | 0 | 0 | 0 |  |  | No |  | No | No | No
ground truthing fix | CerroPrietoPV | Planta Fotovoltaica Cerro Prieto-1 | teppc | CISC | CISC | Southern California Edison | CFE | Excluded | 2012-01-12 | 2050-12-01 | 2012 | 2050 | 35 | 700% | 35 | 5 | SolarPV-Tracking | 1axPV_sun | Solar_1Axis | Excluded_Solar |  |  |  | Excluded | 2012 | 2050 | 0 | Excluded | 5 | 1 | 5 | 1 | 1 | 2050-12-01 | 1 | CerroPrietoPV | #N/A | No | 0 | 0 | Not Found | #N/A | #N/A | #N/A | Not Found | #N/A | #N/A | #N/A | 0 | 0 | 0 | 0 |  |  | No |  | No | No | No
| CFT_13C | CFT 13C | teppc | PSCO | PSCO | Public Service Company of Colorado | PSCO | Excluded | 2018-03-30 | 2050-03-30 | 2018 | 2049 | 38.7 | 100% | 38.7 | 38.7 | hydro | Hydro_Standard | Hydro | Excluded_Hydro |  |  |  | Excluded | 2018 | 2049 | 0 | Excluded | 38.7 | 1 | 38.7 | 1 | 1 | 2050-03-30 | 1 | #N/A | #N/A | No | 0 | 0 | Not Found | #N/A | #N/A | #N/A | Not Found | #N/A | #N/A | #N/A | 0 | 0 | 0 | 0 |  |  | No |  | No | No | No
| CHALK_1_UNIT | CHALK CLIFF LIMITED | caiso | PGE_Valley | PGE_Valley | Pacific Gas and Electric Valley | PGE_Valley | CAISO | 1990-03-20 | 2050-12-31 | 1990 | 2050 | 46.1 | 94.72% | 46.1 | 48.67 | CT-NatGas-Aero | CT_NG | CT | CAISO_Peaker1 |  |  |  | CAISO_Peaker1 | 1990 | 2050 | 0 | CAISO | 48.67 | 1 | 48.67 | 1 | 1 | 2050-12-31 | 1 | CHALK_1_UNIT | FC | No | 44.9582 | 44.9582 | NQC List | 43 | 43.5 | NATURAL GAS | NQC List | 43.06 | 43.72 | NATURAL GAS | 43.06 | 43.72 | 43 | 43.5 |  |  | No |  | No | No | No
| Chandler_1_2 | Chandler-1 and 2 | teppc | BPAT | BPAT | Bonneville Power Administration – Transmission | BPAT | NW | 1956-02-01 | 2050-12-31 | 1956 | 2050 | 6 | 100% | 6 | 6 | Hydro | Hydro_Standard | Hydro | NW_Hydro |  |  |  | NW_Hydro | 1956 | 2050 | 0 | NW | 6 | 1 | 6 | 1 | 1 | 2050-12-31 | 1 | #N/A | #N/A | No | #N/A | #N/A | Not Found | #N/A | #N/A | #N/A | Not Found | #N/A | #N/A | #N/A | #N/A | #N/A |  |  |  |  | No |  | No | No | No
| CHAP_DIST_PV | SunE EPE1 LLC-1 | teppc | EPE | EPE | El Paso Electric Company | PNM_EPE | SW | 2012-06-25 | 2032-04-30 | 2012 | 2031 | 10 | 100% | 10 | 10 | SolarPV-Tracking | 1axPV_sun | Solar_1Axis | SW_Solar |  |  |  | SW_Solar_for_Other | 2012 | 2031 | 0 | SW | 10 | 1 | 10 | 1 | 1 | 2032-04-30 | 1 | #N/A | #N/A | No | #N/A | #N/A | Not Found | #N/A | #N/A | #N/A | Not Found | #N/A | #N/A | #N/A | #N/A | #N/A |  |  |  |  | No |  | No | No | No
| CHAUT_SG | CHAUT_SG | teppc | PAUT | PAUT | Utah, PACE Utility | PACE | NW | 2016-01-01 | 2050-12-31 | 2016 | 2050 | 20 | 100% | 20 | 20 | SolarPV-NonTracking | FixedPV_sun | Solar_Fixed | NW_Solar |  |  |  | NW_Solar_for_Other | 2016 | 2050 | 0 | NW | 20 | 1 | 20 | 1 | 1 | 2050-12-31 | 1 | #N/A | #N/A | No | #N/A | #N/A | Not Found | #N/A | #N/A | #N/A | Not Found | #N/A | #N/A | #N/A | #N/A | #N/A |  |  |  |  | No |  | No | No | No
| Cheakamus_1 | Cheakamus-1_Cheakamus-1_BCH-CMS | teppc | BCHA | BCHA | British Columbia Transmission Company | BCHA_AESO | Excluded | 1957-01-01 | 2033-03-31 | 1957 | 2032 | 90 | 100% | 90 | 90 | Hydro | Hydro_Standard | Hydro | Excluded_Hydro |  |  |  | Excluded | 1957 | 2032 | 0 | Excluded | 90 | 1 | 90 | 1 | 1 | 2033-03-31 | 1 | #N/A | #N/A | No | 0 | 0 | Not Found | #N/A | #N/A | #N/A | Not Found | #N/A | #N/A | #N/A | 0 | 0 | 0 | 0 |  |  | No |  | No | No | No
| Cheakamus_2 | Cheakamus-2_Cheakamus-2_BCH-CMS | teppc | BCHA | BCHA | British Columbia Transmission Company | BCHA_AESO | Excluded | 1957-01-01 | 2033-03-31 | 1957 | 2032 | 90 | 100% | 90 | 90 | Hydro | Hydro_Standard | Hydro | Excluded_Hydro |  |  |  | Excluded | 1957 | 2032 | 0 | Excluded | 90 | 1 | 90 | 1 | 1 | 2033-03-31 | 1 | #N/A | #N/A | No | 0 | 0 | Not Found | #N/A | #N/A | #N/A | Not Found | #N/A | #N/A | #N/A | 0 | 0 | 0 | 0 |  |  | No |  | No | No | No
| ChehalisCC_Total | ChehalisCC (Total CC Plant) | teppc | BPAT | BPAT | Bonneville Power Administration – Transmission | BPAT | NW | 2003-08-01 | 2050-12-31 | 2003 | 2050 | 577 | 100% | 577 | 577 | CCWhole-NatGas-Industrial | CC_NG | CC | NW_CCGT |  |  |  | NW_CCGT | 2003 | 2050 | 0 | NW | 577 | 1 | 577 | 1 | 1 | 2050-12-31 | 1 | #N/A | #N/A | No | 577 | 577 | Not Found | #N/A | #N/A | #N/A | Not Found | #N/A | #N/A | #N/A | 577 | 577 | 577 | 577 |  |  | No |  | No | No | No
| Chelan_A_1 | Chelan-A-1 | teppc | CHPD | CHPD | Chelan County Public Utility District | BPAT | NW | 1927-09-01 | 2050-12-31 | 1927 | 2050 | 29.6 | 100% | 29.6 | 29.6 | Hydro | Hydro_Standard | Hydro | NW_Hydro |  |  |  | NW_Hydro | 1928 | 2050 | 0 | NW | 29.6 | 1 | 29.6 | 1 | 1 | 2050-12-31 | 1 | #N/A | #N/A | No | #N/A | #N/A | Not Found | #N/A | #N/A | #N/A | Not Found | #N/A | #N/A | #N/A | #N/A | #N/A |  |  |  |  | No |  | No | No | No
| Chelan_A_2 | Chelan-A-2 | teppc | CHPD | CHPD | Chelan County Public Utility District | BPAT | NW | 1928-08-01 | 2050-12-31 | 1928 | 2050 | 29.6 | 100% | 29.6 | 29.6 | Hydro | Hydro_Standard | Hydro | NW_Hydro |  |  |  | NW_Hydro | 1928 | 2050 | 0 | NW | 29.6 | 1 | 29.6 | 1 | 1 | 2050-12-31 | 1 | #N/A | #N/A | No | #N/A | #N/A | Not Found | #N/A | #N/A | #N/A | Not Found | #N/A | #N/A | #N/A | #N/A | #N/A |  |  |  |  | No |  | No | No | No
| Cherokee_4_Coal | Cherokee-4 | teppc | PSCO | PSCO | Public Service Company of Colorado | PSCO | Excluded | 1967-12-01 | 2030-01-01 | 1967 | 2029 | 383 | 100% | 383 | 383 | ST-Coal | Steam_Coal | Coal | Excluded_Coal |  |  |  | Excluded | 1968 | 2029 | 0 | Excluded | 383 | 1 | 383 | 1 | 1 | 2030-01-01 | 1 | #N/A | #N/A | No | 0 | 0 | Not Found | #N/A | #N/A | #N/A | Not Found | #N/A | #N/A | #N/A | 0 | 0 | 0 | 0 |  |  | No |  | No | No | No
| Cherokee_CC | CherokeeCC (Total CC Plant) | teppc | PSCO | PSCO | Public Service Company of Colorado | PSCO | Excluded | 2015-12-31 | 2050-12-31 | 2016 | 2050 | 602 | 100% | 602 | 602 | CCWhole-NatGas-Industrial | CC_NG | CC | Excluded_CCGT |  |  |  | Excluded | 2016 | 2050 | 0 | Excluded | 602 | 1 | 602 | 1 | 1 | 2050-12-31 | 1 | #N/A | #N/A | No | 0 | 0 | Not Found | #N/A | #N/A | #N/A | Not Found | #N/A | #N/A | #N/A | 0 | 0 | 0 | 0 |  |  | No |  | No | No | No
| Chetwynd_Bio1 | Chetwynd Biomass-1_Chetwynd Biomass-1_IPP-CIB | teppc | BCHA | BCHA | British Columbia Transmission Company | BCHA_AESO | Excluded | 2014-07-01 | 2034-07-01 | 2014 | 2033 | 12 | 100% | 12 | 12 | Bio-ST | ST_Biomass | Biomass/Wood | Excluded_Biomass |  |  |  | Excluded | 2014 | 2033 | 0 | Excluded | 12 | 1 | 12 | 1 | 1 | 2034-07-01 | 1 | #N/A | #N/A | No | 0 | 0 | Not Found | #N/A | #N/A | #N/A | Not Found | #N/A | #N/A | #N/A | 0 | 0 | 0 | 0 |  |  | No |  | No | No | No
| CHEVCD_6_UNIT | CHEVRON USA (TAFT/CADET) | caiso | PGE_Valley | PGE_Valley | Pacific Gas and Electric Valley | PGE_Valley | CAISO | 1982-07-26 | 2050-12-31 | 1982 | 2050 | 1.12 | 9.739% | 1.12 | 11.5 | n/a | Cogen_NG | Cogen | CAISO_CHP |  |  |  | CAISO_CHP | 1982 | 2050 | 0 | CAISO | 11.5 | 1 | 11.5 | 1 | 1 | 2050-12-31 | 1 | CHEVCD_6_UNIT | FC | No | 7.291 | 7.291 | NQC List | 0.82 | 1.01 | NATURAL GAS | NQC List | 1.02 | 1.09 | NATURAL GAS | 1.02 | 1.09 | 0.82 | 1.01 |  |  | No |  | No | No | No
| CHEVCO_6_UNIT_1 | CHEVRON USA (COALINGA) | caiso | PGE_Valley | PGE_Valley | Pacific Gas and Electric Valley | PGE_Valley | CAISO | 1986-01-17 | 2050-12-31 | 1986 | 2050 | 1.55 | 9.394% | 1.55 | 16.5 | CT-NatGas-Aero | Cogen_NG | Cogen | CAISO_CHP |  |  |  | CAISO_CHP | 1986 | 2050 | 0 | CAISO | 16.5 | 1 | 16.5 | 1 | 1 | 2050-12-31 | 1 | CHEVCO_6_UNIT 1 | FC | No | 10.461 | 10.461 | NQC List | 1.65 | 1.86 | NATURAL GAS | NQC List | 2.09 | 1.94 | NATURAL GAS | 2.09 | 1.94 | 1.65 | 1.86 |  |  | No |  | No | No | No
| CHEVCO_6_UNIT_2 | AERA ENERGY LLC. (COALINGA) | caiso | PGE_Valley | PGE_Valley | Pacific Gas and Electric Valley | PGE_Valley | CAISO | 1988-06-03 | 2050-12-31 | 1988 | 2050 | 1.14 | 13.41% | 1.14 | 8.5 | n/a | Cogen_NG | Cogen | CAISO_CHP |  |  |  | CAISO_CHP | 1988 | 2050 | 0 | CAISO | 8.5 | 1 | 8.5 | 1 | 1 | 2050-12-31 | 1 | CHEVCO_6_UNIT 2 | FC | No | 5.389 | 5.389 | NQC List | 0.6 | 0.7 | NATURAL GAS | NQC List | 0.85 | 0.86 | NATURAL GAS | 0.85 | 0.86 | 0.6 | 0.7 |  |  | No |  | No | No | No
| CHEVCY_1_UNIT | CHEVRON USA (CYMRIC) | caiso | PGE_Valley | PGE_Valley | Pacific Gas and Electric Valley | PGE_Valley | CAISO | 1982-10-15 | 2050-12-31 | 1982 | 2050 | 4.19 | 17.24% | 4.19 | 24.3 | CT-NatGas-Aero | Cogen_NG | Cogen | CAISO_CHP |  |  |  | CAISO_CHP | 1983 | 2050 | 0 | CAISO | 24.3 | 1 | 24.3 | 1 | 1 | 2050-12-31 | 1 | CHEVCY_1_UNIT | FC | No | 15.4062 | 15.4062 | NQC List | 3.16 | 2.38 | NATURAL GAS | NQC List | 2.91 | 2.85 | NATURAL GAS | 2.91 | 2.85 | 3.16 | 2.38 |  |  | No |  | No | No | No
| CHEVMN_2_UNITS |  | caiso | SCE | SCE | Southern California Edison | SCE | CAISO | 1987-12-29 | 2050-12-31 | 1988 | 2050 | 9.13 | 7.312% | 9.13 | 124.87 | CCWhole-NatGas-Aero | Cogen_NG | Cogen | CAISO_CHP |  |  |  | CAISO_CHP | 1988 | 2050 | 0 | CAISO | 124.87 | 1 | 124.87 | 1 | 1 | 2050-12-31 | 1 | CHEVMN_2_UNITS | FC | No | 79.1676 | 79.1676 | NQC List | 4.02 | 6.66 | OTHER | NQC List | 7.54 | 9.78 | OTHER | 7.54 | 9.78 | 4.02 | 6.66 |  |  | No |  | No | No | No
| Cheyenne_Prairie_1CC | CheyennePrairieCC (Total CC Plant) | teppc | WACM | WACM | Western Area Power Administration, Colorado-Missouri Region | WACM | Excluded | 1985-04-01 | 2050-12-31 | 1985 | 2050 | 99.1 | 100% | 99.1 | 99.1 | CCWhole-NatGas-Aero | CC_NG | CC | Excluded_CCGT |  |  |  | Excluded | 1985 | 2050 | 0 | Excluded | 99.1 | 1 | 99.1 | 1 | 1 | 2050-12-31 | 1 | #N/A | #N/A | No | 0 | 0 | Not Found | #N/A | #N/A | #N/A | Not Found | #N/A | #N/A | #N/A | 0 | 0 | 0 | 0 |  |  | No |  | No | No | No
| Cheyenne_Prairie_2_1 | Cheyenne Prairie Gas CT Plant 02A | teppc | WACM | WACM | Western Area Power Administration, Colorado-Missouri Region | WACM | Excluded | 2014-11-01 | 2050-12-31 | 2014 | 2050 | 40 | 100% | 40 | 40 | CT-NatGas-Aero | CT_NG | CT | Excluded_Peaker |  |  |  | Excluded | 2015 | 2050 | 0 | Excluded | 40 | 1 | 40 | 1 | 1 | 2050-12-31 | 1 | #N/A | #N/A | No | 0 | 0 | Not Found | #N/A | #N/A | #N/A | Not Found | #N/A | #N/A | #N/A | 0 | 0 | 0 | 0 |  |  | No |  | No | No | No
| Cheyenne_Prairie_3CC | Cheyenne Prairie Generating Station-03A | teppc | WACM | WACM | Western Area Power Administration, Colorado-Missouri Region | WACM | Excluded | 2019-01-01 | 2050-12-31 | 2019 | 2050 | 104.8 | 100% | 104.8 | 104.8 | CCWhole-NatGas-Aero | CC_NG | CC | Excluded_CCGT |  |  |  | Excluded | 2019 | 2050 | 0 | Excluded | 104.8 | 1 | 104.8 | 1 | 1 | 2050-12-31 | 1 | #N/A | #N/A | No | 0 | 0 | Not Found | #N/A | #N/A | #N/A | Not Found | #N/A | #N/A | #N/A | 0 | 0 | 0 | 0 |  |  | No |  | No | No | No
| Chickwat_1 | Chickwat-1_Chickwat-1_IPP-CKW | teppc | BCHA | BCHA | British Columbia Transmission Company | BCHA_AESO | Excluded | 2015-11-01 | 2045-10-31 | 2015 | 2044 | 19 | 100% | 19 | 19 | Hydro | Hydro_Standard | Hydro | Excluded_Hydro |  |  |  | Excluded | 2016 | 2045 | 0 | Excluded | 19 | 1 | 19 | 1 | 1 | 2045-10-31 | 1 | #N/A | #N/A | No | 0 | 0 | Not Found | #N/A | #N/A | #N/A | Not Found | #N/A | #N/A | #N/A | 0 | 0 | 0 | 0 |  |  | No |  | No | No | No
| CHICPK_7_UNIT_1 | Chicago Park Powerhouse | caiso | PGE_Valley | PGE_Valley | Pacific Gas and Electric Valley | PGE_Valley | CAISO | 1965-01-01 | 2050-12-31 | 1965 | 2050 | 42 | 100% | 42 | 42 | n/a | Hydro_Standard | Hydro | CAISO_Hydro |  |  |  | CAISO_Hydro | 1965 | 2050 | 0 | CAISO | 42 | 1 | 42 | 1 | 1 | 2050-12-31 | 1 | CHICPK_7_UNIT 1 | FC | No | 35.5221 | 35.5221 | NQC List | 27.8 | 0 | WATER | NQC List | 42 | 42 | WATER | 42 | 42 | 27.8 | 0 |  |  | No |  | No | No | No
| Chief_Joseph | Chief Joseph-1 | teppc | BPAT | BPAT | Bonneville Power Administration – Transmission | BPAT | NW | 1958-10-01 | 2050-01-01 | 1958 | 2049 | 2456 | 100% | 2456 | 2456 | Hydro | Hydro_Standard | Hydro | NW_Hydro |  |  |  | NW_Hydro | 1959 | 2049 | 0 | NW | 2456 | 1 | 2456 | 1 | 1 | 2050-01-01 | 1 | #N/A | #N/A | No | #N/A | #N/A | Not Found | #N/A | #N/A | #N/A | Not Found | #N/A | #N/A | #N/A | #N/A | #N/A |  |  |  |  | No |  | No | No | No
| CHILLS_1_SYCENG | Sycamore Energy 1 | caiso | SDGE | SDGE | San Diego Gas and Electric | SDGE | CAISO | 2011-05-19 | 2050-12-31 | 2011 | 2050 | 0.69 | 46% | 0.69 | 1.5 | n/a | CT_Biomass | Biogas_LandfillGas | CAISO_Biomass |  |  |  | CAISO_Biomass_for_CAISO | 2011 | 2050 | 0 | CAISO | 1.5 | 1 | 1.5 | 1 | 1 | 2050-12-31 | 1 | CHILLS_1_SYCENG | FC | No | 1.047 | 1.047 | NQC List | 0.47 | 0.44 | BIOGAS | NQC List | 0.62 | 0.51 | BIOGAS | 0.62 | 0.51 | 0.47 | 0.44 |  |  | No |  | No | No | No
| CHILLS_7_UNITA1 | Sycamore Energy 2 | caiso | SDGE | SDGE | San Diego Gas and Electric | SDGE | CAISO | 2004-07-14 | 2050-12-31 | 2004 | 2050 | 1.74 | 77.33% | 1.74 | 2.25 | n/a | Cogen_NG | Cogen | CAISO_CHP |  |  |  | CAISO_CHP | 2004 | 2050 | 0 | CAISO | 2.25 | 1 | 2.25 | 1 | 1 | 2050-12-31 | 1 | CHILLS_7_UNITA1 | FC | No | 1.4265 | 1.4265 | NQC List | 1.52 | 1.74 | BIOGAS | NQC List | 1.52 | 1.74 | BIOGAS | 1.52 | 1.74 | 1.52 | 1.74 |  |  | No |  | No | No | No
| China_Creek_1 | China Creek-1_China Creek-1_IPP-CHI | teppc | BCHA | BCHA | British Columbia Transmission Company | BCHA_AESO | Excluded | 2005-12-10 | 2040-10-12 | 2006 | 2039 | 3.15 | 100% | 3.15 | 3.15 | Hydro | Hydro_Standard | Hydro | Excluded_Hydro |  |  |  | Excluded | 2006 | 2040 | 0 | Excluded | 3.15 | 1 | 3.15 | 1 | 1 | 2040-10-12 | 1 | #N/A | #N/A | No | 0 | 0 | Not Found | #N/A | #N/A | #N/A | Not Found | #N/A | #N/A | #N/A | 0 | 0 | 0 | 0 |  |  | No |  | No | No | No
| China_Creek_2 | China Creek-2_China Creek-2_IPP-CHI | teppc | BCHA | BCHA | British Columbia Transmission Company | BCHA_AESO | Excluded | 2005-12-10 | 2040-10-12 | 2006 | 2039 | 3.15 | 100% | 3.15 | 3.15 | Hydro | Hydro_Standard | Hydro | Excluded_Hydro |  |  |  | Excluded | 2006 | 2040 | 0 | Excluded | 3.15 | 1 | 3.15 | 1 | 1 | 2040-10-12 | 1 | #N/A | #N/A | No | 0 | 0 | Not Found | #N/A | #N/A | #N/A | Not Found | #N/A | #N/A | #N/A | 0 | 0 | 0 | 0 |  |  | No |  | No | No | No
| ChinChute_Hydro | ChinChute-1 | teppc | AESO | AESO | Alberta Electric System Operator | BCHA_AESO | Excluded | 1994-06-10 | 2050-12-01 | 1994 | 2050 | 12 | 100% | 12 | 12 | Hydro | Hydro_Standard | Hydro | Excluded_Hydro |  |  |  | Excluded | 1994 | 2050 | 0 | Excluded | 12 | 1 | 12 | 1 | 1 | 2050-12-01 | 1 | #N/A | #N/A | No | 0 | 0 | Not Found | #N/A | #N/A | #N/A | Not Found | #N/A | #N/A | #N/A | 0 | 0 | 0 | 0 |  |  | No |  | No | No | No
| ChinChute_Wind | ChinChute Wind-1 | teppc | AESO | AESO | Alberta Electric System Operator | BCHA_AESO | Excluded | 2004-12-01 | 2050-12-01 | 2004 | 2050 | 30 | 100% | 30 | 30 | WT-Onshore | wind_onshorewind | Wind | Excluded_Wind |  |  |  | Excluded | 2005 | 2050 | 0 | Excluded | 30 | 1 | 30 | 1 | 1 | 2050-12-01 | 1 | #N/A | #N/A | No | 0 | 0 | Not Found | #N/A | #N/A | #N/A | Not Found | #N/A | #N/A | #N/A | 0 | 0 | 0 | 0 |  |  | No |  | No | No | No
| CHINO_2_APEBT1 | Pomona Energy Storage | caiso | SCE | SCE | Southern California Edison | SCE | CAISO | 2016-01-01 | 2050-12-31 | 2016 | 2050 | 20 | 100% | 20 | 20 | OTHER_LESR | Battery_ | Battery Storage | CAISO_Li_Battery |  |  |  | CAISO_Li_Battery | 2016 | 2050 | 0 | CAISO | 20 | 1 | 20 | 1 | 1 | 2050-12-31 | 1 | CHINO_2_APEBT1 | FC | No | 20 | 20 | NQC List | 20 | 20 | LESR | NQC List | 20 | 20 | LESR | 20 | 20 | 20 | 20 |  | Not incremental | No |  | No | No | No
| CHINO_2_JURUPA | Jurupa | caiso | SCE | SCE | Southern California Edison | SCE | CAISO | 2013-12-20 | 2050-12-31 | 2014 | 2050 | 1.5 | 100% | 1.5 | 1.5 | n/a | PVgeneric_sun | Solar_Fixed | CAISO_Solar |  |  |  | CAISO_Solar_for_CAISO | 2014 | 2050 | 0 | CAISO | 1.5 | 1 | 1.5 | 1 | 1 | 2050-12-31 | 1 | CHINO_2_JURUPA | EO | Yes | 0.405 | 0.21 | NQC List | 0 | 0 | SUN | NQC List | 0 | 0 | SUN | 0 | 0 | 0 | 0 |  |  | No |  | No | No | No
| CHINO_2_QF | CHINO QFS | caiso | SCE | SCE | Southern California Edison | SCE | CAISO | 1987-01-01 | 2050-12-31 | 1987 | 2050 | 0.58 | 100% | 0.58 | 0.58 | n/a | Cogen_NG | Cogen | CAISO_CHP |  |  |  | CAISO_CHP | 1987 | 2050 | 0 | CAISO | 0.58 | 1 | 0.58 | 1 | 1 | 2050-12-31 | 1 | CHINO_2_QF | FC | No | 0.36772 | 0.36772 | NQC List | 0 | 0 | OTHER | NQC List | 0 | 0 | OTHER | 0 | 0 | 0 | 0 |  |  | No |  | No | No | No
| CHINO_2_SASOLR | SS San Antonio West LLC | caiso | SCE | SCE | Southern California Edison | SCE | CAISO | 2013-12-20 | 2050-12-31 | 2014 | 2050 | 1.5 | 100% | 1.5 | 1.5 | n/a | PVgeneric_sun | Solar_Fixed | CAISO_Solar |  |  |  | CAISO_Solar_for_CAISO | 2014 | 2050 | 0 | CAISO | 1.5 | 1 | 1.5 | 1 | 1 | 2050-12-31 | 1 | CHINO_2_SASOLR | EO | Yes | 0.405 | 0.21 | NQC List | 0 | 0 | SUN | NQC List | 0 | 0 | SUN | 0 | 0 | 0 | 0 |  |  | No |  | No | No | No
| CHINO_2_SOLAR | Chino RT Solar 1 | caiso | SCE | SCE | Southern California Edison | SCE | CAISO | 2009-12-01 | 2050-12-31 | 2009 | 2050 | 1 | 100% | 1 | 1 | n/a | PVgeneric_sun | Solar_Fixed | CAISO_Solar |  |  |  | CAISO_Solar_for_CAISO | 2010 | 2050 | 0 | CAISO | 1 | 1 | 1 | 1 | 1 | 2050-12-31 | 1 | CHINO_2_SOLAR | FC | No | 0.27 | 0.14 | NQC List | 0.27 | 0.14 | SUN | NQC List | 0.27 | 0.14 | SUN | 0.27 | 0.14 | 0.27 | 0.14 |  |  | No |  | No | No | No
| CHINO_2_SOLAR2 | Kona Solar - Terra Francesca | caiso | SCE | SCE | Southern California Edison | SCE | CAISO | 2015-04-13 | 2050-12-31 | 2015 | 2050 | 1.49 | 100% | 1.49 | 1.49 | n/a | PVgeneric_sun | Solar_Fixed | CAISO_Solar |  |  |  | CAISO_Solar_for_CAISO | 2015 | 2050 | 0 | CAISO | 1.49 | 1 | 1.49 | 1 | 1 | 2050-12-31 | 1 | CHINO_2_SOLAR2 | EO | Yes | 0.4023 | 0.2086 | NQC List | 0 | 0 | SUN | NQC List | 0 | 0 | SUN | 0 | 0 | 0 | 0 |  |  | No |  | No | No | No
| CHINO_6_CIMGEN | Chino Co-Generation | caiso | SCE | SCE | Southern California Edison | SCE | CAISO | 1987-12-24 | 2050-12-31 | 1988 | 2050 | 26 | 100% | 26 | 26 | CCWhole-NatGas-Industrial | Cogen_NG | Cogen | CAISO_CHP |  |  |  | CAISO_CHP | 1988 | 2050 | 0 | CAISO | 26 | 1 | 26 | 1 | 1 | 2050-12-31 | 1 | CHINO_6_CIMGEN | FC | No | 16.484 | 16.484 | NQC List | 26 | 26 | NATURAL GAS | NQC List | 26 | 26 | NATURAL GAS | 26 | 26 | 26 | 26 |  |  | No |  | No | No | No
| CHINO_6_SMPPAP | AltaGas Pomona Energy | caiso | SCE | SCE | Southern California Edison | SCE | CAISO | 1985-11-18 | 2019-09-06 | 1985 | 2018 | 22.78 | 51.77% | 22.78 | 44 | n/a | CT_NG | CT | CAISO_Peaker1 |  |  |  | CAISO_Peaker1 | 1986 | 2018 | 0 | CAISO | 44 | 1 | 44 | 1 | 1 | 2019-09-06 | 1 | CHINO_6_SMPPAP | #N/A | No | 40.6444 | 40.6444 | Not Found | #N/A | #N/A | #N/A | Not Found | #N/A | #N/A | #N/A | 40.6444 | 40.6444 | 40.6444 | 40.6444 |  |  | No |  | No | No | No
| CHINO_7_MILIKN | MN Milliken Genco LLC | caiso | SCE | SCE | Southern California Edison | SCE | CAISO | 2003-07-17 | 2050-12-31 | 2003 | 2050 | 1.21 | 63.68% | 1.21 | 1.9 | n/a | Biogas_ | Biogas_LandfillGas | CAISO_Biomass |  |  |  | CAISO_Biomass_for_CAISO | 2003 | 2050 | 0 | CAISO | 1.9 | 1 | 1.9 | 1 | 1 | 2050-12-31 | 1 | CHINO_7_MILIKN | FC | No | 1.3262 | 1.3262 | NQC List | 1.19 | 1.21 | BIOGAS | NQC List | 1.19 | 1.21 | BIOGAS | 1.19 | 1.21 | 1.19 | 1.21 |  |  | No |  | No | No | No
| Cholla_1 | Cholla 1 | teppc | PNM | PNM | Public Service Company of New Mexico | PNM_EPE | SW | 1962-05-01 | 2050-12-31 | 1962 | 2050 | 116 | 100% | 116 | 116 | ST-Coal | Steam_Coal | Coal | SW_Coal |  |  |  | SW_Coal | 1962 | 2050 | 0 | SW | 116 | 1 | 116 | 1 | 1 | 2050-12-31 | 1 | #N/A | #N/A | No | 116 | 116 | Not Found | #N/A | #N/A | #N/A | Not Found | #N/A | #N/A | #N/A | 116 | 116 | 116 | 116 |  |  | No |  | No | No | No
| Cholla_3 | Cholla 3 | teppc | PNM | PNM | Public Service Company of New Mexico | PNM_EPE | SW | 1980-05-01 | 2050-12-31 | 1980 | 2050 | 271 | 100% | 271 | 271 | ST-Coal | Steam_Coal | Coal | SW_Coal |  |  |  | SW_Coal | 1980 | 2050 | 0 | SW | 271 | 1 | 271 | 1 | 1 | 2050-12-31 | 1 | #N/A | #N/A | No | 271 | 271 | Not Found | #N/A | #N/A | #N/A | Not Found | #N/A | #N/A | #N/A | 271 | 271 | 271 | 271 |  |  | No |  | No | No | No
| Cholla_4 | Cholla-4 | teppc | PNM | PNM | Public Service Company of New Mexico | PNM_EPE | SW | 1981-06-01 | 2024-12-31 | 1981 | 2024 | 380 | 100% | 380 | 380 | ST-Coal | Steam_Coal | Coal | SW_Coal |  |  |  | SW_Coal | 1981 | 2024 | 0 | SW | 380 | 1 | 380 | 1 | 1 | 2024-12-31 | 1 | #N/A | #N/A | No | 380 | 380 | Not Found | #N/A | #N/A | #N/A | Not Found | #N/A | #N/A | #N/A | 380 | 380 | 380 | 380 |  |  | No |  | No | No | No
| ChristmasValley2 | Christmas Valley Solar II-PV(500) | teppc | PNM | PNM | Public Service Company of New Mexico | PNM_EPE | SW | 2012-10-15 | 2050-12-31 | 2012 | 2050 | 20 | 100% | 20 | 20 | SolarPV-NonTracking | FixedPV_sun | Solar_Fixed | SW_Solar |  |  |  | SW_Solar_for_Other | 2013 | 2050 | 0 | SW | 20 | 1 | 20 | 1 | 1 | 2050-12-31 | 1 | #N/A | #N/A | No | #N/A | #N/A | Not Found | #N/A | #N/A | #N/A | Not Found | #N/A | #N/A | #N/A | #N/A | #N/A |  |  |  |  | No |  | No | No | No
| CHWCHL_1_BIOMAS | Chow II Biomass to Energy | caiso | PGE_Valley | PGE_Valley | Pacific Gas and Electric Valley | PGE_Valley | CAISO | 2008-05-08 | 2050-12-31 | 2008 | 2050 | 9.78 | 90.56% | 9.78 | 10.8 | n/a | ST_Biomass | Biomass/Wood | CAISO_Biomass |  |  |  | CAISO_Biomass_for_CAISO | 2008 | 2050 | 0 | CAISO | 10.8 | 1 | 10.8 | 1 | 1 | 2050-12-31 | 1 | CHWCHL_1_BIOMAS | FC | No | 7.5384 | 7.5384 | NQC List | 9.33 | 10.01 | BIOMASS | NQC List | 9.3 | 9.64 | BIOMASS | 9.3 | 9.64 | 9.33 | 10.01 |  |  | No |  | No | No | No
| CHWCHL_1_UNIT | CHOW 2 PEAKER PLANT | caiso | PGE_Valley | PGE_Valley | Pacific Gas and Electric Valley | PGE_Valley | CAISO | 2001-06-13 | 2050-12-31 | 2001 | 2050 | 48 | 98.77% | 48 | 48.6 | ICE-NatGas | ICE_NG | ICE | CAISO_Reciprocating_Engine |  |  |  | CAISO_Reciprocating_Engine | 2001 | 2050 | 0 | CAISO | 48.6 | 1 | 48.6 | 1 | 1 | 2050-12-31 | 1 | CHWCHL_1_UNIT | FC | No | 48.4858 | 48.4858 | NQC List | 48 | 48 | NATURAL GAS | NQC List | 48 | 48 | NATURAL GAS | 48 | 48 | 48 | 48 |  |  | No |  | No | No | No
| CIB_4G2 | CIB 4G2 | teppc | BCHA | BCHA | British Columbia Transmission Company | BCHA_AESO | Excluded | 2015-06-01 | 2050-03-30 | 2015 | 2049 | 6.6 | 100% | 6.6 | 6.6 | Bio-ICE | ICE_Biomass | Biomass/Wood | Excluded_Biomass |  |  |  | Excluded | 2015 | 2049 | 0 | Excluded | 6.6 | 1 | 6.6 | 1 | 1 | 2050-03-30 | 1 | #N/A | #N/A | No | 0 | 0 | Not Found | #N/A | #N/A | #N/A | Not Found | #N/A | #N/A | #N/A | 0 | 0 | 0 | 0 |  |  | No |  | No | No | No
| Cimarron_Solar | Cimarron Solar¦Southern Turner Cimarron I Solar CIM1 | teppc | PNM | PNM | Public Service Company of New Mexico | PNM_EPE | SW | 2014-10-01 | 2050-12-31 | 2014 | 2050 | 30.2 | 100% | 30.2 | 30.2 | SolarPV-NonTracking | FixedPV_sun | Solar_Fixed | SW_Solar |  |  |  | SW_Solar_for_Other | 2015 | 2050 | 0 | SW | 30.2 | 1 | 30.2 | 1 | 1 | 2050-12-31 | 1 | #N/A | #N/A | No | #N/A | #N/A | Not Found | #N/A | #N/A | #N/A | Not Found | #N/A | #N/A | #N/A | #N/A | #N/A |  |  |  |  | No |  | No | No | No
| Cipres1 | Cipres-1 | teppc | CFE | CFE | Comisión Federal de Electricidad | CFE | Excluded | 1981-12-01 | 2030-01-01 | 1981 | 2029 | 28 | 100% | 28 | 28 | CT-OilDistillate | CT_Oil | CT | Excluded_Peaker |  |  |  | Excluded | 1982 | 2029 | 0 | Excluded | 28 | 1 | 28 | 1 | 1 | 2030-01-01 | 1 | #N/A | #N/A | No | 0 | 0 | Not Found | #N/A | #N/A | #N/A | Not Found | #N/A | #N/A | #N/A | 0 | 0 | 0 | 0 |  |  | No |  | No | No | No
| CKY_ROR_13 | CKY_ROR 13 | teppc | BCHA | BCHA | British Columbia Transmission Company | BCHA_AESO | Excluded | 2040-09-30 | 2050-03-30 | 2040 | 2049 | 282.5 | 100% | 282.5 | 282.5 | hydro | Hydro_Standard | Hydro | Excluded_Hydro |  |  |  | Excluded | 2041 | 2049 | 0 | Excluded | 282.5 | 1 | 282.5 | 1 | 1 | 2050-03-30 | 1 | #N/A | #N/A | No | 0 | 0 | Not Found | #N/A | #N/A | #N/A | Not Found | #N/A | #N/A | #N/A | 0 | 0 | 0 | 0 |  |  | No |  | No | No | No
| Clark_11 | Clark CT 11 | teppc | NEVP | NEVP | Nevada Power Company | NEVP | SW | 2008-07-01 | 2039-12-31 | 2008 | 2039 | 57 | 100% | 57 | 57 | CT-NatGas-Aero | CT_NG | CT | SW_Peaker |  |  |  | SW_Peaker | 2008 | 2039 | 0 | SW | 57 | 1 | 57 | 1 | 1 | 2039-12-31 | 1 | #N/A | #N/A | No | 57 | 57 | Not Found | #N/A | #N/A | #N/A | Not Found | #N/A | #N/A | #N/A | 57 | 57 | 57 | 57 |  |  | No |  | No | No | No
| Clark_12 | Clark CT 12 | teppc | NEVP | NEVP | Nevada Power Company | NEVP | SW | 2008-11-01 | 2039-12-31 | 2008 | 2039 | 57 | 100% | 57 | 57 | CT-NatGas-Aero | CT_NG | CT | SW_Peaker |  |  |  | SW_Peaker | 2009 | 2039 | 0 | SW | 57 | 1 | 57 | 1 | 1 | 2039-12-31 | 1 | #N/A | #N/A | No | 57 | 57 | Not Found | #N/A | #N/A | #N/A | Not Found | #N/A | #N/A | #N/A | 57 | 57 | 57 | 57 |  |  | No |  | No | No | No
| Clark_13 | Clark CT 13 | teppc | NEVP | NEVP | Nevada Power Company | NEVP | SW | 2008-07-01 | 2039-12-31 | 2008 | 2039 | 57 | 100% | 57 | 57 | CT-NatGas-Aero | CT_NG | CT | SW_Peaker |  |  |  | SW_Peaker | 2008 | 2039 | 0 | SW | 57 | 1 | 57 | 1 | 1 | 2039-12-31 | 1 | #N/A | #N/A | No | 57 | 57 | Not Found | #N/A | #N/A | #N/A | Not Found | #N/A | #N/A | #N/A | 57 | 57 | 57 | 57 |  |  | No |  | No | No | No
| Clark_14 | Clark CT 14 | teppc | NEVP | NEVP | Nevada Power Company | NEVP | SW | 2008-07-01 | 2039-12-31 | 2008 | 2039 | 57 | 100% | 57 | 57 | CT-NatGas-Aero | CT_NG | CT | SW_Peaker |  |  |  | SW_Peaker | 2008 | 2039 | 0 | SW | 57 | 1 | 57 | 1 | 1 | 2039-12-31 | 1 | #N/A | #N/A | No | 57 | 57 | Not Found | #N/A | #N/A | #N/A | Not Found | #N/A | #N/A | #N/A | 57 | 57 | 57 | 57 |  |  | No |  | No | No | No
| Clark_15 | Clark CT 15 | teppc | NEVP | NEVP | Nevada Power Company | NEVP | SW | 2008-07-01 | 2039-12-31 | 2008 | 2039 | 57 | 100% | 57 | 57 | CT-NatGas-Aero | CT_NG | CT | SW_Peaker |  |  |  | SW_Peaker | 2008 | 2039 | 0 | SW | 57 | 1 | 57 | 1 | 1 | 2039-12-31 | 1 | #N/A | #N/A | No | 57 | 57 | Not Found | #N/A | #N/A | #N/A | Not Found | #N/A | #N/A | #N/A | 57 | 57 | 57 | 57 |  |  | No |  | No | No | No
| Clark_16 | Clark CT 16 | teppc | NEVP | NEVP | Nevada Power Company | NEVP | SW | 2008-07-01 | 2039-12-31 | 2008 | 2039 | 57 | 100% | 57 | 57 | CT-NatGas-Aero | CT_NG | CT | SW_Peaker |  |  |  | SW_Peaker | 2008 | 2039 | 0 | SW | 57 | 1 | 57 | 1 | 1 | 2039-12-31 | 1 | #N/A | #N/A | No | 57 | 57 | Not Found | #N/A | #N/A | #N/A | Not Found | #N/A | #N/A | #N/A | 57 | 57 | 57 | 57 |  |  | No |  | No | No | No
| Clark_17 | Clark CT 17 | teppc | NEVP | NEVP | Nevada Power Company | NEVP | SW | 2008-07-01 | 2039-12-31 | 2008 | 2039 | 57 | 100% | 57 | 57 | CT-NatGas-Aero | CT_NG | CT | SW_Peaker |  |  |  | SW_Peaker | 2008 | 2039 | 0 | SW | 57 | 1 | 57 | 1 | 1 | 2039-12-31 | 1 | #N/A | #N/A | No | 57 | 57 | Not Found | #N/A | #N/A | #N/A | Not Found | #N/A | #N/A | #N/A | 57 | 57 | 57 | 57 |  |  | No |  | No | No | No
| Clark_18 | Clark CT 18 | teppc | NEVP | NEVP | Nevada Power Company | NEVP | SW | 2008-07-01 | 2039-12-31 | 2008 | 2039 | 57 | 100% | 57 | 57 | CT-NatGas-Aero | CT_NG | CT | SW_Peaker |  |  |  | SW_Peaker | 2008 | 2039 | 0 | SW | 57 | 1 | 57 | 1 | 1 | 2039-12-31 | 1 | #N/A | #N/A | No | 57 | 57 | Not Found | #N/A | #N/A | #N/A | Not Found | #N/A | #N/A | #N/A | 57 | 57 | 57 | 57 |  |  | No |  | No | No | No
| Clark_19 | Clark CT 19 | teppc | NEVP | NEVP | Nevada Power Company | NEVP | SW | 2008-11-01 | 2039-12-31 | 2008 | 2039 | 57 | 100% | 57 | 57 | CT-NatGas-Aero | CT_NG | CT | SW_Peaker |  |  |  | SW_Peaker | 2009 | 2039 | 0 | SW | 57 | 1 | 57 | 1 | 1 | 2039-12-31 | 1 | #N/A | #N/A | No | 57 | 57 | Not Found | #N/A | #N/A | #N/A | Not Found | #N/A | #N/A | #N/A | 57 | 57 | 57 | 57 |  |  | No |  | No | No | No
| Clark_20 | Clark CT 20 | teppc | NEVP | NEVP | Nevada Power Company | NEVP | SW | 2008-08-01 | 2039-12-31 | 2008 | 2039 | 57 | 100% | 57 | 57 | CT-NatGas-Aero | CT_NG | CT | SW_Peaker |  |  |  | SW_Peaker | 2008 | 2039 | 0 | SW | 57 | 1 | 57 | 1 | 1 | 2039-12-31 | 1 | #N/A | #N/A | No | 57 | 57 | Not Found | #N/A | #N/A | #N/A | Not Found | #N/A | #N/A | #N/A | 57 | 57 | 57 | 57 |  |  | No |  | No | No | No
| Clark_21 | Clark CT 21 | teppc | NEVP | NEVP | Nevada Power Company | NEVP | SW | 2008-11-01 | 2039-12-31 | 2008 | 2039 | 57 | 100% | 57 | 57 | CT-NatGas-Aero | CT_NG | CT | SW_Peaker |  |  |  | SW_Peaker | 2009 | 2039 | 0 | SW | 57 | 1 | 57 | 1 | 1 | 2039-12-31 | 1 | #N/A | #N/A | No | 57 | 57 | Not Found | #N/A | #N/A | #N/A | Not Found | #N/A | #N/A | #N/A | 57 | 57 | 57 | 57 |  |  | No |  | No | No | No
| Clark_22 | Clark CT 22 | teppc | NEVP | NEVP | Nevada Power Company | NEVP | SW | 2008-09-01 | 2039-12-31 | 2008 | 2039 | 57 | 100% | 57 | 57 | CT-NatGas-Aero | CT_NG | CT | SW_Peaker |  |  |  | SW_Peaker | 2009 | 2039 | 0 | SW | 57 | 1 | 57 | 1 | 1 | 2039-12-31 | 1 | #N/A | #N/A | No | 57 | 57 | Not Found | #N/A | #N/A | #N/A | Not Found | #N/A | #N/A | #N/A | 57 | 57 | 57 | 57 |  |  | No |  | No | No | No
| Clark_4 | Clark-GT4 | teppc | PNM | PNM | Public Service Company of New Mexico | PNM_EPE | SW | 1973-06-01 | 2020-09-01 | 1973 | 2019 | 72.4 | 100% | 72.4 | 72.4 | CT-NatGas-Industrial | CT_NG | CT | SW_Peaker |  |  |  | SW_Peaker | 1973 | 2019 | 0 | SW | 72.4 | 1 | 72.4 | 1 | 1 | 2020-09-01 | 1 | #N/A | #N/A | No | 72.4 | 72.4 | Not Found | #N/A | #N/A | #N/A | Not Found | #N/A | #N/A | #N/A | 72.4 | 72.4 | 72.4 | 72.4 |  |  | No |  | No | No | No
| Clark_Canyon | Clark Canyon Dam-1 | teppc | CISC | CISC | Southern California Edison | SCE | CAISO | 2013-03-01 | 2050-12-31 | 2013 | 2050 | 4.7 | 100% | 4.7 | 4.7 | Hydro | Hydro_Standard | Hydro | CAISO_Hydro |  |  |  | CAISO_Hydro | 2013 | 2050 | 0 | CAISO | 4.7 | 1 | 4.7 | 1 | 1 | 2050-12-31 | 1 | Clark_Canyon | #N/A | No | 3.9751 | 3.9751 | Not Found | #N/A | #N/A | #N/A | Not Found | #N/A | #N/A | #N/A | 3.9751 | 3.9751 | 3.9751 | 3.9751 |  |  | No |  | No | No | No
| Clark_CC1 | ClarkCC1 (Total CC Plant) | teppc | NEVP | NEVP | Nevada Power Company | NEVP | SW | 1979-05-01 | 2033-12-31 | 1979 | 2033 | 250 | 100% | 250 | 250 | CCWhole-NatGas-Industrial | CC_NG | CC | SW_CCGT |  |  |  | SW_CCGT | 1979 | 2033 | 0 | SW | 250 | 1 | 250 | 1 | 1 | 2033-12-31 | 1 | #N/A | #N/A | No | 250 | 250 | Not Found | #N/A | #N/A | #N/A | Not Found | #N/A | #N/A | #N/A | 250 | 250 | 250 | 250 |  |  | No |  | No | No | No
| Clark_CC2 | ClarkCC2 (Total CC Plant) | teppc | NEVP | NEVP | Nevada Power Company | NEVP | SW | 1980-06-01 | 2034-12-31 | 1980 | 2034 | 250 | 100% | 250 | 250 | CCWhole-NatGas-Industrial | CC_NG | CC | SW_CCGT |  |  |  | SW_CCGT | 1980 | 2034 | 0 | SW | 250 | 1 | 250 | 1 | 1 | 2034-12-31 | 1 | #N/A | #N/A | No | 250 | 250 | Not Found | #N/A | #N/A | #N/A | Not Found | #N/A | #N/A | #N/A | 250 | 250 | 250 | 250 |  |  | No |  | No | No | No
| Clark_Mountain_3 | Tracy (Clark Mountain) GT3 | teppc | SPPC | SPPC | Nevada Power Company | NEVP | SW | 1994-07-01 | 2030-01-01 | 1994 | 2029 | 70 | 100% | 70 | 70 | CT-NatGas-Industrial | CT_NG | CT | SW_Peaker |  |  |  | SW_Peaker | 1994 | 2029 | 0 | SW | 70 | 1 | 70 | 1 | 1 | 2030-01-01 | 1 | #N/A | #N/A | No | 70 | 70 | Not Found | #N/A | #N/A | #N/A | Not Found | #N/A | #N/A | #N/A | 70 | 70 | 70 | 70 |  |  | No |  | No | No | No
| Clark_Mountain_4 | Tracy (Clark Mountain) GT4 | teppc | SPPC | SPPC | Nevada Power Company | NEVP | SW | 1994-07-01 | 2030-01-01 | 1994 | 2029 | 70 | 100% | 70 | 70 | CT-NatGas-Industrial | CT_NG | CT | SW_Peaker |  |  |  | SW_Peaker | 1994 | 2029 | 0 | SW | 70 | 1 | 70 | 1 | 1 | 2030-01-01 | 1 | #N/A | #N/A | No | 70 | 70 | Not Found | #N/A | #N/A | #N/A | Not Found | #N/A | #N/A | #N/A | 70 | 70 | 70 | 70 |  |  | No |  | No | No | No
| CLC_13G1 | CLC 13G1 | teppc | BCHA | BCHA | British Columbia Transmission Company | BCHA_AESO | Excluded | 2020-02-15 | 2050-03-30 | 2020 | 2049 | 11.1 | 100% | 11.1 | 11.1 | hydro | Hydro_Standard | Hydro | Excluded_Hydro |  |  |  | Excluded | 2020 | 2049 | 0 | Excluded | 11.1 | 1 | 11.1 | 1 | 1 | 2050-03-30 | 1 | #N/A | #N/A | No | 0 | 0 | Not Found | #N/A | #N/A | #N/A | Not Found | #N/A | #N/A | #N/A | 0 | 0 | 0 | 0 |  |  | No |  | No | No | No
| Clear_Lake_ID | Clear Lake-1 | teppc | IPMV | IPMV | Idaho Magic Valley | IPCO | NW | 1936-12-01 | 2050-12-31 | 1936 | 2050 | 15 | 100% | 15 | 15 | Hydro | Hydro_Standard | Hydro | NW_Hydro |  |  |  | NW_Hydro | 1937 | 2050 | 0 | NW | 15 | 1 | 15 | 1 | 1 | 2050-12-31 | 1 | #N/A | #N/A | No | #N/A | #N/A | Not Found | #N/A | #N/A | #N/A | Not Found | #N/A | #N/A | #N/A | #N/A | #N/A |  |  |  |  | No |  | No | No | No
| Clearwater1 | Clearwater 1-1 | teppc | PACW | PACW | PacifiCorp – West | PACW | NW | 1953-06-01 | 2050-12-31 | 1953 | 2050 | 15 | 100% | 15 | 15 | Hydro | Hydro_Standard | Hydro | NW_Small_Hydro |  |  |  | NW_Small_Hydro_for_Other | 1953 | 2050 | 0 | NW | 15 | 1 | 15 | 1 | 1 | 2050-12-31 | 1 | #N/A | #N/A | No | 7.5 | 7.5 | Not Found | #N/A | #N/A | #N/A | Not Found | #N/A | #N/A | #N/A | 7.5 | 7.5 | 7.5 | 7.5 |  |  | No |  | No | No | No
| Clearwater2 | Clearwater 2-1 | teppc | PACW | PACW | PacifiCorp – West | PACW | NW | 1953-11-01 | 2050-12-31 | 1953 | 2050 | 26 | 100% | 26 | 26 | Hydro | Hydro_Standard | Hydro | NW_Small_Hydro |  |  |  | NW_Small_Hydro_for_Other | 1954 | 2050 | 0 | NW | 26 | 1 | 26 | 1 | 1 | 2050-12-31 | 1 | #N/A | #N/A | No | 13 | 13 | Not Found | #N/A | #N/A | #N/A | Not Found | #N/A | #N/A | #N/A | 13 | 13 | 13 | 13 |  |  | No |  | No | No | No
| ClearwaterPaper3 | Clearwater Paper IPP Lewiston-GEN3 | teppc | AVA | AVA | Avista Corp. | BPAT | NW | 1981-07-01 | 2050-12-31 | 1981 | 2050 | 28.8 | 100% | 28.8 | 28.8 | Bio-ST | ST_Biomass | Biomass/Wood | NW_Biomass |  |  |  | NW_Biomass_for_Other | 1981 | 2050 | 0 | NW | 28.8 | 1 | 28.8 | 1 | 1 | 2050-12-31 | 1 | #N/A | #N/A | No | 20.1024 | 20.1024 | Not Found | #N/A | #N/A | #N/A | Not Found | #N/A | #N/A | #N/A | 20.1024 | 20.1024 | 20.1024 | 20.1024 |  |  | No |  | No | No | No
| ClearwaterPaper4 | Clearwater Paper IPP Lewiston-GEN4 | teppc | AVA | AVA | Avista Corp. | BPAT | NW | 1991-02-01 | 2050-12-31 | 1991 | 2050 | 65 | 100% | 65 | 65 | Bio-ST | ST_Biomass | Biomass/Wood | NW_Biomass |  |  |  | NW_Biomass_for_Other | 1991 | 2050 | 0 | NW | 65 | 1 | 65 | 1 | 1 | 2050-12-31 | 1 | #N/A | #N/A | No | 45.37 | 45.37 | Not Found | #N/A | #N/A | #N/A | Not Found | #N/A | #N/A | #N/A | 45.37 | 45.37 | 45.37 | 45.37 |  |  | No |  | No | No | No
| CLOVDL_1_SOLAR | Cloverdale Solar I | caiso | PGE_Bay | PGE_Bay | Pacific Gas and Electric Bay | PGE_Bay | CAISO | 2014-06-26 | 2050-12-31 | 2014 | 2050 | 1.5 | 100% | 1.5 | 1.5 | n/a | PVgeneric_sun | Solar_Fixed | CAISO_Solar |  |  |  | CAISO_Solar_for_CAISO | 2014 | 2050 | 0 | CAISO | 1.5 | 1 | 1.5 | 1 | 1 | 2050-12-31 | 1 | CLOVDL_1_SOLAR | ID | No | 0.405 | 0.21 | NQC List | 0.41 | 0.21 | SUN | NQC List | 0.41 | 0.21 | SUN | 0.41 | 0.21 | 0.41 | 0.21 |  |  | No |  | No | No | No
| CLOVER_2_UNIT | Clover Creek | caiso | PGE_Valley | PGE_Valley | Pacific Gas and Electric Valley | PGE_Valley | CAISO | 1986-02-21 | 2050-12-31 | 1986 | 2050 | 0.99 | 100% | 0.99 | 0.99 | n/a | Hydro_Standard | Hydro | CAISO_Small_Hydro |  |  |  | CAISO_Small_Hydro_for_CAISO | 1986 | 2050 | 0 | CAISO | 0.99 | 1 | 0.99 | 1 | 1 | 2050-12-31 | 1 | CLOVER_2_UNIT | FC | No | 0.495 | 0.495 | NQC List | 0.22 | 0.13 | WATER | NQC List | 0.13 | 0.06 | WATER | 0.13 | 0.06 | 0.22 | 0.13 |  |  | No |  | No | No | No
| Cloverbar_GT1 | Cloverbar GT1-1 | teppc | AESO | AESO | Alberta Electric System Operator | BCHA_AESO | Excluded | 2008-06-01 | 2050-12-01 | 2008 | 2050 | 48 | 100% | 48 | 48 | CT-NatGas-Industrial | CT_NG | CT | Excluded_Peaker |  |  |  | Excluded | 2008 | 2050 | 0 | Excluded | 48 | 1 | 48 | 1 | 1 | 2050-12-01 | 1 | #N/A | #N/A | No | 0 | 0 | Not Found | #N/A | #N/A | #N/A | Not Found | #N/A | #N/A | #N/A | 0 | 0 | 0 | 0 |  |  | No |  | No | No | No
| Cloverbar_GT2 | Cloverbar GT2-2 | teppc | AESO | AESO | Alberta Electric System Operator | BCHA_AESO | Excluded | 2008-10-01 | 2050-12-01 | 2008 | 2050 | 101 | 100% | 101 | 101 | CT-NatGas-Industrial | CT_NG | CT | Excluded_Peaker |  |  |  | Excluded | 2009 | 2050 | 0 | Excluded | 101 | 1 | 101 | 1 | 1 | 2050-12-01 | 1 | #N/A | #N/A | No | 0 | 0 | Not Found | #N/A | #N/A | #N/A | Not Found | #N/A | #N/A | #N/A | 0 | 0 | 0 | 0 |  |  | No |  | No | No | No
| Cloverbar_GT3 | Cloverbar GT3-3 | teppc | AESO | AESO | Alberta Electric System Operator | BCHA_AESO | Excluded | 2010-02-01 | 2050-12-31 | 2010 | 2050 | 101 | 100% | 101 | 101 | CT-NatGas-Industrial | CT_NG | CT | Excluded_Peaker |  |  |  | Excluded | 2010 | 2050 | 0 | Excluded | 101 | 1 | 101 | 1 | 1 | 2050-12-31 | 1 | #N/A | #N/A | No | 0 | 0 | Not Found | #N/A | #N/A | #N/A | Not Found | #N/A | #N/A | #N/A | 0 | 0 | 0 | 0 |  |  | No |  | No | No | No
| Clowhom_1 | Clowhom-1_Clowhom-1_BCH-COM | teppc | BCHA | BCHA | British Columbia Transmission Company | BCHA_AESO | Excluded | 2015-10-01 | 2033-03-31 | 2015 | 2032 | 45 | 100% | 45 | 45 | Hydro | Hydro_Standard | Hydro | Excluded_Hydro |  |  |  | Excluded | 2016 | 2032 | 0 | Excluded | 45 | 1 | 45 | 1 | 1 | 2033-03-31 | 1 | #N/A | #N/A | No | 0 | 0 | Not Found | #N/A | #N/A | #N/A | Not Found | #N/A | #N/A | #N/A | 0 | 0 | 0 | 0 |  |  | No |  | No | No | No
| CLRKRD_6_LIMESD | Lime Saddle Hydro | caiso | PGE_Valley | PGE_Valley | Pacific Gas and Electric Valley | PGE_Valley | CAISO | 1906-01-01 | 2050-12-31 | 1906 | 2050 | 2 | 100% | 2 | 2 | n/a | Hydro_Standard | Hydro | CAISO_Small_Hydro |  |  |  | CAISO_Small_Hydro_for_CAISO | 1906 | 2050 | 0 | CAISO | 2 | 1 | 2 | 1 | 1 | 2050-12-31 | 1 | CLRKRD_6_LIMESD | FC | No | 1 | 1 | NQC List | 0.4 | 0.43 | WATER | NQC List | 0.63 | 0.46 | WATER | 0.63 | 0.46 | 0.4 | 0.43 |  |  | No |  | No | No | No
| CLRMTK_1_QF | SMALL QF AGGREGATION - OAKLAND | caiso | PGE_Bay | PGE_Bay | Pacific Gas and Electric Bay | PGE_Bay | CAISO | 1983-12-05 | 2050-12-31 | 1984 | 2050 | 0 | 0% |  | 1.25 | n/a | Cogen_NG | Cogen | CAISO_CHP |  |  |  | CAISO_CHP | 1984 | 2050 | 0 | CAISO | 1.25 | 1 | 1.25 | 1 | 1 | 2050-12-31 | 1 | CLRMTK_1_QF | FC | No | 0.7925 | 0.7925 | NQC List | 0 | 0 | NATURAL GAS | NQC List | 0 | 0 | NATURAL GAS | 0 | 0 | 0 | 0 |  |  | No |  | No | No | No
| ClrSpringsTrout | Clear Springs Trout-1 | teppc | IPFE | IPFE | Idaho Far East | IPCO | NW | 1983-11-02 | 2050-12-31 | 1983 | 2050 | 0.52 | 100% | 0.52 | 0.52 | Hydro | Hydro_Standard | Hydro | NW_Hydro |  |  |  | NW_Hydro | 1984 | 2050 | 0 | NW | 0.52 | 1 | 0.52 | 1 | 1 | 2050-12-31 | 1 | #N/A | #N/A | No | #N/A | #N/A | Not Found | #N/A | #N/A | #N/A | Not Found | #N/A | #N/A | #N/A | #N/A | #N/A |  |  |  |  | No |  | No | No | No
| ClrwatrFishHtch | Dworshak_Clearwater Fish Hatchery-HY1 | teppc | PNM | PNM | Public Service Company of New Mexico | PNM_EPE | SW | 1998-06-01 | 2030-04-15 | 1998 | 2029 | 2.9 | 100% | 2.9 | 2.9 | Hydro | Hydro_Standard | Hydro | SW_Hydro |  |  |  | SW_Hydro | 1998 | 2029 | 0 | SW | 2.9 | 1 | 2.9 | 1 | 1 | 2030-04-15 | 1 | #N/A | #N/A | No | #N/A | #N/A | Not Found | #N/A | #N/A | #N/A | Not Found | #N/A | #N/A | #N/A | #N/A | #N/A |  |  |  |  | No |  | No | No | No
| CMBHL_2 | CMBHL 2 | teppc | BPAT | BPAT | Bonneville Power Administration – Transmission | BPAT | NW | 1986-04-15 | 2050-12-31 | 1986 | 2050 | 0.1 | 100% | 0.1 | 0.1 | VAR-Device | VAR_NOTGEN | None | NW_Var-DEVICE |  |  |  | #N/A | 1986 | 2050 | 0 | NW | 0.1 | 1 | 0.1 | 1 | 1 | 2050-12-31 | 1 | #N/A | #N/A | No | #N/A | #N/A | Not Found | #N/A | #N/A | #N/A | Not Found | #N/A | #N/A | #N/A | #N/A | #N/A |  |  |  |  | No |  | No | No | No
| CMH_3_3 | CMH 3-3 | teppc | AESO | AESO | Alberta Electric System Operator | BCHA_AESO | Excluded | 1974-01-01 | 2050-12-01 | 1974 | 2050 | 37.8 | 100% | 37.8 | 37.8 | ST-NatGas | ST_NG | Steam | Excluded_ST |  |  |  | Excluded | 1974 | 2050 | 0 | Excluded | 37.8 | 1 | 37.8 | 1 | 1 | 2050-12-01 | 1 | #N/A | #N/A | No | 0 | 0 | Not Found | #N/A | #N/A | #N/A | Not Found | #N/A | #N/A | #N/A | 0 | 0 | 0 | 0 |  |  | No |  | No | No | No
| CNTNLA_2_SOLAR1 | Centinela Solar Energy I | caiso | SDGE | SDGE | San Diego Gas and Electric | SDGE | CAISO | 2014-07-30 | 2050-12-31 | 2014 | 2050 | 125 | 100% | 125 | 125 | n/a | PVgeneric_sun | Solar_Fixed | CAISO_Solar |  |  |  | CAISO_Solar_for_CAISO | 2014 | 2050 | 0 | CAISO | 125 | 1 | 125 | 1 | 1 | 2050-12-31 | 1 | CNTNLA_2_SOLAR1 | FC | No | 33.75 | 17.5 | NQC List | 33.75 | 17.5 | SUN | NQC List | 33.75 | 17.5 | SUN | 33.75 | 17.5 | 33.75 | 17.5 |  |  | No |  | No | No | No
| CNTNLA_2_SOLAR2 | Centinels Solar Energy 2 | caiso | SDGE | SDGE | San Diego Gas and Electric | SDGE | CAISO | 2014-08-15 | 2050-12-31 | 2014 | 2050 | 45.6 | 100% | 45.6 | 45.6 | n/a | PVgeneric_sun | Solar_Fixed | CAISO_Solar |  |  |  | CAISO_Solar_for_CAISO | 2015 | 2050 | 0 | CAISO | 45.6 | 1 | 45.6 | 1 | 1 | 2050-12-31 | 1 | CNTNLA_2_SOLAR2 | FC | No | 12.312 | 6.384 | NQC List | 12.31 | 6.38 | SUN | NQC List | 0 | 6.38 | SUN | 0 | 6.38 | 12.31 | 6.38 |  |  | No |  | No | No | No
| CNTRVL_6_UNIT | Centerville | caiso | PGE_Valley | PGE_Valley | Pacific Gas and Electric Valley | PGE_Valley | CAISO | 1899-12-31 | 2050-12-31 | 1900 | 2050 | 6.4 | 100% | 6.4 | 6.4 | n/a | Hydro_Standard | Hydro | CAISO_Small_Hydro |  |  |  | CAISO_Small_Hydro_for_CAISO | 1900 | 2050 | 0 | CAISO | 6.4 | 1 | 6.4 | 1 | 1 | 2050-12-31 | 1 | CNTRVL_6_UNIT | FC | No | 3.2 | 3.2 | NQC List | 0 | 0 | WATER | NQC List | 4.62 | 4.57 | WATER | 4.62 | 4.57 | 0 | 0 |  |  | No |  | No | No | No
| Coachella_1 | Coachella 1 | teppc | IID | IID | Imperial Irrigation District | IID | IID | 1973-06-01 | 2050-12-31 | 1973 | 2050 | 20 | 100% | 20 | 20 | CT-OilDistillate | CT_Oil | CT | IID_Peaker |  |  |  | IID_Peaker | 1973 | 2050 | 0 | IID | 20 | 1 | 20 | 1 | 1 | 2050-12-31 | 1 | #N/A | #N/A | No | 20 | 20 | Not Found | #N/A | #N/A | #N/A | Not Found | #N/A | #N/A | #N/A | 20 | 20 | 20 | 20 |  |  | No |  | No | No | No
| Coachella_2 | Coachella 2 | teppc | IID | IID | Imperial Irrigation District | IID | IID | 1991-11-01 | 2050-12-31 | 1991 | 2050 | 20 | 100% | 20 | 20 | CT-OilDistillate | CT_Oil | CT | IID_Peaker |  |  |  | IID_Peaker | 1992 | 2050 | 0 | IID | 20 | 1 | 20 | 1 | 1 | 2050-12-31 | 1 | #N/A | #N/A | No | 20 | 20 | Not Found | #N/A | #N/A | #N/A | Not Found | #N/A | #N/A | #N/A | 20 | 20 | 20 | 20 |  |  | No |  | No | No | No
| Coachella_3 | Coachella 3 | teppc | IID | IID | Imperial Irrigation District | IID | IID | 1974-04-01 | 2050-12-31 | 1974 | 2050 | 20 | 100% | 20 | 20 | CT-OilDistillate | CT_Oil | CT | IID_Peaker |  |  |  | IID_Peaker | 1974 | 2050 | 0 | IID | 20 | 1 | 20 | 1 | 1 | 2050-12-31 | 1 | #N/A | #N/A | No | 20 | 20 | Not Found | #N/A | #N/A | #N/A | Not Found | #N/A | #N/A | #N/A | 20 | 20 | 20 | 20 |  |  | No |  | No | No | No
| Coachella_4 | Coachella 4 | teppc | IID | IID | Imperial Irrigation District | IID | IID | 1976-12-01 | 2050-12-31 | 1976 | 2050 | 20 | 100% | 20 | 20 | CT-OilDistillate | CT_Oil | CT | IID_Peaker |  |  |  | IID_Peaker | 1977 | 2050 | 0 | IID | 20 | 1 | 20 | 1 | 1 | 2050-12-31 | 1 | #N/A | #N/A | No | 20 | 20 | Not Found | #N/A | #N/A | #N/A | Not Found | #N/A | #N/A | #N/A | 20 | 20 | 20 | 20 |  |  | No |  | No | No | No
| Coachella_Battery | Coachella Battery Storage Project 1¦BATTERY ENERGY STORAGE SYSTEM IID | teppc | IID | IID | Imperial Irrigation District | IID | IID | 2016-09-01 | 2050-12-31 | 2016 | 2050 | 31 | 100% | 31 | 31 | ES-4HR-Generic | Battery_ | Battery Storage | IID_Li_Battery |  |  |  | #N/A | 2017 | 2050 | 0 | IID | 31 | 1 | 31 | 1 | 1 | 2050-12-31 | 1 | #N/A | #N/A | No | #N/A | #N/A | Not Found | #N/A | #N/A | #N/A | Not Found | #N/A | #N/A | #N/A | #N/A | #N/A |  |  |  |  | No |  | No | No | No
| Coastal_Energy | Coastal Energy Project-1 | teppc | PNM | PNM | Public Service Company of New Mexico | PNM_EPE | SW | 2010-09-15 | 2050-12-31 | 2010 | 2050 | 6 | 100% | 6 | 6 | WT-Onshore | wind_onshorewind | Wind | SW_Wind |  |  |  | SW_Wind_for_Other | 2011 | 2050 | 0 | SW | 6 | 1 | 6 | 1 | 1 | 2050-12-31 | 1 | #N/A | #N/A | No | #N/A | #N/A | Not Found | #N/A | #N/A | #N/A | Not Found | #N/A | #N/A | #N/A | #N/A | #N/A |  |  |  |  | No |  | No | No | No
| Cochrane_COC1 | Cochrane-COC1 | teppc | NWMT | NWMT | NorthWestern Energy | NWMT_WAUW | NW | 1958-07-01 | 2050-12-31 | 1958 | 2050 | 32 | 100% | 32 | 32 | Hydro | Hydro_Standard | Hydro | NW_Hydro |  |  |  | NW_Hydro | 1958 | 2050 | 0 | NW | 32 | 1 | 32 | 1 | 1 | 2050-12-31 | 1 | #N/A | #N/A | No | #N/A | #N/A | Not Found | #N/A | #N/A | #N/A | Not Found | #N/A | #N/A | #N/A | #N/A | #N/A |  |  |  |  | No |  | No | No | No
| Cochrane_COC2 | Cochrane-COC2 | teppc | NWMT | NWMT | NorthWestern Energy | NWMT_WAUW | NW | 1958-07-01 | 2050-12-31 | 1958 | 2050 | 32 | 100% | 32 | 32 | Hydro | Hydro_Standard | Hydro | NW_Hydro |  |  |  | NW_Hydro | 1958 | 2050 | 0 | NW | 32 | 1 | 32 | 1 | 1 | 2050-12-31 | 1 | #N/A | #N/A | No | #N/A | #N/A | Not Found | #N/A | #N/A | #N/A | Not Found | #N/A | #N/A | #N/A | #N/A | #N/A |  |  |  |  | No |  | No | No | No
| COCOPP_2_CTG1 | Marsh Landing 1 | caiso | PGE_Bay | PGE_Bay | Pacific Gas and Electric Bay | PGE_Bay | CAISO | 2013-05-01 | 2050-12-31 | 2013 | 2050 | 201.9 | 98.87% | 201.9 | 204.2 | CT-NatGas-Industrial | CT_NG | CT | CAISO_Peaker2 |  |  |  | CAISO_Peaker2 | 2013 | 2050 | 0 | CAISO | 204.2 | 1 | 204.2 | 1 | 1 | 2050-12-31 | 1 | COCOPP_2_CTG1 | FC | No | 196.2966 | 196.2966 | NQC List | 192.29 | 193.74 | NATURAL GAS | NQC List | 190 | 190.9 | NATURAL GAS | 190 | 190.9 | 192.29 | 193.74 |  |  | No |  | No | No | No
| COCOPP_2_CTG2 | Marsh Landing 2 | caiso | PGE_Bay | PGE_Bay | Pacific Gas and Electric Bay | PGE_Bay | CAISO | 2013-05-01 | 2050-12-31 | 2013 | 2050 | 201.4 | 99.36% | 201.4 | 202.7 | CT-NatGas-Industrial | CT_NG | CT | CAISO_Peaker2 |  |  |  | CAISO_Peaker2 | 2013 | 2050 | 0 | CAISO | 202.7 | 1 | 202.7 | 1 | 1 | 2050-12-31 | 1 | COCOPP_2_CTG2 | FC | No | 194.8547 | 194.8547 | NQC List | 191.53 | 192.9 | NATURAL GAS | NQC List | 189.21 | 191.1 | NATURAL GAS | 189.21 | 191.1 | 191.53 | 192.9 |  |  | No |  | No | No | No
| COCOPP_2_CTG3 | Marsh Landing 3 | caiso | PGE_Bay | PGE_Bay | Pacific Gas and Electric Bay | PGE_Bay | CAISO | 2013-05-01 | 2050-12-31 | 2013 | 2050 | 200.9 | 96.14% | 200.9 | 208.96 | CT-NatGas-Industrial | CT_NG | CT | CAISO_Peaker2 |  |  |  | CAISO_Peaker2 | 2013 | 2050 | 0 | CAISO | 208.96 | 1 | 208.96 | 1 | 1 | 2050-12-31 | 1 | COCOPP_2_CTG3 | FC | No | 200.8724 | 200.8724 | NQC List | 190.77 | 192.21 | NATURAL GAS | NQC List | 188.5 | 190.4 | NATURAL GAS | 188.5 | 190.4 | 190.77 | 192.21 |  |  | No |  | No | No | No
| COCOPP_2_CTG4 |  | caiso | PGE_Bay | PGE_Bay | Pacific Gas and Electric Bay | PGE_Bay | CAISO | 2013-05-01 | 2050-12-31 | 2013 | 2050 | 202.6 | 99.17% | 202.6 | 204.29 | CT-NatGas-Industrial | CT_NG | CT | CAISO_Peaker2 |  |  |  | CAISO_Peaker2 | 2013 | 2050 | 0 | CAISO | 204.29 | 1 | 204.29 | 1 | 1 | 2050-12-31 | 1 | COCOPP_2_CTG4 | FC | No | 196.3832 | 196.3832 | NQC List | 192.12 | 193.54 | NATURAL GAS | NQC List | 189.89 | 191.8 | NATURAL GAS | 189.89 | 191.8 | 192.12 | 193.54 |  |  | No |  | No | No | No
| COCOSB_6_SOLAR | Oakley Solar Project | caiso | PGE_Bay | PGE_Bay | Pacific Gas and Electric Bay | PGE_Bay | CAISO | 2013-06-12 | 2050-12-31 | 2013 | 2050 | 1.5 | 100% | 1.5 | 1.5 | n/a | PVgeneric_sun | Solar_Fixed | CAISO_Solar |  |  |  | CAISO_Solar_for_CAISO | 2013 | 2050 | 0 | CAISO | 1.5 | 1 | 1.5 | 1 | 1 | 2050-12-31 | 1 | COCOSB_6_SOLAR | EO | Yes | 0.405 | 0.21 | NQC List | 0 | 0 | SUN | NQC List | 0 | 0 | SUN | 0 | 0 | 0 | 0 |  |  | No |  | No | No | No
| Coffin_Butte_1 | Coffin Butte-1 | teppc | BPAT | BPAT | Bonneville Power Administration – Transmission | BPAT | NW | 1995-10-01 | 2050-12-31 | 1995 | 2050 | 14.7 | 100% | 14.7 | 14.7 | Bio-ICE | ICE_Biomass | Biomass/Wood | NW_Biomass |  |  |  | NW_Biomass_for_Other | 1996 | 2050 | 0 | NW | 14.7 | 1 | 14.7 | 1 | 1 | 2050-12-31 | 1 | #N/A | #N/A | No | 10.2606 | 10.2606 | Not Found | #N/A | #N/A | #N/A | Not Found | #N/A | #N/A | #N/A | 10.2606 | 10.2606 | 10.2606 | 10.2606 |  |  | No |  | No | No | No
| Coffin_Butte_2 | Coffin Butte-2 | teppc | BPAT | BPAT | Bonneville Power Administration – Transmission | BPAT | NW | 1995-10-01 | 2050-12-31 | 1995 | 2050 | 0.8 | 100% | 0.8 | 0.8 | Bio-ICE | ICE_Biomass | Biomass/Wood | NW_Biomass |  |  |  | NW_Biomass_for_Other | 1996 | 2050 | 0 | NW | 0.8 | 1 | 0.8 | 1 | 1 | 2050-12-31 | 1 | #N/A | #N/A | No | 0.5584 | 0.5584 | Not Found | #N/A | #N/A | #N/A | Not Found | #N/A | #N/A | #N/A | 0.5584 | 0.5584 | 0.5584 | 0.5584 |  |  | No |  | No | No | No
| Coffin_Butte_3 | Coffin Butte-3 | teppc | BPAT | BPAT | Bonneville Power Administration – Transmission | BPAT | NW | 1995-10-01 | 2050-12-31 | 1995 | 2050 | 0.8 | 100% | 0.8 | 0.8 | Bio-ICE | ICE_Biomass | Biomass/Wood | NW_Biomass |  |  |  | NW_Biomass_for_Other | 1996 | 2050 | 0 | NW | 0.8 | 1 | 0.8 | 1 | 1 | 2050-12-31 | 1 | #N/A | #N/A | No | 0.5584 | 0.5584 | Not Found | #N/A | #N/A | #N/A | Not Found | #N/A | #N/A | #N/A | 0.5584 | 0.5584 | 0.5584 | 0.5584 |  |  | No |  | No | No | No
| Coffin_Butte_4 | Coffin Butte-4 | teppc | BPAT | BPAT | Bonneville Power Administration – Transmission | BPAT | NW | 2007-10-01 | 2050-12-31 | 2007 | 2050 | 1.5 | 100% | 1.5 | 1.5 | Bio-ICE | ICE_Biomass | Biomass/Wood | NW_Biomass |  |  |  | NW_Biomass_for_Other | 2008 | 2050 | 0 | NW | 1.5 | 1 | 1.5 | 1 | 1 | 2050-12-31 | 1 | #N/A | #N/A | No | 1.047 | 1.047 | Not Found | #N/A | #N/A | #N/A | Not Found | #N/A | #N/A | #N/A | 1.047 | 1.047 | 1.047 | 1.047 |  |  | No |  | No | No | No
| Coffin_Butte_5 | Coffin Butte-5 | teppc | BPAT | BPAT | Bonneville Power Administration – Transmission | BPAT | NW | 2007-10-01 | 2050-12-31 | 2007 | 2050 | 1.5 | 100% | 1.5 | 1.5 | Bio-ICE | ICE_Biomass | Biomass/Wood | NW_Biomass |  |  |  | NW_Biomass_for_Other | 2008 | 2050 | 0 | NW | 1.5 | 1 | 1.5 | 1 | 1 | 2050-12-31 | 1 | #N/A | #N/A | No | 1.047 | 1.047 | Not Found | #N/A | #N/A | #N/A | Not Found | #N/A | #N/A | #N/A | 1.047 | 1.047 | 1.047 | 1.047 |  |  | No |  | No | No | No
| CoGen2DRJohnson | D.R.JohnsonLumber_Co-Gen II LLC-GEN1 | teppc | PACW | PACW | PacifiCorp – West | PACW | NW | 1987-10-01 | 2050-12-31 | 1987 | 2050 | 7.5 | 100% | 7.5 | 7.5 | Bio-ST | ST_Biomass | Biomass/Wood | NW_Biomass |  |  |  | NW_Biomass_for_Other | 1988 | 2050 | 0 | NW | 7.5 | 1 | 7.5 | 1 | 1 | 2050-12-31 | 1 | #N/A | #N/A | No | 5.235 | 5.235 | Not Found | #N/A | #N/A | #N/A | Not Found | #N/A | #N/A | #N/A | 5.235 | 5.235 | 5.235 | 5.235 |  |  | No |  | No | No | No
| Cogentrix | Alamosa Solar Generating Project-Cogentrix 1¦Cogentrix of Alamosa-1 | teppc | PSCO | PSCO | Public Service Company of Colorado | PSCO | Excluded | 2012-04-01 | 2050-12-31 | 2012 | 2050 | 30 | 100% | 30 | 30 | SolarPV-Tracking | 1axPV_sun | Solar_1Axis | Excluded_Solar |  |  |  | Excluded | 2012 | 2050 | 0 | Excluded | 30 | 1 | 30 | 1 | 1 | 2050-12-31 | 1 | #N/A | #N/A | No | 0 | 0 | Not Found | #N/A | #N/A | #N/A | Not Found | #N/A | #N/A | #N/A | 0 | 0 | 0 | 0 |  |  | No |  | No | No | No
| COGNAT_1_UNIT |  | caiso | PGE_Valley | PGE_Valley | Pacific Gas and Electric Valley | PGE_Valley | CAISO | 2014-02-12 | 2050-12-31 | 2014 | 2050 | 45.64 | 101.4% | 45.64 | 45 | n/a | Cogen_NG | Cogen | CAISO_CHP |  |  |  | CAISO_CHP | 2014 | 2050 | 0 | CAISO | 45 | 1 | 45 | 1 | 1 | 2050-12-31 | 1 | COGNAT_1_UNIT | FC | No | 28.53 | 28.53 | NQC List | 45 | 45 | BIOMASS | NQC List | 43.44 | 45 | BIOMASS | 43.44 | 45 | 45 | 45 |  |  | No |  | No | No | No
| Cold_Springs | Cold Springs Windfarm-1 | teppc | IPMV | IPMV | Idaho Magic Valley | IPCO | NW | 2012-08-11 | 2050-12-31 | 2012 | 2050 | 23 | 100% | 23 | 23 | WT-Onshore | wind_onshorewind | Wind | NW_Wind |  |  |  | NW_Wind_for_Other | 2013 | 2050 | 0 | NW | 23 | 1 | 23 | 1 | 1 | 2050-12-31 | 1 | #N/A | #N/A | No | #N/A | #N/A | Not Found | #N/A | #N/A | #N/A | Not Found | #N/A | #N/A | #N/A | #N/A | #N/A |  |  |  |  | No |  | No | No | No
| COLEMN_2_UNIT | Coleman | caiso | PGE_Valley | PGE_Valley | Pacific Gas and Electric Valley | PGE_Valley | CAISO | 1979-01-01 | 2050-12-31 | 1979 | 2050 | 13 | 100% | 13 | 13 | n/a | Hydro_Standard | Hydro | CAISO_Small_Hydro |  |  |  | CAISO_Small_Hydro_for_CAISO | 1979 | 2050 | 0 | CAISO | 13 | 1 | 13 | 1 | 1 | 2050-12-31 | 1 | COLEMN_2_UNIT | FC | No | 6.5 | 6.5 | NQC List | 1.67 | 4.37 | WATER | NQC List | 2.34 | 4.25 | WATER | 2.34 | 4.25 | 1.67 | 4.37 |  |  | No |  | No | No | No
| COLGAT_7_UNIT_1 | Colgate Powerhouse Unit 1 | caiso | PGE_Valley | PGE_Valley | Pacific Gas and Electric Valley | PGE_Valley | CAISO | 1969-01-01 | 2050-12-31 | 1969 | 2050 | 176.72 | 100% | 176.72 | 176.72 | n/a | Hydro_Standard | Hydro | CAISO_Hydro |  |  |  | CAISO_Hydro | 1969 | 2050 | 0 | CAISO | 176.72 | 1 | 176.72 | 1 | 1 | 2050-12-31 | 1 | COLGAT_7_UNIT 1 | FC | No | 149.4635 | 149.4635 | NQC List | 161.65 | 156.74 | WATER | NQC List | 161.65 | 156.74 | WATER | 161.65 | 156.74 | 161.65 | 156.74 |  |  | No |  | No | No | No
| COLGAT_7_UNIT_2 | Colgate Powerhouse Unit 2 | caiso | PGE_Valley | PGE_Valley | Pacific Gas and Electric Valley | PGE_Valley | CAISO | 1969-01-01 | 2050-12-31 | 1969 | 2050 | 175.67 | 100% | 175.67 | 175.67 | n/a | Hydro_Standard | Hydro | CAISO_Hydro |  |  |  | CAISO_Hydro | 1969 | 2050 | 0 | CAISO | 175.67 | 1 | 175.67 | 1 | 1 | 2050-12-31 | 1 | COLGAT_7_UNIT 2 | FC | No | 148.5754 | 148.5754 | NQC List | 161.68 | 156.71 | WATER | NQC List | 161.68 | 156.71 | WATER | 161.68 | 156.71 | 161.68 | 156.71 |  |  | No |  | No | No | No
| Colstrip_1 | Colstrip-1 | teppc | IPFE | IPFE | Idaho Far East | IPCO | NW | 1975-11-01 | 2022-07-31 | 1975 | 2021 | 307 | 100% | 307 | 307 | ST-Coal | Steam_Coal | Coal | NW_Coal |  |  |  | NW_Coal | 1976 | 2021 | 0 | NW | 307 | 1 | 307 | 1 | 1 | 2022-07-31 | 1 | #N/A | #N/A | No | 307 | 307 | Not Found | #N/A | #N/A | #N/A | Not Found | #N/A | #N/A | #N/A | 307 | 307 | 307 | 307 |  |  | No |  | No | No | No
| Colstrip_2 | Colstrip-2 | teppc | IPFE | IPFE | Idaho Far East | IPCO | NW | 1976-08-01 | 2022-07-31 | 1976 | 2021 | 307 | 100% | 307 | 307 | ST-Coal | Steam_Coal | Coal | NW_Coal |  |  |  | NW_Coal | 1976 | 2021 | 0 | NW | 307 | 1 | 307 | 1 | 1 | 2022-07-31 | 1 | #N/A | #N/A | No | 307 | 307 | Not Found | #N/A | #N/A | #N/A | Not Found | #N/A | #N/A | #N/A | 307 | 307 | 307 | 307 |  |  | No |  | No | No | No
| Colstrip_3 | Colstrip-3 | teppc | NWMT | NWMT | NorthWestern Energy | NWMT_WAUW | NW | 1984-01-01 | 2050-12-31 | 1984 | 2050 | 740 | 100% | 740 | 740 | ST-Coal | Steam_Coal | Coal | NW_Coal |  |  |  | NW_Coal | 1984 | 2050 | 0 | NW | 740 | 1 | 740 | 1 | 1 | 2050-12-31 | 1 | #N/A | #N/A | No | 740 | 740 | Not Found | #N/A | #N/A | #N/A | Not Found | #N/A | #N/A | #N/A | 740 | 740 | 740 | 740 |  |  | No |  | No | No | No
| Colstrip_4 | Colstrip-4 | teppc | NWMT | NWMT | NorthWestern Energy | NWMT_WAUW | NW | 1986-04-01 | 2050-12-31 | 1986 | 2050 | 740 | 100% | 740 | 740 | ST-Coal | Steam_Coal | Coal | NW_Coal |  |  |  | NW_Coal | 1986 | 2050 | 0 | NW | 740 | 1 | 740 | 1 | 1 | 2050-12-31 | 1 | #N/A | #N/A | No | 740 | 740 | Not Found | #N/A | #N/A | #N/A | Not Found | #N/A | #N/A | #N/A | 740 | 740 | 740 | 740 |  |  | No |  | No | No | No
| Colstrip_Energy | Colstrip Energy LP-GEN1 | teppc | NWMT | NWMT | NorthWestern Energy | NWMT_WAUW | NW | 1990-02-01 | 2050-12-31 | 1990 | 2050 | 43.7 | 100% | 43.7 | 43.7 | ST-Coal | Steam_Coal | Coal | NW_Coal |  |  |  | NW_Coal | 1990 | 2050 | 0 | NW | 43.7 | 1 | 43.7 | 1 | 1 | 2050-12-31 | 1 | #N/A | #N/A | No | 43.7 | 43.7 | Not Found | #N/A | #N/A | #N/A | Not Found | #N/A | #N/A | #N/A | 43.7 | 43.7 | 43.7 | 43.7 |  |  | No |  | No | No | No
| COLTON_6_AGUAM1 | AGUA MANSA UNIT 1 (CITY OF COLTON) | caiso | SCE | SCE | Southern California Edison | SCE | CAISO | 2003-06-27 | 2050-12-31 | 2003 | 2050 | 43 | 100% | 43 | 43 | CT-NatGas-Aero | CT_NG | CT | CAISO_Peaker1 |  |  |  | CAISO_Peaker1 | 2003 | 2050 | 0 | CAISO | 43 | 1 | 43 | 1 | 1 | 2050-12-31 | 1 | COLTON_6_AGUAM1 | FC | No | 39.7206 | 39.7206 | NQC List | 43 | 43 | NATURAL GAS | NQC List | 43 | 43 | NATURAL GAS | 43 | 43 | 43 | 43 |  |  | No |  | No | No | No
| Columbia_Ridge1 | Waste Management Columbia Ridge LFGTE-GEN1 | teppc | PNM | PNM | Public Service Company of New Mexico | PNM_EPE | SW | 2009-03-01 | 2050-12-31 | 2009 | 2050 | 0.8 | 100% | 0.8 | 0.8 | Bio-ICE | ICE_Biomass | Biomass/Wood | SW_Biomass |  |  |  | SW_Biomass_for_Other | 2009 | 2050 | 0 | SW | 0.8 | 1 | 0.8 | 1 | 1 | 2050-12-31 | 1 | #N/A | #N/A | No | 0.5584 | 0.5584 | Not Found | #N/A | #N/A | #N/A | Not Found | #N/A | #N/A | #N/A | 0.5584 | 0.5584 | 0.5584 | 0.5584 |  |  | No |  | No | No | No
| Columbia_Ridge2 | Waste Management Columbia Ridge LFGTE-GEN2 | teppc | PNM | PNM | Public Service Company of New Mexico | PNM_EPE | SW | 2009-03-01 | 2050-12-31 | 2009 | 2050 | 0.8 | 100% | 0.8 | 0.8 | Bio-ICE | ICE_Biomass | Biomass/Wood | SW_Biomass |  |  |  | SW_Biomass_for_Other | 2009 | 2050 | 0 | SW | 0.8 | 1 | 0.8 | 1 | 1 | 2050-12-31 | 1 | #N/A | #N/A | No | 0.5584 | 0.5584 | Not Found | #N/A | #N/A | #N/A | Not Found | #N/A | #N/A | #N/A | 0.5584 | 0.5584 | 0.5584 | 0.5584 |  |  | No |  | No | No | No
| Columbia_Ridge4 | Waste Management Columbia Ridge LFGTE-GEN4 | teppc | PNM | PNM | Public Service Company of New Mexico | PNM_EPE | SW | 2009-03-01 | 2050-12-31 | 2009 | 2050 | 0.8 | 100% | 0.8 | 0.8 | Bio-ICE | ICE_Biomass | Biomass/Wood | SW_Biomass |  |  |  | SW_Biomass_for_Other | 2009 | 2050 | 0 | SW | 0.8 | 1 | 0.8 | 1 | 1 | 2050-12-31 | 1 | #N/A | #N/A | No | 0.5584 | 0.5584 | Not Found | #N/A | #N/A | #N/A | Not Found | #N/A | #N/A | #N/A | 0.5584 | 0.5584 | 0.5584 | 0.5584 |  |  | No |  | No | No | No
| Columbia_Ridge5 | Waste Management Columbia Ridge LFGTE-GEN5 | teppc | PNM | PNM | Public Service Company of New Mexico | PNM_EPE | SW | 2009-03-01 | 2050-12-31 | 2009 | 2050 | 0.8 | 100% | 0.8 | 0.8 | Bio-ICE | ICE_Biomass | Biomass/Wood | SW_Biomass |  |  |  | SW_Biomass_for_Other | 2009 | 2050 | 0 | SW | 0.8 | 1 | 0.8 | 1 | 1 | 2050-12-31 | 1 | #N/A | #N/A | No | 0.5584 | 0.5584 | Not Found | #N/A | #N/A | #N/A | Not Found | #N/A | #N/A | #N/A | 0.5584 | 0.5584 | 0.5584 | 0.5584 |  |  | No |  | No | No | No
| Columbia_Ridge6 | Waste Management Columbia Ridge LFGTE-GEN6 | teppc | PNM | PNM | Public Service Company of New Mexico | PNM_EPE | SW | 2009-03-01 | 2050-12-31 | 2009 | 2050 | 0.8 | 100% | 0.8 | 0.8 | Bio-ICE | ICE_Biomass | Biomass/Wood | SW_Biomass |  |  |  | SW_Biomass_for_Other | 2009 | 2050 | 0 | SW | 0.8 | 1 | 0.8 | 1 | 1 | 2050-12-31 | 1 | #N/A | #N/A | No | 0.5584 | 0.5584 | Not Found | #N/A | #N/A | #N/A | Not Found | #N/A | #N/A | #N/A | 0.5584 | 0.5584 | 0.5584 | 0.5584 |  |  | No |  | No | No | No
| Columbia_Ridge7 | Waste Management Columbia Ridge LFGTE-GEN7 | teppc | PNM | PNM | Public Service Company of New Mexico | PNM_EPE | SW | 2009-03-01 | 2050-12-31 | 2009 | 2050 | 0.8 | 100% | 0.8 | 0.8 | Bio-ICE | ICE_Biomass | Biomass/Wood | SW_Biomass |  |  |  | SW_Biomass_for_Other | 2009 | 2050 | 0 | SW | 0.8 | 1 | 0.8 | 1 | 1 | 2050-12-31 | 1 | #N/A | #N/A | No | 0.5584 | 0.5584 | Not Found | #N/A | #N/A | #N/A | Not Found | #N/A | #N/A | #N/A | 0.5584 | 0.5584 | 0.5584 | 0.5584 |  |  | No |  | No | No | No
| Columbia_Ridge8 | Waste Management Columbia Ridge LFGTE-GEN8 | teppc | PNM | PNM | Public Service Company of New Mexico | PNM_EPE | SW | 2009-03-01 | 2050-12-31 | 2009 | 2050 | 0.8 | 100% | 0.8 | 0.8 | Bio-ICE | ICE_Biomass | Biomass/Wood | SW_Biomass |  |  |  | SW_Biomass_for_Other | 2009 | 2050 | 0 | SW | 0.8 | 1 | 0.8 | 1 | 1 | 2050-12-31 | 1 | #N/A | #N/A | No | 0.5584 | 0.5584 | Not Found | #N/A | #N/A | #N/A | Not Found | #N/A | #N/A | #N/A | 0.5584 | 0.5584 | 0.5584 | 0.5584 |  |  | No |  | No | No | No
| Columbia2 | Columbia Generating Station-2 | teppc | BPAT | BPAT | Bonneville Power Administration – Transmission | BPAT | NW | 1984-12-01 | 2050-12-31 | 1984 | 2050 | 1170 | 100% | 1170 | 1170 | ST-Nuclear | ST_Nuclear | Nuclear | NW_Nuclear |  |  |  | NW_Nuclear | 1985 | 2050 | 0 | NW | 1170 | 1 | 1170 | 1 | 1 | 2050-12-31 | 1 | #N/A | #N/A | No | 1170 | 1170 | Not Found | #N/A | #N/A | #N/A | Not Found | #N/A | #N/A | #N/A | 1170 | 1170 | 1170 | 1170 |  |  | No |  | No | No | No
| COLUSA_2_PL1X3 | Colusa Generating Station | caiso | PGE_Valley | PGE_Valley | Pacific Gas and Electric Valley | PGE_Valley | CAISO | 2010-12-22 | 2050-12-31 | 2011 | 2050 | 612.5 | 95.55% | 612.5 | 641 | CCWhole-NatGas-Industrial | CC_NG | CC | CAISO_CCGT1 |  |  |  | CAISO_CCGT1 | 2011 | 2050 | 0 | CAISO | 641 | 1 | 641 | 1 | 1 | 2050-12-31 | 1 | COLUSA_2_PL1X3 | FC | No | 602.1996 | 602.1996 | NQC List | 596.62 | 610.72 | NATURAL GAS | NQC List | 594.94 | 607.51 | NATURAL GAS | 594.94 | 607.51 | 596.62 | 610.72 |  |  | No |  | No | No | No
| COLVIL_7_PL1X2 | COLLIERVILLE HYDRO UNIT 1 & 2 AGGREGATE | caiso | PGE_Valley | PGE_Valley | Pacific Gas and Electric Valley | PGE_Valley | CAISO | 1989-11-01 | 2050-12-31 | 1989 | 2050 | 246.86 | 100% | 246.86 | 246.86 | n/a | Hydro_Standard | Hydro | CAISO_Hydro |  |  |  | CAISO_Hydro | 1990 | 2050 | 0 | CAISO | 246.86 | 1 | 246.86 | 1 | 1 | 2050-12-31 | 1 | COLVIL_7_PL1X2 | FC | No | 208.7854 | 208.7854 | NQC List | 246.86 | 246.86 | WATER | NQC List | 246.86 | 246.86 | WATER | 246.86 | 246.86 | 246.86 | 246.86 |  |  | No |  | No | No | No
| Comanche_1 | Comanche 1 | teppc | PSCO | PSCO | Public Service Company of Colorado | PSCO | Excluded | 1972-12-01 | 2022-12-31 | 1972 | 2022 | 325 | 100% | 325 | 325 | ST-Coal | Steam_Coal | Coal | Excluded_Coal |  |  |  | Excluded | 1973 | 2022 | 0 | Excluded | 325 | 1 | 325 | 1 | 1 | 2022-12-31 | 1 | #N/A | #N/A | No | 0 | 0 | Not Found | #N/A | #N/A | #N/A | Not Found | #N/A | #N/A | #N/A | 0 | 0 | 0 | 0 |  |  | No |  | No | No | No
| Comanche_2 | Comanche 2 | teppc | PSCO | PSCO | Public Service Company of Colorado | PSCO | Excluded | 1974-12-01 | 2025-12-31 | 1974 | 2025 | 335 | 100% | 335 | 335 | ST-Coal | Steam_Coal | Coal | Excluded_Coal |  |  |  | Excluded | 1975 | 2025 | 0 | Excluded | 335 | 1 | 335 | 1 | 1 | 2025-12-31 | 1 | #N/A | #N/A | No | 0 | 0 | Not Found | #N/A | #N/A | #N/A | Not Found | #N/A | #N/A | #N/A | 0 | 0 | 0 | 0 |  |  | No |  | No | No | No
| Comanche_3 | Comanche-3 | teppc | PSCO | PSCO | Public Service Company of Colorado | PSCO | Excluded | 2010-05-01 | 2069-12-31 | 2010 | 2069 | 766 | 100% | 766 | 766 | ST-Coal | Steam_Coal | Coal | Excluded_Coal |  |  |  | Excluded | 2010 | 2069 | 0 | Excluded | 766 | 1 | 766 | 1 | 1 | 2050-12-31 | 1 | #N/A | #N/A | No | 0 | 0 | Not Found | #N/A | #N/A | #N/A | Not Found | #N/A | #N/A | #N/A | 0 | 0 | 0 | 0 |  |  | No |  | No | No | No
| Comanche_Solar | Comanche Solar Project COMCH | teppc | PSCO | PSCO | Public Service Company of Colorado | PSCO | Excluded | 2016-04-15 | 2050-12-31 | 2016 | 2050 | 120 | 100% | 120 | 120 | SolarPV-Tracking | 1axPV_sun | Solar_1Axis | Excluded_Solar |  |  |  | Excluded | 2016 | 2050 | 0 | Excluded | 120 | 1 | 120 | 1 | 1 | 2050-12-31 | 1 | #N/A | #N/A | No | 0 | 0 | Not Found | #N/A | #N/A | #N/A | Not Found | #N/A | #N/A | #N/A | 0 | 0 | 0 | 0 |  |  | No |  | No | No | No
| Combine_Hills | Combine Hills I-1 | teppc | PACW | PACW | PacifiCorp – West | PACW | NW | 2003-12-01 | 2050-12-31 | 2003 | 2050 | 41 | 100% | 41 | 41 | WT-Onshore | wind_onshorewind | Wind | NW_Wind |  |  |  | NW_Wind_for_Other | 2004 | 2050 | 0 | NW | 41 | 1 | 41 | 1 | 1 | 2050-12-31 | 1 | #N/A | #N/A | No | #N/A | #N/A | Not Found | #N/A | #N/A | #N/A | Not Found | #N/A | #N/A | #N/A | #N/A | #N/A |  |  |  |  | No |  | No | No | No
| Condon_Wind | Condon Windpower LLC-GEN1 & GEN2 | teppc | TPWR | TPWR | Tacoma Power | BPAT | NW | 2002-01-07 | 2050-12-31 | 2002 | 2050 | 24.6 | 100% | 24.6 | 24.6 | WT-Onshore | wind_onshorewind | Wind | NW_Wind |  |  |  | NW_Wind_for_Other | 2002 | 2050 | 0 | NW | 24.6 | 1 | 24.6 | 1 | 1 | 2050-12-31 | 1 | #N/A | #N/A | No | #N/A | #N/A | Not Found | #N/A | #N/A | #N/A | Not Found | #N/A | #N/A | #N/A | #N/A | #N/A |  |  |  |  | No |  | No | No | No
| Conifex_Green | Conifex Green Energy-1_Conifex Green Energy-1_IPP-FFI | teppc | BCHA | BCHA | British Columbia Transmission Company | BCHA_AESO | Excluded | 2014-09-20 | 2034-09-20 | 2014 | 2033 | 36 | 100% | 36 | 36 | Bio-ST | ST_Biomass | Biomass/Wood | Excluded_Biomass |  |  |  | Excluded | 2015 | 2033 | 0 | Excluded | 36 | 1 | 36 | 1 | 1 | 2034-09-20 | 1 | #N/A | #N/A | No | 0 | 0 | Not Found | #N/A | #N/A | #N/A | Not Found | #N/A | #N/A | #N/A | 0 | 0 | 0 | 0 |  |  | No |  | No | No | No
| Conklin | Conklin GT1-1 | teppc | AESO | AESO | Alberta Electric System Operator | BCHA_AESO | Excluded | 2010-01-01 | 2050-12-31 | 2010 | 2050 | 92 | 100% | 92 | 92 | CT-AB-Cogen | Cogen_NG | Cogen | Excluded_CHP |  |  |  | Excluded | 2010 | 2050 | 0 | Excluded | 92 | 1 | 92 | 1 | 1 | 2050-12-31 | 1 | #N/A | #N/A | No | 0 | 0 | Not Found | #N/A | #N/A | #N/A | Not Found | #N/A | #N/A | #N/A | 0 | 0 | 0 | 0 |  |  | No |  | No | No | No
| CONTRL_1_CASAD1 | Mammoth G1 | caiso | SCE | SCE | Southern California Edison | SCE | CAISO | 1984-11-26 | 2050-12-31 | 1984 | 2050 | 5.66 | 56.6% | 5.66 | 10 | n/a | Geothermal_steam | Geothermal | CAISO_Geothermal |  |  |  | CAISO_Geothermal_for_CAISO | 1985 | 2050 | 0 | CAISO | 10 | 1 | 10 | 1 | 1 | 2050-12-31 | 1 | CONTRL_1_CASAD1 | FC | No | 6.16 | 6.16 | NQC List | 5.05 | 5.81 | GEOTHERMAL | NQC List | 5.22 | 6.05 | GEOTHERMAL | 5.22 | 6.05 | 5.05 | 5.81 |  |  | No |  | No | No | No
| CONTRL_1_CASAD3 | Mammoth G3 | caiso | SCE | SCE | Southern California Edison | SCE | CAISO | 2013-04-01 | 2050-12-31 | 2013 | 2050 | 7.73 | 55.21% | 7.73 | 14 | n/a | Geothermal_steam | Geothermal | CAISO_Geothermal |  |  |  | CAISO_Geothermal_for_CAISO | 2013 | 2050 | 0 | CAISO | 14 | 1 | 14 | 1 | 1 | 2050-12-31 | 1 | CONTRL_1_CASAD3 | FC | No | 8.624 | 8.624 | NQC List | 7.97 | 8.9 | GEOTHERMAL | NQC List | 7.38 | 8.47 | GEOTHERMAL | 7.38 | 8.47 | 7.97 | 8.9 |  |  | No |  | No | No | No
| CONTRL_1_LUNDY | LUNDY | caiso | SCE | SCE | Southern California Edison | SCE | CAISO | 1911-01-01 | 2050-12-31 | 1911 | 2050 | 3 | 100% | 3 | 3 | n/a | Hydro_Standard | Hydro | CAISO_Small_Hydro |  |  |  | CAISO_Small_Hydro_for_CAISO | 1911 | 2050 | 0 | CAISO | 3 | 1 | 3 | 1 | 1 | 2050-12-31 | 1 | CONTRL_1_LUNDY | FC | No | 1.5 | 1.5 | NQC List | 2.44 | 1.68 | WATER | NQC List | 1.91 | 1.28 | WATER | 1.91 | 1.28 | 2.44 | 1.68 |  |  | No |  | No | No | No
| CONTRL_1_OXBOW | Dixie Valley Geo | caiso | NEVP | SCE | Southern California Edison | SCE | CAISO | 1988-06-14 | 2050-12-31 | 1988 | 2050 | 53.57 | 89.28% | 53.57 | 60 | n/a | Geothermal_steam | Geothermal | CAISO_Geothermal |  |  |  | CAISO_Geothermal_for_CAISO | 1988 | 2050 | 0 | CAISO | 60 | 1 | 60 | 1 | 1 | 2050-12-31 | 1 | CONTRL_1_OXBOW | FC | No | 36.96 | 36.96 | NQC List | 54.05 | 53.72 | GEOTHERMAL | NQC List | 51.04 | 51.24 | GEOTHERMAL | 51.04 | 51.24 | 54.05 | 53.72 |  |  | No |  | No | No | No
| CONTRL_1_POOLE | POOLE HYDRO PLANT 1 | caiso | SCE | SCE | Southern California Edison | SCE | CAISO | 1924-01-01 | 2050-12-31 | 1924 | 2050 | 10.9 | 100% | 10.9 | 10.9 | n/a | Hydro_Standard | Hydro | CAISO_Small_Hydro |  |  |  | CAISO_Small_Hydro_for_CAISO | 1924 | 2050 | 0 | CAISO | 10.9 | 1 | 10.9 | 1 | 1 | 2050-12-31 | 1 | CONTRL_1_POOLE | FC | No | 5.45 | 5.45 | NQC List | 4.88 | 0.6 | WATER | NQC List | 2.98 | 0.8 | WATER | 2.98 | 0.8 | 4.88 | 0.6 |  |  | No |  | No | No | No
| CONTRL_1_QF | CONTROL QFS | caiso | SCE | SCE | Southern California Edison | SCE | CAISO | 1982-01-01 | 2050-12-31 | 1982 | 2050 | 5.57 | 41.57% | 5.57 | 13.4 | n/a | Cogen_NG | Cogen | CAISO_CHP |  |  |  | CAISO_CHP | 1982 | 2050 | 0 | CAISO | 13.4 | 1 | 13.4 | 1 | 1 | 2050-12-31 | 1 | CONTRL_1_QF | FC | No | 8.4956 | 8.4956 | NQC List | 5.89 | 7.74 | OTHER | NQC List | 8.08 | 7.84 | OTHER | 8.08 | 7.84 | 5.89 | 7.74 |  |  | No |  | No | No | No
| CONTRL_1_RUSHCK | RUSH CREEK | caiso | SCE | SCE | Southern California Edison | SCE | CAISO | 1916-01-01 | 2050-12-31 | 1916 | 2050 | 11.94 | 100% | 11.94 | 11.94 | n/a | Hydro_Standard | Hydro | CAISO_Small_Hydro |  |  |  | CAISO_Small_Hydro_for_CAISO | 1916 | 2050 | 0 | CAISO | 11.94 | 1 | 11.94 | 1 | 1 | 2050-12-31 | 1 | CONTRL_1_RUSHCK | FC | No | 5.97 | 5.97 | NQC List | 2.42 | 1.02 | WATER | NQC List | 3.24 | 3.46 | WATER | 3.24 | 3.46 | 2.42 | 1.02 |  |  | No |  | No | No | No
| Control_Gorge_1 | Control Gorge 1 | teppc | LDWP | LDWP | Los Angeles Department of Water and Power | LADWP | LDWP | 2009-06-02 | 2050-12-31 | 2009 | 2050 | 37.5 | 100% | 37.5 | 37.5 | Hydro | Hydro_Standard | Hydro | LDWP_Hydro |  |  |  | LDWP_Hydro | 2009 | 2050 | 0 | LDWP | 37.5 | 1 | 37.5 | 1 | 1 | 2050-12-31 | 1 | #N/A | #N/A | No | #N/A | #N/A | Not Found | #N/A | #N/A | #N/A | Not Found | #N/A | #N/A | #N/A | #N/A | #N/A |  |  |  |  | No |  | No | No | No
| Coolidge_01 | Coolidge Generation Station-1 | teppc | SRP | SRP | Salt River Project | SRP | SW | 2011-05-01 | 2050-12-31 | 2011 | 2050 | 46.8 | 100% | 46.8 | 46.8 | CT-NatGas-Aero | CT_NG | CT | SW_Peaker |  |  |  | SW_Peaker | 2011 | 2050 | 0 | SW | 46.8 | 1 | 46.8 | 1 | 1 | 2050-12-31 | 1 | #N/A | #N/A | No | 46.8 | 46.8 | Not Found | #N/A | #N/A | #N/A | Not Found | #N/A | #N/A | #N/A | 46.8 | 46.8 | 46.8 | 46.8 |  |  | No |  | No | No | No
| Coolidge_02 | Coolidge Generating Station 2 | teppc | SRP | SRP | Salt River Project | SRP | SW | 2011-05-01 | 2050-12-31 | 2011 | 2050 | 46.8 | 100% | 46.8 | 46.8 | CT-NatGas-Aero | CT_NG | CT | SW_Peaker |  |  |  | SW_Peaker | 2011 | 2050 | 0 | SW | 46.8 | 1 | 46.8 | 1 | 1 | 2050-12-31 | 1 | #N/A | #N/A | No | 46.8 | 46.8 | Not Found | #N/A | #N/A | #N/A | Not Found | #N/A | #N/A | #N/A | 46.8 | 46.8 | 46.8 | 46.8 |  |  | No |  | No | No | No
| Coolidge_03 | Coolidge Generating Station 3 | teppc | SRP | SRP | Salt River Project | SRP | SW | 2011-05-01 | 2050-12-31 | 2011 | 2050 | 46.8 | 100% | 46.8 | 46.8 | CT-NatGas-Aero | CT_NG | CT | SW_Peaker |  |  |  | SW_Peaker | 2011 | 2050 | 0 | SW | 46.8 | 1 | 46.8 | 1 | 1 | 2050-12-31 | 1 | #N/A | #N/A | No | 46.8 | 46.8 | Not Found | #N/A | #N/A | #N/A | Not Found | #N/A | #N/A | #N/A | 46.8 | 46.8 | 46.8 | 46.8 |  |  | No |  | No | No | No
| Coolidge_04 | Coolidge Generating Station 4 | teppc | SRP | SRP | Salt River Project | SRP | SW | 2011-05-01 | 2050-12-31 | 2011 | 2050 | 46.8 | 100% | 46.8 | 46.8 | CT-NatGas-Aero | CT_NG | CT | SW_Peaker |  |  |  | SW_Peaker | 2011 | 2050 | 0 | SW | 46.8 | 1 | 46.8 | 1 | 1 | 2050-12-31 | 1 | #N/A | #N/A | No | 46.8 | 46.8 | Not Found | #N/A | #N/A | #N/A | Not Found | #N/A | #N/A | #N/A | 46.8 | 46.8 | 46.8 | 46.8 |  |  | No |  | No | No | No
| Coolidge_05 | Coolidge Generating Station 5 | teppc | SRP | SRP | Salt River Project | SRP | SW | 2011-05-01 | 2050-12-31 | 2011 | 2050 | 46.8 | 100% | 46.8 | 46.8 | CT-NatGas-Aero | CT_NG | CT | SW_Peaker |  |  |  | SW_Peaker | 2011 | 2050 | 0 | SW | 46.8 | 1 | 46.8 | 1 | 1 | 2050-12-31 | 1 | #N/A | #N/A | No | 46.8 | 46.8 | Not Found | #N/A | #N/A | #N/A | Not Found | #N/A | #N/A | #N/A | 46.8 | 46.8 | 46.8 | 46.8 |  |  | No |  | No | No | No
| Coolidge_06 | Coolidge Generating Station 6 | teppc | SRP | SRP | Salt River Project | SRP | SW | 2011-05-01 | 2050-12-31 | 2011 | 2050 | 46.8 | 100% | 46.8 | 46.8 | CT-NatGas-Aero | CT_NG | CT | SW_Peaker |  |  |  | SW_Peaker | 2011 | 2050 | 0 | SW | 46.8 | 1 | 46.8 | 1 | 1 | 2050-12-31 | 1 | #N/A | #N/A | No | 46.8 | 46.8 | Not Found | #N/A | #N/A | #N/A | Not Found | #N/A | #N/A | #N/A | 46.8 | 46.8 | 46.8 | 46.8 |  |  | No |  | No | No | No
| Coolidge_07 | Coolidge Generating Station 7 | teppc | SRP | SRP | Salt River Project | SRP | SW | 2011-05-01 | 2050-12-31 | 2011 | 2050 | 46.8 | 100% | 46.8 | 46.8 | CT-NatGas-Aero | CT_NG | CT | SW_Peaker |  |  |  | SW_Peaker | 2011 | 2050 | 0 | SW | 46.8 | 1 | 46.8 | 1 | 1 | 2050-12-31 | 1 | #N/A | #N/A | No | 46.8 | 46.8 | Not Found | #N/A | #N/A | #N/A | Not Found | #N/A | #N/A | #N/A | 46.8 | 46.8 | 46.8 | 46.8 |  |  | No |  | No | No | No
| Coolidge_08 | Coolidge Generating Station 8 | teppc | SRP | SRP | Salt River Project | SRP | SW | 2011-05-01 | 2050-12-31 | 2011 | 2050 | 46.8 | 100% | 46.8 | 46.8 | CT-NatGas-Aero | CT_NG | CT | SW_Peaker |  |  |  | SW_Peaker | 2011 | 2050 | 0 | SW | 46.8 | 1 | 46.8 | 1 | 1 | 2050-12-31 | 1 | #N/A | #N/A | No | 46.8 | 46.8 | Not Found | #N/A | #N/A | #N/A | Not Found | #N/A | #N/A | #N/A | 46.8 | 46.8 | 46.8 | 46.8 |  |  | No |  | No | No | No
| Coolidge_09 | Coolidge Generating Station 9 | teppc | SRP | SRP | Salt River Project | SRP | SW | 2011-05-01 | 2050-12-31 | 2011 | 2050 | 46.8 | 100% | 46.8 | 46.8 | CT-NatGas-Aero | CT_NG | CT | SW_Peaker |  |  |  | SW_Peaker | 2011 | 2050 | 0 | SW | 46.8 | 1 | 46.8 | 1 | 1 | 2050-12-31 | 1 | #N/A | #N/A | No | 46.8 | 46.8 | Not Found | #N/A | #N/A | #N/A | Not Found | #N/A | #N/A | #N/A | 46.8 | 46.8 | 46.8 | 46.8 |  |  | No |  | No | No | No
| Coolidge_10 | Coolidge Generating Station 10 | teppc | SRP | SRP | Salt River Project | SRP | SW | 2011-05-01 | 2050-12-31 | 2011 | 2050 | 46.8 | 100% | 46.8 | 46.8 | CT-NatGas-Aero | CT_NG | CT | SW_Peaker |  |  |  | SW_Peaker | 2011 | 2050 | 0 | SW | 46.8 | 1 | 46.8 | 1 | 1 | 2050-12-31 | 1 | #N/A | #N/A | No | 46.8 | 46.8 | Not Found | #N/A | #N/A | #N/A | Not Found | #N/A | #N/A | #N/A | 46.8 | 46.8 | 46.8 | 46.8 |  |  | No |  | No | No | No
| Coolidge_11 | Coolidge Generating Station 11 | teppc | SRP | SRP | Salt River Project | SRP | SW | 2011-05-01 | 2050-12-31 | 2011 | 2050 | 46.8 | 100% | 46.8 | 46.8 | CT-NatGas-Aero | CT_NG | CT | SW_Peaker |  |  |  | SW_Peaker | 2011 | 2050 | 0 | SW | 46.8 | 1 | 46.8 | 1 | 1 | 2050-12-31 | 1 | #N/A | #N/A | No | 46.8 | 46.8 | Not Found | #N/A | #N/A | #N/A | Not Found | #N/A | #N/A | #N/A | 46.8 | 46.8 | 46.8 | 46.8 |  |  | No |  | No | No | No
| Coolidge_12 | Coolidge Generating Station 12 | teppc | SRP | SRP | Salt River Project | SRP | SW | 2011-05-01 | 2050-12-31 | 2011 | 2050 | 46.8 | 100% | 46.8 | 46.8 | CT-NatGas-Aero | CT_NG | CT | SW_Peaker |  |  |  | SW_Peaker | 2011 | 2050 | 0 | SW | 46.8 | 1 | 46.8 | 1 | 1 | 2050-12-31 | 1 | #N/A | #N/A | No | 46.8 | 46.8 | Not Found | #N/A | #N/A | #N/A | Not Found | #N/A | #N/A | #N/A | 46.8 | 46.8 | 46.8 | 46.8 |  |  | No |  | No | No | No
| Copco_2_1 | Copco 2-1 | teppc | PACW | PACW | PacifiCorp – West | PACW | NW | 1925-07-01 | 2050-12-31 | 1925 | 2050 | 13.5 | 100% | 13.5 | 13.5 | HydroRPS | Hydro_Standard | Hydro | NW_Hydro |  |  |  | NW_Hydro | 1925 | 2050 | 0 | NW | 13.5 | 1 | 13.5 | 1 | 1 | 2050-12-31 | 1 | #N/A | #N/A | No | #N/A | #N/A | Not Found | #N/A | #N/A | #N/A | Not Found | #N/A | #N/A | #N/A | #N/A | #N/A |  |  |  |  | No |  | No | No | No
| Copco_2_2 | Copco 2-2 | teppc | PACW | PACW | PacifiCorp – West | PACW | NW | 1925-08-01 | 2050-12-31 | 1925 | 2050 | 13.5 | 100% | 13.5 | 13.5 | HydroRPS | Hydro_Standard | Hydro | NW_Hydro |  |  |  | NW_Hydro | 1925 | 2050 | 0 | NW | 13.5 | 1 | 13.5 | 1 | 1 | 2050-12-31 | 1 | #N/A | #N/A | No | #N/A | #N/A | Not Found | #N/A | #N/A | #N/A | Not Found | #N/A | #N/A | #N/A | #N/A | #N/A |  |  |  |  | No |  | No | No | No
| Copco1_1 | Copco 1-1 | teppc | PACW | PACW | PacifiCorp – West | PACW | NW | 1918-01-01 | 2030-01-01 | 1918 | 2029 | 10 | 100% | 10 | 10 | HydroRPS | Hydro_Standard | Hydro | NW_Hydro |  |  |  | NW_Hydro | 1918 | 2029 | 0 | NW | 10 | 1 | 10 | 1 | 1 | 2030-01-01 | 1 | #N/A | #N/A | No | #N/A | #N/A | Not Found | #N/A | #N/A | #N/A | Not Found | #N/A | #N/A | #N/A | #N/A | #N/A |  |  |  |  | No |  | No | No | No
| Copco1_2 | Copco 1-2 | teppc | PACW | PACW | PacifiCorp – West | PACW | NW | 1922-11-01 | 2030-01-01 | 1922 | 2029 | 10 | 100% | 10 | 10 | HydroRPS | Hydro_Standard | Hydro | NW_Hydro |  |  |  | NW_Hydro | 1923 | 2029 | 0 | NW | 10 | 1 | 10 | 1 | 1 | 2030-01-01 | 1 | #N/A | #N/A | No | #N/A | #N/A | Not Found | #N/A | #N/A | #N/A | Not Found | #N/A | #N/A | #N/A | #N/A | #N/A |  |  |  |  | No |  | No | No | No
| COPMT2_2_SOLAR2 | CMS2 | caiso | NEVP | SCE | Southern California Edison | SCE | CAISO | 2012-06-28 | 2050-12-31 | 2012 | 2050 | 155 | 100% | 155 | 155 | n/a | PVgeneric_sun | Solar_Fixed | CAISO_Solar |  |  |  | CAISO_Solar_for_CAISO | 2012 | 2050 | 0 | CAISO | 155 | 1 | 155 | 1 | 1 | 2050-12-31 | 1 | COPMT2_2_SOLAR2 | FC | No | 41.85 | 21.7 | NQC List | 41.85 | 21.7 | SUN | NQC List | 41.85 | 21.7 | SUN | 41.85 | 21.7 | 41.85 | 21.7 |  |  | No |  | No | No | No
| COPMT4_2_SOLAR4 | Copper Mountain Solar 4 | caiso | NEVP | SCE | Southern California Edison | SCE | CAISO | 2016-10-01 | 2050-12-31 | 2016 | 2050 | 92 | 100% | 92 | 92 | PVgeneric_sun | PVgeneric_sun | Solar_Fixed | CAISO_Solar |  |  |  | CAISO_Solar_for_CAISO | 2017 | 2050 | 0 | CAISO | 92 | 1 | 92 | 1 | 1 | 2050-12-31 | 1 | COPMT4_2_SOLAR4 | ID | No | 24.84 | 12.88 | NQC List | 24.84 | 12.88 | SUN | NQC List | 24.84 | 12.88 | SUN | 24.84 | 12.88 | 24.84 | 12.88 |  |  | No |  | No | No | No
| COPMTN_2_CM10 | Copper Mountain 10 | caiso | NEVP | SCE | Southern California Edison | SCE | CAISO | 2011-10-03 | 2050-12-31 | 2011 | 2050 | 10 | 100% | 10 | 10 | n/a | PVgeneric_sun | Solar_Fixed | CAISO_Solar |  |  |  | CAISO_Solar_for_CAISO | 2012 | 2050 | 0 | CAISO | 10 | 1 | 10 | 1 | 1 | 2050-12-31 | 1 | COPMTN_2_CM10 | PD | No | 2.7 | 1.4 | NQC List | 2.7 | 1.4 | SUN | NQC List | 2.7 | 1.4 | SUN | 2.7 | 1.4 | 2.7 | 1.4 |  |  | No |  | No | No | No
| COPMTN_2_SOLAR1 | Copper Mountain 48 | caiso | NEVP | SCE | Southern California Edison | SCE | CAISO | 2010-06-15 | 2050-12-31 | 2010 | 2050 | 48 | 100% | 48 | 48 | n/a | PVgeneric_sun | Solar_Fixed | CAISO_Solar |  |  |  | CAISO_Solar_for_CAISO | 2010 | 2050 | 0 | CAISO | 48 | 1 | 48 | 1 | 1 | 2050-12-31 | 1 | COPMTN_2_SOLAR1 | PD | No | 12.96 | 6.72 | NQC List | 12.96 | 6.72 | SUN | NQC List | 12.96 | 6.72 | SUN | 12.96 | 6.72 | 12.96 | 6.72 |  |  | No |  | No | No | No
| Copper_1 | Copper-1 | teppc | EPE | EPE | El Paso Electric Company | PNM_EPE | SW | 1980-07-01 | 2030-12-31 | 1980 | 2030 | 64 | 100% | 64 | 64 | CT-NatGas-Industrial | CT_NG | CT | SW_Peaker |  |  |  | SW_Peaker | 1980 | 2030 | 0 | SW | 64 | 1 | 64 | 1 | 1 | 2030-12-31 | 1 | #N/A | #N/A | No | 64 | 64 | Not Found | #N/A | #N/A | #N/A | Not Found | #N/A | #N/A | #N/A | 64 | 64 | 64 | 64 |  |  | No |  | No | No | No
| Copper_Crossing_1 | Copper Crossing Gen Station (Abel Peaking) CCGS1-5 1 | teppc | SRP | SRP | Salt River Project | SRP | SW | 2021-05-01 | 2050-12-31 | 2021 | 2050 | 91 | 100% | 91 | 91 | CT-NatGas-Industrial | CT_NG | CT | SW_Peaker |  |  |  | SW_Peaker | 2021 | 2050 | 0 | SW | 91 | 1 | 91 | 1 | 1 | 2050-12-31 | 1 | #N/A | #N/A | No | 91 | 91 | Not Found | #N/A | #N/A | #N/A | Not Found | #N/A | #N/A | #N/A | 91 | 91 | 91 | 91 |  |  | No |  | No | No | No
| Copper_Crossing_2 | Copper Crossing Gen Station (Abel Peaking) CCGS1-5 2 | teppc | SRP | SRP | Salt River Project | SRP | SW | 2021-05-01 | 2050-12-31 | 2021 | 2050 | 91 | 100% | 91 | 91 | CT-NatGas-Industrial | CT_NG | CT | SW_Peaker |  |  |  | SW_Peaker | 2021 | 2050 | 0 | SW | 91 | 1 | 91 | 1 | 1 | 2050-12-31 | 1 | #N/A | #N/A | No | 91 | 91 | Not Found | #N/A | #N/A | #N/A | Not Found | #N/A | #N/A | #N/A | 91 | 91 | 91 | 91 |  |  | No |  | No | No | No
| Copper_Crossing_3 | Copper Crossing Gen Station (Abel Peaking) CCGS1-5 3 | teppc | SRP | SRP | Salt River Project | SRP | SW | 2021-05-01 | 2050-12-31 | 2021 | 2050 | 91 | 100% | 91 | 91 | CT-NatGas-Industrial | CT_NG | CT | SW_Peaker |  |  |  | SW_Peaker | 2021 | 2050 | 0 | SW | 91 | 1 | 91 | 1 | 1 | 2050-12-31 | 1 | #N/A | #N/A | No | 91 | 91 | Not Found | #N/A | #N/A | #N/A | Not Found | #N/A | #N/A | #N/A | 91 | 91 | 91 | 91 |  |  | No |  | No | No | No
| Copper_Crossing_4 | Copper Crossing Gen Station (Abel Peaking) CCGS1-5 4 | teppc | SRP | SRP | Salt River Project | SRP | SW | 2022-05-01 | 2050-12-31 | 2022 | 2050 | 91 | 100% | 91 | 91 | CT-NatGas-Industrial | CT_NG | CT | SW_Peaker |  |  |  | SW_Peaker | 2022 | 2050 | 0 | SW | 91 | 1 | 91 | 1 | 1 | 2050-12-31 | 1 | #N/A | #N/A | No | 91 | 91 | Not Found | #N/A | #N/A | #N/A | Not Found | #N/A | #N/A | #N/A | 91 | 91 | 91 | 91 |  |  | No |  | No | No | No
| Copper_Crossing_5 | Copper Crossing Gen Station (Abel Peaking) CCGS1-5 5 | teppc | SRP | SRP | Salt River Project | SRP | SW | 2022-05-01 | 2050-12-31 | 2022 | 2050 | 91 | 100% | 91 | 91 | CT-NatGas-Industrial | CT_NG | CT | SW_Peaker |  |  |  | SW_Peaker | 2022 | 2050 | 0 | SW | 91 | 1 | 91 | 1 | 1 | 2050-12-31 | 1 | #N/A | #N/A | No | 91 | 91 | Not Found | #N/A | #N/A | #N/A | Not Found | #N/A | #N/A | #N/A | 91 | 91 | 91 | 91 |  |  | No |  | No | No | No
| Copper_Crossing_6 | Copper Crossing Gen Station (Abel Peaking) CCGS1-5 6 | teppc | SRP | SRP | Salt River Project | SRP | SW | 2022-05-01 | 2050-12-31 | 2022 | 2050 | 91 | 100% | 91 | 91 | CT-NatGas-Industrial | CT_NG | CT | SW_Peaker |  |  |  | SW_Peaker | 2022 | 2050 | 0 | SW | 91 | 1 | 91 | 1 | 1 | 2050-12-31 | 1 | #N/A | #N/A | No | 91 | 91 | Not Found | #N/A | #N/A | #N/A | Not Found | #N/A | #N/A | #N/A | 91 | 91 | 91 | 91 |  |  | No |  | No | No | No
| Copper_Crossing_7 | Copper Crossing Gen Station (Abel Peaking) CCGS1-5 7 | teppc | SRP | SRP | Salt River Project | SRP | SW | 2023-05-01 | 2050-12-31 | 2023 | 2050 | 91 | 100% | 91 | 91 | CT-NatGas-Industrial | CT_NG | CT | SW_Peaker |  |  |  | SW_Peaker | 2023 | 2050 | 0 | SW | 91 | 1 | 91 | 1 | 1 | 2050-12-31 | 1 | #N/A | #N/A | No | 91 | 91 | Not Found | #N/A | #N/A | #N/A | Not Found | #N/A | #N/A | #N/A | 91 | 91 | 91 | 91 |  |  | No |  | No | No | No
| Copper_Crossing_8 | Copper Crossing Gen Station (Abel Peaking) CCGS1-5 8 | teppc | SRP | SRP | Salt River Project | SRP | SW | 2023-05-01 | 2050-12-31 | 2023 | 2050 | 91 | 100% | 91 | 91 | CT-NatGas-Industrial | CT_NG | CT | SW_Peaker |  |  |  | SW_Peaker | 2023 | 2050 | 0 | SW | 91 | 1 | 91 | 1 | 1 | 2050-12-31 | 1 | #N/A | #N/A | No | 91 | 91 | Not Found | #N/A | #N/A | #N/A | Not Found | #N/A | #N/A | #N/A | 91 | 91 | 91 | 91 |  |  | No |  | No | No | No
| Copper_Crossing_9 | Copper Crossing Gen Station (Abel Peaking) CCGS1-5 9 | teppc | SRP | SRP | Salt River Project | SRP | SW | 2023-05-01 | 2050-12-31 | 2023 | 2050 | 91 | 100% | 91 | 91 | CT-NatGas-Industrial | CT_NG | CT | SW_Peaker |  |  |  | SW_Peaker | 2023 | 2050 | 0 | SW | 91 | 1 | 91 | 1 | 1 | 2050-12-31 | 1 | #N/A | #N/A | No | 91 | 91 | Not Found | #N/A | #N/A | #N/A | Not Found | #N/A | #N/A | #N/A | 91 | 91 | 91 | 91 |  |  | No |  | No | No | No
| Copper_Mountain_3_01 | Copper Mountain Solar III 1 | teppc | LDWP | LDWP | Los Angeles Department of Water and Power | LADWP | LDWP | 2013-12-01 | 2050-12-31 | 2013 | 2050 | 26 | 100% | 26 | 26 | SolarPV-NonTracking | FixedPV_sun | Solar_Fixed | LDWP_Solar |  |  |  | LDWP_Solar_for_Other | 2014 | 2050 | 0 | LDWP | 26 | 1 | 26 | 1 | 1 | 2050-12-31 | 1 | #N/A | #N/A | No | #N/A | #N/A | Not Found | #N/A | #N/A | #N/A | Not Found | #N/A | #N/A | #N/A | #N/A | #N/A |  |  |  |  | No |  | No | No | No
| Copper_Mountain_3_02 | Copper Mountain Solar III 2 | teppc | LDWP | LDWP | Los Angeles Department of Water and Power | LADWP | LDWP | 2013-12-01 | 2050-12-31 | 2013 | 2050 | 27 | 100% | 27 | 27 | SolarPV-NonTracking | FixedPV_sun | Solar_Fixed | LDWP_Solar |  |  |  | LDWP_Solar_for_Other | 2014 | 2050 | 0 | LDWP | 27 | 1 | 27 | 1 | 1 | 2050-12-31 | 1 | #N/A | #N/A | No | #N/A | #N/A | Not Found | #N/A | #N/A | #N/A | Not Found | #N/A | #N/A | #N/A | #N/A | #N/A |  |  |  |  | No |  | No | No | No
| Copper_Mountain_3_03 | Copper Mountain Solar III 3 | teppc | LDWP | LDWP | Los Angeles Department of Water and Power | LADWP | LDWP | 2013-12-01 | 2050-12-31 | 2013 | 2050 | 26 | 100% | 26 | 26 | SolarPV-NonTracking | FixedPV_sun | Solar_Fixed | LDWP_Solar |  |  |  | LDWP_Solar_for_Other | 2014 | 2050 | 0 | LDWP | 26 | 1 | 26 | 1 | 1 | 2050-12-31 | 1 | #N/A | #N/A | No | #N/A | #N/A | Not Found | #N/A | #N/A | #N/A | Not Found | #N/A | #N/A | #N/A | #N/A | #N/A |  |  |  |  | No |  | No | No | No
| Copper_Mountain_3_04 | Copper Mountain Solar III 4 | teppc | LDWP | LDWP | Los Angeles Department of Water and Power | LADWP | LDWP | 2013-12-01 | 2050-12-31 | 2013 | 2050 | 28 | 100% | 28 | 28 | SolarPV-NonTracking | FixedPV_sun | Solar_Fixed | LDWP_Solar |  |  |  | LDWP_Solar_for_Other | 2014 | 2050 | 0 | LDWP | 28 | 1 | 28 | 1 | 1 | 2050-12-31 | 1 | #N/A | #N/A | No | #N/A | #N/A | Not Found | #N/A | #N/A | #N/A | Not Found | #N/A | #N/A | #N/A | #N/A | #N/A |  |  |  |  | No |  | No | No | No
| Copper_Mountain_3_05 | Copper Mountain 3-5 | teppc | LDWP | LDWP | Los Angeles Department of Water and Power | LADWP | LDWP | 2013-12-01 | 2050-12-31 | 2013 | 2050 | 25 | 100% | 25 | 25 | SolarPV-NonTracking | FixedPV_sun | Solar_Fixed | LDWP_Solar |  |  |  | LDWP_Solar_for_Other | 2014 | 2050 | 0 | LDWP | 25 | 1 | 25 | 1 | 1 | 2050-12-31 | 1 | #N/A | #N/A | No | #N/A | #N/A | Not Found | #N/A | #N/A | #N/A | Not Found | #N/A | #N/A | #N/A | #N/A | #N/A |  |  |  |  | No |  | No | No | No
| Copper_Mountain_3_06 | Copper Mountain Solar III 6 | teppc | LDWP | LDWP | Los Angeles Department of Water and Power | LADWP | LDWP | 2013-12-01 | 2050-12-31 | 2013 | 2050 | 26 | 100% | 26 | 26 | SolarPV-NonTracking | FixedPV_sun | Solar_Fixed | LDWP_Solar |  |  |  | LDWP_Solar_for_Other | 2014 | 2050 | 0 | LDWP | 26 | 1 | 26 | 1 | 1 | 2050-12-31 | 1 | #N/A | #N/A | No | #N/A | #N/A | Not Found | #N/A | #N/A | #N/A | Not Found | #N/A | #N/A | #N/A | #N/A | #N/A |  |  |  |  | No |  | No | No | No
| Copper_Mountain_3_07 | Copper Mountain Solar III 7 | teppc | LDWP | LDWP | Los Angeles Department of Water and Power | LADWP | LDWP | 2013-12-01 | 2050-12-31 | 2013 | 2050 | 27 | 100% | 27 | 27 | SolarPV-NonTracking | FixedPV_sun | Solar_Fixed | LDWP_Solar |  |  |  | LDWP_Solar_for_Other | 2014 | 2050 | 0 | LDWP | 27 | 1 | 27 | 1 | 1 | 2050-12-31 | 1 | #N/A | #N/A | No | #N/A | #N/A | Not Found | #N/A | #N/A | #N/A | Not Found | #N/A | #N/A | #N/A | #N/A | #N/A |  |  |  |  | No |  | No | No | No
| Copper_Mountain_3_08 | Copper Mountain Solar III 8 | teppc | LDWP | LDWP | Los Angeles Department of Water and Power | LADWP | LDWP | 2013-12-01 | 2050-12-31 | 2013 | 2050 | 26 | 100% | 26 | 26 | SolarPV-NonTracking | FixedPV_sun | Solar_Fixed | LDWP_Solar |  |  |  | LDWP_Solar_for_Other | 2014 | 2050 | 0 | LDWP | 26 | 1 | 26 | 1 | 1 | 2050-12-31 | 1 | #N/A | #N/A | No | #N/A | #N/A | Not Found | #N/A | #N/A | #N/A | Not Found | #N/A | #N/A | #N/A | #N/A | #N/A |  |  |  |  | No |  | No | No | No
| Copper_Mountain_3_09 | Copper Mountain Solar III 9 | teppc | LDWP | LDWP | Los Angeles Department of Water and Power | LADWP | LDWP | 2013-12-01 | 2050-12-31 | 2013 | 2050 | 24 | 100% | 24 | 24 | SolarPV-NonTracking | FixedPV_sun | Solar_Fixed | LDWP_Solar |  |  |  | LDWP_Solar_for_Other | 2014 | 2050 | 0 | LDWP | 24 | 1 | 24 | 1 | 1 | 2050-12-31 | 1 | #N/A | #N/A | No | #N/A | #N/A | Not Found | #N/A | #N/A | #N/A | Not Found | #N/A | #N/A | #N/A | #N/A | #N/A |  |  |  |  | No |  | No | No | No
| Copper_Mountain_3_10 | Copper Mountain Solar III 10 | teppc | LDWP | LDWP | Los Angeles Department of Water and Power | LADWP | LDWP | 2013-12-01 | 2050-12-31 | 2013 | 2050 | 20 | 100% | 20 | 20 | SolarPV-NonTracking | FixedPV_sun | Solar_Fixed | LDWP_Solar |  |  |  | LDWP_Solar_for_Other | 2014 | 2050 | 0 | LDWP | 20 | 1 | 20 | 1 | 1 | 2050-12-31 | 1 | #N/A | #N/A | No | #N/A | #N/A | Not Found | #N/A | #N/A | #N/A | Not Found | #N/A | #N/A | #N/A | #N/A | #N/A |  |  |  |  | No |  | No | No | No
| CORAL12T | CORAL12 | teppc | PAUT | PAUT | Utah, PACE Utility | PACE | NW | 2018-03-30 | 2050-12-31 | 2018 | 2050 | 4 | 100% | 4 | 4 | ICE-OilDistillate | ICE_Oil | ICE | NW_Peaker |  |  |  | NW_Peaker | 2018 | 2050 | 0 | NW | 4 | 1 | 4 | 1 | 1 | 2050-12-31 | 1 | #N/A | #N/A | No | 4 | 4 | Not Found | #N/A | #N/A | #N/A | Not Found | #N/A | #N/A | #N/A | 4 | 4 | 4 | 4 |  |  | No |  | No | No | No
| CORCAN_1_SOLAR1 | CID Solar | caiso | PGE_Valley | PGE_Valley | Pacific Gas and Electric Valley | PGE_Valley | CAISO | 2015-01-09 | 2050-12-31 | 2015 | 2050 | 20 | 100% | 20 | 20 | n/a | PVgeneric_sun | Solar_Fixed | CAISO_Solar |  |  |  | CAISO_Solar_for_CAISO | 2015 | 2050 | 0 | CAISO | 20 | 1 | 20 | 1 | 1 | 2050-12-31 | 1 | CORCAN_1_SOLAR1 | ID | No | 5.4 | 2.8 | NQC List | 5.4 | 2.8 | SUN | NQC List | 5.4 | 2.8 | SUN | 5.4 | 2.8 | 5.4 | 2.8 |  |  | No |  | No | No | No
| CORCAN_1_SOLAR2 | Corcoran City | caiso | PGE_Valley | PGE_Valley | Pacific Gas and Electric Valley | PGE_Valley | CAISO | 2015-05-23 | 2050-12-31 | 2015 | 2050 | 11 | 100% | 11 | 11 | n/a | PVgeneric_sun | Solar_Fixed | CAISO_Solar |  |  |  | CAISO_Solar_for_CAISO | 2015 | 2050 | 0 | CAISO | 11 | 1 | 11 | 1 | 1 | 2050-12-31 | 1 | CORCAN_1_SOLAR2 | ID | No | 2.97 | 1.54 | NQC List | 2.97 | 1.54 | SUN | NQC List | 2.97 | 1.54 | SUN | 2.97 | 1.54 | 2.97 | 1.54 |  |  | No |  | No | No | No
| Cordova_FIR_Solar | Cordova Solar | teppc | BANC | BANC | Balancing Authority of Northern California | SMUD | BANC | 2012-01-01 | 2050-01-01 | 2012 | 2049 | 9.5 | 100% | 9.5 | 9.5 | SolarPV-NonTracking | FixedPV_sun | Solar_Fixed | BANC_Solar |  |  |  | BANC_Solar_for_Other | 2012 | 2049 | 0 | BANC | 9.5 | 1 | 9.5 | 1 | 1 | 2050-01-01 | 1 | #N/A | #N/A | No | #N/A | #N/A | Not Found | #N/A | #N/A | #N/A | Not Found | #N/A | #N/A | #N/A | #N/A | #N/A |  |  |  |  | No |  | No | No | No
| Coronado_CO1 | Coronado CO1 | teppc | SRP | SRP | Salt River Project | SRP | SW | 1979-12-01 | 2050-12-31 | 1979 | 2050 | 380 | 100% | 380 | 380 | ST-Coal | Steam_Coal | Coal | SW_Coal |  |  |  | SW_Coal | 1980 | 2050 | 0 | SW | 380 | 1 | 380 | 1 | 1 | 2050-12-31 | 1 | #N/A | #N/A | No | 380 | 380 | Not Found | #N/A | #N/A | #N/A | Not Found | #N/A | #N/A | #N/A | 380 | 380 | 380 | 380 |  |  | No |  | No | No | No
| Coronado_CO2 | Coronado CO2 | teppc | SRP | SRP | Salt River Project | SRP | SW | 1980-10-01 | 2050-12-31 | 1980 | 2050 | 382 | 100% | 382 | 382 | ST-Coal | Steam_Coal | Coal | SW_Coal |  |  |  | SW_Coal | 1981 | 2050 | 0 | SW | 382 | 1 | 382 | 1 | 1 | 2050-12-31 | 1 | #N/A | #N/A | No | 382 | 382 | Not Found | #N/A | #N/A | #N/A | Not Found | #N/A | #N/A | #N/A | 382 | 382 | 382 | 382 |  |  | No |  | No | No | No
| CORONS_2_SOLAR | Master Development Corona | caiso | SCE | SCE | Southern California Edison | SCE | CAISO | 2013-04-24 | 2050-12-31 | 2013 | 2050 | 0.99 | 100% | 0.99 | 0.99 | n/a | PVgeneric_sun | Solar_Fixed | CAISO_Solar |  |  |  | CAISO_Solar_for_CAISO | 2013 | 2050 | 0 | CAISO | 0.99 | 1 | 0.99 | 1 | 1 | 2050-12-31 | 1 | CORONS_2_SOLAR | EO | Yes | 0.2673 | 0.1386 | NQC List | 0 | 0 | SUN | NQC List | 0 | 0 | SUN | 0 | 0 | 0 | 0 |  |  | No |  | No | No | No
| CORONS_6_CLRWTR | Clearwater Power Plant | caiso | SCE | SCE | Southern California Edison | SCE | CAISO | 2005-02-28 | 2050-12-31 | 2005 | 2050 | 28 | 100% | 28 | 28 | CCWhole-NatGas-Aero | CC_NG | CC | CAISO_CCGT2 |  |  |  | CAISO_CCGT2 | 2005 | 2050 | 0 | CAISO | 28 | 1 | 28 | 1 | 1 | 2050-12-31 | 1 | CORONS_6_CLRWTR | FC | No | 27.9966 | 27.9966 | NQC List | 28 | 28 | NATURAL GAS | NQC List | 28 | 28 | NATURAL GAS | 28 | 28 | 28 | 28 |  |  | No |  | No | No | No
| Corra_Linn_1 | Corra Linn-1_Corra Linn-1_FBC-COR | teppc | BCHA | BCHA | British Columbia Transmission Company | BCHA_AESO | Excluded | 1999-11-11 | 2033-03-31 | 1999 | 2032 | 17 | 100% | 17 | 17 | Hydro | Hydro_Standard | Hydro | Excluded_Hydro |  |  |  | Excluded | 2000 | 2032 | 0 | Excluded | 17 | 1 | 17 | 1 | 1 | 2033-03-31 | 1 | #N/A | #N/A | No | 0 | 0 | Not Found | #N/A | #N/A | #N/A | Not Found | #N/A | #N/A | #N/A | 0 | 0 | 0 | 0 |  |  | No |  | No | No | No
| Corra_Linn_2 | Corra Linn-2_Corra Linn-2_FBC-COR | teppc | BCHA | BCHA | British Columbia Transmission Company | BCHA_AESO | Excluded | 1999-11-11 | 2033-03-31 | 1999 | 2032 | 17 | 100% | 17 | 17 | Hydro | Hydro_Standard | Hydro | Excluded_Hydro |  |  |  | Excluded | 2000 | 2032 | 0 | Excluded | 17 | 1 | 17 | 1 | 1 | 2033-03-31 | 1 | #N/A | #N/A | No | 0 | 0 | Not Found | #N/A | #N/A | #N/A | Not Found | #N/A | #N/A | #N/A | 0 | 0 | 0 | 0 |  |  | No |  | No | No | No
| Corra_Linn_3 | Corra Linn-3_Corra Linn-3_FBC-COR | teppc | BCHA | BCHA | British Columbia Transmission Company | BCHA_AESO | Excluded | 1999-11-11 | 2033-03-31 | 1999 | 2032 | 17 | 100% | 17 | 17 | Hydro | Hydro_Standard | Hydro | Excluded_Hydro |  |  |  | Excluded | 2000 | 2032 | 0 | Excluded | 17 | 1 | 17 | 1 | 1 | 2033-03-31 | 1 | #N/A | #N/A | No | 0 | 0 | Not Found | #N/A | #N/A | #N/A | Not Found | #N/A | #N/A | #N/A | 0 | 0 | 0 | 0 |  |  | No |  | No | No | No
| CORRAL_6_SJOAQN | Ameresco San Joaquin | caiso | PGE_Valley | PGE_Valley | Pacific Gas and Electric Valley | PGE_Valley | CAISO | 2014-04-24 | 2050-12-31 | 2014 | 2050 | 4.3 | 100% | 4.3 | 4.3 | n/a | Biogas_ | Biogas_LandfillGas | CAISO_Biomass |  |  |  | CAISO_Biomass_for_CAISO | 2014 | 2050 | 0 | CAISO | 4.3 | 1 | 4.3 | 1 | 1 | 2050-12-31 | 1 | CORRAL_6_SJOAQN | FC | No | 3.0014 | 3.0014 | NQC List | 3.73 | 4.13 | BIOGAS | NQC List | 3.55 | 3.57 | BIOGAS | 3.55 | 3.57 | 3.73 | 4.13 |  |  | No |  | No | No | No
| Cosmo_1_2 | Cosmo Specialty Fibers Plant-TG1 | teppc | BPAT | BPAT | Bonneville Power Administration – Transmission | BPAT | NW | 1957-01-01 | 2050-12-31 | 1957 | 2050 | 17.2 | 100% | 17.2 | 17.2 | Bio-ST | ST_Biomass | Biomass/Wood | NW_Biomass |  |  |  | NW_Biomass_for_Other | 1957 | 2050 | 0 | NW | 17.2 | 1 | 17.2 | 1 | 1 | 2050-12-31 | 1 | #N/A | #N/A | No | 12.0056 | 12.0056 | Not Found | #N/A | #N/A | #N/A | Not Found | #N/A | #N/A | #N/A | 12.0056 | 12.0056 | 12.0056 | 12.0056 |  |  | No |  | No | No | No
| Cosumnes_CC | CosumnesCC (Total CC Plant) | teppc | BANC | BANC | Balancing Authority of Northern California | SMUD | BANC | 2006-03-01 | 2050-12-31 | 2006 | 2050 | 534.6 | 100% | 534.6 | 534.6 | CCWhole-NatGas-Aero | CC_NG | CC | BANC_CCGT |  |  |  | BANC_CCGT | 2006 | 2050 | 0 | BANC | 534.6 | 1 | 534.6 | 1 | 1 | 2050-12-31 | 1 | #N/A | #N/A | No | 534.6 | 534.6 | Not Found | #N/A | #N/A | #N/A | Not Found | #N/A | #N/A | #N/A | 534.6 | 534.6 | 534.6 | 534.6 |  |  | No |  | No | No | No
| COTTLE_2_FRNKNH | Frankenheimer Power Plant | caiso | PGE_Valley | PGE_Valley | Pacific Gas and Electric Valley | PGE_Valley | CAISO | 1983-02-12 | 2050-12-31 | 1983 | 2050 | 5.3 | 100% | 5.3 | 5.3 | n/a | Hydro_Standard | Hydro | CAISO_Small_Hydro | BANC | 5.3 |  | CAISO_Small_Hydro_for_Other | 1983 | 2050 | 0 | BANC | 5.3 | 1 | 5.3 | 1 | 1 | 2050-12-31 | 1 | COTTLE_2_FRNKNH | FC | No | 2.65 | 2.65 | NQC List | 2.9 | 2.06 | WATER | NQC List | 2.44 | 1.9 | WATER | 2.44 | 1.9 | 2.9 | 2.06 |  |  | No |  | No | No | No
| Cottonwood_1 | Cottonwood 1 | teppc | LDWP | LDWP | Los Angeles Department of Water and Power | LADWP | LDWP | 1908-11-01 | 2050-12-31 | 1908 | 2050 | 0.75 | 100% | 0.75 | 0.75 | Hydro | Hydro_Standard | Hydro | LDWP_Hydro |  |  |  | LDWP_Hydro | 1909 | 2050 | 0 | LDWP | 0.75 | 1 | 0.75 | 1 | 1 | 2050-12-31 | 1 | #N/A | #N/A | No | #N/A | #N/A | Not Found | #N/A | #N/A | #N/A | Not Found | #N/A | #N/A | #N/A | #N/A | #N/A |  |  |  |  | No |  | No | No | No
| Cottonwood_2 | Cottonwood 2 | teppc | LDWP | LDWP | Los Angeles Department of Water and Power | LADWP | LDWP | 1909-10-01 | 2050-12-31 | 1909 | 2050 | 0.75 | 100% | 0.75 | 0.75 | Hydro | Hydro_Standard | Hydro | LDWP_Hydro |  |  |  | LDWP_Hydro | 1910 | 2050 | 0 | LDWP | 0.75 | 1 | 0.75 | 1 | 1 | 2050-12-31 | 1 | #N/A | #N/A | No | #N/A | #N/A | Not Found | #N/A | #N/A | #N/A | Not Found | #N/A | #N/A | #N/A | #N/A | #N/A |  |  |  |  | No |  | No | No | No
| Cougar_1 | Cougar-1 | teppc | BPAT | BPAT | Bonneville Power Administration – Transmission | BPAT | NW | 1964-04-01 | 2050-12-31 | 1964 | 2050 | 14 | 100% | 14 | 14 | Hydro | Hydro_Standard | Hydro | NW_Hydro |  |  |  | NW_Hydro | 1964 | 2050 | 0 | NW | 14 | 1 | 14 | 1 | 1 | 2050-12-31 | 1 | #N/A | #N/A | No | #N/A | #N/A | Not Found | #N/A | #N/A | #N/A | Not Found | #N/A | #N/A | #N/A | #N/A | #N/A |  |  |  |  | No |  | No | No | No
| Cougar_2 | Cougar-2 | teppc | BPAT | BPAT | Bonneville Power Administration – Transmission | BPAT | NW | 1964-03-01 | 2050-12-31 | 1964 | 2050 | 14 | 100% | 14 | 14 | Hydro | Hydro_Standard | Hydro | NW_Hydro |  |  |  | NW_Hydro | 1964 | 2050 | 0 | NW | 14 | 1 | 14 | 1 | 1 | 2050-12-31 | 1 | #N/A | #N/A | No | #N/A | #N/A | Not Found | #N/A | #N/A | #N/A | Not Found | #N/A | #N/A | #N/A | #N/A | #N/A |  |  |  |  | No |  | No | No | No
| COVERD_2_HCKHY1 | HATCHET CREEK | caiso | PGE_Valley | PGE_Valley | Pacific Gas and Electric Valley | PGE_Valley | CAISO | 2017-06-01 | 2050-12-31 | 2017 | 2050 | 6.89 | 100% | 6.89 | 6.89 | HYDRO_WATER | Hydro_Standard | Hydro | CAISO_Hydro |  |  |  | CAISO_Hydro | 2017 | 2050 | 0 | CAISO | 6.89 | 1 | 6.89 | 1 | 1 | 2050-12-31 | 1 | COVERD_2_HCKHY1 | FC | No | 5.8273 | 5.8273 | NQC List | 0 | 0 | WATER | NQC List | 1.66 | 1.64 | WATER | 1.66 | 1.64 | 0 | 0 |  |  | No |  | No | No | No
| COVERD_2_MCKHY1 | Montgomery Creek Hydro | caiso | PGE_Valley | PGE_Valley | Pacific Gas and Electric Valley | PGE_Valley | CAISO | 1987-01-01 | 2050-12-31 | 1987 | 2050 | 2.8 | 100% | 2.8 | 2.8 | HYDRO_WATER | Hydro_Standard | Hydro | CAISO_Hydro |  |  |  | CAISO_Hydro | 1987 | 2050 | 0 | CAISO | 2.8 | 1 | 2.8 | 1 | 1 | 2050-12-31 | 1 | COVERD_2_MCKHY1 | FC | No | 2.3681 | 2.3681 | NQC List | 0.03 | 0 | WATER | NQC List | 0.69 | 0.67 | WATER | 0.69 | 0.67 | 0.03 | 0 |  |  | No |  | No | No | No
| COVERD_2_QFUNTS | COVE ROAD HYDRO QF UNITS | caiso | PGE_Valley | PGE_Valley | Pacific Gas and Electric Valley | PGE_Valley | CAISO | 1987-01-05 | 2050-12-31 | 1987 | 2050 | 5.75 | 100% | 5.75 | 5.75 | n/a | Hydro_Standard | Hydro | CAISO_Small_Hydro |  |  |  | CAISO_Small_Hydro_for_CAISO | 1987 | 2050 | 0 | CAISO | 5.75 | 1 | 5.75 | 1 | 1 | 2050-12-31 | 1 | COVERD_2_QFUNTS | FC | No | 2.875 | 2.875 | NQC List | 0 | 0 | WATER | NQC List | 0 | 0 | WATER | 0 | 0 | 0 | 0 |  |  | No |  | No | No | No
| COVERD_2_RCKHY1 | ROARING CREEK | caiso | PGE_Valley | PGE_Valley | Pacific Gas and Electric Valley | PGE_Valley | CAISO | 2017-06-01 | 2050-12-31 | 2017 | 2050 | 2 | 100% | 2 | 2 | HYDRO_WATER | Hydro_Standard | Hydro | CAISO_Hydro |  |  |  | CAISO_Hydro | 2017 | 2050 | 0 | CAISO | 2 | 1 | 2 | 1 | 1 | 2050-12-31 | 1 | COVERD_2_RCKHY1 | FC | No | 1.6915 | 1.6915 | NQC List | 0 | 0 | WATER | NQC List | 0.48 | 0.48 | WATER | 0.48 | 0.48 | 0 | 0 |  |  | No |  | No | No | No
| COWCRK_2_UNIT | Cow Creek Hydro | caiso | PGE_Valley | PGE_Valley | Pacific Gas and Electric Valley | PGE_Valley | CAISO | 1907-01-01 | 2050-12-31 | 1907 | 2050 | 2 | 100% | 2 | 2 | n/a | Hydro_Standard | Hydro | CAISO_Small_Hydro |  |  |  | CAISO_Small_Hydro_for_CAISO | 1907 | 2050 | 0 | CAISO | 2 | 1 | 2 | 1 | 1 | 2050-12-31 | 1 | COWCRK_2_UNIT | FC | No | 1 | 1 | NQC List | 0.17 | 0.13 | WATER | NQC List | 0.19 | 0.15 | WATER | 0.19 | 0.15 | 0.17 | 0.13 |  |  | No |  | No | No | No
| Cowley_Ridge_1 | Cowley Ridge-1 | teppc | AESO | AESO | Alberta Electric System Operator | BCHA_AESO | Excluded | 2001-09-01 | 2050-12-31 | 2001 | 2050 | 21.4 | 100% | 21.4 | 21.4 | WT-Onshore | wind_onshorewind | Wind | Excluded_Wind |  |  |  | Excluded | 2002 | 2050 | 0 | Excluded | 21.4 | 1 | 21.4 | 1 | 1 | 2050-12-31 | 1 | #N/A | #N/A | No | 0 | 0 | Not Found | #N/A | #N/A | #N/A | Not Found | #N/A | #N/A | #N/A | 0 | 0 | 0 | 0 |  |  | No |  | No | No | No
| Cowlitz_Falls1 | Cowlitz Falls-U#1 | teppc | BPAT | BPAT | Bonneville Power Administration – Transmission | BPAT | NW | 1994-06-01 | 2050-12-31 | 1994 | 2050 | 35 | 100% | 35 | 35 | Hydro | Hydro_Standard | Hydro | NW_Hydro |  |  |  | NW_Hydro | 1994 | 2050 | 0 | NW | 35 | 1 | 35 | 1 | 1 | 2050-12-31 | 1 | #N/A | #N/A | No | #N/A | #N/A | Not Found | #N/A | #N/A | #N/A | Not Found | #N/A | #N/A | #N/A | #N/A | #N/A |  |  |  |  | No |  | No | No | No
| Cowlitz_Falls2 | Cowlitz Falls-U#2 | teppc | BPAT | BPAT | Bonneville Power Administration – Transmission | BPAT | NW | 1994-06-01 | 2050-12-31 | 1994 | 2050 | 35 | 100% | 35 | 35 | Hydro | Hydro_Standard | Hydro | NW_Hydro |  |  |  | NW_Hydro | 1994 | 2050 | 0 | NW | 35 | 1 | 35 | 1 | 1 | 2050-12-31 | 1 | #N/A | #N/A | No | #N/A | #N/A | Not Found | #N/A | #N/A | #N/A | Not Found | #N/A | #N/A | #N/A | #N/A | #N/A |  |  |  |  | No |  | No | No | No
| Coyote_Crest | Coyote Crest Wind-WT (47 x 2.5) | teppc | PNM | PNM | Public Service Company of New Mexico | PNM_EPE | SW | 2013-12-01 | 2050-12-31 | 2013 | 2050 | 118 | 100% | 118 | 118 | WT-Onshore | wind_onshorewind | Wind | SW_Wind |  |  |  | SW_Wind_for_Other | 2014 | 2050 | 0 | SW | 118 | 1 | 118 | 1 | 1 | 2050-12-31 | 1 | #N/A | #N/A | No | #N/A | #N/A | Not Found | #N/A | #N/A | #N/A | Not Found | #N/A | #N/A | #N/A | #N/A | #N/A |  |  |  |  | No |  | No | No | No
| CoyoteSprgCC1_Total | CoyoteSprngsCC1 (Total CC Plant) | teppc | PGE | PGE | Portland General Electric Company | PortlandGE | NW | 1995-11-01 | 2050-12-31 | 1995 | 2050 | 246.1 | 100% | 246.1 | 246.1 | CCWhole-NatGas-Industrial | CC_NG | CC | NW_CCGT |  |  |  | NW_CCGT | 1996 | 2050 | 0 | NW | 246.1 | 1 | 246.1 | 1 | 1 | 2050-12-31 | 1 | #N/A | #N/A | No | 246.1 | 246.1 | Not Found | #N/A | #N/A | #N/A | Not Found | #N/A | #N/A | #N/A | 246.1 | 246.1 | 246.1 | 246.1 |  |  | No |  | No | No | No
| CoyoteSprgCC2_Total | CoyoteSprngsCC2 (Total CC Plant) | teppc | AVA | AVA | Avista Corp. | BPAT | NW | 2003-07-01 | 2050-12-31 | 2003 | 2050 | 286 | 100% | 286 | 286 | CCWhole-NatGas-Industrial | CC_NG | CC | NW_CCGT |  |  |  | NW_CCGT | 2003 | 2050 | 0 | NW | 286 | 1 | 286 | 1 | 1 | 2050-12-31 | 1 | #N/A | #N/A | No | 286 | 286 | Not Found | #N/A | #N/A | #N/A | Not Found | #N/A | #N/A | #N/A | 286 | 286 | 286 | 286 |  |  | No |  | No | No | No
| CPF_4G1 | CPF 4G1 | teppc | BCHA | BCHA | British Columbia Transmission Company | BCHA_AESO | Excluded | 2016-02-26 | 2050-03-30 | 2016 | 2049 | 4 | 100% | 4 | 4 | hydro | Hydro_Standard | Hydro | Excluded_Hydro |  |  |  | Excluded | 2016 | 2049 | 0 | Excluded | 4 | 1 | 4 | 1 | 1 | 2050-03-30 | 1 | #N/A | #N/A | No | 0 | 0 | Not Found | #N/A | #N/A | #N/A | Not Found | #N/A | #N/A | #N/A | 0 | 0 | 0 | 0 |  |  | No |  | No | No | No
| CPS_G3 | CPS G3 | teppc | BCHA | BCHA | British Columbia Transmission Company | BCHA_AESO | Excluded | 2015-09-30 | 2050-03-30 | 2015 | 2049 | 1.8 | 100% | 1.8 | 1.8 | hydro | Hydro_Standard | Hydro | Excluded_Hydro |  |  |  | Excluded | 2016 | 2049 | 0 | Excluded | 1.8 | 1 | 1.8 | 1 | 1 | 2050-03-30 | 1 | #N/A | #N/A | No | 0 | 0 | Not Found | #N/A | #N/A | #N/A | Not Found | #N/A | #N/A | #N/A | 0 | 0 | 0 | 0 |  |  | No |  | No | No | No
| CPSTNO_7_PRMADS |  | caiso | SDGE | SDGE | San Diego Gas and Electric | SDGE | CAISO | 1999-01-01 | 2050-12-31 | 1999 | 2050 | 5.83 | 95.57% | 5.83 | 6.1 | n/a | Cogen_NG | Cogen | CAISO_CHP |  |  |  | CAISO_CHP | 1999 | 2050 | 0 | CAISO | 6.1 | 1 | 6.1 | 1 | 1 | 2050-12-31 | 1 | CPSTNO_7_PRMADS | FC | No | 3.8674 | 3.8674 | NQC List | 5.11 | 4.86 | BIOGAS | NQC List | 5.71 | 5.42 | BIOGAS | 5.71 | 5.42 | 5.11 | 4.86 |  |  | No |  | No | No | No
| CPVERD_2_SOLAR | Campo Verde Solar | caiso | SDGE | SDGE | San Diego Gas and Electric | SDGE | CAISO | 2013-10-22 | 2050-12-31 | 2013 | 2050 | 139 | 100% | 139 | 139 | n/a | PVgeneric_sun | Solar_Fixed | CAISO_Solar |  |  |  | CAISO_Solar_for_CAISO | 2014 | 2050 | 0 | CAISO | 139 | 1 | 139 | 1 | 1 | 2050-12-31 | 1 | CPVERD_2_SOLAR | FC | No | 37.53 | 19.46 | NQC List | 37.53 | 19.46 | SUN | NQC List | 37.53 | 19.46 | SUN | 37.53 | 19.46 | 37.53 | 19.46 |  |  | No |  | No | No | No
| Craig_1 | Craig 1 | teppc | PSCO | PSCO | Public Service Company of Colorado | PSCO | Excluded | 1980-07-01 | 2050-12-31 | 1980 | 2050 | 428 | 100% | 428 | 428 | ST-Coal | Steam_Coal | Coal | Excluded_Coal |  |  |  | Excluded | 1980 | 2050 | 0 | Excluded | 428 | 1 | 428 | 1 | 1 | 2050-12-31 | 1 | #N/A | #N/A | No | 0 | 0 | Not Found | #N/A | #N/A | #N/A | Not Found | #N/A | #N/A | #N/A | 0 | 0 | 0 | 0 |  |  | No |  | No | No | No
| Craig_2 | Craig 2 | teppc | WACM | WACM | Western Area Power Administration, Colorado-Missouri Region | WACM | Excluded | 1979-12-01 | 2050-12-31 | 1979 | 2050 | 428 | 100% | 428 | 428 | ST-Coal | Steam_Coal | Coal | Excluded_Coal |  |  |  | Excluded | 1980 | 2050 | 0 | Excluded | 428 | 1 | 428 | 1 | 1 | 2050-12-31 | 1 | #N/A | #N/A | No | 0 | 0 | Not Found | #N/A | #N/A | #N/A | Not Found | #N/A | #N/A | #N/A | 0 | 0 | 0 | 0 |  |  | No |  | No | No | No
| Craig_3 | Craig 3 | teppc | WACM | WACM | Western Area Power Administration, Colorado-Missouri Region | WACM | Excluded | 1984-10-01 | 2050-12-31 | 1984 | 2050 | 448 | 100% | 448 | 448 | ST-Coal | Steam_Coal | Coal | Excluded_Coal |  |  |  | Excluded | 1985 | 2050 | 0 | Excluded | 448 | 1 | 448 | 1 | 1 | 2050-12-31 | 1 | #N/A | #N/A | No | 0 | 0 | Not Found | #N/A | #N/A | #N/A | Not Found | #N/A | #N/A | #N/A | 0 | 0 | 0 | 0 |  |  | No |  | No | No | No
| CranberryCreekPower1 | Cranberry Creek Power-1_Cranberry Creek Power-1_IPP-SCB | teppc | BCHA | BCHA | British Columbia Transmission Company | BCHA_AESO | Excluded | 2008-02-09 | 2038-02-09 | 2008 | 2037 | 2.83 | 100% | 2.83 | 2.83 | Hydro | Hydro_Standard | Hydro | Excluded_Hydro |  |  |  | Excluded | 2008 | 2037 | 0 | Excluded | 2.83 | 1 | 2.83 | 1 | 1 | 2038-02-09 | 1 | #N/A | #N/A | No | 0 | 0 | Not Found | #N/A | #N/A | #N/A | Not Found | #N/A | #N/A | #N/A | 0 | 0 | 0 | 0 |  |  | No |  | No | No | No
| CranberryCreekPower2 | Cranberry Creek Power-2_Cranberry Creek Power-2_IPP-SCB | teppc | BCHA | BCHA | British Columbia Transmission Company | BCHA_AESO | Excluded | 2008-02-09 | 2038-02-09 | 2008 | 2037 | 2.83 | 100% | 2.83 | 2.83 | Hydro | Hydro_Standard | Hydro | Excluded_Hydro |  |  |  | Excluded | 2008 | 2037 | 0 | Excluded | 2.83 | 1 | 2.83 | 1 | 1 | 2038-02-09 | 1 | #N/A | #N/A | No | 0 | 0 | Not Found | #N/A | #N/A | #N/A | Not Found | #N/A | #N/A | #N/A | 0 | 0 | 0 | 0 |  |  | No |  | No | No | No
| CranberryCreekPower3 | Cranberry Creek Power-3_Cranberry Creek Power-3_IPP-SCB | teppc | BCHA | BCHA | British Columbia Transmission Company | BCHA_AESO | Excluded | 2008-02-09 | 2038-02-09 | 2008 | 2037 | 2.83 | 100% | 2.83 | 2.83 | Hydro | Hydro_Standard | Hydro | Excluded_Hydro |  |  |  | Excluded | 2008 | 2037 | 0 | Excluded | 2.83 | 1 | 2.83 | 1 | 1 | 2038-02-09 | 1 | #N/A | #N/A | No | 0 | 0 | Not Found | #N/A | #N/A | #N/A | Not Found | #N/A | #N/A | #N/A | 0 | 0 | 0 | 0 |  |  | No |  | No | No | No
| CranberryCreekPower4 | Cranberry Creek Exp-4_Cranberry Creek Expansion-4_IPP-SCB | teppc | BCHA | BCHA | British Columbia Transmission Company | BCHA_AESO | Excluded | 2015-07-01 | 2045-06-30 | 2015 | 2044 | 3 | 100% | 3 | 3 | Hydro | Hydro_Standard | Hydro | Excluded_Hydro |  |  |  | Excluded | 2015 | 2044 | 0 | Excluded | 3 | 1 | 3 | 1 | 1 | 2045-06-30 | 1 | #N/A | #N/A | No | 0 | 0 | Not Found | #N/A | #N/A | #N/A | Not Found | #N/A | #N/A | #N/A | 0 | 0 | 0 | 0 |  |  | No |  | No | No | No
| CRELMN_6_RAMON1 | Ramona 1 | caiso | SDGE | SDGE | San Diego Gas and Electric | SDGE | CAISO | 2013-12-31 | 2050-12-31 | 2014 | 2050 | 2 | 100% | 2 | 2 | n/a | PVgeneric_sun | Solar_Fixed | CAISO_Solar |  |  |  | CAISO_Solar_for_CAISO | 2014 | 2050 | 0 | CAISO | 2 | 1 | 2 | 1 | 1 | 2050-12-31 | 1 | CRELMN_6_RAMON1 | FC | No | 0.54 | 0.28 | NQC List | 0.54 | 0.28 | SUN | NQC List | 0.54 | 0.28 | SUN | 0.54 | 0.28 | 0.54 | 0.28 |  |  | No |  | No | No | No
| CRELMN_6_RAMON2 | Ramona 2 | caiso | SDGE | SDGE | San Diego Gas and Electric | SDGE | CAISO | 2013-12-31 | 2050-12-31 | 2014 | 2050 | 5 | 100% | 5 | 5 | n/a | PVgeneric_sun | Solar_Fixed | CAISO_Solar |  |  |  | CAISO_Solar_for_CAISO | 2014 | 2050 | 0 | CAISO | 5 | 1 | 5 | 1 | 1 | 2050-12-31 | 1 | CRELMN_6_RAMON2 | FC | No | 1.35 | 0.7 | NQC List | 1.35 | 0.7 | SUN | NQC List | 1.35 | 0.7 | SUN | 1.35 | 0.7 | 1.35 | 0.7 |  |  | No |  | No | No | No
| CRELMN_6_RAMSR3 | Ramona Solar Energy | caiso | SDGE | SDGE | San Diego Gas and Electric | SDGE | CAISO | 2017-05-01 | 2050-12-31 | 2017 | 2050 | 4.32 | 100% | 4.32 | 4.32 | PHOTO VOLTAIC_SUN | PVgeneric_sun | Solar_Fixed | CAISO_Solar |  |  |  | CAISO_Solar_for_CAISO | 2017 | 2050 | 0 | CAISO | 4.32 | 1 | 4.32 | 1 | 1 | 2050-12-31 | 1 | CRELMN_6_RAMSR3 | PD | No | 1.1664 | 0.6048 | NQC List | 0.94 | 0.48 | SUN | NQC List | 0.93 | 0.48 | SUN | 0.93 | 0.48 | 0.94 | 0.48 |  |  | No |  | No | No | No
| Crescent_Dunes | Crescent Dunes Solar Energy-TSE-1 | teppc | SPPC | SPPC | Nevada Power Company | NEVP | SW | 2013-12-01 | 2050-12-31 | 2013 | 2050 | 120 | 100% | 120 | 120 | SolarThermal-CSP6 | SolarThermal_sun | Solar_Thermal | SW_Solar |  |  |  | SW_Solar_for_Other | 2014 | 2050 | 0 | SW | 120 | 1 | 120 | 1 | 1 | 2050-12-31 | 1 | #N/A | #N/A | No | #N/A | #N/A | Not Found | #N/A | #N/A | #N/A | Not Found | #N/A | #N/A | #N/A | #N/A | #N/A |  |  |  |  | No |  | No | No | No
| CRESSY_1_PARKER | PARKER POWERHOUSE | caiso | PGE_Valley | PGE_Valley | Pacific Gas and Electric Valley | PGE_Valley | CAISO | 1981-09-23 | 2050-12-31 | 1981 | 2050 | 2.83 | 100% | 2.83 | 2.83 | n/a | Hydro_Standard | Hydro | CAISO_Small_Hydro |  |  |  | CAISO_Small_Hydro_for_CAISO | 1982 | 2050 | 0 | CAISO | 2.83 | 1 | 2.83 | 1 | 1 | 2050-12-31 | 1 | CRESSY_1_PARKER | FC | No | 1.415 | 1.415 | NQC List | 0.99 | 0.95 | WATER | NQC List | 1.29 | 0.88 | WATER | 1.29 | 0.88 | 0.99 | 0.95 |  |  | No |  | No | No | No
| CRESTA_7_PL1X2 | CRESTA PH UNIT 1 & 2 AGGREGATE | caiso | PGE_Valley | PGE_Valley | Pacific Gas and Electric Valley | PGE_Valley | CAISO | 1949-01-01 | 2050-12-31 | 1949 | 2050 | 70.4 | 100% | 70.4 | 70.4 | n/a | Hydro_Standard | Hydro | CAISO_Hydro |  |  |  | CAISO_Hydro | 1949 | 2050 | 0 | CAISO | 70.4 | 1 | 70.4 | 1 | 1 | 2050-12-31 | 1 | CRESTA_7_PL1X2 | FC | No | 59.5418 | 59.5418 | NQC List | 52.4 | 45.6 | WATER | NQC List | 70.4 | 70.4 | WATER | 70.4 | 70.4 | 52.4 | 45.6 |  |  | No |  | No | No | No
| CRNEVL_6_CRNVA | Crane Valley | caiso | PGE_Valley | PGE_Valley | Pacific Gas and Electric Valley | PGE_Valley | CAISO | 1919-01-01 | 2050-12-31 | 1919 | 2050 | 0.9 | 100% | 0.9 | 0.9 | n/a | Hydro_Standard | Hydro | CAISO_Small_Hydro |  |  |  | CAISO_Small_Hydro_for_CAISO | 1919 | 2050 | 0 | CAISO | 0.9 | 1 | 0.9 | 1 | 1 | 2050-12-31 | 1 | CRNEVL_6_CRNVA | FC | No | 0.45 | 0.45 | NQC List | 0 | 0.3 | WATER | NQC List | 0 | 0.23 | WATER | 0 | 0.23 | 0 | 0.3 |  |  | No |  | No | No | No
| CRNEVL_6_SJQN_2 | SAN JOAQUIN 2 | caiso | PGE_Valley | PGE_Valley | Pacific Gas and Electric Valley | PGE_Valley | CAISO | 1917-01-01 | 2050-12-31 | 1917 | 2050 | 3.2 | 100% | 3.2 | 3.2 | n/a | Hydro_Standard | Hydro | CAISO_Hydro |  |  |  | CAISO_Hydro | 1917 | 2050 | 0 | CAISO | 3.2 | 1 | 3.2 | 1 | 1 | 2050-12-31 | 1 | CRNEVL_6_SJQN 2 | FC | No | 2.7064 | 2.7064 | NQC List | 0.01 | 0.43 | WATER | NQC List | 0.01 | 0.48 | WATER | 0.01 | 0.48 | 0.01 | 0.43 |  |  | No |  | No | No | No
| CRNEVL_6_SJQN_3 | SAN JOAQUIN 3 | caiso | PGE_Valley | PGE_Valley | Pacific Gas and Electric Valley | PGE_Valley | CAISO | 1923-01-01 | 2050-12-31 | 1923 | 2050 | 4.2 | 100% | 4.2 | 4.2 | n/a | Hydro_Standard | Hydro | CAISO_Hydro |  |  |  | CAISO_Hydro | 1923 | 2050 | 0 | CAISO | 4.2 | 1 | 4.2 | 1 | 1 | 2050-12-31 | 1 | CRNEVL_6_SJQN 3 | FC | No | 3.5522 | 3.5522 | NQC List | 0 | 0 | WATER | NQC List | 0 | 0 | WATER | 0 | 0 | 0 | 0 |  |  | No |  | No | No | No
| Crofton | Hartland LF-1_Hartland LF-1_IPP-HLG | teppc | BCHA | BCHA | British Columbia Transmission Company | BCHA_AESO | Excluded | 2004-02-10 | 2040-10-02 | 2004 | 2039 | 38.7 | 100% | 38.7 | 38.7 | Bio-ST | ST_Biomass | Biomass/Wood | Excluded_Biomass |  |  |  | Excluded | 2004 | 2040 | 0 | Excluded | 38.7 | 1 | 38.7 | 1 | 1 | 2040-10-02 | 1 | #N/A | #N/A | No | 0 | 0 | Not Found | #N/A | #N/A | #N/A | Not Found | #N/A | #N/A | #N/A | 0 | 0 | 0 | 0 |  |  | No |  | No | No | No
| CROKET_7_UNIT | CROCKETT COGEN | caiso | PGE_Bay | PGE_Bay | Pacific Gas and Electric Bay | PGE_Bay | CAISO | 1995-12-20 | 2050-12-31 | 1996 | 2050 | 166.72 | 69.47% | 166.72 | 240 | CCWhole-NatGas-SingleShaft | Cogen_NG | Cogen | CAISO_CHP |  |  |  | CAISO_CHP | 1996 | 2050 | 0 | CAISO | 240 | 1 | 240 | 1 | 1 | 2050-12-31 | 1 | CROKET_7_UNIT | FC | No | 152.16 | 152.16 | NQC List | 208.83 | 181.48 | NATURAL GAS | NQC List | 211.49 | 165.57 | NATURAL GAS | 211.49 | 165.57 | 208.83 | 181.48 |  |  | No |  | No | No | No
| Crowsnest_Pass | Crowsnest Pass-1_Crowsnest Pass-1_IPP-CRW | teppc | BCHA | BCHA | British Columbia Transmission Company | BCHA_AESO | Excluded | 2012-11-30 | 2032-11-17 | 2012 | 2031 | 10.5 | 100% | 10.5 | 10.5 | ST-Other | ST_Unknown | Steam | Excluded_ST |  |  |  | Excluded | 2013 | 2032 | 0 | Excluded | 10.5 | 1 | 10.5 | 1 | 1 | 2032-11-17 | 1 | #N/A | #N/A | No | 0 | 0 | Not Found | #N/A | #N/A | #N/A | Not Found | #N/A | #N/A | #N/A | 0 | 0 | 0 | 0 |  |  | No |  | No | No | No
| CRSTWD_6_KUMYAY | Kumeyaay Wind Farm | caiso | SDGE | SDGE | San Diego Gas and Electric | SDGE | CAISO | 2005-12-21 | 2050-12-31 | 2006 | 2050 | 50 | 100% | 50 | 50 | n/a | wind_onshorewind | Wind | CAISO_Wind |  |  |  | CAISO_Wind_for_CAISO | 2006 | 2050 | 0 | CAISO | 50 | 1 | 50 | 1 | 1 | 2050-12-31 | 1 | CRSTWD_6_KUMYAY | FC | No | 10.5 | 7.5 | NQC List | 10.5 | 7.5 | WIND | NQC List | 10.5 | 7.5 | WIND | 10.5 | 7.5 | 10.5 | 7.5 |  |  | No |  | No | No | No
| CRWCKS_1_SOLAR1 | Crow Creek Solar 1 | caiso | PGE_Valley | PGE_Valley | Pacific Gas and Electric Valley | PGE_Valley | CAISO | 2016-06-30 | 2050-12-31 | 2016 | 2050 | 20 | 100% | 20 | 20 | n/a | PVgeneric_sun | Solar_Fixed | CAISO_Solar |  |  |  | CAISO_Solar_for_CAISO | 2016 | 2050 | 0 | CAISO | 20 | 1 | 20 | 1 | 1 | 2050-12-31 | 1 | CRWCKS_1_SOLAR1 | EO | Yes | 5.4 | 2.8 | NQC List | 0 | 0 | SUN | NQC List | 0 | 0 | SUN | 0 | 0 | 0 | 0 |  |  | No |  | No | No | No
| Crystal_1 | Crystal 1 | teppc | WACM | WACM | Western Area Power Administration, Colorado-Missouri Region | WACM | Excluded | 1978-08-01 | 2050-12-31 | 1978 | 2050 | 35 | 100% | 35 | 35 | Hydro | Hydro_Standard | Hydro | Excluded_Hydro |  |  |  | Excluded | 1978 | 2050 | 0 | Excluded | 35 | 1 | 35 | 1 | 1 | 2050-12-31 | 1 | #N/A | #N/A | No | 0 | 0 | Not Found | #N/A | #N/A | #N/A | Not Found | #N/A | #N/A | #N/A | 0 | 0 | 0 | 0 |  |  | No |  | No | No | No
| CrystalSprings | Crystal Springs-GEN1 | teppc | IPFE | IPFE | Idaho Far East | IPCO | NW | 1986-04-01 | 2050-12-31 | 1986 | 2050 | 2.44 | 100% | 2.44 | 2.44 | Hydro | Hydro_Standard | Hydro | NW_Hydro |  |  |  | NW_Hydro | 1986 | 2050 | 0 | NW | 2.44 | 1 | 2.44 | 1 | 1 | 2050-12-31 | 1 | #N/A | #N/A | No | #N/A | #N/A | Not Found | #N/A | #N/A | #N/A | Not Found | #N/A | #N/A | #N/A | #N/A | #N/A |  |  |  |  | No |  | No | No | No
| CSCCOG_1_UNIT_1 | SANTA CLARA CO-GEN | caiso | PGE_Bay | PGE_Bay | Pacific Gas and Electric Bay | PGE_Bay | CAISO | 1981-01-01 | 2050-12-31 | 1981 | 2050 | 6 | 85.71% | 6 | 7 | CT-NatGas-Aero | Cogen_NG | Cogen | CAISO_CHP |  |  |  | CAISO_CHP | 1981 | 2050 | 0 | CAISO | 7 | 1 | 7 | 1 | 1 | 2050-12-31 | 1 | CSCCOG_1_UNIT 1 | FC | No | 4.438 | 4.438 | NQC List | 6 | 6 | NATURAL GAS | NQC List | 6 | 6 | NATURAL GAS | 6 | 6 | 6 | 6 |  |  | No |  | No | No | No
| CSCGNR_1_UNIT_1 |  | caiso | PGE_Bay | PGE_Bay | Pacific Gas and Electric Bay | PGE_Bay | CAISO | 1987-01-01 | 2050-12-31 | 1987 | 2050 | 24 | 96.97% | 24 | 24.75 | CT-NatGas-Aero | CT_NG | CT | CAISO_Peaker2 |  |  |  | CAISO_Peaker2 | 1987 | 2050 | 0 | CAISO | 24.75 | 1 | 24.75 | 1 | 1 | 2050-12-31 | 1 | CSCGNR_1_UNIT 1 | FC | No | 23.7921 | 23.7921 | NQC List | 24 | 24 | NATURAL GAS | NQC List | 24 | 24 | NATURAL GAS | 24 | 24 | 24 | 24 |  |  | No |  | No | No | No
| CSCGNR_1_UNIT_2 |  | caiso | PGE_Bay | PGE_Bay | Pacific Gas and Electric Bay | PGE_Bay | CAISO | 1986-01-01 | 2050-12-31 | 1986 | 2050 | 24 | 96.97% | 24 | 24.75 | CT-NatGas-Aero | CT_NG | CT | CAISO_Peaker2 |  |  |  | CAISO_Peaker2 | 1986 | 2050 | 0 | CAISO | 24.75 | 1 | 24.75 | 1 | 1 | 2050-12-31 | 1 | CSCGNR_1_UNIT 2 | FC | No | 23.7921 | 23.7921 | NQC List | 24 | 24 | NATURAL GAS | NQC List | 24 | 24 | NATURAL GAS | 24 | 24 | 24 | 24 |  |  | No |  | No | No | No
| CSLR4S_2_SOLAR | Csolar IV South | caiso | SDGE | SDGE | San Diego Gas and Electric | SDGE | CAISO | 2013-10-11 | 2050-12-31 | 2013 | 2050 | 130 | 100% | 130 | 130 | n/a | PVgeneric_sun | Solar_Fixed | CAISO_Solar |  |  |  | CAISO_Solar_for_CAISO | 2014 | 2050 | 0 | CAISO | 130 | 1 | 130 | 1 | 1 | 2050-12-31 | 1 | CSLR4S_2_SOLAR | FC | No | 35.1 | 18.2 | NQC List | 35.1 | 18.2 | SUN | NQC List | 35.1 | 18.2 | SUN | 35.1 | 18.2 | 35.1 | 18.2 |  |  | No |  | No | No | No
| CSTOGA_6_LNDFIL | Clover Flat Land Fill Gas | caiso | PGE_Bay | PGE_Bay | Pacific Gas and Electric Bay | PGE_Bay | CAISO | 2014-06-25 | 2050-12-31 | 2014 | 2050 | 0 | 0% |  | 0.85 | n/a | Biogas_ | Biogas_LandfillGas | CAISO_Biomass |  |  |  | CAISO_Biomass_for_CAISO | 2014 | 2050 | 0 | CAISO | 0.85 | 1 | 0.85 | 1 | 1 | 2050-12-31 | 1 | CSTOGA_6_LNDFIL | EO | Yes | 0.5933 | 0.5933 | NQC List | 0 | 0 | BIOGAS | NQC List | 0 | 0 | BIOGAS | 0 | 0 | 0 | 0 |  |  | No |  | No | No | No
| CSTRVL_7_PL1X2 | Marina Land Fill Gas | caiso | PGE_Bay | PGE_Bay | Pacific Gas and Electric Bay | PGE_Bay | CAISO | 2007-09-01 | 2050-12-31 | 2007 | 2050 | 4.17 | 92.05% | 4.17 | 4.53 | n/a | RECIPROCATING ENGINE_BIOGAS | Biogas_LandfillGas | CAISO_Biomass |  |  |  | CAISO_Biomass_for_CAISO | 2008 | 2050 | 0 | CAISO | 4.53 | 1 | 4.53 | 1 | 1 | 2050-12-31 | 1 | CSTRVL_7_PL1X2 | FC | No | 3.1619 | 3.1619 | NQC List | 4.14 | 4.17 | OTHER | NQC List | 4.14 | 4.17 | OTHER | 4.14 | 4.17 | 4.14 | 4.17 |  |  | No |  | No | No | No
| CSTRVL_7_QFUNTS | Castroville QF Aggregate | caiso | PGE_Valley | PGE_Valley | Pacific Gas and Electric Valley | PGE_Valley | CAISO | 2006-06-01 | 2050-12-31 | 2006 | 2050 | 0.09 | 4.5% | 0.09 | 2 | n/a | Cogen_NG | Cogen | CAISO_CHP |  |  |  | CAISO_CHP | 2006 | 2050 | 0 | CAISO | 2 | 1 | 2 | 1 | 1 | 2050-12-31 | 1 | CSTRVL_7_QFUNTS | FC | No | 1.268 | 1.268 | NQC List | 0.07 | 0.05 | OTHER | NQC List | 0.04 | 0.05 | OTHER | 0.04 | 0.05 | 0.07 | 0.05 |  |  | No |  | No | No | No
| CTNWDP_1_QF | SMALL QF AGGREGATION - BURNEY | caiso | SCE | SCE | Southern California Edison | SCE | CAISO | 1982-01-01 | 2050-12-31 | 1982 | 2050 | 0.5 | 100% | 0.5 | 0.5 | n/a | Hydro_Standard | Hydro | CAISO_Small_Hydro | LDWP | 0.5 |  | CAISO_Small_Hydro_for_Other | 1982 | 2050 | 0 | LDWP | 0.5 | 1 | 0.5 | 1 | 1 | 2050-12-31 | 1 | CTNWDP_1_QF | FC | No | 0.25 | 0.25 | NQC List | 0.01 | 0.01 | WATER | NQC List | 0.01 | 0.01 | WATER | 0.01 | 0.01 | 0.01 | 0.01 |  |  | No |  | No | No | No
| CullitonCreek1 | Culliton Creek-1_Culliton Creek-1_IPP-CTN | teppc | BCHA | BCHA | British Columbia Transmission Company | BCHA_AESO | Excluded | 2014-10-01 | 2044-09-30 | 2014 | 2043 | 7.5 | 100% | 7.5 | 7.5 | Hydro | Hydro_Standard | Hydro | Excluded_Hydro |  |  |  | Excluded | 2015 | 2043 | 0 | Excluded | 7.5 | 1 | 7.5 | 1 | 1 | 2044-09-30 | 1 | #N/A | #N/A | No | 0 | 0 | Not Found | #N/A | #N/A | #N/A | Not Found | #N/A | #N/A | #N/A | 0 | 0 | 0 | 0 |  |  | No |  | No | No | No
| CullitonCreek2 | Culliton Creek-2_Culliton Creek-2_IPP-CTN | teppc | BCHA | BCHA | British Columbia Transmission Company | BCHA_AESO | Excluded | 2014-10-01 | 2044-09-30 | 2014 | 2043 | 7.5 | 100% | 7.5 | 7.5 | Hydro | Hydro_Standard | Hydro | Excluded_Hydro |  |  |  | Excluded | 2015 | 2043 | 0 | Excluded | 7.5 | 1 | 7.5 | 1 | 1 | 2044-09-30 | 1 | #N/A | #N/A | No | 0 | 0 | Not Found | #N/A | #N/A | #N/A | Not Found | #N/A | #N/A | #N/A | 0 | 0 | 0 | 0 |  |  | No |  | No | No | No
| CUMBIA_1_SOLAR | Columbia Solar Energy II | caiso | PGE_Bay | PGE_Bay | Pacific Gas and Electric Bay | PGE_Bay | CAISO | 2015-10-21 | 2050-12-31 | 2015 | 2050 | 19 | 100% | 19 | 19 | n/a | PVgeneric_sun | Solar_Fixed | CAISO_Solar |  |  |  | CAISO_Solar_for_CAISO | 2016 | 2050 | 0 | CAISO | 19 | 1 | 19 | 1 | 1 | 2050-12-31 | 1 | CUMBIA_1_SOLAR | ID | No | 5.13 | 2.66 | NQC List | 5.13 | 2.66 | SUN | NQC List | 5.13 | 2.66 | SUN | 5.13 | 2.66 | 5.13 | 2.66 |  |  | No |  | No | No | No
| CUMMNG_6_SUNCT1 | SunSelect 1 | caiso | SCE | SCE | Southern California Edison | SCE | CAISO | 1899-12-31 | 2050-12-31 | 1900 | 2050 | 3.4 | 85% | 3.4 | 4 | RECIPROCATING ENGINE_NATURAL GAS | Cogen_NG | Cogen | CAISO_CHP |  |  |  | CAISO_CHP | 1900 | 2050 | 0 | CAISO | 4 | 1 | 4 | 1 | 1 | 2050-12-31 | 1 | CUMMNG_6_SUNCT1 | FC | No | 2.536 | 2.536 | NQC List | 3.56 | 3.4 | NATURAL GAS | NQC List | 3.56 | 3.4 | NATURAL GAS | 3.56 | 3.4 | 3.56 | 3.4 |  |  | No |  | No | No | No
| CurrantCreekCC_Total | CurrantCreekCC (Total CC Plant) | teppc | PAUT | PAUT | Utah, PACE Utility | PACE | NW | 2006-05-01 | 2050-12-31 | 2006 | 2050 | 529.7 | 100% | 529.7 | 529.7 | CCWhole-NatGas-Industrial | CC_NG | CC | NW_CCGT |  |  |  | NW_CCGT | 2006 | 2050 | 0 | NW | 529.7 | 1 | 529.7 | 1 | 1 | 2050-12-31 | 1 | #N/A | #N/A | No | 529.7 | 529.7 | Not Found | #N/A | #N/A | #N/A | Not Found | #N/A | #N/A | #N/A | 529.7 | 529.7 | 529.7 | 529.7 |  |  | No |  | No | No | No
| Curry_Cattle | Curry Cattle Company-1 | teppc | IPFE | IPFE | Idaho Far East | IPCO | NW | 1983-06-16 | 2030-04-15 | 1983 | 2029 | 0.22 | 100% | 0.22 | 0.22 | Hydro | Hydro_Standard | Hydro | NW_Hydro |  |  |  | NW_Hydro | 1983 | 2029 | 0 | NW | 0.22 | 1 | 0.22 | 1 | 1 | 2030-04-15 | 1 | #N/A | #N/A | No | #N/A | #N/A | Not Found | #N/A | #N/A | #N/A | Not Found | #N/A | #N/A | #N/A | #N/A | #N/A |  |  |  |  | No |  | No | No | No
| CURTIS_1_CANLCK | Canal Creek Powerhouse | caiso | PGE_Valley | PGE_Valley | Pacific Gas and Electric Valley | PGE_Valley | CAISO |  | 2050-12-31 | 1900 | 2050 | 0.9 | 100% | 0.9 | 0.9 | HYDRO_WATER | Hydro_Standard | Hydro | CAISO_Small_Hydro |  |  |  | CAISO_Small_Hydro_for_CAISO | 1900 | 2050 | 0 | CAISO | 0.9 | 1 | 0.9 | 1 | 1 | 2050-12-31 | 1 | CURTIS_1_CANLCK | FC | No | 0.45 | 0.45 | NQC List | 0 | 0 | WATER | NQC List | 0 | 0 | WATER | 0 | 0 | 0 | 0 |  |  | No |  | Yes | No | No
| CURTIS_1_FARFLD | Fairfield Powerhouse | caiso | PGE_Valley | PGE_Valley | Pacific Gas and Electric Valley | PGE_Valley | CAISO | 1983-08-02 | 2050-12-31 | 1983 | 2050 | 0.9 | 100% | 0.9 | 0.9 | HYDRO_WATER | Hydro_Standard | Hydro | CAISO_Small_Hydro |  |  |  | CAISO_Small_Hydro_for_CAISO | 1984 | 2050 | 0 | CAISO | 0.9 | 1 | 0.9 | 1 | 1 | 2050-12-31 | 1 | CURTIS_1_FARFLD | FC | No | 0.45 | 0.45 | NQC List | 0.53 | 0.18 | WATER | NQC List | 0.47 | 0.09 | WATER | 0.47 | 0.09 | 0.53 | 0.18 |  |  | No |  | No | No | No
| Cushman_2_31 | Cushman 2-31 | teppc | TPWR | TPWR | Tacoma Power | BPAT | NW | 1930-12-01 | 2050-12-31 | 1930 | 2050 | 27 | 100% | 27 | 27 | Hydro | Hydro_Standard | Hydro | NW_Hydro |  |  |  | NW_Hydro | 1931 | 2050 | 0 | NW | 27 | 1 | 27 | 1 | 1 | 2050-12-31 | 1 | #N/A | #N/A | No | #N/A | #N/A | Not Found | #N/A | #N/A | #N/A | Not Found | #N/A | #N/A | #N/A | #N/A | #N/A |  |  |  |  | No |  | No | No | No
| Cushman_2_32 | Cushman 2-32 | teppc | TPWR | TPWR | Tacoma Power | BPAT | NW | 1931-08-01 | 2050-12-31 | 1931 | 2050 | 27 | 100% | 27 | 27 | Hydro | Hydro_Standard | Hydro | NW_Hydro |  |  |  | NW_Hydro | 1931 | 2050 | 0 | NW | 27 | 1 | 27 | 1 | 1 | 2050-12-31 | 1 | #N/A | #N/A | No | #N/A | #N/A | Not Found | #N/A | #N/A | #N/A | Not Found | #N/A | #N/A | #N/A | #N/A | #N/A |  |  |  |  | No |  | No | No | No
| Cushman_2_33 | Cushman 2-33 | teppc | TPWR | TPWR | Tacoma Power | BPAT | NW | 1952-12-01 | 2050-12-31 | 1952 | 2050 | 27 | 100% | 27 | 27 | Hydro | Hydro_Standard | Hydro | NW_Hydro |  |  |  | NW_Hydro | 1953 | 2050 | 0 | NW | 27 | 1 | 27 | 1 | 1 | 2050-12-31 | 1 | #N/A | #N/A | No | #N/A | #N/A | Not Found | #N/A | #N/A | #N/A | Not Found | #N/A | #N/A | #N/A | #N/A | #N/A |  |  |  |  | No |  | No | No | No
| Cushman1_21 | Cushman 1-21 | teppc | TPWR | TPWR | Tacoma Power | BPAT | NW | 1926-06-01 | 2050-12-31 | 1926 | 2050 | 21.6 | 100% | 21.6 | 21.6 | Hydro | Hydro_Standard | Hydro | NW_Hydro |  |  |  | NW_Hydro | 1926 | 2050 | 0 | NW | 21.6 | 1 | 21.6 | 1 | 1 | 2050-12-31 | 1 | #N/A | #N/A | No | #N/A | #N/A | Not Found | #N/A | #N/A | #N/A | Not Found | #N/A | #N/A | #N/A | #N/A | #N/A |  |  |  |  | No |  | No | No | No
| Cushman1_22 | Cushman 1-22 | teppc | TPWR | TPWR | Tacoma Power | BPAT | NW | 1926-07-01 | 2050-12-31 | 1926 | 2050 | 21.6 | 100% | 21.6 | 21.6 | Hydro | Hydro_Standard | Hydro | NW_Hydro |  |  |  | NW_Hydro | 1926 | 2050 | 0 | NW | 21.6 | 1 | 21.6 | 1 | 1 | 2050-12-31 | 1 | #N/A | #N/A | No | #N/A | #N/A | Not Found | #N/A | #N/A | #N/A | Not Found | #N/A | #N/A | #N/A | #N/A | #N/A |  |  |  |  | No |  | No | No | No
| Cutler_1 | Cutler-1 | teppc | PAUT | PAUT | Utah, PACE Utility | PACE | NW | 1926-12-01 | 2050-12-31 | 1926 | 2050 | 15 | 100% | 15 | 15 | Hydro | Hydro_Standard | Hydro | NW_Hydro |  |  |  | NW_Hydro | 1927 | 2050 | 0 | NW | 15 | 1 | 15 | 1 | 1 | 2050-12-31 | 1 | #N/A | #N/A | No | #N/A | #N/A | Not Found | #N/A | #N/A | #N/A | Not Found | #N/A | #N/A | #N/A | #N/A | #N/A |  |  |  |  | No |  | No | No | No
| Cutler_2 | Cutler-2 | teppc | PAUT | PAUT | Utah, PACE Utility | PACE | NW | 1926-12-01 | 2050-12-31 | 1926 | 2050 | 15 | 100% | 15 | 15 | Hydro | Hydro_Standard | Hydro | NW_Hydro |  |  |  | NW_Hydro | 1927 | 2050 | 0 | NW | 15 | 1 | 15 | 1 | 1 | 2050-12-31 | 1 | #N/A | #N/A | No | #N/A | #N/A | Not Found | #N/A | #N/A | #N/A | Not Found | #N/A | #N/A | #N/A | #N/A | #N/A |  |  |  |  | No |  | No | No | No
| CUYAMS_6_CUYSR1 |  | caiso | PGE_Valley | PGE_Valley | Pacific Gas and Electric Valley | PGE_Valley | CAISO |  | 2050-12-31 | 1900 | 2050 | 40 | 100% | 40 | 40 | 1axPV_sun | 1axPV_sun | Solar_1Axis | CAISO_Solar |  |  |  | CAISO_Solar_for_CAISO | 1900 | 2050 | 0 | CAISO | 40 | 1 | 40 | 1 | 1 | 2050-12-31 | 1 | CUYAMS_6_CUYSR1 | FC | No | 10.8 | 5.6 | NQC List | 10.8 | 5.6 | SUN | NQC List | 10.8 | 5.6 | SUN | 10.8 | 5.6 | 10.8 | 5.6 |  |  | No |  | Yes | No | No
| Cypress_Creek_1 | Cypress Creek-1_Cypress Creek-1_IPP-CCH | teppc | BCHA | BCHA | British Columbia Transmission Company | BCHA_AESO | Excluded | 2009-04-24 | 2039-07-31 | 2009 | 2038 | 2.83 | 100% | 2.83 | 2.83 | Hydro | Hydro_Standard | Hydro | Excluded_Hydro |  |  |  | Excluded | 2009 | 2038 | 0 | Excluded | 2.83 | 1 | 2.83 | 1 | 1 | 2039-07-31 | 1 | #N/A | #N/A | No | 0 | 0 | Not Found | #N/A | #N/A | #N/A | Not Found | #N/A | #N/A | #N/A | 0 | 0 | 0 | 0 |  |  | No |  | No | No | No
| DAIRLD_1_MD1SL1 | Madera 1 | caiso | PGE_Valley | PGE_Valley | Pacific Gas and Electric Valley | PGE_Valley | CAISO |  | 2050-12-31 | 1900 | 2050 | 1.5 | 100% | 1.5 | 1.5 | PHOTO VOLTAIC_SUN | PVgeneric_sun | Solar_Fixed | CAISO_Solar |  |  |  | CAISO_Solar_for_CAISO | 1900 | 2050 | 0 | CAISO | 1.5 | 1 | 1.5 | 1 | 1 | 2050-12-31 | 1 | DAIRLD_1_MD1SL1 | EO | Yes | 0.405 | 0.21 | NQC List | 0 | 0 | SUN | NQC List | 0 | 0 | SUN | 0 | 0 | 0 | 0 |  |  | No |  | Yes | No | No
| DAIRLD_1_MD2BM1 |  | caiso | PGE_Valley | PGE_Valley | Pacific Gas and Electric Valley | PGE_Valley | CAISO |  | 2050-12-31 | 1900 | 2050 | 0 | 0% |  | 0.8 | ST_Biomass | ST_Biomass | Biomass/Wood | CAISO_Biomass |  |  |  | CAISO_Biomass_for_CAISO | 1900 | 2050 | 0 | CAISO | 0.8 | 1 | 0.8 | 1 | 1 | 2050-12-31 | 1 | DAIRLD_1_MD2BM1 | EO | Yes | 0.5584 | 0.5584 | NQC List | 0 | 0 | BIOGAS | NQC List | 0 | 0 | #N/A | 0 | 0 | 0 | 0 |  |  | No |  | Yes | No | No
| Daishowa_G1_1 | Daishowa_G1-1 | teppc | AESO | AESO | Alberta Electric System Operator | BCHA_AESO | Excluded | 1986-04-15 | 2050-12-01 | 1986 | 2050 | 40 | 100% | 40 | 40 | CT-NatGas-Industrial | CT_NG | CT | Excluded_Peaker |  |  |  | Excluded | 1986 | 2050 | 0 | Excluded | 40 | 1 | 40 | 1 | 1 | 2050-12-01 | 1 | #N/A | #N/A | No | 0 | 0 | Not Found | #N/A | #N/A | #N/A | Not Found | #N/A | #N/A | #N/A | 0 | 0 | 0 | 0 |  |  | No |  | No | No | No
| Daishowa_G2_2 | Daishowa_G2-2 | teppc | AESO | AESO | Alberta Electric System Operator | BCHA_AESO | Excluded | 2011-06-01 | 2050-12-31 | 2011 | 2050 | 25.1 | 100% | 25.1 | 25.1 | Bio-ST | ST_Biomass | Biomass/Wood | Excluded_Biomass |  |  |  | Excluded | 2011 | 2050 | 0 | Excluded | 25.1 | 1 | 25.1 | 1 | 1 | 2050-12-31 | 1 | #N/A | #N/A | No | 0 | 0 | Not Found | #N/A | #N/A | #N/A | Not Found | #N/A | #N/A | #N/A | 0 | 0 | 0 | 0 |  |  | No |  | No | No | No
| DallesDamNorthFshwy | Dalles Dam North Fishway Project-1 | teppc | PNM | PNM | Public Service Company of New Mexico | PNM_EPE | SW | 1991-05-01 | 2050-12-31 | 1991 | 2050 | 6.5 | 100% | 6.5 | 6.5 | Hydro | Hydro_Standard | Hydro | SW_Hydro |  |  |  | SW_Hydro | 1991 | 2050 | 0 | SW | 6.5 | 1 | 6.5 | 1 | 1 | 2050-12-31 | 1 | #N/A | #N/A | No | #N/A | #N/A | Not Found | #N/A | #N/A | #N/A | Not Found | #N/A | #N/A | #N/A | #N/A | #N/A |  |  |  |  | No |  | No | No | No
| DALYCT_1_FCELL |  | caiso | PGE_Valley | PGE_Valley | Pacific Gas and Electric Valley | PGE_Valley | CAISO | 1987-09-01 | 2050-12-31 | 1987 | 2050 | 0 | 0% |  | 1.6 | ST_Biomass | ST_Biomass | Biomass/Wood | CAISO_Biomass |  |  |  | CAISO_Biomass_for_CAISO | 1988 | 2050 | 0 | CAISO | 1.6 | 1 | 1.6 | 1 | 1 | 2050-12-31 | 1 | DALYCT_1_FCELL | #N/A | No | 1.1168 | 1.1168 | Not Found | #N/A | #N/A | #N/A | Not Found | #N/A | #N/A | #N/A | 1.1168 | 1.1168 | 1.1168 | 1.1168 |  |  | No |  | No | No | No
| Darrington_GEN1 | Darrington-GEN1 | teppc | PNM | PNM | Public Service Company of New Mexico | PNM_EPE | SW | 2006-12-01 | 2050-12-31 | 2006 | 2050 | 4.5 | 100% | 4.5 | 4.5 | Bio-ST | ST_Biomass | Biomass/Wood | SW_Biomass |  |  |  | SW_Biomass_for_Other | 2007 | 2050 | 0 | SW | 4.5 | 1 | 4.5 | 1 | 1 | 2050-12-31 | 1 | #N/A | #N/A | No | 3.141 | 3.141 | Not Found | #N/A | #N/A | #N/A | Not Found | #N/A | #N/A | #N/A | 3.141 | 3.141 | 3.141 | 3.141 |  |  | No |  | No | No | No
| Dasque_Middle1 | Dasque - Middle-1_Dasque - Middle-1_IPP-DSQ | teppc | BCHA | BCHA | British Columbia Transmission Company | BCHA_AESO | Excluded | 2014-04-01 | 2054-03-31 | 2014 | 2053 | 10.1 | 100% | 10.1 | 10.1 | Hydro | Hydro_Standard | Hydro | Excluded_Hydro |  |  |  | Excluded | 2014 | 2053 | 0 | Excluded | 10.1 | 1 | 10.1 | 1 | 1 | 2050-12-31 | 1 | #N/A | #N/A | No | 0 | 0 | Not Found | #N/A | #N/A | #N/A | Not Found | #N/A | #N/A | #N/A | 0 | 0 | 0 | 0 |  |  | No |  | No | No | No
| Dasque_Middle2 | Dasque - Middle-2_Dasque - Middle-2_IPP-DSQ | teppc | PSCO | PSCO | Public Service Company of Colorado | PSCO | Excluded | 2014-04-01 | 2054-03-31 | 2014 | 2053 | 5 | 100% | 5 | 5 | Hydro | Hydro_Standard | Hydro | Excluded_Hydro |  |  |  | Excluded | 2014 | 2053 | 0 | Excluded | 5 | 1 | 5 | 1 | 1 | 2050-12-31 | 1 | #N/A | #N/A | No | 0 | 0 | Not Found | #N/A | #N/A | #N/A | Not Found | #N/A | #N/A | #N/A | 0 | 0 | 0 | 0 |  |  | No |  | No | No | No
| Dave_Gates1 | Dave Gates Generating Station-1 | teppc | NWMT | NWMT | NorthWestern Energy | NWMT_WAUW | NW | 2011-01-01 | 2041-01-01 | 2011 | 2040 | 50 | 100% | 50 | 50 | CT-NatGas-Aero | CT_NG | CT | NW_Peaker |  |  |  | NW_Peaker | 2011 | 2040 | 0 | NW | 50 | 1 | 50 | 1 | 1 | 2041-01-01 | 1 | #N/A | #N/A | No | 50 | 50 | Not Found | #N/A | #N/A | #N/A | Not Found | #N/A | #N/A | #N/A | 50 | 50 | 50 | 50 |  |  | No |  | No | No | No
| Dave_Gates2 | Dave Gates Generating Station-2 | teppc | NWMT | NWMT | NorthWestern Energy | NWMT_WAUW | NW | 2011-01-01 | 2041-01-01 | 2011 | 2040 | 50 | 100% | 50 | 50 | CT-NatGas-Aero | CT_NG | CT | NW_Peaker |  |  |  | NW_Peaker | 2011 | 2040 | 0 | NW | 50 | 1 | 50 | 1 | 1 | 2041-01-01 | 1 | #N/A | #N/A | No | 50 | 50 | Not Found | #N/A | #N/A | #N/A | Not Found | #N/A | #N/A | #N/A | 50 | 50 | 50 | 50 |  |  | No |  | No | No | No
| Dave_Gates3 | Dave Gates Generating Station-3 | teppc | NWMT | NWMT | NorthWestern Energy | NWMT_WAUW | NW | 2011-01-01 | 2041-01-01 | 2011 | 2040 | 50 | 100% | 50 | 50 | CT-NatGas-Aero | CT_NG | CT | NW_Peaker |  |  |  | NW_Peaker | 2011 | 2040 | 0 | NW | 50 | 1 | 50 | 1 | 1 | 2041-01-01 | 1 | #N/A | #N/A | No | 50 | 50 | Not Found | #N/A | #N/A | #N/A | Not Found | #N/A | #N/A | #N/A | 50 | 50 | 50 | 50 |  |  | No |  | No | No | No
| Dave_Johnston_1 | Dave Johnston-1 | teppc | PAWY | PAWY | Wyoming, PACE Utility | PACE | NW | 1959-02-01 | 2027-12-31 | 1959 | 2027 | 106 | 100% | 106 | 106 | ST-Coal | Steam_Coal | Coal | NW_Coal |  |  |  | NW_Coal | 1959 | 2027 | 0 | NW | 106 | 1 | 106 | 1 | 1 | 2027-12-31 | 1 | #N/A | #N/A | No | 106 | 106 | Not Found | #N/A | #N/A | #N/A | Not Found | #N/A | #N/A | #N/A | 106 | 106 | 106 | 106 |  |  | No |  | No | No | No
| Dave_Johnston_2 | Dave Johnston-2 | teppc | PAWY | PAWY | Wyoming, PACE Utility | PACE | NW | 1961-01-01 | 2027-12-31 | 1961 | 2027 | 106 | 100% | 106 | 106 | ST-Coal | Steam_Coal | Coal | NW_Coal |  |  |  | NW_Coal | 1961 | 2027 | 0 | NW | 106 | 1 | 106 | 1 | 1 | 2027-12-31 | 1 | #N/A | #N/A | No | 106 | 106 | Not Found | #N/A | #N/A | #N/A | Not Found | #N/A | #N/A | #N/A | 106 | 106 | 106 | 106 |  |  | No |  | No | No | No
| Dave_Johnston_3 | Dave Johnston-3 | teppc | PAWY | PAWY | Wyoming, PACE Utility | PACE | NW | 1964-12-01 | 2027-12-31 | 1964 | 2027 | 220 | 100% | 220 | 220 | ST-Coal | Steam_Coal | Coal | NW_Coal |  |  |  | NW_Coal | 1965 | 2027 | 0 | NW | 220 | 1 | 220 | 1 | 1 | 2027-12-31 | 1 | #N/A | #N/A | No | 220 | 220 | Not Found | #N/A | #N/A | #N/A | Not Found | #N/A | #N/A | #N/A | 220 | 220 | 220 | 220 |  |  | No |  | No | No | No
| Dave_Johnston_4 | Dave Johnston-4 | teppc | PAWY | PAWY | Wyoming, PACE Utility | PACE | NW | 1972-07-01 | 2027-12-31 | 1972 | 2027 | 330 | 100% | 330 | 330 | ST-Coal | Steam_Coal | Coal | NW_Coal |  |  |  | NW_Coal | 1972 | 2027 | 0 | NW | 330 | 1 | 330 | 1 | 1 | 2027-12-31 | 1 | #N/A | #N/A | No | 330 | 330 | Not Found | #N/A | #N/A | #N/A | Not Found | #N/A | #N/A | #N/A | 330 | 330 | 330 | 330 |  |  | No |  | No | No | No
| David_Tevelde_Dairy_Digester | David Tevelde Dairy Digester | rps | PGE_Valley | PGE_Valley | Pacific Gas and Electric Valley | PGE_Valley | CAISO | 2019-06-30 | 2050-12-31 | 2019 | 2050 | 0 | 0% |  | 1 | Digester gasnan | Biogas_ | Biogas_LandfillGas | CAISO_Biomass |  |  |  | CAISO_Biomass_for_CAISO | 2019 | 2050 | 0 | CAISO | 1 | 1 | 1 | 1 | 1 | 2050-12-31 | 1 | David Tevelde Dairy Digester | #N/A | No | 0.698 | 0.698 | Not Found | #N/A | #N/A | #N/A | Not Found | #N/A | #N/A | #N/A | 0.698 | 0.698 | 0.698 | 0.698 |  |  | No |  | No | Yes | Yes
| DAVIS_1_SOLAR1 | Grasslands 3 | caiso | PGE_Valley | PGE_Valley | Pacific Gas and Electric Valley | PGE_Valley | CAISO | 2013-07-01 | 2050-12-31 | 2013 | 2050 | 1 | 100% | 1 | 1 | n/a | PVgeneric_sun | Solar_Fixed | CAISO_Solar |  |  |  | CAISO_Solar_for_CAISO | 2013 | 2050 | 0 | CAISO | 1 | 1 | 1 | 1 | 1 | 2050-12-31 | 1 | DAVIS_1_SOLAR1 | EO | Yes | 0.27 | 0.14 | NQC List | 0 | 0 | SUN | NQC List | 0 | 0 | SUN | 0 | 0 | 0 | 0 |  |  | No |  | No | No | No
| DAVIS_1_SOLAR2 | Grasslands 4 | caiso | PGE_Valley | PGE_Valley | Pacific Gas and Electric Valley | PGE_Valley | CAISO | 2013-08-05 | 2050-12-31 | 2013 | 2050 | 1 | 100% | 1 | 1 | n/a | PVgeneric_sun | Solar_Fixed | CAISO_Solar |  |  |  | CAISO_Solar_for_CAISO | 2014 | 2050 | 0 | CAISO | 1 | 1 | 1 | 1 | 1 | 2050-12-31 | 1 | DAVIS_1_SOLAR2 | EO | Yes | 0.27 | 0.14 | NQC List | 0 | 0 | SUN | NQC List | 0 | 0 | SUN | 0 | 0 | 0 | 0 |  |  | No |  | No | No | No
| DAVIS_7_MNMETH | MM Yolo Power LLC | caiso | PGE_Valley | PGE_Valley | Pacific Gas and Electric Valley | PGE_Valley | CAISO | 1997-01-01 | 2050-12-31 | 1997 | 2050 | 1.69 | 42.25% | 1.69 | 4 | n/a | Biogas_ | Biogas_LandfillGas | CAISO_Biomass | BANC | 4 |  | CAISO_Biomass_for_Other | 1997 | 2050 | 0 | BANC | 4 | 1 | 4 | 1 | 1 | 2050-12-31 | 1 | DAVIS_7_MNMETH | FC | No | 2.792 | 2.792 | NQC List | 1.75 | 1.77 | BIOGAS | NQC List | 1.76 | 1.6 | BIOGAS | 1.76 | 1.6 | 1.75 | 1.77 |  |  | No |  | No | No | No
| Davis_Dam_1 | Davis Dam 1 | teppc | WALC | WALC | Western Area Power Administration, Lower Colorado Region | WALC | SW | 1951-01-01 | 2050-12-31 | 1951 | 2050 | 52 | 100% | 52 | 52 | Hydro | Hydro_Standard | Hydro | SW_Hydro |  |  |  | SW_Hydro | 1951 | 2050 | 0 | SW | 52 | 1 | 52 | 1 | 1 | 2050-12-31 | 1 | #N/A | #N/A | No | #N/A | #N/A | Not Found | #N/A | #N/A | #N/A | Not Found | #N/A | #N/A | #N/A | #N/A | #N/A |  |  |  |  | No |  | No | No | No
| Davis_Dam_2 | Davis Dam 2 | teppc | WALC | WALC | Western Area Power Administration, Lower Colorado Region | WALC | SW | 1951-04-01 | 2050-12-31 | 1951 | 2050 | 52 | 100% | 52 | 52 | Hydro | Hydro_Standard | Hydro | SW_Hydro |  |  |  | SW_Hydro | 1951 | 2050 | 0 | SW | 52 | 1 | 52 | 1 | 1 | 2050-12-31 | 1 | #N/A | #N/A | No | #N/A | #N/A | Not Found | #N/A | #N/A | #N/A | Not Found | #N/A | #N/A | #N/A | #N/A | #N/A |  |  |  |  | No |  | No | No | No
| Davis_Dam_3 | Davis Dam 3 | teppc | WALC | WALC | Western Area Power Administration, Lower Colorado Region | WALC | SW | 1951-04-01 | 2050-12-31 | 1951 | 2050 | 48 | 100% | 48 | 48 | Hydro | Hydro_Standard | Hydro | SW_Hydro |  |  |  | SW_Hydro | 1951 | 2050 | 0 | SW | 48 | 1 | 48 | 1 | 1 | 2050-12-31 | 1 | #N/A | #N/A | No | #N/A | #N/A | Not Found | #N/A | #N/A | #N/A | Not Found | #N/A | #N/A | #N/A | #N/A | #N/A |  |  |  |  | No |  | No | No | No
| Davis_Dam_4 | Davis Dam 4 | teppc | WALC | WALC | Western Area Power Administration, Lower Colorado Region | WALC | SW | 1951-05-01 | 2050-12-31 | 1951 | 2050 | 52 | 100% | 52 | 52 | Hydro | Hydro_Standard | Hydro | SW_Hydro |  |  |  | SW_Hydro | 1951 | 2050 | 0 | SW | 52 | 1 | 52 | 1 | 1 | 2050-12-31 | 1 | #N/A | #N/A | No | #N/A | #N/A | Not Found | #N/A | #N/A | #N/A | Not Found | #N/A | #N/A | #N/A | #N/A | #N/A |  |  |  |  | No |  | No | No | No
| Davis_Dam_5 | Davis Dam 5 | teppc | WALC | WALC | Western Area Power Administration, Lower Colorado Region | WALC | SW | 1951-06-01 | 2050-12-31 | 1951 | 2050 | 52 | 100% | 52 | 52 | Hydro | Hydro_Standard | Hydro | SW_Hydro |  |  |  | SW_Hydro | 1951 | 2050 | 0 | SW | 52 | 1 | 52 | 1 | 1 | 2050-12-31 | 1 | #N/A | #N/A | No | #N/A | #N/A | Not Found | #N/A | #N/A | #N/A | Not Found | #N/A | #N/A | #N/A | #N/A | #N/A |  |  |  |  | No |  | No | No | No
| DCI_Artesia | Artesia DC Intertie (Fictional Resource) | teppc | PNM | PNM | Public Service Company of New Mexico | PNM_EPE | SW | 1986-04-15 | 2050-12-31 | 1986 | 2050 | 200 | 100% | 200 | 200 | DC-Intertie | Intertie_NOTGEN | None | SW_Imports |  |  |  | #N/A | 1986 | 2050 | 0 | SW | 200 | 1 | 200 | 1 | 1 | 2050-12-31 | 1 | #N/A | #N/A | No | #N/A | #N/A | Not Found | #N/A | #N/A | #N/A | Not Found | #N/A | #N/A | #N/A | #N/A | #N/A |  |  |  |  | No |  | No | No | No
| DCI_Miles_City | Miles City DC Intertie (Fictional Resource)-1 | teppc | CISC | CISC | Southern California Edison | SCE | CAISO | 2006-01-01 | 2050-12-31 | 2006 | 2050 | 200 | 100% | 200 | 200 | DC-Intertie | Intertie_NOTGEN | None | CAISO_Imports |  |  |  | #N/A | 2006 | 2050 | 0 | CAISO | 200 | 1 | 200 | 1 | 1 | 2050-12-31 | 1 | DCI_Miles_City | #N/A | No | #N/A | #N/A | Not Found | #N/A | #N/A | #N/A | Not Found | #N/A | #N/A | #N/A | #N/A | #N/A |  |  |  |  | No |  | No | No | No
| DEADCK_1_UNIT | DEADCK_1_UNIT | caiso | PGE_Valley | PGE_Valley | Pacific Gas and Electric Valley | PGE_Valley | CAISO | 1990-01-29 | 2050-12-31 | 1990 | 2050 | 2 | 100% | 2 | 2 | n/a | Hydro_Standard | Hydro | CAISO_Small_Hydro |  |  |  | CAISO_Small_Hydro_for_CAISO | 1990 | 2050 | 0 | CAISO | 2 | 1 | 2 | 1 | 1 | 2050-12-31 | 1 | DEADCK_1_UNIT | FC | No | 1 | 1 | NQC List | 0.02 | 0 | WATER | NQC List | 0 | 0 | WATER | 0 | 0 | 0.02 | 0 |  |  | No |  | No | No | No
| DEERCR_6_UNIT_1 | DEER CREEK | caiso | PGE_Valley | PGE_Valley | Pacific Gas and Electric Valley | PGE_Valley | CAISO | 1908-01-01 | 2050-12-31 | 1908 | 2050 | 7 | 100% | 7 | 7 | n/a | Hydro_Standard | Hydro | CAISO_Hydro |  |  |  | CAISO_Hydro | 1908 | 2050 | 0 | CAISO | 7 | 1 | 7 | 1 | 1 | 2050-12-31 | 1 | DEERCR_6_UNIT 1 | FC | No | 5.9204 | 5.9204 | NQC List | 3.18 | 2.95 | WATER | NQC List | 2.98 | 3.05 | WATER | 2.98 | 3.05 | 3.18 | 2.95 |  |  | No |  | No | No | No
ground truthing fix | Del_Ranch_Company | Del Ranch Company-GEN1 | teppc | IID | IID | Imperial Irrigation District | SRP | SW | 1950-08-01 | 2050-12-31 | 1950 | 2050 | 42 | 100% | 42 | 42 | Geo-DoubleFlash | Geothermal_steam | Geothermal | SW_Geothermal |  |  |  | SW_Geothermal_for_Other | 1950 | 2050 | 0 | SW | 42 | 1 | 42 | 1 | 1 | 2050-12-31 | 1 | #N/A | #N/A | No | 25.872 | 25.872 | Not Found | #N/A | #N/A | #N/A | Not Found | #N/A | #N/A | #N/A | 25.872 | 25.872 | 25.872 | 25.872 |  |  | No |  | No | No | No
| DELAMO_2_SOLAR1 | Golden Springs Building H | caiso | SCE | SCE | Southern California Edison | SCE | CAISO | 2015-04-22 | 2050-12-31 | 2015 | 2050 | 1.5 | 100% | 1.5 | 1.5 | n/a | PVgeneric_sun | Solar_Fixed | CAISO_Solar |  |  |  | CAISO_Solar_for_CAISO | 2015 | 2050 | 0 | CAISO | 1.5 | 1 | 1.5 | 1 | 1 | 2050-12-31 | 1 | DELAMO_2_SOLAR1 | FC | No | 0.405 | 0.21 | NQC List | 0.41 | 0.21 | SUN | NQC List | 0.41 | 0.21 | SUN | 0.41 | 0.21 | 0.41 | 0.21 |  |  | No |  | No | No | No
| DELAMO_2_SOLAR2 | Golden Springs Building M | caiso | SCE | SCE | Southern California Edison | SCE | CAISO | 2015-04-01 | 2050-12-31 | 2015 | 2050 | 1.75 | 100% | 1.75 | 1.75 | n/a | PVgeneric_sun | Solar_Fixed | CAISO_Solar |  |  |  | CAISO_Solar_for_CAISO | 2015 | 2050 | 0 | CAISO | 1.75 | 1 | 1.75 | 1 | 1 | 2050-12-31 | 1 | DELAMO_2_SOLAR2 | FC | No | 0.4725 | 0.245 | NQC List | 0.47 | 0.25 | SUN | NQC List | 0.47 | 0.25 | SUN | 0.47 | 0.25 | 0.47 | 0.25 |  |  | No |  | No | No | No
| DELAMO_2_SOLAR3 | Golden Springs Building G | caiso | SCE | SCE | Southern California Edison | SCE | CAISO |  | 2050-12-31 | 1900 | 2050 | 1.25 | 100% | 1.25 | 1.25 | PVgeneric_sun | PVgeneric_sun | Solar_Fixed | CAISO_Solar |  |  |  | CAISO_Solar_for_CAISO | 1900 | 2050 | 0 | CAISO | 1.25 | 1 | 1.25 | 1 | 1 | 2050-12-31 | 1 | DELAMO_2_SOLAR3 | FC | No | 0.3375 | 0.175 | NQC List | 0.34 | 0.18 | SUN | NQC List | 0.34 | 0.18 | SUN | 0.34 | 0.18 | 0.34 | 0.18 |  |  | No |  | Yes | No | No
| DELAMO_2_SOLAR4 | Golden Springs Building F | caiso | SCE | SCE | Southern California Edison | SCE | CAISO |  | 2050-12-31 | 1900 | 2050 | 1.3 | 100% | 1.3 | 1.3 | PVgeneric_sun | PVgeneric_sun | Solar_Fixed | CAISO_Solar |  |  |  | CAISO_Solar_for_CAISO | 1900 | 2050 | 0 | CAISO | 1.3 | 1 | 1.3 | 1 | 1 | 2050-12-31 | 1 | DELAMO_2_SOLAR4 | FC | No | 0.351 | 0.182 | NQC List | 0.35 | 0.18 | SUN | NQC List | 0.35 | 0.18 | SUN | 0.35 | 0.18 | 0.35 | 0.18 |  |  | No |  | Yes | No | No
| DELAMO_2_SOLAR5 | Golden Springs Building L | caiso | SCE | SCE | Southern California Edison | SCE | CAISO |  | 2050-12-31 | 1900 | 2050 | 1 | 100% | 1 | 1 | PVgeneric_sun | PVgeneric_sun | Solar_Fixed | CAISO_Solar |  |  |  | CAISO_Solar_for_CAISO | 1900 | 2050 | 0 | CAISO | 1 | 1 | 1 | 1 | 1 | 2050-12-31 | 1 | DELAMO_2_SOLAR5 | FC | No | 0.27 | 0.14 | NQC List | 0.27 | 0.14 | SUN | NQC List | 0.27 | 0.14 | SUN | 0.27 | 0.14 | 0.27 | 0.14 |  |  | No |  | Yes | No | No
| DELAMO_2_SOLAR6 | Freeway Springs | caiso | SCE | SCE | Southern California Edison | SCE | CAISO |  | 2050-12-31 | 1900 | 2050 | 2 | 100% | 2 | 2 | PVgeneric_sun | PVgeneric_sun | Solar_Fixed | CAISO_Solar |  |  |  | CAISO_Solar_for_CAISO | 1900 | 2050 | 0 | CAISO | 2 | 1 | 2 | 1 | 1 | 2050-12-31 | 1 | DELAMO_2_SOLAR6 | FC | No | 0.54 | 0.28 | NQC List | 0.54 | 0.28 | SUN | NQC List | 0.54 | 0.28 | SUN | 0.54 | 0.28 | 0.54 | 0.28 |  |  | No |  | Yes | No | No
| DELAMO_2_SOLRC1 | Golden Springs Building C1 | caiso | SCE | SCE | Southern California Edison | SCE | CAISO | 2012-02-10 | 2050-12-31 | 2012 | 2050 | 1.16 | 100% | 1.16 | 1.16 | n/a | PVgeneric_sun | Solar_Fixed | CAISO_Solar |  |  |  | CAISO_Solar_for_CAISO | 2012 | 2050 | 0 | CAISO | 1.16 | 1 | 1.16 | 1 | 1 | 2050-12-31 | 1 | DELAMO_2_SOLRC1 | EO | Yes | 0.3132 | 0.1624 | NQC List | 0 | 0 | SUN | NQC List | 0 | 0 | SUN | 0 | 0 | 0 | 0 |  |  | No |  | No | No | No
| DELAMO_2_SOLRD | Golden Solar Building D | caiso | SCE | SCE | Southern California Edison | SCE | CAISO | 2012-04-02 | 2050-12-31 | 2012 | 2050 | 1.25 | 100% | 1.25 | 1.25 | n/a | PVgeneric_sun | Solar_Fixed | CAISO_Solar |  |  |  | CAISO_Solar_for_CAISO | 2012 | 2050 | 0 | CAISO | 1.25 | 1 | 1.25 | 1 | 1 | 2050-12-31 | 1 | DELAMO_2_SOLRD | EO | Yes | 0.3375 | 0.175 | NQC List | 0 | 0 | SUN | NQC List | 0 | 0 | SUN | 0 | 0 | 0 | 0 |  |  | No |  | No | No | No
| DELSUR_6_BSOLAR | Central Antelope Dry Ranch B | caiso | SCE | SCE | Southern California Edison | SCE | CAISO |  | 2050-12-31 | 1900 | 2050 | 3 | 100% | 3 | 3 | PVgeneric_sun | PVgeneric_sun | Solar_Fixed | CAISO_Solar |  |  |  | CAISO_Solar_for_CAISO | 1900 | 2050 | 0 | CAISO | 3 | 1 | 3 | 1 | 1 | 2050-12-31 | 1 | DELSUR_6_BSOLAR | FC | No | 0.81 | 0.42 | NQC List | 0.81 | 0.42 | SUN | NQC List | 0.81 | 0.42 | SUN | 0.81 | 0.42 | 0.81 | 0.42 |  |  | No |  | Yes | No | No
| DELSUR_6_CREST | DELSUR_6_CREST1 | caiso | SCE | SCE | Southern California Edison | SCE | CAISO |  | 2050-12-31 | 1900 | 2050 | 10 | 100% | 10 | 10 | n/a | PVgeneric_sun | Solar_Fixed | CAISO_Solar |  |  |  | CAISO_Solar_for_CAISO | 1900 | 2050 | 0 | CAISO | 10 | 1 | 10 | 1 | 1 | 2050-12-31 | 1 | DELSUR_6_CREST | EO | Yes | 2.7 | 1.4 | NQC List | 0 | 0 | SUN | NQC List | 0 | 0 | SUN | 0 | 0 | 0 | 0 |  |  | No |  | Yes | No | No
| DELSUR_6_DRYFRB | Dry Farm Ranch B | caiso | SCE | SCE | Southern California Edison | SCE | CAISO | 2014-11-21 | 2050-12-31 | 2014 | 2050 | 5 | 100% | 5 | 5 | n/a | PVgeneric_sun | Solar_Fixed | CAISO_Solar |  |  |  | CAISO_Solar_for_CAISO | 2015 | 2050 | 0 | CAISO | 5 | 1 | 5 | 1 | 1 | 2050-12-31 | 1 | DELSUR_6_DRYFRB | FC | No | 1.35 | 0.7 | NQC List | 1.35 | 0.7 | SUN | NQC List | 1.35 | 0.7 | SUN | 1.35 | 0.7 | 1.35 | 0.7 |  |  | No |  | No | No | No
| DELSUR_6_SOLAR1 | Summer Solar North | caiso | SCE | SCE | Southern California Edison | SCE | CAISO | 2015-06-03 | 2050-12-31 | 2015 | 2050 | 6.5 | 100% | 6.5 | 6.5 | n/a | PVgeneric_sun | Solar_Fixed | CAISO_Solar |  |  |  | CAISO_Solar_for_CAISO | 2015 | 2050 | 0 | CAISO | 6.5 | 1 | 6.5 | 1 | 1 | 2050-12-31 | 1 | DELSUR_6_SOLAR1 | FC | No | 1.755 | 0.91 | NQC List | 1.76 | 0.91 | SUN | NQC List | 1.76 | 0.91 | SUN | 1.76 | 0.91 | 1.76 | 0.91 |  |  | No |  | No | No | No
| DELSUR_6_SOLAR4 |  | caiso | SCE | SCE | Southern California Edison | SCE | CAISO |  | 2050-12-31 | 1900 | 2050 | 1.5 | 100% | 1.5 | 1.5 | PVgeneric_sun | PVgeneric_sun | Solar_Fixed | CAISO_Solar |  |  |  | CAISO_Solar_for_CAISO | 1900 | 2050 | 0 | CAISO | 1.5 | 1 | 1.5 | 1 | 1 | 2050-12-31 | 1 | DELSUR_6_SOLAR4 | EO | Yes | 0.405 | 0.21 | NQC List | 0 | 0 | SUN | NQC List | 0 | 0 | SUN | 0 | 0 | 0 | 0 |  |  | No |  | Yes | No | No
| DELSUR_6_SOLAR5 |  | caiso | SCE | SCE | Southern California Edison | SCE | CAISO |  | 2050-12-31 | 1900 | 2050 | 1.5 | 100% | 1.5 | 1.5 | PVgeneric_sun | PVgeneric_sun | Solar_Fixed | CAISO_Solar |  |  |  | CAISO_Solar_for_CAISO | 1900 | 2050 | 0 | CAISO | 1.5 | 1 | 1.5 | 1 | 1 | 2050-12-31 | 1 | DELSUR_6_SOLAR5 | EO | Yes | 0.405 | 0.21 | NQC List | 0 | 0 | SUN | NQC List | 0 | 0 | SUN | 0 | 0 | 0 | 0 |  |  | No |  | Yes | No | No
| DELTA_2_PL1X4 | DELTA ENERGY CENTER AGGREGATE | caiso | PGE_Bay | PGE_Bay | Pacific Gas and Electric Bay | PGE_Bay | CAISO | 2002-06-17 | 2050-12-31 | 2002 | 2050 | 813 | 92.39% | 813 | 880 | CCWhole-NatGas-Industrial | CC_NG | CC | CAISO_CCGT1 |  |  |  | CAISO_CCGT1 | 2002 | 2050 | 0 | CAISO | 880 | 1 | 880 | 1 | 1 | 2050-12-31 | 1 | DELTA_2_PL1X4 | FC | No | 826.7327 | 826.7327 | NQC List | 813 | 813 | NATURAL GAS | NQC List | 813 | 813 | NATURAL GAS | 813 | 813 | 813 | 813 |  |  | No |  | No | No | No
| Deming_Solar | Deming Solar Energy Center DSEC and HON2 | teppc | PNM | PNM | Public Service Company of New Mexico | PNM_EPE | SW | 2013-11-30 | 2050-12-31 | 2013 | 2050 | 9 | 100% | 9 | 9 | SolarPV-NonTracking | FixedPV_sun | Solar_Fixed | SW_Solar |  |  |  | SW_Solar_for_Other | 2014 | 2050 | 0 | SW | 9 | 1 | 9 | 1 | 1 | 2050-12-31 | 1 | #N/A | #N/A | No | #N/A | #N/A | Not Found | #N/A | #N/A | #N/A | Not Found | #N/A | #N/A | #N/A | #N/A | #N/A |  |  |  |  | No |  | No | No | No
| DeMoss_Petrie | DeMoss Petrie CT 2 GT2 | teppc | TEPC | TEPC | Tucson Electric Power Company | TEPC | SW | 2001-06-01 | 2050-12-31 | 2001 | 2050 | 75 | 100% | 75 | 75 | CT-NatGas-Aero | CT_NG | CT | SW_Peaker |  |  |  | SW_Peaker | 2001 | 2050 | 0 | SW | 75 | 1 | 75 | 1 | 1 | 2050-12-31 | 1 | #N/A | #N/A | No | 75 | 75 | Not Found | #N/A | #N/A | #N/A | Not Found | #N/A | #N/A | #N/A | 75 | 75 | 75 | 75 |  |  | No |  | No | No | No
| Desert_Meadow | Desert Meadow Windfarm-1 | teppc | IPFE | IPFE | Idaho Far East | IPCO | NW | 2012-02-27 | 2050-12-31 | 2012 | 2050 | 23 | 100% | 23 | 23 | WT-Onshore | wind_onshorewind | Wind | NW_Wind |  |  |  | NW_Wind_for_Other | 2012 | 2050 | 0 | NW | 23 | 1 | 23 | 1 | 1 | 2050-12-31 | 1 | #N/A | #N/A | No | #N/A | #N/A | Not Found | #N/A | #N/A | #N/A | Not Found | #N/A | #N/A | #N/A | #N/A | #N/A |  |  |  |  | No |  | No | No | No
| Desert_Peak_2 | DesertPeak2_Desert Peak Power Plant-GEN2 | teppc | SPPC | SPPC | Nevada Power Company | NEVP | SW | 2007-05-01 | 2050-12-31 | 2007 | 2050 | 13.5 | 100% | 13.5 | 13.5 | Geo-BinaryCycle | Geothermal_steam | Geothermal | SW_Geothermal |  |  |  | SW_Geothermal_for_Other | 2007 | 2050 | 0 | SW | 13.5 | 1 | 13.5 | 1 | 1 | 2050-12-31 | 1 | #N/A | #N/A | No | 8.316 | 8.316 | Not Found | #N/A | #N/A | #N/A | Not Found | #N/A | #N/A | #N/A | 8.316 | 8.316 | 8.316 | 8.316 |  |  | No |  | No | No | No
ground truthing fix | Desert_Power_3 | SALTSEA_13.8_SSU3¦Desert Power 3 | teppc | IID | IID | Imperial Irrigation District | SRP | SW | 2010-04-15 | 2050-12-31 | 2010 | 2050 | 50 | 100% | 50 | 50 | Geo-DoubleFlash | Geothermal_steam | Geothermal | SW_Geothermal |  |  |  | SW_Geothermal_for_Other | 2010 | 2050 | 0 | SW | 50 | 1 | 50 | 1 | 1 | 2050-12-31 | 1 | #N/A | #N/A | No | 30.8 | 30.8 | Not Found | #N/A | #N/A | #N/A | Not Found | #N/A | #N/A | #N/A | 30.8 | 30.8 | 30.8 | 30.8 |  |  | No |  | No | No | No
| Desert_View | Desert View Power Plant (Mecca) GEN1¦Desert View Power-GEN1 | teppc | IID | IID | Imperial Irrigation District | IID | IID | 1990-12-01 | 2050-12-31 | 1990 | 2050 | 50 | 100% | 50 | 50 | Bio-ST | ST_Biomass | Biomass/Wood | IID_Biomass |  |  |  | IID_Biomass_for_Other | 1991 | 2050 | 0 | IID | 50 | 1 | 50 | 1 | 1 | 2050-12-31 | 1 | #N/A | #N/A | No | 34.9 | 34.9 | Not Found | #N/A | #N/A | #N/A | Not Found | #N/A | #N/A | #N/A | 34.9 | 34.9 | 34.9 | 34.9 |  |  | No |  | No | No | No
| DesertBasin_CC | DesertBasinCC (Total CC Plant) | teppc | SRP | SRP | Salt River Project | SRP | SW | 2014-04-01 | 2050-12-31 | 2014 | 2050 | 591.1 | 100% | 591.1 | 591.1 | CCWhole-NatGas-Industrial | CC_NG | CC | SW_CCGT |  |  |  | SW_CCGT | 2014 | 2050 | 0 | SW | 591.1 | 1 | 591.1 | 1 | 1 | 2050-12-31 | 1 | #N/A | #N/A | No | 591.1 | 591.1 | Not Found | #N/A | #N/A | #N/A | Not Found | #N/A | #N/A | #N/A | 591.1 | 591.1 | 591.1 | 591.1 |  |  | No |  | No | No | No
| DESRT_P2 | Desert Peak Geothermal | teppc | SPPC | SPPC | Nevada Power Company | NEVP | SW | 2006-01-01 | 2050-12-31 | 2006 | 2050 | 11 | 100% | 11 | 11 | Renewable Thermal | Geothermal_steam | Geothermal | SW_Geothermal |  |  |  | SW_Geothermal_for_Other | 2006 | 2050 | 0 | SW | 11 | 1 | 11 | 1 | 1 | 2050-12-31 | 1 | #N/A | #N/A | No | 6.776 | 6.776 | Not Found | #N/A | #N/A | #N/A | Not Found | #N/A | #N/A | #N/A | 6.776 | 6.776 | 6.776 | 6.776 |  |  | No |  | No | No | No
| Detroit_1 | Detroit-1 | teppc | BPAT | BPAT | Bonneville Power Administration – Transmission | BPAT | NW | 1953-11-01 | 2050-12-31 | 1953 | 2050 | 50 | 100% | 50 | 50 | Hydro | Hydro_Standard | Hydro | NW_Hydro |  |  |  | NW_Hydro | 1954 | 2050 | 0 | NW | 50 | 1 | 50 | 1 | 1 | 2050-12-31 | 1 | #N/A | #N/A | No | #N/A | #N/A | Not Found | #N/A | #N/A | #N/A | Not Found | #N/A | #N/A | #N/A | #N/A | #N/A |  |  |  |  | No |  | No | No | No
| Detroit_2 | Detroit-2 | teppc | BPAT | BPAT | Bonneville Power Administration – Transmission | BPAT | NW | 1953-07-01 | 2050-12-31 | 1953 | 2050 | 50 | 100% | 50 | 50 | Hydro | Hydro_Standard | Hydro | NW_Hydro |  |  |  | NW_Hydro | 1953 | 2050 | 0 | NW | 50 | 1 | 50 | 1 | 1 | 2050-12-31 | 1 | #N/A | #N/A | No | #N/A | #N/A | Not Found | #N/A | #N/A | #N/A | Not Found | #N/A | #N/A | #N/A | #N/A | #N/A |  |  |  |  | No |  | No | No | No
| DEVERS_1_QF | DEVERS QFS | caiso | SCE | SCE | Southern California Edison | SCE | CAISO | 1983-01-01 | 2050-12-31 | 1983 | 2050 | 0 | 0% | 71.63 | 0 | n/a | wind_onshorewind | Wind | CAISO_Wind |  |  |  | CAISO_Wind_for_CAISO | 1983 | 2050 | 0 | CAISO | 0 | 1 | 0 | 1 | 1 | 2050-12-31 | 1 | DEVERS_1_QF | FC | No | 0 | 0 | Not Found | #N/A | #N/A | #N/A | NQC List | 1.68 | 1.2 | OTHER | 1.68 | 1.2 | 1.68 | 1.2 |  |  | No |  | No | No | No
| DEVERS_1_SEPV05 | SEPV 5 | caiso | SCE | SCE | Southern California Edison | SCE | CAISO | 2012-05-10 | 2050-12-31 | 2012 | 2050 | 2 | 100% | 2 | 2 | n/a | PVgeneric_sun | Solar_Fixed | CAISO_Solar |  |  |  | CAISO_Solar_for_CAISO | 2012 | 2050 | 0 | CAISO | 2 | 1 | 2 | 1 | 1 | 2050-12-31 | 1 | DEVERS_1_SEPV05 | EO | Yes | 0.54 | 0.28 | NQC List | 0 | 0 | SUN | NQC List | 0 | 0 | SUN | 0 | 0 | 0 | 0 |  |  | No |  | No | No | No
| DEVERS_1_SOLAR | Cascade Solar | caiso | SCE | SCE | Southern California Edison | SCE | CAISO | 2013-11-30 | 2050-12-31 | 2013 | 2050 | 18.5 | 100% | 18.5 | 18.5 | n/a | PVgeneric_sun | Solar_Fixed | CAISO_Solar |  |  |  | CAISO_Solar_for_CAISO | 2014 | 2050 | 0 | CAISO | 18.5 | 1 | 18.5 | 1 | 1 | 2050-12-31 | 1 | DEVERS_1_SOLAR | EO | Yes | 4.995 | 2.59 | NQC List | 0 | 0 | SUN | NQC List | 0 | 0 | SUN | 0 | 0 | 0 | 0 |  |  | No |  | No | No | No
| DEVERS_1_SOLAR1 | SEPV8 | caiso | SCE | SCE | Southern California Edison | SCE | CAISO | 2013-06-01 | 2050-12-31 | 2013 | 2050 | 12 | 100% | 12 | 12 | n/a | PVgeneric_sun | Solar_Fixed | CAISO_Solar |  |  |  | CAISO_Solar_for_CAISO | 2013 | 2050 | 0 | CAISO | 12 | 1 | 12 | 1 | 1 | 2050-12-31 | 1 | DEVERS_1_SOLAR1 | EO | Yes | 3.24 | 1.68 | NQC List | 0 | 0 | SUN | NQC List | 0 | 0 | SUN | 0 | 0 | 0 | 0 |  |  | No |  | No | No | No
| DEVERS_1_SOLAR2 | SEPV9 | caiso | SCE | SCE | Southern California Edison | SCE | CAISO | 2013-06-01 | 2050-12-31 | 2013 | 2050 | 9 | 100% | 9 | 9 | n/a | PVgeneric_sun | Solar_Fixed | CAISO_Solar |  |  |  | CAISO_Solar_for_CAISO | 2013 | 2050 | 0 | CAISO | 9 | 1 | 9 | 1 | 1 | 2050-12-31 | 1 | DEVERS_1_SOLAR2 | EO | Yes | 2.43 | 1.26 | NQC List | 0 | 0 | SUN | NQC List | 0 | 0 | SUN | 0 | 0 | 0 | 0 |  |  | No |  | No | No | No
| DEVERS_2_CS2SR4 | Caliente Solar 2 | caiso | SCE | SCE | Southern California Edison | SCE | CAISO |  | 2050-12-31 | 1900 | 2050 | 0.91 | 100% | 0.91 | 0.91 | PHOTO VOLTAIC_SUN | PVgeneric_sun | Solar_Fixed | CAISO_Solar |  |  |  | CAISO_Solar_for_CAISO | 1900 | 2050 | 0 | CAISO | 0.91 | 1 | 0.91 | 1 | 1 | 2050-12-31 | 1 | DEVERS_2_CS2SR4 | EO | Yes | 0.2457 | 0.1274 | NQC List | 0 | 0 | SUN | NQC List | 0 | 0 | SUN | 0 | 0 | 0 | 0 |  |  | No |  | Yes | No | No
| DEVERS_2_DHSPG2 | Desert Hot Springs 2 | caiso | SCE | SCE | Southern California Edison | SCE | CAISO | 2013-12-31 | 2050-12-31 | 2014 | 2050 | 1.4 | 100% | 1.4 | 1.4 | PHOTO VOLTAIC_SUN | PVgeneric_sun | Solar_Fixed | CAISO_Solar |  |  |  | CAISO_Solar_for_CAISO | 2014 | 2050 | 0 | CAISO | 1.4 | 1 | 1.4 | 1 | 1 | 2050-12-31 | 1 | DEVERS_2_DHSPG2 | EO | Yes | 0.378 | 0.196 | NQC List | 0 | 0 | SUN | NQC List | 0 | 0 | SUN | 0 | 0 | 0 | 0 |  |  | No |  | No | No | No
| Dexter_1 | Dexter-1 | teppc | BPAT | BPAT | Bonneville Power Administration – Transmission | BPAT | NW | 1955-06-01 | 2050-12-31 | 1955 | 2050 | 15 | 100% | 15 | 15 | Hydro | Hydro_Standard | Hydro | NW_Hydro |  |  |  | NW_Hydro | 1955 | 2050 | 0 | NW | 15 | 1 | 15 | 1 | 1 | 2050-12-31 | 1 | #N/A | #N/A | No | #N/A | #N/A | Not Found | #N/A | #N/A | #N/A | Not Found | #N/A | #N/A | #N/A | #N/A | #N/A |  |  |  |  | No |  | No | No | No
| DEXZEL_1_UNIT | Western Power and Steam Cogeneration | caiso | PGE_Valley | PGE_Valley | Pacific Gas and Electric Valley | PGE_Valley | CAISO | 1989-11-30 | 2050-12-31 | 1989 | 2050 | 11.79 | 58.95% | 11.79 | 20 | n/a | Cogen_NG | Cogen | CAISO_CHP |  |  |  | CAISO_CHP | 1990 | 2050 | 0 | CAISO | 20 | 1 | 20 | 1 | 1 | 2050-12-31 | 1 | DEXZEL_1_UNIT | FC | No | 12.68 | 12.68 | NQC List | 16.95 | 17.41 | NATURAL GAS | NQC List | 17.78 | 17.43 | NATURAL GAS | 17.78 | 17.43 | 16.95 | 17.41 |  |  | No |  | No | No | No
| DIABLO_7_UNIT_1 | Diablo Canyon Unit 1 | caiso | PGE_Bay | PGE_Bay | Pacific Gas and Electric Bay | PGE_Bay | CAISO | 1985-01-01 | 2024-11-02 | 1985 | 2023 | 1150 | 100% | 1150 | 1150 | ST-Nuclear | ST_Nuclear | Nuclear | CAISO_Nuclear |  |  |  | CAISO_Nuclear | 1985 | 2024 | 0 | CAISO | 1150 | 1 | 1150 | 1 | 1 | 2024-11-02 | 1 | DIABLO_7_UNIT 1 | FC | No | 1142.1288 | 1142.1288 | NQC List | 1140 | 1140 | URANIUM | NQC List | 1140 | 1140 | URANIUM | 1140 | 1140 | 1140 | 1140 |  |  | No |  | No | No | No
| DIABLO_7_UNIT_2 | Diablo Canyon Unit 2 | caiso | PGE_Bay | PGE_Bay | Pacific Gas and Electric Bay | PGE_Bay | CAISO | 1986-01-01 | 2025-08-26 | 1986 | 2024 | 1150 | 100% | 1150 | 1150 | ST-Nuclear | ST_Nuclear | Nuclear | CAISO_Nuclear |  |  |  | CAISO_Nuclear | 1986 | 2024 | 0 | CAISO | 1150 | 1 | 1150 | 1 | 1 | 2025-08-26 | 1 | DIABLO_7_UNIT 2 | FC | No | 1142.1288 | 1142.1288 | NQC List | 1140 | 1140 | URANIUM | NQC List | 1140 | 1140 | URANIUM | 1140 | 1140 | 1140 | 1140 |  |  | No |  | No | No | No
| DiabloHydro_31 | Diablo-31 | teppc | SCL | SCL | Seattle Department of Lighting | BPAT | NW | 1937-04-01 | 2050-12-31 | 1937 | 2050 | 83 | 100% | 83 | 83 | Hydro | Hydro_Standard | Hydro | NW_Hydro |  |  |  | NW_Hydro | 1937 | 2050 | 0 | NW | 83 | 1 | 83 | 1 | 1 | 2050-12-31 | 1 | #N/A | #N/A | No | #N/A | #N/A | Not Found | #N/A | #N/A | #N/A | Not Found | #N/A | #N/A | #N/A | #N/A | #N/A |  |  |  |  | No |  | No | No | No
| DiabloHydro_32 | Diablo-32 | teppc | SCL | SCL | Seattle Department of Lighting | BPAT | NW | 1936-10-01 | 2050-12-31 | 1936 | 2050 | 83 | 100% | 83 | 83 | Hydro | Hydro_Standard | Hydro | NW_Hydro |  |  |  | NW_Hydro | 1937 | 2050 | 0 | NW | 83 | 1 | 83 | 1 | 1 | 2050-12-31 | 1 | #N/A | #N/A | No | #N/A | #N/A | Not Found | #N/A | #N/A | #N/A | Not Found | #N/A | #N/A | #N/A | #N/A | #N/A |  |  |  |  | No |  | No | No | No
| Diamond_H_Dairy_Power | Diamond H Dairy Power | rps | PGE_Valley | PGE_Valley | Pacific Gas and Electric Valley | PGE_Valley | CAISO | 2020-06-02 | 2050-12-31 | 2020 | 2050 | 0 | 0% |  | 2 | Digester gasnan | Biogas_ | Biogas_LandfillGas | CAISO_Biomass |  |  |  | CAISO_Biomass_for_CAISO | 2020 | 2050 | 0 | CAISO | 2 | 1 | 2 | 1 | 1 | 2050-12-31 | 1 | Diamond H Dairy Power | #N/A | No | 1.396 | 1.396 | Not Found | #N/A | #N/A | #N/A | Not Found | #N/A | #N/A | #N/A | 1.396 | 1.396 | 1.396 | 1.396 |  |  | Yes |  | No | Yes | Yes
| Dickson_Dam1 | Dickson Dam IPP 1-1 | teppc | AESO | AESO | Alberta Electric System Operator | BCHA_AESO | Excluded | 1992-01-16 | 2050-12-01 | 1992 | 2050 | 5.6 | 100% | 5.6 | 5.6 | Hydro | Hydro_Standard | Hydro | Excluded_Hydro |  |  |  | Excluded | 1992 | 2050 | 0 | Excluded | 5.6 | 1 | 5.6 | 1 | 1 | 2050-12-01 | 1 | #N/A | #N/A | No | 0 | 0 | Not Found | #N/A | #N/A | #N/A | Not Found | #N/A | #N/A | #N/A | 0 | 0 | 0 | 0 |  |  | No |  | No | No | No
| Dickson_Dam2 | Dickson Dam IPP 2-2 | teppc | AESO | AESO | Alberta Electric System Operator | BCHA_AESO | Excluded | 1992-01-16 | 2050-12-01 | 1992 | 2050 | 5.6 | 100% | 5.6 | 5.6 | Hydro | Hydro_Standard | Hydro | Excluded_Hydro |  |  |  | Excluded | 1992 | 2050 | 0 | Excluded | 5.6 | 1 | 5.6 | 1 | 1 | 2050-12-01 | 1 | #N/A | #N/A | No | 0 | 0 | Not Found | #N/A | #N/A | #N/A | Not Found | #N/A | #N/A | #N/A | 0 | 0 | 0 | 0 |  |  | No |  | No | No | No
| Dickson_Dam3 | Dickson Dam IPP 3-3 | teppc | AESO | AESO | Alberta Electric System Operator | BCHA_AESO | Excluded | 1992-01-16 | 2050-12-01 | 1992 | 2050 | 5.6 | 100% | 5.6 | 5.6 | Hydro | Hydro_Standard | Hydro | Excluded_Hydro |  |  |  | Excluded | 1992 | 2050 | 0 | Excluded | 5.6 | 1 | 5.6 | 1 | 1 | 2050-12-01 | 1 | #N/A | #N/A | No | 0 | 0 | Not Found | #N/A | #N/A | #N/A | Not Found | #N/A | #N/A | #N/A | 0 | 0 | 0 | 0 |  |  | No |  | No | No | No
| Dietrich_Drop | Dietrich Drop-GEN1 | teppc | IPFE | IPFE | Idaho Far East | IPCO | NW | 1988-08-29 | 2050-12-31 | 1988 | 2050 | 4.5 | 100% | 4.5 | 4.5 | Hydro | Hydro_Standard | Hydro | NW_Hydro |  |  |  | NW_Hydro | 1989 | 2050 | 0 | NW | 4.5 | 1 | 4.5 | 1 | 1 | 2050-12-31 | 1 | #N/A | #N/A | No | #N/A | #N/A | Not Found | #N/A | #N/A | #N/A | Not Found | #N/A | #N/A | #N/A | #N/A | #N/A |  |  |  |  | No |  | No | No | No
| DillardComplexGEN4 | Dillard Complex-GEN4 | teppc | PNM | PNM | Public Service Company of New Mexico | PNM_EPE | SW | 1955-01-01 | 2050-12-31 | 1955 | 2050 | 11.5 | 100% | 11.5 | 11.5 | Bio-ST | ST_Biomass | Biomass/Wood | SW_Biomass |  |  |  | SW_Biomass_for_Other | 1955 | 2050 | 0 | SW | 11.5 | 1 | 11.5 | 1 | 1 | 2050-12-31 | 1 | #N/A | #N/A | No | 8.027 | 8.027 | Not Found | #N/A | #N/A | #N/A | Not Found | #N/A | #N/A | #N/A | 8.027 | 8.027 | 8.027 | 8.027 |  |  | No |  | No | No | No
| DillardComplexGEN5 | Dillard Complex-GEN5 | teppc | PNM | PNM | Public Service Company of New Mexico | PNM_EPE | SW | 1955-01-01 | 2050-12-31 | 1955 | 2050 | 11.5 | 100% | 11.5 | 11.5 | Bio-ST | ST_Biomass | Biomass/Wood | SW_Biomass |  |  |  | SW_Biomass_for_Other | 1955 | 2050 | 0 | SW | 11.5 | 1 | 11.5 | 1 | 1 | 2050-12-31 | 1 | #N/A | #N/A | No | 8.027 | 8.027 | Not Found | #N/A | #N/A | #N/A | Not Found | #N/A | #N/A | #N/A | 8.027 | 8.027 | 8.027 | 8.027 |  |  | No |  | No | No | No
| Dillon_Hydro | Dillon Hydro Plant GEN1 | teppc | PSCO | PSCO | Public Service Company of Colorado | PSCO | Excluded | 1987-10-01 | 2050-12-31 | 1987 | 2050 | 1.8 | 100% | 1.8 | 1.8 | Hydro | Hydro_Standard | Hydro | Excluded_Hydro |  |  |  | Excluded | 1988 | 2050 | 0 | Excluded | 1.8 | 1 | 1.8 | 1 | 1 | 2050-12-31 | 1 | #N/A | #N/A | No | 0 | 0 | Not Found | #N/A | #N/A | #N/A | Not Found | #N/A | #N/A | #N/A | 0 | 0 | 0 | 0 |  |  | No |  | No | No | No
| DINUBA_6_UNIT | Dinuba Energy, Inc. | caiso | PGE_Valley | PGE_Valley | Pacific Gas and Electric Valley | PGE_Valley | CAISO | 2001-07-05 | 2019-12-31 | 2001 | 2019 | 2.34 | 19.5% | 2.34 | 12 | STEAM_BIOMASS | ST_Biomass | Biomass/Wood | CAISO_Biomass |  |  |  | CAISO_Biomass_for_CAISO | 2001 | 2019 | 0 | CAISO | 12 | 1 | 12 | 1 | 1 | 2019-12-31 | 1 | DINUBA_6_UNIT | FC | No | 8.376 | 8.376 | Not Found | #N/A | #N/A | #N/A | NQC List | 0 | 0 | BIOMASS | 0 | 0 | 0 | 0 |  |  | No |  | No | No | No
| DISCOV_1_CHEVRN | CHEVRON USA (EASTRIDGE) | caiso | PGE_Valley | PGE_Valley | Pacific Gas and Electric Valley | PGE_Valley | CAISO | 1988-06-13 | 2050-12-31 | 1988 | 2050 | 3.74 | 7.664% | 3.74 | 48.8 | CT-NatGas-Aero | Cogen_NG | Cogen | CAISO_CHP |  |  |  | CAISO_CHP | 1988 | 2050 | 0 | CAISO | 48.8 | 1 | 48.8 | 1 | 1 | 2050-12-31 | 1 | DISCOV_1_CHEVRN | FC | No | 30.9392 | 30.9392 | NQC List | 2.69 | 3.43 | NATURAL GAS | NQC List | 2.58 | 2.34 | NATURAL GAS | 2.58 | 2.34 | 2.69 | 3.43 |  |  | No |  | No | No | No
| Division_Creek | Division Creek 1 | teppc | LDWP | LDWP | Los Angeles Department of Water and Power | LADWP | LDWP | 1909-03-01 | 2050-12-31 | 1909 | 2050 | 0.6 | 100% | 0.6 | 0.6 | Hydro | Hydro_Standard | Hydro | LDWP_Hydro |  |  |  | LDWP_Hydro | 1909 | 2050 | 0 | LDWP | 0.6 | 1 | 0.6 | 1 | 1 | 2050-12-31 | 1 | #N/A | #N/A | No | #N/A | #N/A | Not Found | #N/A | #N/A | #N/A | Not Found | #N/A | #N/A | #N/A | #N/A | #N/A |  |  |  |  | No |  | No | No | No
| DIVSON_6_NSQF |  | caiso | SDGE | SDGE | San Diego Gas and Electric | SDGE | CAISO | 1989-01-01 | 2018-12-31 | 1989 | 2018 | 0 | 0% |  | 47 | CCWhole-NatGas-Aero | Cogen_NG | Cogen | CAISO_CHP |  |  |  | CAISO_CHP | 1989 | 2018 | 0 | CAISO | 47 | 1 | 47 | 1 | 1 | 2018-12-31 | 1 | DIVSON_6_NSQF | #N/A | No | 29.798 | 29.798 | Not Found | #N/A | #N/A | #N/A | Not Found | #N/A | #N/A | #N/A | 29.798 | 29.798 | 29.798 | 29.798 |  |  | No |  | No | No | No
| DIXIE_M_P1 | Dixie Meadows Geothermal | teppc | SPPC | SPPC | Nevada Power Company | NEVP | SW | 2021-01-01 | 2050-12-31 | 2021 | 2050 | 22.5 | 100% | 22.5 | 22.5 | Renewable Thermal | Geothermal_steam | Geothermal | SW_Geothermal |  |  |  | SW_Geothermal_for_Other | 2021 | 2050 | 0 | SW | 22.5 | 0.95 | 21.375 | 1 | 1 | 2050-12-31 | 1 | #N/A | #N/A | No | 13.167 | 13.167 | Not Found | #N/A | #N/A | #N/A | Not Found | #N/A | #N/A | #N/A | 13.167 | 13.167 | 13.167 | 13.167 |  |  | No |  | No | No | No
| DIXIE_M_P12 | Dixie Meadows Geothermal | teppc | SPPC | SPPC | Nevada Power Company | NEVP | SW | 2021-01-01 | 2050-12-31 | 2021 | 2050 | 22.5 | 100% | 22.5 | 22.5 | Renewable Thermal | Geothermal_steam | Geothermal | SW_Geothermal |  |  |  | SW_Geothermal_for_Other | 2021 | 2050 | 0 | SW | 22.5 | 0.95 | 21.375 | 1 | 1 | 2050-12-31 | 1 | #N/A | #N/A | No | 13.167 | 13.167 | Not Found | #N/A | #N/A | #N/A | Not Found | #N/A | #N/A | #N/A | 13.167 | 13.167 | 13.167 | 13.167 |  |  | No |  | No | No | No
| Dixie_Valley_Geo_1 | Caithness Dixie Valley-1¦Dixie Valley Geothermal GEN1 | teppc | SPPC | SPPC | Nevada Power Company | NEVP | SW | 1988-06-14 | 2050-12-31 | 1988 | 2050 | 13.3 | 100% | 13.3 | 13.3 | Geo-BinaryCycle | Geothermal_steam | Geothermal | SW_Geothermal |  |  |  | SW_Geothermal_for_Other | 1988 | 2050 | 0 | SW | 13.3 | 1 | 13.3 | 1 | 1 | 2050-12-31 | 1 | #N/A | #N/A | No | 8.1928 | 8.1928 | Not Found | #N/A | #N/A | #N/A | Not Found | #N/A | #N/A | #N/A | 8.1928 | 8.1928 | 8.1928 | 8.1928 |  |  | No |  | No | No | No
| Dixie_Valley_Geo_2 | Caithness Dixie Valley-2¦Dixie Valley Geothermal GEN1 | teppc | SPPC | SPPC | Nevada Power Company | NEVP | SW | 1988-06-14 | 2050-12-31 | 1988 | 2050 | 10.1 | 100% | 10.1 | 10.1 | Geo-BinaryCycle | Geothermal_steam | Geothermal | SW_Geothermal |  |  |  | SW_Geothermal_for_Other | 1988 | 2050 | 0 | SW | 10.1 | 1 | 10.1 | 1 | 1 | 2050-12-31 | 1 | #N/A | #N/A | No | 6.2216 | 6.2216 | Not Found | #N/A | #N/A | #N/A | Not Found | #N/A | #N/A | #N/A | 6.2216 | 6.2216 | 6.2216 | 6.2216 |  |  | No |  | No | No | No
| Dixie_Valley_Geo_3 | Caithness Dixie Valley-3¦Dixie Valley Geothermal GEN1 | teppc | SPPC | SPPC | Nevada Power Company | NEVP | SW | 1988-06-14 | 2050-12-31 | 1988 | 2050 | 19.2 | 100% | 19.2 | 19.2 | Geo-BinaryCycle | Geothermal_steam | Geothermal | SW_Geothermal |  |  |  | SW_Geothermal_for_Other | 1988 | 2050 | 0 | SW | 19.2 | 1 | 19.2 | 1 | 1 | 2050-12-31 | 1 | #N/A | #N/A | No | 11.8272 | 11.8272 | Not Found | #N/A | #N/A | #N/A | Not Found | #N/A | #N/A | #N/A | 11.8272 | 11.8272 | 11.8272 | 11.8272 |  |  | No |  | No | No | No
| DIXNLD_1_LNDFL | Zero Waste Energy | caiso | PGE_Bay | PGE_Bay | Pacific Gas and Electric Bay | PGE_Bay | CAISO | 2015-11-13 | 2050-12-31 | 2015 | 2050 | 0.88 | 55% | 0.88 | 1.6 | n/a | CT_Biomass | Biomass/Wood | CAISO_Biomass |  |  |  | CAISO_Biomass_for_CAISO | 2016 | 2050 | 0 | CAISO | 1.6 | 1 | 1.6 | 1 | 1 | 2050-12-31 | 1 | DIXNLD_1_LNDFL | FC | No | 1.1168 | 1.1168 | NQC List | 0.7 | 0.72 | BIOMASS | NQC List | 0.64 | 0.58 | BIOMASS | 0.64 | 0.58 | 0.7 | 0.72 |  |  | No |  | No | No | No
| DMDVLY_1_UNITS | DIAMOND VALLEY LAKE PUMP-GEN PLANT | caiso | SCE | SCE | Southern California Edison | SCE | CAISO | 2001-01-01 | 2050-12-31 | 2001 | 2050 | 21 | 100% | 21 | 21 | n/a | Hydro_Standard | Hydro | CAISO_Hydro |  |  |  | CAISO_Hydro | 2001 | 2050 | 0 | CAISO | 21 | 1 | 21 | 1 | 1 | 2050-12-31 | 1 | DMDVLY_1_UNITS | FC | No | 17.7611 | 17.7611 | NQC List | 4.15 | 0 | WATER | NQC List | 1.66 | 2.48 | WATER | 1.66 | 2.48 | 4.15 | 0 |  |  | No |  | No | No | No
| Dodge_Flat_Solar |  | teppc | SPPC | SPPC | Nevada Power Company | NEVP | SW | 2021-12-31 | 2050-12-31 | 2022 | 2050 | 26 | 100% | 26 | 26 | SolarPV-Tracking | 1axPV_sun | Solar_1Axis | SW_Solar |  |  |  | SW_Solar_for_Other | 2022 | 2050 | 0 | SW | 26 | 0.95 | 24.7 | 1 | 1 | 2050-12-31 | 1 | #N/A | #N/A | No | #N/A | #N/A | Not Found | #N/A | #N/A | #N/A | Not Found | #N/A | #N/A | #N/A | #N/A | #N/A |  |  |  |  | No |  | No | No | No
| DokieWind1 | Dokie Wind-1_Dokie Wind-1_IPP-DKW | teppc | BCHA | BCHA | British Columbia Transmission Company | BCHA_AESO | Excluded | 2011-02-28 | 2036-02-16 | 2011 | 2035 | 24 | 100% | 24 | 24 | WT-Onshore | wind_onshorewind | Wind | Excluded_Wind | CAISO | 24 |  | Excluded | 2011 | 2035 | 0 | CAISO | 24 | 1 | 24 | 1 | 1 | 2036-02-16 | 1 | #N/A | #N/A | No | 0 | 0 | Not Found | #N/A | #N/A | #N/A | Not Found | #N/A | #N/A | #N/A | 0 | 0 | 0 | 0 |  |  | No |  | No | No | No
| DokieWind2 | Dokie Wind-2_Dokie Wind-2_IPP-DKW | teppc | BCHA | BCHA | British Columbia Transmission Company | BCHA_AESO | Excluded | 2011-02-28 | 2036-02-16 | 2011 | 2035 | 24 | 100% | 24 | 24 | WT-Onshore | wind_onshorewind | Wind | Excluded_Wind | CAISO | 24 |  | Excluded | 2011 | 2035 | 0 | CAISO | 24 | 1 | 24 | 1 | 1 | 2036-02-16 | 1 | #N/A | #N/A | No | 0 | 0 | Not Found | #N/A | #N/A | #N/A | Not Found | #N/A | #N/A | #N/A | 0 | 0 | 0 | 0 |  |  | No |  | No | No | No
| DokieWind3 | Dokie Wind-3_Dokie Wind-3_IPP-DKW | teppc | BCHA | BCHA | British Columbia Transmission Company | BCHA_AESO | Excluded | 2011-02-28 | 2036-02-16 | 2011 | 2035 | 24 | 100% | 24 | 24 | WT-Onshore | wind_onshorewind | Wind | Excluded_Wind | CAISO | 24 |  | Excluded | 2011 | 2035 | 0 | CAISO | 24 | 1 | 24 | 1 | 1 | 2036-02-16 | 1 | #N/A | #N/A | No | 0 | 0 | Not Found | #N/A | #N/A | #N/A | Not Found | #N/A | #N/A | #N/A | 0 | 0 | 0 | 0 |  |  | No |  | No | No | No
| DokieWind4 | Dokie Wind-4_Dokie Wind-4_IPP-DKW | teppc | BCHA | BCHA | British Columbia Transmission Company | BCHA_AESO | Excluded | 2011-02-28 | 2036-02-16 | 2011 | 2035 | 27 | 100% | 27 | 27 | WT-Onshore | wind_onshorewind | Wind | Excluded_Wind | CAISO | 27 |  | Excluded | 2011 | 2035 | 0 | CAISO | 27 | 1 | 27 | 1 | 1 | 2036-02-16 | 1 | #N/A | #N/A | No | 0 | 0 | Not Found | #N/A | #N/A | #N/A | Not Found | #N/A | #N/A | #N/A | 0 | 0 | 0 | 0 |  |  | No |  | No | No | No
| DokieWind5 | Dokie Wind-5_Dokie Wind-5_IPP-DKW | teppc | BCHA | BCHA | British Columbia Transmission Company | BCHA_AESO | Excluded | 2011-02-28 | 2036-02-16 | 2011 | 2035 | 24 | 100% | 24 | 24 | WT-Onshore | wind_onshorewind | Wind | Excluded_Wind | CAISO | 24 |  | Excluded | 2011 | 2035 | 0 | CAISO | 24 | 1 | 24 | 1 | 1 | 2036-02-16 | 1 | #N/A | #N/A | No | 0 | 0 | Not Found | #N/A | #N/A | #N/A | Not Found | #N/A | #N/A | #N/A | 0 | 0 | 0 | 0 |  |  | No |  | No | No | No
| DokieWind6 | Dokie Wind-6_Dokie Wind-6_IPP-DKW | teppc | BCHA | BCHA | British Columbia Transmission Company | BCHA_AESO | Excluded | 2011-02-28 | 2036-02-16 | 2011 | 2035 | 21 | 100% | 21 | 21 | WT-Onshore | wind_onshorewind | Wind | Excluded_Wind | CAISO | 21 |  | Excluded | 2011 | 2035 | 0 | CAISO | 21 | 1 | 21 | 1 | 1 | 2036-02-16 | 1 | #N/A | #N/A | No | 0 | 0 | Not Found | #N/A | #N/A | #N/A | Not Found | #N/A | #N/A | #N/A | 0 | 0 | 0 | 0 |  |  | No |  | No | No | No
| Don_Pedro_1 | Don Pedro 1 | teppc | TIDC | TIDC | Turlock Irrigation District | TID | BANC | 1971-05-01 | 2050-12-31 | 1971 | 2050 | 55 | 100% | 55 | 55 | Hydro | Hydro_Standard | Hydro | BANC_Hydro |  |  |  | BANC_Hydro | 1971 | 2050 | 0 | BANC | 55 | 1 | 55 | 1 | 1 | 2050-12-31 | 1 | #N/A | #N/A | No | #N/A | #N/A | Not Found | #N/A | #N/A | #N/A | Not Found | #N/A | #N/A | #N/A | #N/A | #N/A |  |  |  |  | No |  | No | No | No
| Don_Pedro_2 | Don Pedro 2 | teppc | TIDC | TIDC | Turlock Irrigation District | TID | BANC | 1971-05-01 | 2050-12-31 | 1971 | 2050 | 55 | 100% | 55 | 55 | Hydro | Hydro_Standard | Hydro | BANC_Hydro |  |  |  | BANC_Hydro | 1971 | 2050 | 0 | BANC | 55 | 1 | 55 | 1 | 1 | 2050-12-31 | 1 | #N/A | #N/A | No | #N/A | #N/A | Not Found | #N/A | #N/A | #N/A | Not Found | #N/A | #N/A | #N/A | #N/A | #N/A |  |  |  |  | No |  | No | No | No
| Don_Pedro_3 | Don Pedro 3 | teppc | BANC | BANC | Balancing Authority of Northern California | SMUD | BANC | 1971-05-01 | 2050-12-31 | 1971 | 2050 | 55 | 100% | 55 | 55 | Hydro | Hydro_Standard | Hydro | BANC_Hydro |  |  |  | BANC_Hydro | 1971 | 2050 | 0 | BANC | 55 | 1 | 55 | 1 | 1 | 2050-12-31 | 1 | #N/A | #N/A | No | #N/A | #N/A | Not Found | #N/A | #N/A | #N/A | Not Found | #N/A | #N/A | #N/A | #N/A | #N/A |  |  |  |  | No |  | No | No | No
| Don_Pedro_4 | Don Pedro 4 | teppc | TIDC | TIDC | Turlock Irrigation District | TID | BANC | 1989-04-01 | 2050-12-31 | 1989 | 2050 | 38.2 | 100% | 38.2 | 38.2 | Hydro | Hydro_Standard | Hydro | BANC_Hydro |  |  |  | BANC_Hydro | 1989 | 2050 | 0 | BANC | 38.2 | 1 | 38.2 | 1 | 1 | 2050-12-31 | 1 | #N/A | #N/A | No | #N/A | #N/A | Not Found | #N/A | #N/A | #N/A | Not Found | #N/A | #N/A | #N/A | #N/A | #N/A |  |  |  |  | No |  | No | No | No
| DONNLS_7_UNIT |  | caiso | PGE_Valley | PGE_Valley | Pacific Gas and Electric Valley | PGE_Valley | CAISO | 1957-01-01 | 2050-12-31 | 1957 | 2050 | 72 | 100% | 72 | 72 | n/a | Hydro_Standard | Hydro | CAISO_Hydro |  |  |  | CAISO_Hydro | 1957 | 2050 | 0 | CAISO | 72 | 1 | 72 | 1 | 1 | 2050-12-31 | 1 | DONNLS_7_UNIT | FC | No | 60.895 | 60.895 | NQC List | 72 | 72 | WATER | NQC List | 72 | 72 | WATER | 72 | 72 | 72 | 72 |  |  | No |  | No | No | No
| DoranTaylor1 | Doran Taylor-1_Doran Taylor-1_IPP-DTR | teppc | BCHA | BCHA | British Columbia Transmission Company | BCHA_AESO | Excluded | 1996-07-08 | 2036-07-08 | 1996 | 2035 | 5.6 | 100% | 5.6 | 5.6 | Hydro | Hydro_Standard | Hydro | Excluded_Hydro |  |  |  | Excluded | 1996 | 2035 | 0 | Excluded | 5.6 | 1 | 5.6 | 1 | 1 | 2036-07-08 | 1 | #N/A | #N/A | No | 0 | 0 | Not Found | #N/A | #N/A | #N/A | Not Found | #N/A | #N/A | #N/A | 0 | 0 | 0 | 0 |  |  | No |  | No | No | No
| DoranTaylor2 | Doran Taylor-2_Doran Taylor-2_IPP-DTR | teppc | BCHA | BCHA | British Columbia Transmission Company | BCHA_AESO | Excluded | 1996-07-08 | 2036-07-08 | 1996 | 2035 | 2.8 | 100% | 2.8 | 2.8 | Hydro | Hydro_Standard | Hydro | Excluded_Hydro |  |  |  | Excluded | 1996 | 2035 | 0 | Excluded | 2.8 | 1 | 2.8 | 1 | 1 | 2036-07-08 | 1 | #N/A | #N/A | No | 0 | 0 | Not Found | #N/A | #N/A | #N/A | Not Found | #N/A | #N/A | #N/A | 0 | 0 | 0 | 0 |  |  | No |  | No | No | No
| DOUBLC_1_UNITS | DOUBLE "C" LIMITED | caiso | PGE_Valley | PGE_Valley | Pacific Gas and Electric Valley | PGE_Valley | CAISO | 1989-03-14 | 2050-12-31 | 1989 | 2050 | 52.23 | 100% | 52.23 | 52.23 | CT-NatGas-Aero | CT_NG | CT | CAISO_Peaker2 |  |  |  | CAISO_Peaker2 | 1989 | 2050 | 0 | CAISO | 52.23 | 1 | 52.23 | 1 | 1 | 2050-12-31 | 1 | DOUBLC_1_UNITS | FC | No | 50.2085 | 50.2085 | NQC List | 49.5 | 50.03 | NATURAL GAS | NQC List | 49.5 | 50.03 | NATURAL GAS | 49.5 | 50.03 | 49.5 | 50.03 |  |  | No |  | No | No | No
| DoubleADigester1 | Double A Digester-1 | teppc | CISC | CISC | Southern California Edison | SCE | CAISO | 2011-12-01 | 2030-04-15 | 2011 | 2029 | 0 | 0% |  | 1.5 | Bio-ICE | ICE_Biomass | Biomass/Wood | CAISO_Biomass |  |  |  | CAISO_Biomass_for_CAISO | 2012 | 2029 | 0 | CAISO | 1.5 | 1 | 1.5 | 1 | 1 | 2030-04-15 | 1 | DoubleADigester1 | #N/A | No | 1.047 | 1.047 | Not Found | #N/A | #N/A | #N/A | Not Found | #N/A | #N/A | #N/A | 1.047 | 1.047 | 1.047 | 1.047 |  |  | No |  | No | No | No
| DoubleADigester2 | Double A Digester-2 | teppc | CISC | CISC | Southern California Edison | SCE | CAISO | 2012-01-01 | 2050-12-31 | 2012 | 2050 | 0 | 0% |  | 1.5 | Bio-ICE | ICE_Biomass | Biomass/Wood | CAISO_Biomass |  |  |  | CAISO_Biomass_for_CAISO | 2012 | 2050 | 0 | CAISO | 1.5 | 1 | 1.5 | 1 | 1 | 2050-12-31 | 1 | DoubleADigester2 | #N/A | No | 1.047 | 1.047 | Not Found | #N/A | #N/A | #N/A | Not Found | #N/A | #N/A | #N/A | 1.047 | 1.047 | 1.047 | 1.047 |  |  | No |  | No | No | No
| DoubleADigester3 | Double A Digester-3 | teppc | CISC | CISC | Southern California Edison | SCE | CAISO | 2012-02-01 | 2050-12-31 | 2012 | 2050 | 0 | 0% |  | 1.5 | Bio-ICE | ICE_Biomass | Biomass/Wood | CAISO_Biomass |  |  |  | CAISO_Biomass_for_CAISO | 2012 | 2050 | 0 | CAISO | 1.5 | 1 | 1.5 | 1 | 1 | 2050-12-31 | 1 | DoubleADigester3 | #N/A | No | 1.047 | 1.047 | Not Found | #N/A | #N/A | #N/A | Not Found | #N/A | #N/A | #N/A | 1.047 | 1.047 | 1.047 | 1.047 |  |  | No |  | No | No | No
| Douglas_1 | Douglas 1 | teppc | AZPS | AZPS | Arizona Public Service Company | AZPS | SW | 1972-05-01 | 2050-12-31 | 1972 | 2050 | 16 | 100% | 16 | 16 | CT-OilDistillate | CT_Oil | CT | SW_Peaker |  |  |  | SW_Peaker | 1972 | 2050 | 0 | SW | 16 | 1 | 16 | 1 | 1 | 2050-12-31 | 1 | #N/A | #N/A | No | 16 | 16 | Not Found | #N/A | #N/A | #N/A | Not Found | #N/A | #N/A | #N/A | 16 | 16 | 16 | 16 |  |  | No |  | No | No | No
| Douglas_Kwalsa1 | Douglas (DGL,Kwalsa Energy)-1_Douglas (DGL,Kwalsa Energy)-1_IPP-DGL | teppc | BCHA | BCHA | British Columbia Transmission Company | BCHA_AESO | Excluded | 2009-11-12 | 2049-10-19 | 2009 | 2048 | 14.38 | 100% | 14.38 | 14.38 | Hydro | Hydro_Standard | Hydro | Excluded_Hydro |  |  |  | Excluded | 2010 | 2049 | 0 | Excluded | 14.38 | 1 | 14.38 | 1 | 1 | 2049-10-19 | 1 | #N/A | #N/A | No | 0 | 0 | Not Found | #N/A | #N/A | #N/A | Not Found | #N/A | #N/A | #N/A | 0 | 0 | 0 | 0 |  |  | No |  | No | No | No
| Douglas_Kwalsa2 | Douglas (DGL,Kwalsa Energy)-2_Douglas (DGL,Kwalsa Energy)-2_IPP-DGL | teppc | BCHA | BCHA | British Columbia Transmission Company | BCHA_AESO | Excluded | 2009-11-12 | 2049-10-19 | 2009 | 2048 | 14.38 | 100% | 14.38 | 14.38 | Hydro | Hydro_Standard | Hydro | Excluded_Hydro |  |  |  | Excluded | 2010 | 2049 | 0 | Excluded | 14.38 | 1 | 14.38 | 1 | 1 | 2049-10-19 | 1 | #N/A | #N/A | No | 0 | 0 | Not Found | #N/A | #N/A | #N/A | Not Found | #N/A | #N/A | #N/A | 0 | 0 | 0 | 0 |  |  | No |  | No | No | No
| DowCC_Total | DowCC (Total CC Plant) | teppc | AESO | AESO | Alberta Electric System Operator | BCHA_AESO | Excluded | 1999-10-01 | 2050-12-01 | 1999 | 2050 | 129.5 | 100% | 129.5 | 129.5 | CCWhole-NatGas-Industrial | CC_NG | CC | Excluded_CCGT |  |  |  | Excluded | 2000 | 2050 | 0 | Excluded | 129.5 | 1 | 129.5 | 1 | 1 | 2050-12-01 | 1 | #N/A | #N/A | No | 0 | 0 | Not Found | #N/A | #N/A | #N/A | Not Found | #N/A | #N/A | #N/A | 0 | 0 | 0 | 0 |  |  | No |  | No | No | No
| DowG101_1 | DowG101-1 | teppc | AESO | AESO | Alberta Electric System Operator | BCHA_AESO | Excluded | 1999-01-01 | 2050-12-01 | 1999 | 2050 | 110 | 100% | 110 | 110 | CT-AB-Cogen | Cogen_NG | Cogen | Excluded_CHP |  |  |  | Excluded | 1999 | 2050 | 0 | Excluded | 110 | 1 | 110 | 1 | 1 | 2050-12-01 | 1 | #N/A | #N/A | No | 0 | 0 | Not Found | #N/A | #N/A | #N/A | Not Found | #N/A | #N/A | #N/A | 0 | 0 | 0 | 0 |  |  | No |  | No | No | No
| DowG201_2 | DowG201-2 | teppc | AESO | AESO | Alberta Electric System Operator | BCHA_AESO | Excluded | 1999-01-01 | 2050-12-01 | 1999 | 2050 | 110 | 100% | 110 | 110 | CT-AB-Cogen | Cogen_NG | Cogen | Excluded_CHP |  |  |  | Excluded | 1999 | 2050 | 0 | Excluded | 110 | 1 | 110 | 1 | 1 | 2050-12-01 | 1 | #N/A | #N/A | No | 0 | 0 | Not Found | #N/A | #N/A | #N/A | Not Found | #N/A | #N/A | #N/A | 0 | 0 | 0 | 0 |  |  | No |  | No | No | No
| DRACKR_2_SOLAR1 | Dracker Solar Unit 1 | caiso | SCE | SCE | Southern California Edison | SCE | CAISO | 2016-05-02 | 2050-12-31 | 2016 | 2050 | 110 | 100% | 110 | 110 | n/a | PVgeneric_sun | Solar_Fixed | CAISO_Solar |  |  |  | CAISO_Solar_for_CAISO | 2016 | 2050 | 0 | CAISO | 110 | 1 | 110 | 1 | 1 | 2050-12-31 | 1 | DRACKR_2_SOLAR1 | FC | No | 29.7 | 15.4 | NQC List | 29.7 | 15.4 | SUN | NQC List | 29.7 | 15.4 | SUN | 29.7 | 15.4 | 29.7 | 15.4 |  |  | No |  | No | No | No
| DRACKR_2_SOLAR2 | Dracker Solar Unit 2 | caiso | SCE | SCE | Southern California Edison | SCE | CAISO | 2016-10-28 | 2050-12-31 | 2016 | 2050 | 125 | 100% | 125 | 125 | n/a | PVgeneric_sun | Solar_Fixed | CAISO_Solar |  |  |  | CAISO_Solar_for_CAISO | 2017 | 2050 | 0 | CAISO | 125 | 1 | 125 | 1 | 1 | 2050-12-31 | 1 | DRACKR_2_SOLAR2 | FC | No | 33.75 | 17.5 | NQC List | 0 | 0 | SUN | NQC List | 33.75 | 17.5 | SUN | 33.75 | 17.5 | 0 | 0 |  |  | No |  | No | No | No
| DREWS_6_PL1X4 | Drews Generating Plant | caiso | SCE | SCE | Southern California Edison | SCE | CAISO | 2001-08-14 | 2050-12-31 | 2001 | 2050 | 36 | 86.96% | 36 | 41.4 | CT-NatGas-Aero | CT_NG | CT | CAISO_Peaker2 |  |  |  | CAISO_Peaker2 | 2002 | 2050 | 0 | CAISO | 41.4 | 1 | 41.4 | 1 | 1 | 2050-12-31 | 1 | DREWS_6_PL1X4 | FC | No | 39.7977 | 39.7977 | NQC List | 36 | 36 | NATURAL GAS | NQC List | 36 | 36 | NATURAL GAS | 36 | 36 | 36 | 36 |  |  | No |  | No | No | No
| Drop_1 | IID DROP 1 HYDRO PLANT (AGGREGATE) | teppc | IID | IID | Imperial Irrigation District | IID | IID | 2010-04-15 | 2050-12-31 | 2010 | 2050 | 5.8 | 100% | 5.8 | 5.8 | Hydro | Hydro_Standard | Hydro | IID_Hydro |  |  |  | IID_Hydro | 2010 | 2050 | 0 | IID | 5.8 | 1 | 5.8 | 1 | 1 | 2050-12-31 | 1 | #N/A | #N/A | No | #N/A | #N/A | Not Found | #N/A | #N/A | #N/A | Not Found | #N/A | #N/A | #N/A | #N/A | #N/A |  |  |  |  | No |  | No | No | No
| Drop_2_1 | Drop 2 (CA) 1 | teppc | IID | IID | Imperial Irrigation District | IID | IID | 2010-04-15 | 2050-12-31 | 2010 | 2050 | 5 | 100% | 5 | 5 | Hydro | Hydro_Standard | Hydro | IID_Hydro |  |  |  | IID_Hydro | 2010 | 2050 | 0 | IID | 5 | 1 | 5 | 1 | 1 | 2050-12-31 | 1 | #N/A | #N/A | No | #N/A | #N/A | Not Found | #N/A | #N/A | #N/A | Not Found | #N/A | #N/A | #N/A | #N/A | #N/A |  |  |  |  | No |  | No | No | No
| Drop_2_2 | Drop 2 (CA) 2 | teppc | IID | IID | Imperial Irrigation District | IID | IID | 2010-04-15 | 2050-12-31 | 2010 | 2050 | 5 | 100% | 5 | 5 | Hydro | Hydro_Standard | Hydro | IID_Hydro |  |  |  | IID_Hydro | 2010 | 2050 | 0 | IID | 5 | 1 | 5 | 1 | 1 | 2050-12-31 | 1 | #N/A | #N/A | No | #N/A | #N/A | Not Found | #N/A | #N/A | #N/A | Not Found | #N/A | #N/A | #N/A | #N/A | #N/A |  |  |  |  | No |  | No | No | No
| Drop_3_1 | Drop 3 (CA) 1 | teppc | IID | IID | Imperial Irrigation District | IID | IID | 1994-01-01 | 2050-12-31 | 1994 | 2050 | 6 | 100% | 6 | 6 | Hydro | Hydro_Standard | Hydro | IID_Hydro |  |  |  | IID_Hydro | 1994 | 2050 | 0 | IID | 6 | 1 | 6 | 1 | 1 | 2050-12-31 | 1 | #N/A | #N/A | No | #N/A | #N/A | Not Found | #N/A | #N/A | #N/A | Not Found | #N/A | #N/A | #N/A | #N/A | #N/A |  |  |  |  | No |  | No | No | No
| Drop_3_2 | Drop 3 (CA) 2 | teppc | IID | IID | Imperial Irrigation District | IID | IID | 1941-02-01 | 2050-12-31 | 1941 | 2050 | 4 | 100% | 4 | 4 | Hydro | Hydro_Standard | Hydro | IID_Hydro |  |  |  | IID_Hydro | 1941 | 2050 | 0 | IID | 4 | 1 | 4 | 1 | 1 | 2050-12-31 | 1 | #N/A | #N/A | No | #N/A | #N/A | Not Found | #N/A | #N/A | #N/A | Not Found | #N/A | #N/A | #N/A | #N/A | #N/A |  |  |  |  | No |  | No | No | No
| Drop_4_1 | Drop 4 1 | teppc | IID | IID | Imperial Irrigation District | IID | IID | 1968-08-01 | 2050-12-31 | 1968 | 2050 | 9.8 | 100% | 9.8 | 9.8 | Hydro | Hydro_Standard | Hydro | IID_Hydro |  |  |  | IID_Hydro | 1968 | 2050 | 0 | IID | 9.8 | 1 | 9.8 | 1 | 1 | 2050-12-31 | 1 | #N/A | #N/A | No | #N/A | #N/A | Not Found | #N/A | #N/A | #N/A | Not Found | #N/A | #N/A | #N/A | #N/A | #N/A |  |  |  |  | No |  | No | No | No
| Drop_4_2 | Drop 4 2 | teppc | IID | IID | Imperial Irrigation District | IID | IID | 2010-04-15 | 2050-12-31 | 2010 | 2050 | 9.8 | 100% | 9.8 | 9.8 | Hydro | Hydro_Standard | Hydro | IID_Hydro |  |  |  | IID_Hydro | 2010 | 2050 | 0 | IID | 9.8 | 1 | 9.8 | 1 | 1 | 2050-12-31 | 1 | #N/A | #N/A | No | #N/A | #N/A | Not Found | #N/A | #N/A | #N/A | Not Found | #N/A | #N/A | #N/A | #N/A | #N/A |  |  |  |  | No |  | No | No | No
| Drop_5 | IID DROP 5 HYDRO PLANT (AGGREGATE)¦BRAVO_4.16_DROP_5_1 | teppc | IID | IID | Imperial Irrigation District | IID | IID | 2010-04-15 | 2050-12-31 | 2010 | 2050 | 4 | 100% | 4 | 4 | Hydro | Hydro_Standard | Hydro | IID_Hydro |  |  |  | IID_Hydro | 2010 | 2050 | 0 | IID | 4 | 1 | 4 | 1 | 1 | 2050-12-31 | 1 | #N/A | #N/A | No | #N/A | #N/A | Not Found | #N/A | #N/A | #N/A | Not Found | #N/A | #N/A | #N/A | #N/A | #N/A |  |  |  |  | No |  | No | No | No
| DRUM_7_PL1X2 | Drum PH 1 Units 1 & 2 Aggregate | caiso | PGE_Valley | PGE_Valley | Pacific Gas and Electric Valley | PGE_Valley | CAISO | 1913-01-01 | 2050-12-31 | 1913 | 2050 | 26 | 100% | 26 | 26 | n/a | Hydro_Standard | Hydro | CAISO_Hydro |  |  |  | CAISO_Hydro | 1913 | 2050 | 0 | CAISO | 26 | 1 | 26 | 1 | 1 | 2050-12-31 | 1 | DRUM_7_PL1X2 | FC | No | 21.9899 | 21.9899 | NQC List | 10.4 | 0 | WATER | NQC List | 26 | 26 | WATER | 26 | 26 | 10.4 | 0 |  |  | No |  | No | No | No
| DRUM_7_PL3X4 | Drum PH 1 Units 3 & 4 Aggregate | caiso | PGE_Valley | PGE_Valley | Pacific Gas and Electric Valley | PGE_Valley | CAISO | 1922-01-01 | 2050-12-31 | 1922 | 2050 | 28.9 | 100% | 28.9 | 28.9 | n/a | Hydro_Standard | Hydro | CAISO_Hydro |  |  |  | CAISO_Hydro | 1922 | 2050 | 0 | CAISO | 28.9 | 1 | 28.9 | 1 | 1 | 2050-12-31 | 1 | DRUM_7_PL3X4 | FC | No | 24.4426 | 24.4426 | NQC List | 12.8 | 0 | WATER | NQC List | 28.9 | 28.9 | WATER | 28.9 | 28.9 | 12.8 | 0 |  |  | No |  | No | No | No
| DRUM_7_UNIT_5 | DRUM PH 2 UNIT 5 | caiso | PGE_Valley | PGE_Valley | Pacific Gas and Electric Valley | PGE_Valley | CAISO | 1965-01-01 | 2050-12-31 | 1965 | 2050 | 50 | 100% | 50 | 50 | n/a | Hydro_Standard | Hydro | CAISO_Hydro |  |  |  | CAISO_Hydro | 1965 | 2050 | 0 | CAISO | 50 | 1 | 50 | 1 | 1 | 2050-12-31 | 1 | DRUM_7_UNIT 5 | FC | No | 42.2882 | 42.2882 | NQC List | 47.74 | 0 | WATER | NQC List | 50 | 50 | WATER | 50 | 50 | 47.74 | 0 |  |  | No |  | No | No | No
| Dry_Fork_Station | Dry Fork Station 1 | teppc | WACM | WACM | Western Area Power Administration, Colorado-Missouri Region | WACM | Excluded | 2011-11-01 | 2050-12-31 | 2011 | 2050 | 440 | 100% | 440 | 440 | ST-Coal | Steam_Coal | Coal | Excluded_Coal |  |  |  | Excluded | 2012 | 2050 | 0 | Excluded | 440 | 1 | 440 | 1 | 1 | 2050-12-31 | 1 | #N/A | #N/A | No | 0 | 0 | Not Found | #N/A | #N/A | #N/A | Not Found | #N/A | #N/A | #N/A | 0 | 0 | 0 | 0 |  |  | No |  | No | No | No
| Dry_Lake_Wind_1_1 | Dry Lake Wind LLC (RC-W)-1 | teppc | AZPS | AZPS | Arizona Public Service Company | AZPS | SW | 2010-12-01 | 2050-12-31 | 2010 | 2050 | 21 | 100% | 21 | 21 | WT-Onshore | wind_onshorewind | Wind | SW_Wind |  |  |  | SW_Wind_for_Other | 2011 | 2050 | 0 | SW | 21 | 1 | 21 | 1 | 1 | 2050-12-31 | 1 | #N/A | #N/A | No | #N/A | #N/A | Not Found | #N/A | #N/A | #N/A | Not Found | #N/A | #N/A | #N/A | #N/A | #N/A |  |  |  |  | No |  | No | No | No
| Dry_Lake_Wind_1_2 | Dry Lake Wind LLC (RC-W)-2 | teppc | AZPS | AZPS | Arizona Public Service Company | AZPS | SW | 2009-09-04 | 2050-12-31 | 2009 | 2050 | 21 | 100% | 21 | 21 | WT-Onshore | wind_onshorewind | Wind | SW_Wind |  |  |  | SW_Wind_for_Other | 2010 | 2050 | 0 | SW | 21 | 1 | 21 | 1 | 1 | 2050-12-31 | 1 | #N/A | #N/A | No | #N/A | #N/A | Not Found | #N/A | #N/A | #N/A | Not Found | #N/A | #N/A | #N/A | #N/A | #N/A |  |  |  |  | No |  | No | No | No
| Dry_Lake_Wind_1_3 | Dry Lake Wind LLC (RC-W)-3 | teppc | AZPS | AZPS | Arizona Public Service Company | AZPS | SW | 2009-09-04 | 2050-12-31 | 2009 | 2050 | 21 | 100% | 21 | 21 | WT-Onshore | wind_onshorewind | Wind | SW_Wind |  |  |  | SW_Wind_for_Other | 2010 | 2050 | 0 | SW | 21 | 1 | 21 | 1 | 1 | 2050-12-31 | 1 | #N/A | #N/A | No | #N/A | #N/A | Not Found | #N/A | #N/A | #N/A | Not Found | #N/A | #N/A | #N/A | #N/A | #N/A |  |  |  |  | No |  | No | No | No
| Dry_Lake_Wind_2_1 | Dry Lake Wind II LLC (RC-E)-1 | teppc | AZPS | AZPS | Arizona Public Service Company | AZPS | SW | 2010-12-01 | 2050-12-31 | 2010 | 2050 | 21 | 100% | 21 | 21 | WT-Onshore | wind_onshorewind | Wind | SW_Wind |  |  |  | SW_Wind_for_Other | 2011 | 2050 | 0 | SW | 21 | 1 | 21 | 1 | 1 | 2050-12-31 | 1 | #N/A | #N/A | No | #N/A | #N/A | Not Found | #N/A | #N/A | #N/A | Not Found | #N/A | #N/A | #N/A | #N/A | #N/A |  |  |  |  | No |  | No | No | No
| Dry_Lake_Wind_2_2 | Dry Lake Wind II LLC (RC-E)-2 | teppc | AZPS | AZPS | Arizona Public Service Company | AZPS | SW | 2010-12-01 | 2050-12-31 | 2010 | 2050 | 21 | 100% | 21 | 21 | WT-Onshore | wind_onshorewind | Wind | SW_Wind |  |  |  | SW_Wind_for_Other | 2011 | 2050 | 0 | SW | 21 | 1 | 21 | 1 | 1 | 2050-12-31 | 1 | #N/A | #N/A | No | #N/A | #N/A | Not Found | #N/A | #N/A | #N/A | Not Found | #N/A | #N/A | #N/A | #N/A | #N/A |  |  |  |  | No |  | No | No | No
| Dry_Lake_Wind_2_3 | Dry Lake Wind II LLC (RC-E)-3 | teppc | AZPS | AZPS | Arizona Public Service Company | AZPS | SW | 2016-06-01 | 2050-12-31 | 2016 | 2050 | 21 | 100% | 21 | 21 | WT-Onshore | wind_onshorewind | Wind | SW_Wind |  |  |  | SW_Wind_for_Other | 2016 | 2050 | 0 | SW | 21 | 1 | 21 | 1 | 1 | 2050-12-31 | 1 | #N/A | #N/A | No | #N/A | #N/A | Not Found | #N/A | #N/A | #N/A | Not Found | #N/A | #N/A | #N/A | #N/A | #N/A |  |  |  |  | No |  | No | No | No
| Drywood_2_2 | Drywood 2-2 | teppc | AESO | AESO | Alberta Electric System Operator | BCHA_AESO | Excluded | 1999-10-01 | 2050-12-01 | 1999 | 2050 | 3 | 100% | 3 | 3 | CT-NatGas-Industrial | CT_NG | CT | Excluded_Peaker |  |  |  | Excluded | 2000 | 2050 | 0 | Excluded | 3 | 1 | 3 | 1 | 1 | 2050-12-01 | 1 | #N/A | #N/A | No | 0 | 0 | Not Found | #N/A | #N/A | #N/A | Not Found | #N/A | #N/A | #N/A | 0 | 0 | 0 | 0 |  |  | No |  | No | No | No
| Drywood1_1 | Drywood 1-1 | teppc | AESO | AESO | Alberta Electric System Operator | BCHA_AESO | Excluded | 1999-10-01 | 2050-12-01 | 1999 | 2050 | 3 | 100% | 3 | 3 | CT-NatGas-Industrial | CT_NG | CT | Excluded_Peaker |  |  |  | Excluded | 2000 | 2050 | 0 | Excluded | 3 | 1 | 3 | 1 | 1 | 2050-12-01 | 1 | #N/A | #N/A | No | 0 | 0 | Not Found | #N/A | #N/A | #N/A | Not Found | #N/A | #N/A | #N/A | 0 | 0 | 0 | 0 |  |  | No |  | No | No | No
| DSABLA_7_UNIT | De Sabla Hydro | caiso | PGE_Valley | PGE_Valley | Pacific Gas and Electric Valley | PGE_Valley | CAISO | 1963-01-01 | 2050-12-31 | 1963 | 2050 | 18.5 | 100% | 18.5 | 18.5 | n/a | Hydro_Standard | Hydro | CAISO_Small_Hydro |  |  |  | CAISO_Small_Hydro_for_CAISO | 1963 | 2050 | 0 | CAISO | 18.5 | 1 | 18.5 | 1 | 1 | 2050-12-31 | 1 | DSABLA_7_UNIT | FC | No | 9.25 | 9.25 | NQC List | 6.1 | 3.95 | WATER | NQC List | 5.63 | 2.65 | WATER | 5.63 | 2.65 | 6.1 | 3.95 |  |  | No |  | No | No | No
| DSFLWR_2_WS2SR1 |  | caiso | SCE | SCE | Southern California Edison | SCE | CAISO | 2019-01-29 | 2050-12-31 | 2019 | 2050 | 100 | 100% | 100 | 100 | PVgeneric_sun | PVgeneric_sun | Solar_Fixed | CAISO_Solar |  |  |  | CAISO_Solar_for_CAISO | 2019 | 2050 | 0 | CAISO | 100 | 1 | 100 | 1 | 1 | 2050-12-31 | 1 | DSFLWR_2_WS2SR1 | FC | No | 27 | 14 | NQC List | 27 | 14 | SUN | NQC List | 27 | 14 | SUN | 27 | 14 | 27 | 14 |  |  | No |  | No | Yes | Yes
| DSRTSL_2_SOLAR1 | Desert Stateline | caiso | SCE | SCE | Southern California Edison | SCE | CAISO | 2016-08-30 | 2050-12-31 | 2016 | 2050 | 296.19 | 100% | 296.19 | 296.19 | n/a | PVgeneric_sun | Solar_Fixed | CAISO_Solar |  |  |  | CAISO_Solar_for_CAISO | 2017 | 2050 | 0 | CAISO | 296.19 | 1 | 296.19 | 1 | 1 | 2050-12-31 | 1 | DSRTSL_2_SOLAR1 | FC | No | 79.9713 | 41.4666 | NQC List | 79.97 | 41.47 | SUN | NQC List | 79.97 | 41.47 | SUN | 79.97 | 41.47 | 79.97 | 41.47 |  |  | No |  | No | No | No
| DSRTSN_2_SOLAR1 | Desert Sunlight 300 | caiso | SCE | SCE | Southern California Edison | SCE | CAISO | 2014-12-05 | 2050-12-31 | 2015 | 2050 | 300 | 100% | 300 | 300 | n/a | PVgeneric_sun | Solar_Fixed | CAISO_Solar |  |  |  | CAISO_Solar_for_CAISO | 2015 | 2050 | 0 | CAISO | 300 | 1 | 300 | 1 | 1 | 2050-12-31 | 1 | DSRTSN_2_SOLAR1 | FC | No | 81 | 42 | NQC List | 81 | 42 | SUN | NQC List | 81 | 42 | SUN | 81 | 42 | 81 | 42 |  |  | No |  | No | No | No
| DSRTSN_2_SOLAR2 | Desert Sunlight 250 | caiso | SCE | SCE | Southern California Edison | SCE | CAISO | 2014-12-05 | 2050-12-31 | 2015 | 2050 | 250 | 100% | 250 | 250 | n/a | PVgeneric_sun | Solar_Fixed | CAISO_Solar |  |  |  | CAISO_Solar_for_CAISO | 2015 | 2050 | 0 | CAISO | 250 | 1 | 250 | 1 | 1 | 2050-12-31 | 1 | DSRTSN_2_SOLAR2 | FC | No | 67.5 | 35 | NQC List | 67.5 | 35 | SUN | NQC List | 67.5 | 35 | SUN | 67.5 | 35 | 67.5 | 35 |  |  | No |  | No | No | No
| DTCHWD_2_BT3WND | Brookfield Tehachapi 3 | caiso | SCE | SCE | Southern California Edison | SCE | CAISO | 1986-04-22 | 2050-12-31 | 1986 | 2050 | 4.5 | 100% | 4.5 | 4.5 | n/a | wind_onshorewind | Wind | CAISO_Wind |  |  |  | CAISO_Wind_for_CAISO | 1986 | 2050 | 0 | CAISO | 4.5 | 1 | 4.5 | 1 | 1 | 2050-12-31 | 1 | DTCHWD_2_BT3WND | FC | No | 0.945 | 0.675 | NQC List | 0.95 | 0.68 | WIND | NQC List | 0.95 | 0.68 | WIND | 0.95 | 0.68 | 0.95 | 0.68 |  |  | No |  | No | No | No
| DTCHWD_2_BT4WND | Brookfield Tehachapi 4 | caiso | SCE | SCE | Southern California Edison | SCE | CAISO | 1986-04-22 | 2050-12-31 | 1986 | 2050 | 6.52 | 100% | 6.52 | 6.52 | n/a | wind_onshorewind | Wind | CAISO_Wind |  |  |  | CAISO_Wind_for_CAISO | 1986 | 2050 | 0 | CAISO | 6.52 | 1 | 6.52 | 1 | 1 | 2050-12-31 | 1 | DTCHWD_2_BT4WND | FC | No | 1.3692 | 0.978 | NQC List | 1.37 | 0.98 | WIND | NQC List | 1.37 | 0.98 | WIND | 1.37 | 0.98 | 1.37 | 0.98 |  |  | No |  | No | No | No
| DUANE_1_PL1X3 | DONALD VON RAESFELD POWER PROJECT | caiso | PGE_Bay | PGE_Bay | Pacific Gas and Electric Bay | PGE_Bay | CAISO | 2005-03-24 | 2050-12-31 | 2005 | 2050 | 147.8 | 100% | 147.8 | 147.8 | CCWhole-NatGas-Industrial | CC_NG | CC | CAISO_CCGT2 |  |  |  | CAISO_CCGT2 | 2005 | 2050 | 0 | CAISO | 147.8 | 1 | 147.8 | 1 | 1 | 2050-12-31 | 1 | DUANE_1_PL1X3 | FC | No | 147.7821 | 147.7821 | NQC List | 143.5 | 143.5 | NATURAL GAS | NQC List | 143.5 | 143.5 | NATURAL GAS | 143.5 | 143.5 | 143.5 | 143.5 |  |  | No |  | No | No | No
| Dundurn_GT_1 | Dundurn GT-1 | teppc | BCHA | BCHA | British Columbia Transmission Company | BCHA_AESO | Excluded | 2014-10-24 | 2050-12-31 | 2014 | 2050 | 25 | 100% | 25 | 25 | CT-NatGas-Industrial | CT_NG | CT | Excluded_Peaker |  |  |  | Excluded | 2015 | 2050 | 0 | Excluded | 25 | 1 | 25 | 1 | 1 | 2050-12-31 | 1 | #N/A | #N/A | No | 0 | 0 | Not Found | #N/A | #N/A | #N/A | Not Found | #N/A | #N/A | #N/A | 0 | 0 | 0 | 0 |  |  | No |  | No | No | No
| Dunlap_1 | Dunlap-1 | teppc | PAWY | PAWY | Wyoming, PACE Utility | PACE | NW | 2010-09-30 | 2050-12-31 | 2010 | 2050 | 111 | 100% | 111 | 111 | WT-Onshore | wind_onshorewind | Wind | NW_Wind |  |  |  | NW_Wind_for_Other | 2011 | 2050 | 0 | NW | 111 | 1 | 111 | 1 | 1 | 2050-12-31 | 1 | #N/A | #N/A | No | #N/A | #N/A | Not Found | #N/A | #N/A | #N/A | Not Found | #N/A | #N/A | #N/A | #N/A | #N/A |  |  |  |  | No |  | No | No | No
| Durbin_Creek_Wind__OR_ | NA_60367 | teppc | IPFE | IPFE | Idaho Far East | IPCO | NW | 2016-12-31 | 2050-12-31 | 2017 | 2050 | 40 | 100% | 40 | 40 | WT-Onshore | wind_onshorewind | Wind | NW_Wind |  |  |  | NW_Wind_for_Other | 2017 | 2050 | 0 | NW | 40 | 1 | 40 | 1 | 1 | 2050-12-31 | 1 | #N/A | #N/A | No | #N/A | #N/A | Not Found | #N/A | #N/A | #N/A | Not Found | #N/A | #N/A | #N/A | #N/A | #N/A |  |  |  |  | No |  | No | No | No
| DUTCH1_7_UNIT_1 | DUTCH FLAT 1 PH | caiso | PGE_Valley | PGE_Valley | Pacific Gas and Electric Valley | PGE_Valley | CAISO | 1943-01-01 | 2050-12-31 | 1943 | 2050 | 22 | 100% | 22 | 22 | n/a | Hydro_Standard | Hydro | CAISO_Hydro |  |  |  | CAISO_Hydro | 1943 | 2050 | 0 | CAISO | 22 | 1 | 22 | 1 | 1 | 2050-12-31 | 1 | DUTCH1_7_UNIT 1 | FC | No | 18.6068 | 18.6068 | NQC List | 20.32 | 0.48 | WATER | NQC List | 22 | 22 | WATER | 22 | 22 | 20.32 | 0.48 |  |  | No |  | No | No | No
| DUTCH2_7_UNIT_1 | DUTCH FLAT 2 PH | caiso | PGE_Valley | PGE_Valley | Pacific Gas and Electric Valley | PGE_Valley | CAISO | 1965-01-01 | 2050-12-31 | 1965 | 2050 | 26 | 100% | 26 | 26 | n/a | Hydro_Standard | Hydro | CAISO_Hydro |  |  |  | CAISO_Hydro | 1965 | 2050 | 0 | CAISO | 26 | 1 | 26 | 1 | 1 | 2050-12-31 | 1 | DUTCH2_7_UNIT 1 | FC | No | 21.9899 | 21.9899 | NQC List | 15.21 | 0 | WATER | NQC List | 26 | 26 | WATER | 26 | 26 | 15.21 | 0 |  |  | No |  | No | No | No
| DVLCYN_1_UNITS | DEVIL CANYON HYDRO UNITS 1-4 AGGREGATE | caiso | SCE | SCE | Southern California Edison | SCE | CAISO | 1972-01-01 | 2050-12-31 | 1972 | 2050 | 236.8 | 100% | 236.8 | 236.8 | n/a | Hydro_Standard | Hydro | CAISO_Hydro |  |  |  | CAISO_Hydro | 1972 | 2050 | 0 | CAISO | 236.8 | 1 | 236.8 | 1 | 1 | 2050-12-31 | 1 | DVLCYN_1_UNITS | FC | No | 200.277 | 200.277 | NQC List | 176.26 | 186.01 | WATER | NQC List | 154.97 | 153.59 | WATER | 154.97 | 153.59 | 176.26 | 186.01 |  |  | No |  | No | No | No
| DVPL_IPP13_8_1 | DVPL IPP13.8-1 | teppc | AESO | AESO | Alberta Electric System Operator | BCHA_AESO | Excluded | 1995-01-01 | 2050-12-31 | 1995 | 2050 | 11.6 | 100% | 11.6 | 11.6 | Bio-ST | ST_Biomass | Biomass/Wood | Excluded_Biomass |  |  |  | Excluded | 1995 | 2050 | 0 | Excluded | 11.6 | 1 | 11.6 | 1 | 1 | 2050-12-31 | 1 | #N/A | #N/A | No | 0 | 0 | Not Found | #N/A | #N/A | #N/A | Not Found | #N/A | #N/A | #N/A | 0 | 0 | 0 | 0 |  |  | No |  | No | No | No
| Dworshak_1 | Dworshak-1 | teppc | BPAT | BPAT | Bonneville Power Administration – Transmission | BPAT | NW | 1975-06-01 | 2050-12-31 | 1975 | 2050 | 90 | 100% | 90 | 90 | Hydro | Hydro_Standard | Hydro | NW_Hydro |  |  |  | NW_Hydro | 1975 | 2050 | 0 | NW | 90 | 1 | 90 | 1 | 1 | 2050-12-31 | 1 | #N/A | #N/A | No | #N/A | #N/A | Not Found | #N/A | #N/A | #N/A | Not Found | #N/A | #N/A | #N/A | #N/A | #N/A |  |  |  |  | No |  | No | No | No
| Dworshak_2 | Dworshak-2 | teppc | BPAT | BPAT | Bonneville Power Administration – Transmission | BPAT | NW | 1975-09-01 | 2050-12-31 | 1975 | 2050 | 90 | 100% | 90 | 90 | Hydro | Hydro_Standard | Hydro | NW_Hydro |  |  |  | NW_Hydro | 1976 | 2050 | 0 | NW | 90 | 1 | 90 | 1 | 1 | 2050-12-31 | 1 | #N/A | #N/A | No | #N/A | #N/A | Not Found | #N/A | #N/A | #N/A | Not Found | #N/A | #N/A | #N/A | #N/A | #N/A |  |  |  |  | No |  | No | No | No
| Dworshak_3 | Dworshak-3 | teppc | BPAT | BPAT | Bonneville Power Administration – Transmission | BPAT | NW | 1974-09-01 | 2050-12-31 | 1974 | 2050 | 220 | 100% | 220 | 220 | Hydro | Hydro_Standard | Hydro | NW_Hydro |  |  |  | NW_Hydro | 1975 | 2050 | 0 | NW | 220 | 1 | 220 | 1 | 1 | 2050-12-31 | 1 | #N/A | #N/A | No | #N/A | #N/A | Not Found | #N/A | #N/A | #N/A | Not Found | #N/A | #N/A | #N/A | #N/A | #N/A |  |  |  |  | No |  | No | No | No
| Eagle_Lake_1 | Eagle Lake-1_Eagle Lake-1_IPP-PCI | teppc | BCHA | BCHA | British Columbia Transmission Company | BCHA_AESO | Excluded | 2003-05-16 | 2040-05-15 | 2003 | 2039 | 0.2 | 100% | 0.2 | 0.2 | Hydro | Hydro_Standard | Hydro | Excluded_Hydro |  |  |  | Excluded | 2003 | 2039 | 0 | Excluded | 0.2 | 1 | 0.2 | 1 | 1 | 2040-05-15 | 1 | #N/A | #N/A | No | 0 | 0 | Not Found | #N/A | #N/A | #N/A | Not Found | #N/A | #N/A | #N/A | 0 | 0 | 0 | 0 |  |  | No |  | No | No | No
| Eagle_Point_1 | Eagle Point-1 | teppc | PACW | PACW | PacifiCorp – West | PACW | NW | 1957-11-01 | 2050-12-31 | 1957 | 2050 | 2.813 | 100% | 2.813 | 2.813 | Hydro | Hydro_Standard | Hydro | NW_Hydro |  |  |  | NW_Hydro | 1958 | 2050 | 0 | NW | 2.813 | 1 | 2.813 | 1 | 1 | 2050-12-31 | 1 | #N/A | #N/A | No | #N/A | #N/A | Not Found | #N/A | #N/A | #N/A | Not Found | #N/A | #N/A | #N/A | #N/A | #N/A |  |  |  |  | No |  | No | No | No
| Eagle_Shadow_Mountain |  | teppc | NEVP | NEVP | Nevada Power Company | NEVP | SW | 2021-12-31 | 2050-12-31 | 2022 | 2050 | 26 | 100% | 26 | 26 | SolarPV-Tracking | 1axPV_sun | Solar_1Axis | SW_Solar |  |  |  | SW_Solar_for_Other | 2022 | 2050 | 0 | SW | 26 | 0.95 | 24.7 | 1 | 1 | 2050-12-31 | 1 | #N/A | #N/A | No | #N/A | #N/A | Not Found | #N/A | #N/A | #N/A | Not Found | #N/A | #N/A | #N/A | #N/A | #N/A |  |  |  |  | No |  | No | No | No
| TX-ELK_6_ECKSR2 | Eagle Solar | rps | SCE | PGE_Valley | Pacific Gas and Electric Valley | PGE_Valley | CAISO | 2019-03-01 | 2050-12-31 | 2019 | 2050 | 3 | 100% | 3 | 3 | Solar PV - Ground mountSolar: Tracking (1 Axis) | 1axPV_sun | Solar_1Axis | CAISO_Solar |  |  |  | CAISO_Solar_for_CAISO | 2019 | 2050 | 0 | CAISO | 3 | 1 | 3 | 1 | 1 | 2050-12-31 | 1 | TX-ELK_6_ECKSR2 | EO | Yes | 0.81 | 0.42 | NQC List | 0 | 0 | #N/A | NQC List | 0 | 0 | #N/A | 0 | 0 | 0 | 0 |  |  | No |  | No | No | No
ground truthing fix | Earth_Energy_1 | CALIPAT_13.8_EARTH_E1 | teppc | IID | IID | Imperial Irrigation District | BANC | BANC | 2010-04-15 | 2050-12-31 | 2010 | 2050 | 11 | 100% | 11 | 11 | Geo-DoubleFlash | Geothermal_steam | Geothermal | BANC_Geothermal |  |  |  | BANC_Geothermal_for_Other | 2010 | 2050 | 0 | BANC | 11 | 1 | 11 | 1 | 1 | 2050-12-31 | 1 | #N/A | #N/A | No | 6.776 | 6.776 | Not Found | #N/A | #N/A | #N/A | Not Found | #N/A | #N/A | #N/A | 6.776 | 6.776 | 6.776 | 6.776 |  |  | No |  | No | No | No
| East_Highline | East Highline 1¦BRAVO_4.16_EAST_HLINE¦ESTHIGHL | teppc | IID | IID | Imperial Irrigation District | IID | IID | 1984-09-01 | 2050-12-31 | 1984 | 2050 | 1.1 | 100% | 1.1 | 1.1 | Hydro | Hydro_Standard | Hydro | IID_Hydro |  |  |  | IID_Hydro | 1985 | 2050 | 0 | IID | 1.1 | 1 | 1.1 | 1 | 1 | 2050-12-31 | 1 | #N/A | #N/A | No | #N/A | #N/A | Not Found | #N/A | #N/A | #N/A | Not Found | #N/A | #N/A | #N/A | #N/A | #N/A |  |  |  |  | No |  | No | No | No
| East_Toba1 | East Toba and Montrose Creek (ETR)-1_East Toba and Montrose Creek (ETR)-1_IPP-ETR | teppc | BCHA | BCHA | British Columbia Transmission Company | BCHA_AESO | Excluded | 2010-07-01 | 2045-05-27 | 2010 | 2044 | 73.65 | 100% | 73.65 | 73.65 | Hydro | Hydro_Standard | Hydro | Excluded_Hydro |  |  |  | Excluded | 2010 | 2044 | 0 | Excluded | 73.65 | 1 | 73.65 | 1 | 1 | 2045-05-27 | 1 | #N/A | #N/A | No | 0 | 0 | Not Found | #N/A | #N/A | #N/A | Not Found | #N/A | #N/A | #N/A | 0 | 0 | 0 | 0 |  |  | No |  | No | No | No
| East_Toba2 | East Toba and Montrose Creek (ETR)-2_East Toba and Montrose Creek (ETR)-2_IPP-ETR | teppc | BCHA | BCHA | British Columbia Transmission Company | BCHA_AESO | Excluded | 2010-07-01 | 2045-05-27 | 2010 | 2044 | 73.65 | 100% | 73.65 | 73.65 | Hydro | Hydro_Standard | Hydro | Excluded_Hydro |  |  |  | Excluded | 2010 | 2044 | 0 | Excluded | 73.65 | 1 | 73.65 | 1 | 1 | 2045-05-27 | 1 | #N/A | #N/A | No | 0 | 0 | Not Found | #N/A | #N/A | #N/A | Not Found | #N/A | #N/A | #N/A | 0 | 0 | 0 | 0 |  |  | No |  | No | No | No
| EastSide | East Side-1 | teppc | PACW | PACW | PacifiCorp – West | PACW | NW | 1924-09-01 | 2030-01-01 | 1924 | 2029 | 3.2 | 100% | 3.2 | 3.2 | Hydro | Hydro_Standard | Hydro | NW_Hydro |  |  |  | NW_Hydro | 1925 | 2029 | 0 | NW | 3.2 | 1 | 3.2 | 1 | 1 | 2030-01-01 | 1 | #N/A | #N/A | No | #N/A | #N/A | Not Found | #N/A | #N/A | #N/A | Not Found | #N/A | #N/A | #N/A | #N/A | #N/A |  |  |  |  | No |  | No | No | No
| EastTwinCreek1 | East Twin Creek-1_East Twin Creek-1_IPP-ETC | teppc | BCHA | BCHA | British Columbia Transmission Company | BCHA_AESO | Excluded | 1991-11-01 | 2031-11-01 | 1991 | 2030 | 0.53 | 100% | 0.53 | 0.53 | Hydro | Hydro_Standard | Hydro | Excluded_Hydro |  |  |  | Excluded | 1992 | 2031 | 0 | Excluded | 0.53 | 1 | 0.53 | 1 | 1 | 2031-11-01 | 1 | #N/A | #N/A | No | 0 | 0 | Not Found | #N/A | #N/A | #N/A | Not Found | #N/A | #N/A | #N/A | 0 | 0 | 0 | 0 |  |  | No |  | No | No | No
| EastTwinCreek2 | East Twin Creek-2_East Twin Creek-2_IPP-ETC | teppc | BCHA | BCHA | British Columbia Transmission Company | BCHA_AESO | Excluded | 1991-11-01 | 2031-11-01 | 1991 | 2030 | 0.53 | 100% | 0.53 | 0.53 | Hydro | Hydro_Standard | Hydro | Excluded_Hydro |  |  |  | Excluded | 1992 | 2031 | 0 | Excluded | 0.53 | 1 | 0.53 | 1 | 1 | 2031-11-01 | 1 | #N/A | #N/A | No | 0 | 0 | Not Found | #N/A | #N/A | #N/A | Not Found | #N/A | #N/A | #N/A | 0 | 0 | 0 | 0 |  |  | No |  | No | No | No
| EastTwinCreek3 | East Twin Creek-3_East Twin Creek-3_IPP-ETC | teppc | BCHA | BCHA | British Columbia Transmission Company | BCHA_AESO | Excluded | 1991-11-01 | 2031-11-01 | 1991 | 2030 | 0.53 | 100% | 0.53 | 0.53 | Hydro | Hydro_Standard | Hydro | Excluded_Hydro |  |  |  | Excluded | 1992 | 2031 | 0 | Excluded | 0.53 | 1 | 0.53 | 1 | 1 | 2031-11-01 | 1 | #N/A | #N/A | No | 0 | 0 | Not Found | #N/A | #N/A | #N/A | Not Found | #N/A | #N/A | #N/A | 0 | 0 | 0 | 0 |  |  | No |  | No | No | No
| EASTWD_7_UNIT |  | caiso | SCE | PGE_Valley | Pacific Gas and Electric Valley | PGE_Valley | CAISO | 1987-01-01 | 2050-12-31 | 1987 | 2050 | 200 | 100% | 200 | 200 | n/a | Hydro_PumpedStorage | PSH | CAISO_Existing_Pumped_Storage |  |  |  | CAISO_Existing_Pumped_Storage | 1987 | 2050 | 0 | CAISO | 200 | 1 | 200 | 1 | 1 | 2050-12-31 | 1 | EASTWD_7_UNIT | FC | No | 200 | 200 | NQC List | 199 | 199 | WATER | NQC List | 199 | 199 | WATER | 199 | 199 | 199 | 199 |  |  | No |  | No | No | No
| Echanis_Wind | Echanis Wind Project-WT (1) | teppc | PNM | PNM | Public Service Company of New Mexico | PNM_EPE | SW | 2015-12-01 | 2050-04-15 | 2015 | 2049 | 104 | 100% | 104 | 104 | WT-Onshore | wind_onshorewind | Wind | SW_Wind |  |  |  | SW_Wind_for_Other | 2016 | 2049 | 0 | SW | 104 | 1 | 104 | 1 | 1 | 2050-04-15 | 1 | #N/A | #N/A | No | #N/A | #N/A | Not Found | #N/A | #N/A | #N/A | Not Found | #N/A | #N/A | #N/A | #N/A | #N/A |  |  |  |  | No |  | No | No | No
| EchoDam1 | Echo Dam-NA1_BNTF-GEN_BOUNTIFUL POWER-2-2 | teppc | PAUT | PAUT | Utah, PACE Utility | PACE | NW | 1987-03-01 | 2050-12-31 | 1987 | 2050 | 11.5 | 100% | 11.5 | 11.5 | Hydro | Hydro_Standard | Hydro | NW_Hydro |  |  |  | NW_Hydro | 1987 | 2050 | 0 | NW | 11.5 | 1 | 11.5 | 1 | 1 | 2050-12-31 | 1 | #N/A | #N/A | No | #N/A | #N/A | Not Found | #N/A | #N/A | #N/A | Not Found | #N/A | #N/A | #N/A | #N/A | #N/A |  |  |  |  | No |  | No | No | No
| EchoDam2 | Echo Dam-NA2_BNTF-GEN_BOUNTIFUL POWER-2-2 | teppc | IPFE | IPFE | Idaho Far East | IPCO | NW | 1987-03-01 | 2050-12-31 | 1987 | 2050 | 1.75 | 100% | 1.75 | 1.75 | Hydro | Hydro_Standard | Hydro | NW_Hydro |  |  |  | NW_Hydro | 1987 | 2050 | 0 | NW | 1.75 | 1 | 1.75 | 1 | 1 | 2050-12-31 | 1 | #N/A | #N/A | No | #N/A | #N/A | Not Found | #N/A | #N/A | #N/A | Not Found | #N/A | #N/A | #N/A | #N/A | #N/A |  |  |  |  | No |  | No | No | No
| EchoDam3 | Echo Dam-3_BNTF-GEN_BOUNTIFUL POWER-2-2 | teppc | IPFE | IPFE | Idaho Far East | IPCO | NW | 1987-03-01 | 2050-12-31 | 1987 | 2050 | 1 | 100% | 1 | 1 | Hydro | Hydro_Standard | Hydro | NW_Hydro |  |  |  | NW_Hydro | 1987 | 2050 | 0 | NW | 1 | 1 | 1 | 1 | 1 | 2050-12-31 | 1 | #N/A | #N/A | No | #N/A | #N/A | Not Found | #N/A | #N/A | #N/A | Not Found | #N/A | #N/A | #N/A | #N/A | #N/A |  |  |  |  | No |  | No | No | No
| ECHOWIND | Oregon Trail Wind Park-OTWP | teppc | PACW | PACW | PacifiCorp – West | PACW | NW | 2010-12-22 | 2050-12-31 | 2011 | 2050 | 13.5 | 100% | 13.5 | 13.5 | WT-Onshore | wind_onshorewind | Wind | NW_Wind |  |  |  | NW_Wind_for_Other | 2011 | 2050 | 0 | NW | 13.5 | 1 | 13.5 | 1 | 1 | 2050-12-31 | 1 | #N/A | #N/A | No | #N/A | #N/A | Not Found | #N/A | #N/A | #N/A | Not Found | #N/A | #N/A | #N/A | #N/A | #N/A |  |  |  |  | No |  | No | No | No
| ECHOWIND2 | ECHOWIND | teppc | PACW | PACW | PacifiCorp – West | PACW | NW | 1950-01-01 | 2050-12-31 | 1950 | 2050 | 64.6 | 100% | 64.6 | 64.6 | WT-Onshore | wind_onshorewind | Wind | NW_Wind |  |  |  | NW_Wind_for_Other | 1950 | 2050 | 0 | NW | 64.6 | 1 | 64.6 | 1 | 1 | 2050-12-31 | 1 | #N/A | #N/A | No | #N/A | #N/A | Not Found | #N/A | #N/A | #N/A | Not Found | #N/A | #N/A | #N/A | #N/A | #N/A |  |  |  |  | No |  | No | No | No
| ECKERT | Arrow Rock Hydro Project | teppc | IPTV | IPTV | Idaho Treasure Valley | IPCO | NW | 2010-01-01 | 2050-12-31 | 2010 | 2050 | 21 | 100% | 21 | 21 | Hydro | Hydro_Standard | Hydro | NW_Hydro |  |  |  | NW_Hydro | 2010 | 2050 | 0 | NW | 21 | 1 | 21 | 1 | 1 | 2050-12-31 | 1 | #N/A | #N/A | No | #N/A | #N/A | Not Found | #N/A | #N/A | #N/A | Not Found | #N/A | #N/A | #N/A | #N/A | #N/A |  |  |  |  | No |  | No | No | No
| Edson_1 | Talisman Edson GT1 | teppc | AESO | AESO | Alberta Electric System Operator | BCHA_AESO | Excluded | 2004-01-01 | 2050-12-31 | 2004 | 2050 | 11.5 | 100% | 11.5 | 11.5 | CT-AB-Cogen | Cogen_NG | Cogen | Excluded_CHP |  |  |  | Excluded | 2004 | 2050 | 0 | Excluded | 11.5 | 1 | 11.5 | 1 | 1 | 2050-12-31 | 1 | #N/A | #N/A | No | 0 | 0 | Not Found | #N/A | #N/A | #N/A | Not Found | #N/A | #N/A | #N/A | 0 | 0 | 0 | 0 |  |  | No |  | No | No | No
| Edson_2 | Talisman Edson GT2 | teppc | BCHA | BCHA | British Columbia Transmission Company | BCHA_AESO | Excluded | 2004-01-01 | 2050-12-31 | 2004 | 2050 | 6.5 | 100% | 6.5 | 6.5 | AB-Cogen | Cogen_NG | Cogen | Excluded_CHP |  |  |  | Excluded | 2004 | 2050 | 0 | Excluded | 6.5 | 1 | 6.5 | 1 | 1 | 2050-12-31 | 1 | #N/A | #N/A | No | 0 | 0 | Not Found | #N/A | #N/A | #N/A | Not Found | #N/A | #N/A | #N/A | 0 | 0 | 0 | 0 |  |  | No |  | No | No | No
| EEKTMN_6_SOLAR1 | EE K Solar 1 | caiso | PGE_Valley | PGE_Valley | Pacific Gas and Electric Valley | PGE_Valley | CAISO | 2015-08-12 | 2050-12-31 | 2015 | 2050 | 20 | 100% | 20 | 20 | n/a | PVgeneric_sun | Solar_Fixed | CAISO_Solar |  |  |  | CAISO_Solar_for_CAISO | 2016 | 2050 | 0 | CAISO | 20 | 1 | 20 | 1 | 1 | 2050-12-31 | 1 | EEKTMN_6_SOLAR1 | EO | Yes | 5.4 | 2.8 | NQC List | 0 | 0 | SUN | NQC List | 0 | 0 | SUN | 0 | 0 | 0 | 0 |  |  | No |  | No | No | No
| El_Centro_4 | El Centro ST 4 | teppc | IID | IID | Imperial Irrigation District | IID | IID | 1985-06-01 | 2023-06-01 | 1985 | 2022 | 70 | 100% | 70 | 70 | ST-NatGas | ST_NG | Steam | IID_Peaker |  |  |  | IID_Peaker | 1985 | 2022 | 0 | IID | 70 | 1 | 70 | 1 | 1 | 2023-06-01 | 1 | #N/A | #N/A | No | 70 | 70 | Not Found | #N/A | #N/A | #N/A | Not Found | #N/A | #N/A | #N/A | 70 | 70 | 70 | 70 |  |  | No |  | No | No | No
| El_Centro_CC2 | ElCentroCC2 (Total CC Plant) | teppc | IID | IID | Imperial Irrigation District | IID | IID | 1993-06-01 | 2050-12-31 | 1993 | 2050 | 108.8 | 100% | 108.8 | 108.8 | CCWhole-NatGas-Industrial | CC_NG | CC | IID_CCGT |  |  |  | IID_CCGT | 1993 | 2050 | 0 | IID | 108.8 | 1 | 108.8 | 1 | 1 | 2050-12-31 | 1 | #N/A | #N/A | No | 108.8 | 108.8 | Not Found | #N/A | #N/A | #N/A | Not Found | #N/A | #N/A | #N/A | 108.8 | 108.8 | 108.8 | 108.8 |  |  | No |  | No | No | No
| El_Centro_CC3 | ElCentroCC3 (Total CC Plant) | teppc | IID | IID | Imperial Irrigation District | IID | IID | 2012-10-01 | 2050-12-31 | 2012 | 2050 | 146.5 | 100% | 146.5 | 146.5 | CCWhole-NatGas-Industrial | CC_NG | CC | IID_CCGT |  |  |  | IID_CCGT | 2013 | 2050 | 0 | IID | 146.5 | 1 | 146.5 | 1 | 1 | 2050-12-31 | 1 | #N/A | #N/A | No | 146.5 | 146.5 | Not Found | #N/A | #N/A | #N/A | Not Found | #N/A | #N/A | #N/A | 146.5 | 146.5 | 146.5 | 146.5 |  |  | No |  | No | No | No
| El_Vado_Dam | El Vado Dam 1 | teppc | PNM | PNM | Public Service Company of New Mexico | PNM_EPE | SW | 1987-12-01 | 2050-12-31 | 1987 | 2050 | 9.5 | 100% | 9.5 | 9.5 | Hydro | Hydro_Standard | Hydro | SW_Hydro |  |  |  | SW_Hydro | 1988 | 2050 | 0 | SW | 9.5 | 1 | 9.5 | 1 | 1 | 2050-12-31 | 1 | #N/A | #N/A | No | #N/A | #N/A | Not Found | #N/A | #N/A | #N/A | Not Found | #N/A | #N/A | #N/A | #N/A | #N/A |  |  |  |  | No |  | No | No | No
| ELCABO_5_ECWSCEDYN | El Cabo Wind | caiso | AZPS | SCE | Southern California Edison | SCE | CAISO | 2017-10-01 | 2050-12-31 | 2017 | 2050 | 298 | 100% | 298 | 298 | WIND_WIND | wind_onshorewind | Wind | CAISO_Wind |  |  |  | CAISO_Wind_for_CAISO | 2018 | 2050 | 0 | CAISO | 298 | 1 | 298 | 1 | 1 | 2050-12-31 | 1 | El Cabo Wind | 0 | No | 62.58 | 44.7 | Specified Imports | 62.58 | 44.7 | SP. IMPORTS (WIND) | Specified Imports | 62.58 | 44.7 | SP. IMPORTS (WIND) | 62.58 | 44.7 | 62.58 | 44.7 |  |  | No |  | No | No | No
| ELCAJN_6_EB1BT1 | Eastern BESS 1 | caiso | SDGE | SDGE | San Diego Gas and Electric | SDGE | CAISO | 2017-02-18 | 2050-12-31 | 2017 | 2050 | 7.5 | 100% | 7.5 | 7.5 | OTHER_LESR | Battery_ | Battery Storage | CAISO_Li_Battery |  |  |  | CAISO_Li_Battery | 2017 | 2050 | 0 | CAISO | 7.5 | 1 | 7.5 | 1 | 1 | 2050-12-31 | 1 | ELCAJN_6_EB1BT1 | FC | No | 7.5 | 7.5 | NQC List | 7.5 | 7.5 | LESR | NQC List | 7.5 | 7.5 | LESR | 7.5 | 7.5 | 7.5 | 7.5 |  | Not incremental | No |  | No | No | No
| ELCAJN_6_LM6K |  | caiso | SDGE | SDGE | San Diego Gas and Electric | SDGE | CAISO | 2010-06-16 | 2050-12-31 | 2010 | 2050 | 48.1 | 100% | 48.1 | 48.1 | CT-NatGas-Industrial | CT_NG | CT | CAISO_Peaker1 |  |  |  | CAISO_Peaker1 | 2010 | 2050 | 0 | CAISO | 48.1 | 1 | 48.1 | 1 | 1 | 2050-12-31 | 1 | ELCAJN_6_LM6K | FC | No | 44.4317 | 44.4317 | NQC List | 48.1 | 48.1 | NATURAL GAS | NQC List | 48.1 | 48.1 | NATURAL GAS | 48.1 | 48.1 | 48.1 | 48.1 |  |  | No |  | No | No | No
| ELCAJN_6_UNITA1 | Cuyamaca Peak Energy Plant | caiso | SDGE | SDGE | San Diego Gas and Electric | SDGE | CAISO | 2002-05-29 | 2050-12-31 | 2002 | 2050 | 45.42 | 100% | 45.42 | 45.42 | n/a | CT_NG | CT | CAISO_Peaker2 |  |  |  | CAISO_Peaker2 | 2002 | 2050 | 0 | CAISO | 45.42 | 1 | 45.42 | 1 | 1 | 2050-12-31 | 1 | ELCAJN_6_UNITA1 | FC | No | 43.6621 | 43.6621 | NQC List | 45.42 | 45.42 | NATURAL GAS | NQC List | 45.42 | 45.42 | NATURAL GAS | 45.42 | 45.42 | 45.42 | 45.42 |  |  | No |  | No | No | No
| ELCAP_1_SOLAR |  | caiso | PGE_Valley | PGE_Valley | Pacific Gas and Electric Valley | PGE_Valley | CAISO | 2015-05-01 | 2050-12-31 | 2015 | 2050 | 1.5 | 100% | 1.5 | 1.5 | n/a | PVgeneric_sun | Solar_Fixed | CAISO_Solar |  |  |  | CAISO_Solar_for_CAISO | 2015 | 2050 | 0 | CAISO | 1.5 | 1 | 1.5 | 1 | 1 | 2050-12-31 | 1 | ELCAP_1_SOLAR | EO | Yes | 0.405 | 0.21 | NQC List | 0 | 0 | SUN | NQC List | 0 | 0 | SUN | 0 | 0 | 0 | 0 |  |  | No |  | No | No | No
| EldoradoResrvr | Eldorado Reservoir-1_Eldorado Reservoir-1_IPP-ELD | teppc | BCHA | BCHA | British Columbia Transmission Company | BCHA_AESO | Excluded | 2008-12-01 | 2029-06-03 | 2008 | 2028 | 1.13 | 100% | 1.13 | 1.13 | Hydro | Hydro_Standard | Hydro | Excluded_Hydro |  |  |  | Excluded | 2009 | 2028 | 0 | Excluded | 1.13 | 1 | 1.13 | 1 | 1 | 2029-06-03 | 1 | #N/A | #N/A | No | 0 | 0 | Not Found | #N/A | #N/A | #N/A | Not Found | #N/A | #N/A | #N/A | 0 | 0 | 0 | 0 |  |  | No |  | No | No | No
| ELDORO_7_UNIT_1 | El Dorado Unit 1 | caiso | PGE_Valley | PGE_Valley | Pacific Gas and Electric Valley | PGE_Valley | CAISO | 2005-05-21 | 2050-12-31 | 2005 | 2050 | 11 | 100% | 11 | 11 | n/a | Hydro_Standard | Hydro | CAISO_Hydro |  |  |  | CAISO_Hydro | 2005 | 2050 | 0 | CAISO | 11 | 1 | 11 | 1 | 1 | 2050-12-31 | 1 | ELDORO_7_UNIT 1 | FC | No | 9.3034 | 9.3034 | NQC List | 3.32 | 3.99 | WATER | NQC List | 11 | 11 | WATER | 11 | 11 | 3.32 | 3.99 |  |  | No |  | No | No | No
| ELDORO_7_UNIT_2 | El Dorado Unit 2 | caiso | PGE_Valley | PGE_Valley | Pacific Gas and Electric Valley | PGE_Valley | CAISO | 2005-05-21 | 2050-12-31 | 2005 | 2050 | 11 | 100% | 11 | 11 | n/a | Hydro_Standard | Hydro | CAISO_Hydro |  |  |  | CAISO_Hydro | 2005 | 2050 | 0 | CAISO | 11 | 1 | 11 | 1 | 1 | 2050-12-31 | 1 | ELDORO_7_UNIT 2 | FC | No | 9.3034 | 9.3034 | NQC List | 4.57 | 5.53 | WATER | NQC List | 11 | 11 | WATER | 11 | 11 | 4.57 | 5.53 |  |  | No |  | No | No | No
| ELECTR_7_PL1X3 | ELECTRA PH UNIT 1 & 2 AGGREGATE | caiso | PGE_Valley | PGE_Valley | Pacific Gas and Electric Valley | PGE_Valley | CAISO | 1948-01-01 | 2050-12-31 | 1948 | 2050 | 93 | 100% | 93 | 93 | n/a | Hydro_Standard | Hydro | CAISO_Hydro |  |  |  | CAISO_Hydro | 1948 | 2050 | 0 | CAISO | 93 | 1 | 93 | 1 | 1 | 2050-12-31 | 1 | ELECTR_7_PL1X3 | FC | No | 78.6561 | 78.6561 | NQC List | 51.4 | 53.8 | WATER | NQC List | 93 | 93 | WATER | 93 | 93 | 51.4 | 53.8 |  |  | No |  | No | No | No
| Electron_1 | Electron-1 | teppc | PSEI | PSEI | Puget Sound Energy | BPAT | NW | 1903-12-01 | 2050-12-31 | 1903 | 2050 | 5.1 | 100% | 5.1 | 5.1 | Hydro | Hydro_Standard | Hydro | NW_Hydro |  |  |  | NW_Hydro | 1904 | 2050 | 0 | NW | 5.1 | 1 | 5.1 | 1 | 1 | 2050-12-31 | 1 | #N/A | #N/A | No | #N/A | #N/A | Not Found | #N/A | #N/A | #N/A | Not Found | #N/A | #N/A | #N/A | #N/A | #N/A |  |  |  |  | No |  | No | No | No
| Electron_2 | Electron-2 | teppc | PSEI | PSEI | Puget Sound Energy | BPAT | NW | 1903-12-01 | 2050-12-31 | 1903 | 2050 | 5.1 | 100% | 5.1 | 5.1 | Hydro | Hydro_Standard | Hydro | NW_Hydro |  |  |  | NW_Hydro | 1904 | 2050 | 0 | NW | 5.1 | 1 | 5.1 | 1 | 1 | 2050-12-31 | 1 | #N/A | #N/A | No | #N/A | #N/A | Not Found | #N/A | #N/A | #N/A | Not Found | #N/A | #N/A | #N/A | #N/A | #N/A |  |  |  |  | No |  | No | No | No
| Electron_3 | Electron-3 | teppc | PSEI | PSEI | Puget Sound Energy | BPAT | NW | 1903-12-01 | 2050-12-31 | 1903 | 2050 | 5.1 | 100% | 5.1 | 5.1 | Hydro | Hydro_Standard | Hydro | NW_Hydro |  |  |  | NW_Hydro | 1904 | 2050 | 0 | NW | 5.1 | 1 | 5.1 | 1 | 1 | 2050-12-31 | 1 | #N/A | #N/A | No | #N/A | #N/A | Not Found | #N/A | #N/A | #N/A | Not Found | #N/A | #N/A | #N/A | #N/A | #N/A |  |  |  |  | No |  | No | No | No
| Electron_4 | Electron-4 | teppc | PSEI | PSEI | Puget Sound Energy | BPAT | NW | 1928-12-01 | 2050-12-31 | 1928 | 2050 | 7.5 | 100% | 7.5 | 7.5 | Hydro | Hydro_Standard | Hydro | NW_Hydro |  |  |  | NW_Hydro | 1929 | 2050 | 0 | NW | 7.5 | 1 | 7.5 | 1 | 1 | 2050-12-31 | 1 | #N/A | #N/A | No | #N/A | #N/A | Not Found | #N/A | #N/A | #N/A | Not Found | #N/A | #N/A | #N/A | #N/A | #N/A |  |  |  |  | No |  | No | No | No
| Elk_Creek | El Dorado Hydro Elk Creek-GEN1 | teppc | CISC | CISC | Southern California Edison | SCE | CAISO | 1986-05-16 | 2050-12-31 | 1986 | 2050 | 2 | 100% | 2 | 2 | Hydro | Hydro_Standard | Hydro | CAISO_Hydro |  |  |  | CAISO_Hydro | 1986 | 2050 | 0 | CAISO | 2 | 1 | 2 | 1 | 1 | 2050-12-31 | 1 | Elk_Creek | #N/A | No | 1.6915 | 1.6915 | Not Found | #N/A | #N/A | #N/A | Not Found | #N/A | #N/A | #N/A | 1.6915 | 1.6915 | 1.6915 | 1.6915 |  |  | No |  | No | No | No
| Elk_Grove_1_Solar | Elk Grove 1 Solar | teppc | BANC | BANC | Balancing Authority of Northern California | SMUD | BANC | 2012-01-01 | 2050-01-01 | 2012 | 2049 | 50.9 | 100% | 50.9 | 50.9 | SolarPV-NonTracking | FixedPV_sun | Solar_Fixed | BANC_Solar |  |  |  | BANC_Solar_for_Other | 2012 | 2049 | 0 | BANC | 50.9 | 1 | 50.9 | 1 | 1 | 2050-01-01 | 1 | #N/A | #N/A | No | #N/A | #N/A | Not Found | #N/A | #N/A | #N/A | Not Found | #N/A | #N/A | #N/A | #N/A | #N/A |  |  |  |  | No |  | No | No | No
| Elk_Grove_2_Solar | Elk Grove 2 Solar | teppc | BANC | BANC | Balancing Authority of Northern California | SMUD | BANC | 2012-01-01 | 2050-01-01 | 2012 | 2049 | 37.9 | 100% | 37.9 | 37.9 | SolarPV-NonTracking | FixedPV_sun | Solar_Fixed | BANC_Solar |  |  |  | BANC_Solar_for_Other | 2012 | 2049 | 0 | BANC | 37.9 | 1 | 37.9 | 1 | 1 | 2050-01-01 | 1 | #N/A | #N/A | No | #N/A | #N/A | Not Found | #N/A | #N/A | #N/A | Not Found | #N/A | #N/A | #N/A | #N/A | #N/A |  |  |  |  | No |  | No | No | No
| ELKCRK_6_STONYG | STONEY GORGE HYDRO AGGREGATE | caiso | PGE_Valley | PGE_Valley | Pacific Gas and Electric Valley | PGE_Valley | CAISO | 1986-01-01 | 2050-12-31 | 1986 | 2050 | 4.9 | 100% | 4.9 | 4.9 | n/a | Hydro_Standard | Hydro | CAISO_Small_Hydro |  |  |  | CAISO_Small_Hydro_for_CAISO | 1986 | 2050 | 0 | CAISO | 4.9 | 1 | 4.9 | 1 | 1 | 2050-12-31 | 1 | ELKCRK_6_STONYG | FC | No | 2.45 | 2.45 | NQC List | 2 | 1.4 | WATER | NQC List | 2 | 1.4 | WATER | 2 | 1.4 | 2 | 1.4 |  |  | No |  | No | No | No
| ELKHIL_2_PL1X3 | ELK HILLS STEAM TURBINE UNIT | caiso | PGE_Valley | PGE_Valley | Pacific Gas and Electric Valley | PGE_Valley | CAISO | 2003-07-24 | 2050-12-31 | 2003 | 2050 | 400 | 72.5% | 400 | 551.7 | CCWhole-NatGas-Industrial | CC_NG | CC | CAISO_CCGT1 |  |  |  | CAISO_CCGT1 | 2003 | 2050 | 0 | CAISO | 551.7 | 1 | 551.7 | 1 | 1 | 2050-12-31 | 1 | ELKHIL_2_PL1X3 | FC | No | 518.305 | 518.305 | NQC List | 380 | 380 | NATURAL GAS | NQC List | 380 | 380 | NATURAL GAS | 380 | 380 | 380 | 380 |  |  | No |  | No | No | No
| Elkhorn_Valley | Elkhorn Valley Wind Farm-EH1 | teppc | IPTV | IPTV | Idaho Treasure Valley | IPCO | NW | 2007-11-01 | 2050-12-31 | 2007 | 2050 | 100 | 100% | 100 | 100 | WT-Onshore | wind_onshorewind | Wind | NW_Wind |  |  |  | NW_Wind_for_Other | 2008 | 2050 | 0 | NW | 100 | 1 | 100 | 1 | 1 | 2050-12-31 | 1 | #N/A | #N/A | No | #N/A | #N/A | Not Found | #N/A | #N/A | #N/A | Not Found | #N/A | #N/A | #N/A | #N/A | #N/A |  |  |  |  | No |  | No | No | No
| Elko_1 | Elko-1_Elko-1_BCH-ELK | teppc | BCHA | BCHA | British Columbia Transmission Company | BCHA_AESO | Excluded | 1924-01-01 | 2033-03-31 | 1924 | 2032 | 6 | 100% | 6 | 6 | Hydro | Hydro_Standard | Hydro | Excluded_Hydro |  |  |  | Excluded | 1924 | 2032 | 0 | Excluded | 6 | 1 | 6 | 1 | 1 | 2033-03-31 | 1 | #N/A | #N/A | No | 0 | 0 | Not Found | #N/A | #N/A | #N/A | Not Found | #N/A | #N/A | #N/A | 0 | 0 | 0 | 0 |  |  | No |  | No | No | No
| Elko_2 | Elko-2_Elko-2_BCH-ELK | teppc | BCHA | BCHA | British Columbia Transmission Company | BCHA_AESO | Excluded | 1924-01-01 | 2033-03-31 | 1924 | 2032 | 6 | 100% | 6 | 6 | Hydro | Hydro_Standard | Hydro | Excluded_Hydro |  |  |  | Excluded | 1924 | 2032 | 0 | Excluded | 6 | 1 | 6 | 1 | 1 | 2033-03-31 | 1 | #N/A | #N/A | No | 0 | 0 | Not Found | #N/A | #N/A | #N/A | Not Found | #N/A | #N/A | #N/A | 0 | 0 | 0 | 0 |  |  | No |  | No | No | No
| ELLIS_2_QF | ELLIS QFS | caiso | SCE | SCE | Southern California Edison | SCE | CAISO | 1993-01-01 | 2050-12-31 | 1993 | 2050 | 0.08 | 0.6667% | 0.08 | 12 | n/a | CT_NG | CT | CAISO_Peaker1 |  |  |  | CAISO_Peaker1 | 1993 | 2050 | 0 | CAISO | 12 | 1 | 12 | 1 | 1 | 2050-12-31 | 1 | ELLIS_2_QF | FC | No | 11.0848 | 11.0848 | NQC List | 0.17 | 0.36 | OTHER | NQC List | 0.06 | 0.1 | OTHER | 0.06 | 0.1 | 0.17 | 0.36 |  |  | No |  | No | No | No
| ElmworthG5_5 | ElmworthG5-5 | teppc | AESO | AESO | Alberta Electric System Operator | BCHA_AESO | Excluded | 2001-09-01 | 2050-12-01 | 2001 | 2050 | 2.4 | 100% | 2.4 | 2.4 | CT-NatGas-Industrial | CT_NG | CT | Excluded_Peaker |  |  |  | Excluded | 2002 | 2050 | 0 | Excluded | 2.4 | 1 | 2.4 | 1 | 1 | 2050-12-01 | 1 | #N/A | #N/A | No | 0 | 0 | Not Found | #N/A | #N/A | #N/A | Not Found | #N/A | #N/A | #N/A | 0 | 0 | 0 | 0 |  |  | No |  | No | No | No
| ElmworthG6_6 | ElmworthG6-6 | teppc | AESO | AESO | Alberta Electric System Operator | BCHA_AESO | Excluded | 2003-07-01 | 2050-12-01 | 2003 | 2050 | 2.4 | 100% | 2.4 | 2.4 | CT-NatGas-Industrial | CT_NG | CT | Excluded_Peaker |  |  |  | Excluded | 2003 | 2050 | 0 | Excluded | 2.4 | 1 | 2.4 | 1 | 1 | 2050-12-01 | 1 | #N/A | #N/A | No | 0 | 0 | Not Found | #N/A | #N/A | #N/A | Not Found | #N/A | #N/A | #N/A | 0 | 0 | 0 | 0 |  |  | No |  | No | No | No
| ElmworthG7_7 | ElmworthG7-7 | teppc | AESO | AESO | Alberta Electric System Operator | BCHA_AESO | Excluded | 2004-02-01 | 2050-12-01 | 2004 | 2050 | 2.4 | 100% | 2.4 | 2.4 | CT-NatGas-Industrial | CT_NG | CT | Excluded_Peaker |  |  |  | Excluded | 2004 | 2050 | 0 | Excluded | 2.4 | 1 | 2.4 | 1 | 1 | 2050-12-01 | 1 | #N/A | #N/A | No | 0 | 0 | Not Found | #N/A | #N/A | #N/A | Not Found | #N/A | #N/A | #N/A | 0 | 0 | 0 | 0 |  |  | No |  | No | No | No
| ElmworthG8_8 | ElmworthG8-8 | teppc | AESO | AESO | Alberta Electric System Operator | BCHA_AESO | Excluded | 2004-11-01 | 2050-12-01 | 2004 | 2050 | 2.4 | 100% | 2.4 | 2.4 | CT-NatGas-Industrial | CT_NG | CT | Excluded_Peaker |  |  |  | Excluded | 2005 | 2050 | 0 | Excluded | 2.4 | 1 | 2.4 | 1 | 1 | 2050-12-01 | 1 | #N/A | #N/A | No | 0 | 0 | Not Found | #N/A | #N/A | #N/A | Not Found | #N/A | #N/A | #N/A | 0 | 0 | 0 | 0 |  |  | No |  | No | No | No
| ElmworthG9_9 | ElmworthG9-9 | teppc | BCHA | BCHA | British Columbia Transmission Company | BCHA_AESO | Excluded | 2004-12-01 | 2050-12-01 | 2004 | 2050 | 2.4 | 100% | 2.4 | 2.4 | CT-NatGas-Industrial | CT_NG | CT | Excluded_Peaker |  |  |  | Excluded | 2005 | 2050 | 0 | Excluded | 2.4 | 1 | 2.4 | 1 | 1 | 2050-12-01 | 1 | #N/A | #N/A | No | 0 | 0 | Not Found | #N/A | #N/A | #N/A | Not Found | #N/A | #N/A | #N/A | 0 | 0 | 0 | 0 |  |  | No |  | No | No | No
| ELNIDP_6_BIOMAS | El Nido Biomass to Energy | caiso | PGE_Valley | PGE_Valley | Pacific Gas and Electric Valley | PGE_Valley | CAISO | 2008-08-24 | 2050-12-31 | 2008 | 2050 | 9.15 | 87.14% | 9.15 | 10.5 | n/a | ST_Biomass | Biomass/Wood | CAISO_Biomass |  |  |  | CAISO_Biomass_for_CAISO | 2009 | 2050 | 0 | CAISO | 10.5 | 1 | 10.5 | 1 | 1 | 2050-12-31 | 1 | ELNIDP_6_BIOMAS | FC | No | 7.329 | 7.329 | NQC List | 10.05 | 9.44 | BIOMASS | NQC List | 9.59 | 8.93 | BIOMASS | 9.59 | 8.93 | 10.05 | 9.44 |  |  | No |  | No | No | No
| ELSEGN_2_UN1011 | El Segundo Energy Center 5/6 | caiso | SCE | SCE | Southern California Edison | SCE | CAISO | 2013-06-29 | 2050-12-31 | 2013 | 2050 | 263 | 100% | 263 | 263 | CCWhole-NatGas-Industrial | CC_NG | CC | CAISO_CCGT2 |  |  |  | CAISO_CCGT2 | 2013 | 2050 | 0 | CAISO | 263 | 1 | 263 | 1 | 1 | 2050-12-31 | 1 | ELSEGN_2_UN1011 | FC | No | 262.9682 | 262.9682 | NQC List | 263 | 263 | NATURAL GAS | NQC List | 263 | 263 | NATURAL GAS | 263 | 263 | 263 | 263 |  |  | No |  | No | No | No
| ELSEGN_2_UN2021 | El Segundo Energy Center 7/8 | caiso | SCE | SCE | Southern California Edison | SCE | CAISO | 2013-06-29 | 2050-12-31 | 2013 | 2050 | 263.68 | 100% | 263.68 | 263.68 | CCWhole-NatGas-Industrial | CC_NG | CC | CAISO_CCGT2 |  |  |  | CAISO_CCGT2 | 2013 | 2050 | 0 | CAISO | 263.68 | 1 | 263.68 | 1 | 1 | 2050-12-31 | 1 | ELSEGN_2_UN2021 | FC | No | 263.6481 | 263.6481 | NQC List | 263.68 | 263.68 | NATURAL GAS | NQC List | 263.68 | 263.68 | NATURAL GAS | 263.68 | 263.68 | 263.68 | 263.68 |  |  | No |  | No | No | No
| Eltopia_Branch | Eltopia Branch Canal 4.6-1 | teppc | BPAT | BPAT | Bonneville Power Administration – Transmission | BPAT | NW | 1983-05-01 | 2050-12-31 | 1983 | 2050 | 2.2 | 100% | 2.2 | 2.2 | Hydro | Hydro_Standard | Hydro | NW_Hydro |  |  |  | NW_Hydro | 1983 | 2050 | 0 | NW | 2.2 | 1 | 2.2 | 1 | 1 | 2050-12-31 | 1 | #N/A | #N/A | No | #N/A | #N/A | Not Found | #N/A | #N/A | #N/A | Not Found | #N/A | #N/A | #N/A | #N/A | #N/A |  |  |  |  | No |  | No | No | No
| Enchanted_Mesa | Enchanted Mesa Solar | teppc | PNM | PNM | Public Service Company of New Mexico | PNM_EPE | SW | 2015-12-31 | 2050-12-31 | 2016 | 2050 | 7.6 | 100% | 7.6 | 7.6 | SolarPV-Tracking | 1axPV_sun | Solar_1Axis | SW_Solar |  |  |  | SW_Solar_for_Other | 2016 | 2050 | 0 | SW | 7.6 | 1 | 7.6 | 1 | 1 | 2050-12-31 | 1 | #N/A | #N/A | No | #N/A | #N/A | Not Found | #N/A | #N/A | #N/A | Not Found | #N/A | #N/A | #N/A | #N/A | #N/A |  |  |  |  | No |  | No | No | No
| ENCINA_7_EA2 |  | caiso | SDGE | SDGE | San Diego Gas and Electric | SDGE | CAISO | 1956-01-01 | 2018-12-12 | 1956 | 2018 | 104 | 100% | 104 | 104 | ST-NatGas | ST_NG | Steam | CAISO_ST |  |  |  | CAISO_ST | 1956 | 2018 | 0 | CAISO | 104 | 1 | 104 | 1 | 1 | 2018-12-12 | 1 | ENCINA_7_EA2 | #N/A | No | 103.9546 | 103.9546 | Not Found | #N/A | #N/A | #N/A | Not Found | #N/A | #N/A | #N/A | 103.9546 | 103.9546 | 103.9546 | 103.9546 |  |  | No |  | No | No | No
| ENCINA_7_EA3 |  | caiso | SDGE | SDGE | San Diego Gas and Electric | SDGE | CAISO | 1958-01-01 | 2018-12-12 | 1958 | 2018 | 110 | 100% | 110 | 110 | ST-NatGas | ST_NG | Steam | CAISO_ST |  |  |  | CAISO_ST | 1958 | 2018 | 0 | CAISO | 110 | 1 | 110 | 1 | 1 | 2018-12-12 | 1 | ENCINA_7_EA3 | #N/A | No | 109.952 | 109.952 | Not Found | #N/A | #N/A | #N/A | Not Found | #N/A | #N/A | #N/A | 109.952 | 109.952 | 109.952 | 109.952 |  |  | No |  | No | No | No
| ENCINA_7_EA4 |  | caiso | SDGE | SDGE | San Diego Gas and Electric | SDGE | CAISO | 1973-01-01 | 2018-12-12 | 1973 | 2018 | 300 | 100% | 300 | 300 | ST-NatGas | ST_NG | Steam | CAISO_ST |  |  |  | CAISO_ST | 1973 | 2018 | 0 | CAISO | 300 | 1 | 300 | 1 | 1 | 2018-12-12 | 1 | ENCINA_7_EA4 | #N/A | No | 299.869 | 299.869 | Not Found | #N/A | #N/A | #N/A | Not Found | #N/A | #N/A | #N/A | 299.869 | 299.869 | 299.869 | 299.869 |  |  | No |  | No | No | No
| ENCINA_7_EA5 |  | caiso | SDGE | SDGE | San Diego Gas and Electric | SDGE | CAISO | 1978-01-01 | 2018-12-12 | 1978 | 2018 | 330 | 100% | 330 | 330 | ST-NatGas | ST_NG | Steam | CAISO_ST |  |  |  | CAISO_ST | 1978 | 2018 | 0 | CAISO | 330 | 1 | 330 | 1 | 1 | 2018-12-12 | 1 | ENCINA_7_EA5 | #N/A | No | 329.8559 | 329.8559 | Not Found | #N/A | #N/A | #N/A | Not Found | #N/A | #N/A | #N/A | 329.8559 | 329.8559 | 329.8559 | 329.8559 |  |  | No |  | No | No | No
| ENCINA_7_GT1 |  | caiso | SDGE | SDGE | San Diego Gas and Electric | SDGE | CAISO | 1968-01-01 | 2018-12-12 | 1968 | 2018 | 0 | 0% |  | 14.5 | CT-NatGas-Aero | CT_NG | CT | CAISO_Peaker2 |  |  |  | CAISO_Peaker2 | 1968 | 2018 | 0 | CAISO | 14.5 | 1 | 14.5 | 1 | 1 | 2018-12-12 | 1 | ENCINA_7_GT1 | #N/A | No | 13.9388 | 13.9388 | Not Found | #N/A | #N/A | #N/A | Not Found | #N/A | #N/A | #N/A | 13.9388 | 13.9388 | 13.9388 | 13.9388 |  |  | No |  | No | No | No
| EncogenCC_Total | EncogenCC (Total CC Plant) | teppc | PSEI | PSEI | Puget Sound Energy | BPAT | NW | 1993-03-01 | 2050-12-31 | 1993 | 2050 | 176.4 | 100% | 176.4 | 176.4 | CCWhole-NatGas-Industrial | CC_NG | CC | NW_CCGT |  |  |  | NW_CCGT | 1993 | 2050 | 0 | NW | 176.4 | 1 | 176.4 | 1 | 1 | 2050-12-31 | 1 | #N/A | #N/A | No | 176.4 | 176.4 | Not Found | #N/A | #N/A | #N/A | Not Found | #N/A | #N/A | #N/A | 176.4 | 176.4 | 176.4 | 176.4 |  |  | No |  | No | No | No
| EnelCoveFort1_1 | Enel Cove Fort-1-1 | teppc | PAUT | PAUT | Utah, PACE Utility | PACE | NW | 2013-12-31 | 2050-04-15 | 2014 | 2049 | 16.25 | 100% | 16.25 | 16.25 | Geo-BinaryCycle | Geothermal_steam | Geothermal | NW_Geothermal |  |  |  | NW_Geothermal_for_Other | 2014 | 2049 | 0 | NW | 16.25 | 1 | 16.25 | 1 | 1 | 2050-04-15 | 1 | #N/A | #N/A | No | 10.01 | 10.01 | Not Found | #N/A | #N/A | #N/A | Not Found | #N/A | #N/A | #N/A | 10.01 | 10.01 | 10.01 | 10.01 |  |  | No |  | No | No | No
| EnelCoveFort1_2 | Enel Cove Fort-1-2 | teppc | PAUT | PAUT | Utah, PACE Utility | PACE | NW | 2013-12-31 | 2050-04-15 | 2014 | 2049 | 16.25 | 100% | 16.25 | 16.25 | Geo-BinaryCycle | Geothermal_steam | Geothermal | NW_Geothermal |  |  |  | NW_Geothermal_for_Other | 2014 | 2049 | 0 | NW | 16.25 | 1 | 16.25 | 1 | 1 | 2050-04-15 | 1 | #N/A | #N/A | No | 10.01 | 10.01 | Not Found | #N/A | #N/A | #N/A | Not Found | #N/A | #N/A | #N/A | 10.01 | 10.01 | 10.01 | 10.01 |  |  | No |  | No | No | No
| EnelCoveFort1_3 | Enel Cove Fort-1-3 | teppc | PAUT | PAUT | Utah, PACE Utility | PACE | NW | 2013-12-31 | 2050-04-15 | 2014 | 2049 | 16.25 | 100% | 16.25 | 16.25 | Geo-BinaryCycle | Geothermal_steam | Geothermal | NW_Geothermal |  |  |  | NW_Geothermal_for_Other | 2014 | 2049 | 0 | NW | 16.25 | 1 | 16.25 | 1 | 1 | 2050-04-15 | 1 | #N/A | #N/A | No | 10.01 | 10.01 | Not Found | #N/A | #N/A | #N/A | Not Found | #N/A | #N/A | #N/A | 10.01 | 10.01 | 10.01 | 10.01 |  |  | No |  | No | No | No
| EnelCoveFort1_4 | Enel Cove Fort-1-4 | teppc | PAUT | PAUT | Utah, PACE Utility | PACE | NW | 2013-12-31 | 2050-04-15 | 2014 | 2049 | 16.25 | 100% | 16.25 | 16.25 | Geo-BinaryCycle | Geothermal_steam | Geothermal | NW_Geothermal |  |  |  | NW_Geothermal_for_Other | 2014 | 2049 | 0 | NW | 16.25 | 1 | 16.25 | 1 | 1 | 2050-04-15 | 1 | #N/A | #N/A | No | 10.01 | 10.01 | Not Found | #N/A | #N/A | #N/A | Not Found | #N/A | #N/A | #N/A | 10.01 | 10.01 | 10.01 | 10.01 |  |  | No |  | No | No | No
| Energetics_PV | Energetics Solar-PV(22,000) | teppc | CISC | CISC | Southern California Edison | SCE | CAISO | 2016-04-15 | 2050-04-15 | 2016 | 2049 | 4.8 | 100% | 4.8 | 4.8 | SolarPV-NonTracking | FixedPV_sun | Solar_Fixed | CAISO_Solar |  |  |  | CAISO_Solar_for_CAISO | 2016 | 2049 | 0 | CAISO | 4.8 | 1 | 4.8 | 1 | 1 | 2050-04-15 | 1 | Energetics_PV | #N/A | No | 1.296 | 0.672 | Not Found | #N/A | #N/A | #N/A | Not Found | #N/A | #N/A | #N/A | 1.296 | 0.672 | 1.296 | 0.672 |  |  | No |  | No | No | No
| Energia_Sierra_Juarez_2_US_LLC | Energia Sierra Juarez 2 US LLC | rps | SDG&E | SDG&E | San Diego Gas and Electric | SDGE | CAISO | 2022-01-15 | 2050-12-31 | 2022 | 2050 | 105 | 100% | 105 | 105 | Windnan | wind_onshorewind | Wind | CAISO_Wind |  |  |  | CAISO_Wind_for_CAISO | 2022 | 2050 | 0 | CAISO | 105 | 0.95 |  | 1 | 1 | 2050-12-31 | 1 | Energia Sierra Juarez 2 US LLC | #N/A | No | #VALUE! | #VALUE! | Not Found | #N/A | #N/A | #N/A | Not Found | #N/A | #N/A | #N/A | [6 empty] | Yes | Yes | No | No | No
| Energy_Vision_10 |  | teppc | PAWY | PAWY | Wyoming, PACE Utility | PACE | NW | 1950-01-01 | 2050-12-31 | 1950 | 2050 | 134 | 100% | 134 | 134 | WT-Onshore | wind_onshorewind | Wind | NW_Wind |  |  |  | NW_Wind_for_Other | 1950 | 2050 | 0 | NW | 134 | 1 | 134 | 1 | 1 | 2050-12-31 | 1 | #N/A | #N/A | No | #N/A | #N/A | Not Found | #N/A | #N/A | #N/A | Not Found | #N/A | #N/A | #N/A | #N/A | #N/A |  |  |  |  | No |  | No | No | No
| Energy_Vision_11 |  | teppc | PAWY | PAWY | Wyoming, PACE Utility | PACE | NW | 1950-01-01 | 2050-12-31 | 1950 | 2050 | 120 | 100% | 120 | 120 | WT-Onshore | wind_onshorewind | Wind | NW_Wind |  |  |  | NW_Wind_for_Other | 1950 | 2050 | 0 | NW | 120 | 1 | 120 | 1 | 1 | 2050-12-31 | 1 | #N/A | #N/A | No | #N/A | #N/A | Not Found | #N/A | #N/A | #N/A | Not Found | #N/A | #N/A | #N/A | #N/A | #N/A |  |  |  |  | No |  | No | No | No
| Energy_Vision_12 |  | teppc | PAWY | PAWY | Wyoming, PACE Utility | PACE | NW | 1950-01-01 | 2050-12-31 | 1950 | 2050 | 101 | 100% | 101 | 101 | WT-Onshore | wind_onshorewind | Wind | NW_Wind |  |  |  | NW_Wind_for_Other | 1950 | 2050 | 0 | NW | 101 | 1 | 101 | 1 | 1 | 2050-12-31 | 1 | #N/A | #N/A | No | #N/A | #N/A | Not Found | #N/A | #N/A | #N/A | Not Found | #N/A | #N/A | #N/A | #N/A | #N/A |  |  |  |  | No |  | No | No | No
| Energy_Vision_2 |  | teppc | PAWY | PAWY | Wyoming, PACE Utility | PACE | NW | 1950-01-01 | 2050-12-31 | 1950 | 2050 | 100 | 100% | 100 | 100 | WT-Onshore | wind_onshorewind | Wind | NW_Wind |  |  |  | NW_Wind_for_Other | 1950 | 2050 | 0 | NW | 100 | 1 | 100 | 1 | 1 | 2050-12-31 | 1 | #N/A | #N/A | No | #N/A | #N/A | Not Found | #N/A | #N/A | #N/A | Not Found | #N/A | #N/A | #N/A | #N/A | #N/A |  |  |  |  | No |  | No | No | No
| Energy_Vision_3 |  | teppc | PAWY | PAWY | Wyoming, PACE Utility | PACE | NW | 1950-01-01 | 2050-12-31 | 1950 | 2050 | 100 | 100% | 100 | 100 | WT-Onshore | wind_onshorewind | Wind | NW_Wind |  |  |  | NW_Wind_for_Other | 1950 | 2050 | 0 | NW | 100 | 1 | 100 | 1 | 1 | 2050-12-31 | 1 | #N/A | #N/A | No | #N/A | #N/A | Not Found | #N/A | #N/A | #N/A | Not Found | #N/A | #N/A | #N/A | #N/A | #N/A |  |  |  |  | No |  | No | No | No
| Energy_Vision_4 |  | teppc | PAWY | PAWY | Wyoming, PACE Utility | PACE | NW | 1950-01-01 | 2050-12-31 | 1950 | 2050 | 124 | 100% | 124 | 124 | WT-Onshore | wind_onshorewind | Wind | NW_Wind |  |  |  | NW_Wind_for_Other | 1950 | 2050 | 0 | NW | 124 | 1 | 124 | 1 | 1 | 2050-12-31 | 1 | #N/A | #N/A | No | #N/A | #N/A | Not Found | #N/A | #N/A | #N/A | Not Found | #N/A | #N/A | #N/A | #N/A | #N/A |  |  |  |  | No |  | No | No | No
| Energy_Vision_5 |  | teppc | PAWY | PAWY | Wyoming, PACE Utility | PACE | NW | 1950-01-01 | 2050-12-31 | 1950 | 2050 | 126 | 100% | 126 | 126 | WT-Onshore | wind_onshorewind | Wind | NW_Wind |  |  |  | NW_Wind_for_Other | 1950 | 2050 | 0 | NW | 126 | 1 | 126 | 1 | 1 | 2050-12-31 | 1 | #N/A | #N/A | No | #N/A | #N/A | Not Found | #N/A | #N/A | #N/A | Not Found | #N/A | #N/A | #N/A | #N/A | #N/A |  |  |  |  | No |  | No | No | No
| Energy_Vision_6 |  | teppc | PAWY | PAWY | Wyoming, PACE Utility | PACE | NW | 1950-01-01 | 2050-12-31 | 1950 | 2050 | 134 | 100% | 134 | 134 | WT-Onshore | wind_onshorewind | Wind | NW_Wind |  |  |  | NW_Wind_for_Other | 1950 | 2050 | 0 | NW | 134 | 1 | 134 | 1 | 1 | 2050-12-31 | 1 | #N/A | #N/A | No | #N/A | #N/A | Not Found | #N/A | #N/A | #N/A | Not Found | #N/A | #N/A | #N/A | #N/A | #N/A |  |  |  |  | No |  | No | No | No
| Energy_Vision_7 |  | teppc | PAWY | PAWY | Wyoming, PACE Utility | PACE | NW | 1950-01-01 | 2050-12-31 | 1950 | 2050 | 200 | 100% | 200 | 200 | WT-Onshore | wind_onshorewind | Wind | NW_Wind |  |  |  | NW_Wind_for_Other | 1950 | 2050 | 0 | NW | 200 | 1 | 200 | 1 | 1 | 2050-12-31 | 1 | #N/A | #N/A | No | #N/A | #N/A | Not Found | #N/A | #N/A | #N/A | Not Found | #N/A | #N/A | #N/A | #N/A | #N/A |  |  |  |  | No |  | No | No | No
| Energy_Vision_8 |  | teppc | PAWY | PAWY | Wyoming, PACE Utility | PACE | NW | 1950-01-01 | 2050-12-31 | 1950 | 2050 | 100 | 100% | 100 | 100 | WT-Onshore | wind_onshorewind | Wind | NW_Wind |  |  |  | NW_Wind_for_Other | 1950 | 2050 | 0 | NW | 100 | 1 | 100 | 1 | 1 | 2050-12-31 | 1 | #N/A | #N/A | No | #N/A | #N/A | Not Found | #N/A | #N/A | #N/A | Not Found | #N/A | #N/A | #N/A | #N/A | #N/A |  |  |  |  | No |  | No | No | No
| Energy_Vision_9 |  | teppc | PAWY | PAWY | Wyoming, PACE Utility | PACE | NW | 1950-01-01 | 2050-12-31 | 1950 | 2050 | 100 | 100% | 100 | 100 | WT-Onshore | wind_onshorewind | Wind | NW_Wind |  |  |  | NW_Wind_for_Other | 1950 | 2050 | 0 | NW | 100 | 1 | 100 | 1 | 1 | 2050-12-31 | 1 | #N/A | #N/A | No | #N/A | #N/A | Not Found | #N/A | #N/A | #N/A | Not Found | #N/A | #N/A | #N/A | #N/A | #N/A |  |  |  |  | No |  | No | No | No
| ENERSJ_2_WIND | ESJ Wind Energy | caiso | SDGE | SDGE | San Diego Gas and Electric | SDGE | CAISO | 2015-03-27 | 2050-12-31 | 2015 | 2050 | 155.1 | 100% | 155.1 | 155.1 | n/a | wind_onshorewind | Wind | CAISO_Wind |  |  |  | CAISO_Wind_for_CAISO | 2015 | 2050 | 0 | CAISO | 155.1 | 1 | 155.1 | 1 | 1 | 2050-12-31 | 1 | ENERSJ_2_WIND | FC | No | 32.571 | 23.265 | NQC List | 32.57 | 23.27 | WIND | NQC List | 32.57 | 23.27 | WIND | 32.57 | 23.27 | 32.57 | 23.27 |  |  | No |  | No | No | No
| ENWIND_2_WIND1 | Cameron Ridge | caiso | SCE | SCE | Southern California Edison | SCE | CAISO | 2014-12-10 | 2050-12-31 | 2015 | 2050 | 47.1 | 100% | 47.1 | 47.1 | n/a | wind_onshorewind | Wind | CAISO_Wind |  |  |  | CAISO_Wind_for_CAISO | 2015 | 2050 | 0 | CAISO | 47.1 | 1 | 47.1 | 1 | 1 | 2050-12-31 | 1 | ENWIND_2_WIND1 | FC | No | 9.891 | 7.065 | NQC List | 9.89 | 7.07 | WIND | NQC List | 9.89 | 7.07 | WIND | 9.89 | 7.07 | 9.89 | 7.07 |  |  | No |  | No | No | No
| ENWIND_2_WIND2 | Ridgetop I | caiso | SCE | SCE | Southern California Edison | SCE | CAISO | 1983-12-31 | 2050-12-31 | 1984 | 2050 | 38.24 | 100% | 38.24 | 38.24 | n/a | wind_onshorewind | Wind | CAISO_Wind |  |  |  | CAISO_Wind_for_CAISO | 1984 | 2050 | 0 | CAISO | 38.24 | 1 | 38.24 | 1 | 1 | 2050-12-31 | 1 | ENWIND_2_WIND2 | FC | No | 8.0304 | 5.736 | NQC List | 8.03 | 5.74 | WIND | NQC List | 8.03 | 5.74 | WIND | 8.03 | 5.74 | 8.03 | 5.74 |  |  | No |  | No | No | No
| EPCC_1 | EPCC-1 | teppc | BPAT | BPAT | Bonneville Power Administration – Transmission | BPAT | NW | 2012-01-10 | 2037-01-10 | 2012 | 2036 | 0.14 | 100% | 0.14 | 0.14 | SolarPV-NonTracking | FixedPV_sun | Solar_Fixed | NW_Solar |  |  |  | NW_Solar_for_Other | 2012 | 2036 | 0 | NW | 0.14 | 1 | 0.14 | 1 | 1 | 2037-01-10 | 1 | #N/A | #N/A | No | #N/A | #N/A | Not Found | #N/A | #N/A | #N/A | Not Found | #N/A | #N/A | #N/A | #N/A | #N/A |  |  |  |  | No |  | No | No | No
| Escalante_1 | Escalante-1¦Plains Escalante | teppc | PNM | PNM | Public Service Company of New Mexico | PNM_EPE | SW | 1984-12-01 | 2050-12-31 | 1984 | 2050 | 268 | 100% | 268 | 268 | ST-Coal | Steam_Coal | Coal | SW_Coal |  |  |  | SW_Coal | 1985 | 2050 | 0 | SW | 268 | 1 | 268 | 1 | 1 | 2050-12-31 | 1 | #N/A | #N/A | No | 268 | 268 | Not Found | #N/A | #N/A | #N/A | Not Found | #N/A | #N/A | #N/A | 268 | 268 | 268 | 268 |  |  | No |  | No | No | No
| ESCNDO_6_EB1BT1 | Escondido BESS 1 | caiso | SDGE | SDGE | San Diego Gas and Electric | SDGE | CAISO | 2017-02-01 | 2050-12-31 | 2017 | 2050 | 10 | 100% | 10 | 10 | OTHER_LESR | Battery_ | Battery Storage | CAISO_Li_Battery |  |  |  | CAISO_Li_Battery | 2017 | 2050 | 0 | CAISO | 10 | 1 | 10 | 1 | 1 | 2050-12-31 | 1 | ESCNDO_6_EB1BT1 | FC | No | 10 | 10 | NQC List | 10 | 10 | LESR | NQC List | 10 | 10 | LESR | 10 | 10 | 10 | 10 |  | Not incremental | No |  | No | No | No
| ESCNDO_6_EB2BT2 | Escondido BESS 2 | caiso | SDGE | SDGE | San Diego Gas and Electric | SDGE | CAISO | 2017-02-01 | 2050-12-31 | 2017 | 2050 | 10 | 100% | 10 | 10 | OTHER_LESR | Battery_ | Battery Storage | CAISO_Li_Battery |  |  |  | CAISO_Li_Battery | 2017 | 2050 | 0 | CAISO | 10 | 1 | 10 | 1 | 1 | 2050-12-31 | 1 | ESCNDO_6_EB2BT2 | FC | No | 10 | 10 | NQC List | 10 | 10 | LESR | NQC List | 10 | 10 | LESR | 10 | 10 | 10 | 10 |  | Not incremental | No |  | No | No | No
| ESCNDO_6_EB3BT3 | Escondido BESS 3 | caiso | SDGE | SDGE | San Diego Gas and Electric | SDGE | CAISO | 2017-02-01 | 2050-12-31 | 2017 | 2050 | 10 | 100% | 10 | 10 | OTHER_LESR | Battery_ | Battery Storage | CAISO_Li_Battery |  |  |  | CAISO_Li_Battery | 2017 | 2050 | 0 | CAISO | 10 | 1 | 10 | 1 | 1 | 2050-12-31 | 1 | ESCNDO_6_EB3BT3 | FC | No | 10 | 10 | NQC List | 10 | 10 | LESR | NQC List | 10 | 10 | LESR | 10 | 10 | 10 | 10 |  | Not incremental | No |  | No | No | No
| ESCNDO_6_PL1X2 |  | caiso | SDGE | SDGE | San Diego Gas and Electric | SDGE | CAISO | 2006-06-07 | 2050-12-31 | 2006 | 2050 | 48.71 | 100% | 48.71 | 48.71 | CT-NatGas-Industrial | CT_NG | CT | CAISO_Peaker2 |  |  |  | CAISO_Peaker2 | 2006 | 2050 | 0 | CAISO | 48.71 | 1 | 48.71 | 1 | 1 | 2050-12-31 | 1 | ESCNDO_6_PL1X2 | FC | No | 46.8247 | 46.8247 | NQC List | 48.71 | 48.71 | NATURAL GAS | NQC List | 48.71 | 48.71 | NATURAL GAS | 48.71 | 48.71 | 48.71 | 48.71 |  |  | No |  | No | No | No
| ESCNDO_6_UNITB1 | CalPeak Power Enterprise Unit 1 | caiso | SDGE | SDGE | San Diego Gas and Electric | SDGE | CAISO | 2001-10-23 | 2050-12-31 | 2001 | 2050 | 48 | 99.92% | 48 | 48.04 | CT-NatGas-Industrial | CT_NG | CT | CAISO_Peaker2 |  |  |  | CAISO_Peaker2 | 2002 | 2050 | 0 | CAISO | 48.04 | 1 | 48.04 | 1 | 1 | 2050-12-31 | 1 | ESCNDO_6_UNITB1 | FC | No | 46.1807 | 46.1807 | NQC List | 48.04 | 48.04 | NATURAL GAS | NQC List | 48.04 | 48.04 | NATURAL GAS | 48.04 | 48.04 | 48.04 | 48.04 |  |  | No |  | No | No | No
| ESCO_6_GLMQF | Goal Line Cogen | caiso | SDGE | SDGE | San Diego Gas and Electric | SDGE | CAISO | 1994-01-01 | 2050-12-31 | 1994 | 2050 | 34.79 | 69.72% | 34.79 | 49.9 | CCWhole-NatGas-Industrial | CT_NG | CT | CAISO_Peaker1 |  |  |  | CAISO_Peaker1 | 1994 | 2050 | 0 | CAISO | 49.9 | 1 | 49.9 | 1 | 1 | 2050-12-31 | 1 | ESCO_6_GLMQF | FC | No | 46.0944 | 46.0944 | NQC List | 36.41 | 34.79 | NATURAL GAS | NQC List | 36.41 | 34.79 | NATURAL GAS | 36.41 | 34.79 | 36.41 | 34.79 |  |  | No |  | No | No | No
| EsquatzelCanal | Esquatzel Canal-HY1 | teppc | PNM | PNM | Public Service Company of New Mexico | PNM_EPE | SW | 2011-12-01 | 2030-04-15 | 2011 | 2029 | 1.1 | 100% | 1.1 | 1.1 | Hydro | Hydro_Standard | Hydro | SW_Hydro |  |  |  | SW_Hydro | 2012 | 2029 | 0 | SW | 1.1 | 1 | 1.1 | 1 | 1 | 2030-04-15 | 1 | #N/A | #N/A | No | #N/A | #N/A | Not Found | #N/A | #N/A | #N/A | Not Found | #N/A | #N/A | #N/A | #N/A | #N/A |  |  |  |  | No |  | No | No | No
| ESQUON_6_LNDFIL | Neal Road Landfill Generating Facility | caiso | PGE_Valley | PGE_Valley | Pacific Gas and Electric Valley | PGE_Valley | CAISO | 2012-09-27 | 2050-12-31 | 2012 | 2050 | 0 | 0% |  | 2.1 | n/a | Biogas_ | Biogas_LandfillGas | CAISO_Biomass |  |  |  | CAISO_Biomass_for_CAISO | 2013 | 2050 | 0 | CAISO | 2.1 | 1 | 2.1 | 1 | 1 | 2050-12-31 | 1 | ESQUON_6_LNDFIL | EO | Yes | 1.4658 | 1.4658 | NQC List | 0 | 0 | BIOGAS | NQC List | 0 | 0 | BIOGAS | 0 | 0 | 0 | 0 |  |  | No |  | No | No | No
| Estes_1 | Estes 1 | teppc | WACM | WACM | Western Area Power Administration, Colorado-Missouri Region | WACM | Excluded | 1950-09-01 | 2050-12-31 | 1950 | 2050 | 19.17 | 100% | 19.17 | 19.17 | Hydro | Hydro_Standard | Hydro | Excluded_Hydro |  |  |  | Excluded | 1951 | 2050 | 0 | Excluded | 19.17 | 1 | 19.17 | 1 | 1 | 2050-12-31 | 1 | #N/A | #N/A | No | 0 | 0 | Not Found | #N/A | #N/A | #N/A | Not Found | #N/A | #N/A | #N/A | 0 | 0 | 0 | 0 |  |  | No |  | No | No | No
| Estes_2 | Estes 2 | teppc | WACM | WACM | Western Area Power Administration, Colorado-Missouri Region | WACM | Excluded | 1950-12-01 | 2050-12-31 | 1950 | 2050 | 19.17 | 100% | 19.17 | 19.17 | Hydro | Hydro_Standard | Hydro | Excluded_Hydro |  |  |  | Excluded | 1951 | 2050 | 0 | Excluded | 19.17 | 1 | 19.17 | 1 | 1 | 2050-12-31 | 1 | #N/A | #N/A | No | 0 | 0 | Not Found | #N/A | #N/A | #N/A | Not Found | #N/A | #N/A | #N/A | 0 | 0 | 0 | 0 |  |  | No |  | No | No | No
| Estes_3 | Estes 3 | teppc | WACM | WACM | Western Area Power Administration, Colorado-Missouri Region | WACM | Excluded | 1950-12-01 | 2050-12-31 | 1950 | 2050 | 19.17 | 100% | 19.17 | 19.17 | Hydro | Hydro_Standard | Hydro | Excluded_Hydro |  |  |  | Excluded | 1951 | 2050 | 0 | Excluded | 19.17 | 1 | 19.17 | 1 | 1 | 2050-12-31 | 1 | #N/A | #N/A | No | 0 | 0 | Not Found | #N/A | #N/A | #N/A | Not Found | #N/A | #N/A | #N/A | 0 | 0 | 0 | 0 |  |  | No |  | No | No | No
| ETIWND_2_CHMPNE | Champagne | caiso | SCE | SCE | Southern California Edison | SCE | CAISO | 2013-12-20 | 2050-12-31 | 2014 | 2050 | 1 | 100% | 1 | 1 | n/a | PVgeneric_sun | Solar_Fixed | CAISO_Solar |  |  |  | CAISO_Solar_for_CAISO | 2014 | 2050 | 0 | CAISO | 1 | 1 | 1 | 1 | 1 | 2050-12-31 | 1 | ETIWND_2_CHMPNE | EO | Yes | 0.27 | 0.14 | NQC List | 0 | 0 | SUN | NQC List | 0 | 0 | SUN | 0 | 0 | 0 | 0 |  |  | No |  | No | No | No
| ETIWND_2_FONTNA | FONTANALYTLE CREEK POWERHOUSE P | caiso | SCE | SCE | Southern California Edison | SCE | CAISO | 1904-01-01 | 2050-12-31 | 1904 | 2050 | 2.56 | 100% | 2.56 | 2.56 | n/a | Hydro_Standard | Hydro | CAISO_Small_Hydro |  |  |  | CAISO_Small_Hydro_for_CAISO | 1904 | 2050 | 0 | CAISO | 2.56 | 1 | 2.56 | 1 | 1 | 2050-12-31 | 1 | ETIWND_2_FONTNA | FC | No | 1.28 | 1.28 | NQC List | 0.48 | 0.53 | WATER | NQC List | 0.21 | 0.22 | WATER | 0.21 | 0.22 | 0.48 | 0.53 |  |  | No |  | No | No | No
| ETIWND_2_RTS010 | SPVP010 Fontana RT Solar | caiso | SCE | SCE | Southern California Edison | SCE | CAISO | 2013-01-08 | 2050-12-31 | 2013 | 2050 | 1.5 | 100% | 1.5 | 1.5 | n/a | PVgeneric_sun | Solar_Fixed | CAISO_Solar |  |  |  | CAISO_Solar_for_CAISO | 2013 | 2050 | 0 | CAISO | 1.5 | 1 | 1.5 | 1 | 1 | 2050-12-31 | 1 | ETIWND_2_RTS010 | FC | No | 0.405 | 0.21 | NQC List | 0.41 | 0.21 | SUN | NQC List | 0.41 | 0.21 | SUN | 0.41 | 0.21 | 0.41 | 0.21 |  |  | No |  | No | No | No
| ETIWND_2_RTS015 | SPVP015 | caiso | SCE | SCE | Southern California Edison | SCE | CAISO | 2013-01-15 | 2050-12-31 | 2013 | 2050 | 3 | 100% | 3 | 3 | n/a | PVgeneric_sun | Solar_Fixed | CAISO_Solar |  |  |  | CAISO_Solar_for_CAISO | 2013 | 2050 | 0 | CAISO | 3 | 1 | 3 | 1 | 1 | 2050-12-31 | 1 | ETIWND_2_RTS015 | FC | No | 0.81 | 0.42 | NQC List | 0.81 | 0.42 | SUN | NQC List | 0.81 | 0.42 | SUN | 0.81 | 0.42 | 0.81 | 0.42 |  |  | No |  | No | No | No
| ETIWND_2_RTS017 | SPVP017 | caiso | SCE | SCE | Southern California Edison | SCE | CAISO | 2013-06-17 | 2050-12-31 | 2013 | 2050 | 3.5 | 100% | 3.5 | 3.5 | n/a | PVgeneric_sun | Solar_Fixed | CAISO_Solar |  |  |  | CAISO_Solar_for_CAISO | 2013 | 2050 | 0 | CAISO | 3.5 | 1 | 3.5 | 1 | 1 | 2050-12-31 | 1 | ETIWND_2_RTS017 | FC | No | 0.945 | 0.49 | NQC List | 0.95 | 0.49 | SUN | NQC List | 0.95 | 0.49 | SUN | 0.95 | 0.49 | 0.95 | 0.49 |  |  | No |  | No | No | No
| ETIWND_2_RTS018 | SPVP018 Fontana RT Solar | caiso | SCE | SCE | Southern California Edison | SCE | CAISO | 2012-11-24 | 2050-12-31 | 2012 | 2050 | 1.5 | 100% | 1.5 | 1.5 | n/a | PVgeneric_sun | Solar_Fixed | CAISO_Solar |  |  |  | CAISO_Solar_for_CAISO | 2013 | 2050 | 0 | CAISO | 1.5 | 1 | 1.5 | 1 | 1 | 2050-12-31 | 1 | ETIWND_2_RTS018 | FC | No | 0.405 | 0.21 | NQC List | 0.41 | 0.21 | SUN | NQC List | 0.41 | 0.21 | SUN | 0.41 | 0.21 | 0.41 | 0.21 |  |  | No |  | No | No | No
| ETIWND_2_RTS023 | SPVP023 Fontana RT Solar | caiso | SCE | SCE | Southern California Edison | SCE | CAISO | 2013-01-16 | 2050-12-31 | 2013 | 2050 | 2.5 | 100% | 2.5 | 2.5 | n/a | PVgeneric_sun | Solar_Fixed | CAISO_Solar |  |  |  | CAISO_Solar_for_CAISO | 2013 | 2050 | 0 | CAISO | 2.5 | 1 | 2.5 | 1 | 1 | 2050-12-31 | 1 | ETIWND_2_RTS023 | FC | No | 0.675 | 0.35 | NQC List | 0.68 | 0.35 | SUN | NQC List | 0.68 | 0.35 | SUN | 0.68 | 0.35 | 0.68 | 0.35 |  |  | No |  | No | No | No
| ETIWND_2_RTS026 | SPVP026 | caiso | SCE | SCE | Southern California Edison | SCE | CAISO | 2016-02-05 | 2050-12-31 | 2016 | 2050 | 6 | 100% | 6 | 6 | n/a | PVgeneric_sun | Solar_Fixed | CAISO_Solar |  |  |  | CAISO_Solar_for_CAISO | 2016 | 2050 | 0 | CAISO | 6 | 1 | 6 | 1 | 1 | 2050-12-31 | 1 | ETIWND_2_RTS026 | FC | No | 1.62 | 0.84 | NQC List | 1.62 | 0.84 | SUN | NQC List | 1.62 | 0.84 | SUN | 1.62 | 0.84 | 1.62 | 0.84 |  |  | No |  | No | No | No
| ETIWND_2_RTS027 | SPVP027 | caiso | SCE | SCE | Southern California Edison | SCE | CAISO | 2013-06-17 | 2050-12-31 | 2013 | 2050 | 2 | 100% | 2 | 2 | n/a | PVgeneric_sun | Solar_Fixed | CAISO_Solar |  |  |  | CAISO_Solar_for_CAISO | 2013 | 2050 | 0 | CAISO | 2 | 1 | 2 | 1 | 1 | 2050-12-31 | 1 | ETIWND_2_RTS027 | FC | No | 0.54 | 0.28 | NQC List | 0.54 | 0.28 | SUN | NQC List | 0.54 | 0.28 | SUN | 0.54 | 0.28 | 0.54 | 0.28 |  |  | No |  | No | No | No
| ETIWND_2_SOLAR1 | Dedeaux Ontario | caiso | SCE | SCE | Southern California Edison | SCE | CAISO | 2016-03-23 | 2050-12-31 | 2016 | 2050 | 1 | 100% | 1 | 1 | n/a | PVgeneric_sun | Solar_Fixed | CAISO_Solar |  |  |  | CAISO_Solar_for_CAISO | 2016 | 2050 | 0 | CAISO | 1 | 1 | 1 | 1 | 1 | 2050-12-31 | 1 | ETIWND_2_SOLAR1 | EO | Yes | 0.27 | 0.14 | NQC List | 0.27 | 0.14 | SUN | NQC List | 0 | 0 | SUN | 0 | 0 | 0.27 | 0.14 |  |  | No |  | No | No | No
| ETIWND_2_SOLAR2 | Rochester | caiso | SCE | SCE | Southern California Edison | SCE | CAISO |  | 2050-12-31 | 1900 | 2050 | 1 | 100% | 1 | 1 | PVgeneric_sun | PVgeneric_sun | Solar_Fixed | CAISO_Solar |  |  |  | CAISO_Solar_for_CAISO | 1900 | 2050 | 0 | CAISO | 1 | 1 | 1 | 1 | 1 | 2050-12-31 | 1 | ETIWND_2_SOLAR2 | EO | Yes | 0.27 | 0.14 | NQC List | 0 | 0 | SUN | NQC List | 0 | 0 | SUN | 0 | 0 | 0 | 0 |  |  | No |  | Yes | No | No
| ETIWND_2_SOLAR5 | Dulles | caiso | SCE | SCE | Southern California Edison | SCE | CAISO |  | 2050-12-31 | 1900 | 2050 | 2 | 100% | 2 | 2 | PVgeneric_sun | PVgeneric_sun | Solar_Fixed | CAISO_Solar |  |  |  | CAISO_Solar_for_CAISO | 1900 | 2050 | 0 | CAISO | 2 | 1 | 2 | 1 | 1 | 2050-12-31 | 1 | ETIWND_2_SOLAR5 | EO | Yes | 0.54 | 0.28 | NQC List | 0 | 0 | SUN | NQC List | 0 | 0 | SUN | 0 | 0 | 0 | 0 |  |  | No |  | Yes | No | No
| ETIWND_2_UNIT1 |  | caiso | SCE | SCE | Southern California Edison | SCE | CAISO | 1985-09-01 | 2050-12-31 | 1985 | 2050 | 33.6 | 100% | 33.6 | 33.6 | n/a | PVgeneric_sun | Solar_Fixed | CAISO_Solar |  |  |  | CAISO_Solar_for_CAISO | 1986 | 2050 | 0 | CAISO | 33.6 | 1 | 33.6 | 1 | 1 | 2050-12-31 | 1 | ETIWND_2_UNIT1 | FC | No | 9.072 | 4.704 | NQC List | 5.05 | 4.7 | NATURAL GAS | NQC List | 10.34 | 8.57 | NATURAL GAS | 10.34 | 8.57 | 5.05 | 4.7 |  |  | No |  | No | No | No
| ETIWND_6_GRPLND | Grapeland Peaker | caiso | SCE | SCE | Southern California Edison | SCE | CAISO | 2007-09-20 | 2050-12-31 | 2007 | 2050 | 46 | 97.07% | 46 | 47.39 | CT-NatGas-Aero | CT_NG | CT | CAISO_Peaker1 |  |  |  | CAISO_Peaker1 | 2008 | 2050 | 0 | CAISO | 47.39 | 1 | 47.39 | 1 | 1 | 2050-12-31 | 1 | ETIWND_6_GRPLND | FC | No | 43.7758 | 43.7758 | NQC List | 47.39 | 47.39 | NATURAL GAS | NQC List | 47.39 | 47.39 | NATURAL GAS | 47.39 | 47.39 | 47.39 | 47.39 |  |  | No |  | No | No | No
| ETIWND_6_MWDETI | ETIWANDA RECOVERY HYDRO | caiso | SCE | SCE | Southern California Edison | SCE | CAISO | 1994-01-01 | 2050-12-31 | 1994 | 2050 | 24 | 100% | 24 | 24 | n/a | Hydro_Standard | Hydro | CAISO_Small_Hydro |  |  |  | CAISO_Small_Hydro_for_CAISO | 1994 | 2050 | 0 | CAISO | 24 | 1 | 24 | 1 | 1 | 2050-12-31 | 1 | ETIWND_6_MWDETI | FC | No | 12 | 12 | NQC List | 10.74 | 7.29 | WATER | NQC List | 8.29 | 4.94 | WATER | 8.29 | 4.94 | 10.74 | 7.29 |  |  | No |  | No | No | No
| EurusCombinHill | Eurus Combine Hills Turbine Ranch 2-1 | teppc | BPAT | BPAT | Bonneville Power Administration – Transmission | BPAT | NW | 2010-01-01 | 2050-12-31 | 2010 | 2050 | 63 | 100% | 63 | 63 | WT-Onshore | wind_onshorewind | Wind | NW_Wind |  |  |  | NW_Wind_for_Other | 2010 | 2050 | 0 | NW | 63 | 1 | 63 | 1 | 1 | 2050-12-31 | 1 | #N/A | #N/A | No | #N/A | #N/A | Not Found | #N/A | #N/A | #N/A | Not Found | #N/A | #N/A | #N/A | #N/A | #N/A |  |  |  |  | No |  | No | No | No
| EvanderAndrews1 | Evander Andrews Power Complex-1 | teppc | IPTV | IPTV | Idaho Treasure Valley | IPCO | NW | 2008-06-01 | 2050-12-31 | 2008 | 2050 | 171 | 100% | 171 | 171 | CT-NatGas-Aero | CT_NG | CT | NW_Peaker |  |  |  | NW_Peaker | 2008 | 2050 | 0 | NW | 171 | 1 | 171 | 1 | 1 | 2050-12-31 | 1 | #N/A | #N/A | No | 171 | 171 | Not Found | #N/A | #N/A | #N/A | Not Found | #N/A | #N/A | #N/A | 171 | 171 | 171 | 171 |  |  | No |  | No | No | No
| EvanderAndrews2 | Evander Andrews Power Complex-2 | teppc | IPTV | IPTV | Idaho Treasure Valley | IPCO | NW | 2001-09-01 | 2050-12-31 | 2001 | 2050 | 45.4 | 100% | 45.4 | 45.4 | CT-NatGas-Aero | CT_NG | CT | NW_Peaker |  |  |  | NW_Peaker | 2002 | 2050 | 0 | NW | 45.4 | 1 | 45.4 | 1 | 1 | 2050-12-31 | 1 | #N/A | #N/A | No | 45.4 | 45.4 | Not Found | #N/A | #N/A | #N/A | Not Found | #N/A | #N/A | #N/A | 45.4 | 45.4 | 45.4 | 45.4 |  |  | No |  | No | No | No
| EvanderAndrews3 | Evander Andrews Power Complex-3 | teppc | IPTV | IPTV | Idaho Treasure Valley | IPCO | NW | 2001-09-01 | 2050-12-31 | 2001 | 2050 | 45 | 100% | 45 | 45 | CT-NatGas-Aero | CT_NG | CT | NW_Peaker |  |  |  | NW_Peaker | 2002 | 2050 | 0 | NW | 45 | 1 | 45 | 1 | 1 | 2050-12-31 | 1 | #N/A | #N/A | No | 45 | 45 | Not Found | #N/A | #N/A | #N/A | Not Found | #N/A | #N/A | #N/A | 45 | 45 | 45 | 45 |  |  | No |  | No | No | No
| Evergreen_Bio | Evergreen BioPower LLC-1 | teppc | PACW | PACW | PacifiCorp – West | PACW | NW | 2007-09-01 | 2050-12-31 | 2007 | 2050 | 10 | 100% | 10 | 10 | Bio-ST | ST_Biomass | Biomass/Wood | NW_Biomass |  |  |  | NW_Biomass_for_Other | 2008 | 2050 | 0 | NW | 10 | 1 | 10 | 1 | 1 | 2050-12-31 | 1 | #N/A | #N/A | No | 6.98 | 6.98 | Not Found | #N/A | #N/A | #N/A | Not Found | #N/A | #N/A | #N/A | 6.98 | 6.98 | 6.98 | 6.98 |  |  | No |  | No | No | No
| EXCHEC_7_UNIT_1 |  | caiso | PGE_Valley | PGE_Valley | Pacific Gas and Electric Valley | PGE_Valley | CAISO | 1967-01-01 | 2050-12-31 | 1967 | 2050 | 94.5 | 100% | 94.5 | 94.5 | n/a | Hydro_Standard | Hydro | CAISO_Hydro |  |  |  | CAISO_Hydro | 1967 | 2050 | 0 | CAISO | 94.5 | 1 | 94.5 | 1 | 1 | 2050-12-31 | 1 | EXCHEC_7_UNIT 1 | FC | No | 79.9247 | 79.9247 | NQC List | 90.72 | 90.72 | WATER | NQC List | 90.72 | 90.72 | WATER | 90.72 | 90.72 | 90.72 | 90.72 |  |  | No |  | No | No | No
| EXCLSG_1_SOLAR | Excelsior Solar | caiso | PGE_Valley | PGE_Valley | Pacific Gas and Electric Valley | PGE_Valley | CAISO |  | 2050-12-31 | 1900 | 2050 | 60 | 100% | 60 | 60 | PVgeneric_sun | PVgeneric_sun | Solar_Fixed | CAISO_Solar |  |  |  | CAISO_Solar_for_CAISO | 1900 | 2050 | 0 | CAISO | 60 | 1 | 60 | 1 | 1 | 2050-12-31 | 1 | EXCLSG_1_SOLAR | ID | No | 16.2 | 8.4 | NQC List | 16.2 | 8.4 | SUN | NQC List | 16.2 | 8.4 | SUN | 16.2 | 8.4 | 16.2 | 8.4 |  |  | No |  | Yes | No | No
| Fairfield_Wind | Fairfield Wind-1 | teppc | CISC | CISC | Southern California Edison | SCE | CAISO | 2013-12-31 | 2050-12-31 | 2014 | 2050 | 10 | 100% | 10 | 10 | WT-Onshore | wind_onshorewind | Wind | CAISO_Wind |  |  |  | CAISO_Wind_for_CAISO | 2014 | 2050 | 0 | CAISO | 10 | 1 | 10 | 1 | 1 | 2050-12-31 | 1 | Fairfield_Wind | #N/A | No | 2.1 | 1.5 | Not Found | #N/A | #N/A | #N/A | Not Found | #N/A | #N/A | #N/A | 2.1 | 1.5 | 2.1 | 1.5 |  |  | No |  | No | No | No
| FAIRFLD_WIND | FAIRFIELD_WIND | teppc | NWMT | NWMT | NorthWestern Energy | NWMT_WAUW | NW | 2015-01-01 | 2050-12-31 | 2015 | 2050 | 10 | 100% | 10 | 10 | WT-Onshore | wind_onshorewind | Wind | NW_Wind |  |  |  | NW_Wind_for_Other | 2015 | 2050 | 0 | NW | 10 | 1 | 10 | 1 | 1 | 2050-12-31 | 1 | #N/A | #N/A | No | #N/A | #N/A | Not Found | #N/A | #N/A | #N/A | Not Found | #N/A | #N/A | #N/A | #N/A | #N/A |  |  |  |  | No |  | No | No | No
| FAIRHV_6_UNIT | FAIRHAVEN POWER CO. | caiso | PGE_Bay | PGE_Bay | Pacific Gas and Electric Bay | PGE_Bay | CAISO | 1986-09-15 | 2050-12-31 | 1986 | 2050 | 14.61 | 77.92% | 14.61 | 18.75 | n/a | ST_Biomass | Biomass/Wood | CAISO_Biomass |  |  |  | CAISO_Biomass_for_CAISO | 1987 | 2050 | 0 | CAISO | 18.75 | 1 | 18.75 | 1 | 1 | 2050-12-31 | 1 | FAIRHV_6_UNIT | FC | No | 13.0875 | 13.0875 | NQC List | 5.7 | 7.85 | BIOMASS | NQC List | 12.65 | 13.95 | BIOMASS | 12.65 | 13.95 | 5.7 | 7.85 |  |  | No |  | No | No | No
| Fall_Creek_1 | Fall Creek-1 | teppc | PACW | PACW | PacifiCorp – West | PACW | NW | 1903-09-01 | 2050-12-31 | 1903 | 2050 | 2.2 | 100% | 2.2 | 2.2 | HydroRPS | Hydro_Standard | Hydro | NW_Hydro |  |  |  | NW_Hydro | 1904 | 2050 | 0 | NW | 2.2 | 1 | 2.2 | 1 | 1 | 2050-12-31 | 1 | #N/A | #N/A | No | #N/A | #N/A | Not Found | #N/A | #N/A | #N/A | Not Found | #N/A | #N/A | #N/A | #N/A | #N/A |  |  |  |  | No |  | No | No | No
| Fall_Creek_2 | Fall Creek-2 | teppc | BPAT | BPAT | Bonneville Power Administration – Transmission | BPAT | NW | 1907-08-01 | 2050-12-31 | 1907 | 2050 | 0.45 | 100% | 0.45 | 0.45 | HydroRPS | Hydro_Standard | Hydro | NW_Hydro |  |  |  | NW_Hydro | 1907 | 2050 | 0 | NW | 0.45 | 1 | 0.45 | 1 | 1 | 2050-12-31 | 1 | #N/A | #N/A | No | #N/A | #N/A | Not Found | #N/A | #N/A | #N/A | Not Found | #N/A | #N/A | #N/A | #N/A | #N/A |  |  |  |  | No |  | No | No | No
| Fall_Creek_3 | Fall Creek-3 | teppc | BPAT | BPAT | Bonneville Power Administration – Transmission | BPAT | NW | 1910-01-01 | 2050-12-31 | 1910 | 2050 | 1.25 | 100% | 1.25 | 1.25 | HydroRPS | Hydro_Standard | Hydro | NW_Hydro |  |  |  | NW_Hydro | 1910 | 2050 | 0 | NW | 1.25 | 1 | 1.25 | 1 | 1 | 2050-12-31 | 1 | #N/A | #N/A | No | #N/A | #N/A | Not Found | #N/A | #N/A | #N/A | Not Found | #N/A | #N/A | #N/A | #N/A | #N/A |  |  |  |  | No |  | No | No | No
| FallsRiver_BC_1 | Falls River (BC)-1_Falls River-1_BCH-FLS | teppc | BCHA | BCHA | British Columbia Transmission Company | BCHA_AESO | Excluded | 1930-01-01 | 2033-03-31 | 1930 | 2032 | 3.5 | 100% | 3.5 | 3.5 | Hydro | Hydro_Standard | Hydro | Excluded_Hydro |  |  |  | Excluded | 1930 | 2032 | 0 | Excluded | 3.5 | 1 | 3.5 | 1 | 1 | 2033-03-31 | 1 | #N/A | #N/A | No | 0 | 0 | Not Found | #N/A | #N/A | #N/A | Not Found | #N/A | #N/A | #N/A | 0 | 0 | 0 | 0 |  |  | No |  | No | No | No
| FallsRiver_BC_2 | Falls River (BC)-2_Falls River-2_BCH-FLS | teppc | BCHA | BCHA | British Columbia Transmission Company | BCHA_AESO | Excluded | 1930-01-01 | 2033-03-31 | 1930 | 2032 | 3.5 | 100% | 3.5 | 3.5 | Hydro | Hydro_Standard | Hydro | Excluded_Hydro |  |  |  | Excluded | 1930 | 2032 | 0 | Excluded | 3.5 | 1 | 3.5 | 1 | 1 | 2033-03-31 | 1 | #N/A | #N/A | No | 0 | 0 | Not Found | #N/A | #N/A | #N/A | Not Found | #N/A | #N/A | #N/A | 0 | 0 | 0 | 0 |  |  | No |  | No | No | No
| FallsRiver_ID1 | Falls River Hydro-1 | teppc | CISC | CISC | Southern California Edison | SCE | CAISO | 1993-08-01 | 2050-12-31 | 1993 | 2050 | 4.55 | 100% | 4.55 | 4.55 | Hydro | Hydro_Standard | Hydro | CAISO_Hydro |  |  |  | CAISO_Hydro | 1993 | 2050 | 0 | CAISO | 4.55 | 1 | 4.55 | 1 | 1 | 2050-12-31 | 1 | FallsRiver_ID1 | #N/A | No | 3.8482 | 3.8482 | Not Found | #N/A | #N/A | #N/A | Not Found | #N/A | #N/A | #N/A | 3.8482 | 3.8482 | 3.8482 | 3.8482 |  |  | No |  | No | No | No
| FallsRiver_ID2 | Falls River Hydro-2 | teppc | CISC | CISC | Southern California Edison | SCE | CAISO | 1993-08-01 | 2050-12-31 | 1993 | 2050 | 4.55 | 100% | 4.55 | 4.55 | Hydro | Hydro_Standard | Hydro | CAISO_Hydro |  |  |  | CAISO_Hydro | 1993 | 2050 | 0 | CAISO | 4.55 | 1 | 4.55 | 1 | 1 | 2050-12-31 | 1 | FallsRiver_ID2 | #N/A | No | 3.8482 | 3.8482 | Not Found | #N/A | #N/A | #N/A | Not Found | #N/A | #N/A | #N/A | 3.8482 | 3.8482 | 3.8482 | 3.8482 |  |  | No |  | No | No | No
| Faraday_1 | Faraday-1 | teppc | PGE | PGE | Portland General Electric Company | PortlandGE | NW | 1907-02-01 | 2050-12-31 | 1907 | 2050 | 3.1 | 100% | 3.1 | 3.1 | Hydro | Hydro_Standard | Hydro | NW_Hydro |  |  |  | NW_Hydro | 1907 | 2050 | 0 | NW | 3.1 | 1 | 3.1 | 1 | 1 | 2050-12-31 | 1 | #N/A | #N/A | No | #N/A | #N/A | Not Found | #N/A | #N/A | #N/A | Not Found | #N/A | #N/A | #N/A | #N/A | #N/A |  |  |  |  | No |  | No | No | No
| Faraday_2 | Faraday-2 | teppc | PGE | PGE | Portland General Electric Company | PortlandGE | NW | 1907-02-01 | 2050-12-31 | 1907 | 2050 | 3.1 | 100% | 3.1 | 3.1 | Hydro | Hydro_Standard | Hydro | NW_Hydro |  |  |  | NW_Hydro | 1907 | 2050 | 0 | NW | 3.1 | 1 | 3.1 | 1 | 1 | 2050-12-31 | 1 | #N/A | #N/A | No | #N/A | #N/A | Not Found | #N/A | #N/A | #N/A | Not Found | #N/A | #N/A | #N/A | #N/A | #N/A |  |  |  |  | No |  | No | No | No
| Faraday_3 | Faraday-3 | teppc | PGE | PGE | Portland General Electric Company | PortlandGE | NW | 1908-07-01 | 2050-12-31 | 1908 | 2050 | 2.7 | 100% | 2.7 | 2.7 | Hydro | Hydro_Standard | Hydro | NW_Hydro |  |  |  | NW_Hydro | 1908 | 2050 | 0 | NW | 2.7 | 1 | 2.7 | 1 | 1 | 2050-12-31 | 1 | #N/A | #N/A | No | #N/A | #N/A | Not Found | #N/A | #N/A | #N/A | Not Found | #N/A | #N/A | #N/A | #N/A | #N/A |  |  |  |  | No |  | No | No | No
| Faraday_4 | Faraday-4 | teppc | PGE | PGE | Portland General Electric Company | PortlandGE | NW | 1909-10-01 | 2050-12-31 | 1909 | 2050 | 4.5 | 100% | 4.5 | 4.5 | Hydro | Hydro_Standard | Hydro | NW_Hydro |  |  |  | NW_Hydro | 1910 | 2050 | 0 | NW | 4.5 | 1 | 4.5 | 1 | 1 | 2050-12-31 | 1 | #N/A | #N/A | No | #N/A | #N/A | Not Found | #N/A | #N/A | #N/A | Not Found | #N/A | #N/A | #N/A | #N/A | #N/A |  |  |  |  | No |  | No | No | No
| Faraday_5 | Faraday-5 | teppc | PGE | PGE | Portland General Electric Company | PortlandGE | NW | 1910-08-01 | 2050-12-31 | 1910 | 2050 | 4 | 100% | 4 | 4 | Hydro | Hydro_Standard | Hydro | NW_Hydro |  |  |  | NW_Hydro | 1910 | 2050 | 0 | NW | 4 | 1 | 4 | 1 | 1 | 2050-12-31 | 1 | #N/A | #N/A | No | #N/A | #N/A | Not Found | #N/A | #N/A | #N/A | Not Found | #N/A | #N/A | #N/A | #N/A | #N/A |  |  |  |  | No |  | No | No | No
| Faraday_6 | Faraday-6 | teppc | PGE | PGE | Portland General Electric Company | PortlandGE | NW | 1958-09-01 | 2050-12-31 | 1958 | 2050 | 19.2 | 100% | 19.2 | 19.2 | Hydro | Hydro_Standard | Hydro | NW_Hydro |  |  |  | NW_Hydro | 1959 | 2050 | 0 | NW | 19.2 | 1 | 19.2 | 1 | 1 | 2050-12-31 | 1 | #N/A | #N/A | No | #N/A | #N/A | Not Found | #N/A | #N/A | #N/A | Not Found | #N/A | #N/A | #N/A | #N/A | #N/A |  |  |  |  | No |  | No | No | No
| FargoDrop | Fargo Drop Hydro-1_Fargo Drop-GEN1 | teppc | CISC | CISC | Southern California Edison | SCE | CAISO | 2013-04-30 | 2050-12-31 | 2013 | 2050 | 1.27 | 100% | 1.27 | 1.27 | Hydro | Hydro_Standard | Hydro | CAISO_Hydro |  |  |  | CAISO_Hydro | 2013 | 2050 | 0 | CAISO | 1.27 | 1 | 1.27 | 1 | 1 | 2050-12-31 | 1 | FargoDrop | #N/A | No | 1.0741 | 1.0741 | Not Found | #N/A | #N/A | #N/A | Not Found | #N/A | #N/A | #N/A | 1.0741 | 1.0741 | 1.0741 | 1.0741 |  |  | No |  | No | No | No
| FarmPowerTillamook | Farm Power Tillamook-IC1 | teppc | PNM | PNM | Public Service Company of New Mexico | PNM_EPE | SW | 2012-06-28 | 2030-04-15 | 2012 | 2029 | 1 | 100% | 1 | 1 | Bio-ICE | ICE_Biomass | Biomass/Wood | SW_Biomass |  |  |  | SW_Biomass_for_Other | 2012 | 2029 | 0 | SW | 1 | 1 | 1 | 1 | 1 | 2030-04-15 | 1 | #N/A | #N/A | No | 0.698 | 0.698 | Not Found | #N/A | #N/A | #N/A | Not Found | #N/A | #N/A | #N/A | 0.698 | 0.698 | 0.698 | 0.698 |  |  | No |  | No | No | No
| Faulkner_Ranch | Faulkner Ranch-1 | teppc | IPFE | IPFE | Idaho Far East | IPCO | NW | 1987-05-15 | 2030-04-15 | 1987 | 2029 | 0.87 | 100% | 0.87 | 0.87 | Hydro | Hydro_Standard | Hydro | NW_Hydro |  |  |  | NW_Hydro | 1987 | 2029 | 0 | NW | 0.87 | 1 | 0.87 | 1 | 1 | 2030-04-15 | 1 | #N/A | #N/A | No | #N/A | #N/A | Not Found | #N/A | #N/A | #N/A | Not Found | #N/A | #N/A | #N/A | #N/A | #N/A |  |  |  |  | No |  | No | No | No
| FELLOW_7_QFUNTS | Fellow QF Aggregate | caiso | PGE_Valley | PGE_Valley | Pacific Gas and Electric Valley | PGE_Valley | CAISO | 2006-06-01 | 2050-12-31 | 2006 | 2050 | 1.32 | 21.29% | 1.32 | 6.2 | n/a | Cogen_NG | Cogen | CAISO_CHP |  |  |  | CAISO_CHP | 2006 | 2050 | 0 | CAISO | 6.2 | 1 | 6.2 | 1 | 1 | 2050-12-31 | 1 | FELLOW_7_QFUNTS | FC | No | 3.9308 | 3.9308 | NQC List | 0.94 | 1.12 | NATURAL GAS | NQC List | 1.22 | 1.1 | NATURAL GAS | 1.22 | 1.1 | 0.94 | 1.12 |  |  | No |  | No | No | No
| FeltHydro1 | Felt Hydroelectric Plant-GEN1 | teppc | CISC | CISC | Southern California Edison | SCE | CAISO | 1985-12-01 | 2050-12-31 | 1985 | 2050 | 2.7 | 100% | 2.7 | 2.7 | Hydro | Hydro_Standard | Hydro | CAISO_Hydro |  |  |  | CAISO_Hydro | 1986 | 2050 | 0 | CAISO | 2.7 | 1 | 2.7 | 1 | 1 | 2050-12-31 | 1 | FeltHydro1 | #N/A | No | 2.2836 | 2.2836 | Not Found | #N/A | #N/A | #N/A | Not Found | #N/A | #N/A | #N/A | 2.2836 | 2.2836 | 2.2836 | 2.2836 |  |  | No |  | No | No | No
| FeltHydro2 | Felt Hydroelectric Plant-GEN2 | teppc | CISC | CISC | Southern California Edison | SCE | CAISO | 1985-12-01 | 2050-12-31 | 1985 | 2050 | 2.7 | 100% | 2.7 | 2.7 | Hydro | Hydro_Standard | Hydro | CAISO_Hydro |  |  |  | CAISO_Hydro | 1986 | 2050 | 0 | CAISO | 2.7 | 1 | 2.7 | 1 | 1 | 2050-12-31 | 1 | FeltHydro2 | #N/A | No | 2.2836 | 2.2836 | Not Found | #N/A | #N/A | #N/A | Not Found | #N/A | #N/A | #N/A | 2.2836 | 2.2836 | 2.2836 | 2.2836 |  |  | No |  | No | No | No
| FeltHydro3 | Felt Hydroelectric Plant-GEN3 | teppc | CISC | CISC | Southern California Edison | SCE | CAISO | 1986-04-01 | 2050-12-31 | 1986 | 2050 | 1.1 | 100% | 1.1 | 1.1 | Hydro | Hydro_Standard | Hydro | CAISO_Hydro |  |  |  | CAISO_Hydro | 1986 | 2050 | 0 | CAISO | 1.1 | 1 | 1.1 | 1 | 1 | 2050-12-31 | 1 | FeltHydro3 | #N/A | No | 0.93034 | 0.93034 | Not Found | #N/A | #N/A | #N/A | Not Found | #N/A | #N/A | #N/A | 0.93034 | 0.93034 | 0.93034 | 0.93034 |  |  | No |  | No | No | No
| FerndaleCC_Total | FerndaleCC (Total CC Plant) | teppc | PSEI | PSEI | Puget Sound Energy | BPAT | NW | 1994-04-01 | 2050-12-31 | 1994 | 2050 | 253.47 | 100% | 253.47 | 253.47 | CCWhole-NatGas-Industrial | CC_NG | CC | NW_CCGT |  |  |  | NW_CCGT | 1994 | 2050 | 0 | NW | 253.47 | 1 | 253.47 | 1 | 1 | 2050-12-31 | 1 | #N/A | #N/A | No | 253.47 | 253.47 | Not Found | #N/A | #N/A | #N/A | Not Found | #N/A | #N/A | #N/A | 253.47 | 253.47 | 253.47 | 253.47 |  |  | No |  | No | No | No
| Finley_Bio1 | Finley BioEnergy-IC1 | teppc | PNM | PNM | Public Service Company of New Mexico | PNM_EPE | SW | 2009-05-01 | 2030-04-15 | 2009 | 2029 | 1.6 | 100% | 1.6 | 1.6 | Bio-ICE | ICE_Biomass | Biomass/Wood | SW_Biomass |  |  |  | SW_Biomass_for_Other | 2009 | 2029 | 0 | SW | 1.6 | 1 | 1.6 | 1 | 1 | 2030-04-15 | 1 | #N/A | #N/A | No | 1.1168 | 1.1168 | Not Found | #N/A | #N/A | #N/A | Not Found | #N/A | #N/A | #N/A | 1.1168 | 1.1168 | 1.1168 | 1.1168 |  |  | No |  | No | No | No
| Finley_Bio2 | Finley BioEnergy-IC2 | teppc | PNM | PNM | Public Service Company of New Mexico | PNM_EPE | SW | 2009-05-01 | 2030-04-15 | 2009 | 2029 | 1.6 | 100% | 1.6 | 1.6 | Bio-ICE | ICE_Biomass | Biomass/Wood | SW_Biomass |  |  |  | SW_Biomass_for_Other | 2009 | 2029 | 0 | SW | 1.6 | 1 | 1.6 | 1 | 1 | 2030-04-15 | 1 | #N/A | #N/A | No | 1.1168 | 1.1168 | Not Found | #N/A | #N/A | #N/A | Not Found | #N/A | #N/A | #N/A | 1.1168 | 1.1168 | 1.1168 | 1.1168 |  |  | No |  | No | No | No
| Finley_Bio3 | Finley BioEnergy-IC3 | teppc | PNM | PNM | Public Service Company of New Mexico | PNM_EPE | SW | 2009-05-01 | 2030-04-15 | 2009 | 2029 | 1.6 | 100% | 1.6 | 1.6 | Bio-ICE | ICE_Biomass | Biomass/Wood | SW_Biomass |  |  |  | SW_Biomass_for_Other | 2009 | 2029 | 0 | SW | 1.6 | 1 | 1.6 | 1 | 1 | 2030-04-15 | 1 | #N/A | #N/A | No | 1.1168 | 1.1168 | Not Found | #N/A | #N/A | #N/A | Not Found | #N/A | #N/A | #N/A | 1.1168 | 1.1168 | 1.1168 | 1.1168 |  |  | No |  | No | No | No
| Fire_Kwalsa1 | Fire (FRE,Kwalsa Energy)-1_Fire (FRE,Kwalsa Energy)-1_IPP-FRE | teppc | BCHA | BCHA | British Columbia Transmission Company | BCHA_AESO | Excluded | 2009-11-12 | 2049-10-19 | 2009 | 2048 | 12.64 | 100% | 12.64 | 12.64 | Hydro | Hydro_Standard | Hydro | Excluded_Hydro |  |  |  | Excluded | 2010 | 2049 | 0 | Excluded | 12.64 | 1 | 12.64 | 1 | 1 | 2049-10-19 | 1 | #N/A | #N/A | No | 0 | 0 | Not Found | #N/A | #N/A | #N/A | Not Found | #N/A | #N/A | #N/A | 0 | 0 | 0 | 0 |  |  | No |  | No | No | No
| Fire_Kwalsa2 | Fire (FRE,Kwalsa Energy)-2_Fire (FRE,Kwalsa Energy)-2_IPP-FRE | teppc | BCHA | BCHA | British Columbia Transmission Company | BCHA_AESO | Excluded | 2009-11-12 | 2049-10-19 | 2009 | 2048 | 12.64 | 100% | 12.64 | 12.64 | Hydro | Hydro_Standard | Hydro | Excluded_Hydro |  |  |  | Excluded | 2010 | 2049 | 0 | Excluded | 12.64 | 1 | 12.64 | 1 | 1 | 2049-10-19 | 1 | #N/A | #N/A | No | 0 | 0 | Not Found | #N/A | #N/A | #N/A | Not Found | #N/A | #N/A | #N/A | 0 | 0 | 0 | 0 |  |  | No |  | No | No | No
| Firebag_7 | Firebag-7 (91TG-5720-1) | teppc | AESO | AESO | Alberta Electric System Operator | BCHA_AESO | Excluded | 2007-01-01 | 2050-12-01 | 2007 | 2050 | 96 | 100% | 96 | 96 | CT-AB-Cogen | Cogen_NG | Cogen | Excluded_CHP |  |  |  | Excluded | 2007 | 2050 | 0 | Excluded | 96 | 1 | 96 | 1 | 1 | 2050-12-01 | 1 | #N/A | #N/A | No | 0 | 0 | Not Found | #N/A | #N/A | #N/A | Not Found | #N/A | #N/A | #N/A | 0 | 0 | 0 | 0 |  |  | No |  | No | No | No
| Firebag3_1 | Firebag 3-1 | teppc | AESO | AESO | Alberta Electric System Operator | BCHA_AESO | Excluded | 2011-04-01 | 2050-12-31 | 2011 | 2050 | 85 | 100% | 85 | 85 | CT-AB-Cogen | Cogen_NG | Cogen | Excluded_CHP |  |  |  | Excluded | 2011 | 2050 | 0 | Excluded | 85 | 1 | 85 | 1 | 1 | 2050-12-31 | 1 | #N/A | #N/A | No | 0 | 0 | Not Found | #N/A | #N/A | #N/A | Not Found | #N/A | #N/A | #N/A | 0 | 0 | 0 | 0 |  |  | No |  | No | No | No
| Firebag3_2 | Firebag 3-2 | teppc | BCHA | BCHA | British Columbia Transmission Company | BCHA_AESO | Excluded | 2012-01-19 | 2050-12-31 | 2012 | 2050 | 85 | 100% | 85 | 85 | CT-NatGas-Industrial | CT_NG | CT | Excluded_Peaker |  |  |  | Excluded | 2012 | 2050 | 0 | Excluded | 85 | 1 | 85 | 1 | 1 | 2050-12-31 | 1 | #N/A | #N/A | No | 0 | 0 | Not Found | #N/A | #N/A | #N/A | Not Found | #N/A | #N/A | #N/A | 0 | 0 | 0 | 0 |  |  | No |  | No | No | No
| Firebag4_1 | Firebag 4-1 | teppc | AESO | AESO | Alberta Electric System Operator | BCHA_AESO | Excluded | 2012-09-17 | 2050-12-31 | 2012 | 2050 | 90 | 100% | 90 | 90 | CT-NatGas-Industrial | CT_NG | CT | Excluded_Peaker |  |  |  | Excluded | 2013 | 2050 | 0 | Excluded | 90 | 1 | 90 | 1 | 1 | 2050-12-31 | 1 | #N/A | #N/A | No | 0 | 0 | Not Found | #N/A | #N/A | #N/A | Not Found | #N/A | #N/A | #N/A | 0 | 0 | 0 | 0 |  |  | No |  | No | No | No
| Firebag4_2 | Firebag 4-2 | teppc | AESO | AESO | Alberta Electric System Operator | BCHA_AESO | Excluded | 2012-09-17 | 2050-12-31 | 2012 | 2050 | 89 | 100% | 89 | 89 | CT-NatGas-Industrial | CT_NG | CT | Excluded_Peaker |  |  |  | Excluded | 2013 | 2050 | 0 | Excluded | 89 | 1 | 89 | 1 | 1 | 2050-12-31 | 1 | #N/A | #N/A | No | 0 | 0 | Not Found | #N/A | #N/A | #N/A | Not Found | #N/A | #N/A | #N/A | 0 | 0 | 0 | 0 |  |  | No |  | No | No | No
| Fish_Creek_1 | Fish Creek-1 | teppc | PACW | PACW | PacifiCorp – West | PACW | NW | 1952-06-01 | 2050-12-31 | 1952 | 2050 | 11 | 100% | 11 | 11 | Hydro | Hydro_Standard | Hydro | NW_Hydro |  |  |  | NW_Hydro | 1952 | 2050 | 0 | NW | 11 | 1 | 11 | 1 | 1 | 2050-12-31 | 1 | #N/A | #N/A | No | #N/A | #N/A | Not Found | #N/A | #N/A | #N/A | Not Found | #N/A | #N/A | #N/A | #N/A | #N/A |  |  |  |  | No |  | No | No | No
| Fish_Springs_Solar |  | teppc | SPPC | SPPC | Nevada Power Company | NEVP | SW | 2021-12-31 | 2050-12-31 | 2022 | 2050 | 26 | 100% | 26 | 26 | SolarPV-Tracking | 1axPV_sun | Solar_1Axis | SW_Solar |  |  |  | SW_Solar_for_Other | 2022 | 2050 | 0 | SW | 26 | 0.95 | 24.7 | 1 | 1 | 2050-12-31 | 1 | #N/A | #N/A | No | #N/A | #N/A | Not Found | #N/A | #N/A | #N/A | Not Found | #N/A | #N/A | #N/A | #N/A | #N/A |  |  |  |  | No |  | No | No | No
| Fisheries_Dev | Fisheries Dev.-1 | teppc | IPFE | IPFE | Idaho Far East | IPCO | NW | 1990-07-03 | 2030-04-15 | 1990 | 2029 | 0.26 | 100% | 0.26 | 0.26 | Hydro | Hydro_Standard | Hydro | NW_Hydro |  |  |  | NW_Hydro | 1990 | 2029 | 0 | NW | 0.26 | 1 | 0.26 | 1 | 1 | 2030-04-15 | 1 | #N/A | #N/A | No | #N/A | #N/A | Not Found | #N/A | #N/A | #N/A | Not Found | #N/A | #N/A | #N/A | #N/A | #N/A |  |  |  |  | No |  | No | No | No
| FitzsimonsCreek | Fitzsimmons Creek-1_Fitzsimmons Creek-1_IPP-FTZ | teppc | BCHA | BCHA | British Columbia Transmission Company | BCHA_AESO | Excluded | 2010-01-29 | 2050-01-26 | 2010 | 2049 | 8 | 100% | 8 | 8 | Hydro | Hydro_Standard | Hydro | Excluded_Hydro |  |  |  | Excluded | 2010 | 2049 | 0 | Excluded | 8 | 1 | 8 | 1 | 1 | 2050-01-26 | 1 | #N/A | #N/A | No | 0 | 0 | Not Found | #N/A | #N/A | #N/A | Not Found | #N/A | #N/A | #N/A | 0 | 0 | 0 | 0 |  |  | No |  | No | No | No
| Flaming_Gorge_1 | Flaming Gorge 1 | teppc | WACM | WACM | Western Area Power Administration, Colorado-Missouri Region | WACM | Excluded | 1963-12-01 | 2050-12-31 | 1963 | 2050 | 56.1 | 100% | 56.1 | 56.1 | Hydro | Hydro_Standard | Hydro | Excluded_Hydro |  |  |  | Excluded | 1964 | 2050 | 0 | Excluded | 56.1 | 1 | 56.1 | 1 | 1 | 2050-12-31 | 1 | #N/A | #N/A | No | 0 | 0 | Not Found | #N/A | #N/A | #N/A | Not Found | #N/A | #N/A | #N/A | 0 | 0 | 0 | 0 |  |  | No |  | No | No | No
| Flaming_Gorge_2 | Flaming Gorge 2 | teppc | WACM | WACM | Western Area Power Administration, Colorado-Missouri Region | WACM | Excluded | 1964-02-01 | 2050-12-31 | 1964 | 2050 | 56.1 | 100% | 56.1 | 56.1 | Hydro | Hydro_Standard | Hydro | Excluded_Hydro |  |  |  | Excluded | 1964 | 2050 | 0 | Excluded | 56.1 | 1 | 56.1 | 1 | 1 | 2050-12-31 | 1 | #N/A | #N/A | No | 0 | 0 | Not Found | #N/A | #N/A | #N/A | Not Found | #N/A | #N/A | #N/A | 0 | 0 | 0 | 0 |  |  | No |  | No | No | No
| Flaming_Gorge_3 | Flaming Gorge 3 | teppc | WACM | WACM | Western Area Power Administration, Colorado-Missouri Region | WACM | Excluded | 1996-02-01 | 2050-12-31 | 1996 | 2050 | 56.1 | 100% | 56.1 | 56.1 | Hydro | Hydro_Standard | Hydro | Excluded_Hydro |  |  |  | Excluded | 1996 | 2050 | 0 | Excluded | 56.1 | 1 | 56.1 | 1 | 1 | 2050-12-31 | 1 | #N/A | #N/A | No | 0 | 0 | Not Found | #N/A | #N/A | #N/A | Not Found | #N/A | #N/A | #N/A | 0 | 0 | 0 | 0 |  |  | No |  | No | No | No
| Flatiron_1 | Flatiron 1 | teppc | WACM | WACM | Western Area Power Administration, Colorado-Missouri Region | WACM | Excluded | 1954-01-01 | 2050-12-31 | 1954 | 2050 | 47.8 | 100% | 47.8 | 47.8 | Hydro | Hydro_Standard | Hydro | Excluded_Hydro |  |  |  | Excluded | 1954 | 2050 | 0 | Excluded | 47.8 | 1 | 47.8 | 1 | 1 | 2050-12-31 | 1 | #N/A | #N/A | No | 0 | 0 | Not Found | #N/A | #N/A | #N/A | Not Found | #N/A | #N/A | #N/A | 0 | 0 | 0 | 0 |  |  | No |  | No | No | No
| Flatiron_2 | Flatiron 2 | teppc | WACM | WACM | Western Area Power Administration, Colorado-Missouri Region | WACM | Excluded | 1954-01-01 | 2050-12-31 | 1954 | 2050 | 47.8 | 100% | 47.8 | 47.8 | Hydro | Hydro_Standard | Hydro | Excluded_Hydro |  |  |  | Excluded | 1954 | 2050 | 0 | Excluded | 47.8 | 1 | 47.8 | 1 | 1 | 2050-12-31 | 1 | #N/A | #N/A | No | 0 | 0 | Not Found | #N/A | #N/A | #N/A | Not Found | #N/A | #N/A | #N/A | 0 | 0 | 0 | 0 |  |  | No |  | No | No | No
| Flatiron_3 | Flatiron PS 3 | teppc | WACM | WACM | Western Area Power Administration, Colorado-Missouri Region | WACM | Excluded | 1954-05-01 | 2050-12-31 | 1954 | 2050 | 8.5 | 100% | 8.5 | 8.5 | PS-Hydro | Hydro_PumpedStorage | PSH | Excluded_Pumped_Hydro |  |  |  | Excluded | 1954 | 2050 | 0 | Excluded | 8.5 | 1 | 8.5 | 1 | 1 | 2050-12-31 | 1 | #N/A | #N/A | No | 0 | 0 | Not Found | #N/A | #N/A | #N/A | Not Found | #N/A | #N/A | #N/A | 0 | 0 | 0 | 0 |  |  | No |  | No | No | No
| FlintCreek | Flint Creek Hydroelectric-1 | teppc | CISC | CISC | Southern California Edison | SCE | CAISO | 2013-03-01 | 2050-12-31 | 2013 | 2050 | 2 | 100% | 2 | 2 | Hydro | Hydro_Standard | Hydro | CAISO_Hydro |  |  |  | CAISO_Hydro | 2013 | 2050 | 0 | CAISO | 2 | 1 | 2 | 1 | 1 | 2050-12-31 | 1 | FlintCreek | #N/A | No | 1.6915 | 1.6915 | Not Found | #N/A | #N/A | #N/A | Not Found | #N/A | #N/A | #N/A | 1.6915 | 1.6915 | 1.6915 | 1.6915 |  |  | No |  | No | No | No
| FLOWD_2_RT2WD2 | Ridgetop 2 | caiso | SCE | SCE | Southern California Edison | SCE | CAISO | 1982-01-01 | 2050-12-31 | 1982 | 2050 | 27.39 | 100% | 27.39 | 27.39 | WIND_WIND | wind_onshorewind | Wind | CAISO_Wind |  |  |  | CAISO_Wind_for_CAISO | 1982 | 2050 | 0 | CAISO | 27.39 | 1 | 27.39 | 1 | 1 | 2050-12-31 | 1 | FLOWD_2_RT2WD2 | FC | No | 5.7519 | 4.1085 | NQC List | 5.75 | 4.11 | WIND | NQC List | 5.75 | 4.11 | WIND | 5.75 | 4.11 | 5.75 | 4.11 |  |  | No |  | No | No | No
| FLOWD_2_WIND1 | Cameron Ridge 2 | caiso | SCE | SCE | Southern California Edison | SCE | CAISO | 2016-01-15 | 2050-12-31 | 2016 | 2050 | 11.9 | 100% | 11.9 | 11.9 | n/a | wind_onshorewind | Wind | CAISO_Wind |  |  |  | CAISO_Wind_for_CAISO | 2016 | 2050 | 0 | CAISO | 11.9 | 1 | 11.9 | 1 | 1 | 2050-12-31 | 1 | FLOWD_2_WIND1 | FC | No | 2.499 | 1.785 | NQC List | 2.5 | 1.79 | WIND | NQC List | 2.5 | 1.79 | WIND | 2.5 | 1.79 | 2.5 | 1.79 |  |  | No |  | No | No | No
| FLOWD2_2_FPLWND | DIABLO WINDS | caiso | PGE_Bay | PGE_Bay | Pacific Gas and Electric Bay | PGE_Bay | CAISO | 2005-05-01 | 2050-12-31 | 2005 | 2050 | 18 | 100% | 18 | 18 | n/a | wind_onshorewind | Wind | CAISO_Wind |  |  |  | CAISO_Wind_for_CAISO | 2005 | 2050 | 0 | CAISO | 18 | 1 | 18 | 1 | 1 | 2050-12-31 | 1 | FLOWD2_2_FPLWND | FC | No | 3.78 | 2.7 | NQC List | 3.78 | 2.7 | WIND | NQC List | 3.78 | 2.7 | WIND | 3.78 | 2.7 | 3.78 | 2.7 |  |  | No |  | No | No | No
| FMEADO_6_HELLHL | FMEADO_6_HELLHL | caiso | PGE_Valley | PGE_Valley | Pacific Gas and Electric Valley | PGE_Valley | CAISO | 1983-04-30 | 2050-12-31 | 1983 | 2050 | 0.6 | 100% | 0.6 | 0.6 | n/a | Hydro_Standard | Hydro | CAISO_Hydro |  |  |  | CAISO_Hydro | 1983 | 2050 | 0 | CAISO | 0.6 | 1 | 0.6 | 1 | 1 | 2050-12-31 | 1 | FMEADO_6_HELLHL | FC | No | 0.50746 | 0.50746 | NQC List | 0.45 | 0.37 | WATER | NQC List | 0.43 | 0.35 | WATER | 0.43 | 0.35 | 0.45 | 0.37 |  |  | No |  | No | No | No
| FMEADO_7_UNIT | FRENCH MEADOWS HYDRO | caiso | PGE_Valley | PGE_Valley | Pacific Gas and Electric Valley | PGE_Valley | CAISO | 1966-01-01 | 2050-12-31 | 1966 | 2050 | 16 | 100% | 16 | 16 | n/a | Hydro_Standard | Hydro | CAISO_Small_Hydro |  |  |  | CAISO_Small_Hydro_for_CAISO | 1966 | 2050 | 0 | CAISO | 16 | 1 | 16 | 1 | 1 | 2050-12-31 | 1 | FMEADO_7_UNIT | FC | No | 8 | 8 | NQC List | 16 | 16 | WATER | NQC List | 16 | 16 | WATER | 16 | 16 | 16 | 16 |  |  | No |  | No | No | No
| Folsom_1 | Folsom 1 | teppc | BANC | BANC | Balancing Authority of Northern California | SMUD | BANC | 1955-12-01 | 2050-12-31 | 1955 | 2050 | 69 | 100% | 69 | 69 | Hydro | Hydro_Standard | Hydro | BANC_Hydro |  |  |  | BANC_Hydro | 1956 | 2050 | 0 | BANC | 69 | 1 | 69 | 1 | 1 | 2050-12-31 | 1 | #N/A | #N/A | No | #N/A | #N/A | Not Found | #N/A | #N/A | #N/A | Not Found | #N/A | #N/A | #N/A | #N/A | #N/A |  |  |  |  | No |  | No | No | No
| Folsom_2 | Folsom 2 | teppc | BANC | BANC | Balancing Authority of Northern California | SMUD | BANC | 1955-10-01 | 2050-12-31 | 1955 | 2050 | 69 | 100% | 69 | 69 | Hydro | Hydro_Standard | Hydro | BANC_Hydro |  |  |  | BANC_Hydro | 1956 | 2050 | 0 | BANC | 69 | 1 | 69 | 1 | 1 | 2050-12-31 | 1 | #N/A | #N/A | No | #N/A | #N/A | Not Found | #N/A | #N/A | #N/A | Not Found | #N/A | #N/A | #N/A | #N/A | #N/A |  |  |  |  | No |  | No | No | No
| Folsom_3 | Folsom 3 | teppc | BANC | BANC | Balancing Authority of Northern California | SMUD | BANC | 1955-05-01 | 2050-12-31 | 1955 | 2050 | 69 | 100% | 69 | 69 | Hydro | Hydro_Standard | Hydro | BANC_Hydro |  |  |  | BANC_Hydro | 1955 | 2050 | 0 | BANC | 69 | 1 | 69 | 1 | 1 | 2050-12-31 | 1 | #N/A | #N/A | No | #N/A | #N/A | Not Found | #N/A | #N/A | #N/A | Not Found | #N/A | #N/A | #N/A | #N/A | #N/A |  |  |  |  | No |  | No | No | No
| Fontenelle | Fontenelle 1 | teppc | WACM | WACM | Western Area Power Administration, Colorado-Missouri Region | WACM | Excluded | 1968-05-01 | 2050-12-31 | 1968 | 2050 | 11.11 | 100% | 11.11 | 11.11 | Hydro | Hydro_Standard | Hydro | Excluded_Hydro |  |  |  | Excluded | 1968 | 2050 | 0 | Excluded | 11.11 | 1 | 11.11 | 1 | 1 | 2050-12-31 | 1 | #N/A | #N/A | No | 0 | 0 | Not Found | #N/A | #N/A | #N/A | Not Found | #N/A | #N/A | #N/A | 0 | 0 | 0 | 0 |  |  | No |  | No | No | No
| Foote_Creek1 | Foote Creek I-GEN1 | teppc | PAWY | PAWY | Wyoming, PACE Utility | PACE | NW | 1999-04-01 | 2050-12-31 | 1999 | 2050 | 40.8 | 100% | 40.8 | 40.8 | WT-Onshore | wind_onshorewind | Wind | NW_Wind |  |  |  | NW_Wind_for_Other | 1999 | 2050 | 0 | NW | 40.8 | 1 | 40.8 | 1 | 1 | 2050-12-31 | 1 | #N/A | #N/A | No | #N/A | #N/A | Not Found | #N/A | #N/A | #N/A | Not Found | #N/A | #N/A | #N/A | #N/A | #N/A |  |  |  |  | No |  | No | No | No
| Foote_Creek2 | Foote Creek II-GEN1 | teppc | IPFE | IPFE | Idaho Far East | IPCO | NW | 1999-06-01 | 2050-12-31 | 1999 | 2050 | 1 | 100% | 1 | 1 | WT-Onshore | wind_onshorewind | Wind | NW_Wind |  |  |  | NW_Wind_for_Other | 1999 | 2050 | 0 | NW | 1 | 1 | 1 | 1 | 1 | 2050-12-31 | 1 | #N/A | #N/A | No | #N/A | #N/A | Not Found | #N/A | #N/A | #N/A | Not Found | #N/A | #N/A | #N/A | #N/A | #N/A |  |  |  |  | No |  | No | No | No
| Foote_Creek3 | Foote Creek III-GEN1 | teppc | IPFE | IPFE | Idaho Far East | IPCO | NW | 1999-06-01 | 2050-12-31 | 1999 | 2050 | 24.8 | 100% | 24.8 | 24.8 | WT-Onshore | wind_onshorewind | Wind | NW_Wind |  |  |  | NW_Wind_for_Other | 1999 | 2050 | 0 | NW | 24.8 | 1 | 24.8 | 1 | 1 | 2050-12-31 | 1 | #N/A | #N/A | No | #N/A | #N/A | Not Found | #N/A | #N/A | #N/A | Not Found | #N/A | #N/A | #N/A | #N/A | #N/A |  |  |  |  | No |  | No | No | No
| Foote_Creek4 | Foote Creek IV-GEN1 | teppc | IPFE | IPFE | Idaho Far East | IPCO | NW | 2000-08-01 | 2050-12-31 | 2000 | 2050 | 16.8 | 100% | 16.8 | 16.8 | WT-Onshore | wind_onshorewind | Wind | NW_Wind |  |  |  | NW_Wind_for_Other | 2000 | 2050 | 0 | NW | 16.8 | 1 | 16.8 | 1 | 1 | 2050-12-31 | 1 | #N/A | #N/A | No | #N/A | #N/A | Not Found | #N/A | #N/A | #N/A | Not Found | #N/A | #N/A | #N/A | #N/A | #N/A |  |  |  |  | No |  | No | No | No
| Foothills_CO | Foothills Hydroelectric GEN1 | teppc | PSCO | PSCO | Public Service Company of Colorado | PSCO | Excluded | 1981-04-01 | 2050-12-31 | 1981 | 2050 | 3.1 | 100% | 3.1 | 3.1 | Hydro | Hydro_Standard | Hydro | Excluded_Hydro |  |  |  | Excluded | 1981 | 2050 | 0 | Excluded | 3.1 | 1 | 3.1 | 1 | 1 | 2050-12-31 | 1 | #N/A | #N/A | No | 0 | 0 | Not Found | #N/A | #N/A | #N/A | Not Found | #N/A | #N/A | #N/A | 0 | 0 | 0 | 0 |  |  | No |  | No | No | No
| Foothills_Solar_1 | Foothills Solar 1¦Desert Sands¦Gila Bend Solar Power Plant | teppc | AZPS | AZPS | Arizona Public Service Company | AZPS | SW | 2013-01-01 | 2050-12-31 | 2013 | 2050 | 18 | 100% | 18 | 18 | SolarPV-Tracking | 1axPV_sun | Solar_1Axis | SW_Solar |  |  |  | SW_Solar_for_Other | 2013 | 2050 | 0 | SW | 18 | 1 | 18 | 1 | 1 | 2050-12-31 | 1 | #N/A | #N/A | No | #N/A | #N/A | Not Found | #N/A | #N/A | #N/A | Not Found | #N/A | #N/A | #N/A | #N/A | #N/A |  |  |  |  | No |  | No | No | No
| Foothills_Solar_2 | Foothills Solar 2¦Desert Sands¦Gila Bend Solar Power Plant | teppc | AZPS | AZPS | Arizona Public Service Company | AZPS | SW | 2013-01-01 | 2050-12-31 | 2013 | 2050 | 20 | 100% | 20 | 20 | SolarPV-Tracking | 1axPV_sun | Solar_1Axis | SW_Solar |  |  |  | SW_Solar_for_Other | 2013 | 2050 | 0 | SW | 20 | 1 | 20 | 1 | 1 | 2050-12-31 | 1 | #N/A | #N/A | No | #N/A | #N/A | Not Found | #N/A | #N/A | #N/A | Not Found | #N/A | #N/A | #N/A | #N/A | #N/A |  |  |  |  | No |  | No | No | No
| FORBST_7_UNIT_1 | FORBESTOWN HYDRO | caiso | PGE_Valley | PGE_Valley | Pacific Gas and Electric Valley | PGE_Valley | CAISO | 1963-01-01 | 2050-12-31 | 1963 | 2050 | 37.5 | 100% | 37.5 | 37.5 | n/a | Hydro_Standard | Hydro | CAISO_Hydro |  |  |  | CAISO_Hydro | 1963 | 2050 | 0 | CAISO | 37.5 | 1 | 37.5 | 1 | 1 | 2050-12-31 | 1 | FORBST_7_UNIT 1 | FC | No | 31.7162 | 31.7162 | NQC List | 36 | 30 | WATER | NQC List | 37.5 | 37.5 | WATER | 37.5 | 37.5 | 36 | 30 |  |  | No |  | No | No | No
| FORKBU_6_UNIT | HYPOWER, INC. (FORKS OF BUTTE) | caiso | PGE_Valley | PGE_Valley | Pacific Gas and Electric Valley | PGE_Valley | CAISO | 1992-03-16 | 2050-12-31 | 1992 | 2050 | 14.3 | 100% | 14.3 | 14.3 | n/a | Hydro_Standard | Hydro | CAISO_Small_Hydro |  |  |  | CAISO_Small_Hydro_for_CAISO | 1992 | 2050 | 0 | CAISO | 14.3 | 1 | 14.3 | 1 | 1 | 2050-12-31 | 1 | FORKBU_6_UNIT | FC | No | 7.15 | 7.15 | NQC List | 0.27 | 0.4 | WATER | NQC List | 0.27 | 0.4 | WATER | 0.27 | 0.4 | 0.27 | 0.4 |  |  | No |  | No | No | No
| Forrest_Kerr1 | Forrest Kerr Hydroelectric-1_Forrest Kerr Hydroelectric-1.1_IPP-FKR | teppc | BCHA | BCHA | British Columbia Transmission Company | BCHA_AESO | Excluded | 2014-07-01 | 2074-06-30 | 2014 | 2073 | 23.5 | 100% | 23.5 | 23.5 | Hydro | Hydro_Standard | Hydro | Excluded_Hydro |  |  |  | Excluded | 2014 | 2073 | 0 | Excluded | 23.5 | 1 | 23.5 | 1 | 1 | 2050-12-31 | 1 | #N/A | #N/A | No | 0 | 0 | Not Found | #N/A | #N/A | #N/A | Not Found | #N/A | #N/A | #N/A | 0 | 0 | 0 | 0 |  |  | No |  | No | No | No
| Forrest_Kerr2 | Forrest Kerr Hydroelectric-2_Forrest Kerr Hydroelectric-1.2_IPP-FKR | teppc | BCHA | BCHA | British Columbia Transmission Company | BCHA_AESO | Excluded | 2014-07-01 | 2074-06-30 | 2014 | 2073 | 23.5 | 100% | 23.5 | 23.5 | Hydro | Hydro_Standard | Hydro | Excluded_Hydro |  |  |  | Excluded | 2014 | 2073 | 0 | Excluded | 23.5 | 1 | 23.5 | 1 | 1 | 2050-12-31 | 1 | #N/A | #N/A | No | 0 | 0 | Not Found | #N/A | #N/A | #N/A | Not Found | #N/A | #N/A | #N/A | 0 | 0 | 0 | 0 |  |  | No |  | No | No | No
| Forrest_Kerr3 | Forrest Kerr Hydroelectric-3_Forrest Kerr Hydroelectric-2.1_IPP-FKR | teppc | BCHA | BCHA | British Columbia Transmission Company | BCHA_AESO | Excluded | 2014-07-01 | 2074-06-30 | 2014 | 2073 | 23.5 | 100% | 23.5 | 23.5 | Hydro | Hydro_Standard | Hydro | Excluded_Hydro |  |  |  | Excluded | 2014 | 2073 | 0 | Excluded | 23.5 | 1 | 23.5 | 1 | 1 | 2050-12-31 | 1 | #N/A | #N/A | No | 0 | 0 | Not Found | #N/A | #N/A | #N/A | Not Found | #N/A | #N/A | #N/A | 0 | 0 | 0 | 0 |  |  | No |  | No | No | No
| Forrest_Kerr4 | Forrest Kerr Hydroelectric-4_Forrest Kerr Hydroelectric-2.2_IPP-FKR | teppc | BCHA | BCHA | British Columbia Transmission Company | BCHA_AESO | Excluded | 2014-07-01 | 2074-06-30 | 2014 | 2073 | 23.5 | 100% | 23.5 | 23.5 | Hydro | Hydro_Standard | Hydro | Excluded_Hydro |  |  |  | Excluded | 2014 | 2073 | 0 | Excluded | 23.5 | 1 | 23.5 | 1 | 1 | 2050-12-31 | 1 | #N/A | #N/A | No | 0 | 0 | Not Found | #N/A | #N/A | #N/A | Not Found | #N/A | #N/A | #N/A | 0 | 0 | 0 | 0 |  |  | No |  | No | No | No
| Forrest_Kerr5 | Forrest Kerr Hydroelectric-5_Forrest Kerr Hydroelectric-2.3_IPP-FKR | teppc | BCHA | BCHA | British Columbia Transmission Company | BCHA_AESO | Excluded | 2014-07-01 | 2074-06-30 | 2014 | 2073 | 23.5 | 100% | 23.5 | 23.5 | Hydro | Hydro_Standard | Hydro | Excluded_Hydro |  |  |  | Excluded | 2014 | 2073 | 0 | Excluded | 23.5 | 1 | 23.5 | 1 | 1 | 2050-12-31 | 1 | #N/A | #N/A | No | 0 | 0 | Not Found | #N/A | #N/A | #N/A | Not Found | #N/A | #N/A | #N/A | 0 | 0 | 0 | 0 |  |  | No |  | No | No | No
| Forrest_Kerr6 | Forrest Kerr Hydroelectric-6_Forrest Kerr Hydroelectric-3.1_IPP-FKR | teppc | BCHA | BCHA | British Columbia Transmission Company | BCHA_AESO | Excluded | 2014-07-01 | 2074-06-30 | 2014 | 2073 | 23.5 | 100% | 23.5 | 23.5 | Hydro | Hydro_Standard | Hydro | Excluded_Hydro |  |  |  | Excluded | 2014 | 2073 | 0 | Excluded | 23.5 | 1 | 23.5 | 1 | 1 | 2050-12-31 | 1 | #N/A | #N/A | No | 0 | 0 | Not Found | #N/A | #N/A | #N/A | Not Found | #N/A | #N/A | #N/A | 0 | 0 | 0 | 0 |  |  | No |  | No | No | No
| Forrest_Kerr7 | Forrest Kerr Hydroelectric-7_Forrest Kerr Hydroelectric-3.2_IPP-FKR | teppc | BCHA | BCHA | British Columbia Transmission Company | BCHA_AESO | Excluded | 2014-07-01 | 2074-06-30 | 2014 | 2073 | 23.5 | 100% | 23.5 | 23.5 | Hydro | Hydro_Standard | Hydro | Excluded_Hydro |  |  |  | Excluded | 2014 | 2073 | 0 | Excluded | 23.5 | 1 | 23.5 | 1 | 1 | 2050-12-31 | 1 | #N/A | #N/A | No | 0 | 0 | Not Found | #N/A | #N/A | #N/A | Not Found | #N/A | #N/A | #N/A | 0 | 0 | 0 | 0 |  |  | No |  | No | No | No
| Forrest_Kerr8 | Forrest Kerr Hydroelectric-8_Forrest Kerr Hydroelectric-3.3_IPP-FKR | teppc | BCHA | BCHA | British Columbia Transmission Company | BCHA_AESO | Excluded | 2014-07-01 | 2074-06-30 | 2014 | 2073 | 23.5 | 100% | 23.5 | 23.5 | Hydro | Hydro_Standard | Hydro | Excluded_Hydro |  |  |  | Excluded | 2014 | 2073 | 0 | Excluded | 23.5 | 1 | 23.5 | 1 | 1 | 2050-12-31 | 1 | #N/A | #N/A | No | 0 | 0 | Not Found | #N/A | #N/A | #N/A | Not Found | #N/A | #N/A | #N/A | 0 | 0 | 0 | 0 |  |  | No |  | No | No | No
| Forrest_Kerr9 | Forrest Kerr Hydroelectric-9_Forrest Kerr Hydroelectric-4_IPP-FKR | teppc | BCHA | BCHA | British Columbia Transmission Company | BCHA_AESO | Excluded | 2014-07-01 | 2074-06-30 | 2014 | 2073 | 23.5 | 100% | 23.5 | 23.5 | Hydro | Hydro_Standard | Hydro | Excluded_Hydro |  |  |  | Excluded | 2014 | 2073 | 0 | Excluded | 23.5 | 1 | 23.5 | 1 | 1 | 2050-12-31 | 1 | #N/A | #N/A | No | 0 | 0 | Not Found | #N/A | #N/A | #N/A | Not Found | #N/A | #N/A | #N/A | 0 | 0 | 0 | 0 |  |  | No |  | No | No | No
| Fort_Churchill_1 | Fort Churchill 1 | teppc | SPPC | SPPC | Nevada Power Company | NEVP | SW | 1968-09-01 | 2030-01-01 | 1968 | 2029 | 117 | 100% | 117 | 117 | ST-NatGas | ST_NG | Steam | SW_ST |  |  |  | SW_ST | 1969 | 2029 | 0 | SW | 117 | 1 | 117 | 1 | 1 | 2030-01-01 | 1 | #N/A | #N/A | No | 116.9489 | 116.9489 | Not Found | #N/A | #N/A | #N/A | Not Found | #N/A | #N/A | #N/A | 116.9489 | 116.9489 | 116.9489 | 116.9489 |  |  | No |  | No | No | No
| Fort_Churchill_2 | Fort Churchill 2 | teppc | SPPC | SPPC | Nevada Power Company | NEVP | SW | 1971-09-01 | 2029-12-31 | 1971 | 2029 | 117 | 100% | 117 | 117 | ST-NatGas | ST_NG | Steam | SW_ST |  |  |  | SW_ST | 1972 | 2029 | 0 | SW | 117 | 1 | 117 | 1 | 1 | 2029-12-31 | 1 | #N/A | #N/A | No | 116.9489 | 116.9489 | Not Found | #N/A | #N/A | #N/A | Not Found | #N/A | #N/A | #N/A | 116.9489 | 116.9489 | 116.9489 | 116.9489 |  |  | No |  | No | No | No
| Fort_Huachuca_1 | Fort Huachuca Solar Project FHUAC | teppc | TEPC | TEPC | Tucson Electric Power Company | TEPC | SW | 2014-12-01 | 2050-12-31 | 2014 | 2050 | 9 | 100% | 9 | 9 | SolarPV-NonTracking | FixedPV_sun | Solar_Fixed | SW_Solar |  |  |  | SW_Solar_for_Other | 2015 | 2050 | 0 | SW | 9 | 1 | 9 | 1 | 1 | 2050-12-31 | 1 | #N/A | #N/A | No | #N/A | #N/A | Not Found | #N/A | #N/A | #N/A | Not Found | #N/A | #N/A | #N/A | #N/A | #N/A |  |  |  |  | No |  | No | No | No
| Fort_Huachuca_2 | Fort Huachuca Solar Project FHUA2 | teppc | PNM | PNM | Public Service Company of New Mexico | PNM_EPE | SW | 2017-01-01 | 2050-12-31 | 2017 | 2050 | 9 | 100% | 9 | 9 | SolarPV-NonTracking | FixedPV_sun | Solar_Fixed | SW_Solar |  |  |  | SW_Solar_for_Other | 2017 | 2050 | 0 | SW | 9 | 1 | 9 | 1 | 1 | 2050-12-31 | 1 | #N/A | #N/A | No | #N/A | #N/A | Not Found | #N/A | #N/A | #N/A | Not Found | #N/A | #N/A | #N/A | #N/A | #N/A |  |  |  |  | No |  | No | No | No
| Fort_Lupton_1 | Fort Lupton 1 | teppc | PSCO | PSCO | Public Service Company of Colorado | PSCO | Excluded | 1971-12-01 | 2030-01-01 | 1971 | 2029 | 50 | 100% | 50 | 50 | CT-NatGas-Industrial | CT_NG | CT | Excluded_Peaker |  |  |  | Excluded | 1972 | 2029 | 0 | Excluded | 50 | 1 | 50 | 1 | 1 | 2030-01-01 | 1 | #N/A | #N/A | No | 0 | 0 | Not Found | #N/A | #N/A | #N/A | Not Found | #N/A | #N/A | #N/A | 0 | 0 | 0 | 0 |  |  | No |  | No | No | No
| Fort_Lupton_2 | Fort Lupton 2 | teppc | PSCO | PSCO | Public Service Company of Colorado | PSCO | Excluded | 1971-12-01 | 2030-01-01 | 1971 | 2029 | 50 | 100% | 50 | 50 | CT-NatGas-Industrial | CT_NG | CT | Excluded_Peaker |  |  |  | Excluded | 1972 | 2029 | 0 | Excluded | 50 | 1 | 50 | 1 | 1 | 2030-01-01 | 1 | #N/A | #N/A | No | 0 | 0 | Not Found | #N/A | #N/A | #N/A | Not Found | #N/A | #N/A | #N/A | 0 | 0 | 0 | 0 |  |  | No |  | No | No | No
| Fort_St_James | Fort St. James Green Energy-1_Fort St. James Green Energy-1_IPP-FGE | teppc | BCHA | BCHA | British Columbia Transmission Company | BCHA_AESO | Excluded | 2015-09-01 | 2045-09-01 | 2015 | 2044 | 40 | 100% | 40 | 40 | Bio-ST | ST_Biomass | Biomass/Wood | Excluded_Biomass |  |  |  | Excluded | 2016 | 2044 | 0 | Excluded | 40 | 1 | 40 | 1 | 1 | 2045-09-01 | 1 | #N/A | #N/A | No | 0 | 0 | Not Found | #N/A | #N/A | #N/A | Not Found | #N/A | #N/A | #N/A | 0 | 0 | 0 | 0 |  |  | No |  | No | No | No
| Fort_St_Vrain_5 | Fort St Vrain CT 5 | teppc | PSCO | PSCO | Public Service Company of Colorado | PSCO | Excluded | 2009-05-01 | 2050-12-31 | 2009 | 2050 | 158 | 100% | 158 | 158 | CT-NatGas-Industrial | CT_NG | CT | Excluded_Peaker |  |  |  | Excluded | 2009 | 2050 | 0 | Excluded | 158 | 1 | 158 | 1 | 1 | 2050-12-31 | 1 | #N/A | #N/A | No | 0 | 0 | Not Found | #N/A | #N/A | #N/A | Not Found | #N/A | #N/A | #N/A | 0 | 0 | 0 | 0 |  |  | No |  | No | No | No
| Fort_St_Vrain_6 | Fort St Vrain CT 6 | teppc | PSCO | PSCO | Public Service Company of Colorado | PSCO | Excluded | 2009-05-01 | 2050-12-31 | 2009 | 2050 | 155 | 100% | 155 | 155 | CT-NatGas-Industrial | CT_NG | CT | Excluded_Peaker |  |  |  | Excluded | 2009 | 2050 | 0 | Excluded | 155 | 1 | 155 | 1 | 1 | 2050-12-31 | 1 | #N/A | #N/A | No | 0 | 0 | Not Found | #N/A | #N/A | #N/A | Not Found | #N/A | #N/A | #N/A | 0 | 0 | 0 | 0 |  |  | No |  | No | No | No
| Fort_St_Vrain_CC | FortStVrainCC (Total CC Plant) | teppc | PSCO | PSCO | Public Service Company of Colorado | PSCO | Excluded | 1986-04-15 | 2050-12-31 | 1986 | 2050 | 582.51 | 100% | 582.51 | 582.51 | CCWhole-NatGas-Industrial | CC_NG | CC | Excluded_CCGT |  |  |  | Excluded | 1986 | 2050 | 0 | Excluded | 582.51 | 1 | 582.51 | 1 | 1 | 2050-12-31 | 1 | #N/A | #N/A | No | 0 | 0 | Not Found | #N/A | #N/A | #N/A | Not Found | #N/A | #N/A | #N/A | 0 | 0 | 0 | 0 |  |  | No |  | No | No | No
| FortNelson1 | Fort Nelson 1-1 | teppc | AESO | AESO | Alberta Electric System Operator | BCHA_AESO | Excluded | 1999-04-01 | 2050-12-01 | 1999 | 2050 | 52.2 | 100% | 52.2 | 52.2 | CT-NatGas-Industrial | CT_NG | CT | Excluded_Peaker |  |  |  | Excluded | 1999 | 2050 | 0 | Excluded | 52.2 | 1 | 52.2 | 1 | 1 | 2050-12-01 | 1 | #N/A | #N/A | No | 0 | 0 | Not Found | #N/A | #N/A | #N/A | Not Found | #N/A | #N/A | #N/A | 0 | 0 | 0 | 0 |  |  | No |  | No | No | No
| FortNelson2 | Fort Nelson 1-2 | teppc | AESO | AESO | Alberta Electric System Operator | BCHA_AESO | Excluded | 1999-04-01 | 2050-12-01 | 1999 | 2050 | 28 | 100% | 28 | 28 | CT-NatGas-Industrial | CT_NG | CT | Excluded_Peaker |  |  |  | Excluded | 1999 | 2050 | 0 | Excluded | 28 | 1 | 28 | 1 | 1 | 2050-12-01 | 1 | #N/A | #N/A | No | 0 | 0 | Not Found | #N/A | #N/A | #N/A | Not Found | #N/A | #N/A | #N/A | 0 | 0 | 0 | 0 |  |  | No |  | No | No | No
| FortPeck1 | Fort Peck-1 | teppc | WAUW | WAUW | Western Area Power Administration, Upper Great Plains – West | NWMT_WAUW | NW | 1943-07-01 | 2050-12-31 | 1943 | 2050 | 43.5 | 100% | 43.5 | 43.5 | Hydro | Hydro_Standard | Hydro | NW_Hydro |  |  |  | NW_Hydro | 1943 | 2050 | 0 | NW | 43.5 | 1 | 43.5 | 1 | 1 | 2050-12-31 | 1 | #N/A | #N/A | No | #N/A | #N/A | Not Found | #N/A | #N/A | #N/A | Not Found | #N/A | #N/A | #N/A | #N/A | #N/A |  |  |  |  | No |  | No | No | No
| FortPeck2 | Fort Peck-2 | teppc | WAUW | WAUW | Western Area Power Administration, Upper Great Plains – West | NWMT_WAUW | NW | 1948-02-01 | 2050-12-31 | 1948 | 2050 | 18.3 | 100% | 18.3 | 18.3 | Hydro | Hydro_Standard | Hydro | NW_Hydro |  |  |  | NW_Hydro | 1948 | 2050 | 0 | NW | 18.3 | 1 | 18.3 | 1 | 1 | 2050-12-31 | 1 | #N/A | #N/A | No | #N/A | #N/A | Not Found | #N/A | #N/A | #N/A | Not Found | #N/A | #N/A | #N/A | #N/A | #N/A |  |  |  |  | No |  | No | No | No
| FortPeck3 | Fort Peck-3 | teppc | WAUW | WAUW | Western Area Power Administration, Upper Great Plains – West | NWMT_WAUW | NW | 1951-12-01 | 2050-12-31 | 1951 | 2050 | 43.5 | 100% | 43.5 | 43.5 | Hydro | Hydro_Standard | Hydro | NW_Hydro |  |  |  | NW_Hydro | 1952 | 2050 | 0 | NW | 43.5 | 1 | 43.5 | 1 | 1 | 2050-12-31 | 1 | #N/A | #N/A | No | #N/A | #N/A | Not Found | #N/A | #N/A | #N/A | Not Found | #N/A | #N/A | #N/A | #N/A | #N/A |  |  |  |  | No |  | No | No | No
| Foster_1 | Foster-1 | teppc | BPAT | BPAT | Bonneville Power Administration – Transmission | BPAT | NW | 1968-09-01 | 2050-12-31 | 1968 | 2050 | 10 | 100% | 10 | 10 | Hydro | Hydro_Standard | Hydro | NW_Hydro |  |  |  | NW_Hydro | 1969 | 2050 | 0 | NW | 10 | 1 | 10 | 1 | 1 | 2050-12-31 | 1 | #N/A | #N/A | No | #N/A | #N/A | Not Found | #N/A | #N/A | #N/A | Not Found | #N/A | #N/A | #N/A | #N/A | #N/A |  |  |  |  | No |  | No | No | No
| Foster_2 | Foster-2 | teppc | BPAT | BPAT | Bonneville Power Administration – Transmission | BPAT | NW | 1968-10-01 | 2050-12-31 | 1968 | 2050 | 10 | 100% | 10 | 10 | Hydro | Hydro_Standard | Hydro | NW_Hydro |  |  |  | NW_Hydro | 1969 | 2050 | 0 | NW | 10 | 1 | 10 | 1 | 1 | 2050-12-31 | 1 | #N/A | #N/A | No | #N/A | #N/A | Not Found | #N/A | #N/A | #N/A | Not Found | #N/A | #N/A | #N/A | #N/A | #N/A |  |  |  |  | No |  | No | No | No
| FosterCreek1 | FOSTER CREEK 1-1 | teppc | AESO | AESO | Alberta Electric System Operator | BCHA_AESO | Excluded | 2003-03-01 | 2050-12-01 | 2003 | 2050 | 47 | 100% | 47 | 47 | CT-AB-Cogen | Cogen_NG | Cogen | Excluded_CHP |  |  |  | Excluded | 2003 | 2050 | 0 | Excluded | 47 | 1 | 47 | 1 | 1 | 2050-12-01 | 1 | #N/A | #N/A | No | 0 | 0 | Not Found | #N/A | #N/A | #N/A | Not Found | #N/A | #N/A | #N/A | 0 | 0 | 0 | 0 |  |  | No |  | No | No | No
| FosterCreek2 | FOSTER CREEK 2-2 | teppc | AESO | AESO | Alberta Electric System Operator | BCHA_AESO | Excluded | 2003-03-01 | 2050-12-01 | 2003 | 2050 | 47 | 100% | 47 | 47 | CT-AB-Cogen | Cogen_NG | Cogen | Excluded_CHP |  |  |  | Excluded | 2003 | 2050 | 0 | Excluded | 47 | 1 | 47 | 1 | 1 | 2050-12-01 | 1 | #N/A | #N/A | No | 0 | 0 | Not Found | #N/A | #N/A | #N/A | Not Found | #N/A | #N/A | #N/A | 0 | 0 | 0 | 0 |  |  | No |  | No | No | No
| Fountain_Valley_1 | Fountain Valley Power Facility S1 | teppc | PSCO | PSCO | Public Service Company of Colorado | PSCO | Excluded | 2001-09-01 | 2050-12-31 | 2001 | 2050 | 40 | 100% | 40 | 40 | CT-NatGas-Industrial | CT_NG | CT | Excluded_Peaker |  |  |  | Excluded | 2002 | 2050 | 0 | Excluded | 40 | 1 | 40 | 1 | 1 | 2050-12-31 | 1 | #N/A | #N/A | No | 0 | 0 | Not Found | #N/A | #N/A | #N/A | Not Found | #N/A | #N/A | #N/A | 0 | 0 | 0 | 0 |  |  | No |  | No | No | No
| Fountain_Valley_2 | Fountain Valley Power Facility S2 | teppc | PSCO | PSCO | Public Service Company of Colorado | PSCO | Excluded | 2001-09-01 | 2050-12-31 | 2001 | 2050 | 40 | 100% | 40 | 40 | CT-NatGas-Industrial | CT_NG | CT | Excluded_Peaker |  |  |  | Excluded | 2002 | 2050 | 0 | Excluded | 40 | 1 | 40 | 1 | 1 | 2050-12-31 | 1 | #N/A | #N/A | No | 0 | 0 | Not Found | #N/A | #N/A | #N/A | Not Found | #N/A | #N/A | #N/A | 0 | 0 | 0 | 0 |  |  | No |  | No | No | No
| Fountain_Valley_3 | Fountain Valley Power Facility S3 | teppc | PSCO | PSCO | Public Service Company of Colorado | PSCO | Excluded | 2001-09-01 | 2050-12-31 | 2001 | 2050 | 40 | 100% | 40 | 40 | CT-NatGas-Industrial | CT_NG | CT | Excluded_Peaker |  |  |  | Excluded | 2002 | 2050 | 0 | Excluded | 40 | 1 | 40 | 1 | 1 | 2050-12-31 | 1 | #N/A | #N/A | No | 0 | 0 | Not Found | #N/A | #N/A | #N/A | Not Found | #N/A | #N/A | #N/A | 0 | 0 | 0 | 0 |  |  | No |  | No | No | No
| Fountain_Valley_4 | Fountain Valley Power Facility S4 | teppc | PSCO | PSCO | Public Service Company of Colorado | PSCO | Excluded | 2001-09-01 | 2050-12-31 | 2001 | 2050 | 40 | 100% | 40 | 40 | CT-NatGas-Industrial | CT_NG | CT | Excluded_Peaker |  |  |  | Excluded | 2002 | 2050 | 0 | Excluded | 40 | 1 | 40 | 1 | 1 | 2050-12-31 | 1 | #N/A | #N/A | No | 0 | 0 | Not Found | #N/A | #N/A | #N/A | Not Found | #N/A | #N/A | #N/A | 0 | 0 | 0 | 0 |  |  | No |  | No | No | No
| Fountain_Valley_5 | Fountain Valley Power Facility S5 | teppc | PSCO | PSCO | Public Service Company of Colorado | PSCO | Excluded | 2001-09-01 | 2050-12-31 | 2001 | 2050 | 40 | 100% | 40 | 40 | CT-NatGas-Industrial | CT_NG | CT | Excluded_Peaker |  |  |  | Excluded | 2002 | 2050 | 0 | Excluded | 40 | 1 | 40 | 1 | 1 | 2050-12-31 | 1 | #N/A | #N/A | No | 0 | 0 | Not Found | #N/A | #N/A | #N/A | Not Found | #N/A | #N/A | #N/A | 0 | 0 | 0 | 0 |  |  | No |  | No | No | No
| Fountain_Valley_6 | Fountain Valley Power Facility S6 | teppc | PSCO | PSCO | Public Service Company of Colorado | PSCO | Excluded | 2001-09-01 | 2050-12-31 | 2001 | 2050 | 40 | 100% | 40 | 40 | CT-NatGas-Industrial | CT_NG | CT | Excluded_Peaker |  |  |  | Excluded | 2002 | 2050 | 0 | Excluded | 40 | 1 | 40 | 1 | 1 | 2050-12-31 | 1 | #N/A | #N/A | No | 0 | 0 | Not Found | #N/A | #N/A | #N/A | Not Found | #N/A | #N/A | #N/A | 0 | 0 | 0 | 0 |  |  | No |  | No | No | No
| Four_Corners_4 | Four Corners 4 (Total Cross Compound Plant) | teppc | AZPS | AZPS | Arizona Public Service Company | AZPS | SW | 1969-07-01 | 2050-12-31 | 1969 | 2050 | 818.1 | 100% | 818.1 | 818.1 | CrossCompoundWhole-Coal | Steam_Coal | Coal | SW_Coal |  |  |  | SW_Coal | 1969 | 2050 | 0 | SW | 818.1 | 1 | 818.1 | 1 | 1 | 2050-12-31 | 1 | #N/A | #N/A | No | 818.1 | 818.1 | Not Found | #N/A | #N/A | #N/A | Not Found | #N/A | #N/A | #N/A | 818.1 | 818.1 | 818.1 | 818.1 |  |  | No |  | No | No | No
| Four_Corners_5 | Four Corners 5 (Total Cross Compound Plant) | teppc | AZPS | AZPS | Arizona Public Service Company | AZPS | SW | 1970-07-01 | 2050-12-31 | 1970 | 2050 | 818.1 | 100% | 818.1 | 818.1 | CrossCompoundWhole-Coal | Steam_Coal | Coal | SW_Coal |  |  |  | SW_Coal | 1970 | 2050 | 0 | SW | 818.1 | 1 | 818.1 | 1 | 1 | 2050-12-31 | 1 | #N/A | #N/A | No | 818.1 | 818.1 | Not Found | #N/A | #N/A | #N/A | Not Found | #N/A | #N/A | #N/A | 818.1 | 818.1 | 818.1 | 818.1 |  |  | No |  | No | No | No
| FourBrothers | Four Brothers Solar | teppc | PAUT | PAUT | Utah, PACE Utility | PACE | NW | 2015-04-15 | 2050-12-31 | 2015 | 2050 | 320 | 100% | 320 | 320 | SolarPV-NonTracking | FixedPV_sun | Solar_Fixed | NW_Solar |  |  |  | NW_Solar_for_Other | 2015 | 2050 | 0 | NW | 320 | 1 | 320 | 1 | 1 | 2050-12-31 | 1 | #N/A | #N/A | No | #N/A | #N/A | Not Found | #N/A | #N/A | #N/A | Not Found | #N/A | #N/A | #N/A | #N/A | #N/A |  |  |  |  | No |  | No | No | No
| Frank_Knutson_1 | Frank R. Knutson BR1 | teppc | PSCO | PSCO | Public Service Company of Colorado | PSCO | Excluded | 2002-06-01 | 2050-12-31 | 2002 | 2050 | 64.5 | 100% | 64.5 | 64.5 | CT-NatGas-Aero | CT_NG | CT | Excluded_Peaker |  |  |  | Excluded | 2002 | 2050 | 0 | Excluded | 64.5 | 1 | 64.5 | 1 | 1 | 2050-12-31 | 1 | #N/A | #N/A | No | 0 | 0 | Not Found | #N/A | #N/A | #N/A | Not Found | #N/A | #N/A | #N/A | 0 | 0 | 0 | 0 |  |  | No |  | No | No | No
| Frank_Knutson_2 | Frank R. Knutson BR2 | teppc | PSCO | PSCO | Public Service Company of Colorado | PSCO | Excluded | 2002-06-01 | 2050-12-31 | 2002 | 2050 | 64.5 | 100% | 64.5 | 64.5 | CT-NatGas-Aero | CT_NG | CT | Excluded_Peaker |  |  |  | Excluded | 2002 | 2050 | 0 | Excluded | 64.5 | 1 | 64.5 | 1 | 1 | 2050-12-31 | 1 | #N/A | #N/A | No | 0 | 0 | Not Found | #N/A | #N/A | #N/A | Not Found | #N/A | #N/A | #N/A | 0 | 0 | 0 | 0 |  |  | No |  | No | No | No
| FranklinGrays1 | Franklin_Grays-GT1 | teppc | PNM | PNM | Public Service Company of New Mexico | PNM_EPE | SW | 2002-07-01 | 2050-12-31 | 2002 | 2050 | 11.4 | 100% | 11.4 | 11.4 | CT-NatGas-Aero | CT_NG | CT | SW_Peaker |  |  |  | SW_Peaker | 2002 | 2050 | 0 | SW | 11.4 | 1 | 11.4 | 1 | 1 | 2050-12-31 | 1 | #N/A | #N/A | No | 11.4 | 11.4 | Not Found | #N/A | #N/A | #N/A | Not Found | #N/A | #N/A | #N/A | 11.4 | 11.4 | 11.4 | 11.4 |  |  | No |  | No | No | No
| FranklinGrays2 | Franklin_Grays-GT2 | teppc | PNM | PNM | Public Service Company of New Mexico | PNM_EPE | SW | 2002-07-01 | 2050-12-31 | 2002 | 2050 | 11.4 | 100% | 11.4 | 11.4 | CT-NatGas-Aero | CT_NG | CT | SW_Peaker |  |  |  | SW_Peaker | 2002 | 2050 | 0 | SW | 11.4 | 1 | 11.4 | 1 | 1 | 2050-12-31 | 1 | #N/A | #N/A | No | 11.4 | 11.4 | Not Found | #N/A | #N/A | #N/A | Not Found | #N/A | #N/A | #N/A | 11.4 | 11.4 | 11.4 | 11.4 |  |  | No |  | No | No | No
| FranklinGrays3 | Franklin_Grays-GT3 | teppc | PNM | PNM | Public Service Company of New Mexico | PNM_EPE | SW | 2002-07-01 | 2050-12-31 | 2002 | 2050 | 11.4 | 100% | 11.4 | 11.4 | CT-NatGas-Aero | CT_NG | CT | SW_Peaker |  |  |  | SW_Peaker | 2002 | 2050 | 0 | SW | 11.4 | 1 | 11.4 | 1 | 1 | 2050-12-31 | 1 | #N/A | #N/A | No | 11.4 | 11.4 | Not Found | #N/A | #N/A | #N/A | Not Found | #N/A | #N/A | #N/A | 11.4 | 11.4 | 11.4 | 11.4 |  |  | No |  | No | No | No
| FranklinGrays4 | Franklin_Grays-GT4 | teppc | PNM | PNM | Public Service Company of New Mexico | PNM_EPE | SW | 2002-07-01 | 2050-12-31 | 2002 | 2050 | 11.4 | 100% | 11.4 | 11.4 | CT-NatGas-Aero | CT_NG | CT | SW_Peaker |  |  |  | SW_Peaker | 2002 | 2050 | 0 | SW | 11.4 | 1 | 11.4 | 1 | 1 | 2050-12-31 | 1 | #N/A | #N/A | No | 11.4 | 11.4 | Not Found | #N/A | #N/A | #N/A | Not Found | #N/A | #N/A | #N/A | 11.4 | 11.4 | 11.4 | 11.4 |  |  | No |  | No | No | No
| FraserLake1 | Fraser Lake Biomass-1_Fraser Lake Biomass-1_IPP-FLB | teppc | BCHA | BCHA | British Columbia Transmission Company | BCHA_AESO | Excluded | 2014-07-01 | 2034-07-01 | 2014 | 2033 | 6 | 100% | 6 | 6 | Bio-ST | ST_Biomass | Biomass/Wood | Excluded_Biomass |  |  |  | Excluded | 2014 | 2033 | 0 | Excluded | 6 | 1 | 6 | 1 | 1 | 2034-07-01 | 1 | #N/A | #N/A | No | 0 | 0 | Not Found | #N/A | #N/A | #N/A | Not Found | #N/A | #N/A | #N/A | 0 | 0 | 0 | 0 |  |  | No |  | No | No | No
| FraserLake2 | Fraser Lake Biomass-2_Fraser Lake Biomass-2_IPP-FLB | teppc | BCHA | BCHA | British Columbia Transmission Company | BCHA_AESO | Excluded | 2014-07-01 | 2034-07-01 | 2014 | 2033 | 6 | 100% | 6 | 6 | Bio-ST | ST_Biomass | Biomass/Wood | Excluded_Biomass |  |  |  | Excluded | 2014 | 2033 | 0 | Excluded | 6 | 1 | 6 | 1 | 1 | 2034-07-01 | 1 | #N/A | #N/A | No | 0 | 0 | Not Found | #N/A | #N/A | #N/A | Not Found | #N/A | #N/A | #N/A | 0 | 0 | 0 | 0 |  |  | No |  | No | No | No
| FraserRichmond | Fraser Richmond Soil and Fibre-1_Fraser Richmond Soil and Fibre-1_IPP-FRS | teppc | BCHA | BCHA | British Columbia Transmission Company | BCHA_AESO | Excluded | 2013-03-24 | 2028-03-24 | 2013 | 2027 | 1.03 | 100% | 1.03 | 1.03 | Bio-ST | ST_Biomass | Biomass/Wood | Excluded_Biomass |  |  |  | Excluded | 2013 | 2027 | 0 | Excluded | 1.03 | 1 | 1.03 | 1 | 1 | 2028-03-24 | 1 | #N/A | #N/A | No | 0 | 0 | Not Found | #N/A | #N/A | #N/A | Not Found | #N/A | #N/A | #N/A | 0 | 0 | 0 | 0 |  |  | No |  | No | No | No
| Frederickson1 | Frederickson-1 | teppc | PSEI | PSEI | Puget Sound Energy | BPAT | NW | 1981-11-01 | 2049-01-01 | 1981 | 2048 | 88.9 | 100% | 88.9 | 88.9 | CT-NatGas-Aero | CT_NG | CT | NW_Peaker |  |  |  | NW_Peaker | 1982 | 2048 | 0 | NW | 88.9 | 1 | 88.9 | 1 | 1 | 2049-01-01 | 1 | #N/A | #N/A | No | 88.9 | 88.9 | Not Found | #N/A | #N/A | #N/A | Not Found | #N/A | #N/A | #N/A | 88.9 | 88.9 | 88.9 | 88.9 |  |  | No |  | No | No | No
| Frederickson2 | Frederickson-2 | teppc | PSEI | PSEI | Puget Sound Energy | BPAT | NW | 1981-11-01 | 2049-01-01 | 1981 | 2048 | 88.9 | 100% | 88.9 | 88.9 | CT-NatGas-Aero | CT_NG | CT | NW_Peaker |  |  |  | NW_Peaker | 1982 | 2048 | 0 | NW | 88.9 | 1 | 88.9 | 1 | 1 | 2049-01-01 | 1 | #N/A | #N/A | No | 88.9 | 88.9 | Not Found | #N/A | #N/A | #N/A | Not Found | #N/A | #N/A | #N/A | 88.9 | 88.9 | 88.9 | 88.9 |  |  | No |  | No | No | No
| FredericksonCC_Total | FredericksonCC (Total CC Plant) | teppc | BPAT | BPAT | Bonneville Power Administration – Transmission | BPAT | NW | 2002-08-01 | 2050-12-31 | 2002 | 2050 | 270 | 100% | 270 | 270 | CCWhole-NatGas-Industrial | CC_NG | CC | NW_CCGT |  |  |  | NW_CCGT | 2002 | 2050 | 0 | NW | 270 | 1 | 270 | 1 | 1 | 2050-12-31 | 1 | #N/A | #N/A | No | 270 | 270 | Not Found | #N/A | #N/A | #N/A | Not Found | #N/A | #N/A | #N/A | 270 | 270 | 270 | 270 |  |  | No |  | No | No | No
| Fredonia_1 | Fredonia-1 | teppc | PSEI | PSEI | Puget Sound Energy | BPAT | NW | 1984-05-01 | 2050-12-31 | 1984 | 2050 | 129.1 | 100% | 129.1 | 129.1 | CT-NatGas-Industrial | CT_NG | CT | NW_Peaker |  |  |  | NW_Peaker | 1984 | 2050 | 0 | NW | 129.1 | 1 | 129.1 | 1 | 1 | 2050-12-31 | 1 | #N/A | #N/A | No | 129.1 | 129.1 | Not Found | #N/A | #N/A | #N/A | Not Found | #N/A | #N/A | #N/A | 129.1 | 129.1 | 129.1 | 129.1 |  |  | No |  | No | No | No
| Fredonia_2 | Fredonia-2 | teppc | PSEI | PSEI | Puget Sound Energy | BPAT | NW | 1984-05-01 | 2050-12-31 | 1984 | 2050 | 129.1 | 100% | 129.1 | 129.1 | CT-NatGas-Industrial | CT_NG | CT | NW_Peaker |  |  |  | NW_Peaker | 1984 | 2050 | 0 | NW | 129.1 | 1 | 129.1 | 1 | 1 | 2050-12-31 | 1 | #N/A | #N/A | No | 129.1 | 129.1 | Not Found | #N/A | #N/A | #N/A | Not Found | #N/A | #N/A | #N/A | 129.1 | 129.1 | 129.1 | 129.1 |  |  | No |  | No | No | No
| Fredonia_3 | Fredonia-3 | teppc | PSEI | PSEI | Puget Sound Energy | BPAT | NW | 2001-07-01 | 2050-12-31 | 2001 | 2050 | 58.9 | 100% | 58.9 | 58.9 | CT-NatGas-Industrial | CT_NG | CT | NW_Peaker |  |  |  | NW_Peaker | 2001 | 2050 | 0 | NW | 58.9 | 1 | 58.9 | 1 | 1 | 2050-12-31 | 1 | #N/A | #N/A | No | 58.9 | 58.9 | Not Found | #N/A | #N/A | #N/A | Not Found | #N/A | #N/A | #N/A | 58.9 | 58.9 | 58.9 | 58.9 |  |  | No |  | No | No | No
| Fredonia_4 | Fredonia-4 | teppc | PSEI | PSEI | Puget Sound Energy | BPAT | NW | 2001-07-01 | 2050-12-31 | 2001 | 2050 | 58.9 | 100% | 58.9 | 58.9 | CT-NatGas-Industrial | CT_NG | CT | NW_Peaker |  |  |  | NW_Peaker | 2001 | 2050 | 0 | NW | 58.9 | 1 | 58.9 | 1 | 1 | 2050-12-31 | 1 | #N/A | #N/A | No | 58.9 | 58.9 | Not Found | #N/A | #N/A | #N/A | Not Found | #N/A | #N/A | #N/A | 58.9 | 58.9 | 58.9 | 58.9 |  |  | No |  | No | No | No
| Fremont_Canyon_1 | Fremont Canyon 1 | teppc | WACM | WACM | Western Area Power Administration, Colorado-Missouri Region | WACM | Excluded | 1960-12-01 | 2050-12-31 | 1960 | 2050 | 35.16 | 100% | 35.16 | 35.16 | Hydro | Hydro_Standard | Hydro | Excluded_Hydro |  |  |  | Excluded | 1961 | 2050 | 0 | Excluded | 35.16 | 1 | 35.16 | 1 | 1 | 2050-12-31 | 1 | #N/A | #N/A | No | 0 | 0 | Not Found | #N/A | #N/A | #N/A | Not Found | #N/A | #N/A | #N/A | 0 | 0 | 0 | 0 |  |  | No |  | No | No | No
| Fremont_Canyon_2 | Fremont Canyon 2 | teppc | WACM | WACM | Western Area Power Administration, Colorado-Missouri Region | WACM | Excluded | 1961-01-01 | 2050-12-31 | 1961 | 2050 | 35.16 | 100% | 35.16 | 35.16 | Hydro | Hydro_Standard | Hydro | Excluded_Hydro |  |  |  | Excluded | 1961 | 2050 | 0 | Excluded | 35.16 | 1 | 35.16 | 1 | 1 | 2050-12-31 | 1 | #N/A | #N/A | No | 0 | 0 | Not Found | #N/A | #N/A | #N/A | Not Found | #N/A | #N/A | #N/A | 0 | 0 | 0 | 0 |  |  | No |  | No | No | No
| FRESHW_1_SOLAR1 | Corcoran 3 | caiso | PGE_Valley | PGE_Valley | Pacific Gas and Electric Valley | PGE_Valley | CAISO | 2016-03-04 | 2050-12-31 | 2016 | 2050 | 20 | 100% | 20 | 20 | n/a | PVgeneric_sun | Solar_Fixed | CAISO_Solar |  |  |  | CAISO_Solar_for_CAISO | 2016 | 2050 | 0 | CAISO | 20 | 1 | 20 | 1 | 1 | 2050-12-31 | 1 | FRESHW_1_SOLAR1 | EO | Yes | 5.4 | 2.8 | NQC List | 0 | 0 | SUN | NQC List | 0 | 0 | SUN | 0 | 0 | 0 | 0 |  |  | No |  | No | No | No
| FRIANT_6_UNITS | FRIANT DAM | caiso | PGE_Valley | PGE_Valley | Pacific Gas and Electric Valley | PGE_Valley | CAISO | 1985-04-16 | 2050-12-31 | 1985 | 2050 | 25 | 100% | 25 | 25 | n/a | Hydro_Standard | Hydro | CAISO_Small_Hydro |  |  |  | CAISO_Small_Hydro_for_CAISO | 1985 | 2050 | 0 | CAISO | 25 | 1 | 25 | 1 | 1 | 2050-12-31 | 1 | FRIANT_6_UNITS | FC | No | 12.5 | 12.5 | NQC List | 19.82 | 11.89 | WATER | NQC List | 14.33 | 8.34 | WATER | 14.33 | 8.34 | 19.82 | 11.89 |  |  | No |  | No | No | No
| Fries_Creek_1 | Fries Creek-1_Fries Creek-1_IPP-FCR | teppc | PSCO | PSCO | Public Service Company of Colorado | PSCO | Excluded | 2023-01-01 | 2063-12-31 | 2023 | 2063 | 9 | 100% | 9 | 9 | Hydro | Hydro_Standard | Hydro | Excluded_Hydro |  |  |  | Excluded | 2023 | 2063 | 0 | Excluded | 9 | 1 | 9 | 1 | 1 | 2050-12-31 | 1 | #N/A | #N/A | No | 0 | 0 | Not Found | #N/A | #N/A | #N/A | Not Found | #N/A | #N/A | #N/A | 0 | 0 | 0 | 0 |  |  | No |  | No | No | No
| FRITO_1_LAY |  | caiso | PGE_Valley | PGE_Valley | Pacific Gas and Electric Valley | PGE_Valley | CAISO | 1986-01-01 | 2050-12-31 | 1986 | 2050 | 0.08 | 1.333% | 0.08 | 6 | CT-NatGas-Aero | Cogen_NG | Cogen | CAISO_CHP |  |  |  | CAISO_CHP | 1986 | 2050 | 0 | CAISO | 6 | 1 | 6 | 1 | 1 | 2050-12-31 | 1 | FRITO_1_LAY | FC | No | 3.804 | 3.804 | NQC List | 0.08 | 0.08 | NATURAL GAS | NQC List | 0.08 | 0.07 | NATURAL GAS | 0.08 | 0.07 | 0.08 | 0.08 |  |  | No |  | No | No | No
| FRNTBW_6_SOLAR1 | Frontier Solar | caiso | PGE_Valley | PGE_Valley | Pacific Gas and Electric Valley | PGE_Valley | CAISO | 2016-06-01 | 2050-12-31 | 2016 | 2050 | 20 | 100% | 20 | 20 | PVgeneric_sun | PVgeneric_sun | Solar_Fixed | CAISO_Solar |  |  |  | CAISO_Solar_for_CAISO | 2016 | 2050 | 0 | CAISO | 20 | 1 | 20 | 1 | 1 | 2050-12-31 | 1 | FRNTBW_6_SOLAR1 | FC | No | 5.4 | 2.8 | NQC List | 5.4 | 2.8 | SUN | NQC List | 5.4 | 2.8 | SUN | 5.4 | 2.8 | 5.4 | 2.8 |  |  | No |  | No | No | No
| FROGTN_1_UTICAA | Angels Powerhouse | caiso | PGE_Valley | PGE_Valley | Pacific Gas and Electric Valley | PGE_Valley | CAISO | 1940-01-01 | 2050-12-31 | 1940 | 2050 | 1.4 | 100% | 1.4 | 1.4 | HYDRO_WATER | Hydro_Standard | Hydro | CAISO_Hydro |  |  |  | CAISO_Hydro | 1940 | 2050 | 0 | CAISO | 1.4 | 1 | 1.4 | 1 | 1 | 2050-12-31 | 1 | FROGTN_1_UTICAA | FC | No | 1.1841 | 1.1841 | NQC List | 0.79 | 0.72 | WATER | NQC List | 1.4 | 1.4 | WATER | 1.4 | 1.4 | 0.79 | 0.72 |  |  | No |  | No | No | No
| FROGTN_1_UTICAM | Murphys Powerhouse | caiso | PGE_Valley | PGE_Valley | Pacific Gas and Electric Valley | PGE_Valley | CAISO | 1954-01-01 | 2050-12-31 | 1954 | 2050 | 3.6 | 100% | 3.6 | 3.6 | HYDRO_WATER | Hydro_Standard | Hydro | CAISO_Hydro |  |  |  | CAISO_Hydro | 1954 | 2050 | 0 | CAISO | 3.6 | 1 | 3.6 | 1 | 1 | 2050-12-31 | 1 | FROGTN_1_UTICAM | FC | No | 3.0448 | 3.0448 | NQC List | 2.12 | 2.17 | WATER | NQC List | 2.37 | 2.36 | WATER | 2.37 | 2.36 | 2.12 | 2.17 |  |  | No |  | No | No | No
| Front_Range_CC | FrontRangeCC (Total CC Plant) | teppc | WACM | WACM | Western Area Power Administration, Colorado-Missouri Region | WACM | Excluded | 2002-08-01 | 2050-12-31 | 2002 | 2050 | 491 | 100% | 491 | 491 | CCWhole-NatGas-Industrial | CC_NG | CC | Excluded_CCGT |  |  |  | Excluded | 2002 | 2050 | 0 | Excluded | 491 | 1 | 491 | 1 | 1 | 2050-12-31 | 1 | #N/A | #N/A | No | 0 | 0 | Not Found | #N/A | #N/A | #N/A | Not Found | #N/A | #N/A | #N/A | 0 | 0 | 0 | 0 |  |  | No |  | No | No | No
| Fruita | Fruita 1 | teppc | PSCO | PSCO | Public Service Company of Colorado | PSCO | Excluded | 1972-12-01 | 2030-01-01 | 1972 | 2029 | 17 | 100% | 17 | 17 | CT-NatGas-Industrial | CT_NG | CT | Excluded_Peaker |  |  |  | Excluded | 1973 | 2029 | 0 | Excluded | 17 | 1 | 17 | 1 | 1 | 2030-01-01 | 1 | #N/A | #N/A | No | 0 | 0 | Not Found | #N/A | #N/A | #N/A | Not Found | #N/A | #N/A | #N/A | 0 | 0 | 0 | 0 |  |  | No |  | No | No | No
| FRV_SunEdison | Picture Rocks Solar (Avra Valley-FRV Tucson) 1 | teppc | TEPC | TEPC | Tucson Electric Power Company | TEPC | SW | 2012-12-31 | 2050-12-31 | 2013 | 2050 | 20 | 100% | 20 | 20 | SolarPV-Tracking | 1axPV_sun | Solar_1Axis | SW_Solar |  |  |  | SW_Solar_for_Other | 2013 | 2050 | 0 | SW | 20 | 1 | 20 | 1 | 1 | 2050-12-31 | 1 | #N/A | #N/A | No | #N/A | #N/A | Not Found | #N/A | #N/A | #N/A | Not Found | #N/A | #N/A | #N/A | #N/A | #N/A |  |  |  |  | No |  | No | No | No
| Ft_James_Cogen | Ft. James Cogen-1_Consumer Products (Camas) LLC-STG1 | teppc | PACW | PACW | PacifiCorp – West | PACW | NW | 1996-01-01 | 2050-12-31 | 1996 | 2050 | 53 | 100% | 53 | 53 | ST-WasteHeat | Cogen_NG | Cogen | NW_Peaker |  |  |  | NW_Peaker | 1996 | 2050 | 0 | NW | 53 | 1 | 53 | 1 | 1 | 2050-12-31 | 1 | #N/A | #N/A | No | 53 | 53 | Not Found | #N/A | #N/A | #N/A | Not Found | #N/A | #N/A | #N/A | 53 | 53 | 53 | 53 |  |  | No |  | No | No | No
| FTSWRD_6_TRFORK | Three Forks Water Power Project | caiso | PGE_Bay | PGE_Bay | Pacific Gas and Electric Bay | PGE_Bay | CAISO | 2011-11-01 | 2050-12-31 | 2011 | 2050 | 1.63 | 100% | 1.63 | 1.63 | n/a | Hydro_Standard | Hydro | CAISO_Small_Hydro |  |  |  | CAISO_Small_Hydro_for_CAISO | 2012 | 2050 | 0 | CAISO | 1.63 | 1 | 1.63 | 1 | 1 | 2050-12-31 | 1 | FTSWRD_6_TRFORK | PD | No | 0.815 | 0.815 | NQC List | 0.14 | 0.09 | WATER | NQC List | 0.15 | 0.09 | WATER | 0.15 | 0.09 | 0.14 | 0.09 |  |  | No |  | No | No | No
| FTSWRD_7_QFUNTS | FTSWRD_7_QFUNTS | caiso | PGE_Bay | PGE_Bay | Pacific Gas and Electric Bay | PGE_Bay | CAISO |  | 2050-12-31 | 1900 | 2050 | 1.6 | 100% | 1.6 | 1.6 | n/a | Hydro_Standard | Hydro | CAISO_Small_Hydro |  |  |  | CAISO_Small_Hydro_for_CAISO | 1900 | 2050 | 0 | CAISO | 1.6 | 1 | 1.6 | 1 | 1 | 2050-12-31 | 1 | FTSWRD_7_QFUNTS | FC | No | 0.8 | 0.8 | NQC List | 0 | 0 | WATER | NQC List | 0 | 0 | WATER | 0 | 0 | 0 | 0 |  |  | No |  | Yes | No | No
| FULTON_1_QF | SMALL QF AGGREGATION - ZENIA | caiso | PGE_Bay | PGE_Bay | Pacific Gas and Electric Bay | PGE_Bay | CAISO | 1983-01-01 | 2050-12-31 | 1983 | 2050 | 1 | 100% | 1 | 1 | n/a | Hydro_Standard | Hydro | CAISO_Small_Hydro |  |  |  | CAISO_Small_Hydro_for_CAISO | 1983 | 2050 | 0 | CAISO | 1 | 1 | 1 | 1 | 1 | 2050-12-31 | 1 | FULTON_1_QF | FC | No | 0.5 | 0.5 | NQC List | 0.08 | 0.07 | WATER | NQC List | 0.06 | 0.05 | WATER | 0.06 | 0.05 | 0.08 | 0.07 |  |  | No |  | No | No | No
| Furry_Creek | Furry Creek-1_Furry Creek-1_IPP-FRI | teppc | BCHA | BCHA | British Columbia Transmission Company | BCHA_AESO | Excluded | 2004-06-10 | 2040-05-31 | 2004 | 2039 | 10.4 | 100% | 10.4 | 10.4 | Hydro | Hydro_Standard | Hydro | Excluded_Hydro |  |  |  | Excluded | 2004 | 2039 | 0 | Excluded | 10.4 | 1 | 10.4 | 1 | 1 | 2040-05-31 | 1 | #N/A | #N/A | No | 0 | 0 | Not Found | #N/A | #N/A | #N/A | Not Found | #N/A | #N/A | #N/A | 0 | 0 | 0 | 0 |  |  | No |  | No | No | No
| Gadsby_1 | Gadsby-1 | teppc | PAUT | PAUT | Utah, PACE Utility | PACE | NW | 1951-09-01 | 2040-01-01 | 1951 | 2039 | 69 | 100% | 69 | 69 | ST-NatGas | ST_NG | Steam | NW_Peaker |  |  |  | NW_Peaker | 1952 | 2039 | 0 | NW | 69 | 1 | 69 | 1 | 1 | 2040-01-01 | 1 | #N/A | #N/A | No | 69 | 69 | Not Found | #N/A | #N/A | #N/A | Not Found | #N/A | #N/A | #N/A | 69 | 69 | 69 | 69 |  |  | No |  | No | No | No
| Gadsby_2 | Gadsby-2 | teppc | PAUT | PAUT | Utah, PACE Utility | PACE | NW | 1952-12-01 | 2040-01-01 | 1952 | 2039 | 73 | 100% | 73 | 73 | ST-NatGas | ST_NG | Steam | NW_Peaker |  |  |  | NW_Peaker | 1953 | 2039 | 0 | NW | 73 | 1 | 73 | 1 | 1 | 2040-01-01 | 1 | #N/A | #N/A | No | 73 | 73 | Not Found | #N/A | #N/A | #N/A | Not Found | #N/A | #N/A | #N/A | 73 | 73 | 73 | 73 |  |  | No |  | No | No | No
| Gadsby_3 | Gadsby-3 | teppc | PAUT | PAUT | Utah, PACE Utility | PACE | NW | 1955-06-01 | 2040-01-01 | 1955 | 2039 | 113.64 | 100% | 113.64 | 113.64 | ST-NatGas | ST_NG | Steam | NW_Peaker |  |  |  | NW_Peaker | 1955 | 2039 | 0 | NW | 113.64 | 1 | 113.64 | 1 | 1 | 2040-01-01 | 1 | #N/A | #N/A | No | 113.64 | 113.64 | Not Found | #N/A | #N/A | #N/A | Not Found | #N/A | #N/A | #N/A | 113.64 | 113.64 | 113.64 | 113.64 |  |  | No |  | No | No | No
| Gadsby_4 | Gadsby-4 | teppc | PAUT | PAUT | Utah, PACE Utility | PACE | NW | 2002-07-01 | 2050-12-31 | 2002 | 2050 | 38 | 100% | 38 | 38 | CT-NatGas-Aero | CT_NG | CT | NW_Peaker |  |  |  | NW_Peaker | 2002 | 2050 | 0 | NW | 38 | 1 | 38 | 1 | 1 | 2050-12-31 | 1 | #N/A | #N/A | No | 38 | 38 | Not Found | #N/A | #N/A | #N/A | Not Found | #N/A | #N/A | #N/A | 38 | 38 | 38 | 38 |  |  | No |  | No | No | No
| Gadsby_5 | Gadsby-5 | teppc | PAUT | PAUT | Utah, PACE Utility | PACE | NW | 2002-07-01 | 2050-12-31 | 2002 | 2050 | 38 | 100% | 38 | 38 | CT-NatGas-Aero | CT_NG | CT | NW_Peaker |  |  |  | NW_Peaker | 2002 | 2050 | 0 | NW | 38 | 1 | 38 | 1 | 1 | 2050-12-31 | 1 | #N/A | #N/A | No | 38 | 38 | Not Found | #N/A | #N/A | #N/A | Not Found | #N/A | #N/A | #N/A | 38 | 38 | 38 | 38 |  |  | No |  | No | No | No
| Gadsby_6 | Gadsby-6 | teppc | PAUT | PAUT | Utah, PACE Utility | PACE | NW | 2002-08-01 | 2050-12-31 | 2002 | 2050 | 38 | 100% | 38 | 38 | CT-NatGas-Aero | CT_NG | CT | NW_Peaker |  |  |  | NW_Peaker | 2002 | 2050 | 0 | NW | 38 | 1 | 38 | 1 | 1 | 2050-12-31 | 1 | #N/A | #N/A | No | 38 | 38 | Not Found | #N/A | #N/A | #N/A | Not Found | #N/A | #N/A | #N/A | 38 | 38 | 38 | 38 |  |  | No |  | No | No | No
| GALE_1_SR3SR3 | Sunray 3 | caiso | SCE | SCE | Southern California Edison | SCE | CAISO | 2017-06-01 | 2050-12-31 | 2017 | 2050 | 13.8 | 100% | 13.8 | 13.8 | PHOTO VOLTAIC_SUN | PVgeneric_sun | Solar_Fixed | CAISO_Solar |  |  |  | CAISO_Solar_for_CAISO | 2017 | 2050 | 0 | CAISO | 13.8 | 1 | 13.8 | 1 | 1 | 2050-12-31 | 1 | GALE_1_SR3SR3 | FC | No | 3.726 | 1.932 | NQC List | 3.73 | 1.93 | SUN | NQC List | 3.73 | 1.93 | SUN | 3.73 | 1.93 | 3.73 | 1.93 |  |  | No |  | No | No | No
| Galena_3_1 | Galena 3 Geothermal GEN1 | teppc | SPPC | SPPC | Nevada Power Company | NEVP | SW | 2008-02-01 | 2050-12-31 | 2008 | 2050 | 15 | 100% | 15 | 15 | Geo-BinaryCycle | Geothermal_steam | Geothermal | SW_Geothermal |  |  |  | SW_Geothermal_for_Other | 2008 | 2050 | 0 | SW | 15 | 1 | 15 | 1 | 1 | 2050-12-31 | 1 | #N/A | #N/A | No | 9.24 | 9.24 | Not Found | #N/A | #N/A | #N/A | Not Found | #N/A | #N/A | #N/A | 9.24 | 9.24 | 9.24 | 9.24 |  |  | No |  | No | No | No
| Galena_3_2 | Galena 3 Geothermal Power Plant-GEN2 | teppc | SPPC | SPPC | Nevada Power Company | NEVP | SW | 2008-02-01 | 2050-12-31 | 2008 | 2050 | 15 | 100% | 15 | 15 | Geo-BinaryCycle | Geothermal_steam | Geothermal | SW_Geothermal |  |  |  | SW_Geothermal_for_Other | 2008 | 2050 | 0 | SW | 15 | 1 | 15 | 1 | 1 | 2050-12-31 | 1 | #N/A | #N/A | No | 9.24 | 9.24 | Not Found | #N/A | #N/A | #N/A | Not Found | #N/A | #N/A | #N/A | 9.24 | 9.24 | 9.24 | 9.24 |  |  | No |  | No | No | No
| GANSO_1_WSTBM1 | Weststar Dairy Biogas | caiso | PGE_Valley | PGE_Valley | Pacific Gas and Electric Valley | PGE_Valley | CAISO |  | 2050-12-31 | 1900 | 2050 | 0 | 0% |  | 1 | RECIPROCATING ENGINE_BIOGAS | Biogas_ | Biogas_LandfillGas | CAISO_Biomass |  |  |  | CAISO_Biomass_for_CAISO | 1900 | 2050 | 0 | CAISO | 1 | 1 | 1 | 1 | 1 | 2050-12-31 | 1 | GANSO_1_WSTBM1 | EO | Yes | 0.698 | 0.698 | NQC List | 0 | 0 | BIOGAS | NQC List | 0 | 0 | BIOGAS | 0 | 0 | 0 | 0 |  |  | No |  | Yes | No | No
| GARLND_2_GASLR | Garland B | caiso | SCE | SCE | Southern California Edison | SCE | CAISO | 2016-10-27 | 2050-12-31 | 2016 | 2050 | 180 | 100% | 180 | 180 | n/a | PVgeneric_sun | Solar_Fixed | CAISO_Solar |  |  |  | CAISO_Solar_for_CAISO | 2017 | 2050 | 0 | CAISO | 180 | 1 | 180 | 1 | 1 | 2050-12-31 | 1 | GARLND_2_GASLR | FC | No | 48.6 | 25.2 | NQC List | 48.6 | 25.2 | SUN | NQC List | 48.6 | 25.2 | SUN | 48.6 | 25.2 | 48.6 | 25.2 |  |  | No |  | No | No | No
| GARLND_2_GASLRA | Garland A | caiso | SCE | SCE | Southern California Edison | SCE | CAISO | 2016-09-23 | 2050-12-31 | 2016 | 2050 | 20 | 100% | 20 | 20 | n/a | PVgeneric_sun | Solar_Fixed | CAISO_Solar |  |  |  | CAISO_Solar_for_CAISO | 2017 | 2050 | 0 | CAISO | 20 | 1 | 20 | 1 | 1 | 2050-12-31 | 1 | GARLND_2_GASLRA | FC | No | 5.4 | 2.8 | NQC List | 5.4 | 2.8 | SUN | NQC List | 5.4 | 2.8 | SUN | 5.4 | 2.8 | 5.4 | 2.8 |  |  | No |  | No | No | No
| GARNET_1_SOLAR | North Palm Springs 4A | caiso | SCE | SCE | Southern California Edison | SCE | CAISO | 2012-11-02 | 2050-12-31 | 2012 | 2050 | 4 | 100% | 4 | 4 | n/a | PVgeneric_sun | Solar_Fixed | CAISO_Solar |  |  |  | CAISO_Solar_for_CAISO | 2013 | 2050 | 0 | CAISO | 4 | 1 | 4 | 1 | 1 | 2050-12-31 | 1 | GARNET_1_SOLAR | EO | Yes | 1.08 | 0.56 | NQC List | 0 | 0 | SUN | NQC List | 0 | 0 | SUN | 0 | 0 | 0 | 0 |  |  | No |  | No | No | No
| GARNET_1_SOLAR2 | Garnet Solar Power Generation Station 1 | caiso | SCE | SCE | Southern California Edison | SCE | CAISO | 2014-12-23 | 2050-12-31 | 2015 | 2050 | 4 | 100% | 4 | 4 | n/a | PVgeneric_sun | Solar_Fixed | CAISO_Solar |  |  |  | CAISO_Solar_for_CAISO | 2015 | 2050 | 0 | CAISO | 4 | 1 | 4 | 1 | 1 | 2050-12-31 | 1 | GARNET_1_SOLAR2 | ID | No | 1.08 | 0.56 | NQC List | 1.08 | 0.56 | SUN | NQC List | 1.08 | 0.56 | SUN | 1.08 | 0.56 | 1.08 | 0.56 |  |  | No |  | No | No | No
| GARNET_1_UNITS |  | caiso | SCE | SCE | Southern California Edison | SCE | CAISO | 1975-07-01 | 2050-12-31 | 1975 | 2050 | 16.5 | 100% | 16.5 | 16.5 | n/a | wind_onshorewind | Wind | CAISO_Wind |  |  |  | CAISO_Wind_for_CAISO | 1975 | 2050 | 0 | CAISO | 16.5 | 1 | 16.5 | 1 | 1 | 2050-12-31 | 1 | GARNET_1_UNITS | FC | No | 3.465 | 2.475 | NQC List | 3.47 | 2.48 | WIND | NQC List | 3.47 | 2.48 | WIND | 3.47 | 2.48 | 3.47 | 2.48 |  |  | No |  | No | No | No
| GARNET_1_WIND | GARNET WIND ENERGY CENTER | caiso | SCE | SCE | Southern California Edison | SCE | CAISO | 2009-06-02 | 2050-12-31 | 2009 | 2050 | 6.5 | 100% | 6.5 | 6.5 | n/a | wind_onshorewind | Wind | CAISO_Wind |  |  |  | CAISO_Wind_for_CAISO | 2009 | 2050 | 0 | CAISO | 6.5 | 1 | 6.5 | 1 | 1 | 2050-12-31 | 1 | GARNET_1_WIND | FC | No | 1.365 | 0.975 | NQC List | 1.37 | 0.98 | WIND | NQC List | 1.37 | 0.98 | WIND | 1.37 | 0.98 | 1.37 | 0.98 |  |  | No |  | No | No | No
| GARNET_1_WINDS | Garnet Winds Aggregation | caiso | SCE | SCE | Southern California Edison | SCE | CAISO | 2011-02-21 | 2050-12-31 | 2011 | 2050 | 22.5 | 100% | 22.5 | 22.5 | n/a | wind_onshorewind | Wind | CAISO_Wind |  |  |  | CAISO_Wind_for_CAISO | 2011 | 2050 | 0 | CAISO | 22.5 | 1 | 22.5 | 1 | 1 | 2050-12-31 | 1 | GARNET_1_WINDS | FC | No | 4.725 | 3.375 | NQC List | 4.73 | 3.38 | WIND | NQC List | 4.73 | 3.38 | WIND | 4.73 | 3.38 | 4.73 | 3.38 |  |  | No |  | No | No | No
| GARNET_1_WT3WND | Wagner Wind | caiso | SCE | SCE | Southern California Edison | SCE | CAISO | 2012-12-24 | 2050-12-31 | 2013 | 2050 | 6 | 100% | 6 | 6 | n/a | wind_onshorewind | Wind | CAISO_Wind |  |  |  | CAISO_Wind_for_CAISO | 2013 | 2050 | 0 | CAISO | 6 | 1 | 6 | 1 | 1 | 2050-12-31 | 1 | GARNET_1_WT3WND | EO | Yes | 1.26 | 0.9 | NQC List | 0 | 0 | WIND | NQC List | 0 | 0 | WIND | 0 | 0 | 0 | 0 |  |  | No |  | No | No | No
| GARNET_2_DIFWD1 | Difwind | caiso | SCE | SCE | Southern California Edison | SCE | CAISO | 1983-01-01 | 2050-12-31 | 1983 | 2050 | 7.88 | 100% | 7.88 | 7.88 | WIND_WIND | wind_onshorewind | Wind | CAISO_Wind |  |  |  | CAISO_Wind_for_CAISO | 1983 | 2050 | 0 | CAISO | 7.88 | 1 | 7.88 | 1 | 1 | 2050-12-31 | 1 | GARNET_2_DIFWD1 | FC | No | 1.6548 | 1.182 | NQC List | 1.65 | 1.18 | WIND | NQC List | 1.65 | 1.18 | WIND | 1.65 | 1.18 | 1.65 | 1.18 |  |  | No |  | No | No | No
| GARNET_2_HYDRO | Whitewater Hydro | caiso | SCE | SCE | Southern California Edison | SCE | CAISO | 1986-04-11 | 2050-12-31 | 1986 | 2050 | 1 | 100% | 1 | 1 | n/a | Hydro_Standard | Hydro | CAISO_Small_Hydro |  |  |  | CAISO_Small_Hydro_for_CAISO | 1986 | 2050 | 0 | CAISO | 1 | 1 | 1 | 1 | 1 | 2050-12-31 | 1 | GARNET_2_HYDRO | FC | No | 0.5 | 0.5 | NQC List | 0.81 | 0.77 | WATER | NQC List | 0.76 | 0.69 | WATER | 0.76 | 0.69 | 0.81 | 0.77 |  |  | No |  | No | No | No
| GARNET_2_WIND1 | Phoenix | caiso | SCE | SCE | Southern California Edison | SCE | CAISO | 2015-01-26 | 2050-12-31 | 2015 | 2050 | 11.2 | 100% | 11.2 | 11.2 | n/a | wind_onshorewind | Wind | CAISO_Wind |  |  |  | CAISO_Wind_for_CAISO | 2015 | 2050 | 0 | CAISO | 11.2 | 1 | 11.2 | 1 | 1 | 2050-12-31 | 1 | GARNET_2_WIND1 | FC | No | 2.352 | 1.68 | NQC List | 2.35 | 1.68 | WIND | NQC List | 2.35 | 1.68 | WIND | 2.35 | 1.68 | 2.35 | 1.68 |  |  | No |  | No | No | No
| GARNET_2_WIND2 | Karen Avenue Wind Farm | caiso | SCE | SCE | Southern California Edison | SCE | CAISO | 2015-08-01 | 2050-12-31 | 2015 | 2050 | 11.7 | 100% | 11.7 | 11.7 | n/a | wind_onshorewind | Wind | CAISO_Wind |  |  |  | CAISO_Wind_for_CAISO | 2015 | 2050 | 0 | CAISO | 11.7 | 1 | 11.7 | 1 | 1 | 2050-12-31 | 1 | GARNET_2_WIND2 | FC | No | 2.457 | 1.755 | NQC List | 2.46 | 1.76 | WIND | NQC List | 2.46 | 1.76 | WIND | 2.46 | 1.76 | 2.46 | 1.76 |  |  | No |  | No | No | No
| GARNET_2_WIND3 | San Gorgonio East | caiso | SCE | SCE | Southern California Edison | SCE | CAISO | 1985-12-01 | 2050-12-31 | 1985 | 2050 | 12.6 | 100% | 12.6 | 12.6 | n/a | wind_onshorewind | Wind | CAISO_Wind |  |  |  | CAISO_Wind_for_CAISO | 1986 | 2050 | 0 | CAISO | 12.6 | 1 | 12.6 | 1 | 1 | 2050-12-31 | 1 | GARNET_2_WIND3 | FC | No | 2.646 | 1.89 | NQC List | 2.65 | 1.89 | WIND | NQC List | 2.65 | 1.89 | WIND | 2.65 | 1.89 | 2.65 | 1.89 |  |  | No |  | No | No | No
| GARNET_2_WIND4 | Windustries | caiso | SCE | SCE | Southern California Edison | SCE | CAISO | 1985-11-24 | 2050-12-31 | 1985 | 2050 | 9.8 | 100% | 9.8 | 9.8 | n/a | wind_onshorewind | Wind | CAISO_Wind |  |  |  | CAISO_Wind_for_CAISO | 1986 | 2050 | 0 | CAISO | 9.8 | 1 | 9.8 | 1 | 1 | 2050-12-31 | 1 | GARNET_2_WIND4 | FC | No | 2.058 | 1.47 | NQC List | 2.06 | 1.47 | WIND | NQC List | 2.06 | 1.47 | WIND | 2.06 | 1.47 | 2.06 | 1.47 |  |  | No |  | No | No | No
| GARNET_2_WIND5 | Eastwind | caiso | SCE | SCE | Southern California Edison | SCE | CAISO | 1985-01-07 | 2050-12-31 | 1985 | 2050 | 3 | 100% | 3 | 3 | n/a | wind_onshorewind | Wind | CAISO_Wind |  |  |  | CAISO_Wind_for_CAISO | 1985 | 2050 | 0 | CAISO | 3 | 1 | 3 | 1 | 1 | 2050-12-31 | 1 | GARNET_2_WIND5 | FC | No | 0.63 | 0.45 | NQC List | 0.63 | 0.45 | WIND | NQC List | 0.63 | 0.45 | WIND | 0.63 | 0.45 | 0.63 | 0.45 |  |  | No |  | No | No | No
| GARNET_2_WPMWD6 | WINTEC PALM | caiso | SCE | SCE | Southern California Edison | SCE | CAISO | 1986-12-22 | 2050-12-31 | 1987 | 2050 | 5.93 | 100% | 5.93 | 5.93 | WIND_WIND | wind_onshorewind | Wind | CAISO_Wind |  |  |  | CAISO_Wind_for_CAISO | 1987 | 2050 | 0 | CAISO | 5.93 | 1 | 5.93 | 1 | 1 | 2050-12-31 | 1 | GARNET_2_WPMWD6 | FC | No | 1.2453 | 0.8895 | NQC List | 1.25 | 0.89 | WIND | NQC List | 1.25 | 0.89 | WIND | 1.25 | 0.89 | 1.25 | 0.89 |  |  | No |  | No | No | No
| GASKW1_2_GW1SR1 | Gaskell West 1 | caiso | SCE | SCE | Southern California Edison | SCE | CAISO | 2018-03-23 | 2050-12-31 | 2018 | 2050 | 20 | 100% | 20 | 20 | PHOTO VOLTAIC_SUN | PVgeneric_sun | Solar_Fixed | CAISO_Solar |  |  |  | CAISO_Solar_for_CAISO | 2018 | 2050 | 0 | CAISO | 20 | 1 | 20 | 1 | 1 | 2050-12-31 | 1 | GASKW1_2_GW1SR1 | FC | No | 5.4 | 2.8 | NQC List | 5.4 | 2.8 | SUN | NQC List | 5.4 | 2.8 | SUN | 5.4 | 2.8 | 5.4 | 2.8 |  |  | No |  | No | Yes | Yes
| GATES_2_SOLAR |  | caiso | PGE_Valley | PGE_Valley | Pacific Gas and Electric Valley | PGE_Valley | CAISO | 2013-06-24 | 2050-12-31 | 2013 | 2050 | 20 | 100% | 20 | 20 | n/a | PVgeneric_sun | Solar_Fixed | CAISO_Solar |  |  |  | CAISO_Solar_for_CAISO | 2013 | 2050 | 0 | CAISO | 20 | 1 | 20 | 1 | 1 | 2050-12-31 | 1 | GATES_2_SOLAR | FC | No | 5.4 | 2.8 | NQC List | 5.4 | 2.8 | SUN | NQC List | 5.4 | 2.8 | SUN | 5.4 | 2.8 | 5.4 | 2.8 |  |  | No |  | No | No | No
| GATES_2_WSOLAR |  | caiso | PGE_Valley | PGE_Valley | Pacific Gas and Electric Valley | PGE_Valley | CAISO | 2013-06-24 | 2050-12-31 | 2013 | 2050 | 10 | 100% | 10 | 10 | n/a | PVgeneric_sun | Solar_Fixed | CAISO_Solar |  |  |  | CAISO_Solar_for_CAISO | 2013 | 2050 | 0 | CAISO | 10 | 1 | 10 | 1 | 1 | 2050-12-31 | 1 | GATES_2_WSOLAR | FC | No | 2.7 | 1.4 | NQC List | 2.7 | 1.4 | SUN | NQC List | 2.7 | 1.4 | SUN | 2.7 | 1.4 | 2.7 | 1.4 |  |  | No |  | No | No | No
| GATWAY_2_PL1X3 | GATEWAY GENERATING STATION | caiso | PGE_Bay | PGE_Bay | Pacific Gas and Electric Bay | PGE_Bay | CAISO | 2009-01-04 | 2050-12-31 | 2009 | 2050 | 558.6 | 95.49% | 558.6 | 585 | CCWhole-NatGas-Industrial | CC_NG | CC | CAISO_CCGT1 |  |  |  | CAISO_CCGT1 | 2009 | 2050 | 0 | CAISO | 585 | 1 | 585 | 1 | 1 | 2050-12-31 | 1 | GATWAY_2_PL1X3 | FC | No | 549.5894 | 549.5894 | NQC List | 522.57 | 533.14 | NATURAL GAS | NQC List | 523.12 | 533.12 | NATURAL GAS | 523.12 | 533.12 | 522.57 | 533.14 |  |  | No |  | No | No | No
| Gem_State_1 | Gem State-1 | teppc | PAID | PAID | Idaho, PACE Utility | IPCO | NW | 1988-11-01 | 2050-12-31 | 1988 | 2050 | 22.6 | 100% | 22.6 | 22.6 | Hydro | Hydro_Standard | Hydro | NW_Hydro |  |  |  | NW_Hydro | 1989 | 2050 | 0 | NW | 22.6 | 1 | 22.6 | 1 | 1 | 2050-12-31 | 1 | #N/A | #N/A | No | #N/A | #N/A | Not Found | #N/A | #N/A | #N/A | Not Found | #N/A | #N/A | #N/A | #N/A | #N/A |  |  |  |  | No |  | No | No | No
| Genesee_2_2 | Genesee 2-2 | teppc | AESO | AESO | Alberta Electric System Operator | BCHA_AESO | Excluded | 1989-01-01 | 2030-01-01 | 1989 | 2029 | 422 | 100% | 422 | 422 | ST-Coal | Steam_Coal | Coal | Excluded_Coal |  |  |  | Excluded | 1989 | 2029 | 0 | Excluded | 422 | 1 | 422 | 1 | 1 | 2030-01-01 | 1 | #N/A | #N/A | No | 0 | 0 | Not Found | #N/A | #N/A | #N/A | Not Found | #N/A | #N/A | #N/A | 0 | 0 | 0 | 0 |  |  | No |  | No | No | No
| Genesee_2_2_Gas | Sheerness 2-2 | teppc | BCHA | BCHA | British Columbia Transmission Company | BCHA_AESO | Excluded | 1990-01-01 | 2050-12-31 | 1990 | 2050 | 430 | 100% | 430 | 430 | CCWhole-NatGas-Industrial | CC_NG | CC | Excluded_CCGT |  |  |  | Excluded | 1990 | 2050 | 0 | Excluded | 430 | 1 | 430 | 1 | 1 | 2050-12-31 | 1 | #N/A | #N/A | No | 0 | 0 | Not Found | #N/A | #N/A | #N/A | Not Found | #N/A | #N/A | #N/A | 0 | 0 | 0 | 0 |  |  | No |  | No | No | No
| Genesee_3_3 | Genesee 3-3 | teppc | AESO | AESO | Alberta Electric System Operator | BCHA_AESO | Excluded | 2004-11-01 | 2029-12-31 | 2004 | 2029 | 527 | 100% | 527 | 527 | ST-Coal | Steam_Coal | Coal | Excluded_Coal |  |  |  | Excluded | 2005 | 2029 | 0 | Excluded | 527 | 1 | 527 | 1 | 1 | 2029-12-31 | 1 | #N/A | #N/A | No | 0 | 0 | Not Found | #N/A | #N/A | #N/A | Not Found | #N/A | #N/A | #N/A | 0 | 0 | 0 | 0 |  |  | No |  | No | No | No
| Genesee_Combined_Cycle | Genesee CC | teppc | BCHA | BCHA | British Columbia Transmission Company | BCHA_AESO | Excluded | 2025-01-01 | 2029-12-31 | 2025 | 2029 | 249.8 | 100% | 249.8 | 249.8 | CCWhole-NatGas-Industrial | CC_NG | CC | Excluded_CCGT |  |  |  | Excluded | 2025 | 2029 | 0 | Excluded | 249.8 | 1 | 249.8 | 1 | 1 | 2029-12-31 | 1 | #N/A | #N/A | No | 0 | 0 | Not Found | #N/A | #N/A | #N/A | Not Found | #N/A | #N/A | #N/A | 0 | 0 | 0 | 0 |  |  | No |  | No | No | No
| Genesee1_1 | Genesee 1-1 | teppc | AESO | AESO | Alberta Electric System Operator | BCHA_AESO | Excluded | 1994-01-01 | 2029-12-31 | 1994 | 2029 | 422 | 100% | 422 | 422 | ST-Coal | Steam_Coal | Coal | Excluded_Coal |  |  |  | Excluded | 1994 | 2029 | 0 | Excluded | 422 | 1 | 422 | 1 | 1 | 2029-12-31 | 1 | #N/A | #N/A | No | 0 | 0 | Not Found | #N/A | #N/A | #N/A | Not Found | #N/A | #N/A | #N/A | 0 | 0 | 0 | 0 |  |  | No |  | No | No | No
| GENESI_2_STG | Genesis Station | caiso | PGE_Valley | PGE_Valley | Pacific Gas and Electric Valley | PGE_Valley | CAISO | 2013-11-27 | 2050-12-31 | 2013 | 2050 | 250 | 100% | 250 | 250 | n/a | SolarThermal_sun | Solar_Thermal | CAISO_Solar |  |  |  | CAISO_Solar_for_CAISO | 2014 | 2050 | 0 | CAISO | 250 | 1 | 250 | 1 | 1 | 2050-12-31 | 1 | GENESI_2_STG | FC | No | 67.5 | 35 | NQC List | 67.5 | 35 | SUN | NQC List | 67.5 | 35 | SUN | 67.5 | 35 | 67.5 | 35 |  |  | No |  | No | No | No
| Geo_East_Mesa_2_1 | Geo East Mesa (GEM) II GEN1 | teppc | IID | IID | Imperial Irrigation District | IID | IID | 1989-05-01 | 2050-12-31 | 1989 | 2050 | 22 | 100% | 22 | 22 | Geo-DoubleFlash | Geothermal_steam | Geothermal | IID_Geothermal |  |  |  | IID_Geothermal_for_Other | 1989 | 2050 | 0 | IID | 22 | 1 | 22 | 1 | 1 | 2050-12-31 | 1 | #N/A | #N/A | No | 13.552 | 13.552 | Not Found | #N/A | #N/A | #N/A | Not Found | #N/A | #N/A | #N/A | 13.552 | 13.552 | 13.552 | 13.552 |  |  | No |  | No | No | No
| Geo_East_Mesa_3_1 | Geo East Mesa (GEM) III GBU (Bottoming Unit) | teppc | IID | IID | Imperial Irrigation District | IID | IID | 1978-12-01 | 2050-12-31 | 1978 | 2050 | 22 | 100% | 22 | 22 | Geo-BinaryCycle | Geothermal_steam | Geothermal | IID_Geothermal |  |  |  | IID_Geothermal_for_Other | 1979 | 2050 | 0 | IID | 22 | 1 | 22 | 1 | 1 | 2050-12-31 | 1 | #N/A | #N/A | No | 13.552 | 13.552 | Not Found | #N/A | #N/A | #N/A | Not Found | #N/A | #N/A | #N/A | 13.552 | 13.552 | 13.552 | 13.552 |  |  | No |  | No | No | No
| Geo_East_Mesa_3_2 | Geo East Mesa (GEM) III GEN1 | teppc | IID | IID | Imperial Irrigation District | IID | IID | 2008-09-01 | 2050-12-01 | 2008 | 2050 | 10 | 100% | 10 | 10 | Geo-DoubleFlash | Geothermal_steam | Geothermal | IID_Geothermal |  |  |  | IID_Geothermal_for_Other | 2009 | 2050 | 0 | IID | 10 | 1 | 10 | 1 | 1 | 2050-12-01 | 1 | #N/A | #N/A | No | 6.16 | 6.16 | Not Found | #N/A | #N/A | #N/A | Not Found | #N/A | #N/A | #N/A | 6.16 | 6.16 | 6.16 | 6.16 |  |  | No |  | No | No | No
| Georgetown_1_2 | Georgetown 1 and 2 | teppc | PSCO | PSCO | Public Service Company of Colorado | PSCO | Excluded | 1907-12-01 | 2050-12-31 | 1907 | 2050 | 1.2 | 100% | 1.2 | 1.2 | Hydro | Hydro_Standard | Hydro | Excluded_Hydro |  |  |  | Excluded | 1908 | 2050 | 0 | Excluded | 1.2 | 1 | 1.2 | 1 | 1 | 2050-12-31 | 1 | #N/A | #N/A | No | 0 | 0 | Not Found | #N/A | #N/A | #N/A | Not Found | #N/A | #N/A | #N/A | 0 | 0 | 0 | 0 |  |  | No |  | No | No | No
| GEYS11_7_UNIT11 | GEYSERS UNIT 11 (HEALDSBURG) | caiso | PGE_Bay | PGE_Bay | Pacific Gas and Electric Bay | PGE_Bay | CAISO | 1975-01-01 | 2050-12-31 | 1975 | 2050 | 68 | 91.4% | 68 | 74.4 | n/a | Geothermal_steam | Geothermal | CAISO_Geothermal |  |  |  | CAISO_Geothermal_for_CAISO | 1975 | 2050 | 0 | CAISO | 74.4 | 1 | 74.4 | 1 | 1 | 2050-12-31 | 1 | GEYS11_7_UNIT11 | FC | No | 45.8304 | 45.8304 | NQC List | 68 | 68 | GEOTHERMAL | NQC List | 68 | 68 | GEOTHERMAL | 68 | 68 | 68 | 68 |  |  | No |  | No | No | No
| GEYS12_7_UNIT12 | GEYSERS UNIT 12 (HEALDSBURG) | caiso | PGE_Bay | PGE_Bay | Pacific Gas and Electric Bay | PGE_Bay | CAISO | 1979-01-01 | 2050-12-31 | 1979 | 2050 | 50 | 87.72% | 50 | 57 | n/a | Geothermal_steam | Geothermal | CAISO_Geothermal |  |  |  | CAISO_Geothermal_for_CAISO | 1979 | 2050 | 0 | CAISO | 57 | 1 | 57 | 1 | 1 | 2050-12-31 | 1 | GEYS12_7_UNIT12 | FC | No | 35.112 | 35.112 | NQC List | 50 | 50 | GEOTHERMAL | NQC List | 50 | 50 | GEOTHERMAL | 50 | 50 | 50 | 50 |  |  | No |  | No | No | No
| GEYS13_7_UNIT13 | GEYSERS UNIT 13 (HEALDSBURG) | caiso | PGE_Bay | PGE_Bay | Pacific Gas and Electric Bay | PGE_Bay | CAISO | 1980-01-01 | 2050-12-31 | 1980 | 2050 | 56 | 58.95% | 56 | 95 | n/a | Geothermal_steam | Geothermal | CAISO_Geothermal |  |  |  | CAISO_Geothermal_for_CAISO | 1980 | 2050 | 0 | CAISO | 95 | 1 | 95 | 1 | 1 | 2050-12-31 | 1 | GEYS13_7_UNIT13 | FC | No | 58.52 | 58.52 | NQC List | 56 | 56 | GEOTHERMAL | NQC List | 56 | 56 | GEOTHERMAL | 56 | 56 | 56 | 56 |  |  | No |  | No | No | No
| GEYS14_7_UNIT14 | GEYSERS UNIT 14 (HEALDSBURG) | caiso | PGE_Bay | PGE_Bay | Pacific Gas and Electric Bay | PGE_Bay | CAISO | 1980-01-01 | 2050-12-31 | 1980 | 2050 | 50 | 71.43% | 50 | 70 | n/a | Geothermal_steam | Geothermal | CAISO_Geothermal |  |  |  | CAISO_Geothermal_for_CAISO | 1980 | 2050 | 0 | CAISO | 70 | 1 | 70 | 1 | 1 | 2050-12-31 | 1 | GEYS14_7_UNIT14 | FC | No | 43.12 | 43.12 | NQC List | 50 | 50 | GEOTHERMAL | NQC List | 50 | 50 | GEOTHERMAL | 50 | 50 | 50 | 50 |  |  | No |  | No | No | No
| GEYS16_7_UNIT16 | GEYSERS UNIT 16 (HEALDSBURG) | caiso | PGE_Bay | PGE_Bay | Pacific Gas and Electric Bay | PGE_Bay | CAISO | 1985-01-01 | 2050-12-31 | 1985 | 2050 | 49 | 57.65% | 49 | 85 | n/a | Geothermal_steam | Geothermal | CAISO_Geothermal |  |  |  | CAISO_Geothermal_for_CAISO | 1985 | 2050 | 0 | CAISO | 85 | 1 | 85 | 1 | 1 | 2050-12-31 | 1 | GEYS16_7_UNIT16 | FC | No | 52.36 | 52.36 | NQC List | 49 | 49 | GEOTHERMAL | NQC List | 49 | 49 | GEOTHERMAL | 49 | 49 | 49 | 49 |  |  | No |  | No | No | No
| GEYS17_7_UNIT17 | GEYSERS UNIT 17 (HEALDSBURG) | caiso | PGE_Bay | PGE_Bay | Pacific Gas and Electric Bay | PGE_Bay | CAISO | 1982-01-01 | 2050-12-31 | 1982 | 2050 | 56 | 93.33% | 56 | 60 | n/a | Geothermal_steam | Geothermal | CAISO_Geothermal |  |  |  | CAISO_Geothermal_for_CAISO | 1982 | 2050 | 0 | CAISO | 60 | 1 | 60 | 1 | 1 | 2050-12-31 | 1 | GEYS17_7_UNIT17 | FC | No | 36.96 | 36.96 | NQC List | 56 | 56 | GEOTHERMAL | NQC List | 56 | 56 | GEOTHERMAL | 56 | 56 | 56 | 56 |  |  | No |  | No | No | No
| GEYS18_7_UNIT18 | GEYSERS UNIT 18 (HEALDSBURG) | caiso | PGE_Bay | PGE_Bay | Pacific Gas and Electric Bay | PGE_Bay | CAISO | 1983-01-01 | 2050-12-31 | 1983 | 2050 | 45 | 62.5% | 45 | 72 | n/a | Geothermal_steam | Geothermal | CAISO_Geothermal |  |  |  | CAISO_Geothermal_for_CAISO | 1983 | 2050 | 0 | CAISO | 72 | 1 | 72 | 1 | 1 | 2050-12-31 | 1 | GEYS18_7_UNIT18 | FC | No | 44.352 | 44.352 | NQC List | 45 | 45 | GEOTHERMAL | NQC List | 45 | 45 | GEOTHERMAL | 45 | 45 | 45 | 45 |  |  | No |  | No | No | No
| GEYS20_7_UNIT20 | GEYSERS UNIT 20 (HEALDSBURG) | caiso | PGE_Bay | PGE_Bay | Pacific Gas and Electric Bay | PGE_Bay | CAISO | 1985-01-01 | 2050-12-31 | 1985 | 2050 | 40 | 64.52% | 40 | 62 | n/a | Geothermal_steam | Geothermal | CAISO_Geothermal |  |  |  | CAISO_Geothermal_for_CAISO | 1985 | 2050 | 0 | CAISO | 62 | 1 | 62 | 1 | 1 | 2050-12-31 | 1 | GEYS20_7_UNIT20 | FC | No | 38.192 | 38.192 | NQC List | 40 | 40 | GEOTHERMAL | NQC List | 40 | 40 | GEOTHERMAL | 40 | 40 | 40 | 40 |  |  | No |  | No | No | No
| Ghost_Pine_G1_1 | Ghost Pine G1-1 | teppc | AESO | AESO | Alberta Electric System Operator | BCHA_AESO | Excluded | 2010-12-01 | 2050-12-31 | 2010 | 2050 | 16.32 | 100% | 16.32 | 16.32 | WT-Onshore | wind_onshorewind | Wind | Excluded_Wind |  |  |  | Excluded | 2011 | 2050 | 0 | Excluded | 16.32 | 1 | 16.32 | 1 | 1 | 2050-12-31 | 1 | #N/A | #N/A | No | 0 | 0 | Not Found | #N/A | #N/A | #N/A | Not Found | #N/A | #N/A | #N/A | 0 | 0 | 0 | 0 |  |  | No |  | No | No | No
| Ghost_Pine_G2_2 | Ghost Pine G2-2 | teppc | AESO | AESO | Alberta Electric System Operator | BCHA_AESO | Excluded | 2010-12-01 | 2050-12-31 | 2010 | 2050 | 16.32 | 100% | 16.32 | 16.32 | WT-Onshore | wind_onshorewind | Wind | Excluded_Wind |  |  |  | Excluded | 2011 | 2050 | 0 | Excluded | 16.32 | 1 | 16.32 | 1 | 1 | 2050-12-31 | 1 | #N/A | #N/A | No | 0 | 0 | Not Found | #N/A | #N/A | #N/A | Not Found | #N/A | #N/A | #N/A | 0 | 0 | 0 | 0 |  |  | No |  | No | No | No
| Ghost_Pine_G3_3 | Ghost Pine G3-3 | teppc | AESO | AESO | Alberta Electric System Operator | BCHA_AESO | Excluded | 2010-12-01 | 2050-12-31 | 2010 | 2050 | 16.32 | 100% | 16.32 | 16.32 | WT-Onshore | wind_onshorewind | Wind | Excluded_Wind |  |  |  | Excluded | 2011 | 2050 | 0 | Excluded | 16.32 | 1 | 16.32 | 1 | 1 | 2050-12-31 | 1 | #N/A | #N/A | No | 0 | 0 | Not Found | #N/A | #N/A | #N/A | Not Found | #N/A | #N/A | #N/A | 0 | 0 | 0 | 0 |  |  | No |  | No | No | No
| Ghost_Pine_G4_4 | Ghost Pine G4-4 | teppc | AESO | AESO | Alberta Electric System Operator | BCHA_AESO | Excluded | 2010-12-01 | 2050-12-31 | 2010 | 2050 | 16.32 | 100% | 16.32 | 16.32 | WT-Onshore | wind_onshorewind | Wind | Excluded_Wind |  |  |  | Excluded | 2011 | 2050 | 0 | Excluded | 16.32 | 1 | 16.32 | 1 | 1 | 2050-12-31 | 1 | #N/A | #N/A | No | 0 | 0 | Not Found | #N/A | #N/A | #N/A | Not Found | #N/A | #N/A | #N/A | 0 | 0 | 0 | 0 |  |  | No |  | No | No | No
| Ghost_Pine_G5_5 | Ghost Pine G5-5 | teppc | AESO | AESO | Alberta Electric System Operator | BCHA_AESO | Excluded | 2010-12-01 | 2050-12-31 | 2010 | 2050 | 16.32 | 100% | 16.32 | 16.32 | WT-Onshore | wind_onshorewind | Wind | Excluded_Wind |  |  |  | Excluded | 2011 | 2050 | 0 | Excluded | 16.32 | 1 | 16.32 | 1 | 1 | 2050-12-31 | 1 | #N/A | #N/A | No | 0 | 0 | Not Found | #N/A | #N/A | #N/A | Not Found | #N/A | #N/A | #N/A | 0 | 0 | 0 | 0 |  |  | No |  | No | No | No
| GHOST1_1 | GHOST1-1 | teppc | AESO | AESO | Alberta Electric System Operator | BCHA_AESO | Excluded | 1929-01-01 | 2050-12-01 | 1929 | 2050 | 1 | 100% | 1 | 1 | Hydro | Hydro_Standard | Hydro | Excluded_Hydro |  |  |  | Excluded | 1929 | 2050 | 0 | Excluded | 1 | 1 | 1 | 1 | 1 | 2050-12-01 | 1 | #N/A | #N/A | No | 0 | 0 | Not Found | #N/A | #N/A | #N/A | Not Found | #N/A | #N/A | #N/A | 0 | 0 | 0 | 0 |  |  | No |  | No | No | No
| GHOST2_2 | GHOST2-2 | teppc | AESO | AESO | Alberta Electric System Operator | BCHA_AESO | Excluded | 1929-01-01 | 2050-12-01 | 1929 | 2050 | 16 | 100% | 16 | 16 | Hydro | Hydro_Standard | Hydro | Excluded_Hydro |  |  |  | Excluded | 1929 | 2050 | 0 | Excluded | 16 | 1 | 16 | 1 | 1 | 2050-12-01 | 1 | #N/A | #N/A | No | 0 | 0 | Not Found | #N/A | #N/A | #N/A | Not Found | #N/A | #N/A | #N/A | 0 | 0 | 0 | 0 |  |  | No |  | No | No | No
| GHOST3_3 | GHOST3-3 | teppc | AESO | AESO | Alberta Electric System Operator | BCHA_AESO | Excluded | 1929-01-01 | 2050-12-01 | 1929 | 2050 | 16 | 100% | 16 | 16 | Hydro | Hydro_Standard | Hydro | Excluded_Hydro |  |  |  | Excluded | 1929 | 2050 | 0 | Excluded | 16 | 1 | 16 | 1 | 1 | 2050-12-01 | 1 | #N/A | #N/A | No | 0 | 0 | Not Found | #N/A | #N/A | #N/A | Not Found | #N/A | #N/A | #N/A | 0 | 0 | 0 | 0 |  |  | No |  | No | No | No
| GHOST4_4 | GHOST4-4 | teppc | AESO | AESO | Alberta Electric System Operator | BCHA_AESO | Excluded | 1929-01-01 | 2050-12-01 | 1929 | 2050 | 28 | 100% | 28 | 28 | Hydro | Hydro_Standard | Hydro | Excluded_Hydro |  |  |  | Excluded | 1929 | 2050 | 0 | Excluded | 28 | 1 | 28 | 1 | 1 | 2050-12-01 | 1 | #N/A | #N/A | No | 0 | 0 | Not Found | #N/A | #N/A | #N/A | Not Found | #N/A | #N/A | #N/A | 0 | 0 | 0 | 0 |  |  | No |  | No | No | No
| GIFENS_6_BUGSL1 | Burford Giffen | caiso | PGE_Valley | PGE_Valley | Pacific Gas and Electric Valley | PGE_Valley | CAISO | 2017-06-01 | 2050-12-31 | 2017 | 2050 | 20 | 100% | 20 | 20 | PHOTO VOLTAIC_SUN | PVgeneric_sun | Solar_Fixed | CAISO_Solar |  |  |  | CAISO_Solar_for_CAISO | 2017 | 2050 | 0 | CAISO | 20 | 1 | 20 | 1 | 1 | 2050-12-31 | 1 | GIFENS_6_BUGSL1 | ID | No | 5.4 | 2.8 | NQC List | 5.4 | 2.8 | SUN | NQC List | 5.4 | 2.8 | SUN | 5.4 | 2.8 | 5.4 | 2.8 |  |  | No |  | No | No | No
| GIFFEN_6_SOLAR |  | caiso | PGE_Valley | PGE_Valley | Pacific Gas and Electric Valley | PGE_Valley | CAISO | 2012-07-25 | 2050-12-31 | 2012 | 2050 | 10 | 100% | 10 | 10 | n/a | PVgeneric_sun | Solar_Fixed | CAISO_Solar |  |  |  | CAISO_Solar_for_CAISO | 2012 | 2050 | 0 | CAISO | 10 | 1 | 10 | 1 | 1 | 2050-12-31 | 1 | GIFFEN_6_SOLAR | ID | No | 2.7 | 1.4 | NQC List | 2.7 | 1.4 | SUN | NQC List | 2.7 | 1.4 | SUN | 2.7 | 1.4 | 2.7 | 1.4 |  |  | No |  | No | No | No
| GIFFEN_6_SOLAR1 | Aspiration Solar G | caiso | PGE_Valley | PGE_Valley | Pacific Gas and Electric Valley | PGE_Valley | CAISO |  | 2050-12-31 | 1900 | 2050 | 9 | 100% | 9 | 9 | PVgeneric_sun | PVgeneric_sun | Solar_Fixed | CAISO_Solar |  |  |  | CAISO_Solar_for_CAISO | 1900 | 2050 | 0 | CAISO | 9 | 1 | 9 | 1 | 1 | 2050-12-31 | 1 | GIFFEN_6_SOLAR1 | EO | Yes | 2.43 | 1.26 | NQC List | 0 | 0 | SUN | NQC List | 0 | 0 | SUN | 0 | 0 | 0 | 0 |  |  | No |  | Yes | No | No
| Gila_River_CC1 | GilaRiverCC1 (Total CC Plant) | teppc | AZPS | AZPS | Arizona Public Service Company | AZPS | SW | 2003-05-01 | 2050-12-31 | 2003 | 2050 | 590 | 100% | 590 | 590 | CCWhole-NatGas-Industrial | CC_NG | CC | SW_CCGT |  |  |  | SW_CCGT | 2003 | 2050 | 0 | SW | 590 | 1 | 590 | 1 | 1 | 2050-12-31 | 1 | #N/A | #N/A | No | 590 | 590 | Not Found | #N/A | #N/A | #N/A | Not Found | #N/A | #N/A | #N/A | 590 | 590 | 590 | 590 |  |  | No |  | No | No | No
| Gila_River_CC2 | GilaRiverCC2 (Total CC Plant) | teppc | AZPS | AZPS | Arizona Public Service Company | AZPS | SW | 2018-06-01 | 2050-12-31 | 2018 | 2050 | 550 | 100% | 550 | 550 | CCWhole-NatGas-Industrial | CC_NG | CC | SW_CCGT |  |  |  | SW_CCGT | 2018 | 2050 | 0 | SW | 550 | 1 | 550 | 1 | 1 | 2050-12-31 | 1 | #N/A | #N/A | No | 550 | 550 | Not Found | #N/A | #N/A | #N/A | Not Found | #N/A | #N/A | #N/A | 550 | 550 | 550 | 550 |  |  | No |  | No | No | No
| Gila_River_CC3 | GilaRiverCC3 (Total CC Plant) | teppc | TEPC | TEPC | Tucson Electric Power Company | TEPC | SW | 2003-07-01 | 2050-12-31 | 2003 | 2050 | 550 | 100% | 550 | 550 | CCWhole-NatGas-Industrial | CC_NG | CC | SW_CCGT |  |  |  | SW_CCGT | 2003 | 2050 | 0 | SW | 550 | 1 | 550 | 1 | 1 | 2050-12-31 | 1 | #N/A | #N/A | No | 550 | 550 | Not Found | #N/A | #N/A | #N/A | Not Found | #N/A | #N/A | #N/A | 550 | 550 | 550 | 550 |  |  | No |  | No | No | No
| Gila_River_CC4 | GilaRiverCC4 (Total CC Plant) | teppc | AZPS | AZPS | Arizona Public Service Company | AZPS | SW | 2003-07-01 | 2050-12-31 | 2003 | 2050 | 600 | 100% | 600 | 600 | CCWhole-NatGas-Industrial | CC_NG | CC | SW_CCGT |  |  |  | SW_CCGT | 2003 | 2050 | 0 | SW | 600 | 1 | 600 | 1 | 1 | 2050-12-31 | 1 | #N/A | #N/A | No | 600 | 600 | Not Found | #N/A | #N/A | #N/A | Not Found | #N/A | #N/A | #N/A | 600 | 600 | 600 | 600 |  |  | No |  | No | No | No
| GILROY_1_UNIT | GILROY COGEN - UNIT 2 | caiso | PGE_Bay | PGE_Bay | Pacific Gas and Electric Bay | PGE_Bay | CAISO | 1987-01-01 | 2050-12-31 | 1987 | 2050 | 110 | 91.67% | 110 | 120 | CCWhole-NatGas-Industrial | CT_NG | CT | CAISO_Peaker1 |  |  |  | CAISO_Peaker1 | 1987 | 2050 | 0 | CAISO | 120 | 1 | 120 | 1 | 1 | 2050-12-31 | 1 | GILROY_1_UNIT | FC | No | 110.8483 | 110.8483 | NQC List | 105 | 110 | NATURAL GAS | NQC List | 105 | 110 | NATURAL GAS | 105 | 110 | 105 | 110 |  |  | No |  | No | No | No
| GILRPP_1_PL1X2 | GILROY ENERGY CENTER UNITS 1&2 AGGREGATE | caiso | PGE_Bay | PGE_Bay | Pacific Gas and Electric Bay | PGE_Bay | CAISO | 2002-01-29 | 2050-12-31 | 2002 | 2050 | 95.2 | 100% | 95.2 | 95.2 | CT-NatGas-Aero | CT_NG | CT | CAISO_Peaker2 |  |  |  | CAISO_Peaker2 | 2002 | 2050 | 0 | CAISO | 95.2 | 1 | 95.2 | 1 | 1 | 2050-12-31 | 1 | GILRPP_1_PL1X2 | FC | No | 91.5154 | 91.5154 | NQC List | 95.2 | 95.2 | NATURAL GAS | NQC List | 95.2 | 95.2 | NATURAL GAS | 95.2 | 95.2 | 95.2 | 95.2 |  |  | No |  | No | No | No
| GILRPP_1_PL3X4 | GILROY ENERGY CENTER, UNIT #3 | caiso | PGE_Bay | PGE_Bay | Pacific Gas and Electric Bay | PGE_Bay | CAISO | 2002-02-28 | 2050-12-31 | 2002 | 2050 | 46.2 | 100% | 46.2 | 46.2 | CT-NatGas-Aero | CT_NG | CT | CAISO_Peaker2 |  |  |  | CAISO_Peaker2 | 2002 | 2050 | 0 | CAISO | 46.2 | 1 | 46.2 | 1 | 1 | 2050-12-31 | 1 | GILRPP_1_PL3X4 | FC | No | 44.4119 | 44.4119 | NQC List | 46.2 | 46.2 | NATURAL GAS | NQC List | 46.2 | 46.2 | NATURAL GAS | 46.2 | 46.2 | 46.2 | 46.2 |  |  | No |  | No | No | No
| GlacierWind1 | NaturEner Glacier Wind Energy 1-NGW1 | teppc | NWMT | NWMT | NorthWestern Energy | NWMT_WAUW | NW | 2008-10-01 | 2050-12-31 | 2008 | 2050 | 106.5 | 100% | 106.5 | 106.5 | WT-Onshore | wind_onshorewind | Wind | NW_Wind | CAISO | 106.5 |  | NW_Wind_for_Other | 2009 | 2050 | 0 | CAISO | 106.5 | 1 | 106.5 | 1 | 1 | 2050-12-31 | 1 | #N/A | #N/A | No | #N/A | #N/A | Not Found | #N/A | #N/A | #N/A | Not Found | #N/A | #N/A | #N/A | #N/A | #N/A |  |  |  |  | No |  | No | No | No
| GlacierWind2 | NaturEner Glacier Wind Energy 2-NGW2 | teppc | NWMT | NWMT | NorthWestern Energy | NWMT_WAUW | NW | 2009-07-01 | 2050-12-31 | 2009 | 2050 | 103.5 | 100% | 103.5 | 103.5 | WT-Onshore | wind_onshorewind | Wind | NW_Wind | CAISO | 103.5 |  | NW_Wind_for_Other | 2009 | 2050 | 0 | CAISO | 103.5 | 1 | 103.5 | 1 | 1 | 2050-12-31 | 1 | #N/A | #N/A | No | #N/A | #N/A | Not Found | #N/A | #N/A | #N/A | Not Found | #N/A | #N/A | #N/A | #N/A | #N/A |  |  |  |  | No |  | No | No | No
| GLDFGR_6_SOLAR1 | Portal Ridge B | caiso | SCE | SCE | Southern California Edison | SCE | CAISO | 2017-02-01 | 2050-12-31 | 2017 | 2050 | 20 | 100% | 20 | 20 | PVgeneric_sun | PVgeneric_sun | Solar_Fixed | CAISO_Solar |  |  |  | CAISO_Solar_for_CAISO | 2017 | 2050 | 0 | CAISO | 20 | 1 | 20 | 1 | 1 | 2050-12-31 | 1 | GLDFGR_6_SOLAR1 | FC | No | 5.4 | 2.8 | NQC List | 5.4 | 2.8 | SUN | NQC List | 5.4 | 2.8 | SUN | 5.4 | 2.8 | 5.4 | 2.8 |  |  | No |  | No | No | No
| GLDFGR_6_SOLAR2 | Portal Ridge C | caiso | SCE | SCE | Southern California Edison | SCE | CAISO | 2017-02-01 | 2050-12-31 | 2017 | 2050 | 11.4 | 100% | 11.4 | 11.4 | PVgeneric_sun | PVgeneric_sun | Solar_Fixed | CAISO_Solar |  |  |  | CAISO_Solar_for_CAISO | 2017 | 2050 | 0 | CAISO | 11.4 | 1 | 11.4 | 1 | 1 | 2050-12-31 | 1 | GLDFGR_6_SOLAR2 | FC | No | 3.078 | 1.596 | NQC List | 3.08 | 1.6 | SUN | NQC List | 3.08 | 1.6 | SUN | 3.08 | 1.6 | 3.08 | 1.6 |  |  | No |  | No | No | No
| GLDTWN_6_COLUM3 | Columbia 3 | caiso | SCE | SCE | Southern California Edison | SCE | CAISO | 2013-12-10 | 2050-12-31 | 2014 | 2050 | 10 | 100% | 10 | 10 | n/a | PVgeneric_sun | Solar_Fixed | CAISO_Solar |  |  |  | CAISO_Solar_for_CAISO | 2014 | 2050 | 0 | CAISO | 10 | 1 | 10 | 1 | 1 | 2050-12-31 | 1 | GLDTWN_6_COLUM3 | FC | No | 2.7 | 1.4 | NQC List | 2.7 | 1.4 | SUN | NQC List | 2.7 | 1.4 | SUN | 2.7 | 1.4 | 2.7 | 1.4 |  |  | No |  | No | No | No
| GLDTWN_6_SOLAR | Rio Grande | caiso | SCE | SCE | Southern California Edison | SCE | CAISO | 2013-11-18 | 2050-12-31 | 2013 | 2050 | 5 | 100% | 5 | 5 | n/a | PVgeneric_sun | Solar_Fixed | CAISO_Solar |  |  |  | CAISO_Solar_for_CAISO | 2014 | 2050 | 0 | CAISO | 5 | 1 | 5 | 1 | 1 | 2050-12-31 | 1 | GLDTWN_6_SOLAR | FC | No | 1.35 | 0.7 | NQC List | 1.35 | 0.7 | SUN | NQC List | 1.35 | 0.7 | SUN | 1.35 | 0.7 | 1.35 | 0.7 |  |  | No |  | No | No | No
| Glen_Canyon_1 | Glen Canyon 1 | teppc | WACM | WACM | Western Area Power Administration, Colorado-Missouri Region | WACM | Excluded | 1964-09-01 | 2050-12-31 | 1964 | 2050 | 165 | 100% | 165 | 165 | Hydro | Hydro_Standard | Hydro | Excluded_Hydro |  |  |  | Excluded | 1965 | 2050 | 0 | Excluded | 165 | 1 | 165 | 1 | 1 | 2050-12-31 | 1 | #N/A | #N/A | No | 0 | 0 | Not Found | #N/A | #N/A | #N/A | Not Found | #N/A | #N/A | #N/A | 0 | 0 | 0 | 0 |  |  | No |  | No | No | No
| Glen_Canyon_2 | Glen Canyon 2 | teppc | WACM | WACM | Western Area Power Administration, Colorado-Missouri Region | WACM | Excluded | 1964-09-01 | 2050-12-31 | 1964 | 2050 | 157 | 100% | 157 | 157 | Hydro | Hydro_Standard | Hydro | Excluded_Hydro |  |  |  | Excluded | 1965 | 2050 | 0 | Excluded | 157 | 1 | 157 | 1 | 1 | 2050-12-31 | 1 | #N/A | #N/A | No | 0 | 0 | Not Found | #N/A | #N/A | #N/A | Not Found | #N/A | #N/A | #N/A | 0 | 0 | 0 | 0 |  |  | No |  | No | No | No
| Glen_Canyon_3 | Glen Canyon 3 | teppc | WACM | WACM | Western Area Power Administration, Colorado-Missouri Region | WACM | Excluded | 1964-12-01 | 2050-12-31 | 1964 | 2050 | 165 | 100% | 165 | 165 | Hydro | Hydro_Standard | Hydro | Excluded_Hydro |  |  |  | Excluded | 1965 | 2050 | 0 | Excluded | 165 | 1 | 165 | 1 | 1 | 2050-12-31 | 1 | #N/A | #N/A | No | 0 | 0 | Not Found | #N/A | #N/A | #N/A | Not Found | #N/A | #N/A | #N/A | 0 | 0 | 0 | 0 |  |  | No |  | No | No | No
| Glen_Canyon_4 | Glen Canyon 4 | teppc | WACM | WACM | Western Area Power Administration, Colorado-Missouri Region | WACM | Excluded | 1965-02-01 | 2050-12-31 | 1965 | 2050 | 157 | 100% | 157 | 157 | Hydro | Hydro_Standard | Hydro | Excluded_Hydro |  |  |  | Excluded | 1965 | 2050 | 0 | Excluded | 157 | 1 | 157 | 1 | 1 | 2050-12-31 | 1 | #N/A | #N/A | No | 0 | 0 | Not Found | #N/A | #N/A | #N/A | Not Found | #N/A | #N/A | #N/A | 0 | 0 | 0 | 0 |  |  | No |  | No | No | No
| Glen_Canyon_5 | Glen Canyon 5 | teppc | WACM | WACM | Western Area Power Administration, Colorado-Missouri Region | WACM | Excluded | 1965-07-01 | 2050-12-31 | 1965 | 2050 | 165 | 100% | 165 | 165 | Hydro | Hydro_Standard | Hydro | Excluded_Hydro |  |  |  | Excluded | 1965 | 2050 | 0 | Excluded | 165 | 1 | 165 | 1 | 1 | 2050-12-31 | 1 | #N/A | #N/A | No | 0 | 0 | Not Found | #N/A | #N/A | #N/A | Not Found | #N/A | #N/A | #N/A | 0 | 0 | 0 | 0 |  |  | No |  | No | No | No
| Glen_Canyon_6 | Glen Canyon 6 | teppc | WACM | WACM | Western Area Power Administration, Colorado-Missouri Region | WACM | Excluded | 1965-10-01 | 2050-12-31 | 1965 | 2050 | 165 | 100% | 165 | 165 | Hydro | Hydro_Standard | Hydro | Excluded_Hydro |  |  |  | Excluded | 1966 | 2050 | 0 | Excluded | 165 | 1 | 165 | 1 | 1 | 2050-12-31 | 1 | #N/A | #N/A | No | 0 | 0 | Not Found | #N/A | #N/A | #N/A | Not Found | #N/A | #N/A | #N/A | 0 | 0 | 0 | 0 |  |  | No |  | No | No | No
| Glen_Canyon_7 | Glen Canyon 7 | teppc | WACM | WACM | Western Area Power Administration, Colorado-Missouri Region | WACM | Excluded | 1966-01-01 | 2050-12-31 | 1966 | 2050 | 157 | 100% | 157 | 157 | Hydro | Hydro_Standard | Hydro | Excluded_Hydro |  |  |  | Excluded | 1966 | 2050 | 0 | Excluded | 157 | 1 | 157 | 1 | 1 | 2050-12-31 | 1 | #N/A | #N/A | No | 0 | 0 | Not Found | #N/A | #N/A | #N/A | Not Found | #N/A | #N/A | #N/A | 0 | 0 | 0 | 0 |  |  | No |  | No | No | No
| Glen_Canyon_8 | Glen Canyon 8 | teppc | WACM | WACM | Western Area Power Administration, Colorado-Missouri Region | WACM | Excluded | 1966-02-01 | 2050-12-31 | 1966 | 2050 | 165 | 100% | 165 | 165 | Hydro | Hydro_Standard | Hydro | Excluded_Hydro |  |  |  | Excluded | 1966 | 2050 | 0 | Excluded | 165 | 1 | 165 | 1 | 1 | 2050-12-31 | 1 | #N/A | #N/A | No | 0 | 0 | Not Found | #N/A | #N/A | #N/A | Not Found | #N/A | #N/A | #N/A | 0 | 0 | 0 | 0 |  |  | No |  | No | No | No
| Glen_Canyon_Solar_1 |  | teppc | PAUT | PAUT | Utah, PACE Utility | PACE | NW | 1950-01-01 | 2050-12-31 | 1950 | 2050 | 82.2 | 100% | 82.2 | 82.2 | Solar | PVgeneric_sun | Solar_Fixed | NW_Solar |  |  |  | NW_Solar_for_Other | 1950 | 2050 | 0 | NW | 82.2 | 1 | 82.2 | 1 | 1 | 2050-12-31 | 1 | #N/A | #N/A | No | #N/A | #N/A | Not Found | #N/A | #N/A | #N/A | Not Found | #N/A | #N/A | #N/A | #N/A | #N/A |  |  |  |  | No |  | No | No | No
| Glen_Canyon_Solar_2 |  | teppc | PAUT | PAUT | Utah, PACE Utility | PACE | NW | 1950-01-01 | 2050-12-31 | 1950 | 2050 | 23.3 | 100% | 23.3 | 23.3 | Solar | PVgeneric_sun | Solar_Fixed | NW_Solar |  |  |  | NW_Solar_for_Other | 1950 | 2050 | 0 | NW | 23.3 | 1 | 23.3 | 1 | 1 | 2050-12-31 | 1 | #N/A | #N/A | No | #N/A | #N/A | Not Found | #N/A | #N/A | #N/A | Not Found | #N/A | #N/A | #N/A | #N/A | #N/A |  |  |  |  | No |  | No | No | No
| Glendo_1 | Glendo 1 | teppc | WACM | WACM | Western Area Power Administration, Colorado-Missouri Region | WACM | Excluded | 1958-12-01 | 2050-12-31 | 1958 | 2050 | 19 | 100% | 19 | 19 | Hydro | Hydro_Standard | Hydro | Excluded_Hydro |  |  |  | Excluded | 1959 | 2050 | 0 | Excluded | 19 | 1 | 19 | 1 | 1 | 2050-12-31 | 1 | #N/A | #N/A | No | 0 | 0 | Not Found | #N/A | #N/A | #N/A | Not Found | #N/A | #N/A | #N/A | 0 | 0 | 0 | 0 |  |  | No |  | No | No | No
| Glendo_2 | Glendo 2 | teppc | WACM | WACM | Western Area Power Administration, Colorado-Missouri Region | WACM | Excluded | 1959-04-01 | 2050-12-31 | 1959 | 2050 | 19 | 100% | 19 | 19 | Hydro | Hydro_Standard | Hydro | Excluded_Hydro |  |  |  | Excluded | 1959 | 2050 | 0 | Excluded | 19 | 1 | 19 | 1 | 1 | 2050-12-31 | 1 | #N/A | #N/A | No | 0 | 0 | Not Found | #N/A | #N/A | #N/A | Not Found | #N/A | #N/A | #N/A | 0 | 0 | 0 | 0 |  |  | No |  | No | No | No
| Glenrock_1 | Glenrock-1 | teppc | PAWY | PAWY | Wyoming, PACE Utility | PACE | NW | 2008-12-01 | 2050-12-31 | 2008 | 2050 | 99 | 100% | 99 | 99 | WT-Onshore | wind_onshorewind | Wind | NW_Wind |  |  |  | NW_Wind_for_Other | 2009 | 2050 | 0 | NW | 99 | 1 | 99 | 1 | 1 | 2050-12-31 | 1 | #N/A | #N/A | No | #N/A | #N/A | Not Found | #N/A | #N/A | #N/A | Not Found | #N/A | #N/A | #N/A | #N/A | #N/A |  |  |  |  | No |  | No | No | No
| Glenrock_2 | Glenrock-2 | teppc | IPFE | IPFE | Idaho Far East | IPCO | NW | 2008-12-01 | 2050-12-31 | 2008 | 2050 | 39 | 100% | 39 | 39 | WT-Onshore | wind_onshorewind | Wind | NW_Wind |  |  |  | NW_Wind_for_Other | 2009 | 2050 | 0 | NW | 39 | 1 | 39 | 1 | 1 | 2050-12-31 | 1 | #N/A | #N/A | No | #N/A | #N/A | Not Found | #N/A | #N/A | #N/A | Not Found | #N/A | #N/A | #N/A | #N/A | #N/A |  |  |  |  | No |  | No | No | No
| GLNARM_2_UNIT_5 | Glenarm Turbine 5 | caiso | SCE | SCE | Southern California Edison | SCE | CAISO | 2016-12-01 | 2050-12-31 | 2016 | 2050 | 65 | 98.77% | 65 | 65.81 | COMBINED CYCLE_NATURAL GAS | CC_NG | CC | CAISO_CCGT2 |  |  |  | CAISO_CCGT2 | 2017 | 2050 | 0 | CAISO | 65.81 | 1 | 65.81 | 1 | 1 | 2050-12-31 | 1 | GLNARM_2_UNIT 5 | PD | No | 65.802 | 65.802 | NQC List | 65 | 65 | NATURAL GAS | NQC List | 65 | 65 | NATURAL GAS | 65 | 65 | 65 | 65 |  |  | No |  | No | No | No
| GLNARM_7_UNIT_1 | GLEN ARM UNIT 1 | caiso | SCE | SCE | Southern California Edison | SCE | CAISO | 1976-01-01 | 2050-12-31 | 1976 | 2050 | 22.07 | 100% | 22.07 | 22.07 | CT-NatGas-Aero | CT_NG | CT | CAISO_Peaker2 |  |  |  | CAISO_Peaker2 | 1976 | 2050 | 0 | CAISO | 22.07 | 1 | 22.07 | 1 | 1 | 2050-12-31 | 1 | GLNARM_7_UNIT 1 | FC | No | 21.2158 | 21.2158 | NQC List | 22.07 | 22.07 | NATURAL GAS | NQC List | 22.07 | 22.07 | NATURAL GAS | 22.07 | 22.07 | 22.07 | 22.07 |  |  | No |  | No | No | No
| GLNARM_7_UNIT_2 | GLEN ARM UNIT 2 | caiso | SCE | SCE | Southern California Edison | SCE | CAISO | 1976-01-01 | 2050-12-31 | 1976 | 2050 | 22.3 | 100% | 22.3 | 22.3 | CT-NatGas-Aero | CT_NG | CT | CAISO_Peaker2 |  |  |  | CAISO_Peaker2 | 1976 | 2050 | 0 | CAISO | 22.3 | 1 | 22.3 | 1 | 1 | 2050-12-31 | 1 | GLNARM_7_UNIT 2 | FC | No | 21.4369 | 21.4369 | NQC List | 22.3 | 22.3 | NATURAL GAS | NQC List | 22.3 | 22.3 | NATURAL GAS | 22.3 | 22.3 | 22.3 | 22.3 |  |  | No |  | No | No | No
| GLNARM_7_UNIT_3 |  | caiso | SCE | SCE | Southern California Edison | SCE | CAISO | 2004-01-08 | 2050-12-31 | 2004 | 2050 | 44.83 | 100% | 44.83 | 44.83 | CT-NatGas-Aero | CT_NG | CT | CAISO_Peaker2 |  |  |  | CAISO_Peaker2 | 2004 | 2050 | 0 | CAISO | 44.83 | 1 | 44.83 | 1 | 1 | 2050-12-31 | 1 | GLNARM_7_UNIT 3 | FC | No | 43.0949 | 43.0949 | NQC List | 44.83 | 44.83 | NATURAL GAS | NQC List | 44.83 | 44.83 | NATURAL GAS | 44.83 | 44.83 | 44.83 | 44.83 |  |  | No |  | No | No | No
| GLNARM_7_UNIT_4 | GLEN ARM UNIT 4 | caiso | SCE | SCE | Southern California Edison | SCE | CAISO | 2004-01-08 | 2050-12-31 | 2004 | 2050 | 42.42 | 100% | 42.42 | 42.42 | CT-NatGas-Aero | CT_NG | CT | CAISO_Peaker2 |  |  |  | CAISO_Peaker2 | 2004 | 2050 | 0 | CAISO | 42.42 | 1 | 42.42 | 1 | 1 | 2050-12-31 | 1 | GLNARM_7_UNIT 4 | FC | No | 40.7782 | 40.7782 | NQC List | 42.42 | 42.42 | NATURAL GAS | NQC List | 42.42 | 42.42 | NATURAL GAS | 42.42 | 42.42 | 42.42 | 42.42 |  |  | No |  | No | No | No
| GLOW_6_SOLAR | Antelope Power Plant | caiso | SCE | SCE | Southern California Edison | SCE | CAISO | 2013-03-25 | 2050-12-31 | 2013 | 2050 | 20 | 100% | 20 | 20 | n/a | PVgeneric_sun | Solar_Fixed | CAISO_Solar |  |  |  | CAISO_Solar_for_CAISO | 2013 | 2050 | 0 | CAISO | 20 | 1 | 20 | 1 | 1 | 2050-12-31 | 1 | GLOW_6_SOLAR | EO | Yes | 5.4 | 2.8 | NQC List | 0 | 0 | SUN | NQC List | 0 | 0 | SUN | 0 | 0 | 0 | 0 |  |  | No |  | No | No | No
| GMS_GX1 | GMS_GX1 | teppc | BCHA | BCHA | British Columbia Transmission Company | BCHA_AESO | Excluded | 2020-10-01 | 2050-03-30 | 2020 | 2049 | 4.7 | 100% | 4.7 | 4.7 | CCWhole-NatGas-SingleShaft | CC_NG | CC | Excluded_CCGT |  |  |  | Excluded | 2021 | 2049 | 0 | Excluded | 4.7 | 1 | 4.7 | 1 | 1 | 2050-03-30 | 1 | #N/A | #N/A | No | 0 | 0 | Not Found | #N/A | #N/A | #N/A | Not Found | #N/A | #N/A | #N/A | 0 | 0 | 0 | 0 |  |  | No |  | No | No | No
| GMS_GX2 | GMS_GX2 | teppc | BCHA | BCHA | British Columbia Transmission Company | BCHA_AESO | Excluded | 2021-10-01 | 2050-03-30 | 2021 | 2049 | 9.5 | 100% | 9.5 | 9.5 | CCWhole-NatGas-SingleShaft | CC_NG | CC | Excluded_CCGT |  |  |  | Excluded | 2022 | 2049 | 0 | Excluded | 9.5 | 1 | 9.5 | 1 | 1 | 2050-03-30 | 1 | #N/A | #N/A | No | 0 | 0 | Not Found | #N/A | #N/A | #N/A | Not Found | #N/A | #N/A | #N/A | 0 | 0 | 0 | 0 |  |  | No |  | No | No | No
| GMS_GX3 | GMS_GX3 | teppc | BCHA | BCHA | British Columbia Transmission Company | BCHA_AESO | Excluded | 2022-10-01 | 2050-03-30 | 2022 | 2049 | 5.9 | 100% | 5.9 | 5.9 | CCWhole-NatGas-SingleShaft | CC_NG | CC | Excluded_CCGT |  |  |  | Excluded | 2023 | 2049 | 0 | Excluded | 5.9 | 1 | 5.9 | 1 | 1 | 2050-03-30 | 1 | #N/A | #N/A | No | 0 | 0 | Not Found | #N/A | #N/A | #N/A | Not Found | #N/A | #N/A | #N/A | 0 | 0 | 0 | 0 |  |  | No |  | No | No | No
| GMS_WND_13 | GMS_WND 13 | teppc | BCHA | BCHA | British Columbia Transmission Company | BCHA_AESO | Excluded | 2018-03-30 | 2050-03-30 | 2018 | 2049 | 141.3 | 100% | 141.3 | 141.3 | WT-Onshore | wind_onshorewind | Wind | Excluded_Wind |  |  |  | Excluded | 2018 | 2049 | 0 | Excluded | 141.3 | 1 | 141.3 | 1 | 1 | 2050-03-30 | 1 | #N/A | #N/A | No | 0 | 0 | Not Found | #N/A | #N/A | #N/A | Not Found | #N/A | #N/A | #N/A | 0 | 0 | 0 | 0 |  |  | No |  | No | No | No
| Gold_Creek1_1 | Gold Creek 1-1 | teppc | AESO | AESO | Alberta Electric System Operator | BCHA_AESO | Excluded | 1999-01-01 | 2050-12-01 | 1999 | 2050 | 5 | 100% | 5 | 5 | CT-NatGas-Industrial | CT_NG | CT | Excluded_Peaker |  |  |  | Excluded | 1999 | 2050 | 0 | Excluded | 5 | 1 | 5 | 1 | 1 | 2050-12-01 | 1 | #N/A | #N/A | No | 0 | 0 | Not Found | #N/A | #N/A | #N/A | Not Found | #N/A | #N/A | #N/A | 0 | 0 | 0 | 0 |  |  | No |  | No | No | No
| Golden_Biomass | LP Golden Biomass-1_LP Golden Biomass-1_IPP-EVP | teppc | BCHA | BCHA | British Columbia Transmission Company | BCHA_AESO | Excluded | 2011-06-01 | 2031-05-25 | 2011 | 2030 | 7.5 | 100% | 7.5 | 7.5 | Bio-ST | ST_Biomass | Biomass/Wood | Excluded_Biomass |  |  |  | Excluded | 2011 | 2030 | 0 | Excluded | 7.5 | 1 | 7.5 | 1 | 1 | 2031-05-25 | 1 | #N/A | #N/A | No | 0 | 0 | Not Found | #N/A | #N/A | #N/A | Not Found | #N/A | #N/A | #N/A | 0 | 0 | 0 | 0 |  |  | No |  | No | No | No
| Golden_Hills_Wind | Golden Hills Wind-WT (267 x 1.5) | teppc | TPWR | TPWR | Tacoma Power | BPAT | NW | 2018-12-01 | 2050-04-15 | 2018 | 2049 | 400 | 100% | 400 | 400 | WT-Onshore | wind_onshorewind | Wind | NW_Wind |  |  |  | NW_Wind_for_Other | 2019 | 2049 | 0 | NW | 400 | 1 | 400 | 1 | 1 | 2050-04-15 | 1 | #N/A | #N/A | No | #N/A | #N/A | Not Found | #N/A | #N/A | #N/A | Not Found | #N/A | #N/A | #N/A | #N/A | #N/A |  |  |  |  | No |  | No | No | No
| Golden_Valley | Golden Valley Wind Park LLC-GVWP | teppc | IPFE | IPFE | Idaho Far East | IPCO | NW | 2010-11-23 | 2050-12-31 | 2010 | 2050 | 12.82 | 100% | 12.82 | 12.82 | WT-Onshore | wind_onshorewind | Wind | NW_Wind |  |  |  | NW_Wind_for_Other | 2011 | 2050 | 0 | NW | 12.82 | 1 | 12.82 | 1 | 1 | 2050-12-31 | 1 | #N/A | #N/A | No | #N/A | #N/A | Not Found | #N/A | #N/A | #N/A | Not Found | #N/A | #N/A | #N/A | #N/A | #N/A |  |  |  |  | No |  | No | No | No
| GoldendaleCC_Total | GoldendaleCC (Total CC Plant) | teppc | TPWR | TPWR | Tacoma Power | BPAT | NW | 2004-08-01 | 2050-12-31 | 2004 | 2050 | 291.8 | 100% | 291.8 | 291.8 | CCWhole-NatGas-Industrial | CC_NG | CC | NW_CCGT |  |  |  | NW_CCGT | 2004 | 2050 | 0 | NW | 291.8 | 1 | 291.8 | 1 | 1 | 2050-12-31 | 1 | #N/A | #N/A | No | 291.8 | 291.8 | Not Found | #N/A | #N/A | #N/A | Not Found | #N/A | #N/A | #N/A | 291.8 | 291.8 | 291.8 | 291.8 |  |  | No |  | No | No | No
| GOLETA_2_QF | GOLETA QFS | caiso | SCE | SCE | Southern California Edison | SCE | CAISO | 1986-01-01 | 2050-12-31 | 1986 | 2050 | 0.4 | 100% | 0.4 | 0.4 | n/a | Cogen_NG | Cogen | CAISO_Small_Hydro |  |  |  | CAISO_Small_Hydro_for_CAISO | 1986 | 2050 | 0 | CAISO | 0.4 | 1 | 0.4 | 1 | 1 | 2050-12-31 | 1 | GOLETA_2_QF | FC | No | 0.2 | 0.2 | NQC List | 0.06 | 0.08 | OTHER | NQC List | 0.04 | 0.05 | OTHER | 0.04 | 0.05 | 0.06 | 0.08 |  |  | No |  | No | No | No
| GOLETA_6_ELLWOD | ELLWOOD ENERGY SUPPORT FACILITY | caiso | SCE | SCE | Southern California Edison | SCE | CAISO | 1974-08-01 | 2050-12-31 | 1974 | 2050 | 0 | 0% |  | 54 | CT-NatGas-Industrial | CT_NG | CT | CAISO_Peaker2 |  |  |  | CAISO_Peaker2 | 1974 | 2050 | 0 | CAISO | 54 | 1 | 54 | 1 | 1 | 2050-12-31 | 1 | GOLETA_6_ELLWOD | FC | No | 51.91 | 51.91 | NQC List | 54 | 54 | NATURAL GAS | NQC List | 54 | 54 | NATURAL GAS | 54 | 54 | 54 | 54 |  |  | No |  | No | No | No
| GOLETA_6_EXGEN | EXXON COMPANY USA | caiso | SCE | SCE | Southern California Edison | SCE | CAISO | 1993-08-19 | 2050-12-31 | 1993 | 2050 | 3.4 | 7.054% | 3.4 | 48.2 | CCWhole-NatGas-Aero | CT_NG | CT | CAISO_Peaker1 |  |  |  | CAISO_Peaker1 | 1994 | 2050 | 0 | CAISO | 48.2 | 1 | 48.2 | 1 | 1 | 2050-12-31 | 1 | GOLETA_6_EXGEN | FC | No | 44.5241 | 44.5241 | NQC List | 0 | 0 | OTHER | NQC List | 0 | 0 | OTHER | 0 | 0 | 0 | 0 |  |  | No |  | No | No | No
| GOLETA_6_GAVOTA | Point Arguello Pipeline Company | caiso | SCE | SCE | Southern California Edison | SCE | CAISO | 1987-01-01 | 2019-11-02 | 1987 | 2018 | 0 | 0% |  | 9.9 | CT-NatGas-Aero | Cogen_NG | Cogen | CAISO_CHP |  |  |  | CAISO_CHP | 1987 | 2019 | 0 | CAISO | 9.9 | 1 | 9.9 | 1 | 1 | 2019-11-02 | 1 | GOLETA_6_GAVOTA | FC | No | 6.2766 | 6.2766 | Not Found | #N/A | #N/A | #N/A | NQC List | 0 | 0 | NATURAL GAS | 0 | 0 | 0 | 0 |  |  | No |  | No | No | No
| GOLETA_6_TAJIGS | GOLETA_6_TAJIGS | caiso | SCE | SCE | Southern California Edison | SCE | CAISO | 2000-08-05 | 2050-12-31 | 2000 | 2050 | 2.84 | 100% | 2.84 | 2.84 | n/a | Biogas_ | Biogas_LandfillGas | CAISO_Biomass |  |  |  | CAISO_Biomass_for_CAISO | 2001 | 2050 | 0 | CAISO | 2.84 | 1 | 2.84 | 1 | 1 | 2050-12-31 | 1 | GOLETA_6_TAJIGS | FC | No | 1.9823 | 1.9823 | NQC List | 2.84 | 2.84 | BIOGAS | NQC List | 2.84 | 2.84 | BIOGAS | 2.84 | 2.84 | 2.84 | 2.84 |  |  | No |  | No | No | No
| GONZLS_6_UNIT | Johnson Canyon Landfill | caiso | PGE_Valley | PGE_Valley | Pacific Gas and Electric Valley | PGE_Valley | CAISO | 2013-07-08 | 2050-12-31 | 2013 | 2050 | 1.42 | 100% | 1.42 | 1.42 | n/a | Biogas_ | Biogas_LandfillGas | CAISO_Biomass |  |  |  | CAISO_Biomass_for_CAISO | 2013 | 2050 | 0 | CAISO | 1.42 | 1 | 1.42 | 1 | 1 | 2050-12-31 | 1 | GONZLS_6_UNIT | FC | No | 0.99116 | 0.99116 | NQC List | 1.31 | 1.33 | BIOGAS | NQC List | 1.24 | 1.23 | BIOGAS | 1.24 | 1.23 | 1.31 | 1.33 |  |  | No |  | No | No | No
| Goodnoe_Hills1 | Goodnoe Hills-1 | teppc | TPWR | TPWR | Tacoma Power | BPAT | NW | 2008-06-01 | 2050-12-31 | 2008 | 2050 | 94 | 100% | 94 | 94 | WT-Onshore | wind_onshorewind | Wind | NW_Wind |  |  |  | NW_Wind_for_Other | 2008 | 2050 | 0 | NW | 94 | 1 | 94 | 1 | 1 | 2050-12-31 | 1 | #N/A | #N/A | No | #N/A | #N/A | Not Found | #N/A | #N/A | #N/A | Not Found | #N/A | #N/A | #N/A | #N/A | #N/A |  |  |  |  | No |  | No | No | No
| Goodnoe_Hills2 | Goodnoe Hills 2-WT(1) | teppc | PNM | PNM | Public Service Company of New Mexico | PNM_EPE | SW | 2014-12-01 | 2050-12-31 | 2014 | 2050 | 34 | 100% | 34 | 34 | WT-Onshore | wind_onshorewind | Wind | SW_Wind |  |  |  | SW_Wind_for_Other | 2015 | 2050 | 0 | SW | 34 | 1 | 34 | 1 | 1 | 2050-12-31 | 1 | #N/A | #N/A | No | #N/A | #N/A | Not Found | #N/A | #N/A | #N/A | Not Found | #N/A | #N/A | #N/A | #N/A | #N/A |  |  |  |  | No |  | No | No | No
| GOOSLK_1_SOLAR1 | Goose Lake | caiso | PGE_Valley | PGE_Valley | Pacific Gas and Electric Valley | PGE_Valley | CAISO | 2015-05-23 | 2050-12-31 | 2015 | 2050 | 12 | 100% | 12 | 12 | n/a | PVgeneric_sun | Solar_Fixed | CAISO_Solar |  |  |  | CAISO_Solar_for_CAISO | 2015 | 2050 | 0 | CAISO | 12 | 1 | 12 | 1 | 1 | 2050-12-31 | 1 | GOOSLK_1_SOLAR1 | FC | No | 3.24 | 1.68 | NQC List | 3.24 | 1.68 | SUN | NQC List | 3.24 | 1.68 | SUN | 3.24 | 1.68 | 3.24 | 1.68 |  |  | No |  | No | No | No
| GordonButte | Gordon Butte Wind LLC-GBW | teppc | NWMT | NWMT | NorthWestern Energy | NWMT_WAUW | NW | 2011-12-31 | 2050-12-01 | 2012 | 2050 | 9.6 | 100% | 9.6 | 9.6 | WT-Onshore | wind_onshorewind | Wind | NW_Wind |  |  |  | NW_Wind_for_Other | 2012 | 2050 | 0 | NW | 9.6 | 1 | 9.6 | 1 | 1 | 2050-12-01 | 1 | #N/A | #N/A | No | #N/A | #N/A | Not Found | #N/A | #N/A | #N/A | Not Found | #N/A | #N/A | #N/A | #N/A | #N/A |  |  |  |  | No |  | No | No | No
| GordonMShrum01 | Gordon M Shrum-1_Gordon M Shrum-1_BCH-GMS | teppc | BCHA | BCHA | British Columbia Transmission Company | BCHA_AESO | Excluded | 1968-01-01 | 2033-03-31 | 1968 | 2032 | 305 | 100% | 305 | 305 | Hydro | Hydro_Standard | Hydro | Excluded_Hydro |  |  |  | Excluded | 1968 | 2032 | 0 | Excluded | 305 | 1 | 305 | 1 | 1 | 2033-03-31 | 1 | #N/A | #N/A | No | 0 | 0 | Not Found | #N/A | #N/A | #N/A | Not Found | #N/A | #N/A | #N/A | 0 | 0 | 0 | 0 |  |  | No |  | No | No | No
| GordonMShrum02 | Gordon M Shrum-2_Gordon M Shrum-2_BCH-GMS | teppc | BCHA | BCHA | British Columbia Transmission Company | BCHA_AESO | Excluded | 1968-01-01 | 2033-03-31 | 1968 | 2032 | 305 | 100% | 305 | 305 | Hydro | Hydro_Standard | Hydro | Excluded_Hydro |  |  |  | Excluded | 1968 | 2032 | 0 | Excluded | 305 | 1 | 305 | 1 | 1 | 2033-03-31 | 1 | #N/A | #N/A | No | 0 | 0 | Not Found | #N/A | #N/A | #N/A | Not Found | #N/A | #N/A | #N/A | 0 | 0 | 0 | 0 |  |  | No |  | No | No | No
| GordonMShrum03 | Gordon M Shrum-3_Gordon M Shrum-3_BCH-GMS | teppc | BCHA | BCHA | British Columbia Transmission Company | BCHA_AESO | Excluded | 1968-01-01 | 2033-03-31 | 1968 | 2032 | 305 | 100% | 305 | 305 | Hydro | Hydro_Standard | Hydro | Excluded_Hydro |  |  |  | Excluded | 1968 | 2032 | 0 | Excluded | 305 | 1 | 305 | 1 | 1 | 2033-03-31 | 1 | #N/A | #N/A | No | 0 | 0 | Not Found | #N/A | #N/A | #N/A | Not Found | #N/A | #N/A | #N/A | 0 | 0 | 0 | 0 |  |  | No |  | No | No | No
| GordonMShrum04 | Gordon M Shrum-4_Gordon M Shrum-4_BCH-GMS | teppc | BCHA | BCHA | British Columbia Transmission Company | BCHA_AESO | Excluded | 1968-01-01 | 2033-03-31 | 1968 | 2032 | 305 | 100% | 305 | 305 | Hydro | Hydro_Standard | Hydro | Excluded_Hydro |  |  |  | Excluded | 1968 | 2032 | 0 | Excluded | 305 | 1 | 305 | 1 | 1 | 2033-03-31 | 1 | #N/A | #N/A | No | 0 | 0 | Not Found | #N/A | #N/A | #N/A | Not Found | #N/A | #N/A | #N/A | 0 | 0 | 0 | 0 |  |  | No |  | No | No | No
| GordonMShrum05 | Gordon M Shrum-5_Gordon M Shrum-5_BCH-GMS | teppc | BCHA | BCHA | British Columbia Transmission Company | BCHA_AESO | Excluded | 1968-01-01 | 2033-03-31 | 1968 | 2032 | 305 | 100% | 305 | 305 | Hydro | Hydro_Standard | Hydro | Excluded_Hydro |  |  |  | Excluded | 1968 | 2032 | 0 | Excluded | 305 | 1 | 305 | 1 | 1 | 2033-03-31 | 1 | #N/A | #N/A | No | 0 | 0 | Not Found | #N/A | #N/A | #N/A | Not Found | #N/A | #N/A | #N/A | 0 | 0 | 0 | 0 |  |  | No |  | No | No | No
| GordonMShrum06 | Gordon M Shrum-6_Gordon M Shrum-6_BCH-GMS | teppc | BCHA | BCHA | British Columbia Transmission Company | BCHA_AESO | Excluded | 1968-01-01 | 2033-03-31 | 1968 | 2032 | 305 | 100% | 305 | 305 | Hydro | Hydro_Standard | Hydro | Excluded_Hydro |  |  |  | Excluded | 1968 | 2032 | 0 | Excluded | 305 | 1 | 305 | 1 | 1 | 2033-03-31 | 1 | #N/A | #N/A | No | 0 | 0 | Not Found | #N/A | #N/A | #N/A | Not Found | #N/A | #N/A | #N/A | 0 | 0 | 0 | 0 |  |  | No |  | No | No | No
| GordonMShrum07 | Gordon M Shrum-7_Gordon M Shrum-7_BCH-GMS | teppc | BCHA | BCHA | British Columbia Transmission Company | BCHA_AESO | Excluded | 1968-01-01 | 2033-03-31 | 1968 | 2032 | 305 | 100% | 305 | 305 | Hydro | Hydro_Standard | Hydro | Excluded_Hydro |  |  |  | Excluded | 1968 | 2032 | 0 | Excluded | 305 | 1 | 305 | 1 | 1 | 2033-03-31 | 1 | #N/A | #N/A | No | 0 | 0 | Not Found | #N/A | #N/A | #N/A | Not Found | #N/A | #N/A | #N/A | 0 | 0 | 0 | 0 |  |  | No |  | No | No | No
| GordonMShrum08 | Gordon M Shrum-8_Gordon M Shrum-8_BCH-GMS | teppc | BCHA | BCHA | British Columbia Transmission Company | BCHA_AESO | Excluded | 1968-01-01 | 2033-03-31 | 1968 | 2032 | 305 | 100% | 305 | 305 | Hydro | Hydro_Standard | Hydro | Excluded_Hydro |  |  |  | Excluded | 1968 | 2032 | 0 | Excluded | 305 | 1 | 305 | 1 | 1 | 2033-03-31 | 1 | #N/A | #N/A | No | 0 | 0 | Not Found | #N/A | #N/A | #N/A | Not Found | #N/A | #N/A | #N/A | 0 | 0 | 0 | 0 |  |  | No |  | No | No | No
| GordonMShrum09 | Gordon M Shrum-9_Gordon M Shrum-9_BCH-GMS | teppc | BCHA | BCHA | British Columbia Transmission Company | BCHA_AESO | Excluded | 1968-01-01 | 2033-03-31 | 1968 | 2032 | 305 | 100% | 305 | 305 | Hydro | Hydro_Standard | Hydro | Excluded_Hydro |  |  |  | Excluded | 1968 | 2032 | 0 | Excluded | 305 | 1 | 305 | 1 | 1 | 2033-03-31 | 1 | #N/A | #N/A | No | 0 | 0 | Not Found | #N/A | #N/A | #N/A | Not Found | #N/A | #N/A | #N/A | 0 | 0 | 0 | 0 |  |  | No |  | No | No | No
| GordonMShrum10 | Gordon M Shrum-10_Gordon M Shrum-10_BCH-GMS | teppc | BCHA | BCHA | British Columbia Transmission Company | BCHA_AESO | Excluded | 1968-01-01 | 2033-03-31 | 1968 | 2032 | 305 | 100% | 305 | 305 | Hydro | Hydro_Standard | Hydro | Excluded_Hydro |  |  |  | Excluded | 1968 | 2032 | 0 | Excluded | 305 | 1 | 305 | 1 | 1 | 2033-03-31 | 1 | #N/A | #N/A | No | 0 | 0 | Not Found | #N/A | #N/A | #N/A | Not Found | #N/A | #N/A | #N/A | 0 | 0 | 0 | 0 |  |  | No |  | No | No | No
| Gorge21 | Gorge-21 | teppc | SCL | SCL | Seattle Department of Lighting | BPAT | NW | 1924-09-01 | 2050-12-31 | 1924 | 2050 | 36.8 | 100% | 36.8 | 36.8 | Hydro | Hydro_Standard | Hydro | NW_Hydro |  |  |  | NW_Hydro | 1925 | 2050 | 0 | NW | 36.8 | 1 | 36.8 | 1 | 1 | 2050-12-31 | 1 | #N/A | #N/A | No | #N/A | #N/A | Not Found | #N/A | #N/A | #N/A | Not Found | #N/A | #N/A | #N/A | #N/A | #N/A |  |  |  |  | No |  | No | No | No
| Gorge22 | Gorge-22 | teppc | SCL | SCL | Seattle Department of Lighting | BPAT | NW | 1924-09-01 | 2050-12-31 | 1924 | 2050 | 36.8 | 100% | 36.8 | 36.8 | Hydro | Hydro_Standard | Hydro | NW_Hydro |  |  |  | NW_Hydro | 1925 | 2050 | 0 | NW | 36.8 | 1 | 36.8 | 1 | 1 | 2050-12-31 | 1 | #N/A | #N/A | No | #N/A | #N/A | Not Found | #N/A | #N/A | #N/A | Not Found | #N/A | #N/A | #N/A | #N/A | #N/A |  |  |  |  | No |  | No | No | No
| Gorge23 | Gorge-23 | teppc | SCL | SCL | Seattle Department of Lighting | BPAT | NW | 1929-05-01 | 2050-12-31 | 1929 | 2050 | 36.8 | 100% | 36.8 | 36.8 | Hydro | Hydro_Standard | Hydro | NW_Hydro |  |  |  | NW_Hydro | 1929 | 2050 | 0 | NW | 36.8 | 1 | 36.8 | 1 | 1 | 2050-12-31 | 1 | #N/A | #N/A | No | #N/A | #N/A | Not Found | #N/A | #N/A | #N/A | Not Found | #N/A | #N/A | #N/A | #N/A | #N/A |  |  |  |  | No |  | No | No | No
| Gorge24 | Gorge-24 | teppc | SCL | SCL | Seattle Department of Lighting | BPAT | NW | 1951-06-01 | 2050-12-31 | 1951 | 2050 | 96.9 | 100% | 96.9 | 96.9 | Hydro | Hydro_Standard | Hydro | NW_Hydro |  |  |  | NW_Hydro | 1951 | 2050 | 0 | NW | 96.9 | 1 | 96.9 | 1 | 1 | 2050-12-31 | 1 | #N/A | #N/A | No | #N/A | #N/A | Not Found | #N/A | #N/A | #N/A | Not Found | #N/A | #N/A | #N/A | #N/A | #N/A |  |  |  |  | No |  | No | No | No
| Goshen2_JollyHills_1 | Goshen Phase II-1_Jolly Hills | teppc | PAID | PAID | Idaho, PACE Utility | IPCO | NW | 2010-09-01 | 2050-12-31 | 2010 | 2050 | 90 | 100% | 90 | 90 | WT-Onshore | wind_onshorewind | Wind | NW_Wind | CAISO | 90 |  | NW_Wind_for_Other | 2011 | 2050 | 0 | CAISO | 90 | 1 | 90 | 1 | 1 | 2050-12-31 | 1 | #N/A | #N/A | No | #N/A | #N/A | Not Found | #N/A | #N/A | #N/A | Not Found | #N/A | #N/A | #N/A | #N/A | #N/A |  |  |  |  | No |  | No | No | No
| Goshen2_JollyHills_2 | Goshen Phase II-2_Jolly Hills | teppc | PAID | PAID | Idaho, PACE Utility | IPCO | NW | 2010-09-01 | 2050-12-31 | 2010 | 2050 | 39 | 100% | 39 | 39 | WT-Onshore | wind_onshorewind | Wind | NW_Wind | CAISO | 39 |  | NW_Wind_for_Other | 2011 | 2050 | 0 | CAISO | 39 | 1 | 39 | 1 | 1 | 2050-12-31 | 1 | #N/A | #N/A | No | #N/A | #N/A | Not Found | #N/A | #N/A | #N/A | Not Found | #N/A | #N/A | #N/A | #N/A | #N/A |  |  |  |  | No |  | No | No | No
| GP_CHP1_1 | GP-CHP1-1 | teppc | AESO | AESO | Alberta Electric System Operator | BCHA_AESO | Excluded | 2004-12-01 | 2050-12-31 | 2004 | 2050 | 27 | 100% | 27 | 27 | Bio-ST | ST_Biomass | Biomass/Wood | Excluded_Biomass |  |  |  | Excluded | 2005 | 2050 | 0 | Excluded | 27 | 1 | 27 | 1 | 1 | 2050-12-31 | 1 | #N/A | #N/A | No | 0 | 0 | Not Found | #N/A | #N/A | #N/A | Not Found | #N/A | #N/A | #N/A | 0 | 0 | 0 | 0 |  |  | No |  | No | No | No
| GP_Wauna_Mill__CG_ |  | teppc | BPAT | BPAT | Bonneville Power Administration – Transmission | BPAT | NW | 1950-01-01 | 2050-12-31 | 1950 | 2050 | 23.7 | 100% | 23.7 | 23.7 | Bio-ST | ST_Biomass | Biomass/Wood | NW_Biomass |  |  |  | NW_Biomass_for_Other | 1950 | 2050 | 0 | NW | 23.7 | 1 | 23.7 | 1 | 1 | 2050-12-31 | 1 | #N/A | #N/A | No | 16.5426 | 16.5426 | Not Found | #N/A | #N/A | #N/A | Not Found | #N/A | #N/A | #N/A | 16.5426 | 16.5426 | 16.5426 | 16.5426 |  |  | No |  | No | No | No
| Grace_3 | Grace-3 | teppc | PAID | PAID | Idaho, PACE Utility | IPCO | NW | 1913-12-01 | 2050-12-31 | 1913 | 2050 | 11 | 100% | 11 | 11 | Hydro | Hydro_Standard | Hydro | NW_Hydro |  |  |  | NW_Hydro | 1914 | 2050 | 0 | NW | 11 | 1 | 11 | 1 | 1 | 2050-12-31 | 1 | #N/A | #N/A | No | #N/A | #N/A | Not Found | #N/A | #N/A | #N/A | Not Found | #N/A | #N/A | #N/A | #N/A | #N/A |  |  |  |  | No |  | No | No | No
| Grace_4 | Grace-4 | teppc | PAID | PAID | Idaho, PACE Utility | IPCO | NW | 1913-12-01 | 2050-12-31 | 1913 | 2050 | 11 | 100% | 11 | 11 | Hydro | Hydro_Standard | Hydro | NW_Hydro |  |  |  | NW_Hydro | 1914 | 2050 | 0 | NW | 11 | 1 | 11 | 1 | 1 | 2050-12-31 | 1 | #N/A | #N/A | No | #N/A | #N/A | Not Found | #N/A | #N/A | #N/A | Not Found | #N/A | #N/A | #N/A | #N/A | #N/A |  |  |  |  | No |  | No | No | No
| Grace_5 | Grace-5 | teppc | PAID | PAID | Idaho, PACE Utility | IPCO | NW | 1922-12-01 | 2050-12-31 | 1922 | 2050 | 11 | 100% | 11 | 11 | Hydro | Hydro_Standard | Hydro | NW_Hydro |  |  |  | NW_Hydro | 1923 | 2050 | 0 | NW | 11 | 1 | 11 | 1 | 1 | 2050-12-31 | 1 | #N/A | #N/A | No | #N/A | #N/A | Not Found | #N/A | #N/A | #N/A | Not Found | #N/A | #N/A | #N/A | #N/A | #N/A |  |  |  |  | No |  | No | No | No
| Grand_Coulee | Grand Coulee | teppc | BPAT | BPAT | Bonneville Power Administration – Transmission | BPAT | NW | 1942-04-01 | 2050-12-31 | 1942 | 2050 | 6765 | 100% | 6765 | 6765 | Hydro | Hydro_Standard | Hydro | NW_Hydro |  |  |  | NW_Hydro | 1942 | 2050 | 0 | NW | 6765 | 1 | 6765 | 1 | 1 | 2050-12-31 | 1 | #N/A | #N/A | No | #N/A | #N/A | Not Found | #N/A | #N/A | #N/A | Not Found | #N/A | #N/A | #N/A | #N/A | #N/A |  |  |  |  | No |  | No | No | No
| Grand_Valley_1_2 | Grand Valley Project Power Plant 1 & 2¦Palisade | teppc | PSCO | PSCO | Public Service Company of Colorado | PSCO | Excluded | 1931-12-01 | 2050-12-31 | 1931 | 2050 | 3 | 100% | 3 | 3 | Hydro | Hydro_Standard | Hydro | Excluded_Hydro |  |  |  | Excluded | 1932 | 2050 | 0 | Excluded | 3 | 1 | 3 | 1 | 1 | 2050-12-31 | 1 | #N/A | #N/A | No | 0 | 0 | Not Found | #N/A | #N/A | #N/A | Not Found | #N/A | #N/A | #N/A | 0 | 0 | 0 | 0 |  |  | No |  | No | No | No
| Grand_View_PV_Solar_Two |  | teppc | IPMV | IPMV | Idaho Magic Valley | IPCO | NW | 2016-12-31 | 2050-12-31 | 2017 | 2050 | 140 | 100% | 140 | 140 | SolarPV-Tracking | 1axPV_sun | Solar_1Axis | NW_Solar |  |  |  | NW_Solar_for_Other | 2017 | 2050 | 0 | NW | 140 | 1 | 140 | 1 | 1 | 2050-12-31 | 1 | #N/A | #N/A | No | #N/A | #N/A | Not Found | #N/A | #N/A | #N/A | Not Found | #N/A | #N/A | #N/A | #N/A | #N/A |  |  |  |  | No |  | No | No | No
| GrandCouleePG07 | Grand Coulee-PG7 | teppc | BPAT | BPAT | Bonneville Power Administration – Transmission | BPAT | NW | 1973-10-01 | 2050-12-31 | 1973 | 2050 | 83.33 | 100% | 83.33 | 83.33 | PS-Hydro | Hydro_PumpedStorage | PSH | NW_Existing_Pumped_Storage |  |  |  | #N/A | 1974 | 2050 | 0 | NW | 83.33 | 1 | 83.33 | 1 | 1 | 2050-12-31 | 1 | #N/A | #N/A | No | #N/A | #N/A | Not Found | #N/A | #N/A | #N/A | Not Found | #N/A | #N/A | #N/A | #N/A | #N/A |  |  |  |  | No |  | No | No | No
| GrandCouleePG08 | Grand Coulee-PG8 | teppc | BPAT | BPAT | Bonneville Power Administration – Transmission | BPAT | NW | 1973-11-01 | 2050-12-31 | 1973 | 2050 | 83.33 | 100% | 83.33 | 83.33 | PS-Hydro | Hydro_PumpedStorage | PSH | NW_Existing_Pumped_Storage |  |  |  | #N/A | 1974 | 2050 | 0 | NW | 83.33 | 1 | 83.33 | 1 | 1 | 2050-12-31 | 1 | #N/A | #N/A | No | #N/A | #N/A | Not Found | #N/A | #N/A | #N/A | Not Found | #N/A | #N/A | #N/A | #N/A | #N/A |  |  |  |  | No |  | No | No | No
| GrandCouleePG09 | Grand Coulee-PG9 | teppc | BPAT | BPAT | Bonneville Power Administration – Transmission | BPAT | NW | 1983-04-01 | 2050-12-31 | 1983 | 2050 | 83.33 | 100% | 83.33 | 83.33 | PS-Hydro | Hydro_PumpedStorage | PSH | NW_Existing_Pumped_Storage |  |  |  | #N/A | 1983 | 2050 | 0 | NW | 83.33 | 1 | 83.33 | 1 | 1 | 2050-12-31 | 1 | #N/A | #N/A | No | #N/A | #N/A | Not Found | #N/A | #N/A | #N/A | Not Found | #N/A | #N/A | #N/A | #N/A | #N/A |  |  |  |  | No |  | No | No | No
| GrandCouleePG10 | Grand Coulee-PG10 | teppc | BPAT | BPAT | Bonneville Power Administration – Transmission | BPAT | NW | 1983-06-01 | 2050-12-31 | 1983 | 2050 | 83.33 | 100% | 83.33 | 83.33 | PS-Hydro | Hydro_PumpedStorage | PSH | NW_Existing_Pumped_Storage |  |  |  | #N/A | 1983 | 2050 | 0 | NW | 83.33 | 1 | 83.33 | 1 | 1 | 2050-12-31 | 1 | #N/A | #N/A | No | #N/A | #N/A | Not Found | #N/A | #N/A | #N/A | Not Found | #N/A | #N/A | #N/A | #N/A | #N/A |  |  |  |  | No |  | No | No | No
| GrandCouleePG11 | Grand Coulee-PG11 | teppc | BPAT | BPAT | Bonneville Power Administration – Transmission | BPAT | NW | 1983-11-01 | 2050-12-31 | 1983 | 2050 | 83.33 | 100% | 83.33 | 83.33 | PS-Hydro | Hydro_PumpedStorage | PSH | NW_Existing_Pumped_Storage |  |  |  | #N/A | 1984 | 2050 | 0 | NW | 83.33 | 1 | 83.33 | 1 | 1 | 2050-12-31 | 1 | #N/A | #N/A | No | #N/A | #N/A | Not Found | #N/A | #N/A | #N/A | Not Found | #N/A | #N/A | #N/A | #N/A | #N/A |  |  |  |  | No |  | No | No | No
| GrandCouleePG12 | Grand Coulee-PG12 | teppc | BPAT | BPAT | Bonneville Power Administration – Transmission | BPAT | NW | 1984-04-01 | 2050-12-31 | 1984 | 2050 | 83.33 | 100% | 83.33 | 83.33 | PS-Hydro | Hydro_PumpedStorage | PSH | NW_Existing_Pumped_Storage |  |  |  | #N/A | 1984 | 2050 | 0 | NW | 83.33 | 1 | 83.33 | 1 | 1 | 2050-12-31 | 1 | #N/A | #N/A | No | #N/A | #N/A | Not Found | #N/A | #N/A | #N/A | Not Found | #N/A | #N/A | #N/A | #N/A | #N/A |  |  |  |  | No |  | No | No | No
| GrandPrairie | Grand Prairie Harmattan Energy Center-1 | teppc | BCHA | BCHA | British Columbia Transmission Company | BCHA_AESO | Excluded | 2013-12-31 | 2050-12-31 | 2014 | 2050 | 93 | 100% | 93 | 93 | CT-NatGas-Industrial | CT_NG | CT | Excluded_Peaker |  |  |  | Excluded | 2014 | 2050 | 0 | Excluded | 93 | 1 | 93 | 1 | 1 | 2050-12-31 | 1 | #N/A | #N/A | No | 0 | 0 | Not Found | #N/A | #N/A | #N/A | Not Found | #N/A | #N/A | #N/A | 0 | 0 | 0 | 0 |  |  | No |  | No | No | No
| GRANT_MTE_SG | GRANT MTE_LS | teppc | PAUT | PAUT | Utah, PACE Utility | PACE | NW | 2016-01-01 | 2050-12-31 | 2016 | 2050 | 80 | 100% | 80 | 80 | SolarPV-NonTracking | FixedPV_sun | Solar_Fixed | NW_Solar |  |  |  | NW_Solar_for_Other | 2016 | 2050 | 0 | NW | 80 | 1 | 80 | 1 | 1 | 2050-12-31 | 1 | #N/A | #N/A | No | #N/A | #N/A | Not Found | #N/A | #N/A | #N/A | Not Found | #N/A | #N/A | #N/A | #N/A | #N/A |  |  |  |  | No |  | No | No | No
| GRANT_MTW_SG | GRANT MTW_LS | teppc | PAUT | PAUT | Utah, PACE Utility | PACE | NW | 2016-01-01 | 2050-12-31 | 2016 | 2050 | 50 | 100% | 50 | 50 | SolarPV-NonTracking | FixedPV_sun | Solar_Fixed | NW_Solar |  |  |  | NW_Solar_for_Other | 2016 | 2050 | 0 | NW | 50 | 1 | 50 | 1 | 1 | 2050-12-31 | 1 | #N/A | #N/A | No | #N/A | #N/A | Not Found | #N/A | #N/A | #N/A | Not Found | #N/A | #N/A | #N/A | #N/A | #N/A |  |  |  |  | No |  | No | No | No
| Grasshopper_Flat | Grasshopper Flat | rps | PGE_Valley | PGE_Valley | Pacific Gas and Electric Valley | PGE_Valley | CAISO | 2019-01-21 | 2050-12-31 | 2019 | 2050 | 1.1 | 100% | 1.1 | 1.1 | Small hydroHydro: Unknown | Hydro_small | Hydro | CAISO_Small_Hydro |  |  |  | CAISO_Small_Hydro_for_CAISO | 2019 | 2050 | 0 | CAISO | 1.1 | 1 | 1.1 | 1 | 1 | 2050-12-31 | 1 | Grasshopper Flat | #N/A | No | 0.55 | 0.55 | Not Found | #N/A | #N/A | #N/A | Not Found | #N/A | #N/A | #N/A | 0.55 | 0.55 | 0.55 | 0.55 |  |  | No |  | No | Yes | Yes
| Graycliff_Wind_Prime |  | teppc | CISC | CISC | Southern California Edison | SCE | CAISO | 2015-12-01 | 2050-12-31 | 2015 | 2050 | 9.7 | 100% | 9.7 | 9.7 | WT-Onshore | wind_onshorewind | Wind | CAISO_Wind |  |  |  | CAISO_Wind_for_CAISO | 2016 | 2050 | 0 | CAISO | 9.7 | 1 | 9.7 | 1 | 1 | 2050-12-31 | 1 | Graycliff Wind Prime | #N/A | No | 2.037 | 1.455 | Not Found | #N/A | #N/A | #N/A | Not Found | #N/A | #N/A | #N/A | 2.037 | 1.455 | 2.037 | 1.455 |  |  | No |  | No | No | No
| GraysHarborCC_Total | GraysHarborCC (Total CC Plant) | teppc | BPAT | BPAT | Bonneville Power Administration – Transmission | BPAT | NW | 2008-05-01 | 2050-12-01 | 2008 | 2050 | 657 | 100% | 657 | 657 | CCWhole-NatGas-Industrial | CC_NG | CC | NW_CCGT |  |  |  | NW_CCGT | 2008 | 2050 | 0 | NW | 657 | 1 | 657 | 1 | 1 | 2050-12-01 | 1 | #N/A | #N/A | No | 657 | 657 | Not Found | #N/A | #N/A | #N/A | Not Found | #N/A | #N/A | #N/A | 657 | 657 | 657 | 657 |  |  | No |  | No | No | No
| Grayson_3 | Grayson 3 | teppc | LDWP | LDWP | Los Angeles Department of Water and Power | LADWP | LDWP | 1953-12-01 | 2050-12-31 | 1953 | 2050 | 18 | 100% | 18 | 18 | ST-NatGas | ST_NG | Steam | LDWP_ST |  |  |  | LDWP_ST | 1954 | 2050 | 0 | LDWP | 18 | 1 | 18 | 1 | 1 | 2050-12-31 | 1 | #N/A | #N/A | No | 17.9921 | 17.9921 | Not Found | #N/A | #N/A | #N/A | Not Found | #N/A | #N/A | #N/A | 17.9921 | 17.9921 | 17.9921 | 17.9921 |  |  | No |  | No | No | No
| Grayson_4 | Grayson 4 | teppc | LDWP | LDWP | Los Angeles Department of Water and Power | LADWP | LDWP | 1959-09-01 | 2050-12-31 | 1959 | 2050 | 40 | 100% | 40 | 40 | ST-NatGas | ST_NG | Steam | LDWP_ST |  |  |  | LDWP_ST | 1960 | 2050 | 0 | LDWP | 40 | 1 | 40 | 1 | 1 | 2050-12-31 | 1 | #N/A | #N/A | No | 39.9825 | 39.9825 | Not Found | #N/A | #N/A | #N/A | Not Found | #N/A | #N/A | #N/A | 39.9825 | 39.9825 | 39.9825 | 39.9825 |  |  | No |  | No | No | No
| Grayson_5 | Grayson 5 | teppc | LDWP | LDWP | Los Angeles Department of Water and Power | LADWP | LDWP | 1964-11-01 | 2050-12-31 | 1964 | 2050 | 40 | 100% | 40 | 40 | ST-NatGas | ST_NG | Steam | LDWP_ST |  |  |  | LDWP_ST | 1965 | 2050 | 0 | LDWP | 40 | 1 | 40 | 1 | 1 | 2050-12-31 | 1 | #N/A | #N/A | No | 39.9825 | 39.9825 | Not Found | #N/A | #N/A | #N/A | Not Found | #N/A | #N/A | #N/A | 39.9825 | 39.9825 | 39.9825 | 39.9825 |  |  | No |  | No | No | No
| Grayson_9 | Grayson CT 9 | teppc | LDWP | LDWP | Los Angeles Department of Water and Power | LADWP | LDWP | 2003-12-01 | 2050-12-31 | 2003 | 2050 | 48 | 100% | 48 | 48 | CT-NatGas-Aero | CT_NG | CT | LDWP_Peaker |  |  |  | LDWP_Peaker | 2004 | 2050 | 0 | LDWP | 48 | 1 | 48 | 1 | 1 | 2050-12-31 | 1 | #N/A | #N/A | No | 48 | 48 | Not Found | #N/A | #N/A | #N/A | Not Found | #N/A | #N/A | #N/A | 48 | 48 | 48 | 48 |  |  | No |  | No | No | No
| Grayson_CC | GraysonCC (Total CC Plant) | teppc | LDWP | LDWP | Los Angeles Department of Water and Power | LADWP | LDWP | 2008-05-01 | 2025-12-31 | 2008 | 2025 | 102 | 100% | 102 | 102 | CCWhole-NatGas-Industrial | CC_NG | CC | LDWP_CCGT |  |  |  | LDWP_CCGT | 2008 | 2025 | 0 | LDWP | 102 | 1 | 102 | 1 | 1 | 2025-12-31 | 1 | #N/A | #N/A | No | 102 | 102 | Not Found | #N/A | #N/A | #N/A | Not Found | #N/A | #N/A | #N/A | 102 | 102 | 102 | 102 |  |  | No |  | No | No | No
| Grayson_CT8A | Grayson CT8A | teppc | LDWP | LDWP | Los Angeles Department of Water and Power | LADWP | LDWP | 2026-01-01 | 2050-12-31 | 2026 | 2050 | 34 | 100% | 34 | 34 | CT-NatGas-Industrial | CT_NG | CT | LDWP_Peaker |  |  |  | LDWP_Peaker | 2026 | 2050 | 0 | LDWP | 34 | 1 | 34 | 1 | 1 | 2050-12-31 | 1 | #N/A | #N/A | No | 34 | 34 | Not Found | #N/A | #N/A | #N/A | Not Found | #N/A | #N/A | #N/A | 34 | 34 | 34 | 34 |  |  | No |  | No | No | No
| Grayson_CT8BC | Grayson 8BC | teppc | LDWP | LDWP | Los Angeles Department of Water and Power | LADWP | LDWP | 2026-01-01 | 2050-12-31 | 2026 | 2050 | 68 | 100% | 68 | 68 | CT-NatGas-Industrial | CT_NG | CT | LDWP_Peaker |  |  |  | LDWP_Peaker | 2026 | 2050 | 0 | LDWP | 68 | 1 | 68 | 1 | 1 | 2050-12-31 | 1 | #N/A | #N/A | No | 68 | 68 | Not Found | #N/A | #N/A | #N/A | Not Found | #N/A | #N/A | #N/A | 68 | 68 | 68 | 68 |  |  | No |  | No | No | No
| Greater_Nanaimo | Greater Nanaimo PCC Cogeneration-1_Greater Nanaimo PCC Cogeneration-1_IPP-GNP | teppc | BCHA | BCHA | British Columbia Transmission Company | BCHA_AESO | Excluded | 2012-09-30 | 2032-09-26 | 2012 | 2031 | 0.34 | 100% | 0.34 | 0.34 | Bio-ST | ST_Biomass | Biomass/Wood | Excluded_Biomass |  |  |  | Excluded | 2013 | 2031 | 0 | Excluded | 0.34 | 1 | 0.34 | 1 | 1 | 2032-09-26 | 1 | #N/A | #N/A | No | 0 | 0 | Not Found | #N/A | #N/A | #N/A | Not Found | #N/A | #N/A | #N/A | 0 | 0 | 0 | 0 |  |  | No |  | No | No | No
| Greater_Sandhill_1 | Greater Sandhill I-GS-P1 | teppc | PSCO | PSCO | Public Service Company of Colorado | PSCO | Excluded | 2011-01-01 | 2050-12-31 | 2011 | 2050 | 16 | 100% | 16 | 16 | SolarPV-Tracking | 1axPV_sun | Solar_1Axis | Excluded_Solar |  |  |  | Excluded | 2011 | 2050 | 0 | Excluded | 16 | 1 | 16 | 1 | 1 | 2050-12-31 | 1 | #N/A | #N/A | No | 0 | 0 | Not Found | #N/A | #N/A | #N/A | Not Found | #N/A | #N/A | #N/A | 0 | 0 | 0 | 0 |  |  | No |  | No | No | No
| Green_Holdings_1 | Colorado Green Holdings LLC-CG1 | teppc | PSCO | PSCO | Public Service Company of Colorado | PSCO | Excluded | 2003-12-01 | 2050-12-31 | 2003 | 2050 | 81 | 100% | 81 | 81 | WT-Onshore | wind_onshorewind | Wind | Excluded_Wind |  |  |  | Excluded | 2004 | 2050 | 0 | Excluded | 81 | 1 | 81 | 1 | 1 | 2050-12-31 | 1 | #N/A | #N/A | No | 0 | 0 | Not Found | #N/A | #N/A | #N/A | Not Found | #N/A | #N/A | #N/A | 0 | 0 | 0 | 0 |  |  | No |  | No | No | No
| Green_Holdings_2 | Colorado Green Holdings LLC-CG2 | teppc | PSCO | PSCO | Public Service Company of Colorado | PSCO | Excluded | 2003-12-01 | 2050-12-31 | 2003 | 2050 | 81 | 100% | 81 | 81 | WT-Onshore | wind_onshorewind | Wind | Excluded_Wind |  |  |  | Excluded | 2004 | 2050 | 0 | Excluded | 81 | 1 | 81 | 1 | 1 | 2050-12-31 | 1 | #N/A | #N/A | No | 0 | 0 | Not Found | #N/A | #N/A | #N/A | Not Found | #N/A | #N/A | #N/A | 0 | 0 | 0 | 0 |  |  | No |  | No | No | No
| Green_Mountain_1 | Green Mountain 1 | teppc | WACM | WACM | Western Area Power Administration, Colorado-Missouri Region | WACM | Excluded | 1943-05-01 | 2050-12-31 | 1943 | 2050 | 14.44 | 100% | 14.44 | 14.44 | Hydro | Hydro_Standard | Hydro | Excluded_Hydro |  |  |  | Excluded | 1943 | 2050 | 0 | Excluded | 14.44 | 1 | 14.44 | 1 | 1 | 2050-12-31 | 1 | #N/A | #N/A | No | 0 | 0 | Not Found | #N/A | #N/A | #N/A | Not Found | #N/A | #N/A | #N/A | 0 | 0 | 0 | 0 |  |  | No |  | No | No | No
| Green_Mountain_2 | Green Mountain 2 | teppc | WACM | WACM | Western Area Power Administration, Colorado-Missouri Region | WACM | Excluded | 1943-05-01 | 2050-12-31 | 1943 | 2050 | 14.44 | 100% | 14.44 | 14.44 | Hydro | Hydro_Standard | Hydro | Excluded_Hydro |  |  |  | Excluded | 1943 | 2050 | 0 | Excluded | 14.44 | 1 | 14.44 | 1 | 1 | 2050-12-31 | 1 | #N/A | #N/A | No | 0 | 0 | Not Found | #N/A | #N/A | #N/A | Not Found | #N/A | #N/A | #N/A | 0 | 0 | 0 | 0 |  |  | No |  | No | No | No
| Green_Peter_1 | Green Peter-1 | teppc | BPAT | BPAT | Bonneville Power Administration – Transmission | BPAT | NW | 1967-07-01 | 2050-12-31 | 1967 | 2050 | 40 | 100% | 40 | 40 | Hydro | Hydro_Standard | Hydro | NW_Hydro |  |  |  | NW_Hydro | 1967 | 2050 | 0 | NW | 40 | 1 | 40 | 1 | 1 | 2050-12-31 | 1 | #N/A | #N/A | No | #N/A | #N/A | Not Found | #N/A | #N/A | #N/A | Not Found | #N/A | #N/A | #N/A | #N/A | #N/A |  |  |  |  | No |  | No | No | No
| Green_Peter_2 | Green Peter-2 | teppc | BPAT | BPAT | Bonneville Power Administration – Transmission | BPAT | NW | 1967-07-01 | 2050-12-31 | 1967 | 2050 | 40 | 100% | 40 | 40 | Hydro | Hydro_Standard | Hydro | NW_Hydro |  |  |  | NW_Hydro | 1967 | 2050 | 0 | NW | 40 | 1 | 40 | 1 | 1 | 2050-12-31 | 1 | #N/A | #N/A | No | #N/A | #N/A | Not Found | #N/A | #N/A | #N/A | Not Found | #N/A | #N/A | #N/A | #N/A | #N/A |  |  |  |  | No |  | No | No | No
| Green_Springs | Green Springs-1 | teppc | PACW | PACW | PacifiCorp – West | PACW | NW | 1960-05-01 | 2050-12-31 | 1960 | 2050 | 17.2 | 100% | 17.2 | 17.2 | Hydro | Hydro_Standard | Hydro | NW_Hydro |  |  |  | NW_Hydro | 1960 | 2050 | 0 | NW | 17.2 | 1 | 17.2 | 1 | 1 | 2050-12-31 | 1 | #N/A | #N/A | No | #N/A | #N/A | Not Found | #N/A | #N/A | #N/A | Not Found | #N/A | #N/A | #N/A | #N/A | #N/A |  |  |  |  | No |  | No | No | No
| GREENFLDWIND | GREENFIELD_WIND | teppc | NWMT | NWMT | NorthWestern Energy | NWMT_WAUW | NW | 2017-01-01 | 2050-12-31 | 2017 | 2050 | 25 | 100% | 25 | 25 | WT-Onshore | wind_onshorewind | Wind | NW_Wind |  |  |  | NW_Wind_for_Other | 2017 | 2050 | 0 | NW | 25 | 1 | 25 | 1 | 1 | 2050-12-31 | 1 | #N/A | #N/A | No | #N/A | #N/A | Not Found | #N/A | #N/A | #N/A | Not Found | #N/A | #N/A | #N/A | #N/A | #N/A |  |  |  |  | No |  | No | No | No
| GRIDLY_6_SOLAR | GRIDLEY MAIN TWO | caiso | PGE_Valley | PGE_Bay | Pacific Gas and Electric Bay | PGE_Bay | CAISO | 2013-04-01 | 2050-12-31 | 2013 | 2050 | 2.5 | 100% | 2.5 | 2.5 | n/a | PVgeneric_sun | Solar_Fixed | CAISO_Solar |  |  |  | CAISO_Solar_for_CAISO | 2013 | 2050 | 0 | CAISO | 2.5 | 1 | 2.5 | 1 | 1 | 2050-12-31 | 1 | GRIDLY_6_SOLAR | EO | Yes | 0.675 | 0.35 | NQC List | 0 | 0 | SUN | NQC List | 0 | 0 | SUN | 0 | 0 | 0 | 0 |  |  | No |  | No | No | No
| Griffith_CC | GriffithCC (Total CC Plant) | teppc | WALC | WALC | Western Area Power Administration, Lower Colorado Region | WALC | SW | 2001-10-01 | 2050-12-31 | 2001 | 2050 | 590.8 | 100% | 590.8 | 590.8 | CCWhole-NatGas-Industrial | CC_NG | CC | SW_CCGT |  |  |  | SW_CCGT | 2002 | 2050 | 0 | SW | 590.8 | 1 | 590.8 | 1 | 1 | 2050-12-31 | 1 | #N/A | #N/A | No | 590.8 | 590.8 | Not Found | #N/A | #N/A | #N/A | Not Found | #N/A | #N/A | #N/A | 590.8 | 590.8 | 590.8 | 590.8 |  |  | No |  | No | No | No
| GRIZLY_1_UNIT_1 | GRIZZLY HYDRO | caiso | PGE_Valley | PGE_Valley | Pacific Gas and Electric Valley | PGE_Valley | CAISO | 1993-01-01 | 2050-12-31 | 1993 | 2050 | 20 | 100% | 20 | 20 | n/a | Hydro_Standard | Hydro | CAISO_Hydro |  |  |  | CAISO_Hydro | 1993 | 2050 | 0 | CAISO | 20 | 1 | 20 | 1 | 1 | 2050-12-31 | 1 | GRIZLY_1_UNIT 1 | FC | No | 16.9153 | 16.9153 | NQC List | 20 | 20 | WATER | NQC List | 20 | 20 | WATER | 20 | 20 | 20 | 20 |  |  | No |  | No | No | No
| GRNLF1_1_UNITS | Greenleaf 1 | caiso | PGE_Valley | PGE_Valley | Pacific Gas and Electric Valley | PGE_Valley | CAISO | 1989-01-11 | 2019-03-11 | 1989 | 2018 | 0 | 0% |  | 49.2 | CCWhole-NatGas-Aero | CT_NG | CT | CAISO_Peaker1 |  |  |  | CAISO_Peaker1 | 1989 | 2018 | 0 | CAISO | 49.2 | 1 | 49.2 | 1 | 1 | 2019-03-11 | 1 | GRNLF1_1_UNITS | #N/A | No | 45.4478 | 45.4478 | Not Found | #N/A | #N/A | #N/A | Not Found | #N/A | #N/A | #N/A | 45.4478 | 45.4478 | 45.4478 | 45.4478 |  |  | No |  | No | No | No
| GRNLF2_1_UNIT | GREENLEAF II COGEN | caiso | PGE_Valley | PGE_Valley | Pacific Gas and Electric Valley | PGE_Valley | CAISO | 1989-10-12 | 2050-12-31 | 1989 | 2050 | 33.13 | 66.93% | 33.13 | 49.5 | CT-NatGas-Aero | Cogen_NG | Cogen | CAISO_CHP |  |  |  | CAISO_CHP | 1990 | 2050 | 0 | CAISO | 49.5 | 1 | 49.5 | 1 | 1 | 2050-12-31 | 1 | GRNLF2_1_UNIT | FC | No | 31.383 | 31.383 | NQC List | 49.2 | 49.2 | NATURAL GAS | NQC List | 49.2 | 49.2 | NATURAL GAS | 49.2 | 49.2 | 49.2 | 49.2 |  |  | No |  | No | No | No
| GRNVLY_7_SCLAND | SANTA CRUZ LANDFILL GENERATING PLANT | caiso | PGE_Valley | PGE_Valley | Pacific Gas and Electric Valley | PGE_Valley | CAISO | 2006-02-02 | 2050-12-31 | 2006 | 2050 | 3.04 | 100% | 3.04 | 3.04 | n/a | Biogas_ | Biogas_LandfillGas | CAISO_Biomass |  |  |  | CAISO_Biomass_for_CAISO | 2006 | 2050 | 0 | CAISO | 3.04 | 1 | 3.04 | 1 | 1 | 2050-12-31 | 1 | GRNVLY_7_SCLAND | FC | No | 2.1219 | 2.1219 | NQC List | 2.64 | 2.59 | BIOGAS | NQC List | 2.63 | 2.27 | BIOGAS | 2.63 | 2.27 | 2.64 | 2.59 |  |  | No |  | No | No | No
| Grove_Solar_Center_LLC |  | teppc | IPTV | IPTV | Idaho Treasure Valley | IPCO | NW | 2016-12-31 | 2050-12-31 | 2017 | 2050 | 140 | 100% | 140 | 140 | SolarPV-NonTracking | FixedPV_sun | Solar_Fixed | NW_Solar |  |  |  | NW_Solar_for_Other | 2017 | 2050 | 0 | NW | 140 | 1 | 140 | 1 | 1 | 2050-12-31 | 1 | #N/A | #N/A | No | #N/A | #N/A | Not Found | #N/A | #N/A | #N/A | Not Found | #N/A | #N/A | #N/A | #N/A | #N/A |  |  |  |  | No |  | No | No | No
| GRSCRK_6_BGCKWW | BIG CREEK WATER WORKS - CEDAR FLAT | caiso | PGE_Bay | PGE_Bay | Pacific Gas and Electric Bay | PGE_Bay | CAISO | 1987-01-01 | 2050-12-31 | 1987 | 2050 | 5 | 100% | 5 | 5 | n/a | Hydro_Standard | Hydro | CAISO_Small_Hydro |  |  |  | CAISO_Small_Hydro_for_CAISO | 1987 | 2050 | 0 | CAISO | 5 | 1 | 5 | 1 | 1 | 2050-12-31 | 1 | GRSCRK_6_BGCKWW | FC | No | 2.5 | 2.5 | NQC List | 0 | 0 | WATER | NQC List | 0 | 0 | WATER | 0 | 0 | 0 | 0 |  |  | No |  | No | No | No
| GRZZLY_1_BERKLY |  | caiso | PGE_Bay | PGE_Bay | Pacific Gas and Electric Bay | PGE_Bay | CAISO | 1987-05-19 | 2050-12-31 | 1987 | 2050 | 22.38 | 84.93% | 22.38 | 26.35 | CCWhole-NatGas-Industrial | CT_NG | CT | CAISO_Peaker2 |  |  |  | CAISO_Peaker2 | 1987 | 2050 | 0 | CAISO | 26.35 | 1 | 26.35 | 1 | 1 | 2050-12-31 | 1 | GRZZLY_1_BERKLY | FC | No | 25.3301 | 25.3301 | NQC List | 0.61 | 0.22 | NATURAL GAS | NQC List | 14.67 | 14.17 | NATURAL GAS | 14.67 | 14.17 | 0.61 | 0.22 |  |  | No |  | No | No | No
| GUERNS_6_SOLAR |  | caiso | PGE_Valley | PGE_Valley | Pacific Gas and Electric Valley | PGE_Valley | CAISO | 2013-09-18 | 2050-12-31 | 2013 | 2050 | 20 | 100% | 20 | 20 | n/a | PVgeneric_sun | Solar_Fixed | CAISO_Solar |  |  |  | CAISO_Solar_for_CAISO | 2014 | 2050 | 0 | CAISO | 20 | 1 | 20 | 1 | 1 | 2050-12-31 | 1 | GUERNS_6_SOLAR | ID | No | 5.4 | 2.8 | NQC List | 5.4 | 2.8 | SUN | NQC List | 5.4 | 2.8 | SUN | 5.4 | 2.8 | 5.4 | 2.8 |  |  | No |  | No | No | No
| Guernsey_1 | Guernsey 1 | teppc | WACM | WACM | Western Area Power Administration, Colorado-Missouri Region | WACM | Excluded | 1927-07-01 | 2050-12-31 | 1927 | 2050 | 3.2 | 100% | 3.2 | 3.2 | Hydro | Hydro_Standard | Hydro | Excluded_Hydro |  |  |  | Excluded | 1927 | 2050 | 0 | Excluded | 3.2 | 1 | 3.2 | 1 | 1 | 2050-12-31 | 1 | #N/A | #N/A | No | 0 | 0 | Not Found | #N/A | #N/A | #N/A | Not Found | #N/A | #N/A | #N/A | 0 | 0 | 0 | 0 |  |  | No |  | No | No | No
| Guernsey_2 | Guernsey 2 | teppc | WACM | WACM | Western Area Power Administration, Colorado-Missouri Region | WACM | Excluded | 1928-01-01 | 2050-12-31 | 1928 | 2050 | 3.2 | 100% | 3.2 | 3.2 | Hydro | Hydro_Standard | Hydro | Excluded_Hydro |  |  |  | Excluded | 1928 | 2050 | 0 | Excluded | 3.2 | 1 | 3.2 | 1 | 1 | 2050-12-31 | 1 | #N/A | #N/A | No | 0 | 0 | Not Found | #N/A | #N/A | #N/A | Not Found | #N/A | #N/A | #N/A | 0 | 0 | 0 | 0 |  |  | No |  | No | No | No
| GWFPWR_1_UNITS | HEP PEAKER PLANT UNIT 2 | caiso | PGE_Valley | PGE_Valley | Pacific Gas and Electric Valley | PGE_Valley | CAISO | 2001-08-27 | 2050-12-31 | 2001 | 2050 | 98.46 | 100% | 98.46 | 98.46 | CT-NatGas-Aero | CT_NG | CT | CAISO_Peaker1 |  |  |  | CAISO_Peaker1 | 2002 | 2050 | 0 | CAISO | 98.46 | 1 | 98.46 | 1 | 1 | 2050-12-31 | 1 | GWFPWR_1_UNITS | FC | No | 90.951 | 90.951 | NQC List | 90.15 | 92.32 | NATURAL GAS | NQC List | 90.59 | 92.58 | NATURAL GAS | 90.59 | 92.58 | 90.15 | 92.32 |  |  | No |  | No | No | No
| GYS5X6_7_UNITS | GEYSERS UNITS 5 & 6 AGGREGATE | caiso | PGE_Bay | PGE_Bay | Pacific Gas and Electric Bay | PGE_Bay | CAISO | 1971-01-01 | 2050-12-31 | 1971 | 2050 | 85 | 100% | 85 | 85 | n/a | Geothermal_steam | Geothermal | CAISO_Geothermal |  |  |  | CAISO_Geothermal_for_CAISO | 1971 | 2050 | 0 | CAISO | 85 | 1 | 85 | 1 | 1 | 2050-12-31 | 1 | GYS5X6_7_UNITS | FC | No | 52.36 | 52.36 | NQC List | 85 | 85 | GEOTHERMAL | NQC List | 85 | 85 | GEOTHERMAL | 85 | 85 | 85 | 85 |  |  | No |  | No | No | No
| GYS7X8_7_UNITS | GEYSERS UNITS 7 & 8 AGGREGATE | caiso | PGE_Bay | PGE_Bay | Pacific Gas and Electric Bay | PGE_Bay | CAISO | 1972-01-01 | 2050-12-31 | 1972 | 2050 | 76 | 92.68% | 76 | 82 | n/a | Geothermal_steam | Geothermal | CAISO_Geothermal |  |  |  | CAISO_Geothermal_for_CAISO | 1972 | 2050 | 0 | CAISO | 82 | 1 | 82 | 1 | 1 | 2050-12-31 | 1 | GYS7X8_7_UNITS | FC | No | 50.512 | 50.512 | NQC List | 76 | 76 | GEOTHERMAL | NQC List | 76 | 76 | GEOTHERMAL | 76 | 76 | 76 | 76 |  |  | No |  | No | No | No
| GYSRVL_7_WSPRNG | Warm Springs Hydro | caiso | PGE_Bay | PGE_Bay | Pacific Gas and Electric Bay | PGE_Bay | CAISO | 1988-12-22 | 2050-12-31 | 1989 | 2050 | 3.75 | 100% | 3.75 | 3.75 | n/a | Hydro_Standard | Hydro | CAISO_Small_Hydro |  |  |  | CAISO_Small_Hydro_for_CAISO | 1989 | 2050 | 0 | CAISO | 3.75 | 1 | 3.75 | 1 | 1 | 2050-12-31 | 1 | GYSRVL_7_WSPRNG | FC | No | 1.875 | 1.875 | NQC List | 0 | 0 | WATER | NQC List | 0.43 | 0.42 | WATER | 0.43 | 0.42 | 0 | 0 |  |  | No |  | No | No | No
| H_M_Jackson_1 | H M Jackson-1 | teppc | BPAT | BPAT | Bonneville Power Administration – Transmission | BPAT | NW | 1984-06-01 | 2050-12-31 | 1984 | 2050 | 47.5 | 100% | 47.5 | 47.5 | Hydro | Hydro_Standard | Hydro | NW_Hydro |  |  |  | NW_Hydro | 1984 | 2050 | 0 | NW | 47.5 | 1 | 47.5 | 1 | 1 | 2050-12-31 | 1 | #N/A | #N/A | No | #N/A | #N/A | Not Found | #N/A | #N/A | #N/A | Not Found | #N/A | #N/A | #N/A | #N/A | #N/A |  |  |  |  | No |  | No | No | No
| H_M_Jackson_2 | H M Jackson-2 | teppc | BPAT | BPAT | Bonneville Power Administration – Transmission | BPAT | NW | 1984-06-01 | 2050-12-31 | 1984 | 2050 | 47.5 | 100% | 47.5 | 47.5 | Hydro | Hydro_Standard | Hydro | NW_Hydro |  |  |  | NW_Hydro | 1984 | 2050 | 0 | NW | 47.5 | 1 | 47.5 | 1 | 1 | 2050-12-31 | 1 | #N/A | #N/A | No | #N/A | #N/A | Not Found | #N/A | #N/A | #N/A | Not Found | #N/A | #N/A | #N/A | #N/A | #N/A |  |  |  |  | No |  | No | No | No
| H_M_Jackson_3 | H M Jackson-3 | teppc | BPAT | BPAT | Bonneville Power Administration – Transmission | BPAT | NW | 1984-06-01 | 2050-12-31 | 1984 | 2050 | 8.4 | 100% | 8.4 | 8.4 | Hydro | Hydro_Standard | Hydro | NW_Hydro |  |  |  | NW_Hydro | 1984 | 2050 | 0 | NW | 8.4 | 1 | 8.4 | 1 | 1 | 2050-12-31 | 1 | #N/A | #N/A | No | #N/A | #N/A | Not Found | #N/A | #N/A | #N/A | Not Found | #N/A | #N/A | #N/A | #N/A | #N/A |  |  |  |  | No |  | No | No | No
| H_M_Jackson_4 | H M Jackson-4 | teppc | BPAT | BPAT | Bonneville Power Administration – Transmission | BPAT | NW | 1984-06-01 | 2050-12-31 | 1984 | 2050 | 8.4 | 100% | 8.4 | 8.4 | Hydro | Hydro_Standard | Hydro | NW_Hydro |  |  |  | NW_Hydro | 1984 | 2050 | 0 | NW | 8.4 | 1 | 8.4 | 1 | 1 | 2050-12-31 | 1 | #N/A | #N/A | No | #N/A | #N/A | Not Found | #N/A | #N/A | #N/A | Not Found | #N/A | #N/A | #N/A | #N/A | #N/A |  |  |  |  | No |  | No | No | No
| H_Wilson_Sundt_4_Coal | H. Wilson Sundt Generating Station 4 | teppc | PNM | PNM | Public Service Company of New Mexico | PNM_EPE | SW | 1967-07-01 | 2030-01-01 | 1967 | 2029 | 125 | 100% | 125 | 125 | ST-Coal | Steam_Coal | Coal | SW_Coal |  |  |  | SW_Coal | 1967 | 2029 | 0 | SW | 125 | 1 | 125 | 1 | 1 | 2030-01-01 | 1 | #N/A | #N/A | No | 125 | 125 | Not Found | #N/A | #N/A | #N/A | Not Found | #N/A | #N/A | #N/A | 125 | 125 | 125 | 125 |  |  | No |  | No | No | No
| H_Wilson_Sundt_4_Gas | Gas Replacement for H. Wilson Sundt Generating Station 4 | teppc | TEPC | TEPC | Tucson Electric Power Company | TEPC | SW | 2017-01-01 | 2050-12-31 | 2017 | 2050 | 156 | 100% | 156 | 156 | ST-NatGas | ST_NG | Steam | SW_ST |  |  |  | SW_ST | 2017 | 2050 | 0 | SW | 156 | 1 | 156 | 1 | 1 | 2050-12-31 | 1 | #N/A | #N/A | No | 155.9319 | 155.9319 | Not Found | #N/A | #N/A | #N/A | Not Found | #N/A | #N/A | #N/A | 155.9319 | 155.9319 | 155.9319 | 155.9319 |  |  | No |  | No | No | No
| H_Wilson_Sundt_GT1 | H. Wilson Sundt CT GT1 | teppc | TEPC | TEPC | Tucson Electric Power Company | TEPC | SW | 1972-12-01 | 2050-12-31 | 1972 | 2050 | 22 | 100% | 22 | 22 | CT-NatGas-Aero | CT_NG | CT | SW_Peaker |  |  |  | SW_Peaker | 1973 | 2050 | 0 | SW | 22 | 1 | 22 | 1 | 1 | 2050-12-31 | 1 | #N/A | #N/A | No | 22 | 22 | Not Found | #N/A | #N/A | #N/A | Not Found | #N/A | #N/A | #N/A | 22 | 22 | 22 | 22 |  |  | No |  | No | No | No
| H_Wilson_Sundt_GT2 | H. Wilson Sundt CT GT2 | teppc | TEPC | TEPC | Tucson Electric Power Company | TEPC | SW | 1972-12-01 | 2050-12-31 | 1972 | 2050 | 22 | 100% | 22 | 22 | CT-NatGas-Aero | CT_NG | CT | SW_Peaker |  |  |  | SW_Peaker | 1973 | 2050 | 0 | SW | 22 | 1 | 22 | 1 | 1 | 2050-12-31 | 1 | #N/A | #N/A | No | 22 | 22 | Not Found | #N/A | #N/A | #N/A | Not Found | #N/A | #N/A | #N/A | 22 | 22 | 22 | 22 |  |  | No |  | No | No | No
| H_Wilson_Sundt_ST1 | H. Wilson Sundt Generating Station ST1 | teppc | TEPC | TEPC | Tucson Electric Power Company | TEPC | SW | 1958-12-01 | 2019-08-31 | 1958 | 2018 | 75 | 100% | 75 | 75 | ST-NatGas | ST_NG | Steam | SW_ST |  |  |  | SW_ST | 1959 | 2018 | 0 | SW | 75 | 1 | 75 | 1 | 1 | 2019-08-31 | 1 | #N/A | #N/A | No | 74.9672 | 74.9672 | Not Found | #N/A | #N/A | #N/A | Not Found | #N/A | #N/A | #N/A | 74.9672 | 74.9672 | 74.9672 | 74.9672 |  |  | No |  | No | No | No
| H_Wilson_Sundt_ST2 | H. Wilson Sundt Generating Station ST2 | teppc | TEPC | TEPC | Tucson Electric Power Company | TEPC | SW | 1960-10-01 | 2019-08-31 | 1960 | 2018 | 75 | 100% | 75 | 75 | ST-NatGas | ST_NG | Steam | SW_ST |  |  |  | SW_ST | 1961 | 2018 | 0 | SW | 75 | 1 | 75 | 1 | 1 | 2019-08-31 | 1 | #N/A | #N/A | No | 74.9672 | 74.9672 | Not Found | #N/A | #N/A | #N/A | Not Found | #N/A | #N/A | #N/A | 74.9672 | 74.9672 | 74.9672 | 74.9672 |  |  | No |  | No | No | No
| H_Wilson_Sundt_ST3 | H. Wilson Sundt Generating Station ST3 | teppc | TEPC | TEPC | Tucson Electric Power Company | TEPC | SW | 1962-06-01 | 2050-12-31 | 1962 | 2050 | 105 | 100% | 105 | 105 | ST-NatGas | ST_NG | Steam | SW_ST |  |  |  | SW_ST | 1962 | 2050 | 0 | SW | 105 | 1 | 105 | 1 | 1 | 2050-12-31 | 1 | #N/A | #N/A | No | 104.9541 | 104.9541 | Not Found | #N/A | #N/A | #N/A | Not Found | #N/A | #N/A | #N/A | 104.9541 | 104.9541 | 104.9541 | 104.9541 |  |  | No |  | No | No | No
| HAASPH_7_PL1X2 | HAAS PH UNIT 1 & 2 AGGREGATE | caiso | PGE_Valley | PGE_Valley | Pacific Gas and Electric Valley | PGE_Valley | CAISO | 1958-01-01 | 2050-12-31 | 1958 | 2050 | 144 | 100% | 144 | 144 | n/a | Hydro_Standard | Hydro | CAISO_Hydro |  |  |  | CAISO_Hydro | 1958 | 2050 | 0 | CAISO | 144 | 1 | 144 | 1 | 1 | 2050-12-31 | 1 | HAASPH_7_PL1X2 | FC | No | 121.7901 | 121.7901 | NQC List | 144 | 129.6 | WATER | NQC List | 144 | 144 | WATER | 144 | 144 | 144 | 129.6 |  |  | No |  | No | No | No
| Hailey_Cspp_1 | Hailey Cspp-1 | teppc | IPFE | IPFE | Idaho Far East | IPCO | NW | 1985-06-25 | 2030-04-15 | 1985 | 2029 | 0.06 | 100% | 0.06 | 0.06 | Hydro | Hydro_Standard | Hydro | NW_Hydro |  |  |  | NW_Hydro | 1985 | 2029 | 0 | NW | 0.06 | 1 | 0.06 | 1 | 1 | 2030-04-15 | 1 | #N/A | #N/A | No | #N/A | #N/A | Not Found | #N/A | #N/A | #N/A | Not Found | #N/A | #N/A | #N/A | #N/A | #N/A |  |  |  |  | No |  | No | No | No
| Haiwee_1 | Haiwee 1 | teppc | LDWP | LDWP | Los Angeles Department of Water and Power | LADWP | LDWP | 1927-07-01 | 2050-12-31 | 1927 | 2050 | 2.8 | 100% | 2.8 | 2.8 | Hydro | Hydro_Standard | Hydro | LDWP_Hydro |  |  |  | LDWP_Hydro | 1927 | 2050 | 0 | LDWP | 2.8 | 1 | 2.8 | 1 | 1 | 2050-12-31 | 1 | #N/A | #N/A | No | #N/A | #N/A | Not Found | #N/A | #N/A | #N/A | Not Found | #N/A | #N/A | #N/A | #N/A | #N/A |  |  |  |  | No |  | No | No | No
| Haiwee_2 | Haiwee 2 | teppc | LDWP | LDWP | Los Angeles Department of Water and Power | LADWP | LDWP | 1927-07-01 | 2050-12-31 | 1927 | 2050 | 2.7 | 100% | 2.7 | 2.7 | Hydro | Hydro_Standard | Hydro | LDWP_Hydro |  |  |  | LDWP_Hydro | 1927 | 2050 | 0 | LDWP | 2.7 | 1 | 2.7 | 1 | 1 | 2050-12-31 | 1 | #N/A | #N/A | No | #N/A | #N/A | Not Found | #N/A | #N/A | #N/A | Not Found | #N/A | #N/A | #N/A | #N/A | #N/A |  |  |  |  | No |  | No | No | No
| Halkirk1 | Halkirk-WG1-1 | teppc | AESO | AESO | Alberta Electric System Operator | BCHA_AESO | Excluded | 2012-12-01 | 2050-12-31 | 2012 | 2050 | 75.6 | 100% | 75.6 | 75.6 | WT-Onshore | wind_onshorewind | Wind | Excluded_Wind | CAISO | 75.6 |  | Excluded | 2013 | 2050 | 0 | CAISO | 75.6 | 1 | 75.6 | 1 | 1 | 2050-12-31 | 1 | #N/A | #N/A | No | 0 | 0 | Not Found | #N/A | #N/A | #N/A | Not Found | #N/A | #N/A | #N/A | 0 | 0 | 0 | 0 |  |  | No |  | No | No | No
| Halkirk2 | Halkirk-WG1-2 | teppc | AESO | AESO | Alberta Electric System Operator | BCHA_AESO | Excluded | 2012-12-01 | 2050-12-31 | 2012 | 2050 | 73.8 | 100% | 73.8 | 73.8 | WT-Onshore | wind_onshorewind | Wind | Excluded_Wind |  |  |  | Excluded | 2013 | 2050 | 0 | Excluded | 73.8 | 1 | 73.8 | 1 | 1 | 2050-12-31 | 1 | #N/A | #N/A | No | 0 | 0 | Not Found | #N/A | #N/A | #N/A | Not Found | #N/A | #N/A | #N/A | 0 | 0 | 0 | 0 |  |  | No |  | No | No | No
| HALSEY_6_UNIT | HALSEY HYDRO | caiso | PGE_Valley | PGE_Valley | Pacific Gas and Electric Valley | PGE_Valley | CAISO | 1916-01-01 | 2050-12-31 | 1916 | 2050 | 13.5 | 100% | 13.5 | 13.5 | n/a | Hydro_Standard | Hydro | CAISO_Small_Hydro |  |  |  | CAISO_Small_Hydro_for_CAISO | 1916 | 2050 | 0 | CAISO | 13.5 | 1 | 13.5 | 1 | 1 | 2050-12-31 | 1 | HALSEY_6_UNIT | FC | No | 6.75 | 6.75 | NQC List | 6.13 | 4.5 | WATER | NQC List | 13.5 | 13.5 | WATER | 13.5 | 13.5 | 6.13 | 4.5 |  |  | No |  | No | No | No
| Hammett_Hill | Hammett Hill Windfarm-1 | teppc | IPFE | IPFE | Idaho Far East | IPCO | NW | 2012-08-02 | 2050-12-31 | 2012 | 2050 | 23 | 100% | 23 | 23 | WT-Onshore | wind_onshorewind | Wind | NW_Wind |  |  |  | NW_Wind_for_Other | 2013 | 2050 | 0 | NW | 23 | 1 | 23 | 1 | 1 | 2050-12-31 | 1 | #N/A | #N/A | No | #N/A | #N/A | Not Found | #N/A | #N/A | #N/A | Not Found | #N/A | #N/A | #N/A | #N/A | #N/A |  |  |  |  | No |  | No | No | No
| Happy_Jack | Happy Jack Windpower HJW01 | teppc | WACM | WACM | Western Area Power Administration, Colorado-Missouri Region | WACM | Excluded | 2008-09-01 | 2050-12-31 | 2008 | 2050 | 29.4 | 100% | 29.4 | 29.4 | WT-Onshore | wind_onshorewind | Wind | Excluded_Wind |  |  |  | Excluded | 2009 | 2050 | 0 | Excluded | 29.4 | 1 | 29.4 | 1 | 1 | 2050-12-31 | 1 | #N/A | #N/A | No | 0 | 0 | Not Found | #N/A | #N/A | #N/A | Not Found | #N/A | #N/A | #N/A | 0 | 0 | 0 | 0 |  |  | No |  | No | No | No
| HARBGN_7_UNITS | Harbor Cogen Unit 2 | caiso | SCE | SCE | Southern California Edison | SCE | CAISO | 2001-06-14 | 2050-12-31 | 2001 | 2050 | 100 | 91.73% | 100 | 109.01 | CCWhole-NatGas-Industrial | CC_NG | CC | CAISO_CCGT2 |  |  |  | CAISO_CCGT2 | 2001 | 2050 | 0 | CAISO | 109.01 | 1 | 109.01 | 1 | 1 | 2050-12-31 | 1 | HARBGN_7_UNITS | FC | No | 108.9968 | 108.9968 | NQC List | 100 | 100 | NATURAL GAS | NQC List | 100 | 100 | NATURAL GAS | 100 | 100 | 100 | 100 |  |  | No |  | No | No | No
| Harbor_CC | HarborCC (Total CC Plant) | teppc | LDWP | LDWP | Los Angeles Department of Water and Power | LADWP | LDWP | 1995-01-01 | 2026-12-31 | 1995 | 2026 | 231 | 100% | 231 | 231 | CCWhole-NatGas-Industrial | CC_NG | CC | LDWP_CCGT |  |  |  | LDWP_CCGT | 1995 | 2026 | 0 | LDWP | 231 | 1 | 231 | 1 | 1 | 2026-12-31 | 1 | #N/A | #N/A | No | 231 | 231 | Not Found | #N/A | #N/A | #N/A | Not Found | #N/A | #N/A | #N/A | 231 | 231 | 231 | 231 |  |  | No |  | No | No | No
| Harbor_Unit_10 | Harbor CT GT10 | teppc | LDWP | LDWP | Los Angeles Department of Water and Power | LADWP | LDWP | 2001-10-01 | 2050-12-31 | 2001 | 2050 | 49 | 100% | 49 | 49 | CT-NatGas-Aero | CT_NG | CT | LDWP_Peaker |  |  |  | LDWP_Peaker | 2002 | 2050 | 0 | LDWP | 49 | 1 | 49 | 1 | 1 | 2050-12-31 | 1 | #N/A | #N/A | No | 49 | 49 | Not Found | #N/A | #N/A | #N/A | Not Found | #N/A | #N/A | #N/A | 49 | 49 | 49 | 49 |  |  | No |  | No | No | No
| Harbor_Unit_11 | Harbor CT GT11 | teppc | LDWP | LDWP | Los Angeles Department of Water and Power | LADWP | LDWP | 2001-10-01 | 2050-12-31 | 2001 | 2050 | 49 | 100% | 49 | 49 | CT-NatGas-Aero | CT_NG | CT | LDWP_Peaker |  |  |  | LDWP_Peaker | 2002 | 2050 | 0 | LDWP | 49 | 1 | 49 | 1 | 1 | 2050-12-31 | 1 | #N/A | #N/A | No | 49 | 49 | Not Found | #N/A | #N/A | #N/A | Not Found | #N/A | #N/A | #N/A | 49 | 49 | 49 | 49 |  |  | No |  | No | No | No
| Harbor_Unit_12 | Harbor CT GT12 | teppc | LDWP | LDWP | Los Angeles Department of Water and Power | LADWP | LDWP | 2001-10-01 | 2050-12-31 | 2001 | 2050 | 49 | 100% | 49 | 49 | CT-NatGas-Aero | CT_NG | CT | LDWP_Peaker |  |  |  | LDWP_Peaker | 2002 | 2050 | 0 | LDWP | 49 | 1 | 49 | 1 | 1 | 2050-12-31 | 1 | #N/A | #N/A | No | 49 | 49 | Not Found | #N/A | #N/A | #N/A | Not Found | #N/A | #N/A | #N/A | 49 | 49 | 49 | 49 |  |  | No |  | No | No | No
| Harbor_Unit_13 | Harbor CT GT13 | teppc | LDWP | LDWP | Los Angeles Department of Water and Power | LADWP | LDWP | 2001-10-01 | 2050-12-31 | 2001 | 2050 | 49 | 100% | 49 | 49 | CT-NatGas-Aero | CT_NG | CT | LDWP_Peaker |  |  |  | LDWP_Peaker | 2002 | 2050 | 0 | LDWP | 49 | 1 | 49 | 1 | 1 | 2050-12-31 | 1 | #N/A | #N/A | No | 49 | 49 | Not Found | #N/A | #N/A | #N/A | Not Found | #N/A | #N/A | #N/A | 49 | 49 | 49 | 49 |  |  | No |  | No | No | No
| Harbor_Unit_14 | Harbor CT GT14 | teppc | LDWP | LDWP | Los Angeles Department of Water and Power | LADWP | LDWP | 2001-10-01 | 2050-12-31 | 2001 | 2050 | 49 | 100% | 49 | 49 | CT-NatGas-Aero | CT_NG | CT | LDWP_Peaker |  |  |  | LDWP_Peaker | 2002 | 2050 | 0 | LDWP | 49 | 1 | 49 | 1 | 1 | 2050-12-31 | 1 | #N/A | #N/A | No | 49 | 49 | Not Found | #N/A | #N/A | #N/A | Not Found | #N/A | #N/A | #N/A | 49 | 49 | 49 | 49 |  |  | No |  | No | No | No
| Hardin | Hardin Generator Project-UNT1 | teppc | NWMT | NWMT | NorthWestern Energy | NWMT_WAUW | NW | 2006-04-01 | 2050-01-01 | 2006 | 2049 | 107 | 100% | 107 | 107 | ST-Coal | Steam_Coal | Coal | NW_Coal |  |  |  | NW_Coal | 2006 | 2049 | 0 | NW | 107 | 1 | 107 | 1 | 1 | 2050-01-01 | 1 | #N/A | #N/A | No | 107 | 107 | Not Found | #N/A | #N/A | #N/A | Not Found | #N/A | #N/A | #N/A | 107 | 107 | 107 | 107 |  |  | No |  | No | No | No
| Harmac_Biomass | Harmac Biomass-1_Harmac Biomass-1_IPP-HMC | teppc | BCHA | BCHA | British Columbia Transmission Company | BCHA_AESO | Excluded | 2013-08-12 | 2028-08-12 | 2013 | 2027 | 55 | 100% | 55 | 55 | Bio-ST | ST_Biomass | Biomass/Wood | Excluded_Biomass |  |  |  | Excluded | 2014 | 2027 | 0 | Excluded | 55 | 1 | 55 | 1 | 1 | 2028-08-12 | 1 | #N/A | #N/A | No | 0 | 0 | Not Found | #N/A | #N/A | #N/A | Not Found | #N/A | #N/A | #N/A | 0 | 0 | 0 | 0 |  |  | No |  | No | No | No
| HARMATT10 | AltaGas Harmattan 2 | teppc | AESO | AESO | Alberta Electric System Operator | BCHA_AESO | Excluded | 1950-01-01 | 2050-12-31 | 1950 | 2050 | 12.3 | 100% | 12.3 | 12.3 | CT-NatGas-Industrial | CT_NG | CT | Excluded_Peaker |  |  |  | Excluded | 1950 | 2050 | 0 | Excluded | 12.3 | 1 | 12.3 | 1 | 1 | 2050-12-31 | 1 | #N/A | #N/A | No | 0 | 0 | Not Found | #N/A | #N/A | #N/A | Not Found | #N/A | #N/A | #N/A | 0 | 0 | 0 | 0 |  |  | No |  | No | No | No
| HARMATT11 |  | teppc | AESO | AESO | Alberta Electric System Operator | BCHA_AESO | Excluded | 1950-01-01 | 2050-12-31 | 1950 | 2050 | 13.5 | 100% | 13.5 | 13.5 | CT-NatGas-Industrial | CT_NG | CT | Excluded_Peaker |  |  |  | Excluded | 1950 | 2050 | 0 | Excluded | 13.5 | 1 | 13.5 | 1 | 1 | 2050-12-31 | 1 | #N/A | #N/A | No | 0 | 0 | Not Found | #N/A | #N/A | #N/A | Not Found | #N/A | #N/A | #N/A | 0 | 0 | 0 | 0 |  |  | No |  | No | No | No
| HARMATT12 |  | teppc | AESO | AESO | Alberta Electric System Operator | BCHA_AESO | Excluded | 1950-01-01 | 2050-12-31 | 1950 | 2050 | 395 | 100% | 395 | 395 | CT-NatGas-Industrial | CT_NG | CT | Excluded_Peaker |  |  |  | Excluded | 1950 | 2050 | 0 | Excluded | 395 | 1 | 395 | 1 | 1 | 2050-12-31 | 1 | #N/A | #N/A | No | 0 | 0 | Not Found | #N/A | #N/A | #N/A | Not Found | #N/A | #N/A | #N/A | 0 | 0 | 0 | 0 |  |  | No |  | No | No | No
| HARMATT9 |  | teppc | AESO | AESO | Alberta Electric System Operator | BCHA_AESO | Excluded | 1950-01-01 | 2050-12-31 | 1950 | 2050 | 15 | 100% | 15 | 15 | CT-AB-Cogen | Cogen_NG | Cogen | Excluded_CHP |  |  |  | Excluded | 1950 | 2050 | 0 | Excluded | 15 | 1 | 15 | 1 | 1 | 2050-12-31 | 1 | #N/A | #N/A | No | 0 | 0 | Not Found | #N/A | #N/A | #N/A | Not Found | #N/A | #N/A | #N/A | 0 | 0 | 0 | 0 |  |  | No |  | No | No | No
| HarquahalaCC1_Total | HarquahalaCC1 (Total CC Plant) | teppc | TH_PV | TH_PV | Palo Verde and Arlington Valley and Harquahala CC and Redhawk | AZPS | SW | 2003-09-01 | 2050-12-31 | 2003 | 2050 | 360 | 100% | 360 | 360 | CCWhole-NatGas-Industrial | CC_NG | CC | SW_CCGT |  |  |  | SW_CCGT | 2004 | 2050 | 0 | SW | 360 | 1 | 360 | 1 | 1 | 2050-12-31 | 1 | #N/A | #N/A | No | 360 | 360 | Not Found | #N/A | #N/A | #N/A | Not Found | #N/A | #N/A | #N/A | 360 | 360 | 360 | 360 |  |  | No |  | No | No | No
| HarquahalaCC2_Total | HarquahalaCC2 (Total CC Plant) | teppc | TH_PV | TH_PV | Palo Verde and Arlington Valley and Harquahala CC and Redhawk | AZPS | SW | 2003-09-01 | 2050-12-31 | 2003 | 2050 | 360 | 100% | 360 | 360 | CCWhole-NatGas-Industrial | CC_NG | CC | SW_CCGT |  |  |  | SW_CCGT | 2004 | 2050 | 0 | SW | 360 | 1 | 360 | 1 | 1 | 2050-12-31 | 1 | #N/A | #N/A | No | 360 | 360 | Not Found | #N/A | #N/A | #N/A | Not Found | #N/A | #N/A | #N/A | 360 | 360 | 360 | 360 |  |  | No |  | No | No | No
| HarquahalaCC3_Total | HarquahalaCC3 (Total CC Plant) | teppc | TH_PV | TH_PV | Palo Verde and Arlington Valley and Harquahala CC and Redhawk | AZPS | SW | 2003-09-01 | 2050-12-31 | 2003 | 2050 | 360 | 100% | 360 | 360 | CCWhole-NatGas-Industrial | CC_NG | CC | SW_CCGT |  |  |  | SW_CCGT | 2004 | 2050 | 0 | SW | 360 | 1 | 360 | 1 | 1 | 2050-12-31 | 1 | #N/A | #N/A | No | 360 | 360 | Not Found | #N/A | #N/A | #N/A | Not Found | #N/A | #N/A | #N/A | 360 | 360 | 360 | 360 |  |  | No |  | No | No | No
| Harry_Allen_CC | HarryAllenCC (Total CC Plant) | teppc | NEVP | NEVP | Nevada Power Company | NEVP | SW | 2011-05-30 | 2050-12-31 | 2011 | 2050 | 521.7 | 100% | 521.7 | 521.7 | CCWhole-NatGas-Industrial | CC_NG | CC | SW_CCGT |  |  |  | SW_CCGT | 2011 | 2050 | 0 | SW | 521.7 | 1 | 521.7 | 1 | 1 | 2050-12-31 | 1 | #N/A | #N/A | No | 521.7 | 521.7 | Not Found | #N/A | #N/A | #N/A | Not Found | #N/A | #N/A | #N/A | 521.7 | 521.7 | 521.7 | 521.7 |  |  | No |  | No | No | No
| Harry_Allen_GT1 | Harry Allen GT1 | teppc | NEVP | NEVP | Nevada Power Company | NEVP | SW | 1995-06-01 | 2030-01-01 | 1995 | 2029 | 72 | 100% | 72 | 72 | CT-NatGas-Aero | CT_NG | CT | SW_Peaker |  |  |  | SW_Peaker | 1995 | 2029 | 0 | SW | 72 | 1 | 72 | 1 | 1 | 2030-01-01 | 1 | #N/A | #N/A | No | 72 | 72 | Not Found | #N/A | #N/A | #N/A | Not Found | #N/A | #N/A | #N/A | 72 | 72 | 72 | 72 |  |  | No |  | No | No | No
| Harry_Allen_GT4 | Harry Allen GT4 | teppc | NEVP | NEVP | Nevada Power Company | NEVP | SW | 2006-06-01 | 2037-12-31 | 2006 | 2037 | 72 | 100% | 72 | 72 | CT-NatGas-Aero | CT_NG | CT | SW_Peaker |  |  |  | SW_Peaker | 2006 | 2037 | 0 | SW | 72 | 1 | 72 | 1 | 1 | 2037-12-31 | 1 | #N/A | #N/A | No | 72 | 72 | Not Found | #N/A | #N/A | #N/A | Not Found | #N/A | #N/A | #N/A | 72 | 72 | 72 | 72 |  |  | No |  | No | No | No
| Hartzog_1 | Hartzog CT 1 | teppc | WACM | WACM | Western Area Power Administration, Colorado-Missouri Region | WACM | Excluded | 2002-08-01 | 2050-12-31 | 2002 | 2050 | 7.2 | 100% | 7.2 | 7.2 | CT-NatGas-Industrial | CT_NG | CT | Excluded_Peaker |  |  |  | Excluded | 2002 | 2050 | 0 | Excluded | 7.2 | 1 | 7.2 | 1 | 1 | 2050-12-31 | 1 | #N/A | #N/A | No | 0 | 0 | Not Found | #N/A | #N/A | #N/A | Not Found | #N/A | #N/A | #N/A | 0 | 0 | 0 | 0 |  |  | No |  | No | No | No
| Hartzog_2 | Hartzog CT 2 | teppc | WACM | WACM | Western Area Power Administration, Colorado-Missouri Region | WACM | Excluded | 2002-08-01 | 2050-12-31 | 2002 | 2050 | 7.2 | 100% | 7.2 | 7.2 | CT-NatGas-Industrial | CT_NG | CT | Excluded_Peaker |  |  |  | Excluded | 2002 | 2050 | 0 | Excluded | 7.2 | 1 | 7.2 | 1 | 1 | 2050-12-31 | 1 | #N/A | #N/A | No | 0 | 0 | Not Found | #N/A | #N/A | #N/A | Not Found | #N/A | #N/A | #N/A | 0 | 0 | 0 | 0 |  |  | No |  | No | No | No
| Hartzog_3 | Hartzog CT 3 | teppc | WACM | WACM | Western Area Power Administration, Colorado-Missouri Region | WACM | Excluded | 2002-08-01 | 2050-12-31 | 2002 | 2050 | 7.2 | 100% | 7.2 | 7.2 | CT-NatGas-Industrial | CT_NG | CT | Excluded_Peaker |  |  |  | Excluded | 2002 | 2050 | 0 | Excluded | 7.2 | 1 | 7.2 | 1 | 1 | 2050-12-31 | 1 | #N/A | #N/A | No | 0 | 0 | Not Found | #N/A | #N/A | #N/A | Not Found | #N/A | #N/A | #N/A | 0 | 0 | 0 | 0 |  |  | No |  | No | No | No
| Harvest_Wind | Harvest Wind Project-HWP1 | teppc | TPWR | TPWR | Tacoma Power | BPAT | NW | 2010-01-01 | 2050-12-31 | 2010 | 2050 | 98.9 | 100% | 98.9 | 98.9 | WT-Onshore | wind_onshorewind | Wind | NW_Wind |  |  |  | NW_Wind_for_Other | 2010 | 2050 | 0 | NW | 98.9 | 1 | 98.9 | 1 | 1 | 2050-12-31 | 1 | #N/A | #N/A | No | #N/A | #N/A | Not Found | #N/A | #N/A | #N/A | Not Found | #N/A | #N/A | #N/A | #N/A | #N/A |  |  |  |  | No |  | No | No | No
| Hat_Creek_Bioenergy__LLC | Hat Creek Bioenergy, LLC | rps | PGE_Valley | PGE_Valley | Pacific Gas and Electric Valley | PGE_Valley | CAISO | 2021-10-01 | 2050-12-31 | 2021 | 2050 | 0 | 0% |  | 2.88 | Biomassnan | ST_Biomass | Biomass/Wood | CAISO_Biomass |  |  |  | CAISO_Biomass_for_CAISO | 2022 | 2050 | 0 | CAISO | 2.88 | 0.95 |  | 1 | 1 | 2050-12-31 | 1 | Hat Creek Bioenergy, LLC | #N/A | No | #VALUE! | #VALUE! | Not Found | #N/A | #N/A | #N/A | Not Found | #N/A | #N/A | #N/A | [6 empty] | Yes | Yes | No | No | No
| Hatch_Solar_EC | Hatch Solar Energy Center I, LLC-1 | teppc | EPE | EPE | El Paso Electric Company | PNM_EPE | SW | 2011-07-08 | 2036-07-08 | 2011 | 2035 | 5 | 100% | 5 | 5 | SolarPV-Tracking | 1axPV_sun | Solar_1Axis | SW_Solar |  |  |  | SW_Solar_for_Other | 2011 | 2035 | 0 | SW | 5 | 1 | 5 | 1 | 1 | 2036-07-08 | 1 | #N/A | #N/A | No | #N/A | #N/A | Not Found | #N/A | #N/A | #N/A | Not Found | #N/A | #N/A | #N/A | #N/A | #N/A |  |  |  |  | No |  | No | No | No
| HATCR1_7_UNIT | Hat Creek #1 | caiso | PGE_Valley | PGE_Valley | Pacific Gas and Electric Valley | PGE_Valley | CAISO | 1921-01-01 | 2050-12-31 | 1921 | 2050 | 8.5 | 100% | 8.5 | 8.5 | n/a | Hydro_Standard | Hydro | CAISO_Small_Hydro |  |  |  | CAISO_Small_Hydro_for_CAISO | 1921 | 2050 | 0 | CAISO | 8.5 | 1 | 8.5 | 1 | 1 | 2050-12-31 | 1 | HATCR1_7_UNIT | FC | No | 4.25 | 4.25 | NQC List | 3.46 | 2.25 | WATER | NQC List | 2.91 | 1.81 | WATER | 2.91 | 1.81 | 3.46 | 2.25 |  |  | No |  | No | No | No
| HATCR2_7_UNIT | Hat Creek #2 | caiso | PGE_Valley | PGE_Valley | Pacific Gas and Electric Valley | PGE_Valley | CAISO | 1921-01-01 | 2050-12-31 | 1921 | 2050 | 8.5 | 100% | 8.5 | 8.5 | n/a | Hydro_Standard | Hydro | CAISO_Small_Hydro |  |  |  | CAISO_Small_Hydro_for_CAISO | 1921 | 2050 | 0 | CAISO | 8.5 | 1 | 8.5 | 1 | 1 | 2050-12-31 | 1 | HATCR2_7_UNIT | FC | No | 4.25 | 4.25 | NQC List | 4.61 | 4.1 | WATER | NQC List | 4.22 | 2.96 | WATER | 4.22 | 2.96 | 4.61 | 4.1 |  |  | No |  | No | No | No
| HATLOS_6_BWDHY1 | Bidwell Ditch | caiso | PGE_Bay | PGE_Bay | Pacific Gas and Electric Bay | PGE_Bay | CAISO | 2017-06-29 | 2050-12-31 | 2017 | 2050 | 2 | 100% | 2 | 2 | HYDRO_WATER | Hydro_Standard | Hydro | CAISO_Hydro |  |  |  | CAISO_Hydro | 2017 | 2050 | 0 | CAISO | 2 | 1 | 2 | 1 | 1 | 2050-12-31 | 1 | HATLOS_6_BWDHY1 | FC | No | 1.6915 | 1.6915 | NQC List | 0.86 | 1.02 | WATER | NQC List | 1.34 | 1.34 | WATER | 1.34 | 1.34 | 0.86 | 1.02 |  |  | No |  | No | No | No
| HATLOS_6_LSCRK | Lost Creek 1 & 2 Hydro Conversion | caiso | PGE_Valley | PGE_Valley | Pacific Gas and Electric Valley | PGE_Valley | CAISO | 1989-06-15 | 2050-12-31 | 1989 | 2050 | 1.7 | 100% | 1.7 | 1.7 | n/a | Hydro_Standard | Hydro | CAISO_Small_Hydro |  |  |  | CAISO_Small_Hydro_for_CAISO | 1989 | 2050 | 0 | CAISO | 1.7 | 1 | 1.7 | 1 | 1 | 2050-12-31 | 1 | HATLOS_6_LSCRK | FC | No | 0.85 | 0.85 | NQC List | 0.94 | 0.94 | WATER | NQC List | 0.79 | 0.81 | WATER | 0.79 | 0.81 | 0.94 | 0.94 |  |  | No |  | No | No | No
| HATRDG_2_WIND | Hatchet Ridge Wind Farm | caiso | PGE_Valley | PGE_Valley | Pacific Gas and Electric Valley | PGE_Valley | CAISO | 2010-11-19 | 2050-12-31 | 2010 | 2050 | 102 | 100% | 102 | 102 | n/a | wind_onshorewind | Wind | CAISO_Wind |  |  |  | CAISO_Wind_for_CAISO | 2011 | 2050 | 0 | CAISO | 102 | 1 | 102 | 1 | 1 | 2050-12-31 | 1 | HATRDG_2_WIND | FC | No | 21.42 | 15.3 | NQC List | 21.42 | 15.3 | WIND | NQC List | 21.42 | 15.3 | WIND | 21.42 | 15.3 | 21.42 | 15.3 |  |  | No |  | No | No | No
| Hauer_Creek_1 | Hauer Creek-1_Hauer Creek-1_IPP-HAC | teppc | BCHA | BCHA | British Columbia Transmission Company | BCHA_AESO | Excluded | 2007-06-15 | 2047-04-30 | 2007 | 2046 | 2.4 | 100% | 2.4 | 2.4 | Hydro | Hydro_Standard | Hydro | Excluded_Hydro |  |  |  | Excluded | 2007 | 2046 | 0 | Excluded | 2.4 | 1 | 2.4 | 1 | 1 | 2047-04-30 | 1 | #N/A | #N/A | No | 0 | 0 | Not Found | #N/A | #N/A | #N/A | Not Found | #N/A | #N/A | #N/A | 0 | 0 | 0 | 0 |  |  | No |  | No | No | No
| Hauser_HAU1 | Hauser-HAU1 | teppc | CISC | CISC | Southern California Edison | SCE | CAISO | 1911-11-01 | 2050-12-31 | 1911 | 2050 | 2.8 | 100% | 2.8 | 2.8 | Hydro | Hydro_Standard | Hydro | CAISO_Hydro |  |  |  | CAISO_Hydro | 1912 | 2050 | 0 | CAISO | 2.8 | 1 | 2.8 | 1 | 1 | 2050-12-31 | 1 | Hauser_HAU1 | #N/A | No | 2.3681 | 2.3681 | Not Found | #N/A | #N/A | #N/A | Not Found | #N/A | #N/A | #N/A | 2.3681 | 2.3681 | 2.3681 | 2.3681 |  |  | No |  | No | No | No
| Hauser_HAU2 | Hauser-HAU2 | teppc | CISC | CISC | Southern California Edison | SCE | CAISO | 1911-11-01 | 2050-12-31 | 1911 | 2050 | 2.8 | 100% | 2.8 | 2.8 | Hydro | Hydro_Standard | Hydro | CAISO_Hydro |  |  |  | CAISO_Hydro | 1912 | 2050 | 0 | CAISO | 2.8 | 1 | 2.8 | 1 | 1 | 2050-12-31 | 1 | Hauser_HAU2 | #N/A | No | 2.3681 | 2.3681 | Not Found | #N/A | #N/A | #N/A | Not Found | #N/A | #N/A | #N/A | 2.3681 | 2.3681 | 2.3681 | 2.3681 |  |  | No |  | No | No | No
| Hauser_HAU3 | Hauser-HAU3 | teppc | CISC | CISC | Southern California Edison | SCE | CAISO | 1911-11-01 | 2050-12-31 | 1911 | 2050 | 2.8 | 100% | 2.8 | 2.8 | Hydro | Hydro_Standard | Hydro | CAISO_Hydro |  |  |  | CAISO_Hydro | 1912 | 2050 | 0 | CAISO | 2.8 | 1 | 2.8 | 1 | 1 | 2050-12-31 | 1 | Hauser_HAU3 | #N/A | No | 2.3681 | 2.3681 | Not Found | #N/A | #N/A | #N/A | Not Found | #N/A | #N/A | #N/A | 2.3681 | 2.3681 | 2.3681 | 2.3681 |  |  | No |  | No | No | No
| Hauser_HAU4 | Hauser-HAU4 | teppc | CISC | CISC | Southern California Edison | SCE | CAISO | 1911-11-01 | 2050-12-31 | 1911 | 2050 | 2.8 | 100% | 2.8 | 2.8 | Hydro | Hydro_Standard | Hydro | CAISO_Hydro |  |  |  | CAISO_Hydro | 1912 | 2050 | 0 | CAISO | 2.8 | 1 | 2.8 | 1 | 1 | 2050-12-31 | 1 | Hauser_HAU4 | #N/A | No | 2.3681 | 2.3681 | Not Found | #N/A | #N/A | #N/A | Not Found | #N/A | #N/A | #N/A | 2.3681 | 2.3681 | 2.3681 | 2.3681 |  |  | No |  | No | No | No
| Hauser_HAU5 | Hauser-HAU5 | teppc | CISC | CISC | Southern California Edison | SCE | CAISO | 1911-11-01 | 2050-12-31 | 1911 | 2050 | 2.8 | 100% | 2.8 | 2.8 | Hydro | Hydro_Standard | Hydro | CAISO_Hydro |  |  |  | CAISO_Hydro | 1912 | 2050 | 0 | CAISO | 2.8 | 1 | 2.8 | 1 | 1 | 2050-12-31 | 1 | Hauser_HAU5 | #N/A | No | 2.3681 | 2.3681 | Not Found | #N/A | #N/A | #N/A | Not Found | #N/A | #N/A | #N/A | 2.3681 | 2.3681 | 2.3681 | 2.3681 |  |  | No |  | No | No | No
| Hauser_HAU6 | Hauser-HAU6 | teppc | CISC | CISC | Southern California Edison | SCE | CAISO | 1915-09-01 | 2050-12-31 | 1915 | 2050 | 3 | 100% | 3 | 3 | Hydro | Hydro_Standard | Hydro | CAISO_Hydro |  |  |  | CAISO_Hydro | 1916 | 2050 | 0 | CAISO | 3 | 1 | 3 | 1 | 1 | 2050-12-31 | 1 | Hauser_HAU6 | #N/A | No | 2.5373 | 2.5373 | Not Found | #N/A | #N/A | #N/A | Not Found | #N/A | #N/A | #N/A | 2.5373 | 2.5373 | 2.5373 | 2.5373 |  |  | No |  | No | No | No
| Hay_Canyon_Wind | Hay Canyon Wind Power LLC-1 | teppc | TPWR | TPWR | Tacoma Power | BPAT | NW | 2009-04-01 | 2050-12-31 | 2009 | 2050 | 100.8 | 100% | 100.8 | 100.8 | WT-Onshore | wind_onshorewind | Wind | NW_Wind |  |  |  | NW_Wind_for_Other | 2009 | 2050 | 0 | NW | 100.8 | 1 | 100.8 | 1 | 1 | 2050-12-31 | 1 | #N/A | #N/A | No | #N/A | #N/A | Not Found | #N/A | #N/A | #N/A | Not Found | #N/A | #N/A | #N/A | #N/A | #N/A |  |  |  |  | No |  | No | No | No
| Hayden_1 | Hayden 1 | teppc | WACM | WACM | Western Area Power Administration, Colorado-Missouri Region | WACM | Excluded | 1965-07-01 | 2030-12-31 | 1965 | 2030 | 212 | 100% | 212 | 212 | ST-Coal | Steam_Coal | Coal | Excluded_Coal |  |  |  | Excluded | 1965 | 2030 | 0 | Excluded | 212 | 1 | 212 | 1 | 1 | 2030-12-31 | 1 | #N/A | #N/A | No | 0 | 0 | Not Found | #N/A | #N/A | #N/A | Not Found | #N/A | #N/A | #N/A | 0 | 0 | 0 | 0 |  |  | No |  | No | No | No
| Hayden_2 | Hayden 2 | teppc | WACM | WACM | Western Area Power Administration, Colorado-Missouri Region | WACM | Excluded | 1976-09-01 | 2029-12-31 | 1976 | 2029 | 286 | 100% | 286 | 286 | ST-Coal | Steam_Coal | Coal | Excluded_Coal |  |  |  | Excluded | 1977 | 2029 | 0 | Excluded | 286 | 1 | 286 | 1 | 1 | 2029-12-31 | 1 | #N/A | #N/A | No | 0 | 0 | Not Found | #N/A | #N/A | #N/A | Not Found | #N/A | #N/A | #N/A | 0 | 0 | 0 | 0 |  |  | No |  | No | No | No
| Haynes_1 | Haynes 1 | teppc | LDWP | LDWP | Los Angeles Department of Water and Power | LADWP | LDWP | 1962-09-01 | 2023-12-31 | 1962 | 2023 | 222 | 100% | 222 | 222 | ST-NatGas | ST_NG | Steam | LDWP_ST |  |  |  | LDWP_ST | 1963 | 2023 | 0 | LDWP | 222 | 1 | 222 | 1 | 1 | 2023-12-31 | 1 | #N/A | #N/A | No | 221.9031 | 221.9031 | Not Found | #N/A | #N/A | #N/A | Not Found | #N/A | #N/A | #N/A | 221.9031 | 221.9031 | 221.9031 | 221.9031 |  |  | No |  | No | No | No
| Haynes_11 | Haynes (Unit 5 & 6) Repowering Project 11 | teppc | LDWP | LDWP | Los Angeles Department of Water and Power | LADWP | LDWP | 2013-06-01 | 2050-12-31 | 2013 | 2050 | 96 | 100% | 96 | 96 | CT-NatGas-Industrial | CT_NG | CT | LDWP_Peaker |  |  |  | LDWP_Peaker | 2013 | 2050 | 0 | LDWP | 96 | 1 | 96 | 1 | 1 | 2050-12-31 | 1 | #N/A | #N/A | No | 96 | 96 | Not Found | #N/A | #N/A | #N/A | Not Found | #N/A | #N/A | #N/A | 96 | 96 | 96 | 96 |  |  | No |  | No | No | No
| Haynes_12 | Haynes (Unit 5 & 6) Repowering Project 12 | teppc | LDWP | LDWP | Los Angeles Department of Water and Power | LADWP | LDWP | 2013-06-01 | 2050-12-31 | 2013 | 2050 | 96 | 100% | 96 | 96 | CT-NatGas-Industrial | CT_NG | CT | LDWP_Peaker |  |  |  | LDWP_Peaker | 2013 | 2050 | 0 | LDWP | 96 | 1 | 96 | 1 | 1 | 2050-12-31 | 1 | #N/A | #N/A | No | 96 | 96 | Not Found | #N/A | #N/A | #N/A | Not Found | #N/A | #N/A | #N/A | 96 | 96 | 96 | 96 |  |  | No |  | No | No | No
| Haynes_13 | Haynes (Unit 5 & 6) Repowering Project 13 | teppc | LDWP | LDWP | Los Angeles Department of Water and Power | LADWP | LDWP | 2013-06-01 | 2050-12-31 | 2013 | 2050 | 96 | 100% | 96 | 96 | CT-NatGas-Industrial | CT_NG | CT | LDWP_Peaker |  |  |  | LDWP_Peaker | 2013 | 2050 | 0 | LDWP | 96 | 1 | 96 | 1 | 1 | 2050-12-31 | 1 | #N/A | #N/A | No | 96 | 96 | Not Found | #N/A | #N/A | #N/A | Not Found | #N/A | #N/A | #N/A | 96 | 96 | 96 | 96 |  |  | No |  | No | No | No
| Haynes_14 | Haynes (Unit 5 & 6) Repowering Project 14 | teppc | LDWP | LDWP | Los Angeles Department of Water and Power | LADWP | LDWP | 2013-06-01 | 2050-12-31 | 2013 | 2050 | 96 | 100% | 96 | 96 | CT-NatGas-Industrial | CT_NG | CT | LDWP_Peaker |  |  |  | LDWP_Peaker | 2013 | 2050 | 0 | LDWP | 96 | 1 | 96 | 1 | 1 | 2050-12-31 | 1 | #N/A | #N/A | No | 96 | 96 | Not Found | #N/A | #N/A | #N/A | Not Found | #N/A | #N/A | #N/A | 96 | 96 | 96 | 96 |  |  | No |  | No | No | No
| Haynes_15 | Haynes (Unit 5 & 6) Repowering Project 15 | teppc | LDWP | LDWP | Los Angeles Department of Water and Power | LADWP | LDWP | 2013-06-01 | 2050-12-31 | 2013 | 2050 | 96 | 100% | 96 | 96 | CT-NatGas-Industrial | CT_NG | CT | LDWP_Peaker |  |  |  | LDWP_Peaker | 2013 | 2050 | 0 | LDWP | 96 | 1 | 96 | 1 | 1 | 2050-12-31 | 1 | #N/A | #N/A | No | 96 | 96 | Not Found | #N/A | #N/A | #N/A | Not Found | #N/A | #N/A | #N/A | 96 | 96 | 96 | 96 |  |  | No |  | No | No | No
| Haynes_16 | Haynes (Unit 5 & 6) Repowering Project 16 | teppc | LDWP | LDWP | Los Angeles Department of Water and Power | LADWP | LDWP | 2013-06-01 | 2050-12-31 | 2013 | 2050 | 96 | 100% | 96 | 96 | CT-NatGas-Industrial | CT_NG | CT | LDWP_Peaker |  |  |  | LDWP_Peaker | 2013 | 2050 | 0 | LDWP | 96 | 1 | 96 | 1 | 1 | 2050-12-31 | 1 | #N/A | #N/A | No | 96 | 96 | Not Found | #N/A | #N/A | #N/A | Not Found | #N/A | #N/A | #N/A | 96 | 96 | 96 | 96 |  |  | No |  | No | No | No
| Haynes_2 | Haynes 2 | teppc | LDWP | LDWP | Los Angeles Department of Water and Power | LADWP | LDWP | 1963-04-01 | 2023-12-31 | 1963 | 2023 | 222 | 100% | 222 | 222 | ST-NatGas | ST_NG | Steam | LDWP_ST |  |  |  | LDWP_ST | 1963 | 2023 | 0 | LDWP | 222 | 1 | 222 | 1 | 1 | 2023-12-31 | 1 | #N/A | #N/A | No | 221.9031 | 221.9031 | Not Found | #N/A | #N/A | #N/A | Not Found | #N/A | #N/A | #N/A | 221.9031 | 221.9031 | 221.9031 | 221.9031 |  |  | No |  | No | No | No
| Haynes_CC | HaynesCC (Total CC Plant) | teppc | LDWP | LDWP | Los Angeles Department of Water and Power | LADWP | LDWP | 1967-03-01 | 2050-12-31 | 1967 | 2050 | 590 | 100% | 590 | 590 | CCWhole-NatGas-Industrial | CC_NG | CC | LDWP_CCGT |  |  |  | LDWP_CCGT | 1967 | 2050 | 0 | LDWP | 590 | 1 | 590 | 1 | 1 | 2050-12-31 | 1 | #N/A | #N/A | No | 590 | 590 | Not Found | #N/A | #N/A | #N/A | Not Found | #N/A | #N/A | #N/A | 590 | 590 | 590 | 590 |  |  | No |  | No | No | No
| HAYPRS_6_QFUNTS | HAYPRESS HYDRO QF UNITS | caiso | PGE_Valley | PGE_Valley | Pacific Gas and Electric Valley | PGE_Valley | CAISO | 1989-04-11 | 2050-12-31 | 1989 | 2050 | 14.8 | 100% | 14.8 | 14.8 | n/a | Hydro_Standard | Hydro | CAISO_Small_Hydro |  |  |  | CAISO_Small_Hydro_for_CAISO | 1989 | 2050 | 0 | CAISO | 14.8 | 1 | 14.8 | 1 | 1 | 2050-12-31 | 1 | HAYPRS_6_QFUNTS | FC | No | 7.4 | 7.4 | NQC List | 0.09 | 0 | WATER | NQC List | 0.09 | 0 | WATER | 0.09 | 0 | 0.09 | 0 |  |  | No |  | No | No | No
| Hazelton_B1 | Hazelton B Hydro-U1 | teppc | IPTV | IPTV | Idaho Treasure Valley | IPCO | NW | 1993-05-08 | 2050-12-31 | 1993 | 2050 | 6.5 | 100% | 6.5 | 6.5 | Hydro | Hydro_Standard | Hydro | NW_Hydro |  |  |  | NW_Hydro | 1993 | 2050 | 0 | NW | 6.5 | 1 | 6.5 | 1 | 1 | 2050-12-31 | 1 | #N/A | #N/A | No | #N/A | #N/A | Not Found | #N/A | #N/A | #N/A | Not Found | #N/A | #N/A | #N/A | #N/A | #N/A |  |  |  |  | No |  | No | No | No
| Hazelton_B2 | Hazelton B Hydro-U2 | teppc | IPFE | IPFE | Idaho Far East | IPCO | NW | 1993-05-08 | 2050-12-31 | 1993 | 2050 | 3.8 | 100% | 3.8 | 3.8 | Hydro | Hydro_Standard | Hydro | NW_Hydro |  |  |  | NW_Hydro | 1993 | 2050 | 0 | NW | 3.8 | 1 | 3.8 | 1 | 1 | 2050-12-31 | 1 | #N/A | #N/A | No | #N/A | #N/A | Not Found | #N/A | #N/A | #N/A | Not Found | #N/A | #N/A | #N/A | #N/A | #N/A |  |  |  |  | No |  | No | No | No
| Headgate_Rock_1 | Headgate Rock 1 | teppc | WALC | WALC | Western Area Power Administration, Lower Colorado Region | WALC | SW | 1993-12-01 | 2050-12-31 | 1993 | 2050 | 6.5 | 100% | 6.5 | 6.5 | Hydro | Hydro_Standard | Hydro | SW_Hydro |  |  |  | SW_Hydro | 1994 | 2050 | 0 | SW | 6.5 | 1 | 6.5 | 1 | 1 | 2050-12-31 | 1 | #N/A | #N/A | No | #N/A | #N/A | Not Found | #N/A | #N/A | #N/A | Not Found | #N/A | #N/A | #N/A | #N/A | #N/A |  |  |  |  | No |  | No | No | No
| Headgate_Rock_2 | Headgate Rock 2 | teppc | WALC | WALC | Western Area Power Administration, Lower Colorado Region | WALC | SW | 1993-10-01 | 2050-12-31 | 1993 | 2050 | 6.5 | 100% | 6.5 | 6.5 | Hydro | Hydro_Standard | Hydro | SW_Hydro |  |  |  | SW_Hydro | 1994 | 2050 | 0 | SW | 6.5 | 1 | 6.5 | 1 | 1 | 2050-12-31 | 1 | #N/A | #N/A | No | #N/A | #N/A | Not Found | #N/A | #N/A | #N/A | Not Found | #N/A | #N/A | #N/A | #N/A | #N/A |  |  |  |  | No |  | No | No | No
| Headgate_Rock_3 | Headgate Rock 3 | teppc | WALC | WALC | Western Area Power Administration, Lower Colorado Region | WALC | SW | 1993-07-01 | 2050-12-31 | 1993 | 2050 | 6.5 | 100% | 6.5 | 6.5 | Hydro | Hydro_Standard | Hydro | SW_Hydro |  |  |  | SW_Hydro | 1993 | 2050 | 0 | SW | 6.5 | 1 | 6.5 | 1 | 1 | 2050-12-31 | 1 | #N/A | #N/A | No | #N/A | #N/A | Not Found | #N/A | #N/A | #N/A | Not Found | #N/A | #N/A | #N/A | #N/A | #N/A |  |  |  |  | No |  | No | No | No
| Heart_Mountain | Heart Mountain 1 | teppc | WACM | WACM | Western Area Power Administration, Colorado-Missouri Region | WACM | Excluded | 1947-12-01 | 2050-12-31 | 1947 | 2050 | 6.9 | 100% | 6.9 | 6.9 | Hydro | Hydro_Standard | Hydro | Excluded_Hydro |  |  |  | Excluded | 1948 | 2050 | 0 | Excluded | 6.9 | 1 | 6.9 | 1 | 1 | 2050-12-31 | 1 | #N/A | #N/A | No | 0 | 0 | Not Found | #N/A | #N/A | #N/A | Not Found | #N/A | #N/A | #N/A | 0 | 0 | 0 | 0 |  |  | No |  | No | No | No
| Heartland_CC15 | Genesee CC | teppc | BCHA | BCHA | British Columbia Transmission Company | BCHA_AESO | Excluded | 2025-01-01 | 2029-12-31 | 2025 | 2029 | 249.8 | 100% | 249.8 | 249.8 | CCWhole-NatGas-Industrial | CC_NG | CC | Excluded_CCGT |  |  |  | Excluded | 2025 | 2029 | 0 | Excluded | 249.8 | 1 | 249.8 | 1 | 1 | 2029-12-31 | 1 | #N/A | #N/A | No | 0 | 0 | Not Found | #N/A | #N/A | #N/A | Not Found | #N/A | #N/A | #N/A | 0 | 0 | 0 | 0 |  |  | No |  | No | No | No
| Heartland_CC16 | Genesee CC | teppc | BCHA | BCHA | British Columbia Transmission Company | BCHA_AESO | Excluded | 2025-01-01 | 2029-12-31 | 2025 | 2029 | 249.8 | 100% | 249.8 | 249.8 | CCWhole-NatGas-Industrial | CC_NG | CC | Excluded_CCGT |  |  |  | Excluded | 2025 | 2029 | 0 | Excluded | 249.8 | 1 | 249.8 | 1 | 1 | 2029-12-31 | 1 | #N/A | #N/A | No | 0 | 0 | Not Found | #N/A | #N/A | #N/A | Not Found | #N/A | #N/A | #N/A | 0 | 0 | 0 | 0 |  |  | No |  | No | No | No
| Heber_Geo_1 | Heber I BT 2¦HEBER1 unit 11¦Heber 1-11 | teppc | IID | IID | Imperial Irrigation District | IID | IID | 2006-06-01 | 2050-12-31 | 2006 | 2050 | 8.75 | 100% | 8.75 | 8.75 | Geo-BinaryCycle | Geothermal_steam | Geothermal | IID_Geothermal |  |  |  | IID_Geothermal_for_Other | 2006 | 2050 | 0 | IID | 8.75 | 1 | 8.75 | 1 | 1 | 2050-12-31 | 1 | #N/A | #N/A | No | 5.39 | 5.39 | Not Found | #N/A | #N/A | #N/A | Not Found | #N/A | #N/A | #N/A | 5.39 | 5.39 | 5.39 | 5.39 |  |  | No |  | No | No | No
| Heber_Geo_2 | Heber I BT 3¦HEBERSCE_13.8_HEBER1 unit 12¦Heber 1-12 | teppc | IID | IID | Imperial Irrigation District | IID | IID | 2006-06-01 | 2050-12-31 | 2006 | 2050 | 4.37 | 100% | 4.37 | 4.37 | Geo-BinaryCycle | Geothermal_steam | Geothermal | IID_Geothermal |  |  |  | IID_Geothermal_for_Other | 2006 | 2050 | 0 | IID | 4.37 | 1 | 4.37 | 1 | 1 | 2050-12-31 | 1 | #N/A | #N/A | No | 2.6919 | 2.6919 | Not Found | #N/A | #N/A | #N/A | Not Found | #N/A | #N/A | #N/A | 2.6919 | 2.6919 | 2.6919 | 2.6919 |  |  | No |  | No | No | No
| Heber_Geo_Complex | Heber I Geothermal 1¦HEBER GEOTHEMAL COMPLEX PLANT¦HGC | teppc | IID | IID | Imperial Irrigation District | IID | IID | 1985-06-01 | 2050-12-31 | 1985 | 2050 | 52 | 100% | 52 | 52 | Geo-BinaryCycle | Geothermal_steam | Geothermal | IID_Geothermal |  |  |  | IID_Geothermal_for_Other | 1985 | 2050 | 0 | IID | 52 | 1 | 52 | 1 | 1 | 2050-12-31 | 1 | #N/A | #N/A | No | 32.032 | 32.032 | Not Found | #N/A | #N/A | #N/A | Not Found | #N/A | #N/A | #N/A | 32.032 | 32.032 | 32.032 | 32.032 |  |  | No |  | No | No | No
| Heber_II | Second Imperial Geothermal Company - Heber II 13-14¦SIGC92_13.8_HEBER_IMPERIAL¦GPGOII | teppc | IID | IID | Imperial Irrigation District | IID | IID | 2008-04-01 | 2050-12-31 | 2008 | 2050 | 16 | 100% | 16 | 16 | Geo-BinaryCycle | Geothermal_steam | Geothermal | IID_Geothermal |  |  |  | IID_Geothermal_for_Other | 2008 | 2050 | 0 | IID | 16 | 1 | 16 | 1 | 1 | 2050-12-31 | 1 | #N/A | #N/A | No | 9.856 | 9.856 | Not Found | #N/A | #N/A | #N/A | Not Found | #N/A | #N/A | #N/A | 9.856 | 9.856 | 9.856 | 9.856 |  |  | No |  | No | No | No
| Heber_Solar_PV | Heber Solar PV Project 1¦HEBR200 | teppc | IID | IID | Imperial Irrigation District | IID | IID | 2014-05-01 | 2050-12-31 | 2014 | 2050 | 10 | 100% | 10 | 10 | SolarPV-NonTracking | FixedPV_sun | Solar_Fixed | IID_Solar |  |  |  | IID_Solar_for_Other | 2014 | 2050 | 0 | IID | 10 | 1 | 10 | 1 | 1 | 2050-12-31 | 1 | #N/A | #N/A | No | #N/A | #N/A | Not Found | #N/A | #N/A | #N/A | Not Found | #N/A | #N/A | #N/A | #N/A | #N/A |  |  |  |  | No |  | No | No | No
| Heber_South_1 | Heber South 1¦HEBER SOUTH GEOTHERMAL¦GPHEBS | teppc | IID | IID | Imperial Irrigation District | IID | IID | 2008-04-01 | 2050-12-31 | 2008 | 2050 | 16 | 100% | 16 | 16 | Geo-BinaryCycle | Geothermal_steam | Geothermal | IID_Geothermal |  |  |  | IID_Geothermal_for_Other | 2008 | 2050 | 0 | IID | 16 | 1 | 16 | 1 | 1 | 2050-12-31 | 1 | #N/A | #N/A | No | 9.856 | 9.856 | Not Found | #N/A | #N/A | #N/A | Not Found | #N/A | #N/A | #N/A | 9.856 | 9.856 | 9.856 | 9.856 |  |  | No |  | No | No | No
| Hedge_Solar | Hedge PV 1 | teppc | BANC | BANC | Balancing Authority of Northern California | SMUD | BANC | 2012-01-01 | 2050-01-01 | 2012 | 2049 | 1.5 | 100% | 1.5 | 1.5 | SolarPV-NonTracking | FixedPV_sun | Solar_Fixed | BANC_Solar |  |  |  | BANC_Solar_for_Other | 2012 | 2049 | 0 | BANC | 1.5 | 1 | 1.5 | 1 | 1 | 2050-01-01 | 1 | #N/A | #N/A | No | #N/A | #N/A | Not Found | #N/A | #N/A | #N/A | Not Found | #N/A | #N/A | #N/A | #N/A | #N/A |  |  |  |  | No |  | No | No | No
| Hellroaring1 | Hellroaring Hydro-HY1 | teppc | PNM | PNM | Public Service Company of New Mexico | PNM_EPE | SW | 1916-04-01 | 2030-04-15 | 1916 | 2029 | 0.2 | 100% | 0.2 | 0.2 | Hydro | Hydro_Standard | Hydro | SW_Hydro |  |  |  | SW_Hydro | 1916 | 2029 | 0 | SW | 0.2 | 1 | 0.2 | 1 | 1 | 2030-04-15 | 1 | #N/A | #N/A | No | #N/A | #N/A | Not Found | #N/A | #N/A | #N/A | Not Found | #N/A | #N/A | #N/A | #N/A | #N/A |  |  |  |  | No |  | No | No | No
| Hellroaring2 | Hellroaring Hydro-HY2 | teppc | PNM | PNM | Public Service Company of New Mexico | PNM_EPE | SW | 1916-04-02 | 2030-04-15 | 1916 | 2029 | 0.2 | 100% | 0.2 | 0.2 | Hydro | Hydro_Standard | Hydro | SW_Hydro |  |  |  | SW_Hydro | 1916 | 2029 | 0 | SW | 0.2 | 1 | 0.2 | 1 | 1 | 2030-04-15 | 1 | #N/A | #N/A | No | #N/A | #N/A | Not Found | #N/A | #N/A | #N/A | Not Found | #N/A | #N/A | #N/A | #N/A | #N/A |  |  |  |  | No |  | No | No | No
| Hells_Canyon_1 | Hells Canyon-1 | teppc | IPTV | IPTV | Idaho Treasure Valley | IPCO | NW | 1967-12-01 | 2050-12-31 | 1967 | 2050 | 130.5 | 100% | 130.5 | 130.5 | Hydro | Hydro_Standard | Hydro | NW_Hydro |  |  |  | NW_Hydro | 1968 | 2050 | 0 | NW | 130.5 | 1 | 130.5 | 1 | 1 | 2050-12-31 | 1 | #N/A | #N/A | No | #N/A | #N/A | Not Found | #N/A | #N/A | #N/A | Not Found | #N/A | #N/A | #N/A | #N/A | #N/A |  |  |  |  | No |  | No | No | No
| Hells_Canyon_2 | Hells Canyon-2 | teppc | IPTV | IPTV | Idaho Treasure Valley | IPCO | NW | 1967-12-01 | 2050-12-31 | 1967 | 2050 | 130.5 | 100% | 130.5 | 130.5 | Hydro | Hydro_Standard | Hydro | NW_Hydro |  |  |  | NW_Hydro | 1968 | 2050 | 0 | NW | 130.5 | 1 | 130.5 | 1 | 1 | 2050-12-31 | 1 | #N/A | #N/A | No | #N/A | #N/A | Not Found | #N/A | #N/A | #N/A | Not Found | #N/A | #N/A | #N/A | #N/A | #N/A |  |  |  |  | No |  | No | No | No
| Hells_Canyon_3 | Hells Canyon-3 | teppc | IPTV | IPTV | Idaho Treasure Valley | IPCO | NW | 1967-10-01 | 2050-12-31 | 1967 | 2050 | 130.5 | 100% | 130.5 | 130.5 | Hydro | Hydro_Standard | Hydro | NW_Hydro |  |  |  | NW_Hydro | 1968 | 2050 | 0 | NW | 130.5 | 1 | 130.5 | 1 | 1 | 2050-12-31 | 1 | #N/A | #N/A | No | #N/A | #N/A | Not Found | #N/A | #N/A | #N/A | Not Found | #N/A | #N/A | #N/A | #N/A | #N/A |  |  |  |  | No |  | No | No | No
| HELMPG_7_UNIT_1 |  | caiso | PGE_Valley | PGE_Valley | Pacific Gas and Electric Valley | PGE_Valley | CAISO | 1984-01-01 | 2050-12-31 | 1984 | 2050 | 407 | 100% | 407 | 407 | n/a | Hydro_PumpedStorage | PSH | CAISO_Existing_Pumped_Storage |  |  |  | CAISO_Existing_Pumped_Storage | 1984 | 2050 | 0 | CAISO | 407 | 1 | 407 | 1 | 1 | 2050-12-31 | 1 | HELMPG_7_UNIT 1 | FC | No | 407 | 407 | NQC List | 407 | 407 | WATER | NQC List | 407 | 407 | WATER | 407 | 407 | 407 | 407 |  |  | No |  | No | No | No
| HELMPG_7_UNIT_2 |  | caiso | PGE_Valley | PGE_Valley | Pacific Gas and Electric Valley | PGE_Valley | CAISO | 1984-01-01 | 2050-12-31 | 1984 | 2050 | 407 | 100% | 407 | 407 | n/a | Hydro_PumpedStorage | PSH | CAISO_Existing_Pumped_Storage |  |  |  | CAISO_Existing_Pumped_Storage | 1984 | 2050 | 0 | CAISO | 407 | 1 | 407 | 1 | 1 | 2050-12-31 | 1 | HELMPG_7_UNIT 2 | FC | No | 407 | 407 | NQC List | 407 | 407 | WATER | NQC List | 407 | 407 | WATER | 407 | 407 | 407 | 407 |  |  | No |  | No | No | No
| HELMPG_7_UNIT_3 |  | caiso | PGE_Valley | PGE_Valley | Pacific Gas and Electric Valley | PGE_Valley | CAISO | 1984-01-01 | 2050-12-31 | 1984 | 2050 | 404 | 100% | 404 | 404 | n/a | Hydro_PumpedStorage | PSH | CAISO_Existing_Pumped_Storage |  |  |  | CAISO_Existing_Pumped_Storage | 1984 | 2050 | 0 | CAISO | 404 | 1 | 404 | 1 | 1 | 2050-12-31 | 1 | HELMPG_7_UNIT 3 | FC | No | 404 | 404 | NQC List | 404 | 404 | WATER | NQC List | 404 | 404 | WATER | 404 | 404 | 404 | 404 |  |  | No |  | No | No | No
| HENRTA_6_SOLAR1 | Lemoore 1 | caiso | PGE_Valley | PGE_Valley | Pacific Gas and Electric Valley | PGE_Valley | CAISO | 2016-01-29 | 2050-12-31 | 2016 | 2050 | 1.5 | 100% | 1.5 | 1.5 | n/a | PVgeneric_sun | Solar_Fixed | CAISO_Solar |  |  |  | CAISO_Solar_for_CAISO | 2016 | 2050 | 0 | CAISO | 1.5 | 1 | 1.5 | 1 | 1 | 2050-12-31 | 1 | HENRTA_6_SOLAR1 | ID | No | 0.405 | 0.21 | NQC List | 0.41 | 0.21 | SUN | NQC List | 0 | 0 | SUN | 0 | 0 | 0.41 | 0.21 |  |  | No |  | No | No | No
| HENRTA_6_SOLAR2 | Westside Solar Power PV1 | caiso | PGE_Valley | PGE_Valley | Pacific Gas and Electric Valley | PGE_Valley | CAISO | 2016-05-07 | 2050-12-31 | 2016 | 2050 | 2 | 100% | 2 | 2 | n/a | PVgeneric_sun | Solar_Fixed | CAISO_Solar |  |  |  | CAISO_Solar_for_CAISO | 2016 | 2050 | 0 | CAISO | 2 | 1 | 2 | 1 | 1 | 2050-12-31 | 1 | HENRTA_6_SOLAR2 | EO | Yes | 0.54 | 0.28 | NQC List | 0 | 0 | SUN | NQC List | 0 | 0 | SUN | 0 | 0 | 0 | 0 |  |  | No |  | No | No | No
| HENRTA_6_UNITA1 |  | caiso | PGE_Valley | PGE_Valley | Pacific Gas and Electric Valley | PGE_Valley | CAISO | 2002-07-01 | 2050-12-31 | 2002 | 2050 | 49.98 | 100% | 49.98 | 49.98 | CT-NatGas-Aero | CT_NG | CT | CAISO_Peaker2 |  |  |  | CAISO_Peaker2 | 2002 | 2050 | 0 | CAISO | 49.98 | 1 | 49.98 | 1 | 1 | 2050-12-31 | 1 | HENRTA_6_UNITA1 | FC | No | 48.0456 | 48.0456 | NQC List | 44.78 | 45.85 | NATURAL GAS | NQC List | 44.99 | 45.99 | NATURAL GAS | 44.99 | 45.99 | 44.78 | 45.85 |  |  | No |  | No | No | No
| HENRTA_6_UNITA2 |  | caiso | PGE_Valley | PGE_Valley | Pacific Gas and Electric Valley | PGE_Valley | CAISO | 2002-07-01 | 2050-12-31 | 2002 | 2050 | 49.42 | 100% | 49.42 | 49.42 | CT-NatGas-Aero | CT_NG | CT | CAISO_Peaker2 |  |  |  | CAISO_Peaker2 | 2002 | 2050 | 0 | CAISO | 49.42 | 1 | 49.42 | 1 | 1 | 2050-12-31 | 1 | HENRTA_6_UNITA2 | FC | No | 47.5072 | 47.5072 | NQC List | 44.68 | 45.75 | NATURAL GAS | NQC List | 44.89 | 45.88 | NATURAL GAS | 44.89 | 45.88 | 44.68 | 45.75 |  |  | No |  | No | No | No
| HENRTS_1_SOLAR | Henrietta Solar Project | caiso | PGE_Valley | PGE_Valley | Pacific Gas and Electric Valley | PGE_Valley | CAISO | 2016-08-19 | 2050-12-31 | 2016 | 2050 | 100 | 100% | 100 | 100 | n/a | PVgeneric_sun | Solar_Fixed | CAISO_Solar |  |  |  | CAISO_Solar_for_CAISO | 2017 | 2050 | 0 | CAISO | 100 | 1 | 100 | 1 | 1 | 2050-12-31 | 1 | HENRTS_1_SOLAR | FC | No | 27 | 14 | NQC List | 27 | 14 | SUN | NQC List | 27 | 14 | SUN | 27 | 14 | 27 | 14 |  |  | No |  | No | No | No
| HermistnCC_Total | HermistonCC (Total CC Plant) | teppc | TPWR | TPWR | Tacoma Power | BPAT | NW | 2002-08-01 | 2050-12-31 | 2002 | 2050 | 648 | 100% | 648 | 648 | CCWhole-NatGas-Industrial | CC_NG | CC | NW_CCGT |  |  |  | NW_CCGT | 2002 | 2050 | 0 | NW | 648 | 1 | 648 | 1 | 1 | 2050-12-31 | 1 | #N/A | #N/A | No | 648 | 648 | Not Found | #N/A | #N/A | #N/A | Not Found | #N/A | #N/A | #N/A | 648 | 648 | 648 | 648 |  |  | No |  | No | No | No
| HermistnGenCC1_Total | HermistonGenCC1 (Total CC Plant) | teppc | PACW | PACW | PacifiCorp – West | PACW | NW | 1996-07-01 | 2050-12-31 | 1996 | 2050 | 243 | 100% | 243 | 243 | CCWhole-NatGas-Industrial | CC_NG | CC | NW_CCGT |  |  |  | NW_CCGT | 1996 | 2050 | 0 | NW | 243 | 1 | 243 | 1 | 1 | 2050-12-31 | 1 | #N/A | #N/A | No | 243 | 243 | Not Found | #N/A | #N/A | #N/A | Not Found | #N/A | #N/A | #N/A | 243 | 243 | 243 | 243 |  |  | No |  | No | No | No
| HermistnGenCC2_Total | HermistonGenCC2 (Total CC Plant) | teppc | PACW | PACW | PacifiCorp – West | PACW | NW | 1996-07-01 | 2050-12-31 | 1996 | 2050 | 243 | 100% | 243 | 243 | CCWhole-NatGas-Industrial | CC_NG | CC | NW_CCGT |  |  |  | NW_CCGT | 1996 | 2050 | 0 | NW | 243 | 1 | 243 | 1 | 1 | 2050-12-31 | 1 | #N/A | #N/A | No | 243 | 243 | Not Found | #N/A | #N/A | #N/A | Not Found | #N/A | #N/A | #N/A | 243 | 243 | 243 | 243 |  |  | No |  | No | No | No
| HiddenHollow1 | Hidden Hollow Energy-UNT1 | teppc | IPFE | IPFE | Idaho Far East | IPCO | NW | 2007-01-01 | 2050-12-31 | 2007 | 2050 | 1.6 | 100% | 1.6 | 1.6 | Bio-ICE | ICE_Biomass | Biomass/Wood | NW_Biomass |  |  |  | NW_Biomass_for_Other | 2007 | 2050 | 0 | NW | 1.6 | 1 | 1.6 | 1 | 1 | 2050-12-31 | 1 | #N/A | #N/A | No | 1.1168 | 1.1168 | Not Found | #N/A | #N/A | #N/A | Not Found | #N/A | #N/A | #N/A | 1.1168 | 1.1168 | 1.1168 | 1.1168 |  |  | No |  | No | No | No
| HiddenHollow2 | Hidden Hollow Energy-UNT2 | teppc | IPFE | IPFE | Idaho Far East | IPCO | NW | 2007-01-01 | 2050-12-31 | 2007 | 2050 | 1.6 | 100% | 1.6 | 1.6 | Bio-ICE | ICE_Biomass | Biomass/Wood | NW_Biomass |  |  |  | NW_Biomass_for_Other | 2007 | 2050 | 0 | NW | 1.6 | 1 | 1.6 | 1 | 1 | 2050-12-31 | 1 | #N/A | #N/A | No | 1.1168 | 1.1168 | Not Found | #N/A | #N/A | #N/A | Not Found | #N/A | #N/A | #N/A | 1.1168 | 1.1168 | 1.1168 | 1.1168 |  |  | No |  | No | No | No
| HIDSRT_2_UNITS | HIGH DESERT POWER PROJECT AGGREGATE | caiso | SCE | SCE | Southern California Edison | SCE | CAISO | 2003-04-21 | 2050-12-31 | 2003 | 2050 | 830 | 100% | 830 | 830 | CCWhole-NatGas-Industrial | CC_NG | CC | CAISO_CCGT1 |  |  |  | CAISO_CCGT1 | 2003 | 2050 | 0 | CAISO | 830 | 1 | 830 | 1 | 1 | 2050-12-31 | 1 | HIDSRT_2_UNITS | FC | No | 779.7593 | 779.7593 | NQC List | 773 | 786 | NATURAL GAS | NQC List | 830 | 830 | NATURAL GAS | 830 | 830 | 773 | 786 |  |  | No |  | No | No | No
| Higgins_CC | HigginsCC (Total CC Plant) | teppc | NEVP | NEVP | Nevada Power Company | NEVP | SW | 2003-12-01 | 2040-12-31 | 2003 | 2040 | 641.4 | 100% | 641.4 | 641.4 | CCWhole-NatGas-Industrial | CC_NG | CC | SW_CCGT |  |  |  | SW_CCGT | 2004 | 2040 | 0 | SW | 641.4 | 1 | 641.4 | 1 | 1 | 2040-12-31 | 1 | #N/A | #N/A | No | 641.4 | 641.4 | Not Found | #N/A | #N/A | #N/A | Not Found | #N/A | #N/A | #N/A | 641.4 | 641.4 | 641.4 | 641.4 |  |  | No |  | No | No | No
| HIGGNS_1_COMBIE | Combie South | caiso | PGE_Valley | PGE_Valley | Pacific Gas and Electric Valley | PGE_Valley | CAISO | 1984-04-27 | 2050-12-31 | 1984 | 2050 | 1.5 | 100% | 1.5 | 1.5 | n/a | Hydro_Standard | Hydro | CAISO_Small_Hydro |  |  |  | CAISO_Small_Hydro_for_CAISO | 1984 | 2050 | 0 | CAISO | 1.5 | 1 | 1.5 | 1 | 1 | 2050-12-31 | 1 | HIGGNS_1_COMBIE | FC | No | 0.75 | 0.75 | NQC List | 0.35 | 0.03 | WATER | NQC List | 0.22 | 0.01 | WATER | 0.22 | 0.01 | 0.35 | 0.03 |  |  | No |  | No | No | No
| HIGGNS_7_QFUNTS | HIGGNS_7_QFUNTS | caiso | PGE_Valley | PGE_Valley | Pacific Gas and Electric Valley | PGE_Valley | CAISO |  | 2050-12-31 | 1900 | 2050 | 0.5 | 100% | 0.5 | 0.5 | n/a | Hydro_Standard | Hydro | CAISO_Hydro |  |  |  | CAISO_Hydro | 1900 | 2050 | 0 | CAISO | 0.5 | 1 | 0.5 | 1 | 1 | 2050-12-31 | 1 | HIGGNS_7_QFUNTS | FC | No | 0.42288 | 0.42288 | NQC List | 0.25 | 0.23 | WATER | NQC List | 0.24 | 0.21 | WATER | 0.24 | 0.21 | 0.25 | 0.23 |  |  | No |  | Yes | No | No
| High_Lonesome_Mesa | High Lonesome Mesa Wind Farm 1 | teppc | PNM | PNM | Public Service Company of New Mexico | PNM_EPE | SW | 2009-06-01 | 2050-12-31 | 2009 | 2050 | 100 | 100% | 100 | 100 | WT-Onshore | wind_onshorewind | Wind | SW_Wind |  |  |  | SW_Wind_for_Other | 2009 | 2050 | 0 | SW | 100 | 1 | 100 | 1 | 1 | 2050-12-31 | 1 | #N/A | #N/A | No | #N/A | #N/A | Not Found | #N/A | #N/A | #N/A | Not Found | #N/A | #N/A | #N/A | #N/A | #N/A |  |  |  |  | No |  | No | No | No
| High_Mesa | High Mesa Energy LLC-1 | teppc | IPMV | IPMV | Idaho Magic Valley | IPCO | NW | 2012-12-08 | 2050-12-31 | 2013 | 2050 | 40 | 100% | 40 | 40 | WT-Onshore | wind_onshorewind | Wind | NW_Wind |  |  |  | NW_Wind_for_Other | 2013 | 2050 | 0 | NW | 40 | 1 | 40 | 1 | 1 | 2050-12-31 | 1 | #N/A | #N/A | No | #N/A | #N/A | Not Found | #N/A | #N/A | #N/A | Not Found | #N/A | #N/A | #N/A | #N/A | #N/A |  |  |  |  | No |  | No | No | No
| High_Plains | High Plains-1 | teppc | PAWY | PAWY | Wyoming, PACE Utility | PACE | NW | 2009-10-01 | 2050-12-31 | 2009 | 2050 | 99 | 100% | 99 | 99 | WT-Onshore | wind_onshorewind | Wind | NW_Wind |  |  |  | NW_Wind_for_Other | 2010 | 2050 | 0 | NW | 99 | 1 | 99 | 1 | 1 | 2050-12-31 | 1 | #N/A | #N/A | No | #N/A | #N/A | Not Found | #N/A | #N/A | #N/A | Not Found | #N/A | #N/A | #N/A | #N/A | #N/A |  |  |  |  | No |  | No | No | No
| Highlands_Wind_1 | Colorado Highlands Wind Project CHW1 | teppc | WACM | WACM | Western Area Power Administration, Colorado-Missouri Region | WACM | Excluded | 2012-12-01 | 2050-12-31 | 2012 | 2050 | 67 | 100% | 67 | 67 | WT-Onshore | wind_onshorewind | Wind | Excluded_Wind |  |  |  | Excluded | 2013 | 2050 | 0 | Excluded | 67 | 1 | 67 | 1 | 1 | 2050-12-31 | 1 | #N/A | #N/A | No | 0 | 0 | Not Found | #N/A | #N/A | #N/A | Not Found | #N/A | #N/A | #N/A | 0 | 0 | 0 | 0 |  |  | No |  | No | No | No
| Highlands_Wind_2 | Colorado Highlands Wind Project CHW2 | teppc | WACM | WACM | Western Area Power Administration, Colorado-Missouri Region | WACM | Excluded | 2013-09-01 | 2050-12-31 | 2013 | 2050 | 23.1 | 100% | 23.1 | 23.1 | WT-Onshore | wind_onshorewind | Wind | Excluded_Wind |  |  |  | Excluded | 2014 | 2050 | 0 | Excluded | 23.1 | 1 | 23.1 | 1 | 1 | 2050-12-31 | 1 | #N/A | #N/A | No | 0 | 0 | Not Found | #N/A | #N/A | #N/A | Not Found | #N/A | #N/A | #N/A | 0 | 0 | 0 | 0 |  |  | No |  | No | No | No
| HILAND_7_YOLOWD | CLEAR LAKE UNIT 1 | caiso | PGE_Bay | PGE_Bay | Pacific Gas and Electric Bay | PGE_Bay | CAISO | 1985-09-07 | 2050-12-31 | 1985 | 2050 | 3.75 | 100% | 3.75 | 3.75 | n/a | Hydro_Standard | Hydro | CAISO_Hydro |  |  |  | CAISO_Hydro | 1986 | 2050 | 0 | CAISO | 3.75 | 1 | 3.75 | 1 | 1 | 2050-12-31 | 1 | HILAND_7_YOLOWD | EO | Yes | 3.1716 | 3.1716 | NQC List | 0 | 0 | WATER | NQC List | 0 | 0 | WATER | 0 | 0 | 0 | 0 |  |  | No |  | No | No | No
| Hillcrest_PS | Hillcrest Pump Station GEN1 | teppc | PSCO | PSCO | Public Service Company of Colorado | PSCO | Excluded | 2004-01-01 | 2050-12-31 | 2004 | 2050 | 2 | 100% | 2 | 2 | Hydro | Hydro_Standard | Hydro | Excluded_Hydro |  |  |  | Excluded | 2004 | 2050 | 0 | Excluded | 2 | 1 | 2 | 1 | 1 | 2050-12-31 | 1 | #N/A | #N/A | No | 0 | 0 | Not Found | #N/A | #N/A | #N/A | Not Found | #N/A | #N/A | #N/A | 0 | 0 | 0 | 0 |  |  | No |  | No | No | No
| HillsCreek1 | Hills Creek-1 | teppc | BPAT | BPAT | Bonneville Power Administration – Transmission | BPAT | NW | 1962-02-01 | 2050-12-31 | 1962 | 2050 | 15 | 100% | 15 | 15 | Hydro | Hydro_Standard | Hydro | NW_Hydro |  |  |  | NW_Hydro | 1962 | 2050 | 0 | NW | 15 | 1 | 15 | 1 | 1 | 2050-12-31 | 1 | #N/A | #N/A | No | #N/A | #N/A | Not Found | #N/A | #N/A | #N/A | Not Found | #N/A | #N/A | #N/A | #N/A | #N/A |  |  |  |  | No |  | No | No | No
| HillsCreek2 | Hills Creek-2 | teppc | BPAT | BPAT | Bonneville Power Administration – Transmission | BPAT | NW | 1962-02-01 | 2050-12-31 | 1962 | 2050 | 15 | 100% | 15 | 15 | Hydro | Hydro_Standard | Hydro | NW_Hydro |  |  |  | NW_Hydro | 1962 | 2050 | 0 | NW | 15 | 1 | 15 | 1 | 1 | 2050-12-31 | 1 | #N/A | #N/A | No | #N/A | #N/A | Not Found | #N/A | #N/A | #N/A | Not Found | #N/A | #N/A | #N/A | #N/A | #N/A |  |  |  |  | No |  | No | No | No
| HINSON_6_CARBGN |  | caiso | SCE | SCE | Southern California Edison | SCE | CAISO | 1982-01-01 | 2050-12-31 | 1982 | 2050 | 29.88 | 99.6% | 29.88 | 30 | ST-WasteHeat | Cogen_NG | Cogen | CAISO_CHP |  |  |  | CAISO_CHP | 1982 | 2050 | 0 | CAISO | 30 | 1 | 30 | 1 | 1 | 2050-12-31 | 1 | HINSON_6_CARBGN | FC | No | 19.02 | 19.02 | NQC List | 29.64 | 25.86 | HEAT RECOVERY | NQC List | 28.85 | 29.28 | HEAT RECOVERY | 28.85 | 29.28 | 29.64 | 25.86 |  |  | No |  | No | No | No
| HINSON_6_LBECH1 | Long Beach Unit 1 | caiso | SCE | SCE | Southern California Edison | SCE | CAISO | 2007-08-01 | 2050-12-31 | 2007 | 2050 | 65 | 103.2% | 65 | 63 | CT-NatGas-Aero | CT_NG | CT | CAISO_Peaker2 |  |  |  | CAISO_Peaker2 | 2007 | 2050 | 0 | CAISO | 63 | 1 | 63 | 1 | 1 | 2050-12-31 | 1 | HINSON_6_LBECH1 | FC | No | 60.5616 | 60.5616 | NQC List | 63 | 63 | NATURAL GAS | NQC List | 65 | 65 | NATURAL GAS | 65 | 65 | 63 | 63 |  |  | No |  | No | No | No
| HINSON_6_LBECH2 | Long Beach Unit 2 | caiso | SCE | SCE | Southern California Edison | SCE | CAISO | 2007-08-01 | 2050-12-31 | 2007 | 2050 | 65 | 103.2% | 65 | 63 | CT-NatGas-Aero | CT_NG | CT | CAISO_Peaker2 |  |  |  | CAISO_Peaker2 | 2007 | 2050 | 0 | CAISO | 63 | 1 | 63 | 1 | 1 | 2050-12-31 | 1 | HINSON_6_LBECH2 | FC | No | 60.5616 | 60.5616 | NQC List | 63 | 63 | NATURAL GAS | NQC List | 65 | 65 | NATURAL GAS | 65 | 65 | 63 | 63 |  |  | No |  | No | No | No
| HINSON_6_LBECH3 | Long Beach Unit 3 | caiso | SCE | SCE | Southern California Edison | SCE | CAISO | 2007-08-01 | 2050-12-31 | 2007 | 2050 | 65 | 103.2% | 65 | 63 | CT-NatGas-Aero | CT_NG | CT | CAISO_Peaker2 |  |  |  | CAISO_Peaker2 | 2007 | 2050 | 0 | CAISO | 63 | 1 | 63 | 1 | 1 | 2050-12-31 | 1 | HINSON_6_LBECH3 | FC | No | 60.5616 | 60.5616 | NQC List | 63 | 63 | NATURAL GAS | NQC List | 65 | 65 | NATURAL GAS | 65 | 65 | 63 | 63 |  |  | No |  | No | No | No
| HINSON_6_LBECH4 | Long Beach Unit 4 | caiso | SCE | SCE | Southern California Edison | SCE | CAISO | 2007-08-01 | 2050-12-31 | 2007 | 2050 | 65 | 103.2% | 65 | 63 | CT-NatGas-Aero | CT_NG | CT | CAISO_Peaker2 |  |  |  | CAISO_Peaker2 | 2007 | 2050 | 0 | CAISO | 63 | 1 | 63 | 1 | 1 | 2050-12-31 | 1 | HINSON_6_LBECH4 | FC | No | 60.5616 | 60.5616 | NQC List | 63 | 63 | NATURAL GAS | NQC List | 65 | 65 | NATURAL GAS | 65 | 65 | 63 | 63 |  |  | No |  | No | No | No
| HINSON_6_SERRGN |  | caiso | SCE | SCE | Southern California Edison | SCE | CAISO | 1988-01-01 | 2050-12-31 | 1988 | 2050 | 28.98 | 85.24% | 28.98 | 34 | n/a | Cogen_NG | Cogen | CAISO_CHP |  |  |  | CAISO_CHP | 1988 | 2050 | 0 | CAISO | 34 | 1 | 34 | 1 | 1 | 2050-12-31 | 1 | HINSON_6_SERRGN | FC | No | 21.556 | 21.556 | NQC List | 34 | 34 | WASTE TO POWER | NQC List | 34 | 34 | WASTE TO POWER | 34 | 34 | 34 | 34 |  |  | No |  | No | No | No
| HMLTBR_6_UNITS | HAMILTON BRANCH PH (AGGREGATE) | caiso | PGE_Valley | PGE_Valley | Pacific Gas and Electric Valley | PGE_Valley | CAISO | 1921-01-01 | 2050-12-31 | 1921 | 2050 | 4.9 | 100% | 4.9 | 4.9 | n/a | Hydro_Standard | Hydro | CAISO_Small_Hydro |  |  |  | CAISO_Small_Hydro_for_CAISO | 1921 | 2050 | 0 | CAISO | 4.9 | 1 | 4.9 | 1 | 1 | 2050-12-31 | 1 | HMLTBR_6_UNITS | FC | No | 2.45 | 2.45 | Not Found | #N/A | #N/A | #N/A | NQC List | 0.77 | 0.89 | WATER | 0.77 | 0.89 | 0.77 | 0.89 |  |  | No |  | No | No | No
| HNC_13G1 | HNC 13G1 | teppc | BCHA | BCHA | British Columbia Transmission Company | BCHA_AESO | Excluded | 2018-06-01 | 2050-03-30 | 2018 | 2049 | 11 | 100% | 11 | 11 | hydro | Hydro_Standard | Hydro | Excluded_Hydro |  |  |  | Excluded | 2018 | 2049 | 0 | Excluded | 11 | 1 | 11 | 1 | 1 | 2050-03-30 | 1 | #N/A | #N/A | No | 0 | 0 | Not Found | #N/A | #N/A | #N/A | Not Found | #N/A | #N/A | #N/A | 0 | 0 | 0 | 0 |  |  | No |  | No | No | No
| HNL_G1 | HNL G1 | teppc | BCHA | BCHA | British Columbia Transmission Company | BCHA_AESO | Excluded | 2016-01-01 | 2050-03-30 | 2016 | 2049 | 4.3 | 100% | 4.3 | 4.3 | Thermal | CC_NG | CC | Excluded_CCGT |  |  |  | Excluded | 2016 | 2049 | 0 | Excluded | 4.3 | 1 | 4.3 | 1 | 1 | 2050-03-30 | 1 | #N/A | #N/A | No | 0 | 0 | Not Found | #N/A | #N/A | #N/A | Not Found | #N/A | #N/A | #N/A | 0 | 0 | 0 | 0 |  |  | No |  | No | No | No
| HNL_G2 | HNL G2 | teppc | BCHA | BCHA | British Columbia Transmission Company | BCHA_AESO | Excluded | 2016-01-01 | 2050-03-30 | 2016 | 2049 | 4.3 | 100% | 4.3 | 4.3 | Thermal | CC_NG | CC | Excluded_CCGT |  |  |  | Excluded | 2016 | 2049 | 0 | Excluded | 4.3 | 1 | 4.3 | 1 | 1 | 2050-03-30 | 1 | #N/A | #N/A | No | 0 | 0 | Not Found | #N/A | #N/A | #N/A | Not Found | #N/A | #N/A | #N/A | 0 | 0 | 0 | 0 |  |  | No |  | No | No | No
| HNTGBH_7_UNIT_1 | HUNTINGTON BEACH GEN STA. UNIT 1 | caiso | SCE | SCE | Southern California Edison | SCE | CAISO | 1958-06-01 | 2019-10-31 | 1958 | 2018 | 225.75 | 100% | 225.75 | 225.75 | ST-NatGas | ST_NG | Steam | CAISO_ST |  |  |  | CAISO_ST | 1958 | 2019 | 0 | CAISO | 225.75 | 1 | 225.75 | 1 | 1 | 2019-10-31 | 1 | HNTGBH_7_UNIT 1 | FC | No | 225.6514 | 225.6514 | Not Found | #N/A | #N/A | #N/A | NQC List | 225.75 | 225.75 | NATURAL GAS | 225.75 | 225.75 | 225.75 | 225.75 |  |  | No |  | No | No | No
| HNTGBH_7_UNIT_2 | HUNTINGTON BEACH GEN STA. UNIT 2 | caiso | SCE | SCE | Southern California Edison | SCE | CAISO | 1958-12-01 | 2020-12-31 | 1958 | 2023 | 225.8 | 100% | 225.8 | 225.8 | ST-NatGas | ST_NG | Steam | CAISO_ST |  |  |  | CAISO_ST | 1959 | 2023 | 0 | CAISO | 225.8 | 1 | 225.8 | 1 | 1 | 2023-12-31 | 1 | HNTGBH_7_UNIT 2 | FC | No | 225.7014 | 225.7014 | NQC List | 225.8 | 225.8 | NATURAL GAS | NQC List | 225.8 | 225.8 | NATURAL GAS | 225.8 | 225.8 | 225.8 | 225.8 | Yes |  | No |  | No | No | No
| HOLGAT_1_BORAX |  | caiso | PGE_Valley | PGE_Valley | Pacific Gas and Electric Valley | PGE_Valley | CAISO | 1984-06-01 | 2050-12-31 | 1984 | 2050 | 14.72 | 30.54% | 14.72 | 48.2 | CT-NatGas-Aero | Cogen_NG | Cogen | CAISO_CHP |  |  |  | CAISO_CHP | 1984 | 2050 | 0 | CAISO | 48.2 | 1 | 48.2 | 1 | 1 | 2050-12-31 | 1 | HOLGAT_1_BORAX | FC | No | 30.5588 | 30.5588 | NQC List | 6.79 | 6.02 | OTHER | NQC List | 12.56 | 11.63 | OTHER | 12.56 | 11.63 | 6.79 | 6.02 |  |  | No |  | No | No | No
| HOLSTR_1_SOLAR | San Benito Smart Park | caiso | PGE_Valley | PGE_Valley | Pacific Gas and Electric Valley | PGE_Valley | CAISO | 2014-06-16 | 2050-12-31 | 2014 | 2050 | 1.5 | 100% | 1.5 | 1.5 | n/a | PVgeneric_sun | Solar_Fixed | CAISO_Solar |  |  |  | CAISO_Solar_for_CAISO | 2014 | 2050 | 0 | CAISO | 1.5 | 1 | 1.5 | 1 | 1 | 2050-12-31 | 1 | HOLSTR_1_SOLAR | EO | Yes | 0.405 | 0.21 | NQC List | 0 | 0 | SUN | NQC List | 0 | 0 | SUN | 0 | 0 | 0 | 0 |  |  | No |  | No | No | No
| HOLSTR_1_SOLAR2 | Hollister Solar | caiso | PGE_Valley | PGE_Valley | Pacific Gas and Electric Valley | PGE_Valley | CAISO | 2015-04-17 | 2050-12-31 | 2015 | 2050 | 1.5 | 100% | 1.5 | 1.5 | n/a | PVgeneric_sun | Solar_Fixed | CAISO_Solar |  |  |  | CAISO_Solar_for_CAISO | 2015 | 2050 | 0 | CAISO | 1.5 | 1 | 1.5 | 1 | 1 | 2050-12-31 | 1 | HOLSTR_1_SOLAR2 | FC | No | 0.405 | 0.21 | NQC List | 0.41 | 0.21 | SUN | NQC List | 0.41 | 0.21 | SUN | 0.41 | 0.21 | 0.41 | 0.21 |  |  | No |  | No | No | No
| Holter_HOL1 | Holter-HOL1 | teppc | NWMT | NWMT | NorthWestern Energy | NWMT_WAUW | NW | 1918-07-01 | 2050-12-31 | 1918 | 2050 | 9.6 | 100% | 9.6 | 9.6 | Hydro | Hydro_Standard | Hydro | NW_Hydro |  |  |  | NW_Hydro | 1918 | 2050 | 0 | NW | 9.6 | 1 | 9.6 | 1 | 1 | 2050-12-31 | 1 | #N/A | #N/A | No | #N/A | #N/A | Not Found | #N/A | #N/A | #N/A | Not Found | #N/A | #N/A | #N/A | #N/A | #N/A |  |  |  |  | No |  | No | No | No
| Holter_HOL2 | Holter-HOL2 | teppc | NWMT | NWMT | NorthWestern Energy | NWMT_WAUW | NW | 1918-07-01 | 2050-12-31 | 1918 | 2050 | 9.6 | 100% | 9.6 | 9.6 | Hydro | Hydro_Standard | Hydro | NW_Hydro |  |  |  | NW_Hydro | 1918 | 2050 | 0 | NW | 9.6 | 1 | 9.6 | 1 | 1 | 2050-12-31 | 1 | #N/A | #N/A | No | #N/A | #N/A | Not Found | #N/A | #N/A | #N/A | Not Found | #N/A | #N/A | #N/A | #N/A | #N/A |  |  |  |  | No |  | No | No | No
| Holter_HOL3 | Holter-HOL3 | teppc | NWMT | NWMT | NorthWestern Energy | NWMT_WAUW | NW | 1918-07-01 | 2050-12-31 | 1918 | 2050 | 9.6 | 100% | 9.6 | 9.6 | Hydro | Hydro_Standard | Hydro | NW_Hydro |  |  |  | NW_Hydro | 1918 | 2050 | 0 | NW | 9.6 | 1 | 9.6 | 1 | 1 | 2050-12-31 | 1 | #N/A | #N/A | No | #N/A | #N/A | Not Found | #N/A | #N/A | #N/A | Not Found | #N/A | #N/A | #N/A | #N/A | #N/A |  |  |  |  | No |  | No | No | No
| Holter_HOL4 | Holter-HOL4 | teppc | NWMT | NWMT | NorthWestern Energy | NWMT_WAUW | NW | 1918-07-01 | 2050-12-31 | 1918 | 2050 | 9.6 | 100% | 9.6 | 9.6 | Hydro | Hydro_Standard | Hydro | NW_Hydro |  |  |  | NW_Hydro | 1918 | 2050 | 0 | NW | 9.6 | 1 | 9.6 | 1 | 1 | 2050-12-31 | 1 | #N/A | #N/A | No | #N/A | #N/A | Not Found | #N/A | #N/A | #N/A | Not Found | #N/A | #N/A | #N/A | #N/A | #N/A |  |  |  |  | No |  | No | No | No
| HooleyDigester1 | Hooley Digester-IC1 | teppc | CISC | CISC | Southern California Edison | SCE | CAISO | 2003-01-01 | 2030-04-15 | 2003 | 2029 | 0 | 0% |  | 0.2 | Bio-ICE | ICE_Biomass | Biomass/Wood | CAISO_Biomass |  |  |  | CAISO_Biomass_for_CAISO | 2003 | 2029 | 0 | CAISO | 0.2 | 1 | 0.2 | 1 | 1 | 2030-04-15 | 1 | Hauser_HAU6 | #N/A | No | 0.1396 | 0.1396 | Not Found | #N/A | #N/A | #N/A | Not Found | #N/A | #N/A | #N/A | 0.1396 | 0.1396 | 0.1396 | 0.1396 |  |  | No |  | No | No | No
| HooleyDigester2 | Hooley Digester-IC2 | teppc | CISC | CISC | Southern California Edison | SCE | CAISO | 2003-01-02 | 2030-04-15 | 2003 | 2029 | 0 | 0% |  | 0.2 | Bio-ICE | ICE_Biomass | Biomass/Wood | CAISO_Biomass |  |  |  | CAISO_Biomass_for_CAISO | 2003 | 2029 | 0 | CAISO | 0.2 | 1 | 0.2 | 1 | 1 | 2030-04-15 | 1 | HooleyDigester2 | #N/A | No | 0.1396 | 0.1396 | Not Found | #N/A | #N/A | #N/A | Not Found | #N/A | #N/A | #N/A | 0.1396 | 0.1396 | 0.1396 | 0.1396 |  |  | No |  | No | No | No
| Hooper_Solar | Hooper Solar Project (San Luis Valley) SCCO3 | teppc | PSCO | PSCO | Public Service Company of Colorado | PSCO | Excluded | 2015-12-31 | 2050-12-31 | 2016 | 2050 | 52 | 100% | 52 | 52 | SolarPV-Tracking | 1axPV_sun | Solar_1Axis | Excluded_Solar |  |  |  | Excluded | 2016 | 2050 | 0 | Excluded | 52 | 1 | 52 | 1 | 1 | 2050-12-31 | 1 | #N/A | #N/A | No | 0 | 0 | Not Found | #N/A | #N/A | #N/A | Not Found | #N/A | #N/A | #N/A | 0 | 0 | 0 | 0 |  |  | No |  | No | No | No
| Hoover_Dam_A1 | Hoover Dam AZ A1 | teppc | TH_Mead | TH_Mead | Hoover | WALC | SW | 2003-01-02 | 2030-04-15 | 2003 | 2029 | 130 | 100% | 130 | 130 | Hydro | Hydro_Standard | Hydro | SW_Hydro |  |  |  | SW_Hydro | 2003 | 2029 | 0 | SW | 130 | 1 | 130 | 1 | 1 | 2030-04-15 | 1 | #N/A | #N/A | No | #N/A | #N/A | Not Found | #N/A | #N/A | #N/A | Not Found | #N/A | #N/A | #N/A | #N/A | #N/A |  |  |  |  | No |  | No | No | No
| Hoover_Dam_A2 | Hoover Dam AZ A2 | teppc | TH_Mead | TH_Mead | Hoover | WALC | SW | 1941-10-01 | 2050-12-31 | 1941 | 2050 | 130 | 100% | 130 | 130 | Hydro | Hydro_Standard | Hydro | SW_Hydro |  |  |  | SW_Hydro | 1942 | 2050 | 0 | SW | 130 | 1 | 130 | 1 | 1 | 2050-12-31 | 1 | #N/A | #N/A | No | #N/A | #N/A | Not Found | #N/A | #N/A | #N/A | Not Found | #N/A | #N/A | #N/A | #N/A | #N/A |  |  |  |  | No |  | No | No | No
| Hoover_Dam_A3 | Hoover Dam AZ A3 | teppc | TH_Mead | TH_Mead | Hoover | WALC | SW | 1952-09-01 | 2050-12-31 | 1952 | 2050 | 130 | 100% | 130 | 130 | Hydro | Hydro_Standard | Hydro | SW_Hydro |  |  |  | SW_Hydro | 1953 | 2050 | 0 | SW | 130 | 1 | 130 | 1 | 1 | 2050-12-31 | 1 | #N/A | #N/A | No | #N/A | #N/A | Not Found | #N/A | #N/A | #N/A | Not Found | #N/A | #N/A | #N/A | #N/A | #N/A |  |  |  |  | No |  | No | No | No
| Hoover_Dam_A4 | Hoover Dam AZ A4 | teppc | TH_Mead | TH_Mead | Hoover | WALC | SW | 1942-07-01 | 2050-12-31 | 1942 | 2050 | 130 | 100% | 130 | 130 | Hydro | Hydro_Standard | Hydro | SW_Hydro |  |  |  | SW_Hydro | 1942 | 2050 | 0 | SW | 130 | 1 | 130 | 1 | 1 | 2050-12-31 | 1 | #N/A | #N/A | No | #N/A | #N/A | Not Found | #N/A | #N/A | #N/A | Not Found | #N/A | #N/A | #N/A | #N/A | #N/A |  |  |  |  | No |  | No | No | No
| Hoover_Dam_A5 | Hoover Dam AZ A5 | teppc | TH_Mead | TH_Mead | Hoover | WALC | SW | 1952-05-01 | 2050-12-31 | 1952 | 2050 | 127 | 100% | 127 | 127 | Hydro | Hydro_Standard | Hydro | SW_Hydro |  |  |  | SW_Hydro | 1952 | 2050 | 0 | SW | 127 | 1 | 127 | 1 | 1 | 2050-12-31 | 1 | #N/A | #N/A | No | #N/A | #N/A | Not Found | #N/A | #N/A | #N/A | Not Found | #N/A | #N/A | #N/A | #N/A | #N/A |  |  |  |  | No |  | No | No | No
| Hoover_Dam_A6 | Hoover Dam AZ A6 | teppc | TH_Mead | TH_Mead | Hoover | WALC | SW | 1943-01-01 | 2050-12-31 | 1943 | 2050 | 130 | 100% | 130 | 130 | Hydro | Hydro_Standard | Hydro | SW_Hydro |  |  |  | SW_Hydro | 1943 | 2050 | 0 | SW | 130 | 1 | 130 | 1 | 1 | 2050-12-31 | 1 | #N/A | #N/A | No | #N/A | #N/A | Not Found | #N/A | #N/A | #N/A | Not Found | #N/A | #N/A | #N/A | #N/A | #N/A |  |  |  |  | No |  | No | No | No
| Hoover_Dam_A7 | Hoover Dam AZ A7 | teppc | TH_Mead | TH_Mead | Hoover | WALC | SW | 1939-09-01 | 2050-12-31 | 1939 | 2050 | 130 | 100% | 130 | 130 | Hydro | Hydro_Standard | Hydro | SW_Hydro |  |  |  | SW_Hydro | 1940 | 2050 | 0 | SW | 130 | 1 | 130 | 1 | 1 | 2050-12-31 | 1 | #N/A | #N/A | No | #N/A | #N/A | Not Found | #N/A | #N/A | #N/A | Not Found | #N/A | #N/A | #N/A | #N/A | #N/A |  |  |  |  | No |  | No | No | No
| Hoover_Dam_A8 | Hoover Dam AZ A8 | teppc | TH_Mead | TH_Mead | Hoover | WALC | SW | 1939-06-01 | 2050-12-31 | 1939 | 2050 | 61.5 | 100% | 61.5 | 61.5 | Hydro | Hydro_Standard | Hydro | SW_Hydro |  |  |  | SW_Hydro | 1939 | 2050 | 0 | SW | 61.5 | 1 | 61.5 | 1 | 1 | 2050-12-31 | 1 | #N/A | #N/A | No | #N/A | #N/A | Not Found | #N/A | #N/A | #N/A | Not Found | #N/A | #N/A | #N/A | #N/A | #N/A |  |  |  |  | No |  | No | No | No
| Hoover_Dam_A9 | Hoover Dam AZ A9 | teppc | TH_Mead | TH_Mead | Hoover | WALC | SW | 1937-08-01 | 2050-12-31 | 1937 | 2050 | 68.5 | 100% | 68.5 | 68.5 | Hydro | Hydro_Standard | Hydro | SW_Hydro |  |  |  | SW_Hydro | 1937 | 2050 | 0 | SW | 68.5 | 1 | 68.5 | 1 | 1 | 2050-12-31 | 1 | #N/A | #N/A | No | #N/A | #N/A | Not Found | #N/A | #N/A | #N/A | Not Found | #N/A | #N/A | #N/A | #N/A | #N/A |  |  |  |  | No |  | No | No | No
| Hoover_Dam_N1 | Hoover Dam NV N1 | teppc | TH_Mead | TH_Mead | Hoover | WALC | SW | 1952-04-01 | 2050-12-31 | 1952 | 2050 | 130 | 100% | 130 | 130 | Hydro | Hydro_Standard | Hydro | SW_Hydro |  |  |  | SW_Hydro | 1952 | 2050 | 0 | SW | 130 | 1 | 130 | 1 | 1 | 2050-12-31 | 1 | #N/A | #N/A | No | #N/A | #N/A | Not Found | #N/A | #N/A | #N/A | Not Found | #N/A | #N/A | #N/A | #N/A | #N/A |  |  |  |  | No |  | No | No | No
| Hoover_Dam_N2 | Hoover Dam NV N2 | teppc | TH_Mead | TH_Mead | Hoover | WALC | SW | 1936-12-01 | 2050-12-31 | 1936 | 2050 | 130 | 100% | 130 | 130 | Hydro | Hydro_Standard | Hydro | SW_Hydro |  |  |  | SW_Hydro | 1937 | 2050 | 0 | SW | 130 | 1 | 130 | 1 | 1 | 2050-12-31 | 1 | #N/A | #N/A | No | #N/A | #N/A | Not Found | #N/A | #N/A | #N/A | Not Found | #N/A | #N/A | #N/A | #N/A | #N/A |  |  |  |  | No |  | No | No | No
| Hoover_Dam_N3 | Hoover Dam NV N3 | teppc | TH_Mead | TH_Mead | Hoover | WALC | SW | 1937-10-01 | 2050-12-31 | 1937 | 2050 | 130 | 100% | 130 | 130 | Hydro | Hydro_Standard | Hydro | SW_Hydro |  |  |  | SW_Hydro | 1938 | 2050 | 0 | SW | 130 | 1 | 130 | 1 | 1 | 2050-12-31 | 1 | #N/A | #N/A | No | #N/A | #N/A | Not Found | #N/A | #N/A | #N/A | Not Found | #N/A | #N/A | #N/A | #N/A | #N/A |  |  |  |  | No |  | No | No | No
| Hoover_Dam_N4 | Hoover Dam NV N4 | teppc | TH_Mead | TH_Mead | Hoover | WALC | SW | 1936-03-01 | 2050-12-31 | 1936 | 2050 | 130 | 100% | 130 | 130 | Hydro | Hydro_Standard | Hydro | SW_Hydro |  |  |  | SW_Hydro | 1936 | 2050 | 0 | SW | 130 | 1 | 130 | 1 | 1 | 2050-12-31 | 1 | #N/A | #N/A | No | #N/A | #N/A | Not Found | #N/A | #N/A | #N/A | Not Found | #N/A | #N/A | #N/A | #N/A | #N/A |  |  |  |  | No |  | No | No | No
| Hoover_Dam_N5 | Hoover Dam NV N5 | teppc | TH_Mead | TH_Mead | Hoover | WALC | SW | 1938-11-01 | 2050-12-31 | 1938 | 2050 | 130 | 100% | 130 | 130 | Hydro | Hydro_Standard | Hydro | SW_Hydro |  |  |  | SW_Hydro | 1939 | 2050 | 0 | SW | 130 | 1 | 130 | 1 | 1 | 2050-12-31 | 1 | #N/A | #N/A | No | #N/A | #N/A | Not Found | #N/A | #N/A | #N/A | Not Found | #N/A | #N/A | #N/A | #N/A | #N/A |  |  |  |  | No |  | No | No | No
| Hoover_Dam_N6 | Hoover Dam NV N6 | teppc | TH_Mead | TH_Mead | Hoover | WALC | SW | 1938-06-01 | 2050-12-31 | 1938 | 2050 | 130 | 100% | 130 | 130 | Hydro | Hydro_Standard | Hydro | SW_Hydro |  |  |  | SW_Hydro | 1938 | 2050 | 0 | SW | 130 | 1 | 130 | 1 | 1 | 2050-12-31 | 1 | #N/A | #N/A | No | #N/A | #N/A | Not Found | #N/A | #N/A | #N/A | Not Found | #N/A | #N/A | #N/A | #N/A | #N/A |  |  |  |  | No |  | No | No | No
| Hoover_Dam_N7 | Hoover Dam NV N7 | teppc | TH_Mead | TH_Mead | Hoover | WALC | SW | 1938-08-01 | 2050-12-31 | 1938 | 2050 | 127 | 100% | 127 | 127 | Hydro | Hydro_Standard | Hydro | SW_Hydro |  |  |  | SW_Hydro | 1938 | 2050 | 0 | SW | 127 | 1 | 127 | 1 | 1 | 2050-12-31 | 1 | #N/A | #N/A | No | #N/A | #N/A | Not Found | #N/A | #N/A | #N/A | Not Found | #N/A | #N/A | #N/A | #N/A | #N/A |  |  |  |  | No |  | No | No | No
| Hoover_Dam_N8 | Hoover Dam NV N8 | teppc | TH_Mead | TH_Mead | Hoover | WALC | SW | 1961-12-01 | 2050-12-31 | 1961 | 2050 | 130 | 100% | 130 | 130 | Hydro | Hydro_Standard | Hydro | SW_Hydro |  |  |  | SW_Hydro | 1962 | 2050 | 0 | SW | 130 | 1 | 130 | 1 | 1 | 2050-12-31 | 1 | #N/A | #N/A | No | #N/A | #N/A | Not Found | #N/A | #N/A | #N/A | Not Found | #N/A | #N/A | #N/A | #N/A | #N/A |  |  |  |  | No |  | No | No | No
| Hopkins_Ridge_Wind_1_2 | Hopkins Ridge Wind-1 | teppc | PSEI | PSEI | Puget Sound Energy | BPAT | NW | 2005-11-01 | 2050-01-01 | 2005 | 2049 | 149.4 | 100% | 149.4 | 149.4 | WT-Onshore | wind_onshorewind | Wind | NW_Wind |  |  |  | NW_Wind_for_Other | 2006 | 2049 | 0 | NW | 149.4 | 1 | 149.4 | 1 | 1 | 2050-01-01 | 1 | #N/A | #N/A | No | #N/A | #N/A | Not Found | #N/A | #N/A | #N/A | Not Found | #N/A | #N/A | #N/A | #N/A | #N/A |  |  |  |  | No |  | No | No | No
| HorizonCC_Total | HorizonCC (Total CC Plant) | teppc | AESO | AESO | Alberta Electric System Operator | BCHA_AESO | Excluded | 2007-08-01 | 2050-12-01 | 2007 | 2050 | 103 | 100% | 103 | 103 | CC-AB-Cogen | Cogen_NG | Cogen | Excluded_CHP |  |  |  | Excluded | 2007 | 2050 | 0 | Excluded | 103 | 1 | 103 | 1 | 1 | 2050-12-01 | 1 | #N/A | #N/A | No | 0 | 0 | Not Found | #N/A | #N/A | #N/A | Not Found | #N/A | #N/A | #N/A | 0 | 0 | 0 | 0 |  |  | No |  | No | No | No
| Horse_Mesa_HM1 | Horse Mesa Hydro HM1 | teppc | SRP | SRP | Salt River Project | SRP | SW | 1927-04-01 | 2050-12-31 | 1927 | 2050 | 10 | 100% | 10 | 10 | Hydro | Hydro_Standard | Hydro | SW_Hydro |  |  |  | SW_Hydro | 1927 | 2050 | 0 | SW | 10 | 1 | 10 | 1 | 1 | 2050-12-31 | 1 | #N/A | #N/A | No | #N/A | #N/A | Not Found | #N/A | #N/A | #N/A | Not Found | #N/A | #N/A | #N/A | #N/A | #N/A |  |  |  |  | No |  | No | No | No
| Horse_Mesa_HM2 | Horse Mesa Hydro HM2 | teppc | SRP | SRP | Salt River Project | SRP | SW | 1927-04-01 | 2050-12-31 | 1927 | 2050 | 10 | 100% | 10 | 10 | Hydro | Hydro_Standard | Hydro | SW_Hydro |  |  |  | SW_Hydro | 1927 | 2050 | 0 | SW | 10 | 1 | 10 | 1 | 1 | 2050-12-31 | 1 | #N/A | #N/A | No | #N/A | #N/A | Not Found | #N/A | #N/A | #N/A | Not Found | #N/A | #N/A | #N/A | #N/A | #N/A |  |  |  |  | No |  | No | No | No
| Horse_Mesa_HM3 | Horse Mesa Hydro HM3 | teppc | SRP | SRP | Salt River Project | SRP | SW | 1927-04-01 | 2050-12-31 | 1927 | 2050 | 10 | 100% | 10 | 10 | Hydro | Hydro_Standard | Hydro | SW_Hydro |  |  |  | SW_Hydro | 1927 | 2050 | 0 | SW | 10 | 1 | 10 | 1 | 1 | 2050-12-31 | 1 | #N/A | #N/A | No | #N/A | #N/A | Not Found | #N/A | #N/A | #N/A | Not Found | #N/A | #N/A | #N/A | #N/A | #N/A |  |  |  |  | No |  | No | No | No
| Horse_Mesa_HM4 | Horse Mesa HM4 | teppc | SRP | SRP | Salt River Project | SRP | SW | 1972-06-01 | 2050-12-31 | 1972 | 2050 | 119 | 100% | 119 | 119 | PS-Hydro | Hydro_PumpedStorage | PSH | SW_Existing_Pumped_Storage |  |  |  | #N/A | 1972 | 2050 | 0 | SW | 119 | 1 | 119 | 1 | 1 | 2050-12-31 | 1 | #N/A | #N/A | No | #N/A | #N/A | Not Found | #N/A | #N/A | #N/A | Not Found | #N/A | #N/A | #N/A | #N/A | #N/A |  |  |  |  | No |  | No | No | No
| HorseButteWind1 | Horse Butte Wind I, LLC-1 | teppc | PAID | PAID | Idaho, PACE Utility | IPCO | NW | 2012-08-01 | 2050-12-31 | 2012 | 2050 | 57.6 | 100% | 57.6 | 57.6 | WT-Onshore | wind_onshorewind | Wind | NW_Wind | CAISO | 6.98 |  | NW_Wind_for_Other | 2012 | 2050 | 50.62 | CAISO | 6.98 | 1 | 6.98 | 1 | 1 | 2050-12-31 | 1 | #N/A | #N/A | No | #N/A | #N/A | Not Found | #N/A | #N/A | #N/A | Not Found | #N/A | #N/A | #N/A | #N/A | #N/A |  |  |  |  | No |  | No | No | No
| HorseshoBendHY1 | Horseshoe Bend Hydroelectric Company-GEN1 | teppc | IPTV | IPTV | Idaho Treasure Valley | IPCO | NW | 1995-09-13 | 2050-12-31 | 1995 | 2050 | 9 | 100% | 9 | 9 | Hydro | Hydro_Standard | Hydro | NW_Hydro |  |  |  | NW_Hydro | 1996 | 2050 | 0 | NW | 9 | 1 | 9 | 1 | 1 | 2050-12-31 | 1 | #N/A | #N/A | No | #N/A | #N/A | Not Found | #N/A | #N/A | #N/A | Not Found | #N/A | #N/A | #N/A | #N/A | #N/A |  |  |  |  | No |  | No | No | No
| HorseshoBendHY2 | Horseshoe Bend Hydroelectric Company-GEN2_61248 | teppc | IPFE | IPFE | Idaho Far East | IPCO | NW | 1995-09-13 | 2050-12-31 | 1995 | 2050 | 4.75 | 100% | 4.75 | 4.75 | Hydro | Hydro_Standard | Hydro | NW_Hydro |  |  |  | NW_Hydro | 1996 | 2050 | 0 | NW | 4.75 | 1 | 4.75 | 1 | 1 | 2050-12-31 | 1 | #N/A | #N/A | No | #N/A | #N/A | Not Found | #N/A | #N/A | #N/A | Not Found | #N/A | #N/A | #N/A | #N/A | #N/A |  |  |  |  | No |  | No | No | No
| HorseshoBendWP | Horseshoe Bend Wind Park-HBWP | teppc | NWMT | NWMT | NorthWestern Energy | NWMT_WAUW | NW | 2006-02-01 | 2050-12-01 | 2006 | 2050 | 9 | 100% | 9 | 9 | WT-Onshore | wind_onshorewind | Wind | NW_Wind |  |  |  | NW_Wind_for_Other | 2006 | 2050 | 0 | NW | 9 | 1 | 9 | 1 | 1 | 2050-12-01 | 1 | #N/A | #N/A | No | #N/A | #N/A | Not Found | #N/A | #N/A | #N/A | Not Found | #N/A | #N/A | #N/A | #N/A | #N/A |  |  |  |  | No |  | No | No | No
| Horseshoe_Bend_Wind | Horseshoe Bend Wind LLC-1 AKA Shepherds Flat - South | teppc | TPWR | TPWR | Tacoma Power | BPAT | NW | 2012-08-01 | 2050-12-31 | 2012 | 2050 | 145 | 100% | 145 | 145 | WT-Onshore | wind_onshorewind | Wind | NW_Wind | CAISO | 145 |  | NW_Wind_for_Other | 2012 | 2050 | 0 | CAISO | 145 | 1 | 145 | 1 | 1 | 2050-12-31 | 1 | #N/A | #N/A | No | #N/A | #N/A | Not Found | #N/A | #N/A | #N/A | Not Found | #N/A | #N/A | #N/A | #N/A | #N/A |  |  |  |  | No |  | No | No | No
| Horseshoe1_HY1 | Horseshoe1-HY1 | teppc | AESO | AESO | Alberta Electric System Operator | BCHA_AESO | Excluded | 1911-01-01 | 2050-12-01 | 1911 | 2050 | 5 | 100% | 5 | 5 | Hydro | Hydro_Standard | Hydro | Excluded_Hydro |  |  |  | Excluded | 1911 | 2050 | 0 | Excluded | 5 | 1 | 5 | 1 | 1 | 2050-12-01 | 1 | #N/A | #N/A | No | 0 | 0 | Not Found | #N/A | #N/A | #N/A | Not Found | #N/A | #N/A | #N/A | 0 | 0 | 0 | 0 |  |  | No |  | No | No | No
| Horseshoe2_HY2 | Horseshoe2-HY2 | teppc | AESO | AESO | Alberta Electric System Operator | BCHA_AESO | Excluded | 1911-01-01 | 2050-12-01 | 1911 | 2050 | 3 | 100% | 3 | 3 | Hydro | Hydro_Standard | Hydro | Excluded_Hydro |  |  |  | Excluded | 1911 | 2050 | 0 | Excluded | 3 | 1 | 3 | 1 | 1 | 2050-12-01 | 1 | #N/A | #N/A | No | 0 | 0 | Not Found | #N/A | #N/A | #N/A | Not Found | #N/A | #N/A | #N/A | 0 | 0 | 0 | 0 |  |  | No |  | No | No | No
| Horseshoe3_HY3 | Horseshoe3-HY3 | teppc | AESO | AESO | Alberta Electric System Operator | BCHA_AESO | Excluded | 1911-01-01 | 2050-12-01 | 1911 | 2050 | 3 | 100% | 3 | 3 | Hydro | Hydro_Standard | Hydro | Excluded_Hydro |  |  |  | Excluded | 1911 | 2050 | 0 | Excluded | 3 | 1 | 3 | 1 | 1 | 2050-12-01 | 1 | #N/A | #N/A | No | 0 | 0 | Not Found | #N/A | #N/A | #N/A | Not Found | #N/A | #N/A | #N/A | 0 | 0 | 0 | 0 |  |  | No |  | No | No | No
| Horseshoe4_HY4 | Horseshoe4-HY4 | teppc | AESO | AESO | Alberta Electric System Operator | BCHA_AESO | Excluded | 1911-01-01 | 2050-12-01 | 1911 | 2050 | 5 | 100% | 5 | 5 | Hydro | Hydro_Standard | Hydro | Excluded_Hydro |  |  |  | Excluded | 1911 | 2050 | 0 | Excluded | 5 | 1 | 5 | 1 | 1 | 2050-12-01 | 1 | #N/A | #N/A | No | 0 | 0 | Not Found | #N/A | #N/A | #N/A | Not Found | #N/A | #N/A | #N/A | 0 | 0 | 0 | 0 |  |  | No |  | No | No | No
| HotSpringsWind | Hot Springs Windfarm LLC-1 | teppc | IPFE | IPFE | Idaho Far East | IPCO | NW | 2008-12-01 | 2050-12-31 | 2008 | 2050 | 21 | 100% | 21 | 21 | WT-Onshore | wind_onshorewind | Wind | NW_Wind |  |  |  | NW_Wind_for_Other | 2009 | 2050 | 0 | NW | 21 | 1 | 21 | 1 | 1 | 2050-12-31 | 1 | #N/A | #N/A | No | #N/A | #N/A | Not Found | #N/A | #N/A | #N/A | Not Found | #N/A | #N/A | #N/A | #N/A | #N/A |  |  |  |  | No |  | No | No | No
| HoweSoundGreen1 | Howe Sound Green Energy-1_Howe Sound Green Energy-1_IPP-HSP | teppc | BCHA | BCHA | British Columbia Transmission Company | BCHA_AESO | Excluded | 2011-11-11 | 2030-01-01 | 2011 | 2029 | 62.5 | 100% | 62.5 | 62.5 | Bio-ST | ST_Biomass | Biomass/Wood | Excluded_Biomass |  |  |  | Excluded | 2012 | 2029 | 0 | Excluded | 62.5 | 1 | 62.5 | 1 | 1 | 2030-01-01 | 1 | #N/A | #N/A | No | 0 | 0 | Not Found | #N/A | #N/A | #N/A | Not Found | #N/A | #N/A | #N/A | 0 | 0 | 0 | 0 |  |  | No |  | No | No | No
| HoweSoundGreen2 | Howe Sound Green Energy-2_Howe Sound Green Energy-2_IPP-HSP | teppc | BCHA | BCHA | British Columbia Transmission Company | BCHA_AESO | Excluded | 2011-11-11 | 2040-01-01 | 2011 | 2039 | 50 | 100% | 50 | 50 | Bio-ST | ST_Biomass | Biomass/Wood | Excluded_Biomass |  |  |  | Excluded | 2012 | 2039 | 0 | Excluded | 50 | 1 | 50 | 1 | 1 | 2040-01-01 | 1 | #N/A | #N/A | No | 0 | 0 | Not Found | #N/A | #N/A | #N/A | Not Found | #N/A | #N/A | #N/A | 0 | 0 | 0 | 0 |  |  | No |  | No | No | No
| HR_Milner | HR Milner-1 | teppc | AESO | AESO | Alberta Electric System Operator | BCHA_AESO | Excluded | 1972-06-01 | 2019-12-31 | 1972 | 2019 | 151 | 100% | 151 | 151 | ST-Coal | Steam_Coal | Coal | Excluded_Coal |  |  |  | Excluded | 1972 | 2019 | 0 | Excluded | 151 | 1 | 151 | 1 | 1 | 2019-12-31 | 1 | #N/A | #N/A | No | 0 | 0 | Not Found | #N/A | #N/A | #N/A | Not Found | #N/A | #N/A | #N/A | 0 | 0 | 0 | 0 |  |  | No |  | No | No | No
| Hudson_Ranch_I | John L. Featherstone Plant HRP1¦Hudson Ranch I HRP1¦HUDSON_13.8_HUDSON_RNCH | teppc | IID | IID | Imperial Irrigation District | IID | IID | 2012-03-09 | 2050-12-31 | 2012 | 2050 | 64.8 | 100% | 64.8 | 64.8 | Geo-BinaryCycle | Geothermal_steam | Geothermal | IID_Geothermal |  |  |  | IID_Geothermal_for_Other | 2012 | 2050 | 0 | IID | 64.8 | 1 | 64.8 | 1 | 1 | 2050-12-31 | 1 | #N/A | #N/A | No | 39.9168 | 39.9168 | Not Found | #N/A | #N/A | #N/A | Not Found | #N/A | #N/A | #N/A | 39.9168 | 39.9168 | 39.9168 | 39.9168 |  |  | No |  | No | No | No
| HuecoMtnWind | Hueco Mountain Wind Ranch-EXIS | teppc | BPAT | BPAT | Bonneville Power Administration – Transmission | BPAT | NW | 2001-03-01 | 2021-12-31 | 2001 | 2021 | 1.3 | 100% | 1.3 | 1.3 | WT-Onshore | wind_onshorewind | Wind | NW_Wind |  |  |  | NW_Wind_for_Other | 2001 | 2021 | 0 | NW | 1.3 | 1 | 1.3 | 1 | 1 | 2021-12-31 | 1 | #N/A | #N/A | No | #N/A | #N/A | Not Found | #N/A | #N/A | #N/A | Not Found | #N/A | #N/A | #N/A | #N/A | #N/A |  |  |  |  | No |  | No | No | No
| HUMBPP_1_UNITS3 | Humboldt Bay Generating Station 3 | caiso | PGE_Bay | PGE_Bay | Pacific Gas and Electric Bay | PGE_Bay | CAISO | 2010-09-29 | 2050-12-31 | 2010 | 2050 | 65.08 | 100% | 65.08 | 65.08 | ICE-NatGas | ICE_NG | ICE | CAISO_Reciprocating_Engine |  |  |  | CAISO_Reciprocating_Engine | 2011 | 2050 | 0 | CAISO | 65.08 | 1 | 65.08 | 1 | 1 | 2050-12-31 | 1 | HUMBPP_1_UNITS3 | FC | No | 64.9271 | 64.9271 | NQC List | 65.08 | 65.08 | NATURAL GAS | NQC List | 65.08 | 65.08 | NATURAL GAS | 65.08 | 65.08 | 65.08 | 65.08 |  |  | No |  | No | No | No
| HUMBPP_6_UNITS | Humboldt Bay Generating Station 1 | caiso | PGE_Bay | PGE_Bay | Pacific Gas and Electric Bay | PGE_Bay | CAISO | 2010-09-29 | 2050-12-31 | 2010 | 2050 | 97.62 | 100% | 97.62 | 97.62 | ICE-NatGas | ICE_NG | ICE | CAISO_Reciprocating_Engine |  |  |  | CAISO_Reciprocating_Engine | 2011 | 2050 | 0 | CAISO | 97.62 | 1 | 97.62 | 1 | 1 | 2050-12-31 | 1 | HUMBPP_6_UNITS | FC | No | 97.3906 | 97.3906 | NQC List | 97.62 | 97.62 | NATURAL GAS | NQC List | 97.62 | 97.62 | NATURAL GAS | 97.62 | 97.62 | 97.62 | 97.62 |  |  | No |  | No | No | No
| HUMBSB_1_QF | SMALL QF AGGREGATION - TRINITY | caiso | PGE_Bay | PGE_Bay | Pacific Gas and Electric Bay | PGE_Bay | CAISO |  | 2050-12-31 | 1900 | 2050 | 1.25 | 100% | 1.25 | 1.25 | n/a | Hydro_Standard | Hydro | CAISO_Hydro |  |  |  | CAISO_Hydro | 1900 | 2050 | 0 | CAISO | 1.25 | 1 | 1.25 | 1 | 1 | 2050-12-31 | 1 | HUMBSB_1_QF | FC | No | 1.0572 | 1.0572 | NQC List | 0 | 0 | WATER | NQC List | 0 | 0 | WATER | 0 | 0 | 0 | 0 |  |  | No |  | Yes | No | No
| Hungry_Horse_1 | Hungry Horse-1 | teppc | BPAT | BPAT | Bonneville Power Administration – Transmission | BPAT | NW | 1952-10-01 | 2050-12-31 | 1952 | 2050 | 107 | 100% | 107 | 107 | Hydro | Hydro_Standard | Hydro | NW_Hydro |  |  |  | NW_Hydro | 1953 | 2050 | 0 | NW | 107 | 1 | 107 | 1 | 1 | 2050-12-31 | 1 | #N/A | #N/A | No | #N/A | #N/A | Not Found | #N/A | #N/A | #N/A | Not Found | #N/A | #N/A | #N/A | #N/A | #N/A |  |  |  |  | No |  | No | No | No
| Hungry_Horse_2 | Hungry Horse-2 | teppc | BPAT | BPAT | Bonneville Power Administration – Transmission | BPAT | NW | 1952-12-01 | 2050-12-31 | 1952 | 2050 | 107 | 100% | 107 | 107 | Hydro | Hydro_Standard | Hydro | NW_Hydro |  |  |  | NW_Hydro | 1953 | 2050 | 0 | NW | 107 | 1 | 107 | 1 | 1 | 2050-12-31 | 1 | #N/A | #N/A | No | #N/A | #N/A | Not Found | #N/A | #N/A | #N/A | Not Found | #N/A | #N/A | #N/A | #N/A | #N/A |  |  |  |  | No |  | No | No | No
| Hungry_Horse_3 | Hungry Horse-3 | teppc | BPAT | BPAT | Bonneville Power Administration – Transmission | BPAT | NW | 1953-07-01 | 2050-12-31 | 1953 | 2050 | 107 | 100% | 107 | 107 | Hydro | Hydro_Standard | Hydro | NW_Hydro |  |  |  | NW_Hydro | 1953 | 2050 | 0 | NW | 107 | 1 | 107 | 1 | 1 | 2050-12-31 | 1 | #N/A | #N/A | No | #N/A | #N/A | Not Found | #N/A | #N/A | #N/A | Not Found | #N/A | #N/A | #N/A | #N/A | #N/A |  |  |  |  | No |  | No | No | No
| Hungry_Horse_4 | Hungry Horse-4 | teppc | BPAT | BPAT | Bonneville Power Administration – Transmission | BPAT | NW | 1953-07-01 | 2050-12-31 | 1953 | 2050 | 107 | 100% | 107 | 107 | Hydro | Hydro_Standard | Hydro | NW_Hydro |  |  |  | NW_Hydro | 1953 | 2050 | 0 | NW | 107 | 1 | 107 | 1 | 1 | 2050-12-31 | 1 | #N/A | #N/A | No | #N/A | #N/A | Not Found | #N/A | #N/A | #N/A | Not Found | #N/A | #N/A | #N/A | #N/A | #N/A |  |  |  |  | No |  | No | No | No
| HNTGBH_2_PL1X3 | HuntingtonBeachCC-OTC replacement | teppc | CISC | CISC | Southern California Edison | SCE | CAISO | 2020-04-01 | 2050-12-31 | 2020 | 2050 | 644 | 95.58% | 644 | 673.8 | CCWhole-NatGas-Industrial | CC_NG | CC | CAISO_CCGT1 |  |  |  | CAISO_CCGT1 | 2020 | 2050 | 0 | CAISO | 673.8 | 1 | 673.8 | 1 | 1 | 2050-12-31 | 1 | HNTGBH_2_PL1X3 | FC | No | 633.0142 | 633.0142 | NQC List | 673.8 | 673.8 | NATURAL GAS | NQC List | 673.8 | 673.8 | NATURAL GAS | 673.8 | 673.8 | 673.8 | 673.8 |  |  | No |  | No | No | No
| Hunter_1 | Hunter-1 | teppc | PAUT | PAUT | Utah, PACE Utility | PACE | NW | 1978-06-01 | 2050-12-31 | 1978 | 2050 | 471 | 100% | 471 | 471 | ST-Coal | Steam_Coal | Coal | NW_Coal |  |  |  | NW_Coal | 1978 | 2050 | 0 | NW | 471 | 1 | 471 | 1 | 1 | 2050-12-31 | 1 | #N/A | #N/A | No | 471 | 471 | Not Found | #N/A | #N/A | #N/A | Not Found | #N/A | #N/A | #N/A | 471 | 471 | 471 | 471 |  |  | No |  | No | No | No
| Hunter_2 | Hunter-2 | teppc | PAUT | PAUT | Utah, PACE Utility | PACE | NW | 1980-06-01 | 2050-12-31 | 1980 | 2050 | 430 | 100% | 430 | 430 | ST-Coal | Steam_Coal | Coal | NW_Coal |  |  |  | NW_Coal | 1980 | 2050 | 0 | NW | 430 | 1 | 430 | 1 | 1 | 2050-12-31 | 1 | #N/A | #N/A | No | 430 | 430 | Not Found | #N/A | #N/A | #N/A | Not Found | #N/A | #N/A | #N/A | 430 | 430 | 430 | 430 |  |  | No |  | No | No | No
| Hunter_3 | Hunter-3 | teppc | PAUT | PAUT | Utah, PACE Utility | PACE | NW | 1983-06-01 | 2050-12-31 | 1983 | 2050 | 460 | 100% | 460 | 460 | ST-Coal | Steam_Coal | Coal | NW_Coal |  |  |  | NW_Coal | 1983 | 2050 | 0 | NW | 460 | 1 | 460 | 1 | 1 | 2050-12-31 | 1 | #N/A | #N/A | No | 460 | 460 | Not Found | #N/A | #N/A | #N/A | Not Found | #N/A | #N/A | #N/A | 460 | 460 | 460 | 460 |  |  | No |  | No | No | No
| Huntington_1 | Huntington-1 | teppc | PAUT | PAUT | Utah, PACE Utility | PACE | NW | 1977-06-01 | 2050-12-31 | 1977 | 2050 | 459 | 100% | 459 | 459 | ST-Coal | Steam_Coal | Coal | NW_Coal |  |  |  | NW_Coal | 1977 | 2050 | 0 | NW | 459 | 1 | 459 | 1 | 1 | 2050-12-31 | 1 | #N/A | #N/A | No | 459 | 459 | Not Found | #N/A | #N/A | #N/A | Not Found | #N/A | #N/A | #N/A | 459 | 459 | 459 | 459 |  |  | No |  | No | No | No
| Huntington_2 | Huntington-2 | teppc | PAUT | PAUT | Utah, PACE Utility | PACE | NW | 1974-07-01 | 2050-12-31 | 1974 | 2050 | 450 | 100% | 450 | 450 | ST-Coal | Steam_Coal | Coal | NW_Coal |  |  |  | NW_Coal | 1974 | 2050 | 0 | NW | 450 | 1 | 450 | 1 | 1 | 2050-12-31 | 1 | #N/A | #N/A | No | 450 | 450 | Not Found | #N/A | #N/A | #N/A | Not Found | #N/A | #N/A | #N/A | 450 | 450 | 450 | 450 |  |  | No |  | No | No | No
| HURON_6_SOLAR |  | caiso | PGE_Valley | PGE_Valley | Pacific Gas and Electric Valley | PGE_Valley | CAISO | 2012-08-30 | 2050-12-31 | 2012 | 2050 | 20 | 100% | 20 | 20 | n/a | PVgeneric_sun | Solar_Fixed | CAISO_Solar |  |  |  | CAISO_Solar_for_CAISO | 2013 | 2050 | 0 | CAISO | 20 | 1 | 20 | 1 | 1 | 2050-12-31 | 1 | HURON_6_SOLAR | FC | No | 5.4 | 2.8 | NQC List | 5.4 | 2.8 | SUN | NQC List | 5.4 | 2.8 | SUN | 5.4 | 2.8 | 5.4 | 2.8 |  |  | No |  | No | No | No
| HurricaneCityPwr3 | Hurricane City Power-3 | teppc | PAUT | PAUT | Utah, PACE Utility | PACE | NW | 1999-12-01 | 2050-12-31 | 1999 | 2050 | 4.8 | 100% | 4.8 | 4.8 | ICE-OilDistillate | ICE_Oil | ICE | NW_Peaker |  |  |  | NW_Peaker | 2000 | 2050 | 0 | NW | 4.8 | 1 | 4.8 | 1 | 1 | 2050-12-31 | 1 | #N/A | #N/A | No | 4.8 | 4.8 | Not Found | #N/A | #N/A | #N/A | Not Found | #N/A | #N/A | #N/A | 4.8 | 4.8 | 4.8 | 4.8 |  |  | No |  | No | No | No
| HurricaneCityPwr4 | Hurricane City Power-4 | teppc | PAUT | PAUT | Utah, PACE Utility | PACE | NW | 2004-07-01 | 2050-12-31 | 2004 | 2050 | 4 | 100% | 4 | 4 | ICE-NatGas | ICE_NG | ICE | NW_Peaker |  |  |  | NW_Peaker | 2004 | 2050 | 0 | NW | 4 | 1 | 4 | 1 | 1 | 2050-12-31 | 1 | #N/A | #N/A | No | 4 | 4 | Not Found | #N/A | #N/A | #N/A | Not Found | #N/A | #N/A | #N/A | 4 | 4 | 4 | 4 |  |  | No |  | No | No | No
| HurricaneCityPwr5 | Hurricane City Power-5 | teppc | IPFE | IPFE | Idaho Far East | IPCO | NW | 2004-07-01 | 2050-12-31 | 2004 | 2050 | 2 | 100% | 2 | 2 | ICE-NatGas | ICE_NG | ICE | NW_Peaker |  |  |  | NW_Peaker | 2004 | 2050 | 0 | NW | 2 | 1 | 2 | 1 | 1 | 2050-12-31 | 1 | #N/A | #N/A | No | 2 | 2 | Not Found | #N/A | #N/A | #N/A | Not Found | #N/A | #N/A | #N/A | 2 | 2 | 2 | 2 |  |  | No |  | No | No | No
| HurricaneCityPwr6 | Hurricane City Power-6 | teppc | PAUT | PAUT | Utah, PACE Utility | PACE | NW | 2006-06-01 | 2050-12-31 | 2006 | 2050 | 4 | 100% | 4 | 4 | ICE-NatGas | ICE_NG | ICE | NW_Peaker |  |  |  | NW_Peaker | 2006 | 2050 | 0 | NW | 4 | 1 | 4 | 1 | 1 | 2050-12-31 | 1 | #N/A | #N/A | No | 4 | 4 | Not Found | #N/A | #N/A | #N/A | Not Found | #N/A | #N/A | #N/A | 4 | 4 | 4 | 4 |  |  | No |  | No | No | No
| HurricaneCityPwr7 | Hurricane City Power-7 | teppc | PAUT | PAUT | Utah, PACE Utility | PACE | NW | 2007-05-01 | 2050-12-31 | 2007 | 2050 | 4 | 100% | 4 | 4 | ICE-NatGas | ICE_NG | ICE | NW_Peaker |  |  |  | NW_Peaker | 2007 | 2050 | 0 | NW | 4 | 1 | 4 | 1 | 1 | 2050-12-31 | 1 | #N/A | #N/A | No | 4 | 4 | Not Found | #N/A | #N/A | #N/A | Not Found | #N/A | #N/A | #N/A | 4 | 4 | 4 | 4 |  |  | No |  | No | No | No
| HurricaneCityPwr8 | Hurricane City Power-8 | teppc | IPFE | IPFE | Idaho Far East | IPCO | NW | 2007-05-01 | 2050-12-31 | 2007 | 2050 | 2 | 100% | 2 | 2 | ICE-NatGas | ICE_NG | ICE | NW_Peaker |  |  |  | NW_Peaker | 2007 | 2050 | 0 | NW | 2 | 1 | 2 | 1 | 1 | 2050-12-31 | 1 | #N/A | #N/A | No | 2 | 2 | Not Found | #N/A | #N/A | #N/A | Not Found | #N/A | #N/A | #N/A | 2 | 2 | 2 | 2 |  |  | No |  | No | No | No
| HurricaneCityPwr9 | Hurricane City Power-9 | teppc | IPFE | IPFE | Idaho Far East | IPCO | NW | 2007-05-01 | 2050-12-31 | 2007 | 2050 | 2 | 100% | 2 | 2 | ICE-NatGas | ICE_NG | ICE | NW_Peaker |  |  |  | NW_Peaker | 2007 | 2050 | 0 | NW | 2 | 1 | 2 | 1 | 1 | 2050-12-31 | 1 | #N/A | #N/A | No | 2 | 2 | Not Found | #N/A | #N/A | #N/A | Not Found | #N/A | #N/A | #N/A | 2 | 2 | 2 | 2 |  |  | No |  | No | No | No
| HutchinsnCreek1 | Hutchinson Creek-1 | teppc | PNM | PNM | Public Service Company of New Mexico | PNM_EPE | SW | 1983-01-01 | 2030-04-15 | 1983 | 2029 | 1 | 100% | 1 | 1 | Hydro | Hydro_Standard | Hydro | SW_Hydro |  |  |  | SW_Hydro | 1983 | 2029 | 0 | SW | 1 | 1 | 1 | 1 | 1 | 2030-04-15 | 1 | #N/A | #N/A | No | #N/A | #N/A | Not Found | #N/A | #N/A | #N/A | Not Found | #N/A | #N/A | #N/A | #N/A | #N/A |  |  |  |  | No |  | No | No | No
| Hyline_Solar_Center |  | teppc | IPTV | IPTV | Idaho Treasure Valley | IPCO | NW | 2016-12-31 | 2050-12-31 | 2017 | 2050 | 140 | 100% | 140 | 140 | SolarPV-NonTracking | FixedPV_sun | Solar_Fixed | NW_Solar |  |  |  | NW_Solar_for_Other | 2017 | 2050 | 0 | NW | 140 | 1 | 140 | 1 | 1 | 2050-12-31 | 1 | #N/A | #N/A | No | #N/A | #N/A | Not Found | #N/A | #N/A | #N/A | Not Found | #N/A | #N/A | #N/A | #N/A | #N/A |  |  |  |  | No |  | No | No | No
| Hystad_Creek_1 | Hystad Creek-1_Hystad Creek-1_IPP-HYC | teppc | BCHA | BCHA | British Columbia Transmission Company | BCHA_AESO | Excluded | 2002-05-21 | 2042-05-31 | 2002 | 2041 | 3 | 100% | 3 | 3 | Hydro | Hydro_Standard | Hydro | Excluded_Hydro |  |  |  | Excluded | 2002 | 2041 | 0 | Excluded | 3 | 1 | 3 | 1 | 1 | 2042-05-31 | 1 | #N/A | #N/A | No | 0 | 0 | Not Found | #N/A | #N/A | #N/A | Not Found | #N/A | #N/A | #N/A | 0 | 0 | 0 | 0 |  |  | No |  | No | No | No
| Hystad_Creek_2 | Hystad Creek-2_Hystad Creek-2_IPP-HYC | teppc | BCHA | BCHA | British Columbia Transmission Company | BCHA_AESO | Excluded | 2002-05-21 | 2042-05-31 | 2002 | 2041 | 3 | 100% | 3 | 3 | Hydro | Hydro_Standard | Hydro | Excluded_Hydro |  |  |  | Excluded | 2002 | 2041 | 0 | Excluded | 3 | 1 | 3 | 1 | 1 | 2042-05-31 | 1 | #N/A | #N/A | No | 0 | 0 | Not Found | #N/A | #N/A | #N/A | Not Found | #N/A | #N/A | #N/A | 0 | 0 | 0 | 0 |  |  | No |  | No | No | No
| HYTTHM_2_UNITS | HYATT-THERMALITO PUMP-GEN (AGGREGATE) | caiso | PGE_Valley | PGE_Valley | Pacific Gas and Electric Valley | PGE_Valley | CAISO | 1968-01-01 | 2050-12-31 | 1968 | 2050 | 933.1 | 100% | 933.1 | 933.1 | n/a | Hydro_Standard | Hydro | CAISO_Hydro |  |  |  | CAISO_Hydro | 1968 | 2050 | 0 | CAISO | 933.1 | 1 | 933.1 | 1 | 1 | 2050-12-31 | 1 | HYTTHM_2_UNITS | FC | No | 789.1828 | 789.1828 | NQC List | 747.59 | 407.03 | WATER | NQC List | 757.44 | 466.74 | WATER | 757.44 | 466.74 | 747.59 | 407.03 |  |  | No |  | No | No | No
| Ice_Harbor | Ice Harbor-1 | teppc | BPAT | BPAT | Bonneville Power Administration – Transmission | BPAT | NW | 1962-01-01 | 2050-12-31 | 1962 | 2050 | 603 | 100% | 603 | 603 | Hydro | Hydro_Standard | Hydro | NW_Hydro |  |  |  | NW_Hydro | 1962 | 2050 | 0 | NW | 603 | 1 | 603 | 1 | 1 | 2050-12-31 | 1 | #N/A | #N/A | No | #N/A | #N/A | Not Found | #N/A | #N/A | #N/A | Not Found | #N/A | #N/A | #N/A | #N/A | #N/A |  |  |  |  | No |  | No | No | No
| IGNACO_1_QF | SMALL QF AGGREGATION - VALLEJO/DINSMORE | caiso | PGE_Bay | PGE_Bay | Pacific Gas and Electric Bay | PGE_Bay | CAISO | 1985-01-01 | 2050-12-31 | 1985 | 2050 | 0.5 | 100% | 0.5 | 0.5 | n/a | Cogen_NG | Cogen | CAISO_Small_Hydro |  |  |  | CAISO_Small_Hydro_for_CAISO | 1985 | 2050 | 0 | CAISO | 0.5 | 1 | 0.5 | 1 | 1 | 2050-12-31 | 1 | IGNACO_1_QF | FC | No | 0.25 | 0.25 | NQC List | 0 | 0.01 | OTHER | NQC List | 0.01 | 0.01 | OTHER | 0.01 | 0.01 | 0 | 0.01 |  |  | No |  | No | No | No
| Imperial_ValleyIVSC2 | Imperial Valley Solar PV Project (Mount Signal) 1B¦Imperial Valley Solar Co (IVSC) 2 | teppc | IID | IID | Imperial Irrigation District | IID | IID | 2014-11-13 | 2050-12-31 | 2014 | 2050 | 20 | 100% | 20 | 20 | SolarPV-NonTracking | FixedPV_sun | Solar_Fixed | IID_Solar |  |  |  | IID_Solar_for_Other | 2015 | 2050 | 0 | IID | 20 | 1 | 20 | 1 | 1 | 2050-12-31 | 1 | #N/A | #N/A | No | #N/A | #N/A | Not Found | #N/A | #N/A | #N/A | Not Found | #N/A | #N/A | #N/A | #N/A | #N/A |  |  |  |  | No |  | No | No | No
| ImpOilKearlOilSands | Imperial Oil Kearl Oil Sands Project-1 | teppc | BCHA | BCHA | British Columbia Transmission Company | BCHA_AESO | Excluded | 2014-11-13 | 2050-12-31 | 2014 | 2050 | 100 | 100% | 100 | 100 | CT-NatGas-Industrial | CT_NG | CT | Excluded_Peaker |  |  |  | Excluded | 2015 | 2050 | 0 | Excluded | 100 | 1 | 100 | 1 | 1 | 2050-12-31 | 1 | #N/A | #N/A | No | 0 | 0 | Not Found | #N/A | #N/A | #N/A | Not Found | #N/A | #N/A | #N/A | 0 | 0 | 0 | 0 |  |  | No |  | No | No | No
| INDIGO_1_UNIT_1 | INDIGO PEAKER UNIT 1 | caiso | SCE | SCE | Southern California Edison | SCE | CAISO | 2001-09-19 | 2050-12-31 | 2001 | 2050 | 42 | 95.45% | 42 | 44 | CT-NatGas-Aero | CT_NG | CT | CAISO_Peaker2 |  |  |  | CAISO_Peaker2 | 2002 | 2050 | 0 | CAISO | 44 | 1 | 44 | 1 | 1 | 2050-12-31 | 1 | INDIGO_1_UNIT 1 | FC | No | 42.297 | 42.297 | NQC List | 42 | 42 | NATURAL GAS | NQC List | 42 | 42 | NATURAL GAS | 42 | 42 | 42 | 42 |  |  | No |  | No | No | No
| INDIGO_1_UNIT_2 | INDIGO PEAKER UNIT 2 | caiso | SCE | SCE | Southern California Edison | SCE | CAISO | 2001-09-19 | 2050-12-31 | 2001 | 2050 | 42 | 94.32% | 42 | 44.53 | CT-NatGas-Aero | CT_NG | CT | CAISO_Peaker2 |  |  |  | CAISO_Peaker2 | 2002 | 2050 | 0 | CAISO | 44.53 | 1 | 44.53 | 1 | 1 | 2050-12-31 | 1 | INDIGO_1_UNIT 2 | FC | No | 42.8065 | 42.8065 | NQC List | 42 | 42 | NATURAL GAS | NQC List | 42 | 42 | NATURAL GAS | 42 | 42 | 42 | 42 |  |  | No |  | No | No | No
| INDIGO_1_UNIT_3 | INDIGO PEAKER UNIT 3 | caiso | SCE | SCE | Southern California Edison | SCE | CAISO | 2001-09-19 | 2050-12-31 | 2001 | 2050 | 42 | 96.13% | 42 | 43.69 | CT-NatGas-Aero | CT_NG | CT | CAISO_Peaker2 |  |  |  | CAISO_Peaker2 | 2002 | 2050 | 0 | CAISO | 43.69 | 1 | 43.69 | 1 | 1 | 2050-12-31 | 1 | INDIGO_1_UNIT 3 | FC | No | 41.999 | 41.999 | NQC List | 42 | 42 | NATURAL GAS | NQC List | 42 | 42 | NATURAL GAS | 42 | 42 | 42 | 42 |  |  | No |  | No | No | No
| INDVLY_1_UNITS | Indian Valley Hydro | caiso | PGE_Bay | PGE_Bay | Pacific Gas and Electric Bay | PGE_Bay | CAISO | 1983-09-15 | 2050-12-31 | 1983 | 2050 | 3.01 | 100% | 3.01 | 3.01 | n/a | Hydro_Standard | Hydro | CAISO_Small_Hydro |  |  |  | CAISO_Small_Hydro_for_CAISO | 1984 | 2050 | 0 | CAISO | 3.01 | 1 | 3.01 | 1 | 1 | 2050-12-31 | 1 | INDVLY_1_UNITS | FC | No | 1.505 | 1.505 | NQC List | 1.57 | 1.58 | WATER | NQC List | 0.79 | 0.85 | WATER | 0.79 | 0.85 | 1.57 | 1.58 |  |  | No |  | No | No | No
| INLDEM_5_UNIT_1 | Inland Empire Energy Center, Unit 1 | caiso | SCE | SCE | Southern California Edison | SCE | CAISO | 2009-06-29 | 2020-01-15 | 2009 | 2019 | 0 | 0% |  |  | CCWhole-NatGas-SingleShaft | CC_NG | CC | CAISO_CCGT1 |  |  |  | CAISO_CCGT1 | 2009 | 2019 | 0 | CAISO | 0 | 1 | 0 | 1 | 1 | 2020-01-15 | 1 | INLDEM_5_UNIT 1 | FC | No | 0 | 0 | Not Found | #N/A | #N/A | #N/A | NQC List | 335 | 340 | NATURAL GAS | 335 | 340 | 335 | 340 |  |  | No |  | No | No | No
| IntercontPulp | Inter-continental Pulp (ICP, Canfor)-1_Inter-continental Pulp (ICP, Canfor)-1_IPP-ICP | teppc | BCHA | BCHA | British Columbia Transmission Company | BCHA_AESO | Excluded | 2015-04-01 | 2040-03-31 | 2015 | 2039 | 31.7 | 100% | 31.7 | 31.7 | Bio-ST | ST_Biomass | Biomass/Wood | Excluded_Biomass |  |  |  | Excluded | 2015 | 2039 | 0 | Excluded | 31.7 | 1 | 31.7 | 1 | 1 | 2040-03-31 | 1 | #N/A | #N/A | No | 0 | 0 | Not Found | #N/A | #N/A | #N/A | Not Found | #N/A | #N/A | #N/A | 0 | 0 | 0 | 0 |  |  | No |  | No | No | No
| Interlakes_1 | Interlakes-1 | teppc | AESO | AESO | Alberta Electric System Operator | BCHA_AESO | Excluded | 1954-01-01 | 2050-12-01 | 1954 | 2050 | 5 | 100% | 5 | 5 | Hydro | Hydro_Standard | Hydro | Excluded_Hydro |  |  |  | Excluded | 1954 | 2050 | 0 | Excluded | 5 | 1 | 5 | 1 | 1 | 2050-12-01 | 1 | #N/A | #N/A | No | 0 | 0 | Not Found | #N/A | #N/A | #N/A | Not Found | #N/A | #N/A | #N/A | 0 | 0 | 0 | 0 |  |  | No |  | No | No | No
| Intermountain_1 | Intermountain Power Project (IPP) 1 | teppc | PACE | LDWP | Los Angeles Department of Water and Power | LADWP | LDWP | 1986-06-09 | 2025-06-30 | 1986 | 2024 | 849.97 | 100% | 849.97 | 849.97 | ST-Coal | Steam_Coal | Coal | LDWP_Coal |  |  |  | LDWP_Coal | 1986 | 2024 | 0 | LDWP | 849.97 | 1 | 849.97 | 1 | 1 | 2025-06-30 | 1 | #N/A | #N/A | No | 849.97 | 849.97 | Not Found | #N/A | #N/A | #N/A | Not Found | #N/A | #N/A | #N/A | 849.97 | 849.97 | 849.97 | 849.97 |  |  | No |  | No | No | No
| Intermountain_2 | Intermountain Power Project (IPP) 2 | teppc | PACE | LDWP | Los Angeles Department of Water and Power | LADWP | LDWP | 1987-04-30 | 2025-06-30 | 1987 | 2024 | 849.97 | 100% | 849.97 | 849.97 | ST-Coal | Steam_Coal | Coal | LDWP_Coal |  |  |  | LDWP_Coal | 1987 | 2024 | 0 | LDWP | 849.97 | 1 | 849.97 | 1 | 1 | 2025-06-30 | 1 | #N/A | #N/A | No | 849.97 | 849.97 | Not Found | #N/A | #N/A | #N/A | Not Found | #N/A | #N/A | #N/A | 849.97 | 849.97 | 849.97 | 849.97 |  |  | No |  | No | No | No
| Intermountain_CC1 | Intermountain Power Project Replacement CC1 (Total CC Plant)_26039 | teppc | LDWP | LDWP | Los Angeles Department of Water and Power | LADWP | LDWP | 2025-07-01 | 2050-12-31 | 2025 | 2050 | 398 | 100% | 398 | 398 | CCWhole-NatGas-Aero | CC_NG | CC | LDWP_CCGT |  |  |  | LDWP_CCGT | 2025 | 2050 | 0 | LDWP | 398 | 1 | 398 | 1 | 1 | 2050-12-31 | 1 | #N/A | #N/A | No | 398 | 398 | Not Found | #N/A | #N/A | #N/A | Not Found | #N/A | #N/A | #N/A | 398 | 398 | 398 | 398 |  |  | No |  | No | No | No
| Intermountain_CC2 | Intermountain Power Project Replacement CC2 (Total CC Plant)_26040 | teppc | LDWP | LDWP | Los Angeles Department of Water and Power | LADWP | LDWP | 2025-07-01 | 2050-12-31 | 2025 | 2050 | 398 | 100% | 398 | 398 | CCWhole-NatGas-Aero | CC_NG | CC | LDWP_CCGT |  |  |  | LDWP_CCGT | 2025 | 2050 | 0 | LDWP | 398 | 1 | 398 | 1 | 1 | 2050-12-31 | 1 | #N/A | #N/A | No | 398 | 398 | Not Found | #N/A | #N/A | #N/A | Not Found | #N/A | #N/A | #N/A | 398 | 398 | 398 | 398 |  |  | No |  | No | No | No
| InternationalPaperEnergyCenter | InternationalPaperEnergyCenter | teppc | BPAT | BPAT | Bonneville Power Administration – Transmission | BPAT | NW | 1953-01-01 | 2050-12-31 | 1953 | 2050 | 12.5 | 100% | 12.5 | 12.5 | Bio-ST | ST_Biomass | Biomass/Wood | NW_Biomass |  |  |  | NW_Biomass_for_Other | 1953 | 2050 | 0 | NW | 12.5 | 1 | 12.5 | 1 | 1 | 2050-12-31 | 1 | #N/A | #N/A | No | 8.725 | 8.725 | Not Found | #N/A | #N/A | #N/A | Not Found | #N/A | #N/A | #N/A | 8.725 | 8.725 | 8.725 | 8.725 |  |  | No |  | No | No | No
| INTKEP_2_UNITS | CCSF Hetch_Hetchy Hydro Aggregate | caiso | PGE_Valley | PGE_Valley | Pacific Gas and Electric Valley | PGE_Valley | CAISO | 2006-07-01 | 2050-12-31 | 2006 | 2050 | 405 | 100% | 405 | 405 | n/a | Hydro_Standard | Hydro | CAISO_Small_Hydro |  |  |  | CAISO_Small_Hydro_for_CAISO | 2006 | 2050 | 0 | CAISO | 405 | 1 | 405 | 1 | 1 | 2050-12-31 | 1 | INTKEP_2_UNITS | FC | No | 202.5 | 202.5 | NQC List | 307 | 239 | WATER | NQC List | 307 | 239 | WATER | 307 | 239 | 307 | 239 |  |  | No |  | No | No | No
| INTMNT_3_ANAHEIM | Intermountain Power Project | caiso | PACE | SCE | Southern California Edison | SCE | CAISO | 1986-06-01 | 2025-06-30 | 1986 | 2024 | 236 | 100% | 236 | 236 | STEAM_COAL | Steam_Coal | Coal | CAISO_Coal |  |  |  | CAISO_Coal | 1986 | 2024 | 0 | CAISO | 236 | 1 | 236 | 1 | 1 | 2025-06-30 | 1 | Intermountain Power Project_Anaheim | 0 | No | 231.2946 | 231.2946 | Specified Imports | 236 | 236 | SP. IMPORTS (COAL) | Specified Imports | 236 | 236 | SP. IMPORTS (COAL) | 236 | 236 | 236 | 236 |  |  | No |  | No | No | No
| INTMNT_3_PASADENA | Intermountain Power Project | caiso | PACE | SCE | Southern California Edison | SCE | CAISO | 1986-06-01 | 2025-06-30 | 1986 | 2024 | 107 | 100% | 107 | 107 | STEAM_COAL | Steam_Coal | Coal | CAISO_Coal |  |  |  | CAISO_Coal | 1986 | 2024 | 0 | CAISO | 107 | 1 | 107 | 1 | 1 | 2025-06-30 | 1 | Intermountain Power Project_Pasadena | 0 | No | 104.8666 | 104.8666 | Specified Imports | 107 | 107 | SP. IMPORTS (COAL) | Specified Imports | 107 | 107 | SP. IMPORTS (COAL) | 107 | 107 | 107 | 107 |  |  | No |  | No | No | No
| INTMNT_3_RIVERSIDE | IPPDYN | caiso | PACE | SCE | Southern California Edison | SCE | CAISO | 1986-06-01 | 2025-06-30 | 1986 | 2024 | 137 | 100% | 137 | 137 | STEAM_COAL | Steam_Coal | Coal | CAISO_Coal |  |  |  | CAISO_Coal | 1986 | 2024 | 0 | CAISO | 137 | 1 | 137 | 1 | 1 | 2025-06-30 | 1 | IPPDYN | 0 | No | 134.2685 | 134.2685 | Specified Imports | 136 | 136 | SP. IMPORTS (COAL) | Specified Imports | 136 | 136 | SP. IMPORTS (COAL) | 136 | 136 | 136 | 136 |  |  | No |  | No | No | No
| INTTRB_6_UNIT |  | caiso | PGE_Valley | PGE_Valley | Pacific Gas and Electric Valley | PGE_Valley | CAISO | 1988-06-14 | 2050-12-31 | 1988 | 2050 | 18.4 | 100% | 18.4 | 18.4 | n/a | wind_onshorewind | Wind | CAISO_Wind |  |  |  | CAISO_Wind_for_CAISO | 1988 | 2050 | 0 | CAISO | 18.4 | 1 | 18.4 | 1 | 1 | 2050-12-31 | 1 | INTTRB_6_UNIT | FC | No | 3.864 | 2.76 | Not Found | #N/A | #N/A | #N/A | NQC List | 3.86 | 2.76 | WIND | 3.86 | 2.76 | 3.86 | 2.76 |  |  | No |  | No | No | No
| IP_Springfield4 | IP Springfield Oregon-TG4 | teppc | BPAT | BPAT | Bonneville Power Administration – Transmission | BPAT | NW | 1976-10-01 | 2030-01-01 | 1976 | 2029 | 40 | 100% | 40 | 40 | Bio-ST | ST_Biomass | Biomass/Wood | NW_Biomass |  |  |  | NW_Biomass_for_Other | 1977 | 2029 | 0 | NW | 40 | 1 | 40 | 1 | 1 | 2030-01-01 | 1 | #N/A | #N/A | No | 27.92 | 27.92 | Not Found | #N/A | #N/A | #N/A | Not Found | #N/A | #N/A | #N/A | 27.92 | 27.92 | 27.92 | 27.92 |  |  | No |  | No | No | No
| Iron_Gate | Iron Gate-1 | teppc | PACW | PACW | PacifiCorp – West | PACW | NW | 1962-02-01 | 2030-01-01 | 1962 | 2029 | 18 | 100% | 18 | 18 | HydroRPS | Hydro_Standard | Hydro | NW_Hydro |  |  |  | NW_Hydro | 1962 | 2029 | 0 | NW | 18 | 1 | 18 | 1 | 1 | 2030-01-01 | 1 | #N/A | #N/A | No | #N/A | #N/A | Not Found | #N/A | #N/A | #N/A | Not Found | #N/A | #N/A | #N/A | #N/A | #N/A |  |  |  |  | No |  | No | No | No
| IRON_SPRG_SG | IRON SPRINGS | teppc | PAUT | PAUT | Utah, PACE Utility | PACE | NW | 2016-01-01 | 2050-12-31 | 2016 | 2050 | 80 | 100% | 80 | 80 | SolarPV-NonTracking | FixedPV_sun | Solar_Fixed | NW_Solar |  |  |  | NW_Solar_for_Other | 2016 | 2050 | 0 | NW | 80 | 1 | 80 | 1 | 1 | 2050-12-31 | 1 | #N/A | #N/A | No | #N/A | #N/A | Not Found | #N/A | #N/A | #N/A | Not Found | #N/A | #N/A | #N/A | #N/A | #N/A |  |  |  |  | No |  | No | No | No
| Irrican | IRRICAN1-1 | teppc | AESO | AESO | Alberta Electric System Operator | BCHA_AESO | Excluded | 2004-06-01 | 2050-12-01 | 2004 | 2050 | 7 | 100% | 7 | 7 | Hydro | Hydro_Standard | Hydro | Excluded_Hydro |  |  |  | Excluded | 2004 | 2050 | 0 | Excluded | 7 | 1 | 7 | 1 | 1 | 2050-12-01 | 1 | #N/A | #N/A | No | 0 | 0 | Not Found | #N/A | #N/A | #N/A | Not Found | #N/A | #N/A | #N/A | 0 | 0 | 0 | 0 |  |  | No |  | No | No | No
| IslandCogenCC_Total | Island Cogen-1_Island Cogen-1_IPP-ICG | teppc | BCHA | BCHA | British Columbia Transmission Company | BCHA_AESO | Excluded | 2002-04-12 | 2040-04-12 | 2002 | 2039 | 290 | 100% | 290 | 290 | CCWhole-NatGas-Industrial | CC_NG | CC | Excluded_CCGT |  |  |  | Excluded | 2002 | 2039 | 0 | Excluded | 290 | 1 | 290 | 1 | 1 | 2040-04-12 | 1 | #N/A | #N/A | No | 0 | 0 | Not Found | #N/A | #N/A | #N/A | Not Found | #N/A | #N/A | #N/A | 0 | 0 | 0 | 0 |  |  | No |  | No | No | No
| IVANPA_1_UNIT1 | Ivanpah 1 | caiso | SCE | SCE | Southern California Edison | SCE | CAISO | 2013-12-30 | 2050-12-31 | 2014 | 2050 | 126 | 100% | 126 | 126 | n/a | SolarThermal_sun | Solar_Thermal | CAISO_Solar |  |  |  | CAISO_Solar_for_CAISO | 2014 | 2050 | 0 | CAISO | 126 | 1 | 126 | 1 | 1 | 2050-12-31 | 1 | IVANPA_1_UNIT1 | FC | No | 34.02 | 17.64 | NQC List | 34.02 | 17.64 | SUN | NQC List | 34.02 | 17.64 | SUN | 34.02 | 17.64 | 34.02 | 17.64 |  |  | No |  | No | No | No
| IVANPA_1_UNIT2 | Ivanpah 2 | caiso | SCE | SCE | Southern California Edison | SCE | CAISO | 2013-12-30 | 2050-12-31 | 2014 | 2050 | 133 | 100% | 133 | 133 | n/a | SolarThermal_sun | Solar_Thermal | CAISO_Solar |  |  |  | CAISO_Solar_for_CAISO | 2014 | 2050 | 0 | CAISO | 133 | 1 | 133 | 1 | 1 | 2050-12-31 | 1 | IVANPA_1_UNIT2 | FC | No | 35.91 | 18.62 | NQC List | 35.91 | 18.62 | SUN | NQC List | 35.91 | 18.62 | SUN | 35.91 | 18.62 | 35.91 | 18.62 |  |  | No |  | No | No | No
| IVANPA_1_UNIT3 | Ivanpah 3 | caiso | SCE | SCE | Southern California Edison | SCE | CAISO | 2013-12-30 | 2050-12-31 | 2014 | 2050 | 133 | 100% | 133 | 133 | n/a | SolarThermal_sun | Solar_Thermal | CAISO_Solar |  |  |  | CAISO_Solar_for_CAISO | 2014 | 2050 | 0 | CAISO | 133 | 1 | 133 | 1 | 1 | 2050-12-31 | 1 | IVANPA_1_UNIT3 | FC | No | 35.91 | 18.62 | NQC List | 35.91 | 18.62 | SUN | NQC List | 35.91 | 18.62 | SUN | 35.91 | 18.62 | 35.91 | 18.62 |  |  | No |  | No | No | No
| IVSLRP_2_SOLAR1 | Silver Ridge Mount Signal | caiso | SDGE | SDGE | San Diego Gas and Electric | SDGE | CAISO | 2014-03-04 | 2050-12-31 | 2014 | 2050 | 150 | 75% | 150 | 200 | n/a | PVgeneric_sun | Solar_Fixed | CAISO_Solar |  |  |  | CAISO_Solar_for_CAISO | 2014 | 2050 | 0 | CAISO | 200 | 1 | 200 | 1 | 1 | 2050-12-31 | 1 | IVSLRP_2_SOLAR1 | FC | No | 54 | 28 | NQC List | 54 | 28 | SUN | NQC List | 54 | 28 | SUN | 54 | 28 | 54 | 28 |  |  | No |  | No | No | No
| IVSLRP2_2_SRMSR1 | Silver Ridge Mount Signal 2 | caiso | SDGE | SDGE | San Diego Gas and Electric | SDGE | CAISO | 2019-09-20 | 2050-12-31 | 2019 | 2050 | 200 | 133.3% | 200 | 150 | n/a | PVgeneric_sun | Solar_Fixed | CAISO_Solar |  |  |  | CAISO_Solar_for_CAISO | 2020 | 2050 | 0 | CAISO | 150 | 1 | 150 | 1 | 1 | 2050-12-31 | 1 | IVSLR2_2_SM2SR1 | FC | No | 40.5 | 21 | NQC List | 40.5 | 21 | SUN | NQC List | 40.5 | 21 | SUN | 40.5 | 21 | 40.5 | 21 |  |  | No |  | No | Yes | Yes
| IVWEST_2_SOLAR1 | Imperial Valley West ( Q # 608) | caiso | SDGE | SDGE | San Diego Gas and Electric | SDGE | CAISO | 2016-01-21 | 2050-12-31 | 2016 | 2050 | 150 | 100% | 150 | 150 | n/a | PVgeneric_sun | Solar_Fixed | CAISO_Solar |  |  |  | CAISO_Solar_for_CAISO | 2016 | 2050 | 0 | CAISO | 150 | 1 | 150 | 1 | 1 | 2050-12-31 | 1 | IVWEST_2_SOLAR1 | FC | No | 40.5 | 21 | NQC List | 40.5 | 21 | SUN | NQC List | 40.5 | 21 | SUN | 40.5 | 21 | 40.5 | 21 |  |  | No |  | No | No | No
| Jackson_Fuller_1 | JacksonFullwer Wind 1 | teppc | PSCO | PSCO | Public Service Company of Colorado | PSCO | Excluded | 2015-12-31 | 2050-12-31 | 2016 | 2050 | 124.1 | 100% | 124.1 | 124.1 | WT-Onshore | wind_onshorewind | Wind | Excluded_Wind |  |  |  | Excluded | 2016 | 2050 | 0 | Excluded | 124.1 | 1 | 124.1 | 1 | 1 | 2050-12-31 | 1 | #N/A | #N/A | No | 0 | 0 | Not Found | #N/A | #N/A | #N/A | Not Found | #N/A | #N/A | #N/A | 0 | 0 | 0 | 0 |  |  | No |  | No | No | No
| Jackson_Fuller_2 | JacksonFullwer Wind 2 | teppc | PSCO | PSCO | Public Service Company of Colorado | PSCO | Excluded | 2015-12-31 | 2050-12-31 | 2016 | 2050 | 125.8 | 100% | 125.8 | 125.8 | WT-Onshore | wind_onshorewind | Wind | Excluded_Wind |  |  |  | Excluded | 2016 | 2050 | 0 | Excluded | 125.8 | 1 | 125.8 | 1 | 1 | 2050-12-31 | 1 | #N/A | #N/A | No | 0 | 0 | Not Found | #N/A | #N/A | #N/A | Not Found | #N/A | #N/A | #N/A | 0 | 0 | 0 | 0 |  |  | No |  | No | No | No
| JACMSR_1_JACSR1 | Jacumba Solar Farm | caiso | SDGE | SDGE | San Diego Gas and Electric | SDGE | CAISO | 2017-06-01 | 2050-12-31 | 2017 | 2050 | 20 | 100% | 20 | 20 | PHOTO VOLTAIC_SUN | PVgeneric_sun | Solar_Fixed | CAISO_Solar |  |  |  | CAISO_Solar_for_CAISO | 2017 | 2050 | 0 | CAISO | 20 | 1 | 20 | 1 | 1 | 2050-12-31 | 1 | JACMSR_1_JACSR1 | ID | No | 5.4 | 2.8 | NQC List | 5.4 | 2.8 | SUN | NQC List | 5.4 | 2.8 | SUN | 5.4 | 2.8 | 5.4 | 2.8 |  |  | No |  | No | No | No
| Jamie_Creek_1 | Jamie Creek-1_Jamie Creek-1_IPP-JME | teppc | BCHA | BCHA | British Columbia Transmission Company | BCHA_AESO | Excluded | 2014-01-01 | 2054-01-01 | 2014 | 2053 | 10.67 | 100% | 10.67 | 10.67 | Hydro | Hydro_Standard | Hydro | Excluded_Hydro |  |  |  | Excluded | 2014 | 2053 | 0 | Excluded | 10.67 | 1 | 10.67 | 1 | 1 | 2050-12-31 | 1 | #N/A | #N/A | No | 0 | 0 | Not Found | #N/A | #N/A | #N/A | Not Found | #N/A | #N/A | #N/A | 0 | 0 | 0 | 0 |  |  | No |  | No | No | No
| Jamie_Creek_2 | Jamie Creek-2_Jamie Creek-2_IPP-JME | teppc | BCHA | BCHA | British Columbia Transmission Company | BCHA_AESO | Excluded | 2014-01-01 | 2054-01-01 | 2014 | 2053 | 10.67 | 100% | 10.67 | 10.67 | Hydro | Hydro_Standard | Hydro | Excluded_Hydro |  |  |  | Excluded | 2014 | 2053 | 0 | Excluded | 10.67 | 1 | 10.67 | 1 | 1 | 2050-12-31 | 1 | #N/A | #N/A | No | 0 | 0 | Not Found | #N/A | #N/A | #N/A | Not Found | #N/A | #N/A | #N/A | 0 | 0 | 0 | 0 |  |  | No |  | No | No | No
| Java_Solar | Java Solar | rps | PGE_Valley | PGE_Valley | Pacific Gas and Electric Valley | PGE_Valley | CAISO | 2022-10-01 | 2050-12-31 | 2022 | 2050 | 13.5 | 100% | 13.5 | 13.5 | Solar PV - Ground mountSolar: Tracking (1 Axis) | 1axPV_sun | Solar_1Axis | CAISO_Solar |  |  |  | CAISO_Solar_for_CAISO | 2023 | 2050 | 0 | CAISO | 13.5 | 0.95 | 12.825 | 1 | 1 | 2050-12-31 | 1 | Java Solar | #N/A | No | 3.4628 | 1.7955 | Not Found | #N/A | #N/A | #N/A | Not Found | #N/A | #N/A | #N/A | 3.4628 | 1.7955 | 3.4628 | 1.7955 |  |  | Yes |  | No | No | No
| JAWBNE_2_NSRWND | North Sky River Wind Project | caiso | PGE_Valley | PGE_Valley | Pacific Gas and Electric Valley | PGE_Valley | CAISO | 2012-12-07 | 2050-12-31 | 2013 | 2050 | 160 | 100% | 160 | 160 | n/a | wind_onshorewind | Wind | CAISO_Wind |  |  |  | CAISO_Wind_for_CAISO | 2013 | 2050 | 0 | CAISO | 160 | 1 | 160 | 1 | 1 | 2050-12-31 | 1 | JAWBNE_2_NSRWND | FC | No | 33.6 | 24 | NQC List | 33.6 | 24 | WIND | NQC List | 33.6 | 24 | WIND | 33.6 | 24 | 33.6 | 24 |  |  | No |  | No | No | No
| JAWBNE_2_SRWND | Sky River | caiso | SCE | SCE | Southern California Edison | SCE | CAISO | 2012-12-11 | 2050-12-31 | 2013 | 2050 | 77 | 100% | 77 | 77 | n/a | wind_onshorewind | Wind | CAISO_Wind |  |  |  | CAISO_Wind_for_CAISO | 2013 | 2050 | 0 | CAISO | 77 | 1 | 77 | 1 | 1 | 2050-12-31 | 1 | JAWBNE_2_SRWND | FC | No | 16.17 | 11.55 | NQC List | 16.17 | 11.55 | WIND | NQC List | 16.17 | 11.55 | WIND | 16.17 | 11.55 | 16.17 | 11.55 |  |  | No |  | No | No | No
| Jaybird_H1 | Jaybird H1 | teppc | BANC | BANC | Balancing Authority of Northern California | SMUD | BANC | 1961-04-01 | 2050-01-01 | 1961 | 2049 | 77 | 100% | 77 | 77 | Hydro | Hydro_Standard | Hydro | BANC_Hydro |  |  |  | BANC_Hydro | 1961 | 2049 | 0 | BANC | 77 | 1 | 77 | 1 | 1 | 2050-01-01 | 1 | #N/A | #N/A | No | #N/A | #N/A | Not Found | #N/A | #N/A | #N/A | Not Found | #N/A | #N/A | #N/A | #N/A | #N/A |  |  |  |  | No |  | No | No | No
| Jaybird_H2 | Jaybird H2 | teppc | BANC | BANC | Balancing Authority of Northern California | SMUD | BANC | 1987-01-01 | 2050-12-31 | 1987 | 2050 | 77 | 100% | 77 | 77 | Hydro | Hydro_Standard | Hydro | BANC_Hydro |  |  |  | BANC_Hydro | 1987 | 2050 | 0 | BANC | 77 | 1 | 77 | 1 | 1 | 2050-12-31 | 1 | #N/A | #N/A | No | #N/A | #N/A | Not Found | #N/A | #N/A | #N/A | Not Found | #N/A | #N/A | #N/A | #N/A | #N/A |  |  |  |  | No |  | No | No | No
| JAYNE_6_WLSLR | Westlands Solar Farm PV 1 | caiso | PGE_Valley | PGE_Valley | Pacific Gas and Electric Valley | PGE_Valley | CAISO | 2014-02-14 | 2050-12-31 | 2014 | 2050 | 18 | 100% | 18 | 18 | n/a | PVgeneric_sun | Solar_Fixed | CAISO_Solar |  |  |  | CAISO_Solar_for_CAISO | 2014 | 2050 | 0 | CAISO | 18 | 1 | 18 | 1 | 1 | 2050-12-31 | 1 | JAYNE_6_WLSLR | EO | Yes | 4.86 | 2.52 | NQC List | 0 | 0 | SUN | NQC List | 0 | 0 | SUN | 0 | 0 | 0 | 0 |  |  | No |  | No | No | No
| Jersey_Valley_1 | Jersey Valley Geothermal OEC 1 | teppc | SPPC | SPPC | Nevada Power Company | NEVP | SW | 1962-03-01 | 2050-12-31 | 1962 | 2050 | 18 | 100% | 18 | 18 | Geo-BinaryCycle | Geothermal_steam | Geothermal | SW_Geothermal |  |  |  | SW_Geothermal_for_Other | 1962 | 2050 | 0 | SW | 18 | 1 | 18 | 1 | 1 | 2050-12-31 | 1 | #N/A | #N/A | No | 11.088 | 11.088 | Not Found | #N/A | #N/A | #N/A | Not Found | #N/A | #N/A | #N/A | 11.088 | 11.088 | 11.088 | 11.088 |  |  | No |  | No | No | No
| Jersey_Valley_2 | Jersey Valley Geothermal OEC 2 | teppc | SPPC | SPPC | Nevada Power Company | NEVP | SW | 2011-08-30 | 2050-12-31 | 2011 | 2050 | 15 | 100% | 15 | 15 | Geo-BinaryCycle | Geothermal_steam | Geothermal | SW_Geothermal |  |  |  | SW_Geothermal_for_Other | 2012 | 2050 | 0 | SW | 15 | 1 | 15 | 1 | 1 | 2050-12-31 | 1 | #N/A | #N/A | No | 9.24 | 9.24 | Not Found | #N/A | #N/A | #N/A | Not Found | #N/A | #N/A | #N/A | 9.24 | 9.24 | 9.24 | 9.24 |  |  | No |  | No | No | No
| Jett_Creek_Wind__OR_ | NA_60367 | teppc | IPFE | IPFE | Idaho Far East | IPCO | NW | 2016-12-31 | 2050-12-31 | 2017 | 2050 | 40 | 100% | 40 | 40 | WT-Onshore | wind_onshorewind | Wind | NW_Wind |  |  |  | NW_Wind_for_Other | 2017 | 2050 | 0 | NW | 40 | 1 | 40 | 1 | 1 | 2050-12-31 | 1 | #N/A | #N/A | No | #N/A | #N/A | Not Found | #N/A | #N/A | #N/A | Not Found | #N/A | #N/A | #N/A | #N/A | #N/A |  |  |  |  | No |  | No | No | No
| Jim_Bridger_1 | Jim Bridger-1 | teppc | PAWY | PAWY | Wyoming, PACE Utility | PACE | NW | 1974-11-01 | 2050-12-31 | 1974 | 2050 | 531 | 100% | 531 | 531 | ST-Coal | Steam_Coal | Coal | NW_Coal |  |  |  | NW_Coal | 1975 | 2050 | 0 | NW | 531 | 1 | 531 | 1 | 1 | 2050-12-31 | 1 | #N/A | #N/A | No | 531 | 531 | Not Found | #N/A | #N/A | #N/A | Not Found | #N/A | #N/A | #N/A | 531 | 531 | 531 | 531 |  |  | No |  | No | No | No
| Jim_Bridger_2 | Jim Bridger-2 | teppc | PAWY | PAWY | Wyoming, PACE Utility | PACE | NW | 1975-12-01 | 2050-12-31 | 1975 | 2050 | 527 | 100% | 527 | 527 | ST-Coal | Steam_Coal | Coal | NW_Coal |  |  |  | NW_Coal | 1976 | 2050 | 0 | NW | 527 | 1 | 527 | 1 | 1 | 2050-12-31 | 1 | #N/A | #N/A | No | 527 | 527 | Not Found | #N/A | #N/A | #N/A | Not Found | #N/A | #N/A | #N/A | 527 | 527 | 527 | 527 |  |  | No |  | No | No | No
| Jim_Bridger_3 | Jim Bridger-3 | teppc | PAWY | PAWY | Wyoming, PACE Utility | PACE | NW | 1976-09-01 | 2050-12-31 | 1976 | 2050 | 523 | 100% | 523 | 523 | ST-Coal | Steam_Coal | Coal | NW_Coal |  |  |  | NW_Coal | 1977 | 2050 | 0 | NW | 523 | 1 | 523 | 1 | 1 | 2050-12-31 | 1 | #N/A | #N/A | No | 523 | 523 | Not Found | #N/A | #N/A | #N/A | Not Found | #N/A | #N/A | #N/A | 523 | 523 | 523 | 523 |  |  | No |  | No | No | No
| Jim_Bridger_4 | Jim Bridger-4 | teppc | PAWY | PAWY | Wyoming, PACE Utility | PACE | NW | 1979-11-01 | 2050-12-31 | 1979 | 2050 | 530 | 100% | 530 | 530 | ST-Coal | Steam_Coal | Coal | NW_Coal |  |  |  | NW_Coal | 1980 | 2050 | 0 | NW | 530 | 1 | 530 | 1 | 1 | 2050-12-31 | 1 | #N/A | #N/A | No | 530 | 530 | Not Found | #N/A | #N/A | #N/A | Not Found | #N/A | #N/A | #N/A | 530 | 530 | 530 | 530 |  |  | No |  | No | No | No
| Jim_Knight_1 | Jim Knight-1 | teppc | IPFE | IPFE | Idaho Far East | IPCO | NW | 1985-06-10 | 2030-04-15 | 1985 | 2029 | 0.34 | 100% | 0.34 | 0.34 | Hydro | Hydro_Standard | Hydro | NW_Hydro |  |  |  | NW_Hydro | 1985 | 2029 | 0 | NW | 0.34 | 1 | 0.34 | 1 | 1 | 2030-04-15 | 1 | #N/A | #N/A | No | #N/A | #N/A | Not Found | #N/A | #N/A | #N/A | Not Found | #N/A | #N/A | #N/A | #N/A | #N/A |  |  |  |  | No |  | No | No | No
| JimmieCreek1 | Jimmie Creek Hydro Project-1_Jimmie Creek Hydro Project-1_IPP-JMC | teppc | BCHA | BCHA | British Columbia Transmission Company | BCHA_AESO | Excluded | 2016-05-01 | 2056-04-30 | 2016 | 2055 | 33.1 | 100% | 33.1 | 33.1 | Hydro | Hydro_Standard | Hydro | Excluded_Hydro |  |  |  | Excluded | 2016 | 2055 | 0 | Excluded | 33.1 | 1 | 33.1 | 1 | 1 | 2050-12-31 | 1 | #N/A | #N/A | No | 0 | 0 | Not Found | #N/A | #N/A | #N/A | Not Found | #N/A | #N/A | #N/A | 0 | 0 | 0 | 0 |  |  | No |  | No | No | No
| JimmieCreek2 | Jimmie Creek Hydro Project-2_Jimmie Creek Hydro Project-2_IPP-JMC | teppc | BCHA | BCHA | British Columbia Transmission Company | BCHA_AESO | Excluded | 2016-05-01 | 2056-04-30 | 2016 | 2055 | 33.1 | 100% | 33.1 | 33.1 | Hydro | Hydro_Standard | Hydro | Excluded_Hydro |  |  |  | Excluded | 2016 | 2055 | 0 | Excluded | 33.1 | 1 | 33.1 | 1 | 1 | 2050-12-31 | 1 | #N/A | #N/A | No | 0 | 0 | Not Found | #N/A | #N/A | #N/A | Not Found | #N/A | #N/A | #N/A | 0 | 0 | 0 | 0 |  |  | No |  | No | No | No
ground truthing fix | JJ_Elmore | J.J. Elmore GEN1¦Elmore Company GEN1¦Elmore Calipatria | teppc | IID | IID | Imperial Irrigation District | SCE | CAISO | 1988-11-01 | 2050-12-31 | 1988 | 2050 | 42 | 100% | 42 | 42 | Geo-DoubleFlash | Geothermal_steam | Geothermal | CAISO_Geothermal |  |  |  | CAISO_Geothermal_for_CAISO | 1989 | 2050 | 0 | CAISO | 42 | 1 | 42 | 1 | 1 | 2050-12-31 | 1 | #N/A | #N/A | No | 25.872 | 25.872 | Not Found | #N/A | #N/A | #N/A | Not Found | #N/A | #N/A | #N/A | 25.872 | 25.872 | 25.872 | 25.872 |  |  | No |  | No | No | No
| JM_Shafer_CC | JMShaferCC1 (Total CC Plant) | teppc | PSCO | PSCO | Public Service Company of Colorado | PSCO | Excluded | 1985-06-10 | 2030-04-15 | 1985 | 2029 | 275.4 | 100% | 275.4 | 275.4 | CCWhole-NatGas-Industrial | CC_NG | CC | Excluded_CCGT |  |  |  | Excluded | 1985 | 2029 | 0 | Excluded | 275.4 | 1 | 275.4 | 1 | 1 | 2030-04-15 | 1 | #N/A | #N/A | No | 0 | 0 | Not Found | #N/A | #N/A | #N/A | Not Found | #N/A | #N/A | #N/A | 0 | 0 | 0 | 0 |  |  | No |  | No | No | No
| John_C_Boyle_1 | John C Boyle-1 | teppc | PACW | PACW | PacifiCorp – West | PACW | NW | 1958-10-01 | 2030-01-01 | 1958 | 2029 | 50.35 | 100% | 50.35 | 50.35 | Hydro | Hydro_Standard | Hydro | NW_Hydro |  |  |  | NW_Hydro | 1959 | 2029 | 0 | NW | 50.35 | 1 | 50.35 | 1 | 1 | 2030-01-01 | 1 | #N/A | #N/A | No | #N/A | #N/A | Not Found | #N/A | #N/A | #N/A | Not Found | #N/A | #N/A | #N/A | #N/A | #N/A |  |  |  |  | No |  | No | No | No
| John_C_Boyle_2 | John C Boyle-2 | teppc | PACW | PACW | PacifiCorp – West | PACW | NW | 1958-10-01 | 2030-01-01 | 1958 | 2029 | 47.63 | 100% | 47.63 | 47.63 | Hydro | Hydro_Standard | Hydro | NW_Hydro |  |  |  | NW_Hydro | 1959 | 2029 | 0 | NW | 47.63 | 1 | 47.63 | 1 | 1 | 2030-01-01 | 1 | #N/A | #N/A | No | #N/A | #N/A | Not Found | #N/A | #N/A | #N/A | Not Found | #N/A | #N/A | #N/A | #N/A | #N/A |  |  |  |  | No |  | No | No | No
| John_Day | John Day | teppc | BPAT | BPAT | Bonneville Power Administration – Transmission | BPAT | NW | 1968-08-01 | 2050-12-31 | 1968 | 2050 | 2160 | 100% | 2160 | 2160 | Hydro | Hydro_Standard | Hydro | NW_Hydro |  |  |  | NW_Hydro | 1968 | 2050 | 0 | NW | 2160 | 1 | 2160 | 1 | 1 | 2050-12-31 | 1 | #N/A | #N/A | No | #N/A | #N/A | Not Found | #N/A | #N/A | #N/A | Not Found | #N/A | #N/A | #N/A | #N/A | #N/A |  |  |  |  | No |  | No | No | No
| JohnHart1_Exp | John Hart Upgrade Project-1_BCH-JHT | teppc | BCHA | BCHA | British Columbia Transmission Company | BCHA_AESO | Excluded | 2016-03-01 | 2060-03-31 | 2016 | 2059 | 46 | 100% | 46 | 46 | Hydro | Hydro_Standard | Hydro | Excluded_Hydro |  |  |  | Excluded | 2016 | 2059 | 0 | Excluded | 46 | 1 | 46 | 1 | 1 | 2050-12-31 | 1 | #N/A | #N/A | No | 0 | 0 | Not Found | #N/A | #N/A | #N/A | Not Found | #N/A | #N/A | #N/A | 0 | 0 | 0 | 0 |  |  | No |  | No | No | No
| JohnHart2_Exp | John Hart Upgrade Project-2_BCH-JHT | teppc | BCHA | BCHA | British Columbia Transmission Company | BCHA_AESO | Excluded | 2016-03-01 | 2060-03-31 | 2016 | 2059 | 46 | 100% | 46 | 46 | Hydro | Hydro_Standard | Hydro | Excluded_Hydro |  |  |  | Excluded | 2016 | 2059 | 0 | Excluded | 46 | 1 | 46 | 1 | 1 | 2050-12-31 | 1 | #N/A | #N/A | No | 0 | 0 | Not Found | #N/A | #N/A | #N/A | Not Found | #N/A | #N/A | #N/A | 0 | 0 | 0 | 0 |  |  | No |  | No | No | No
| JohnHart3_Exp | John Hart Upgrade Project-3_BCH-JHT | teppc | BCHA | BCHA | British Columbia Transmission Company | BCHA_AESO | Excluded | 2016-03-01 | 2060-03-31 | 2016 | 2059 | 46 | 100% | 46 | 46 | Hydro | Hydro_Standard | Hydro | Excluded_Hydro |  |  |  | Excluded | 2016 | 2059 | 0 | Excluded | 46 | 1 | 46 | 1 | 1 | 2050-12-31 | 1 | #N/A | #N/A | No | 0 | 0 | Not Found | #N/A | #N/A | #N/A | Not Found | #N/A | #N/A | #N/A | 0 | 0 | 0 | 0 |  |  | No |  | No | No | No
| JohnHart4 | John Hart-4_John Hart-4_BCH-JHT | teppc | BCHA | BCHA | British Columbia Transmission Company | BCHA_AESO | Excluded | 1947-01-01 | 2019-03-01 | 1947 | 2018 | 21 | 100% | 21 | 21 | Hydro | Hydro_Standard | Hydro | Excluded_Hydro |  |  |  | Excluded | 1947 | 2018 | 0 | Excluded | 21 | 1 | 21 | 1 | 1 | 2019-03-01 | 1 | #N/A | #N/A | No | 0 | 0 | Not Found | #N/A | #N/A | #N/A | Not Found | #N/A | #N/A | #N/A | 0 | 0 | 0 | 0 |  |  | No |  | No | No | No
| JohnHart5 | John Hart-5_John Hart-5_BCH-JHT | teppc | BCHA | BCHA | British Columbia Transmission Company | BCHA_AESO | Excluded | 1947-01-01 | 2019-03-01 | 1947 | 2018 | 21 | 100% | 21 | 21 | Hydro | Hydro_Standard | Hydro | Excluded_Hydro |  |  |  | Excluded | 1947 | 2018 | 0 | Excluded | 21 | 1 | 21 | 1 | 1 | 2019-03-01 | 1 | #N/A | #N/A | No | 0 | 0 | Not Found | #N/A | #N/A | #N/A | Not Found | #N/A | #N/A | #N/A | 0 | 0 | 0 | 0 |  |  | No |  | No | No | No
| JohnHart6 | John Hart-6_John Hart-6_BCH-JHT | teppc | BCHA | BCHA | British Columbia Transmission Company | BCHA_AESO | Excluded | 1947-01-01 | 2019-03-01 | 1947 | 2018 | 21 | 100% | 21 | 21 | Hydro | Hydro_Standard | Hydro | Excluded_Hydro |  |  |  | Excluded | 1947 | 2018 | 0 | Excluded | 21 | 1 | 21 | 1 | 1 | 2019-03-01 | 1 | #N/A | #N/A | No | 0 | 0 | Not Found | #N/A | #N/A | #N/A | Not Found | #N/A | #N/A | #N/A | 0 | 0 | 0 | 0 |  |  | No |  | No | No | No
| Jones_Fork_H1 | Jones Fork 1 | teppc | BANC | BANC | Balancing Authority of Northern California | SMUD | BANC | 1985-06-01 | 2050-12-31 | 1985 | 2050 | 9.5 | 100% | 9.5 | 9.5 | Hydro | Hydro_Standard | Hydro | BANC_Small_Hydro |  |  |  | BANC_Small_Hydro_for_Other | 1985 | 2050 | 0 | BANC | 9.5 | 1 | 9.5 | 1 | 1 | 2050-12-31 | 1 | #N/A | #N/A | No | 4.75 | 4.75 | Not Found | #N/A | #N/A | #N/A | Not Found | #N/A | #N/A | #N/A | 4.75 | 4.75 | 4.75 | 4.75 |  |  | No |  | No | No | No
| Jordan_River | Jordan River-1_Jordan River-1_BCH-JOR | teppc | BCHA | BCHA | British Columbia Transmission Company | BCHA_AESO | Excluded | 1912-01-01 | 2033-03-31 | 1912 | 2032 | 170 | 100% | 170 | 170 | Hydro | Hydro_Standard | Hydro | Excluded_Hydro |  |  |  | Excluded | 1912 | 2032 | 0 | Excluded | 170 | 1 | 170 | 1 | 1 | 2033-03-31 | 1 | #N/A | #N/A | No | 0 | 0 | Not Found | #N/A | #N/A | #N/A | Not Found | #N/A | #N/A | #N/A | 0 | 0 | 0 | 0 |  |  | No |  | No | No | No
| Judge_F_Carr_1 | Judge Francis Carr 1¦Judge F Carr 1 | teppc | BANC | BANC | Balancing Authority of Northern California | SMUD | BANC | 1963-05-01 | 2050-12-31 | 1963 | 2050 | 86 | 100% | 86 | 86 | Hydro | Hydro_Standard | Hydro | BANC_Hydro |  |  |  | BANC_Hydro | 1963 | 2050 | 0 | BANC | 86 | 1 | 86 | 1 | 1 | 2050-12-31 | 1 | #N/A | #N/A | No | #N/A | #N/A | Not Found | #N/A | #N/A | #N/A | Not Found | #N/A | #N/A | #N/A | #N/A | #N/A |  |  |  |  | No |  | No | No | No
| Judge_F_Carr_2 | Judge Francis Carr 2 | teppc | BANC | BANC | Balancing Authority of Northern California | SMUD | BANC | 1963-07-01 | 2050-12-31 | 1963 | 2050 | 86 | 100% | 86 | 86 | Hydro | Hydro_Standard | Hydro | BANC_Hydro |  |  |  | BANC_Hydro | 1963 | 2050 | 0 | BANC | 86 | 1 | 86 | 1 | 1 | 2050-12-31 | 1 | #N/A | #N/A | No | #N/A | #N/A | Not Found | #N/A | #N/A | #N/A | Not Found | #N/A | #N/A | #N/A | #N/A | #N/A |  |  |  |  | No |  | No | No | No
| Judith_Gap | Judith Gap Wind Energy Center-1 | teppc | NWMT | NWMT | NorthWestern Energy | NWMT_WAUW | NW | 2006-02-01 | 2050-01-01 | 2006 | 2049 | 135 | 100% | 135 | 135 | WT-Onshore | wind_onshorewind | Wind | NW_Wind |  |  |  | NW_Wind_for_Other | 2006 | 2049 | 0 | NW | 135 | 1 | 135 | 1 | 1 | 2050-01-01 | 1 | #N/A | #N/A | No | #N/A | #N/A | Not Found | #N/A | #N/A | #N/A | Not Found | #N/A | #N/A | #N/A | #N/A | #N/A |  |  |  |  | No |  | No | No | No
| Judy_Creek_1 | Pengrowth Judy Creek 1 | teppc | BCHA | BCHA | British Columbia Transmission Company | BCHA_AESO | Excluded | 2014-06-01 | 2050-12-31 | 2014 | 2050 | 15 | 100% | 15 | 15 | CT-NatGas-Industrial | CT_NG | CT | Excluded_Peaker |  |  |  | Excluded | 2014 | 2050 | 0 | Excluded | 15 | 1 | 15 | 1 | 1 | 2050-12-31 | 1 | #N/A | #N/A | No | 0 | 0 | Not Found | #N/A | #N/A | #N/A | Not Found | #N/A | #N/A | #N/A | 0 | 0 | 0 | 0 |  |  | No |  | No | No | No
| JuniperCanyon1 | Juniper Canyon I Wind Project-1 | teppc | TPWR | TPWR | Tacoma Power | BPAT | NW | 2011-03-01 | 2050-12-31 | 2011 | 2050 | 151.2 | 100% | 151.2 | 151.2 | WT-Onshore | wind_onshorewind | Wind | NW_Wind | CAISO | 4.6721 |  | NW_Wind_for_Other | 2011 | 2050 | 146.5279 | CAISO | 4.6721 | 1 | 4.6721 | 1 | 1 | 2050-12-31 | 1 | #N/A | #N/A | No | #N/A | #N/A | Not Found | #N/A | #N/A | #N/A | Not Found | #N/A | #N/A | #N/A | #N/A | #N/A |  |  |  |  | No |  | No | No | No
| JuniperCanyon2 | Juniper Canyon 2-WT( 48 x 2.1) | teppc | TPWR | TPWR | Tacoma Power | BPAT | NW | 2015-12-01 | 2030-04-15 | 2015 | 2029 | 101 | 100% | 101 | 101 | WT-Onshore | wind_onshorewind | Wind | NW_Wind |  |  |  | NW_Wind_for_Other | 2016 | 2029 | 0 | NW | 101 | 1 | 101 | 1 | 1 | 2030-04-15 | 1 | #N/A | #N/A | No | #N/A | #N/A | Not Found | #N/A | #N/A | #N/A | Not Found | #N/A | #N/A | #N/A | #N/A | #N/A |  |  |  |  | No |  | No | No | No
| K_Road_Moapa | Moapa Southern Paiute Solar Project (K Road Moapa) | teppc | LDWP | LDWP | Los Angeles Department of Water and Power | LADWP | LDWP | 2016-12-01 | 2050-12-31 | 2016 | 2050 | 250 | 100% | 250 | 250 | SolarPV-NonTracking | FixedPV_sun | Solar_Fixed | LDWP_Solar |  |  |  | LDWP_Solar_for_Other | 2017 | 2050 | 0 | LDWP | 250 | 1 | 250 | 1 | 1 | 2050-12-31 | 1 | #N/A | #N/A | No | #N/A | #N/A | Not Found | #N/A | #N/A | #N/A | Not Found | #N/A | #N/A | #N/A | #N/A | #N/A |  |  |  |  | No |  | No | No | No
| K_Road_Modesto | K Road Modesto Solar-1¦McHenry Solar Farm (Modesto) 1 | teppc | BANC | BANC | Balancing Authority of Northern California | SMUD | BANC | 2012-07-01 | 2050-12-31 | 2012 | 2050 | 26.32 | 100% | 26.32 | 26.32 | SolarPV-Tracking | 1axPV_sun | Solar_1Axis | BANC_Solar |  |  |  | BANC_Solar_for_Other | 2012 | 2050 | 0 | BANC | 26.32 | 1 | 26.32 | 1 | 1 | 2050-12-31 | 1 | #N/A | #N/A | No | #N/A | #N/A | Not Found | #N/A | #N/A | #N/A | Not Found | #N/A | #N/A | #N/A | #N/A | #N/A |  |  |  |  | No |  | No | No | No
| KamloopsGreen1 | Kamloops Green Energy-1_Kamloops Green Energy-1_IPP-WEY | teppc | BCHA | BCHA | British Columbia Transmission Company | BCHA_AESO | Excluded | 2012-12-01 | 2027-12-15 | 2012 | 2027 | 28 | 100% | 28 | 28 | Bio-ST | ST_Biomass | Biomass/Wood | Excluded_Biomass |  |  |  | Excluded | 2013 | 2027 | 0 | Excluded | 28 | 1 | 28 | 1 | 1 | 2027-12-15 | 1 | #N/A | #N/A | No | 0 | 0 | Not Found | #N/A | #N/A | #N/A | Not Found | #N/A | #N/A | #N/A | 0 | 0 | 0 | 0 |  |  | No |  | No | No | No
| KamloopsGreen2 | Kamloops Green Energy-2_Kamloops Green Energy-2_IPP-WEY | teppc | BCHA | BCHA | British Columbia Transmission Company | BCHA_AESO | Excluded | 2012-12-01 | 2027-12-15 | 2012 | 2027 | 16 | 100% | 16 | 16 | Bio-ST | ST_Biomass | Biomass/Wood | Excluded_Biomass |  |  |  | Excluded | 2013 | 2027 | 0 | Excluded | 16 | 1 | 16 | 1 | 1 | 2027-12-15 | 1 | #N/A | #N/A | No | 0 | 0 | Not Found | #N/A | #N/A | #N/A | Not Found | #N/A | #N/A | #N/A | 0 | 0 | 0 | 0 |  |  | No |  | No | No | No
| KamloopsGreen3 | Kamloops Green Energy-3_Kamloops Green Energy-3_IPP-WEY | teppc | BCHA | BCHA | British Columbia Transmission Company | BCHA_AESO | Excluded | 2012-12-01 | 2027-12-15 | 2012 | 2027 | 32 | 100% | 32 | 32 | Bio-ST | ST_Biomass | Biomass/Wood | Excluded_Biomass |  |  |  | Excluded | 2013 | 2027 | 0 | Excluded | 32 | 1 | 32 | 1 | 1 | 2027-12-15 | 1 | #N/A | #N/A | No | 0 | 0 | Not Found | #N/A | #N/A | #N/A | Not Found | #N/A | #N/A | #N/A | 0 | 0 | 0 | 0 |  |  | No |  | No | No | No
| KANAKA_1_UNIT | KANAKA | caiso | PGE_Valley | PGE_Valley | Pacific Gas and Electric Valley | PGE_Valley | CAISO | 1989-02-13 | 2019-03-20 | 1989 | 2018 | 2.5 | 100% | 2.5 | 2.5 | n/a | Hydro_Standard | Hydro | CAISO_Small_Hydro |  |  |  | CAISO_Small_Hydro_for_CAISO | 1989 | 2018 | 0 | CAISO | 2.5 | 1 | 2.5 | 1 | 1 | 2019-03-20 | 1 | KANAKA_1_UNIT | #N/A | No | 1.25 | 1.25 | Not Found | #N/A | #N/A | #N/A | Not Found | #N/A | #N/A | #N/A | 1.25 | 1.25 | 1.25 | 1.25 |  |  | No |  | No | No | No
| Kananaskis1_1 | Kananaskis1-1 | teppc | AESO | AESO | Alberta Electric System Operator | BCHA_AESO | Excluded | 1954-01-01 | 2050-12-01 | 1954 | 2050 | 4.5 | 100% | 4.5 | 4.5 | Hydro | Hydro_Standard | Hydro | Excluded_Hydro |  |  |  | Excluded | 1954 | 2050 | 0 | Excluded | 4.5 | 1 | 4.5 | 1 | 1 | 2050-12-01 | 1 | #N/A | #N/A | No | 0 | 0 | Not Found | #N/A | #N/A | #N/A | Not Found | #N/A | #N/A | #N/A | 0 | 0 | 0 | 0 |  |  | No |  | No | No | No
| Kananaskis2_HY2 | Kananaskis2-HY2 | teppc | AESO | AESO | Alberta Electric System Operator | BCHA_AESO | Excluded | 1954-01-01 | 2050-12-01 | 1954 | 2050 | 4.5 | 100% | 4.5 | 4.5 | Hydro | Hydro_Standard | Hydro | Excluded_Hydro |  |  |  | Excluded | 1954 | 2050 | 0 | Excluded | 4.5 | 1 | 4.5 | 1 | 1 | 2050-12-01 | 1 | #N/A | #N/A | No | 0 | 0 | Not Found | #N/A | #N/A | #N/A | Not Found | #N/A | #N/A | #N/A | 0 | 0 | 0 | 0 |  |  | No |  | No | No | No
| Kananaskis3_HY3 | Kananaskis3-HY3 | teppc | AESO | AESO | Alberta Electric System Operator | BCHA_AESO | Excluded | 1954-01-01 | 2050-12-01 | 1954 | 2050 | 10 | 100% | 10 | 10 | Hydro | Hydro_Standard | Hydro | Excluded_Hydro |  |  |  | Excluded | 1954 | 2050 | 0 | Excluded | 10 | 1 | 10 | 1 | 1 | 2050-12-01 | 1 | #N/A | #N/A | No | 0 | 0 | Not Found | #N/A | #N/A | #N/A | Not Found | #N/A | #N/A | #N/A | 0 | 0 | 0 | 0 |  |  | No |  | No | No | No
| KANSAS_6_SOLAR | RE Kansas South | caiso | PGE_Valley | PGE_Valley | Pacific Gas and Electric Valley | PGE_Valley | CAISO | 2013-06-06 | 2050-12-31 | 2013 | 2050 | 20 | 100% | 20 | 20 | n/a | PVgeneric_sun | Solar_Fixed | CAISO_Solar |  |  |  | CAISO_Solar_for_CAISO | 2013 | 2050 | 0 | CAISO | 20 | 1 | 20 | 1 | 1 | 2050-12-31 | 1 | KANSAS_6_SOLAR | EO | Yes | 5.4 | 2.8 | NQC List | 0 | 0 | SUN | NQC List | 0 | 0 | SUN | 0 | 0 | 0 | 0 |  |  | No |  | No | No | No
| KaselWitherpoonCoLS1 | K W Company-LS1 | teppc | IPFE | IPFE | Idaho Far East | IPCO | NW | 1985-06-01 | 2050-12-31 | 1985 | 2050 | 0.1 | 100% | 0.1 | 0.1 | Hydro | Hydro_Standard | Hydro | NW_Hydro |  |  |  | NW_Hydro | 1985 | 2050 | 0 | NW | 0.1 | 1 | 0.1 | 1 | 1 | 2050-12-31 | 1 | #N/A | #N/A | No | #N/A | #N/A | Not Found | #N/A | #N/A | #N/A | Not Found | #N/A | #N/A | #N/A | #N/A | #N/A |  |  |  |  | No |  | No | No | No
| KaselWitherpoonCoLS2 | K W Company-LS2 | teppc | IPFE | IPFE | Idaho Far East | IPCO | NW | 1985-06-01 | 2050-12-31 | 1985 | 2050 | 0.1 | 100% | 0.1 | 0.1 | Hydro | Hydro_Standard | Hydro | NW_Hydro |  |  |  | NW_Hydro | 1985 | 2050 | 0 | NW | 0.1 | 1 | 0.1 | 1 | 1 | 2050-12-31 | 1 | #N/A | #N/A | No | #N/A | #N/A | Not Found | #N/A | #N/A | #N/A | Not Found | #N/A | #N/A | #N/A | #N/A | #N/A |  |  |  |  | No |  | No | No | No
| KaselWitherpoonCoLS3 | K W Company-LS3 | teppc | IPFE | IPFE | Idaho Far East | IPCO | NW | 1985-06-01 | 2050-12-31 | 1985 | 2050 | 0.1 | 100% | 0.1 | 0.1 | Hydro | Hydro_Standard | Hydro | NW_Hydro |  |  |  | NW_Hydro | 1985 | 2050 | 0 | NW | 0.1 | 1 | 0.1 | 1 | 1 | 2050-12-31 | 1 | #N/A | #N/A | No | #N/A | #N/A | Not Found | #N/A | #N/A | #N/A | Not Found | #N/A | #N/A | #N/A | #N/A | #N/A |  |  |  |  | No |  | No | No | No
| KaselWitherpoonCoLS4 | K W Company-LS4 | teppc | IPFE | IPFE | Idaho Far East | IPCO | NW | 1985-06-01 | 2050-12-31 | 1985 | 2050 | 0.1 | 100% | 0.1 | 0.1 | Hydro | Hydro_Standard | Hydro | NW_Hydro |  |  |  | NW_Hydro | 1985 | 2050 | 0 | NW | 0.1 | 1 | 0.1 | 1 | 1 | 2050-12-31 | 1 | #N/A | #N/A | No | #N/A | #N/A | Not Found | #N/A | #N/A | #N/A | Not Found | #N/A | #N/A | #N/A | #N/A | #N/A |  |  |  |  | No |  | No | No | No
| KaselWitherpoonCoLS5 | K W Company-LS5 | teppc | IPFE | IPFE | Idaho Far East | IPCO | NW | 1985-06-01 | 2050-12-31 | 1985 | 2050 | 0.1 | 100% | 0.1 | 0.1 | Hydro | Hydro_Standard | Hydro | NW_Hydro |  |  |  | NW_Hydro | 1985 | 2050 | 0 | NW | 0.1 | 1 | 0.1 | 1 | 1 | 2050-12-31 | 1 | #N/A | #N/A | No | #N/A | #N/A | Not Found | #N/A | #N/A | #N/A | Not Found | #N/A | #N/A | #N/A | #N/A | #N/A |  |  |  |  | No |  | No | No | No
| KaselWitherpoonCoUE5 | K W Company-UE5 | teppc | IPFE | IPFE | Idaho Far East | IPCO | NW | 1997-04-01 | 2050-12-31 | 1997 | 2050 | 0.1 | 100% | 0.1 | 0.1 | Hydro | Hydro_Standard | Hydro | NW_Hydro |  |  |  | NW_Hydro | 1997 | 2050 | 0 | NW | 0.1 | 1 | 0.1 | 1 | 1 | 2050-12-31 | 1 | #N/A | #N/A | No | #N/A | #N/A | Not Found | #N/A | #N/A | #N/A | Not Found | #N/A | #N/A | #N/A | #N/A | #N/A |  |  |  |  | No |  | No | No | No
| KaselWitherpoonCoUW1 | K W Company-UW1 | teppc | IPFE | IPFE | Idaho Far East | IPCO | NW | 1983-12-01 | 2050-12-31 | 1983 | 2050 | 0.2 | 100% | 0.2 | 0.2 | Hydro | Hydro_Standard | Hydro | NW_Hydro |  |  |  | NW_Hydro | 1984 | 2050 | 0 | NW | 0.2 | 1 | 0.2 | 1 | 1 | 2050-12-31 | 1 | #N/A | #N/A | No | #N/A | #N/A | Not Found | #N/A | #N/A | #N/A | Not Found | #N/A | #N/A | #N/A | #N/A | #N/A |  |  |  |  | No |  | No | No | No
| KaselWitherpoonCoUW2 | K W Company-UW2 | teppc | IPFE | IPFE | Idaho Far East | IPCO | NW | 1983-12-01 | 2050-12-31 | 1983 | 2050 | 0.2 | 100% | 0.2 | 0.2 | Hydro | Hydro_Standard | Hydro | NW_Hydro |  |  |  | NW_Hydro | 1984 | 2050 | 0 | NW | 0.2 | 1 | 0.2 | 1 | 1 | 2050-12-31 | 1 | #N/A | #N/A | No | #N/A | #N/A | Not Found | #N/A | #N/A | #N/A | Not Found | #N/A | #N/A | #N/A | #N/A | #N/A |  |  |  |  | No |  | No | No | No
| KaselWitherpoonCoUW3 | K W Company-UW3 | teppc | IPFE | IPFE | Idaho Far East | IPCO | NW | 1983-12-01 | 2050-12-31 | 1983 | 2050 | 0.2 | 100% | 0.2 | 0.2 | Hydro | Hydro_Standard | Hydro | NW_Hydro |  |  |  | NW_Hydro | 1984 | 2050 | 0 | NW | 0.2 | 1 | 0.2 | 1 | 1 | 2050-12-31 | 1 | #N/A | #N/A | No | #N/A | #N/A | Not Found | #N/A | #N/A | #N/A | Not Found | #N/A | #N/A | #N/A | #N/A | #N/A |  |  |  |  | No |  | No | No | No
| KaselWitherpoonCoUW4 | K W Company-UW4 | teppc | IPFE | IPFE | Idaho Far East | IPCO | NW | 1983-12-01 | 2050-12-31 | 1983 | 2050 | 0.2 | 100% | 0.2 | 0.2 | Hydro | Hydro_Standard | Hydro | NW_Hydro |  |  |  | NW_Hydro | 1984 | 2050 | 0 | NW | 0.2 | 1 | 0.2 | 1 | 1 | 2050-12-31 | 1 | #N/A | #N/A | No | #N/A | #N/A | Not Found | #N/A | #N/A | #N/A | Not Found | #N/A | #N/A | #N/A | #N/A | #N/A |  |  |  |  | No |  | No | No | No
| KEARL13C |  | teppc | AESO | AESO | Alberta Electric System Operator | BCHA_AESO | Excluded | 1950-01-01 | 2050-12-31 | 1950 | 2050 | 81.1 | 100% | 81.1 | 81.1 | CT-AB-Cogen | Cogen_NG | Cogen | Excluded_CHP |  |  |  | Excluded | 1950 | 2050 | 0 | Excluded | 81.1 | 1 | 81.1 | 1 | 1 | 2050-12-31 | 1 | #N/A | #N/A | No | 0 | 0 | Not Found | #N/A | #N/A | #N/A | Not Found | #N/A | #N/A | #N/A | 0 | 0 | 0 | 0 |  |  | No |  | No | No | No
| Keephills1 | Keephills1-1 | teppc | BCHA | BCHA | British Columbia Transmission Company | BCHA_AESO | Excluded | 1983-01-01 | 2030-01-01 | 1983 | 2029 | 411 | 100% | 411 | 411 | ST-Coal | Steam_Coal | Coal | Excluded_Coal |  |  |  | Excluded | 1983 | 2029 | 0 | Excluded | 411 | 1 | 411 | 1 | 1 | 2030-01-01 | 1 | #N/A | #N/A | No | 0 | 0 | Not Found | #N/A | #N/A | #N/A | Not Found | #N/A | #N/A | #N/A | 0 | 0 | 0 | 0 |  |  | No |  | No | No | No
| Keephills1_Exp | TransAlta Keephills 1 Uprate-1 | teppc | BCHA | BCHA | British Columbia Transmission Company | BCHA_AESO | Excluded | 2012-05-01 | 2028-12-31 | 2012 | 2028 | 434 | 100% | 434 | 434 | ST-Coal | Steam_Coal | Coal | Excluded_Coal |  |  |  | Excluded | 2012 | 2028 | 0 | Excluded | 434 | 1 | 434 | 1 | 1 | 2028-12-31 | 1 | #N/A | #N/A | No | 0 | 0 | Not Found | #N/A | #N/A | #N/A | Not Found | #N/A | #N/A | #N/A | 0 | 0 | 0 | 0 |  |  | No |  | No | No | No
| Keephills1_Gas | Sheerness 2-2 | teppc | AESO | AESO | Alberta Electric System Operator | BCHA_AESO | Excluded | 1990-01-01 | 2050-12-31 | 1990 | 2050 | 411 | 100% | 411 | 411 | ST-NatGas | ST_NG | Steam | Excluded_ST |  |  |  | Excluded | 1990 | 2050 | 0 | Excluded | 411 | 1 | 411 | 1 | 1 | 2050-12-31 | 1 | #N/A | #N/A | No | 0 | 0 | Not Found | #N/A | #N/A | #N/A | Not Found | #N/A | #N/A | #N/A | 0 | 0 | 0 | 0 |  |  | No |  | No | No | No
| Keephills2 | Keephills2-2 | teppc | BCHA | BCHA | British Columbia Transmission Company | BCHA_AESO | Excluded | 1984-01-01 | 2030-01-01 | 1984 | 2029 | 411 | 100% | 411 | 411 | ST-Coal | Steam_Coal | Coal | Excluded_Coal |  |  |  | Excluded | 1984 | 2029 | 0 | Excluded | 411 | 1 | 411 | 1 | 1 | 2030-01-01 | 1 | #N/A | #N/A | No | 0 | 0 | Not Found | #N/A | #N/A | #N/A | Not Found | #N/A | #N/A | #N/A | 0 | 0 | 0 | 0 |  |  | No |  | No | No | No
| Keephills2_Exp | TransAlta Keephills 2 Uprate-1 | teppc | BCHA | BCHA | British Columbia Transmission Company | BCHA_AESO | Excluded | 2012-04-01 | 2028-12-31 | 2012 | 2028 | 434 | 100% | 434 | 434 | ST-Coal | Steam_Coal | Coal | Excluded_Coal |  |  |  | Excluded | 2012 | 2028 | 0 | Excluded | 434 | 1 | 434 | 1 | 1 | 2028-12-31 | 1 | #N/A | #N/A | No | 0 | 0 | Not Found | #N/A | #N/A | #N/A | Not Found | #N/A | #N/A | #N/A | 0 | 0 | 0 | 0 |  |  | No |  | No | No | No
| Keephills3_1 | Keephills3-1 | teppc | AESO | AESO | Alberta Electric System Operator | BCHA_AESO | Excluded | 2011-06-01 | 2029-12-31 | 2011 | 2029 | 498 | 100% | 498 | 498 | ST-Coal | Steam_Coal | Coal | Excluded_Coal |  |  |  | Excluded | 2011 | 2029 | 0 | Excluded | 498 | 1 | 498 | 1 | 1 | 2029-12-31 | 1 | #N/A | #N/A | No | 0 | 0 | Not Found | #N/A | #N/A | #N/A | Not Found | #N/A | #N/A | #N/A | 0 | 0 | 0 | 0 |  |  | No |  | No | No | No
| Keephils2_Gas | Sheerness 2-2 | teppc | AESO | AESO | Alberta Electric System Operator | BCHA_AESO | Excluded | 1990-01-01 | 2050-12-31 | 1990 | 2050 | 411 | 100% | 411 | 411 | ST-NatGas | ST_NG | Steam | Excluded_ST |  |  |  | Excluded | 1990 | 2050 | 0 | Excluded | 411 | 1 | 411 | 1 | 1 | 2050-12-31 | 1 | #N/A | #N/A | No | 0 | 0 | Not Found | #N/A | #N/A | #N/A | Not Found | #N/A | #N/A | #N/A | 0 | 0 | 0 | 0 |  |  | No |  | No | No | No
| KEKAWK_6_UNIT | STS HYDROPOWER LTD. (KEKAWAKA) | caiso | PGE_Bay | PGE_Bay | Pacific Gas and Electric Bay | PGE_Bay | CAISO | 1989-12-27 | 2050-12-31 | 1990 | 2050 | 5.5 | 100% | 5.5 | 5.5 | n/a | Hydro_Standard | Hydro | CAISO_Small_Hydro |  |  |  | CAISO_Small_Hydro_for_CAISO | 1990 | 2050 | 0 | CAISO | 5.5 | 1 | 5.5 | 1 | 1 | 2050-12-31 | 1 | KEKAWK_6_UNIT | FC | No | 2.75 | 2.75 | NQC List | 0 | 0 | WATER | NQC List | 0 | 0 | WATER | 0 | 0 | 0 | 0 |  |  | No |  | No | No | No
| KELSO_2_UNITS | Mariposa Energy | caiso | PGE_Bay | PGE_Bay | Pacific Gas and Electric Bay | PGE_Bay | CAISO | 2012-10-01 | 2050-12-31 | 2012 | 2050 | 198.03 | 100% | 198.03 | 198.03 | CT-NatGas-Aero | CT_NG | CT | CAISO_Peaker1 |  |  |  | CAISO_Peaker1 | 2013 | 2050 | 0 | CAISO | 198.03 | 1 | 198.03 | 1 | 1 | 2050-12-31 | 1 | KELSO_2_UNITS | FC | No | 182.9273 | 182.9273 | NQC List | 192.27 | 193.09 | NATURAL GAS | NQC List | 192.36 | 194.59 | NATURAL GAS | 192.36 | 194.59 | 192.27 | 193.09 |  |  | No |  | No | No | No
| KELYRG_6_UNIT | KELLY RIDGE HYDRO | caiso | PGE_Valley | PGE_Valley | Pacific Gas and Electric Valley | PGE_Valley | CAISO | 1963-01-01 | 2050-12-31 | 1963 | 2050 | 11 | 100% | 11 | 11 | n/a | Hydro_Standard | Hydro | CAISO_Small_Hydro |  |  |  | CAISO_Small_Hydro_for_CAISO | 1963 | 2050 | 0 | CAISO | 11 | 1 | 11 | 1 | 1 | 2050-12-31 | 1 | KELYRG_6_UNIT | FC | No | 5.5 | 5.5 | NQC List | 10.44 | 8.4 | WATER | NQC List | 11 | 11 | WATER | 11 | 11 | 10.44 | 8.4 |  |  | No |  | No | No | No
| Kemano_1 | Kemano-1_Kemano (RTA 2007 EPA)-1_IPP-KMO | teppc | BCHA | BCHA | British Columbia Transmission Company | BCHA_AESO | Excluded | 1949-12-01 | 2033-03-31 | 1949 | 2032 | 112.5 | 100% | 112.5 | 112.5 | Hydro | Hydro_Standard | Hydro | Excluded_Hydro |  |  |  | Excluded | 1950 | 2032 | 0 | Excluded | 112.5 | 1 | 112.5 | 1 | 1 | 2033-03-31 | 1 | #N/A | #N/A | No | 0 | 0 | Not Found | #N/A | #N/A | #N/A | Not Found | #N/A | #N/A | #N/A | 0 | 0 | 0 | 0 |  |  | No |  | No | No | No
| Kemano_2 | Kemano-2_Kemano (RTA 2007 EPA)-2_IPP-KMO | teppc | BCHA | BCHA | British Columbia Transmission Company | BCHA_AESO | Excluded | 1949-12-01 | 2033-03-31 | 1949 | 2032 | 112.5 | 100% | 112.5 | 112.5 | Hydro | Hydro_Standard | Hydro | Excluded_Hydro |  |  |  | Excluded | 1950 | 2032 | 0 | Excluded | 112.5 | 1 | 112.5 | 1 | 1 | 2033-03-31 | 1 | #N/A | #N/A | No | 0 | 0 | Not Found | #N/A | #N/A | #N/A | Not Found | #N/A | #N/A | #N/A | 0 | 0 | 0 | 0 |  |  | No |  | No | No | No
| Kemano_3 | Kemano-3_Kemano (RTA 2007 EPA)-3_IPP-KMO | teppc | BCHA | BCHA | British Columbia Transmission Company | BCHA_AESO | Excluded | 1949-12-01 | 2033-03-31 | 1949 | 2032 | 112.5 | 100% | 112.5 | 112.5 | Hydro | Hydro_Standard | Hydro | Excluded_Hydro |  |  |  | Excluded | 1950 | 2032 | 0 | Excluded | 112.5 | 1 | 112.5 | 1 | 1 | 2033-03-31 | 1 | #N/A | #N/A | No | 0 | 0 | Not Found | #N/A | #N/A | #N/A | Not Found | #N/A | #N/A | #N/A | 0 | 0 | 0 | 0 |  |  | No |  | No | No | No
| Kemano_4 | Kemano-4_Kemano (RTA 2007 EPA)-4_IPP-KMO | teppc | BCHA | BCHA | British Columbia Transmission Company | BCHA_AESO | Excluded | 1949-12-01 | 2040-03-31 | 1949 | 2039 | 112.5 | 100% | 112.5 | 112.5 | Hydro | Hydro_Standard | Hydro | Excluded_Hydro |  |  |  | Excluded | 1950 | 2039 | 0 | Excluded | 112.5 | 1 | 112.5 | 1 | 1 | 2040-03-31 | 1 | #N/A | #N/A | No | 0 | 0 | Not Found | #N/A | #N/A | #N/A | Not Found | #N/A | #N/A | #N/A | 0 | 0 | 0 | 0 |  |  | No |  | No | No | No
| Kemano_5 | Kemano-5_Kemano (RTA 2007 EPA)-5_IPP-KMO | teppc | BCHA | BCHA | British Columbia Transmission Company | BCHA_AESO | Excluded | 1949-12-01 | 2040-03-31 | 1949 | 2039 | 112.5 | 100% | 112.5 | 112.5 | Hydro | Hydro_Standard | Hydro | Excluded_Hydro |  |  |  | Excluded | 1950 | 2039 | 0 | Excluded | 112.5 | 1 | 112.5 | 1 | 1 | 2040-03-31 | 1 | #N/A | #N/A | No | 0 | 0 | Not Found | #N/A | #N/A | #N/A | Not Found | #N/A | #N/A | #N/A | 0 | 0 | 0 | 0 |  |  | No |  | No | No | No
| Kemano_6 | Kemano-6_Kemano (RTA 2007 EPA)-6_IPP-KMO | teppc | BCHA | BCHA | British Columbia Transmission Company | BCHA_AESO | Excluded | 1949-12-01 | 2040-03-31 | 1949 | 2039 | 112.5 | 100% | 112.5 | 112.5 | Hydro | Hydro_Standard | Hydro | Excluded_Hydro |  |  |  | Excluded | 1950 | 2039 | 0 | Excluded | 112.5 | 1 | 112.5 | 1 | 1 | 2040-03-31 | 1 | #N/A | #N/A | No | 0 | 0 | Not Found | #N/A | #N/A | #N/A | Not Found | #N/A | #N/A | #N/A | 0 | 0 | 0 | 0 |  |  | No |  | No | No | No
| Kemano_7 | Kemano-7_Kemano (RTA 2007 EPA)-7_IPP-KMO | teppc | BCHA | BCHA | British Columbia Transmission Company | BCHA_AESO | Excluded | 1949-12-01 | 2040-03-31 | 1949 | 2039 | 112.5 | 100% | 112.5 | 112.5 | Hydro | Hydro_Standard | Hydro | Excluded_Hydro |  |  |  | Excluded | 1950 | 2039 | 0 | Excluded | 112.5 | 1 | 112.5 | 1 | 1 | 2040-03-31 | 1 | #N/A | #N/A | No | 0 | 0 | Not Found | #N/A | #N/A | #N/A | Not Found | #N/A | #N/A | #N/A | 0 | 0 | 0 | 0 |  |  | No |  | No | No | No
| Kemano_8 | Kemano-8_Kemano (RTA 2007 EPA)-8_IPP-KMO | teppc | BCHA | BCHA | British Columbia Transmission Company | BCHA_AESO | Excluded | 1949-12-01 | 2040-03-31 | 1949 | 2039 | 112.5 | 100% | 112.5 | 112.5 | Hydro | Hydro_Standard | Hydro | Excluded_Hydro |  |  |  | Excluded | 1950 | 2039 | 0 | Excluded | 112.5 | 1 | 112.5 | 1 | 1 | 2040-03-31 | 1 | #N/A | #N/A | No | 0 | 0 | Not Found | #N/A | #N/A | #N/A | Not Found | #N/A | #N/A | #N/A | 0 | 0 | 0 | 0 |  |  | No |  | No | No | No
| KERKH1_7_UNIT_1 | KERKHOFF PH 1 UNIT #1 | caiso | PGE_Valley | PGE_Valley | Pacific Gas and Electric Valley | PGE_Valley | CAISO | 1920-01-01 | 2050-12-31 | 1920 | 2050 | 13 | 100% | 13 | 13 | n/a | Hydro_Standard | Hydro | CAISO_Hydro |  |  |  | CAISO_Hydro | 1920 | 2050 | 0 | CAISO | 13 | 1 | 13 | 1 | 1 | 2050-12-31 | 1 | KERKH1_7_UNIT 1 | FC | No | 10.9949 | 10.9949 | Not Found | #N/A | #N/A | #N/A | NQC List | 13 | 13 | WATER | 13 | 13 | 13 | 13 |  |  | No |  | No | No | No
| KERKH1_7_UNIT_3 | KERKHOFF PH 1 UNIT #3 | caiso | PGE_Valley | PGE_Valley | Pacific Gas and Electric Valley | PGE_Valley | CAISO | 1920-01-01 | 2050-12-31 | 1920 | 2050 | 12.8 | 100% | 12.8 | 12.8 | n/a | Hydro_Standard | Hydro | CAISO_Hydro |  |  |  | CAISO_Hydro | 1920 | 2050 | 0 | CAISO | 12.8 | 1 | 12.8 | 1 | 1 | 2050-12-31 | 1 | KERKH1_7_UNIT 3 | FC | No | 10.8258 | 10.8258 | NQC List | 0 | 0 | WATER | NQC List | 12.8 | 12.8 | WATER | 12.8 | 12.8 | 0 | 0 |  |  | No |  | No | No | No
| KERKH2_7_UNIT_1 | KERKHOFF PH 2 UNIT #1 | caiso | PGE_Valley | PGE_Valley | Pacific Gas and Electric Valley | PGE_Valley | CAISO | 1983-01-01 | 2050-12-31 | 1983 | 2050 | 153.9 | 100% | 153.9 | 153.9 | n/a | Hydro_Standard | Hydro | CAISO_Hydro |  |  |  | CAISO_Hydro | 1983 | 2050 | 0 | CAISO | 153.9 | 1 | 153.9 | 1 | 1 | 2050-12-31 | 1 | KERKH2_7_UNIT 1 | FC | No | 130.1631 | 130.1631 | NQC List | 84 | 75 | WATER | NQC List | 153.9 | 153.9 | WATER | 153.9 | 153.9 | 84 | 75 |  |  | No |  | No | No | No
| KERMAN_6_SOLAR1 | Fresno Solar South | caiso | PGE_Valley | PGE_Valley | Pacific Gas and Electric Valley | PGE_Valley | CAISO | 2015-10-21 | 2050-12-31 | 2015 | 2050 | 1.5 | 100% | 1.5 | 1.5 | n/a | PVgeneric_sun | Solar_Fixed | CAISO_Solar |  |  |  | CAISO_Solar_for_CAISO | 2016 | 2050 | 0 | CAISO | 1.5 | 1 | 1.5 | 1 | 1 | 2050-12-31 | 1 | KERMAN_6_SOLAR1 | EO | Yes | 0.405 | 0.21 | NQC List | 0 | 0 | SUN | NQC List | 0 | 0 | SUN | 0 | 0 | 0 | 0 |  |  | No |  | No | No | No
| KERMAN_6_SOLAR2 | Fresno Solar West | caiso | PGE_Valley | PGE_Valley | Pacific Gas and Electric Valley | PGE_Valley | CAISO | 2015-10-20 | 2050-12-31 | 2015 | 2050 | 1.5 | 100% | 1.5 | 1.5 | n/a | PVgeneric_sun | Solar_Fixed | CAISO_Solar |  |  |  | CAISO_Solar_for_CAISO | 2016 | 2050 | 0 | CAISO | 1.5 | 1 | 1.5 | 1 | 1 | 2050-12-31 | 1 | KERMAN_6_SOLAR2 | EO | Yes | 0.405 | 0.21 | NQC List | 0 | 0 | SUN | NQC List | 0 | 0 | SUN | 0 | 0 | 0 | 0 |  |  | No |  | No | No | No
| KERNFT_1_UNITS | KERN FRONT LIMITED | caiso | PGE_Valley | PGE_Valley | Pacific Gas and Electric Valley | PGE_Valley | CAISO | 1989-01-07 | 2050-12-31 | 1989 | 2050 | 52.4 | 100% | 52.4 | 52.4 | CT-NatGas-Aero | CT_NG | CT | CAISO_Peaker2 |  |  |  | CAISO_Peaker2 | 1989 | 2050 | 0 | CAISO | 52.4 | 1 | 52.4 | 1 | 1 | 2050-12-31 | 1 | KERNFT_1_UNITS | FC | No | 50.3719 | 50.3719 | NQC List | 48.6 | 49.11 | NATURAL GAS | NQC List | 48.6 | 49.11 | NATURAL GAS | 48.6 | 49.11 | 48.6 | 49.11 |  |  | No |  | No | No | No
| KERNRG_1_UNITS |  | caiso | PGE_Valley | PGE_Valley | Pacific Gas and Electric Valley | PGE_Valley | CAISO | 1985-01-01 | 2050-12-31 | 1985 | 2050 | 0.29 | 0.5254% | 0.29 | 55.2 | CT-NatGas-Aero | CT_NG | CT | CAISO_Peaker1 |  |  |  | CAISO_Peaker1 | 1985 | 2050 | 0 | CAISO | 55.2 | 1 | 55.2 | 1 | 1 | 2050-12-31 | 1 | KERNRG_1_UNITS | FC | No | 50.9902 | 50.9902 | NQC List | 0.37 | 0.34 | NATURAL GAS | NQC List | 0.2 | 0.42 | NATURAL GAS | 0.2 | 0.42 | 0.37 | 0.34 |  |  | No |  | No | No | No
| Kerr_KER1 | Kerr-KER1 | teppc | NWMT | NWMT | NorthWestern Energy | NWMT_WAUW | NW | 1938-10-01 | 2050-12-31 | 1938 | 2050 | 70.6 | 100% | 70.6 | 70.6 | Hydro | Hydro_Standard | Hydro | NW_Hydro |  |  |  | NW_Hydro | 1939 | 2050 | 0 | NW | 70.6 | 1 | 70.6 | 1 | 1 | 2050-12-31 | 1 | #N/A | #N/A | No | #N/A | #N/A | Not Found | #N/A | #N/A | #N/A | Not Found | #N/A | #N/A | #N/A | #N/A | #N/A |  |  |  |  | No |  | No | No | No
| Kerr_KER2 | Kerr-KER2 | teppc | NWMT | NWMT | NorthWestern Energy | NWMT_WAUW | NW | 1949-05-01 | 2050-12-31 | 1949 | 2050 | 50.4 | 100% | 50.4 | 50.4 | Hydro | Hydro_Standard | Hydro | NW_Hydro |  |  |  | NW_Hydro | 1949 | 2050 | 0 | NW | 50.4 | 1 | 50.4 | 1 | 1 | 2050-12-31 | 1 | #N/A | #N/A | No | #N/A | #N/A | Not Found | #N/A | #N/A | #N/A | Not Found | #N/A | #N/A | #N/A | #N/A | #N/A |  |  |  |  | No |  | No | No | No
| Kerr_KER3 | Kerr-KER3 | teppc | NWMT | NWMT | NorthWestern Energy | NWMT_WAUW | NW | 1954-11-01 | 2050-12-31 | 1954 | 2050 | 86.6 | 100% | 86.6 | 86.6 | Hydro | Hydro_Standard | Hydro | NW_Hydro |  |  |  | NW_Hydro | 1955 | 2050 | 0 | NW | 86.6 | 1 | 86.6 | 1 | 1 | 2050-12-31 | 1 | #N/A | #N/A | No | #N/A | #N/A | Not Found | #N/A | #N/A | #N/A | Not Found | #N/A | #N/A | #N/A | #N/A | #N/A |  |  |  |  | No |  | No | No | No
| KERRGN_1_UNIT_1 | KERN RIVER HYDRO UNITS 1-4 AGGREGATE | caiso | SCE | PGE_Valley | Pacific Gas and Electric Valley | PGE_Valley | CAISO | 1907-01-01 | 2050-12-31 | 1907 | 2050 | 25.6 | 100% | 25.6 | 25.6 | n/a | Hydro_Standard | Hydro | CAISO_Hydro |  |  |  | CAISO_Hydro | 1907 | 2050 | 0 | CAISO | 25.6 | 1 | 25.6 | 1 | 1 | 2050-12-31 | 1 | KERRGN_1_UNIT 1 | FC | No | 21.6516 | 21.6516 | NQC List | 23.25 | 22.81 | WATER | NQC List | 23 | 17.99 | WATER | 23 | 17.99 | 23.25 | 22.81 |  |  | No |  | No | No | No
| Keswick_1 | Keswick 1 | teppc | BANC | BANC | Balancing Authority of Northern California | SMUD | BANC | 1950-03-01 | 2050-12-31 | 1950 | 2050 | 25 | 100% | 25 | 25 | Hydro | Hydro_Standard | Hydro | BANC_Hydro |  |  |  | BANC_Hydro | 1950 | 2050 | 0 | BANC | 25 | 1 | 25 | 1 | 1 | 2050-12-31 | 1 | #N/A | #N/A | No | #N/A | #N/A | Not Found | #N/A | #N/A | #N/A | Not Found | #N/A | #N/A | #N/A | #N/A | #N/A |  |  |  |  | No |  | No | No | No
| Keswick_2 | Keswick 2 | teppc | BANC | BANC | Balancing Authority of Northern California | SMUD | BANC | 1949-12-01 | 2050-12-31 | 1949 | 2050 | 25 | 100% | 25 | 25 | Hydro | Hydro_Standard | Hydro | BANC_Hydro |  |  |  | BANC_Hydro | 1950 | 2050 | 0 | BANC | 25 | 1 | 25 | 1 | 1 | 2050-12-31 | 1 | #N/A | #N/A | No | #N/A | #N/A | Not Found | #N/A | #N/A | #N/A | Not Found | #N/A | #N/A | #N/A | #N/A | #N/A |  |  |  |  | No |  | No | No | No
| Keswick_3 | Keswick 3 | teppc | BANC | BANC | Balancing Authority of Northern California | SMUD | BANC | 1949-10-01 | 2050-12-31 | 1949 | 2050 | 25 | 100% | 25 | 25 | Hydro | Hydro_Standard | Hydro | BANC_Hydro |  |  |  | BANC_Hydro | 1950 | 2050 | 0 | BANC | 25 | 1 | 25 | 1 | 1 | 2050-12-31 | 1 | #N/A | #N/A | No | #N/A | #N/A | Not Found | #N/A | #N/A | #N/A | Not Found | #N/A | #N/A | #N/A | #N/A | #N/A |  |  |  |  | No |  | No | No | No
| KettleFalls1 | Kettle Falls Generating Station-1 | teppc | AVA | AVA | Avista Corp. | BPAT | NW | 1983-12-01 | 2050-12-31 | 1983 | 2050 | 50.7 | 100% | 50.7 | 50.7 | Bio-ST | ST_Biomass | Biomass/Wood | NW_Biomass |  |  |  | NW_Biomass_for_Other | 1984 | 2050 | 0 | NW | 50.7 | 1 | 50.7 | 1 | 1 | 2050-12-31 | 1 | #N/A | #N/A | No | 35.3886 | 35.3886 | Not Found | #N/A | #N/A | #N/A | Not Found | #N/A | #N/A | #N/A | 35.3886 | 35.3886 | 35.3886 | 35.3886 |  |  | No |  | No | No | No
| KettleFalls2 | Kettle Falls Generating Station-2 | teppc | AVA | AVA | Avista Corp. | BPAT | NW | 2002-05-01 | 2050-12-31 | 2002 | 2050 | 7.2 | 100% | 7.2 | 7.2 | CT-NatGas-Aero | CT_NG | CT | NW_Peaker |  |  |  | NW_Peaker | 2002 | 2050 | 0 | NW | 7.2 | 1 | 7.2 | 1 | 1 | 2050-12-31 | 1 | #N/A | #N/A | No | 7.2 | 7.2 | Not Found | #N/A | #N/A | #N/A | Not Found | #N/A | #N/A | #N/A | 7.2 | 7.2 | 7.2 | 7.2 |  |  | No |  | No | No | No
| KettlesHills2_1 | Kettle Hills 2-1_KettlesHill1a | teppc | AESO | AESO | Alberta Electric System Operator | BCHA_AESO | Excluded | 2007-09-01 | 2050-12-01 | 2007 | 2050 | 1.8 | 100% | 1.8 | 1.8 | WT-Onshore | wind_onshorewind | Wind | Excluded_Wind |  |  |  | Excluded | 2008 | 2050 | 0 | Excluded | 1.8 | 1 | 1.8 | 1 | 1 | 2050-12-01 | 1 | #N/A | #N/A | No | 0 | 0 | Not Found | #N/A | #N/A | #N/A | Not Found | #N/A | #N/A | #N/A | 0 | 0 | 0 | 0 |  |  | No |  | No | No | No
| KettlesHills2_2 | Kettle Hills 2-2_KettlesHill1b | teppc | AESO | AESO | Alberta Electric System Operator | BCHA_AESO | Excluded | 2007-09-01 | 2050-12-01 | 2007 | 2050 | 14.4 | 100% | 14.4 | 14.4 | WT-Onshore | wind_onshorewind | Wind | Excluded_Wind |  |  |  | Excluded | 2008 | 2050 | 0 | Excluded | 14.4 | 1 | 14.4 | 1 | 1 | 2050-12-01 | 1 | #N/A | #N/A | No | 0 | 0 | Not Found | #N/A | #N/A | #N/A | Not Found | #N/A | #N/A | #N/A | 0 | 0 | 0 | 0 |  |  | No |  | No | No | No
| KettlesHills2_3 | Kettle Hills 2-3_KettlesHill2a | teppc | BCHA | BCHA | British Columbia Transmission Company | BCHA_AESO | Excluded | 2007-09-01 | 2050-12-01 | 2007 | 2050 | 1.8 | 100% | 1.8 | 1.8 | WT-Onshore | wind_onshorewind | Wind | Excluded_Wind |  |  |  | Excluded | 2008 | 2050 | 0 | Excluded | 1.8 | 1 | 1.8 | 1 | 1 | 2050-12-01 | 1 | #N/A | #N/A | No | 0 | 0 | Not Found | #N/A | #N/A | #N/A | Not Found | #N/A | #N/A | #N/A | 0 | 0 | 0 | 0 |  |  | No |  | No | No | No
| KettlesHills2_4 | Kettle Hills 2-4_KettlesHill2b | teppc | AESO | AESO | Alberta Electric System Operator | BCHA_AESO | Excluded | 2007-09-01 | 2050-12-01 | 2007 | 2050 | 18 | 100% | 18 | 18 | WT-Onshore | wind_onshorewind | Wind | Excluded_Wind |  |  |  | Excluded | 2008 | 2050 | 0 | Excluded | 18 | 1 | 18 | 1 | 1 | 2050-12-01 | 1 | #N/A | #N/A | No | 0 | 0 | Not Found | #N/A | #N/A | #N/A | Not Found | #N/A | #N/A | #N/A | 0 | 0 | 0 | 0 |  |  | No |  | No | No | No
| KettlesHills3_1 | Kettle Hills 3-1_KettlesHill3a | teppc | BCHA | BCHA | British Columbia Transmission Company | BCHA_AESO | Excluded | 2007-09-01 | 2050-12-01 | 2007 | 2050 | 1.8 | 100% | 1.8 | 1.8 | WT-Onshore | wind_onshorewind | Wind | Excluded_Wind |  |  |  | Excluded | 2008 | 2050 | 0 | Excluded | 1.8 | 1 | 1.8 | 1 | 1 | 2050-12-01 | 1 | #N/A | #N/A | No | 0 | 0 | Not Found | #N/A | #N/A | #N/A | Not Found | #N/A | #N/A | #N/A | 0 | 0 | 0 | 0 |  |  | No |  | No | No | No
| KettlesHills3_2 | Kettle Hills 3-2_KettlesHill3b_58402 | teppc | BCHA | BCHA | British Columbia Transmission Company | BCHA_AESO | Excluded | 2007-09-01 | 2050-12-01 | 2007 | 2050 | 5.4 | 100% | 5.4 | 5.4 | WT-Onshore | wind_onshorewind | Wind | Excluded_Wind |  |  |  | Excluded | 2008 | 2050 | 0 | Excluded | 5.4 | 1 | 5.4 | 1 | 1 | 2050-12-01 | 1 | #N/A | #N/A | No | 0 | 0 | Not Found | #N/A | #N/A | #N/A | Not Found | #N/A | #N/A | #N/A | 0 | 0 | 0 | 0 |  |  | No |  | No | No | No
| KettlesHills3_3 | Kettle Hills 3-3_KettlesHill4a | teppc | AESO | AESO | Alberta Electric System Operator | BCHA_AESO | Excluded | 2007-09-01 | 2050-12-01 | 2007 | 2050 | 1.8 | 100% | 1.8 | 1.8 | WT-Onshore | wind_onshorewind | Wind | Excluded_Wind |  |  |  | Excluded | 2008 | 2050 | 0 | Excluded | 1.8 | 1 | 1.8 | 1 | 1 | 2050-12-01 | 1 | #N/A | #N/A | No | 0 | 0 | Not Found | #N/A | #N/A | #N/A | Not Found | #N/A | #N/A | #N/A | 0 | 0 | 0 | 0 |  |  | No |  | No | No | No
| KettlesHills3_4 | Kettle Hills 3-4_KettlesHill4b_5000 | teppc | BCHA | BCHA | British Columbia Transmission Company | BCHA_AESO | Excluded | 2007-09-01 | 2050-12-01 | 2007 | 2050 | 5.4 | 100% | 5.4 | 5.4 | WT-Onshore | wind_onshorewind | Wind | Excluded_Wind |  |  |  | Excluded | 2008 | 2050 | 0 | Excluded | 5.4 | 1 | 5.4 | 1 | 1 | 2050-12-01 | 1 | #N/A | #N/A | No | 0 | 0 | Not Found | #N/A | #N/A | #N/A | Not Found | #N/A | #N/A | #N/A | 0 | 0 | 0 | 0 |  |  | No |  | No | No | No
| KettlesHills3_5 | Kettle Hills 3-5_KettlesHill5a | teppc | BCHA | BCHA | British Columbia Transmission Company | BCHA_AESO | Excluded | 2007-09-01 | 2050-12-01 | 2007 | 2050 | 1.8 | 100% | 1.8 | 1.8 | WT-Onshore | wind_onshorewind | Wind | Excluded_Wind |  |  |  | Excluded | 2008 | 2050 | 0 | Excluded | 1.8 | 1 | 1.8 | 1 | 1 | 2050-12-01 | 1 | #N/A | #N/A | No | 0 | 0 | Not Found | #N/A | #N/A | #N/A | Not Found | #N/A | #N/A | #N/A | 0 | 0 | 0 | 0 |  |  | No |  | No | No | No
| KettlesHills3_6 | Kettle Hills 3-6_KettlesHill5b | teppc | BCHA | BCHA | British Columbia Transmission Company | BCHA_AESO | Excluded | 2007-09-01 | 2050-12-01 | 2007 | 2050 | 16.2 | 100% | 16.2 | 16.2 | WT-Onshore | wind_onshorewind | Wind | Excluded_Wind |  |  |  | Excluded | 2008 | 2050 | 0 | Excluded | 16.2 | 1 | 16.2 | 1 | 1 | 2050-12-01 | 1 | #N/A | #N/A | No | 0 | 0 | Not Found | #N/A | #N/A | #N/A | Not Found | #N/A | #N/A | #N/A | 0 | 0 | 0 | 0 |  |  | No |  | No | No | No
| Kiefer_Landfill_1_1 | Kiefer Landfill 1-1¦Kiefer Landfill 361A | teppc | BANC | BANC | Balancing Authority of Northern California | SMUD | BANC | 1999-12-01 | 2050-12-31 | 1999 | 2050 | 3.5 | 100% | 3.5 | 3.5 | Bio-ICE | ICE_Biomass | Biomass/Wood | BANC_Biomass |  |  |  | BANC_Biomass_for_Other | 2000 | 2050 | 0 | BANC | 3.5 | 1 | 3.5 | 1 | 1 | 2050-12-31 | 1 | #N/A | #N/A | No | 2.443 | 2.443 | Not Found | #N/A | #N/A | #N/A | Not Found | #N/A | #N/A | #N/A | 2.443 | 2.443 | 2.443 | 2.443 |  |  | No |  | No | No | No
| Kiefer_Landfill_1_2 | Kiefer Landfill 1-2¦Kiefer Landfill 361B | teppc | BANC | BANC | Balancing Authority of Northern California | SMUD | BANC | 1999-12-01 | 2050-12-31 | 1999 | 2050 | 3.5 | 100% | 3.5 | 3.5 | Bio-ICE | ICE_Biomass | Biomass/Wood | BANC_Biomass |  |  |  | BANC_Biomass_for_Other | 2000 | 2050 | 0 | BANC | 3.5 | 1 | 3.5 | 1 | 1 | 2050-12-31 | 1 | #N/A | #N/A | No | 2.443 | 2.443 | Not Found | #N/A | #N/A | #N/A | Not Found | #N/A | #N/A | #N/A | 2.443 | 2.443 | 2.443 | 2.443 |  |  | No |  | No | No | No
| Kiefer_Landfill_1_3 | Kiefer Landfill 1-3¦Kiefer Landfill 361C | teppc | BANC | BANC | Balancing Authority of Northern California | SMUD | BANC | 1999-12-01 | 2050-12-31 | 1999 | 2050 | 3.5 | 100% | 3.5 | 3.5 | Bio-ICE | ICE_Biomass | Biomass/Wood | BANC_Biomass |  |  |  | BANC_Biomass_for_Other | 2000 | 2050 | 0 | BANC | 3.5 | 1 | 3.5 | 1 | 1 | 2050-12-31 | 1 | #N/A | #N/A | No | 2.443 | 2.443 | Not Found | #N/A | #N/A | #N/A | Not Found | #N/A | #N/A | #N/A | 2.443 | 2.443 | 2.443 | 2.443 |  |  | No |  | No | No | No
| Kiefer_Landfill_2_1 | Kiefer Landfill 2-1¦Kiefer Landfill 1 | teppc | BANC | BANC | Balancing Authority of Northern California | SMUD | BANC | 2006-03-01 | 2050-12-31 | 2006 | 2050 | 3.5 | 100% | 3.5 | 3.5 | Bio-ICE | ICE_Biomass | Biomass/Wood | BANC_Biomass |  |  |  | BANC_Biomass_for_Other | 2006 | 2050 | 0 | BANC | 3.5 | 1 | 3.5 | 1 | 1 | 2050-12-31 | 1 | #N/A | #N/A | No | 2.443 | 2.443 | Not Found | #N/A | #N/A | #N/A | Not Found | #N/A | #N/A | #N/A | 2.443 | 2.443 | 2.443 | 2.443 |  |  | No |  | No | No | No
| Kiefer_Landfill_2_2 | Kiefer Landfill 2-2¦Kiefer Landfill 2 | teppc | BANC | BANC | Balancing Authority of Northern California | SMUD | BANC | 2006-03-01 | 2050-12-31 | 2006 | 2050 | 3.5 | 100% | 3.5 | 3.5 | Bio-ICE | ICE_Biomass | Biomass/Wood | BANC_Biomass |  |  |  | BANC_Biomass_for_Other | 2006 | 2050 | 0 | BANC | 3.5 | 1 | 3.5 | 1 | 1 | 2050-12-31 | 1 | #N/A | #N/A | No | 2.443 | 2.443 | Not Found | #N/A | #N/A | #N/A | Not Found | #N/A | #N/A | #N/A | 2.443 | 2.443 | 2.443 | 2.443 |  |  | No |  | No | No | No
| KINGCO_1_KINGBR |  | caiso | PGE_Valley | PGE_Valley | Pacific Gas and Electric Valley | PGE_Valley | CAISO | 1990-12-05 | 2050-12-31 | 1991 | 2050 | 34.5 | 100% | 34.5 | 34.5 | CCWhole-NatGas-Industrial | CT_NG | CT | CAISO_Peaker2 |  |  |  | CAISO_Peaker2 | 1991 | 2050 | 0 | CAISO | 34.5 | 1 | 34.5 | 1 | 1 | 2050-12-31 | 1 | KINGCO_1_KINGBR | FC | No | 33.1647 | 33.1647 | NQC List | 34.5 | 34.5 | NATURAL GAS | NQC List | 34.5 | 34.5 | NATURAL GAS | 34.5 | 34.5 | 34.5 | 34.5 |  |  | No |  | No | No | No
| KINGRV_7_UNIT_1 | KINGS RIVER HYDRO UNIT 1 | caiso | PGE_Valley | PGE_Valley | Pacific Gas and Electric Valley | PGE_Valley | CAISO | 1962-01-01 | 2050-12-31 | 1962 | 2050 | 51.2 | 100% | 51.2 | 51.2 | n/a | Hydro_Standard | Hydro | CAISO_Hydro |  |  |  | CAISO_Hydro | 1962 | 2050 | 0 | CAISO | 51.2 | 1 | 51.2 | 1 | 1 | 2050-12-31 | 1 | KINGRV_7_UNIT 1 | FC | No | 43.3031 | 43.3031 | NQC List | 36.8 | 32 | WATER | NQC List | 51.2 | 51.2 | WATER | 51.2 | 51.2 | 36.8 | 32 |  |  | No |  | No | No | No
| Kings_Estate | Kings Estate Solar-PV(4144) | teppc | PNM | PNM | Public Service Company of New Mexico | PNM_EPE | SW | 2012-04-01 | 2030-04-15 | 2012 | 2029 | 0.97 | 100% | 0.97 | 0.97 | SolarPV-NonTracking | FixedPV_sun | Solar_Fixed | SW_Solar |  |  |  | SW_Solar_for_Other | 2012 | 2029 | 0 | SW | 0.97 | 1 | 0.97 | 1 | 1 | 2030-04-15 | 1 | #N/A | #N/A | No | #N/A | #N/A | Not Found | #N/A | #N/A | #N/A | Not Found | #N/A | #N/A | #N/A | #N/A | #N/A |  |  |  |  | No |  | No | No | No
| KIRKER_7_KELCYN | KELLER CANYON LANDFILL GEN FACILICITY | caiso | PGE_Bay | PGE_Bay | Pacific Gas and Electric Bay | PGE_Bay | CAISO | 2009-08-01 | 2050-12-31 | 2009 | 2050 | 3.21 | 90.17% | 3.21 | 3.56 | n/a | Biogas_ | Biogas_LandfillGas | CAISO_Biomass |  |  |  | CAISO_Biomass_for_CAISO | 2009 | 2050 | 0 | CAISO | 3.56 | 1 | 3.56 | 1 | 1 | 2050-12-31 | 1 | KIRKER_7_KELCYN | FC | No | 2.4849 | 2.4849 | NQC List | 3.22 | 3.54 | BIOGAS | NQC List | 3.25 | 3.38 | BIOGAS | 3.25 | 3.38 | 3.22 | 3.54 |  |  | No |  | No | No | No
| Kit_Carson_Wind | Kit Carson Windpower Project KCW | teppc | WACM | WACM | Western Area Power Administration, Colorado-Missouri Region | WACM | Excluded | 2010-12-01 | 2050-12-31 | 2010 | 2050 | 51.2 | 100% | 51.2 | 51.2 | WT-Onshore | wind_onshorewind | Wind | Excluded_Wind |  |  |  | Excluded | 2011 | 2050 | 0 | Excluded | 51.2 | 1 | 51.2 | 1 | 1 | 2050-12-31 | 1 | #N/A | #N/A | No | 0 | 0 | Not Found | #N/A | #N/A | #N/A | Not Found | #N/A | #N/A | #N/A | 0 | 0 | 0 | 0 |  |  | No |  | No | No | No
| KITTVALY | KITTVALY | teppc | BPAT | BPAT | Bonneville Power Administration – Transmission | BPAT | NW | 1986-04-15 | 2050-12-31 | 1986 | 2050 | 0.1 | 100% | 0.1 | 0.1 | VAR-Device | VAR_NOTGEN | None | NW_Var-DEVICE |  |  |  | #N/A | 1986 | 2050 | 0 | NW | 0.1 | 1 | 0.1 | 1 | 1 | 2050-12-31 | 1 | #N/A | #N/A | No | #N/A | #N/A | Not Found | #N/A | #N/A | #N/A | Not Found | #N/A | #N/A | #N/A | #N/A | #N/A |  |  |  |  | No |  | No | No | No
| KlamathCogenCC_Total | KlamathCogenCC (Total CC Plant) | teppc | PACW | PACW | PacifiCorp – West | PACW | NW | 2001-07-01 | 2050-12-31 | 2001 | 2050 | 540 | 100% | 540 | 540 | CCWhole-NatGas-Industrial | CC_NG | CC | NW_CCGT |  |  |  | NW_CCGT | 2001 | 2050 | 0 | NW | 540 | 1 | 540 | 1 | 1 | 2050-12-31 | 1 | #N/A | #N/A | No | 540 | 540 | Not Found | #N/A | #N/A | #N/A | Not Found | #N/A | #N/A | #N/A | 540 | 540 | 540 | 540 |  |  | No |  | No | No | No
| KlamathExpGT1 | Klamath Expansion Project-GT1 | teppc | PACW | PACW | PacifiCorp – West | PACW | NW | 2002-05-01 | 2050-12-31 | 2002 | 2050 | 29.4 | 100% | 29.4 | 29.4 | CT-NatGas-Aero | CT_NG | CT | NW_Peaker |  |  |  | NW_Peaker | 2002 | 2050 | 0 | NW | 29.4 | 1 | 29.4 | 1 | 1 | 2050-12-31 | 1 | #N/A | #N/A | No | 29.4 | 29.4 | Not Found | #N/A | #N/A | #N/A | Not Found | #N/A | #N/A | #N/A | 29.4 | 29.4 | 29.4 | 29.4 |  |  | No |  | No | No | No
| KlamathExpGT2 | Klamath Expansion Project-GT2 | teppc | PACW | PACW | PacifiCorp – West | PACW | NW | 2002-05-01 | 2050-12-31 | 2002 | 2050 | 29.4 | 100% | 29.4 | 29.4 | CT-NatGas-Aero | CT_NG | CT | NW_Peaker |  |  |  | NW_Peaker | 2002 | 2050 | 0 | NW | 29.4 | 1 | 29.4 | 1 | 1 | 2050-12-31 | 1 | #N/A | #N/A | No | 29.4 | 29.4 | Not Found | #N/A | #N/A | #N/A | Not Found | #N/A | #N/A | #N/A | 29.4 | 29.4 | 29.4 | 29.4 |  |  | No |  | No | No | No
| Klondike_Wind_1_2 | Klondike Wind Power-Ph 1 | teppc | TPWR | TPWR | Tacoma Power | BPAT | NW | 2002-01-06 | 2050-12-31 | 2002 | 2050 | 24 | 100% | 24 | 24 | WT-Onshore | wind_onshorewind | Wind | NW_Wind | CAISO | 24 |  | NW_Wind_for_Other | 2002 | 2050 | 0 | CAISO | 24 | 1 | 24 | 1 | 1 | 2050-12-31 | 1 | #N/A | #N/A | No | #N/A | #N/A | Not Found | #N/A | #N/A | #N/A | Not Found | #N/A | #N/A | #N/A | #N/A | #N/A |  |  |  |  | No |  | No | No | No
| Klondike_Wind_III_1 | Klondike Windpower III-1 | teppc | TPWR | TPWR | Tacoma Power | BPAT | NW | 2008-01-01 | 2050-12-31 | 2008 | 2050 | 221 | 100% | 221 | 221 | WT-Onshore | wind_onshorewind | Wind | NW_Wind | CAISO | 90 |  | NW_Wind_for_Other | 2008 | 2050 | 131 | CAISO | 90 | 1 | 90 | 1 | 1 | 2050-12-31 | 1 | #N/A | #N/A | No | #N/A | #N/A | Not Found | #N/A | #N/A | #N/A | Not Found | #N/A | #N/A | #N/A | #N/A | #N/A |  |  |  |  | No |  | No | No | No
| Klondike_Wind_III_2 | Klondike Windpower III-2 | teppc | TPWR | TPWR | Tacoma Power | BPAT | NW | 2009-01-01 | 2050-12-31 | 2009 | 2050 | 76.5 | 100% | 76.5 | 76.5 | WT-Onshore | wind_onshorewind | Wind | NW_Wind |  |  |  | NW_Wind_for_Other | 2009 | 2050 | 0 | NW | 76.5 | 1 | 76.5 | 1 | 1 | 2050-12-31 | 1 | #N/A | #N/A | No | #N/A | #N/A | Not Found | #N/A | #N/A | #N/A | Not Found | #N/A | #N/A | #N/A | #N/A | #N/A |  |  |  |  | No |  | No | No | No
| KNGBRD_2_SOLAR1 | Kingbird Solar A | caiso | SCE | SCE | Southern California Edison | SCE | CAISO | 2016-04-30 | 2050-12-31 | 2016 | 2050 | 20 | 100% | 20 | 20 | n/a | PVgeneric_sun | Solar_Fixed | CAISO_Solar |  |  |  | CAISO_Solar_for_CAISO | 2016 | 2050 | 0 | CAISO | 20 | 1 | 20 | 1 | 1 | 2050-12-31 | 1 | KNGBRD_2_SOLAR1 | FC | No | 5.4 | 2.8 | NQC List | 5.4 | 2.8 | SUN | NQC List | 5.4 | 2.8 | SUN | 5.4 | 2.8 | 5.4 | 2.8 |  |  | No |  | No | No | No
| KNGBRD_2_SOLAR2 | Kingbird Solar B | caiso | SCE | SCE | Southern California Edison | SCE | CAISO | 2016-04-30 | 2050-12-31 | 2016 | 2050 | 20 | 100% | 20 | 20 | n/a | PVgeneric_sun | Solar_Fixed | CAISO_Solar |  |  |  | CAISO_Solar_for_CAISO | 2016 | 2050 | 0 | CAISO | 20 | 1 | 20 | 1 | 1 | 2050-12-31 | 1 | KNGBRD_2_SOLAR2 | FC | No | 5.4 | 2.8 | NQC List | 5.4 | 2.8 | SUN | NQC List | 5.4 | 2.8 | SUN | 5.4 | 2.8 | 5.4 | 2.8 |  |  | No |  | No | No | No
| KNGBRG_1_KBSLR1 | Kingsburg1 | caiso | PGE_Valley | PGE_Valley | Pacific Gas and Electric Valley | PGE_Valley | CAISO | 2013-12-06 | 2050-12-31 | 2014 | 2050 | 1.5 | 100% | 1.5 | 1.5 | n/a | PVgeneric_sun | Solar_Fixed | CAISO_Solar |  |  |  | CAISO_Solar_for_CAISO | 2014 | 2050 | 0 | CAISO | 1.5 | 1 | 1.5 | 1 | 1 | 2050-12-31 | 1 | KNGBRG_1_KBSLR1 | EO | Yes | 0.405 | 0.21 | NQC List | 0 | 0 | SUN | NQC List | 0 | 0 | SUN | 0 | 0 | 0 | 0 |  |  | No |  | No | No | No
| KNGBRG_1_KBSLR2 | Kingsburg2 | caiso | PGE_Valley | PGE_Valley | Pacific Gas and Electric Valley | PGE_Valley | CAISO | 2013-12-06 | 2050-12-31 | 2014 | 2050 | 1.5 | 100% | 1.5 | 1.5 | n/a | PVgeneric_sun | Solar_Fixed | CAISO_Solar |  |  |  | CAISO_Solar_for_CAISO | 2014 | 2050 | 0 | CAISO | 1.5 | 1 | 1.5 | 1 | 1 | 2050-12-31 | 1 | KNGBRG_1_KBSLR2 | EO | Yes | 0.405 | 0.21 | NQC List | 0 | 0 | SUN | NQC List | 0 | 0 | SUN | 0 | 0 | 0 | 0 |  |  | No |  | No | No | No
| KNGCTY_6_UNITA1 | King City Energy Center, Unit 1 | caiso | PGE_Valley | PGE_Valley | Pacific Gas and Electric Valley | PGE_Valley | CAISO | 2002-01-14 | 2050-12-31 | 2002 | 2050 | 44.6 | 100% | 44.6 | 44.6 | CT-NatGas-Aero | CT_NG | CT | CAISO_Peaker1 |  |  |  | CAISO_Peaker1 | 2002 | 2050 | 0 | CAISO | 44.6 | 1 | 44.6 | 1 | 1 | 2050-12-31 | 1 | KNGCTY_6_UNITA1 | FC | No | 41.1986 | 41.1986 | NQC List | 44.6 | 44.6 | NATURAL GAS | NQC List | 44.6 | 44.6 | NATURAL GAS | 44.6 | 44.6 | 44.6 | 44.6 |  |  | No |  | No | No | No
| KNTSTH_6_SOLAR | Kent South | caiso | PGE_Valley | PGE_Valley | Pacific Gas and Electric Valley | PGE_Valley | CAISO | 2014-12-24 | 2050-12-31 | 2015 | 2050 | 20 | 100% | 20 | 20 | n/a | PVgeneric_sun | Solar_Fixed | CAISO_Solar |  |  |  | CAISO_Solar_for_CAISO | 2015 | 2050 | 0 | CAISO | 20 | 1 | 20 | 1 | 1 | 2050-12-31 | 1 | KNTSTH_6_SOLAR | EO | Yes | 5.4 | 2.8 | NQC List | 0 | 0 | SUN | NQC List | 0 | 0 | SUN | 0 | 0 | 0 | 0 |  |  | No |  | No | No | No
| Kohler_Hydro_1_2 | Kohler Hydro 1 & 2 | teppc | PSCO | PSCO | Public Service Company of Colorado | PSCO | Excluded | 1986-10-01 | 2050-12-31 | 1986 | 2050 | 0.16 | 100% | 0.16 | 0.16 | Hydro | Hydro_Standard | Hydro | Excluded_Hydro |  |  |  | Excluded | 1987 | 2050 | 0 | Excluded | 0.16 | 1 | 0.16 | 1 | 1 | 2050-12-31 | 1 | #N/A | #N/A | No | 0 | 0 | Not Found | #N/A | #N/A | #N/A | Not Found | #N/A | #N/A | #N/A | 0 | 0 | 0 | 0 |  |  | No |  | No | No | No
| Kokish_River_1 | Kokish River-1_Kokish River-1_IPP-KKS | teppc | BCHA | BCHA | British Columbia Transmission Company | BCHA_AESO | Excluded | 2014-04-01 | 2054-04-01 | 2014 | 2053 | 15 | 100% | 15 | 15 | Hydro | Hydro_Standard | Hydro | Excluded_Hydro |  |  |  | Excluded | 2014 | 2053 | 0 | Excluded | 15 | 1 | 15 | 1 | 1 | 2050-12-31 | 1 | #N/A | #N/A | No | 0 | 0 | Not Found | #N/A | #N/A | #N/A | Not Found | #N/A | #N/A | #N/A | 0 | 0 | 0 | 0 |  |  | No |  | No | No | No
| Kokish_River_2 | Kokish River-2_Kokish River-2_IPP-KKS | teppc | BCHA | BCHA | British Columbia Transmission Company | BCHA_AESO | Excluded | 2014-04-01 | 2054-04-01 | 2014 | 2053 | 15 | 100% | 15 | 15 | Hydro | Hydro_Standard | Hydro | Excluded_Hydro |  |  |  | Excluded | 2014 | 2053 | 0 | Excluded | 15 | 1 | 15 | 1 | 1 | 2050-12-31 | 1 | #N/A | #N/A | No | 0 | 0 | Not Found | #N/A | #N/A | #N/A | Not Found | #N/A | #N/A | #N/A | 0 | 0 | 0 | 0 |  |  | No |  | No | No | No
| Kokish_River_3 | Kokish River-3_Kokish River-3_IPP-KKS | teppc | BCHA | BCHA | British Columbia Transmission Company | BCHA_AESO | Excluded | 2014-04-01 | 2054-04-01 | 2014 | 2053 | 15 | 100% | 15 | 15 | Hydro | Hydro_Standard | Hydro | Excluded_Hydro |  |  |  | Excluded | 2014 | 2053 | 0 | Excluded | 15 | 1 | 15 | 1 | 1 | 2050-12-31 | 1 | #N/A | #N/A | No | 0 | 0 | Not Found | #N/A | #N/A | #N/A | Not Found | #N/A | #N/A | #N/A | 0 | 0 | 0 | 0 |  |  | No |  | No | No | No
| Kokish_River_4 |  | teppc | BCHA | BCHA | British Columbia Transmission Company | BCHA_AESO | Excluded | 1950-01-01 | 2050-12-31 | 1950 | 2050 | 12.2 | 100% | 12.2 | 12.2 | Hydro | Hydro_Standard | Hydro | Excluded_Hydro |  |  |  | Excluded | 1950 | 2050 | 0 | Excluded | 12.2 | 1 | 12.2 | 1 | 1 | 2050-12-31 | 1 | #N/A | #N/A | No | 0 | 0 | Not Found | #N/A | #N/A | #N/A | Not Found | #N/A | #N/A | #N/A | 0 | 0 | 0 | 0 |  |  | No |  | No | No | No
| Koma_Kulshan | Koma Kulshan Associates-GEN1 | teppc | PSEI | PSEI | Puget Sound Energy | BPAT | NW | 1990-10-01 | 2050-12-31 | 1990 | 2050 | 12 | 100% | 12 | 12 | Hydro | Hydro_Standard | Hydro | NW_Hydro |  |  |  | NW_Hydro | 1991 | 2050 | 0 | NW | 12 | 1 | 12 | 1 | 1 | 2050-12-31 | 1 | #N/A | #N/A | No | #N/A | #N/A | Not Found | #N/A | #N/A | #N/A | Not Found | #N/A | #N/A | #N/A | #N/A | #N/A |  |  |  |  | No |  | No | No | No
| KootenayCanal1 | Kootenay Canal-1_Kootenay Canal-1_BCH-KCL | teppc | BCHA | BCHA | British Columbia Transmission Company | BCHA_AESO | Excluded | 1975-01-01 | 2033-03-31 | 1975 | 2032 | 146.25 | 100% | 146.25 | 146.25 | Hydro | Hydro_Standard | Hydro | Excluded_Hydro |  |  |  | Excluded | 1975 | 2032 | 0 | Excluded | 146.25 | 1 | 146.25 | 1 | 1 | 2033-03-31 | 1 | #N/A | #N/A | No | 0 | 0 | Not Found | #N/A | #N/A | #N/A | Not Found | #N/A | #N/A | #N/A | 0 | 0 | 0 | 0 |  |  | No |  | No | No | No
| KootenayCanal2 | Kootenay Canal-2_Kootenay Canal-2_BCH-KCL | teppc | BCHA | BCHA | British Columbia Transmission Company | BCHA_AESO | Excluded | 1975-01-01 | 2033-03-31 | 1975 | 2032 | 147.25 | 100% | 147.25 | 147.25 | Hydro | Hydro_Standard | Hydro | Excluded_Hydro |  |  |  | Excluded | 1975 | 2032 | 0 | Excluded | 147.25 | 1 | 147.25 | 1 | 1 | 2033-03-31 | 1 | #N/A | #N/A | No | 0 | 0 | Not Found | #N/A | #N/A | #N/A | Not Found | #N/A | #N/A | #N/A | 0 | 0 | 0 | 0 |  |  | No |  | No | No | No
| KootenayCanal3 | Kootenay Canal-3_Kootenay Canal-3_BCH-KCL | teppc | BCHA | BCHA | British Columbia Transmission Company | BCHA_AESO | Excluded | 1975-01-01 | 2033-03-31 | 1975 | 2032 | 148.25 | 100% | 148.25 | 148.25 | Hydro | Hydro_Standard | Hydro | Excluded_Hydro |  |  |  | Excluded | 1975 | 2032 | 0 | Excluded | 148.25 | 1 | 148.25 | 1 | 1 | 2033-03-31 | 1 | #N/A | #N/A | No | 0 | 0 | Not Found | #N/A | #N/A | #N/A | Not Found | #N/A | #N/A | #N/A | 0 | 0 | 0 | 0 |  |  | No |  | No | No | No
| KootenayCanal4 | Kootenay Canal-4_Kootenay Canal-4_BCH-KCL | teppc | BCHA | BCHA | British Columbia Transmission Company | BCHA_AESO | Excluded | 1975-01-01 | 2033-03-31 | 1975 | 2032 | 149.25 | 100% | 149.25 | 149.25 | Hydro | Hydro_Standard | Hydro | Excluded_Hydro |  |  |  | Excluded | 1975 | 2032 | 0 | Excluded | 149.25 | 1 | 149.25 | 1 | 1 | 2033-03-31 | 1 | #N/A | #N/A | No | 0 | 0 | Not Found | #N/A | #N/A | #N/A | Not Found | #N/A | #N/A | #N/A | 0 | 0 | 0 | 0 |  |  | No |  | No | No | No
| Kortes_1 | Kortes 1 | teppc | WACM | WACM | Western Area Power Administration, Colorado-Missouri Region | WACM | Excluded | 1951-01-01 | 2050-12-31 | 1951 | 2050 | 13.3 | 100% | 13.3 | 13.3 | Hydro | Hydro_Standard | Hydro | Excluded_Hydro |  |  |  | Excluded | 1951 | 2050 | 0 | Excluded | 13.3 | 1 | 13.3 | 1 | 1 | 2050-12-31 | 1 | #N/A | #N/A | No | 0 | 0 | Not Found | #N/A | #N/A | #N/A | Not Found | #N/A | #N/A | #N/A | 0 | 0 | 0 | 0 |  |  | No |  | No | No | No
| Kortes_2 | Kortes 2 | teppc | WACM | WACM | Western Area Power Administration, Colorado-Missouri Region | WACM | Excluded | 1950-01-01 | 2050-12-31 | 1950 | 2050 | 13.3 | 100% | 13.3 | 13.3 | Hydro | Hydro_Standard | Hydro | Excluded_Hydro |  |  |  | Excluded | 1950 | 2050 | 0 | Excluded | 13.3 | 1 | 13.3 | 1 | 1 | 2050-12-31 | 1 | #N/A | #N/A | No | 0 | 0 | Not Found | #N/A | #N/A | #N/A | Not Found | #N/A | #N/A | #N/A | 0 | 0 | 0 | 0 |  |  | No |  | No | No | No
| Kortes_3 | Kortes 3 | teppc | WACM | WACM | Western Area Power Administration, Colorado-Missouri Region | WACM | Excluded | 1950-06-01 | 2050-12-31 | 1950 | 2050 | 13.3 | 100% | 13.3 | 13.3 | Hydro | Hydro_Standard | Hydro | Excluded_Hydro |  |  |  | Excluded | 1950 | 2050 | 0 | Excluded | 13.3 | 1 | 13.3 | 1 | 1 | 2050-12-31 | 1 | #N/A | #N/A | No | 0 | 0 | Not Found | #N/A | #N/A | #N/A | Not Found | #N/A | #N/A | #N/A | 0 | 0 | 0 | 0 |  |  | No |  | No | No | No
| Koyle_Ranch | Koyle Ranch Hydroelectric Project-GEN1 | teppc | IPFE | IPFE | Idaho Far East | IPCO | NW | 1984-04-02 | 2050-12-31 | 1984 | 2050 | 1.25 | 100% | 1.25 | 1.25 | Hydro | Hydro_Standard | Hydro | NW_Hydro |  |  |  | NW_Hydro | 1984 | 2050 | 0 | NW | 1.25 | 1 | 1.25 | 1 | 1 | 2050-12-31 | 1 | #N/A | #N/A | No | #N/A | #N/A | Not Found | #N/A | #N/A | #N/A | Not Found | #N/A | #N/A | #N/A | #N/A | #N/A |  |  |  |  | No |  | No | No | No
| KRAMER_1_KJ5SR5 | Kramer Junction 5 | caiso | SCE | SCE | Southern California Edison | SCE | CAISO |  | 2019-11-01 | 1900 | 2018 | 30 | 100% | 30 | 30 | STEAM_SUN | SolarThermal_sun | Solar_Thermal | CAISO_Solar |  |  |  | CAISO_Solar_for_CAISO | 1900 | 2019 | 0 | CAISO | 30 | 1 | 30 | 1 | 1 | 2019-11-01 | 1 | KRAMER_1_KJ5SR5 | FC | No | 8.1 | 4.2 | Not Found | #N/A | #N/A | #N/A | NQC List | 8.1 | 4.2 | SUN | 8.1 | 4.2 | 8.1 | 4.2 |  |  | No |  | Yes | No | No
| KRAMER_1_SEGS37 | LUZ SOLAR PARTNERS 3-7 AGGREGATE | caiso | SCE | SCE | Southern California Edison | SCE | CAISO | 1986-01-01 | 2019-11-01 | 1986 | 2018 | 70 | 100% | 70 | 70 | n/a | SolarThermal_sun | Solar_Thermal | CAISO_Solar |  |  |  | CAISO_Solar_for_CAISO | 1986 | 2019 | 0 | CAISO | 70 | 1 | 70 | 1 | 1 | 2019-11-01 | 1 | Multiple | #N/A | No | 18.9 | 9.8 | Not Found | #N/A | #N/A | #N/A | Not Found | #N/A | #N/A | #N/A | 18.9 | 9.8 | 18.9 | 9.8 |  |  | No |  | No | No | No
| KRAMER_1_SEGSR3 | Kramer Junction 3 | caiso | SCE | SCE | Southern California Edison | SCE | CAISO |  | 2019-11-01 | 1900 | 2018 | 30 | 100% | 30 | 30 | STEAM_SUN | SolarThermal_sun | Solar_Thermal | CAISO_Solar |  |  |  | CAISO_Solar_for_CAISO | 1900 | 2019 | 0 | CAISO | 30 | 1 | 30 | 1 | 1 | 2019-11-01 | 1 | KRAMER_1_SEGSR3 | FC | No | 8.1 | 4.2 | Not Found | #N/A | #N/A | #N/A | NQC List | 8.1 | 4.2 | SUN | 8.1 | 4.2 | 8.1 | 4.2 |  |  | No |  | Yes | No | No
| KRAMER_1_SEGSR4 | Kramer Junction 4 | caiso | SCE | SCE | Southern California Edison | SCE | CAISO |  | 2019-11-01 | 1900 | 2018 | 30 | 100% | 30 | 30 | STEAM_SUN | SolarThermal_sun | Solar_Thermal | CAISO_Solar |  |  |  | CAISO_Solar_for_CAISO | 1900 | 2019 | 0 | CAISO | 30 | 1 | 30 | 1 | 1 | 2019-11-01 | 1 | KRAMER_1_SEGSR4 | FC | No | 8.1 | 4.2 | Not Found | #N/A | #N/A | #N/A | NQC List | 8.1 | 4.2 | SUN | 8.1 | 4.2 | 8.1 | 4.2 |  |  | No |  | Yes | No | No
| KRAMER_2_SEGS89 | LUZ SOLAR PARTNERS 8-9 AGGREGATE | caiso | SCE | SCE | Southern California Edison | SCE | CAISO | 1986-01-01 | 2050-12-31 | 1986 | 2050 | 160 | 200% | 160 | 80 | n/a | SolarThermal_sun | Solar_Thermal | CAISO_Solar |  |  |  | CAISO_Solar_for_CAISO | 1986 | 2050 | 0 | CAISO | 80 | 1 | 80 | 1 | 1 | 2050-12-31 | 1 | KRAMER_2_SEGS89 | FC | No | 21.6 | 11.2 | NQC List | 21.6 | 11.2 | SUN | NQC List | 43.2 | 22.4 | SUN | 43.2 | 22.4 | 21.6 | 11.2 |  |  | No |  | No | No | No
| KRNCNY_6_UNIT | KERN CANYON | caiso | PGE_Valley | PGE_Valley | Pacific Gas and Electric Valley | PGE_Valley | CAISO | 1921-01-01 | 2050-12-31 | 1921 | 2050 | 11.5 | 100% | 11.5 | 11.5 | n/a | Hydro_Standard | Hydro | CAISO_Small_Hydro |  |  |  | CAISO_Small_Hydro_for_CAISO | 1921 | 2050 | 0 | CAISO | 11.5 | 1 | 11.5 | 1 | 1 | 2050-12-31 | 1 | KRNCNY_6_UNIT | FC | No | 5.75 | 5.75 | NQC List | 0 | 0 | WATER | NQC List | 2.59 | 0.56 | WATER | 2.59 | 0.56 | 0 | 0 |  |  | No |  | No | No | No
| KUCC_4 | KUCC-4 | teppc | PAUT | PAUT | Utah, PACE Utility | PACE | NW | 1958-01-01 | 2050-12-31 | 1958 | 2050 | 75 | 100% | 75 | 75 | ST-Coal | Steam_Coal | Coal | NW_Coal |  |  |  | NW_Coal | 1958 | 2050 | 0 | NW | 75 | 1 | 75 | 1 | 1 | 2050-12-31 | 1 | #N/A | #N/A | No | 75 | 75 | Not Found | #N/A | #N/A | #N/A | Not Found | #N/A | #N/A | #N/A | 75 | 75 | 75 | 75 |  |  | No |  | No | No | No
| KwoiekCreek1 | Kwoiek Creek-1_Kwoiek Creek-1.1_IPP-KCH | teppc | BCHA | BCHA | British Columbia Transmission Company | BCHA_AESO | Excluded | 2013-10-15 | 2053-09-30 | 2013 | 2052 | 12.48 | 100% | 12.48 | 12.48 | Hydro | Hydro_Standard | Hydro | Excluded_Hydro |  |  |  | Excluded | 2014 | 2052 | 0 | Excluded | 12.48 | 1 | 12.48 | 1 | 1 | 2050-12-31 | 1 | #N/A | #N/A | No | 0 | 0 | Not Found | #N/A | #N/A | #N/A | Not Found | #N/A | #N/A | #N/A | 0 | 0 | 0 | 0 |  |  | No |  | No | No | No
| KwoiekCreek2 | Kwoiek Creek-2_Kwoiek Creek-1.2_IPP-KCH | teppc | BCHA | BCHA | British Columbia Transmission Company | BCHA_AESO | Excluded | 2013-10-15 | 2053-09-30 | 2013 | 2052 | 12.48 | 100% | 12.48 | 12.48 | Hydro | Hydro_Standard | Hydro | Excluded_Hydro |  |  |  | Excluded | 2014 | 2052 | 0 | Excluded | 12.48 | 1 | 12.48 | 1 | 1 | 2050-12-31 | 1 | #N/A | #N/A | No | 0 | 0 | Not Found | #N/A | #N/A | #N/A | Not Found | #N/A | #N/A | #N/A | 0 | 0 | 0 | 0 |  |  | No |  | No | No | No
| KwoiekCreek3 | Kwoiek Creek-3_Kwoiek Creek-2.1_IPP-KCH | teppc | BCHA | BCHA | British Columbia Transmission Company | BCHA_AESO | Excluded | 2013-10-15 | 2053-09-30 | 2013 | 2052 | 12.48 | 100% | 12.48 | 12.48 | Hydro | Hydro_Standard | Hydro | Excluded_Hydro |  |  |  | Excluded | 2014 | 2052 | 0 | Excluded | 12.48 | 1 | 12.48 | 1 | 1 | 2050-12-31 | 1 | #N/A | #N/A | No | 0 | 0 | Not Found | #N/A | #N/A | #N/A | Not Found | #N/A | #N/A | #N/A | 0 | 0 | 0 | 0 |  |  | No |  | No | No | No
| KwoiekCreek4 | Kwoiek Creek-4_Kwoiek Creek-2.2_IPP-KCH | teppc | BCHA | BCHA | British Columbia Transmission Company | BCHA_AESO | Excluded | 2013-10-15 | 2053-09-30 | 2013 | 2052 | 12.48 | 100% | 12.48 | 12.48 | Hydro | Hydro_Standard | Hydro | Excluded_Hydro |  |  |  | Excluded | 2014 | 2052 | 0 | Excluded | 12.48 | 1 | 12.48 | 1 | 1 | 2050-12-31 | 1 | #N/A | #N/A | No | 0 | 0 | Not Found | #N/A | #N/A | #N/A | Not Found | #N/A | #N/A | #N/A | 0 | 0 | 0 | 0 |  |  | No |  | No | No | No
| Kyrene_4 | Kyrene CT KY4 | teppc | SRP | SRP | Salt River Project | SRP | SW | 1971-12-01 | 2050-12-31 | 1971 | 2050 | 60 | 100% | 60 | 60 | CT-NatGas-Industrial | CT_NG | CT | SW_Peaker |  |  |  | SW_Peaker | 1972 | 2050 | 0 | SW | 60 | 1 | 60 | 1 | 1 | 2050-12-31 | 1 | #N/A | #N/A | No | 60 | 60 | Not Found | #N/A | #N/A | #N/A | Not Found | #N/A | #N/A | #N/A | 60 | 60 | 60 | 60 |  |  | No |  | No | No | No
| Kyrene_5 | Kyrene CT KY5 | teppc | SRP | SRP | Salt River Project | SRP | SW | 1973-07-01 | 2050-12-31 | 1973 | 2050 | 54 | 100% | 54 | 54 | CT-NatGas-Industrial | CT_NG | CT | SW_Peaker |  |  |  | SW_Peaker | 1973 | 2050 | 0 | SW | 54 | 1 | 54 | 1 | 1 | 2050-12-31 | 1 | #N/A | #N/A | No | 54 | 54 | Not Found | #N/A | #N/A | #N/A | Not Found | #N/A | #N/A | #N/A | 54 | 54 | 54 | 54 |  |  | No |  | No | No | No
| Kyrene_6 | Kyrene CT KY6 | teppc | SRP | SRP | Salt River Project | SRP | SW | 1973-06-01 | 2050-12-31 | 1973 | 2050 | 54 | 100% | 54 | 54 | CT-NatGas-Industrial | CT_NG | CT | SW_Peaker |  |  |  | SW_Peaker | 1973 | 2050 | 0 | SW | 54 | 1 | 54 | 1 | 1 | 2050-12-31 | 1 | #N/A | #N/A | No | 54 | 54 | Not Found | #N/A | #N/A | #N/A | Not Found | #N/A | #N/A | #N/A | 54 | 54 | 54 | 54 |  |  | No |  | No | No | No
| Kyrene_7_CC | Kyrene7CC (Total CC Plant) | teppc | SRP | SRP | Salt River Project | SRP | SW | 2002-10-01 | 2050-12-31 | 2002 | 2050 | 259 | 100% | 259 | 259 | CCWhole-NatGas-Industrial | CC_NG | CC | SW_CCGT |  |  |  | SW_CCGT | 2003 | 2050 | 0 | SW | 259 | 1 | 259 | 1 | 1 | 2050-12-31 | 1 | #N/A | #N/A | No | 259 | 259 | Not Found | #N/A | #N/A | #N/A | Not Found | #N/A | #N/A | #N/A | 259 | 259 | 259 | 259 |  |  | No |  | No | No | No
| L_Bonnington_1 | L Bonnington-1_L Bonnington-1_FBC-LBO | teppc | BCHA | BCHA | British Columbia Transmission Company | BCHA_AESO | Excluded | 1999-11-11 | 2033-03-31 | 1999 | 2032 | 16 | 100% | 16 | 16 | Hydro | Hydro_Standard | Hydro | Excluded_Hydro |  |  |  | Excluded | 2000 | 2032 | 0 | Excluded | 16 | 1 | 16 | 1 | 1 | 2033-03-31 | 1 | #N/A | #N/A | No | 0 | 0 | Not Found | #N/A | #N/A | #N/A | Not Found | #N/A | #N/A | #N/A | 0 | 0 | 0 | 0 |  |  | No |  | No | No | No
| L_Bonnington_2 | L Bonnington-2_L Bonnington-2_FBC-LBO | teppc | BCHA | BCHA | British Columbia Transmission Company | BCHA_AESO | Excluded | 1999-11-11 | 2033-03-31 | 1999 | 2032 | 16 | 100% | 16 | 16 | Hydro | Hydro_Standard | Hydro | Excluded_Hydro |  |  |  | Excluded | 2000 | 2032 | 0 | Excluded | 16 | 1 | 16 | 1 | 1 | 2033-03-31 | 1 | #N/A | #N/A | No | 0 | 0 | Not Found | #N/A | #N/A | #N/A | Not Found | #N/A | #N/A | #N/A | 0 | 0 | 0 | 0 |  |  | No |  | No | No | No
| L_Bonnington_3 | L Bonnington-3_L Bonnington-3_FBC-LBO | teppc | BCHA | BCHA | British Columbia Transmission Company | BCHA_AESO | Excluded | 1999-11-11 | 2033-03-31 | 1999 | 2032 | 14 | 100% | 14 | 14 | Hydro | Hydro_Standard | Hydro | Excluded_Hydro |  |  |  | Excluded | 2000 | 2032 | 0 | Excluded | 14 | 1 | 14 | 1 | 1 | 2033-03-31 | 1 | #N/A | #N/A | No | 0 | 0 | Not Found | #N/A | #N/A | #N/A | Not Found | #N/A | #N/A | #N/A | 0 | 0 | 0 | 0 |  |  | No |  | No | No | No
| La_Grange_1_2 | La Grange 1 & 2 | teppc | TIDC | TIDC | Turlock Irrigation District | TID | BANC | 1924-12-01 | 2050-12-31 | 1924 | 2050 | 5 | 100% | 5 | 5 | Hydro | Hydro_Standard | Hydro | BANC_Hydro |  |  |  | BANC_Hydro | 1925 | 2050 | 0 | BANC | 5 | 1 | 5 | 1 | 1 | 2050-12-31 | 1 | #N/A | #N/A | No | #N/A | #N/A | Not Found | #N/A | #N/A | #N/A | Not Found | #N/A | #N/A | #N/A | #N/A | #N/A |  |  |  |  | No |  | No | No | No
| La_Joie_1 | La Joie-1_La Joie-1_BCH-LAJ | teppc | BCHA | BCHA | British Columbia Transmission Company | BCHA_AESO | Excluded | 1957-01-01 | 2033-03-31 | 1957 | 2032 | 25 | 100% | 25 | 25 | Hydro | Hydro_Standard | Hydro | Excluded_Hydro |  |  |  | Excluded | 1957 | 2032 | 0 | Excluded | 25 | 1 | 25 | 1 | 1 | 2033-03-31 | 1 | #N/A | #N/A | No | 0 | 0 | Not Found | #N/A | #N/A | #N/A | Not Found | #N/A | #N/A | #N/A | 0 | 0 | 0 | 0 |  |  | No |  | No | No | No
| La_Joya_Wind | EL_CABO_1 | teppc | PNM | PNM | Public Service Company of New Mexico | PNM_EPE | SW | 2017-06-01 | 2050-12-31 | 2017 | 2050 | 165 | 100% | 165 | 165 | WT-Onshore | wind_onshorewind | Wind | SW_Wind |  |  |  | SW_Wind_for_Other | 2017 | 2050 | 0 | SW | 165 | 1 | 165 | 1 | 1 | 2050-12-31 | 1 | #N/A | #N/A | No | #N/A | #N/A | Not Found | #N/A | #N/A | #N/A | Not Found | #N/A | #N/A | #N/A | #N/A | #N/A |  |  |  |  | No |  | No | No | No
| La_Luz_Energy_Center | La Luz Energy Center 1 | teppc | PNM | PNM | Public Service Company of New Mexico | PNM_EPE | SW | 2016-01-27 | 2050-12-31 | 2016 | 2050 | 42 | 100% | 42 | 42 | CT-NatGas-Aero | CT_NG | CT | SW_Peaker |  |  |  | SW_Peaker | 2016 | 2050 | 0 | SW | 42 | 1 | 42 | 1 | 1 | 2050-12-31 | 1 | #N/A | #N/A | No | 42 | 42 | Not Found | #N/A | #N/A | #N/A | Not Found | #N/A | #N/A | #N/A | 42 | 42 | 42 | 42 |  |  | No |  | No | No | No
| LACIEN_2_VENICE | MWD Venice Hydroelectric Recovery Plant | caiso | SCE | SCE | Southern California Edison | SCE | CAISO | 1982-01-01 | 2050-12-31 | 1982 | 2050 | 9.95 | 100% | 9.95 | 9.95 | n/a | Hydro_Standard | Hydro | CAISO_Hydro |  |  |  | CAISO_Hydro | 1982 | 2050 | 0 | CAISO | 9.95 | 1 | 9.95 | 1 | 1 | 2050-12-31 | 1 | LACIEN_2_VENICE | FC | No | 8.4154 | 8.4154 | NQC List | 0 | 0 | WATER | NQC List | 0 | 0.17 | WATER | 0 | 0.17 | 0 | 0 |  |  | No |  | No | No | No
| Ladore_Falls_1 | Ladore Falls-1_Ladore Falls-1_BCH-LDR | teppc | BCHA | BCHA | British Columbia Transmission Company | BCHA_AESO | Excluded | 1956-01-01 | 2033-03-31 | 1956 | 2032 | 23.5 | 100% | 23.5 | 23.5 | Hydro | Hydro_Standard | Hydro | Excluded_Hydro |  |  |  | Excluded | 1956 | 2032 | 0 | Excluded | 23.5 | 1 | 23.5 | 1 | 1 | 2033-03-31 | 1 | #N/A | #N/A | No | 0 | 0 | Not Found | #N/A | #N/A | #N/A | Not Found | #N/A | #N/A | #N/A | 0 | 0 | 0 | 0 |  |  | No |  | No | No | No
| Ladore_Falls_2 | Ladore Falls-2_Ladore Falls-2_BCH-LDR | teppc | BCHA | BCHA | British Columbia Transmission Company | BCHA_AESO | Excluded | 1956-01-01 | 2033-03-31 | 1956 | 2032 | 23.5 | 100% | 23.5 | 23.5 | Hydro | Hydro_Standard | Hydro | Excluded_Hydro |  |  |  | Excluded | 1956 | 2032 | 0 | Excluded | 23.5 | 1 | 23.5 | 1 | 1 | 2033-03-31 | 1 | #N/A | #N/A | No | 0 | 0 | Not Found | #N/A | #N/A | #N/A | Not Found | #N/A | #N/A | #N/A | 0 | 0 | 0 | 0 |  |  | No |  | No | No | No
| LAGBEL_6_QF | LAGUNA BELL QFS | caiso | SCE | SCE | Southern California Edison | SCE | CAISO | 1993-01-01 | 2019-12-31 | 1993 | 2019 | 0.35 | 100% | 0.35 | 0.35 | n/a | Cogen_NG | Cogen | CAISO_CHP |  |  |  | CAISO_CHP | 1993 | 2019 | 0 | CAISO | 0.35 | 1 | 0.35 | 1 | 1 | 2019-12-31 | 1 | LAGBEL_6_QF | FC | No | 0.2219 | 0.2219 | Not Found | #N/A | #N/A | #N/A | NQC List | 0.35 | 0.35 | OTHER | 0.35 | 0.35 | 0.35 | 0.35 |  |  | No |  | No | No | No
| LaGrande_1 | LaGrande-1 | teppc | TPWR | TPWR | Tacoma Power | BPAT | NW | 1912-11-01 | 2050-12-31 | 1912 | 2050 | 6 | 100% | 6 | 6 | Hydro | Hydro_Standard | Hydro | NW_Hydro |  |  |  | NW_Hydro | 1913 | 2050 | 0 | NW | 6 | 1 | 6 | 1 | 1 | 2050-12-31 | 1 | #N/A | #N/A | No | #N/A | #N/A | Not Found | #N/A | #N/A | #N/A | Not Found | #N/A | #N/A | #N/A | #N/A | #N/A |  |  |  |  | No |  | No | No | No
| LaGrande_2 | LaGrande-2 | teppc | TPWR | TPWR | Tacoma Power | BPAT | NW | 1912-11-01 | 2050-12-31 | 1912 | 2050 | 6 | 100% | 6 | 6 | Hydro | Hydro_Standard | Hydro | NW_Hydro |  |  |  | NW_Hydro | 1913 | 2050 | 0 | NW | 6 | 1 | 6 | 1 | 1 | 2050-12-31 | 1 | #N/A | #N/A | No | #N/A | #N/A | Not Found | #N/A | #N/A | #N/A | Not Found | #N/A | #N/A | #N/A | #N/A | #N/A |  |  |  |  | No |  | No | No | No
| LaGrande_3 | LaGrande-3 | teppc | TPWR | TPWR | Tacoma Power | BPAT | NW | 1912-11-01 | 2050-12-31 | 1912 | 2050 | 6 | 100% | 6 | 6 | Hydro | Hydro_Standard | Hydro | NW_Hydro |  |  |  | NW_Hydro | 1913 | 2050 | 0 | NW | 6 | 1 | 6 | 1 | 1 | 2050-12-31 | 1 | #N/A | #N/A | No | #N/A | #N/A | Not Found | #N/A | #N/A | #N/A | Not Found | #N/A | #N/A | #N/A | #N/A | #N/A |  |  |  |  | No |  | No | No | No
| LaGrande_4 | LaGrande-4 | teppc | TPWR | TPWR | Tacoma Power | BPAT | NW | 1912-11-01 | 2050-12-31 | 1912 | 2050 | 6 | 100% | 6 | 6 | Hydro | Hydro_Standard | Hydro | NW_Hydro |  |  |  | NW_Hydro | 1913 | 2050 | 0 | NW | 6 | 1 | 6 | 1 | 1 | 2050-12-31 | 1 | #N/A | #N/A | No | #N/A | #N/A | Not Found | #N/A | #N/A | #N/A | Not Found | #N/A | #N/A | #N/A | #N/A | #N/A |  |  |  |  | No |  | No | No | No
| LaGrande_5 | LaGrande-5 | teppc | TPWR | TPWR | Tacoma Power | BPAT | NW | 1945-09-01 | 2050-12-31 | 1945 | 2050 | 40 | 100% | 40 | 40 | Hydro | Hydro_Standard | Hydro | NW_Hydro |  |  |  | NW_Hydro | 1946 | 2050 | 0 | NW | 40 | 1 | 40 | 1 | 1 | 2050-12-31 | 1 | #N/A | #N/A | No | #N/A | #N/A | Not Found | #N/A | #N/A | #N/A | Not Found | #N/A | #N/A | #N/A | #N/A | #N/A |  |  |  |  | No |  | No | No | No
| Lake | Lake L1 | teppc | LDWP | LDWP | Los Angeles Department of Water and Power | LADWP | LDWP | 2002-07-01 | 2050-12-31 | 2002 | 2050 | 51 | 100% | 51 | 51 | CT-NatGas-Aero | CT_NG | CT | LDWP_Peaker |  |  |  | LDWP_Peaker | 2002 | 2050 | 0 | LDWP | 51 | 1 | 51 | 1 | 1 | 2050-12-31 | 1 | #N/A | #N/A | No | 51 | 51 | Not Found | #N/A | #N/A | #N/A | Not Found | #N/A | #N/A | #N/A | 51 | 51 | 51 | 51 |  |  | No |  | No | No | No
| LakeCreek_BPA1 | Lake Creek FERC P-2594-HY1 | teppc | BPAT | BPAT | Bonneville Power Administration – Transmission | BPAT | NW | 1917-06-01 | 2030-04-15 | 1917 | 2029 | 3 | 100% | 3 | 3 | Hydro | Hydro_Standard | Hydro | NW_Hydro |  |  |  | NW_Hydro | 1917 | 2029 | 0 | NW | 3 | 1 | 3 | 1 | 1 | 2030-04-15 | 1 | #N/A | #N/A | No | #N/A | #N/A | Not Found | #N/A | #N/A | #N/A | Not Found | #N/A | #N/A | #N/A | #N/A | #N/A |  |  |  |  | No |  | No | No | No
| LakeCreek_BPA2 | Lake Creek FERC P-2594-HY2 | teppc | BPAT | BPAT | Bonneville Power Administration – Transmission | BPAT | NW | 1949-08-01 | 2030-04-15 | 1949 | 2029 | 3.5 | 100% | 3.5 | 3.5 | Hydro | Hydro_Standard | Hydro | NW_Hydro |  |  |  | NW_Hydro | 1949 | 2029 | 0 | NW | 3.5 | 1 | 3.5 | 1 | 1 | 2030-04-15 | 1 | #N/A | #N/A | No | #N/A | #N/A | Not Found | #N/A | #N/A | #N/A | Not Found | #N/A | #N/A | #N/A | #N/A | #N/A |  |  |  |  | No |  | No | No | No
| Lakeside_Biogas_LLC | Lakeside Biogas LLC | rps | SDGE | SDG&E | San Diego Gas and Electric | SDGE | CAISO | 2021-02-15 | 2050-12-31 | 2021 | 2050 | 0 | 0% |  | 3 | Digester gasnan | Biogas_ | Biogas_LandfillGas | CAISO_Biomass |  |  |  | CAISO_Biomass_for_CAISO | 2021 | 2050 | 0 | CAISO | 3 | 0.95 |  | 1 | 1 | 2050-12-31 | 1 | Lakeside Biogas LLC | #N/A | No | #VALUE! | #VALUE! | Not Found | #N/A | #N/A | #N/A | Not Found | #N/A | #N/A | #N/A | [6 empty] | Yes | Yes | No | No | No
| LakeSide2CC_Total | LakeSide2CC (Total CC Plant) | teppc | PAUT | PAUT | Utah, PACE Utility | PACE | NW | 2014-06-01 | 2050-12-31 | 2014 | 2050 | 628.1 | 100% | 628.1 | 628.1 | CCWhole-NatGas-Industrial | CC_NG | CC | NW_CCGT |  |  |  | NW_CCGT | 2014 | 2050 | 0 | NW | 628.1 | 1 | 628.1 | 1 | 1 | 2050-12-31 | 1 | #N/A | #N/A | No | 628.1 | 628.1 | Not Found | #N/A | #N/A | #N/A | Not Found | #N/A | #N/A | #N/A | 628.1 | 628.1 | 628.1 | 628.1 |  |  | No |  | No | No | No
| LakeSideCC_Total | LakeSideCC (Total CC Plant) | teppc | PAUT | PAUT | Utah, PACE Utility | PACE | NW | 2007-06-01 | 2050-12-01 | 2007 | 2050 | 538 | 100% | 538 | 538 | CCWhole-NatGas-Industrial | CC_NG | CC | NW_CCGT |  |  |  | NW_CCGT | 2007 | 2050 | 0 | NW | 538 | 1 | 538 | 1 | 1 | 2050-12-01 | 1 | #N/A | #N/A | No | 538 | 538 | Not Found | #N/A | #N/A | #N/A | Not Found | #N/A | #N/A | #N/A | 538 | 538 | 538 | 538 |  |  | No |  | No | No | No
| LAKESISK | LAKESISK | teppc | PACW | PACW | PacifiCorp – West | PACW | NW | 1950-01-01 | 2050-12-31 | 1950 | 2050 | 5 | 100% | 5 | 5 | Hydro | Hydro_Standard | Hydro | NW_Hydro |  |  |  | NW_Hydro | 1950 | 2050 | 0 | NW | 5 | 1 | 5 | 1 | 1 | 2050-12-31 | 1 | #N/A | #N/A | No | #N/A | #N/A | Not Found | #N/A | #N/A | #N/A | Not Found | #N/A | #N/A | #N/A | #N/A | #N/A |  |  |  |  | No |  | No | No | No
| LAKHDG_6_UNIT_1 | Lake Hodges Pumped Storage-Unit1 | caiso | SDGE | SDGE | San Diego Gas and Electric | SDGE | CAISO | 2011-09-08 | 2050-12-31 | 2011 | 2050 | 20 | 100% | 20 | 20 | n/a | Hydro_PumpedStorage | PSH | CAISO_Existing_Pumped_Storage |  |  |  | CAISO_Existing_Pumped_Storage | 2012 | 2050 | 0 | CAISO | 20 | 1 | 20 | 1 | 1 | 2050-12-31 | 1 | LAKHDG_6_UNIT 1 | FC | No | 20 | 20 | NQC List | 20 | 20 | WATER | NQC List | 20 | 20 | WATER | 20 | 20 | 20 | 20 |  | Not incremental | No |  | No | No | No
| LAKHDG_6_UNIT_2 | Lake Hodges Pumped Storage-Unit2 | caiso | SDGE | SDGE | San Diego Gas and Electric | SDGE | CAISO | 2012-08-27 | 2050-12-31 | 2012 | 2050 | 20 | 100% | 20 | 20 | n/a | Hydro_PumpedStorage | PSH | CAISO_Existing_Pumped_Storage |  |  |  | CAISO_Existing_Pumped_Storage | 2013 | 2050 | 0 | CAISO | 20 | 1 | 20 | 1 | 1 | 2050-12-31 | 1 | LAKHDG_6_UNIT 2 | FC | No | 20 | 20 | NQC List | 20 | 20 | WATER | NQC List | 20 | 20 | WATER | 20 | 20 | 20 | 20 |  | Not incremental | No |  | No | No | No
| Lamar_DCI | Lamar DC Intertie (Fictional Resource)-1 | teppc | PSCO | PSCO | Public Service Company of Colorado | PSCO | Excluded | 1950-01-01 | 2050-12-31 | 1950 | 2050 | 210 | 100% | 210 | 210 | DC-Intertie | Intertie_NOTGEN | None | Excluded_Imports |  |  |  | Excluded | 1950 | 2050 | 0 | Excluded | 210 | 1 | 210 | 1 | 1 | 2050-12-31 | 1 | #N/A | #N/A | No | 0 | 0 | Not Found | #N/A | #N/A | #N/A | Not Found | #N/A | #N/A | #N/A | 0 | 0 | 0 | 0 |  |  | No |  | No | No | No
| LAMONT_1_SOLAR1 | Regulus Solar | caiso | PGE_Valley | PGE_Valley | Pacific Gas and Electric Valley | PGE_Valley | CAISO | 2014-11-11 | 2050-12-31 | 2014 | 2050 | 60 | 100% | 60 | 60 | n/a | PVgeneric_sun | Solar_Fixed | CAISO_Solar |  |  |  | CAISO_Solar_for_CAISO | 2015 | 2050 | 0 | CAISO | 60 | 1 | 60 | 1 | 1 | 2050-12-31 | 1 | LAMONT_1_SOLAR1 | FC | No | 16.2 | 8.4 | NQC List | 16.2 | 8.4 | SUN | NQC List | 16.2 | 8.4 | SUN | 16.2 | 8.4 | 16.2 | 8.4 |  |  | No |  | No | No | No
| LAMONT_1_SOLAR2 | Redwood Solar Farm 4 | caiso | PGE_Valley | PGE_Valley | Pacific Gas and Electric Valley | PGE_Valley | CAISO | 2018-01-06 | 2050-12-31 | 2018 | 2050 | 20 | 100% | 20 | 20 | PVgeneric_sun | PVgeneric_sun | Solar_Fixed | CAISO_Solar |  |  |  | CAISO_Solar_for_CAISO | 2018 | 2050 | 0 | CAISO | 20 | 1 | 20 | 1 | 1 | 2050-12-31 | 1 | LAMONT_1_SOLAR2 | FC | No | 5.4 | 2.8 | NQC List | 5.4 | 2.8 | SUN | NQC List | 5.4 | 2.8 | SUN | 5.4 | 2.8 | 5.4 | 2.8 |  |  | No |  | No | Yes | Yes
| LAMONT_1_SOLAR3 | Woodmere Solar Farm | caiso | PGE_Valley | PGE_Valley | Pacific Gas and Electric Valley | PGE_Valley | CAISO | 2015-12-23 | 2050-12-31 | 2016 | 2050 | 14.99 | 100% | 14.99 | 14.99 | n/a | PVgeneric_sun | Solar_Fixed | CAISO_Solar |  |  |  | CAISO_Solar_for_CAISO | 2016 | 2050 | 0 | CAISO | 14.99 | 1 | 14.99 | 1 | 1 | 2050-12-31 | 1 | LAMONT_1_SOLAR3 | FC | No | 4.0473 | 2.0986 | NQC List | 4.05 | 2.1 | SUN | NQC List | 4.05 | 2.1 | SUN | 4.05 | 2.1 | 4.05 | 2.1 |  |  | No |  | No | No | No
| LAMONT_1_SOLAR4 | Hayworth Solar Farm | caiso | PGE_Valley | PGE_Valley | Pacific Gas and Electric Valley | PGE_Valley | CAISO | 2015-12-23 | 2050-12-31 | 2016 | 2050 | 26.66 | 100% | 26.66 | 26.66 | n/a | PVgeneric_sun | Solar_Fixed | CAISO_Solar |  |  |  | CAISO_Solar_for_CAISO | 2016 | 2050 | 0 | CAISO | 26.66 | 1 | 26.66 | 1 | 1 | 2050-12-31 | 1 | LAMONT_1_SOLAR4 | FC | No | 7.1982 | 3.7324 | NQC List | 7.2 | 3.73 | SUN | NQC List | 7.2 | 3.73 | SUN | 7.2 | 3.73 | 7.2 | 3.73 |  |  | No |  | No | No | No
| LAMONT_1_SOLAR5 | Redcrest Solar Farm | caiso | PGE_Valley | PGE_Valley | Pacific Gas and Electric Valley | PGE_Valley | CAISO | 2015-10-30 | 2050-12-31 | 2015 | 2050 | 16.66 | 100% | 16.66 | 16.66 | n/a | PVgeneric_sun | Solar_Fixed | CAISO_Solar |  |  |  | CAISO_Solar_for_CAISO | 2016 | 2050 | 0 | CAISO | 16.66 | 1 | 16.66 | 1 | 1 | 2050-12-31 | 1 | LAMONT_1_SOLAR5 | FC | No | 4.4982 | 2.3324 | NQC List | 4.5 | 2.33 | SUN | NQC List | 4.5 | 2.33 | SUN | 4.5 | 2.33 | 4.5 | 2.33 |  |  | No |  | No | No | No
| LamontUprStave1 | Lamont (LMN, Upper Stave Energy)-1_Lamont (LMN, Upper Stave Energy)-1_IPP-LMN | teppc | BCHA | BCHA | British Columbia Transmission Company | BCHA_AESO | Excluded | 2009-10-01 | 2049-11-02 | 2009 | 2048 | 16.26 | 100% | 16.26 | 16.26 | Hydro | Hydro_Standard | Hydro | Excluded_Hydro |  |  |  | Excluded | 2010 | 2049 | 0 | Excluded | 16.26 | 1 | 16.26 | 1 | 1 | 2049-11-02 | 1 | #N/A | #N/A | No | 0 | 0 | Not Found | #N/A | #N/A | #N/A | Not Found | #N/A | #N/A | #N/A | 0 | 0 | 0 | 0 |  |  | No |  | No | No | No
| LamontUprStave2 | Lamont (LMN, Upper Stave Energy)-2_Lamont (LMN, Upper Stave Energy)-2_IPP-LMN | teppc | BCHA | BCHA | British Columbia Transmission Company | BCHA_AESO | Excluded | 2009-10-01 | 2049-11-02 | 2009 | 2048 | 16.26 | 100% | 16.26 | 16.26 | Hydro | Hydro_Standard | Hydro | Excluded_Hydro |  |  |  | Excluded | 2010 | 2049 | 0 | Excluded | 16.26 | 1 | 16.26 | 1 | 1 | 2049-11-02 | 1 | #N/A | #N/A | No | 0 | 0 | Not Found | #N/A | #N/A | #N/A | Not Found | #N/A | #N/A | #N/A | 0 | 0 | 0 | 0 |  |  | No |  | No | No | No
| Lange | Lange Peaking Power 1 | teppc | WACM | WACM | Western Area Power Administration, Colorado-Missouri Region | WACM | Excluded | 2002-03-01 | 2050-12-31 | 2002 | 2050 | 40 | 100% | 40 | 40 | CT-NatGas-Aero | CT_NG | CT | Excluded_Peaker |  |  |  | Excluded | 2002 | 2050 | 0 | Excluded | 40 | 1 | 40 | 1 | 1 | 2050-12-31 | 1 | #N/A | #N/A | No | 0 | 0 | Not Found | #N/A | #N/A | #N/A | Not Found | #N/A | #N/A | #N/A | 0 | 0 | 0 | 0 |  |  | No |  | No | No | No
| LangleyGulchCC_Total | LangleyGulchCC (Total CC Plant) | teppc | IPTV | IPTV | Idaho Treasure Valley | IPCO | NW | 2012-06-29 | 2050-12-31 | 2012 | 2050 | 274.3 | 100% | 274.3 | 274.3 | CCWhole-NatGas-Aero | CC_NG | CC | NW_CCGT |  |  |  | NW_CCGT | 2012 | 2050 | 0 | NW | 274.3 | 1 | 274.3 | 1 | 1 | 2050-12-31 | 1 | #N/A | #N/A | No | 274.3 | 274.3 | Not Found | #N/A | #N/A | #N/A | Not Found | #N/A | #N/A | #N/A | 274.3 | 274.3 | 274.3 | 274.3 |  |  | No |  | No | No | No
| LANL_TA_3_1 | LANL TA-3-1 | teppc | PNM | PNM | Public Service Company of New Mexico | PNM_EPE | SW | 1945-12-01 | 2030-04-15 | 1945 | 2029 | 5 | 100% | 5 | 5 | ST-NatGas | ST_NG | Steam | SW_ST |  |  |  | SW_ST | 1946 | 2029 | 0 | SW | 5 | 1 | 5 | 1 | 1 | 2030-04-15 | 1 | #N/A | #N/A | No | 4.9978 | 4.9978 | Not Found | #N/A | #N/A | #N/A | Not Found | #N/A | #N/A | #N/A | 4.9978 | 4.9978 | 4.9978 | 4.9978 |  |  | No |  | No | No | No
| LANL_TA_3_GT1 | LANL TA-3-GT1 | teppc | PNM | PNM | Public Service Company of New Mexico | PNM_EPE | SW | 2009-09-01 | 2050-12-31 | 2009 | 2050 | 24 | 100% | 24 | 24 | CT-NatGas-Aero | CT_NG | CT | SW_Peaker |  |  |  | SW_Peaker | 2010 | 2050 | 0 | SW | 24 | 1 | 24 | 1 | 1 | 2050-12-31 | 1 | #N/A | #N/A | No | 24 | 24 | Not Found | #N/A | #N/A | #N/A | Not Found | #N/A | #N/A | #N/A | 24 | 24 | 24 | 24 |  |  | No |  | No | No | No
| LAPAC_6_UNIT | LOUISIANA PACIFIC SAMOA | caiso | PGE_Bay | PGE_Bay | Pacific Gas and Electric Bay | PGE_Bay | CAISO | 1992-01-01 | 2050-12-31 | 1992 | 2050 | 0 | 0% |  | 20 | n/a | ST_Biomass | Biomass/Wood | CAISO_Biomass |  |  |  | CAISO_Biomass_for_CAISO | 1992 | 2050 | 0 | CAISO | 20 | 1 | 20 | 1 | 1 | 2050-12-31 | 1 | LAPAC_6_UNIT | EO | Yes | 13.96 | 13.96 | NQC List | 0 | 0 | BIOMASS | NQC List | 0 | 0 | BIOMASS | 0 | 0 | 0 | 0 |  |  | No |  | No | No | No
| LAPLMA_2_UNIT_1 | La Paloma Generating Plant Unit #1 | caiso | PGE_Valley | PGE_Valley | Pacific Gas and Electric Valley | PGE_Valley | CAISO | 2003-01-10 | 2050-12-31 | 2003 | 2050 | 259.8 | 97.3% | 259.8 | 267 | CCWhole-NatGas-SingleShaft | CC_NG | CC | CAISO_CCGT1 |  |  |  | CAISO_CCGT1 | 2003 | 2050 | 0 | CAISO | 267 | 1 | 267 | 1 | 1 | 2050-12-31 | 1 | LAPLMA_2_UNIT 1 | FC | No | 250.8382 | 250.8382 | NQC List | 259.8 | 259.8 | NATURAL GAS | NQC List | 259.8 | 259.8 | NATURAL GAS | 259.8 | 259.8 | 259.8 | 259.8 |  |  | No |  | No | No | No
| LAPLMA_2_UNIT_2 | La Paloma Generating Plant Unit #2 | caiso | PGE_Valley | PGE_Valley | Pacific Gas and Electric Valley | PGE_Valley | CAISO | 2003-03-05 | 2050-12-31 | 2003 | 2050 | 260.2 | 97.82% | 260.2 | 266 | CCWhole-NatGas-SingleShaft | CC_NG | CC | CAISO_CCGT1 |  |  |  | CAISO_CCGT1 | 2003 | 2050 | 0 | CAISO | 266 | 1 | 266 | 1 | 1 | 2050-12-31 | 1 | LAPLMA_2_UNIT 2 | FC | No | 249.8988 | 249.8988 | NQC List | 260.2 | 260.2 | NATURAL GAS | NQC List | 260.2 | 260.2 | NATURAL GAS | 260.2 | 260.2 | 260.2 | 260.2 |  |  | No |  | No | No | No
| LAPLMA_2_UNIT_3 | La Paloma Generating Plant Unit #3 | caiso | PGE_Valley | PGE_Valley | Pacific Gas and Electric Valley | PGE_Valley | CAISO | 2003-01-13 | 2050-12-31 | 2003 | 2050 | 256.15 | 96.3% | 256.15 | 266 | CCWhole-NatGas-SingleShaft | CC_NG | CC | CAISO_CCGT1 |  |  |  | CAISO_CCGT1 | 2003 | 2050 | 0 | CAISO | 266 | 1 | 266 | 1 | 1 | 2050-12-31 | 1 | LAPLMA_2_UNIT 3 | FC | No | 249.8988 | 249.8988 | NQC List | 256.15 | 256.15 | NATURAL GAS | NQC List | 256.15 | 256.15 | NATURAL GAS | 256.15 | 256.15 | 256.15 | 256.15 |  |  | No |  | No | No | No
| LAPLMA_2_UNIT_4 | La Paloma Generating Plant Unit #4 | caiso | PGE_Valley | PGE_Valley | Pacific Gas and Electric Valley | PGE_Valley | CAISO | 2003-03-05 | 2050-12-31 | 2003 | 2050 | 260 | 102.6% | 260 | 253.29 | CCWhole-NatGas-SingleShaft | CC_NG | CC | CAISO_CCGT2 |  |  |  | CAISO_CCGT2 | 2003 | 2050 | 0 | CAISO | 253.29 | 1 | 253.29 | 1 | 1 | 2050-12-31 | 1 | LAPLMA_2_UNIT 4 | FC | No | 253.2594 | 253.2594 | NQC List | 253.29 | 253.29 | NATURAL GAS | NQC List | 253.29 | 253.29 | NATURAL GAS | 253.29 | 253.29 | 253.29 | 253.29 |  |  | No |  | No | No | No
| LaramieRiver2 | Laramie River Station 2 | teppc | WACM | WACM | Western Area Power Administration, Colorado-Missouri Region | WACM | Excluded | 1981-08-01 | 2050-12-31 | 1981 | 2050 | 605 | 100% | 605 | 605 | ST-Coal | Steam_Coal | Coal | Excluded_Coal |  |  |  | Excluded | 1981 | 2050 | 0 | Excluded | 605 | 1 | 605 | 1 | 1 | 2050-12-31 | 1 | #N/A | #N/A | No | 0 | 0 | Not Found | #N/A | #N/A | #N/A | Not Found | #N/A | #N/A | #N/A | 0 | 0 | 0 | 0 |  |  | No |  | No | No | No
| LaramieRiver3 | Laramie River Station 3 | teppc | WACM | WACM | Western Area Power Administration, Colorado-Missouri Region | WACM | Excluded | 1982-12-01 | 2050-12-31 | 1982 | 2050 | 605 | 100% | 605 | 605 | ST-Coal | Steam_Coal | Coal | Excluded_Coal |  |  |  | Excluded | 1983 | 2050 | 0 | Excluded | 605 | 1 | 605 | 1 | 1 | 2050-12-31 | 1 | #N/A | #N/A | No | 0 | 0 | Not Found | #N/A | #N/A | #N/A | Not Found | #N/A | #N/A | #N/A | 0 | 0 | 0 | 0 |  |  | No |  | No | No | No
| LARKSP_6_UNIT_1 | LARKSPUR PEAKER UNIT 1 | caiso | SDGE | SDGE | San Diego Gas and Electric | SDGE | CAISO | 2001-09-13 | 2050-12-31 | 2001 | 2050 | 46 | 99.78% | 46 | 46.1 | CT-NatGas-Industrial | CT_NG | CT | CAISO_Peaker2 |  |  |  | CAISO_Peaker2 | 2002 | 2050 | 0 | CAISO | 46.1 | 1 | 46.1 | 1 | 1 | 2050-12-31 | 1 | LARKSP_6_UNIT 1 | FC | No | 44.3157 | 44.3157 | NQC List | 46 | 46 | NATURAL GAS | NQC List | 46 | 46 | NATURAL GAS | 46 | 46 | 46 | 46 |  |  | No |  | No | No | No
| LARKSP_6_UNIT_2 | LARKSPUR PEAKER UNIT 2 | caiso | SDGE | SDGE | San Diego Gas and Electric | SDGE | CAISO | 2001-09-13 | 2050-12-31 | 2001 | 2050 | 46 | 95.87% | 46 | 47.98 | CT-NatGas-Industrial | CT_NG | CT | CAISO_Peaker2 |  |  |  | CAISO_Peaker2 | 2002 | 2050 | 0 | CAISO | 47.98 | 1 | 47.98 | 1 | 1 | 2050-12-31 | 1 | LARKSP_6_UNIT 2 | FC | No | 46.123 | 46.123 | NQC List | 46 | 46 | NATURAL GAS | NQC List | 46 | 46 | NATURAL GAS | 46 | 46 | 46 | 46 |  |  | No |  | No | No | No
| LAROA2_2_UNITA1 | LR2 | caiso | CFE | SDGE | San Diego Gas and Electric | SDGE | CAISO | 2003-07-22 | 2050-12-31 | 2003 | 2050 | 322 | 100% | 322 | 322 | CCWhole-NatGas-Industrial | CC_NG | CC | CAISO_CCGT2 |  |  |  | CAISO_CCGT2 | 2003 | 2050 | 0 | CAISO | 322 | 1 | 322 | 1 | 1 | 2050-12-31 | 1 | LAROA2_2_UNITA1 | FC | No | 321.9611 | 321.9611 | NQC List | 322 | 322 | NATURAL GAS | NQC List | 322 | 322 | NATURAL GAS | 322 | 322 | 322 | 322 |  |  | No |  | No | No | No
| LaRosita1CC_Total | LaRosita1CC (Total CC Plant) | teppc | CFE | CFE | Comisión Federal de Electricidad | CFE | Excluded | 2003-07-01 | 2050-12-31 | 2003 | 2050 | 793 | 100% | 793 | 793 | CCWhole-NatGas-Industrial | CC_NG | CC | Excluded_CCGT |  |  |  | Excluded | 2003 | 2050 | 0 | Excluded | 793 | 1 | 793 | 1 | 1 | 2050-12-31 | 1 | #N/A | #N/A | No | 0 | 0 | Not Found | #N/A | #N/A | #N/A | Not Found | #N/A | #N/A | #N/A | 0 | 0 | 0 | 0 |  |  | No |  | No | No | No
| Las_Vegas_Cogen_1CC | LasVegasCogen1CC (Total CC Plant) | teppc | NEVP | NEVP | Nevada Power Company | NEVP | SW | 1994-06-01 | 2050-12-31 | 1994 | 2050 | 54.9 | 100% | 54.9 | 54.9 | CCWhole-NatGas-Aero | CC_NG | CC | SW_CCGT |  |  |  | SW_CCGT | 1994 | 2050 | 0 | SW | 54.9 | 1 | 54.9 | 1 | 1 | 2050-12-31 | 1 | #N/A | #N/A | No | 54.9 | 54.9 | Not Found | #N/A | #N/A | #N/A | Not Found | #N/A | #N/A | #N/A | 54.9 | 54.9 | 54.9 | 54.9 |  |  | No |  | No | No | No
| Las_Vegas_Cogen_2CC1 | LasVegasCogen2CC1 (Total CC Plant) | teppc | NEVP | NEVP | Nevada Power Company | NEVP | SW | 2003-01-01 | 2050-12-31 | 2003 | 2050 | 112.4 | 100% | 112.4 | 112.4 | CCWhole-NatGas-Aero | CC_NG | CC | SW_CCGT |  |  |  | SW_CCGT | 2003 | 2050 | 0 | SW | 112.4 | 1 | 112.4 | 1 | 1 | 2050-12-31 | 1 | #N/A | #N/A | No | 112.4 | 112.4 | Not Found | #N/A | #N/A | #N/A | Not Found | #N/A | #N/A | #N/A | 112.4 | 112.4 | 112.4 | 112.4 |  |  | No |  | No | No | No
| Las_Vegas_Cogen_2CC2 | LasVegasCogen2CC2 (Total CC Plant) | teppc | NEVP | NEVP | Nevada Power Company | NEVP | SW | 2003-01-01 | 2050-12-31 | 2003 | 2050 | 112.4 | 100% | 112.4 | 112.4 | CCWhole-NatGas-Aero | CC_NG | CC | SW_CCGT |  |  |  | SW_CCGT | 2003 | 2050 | 0 | SW | 112.4 | 1 | 112.4 | 1 | 1 | 2050-12-31 | 1 | #N/A | #N/A | No | 112.4 | 112.4 | Not Found | #N/A | #N/A | #N/A | Not Found | #N/A | #N/A | #N/A | 112.4 | 112.4 | 112.4 | 112.4 |  |  | No |  | No | No | No
| LASSEN_6_UNITS | Honey Lake Power | caiso | PGE_Valley | PGE_Valley | Pacific Gas and Electric Valley | PGE_Valley | CAISO | 2005-12-01 | 2050-12-31 | 2005 | 2050 | 30 | 100% | 30 | 30 | n/a | ST_Biomass | Biomass/Wood | CAISO_Biomass |  |  |  | CAISO_Biomass_for_CAISO | 2006 | 2050 | 0 | CAISO | 30 | 1 | 30 | 1 | 1 | 2050-12-31 | 1 | LASSEN_6_UNITS | FC | No | 20.94 | 20.94 | NQC List | 30 | 30 | BIOMASS | NQC List | 30 | 30 | BIOMASS | 30 | 30 | 30 | 30 |  |  | No |  | No | No | No
| LasVegasSolarEC | Las Vegas Solar PV Plant LVSEC | teppc | PNM | PNM | Public Service Company of New Mexico | PNM_EPE | SW | 2011-11-24 | 2050-12-31 | 2011 | 2050 | 5 | 100% | 5 | 5 | SolarPV-NonTracking | FixedPV_sun | Solar_Fixed | SW_Solar |  |  |  | SW_Solar_for_Other | 2012 | 2050 | 0 | SW | 5 | 1 | 5 | 1 | 1 | 2050-12-31 | 1 | #N/A | #N/A | No | #N/A | #N/A | Not Found | #N/A | #N/A | #N/A | Not Found | #N/A | #N/A | #N/A | #N/A | #N/A |  |  |  |  | No |  | No | No | No
| LateralVentures | Lateral 10 Ventures-GEN1 | teppc | IPFE | IPFE | Idaho Far East | IPCO | NW | 1985-05-04 | 2050-12-31 | 1985 | 2050 | 2.06 | 100% | 2.06 | 2.06 | Hydro | Hydro_Standard | Hydro | NW_Hydro |  |  |  | NW_Hydro | 1985 | 2050 | 0 | NW | 2.06 | 1 | 2.06 | 1 | 1 | 2050-12-31 | 1 | #N/A | #N/A | No | #N/A | #N/A | Not Found | #N/A | #N/A | #N/A | Not Found | #N/A | #N/A | #N/A | #N/A | #N/A |  |  |  |  | No |  | No | No | No
| LAWRNC_7_SUNYVL | City of Sunnyvale Unit 1 and 2 | caiso | PGE_Bay | PGE_Bay | Pacific Gas and Electric Bay | PGE_Bay | CAISO | 1999-01-01 | 2050-12-31 | 1999 | 2050 | 0.13 | 43.33% | 0.13 | 0.3 | n/a | Cogen_NG | Cogen | CAISO_CHP |  |  |  | CAISO_CHP | 1999 | 2050 | 0 | CAISO | 0.3 | 1 | 0.3 | 1 | 1 | 2050-12-31 | 1 | LAWRNC_7_SUNYVL | FC | No | 0.1902 | 0.1902 | NQC List | 0.09 | 0.09 | NATURAL GAS | NQC List | 0.17 | 0.14 | NATURAL GAS | 0.17 | 0.14 | 0.09 | 0.09 |  |  | No |  | No | No | No
| Leaburg__EWEB_ | Leaburg-1 | teppc | BPAT | BPAT | Bonneville Power Administration – Transmission | BPAT | NW | 1929-12-01 | 2050-12-31 | 1929 | 2050 | 6 | 100% | 6 | 6 | Hydro | Hydro_Standard | Hydro | NW_Hydro |  |  |  | NW_Hydro | 1930 | 2050 | 0 | NW | 6 | 1 | 6 | 1 | 1 | 2050-12-31 | 1 | #N/A | #N/A | No | #N/A | #N/A | Not Found | #N/A | #N/A | #N/A | Not Found | #N/A | #N/A | #N/A | #N/A | #N/A |  |  |  |  | No |  | No | No | No
| Leaning_Juniper_Wind_1 | Leaning Juniper-1 | teppc | PACW | PACW | PacifiCorp – West | PACW | NW | 2006-08-10 | 2050-12-31 | 2006 | 2050 | 100.5 | 100% | 100.5 | 100.5 | WT-Onshore | wind_onshorewind | Wind | NW_Wind |  |  |  | NW_Wind_for_Other | 2007 | 2050 | 0 | NW | 100.5 | 1 | 100.5 | 1 | 1 | 2050-12-31 | 1 | #N/A | #N/A | No | #N/A | #N/A | Not Found | #N/A | #N/A | #N/A | Not Found | #N/A | #N/A | #N/A | #N/A | #N/A |  |  |  |  | No |  | No | No | No
| Leaning_Juniper_Wind_2A | Leaning Juniper Wind Power II | teppc | TPWR | TPWR | Tacoma Power | BPAT | NW | 2011-04-01 | 2050-12-31 | 2011 | 2050 | 91 | 100% | 91 | 91 | WT-Onshore | wind_onshorewind | Wind | NW_Wind |  |  |  | NW_Wind_for_Other | 2011 | 2050 | 0 | NW | 91 | 1 | 91 | 1 | 1 | 2050-12-31 | 1 | #N/A | #N/A | No | #N/A | #N/A | Not Found | #N/A | #N/A | #N/A | Not Found | #N/A | #N/A | #N/A | #N/A | #N/A |  |  |  |  | No |  | No | No | No
| Leaning_Juniper_Wind_2B | Leaning Juniper Wind Power II-B | teppc | TPWR | TPWR | Tacoma Power | BPAT | NW | 2011-04-01 | 2050-12-31 | 2011 | 2050 | 110 | 100% | 110 | 110 | WT-Onshore | wind_onshorewind | Wind | NW_Wind |  |  |  | NW_Wind_for_Other | 2011 | 2050 | 0 | NW | 110 | 1 | 110 | 1 | 1 | 2050-12-31 | 1 | #N/A | #N/A | No | #N/A | #N/A | Not Found | #N/A | #N/A | #N/A | Not Found | #N/A | #N/A | #N/A | #N/A | #N/A |  |  |  |  | No |  | No | No | No
| LeaningJunipr3 | Leaning Juniper 3-WT (1) | teppc | BPAT | BPAT | Bonneville Power Administration – Transmission | BPAT | NW | 2018-12-31 | 2050-04-15 | 2019 | 2049 | 200 | 100% | 200 | 200 | WT-Onshore | wind_onshorewind | Wind | NW_Wind |  |  |  | NW_Wind_for_Other | 2019 | 2049 | 0 | NW | 200 | 1 | 200 | 1 | 1 | 2050-04-15 | 1 | #N/A | #N/A | No | #N/A | #N/A | Not Found | #N/A | #N/A | #N/A | Not Found | #N/A | #N/A | #N/A | #N/A | #N/A |  |  |  |  | No |  | No | No | No
ground truthing fix | Leathers | J.M. Leathers GEN1¦Cal Energy Leathers-GEN1¦Leathers Calipatria | teppc | IID | IID | Imperial Irrigation District | SCE | CAISO | 1989-11-01 | 2050-12-31 | 1989 | 2050 | 42 | 100% | 42 | 42 | Geo-DoubleFlash | Geothermal_steam | Geothermal | CAISO_Geothermal |  |  |  | CAISO_Geothermal_for_CAISO | 1990 | 2050 | 0 | CAISO | 42 | 1 | 42 | 1 | 1 | 2050-12-31 | 1 | #N/A | #N/A | No | 25.872 | 25.872 | Not Found | #N/A | #N/A | #N/A | Not Found | #N/A | #N/A | #N/A | 25.872 | 25.872 | 25.872 | 25.872 |  |  | No |  | No | No | No
| LEBECS_2_UNITS | Pastoria Energy Facility | caiso | SCE | PGE_Valley | Pacific Gas and Electric Valley | PGE_Valley | CAISO | 2005-05-04 | 2050-12-31 | 2005 | 2050 | 750 | 93.81% | 750 | 799.47 | CCWhole-NatGas-Industrial | CC_NG | CC | CAISO_CCGT1 |  |  |  | CAISO_CCGT1 | 2005 | 2050 | 0 | CAISO | 799.47 | 1 | 799.47 | 1 | 1 | 2050-12-31 | 1 | LEBECS_2_UNITS | ID | No | 751.0773 | 751.0773 | NQC List | 765 | 765 | NATURAL GAS | NQC List | 765 | 765 | NATURAL GAS | 765 | 765 | 765 | 765 |  |  | No |  | No | No | No
| LECEF_1_UNITS | LOS ESTEROS ENERGY FACILITY AGGREGATE | caiso | PGE_Bay | PGE_Bay | Pacific Gas and Electric Bay | PGE_Bay | CAISO | 2013-07-31 | 2050-12-31 | 2013 | 2050 | 309.84 | 100% | 309.84 | 309.84 | CCWhole-NatGas-Aero | CT_NG | CT | CAISO_CCGT2 |  |  |  | CAISO_CCGT2 | 2013 | 2050 | 0 | CAISO | 309.84 | 1 | 309.84 | 1 | 1 | 2050-12-31 | 1 | LECEF_1_UNITS | FC | No | 309.8025 | 309.8025 | NQC List | 304 | 304 | NATURAL GAS | NQC List | 297.54 | 304 | NATURAL GAS | 297.54 | 304 | 304 | 304 |  |  | No |  | No | No | No
| Lemolo_2_1 | Lemolo 2-1 | teppc | PACW | PACW | PacifiCorp – West | PACW | NW | 1956-11-01 | 2050-12-31 | 1956 | 2050 | 38.5 | 100% | 38.5 | 38.5 | Hydro | Hydro_Standard | Hydro | NW_Hydro |  |  |  | NW_Hydro | 1957 | 2050 | 0 | NW | 38.5 | 1 | 38.5 | 1 | 1 | 2050-12-31 | 1 | #N/A | #N/A | No | #N/A | #N/A | Not Found | #N/A | #N/A | #N/A | Not Found | #N/A | #N/A | #N/A | #N/A | #N/A |  |  |  |  | No |  | No | No | No
| Lemolo1_1 | Lemolo 1-1 | teppc | PACW | PACW | PacifiCorp – West | PACW | NW | 1955-07-01 | 2050-12-31 | 1955 | 2050 | 31.99 | 100% | 31.99 | 31.99 | Hydro | Hydro_Standard | Hydro | NW_Hydro |  |  |  | NW_Hydro | 1955 | 2050 | 0 | NW | 31.99 | 1 | 31.99 | 1 | 1 | 2050-12-31 | 1 | #N/A | #N/A | No | #N/A | #N/A | Not Found | #N/A | #N/A | #N/A | Not Found | #N/A | #N/A | #N/A | #N/A | #N/A |  |  |  |  | No |  | No | No | No
| Lemoyne_1 | Lemoyne-1 | teppc | IPFE | IPFE | Idaho Far East | IPCO | NW | 1985-06-23 | 2030-04-15 | 1985 | 2029 | 0.08 | 100% | 0.08 | 0.08 | Hydro | Hydro_Standard | Hydro | NW_Hydro |  |  |  | NW_Hydro | 1985 | 2029 | 0 | NW | 0.08 | 1 | 0.08 | 1 | 1 | 2030-04-15 | 1 | #N/A | #N/A | No | #N/A | #N/A | Not Found | #N/A | #N/A | #N/A | Not Found | #N/A | #N/A | #N/A | #N/A | #N/A |  |  |  |  | No |  | No | No | No
| LEPRFD_1_KANSAS | Kansas | caiso | PGE_Valley | PGE_Valley | Pacific Gas and Electric Valley | PGE_Valley | CAISO | 2014-12-18 | 2050-12-31 | 2015 | 2050 | 20 | 100% | 20 | 20 | n/a | PVgeneric_sun | Solar_Fixed | CAISO_Solar |  |  |  | CAISO_Solar_for_CAISO | 2015 | 2050 | 0 | CAISO | 20 | 1 | 20 | 1 | 1 | 2050-12-31 | 1 | LEPRFD_1_KANSAS | ID | No | 5.4 | 2.8 | NQC List | 5.4 | 2.8 | SUN | NQC List | 5.4 | 2.8 | SUN | 5.4 | 2.8 | 5.4 | 2.8 |  |  | No |  | No | No | No
| Lethbridge_EC | Lethbridge Energy Centre-1 | teppc | BCHA | BCHA | British Columbia Transmission Company | BCHA_AESO | Excluded | 2014-12-19 | 2050-12-31 | 2015 | 2050 | 130 | 100% | 130 | 130 | CT-NatGas-Industrial | CT_NG | CT | Excluded_Peaker |  |  |  | Excluded | 2015 | 2050 | 0 | Excluded | 130 | 1 | 130 | 1 | 1 | 2050-12-31 | 1 | #N/A | #N/A | No | 0 | 0 | Not Found | #N/A | #N/A | #N/A | Not Found | #N/A | #N/A | #N/A | 0 | 0 | 0 | 0 |  |  | No |  | No | No | No
| LGHTHP_6_ICEGEN |  | caiso | SCE | SCE | Southern California Edison | SCE | CAISO | 1989-12-22 | 2050-12-31 | 1990 | 2050 | 48 | 100% | 48 | 48 | CCWhole-NatGas-Aero | CT_NG | CT | CAISO_Peaker1 |  |  |  | CAISO_Peaker1 | 1990 | 2050 | 0 | CAISO | 48 | 1 | 48 | 1 | 1 | 2050-12-31 | 1 | LGHTHP_6_ICEGEN | FC | No | 44.3393 | 44.3393 | NQC List | 48 | 48 | NATURAL GAS | NQC List | 48 | 48 | NATURAL GAS | 48 | 48 | 48 | 48 |  |  | No |  | No | No | No
| LHILLS_6_SOLAR1 |  | caiso | PGE_Valley | PGE_Valley | Pacific Gas and Electric Valley | PGE_Valley | CAISO | 2015-04-02 | 2050-12-31 | 2015 | 2050 | 20 | 100% | 20 | 20 | n/a | PVgeneric_sun | Solar_Fixed | CAISO_Solar |  |  |  | CAISO_Solar_for_CAISO | 2015 | 2050 | 0 | CAISO | 20 | 1 | 20 | 1 | 1 | 2050-12-31 | 1 | LHILLS_6_SOLAR1 | FC | No | 5.4 | 2.8 | NQC List | 5.4 | 2.8 | SUN | NQC List | 5.4 | 2.8 | SUN | 5.4 | 2.8 | 5.4 | 2.8 |  |  | No |  | No | No | No
| Libby_1 | Libby-1 | teppc | BPAT | BPAT | Bonneville Power Administration – Transmission | BPAT | NW | 1975-08-01 | 2050-12-31 | 1975 | 2050 | 105 | 100% | 105 | 105 | Hydro | Hydro_Standard | Hydro | NW_Hydro |  |  |  | NW_Hydro | 1975 | 2050 | 0 | NW | 105 | 1 | 105 | 1 | 1 | 2050-12-31 | 1 | #N/A | #N/A | No | #N/A | #N/A | Not Found | #N/A | #N/A | #N/A | Not Found | #N/A | #N/A | #N/A | #N/A | #N/A |  |  |  |  | No |  | No | No | No
| Libby_2 | Libby-2 | teppc | BPAT | BPAT | Bonneville Power Administration – Transmission | BPAT | NW | 1975-10-01 | 2050-12-31 | 1975 | 2050 | 105 | 100% | 105 | 105 | Hydro | Hydro_Standard | Hydro | NW_Hydro |  |  |  | NW_Hydro | 1976 | 2050 | 0 | NW | 105 | 1 | 105 | 1 | 1 | 2050-12-31 | 1 | #N/A | #N/A | No | #N/A | #N/A | Not Found | #N/A | #N/A | #N/A | Not Found | #N/A | #N/A | #N/A | #N/A | #N/A |  |  |  |  | No |  | No | No | No
| Libby_3 | Libby-3 | teppc | BPAT | BPAT | Bonneville Power Administration – Transmission | BPAT | NW | 1976-01-01 | 2050-12-31 | 1976 | 2050 | 105 | 100% | 105 | 105 | Hydro | Hydro_Standard | Hydro | NW_Hydro |  |  |  | NW_Hydro | 1976 | 2050 | 0 | NW | 105 | 1 | 105 | 1 | 1 | 2050-12-31 | 1 | #N/A | #N/A | No | #N/A | #N/A | Not Found | #N/A | #N/A | #N/A | Not Found | #N/A | #N/A | #N/A | #N/A | #N/A |  |  |  |  | No |  | No | No | No
| Libby_4 | Libby-4 | teppc | BPAT | BPAT | Bonneville Power Administration – Transmission | BPAT | NW | 1976-04-01 | 2050-12-31 | 1976 | 2050 | 105 | 100% | 105 | 105 | Hydro | Hydro_Standard | Hydro | NW_Hydro |  |  |  | NW_Hydro | 1976 | 2050 | 0 | NW | 105 | 1 | 105 | 1 | 1 | 2050-12-31 | 1 | #N/A | #N/A | No | #N/A | #N/A | Not Found | #N/A | #N/A | #N/A | Not Found | #N/A | #N/A | #N/A | #N/A | #N/A |  |  |  |  | No |  | No | No | No
| Libby_5 | Libby-5 | teppc | BPAT | BPAT | Bonneville Power Administration – Transmission | BPAT | NW | 1984-09-01 | 2050-12-31 | 1984 | 2050 | 105 | 100% | 105 | 105 | Hydro | Hydro_Standard | Hydro | NW_Hydro |  |  |  | NW_Hydro | 1985 | 2050 | 0 | NW | 105 | 1 | 105 | 1 | 1 | 2050-12-31 | 1 | #N/A | #N/A | No | #N/A | #N/A | Not Found | #N/A | #N/A | #N/A | Not Found | #N/A | #N/A | #N/A | #N/A | #N/A |  |  |  |  | No |  | No | No | No
| Lightning_Dock_1_4 | Lightning Dock Geothermal HI-01 PB01-PB04 | teppc | PNM | PNM | Public Service Company of New Mexico | PNM_EPE | SW | 2013-12-01 | 2050-12-31 | 2013 | 2050 | 4 | 100% | 4 | 4 | Geo-BinaryCycle | Geothermal_steam | Geothermal | SW_Geothermal |  |  |  | SW_Geothermal_for_Other | 2014 | 2050 | 0 | SW | 4 | 1 | 4 | 1 | 1 | 2050-12-31 | 1 | #N/A | #N/A | No | 2.464 | 2.464 | Not Found | #N/A | #N/A | #N/A | Not Found | #N/A | #N/A | #N/A | 2.464 | 2.464 | 2.464 | 2.464 |  |  | No |  | No | No | No
| LILIAC_6_SOLAR | Mesa Crest | caiso | SDGE | SDGE | San Diego Gas and Electric | SDGE | CAISO |  | 2050-12-31 | 1900 | 2050 | 3 | 100% | 3 | 3 | PVgeneric_sun | PVgeneric_sun | Solar_Fixed | CAISO_Solar |  |  |  | CAISO_Solar_for_CAISO | 1900 | 2050 | 0 | CAISO | 3 | 1 | 3 | 1 | 1 | 2050-12-31 | 1 | LILIAC_6_SOLAR | FC | No | 0.81 | 0.42 | NQC List | 0.81 | 0.42 | SUN | NQC List | 0.81 | 0.42 | SUN | 0.81 | 0.42 | 0.81 | 0.42 |  |  | No |  | Yes | No | No
| LimeWind | Lime Wind-T1-6 | teppc | IPTV | IPTV | Idaho Treasure Valley | IPCO | NW | 2011-11-18 | 2050-12-31 | 2011 | 2050 | 3 | 100% | 3 | 3 | WT-Onshore | wind_onshorewind | Wind | NW_Wind |  |  |  | NW_Wind_for_Other | 2012 | 2050 | 0 | NW | 3 | 1 | 3 | 1 | 1 | 2050-12-31 | 1 | #N/A | #N/A | No | #N/A | #N/A | Not Found | #N/A | #N/A | #N/A | Not Found | #N/A | #N/A | #N/A | #N/A | #N/A |  |  |  |  | No |  | No | No | No
| Limon_CT_1 | Limon Generation Station L1 | teppc | WACM | WACM | Western Area Power Administration, Colorado-Missouri Region | WACM | Excluded | 2002-01-01 | 2050-12-31 | 2002 | 2050 | 64.5 | 100% | 64.5 | 64.5 | CT-NatGas-Industrial | CT_NG | CT | Excluded_Peaker |  |  |  | Excluded | 2002 | 2050 | 0 | Excluded | 64.5 | 1 | 64.5 | 1 | 1 | 2050-12-31 | 1 | #N/A | #N/A | No | 0 | 0 | Not Found | #N/A | #N/A | #N/A | Not Found | #N/A | #N/A | #N/A | 0 | 0 | 0 | 0 |  |  | No |  | No | No | No
| Limon_CT_2 | Limon Generation Station L2 | teppc | WACM | WACM | Western Area Power Administration, Colorado-Missouri Region | WACM | Excluded | 2002-01-01 | 2050-12-31 | 2002 | 2050 | 64.5 | 100% | 64.5 | 64.5 | CT-NatGas-Industrial | CT_NG | CT | Excluded_Peaker |  |  |  | Excluded | 2002 | 2050 | 0 | Excluded | 64.5 | 1 | 64.5 | 1 | 1 | 2050-12-31 | 1 | #N/A | #N/A | No | 0 | 0 | Not Found | #N/A | #N/A | #N/A | Not Found | #N/A | #N/A | #N/A | 0 | 0 | 0 | 0 |  |  | No |  | No | No | No
| Limon_Wind_1 | Limon I Wind Farm 1 | teppc | PSCO | PSCO | Public Service Company of Colorado | PSCO | Excluded | 2012-12-31 | 2050-12-31 | 2013 | 2050 | 201 | 100% | 201 | 201 | WT-Onshore | wind_onshorewind | Wind | Excluded_Wind | CAISO | 201 |  | Excluded | 2013 | 2050 | 0 | CAISO | 201 | 1 | 201 | 1 | 1 | 2050-12-31 | 1 | #N/A | #N/A | No | 0 | 0 | Not Found | #N/A | #N/A | #N/A | Not Found | #N/A | #N/A | #N/A | 0 | 0 | 0 | 0 |  |  | No |  | No | No | No
| Limon_Wind_2 | Limon II Wind Farm 1 | teppc | PSCO | PSCO | Public Service Company of Colorado | PSCO | Excluded | 2012-12-31 | 2050-12-31 | 2013 | 2050 | 201 | 100% | 201 | 201 | WT-Onshore | wind_onshorewind | Wind | Excluded_Wind |  |  |  | Excluded | 2013 | 2050 | 0 | Excluded | 201 | 1 | 201 | 1 | 1 | 2050-12-31 | 1 | #N/A | #N/A | No | 0 | 0 | Not Found | #N/A | #N/A | #N/A | Not Found | #N/A | #N/A | #N/A | 0 | 0 | 0 | 0 |  |  | No |  | No | No | No
| Limon_Wind_3 | Limon III Wind Farm WT1 | teppc | PSCO | PSCO | Public Service Company of Colorado | PSCO | Excluded | 2015-12-31 | 2050-12-31 | 2016 | 2050 | 201 | 100% | 201 | 201 | WT-Onshore | wind_onshorewind | Wind | Excluded_Wind |  |  |  | Excluded | 2016 | 2050 | 0 | Excluded | 201 | 1 | 201 | 1 | 1 | 2050-12-31 | 1 | #N/A | #N/A | No | 0 | 0 | Not Found | #N/A | #N/A | #N/A | Not Found | #N/A | #N/A | #N/A | 0 | 0 | 0 | 0 |  |  | No |  | No | No | No
| LindenWind | Linden Wind Energy Project-LW1 | teppc | TPWR | TPWR | Tacoma Power | BPAT | NW | 2010-06-15 | 2050-12-31 | 2010 | 2050 | 50 | 100% | 50 | 50 | WT-Onshore | wind_onshorewind | Wind | NW_Wind |  |  |  | NW_Wind_for_Other | 2010 | 2050 | 0 | NW | 50 | 1 | 50 | 1 | 1 | 2050-12-31 | 1 | #N/A | #N/A | No | #N/A | #N/A | Not Found | #N/A | #N/A | #N/A | Not Found | #N/A | #N/A | #N/A | #N/A | #N/A |  |  |  |  | No |  | No | No | No
| LITLRK_6_GBCSR1 | Green Beanworks C | caiso | SCE | SCE | Southern California Edison | SCE | CAISO | 2018-08-18 | 2050-12-31 | 2018 | 2050 | 3 | 100% | 3 | 3 | PHOTO VOLTAIC_SUN | PVgeneric_sun | Solar_Fixed | CAISO_Solar |  |  |  | CAISO_Solar_for_CAISO | 2019 | 2050 | 0 | CAISO | 3 | 1 | 3 | 1 | 1 | 2050-12-31 | 1 | LITLRK_6_GBCSR1 | FC | No | 0.81 | 0.42 | NQC List | 0.81 | 0.42 | SUN | NQC List | 0.81 | 0.42 | SUN | 0.81 | 0.42 | 0.81 | 0.42 |  |  | No |  | No | No | No
| LITLRK_6_SEPV01 | Gestamp Solar 1 | caiso | SCE | SCE | Southern California Edison | SCE | CAISO | 2012-05-08 | 2050-12-31 | 2012 | 2050 | 2 | 100% | 2 | 2 | n/a | PVgeneric_sun | Solar_Fixed | CAISO_Solar |  |  |  | CAISO_Solar_for_CAISO | 2012 | 2050 | 0 | CAISO | 2 | 1 | 2 | 1 | 1 | 2050-12-31 | 1 | LITLRK_6_SEPV01 | EO | Yes | 0.54 | 0.28 | NQC List | 0 | 0 | SUN | NQC List | 0 | 0 | SUN | 0 | 0 | 0 | 0 |  |  | No |  | No | No | No
| LITLRK_6_SOLAR1 | Lancaster Little Rock C | caiso | SCE | SCE | Southern California Edison | SCE | CAISO | 2015-01-17 | 2050-12-31 | 2015 | 2050 | 5 | 100% | 5 | 5 | n/a | PVgeneric_sun | Solar_Fixed | CAISO_Solar |  |  |  | CAISO_Solar_for_CAISO | 2015 | 2050 | 0 | CAISO | 5 | 1 | 5 | 1 | 1 | 2050-12-31 | 1 | LITLRK_6_SOLAR1 | FC | No | 1.35 | 0.7 | NQC List | 1.35 | 0.7 | SUN | NQC List | 1.35 | 0.7 | SUN | 1.35 | 0.7 | 1.35 | 0.7 |  |  | No |  | No | No | No
| LITLRK_6_SOLAR2 | Palmdale 18 | caiso | SCE | SCE | Southern California Edison | SCE | CAISO | 2016-01-13 | 2050-12-31 | 2016 | 2050 | 2 | 100% | 2 | 2 | n/a | PVgeneric_sun | Solar_Fixed | CAISO_Solar |  |  |  | CAISO_Solar_for_CAISO | 2016 | 2050 | 0 | CAISO | 2 | 1 | 2 | 1 | 1 | 2050-12-31 | 1 | LITLRK_6_SOLAR2 | FC | No | 0.54 | 0.28 | NQC List | 0.54 | 0.28 | SUN | NQC List | 0.54 | 0.28 | SUN | 0.54 | 0.28 | 0.54 | 0.28 |  |  | No |  | No | No | No
| LITLRK_6_SOLAR3 | One Ten Partners | caiso | SCE | SCE | Southern California Edison | SCE | CAISO | 2017-09-30 | 2050-12-31 | 2017 | 2050 | 2 | 100% | 2 | 2 | PVgeneric_sun | PVgeneric_sun | Solar_Fixed | CAISO_Solar |  |  |  | CAISO_Solar_for_CAISO | 2018 | 2050 | 0 | CAISO | 2 | 1 | 2 | 1 | 1 | 2050-12-31 | 1 | LITLRK_6_SOLAR3 | FC | No | 0.54 | 0.28 | NQC List | 0.54 | 0.28 | SUN | NQC List | 0.54 | 0.28 | SUN | 0.54 | 0.28 | 0.54 | 0.28 |  |  | No |  | No | No | No
| LITLRK_6_SOLAR4 | Little Rock Pham Solar | caiso | SCE | SCE | Southern California Edison | SCE | CAISO | 2016-03-22 | 2050-12-31 | 2016 | 2050 | 3 | 100% | 3 | 3 | n/a | PVgeneric_sun | Solar_Fixed | CAISO_Solar |  |  |  | CAISO_Solar_for_CAISO | 2016 | 2050 | 0 | CAISO | 3 | 1 | 3 | 1 | 1 | 2050-12-31 | 1 | LITLRK_6_SOLAR4 | FC | No | 0.81 | 0.42 | NQC List | 0.81 | 0.42 | SUN | NQC List | 0.81 | 0.42 | SUN | 0.81 | 0.42 | 0.81 | 0.42 |  |  | No |  | No | No | No
| Little_Falls_1 | Little Falls-1 | teppc | AVA | AVA | Avista Corp. | BPAT | NW | 1910-07-01 | 2050-12-31 | 1910 | 2050 | 8 | 100% | 8 | 8 | Hydro | Hydro_Standard | Hydro | NW_Hydro |  |  |  | NW_Hydro | 1910 | 2050 | 0 | NW | 8 | 1 | 8 | 1 | 1 | 2050-12-31 | 1 | #N/A | #N/A | No | #N/A | #N/A | Not Found | #N/A | #N/A | #N/A | Not Found | #N/A | #N/A | #N/A | #N/A | #N/A |  |  |  |  | No |  | No | No | No
| Little_Falls_2 | Little Falls-2 | teppc | AVA | AVA | Avista Corp. | BPAT | NW | 1910-09-01 | 2050-12-31 | 1910 | 2050 | 8 | 100% | 8 | 8 | Hydro | Hydro_Standard | Hydro | NW_Hydro |  |  |  | NW_Hydro | 1911 | 2050 | 0 | NW | 8 | 1 | 8 | 1 | 1 | 2050-12-31 | 1 | #N/A | #N/A | No | #N/A | #N/A | Not Found | #N/A | #N/A | #N/A | Not Found | #N/A | #N/A | #N/A | #N/A | #N/A |  |  |  |  | No |  | No | No | No
| Little_Falls_3 | Little Falls-3 | teppc | AVA | AVA | Avista Corp. | BPAT | NW | 1910-12-01 | 2050-12-31 | 1910 | 2050 | 8 | 100% | 8 | 8 | Hydro | Hydro_Standard | Hydro | NW_Hydro |  |  |  | NW_Hydro | 1911 | 2050 | 0 | NW | 8 | 1 | 8 | 1 | 1 | 2050-12-31 | 1 | #N/A | #N/A | No | #N/A | #N/A | Not Found | #N/A | #N/A | #N/A | Not Found | #N/A | #N/A | #N/A | #N/A | #N/A |  |  |  |  | No |  | No | No | No
| Little_Falls_4 | Little Falls-4 | teppc | AVA | AVA | Avista Corp. | BPAT | NW | 1911-11-01 | 2050-12-31 | 1911 | 2050 | 8 | 100% | 8 | 8 | Hydro | Hydro_Standard | Hydro | NW_Hydro |  |  |  | NW_Hydro | 1912 | 2050 | 0 | NW | 8 | 1 | 8 | 1 | 1 | 2050-12-31 | 1 | #N/A | #N/A | No | #N/A | #N/A | Not Found | #N/A | #N/A | #N/A | Not Found | #N/A | #N/A | #N/A | #N/A | #N/A |  |  |  |  | No |  | No | No | No
| Little_Goose | Little Goose | teppc | BPAT | BPAT | Bonneville Power Administration – Transmission | BPAT | NW | 1970-04-01 | 2050-12-31 | 1970 | 2050 | 810 | 100% | 810 | 810 | Hydro | Hydro_Standard | Hydro | NW_Hydro |  |  |  | NW_Hydro | 1970 | 2050 | 0 | NW | 810 | 1 | 810 | 1 | 1 | 2050-12-31 | 1 | #N/A | #N/A | No | #N/A | #N/A | Not Found | #N/A | #N/A | #N/A | Not Found | #N/A | #N/A | #N/A | #N/A | #N/A |  |  |  |  | No |  | No | No | No
| LittleMac1 | Little Mac Project-1 | teppc | IPFE | IPFE | Idaho Far East | IPCO | NW | 1984-05-01 | 2050-12-31 | 1984 | 2050 | 0.3 | 100% | 0.3 | 0.3 | Hydro | Hydro_Standard | Hydro | NW_Hydro |  |  |  | NW_Hydro | 1984 | 2050 | 0 | NW | 0.3 | 1 | 0.3 | 1 | 1 | 2050-12-31 | 1 | #N/A | #N/A | No | #N/A | #N/A | Not Found | #N/A | #N/A | #N/A | Not Found | #N/A | #N/A | #N/A | #N/A | #N/A |  |  |  |  | No |  | No | No | No
| LittleMac2 | Little Mac Project-2 | teppc | IPFE | IPFE | Idaho Far East | IPCO | NW | 1984-05-01 | 2050-12-31 | 1984 | 2050 | 0.4 | 100% | 0.4 | 0.4 | Hydro | Hydro_Standard | Hydro | NW_Hydro |  |  |  | NW_Hydro | 1984 | 2050 | 0 | NW | 0.4 | 1 | 0.4 | 1 | 1 | 2050-12-31 | 1 | #N/A | #N/A | No | #N/A | #N/A | Not Found | #N/A | #N/A | #N/A | Not Found | #N/A | #N/A | #N/A | #N/A | #N/A |  |  |  |  | No |  | No | No | No
| LittleMac3 | Little Mac Project-3 | teppc | IPFE | IPFE | Idaho Far East | IPCO | NW | 1984-05-01 | 2050-12-31 | 1984 | 2050 | 0.4 | 100% | 0.4 | 0.4 | Hydro | Hydro_Standard | Hydro | NW_Hydro |  |  |  | NW_Hydro | 1984 | 2050 | 0 | NW | 0.4 | 1 | 0.4 | 1 | 1 | 2050-12-31 | 1 | #N/A | #N/A | No | #N/A | #N/A | Not Found | #N/A | #N/A | #N/A | Not Found | #N/A | #N/A | #N/A | #N/A | #N/A |  |  |  |  | No |  | No | No | No
| LittleMac4 | Little Mac Project-4 | teppc | IPFE | IPFE | Idaho Far East | IPCO | NW | 1984-05-01 | 2050-12-31 | 1984 | 2050 | 0.4 | 100% | 0.4 | 0.4 | Hydro | Hydro_Standard | Hydro | NW_Hydro |  |  |  | NW_Hydro | 1984 | 2050 | 0 | NW | 0.4 | 1 | 0.4 | 1 | 1 | 2050-12-31 | 1 | #N/A | #N/A | No | #N/A | #N/A | Not Found | #N/A | #N/A | #N/A | Not Found | #N/A | #N/A | #N/A | #N/A | #N/A |  |  |  |  | No |  | No | No | No
| LittlewoodArksh | Littlewood_Arkoosh-1 | teppc | IPFE | IPFE | Idaho Far East | IPCO | NW | 1986-08-08 | 2030-04-15 | 1986 | 2029 | 0.87 | 100% | 0.87 | 0.87 | Hydro | Hydro_Standard | Hydro | NW_Hydro |  |  |  | NW_Hydro | 1987 | 2029 | 0 | NW | 0.87 | 1 | 0.87 | 1 | 1 | 2030-04-15 | 1 | #N/A | #N/A | No | #N/A | #N/A | Not Found | #N/A | #N/A | #N/A | Not Found | #N/A | #N/A | #N/A | #N/A | #N/A |  |  |  |  | No |  | No | No | No
| LittleWoodHydro | Little Wood Hydro Project-GEN1 | teppc | IPFE | IPFE | Idaho Far East | IPCO | NW | 1985-02-24 | 2050-12-31 | 1985 | 2050 | 2.85 | 100% | 2.85 | 2.85 | Hydro | Hydro_Standard | Hydro | NW_Hydro |  |  |  | NW_Hydro | 1985 | 2050 | 0 | NW | 2.85 | 1 | 2.85 | 1 | 1 | 2050-12-31 | 1 | #N/A | #N/A | No | #N/A | #N/A | Not Found | #N/A | #N/A | #N/A | Not Found | #N/A | #N/A | #N/A | #N/A | #N/A |  |  |  |  | No |  | No | No | No
| LIVEOK_6_SOLAR |  | caiso | PGE_Valley | PGE_Valley | Pacific Gas and Electric Valley | PGE_Valley | CAISO | 2014-11-27 | 2050-12-31 | 2014 | 2050 | 1.25 | 100% | 1.25 | 1.25 | n/a | PVgeneric_sun | Solar_Fixed | CAISO_Solar |  |  |  | CAISO_Solar_for_CAISO | 2015 | 2050 | 0 | CAISO | 1.25 | 1 | 1.25 | 1 | 1 | 2050-12-31 | 1 | LIVEOK_6_SOLAR | PD | No | 0.3375 | 0.175 | NQC List | 0.14 | 0.07 | SUN | NQC List | 0.14 | 0.07 | SUN | 0.14 | 0.07 | 0.14 | 0.07 |  |  | No |  | No | No | No
| LIVOAK_1_UNIT_1 | LIVE OAK LIMITED | caiso | PGE_Valley | PGE_Valley | Pacific Gas and Electric Valley | PGE_Valley | CAISO | 1991-03-16 | 2050-12-31 | 1991 | 2050 | 45.1 | 90.74% | 45.1 | 49.7 | CT-NatGas-Aero | CT_NG | CT | CAISO_Peaker1 |  |  |  | CAISO_Peaker1 | 1991 | 2050 | 0 | CAISO | 49.7 | 1 | 49.7 | 1 | 1 | 2050-12-31 | 1 | LIVOAK_1_UNIT 1 | FC | No | 45.9097 | 45.9097 | NQC List | 42.94 | 43 | NATURAL GAS | NQC List | 42.5 | 43 | NATURAL GAS | 42.5 | 43 | 42.94 | 43 |  |  | No |  | No | No | No
| LMBEPK_2_UNITA1 | Lambie Energy Center, Unit #1 | caiso | PGE_Bay | PGE_Bay | Pacific Gas and Electric Bay | PGE_Bay | CAISO | 2003-01-06 | 2050-12-31 | 2003 | 2050 | 47.5 | 100% | 47.5 | 47.5 | CT-NatGas-Aero | CT_NG | CT | CAISO_Peaker2 |  |  |  | CAISO_Peaker2 | 2003 | 2050 | 0 | CAISO | 47.5 | 1 | 47.5 | 1 | 1 | 2050-12-31 | 1 | LMBEPK_2_UNITA1 | FC | No | 45.6616 | 45.6616 | NQC List | 47.5 | 47.5 | NATURAL GAS | NQC List | 47.5 | 47.5 | NATURAL GAS | 47.5 | 47.5 | 47.5 | 47.5 |  |  | No |  | No | No | No
| LMBEPK_2_UNITA2 | Creed Energy Center, Unit #1 | caiso | PGE_Bay | PGE_Bay | Pacific Gas and Electric Bay | PGE_Bay | CAISO | 2003-01-06 | 2050-12-31 | 2003 | 2050 | 47.6 | 100% | 47.6 | 47.6 | CT-NatGas-Aero | CT_NG | CT | CAISO_Peaker2 |  |  |  | CAISO_Peaker2 | 2003 | 2050 | 0 | CAISO | 47.6 | 1 | 47.6 | 1 | 1 | 2050-12-31 | 1 | LMBEPK_2_UNITA2 | FC | No | 45.7577 | 45.7577 | NQC List | 47.6 | 47.6 | NATURAL GAS | NQC List | 47.6 | 47.6 | NATURAL GAS | 47.6 | 47.6 | 47.6 | 47.6 |  |  | No |  | No | No | No
| LMBEPK_2_UNITA3 | Goose Haven Energy Center, Unit #1 | caiso | PGE_Bay | PGE_Bay | Pacific Gas and Electric Bay | PGE_Bay | CAISO | 2003-01-06 | 2050-12-31 | 2003 | 2050 | 47.4 | 100% | 47.4 | 47.4 | CT-NatGas-Aero | CT_NG | CT | CAISO_Peaker2 |  |  |  | CAISO_Peaker2 | 2003 | 2050 | 0 | CAISO | 47.4 | 1 | 47.4 | 1 | 1 | 2050-12-31 | 1 | LMBEPK_2_UNITA3 | FC | No | 45.5654 | 45.5654 | NQC List | 47.4 | 47.4 | NATURAL GAS | NQC List | 47.4 | 47.4 | NATURAL GAS | 47.4 | 47.4 | 47.4 | 47.4 |  |  | No |  | No | No | No
| LMEC_1_PL1X3 | Los Medanos Energy Center AGGREGATE | caiso | PGE_Bay | PGE_Bay | Pacific Gas and Electric Bay | PGE_Bay | CAISO | 2001-06-09 | 2050-12-31 | 2001 | 2050 | 574.53 | 102.4% | 574.53 | 561.29 | CCWhole-NatGas-Industrial | CC_NG | CC | CAISO_CCGT2 |  |  |  | CAISO_CCGT2 | 2001 | 2050 | 0 | CAISO | 561.29 | 1 | 561.29 | 1 | 1 | 2050-12-31 | 1 | LMEC_1_PL1X3 | ID | No | 561.2222 | 561.2222 | NQC List | 574.53 | 574.53 | NATURAL GAS | NQC List | 574.53 | 574.53 | NATURAL GAS | 574.53 | 574.53 | 574.53 | 574.53 |  |  | No |  | No | No | No
| LNCSTR_6_CREST |  | caiso | SCE | SCE | Southern California Edison | SCE | CAISO | 2015-09-09 | 2050-12-31 | 2015 | 2050 | 5.5 | 100% | 5.5 | 5.5 | n/a | PVgeneric_sun | Solar_Fixed | CAISO_Solar |  |  |  | CAISO_Solar_for_CAISO | 2016 | 2050 | 0 | CAISO | 5.5 | 1 | 5.5 | 1 | 1 | 2050-12-31 | 1 | LNCSTR_6_CREST | EO | Yes | 1.485 | 0.77 | NQC List | 0 | 0 | SUN | NQC List | 0 | 0 | SUN | 0 | 0 | 0 | 0 |  |  | No |  | No | No | No
| LOCKFD_1_BEARCK | Bear Creek Solar | caiso | PGE_Valley | PGE_Valley | Pacific Gas and Electric Valley | PGE_Valley | CAISO | 2014-02-05 | 2050-12-31 | 2014 | 2050 | 1.5 | 100% | 1.5 | 1.5 | n/a | PVgeneric_sun | Solar_Fixed | CAISO_Solar |  |  |  | CAISO_Solar_for_CAISO | 2014 | 2050 | 0 | CAISO | 1.5 | 1 | 1.5 | 1 | 1 | 2050-12-31 | 1 | LOCKFD_1_BEARCK | FC | No | 0.405 | 0.21 | NQC List | 0.41 | 0.21 | SUN | NQC List | 0.41 | 0.21 | SUN | 0.41 | 0.21 | 0.41 | 0.21 |  |  | No |  | No | No | No
| LOCKFD_1_KSOLAR | Kettleman Solar | caiso | PGE_Valley | PGE_Valley | Pacific Gas and Electric Valley | PGE_Valley | CAISO | 2014-03-14 | 2050-12-31 | 2014 | 2050 | 1 | 100% | 1 | 1 | n/a | PVgeneric_sun | Solar_Fixed | CAISO_Solar |  |  |  | CAISO_Solar_for_CAISO | 2014 | 2050 | 0 | CAISO | 1 | 1 | 1 | 1 | 1 | 2050-12-31 | 1 | LOCKFD_1_KSOLAR | FC | No | 0.27 | 0.14 | NQC List | 0.27 | 0.14 | SUN | NQC List | 0.27 | 0.14 | SUN | 0.27 | 0.14 | 0.27 | 0.14 |  |  | No |  | No | No | No
| LODI25_2_UNIT_1 | LODI GAS TURBINE | caiso | PGE_Valley | PGE_Valley | Pacific Gas and Electric Valley | PGE_Valley | CAISO | 1986-01-01 | 2050-12-31 | 1986 | 2050 | 23.8 | 95.2% | 23.8 | 25 | CT-NatGas-Aero | CT_NG | CT | CAISO_Peaker2 |  |  |  | CAISO_Peaker2 | 1986 | 2050 | 0 | CAISO | 25 | 1 | 25 | 1 | 1 | 2050-12-31 | 1 | LODI25_2_UNIT 1 | FC | No | 24.0324 | 24.0324 | NQC List | 23.8 | 23.8 | NATURAL GAS | NQC List | 23.8 | 23.8 | NATURAL GAS | 23.8 | 23.8 | 23.8 | 23.8 |  |  | No |  | No | No | No
| LODIEC_2_PL1X2 | Lodi Energy Center | caiso | PGE_Valley | PGE_Valley | Pacific Gas and Electric Valley | PGE_Valley | CAISO | 2012-11-27 | 2050-12-31 | 2012 | 2050 | 302.58 | 100% | 302.58 | 302.58 | CCWhole-NatGas-Industrial | CC_NG | CC | CAISO_CCGT1 |  |  |  | CAISO_CCGT1 | 2013 | 2050 | 0 | CAISO | 302.58 | 1 | 302.58 | 1 | 1 | 2050-12-31 | 1 | LODIEC_2_PL1X2 | FC | No | 284.2645 | 284.2645 | NQC List | 302.58 | 302.58 | NATURAL GAS | NQC List | 302.58 | 302.58 | NATURAL GAS | 302.58 | 302.58 | 302.58 | 302.58 |  |  | No |  | No | No | No
| Log_Creek_1 | Log Creek-1_Log Creek-1_IPP-LGC | teppc | BCHA | BCHA | British Columbia Transmission Company | BCHA_AESO | Excluded | 2023-01-01 | 2063-12-31 | 2023 | 2063 | 10 | 100% | 10 | 10 | Hydro | Hydro_Standard | Hydro | Excluded_Hydro |  |  |  | Excluded | 2023 | 2063 | 0 | Excluded | 10 | 1 | 10 | 1 | 1 | 2050-12-31 | 1 | #N/A | #N/A | No | 0 | 0 | Not Found | #N/A | #N/A | #N/A | Not Found | #N/A | #N/A | #N/A | 0 | 0 | 0 | 0 |  |  | No |  | No | No | No
| Logan_County | Logan Wind Energy Center (Peetz Table -II) 1 | teppc | PSCO | PSCO | Public Service Company of Colorado | PSCO | Excluded | 2008-01-01 | 2050-12-01 | 2008 | 2050 | 201 | 100% | 201 | 201 | WT-Onshore | wind_onshorewind | Wind | Excluded_Wind |  |  |  | Excluded | 2008 | 2050 | 0 | Excluded | 201 | 1 | 201 | 1 | 1 | 2050-12-01 | 1 | #N/A | #N/A | No | 0 | 0 | Not Found | #N/A | #N/A | #N/A | Not Found | #N/A | #N/A | #N/A | 0 | 0 | 0 | 0 |  |  | No |  | No | No | No
| LoganCity1 | Logan City-1¦LNPLT4KV¦LOGAN CITY NATURAL GAS TURBINE PLANT 1-1 | teppc | PAUT | PAUT | Utah, PACE Utility | PACE | NW | 2002-07-01 | 2050-12-31 | 2002 | 2050 | 5.3 | 100% | 5.3 | 5.3 | CT-NatGas-Aero | CT_NG | CT | NW_Peaker |  |  |  | NW_Peaker | 2002 | 2050 | 0 | NW | 5.3 | 1 | 5.3 | 1 | 1 | 2050-12-31 | 1 | #N/A | #N/A | No | 5.3 | 5.3 | Not Found | #N/A | #N/A | #N/A | Not Found | #N/A | #N/A | #N/A | 5.3 | 5.3 | 5.3 | 5.3 |  |  | No |  | No | No | No
| LoganCity2 | Logan City-2¦LNPLT4KV¦LOGAN CITY NATURAL GAS TURBINE PLANT 1-2 | teppc | PAUT | PAUT | Utah, PACE Utility | PACE | NW | 2002-07-01 | 2050-12-31 | 2002 | 2050 | 5.3 | 100% | 5.3 | 5.3 | CT-NatGas-Aero | CT_NG | CT | NW_Peaker |  |  |  | NW_Peaker | 2002 | 2050 | 0 | NW | 5.3 | 1 | 5.3 | 1 | 1 | 2050-12-31 | 1 | #N/A | #N/A | No | 5.3 | 5.3 | Not Found | #N/A | #N/A | #N/A | Not Found | #N/A | #N/A | #N/A | 5.3 | 5.3 | 5.3 | 5.3 |  |  | No |  | No | No | No
| LoganCity3 | Logan City-3¦LNPLT4KV¦LOGAN CITY NATURAL GAS TURBINE PLANT 1-3 | teppc | PAUT | PAUT | Utah, PACE Utility | PACE | NW | 2002-07-01 | 2050-12-31 | 2002 | 2050 | 5.3 | 100% | 5.3 | 5.3 | CT-NatGas-Aero | CT_NG | CT | NW_Peaker |  |  |  | NW_Peaker | 2002 | 2050 | 0 | NW | 5.3 | 1 | 5.3 | 1 | 1 | 2050-12-31 | 1 | #N/A | #N/A | No | 5.3 | 5.3 | Not Found | #N/A | #N/A | #N/A | Not Found | #N/A | #N/A | #N/A | 5.3 | 5.3 | 5.3 | 5.3 |  |  | No |  | No | No | No
| Long_Hollow | Wyoming Wind Energy Center-GE15 | teppc | PAWY | PAWY | Wyoming, PACE Utility | PACE | NW | 2003-12-01 | 2050-04-15 | 2003 | 2049 | 160 | 100% | 160 | 160 | WT-Onshore | wind_onshorewind | Wind | NW_Wind |  |  |  | NW_Wind_for_Other | 2004 | 2049 | 0 | NW | 160 | 1 | 160 | 1 | 1 | 2050-04-15 | 1 | #N/A | #N/A | No | #N/A | #N/A | Not Found | #N/A | #N/A | #N/A | Not Found | #N/A | #N/A | #N/A | #N/A | #N/A |  |  |  |  | No |  | No | No | No
| Long_Lake_1 | Long Lake-1 | teppc | AVA | AVA | Avista Corp. | BPAT | NW | 1915-10-01 | 2050-12-31 | 1915 | 2050 | 17.5 | 100% | 17.5 | 17.5 | Hydro | Hydro_Standard | Hydro | NW_Hydro |  |  |  | NW_Hydro | 1916 | 2050 | 0 | NW | 17.5 | 1 | 17.5 | 1 | 1 | 2050-12-31 | 1 | #N/A | #N/A | No | #N/A | #N/A | Not Found | #N/A | #N/A | #N/A | Not Found | #N/A | #N/A | #N/A | #N/A | #N/A |  |  |  |  | No |  | No | No | No
| Long_Lake_2 | Long Lake-2 | teppc | AVA | AVA | Avista Corp. | BPAT | NW | 1915-10-01 | 2050-12-31 | 1915 | 2050 | 17.5 | 100% | 17.5 | 17.5 | Hydro | Hydro_Standard | Hydro | NW_Hydro |  |  |  | NW_Hydro | 1916 | 2050 | 0 | NW | 17.5 | 1 | 17.5 | 1 | 1 | 2050-12-31 | 1 | #N/A | #N/A | No | #N/A | #N/A | Not Found | #N/A | #N/A | #N/A | Not Found | #N/A | #N/A | #N/A | #N/A | #N/A |  |  |  |  | No |  | No | No | No
| Long_Lake_3 | Long Lake-3 | teppc | AVA | AVA | Avista Corp. | BPAT | NW | 1919-12-01 | 2050-12-31 | 1919 | 2050 | 17.5 | 100% | 17.5 | 17.5 | Hydro | Hydro_Standard | Hydro | NW_Hydro |  |  |  | NW_Hydro | 1920 | 2050 | 0 | NW | 17.5 | 1 | 17.5 | 1 | 1 | 2050-12-31 | 1 | #N/A | #N/A | No | #N/A | #N/A | Not Found | #N/A | #N/A | #N/A | Not Found | #N/A | #N/A | #N/A | #N/A | #N/A |  |  |  |  | No |  | No | No | No
| Long_Lake_4 | Long Lake-4 | teppc | AVA | AVA | Avista Corp. | BPAT | NW | 1924-02-01 | 2050-12-31 | 1924 | 2050 | 17.5 | 100% | 17.5 | 17.5 | Hydro | Hydro_Standard | Hydro | NW_Hydro |  |  |  | NW_Hydro | 1924 | 2050 | 0 | NW | 17.5 | 1 | 17.5 | 1 | 1 | 2050-12-31 | 1 | #N/A | #N/A | No | #N/A | #N/A | Not Found | #N/A | #N/A | #N/A | Not Found | #N/A | #N/A | #N/A | #N/A | #N/A |  |  |  |  | No |  | No | No | No
| LongLake1 | Long Lake Hydro-1_Long Lake Hydro-1_IPP-LNL | teppc | BCHA | BCHA | British Columbia Transmission Company | BCHA_AESO | Excluded | 2013-10-30 | 2053-09-30 | 2013 | 2052 | 15.5 | 100% | 15.5 | 15.5 | Hydro | Hydro_Standard | Hydro | Excluded_Hydro |  |  |  | Excluded | 2014 | 2052 | 0 | Excluded | 15.5 | 1 | 15.5 | 1 | 1 | 2050-12-31 | 1 | #N/A | #N/A | No | 0 | 0 | Not Found | #N/A | #N/A | #N/A | Not Found | #N/A | #N/A | #N/A | 0 | 0 | 0 | 0 |  |  | No |  | No | No | No
| LongLake2 | Long Lake Hydro-2_Long Lake Hydro-2_IPP-LNL | teppc | BCHA | BCHA | British Columbia Transmission Company | BCHA_AESO | Excluded | 2013-10-30 | 2053-09-30 | 2013 | 2052 | 15.5 | 100% | 15.5 | 15.5 | Hydro | Hydro_Standard | Hydro | Excluded_Hydro |  |  |  | Excluded | 2014 | 2052 | 0 | Excluded | 15.5 | 1 | 15.5 | 1 | 1 | 2050-12-31 | 1 | #N/A | #N/A | No | 0 | 0 | Not Found | #N/A | #N/A | #N/A | Not Found | #N/A | #N/A | #N/A | 0 | 0 | 0 | 0 |  |  | No |  | No | No | No
| LONGLAKEG1_2 | LONGLAKEG1-2 | teppc | AESO | AESO | Alberta Electric System Operator | BCHA_AESO | Excluded | 2008-01-01 | 2050-12-01 | 2008 | 2050 | 80 | 100% | 80 | 80 | CT-AB-Cogen | Cogen_NG | Cogen | Excluded_CHP |  |  |  | Excluded | 2008 | 2050 | 0 | Excluded | 80 | 1 | 80 | 1 | 1 | 2050-12-01 | 1 | #N/A | #N/A | No | 0 | 0 | Not Found | #N/A | #N/A | #N/A | Not Found | #N/A | #N/A | #N/A | 0 | 0 | 0 | 0 |  |  | No |  | No | No | No
| LONGLAKEG2_1 | LONGLAKEG2-1 | teppc | AESO | AESO | Alberta Electric System Operator | BCHA_AESO | Excluded | 2008-01-01 | 2050-12-01 | 2008 | 2050 | 80 | 100% | 80 | 80 | CT-AB-Cogen | Cogen_NG | Cogen | Excluded_CHP |  |  |  | Excluded | 2008 | 2050 | 0 | Excluded | 80 | 1 | 80 | 1 | 1 | 2050-12-01 | 1 | #N/A | #N/A | No | 0 | 0 | Not Found | #N/A | #N/A | #N/A | Not Found | #N/A | #N/A | #N/A | 0 | 0 | 0 | 0 |  |  | No |  | No | No | No
| LONGLAKEGT3_1 | LONGLAKEGT3-1 | teppc | AESO | AESO | Alberta Electric System Operator | BCHA_AESO | Excluded | 2008-01-01 | 2050-12-01 | 2008 | 2050 | 11.5 | 100% | 11.5 | 11.5 | CT-AB-Cogen | Cogen_NG | Cogen | Excluded_CHP |  |  |  | Excluded | 2008 | 2050 | 0 | Excluded | 11.5 | 1 | 11.5 | 1 | 1 | 2050-12-01 | 1 | #N/A | #N/A | No | 0 | 0 | Not Found | #N/A | #N/A | #N/A | Not Found | #N/A | #N/A | #N/A | 0 | 0 | 0 | 0 |  |  | No |  | No | No | No
| LONGLAKEGT4_1 | LONGLAKEGT4-1 | teppc | AESO | AESO | Alberta Electric System Operator | BCHA_AESO | Excluded | 2008-01-01 | 2050-12-01 | 2008 | 2050 | 11.5 | 100% | 11.5 | 11.5 | CT-AB-Cogen | Cogen_NG | Cogen | Excluded_CHP |  |  |  | Excluded | 2008 | 2050 | 0 | Excluded | 11.5 | 1 | 11.5 | 1 | 1 | 2050-12-01 | 1 | #N/A | #N/A | No | 0 | 0 | Not Found | #N/A | #N/A | #N/A | Not Found | #N/A | #N/A | #N/A | 0 | 0 | 0 | 0 |  |  | No |  | No | No | No
| LongviewFibre4 | Longview Fibre-4 | teppc | BPAT | BPAT | Bonneville Power Administration – Transmission | BPAT | NW | 1949-01-01 | 2050-12-31 | 1949 | 2050 | 10 | 100% | 10 | 10 | Bio-ST | ST_Biomass | Biomass/Wood | NW_Biomass |  |  |  | NW_Biomass_for_Other | 1949 | 2050 | 0 | NW | 10 | 1 | 10 | 1 | 1 | 2050-12-31 | 1 | #N/A | #N/A | No | 6.98 | 6.98 | Not Found | #N/A | #N/A | #N/A | Not Found | #N/A | #N/A | #N/A | 6.98 | 6.98 | 6.98 | 6.98 |  |  | No |  | No | No | No
| LongviewFibre6 | Longview Fibre-6 | teppc | BPAT | BPAT | Bonneville Power Administration – Transmission | BPAT | NW | 1958-01-01 | 2050-12-31 | 1958 | 2050 | 20 | 100% | 20 | 20 | Bio-ICE | ICE_Biomass | Biomass/Wood | NW_Biomass |  |  |  | NW_Biomass_for_Other | 1958 | 2050 | 0 | NW | 20 | 1 | 20 | 1 | 1 | 2050-12-31 | 1 | #N/A | #N/A | No | 13.96 | 13.96 | Not Found | #N/A | #N/A | #N/A | Not Found | #N/A | #N/A | #N/A | 13.96 | 13.96 | 13.96 | 13.96 |  |  | No |  | No | No | No
| LongviewFibre7 | Longview Fibre-7 | teppc | BPAT | BPAT | Bonneville Power Administration – Transmission | BPAT | NW | 1966-04-01 | 2050-12-31 | 1966 | 2050 | 25 | 100% | 25 | 25 | Bio-ICE | ICE_Biomass | Biomass/Wood | NW_Biomass |  |  |  | NW_Biomass_for_Other | 1966 | 2050 | 0 | NW | 25 | 1 | 25 | 1 | 1 | 2050-12-31 | 1 | #N/A | #N/A | No | 17.45 | 17.45 | Not Found | #N/A | #N/A | #N/A | Not Found | #N/A | #N/A | #N/A | 17.45 | 17.45 | 17.45 | 17.45 |  |  | No |  | No | No | No
| Lookout_Point_1 | Lookout Point-1 | teppc | BPAT | BPAT | Bonneville Power Administration – Transmission | BPAT | NW | 1955-05-01 | 2050-12-31 | 1955 | 2050 | 40 | 100% | 40 | 40 | Hydro | Hydro_Standard | Hydro | NW_Hydro |  |  |  | NW_Hydro | 1955 | 2050 | 0 | NW | 40 | 1 | 40 | 1 | 1 | 2050-12-31 | 1 | #N/A | #N/A | No | #N/A | #N/A | Not Found | #N/A | #N/A | #N/A | Not Found | #N/A | #N/A | #N/A | #N/A | #N/A |  |  |  |  | No |  | No | No | No
| Lookout_Point_2 | Lookout Point-2 | teppc | BPAT | BPAT | Bonneville Power Administration – Transmission | BPAT | NW | 1955-03-01 | 2050-12-31 | 1955 | 2050 | 40 | 100% | 40 | 40 | Hydro | Hydro_Standard | Hydro | NW_Hydro |  |  |  | NW_Hydro | 1955 | 2050 | 0 | NW | 40 | 1 | 40 | 1 | 1 | 2050-12-31 | 1 | #N/A | #N/A | No | #N/A | #N/A | Not Found | #N/A | #N/A | #N/A | Not Found | #N/A | #N/A | #N/A | #N/A | #N/A |  |  |  |  | No |  | No | No | No
| Lookout_Point_3 | Lookout Point-3 | teppc | BPAT | BPAT | Bonneville Power Administration – Transmission | BPAT | NW | 1955-01-01 | 2050-12-31 | 1955 | 2050 | 40 | 100% | 40 | 40 | Hydro | Hydro_Standard | Hydro | NW_Hydro |  |  |  | NW_Hydro | 1955 | 2050 | 0 | NW | 40 | 1 | 40 | 1 | 1 | 2050-12-31 | 1 | #N/A | #N/A | No | #N/A | #N/A | Not Found | #N/A | #N/A | #N/A | Not Found | #N/A | #N/A | #N/A | #N/A | #N/A |  |  |  |  | No |  | No | No | No
| Loon_Lake | Loon Lake H1 | teppc | BANC | BANC | Balancing Authority of Northern California | SMUD | BANC | 1971-09-01 | 2050-12-31 | 1971 | 2050 | 77 | 100% | 77 | 77 | Hydro | Hydro_Standard | Hydro | BANC_Hydro |  |  |  | BANC_Hydro | 1972 | 2050 | 0 | BANC | 77 | 1 | 77 | 1 | 1 | 2050-12-31 | 1 | #N/A | #N/A | No | #N/A | #N/A | Not Found | #N/A | #N/A | #N/A | Not Found | #N/A | #N/A | #N/A | #N/A | #N/A |  |  |  |  | No |  | No | No | No
| Lordsburg_1 | Lordsburg Generating Station GT1 | teppc | PNM | PNM | Public Service Company of New Mexico | PNM_EPE | SW | 2002-07-01 | 2050-12-31 | 2002 | 2050 | 40 | 100% | 40 | 40 | CT-NatGas-Aero | CT_NG | CT | SW_Peaker |  |  |  | SW_Peaker | 2002 | 2050 | 0 | SW | 40 | 1 | 40 | 1 | 1 | 2050-12-31 | 1 | #N/A | #N/A | No | 40 | 40 | Not Found | #N/A | #N/A | #N/A | Not Found | #N/A | #N/A | #N/A | 40 | 40 | 40 | 40 |  |  | No |  | No | No | No
| Lordsburg_2 | Lordsburg Generating Station GT2 | teppc | PNM | PNM | Public Service Company of New Mexico | PNM_EPE | SW | 2002-07-01 | 2050-12-31 | 2002 | 2050 | 40 | 100% | 40 | 40 | CT-NatGas-Aero | CT_NG | CT | SW_Peaker |  |  |  | SW_Peaker | 2002 | 2050 | 0 | SW | 40 | 1 | 40 | 1 | 1 | 2050-12-31 | 1 | #N/A | #N/A | No | 40 | 40 | Not Found | #N/A | #N/A | #N/A | Not Found | #N/A | #N/A | #N/A | 40 | 40 | 40 | 40 |  |  | No |  | No | No | No
| Los_Alamos_PV | Los Alamos Smart Grid (East Jemez Road) 1 | teppc | PNM | PNM | Public Service Company of New Mexico | PNM_EPE | SW | 2012-09-01 | 2050-12-31 | 2012 | 2050 | 1 | 100% | 1 | 1 | SolarPV-Tracking | 1axPV_sun | Solar_1Axis | SW_Solar |  |  |  | SW_Solar_for_Other | 2013 | 2050 | 0 | SW | 1 | 1 | 1 | 1 | 1 | 2050-12-31 | 1 | #N/A | #N/A | No | #N/A | #N/A | Not Found | #N/A | #N/A | #N/A | Not Found | #N/A | #N/A | #N/A | #N/A | #N/A |  |  |  |  | No |  | No | No | No
| Los_Lunas_Solar | Los Lunas Solar Energy Center LLSEC and LMS2 | teppc | PNM | PNM | Public Service Company of New Mexico | PNM_EPE | SW | 2013-10-31 | 2050-12-31 | 2013 | 2050 | 7 | 100% | 7 | 7 | SolarPV-NonTracking | FixedPV_sun | Solar_Fixed | SW_Solar |  |  |  | SW_Solar_for_Other | 2014 | 2050 | 0 | SW | 7 | 1 | 7 | 1 | 1 | 2050-12-31 | 1 | #N/A | #N/A | No | #N/A | #N/A | Not Found | #N/A | #N/A | #N/A | Not Found | #N/A | #N/A | #N/A | #N/A | #N/A |  |  |  |  | No |  | No | No | No
| LOS_MOR1 | FACEBOOK SOLAR CENTER 1 | teppc | PNM | PNM | Public Service Company of New Mexico | PNM_EPE | SW | 2018-01-01 | 2050-12-31 | 2018 | 2050 | 10 | 100% | 10 | 10 | SolarPV-NonTracking | FixedPV_sun | Solar_Fixed | SW_Solar |  |  |  | SW_Solar_for_Other | 2018 | 2050 | 0 | SW | 10 | 1 | 10 | 1 | 1 | 2050-12-31 | 1 | #N/A | #N/A | No | #N/A | #N/A | Not Found | #N/A | #N/A | #N/A | Not Found | #N/A | #N/A | #N/A | #N/A | #N/A |  |  |  |  | No |  | No | No | No
| LostCreek_OR1 | Lost Creek-1 | teppc | BPAT | BPAT | Bonneville Power Administration – Transmission | BPAT | NW | 1977-09-01 | 2050-12-31 | 1977 | 2050 | 24.5 | 100% | 24.5 | 24.5 | Hydro | Hydro_Standard | Hydro | NW_Hydro |  |  |  | NW_Hydro | 1978 | 2050 | 0 | NW | 24.5 | 1 | 24.5 | 1 | 1 | 2050-12-31 | 1 | #N/A | #N/A | No | #N/A | #N/A | Not Found | #N/A | #N/A | #N/A | Not Found | #N/A | #N/A | #N/A | #N/A | #N/A |  |  |  |  | No |  | No | No | No
| LostCreek_OR2 | Lost Creek-2 | teppc | BPAT | BPAT | Bonneville Power Administration – Transmission | BPAT | NW | 1977-12-01 | 2050-12-31 | 1977 | 2050 | 24.5 | 100% | 24.5 | 24.5 | Hydro | Hydro_Standard | Hydro | NW_Hydro |  |  |  | NW_Hydro | 1978 | 2050 | 0 | NW | 24.5 | 1 | 24.5 | 1 | 1 | 2050-12-31 | 1 | #N/A | #N/A | No | #N/A | #N/A | Not Found | #N/A | #N/A | #N/A | Not Found | #N/A | #N/A | #N/A | #N/A | #N/A |  |  |  |  | No |  | No | No | No
| LOSTHRZN2 | FACEBOOK SOLAR CENTER 2 | teppc | PNM | PNM | Public Service Company of New Mexico | PNM_EPE | SW | 2018-03-01 | 2050-12-31 | 2018 | 2050 | 10 | 100% | 10 | 10 | SolarPV-Tracking | 1axPV_sun | Solar_1Axis | SW_Solar |  |  |  | SW_Solar_for_Other | 2018 | 2050 | 0 | SW | 10 | 1 | 10 | 1 | 1 | 2050-12-31 | 1 | #N/A | #N/A | No | #N/A | #N/A | Not Found | #N/A | #N/A | #N/A | Not Found | #N/A | #N/A | #N/A | #N/A | #N/A |  |  |  |  | No |  | No | No | No
| LOSTHRZN3 | FACEBOOK SOLAR CENTER 3 | teppc | PNM | PNM | Public Service Company of New Mexico | PNM_EPE | SW | 2018-05-01 | 2050-12-31 | 2018 | 2050 | 10 | 100% | 10 | 10 | SolarPV-Tracking | 1axPV_sun | Solar_1Axis | SW_Solar |  |  |  | SW_Solar_for_Other | 2018 | 2050 | 0 | SW | 10 | 1 | 10 | 1 | 1 | 2050-12-31 | 1 | #N/A | #N/A | No | #N/A | #N/A | Not Found | #N/A | #N/A | #N/A | Not Found | #N/A | #N/A | #N/A | #N/A | #N/A |  |  |  |  | No |  | No | No | No
| LOTTWWTP | LOTT WWTP | teppc | PNM | PNM | Public Service Company of New Mexico | PNM_EPE | SW | 2010-05-01 | 2050-12-31 | 2010 | 2050 | 0.335 | 100% | 0.335 | 0.335 | Bio-ICE | ICE_Biomass | Biomass/Wood | SW_Biomass |  |  |  | SW_Biomass_for_Other | 2010 | 2050 | 0 | SW | 0.335 | 1 | 0.335 | 1 | 1 | 2050-12-31 | 1 | #N/A | #N/A | No | 0.23383 | 0.23383 | Not Found | #N/A | #N/A | #N/A | Not Found | #N/A | #N/A | #N/A | 0.23383 | 0.23383 | 0.23383 | 0.23383 |  |  | No |  | No | No | No
| Lowe1_1 | Lowe1-1 | teppc | AESO | AESO | Alberta Electric System Operator | BCHA_AESO | Excluded | 2009-03-01 | 2050-12-01 | 2009 | 2050 | 93 | 100% | 93 | 93 | CT-NatGas-Industrial | CT_NG | CT | Excluded_Peaker |  |  |  | Excluded | 2009 | 2050 | 0 | Excluded | 93 | 1 | 93 | 1 | 1 | 2050-12-01 | 1 | #N/A | #N/A | No | 0 | 0 | Not Found | #N/A | #N/A | #N/A | Not Found | #N/A | #N/A | #N/A | 0 | 0 | 0 | 0 |  |  | No |  | No | No | No
| Lower_Baker_3 | Lower Baker-3 | teppc | PSEI | PSEI | Puget Sound Energy | BPAT | NW | 2013-06-01 | 2050-12-31 | 2013 | 2050 | 31 | 100% | 31 | 31 | Hydro | Hydro_Standard | Hydro | NW_Hydro |  |  |  | NW_Hydro | 2013 | 2050 | 0 | NW | 31 | 1 | 31 | 1 | 1 | 2050-12-31 | 1 | #N/A | #N/A | No | #N/A | #N/A | Not Found | #N/A | #N/A | #N/A | Not Found | #N/A | #N/A | #N/A | #N/A | #N/A |  |  |  |  | No |  | No | No | No
| Lower_Clowhom_1 | Lower Clowhom-1_Lower Clowhom-1_IPP-LCH | teppc | BCHA | BCHA | British Columbia Transmission Company | BCHA_AESO | Excluded | 2010-04-01 | 2035-03-20 | 2010 | 2034 | 10.99 | 100% | 10.99 | 10.99 | Hydro | Hydro_Standard | Hydro | Excluded_Hydro |  |  |  | Excluded | 2010 | 2034 | 0 | Excluded | 10.99 | 1 | 10.99 | 1 | 1 | 2035-03-20 | 1 | #N/A | #N/A | No | 0 | 0 | Not Found | #N/A | #N/A | #N/A | Not Found | #N/A | #N/A | #N/A | 0 | 0 | 0 | 0 |  |  | No |  | No | No | No
| Lower_Duck_Wind |  | teppc | NWMT | NWMT | NorthWestern Energy | NWMT_WAUW | NW | 1950-01-01 | 2050-12-31 | 1950 | 2050 | 80 | 100% | 80 | 80 | WT-Onshore | wind_onshorewind | Wind | NW_Wind |  |  |  | NW_Wind_for_Other | 1950 | 2050 | 0 | NW | 80 | 1 | 80 | 1 | 1 | 2050-12-31 | 1 | #N/A | #N/A | No | #N/A | #N/A | Not Found | #N/A | #N/A | #N/A | Not Found | #N/A | #N/A | #N/A | #N/A | #N/A |  |  |  |  | No |  | No | No | No
| Lower_Granite | Lower Granite | teppc | BPAT | BPAT | Bonneville Power Administration – Transmission | BPAT | NW | 1975-04-01 | 2050-12-31 | 1975 | 2050 | 810 | 100% | 810 | 810 | Hydro | Hydro_Standard | Hydro | NW_Hydro |  |  |  | NW_Hydro | 1975 | 2050 | 0 | NW | 810 | 1 | 810 | 1 | 1 | 2050-12-31 | 1 | #N/A | #N/A | No | #N/A | #N/A | Not Found | #N/A | #N/A | #N/A | Not Found | #N/A | #N/A | #N/A | #N/A | #N/A |  |  |  |  | No |  | No | No | No
| Lower_Malad_1 | Lower Malad-1 | teppc | IPMV | IPMV | Idaho Magic Valley | IPCO | NW | 1948-10-01 | 2050-12-31 | 1948 | 2050 | 13.5 | 100% | 13.5 | 13.5 | Hydro | Hydro_Standard | Hydro | NW_Hydro |  |  |  | NW_Hydro | 1949 | 2050 | 0 | NW | 13.5 | 1 | 13.5 | 1 | 1 | 2050-12-31 | 1 | #N/A | #N/A | No | #N/A | #N/A | Not Found | #N/A | #N/A | #N/A | Not Found | #N/A | #N/A | #N/A | #N/A | #N/A |  |  |  |  | No |  | No | No | No
| Lower_Molina | Lower Molina 1 | teppc | WACM | WACM | Western Area Power Administration, Colorado-Missouri Region | WACM | Excluded | 1962-12-01 | 2030-01-01 | 1962 | 2029 | 4.9 | 100% | 4.9 | 4.9 | Hydro | Hydro_Standard | Hydro | Excluded_Hydro |  |  |  | Excluded | 1963 | 2029 | 0 | Excluded | 4.9 | 1 | 4.9 | 1 | 1 | 2030-01-01 | 1 | #N/A | #N/A | No | 0 | 0 | Not Found | #N/A | #N/A | #N/A | Not Found | #N/A | #N/A | #N/A | 0 | 0 | 0 | 0 |  |  | No |  | No | No | No
| Lower_Monumental | Lower Monumental | teppc | BPAT | BPAT | Bonneville Power Administration – Transmission | BPAT | NW | 1969-06-01 | 2050-12-31 | 1969 | 2050 | 794 | 100% | 794 | 794 | Hydro | Hydro_Standard | Hydro | NW_Hydro |  |  |  | NW_Hydro | 1969 | 2050 | 0 | NW | 794 | 1 | 794 | 1 | 1 | 2050-12-31 | 1 | #N/A | #N/A | No | #N/A | #N/A | Not Found | #N/A | #N/A | #N/A | Not Found | #N/A | #N/A | #N/A | #N/A | #N/A |  |  |  |  | No |  | No | No | No
| Lower_Salmon_1 | Lower Salmon-1 | teppc | IPMV | IPMV | Idaho Magic Valley | IPCO | NW | 1949-07-01 | 2050-12-31 | 1949 | 2050 | 15 | 100% | 15 | 15 | Hydro | Hydro_Standard | Hydro | NW_Hydro |  |  |  | NW_Hydro | 1949 | 2050 | 0 | NW | 15 | 1 | 15 | 1 | 1 | 2050-12-31 | 1 | #N/A | #N/A | No | #N/A | #N/A | Not Found | #N/A | #N/A | #N/A | Not Found | #N/A | #N/A | #N/A | #N/A | #N/A |  |  |  |  | No |  | No | No | No
| Lower_Salmon_2 | Lower Salmon-2 | teppc | IPMV | IPMV | Idaho Magic Valley | IPCO | NW | 1949-09-01 | 2050-12-31 | 1949 | 2050 | 15 | 100% | 15 | 15 | Hydro | Hydro_Standard | Hydro | NW_Hydro |  |  |  | NW_Hydro | 1950 | 2050 | 0 | NW | 15 | 1 | 15 | 1 | 1 | 2050-12-31 | 1 | #N/A | #N/A | No | #N/A | #N/A | Not Found | #N/A | #N/A | #N/A | Not Found | #N/A | #N/A | #N/A | #N/A | #N/A |  |  |  |  | No |  | No | No | No
| Lower_Salmon_3 | Lower Salmon-3 | teppc | IPMV | IPMV | Idaho Magic Valley | IPCO | NW | 1949-02-01 | 2050-12-31 | 1949 | 2050 | 15 | 100% | 15 | 15 | Hydro | Hydro_Standard | Hydro | NW_Hydro |  |  |  | NW_Hydro | 1949 | 2050 | 0 | NW | 15 | 1 | 15 | 1 | 1 | 2050-12-31 | 1 | #N/A | #N/A | No | #N/A | #N/A | Not Found | #N/A | #N/A | #N/A | Not Found | #N/A | #N/A | #N/A | #N/A | #N/A |  |  |  |  | No |  | No | No | No
| Lower_Salmon_4 | Lower Salmon-4 | teppc | IPMV | IPMV | Idaho Magic Valley | IPCO | NW | 1949-03-01 | 2050-12-31 | 1949 | 2050 | 15 | 100% | 15 | 15 | Hydro | Hydro_Standard | Hydro | NW_Hydro |  |  |  | NW_Hydro | 1949 | 2050 | 0 | NW | 15 | 1 | 15 | 1 | 1 | 2050-12-31 | 1 | #N/A | #N/A | No | #N/A | #N/A | Not Found | #N/A | #N/A | #N/A | Not Found | #N/A | #N/A | #N/A | #N/A | #N/A |  |  |  |  | No |  | No | No | No
| Lower_Snake_River_A | Lower Snake River Wind Energy Project (Oliphant Ridge)-LSR 1_PHLNG W1-Z1 | teppc | PSEI | PSEI | Puget Sound Energy | BPAT | NW | 2012-04-01 | 2050-12-31 | 2012 | 2050 | 151.8 | 100% | 151.8 | 151.8 | WT-Onshore | wind_onshorewind | Wind | NW_Wind |  |  |  | NW_Wind_for_Other | 2012 | 2050 | 0 | NW | 151.8 | 1 | 151.8 | 1 | 1 | 2050-12-31 | 1 | #N/A | #N/A | No | #N/A | #N/A | Not Found | #N/A | #N/A | #N/A | Not Found | #N/A | #N/A | #N/A | #N/A | #N/A |  |  |  |  | No |  | No | No | No
| Lower_Snake_River_B | Lower Snake River Wind Energy Project (Oliphant Ridge)-LSR 1_DOGJN W1-Z1 | teppc | PSEI | PSEI | Puget Sound Energy | BPAT | NW | 2012-04-01 | 2050-12-31 | 2012 | 2050 | 190.9 | 100% | 190.9 | 190.9 | WT-Onshore | wind_onshorewind | Wind | NW_Wind |  |  |  | NW_Wind_for_Other | 2012 | 2050 | 0 | NW | 190.9 | 1 | 190.9 | 1 | 1 | 2050-12-31 | 1 | #N/A | #N/A | No | #N/A | #N/A | Not Found | #N/A | #N/A | #N/A | Not Found | #N/A | #N/A | #N/A | #N/A | #N/A |  |  |  |  | No |  | No | No | No
| LowerBaker4 | Lower Baker-4 | teppc | PSEI | PSEI | Puget Sound Energy | BPAT | NW | 1959-12-01 | 2050-12-31 | 1959 | 2050 | 80.75 | 100% | 80.75 | 80.75 | Hydro | Hydro_Standard | Hydro | NW_Hydro |  |  |  | NW_Hydro | 1960 | 2050 | 0 | NW | 80.75 | 1 | 80.75 | 1 | 1 | 2050-12-31 | 1 | #N/A | #N/A | No | #N/A | #N/A | Not Found | #N/A | #N/A | #N/A | Not Found | #N/A | #N/A | #N/A | #N/A | #N/A |  |  |  |  | No |  | No | No | No
| LowerBear1 | Lower Bear Hydro-1_Lower Bear Hydro-1_IPP-BHL | teppc | BCHA | BCHA | British Columbia Transmission Company | BCHA_AESO | Excluded | 2011-12-30 | 2051-12-21 | 2012 | 2051 | 5 | 100% | 5 | 5 | Hydro | Hydro_Standard | Hydro | Excluded_Hydro |  |  |  | Excluded | 2012 | 2051 | 0 | Excluded | 5 | 1 | 5 | 1 | 1 | 2050-12-31 | 1 | #N/A | #N/A | No | 0 | 0 | Not Found | #N/A | #N/A | #N/A | Not Found | #N/A | #N/A | #N/A | 0 | 0 | 0 | 0 |  |  | No |  | No | No | No
| LowerBear2 | Lower Bear Hydro-2_Lower Bear Hydro-2_IPP-BHL | teppc | BCHA | BCHA | British Columbia Transmission Company | BCHA_AESO | Excluded | 2011-12-30 | 2051-12-21 | 2012 | 2051 | 5 | 100% | 5 | 5 | Hydro | Hydro_Standard | Hydro | Excluded_Hydro |  |  |  | Excluded | 2012 | 2051 | 0 | Excluded | 5 | 1 | 5 | 1 | 1 | 2050-12-31 | 1 | #N/A | #N/A | No | 0 | 0 | Not Found | #N/A | #N/A | #N/A | Not Found | #N/A | #N/A | #N/A | 0 | 0 | 0 | 0 |  |  | No |  | No | No | No
| LowerNo12 | Lower No 1-2 | teppc | CISC | CISC | Southern California Edison | SCE | CAISO | 1982-04-01 | 2050-12-31 | 1982 | 2050 | 8 | 100% | 8 | 8 | Hydro | Hydro_Standard | Hydro | CAISO_Hydro |  |  |  | CAISO_Hydro | 1982 | 2050 | 0 | CAISO | 8 | 1 | 8 | 1 | 1 | 2050-12-31 | 1 | LowerNo12 | #N/A | No | 6.7661 | 6.7661 | Not Found | #N/A | #N/A | #N/A | Not Found | #N/A | #N/A | #N/A | 6.7661 | 6.7661 | 6.7661 | 6.7661 |  |  | No |  | No | No | No
| LowerNo21 | Lower No 2-1 | teppc | CISC | CISC | Southern California Edison | SCE | CAISO | 1940-08-01 | 2050-12-31 | 1940 | 2050 | 3 | 100% | 3 | 3 | Hydro | Hydro_Standard | Hydro | CAISO_Hydro |  |  |  | CAISO_Hydro | 1940 | 2050 | 0 | CAISO | 3 | 1 | 3 | 1 | 1 | 2050-12-31 | 1 | LowerNo21 | #N/A | No | 2.5373 | 2.5373 | Not Found | #N/A | #N/A | #N/A | Not Found | #N/A | #N/A | #N/A | 2.5373 | 2.5373 | 2.5373 | 2.5373 |  |  | No |  | No | No | No
| LOWGAP_1_SUPHR | Mill & Sulphur Creek Hydro | caiso | PGE_Bay | PGE_Bay | Pacific Gas and Electric Bay | PGE_Bay | CAISO | 1988-02-23 | 2050-12-31 | 1988 | 2050 | 0.99 | 100% | 0.99 | 0.99 | n/a | Hydro_Standard | Hydro | CAISO_Small_Hydro |  |  |  | CAISO_Small_Hydro_for_CAISO | 1988 | 2050 | 0 | CAISO | 0.99 | 1 | 0.99 | 1 | 1 | 2050-12-31 | 1 | LOWGAP_1_SUPHR | FC | No | 0.495 | 0.495 | NQC List | 0 | 0 | WATER | NQC List | 0 | 0 | WATER | 0 | 0 | 0 | 0 |  |  | No |  | No | No | No
| LOWGAP_7_QFUNTS | Matthews Dam Hydro | caiso | PGE_Bay | PGE_Bay | Pacific Gas and Electric Bay | PGE_Bay | CAISO | 2007-03-01 | 2050-12-31 | 2007 | 2050 | 1.35 | 100% | 1.35 | 1.35 | n/a | Hydro_Standard | Hydro | CAISO_Hydro |  |  |  | CAISO_Hydro | 2007 | 2050 | 0 | CAISO | 1.35 | 1 | 1.35 | 1 | 1 | 2050-12-31 | 1 | LOWGAP_7_QFUNTS | FC | No | 1.1418 | 1.1418 | NQC List | 0.21 | 0.21 | WATER | NQC List | 0.47 | 0.46 | WATER | 0.47 | 0.46 | 0.21 | 0.21 |  |  | No |  | No | No | No
| LowLineMdwy2SoForks1 | South Forks Hydro-GEN1_Low Line Midway-2 | teppc | IPFE | IPFE | Idaho Far East | IPCO | NW | 1984-12-01 | 2050-12-31 | 1984 | 2050 | 4 | 100% | 4 | 4 | Hydro | Hydro_Standard | Hydro | NW_Hydro |  |  |  | NW_Hydro | 1985 | 2050 | 0 | NW | 4 | 1 | 4 | 1 | 1 | 2050-12-31 | 1 | #N/A | #N/A | No | #N/A | #N/A | Not Found | #N/A | #N/A | #N/A | Not Found | #N/A | #N/A | #N/A | #N/A | #N/A |  |  |  |  | No |  | No | No | No
| LowLineMdwy2SoForks2 | South Forks Hydro-GEN2_Low Line Midway-2 | teppc | IPFE | IPFE | Idaho Far East | IPCO | NW | 1984-12-01 | 2050-12-31 | 1984 | 2050 | 4 | 100% | 4 | 4 | Hydro | Hydro_Standard | Hydro | NW_Hydro |  |  |  | NW_Hydro | 1985 | 2050 | 0 | NW | 4 | 1 | 4 | 1 | 1 | 2050-12-31 | 1 | #N/A | #N/A | No | #N/A | #N/A | Not Found | #N/A | #N/A | #N/A | Not Found | #N/A | #N/A | #N/A | #N/A | #N/A |  |  |  |  | No |  | No | No | No
| LowLineMidway1 | Low Line Midway-1 | teppc | IPMV | IPMV | Idaho Magic Valley | IPCO | NW | 2007-08-01 | 2050-12-01 | 2007 | 2050 | 9.3 | 100% | 9.3 | 9.3 | Hydro | Hydro_Standard | Hydro | NW_Hydro |  |  |  | NW_Hydro | 2007 | 2050 | 0 | NW | 9.3 | 1 | 9.3 | 1 | 1 | 2050-12-01 | 1 | #N/A | #N/A | No | #N/A | #N/A | Not Found | #N/A | #N/A | #N/A | Not Found | #N/A | #N/A | #N/A | #N/A | #N/A |  |  |  |  | No |  | No | No | No
| LowLineRapids | Low Line Rapids-GEN1 | teppc | IPFE | IPFE | Idaho Far East | IPCO | NW | 1985-05-01 | 2050-12-31 | 1985 | 2050 | 7.97 | 100% | 7.97 | 7.97 | Hydro | Hydro_Standard | Hydro | NW_Hydro |  |  |  | NW_Hydro | 1985 | 2050 | 0 | NW | 7.97 | 1 | 7.97 | 1 | 1 | 2050-12-31 | 1 | #N/A | #N/A | No | #N/A | #N/A | Not Found | #N/A | #N/A | #N/A | Not Found | #N/A | #N/A | #N/A | #N/A | #N/A |  |  |  |  | No |  | No | No | No
| LRC_4G1 | LRC 4G1 | teppc | BCHA | BCHA | British Columbia Transmission Company | BCHA_AESO | Excluded | 2016-11-01 | 2050-03-30 | 2016 | 2049 | 3.2 | 100% | 3.2 | 3.2 | hydro | Hydro_Standard | Hydro | Excluded_Hydro |  |  |  | Excluded | 2017 | 2049 | 0 | Excluded | 3.2 | 1 | 3.2 | 1 | 1 | 2050-03-30 | 1 | #N/A | #N/A | No | 0 | 0 | Not Found | #N/A | #N/A | #N/A | Not Found | #N/A | #N/A | #N/A | 0 | 0 | 0 | 0 |  |  | No |  | No | No | No
| LSRW_DutchFlats | Lower Snake River Wind Energy Project (Dutch Flats)-1 | teppc | PNM | PNM | Public Service Company of New Mexico | PNM_EPE | SW | 2013-06-01 | 2050-12-31 | 2013 | 2050 | 222.5 | 100% | 222.5 | 222.5 | WT-Onshore | wind_onshorewind | Wind | SW_Wind |  |  |  | SW_Wind_for_Other | 2013 | 2050 | 0 | SW | 222.5 | 1 | 222.5 | 1 | 1 | 2050-12-31 | 1 | #N/A | #N/A | No | #N/A | #N/A | Not Found | #N/A | #N/A | #N/A | Not Found | #N/A | #N/A | #N/A | #N/A | #N/A |  |  |  |  | No |  | No | No | No
| LSRW_KuhlRidge | Lower Snake River Wind Energy Project (Kuhl Ridge)-1 | teppc | PNM | PNM | Public Service Company of New Mexico | PNM_EPE | SW | 2013-06-01 | 2050-12-31 | 2013 | 2050 | 168 | 100% | 168 | 168 | WT-Onshore | wind_onshorewind | Wind | SW_Wind |  |  |  | SW_Wind_for_Other | 2013 | 2050 | 0 | SW | 168 | 1 | 168 | 1 | 1 | 2050-12-31 | 1 | #N/A | #N/A | No | #N/A | #N/A | Not Found | #N/A | #N/A | #N/A | Not Found | #N/A | #N/A | #N/A | #N/A | #N/A |  |  |  |  | No |  | No | No | No
| LuckyPeak131 | Lucky Peak Power Plant Project-U131 | teppc | IPMV | IPMV | Idaho Magic Valley | IPCO | NW | 1988-10-01 | 2050-12-31 | 1988 | 2050 | 15 | 100% | 15 | 15 | Hydro | Hydro_Standard | Hydro | NW_Hydro |  |  |  | NW_Hydro | 1989 | 2050 | 0 | NW | 15 | 1 | 15 | 1 | 1 | 2050-12-31 | 1 | #N/A | #N/A | No | #N/A | #N/A | Not Found | #N/A | #N/A | #N/A | Not Found | #N/A | #N/A | #N/A | #N/A | #N/A |  |  |  |  | No |  | No | No | No
| LuckyPeak132 | Lucky Peak Power Plant Project-U132 | teppc | IPMV | IPMV | Idaho Magic Valley | IPCO | NW | 1988-10-01 | 2050-12-31 | 1988 | 2050 | 45 | 100% | 45 | 45 | Hydro | Hydro_Standard | Hydro | NW_Hydro |  |  |  | NW_Hydro | 1989 | 2050 | 0 | NW | 45 | 1 | 45 | 1 | 1 | 2050-12-31 | 1 | #N/A | #N/A | No | #N/A | #N/A | Not Found | #N/A | #N/A | #N/A | Not Found | #N/A | #N/A | #N/A | #N/A | #N/A |  |  |  |  | No |  | No | No | No
| LuckyPeak133 | Lucky Peak Power Plant Project-U133 | teppc | IPMV | IPMV | Idaho Magic Valley | IPCO | NW | 1988-10-01 | 2050-12-31 | 1988 | 2050 | 11.25 | 100% | 11.25 | 11.25 | Hydro | Hydro_Standard | Hydro | NW_Hydro |  |  |  | NW_Hydro | 1989 | 2050 | 0 | NW | 11.25 | 1 | 11.25 | 1 | 1 | 2050-12-31 | 1 | #N/A | #N/A | No | #N/A | #N/A | Not Found | #N/A | #N/A | #N/A | Not Found | #N/A | #N/A | #N/A | #N/A | #N/A |  |  |  |  | No |  | No | No | No
| Luna_CC | LunaCC (Total CC Plant) | teppc | PNM | PNM | Public Service Company of New Mexico | PNM_EPE | SW | 2006-05-01 | 2050-12-31 | 2006 | 2050 | 596 | 100% | 596 | 596 | CCWhole-NatGas-Industrial | CC_NG | CC | SW_CCGT |  |  |  | SW_CCGT | 2006 | 2050 | 0 | SW | 596 | 1 | 596 | 1 | 1 | 2050-12-31 | 1 | #N/A | #N/A | No | 596 | 596 | Not Found | #N/A | #N/A | #N/A | Not Found | #N/A | #N/A | #N/A | 596 | 596 | 596 | 596 |  |  | No |  | No | No | No
| Lund_Hill | Lund Hill Wind-WT (32 x 2.5) | teppc | PNM | PNM | Public Service Company of New Mexico | PNM_EPE | SW | 2014-12-01 | 2050-04-15 | 2014 | 2049 | 80 | 100% | 80 | 80 | WT-Onshore | wind_onshorewind | Wind | SW_Wind |  |  |  | SW_Wind_for_Other | 2015 | 2049 | 0 | SW | 80 | 1 | 80 | 1 | 1 | 2050-04-15 | 1 | #N/A | #N/A | No | #N/A | #N/A | Not Found | #N/A | #N/A | #N/A | Not Found | #N/A | #N/A | #N/A | #N/A | #N/A |  |  |  |  | No |  | No | No | No
| Lundy2 | Lundy 2_LUNDY HYDRO PLANT (AGGREGATE)-1_24784 | teppc | CISC | CISC | Southern California Edison | SCE | CAISO | 1912-03-01 | 2050-12-31 | 1912 | 2050 | 1.5 | 100% | 1.5 | 1.5 | Hydro | Hydro_Standard | Hydro | CAISO_Hydro |  |  |  | CAISO_Hydro | 1912 | 2050 | 0 | CAISO | 1.5 | 1 | 1.5 | 1 | 1 | 2050-12-31 | 1 | Lundy2 | #N/A | No | 1.2686 | 1.2686 | Not Found | #N/A | #N/A | #N/A | Not Found | #N/A | #N/A | #N/A | 1.2686 | 1.2686 | 1.2686 | 1.2686 |  |  | No |  | No | No | No
| Luning_Solar | Luning Solar Energy Project 1 | teppc | SPPC | SPPC | Nevada Power Company | NEVP | SW | 2016-09-01 | 2050-12-31 | 2016 | 2050 | 55 | 100% | 55 | 55 | SolarPV-NonTracking | FixedPV_sun | Solar_Fixed | SW_Solar | CAISO | 55 |  | SW_Solar_for_Other | 2017 | 2050 | 0 | CAISO | 55 | 1 | 55 | 1 | 1 | 2050-12-31 | 1 | #N/A | #N/A | No | #N/A | #N/A | Not Found | #N/A | #N/A | #N/A | Not Found | #N/A | #N/A | #N/A | #N/A | #N/A |  |  |  |  | No |  | No | No | No
| Macho_Springs_Wind | Macho Springs Wind Farm GEN | teppc | TEPC | TEPC | Tucson Electric Power Company | TEPC | SW | 2011-10-31 | 2050-12-31 | 2011 | 2050 | 50.4 | 100% | 50.4 | 50.4 | WT-Onshore | wind_onshorewind | Wind | SW_Wind | CAISO | 50.4 |  | SW_Wind_for_Other | 2012 | 2050 | 0 | CAISO | 50.4 | 1 | 50.4 | 1 | 1 | 2050-12-31 | 1 | #N/A | #N/A | No | #N/A | #N/A | Not Found | #N/A | #N/A | #N/A | Not Found | #N/A | #N/A | #N/A | #N/A | #N/A |  |  |  |  | No |  | No | No | No
| MACKAY1_1 | MACKAY1-1 | teppc | AESO | AESO | Alberta Electric System Operator | BCHA_AESO | Excluded | 2004-05-01 | 2050-12-01 | 2004 | 2050 | 165 | 100% | 165 | 165 | CT-AB-Cogen | Cogen_NG | Cogen | Excluded_CHP |  |  |  | Excluded | 2004 | 2050 | 0 | Excluded | 165 | 1 | 165 | 1 | 1 | 2050-12-01 | 1 | #N/A | #N/A | No | 0 | 0 | Not Found | #N/A | #N/A | #N/A | Not Found | #N/A | #N/A | #N/A | 0 | 0 | 0 | 0 |  |  | No |  | No | No | No
| MacleodG1_1 | MacleodG1-1 | teppc | AESO | AESO | Alberta Electric System Operator | BCHA_AESO | Excluded | 2010-02-01 | 2050-12-31 | 2010 | 2050 | 33 | 100% | 33 | 33 | WT-Onshore | wind_onshorewind | Wind | Excluded_Wind |  |  |  | Excluded | 2010 | 2050 | 0 | Excluded | 33 | 1 | 33 | 1 | 1 | 2050-12-31 | 1 | #N/A | #N/A | No | 0 | 0 | Not Found | #N/A | #N/A | #N/A | Not Found | #N/A | #N/A | #N/A | 0 | 0 | 0 | 0 |  |  | No |  | No | No | No
| MacleodG2_2 | MacleodG2-2 | teppc | AESO | AESO | Alberta Electric System Operator | BCHA_AESO | Excluded | 2010-02-01 | 2050-12-31 | 2010 | 2050 | 33 | 100% | 33 | 33 | WT-Onshore | wind_onshorewind | Wind | Excluded_Wind |  |  |  | Excluded | 2010 | 2050 | 0 | Excluded | 33 | 1 | 33 | 1 | 1 | 2050-12-31 | 1 | #N/A | #N/A | No | 0 | 0 | Not Found | #N/A | #N/A | #N/A | Not Found | #N/A | #N/A | #N/A | 0 | 0 | 0 | 0 |  |  | No |  | No | No | No
| Madison_MAD1 | Madison-MAD1 | teppc | CISC | CISC | Southern California Edison | SCE | CAISO | 1906-09-01 | 2050-12-31 | 1906 | 2050 | 2.2 | 100% | 2.2 | 2.2 | Hydro | Hydro_Standard | Hydro | CAISO_Hydro |  |  |  | CAISO_Hydro | 1907 | 2050 | 0 | CAISO | 2.2 | 1 | 2.2 | 1 | 1 | 2050-12-31 | 1 | Madison_MAD1 | #N/A | No | 1.8607 | 1.8607 | Not Found | #N/A | #N/A | #N/A | Not Found | #N/A | #N/A | #N/A | 1.8607 | 1.8607 | 1.8607 | 1.8607 |  |  | No |  | No | No | No
| Madison_MAD2 | Madison-MAD2 | teppc | CISC | CISC | Southern California Edison | SCE | CAISO | 1906-09-01 | 2050-12-31 | 1906 | 2050 | 2.2 | 100% | 2.2 | 2.2 | Hydro | Hydro_Standard | Hydro | CAISO_Hydro |  |  |  | CAISO_Hydro | 1907 | 2050 | 0 | CAISO | 2.2 | 1 | 2.2 | 1 | 1 | 2050-12-31 | 1 | Madison_MAD2 | #N/A | No | 1.8607 | 1.8607 | Not Found | #N/A | #N/A | #N/A | Not Found | #N/A | #N/A | #N/A | 1.8607 | 1.8607 | 1.8607 | 1.8607 |  |  | No |  | No | No | No
| Madison_MAD3 | Madison-MAD3 | teppc | CISC | CISC | Southern California Edison | SCE | CAISO | 1906-09-01 | 2050-12-31 | 1906 | 2050 | 2.2 | 100% | 2.2 | 2.2 | Hydro | Hydro_Standard | Hydro | CAISO_Hydro |  |  |  | CAISO_Hydro | 1907 | 2050 | 0 | CAISO | 2.2 | 1 | 2.2 | 1 | 1 | 2050-12-31 | 1 | Madison_MAD3 | #N/A | No | 1.8607 | 1.8607 | Not Found | #N/A | #N/A | #N/A | Not Found | #N/A | #N/A | #N/A | 1.8607 | 1.8607 | 1.8607 | 1.8607 |  |  | No |  | No | No | No
| Madison_MAD4 | Madison-MAD4 | teppc | CISC | CISC | Southern California Edison | SCE | CAISO | 1908-07-01 | 2050-12-31 | 1908 | 2050 | 2.2 | 100% | 2.2 | 2.2 | Hydro | Hydro_Standard | Hydro | CAISO_Hydro |  |  |  | CAISO_Hydro | 1908 | 2050 | 0 | CAISO | 2.2 | 1 | 2.2 | 1 | 1 | 2050-12-31 | 1 | Madison_MAD4 | #N/A | No | 1.8607 | 1.8607 | Not Found | #N/A | #N/A | #N/A | Not Found | #N/A | #N/A | #N/A | 1.8607 | 1.8607 | 1.8607 | 1.8607 |  |  | No |  | No | No | No
| MagicDam1 | Magic Dam Hydroelectric Project-GEN1 | teppc | IPMV | IPMV | Idaho Magic Valley | IPCO | NW | 1989-06-01 | 2050-12-31 | 1989 | 2050 | 10 | 100% | 10 | 10 | Hydro | Hydro_Standard | Hydro | NW_Hydro |  |  |  | NW_Hydro | 1989 | 2050 | 0 | NW | 10 | 1 | 10 | 1 | 1 | 2050-12-31 | 1 | #N/A | #N/A | No | #N/A | #N/A | Not Found | #N/A | #N/A | #N/A | Not Found | #N/A | #N/A | #N/A | #N/A | #N/A |  |  |  |  | No |  | No | No | No
| MagicDam2 | Magic Dam Hydroelectric Project-GEN2_61469 | teppc | IPFE | IPFE | Idaho Far East | IPCO | NW | 1989-06-01 | 2050-12-31 | 1989 | 2050 | 3 | 100% | 3 | 3 | Hydro | Hydro_Standard | Hydro | NW_Hydro |  |  |  | NW_Hydro | 1989 | 2050 | 0 | NW | 3 | 1 | 3 | 1 | 1 | 2050-12-31 | 1 | #N/A | #N/A | No | #N/A | #N/A | Not Found | #N/A | #N/A | #N/A | Not Found | #N/A | #N/A | #N/A | #N/A | #N/A |  |  |  |  | No |  | No | No | No
| MagicDam3 | Magic Dam Hydroelectric Project-GEN3--61469 | teppc | IPFE | IPFE | Idaho Far East | IPCO | NW | 1989-06-01 | 2050-12-31 | 1989 | 2050 | 3 | 100% | 3 | 3 | Hydro | Hydro_Standard | Hydro | NW_Hydro |  |  |  | NW_Hydro | 1989 | 2050 | 0 | NW | 3 | 1 | 3 | 1 | 1 | 2050-12-31 | 1 | #N/A | #N/A | No | #N/A | #N/A | Not Found | #N/A | #N/A | #N/A | Not Found | #N/A | #N/A | #N/A | #N/A | #N/A |  |  |  |  | No |  | No | No | No
| Magnolia_CC | MagnoliaCC (Total CC Plant) | teppc | LDWP | LDWP | Los Angeles Department of Water and Power | LADWP | LDWP | 1989-06-01 | 2050-12-31 | 1989 | 2050 | 301 | 100% | 301 | 301 | CCWhole-NatGas-Industrial | CC_NG | CC | LDWP_CCGT |  |  |  | LDWP_CCGT | 1989 | 2050 | 0 | LDWP | 301 | 1 | 301 | 1 | 1 | 2050-12-31 | 1 | #N/A | #N/A | No | 301 | 301 | Not Found | #N/A | #N/A | #N/A | Not Found | #N/A | #N/A | #N/A | 301 | 301 | 301 | 301 |  |  | No |  | No | No | No
| Magrath | Suncor Magrath-1 | teppc | AESO | AESO | Alberta Electric System Operator | BCHA_AESO | Excluded | 2004-12-01 | 2050-12-01 | 2004 | 2050 | 30 | 100% | 30 | 30 | WT-Onshore | wind_onshorewind | Wind | Excluded_Wind |  |  |  | Excluded | 2005 | 2050 | 0 | Excluded | 30 | 1 | 30 | 1 | 1 | 2050-12-01 | 1 | #N/A | #N/A | No | 0 | 0 | Not Found | #N/A | #N/A | #N/A | Not Found | #N/A | #N/A | #N/A | 0 | 0 | 0 | 0 |  |  | No |  | No | No | No
| MAGUND_1_BKISR1 | Bakersfield Industrial 1 | caiso | PGE_Valley | PGE_Valley | Pacific Gas and Electric Valley | PGE_Valley | CAISO | 2017-12-27 | 2050-12-31 | 2018 | 2050 | 1 | 100% | 1 | 1 | PHOTO VOLTAIC_SUN | PVgeneric_sun | Solar_Fixed | CAISO_Solar |  |  |  | CAISO_Solar_for_CAISO | 2018 | 2050 | 0 | CAISO | 1 | 1 | 1 | 1 | 1 | 2050-12-31 | 1 | MAGUND_1_BKISR1 | ID | No | 0.27 | 0.14 | NQC List | 0.27 | 0.14 | SUN | NQC List | 0.27 | 0.14 | SUN | 0.27 | 0.14 | 0.27 | 0.14 |  |  | No |  | No | No | No
| MAGUND_1_BKSSR2 | Bakersfield Solar 1 | caiso | PGE_Valley | PGE_Valley | Pacific Gas and Electric Valley | PGE_Valley | CAISO | 2017-12-26 | 2050-12-31 | 2018 | 2050 | 5.25 | 100% | 5.25 | 5.25 | PHOTO VOLTAIC_SUN | PVgeneric_sun | Solar_Fixed | CAISO_Solar |  |  |  | CAISO_Solar_for_CAISO | 2018 | 2050 | 0 | CAISO | 5.25 | 1 | 5.25 | 1 | 1 | 2050-12-31 | 1 | MAGUND_1_BKSSR2 | FC | No | 1.4175 | 0.735 | NQC List | 1.42 | 0.74 | SUN | NQC List | 1.42 | 0.74 | SUN | 1.42 | 0.74 | 1.42 | 0.74 |  |  | No |  | No | No | No
| MAHKESESG1_1 | MAHKESESG1-1 | teppc | AESO | AESO | Alberta Electric System Operator | BCHA_AESO | Excluded | 2002-11-01 | 2050-12-01 | 2002 | 2050 | 90 | 100% | 90 | 90 | CT-AB-Cogen | Cogen_NG | Cogen | Excluded_CHP |  |  |  | Excluded | 2003 | 2050 | 0 | Excluded | 90 | 1 | 90 | 1 | 1 | 2050-12-01 | 1 | #N/A | #N/A | No | 0 | 0 | Not Found | #N/A | #N/A | #N/A | Not Found | #N/A | #N/A | #N/A | 0 | 0 | 0 | 0 |  |  | No |  | No | No | No
| MAHKESESG2_2 | MAHKESESG2-2 | teppc | AESO | AESO | Alberta Electric System Operator | BCHA_AESO | Excluded | 2002-11-01 | 2050-12-01 | 2002 | 2050 | 90 | 100% | 90 | 90 | CT-AB-Cogen | Cogen_NG | Cogen | Excluded_CHP |  |  |  | Excluded | 2003 | 2050 | 0 | Excluded | 90 | 1 | 90 | 1 | 1 | 2050-12-01 | 1 | #N/A | #N/A | No | 0 | 0 | Not Found | #N/A | #N/A | #N/A | Not Found | #N/A | #N/A | #N/A | 0 | 0 | 0 | 0 |  |  | No |  | No | No | No
| MainCanal | Main Canal Headworks-1 | teppc | TPWR | TPWR | Tacoma Power | BPAT | NW | 1987-01-01 | 2050-12-31 | 1987 | 2050 | 26.8 | 100% | 26.8 | 26.8 | Hydro | Hydro_Standard | Hydro | NW_Hydro |  |  |  | NW_Hydro | 1987 | 2050 | 0 | NW | 26.8 | 1 | 26.8 | 1 | 1 | 2050-12-31 | 1 | #N/A | #N/A | No | #N/A | #N/A | Not Found | #N/A | #N/A | #N/A | Not Found | #N/A | #N/A | #N/A | #N/A | #N/A |  |  |  |  | No |  | No | No | No
| MainlineWind | Mainline Windfarm-1 | teppc | IPFE | IPFE | Idaho Far East | IPCO | NW | 2012-07-01 | 2050-12-31 | 2012 | 2050 | 23 | 100% | 23 | 23 | WT-Onshore | wind_onshorewind | Wind | NW_Wind |  |  |  | NW_Wind_for_Other | 2012 | 2050 | 0 | NW | 23 | 1 | 23 | 1 | 1 | 2050-12-31 | 1 | #N/A | #N/A | No | #N/A | #N/A | Not Found | #N/A | #N/A | #N/A | Not Found | #N/A | #N/A | #N/A | #N/A | #N/A |  |  |  |  | No |  | No | No | No
| Malad_River_1 | Malad River-1 | teppc | IPFE | IPFE | Idaho Far East | IPCO | NW | 1984-05-01 | 2030-04-15 | 1984 | 2029 | 0.62 | 100% | 0.62 | 0.62 | Hydro | Hydro_Standard | Hydro | NW_Hydro |  |  |  | NW_Hydro | 1984 | 2029 | 0 | NW | 0.62 | 1 | 0.62 | 1 | 1 | 2030-04-15 | 1 | #N/A | #N/A | No | #N/A | #N/A | Not Found | #N/A | #N/A | #N/A | Not Found | #N/A | #N/A | #N/A | #N/A | #N/A |  |  |  |  | No |  | No | No | No
| MALAGA_1_PL1X2 | Malaga Power Aggregate | caiso | PGE_Valley | PGE_Valley | Pacific Gas and Electric Valley | PGE_Valley | CAISO | 2005-09-19 | 2050-12-31 | 2005 | 2050 | 96 | 100% | 96 | 96 | CT-NatGas-Aero | CT_NG | CT | CAISO_Peaker1 |  |  |  | CAISO_Peaker1 | 2006 | 2050 | 0 | CAISO | 96 | 1 | 96 | 1 | 1 | 2050-12-31 | 1 | MALAGA_1_PL1X2 | FC | No | 88.6786 | 88.6786 | NQC List | 96 | 96 | NATURAL GAS | NQC List | 96 | 96 | NATURAL GAS | 96 | 96 | 96 | 96 |  |  | No |  | No | No | No
| MALCHQ_7_UNIT_1 | MALACHA HYDRO L.P. | caiso | PGE_Valley | PGE_Valley | Pacific Gas and Electric Valley | PGE_Valley | CAISO | 1988-12-07 | 2050-12-31 | 1989 | 2050 | 32.5 | 100% | 32.5 | 32.5 | n/a | Hydro_Standard | Hydro | CAISO_Hydro |  |  |  | CAISO_Hydro | 1989 | 2050 | 0 | CAISO | 32.5 | 1 | 32.5 | 1 | 1 | 2050-12-31 | 1 | MALCHQ_7_UNIT 1 | FC | No | 27.4873 | 27.4873 | NQC List | 0.07 | 0 | WATER | NQC List | 0 | 0 | WATER | 0 | 0 | 0.07 | 0 |  |  | No |  | No | No | No
| MALIN_5_BPADYN | MALIN_5_BPADYN | caiso | BPAT | PGE_Valley | Pacific Gas and Electric Valley | PGE_Valley | CAISO |  | 2050-12-31 | 1900 | 2050 | 250 | 100% | 250 | 250 | CAISOImports_None | CAISOImports_None | None | CAISO_Imports |  |  |  | #N/A | 1900 | 2050 | 0 | CAISO | 250 | 1 | 250 | 1 | 1 | 2050-12-31 | 1 | MALIN_5_BPADYN | 0 | No | #N/A | #N/A | Specified Imports | 250 | 250 | SP. IMPORTS (WATER) | Specified Imports | 250 | 250 | SP. IMPORTS (WATER) | 250 | 250 | 250 | 250 |  |  | No |  | Yes | No | No
| MALIN_5_GCPDDYN | Grant County Hydro Facilities | caiso | BPAT | PGE_Valley | Pacific Gas and Electric Valley | PGE_Valley | CAISO |  | 2050-12-31 | 1900 | 2050 | 125 | 100% | 125 | 125 | HYDRO_WATER | Hydro_Standard | Hydro | CAISO_Hydro |  |  |  | CAISO_Hydro | 1900 | 2050 | 0 | CAISO | 125 | 1 | 125 | 1 | 1 | 2050-12-31 | 1 | Grant County Hydro Facilities | 0 | No | 105.7206 | 105.7206 | Specified Imports | 125 | 125 | SP. IMPORTS (WATER) | Specified Imports | 125 | 125 | SP. IMPORTS (WATER) | 125 | 125 | 125 | 125 |  |  | No |  | Yes | No | No
| MALIN_5_IBERDR | Iberdrola Centroid Sytem Resource | caiso | BPAT | PGE_Valley | Pacific Gas and Electric Valley | PGE_Valley | CAISO |  | 2050-12-31 | 1900 | 2050 | 100 | 100% | 100 | 100 | WIND_WIND | wind_onshorewind | Wind | CAISO_Wind |  |  |  | CAISO_Wind_for_CAISO | 1900 | 2050 | 0 | CAISO | 100 | 1 | 100 | 1 | 1 | 2050-12-31 | 1 | Iberdrola Centroid Sytem Resource | 0 | No | 21 | 15 | Specified Imports | 21 | 15 | SP. IMPORTS (WIND) | Specified Imports | 21 | 15 | SP. IMPORTS (WIND) | 21 | 15 | 21 | 15 |  |  | No |  | Yes | No | No
| MALIN_5_INHRED | CSF Columbia Gorge | caiso | BPAT | PGE_Valley | Pacific Gas and Electric Valley | PGE_Valley | CAISO |  | 2050-12-31 | 1900 | 2050 | 50 | 100% | 50 | 50 | WIND_WIND | wind_onshorewind | Wind | CAISO_Wind |  |  |  | CAISO_Wind_for_CAISO | 1900 | 2050 | 0 | CAISO | 50 | 1 | 50 | 1 | 1 | 2050-12-31 | 1 | CSF Columbia Gorge | 0 | No | 10.5 | 7.5 | Specified Imports | 10.5 | 7.5 | SP. IMPORTS (WIND) | Specified Imports | 10.5 | 7.5 | SP. IMPORTS (WIND) | 10.5 | 7.5 | 10.5 | 7.5 |  |  | No |  | Yes | No | No
| MALIN_5_INHRPG | BIGLOW CANYON | caiso | PortlandGE | PGE_Valley | Pacific Gas and Electric Valley | PGE_Valley | CAISO |  | 2050-12-31 | 1900 | 2050 | 50 | 100% | 50 | 50 | WIND_WIND | wind_onshorewind | Wind | CAISO_Wind |  |  |  | CAISO_Wind_for_CAISO | 1900 | 2050 | 0 | CAISO | 50 | 1 | 50 | 1 | 1 | 2050-12-31 | 1 | BIGLOW CANYON | 0 | No | 10.5 | 7.5 | Specified Imports | 10.5 | 7.5 | SP. IMPORTS (WIND) | Specified Imports | 10.5 | 7.5 | SP. IMPORTS (WIND) | 10.5 | 7.5 | 10.5 | 7.5 |  |  | No |  | Yes | No | No
| MAM_13G2 | MAM 13G2 | teppc | BCHA | BCHA | British Columbia Transmission Company | BCHA_AESO | Excluded | 2018-03-30 | 2050-03-30 | 2018 | 2049 | 25 | 100% | 25 | 25 | hydro | Hydro_Standard | Hydro | Excluded_Hydro |  |  |  | Excluded | 2018 | 2049 | 0 | Excluded | 25 | 1 | 25 | 1 | 1 | 2050-03-30 | 1 | #N/A | #N/A | No | 0 | 0 | Not Found | #N/A | #N/A | #N/A | Not Found | #N/A | #N/A | #N/A | 0 | 0 | 0 | 0 |  |  | No |  | No | No | No
| Mamquam_1 | Mamquam-1_Mamquam-1_IPP-MAM | teppc | BCHA | BCHA | British Columbia Transmission Company | BCHA_AESO | Excluded | 1996-11-15 | 2040-10-01 | 1996 | 2039 | 29 | 100% | 29 | 29 | Hydro | Hydro_Standard | Hydro | Excluded_Hydro |  |  |  | Excluded | 1997 | 2040 | 0 | Excluded | 29 | 1 | 29 | 1 | 1 | 2040-10-01 | 1 | #N/A | #N/A | No | 0 | 0 | Not Found | #N/A | #N/A | #N/A | Not Found | #N/A | #N/A | #N/A | 0 | 0 | 0 | 0 |  |  | No |  | No | No | No
| Mamquam_2 | Mamquam-2_Mamquam-2_IPP-MAM | teppc | BCHA | BCHA | British Columbia Transmission Company | BCHA_AESO | Excluded | 1996-11-15 | 2040-10-01 | 1996 | 2039 | 29 | 100% | 29 | 29 | Hydro | Hydro_Standard | Hydro | Excluded_Hydro |  |  |  | Excluded | 1997 | 2040 | 0 | Excluded | 29 | 1 | 29 | 1 | 1 | 2040-10-01 | 1 | #N/A | #N/A | No | 0 | 0 | Not Found | #N/A | #N/A | #N/A | Not Found | #N/A | #N/A | #N/A | 0 | 0 | 0 | 0 |  |  | No |  | No | No | No
| Manchief_1 | Manchief Electric Generating Station UN1 | teppc | PSCO | PSCO | Public Service Company of Colorado | PSCO | Excluded | 2000-05-01 | 2050-12-31 | 2000 | 2050 | 133 | 100% | 133 | 133 | CT-NatGas-Industrial | CT_NG | CT | Excluded_Peaker |  |  |  | Excluded | 2000 | 2050 | 0 | Excluded | 133 | 1 | 133 | 1 | 1 | 2050-12-31 | 1 | #N/A | #N/A | No | 0 | 0 | Not Found | #N/A | #N/A | #N/A | Not Found | #N/A | #N/A | #N/A | 0 | 0 | 0 | 0 |  |  | No |  | No | No | No
| Manchief_2 | Manchief Electric Generating Station UN2 | teppc | PSCO | PSCO | Public Service Company of Colorado | PSCO | Excluded | 2000-05-01 | 2050-12-31 | 2000 | 2050 | 133 | 100% | 133 | 133 | CT-NatGas-Industrial | CT_NG | CT | Excluded_Peaker |  |  |  | Excluded | 2000 | 2050 | 0 | Excluded | 133 | 1 | 133 | 1 | 1 | 2050-12-31 | 1 | #N/A | #N/A | No | 0 | 0 | Not Found | #N/A | #N/A | #N/A | Not Found | #N/A | #N/A | #N/A | 0 | 0 | 0 | 0 |  |  | No |  | No | No | No
| MANTEC_1_ML1SR1 | Manteca Land 1 | caiso | PGE_Valley | PGE_Valley | Pacific Gas and Electric Valley | PGE_Valley | CAISO | 2017-12-28 | 2050-12-31 | 2018 | 2050 | 1 | 100% | 1 | 1 | PHOTO VOLTAIC_SUN | PVgeneric_sun | Solar_Fixed | CAISO_Solar |  |  |  | CAISO_Solar_for_CAISO | 2018 | 2050 | 0 | CAISO | 1 | 1 | 1 | 1 | 1 | 2050-12-31 | 1 | MANTEC_1_ML1SR1 | EO | Yes | 0.27 | 0.14 | NQC List | 0 | 0 | SUN | NQC List | 0 | 0 | SUN | 0 | 0 | 0 | 0 |  |  | No |  | No | No | No
| Manzano_Solar | PNM Manzano Solar Energy Center MAN1 | teppc | PNM | PNM | Public Service Company of New Mexico | PNM_EPE | SW | 2012-12-20 | 2052-02-12 | 2013 | 2051 | 7 | 100% | 7 | 7 | SolarPV-NonTracking | FixedPV_sun | Solar_Fixed | SW_Solar |  |  |  | SW_Solar_for_Other | 2013 | 2051 | 0 | SW | 7 | 1 | 7 | 1 | 1 | 2050-12-31 | 1 | #N/A | #N/A | No | #N/A | #N/A | Not Found | #N/A | #N/A | #N/A | Not Found | #N/A | #N/A | #N/A | #N/A | #N/A |  |  |  |  | No |  | No | No | No
| MANZNA_2_WIND | Manzana Wind | caiso | SCE | SCE | Southern California Edison | SCE | CAISO | 2012-12-20 | 2050-12-31 | 2013 | 2050 | 189 | 100% | 189 | 189 | n/a | wind_onshorewind | Wind | CAISO_Wind |  |  |  | CAISO_Wind_for_CAISO | 2013 | 2050 | 0 | CAISO | 189 | 1 | 189 | 1 | 1 | 2050-12-31 | 1 | MANZNA_2_WIND | FC | No | 39.69 | 28.35 | NQC List | 39.69 | 28.35 | WIND | NQC List | 39.69 | 28.35 | WIND | 39.69 | 28.35 | 39.69 | 28.35 |  |  | No |  | No | No | No
| MarchPointCC_Total | MarchPointCC (Total CC Plant) | teppc | PSEI | PSEI | Puget Sound Energy | BPAT | NW | 1991-09-01 | 2050-12-31 | 1991 | 2050 | 167.04 | 100% | 167.04 | 167.04 | CCWhole-NatGas-Aero | CC_NG | CC | NW_CCGT |  |  |  | NW_CCGT | 1992 | 2050 | 0 | NW | 167.04 | 1 | 167.04 | 1 | 1 | 2050-12-31 | 1 | #N/A | #N/A | No | 167.04 | 167.04 | Not Found | #N/A | #N/A | #N/A | Not Found | #N/A | #N/A | #N/A | 167.04 | 167.04 | 167.04 | 167.04 |  |  | No |  | No | No | No
| Marco_Ranch_1 | Marco Ranch-1 | teppc | IPFE | IPFE | Idaho Far East | IPCO | NW | 1985-08-01 | 2050-12-31 | 1985 | 2050 | 0.3 | 100% | 0.3 | 0.3 | Hydro | Hydro_Standard | Hydro | NW_Hydro |  |  |  | NW_Hydro | 1985 | 2050 | 0 | NW | 0.3 | 1 | 0.3 | 1 | 1 | 2050-12-31 | 1 | #N/A | #N/A | No | #N/A | #N/A | Not Found | #N/A | #N/A | #N/A | Not Found | #N/A | #N/A | #N/A | #N/A | #N/A |  |  |  |  | No |  | No | No | No
| Marco_Ranch_2 | Marco Ranch-2 | teppc | IPFE | IPFE | Idaho Far East | IPCO | NW | 1985-08-01 | 2050-12-31 | 1985 | 2050 | 0.3 | 100% | 0.3 | 0.3 | Hydro | Hydro_Standard | Hydro | NW_Hydro |  |  |  | NW_Hydro | 1985 | 2050 | 0 | NW | 0.3 | 1 | 0.3 | 1 | 1 | 2050-12-31 | 1 | #N/A | #N/A | No | #N/A | #N/A | Not Found | #N/A | #N/A | #N/A | Not Found | #N/A | #N/A | #N/A | #N/A | #N/A |  |  |  |  | No |  | No | No | No
| Marco_Ranch_3 | Marco Ranch-3 | teppc | IPFE | IPFE | Idaho Far East | IPCO | NW | 1985-08-01 | 2050-12-31 | 1985 | 2050 | 0.3 | 100% | 0.3 | 0.3 | Hydro | Hydro_Standard | Hydro | NW_Hydro |  |  |  | NW_Hydro | 1985 | 2050 | 0 | NW | 0.3 | 1 | 0.3 | 1 | 1 | 2050-12-31 | 1 | #N/A | #N/A | No | #N/A | #N/A | Not Found | #N/A | #N/A | #N/A | Not Found | #N/A | #N/A | #N/A | #N/A | #N/A |  |  |  |  | No |  | No | No | No
| Marco_Ranch_4 | Marco Ranch-4 | teppc | IPFE | IPFE | Idaho Far East | IPCO | NW | 1985-08-01 | 2050-12-31 | 1985 | 2050 | 0.3 | 100% | 0.3 | 0.3 | Hydro | Hydro_Standard | Hydro | NW_Hydro |  |  |  | NW_Hydro | 1985 | 2050 | 0 | NW | 0.3 | 1 | 0.3 | 1 | 1 | 2050-12-31 | 1 | #N/A | #N/A | No | #N/A | #N/A | Not Found | #N/A | #N/A | #N/A | Not Found | #N/A | #N/A | #N/A | #N/A | #N/A |  |  |  |  | No |  | No | No | No
| MARCPW_6_SOLAR1 | Maricopa West Solar PV | caiso | PGE_Valley | PGE_Valley | Pacific Gas and Electric Valley | PGE_Valley | CAISO | 2015-12-12 | 2050-12-31 | 2016 | 2050 | 20 | 100% | 20 | 20 | n/a | PVgeneric_sun | Solar_Fixed | CAISO_Solar |  |  |  | CAISO_Solar_for_CAISO | 2016 | 2050 | 0 | CAISO | 20 | 1 | 20 | 1 | 1 | 2050-12-31 | 1 | MARCPW_6_SOLAR1 | FC | No | 5.4 | 2.8 | NQC List | 5.4 | 2.8 | SUN | NQC List | 5.4 | 2.8 | SUN | 5.4 | 2.8 | 5.4 | 2.8 |  |  | No |  | No | No | No
| MarengoWind1 | Marengo Wind Plant-1 | teppc | PACW | PACW | PacifiCorp – West | PACW | NW | 2007-08-01 | 2050-12-01 | 2007 | 2050 | 140.4 | 100% | 140.4 | 140.4 | WT-Onshore | wind_onshorewind | Wind | NW_Wind |  |  |  | NW_Wind_for_Other | 2007 | 2050 | 0 | NW | 140.4 | 1 | 140.4 | 1 | 1 | 2050-12-01 | 1 | #N/A | #N/A | No | #N/A | #N/A | Not Found | #N/A | #N/A | #N/A | Not Found | #N/A | #N/A | #N/A | #N/A | #N/A |  |  |  |  | No |  | No | No | No
| MarengoWind2 | Marengo Wind Plant-2 | teppc | PACW | PACW | PacifiCorp – West | PACW | NW | 2008-07-01 | 2050-12-31 | 2008 | 2050 | 70.2 | 100% | 70.2 | 70.2 | WT-Onshore | wind_onshorewind | Wind | NW_Wind |  |  |  | NW_Wind_for_Other | 2008 | 2050 | 0 | NW | 70.2 | 1 | 70.2 | 1 | 1 | 2050-12-31 | 1 | #N/A | #N/A | No | #N/A | #N/A | Not Found | #N/A | #N/A | #N/A | Not Found | #N/A | #N/A | #N/A | #N/A | #N/A |  |  |  |  | No |  | No | No | No
| Mariah_Wind |  | teppc | PACW | PACW | PacifiCorp – West | PACW | NW | 1950-01-01 | 2050-12-31 | 1950 | 2050 | 10 | 100% | 10 | 10 | WT-Onshore | wind_onshorewind | Wind | NW_Wind |  |  |  | NW_Wind_for_Other | 1950 | 2050 | 0 | NW | 10 | 1 | 10 | 1 | 1 | 2050-12-31 | 1 | #N/A | #N/A | No | #N/A | #N/A | Not Found | #N/A | #N/A | #N/A | Not Found | #N/A | #N/A | #N/A | #N/A | #N/A |  |  |  |  | No |  | No | No | No
| Marion_Inc | Covanta Marion Inc-GEN1 | teppc | PGE | PGE | Portland General Electric Company | PortlandGE | NW | 1985-12-01 | 2050-12-31 | 1985 | 2050 | 13.1 | 100% | 13.1 | 13.1 | Bio-ST | ST_Biomass | Biomass/Wood | NW_Biomass |  |  |  | NW_Biomass_for_Other | 1986 | 2050 | 0 | NW | 13.1 | 1 | 13.1 | 1 | 1 | 2050-12-31 | 1 | #N/A | #N/A | No | 9.1438 | 9.1438 | Not Found | #N/A | #N/A | #N/A | Not Found | #N/A | #N/A | #N/A | 9.1438 | 9.1438 | 9.1438 | 9.1438 |  |  | No |  | No | No | No
| Marion3_Creek | Marion 3 Creek-1_Marion 3 Creek-1_IPP-M3C | teppc | BCHA | BCHA | British Columbia Transmission Company | BCHA_AESO | Excluded | 2005-01-23 | 2040-01-23 | 2005 | 2039 | 4.6 | 100% | 4.6 | 4.6 | Hydro | Hydro_Standard | Hydro | Excluded_Hydro |  |  |  | Excluded | 2005 | 2039 | 0 | Excluded | 4.6 | 1 | 4.6 | 1 | 1 | 2040-01-23 | 1 | #N/A | #N/A | No | 0 | 0 | Not Found | #N/A | #N/A | #N/A | Not Found | #N/A | #N/A | #N/A | 0 | 0 | 0 | 0 |  |  | No |  | No | No | No
| Marquez | Cibola Solar Energy Center | teppc | PNM | PNM | Public Service Company of New Mexico | PNM_EPE | SW | 2014-12-30 | 2050-12-31 | 2015 | 2050 | 7.6 | 100% | 7.6 | 7.6 | SolarPV-Tracking | 1axPV_sun | Solar_1Axis | SW_Solar |  |  |  | SW_Solar_for_Other | 2015 | 2050 | 0 | SW | 7.6 | 1 | 7.6 | 1 | 1 | 2050-12-31 | 1 | #N/A | #N/A | No | #N/A | #N/A | Not Found | #N/A | #N/A | #N/A | Not Found | #N/A | #N/A | #N/A | #N/A | #N/A |  |  |  |  | No |  | No | No | No
| MARTIN_1_SUNSET | Sunset Reservoir - North Basin | caiso | PGE_Bay | PGE_Bay | Pacific Gas and Electric Bay | PGE_Bay | CAISO | 2010-10-29 | 2050-12-31 | 2010 | 2050 | 4.5 | 100% | 4.5 | 4.5 | n/a | PVgeneric_sun | Solar_Fixed | CAISO_Solar |  |  |  | CAISO_Solar_for_CAISO | 2011 | 2050 | 0 | CAISO | 4.5 | 1 | 4.5 | 1 | 1 | 2050-12-31 | 1 | MARTIN_1_SUNSET | FC | No | 1.215 | 0.63 | NQC List | 1.22 | 0.63 | SUN | NQC List | 1.22 | 0.63 | SUN | 1.22 | 0.63 | 1.22 | 0.63 |  |  | No |  | No | No | No
| Martin_Drake_6 | Martin Drake Plant 6 | teppc | WACM | WACM | Western Area Power Administration, Colorado-Missouri Region | WACM | Excluded | 1968-10-01 | 2050-12-31 | 1968 | 2050 | 83.19 | 100% | 83.19 | 83.19 | ST-Coal | Steam_Coal | Coal | Excluded_Coal |  |  |  | Excluded | 1969 | 2050 | 0 | Excluded | 83.19 | 1 | 83.19 | 1 | 1 | 2050-12-31 | 1 | #N/A | #N/A | No | 0 | 0 | Not Found | #N/A | #N/A | #N/A | Not Found | #N/A | #N/A | #N/A | 0 | 0 | 0 | 0 |  |  | No |  | No | No | No
| Martin_Drake_7 | Martin Drake Plant 7 | teppc | WACM | WACM | Western Area Power Administration, Colorado-Missouri Region | WACM | Excluded | 1974-07-01 | 2050-12-31 | 1974 | 2050 | 141.03 | 100% | 141.03 | 141.03 | ST-Coal | Steam_Coal | Coal | Excluded_Coal |  |  |  | Excluded | 1974 | 2050 | 0 | Excluded | 141.03 | 1 | 141.03 | 1 | 1 | 2050-12-31 | 1 | #N/A | #N/A | No | 0 | 0 | Not Found | #N/A | #N/A | #N/A | Not Found | #N/A | #N/A | #N/A | 0 | 0 | 0 | 0 |  |  | No |  | No | No | No
| Marys_Lake | Marys Lake 1 | teppc | WACM | WACM | Western Area Power Administration, Colorado-Missouri Region | WACM | Excluded | 1951-05-01 | 2050-12-31 | 1951 | 2050 | 10.35 | 100% | 10.35 | 10.35 | Hydro | Hydro_Standard | Hydro | Excluded_Hydro |  |  |  | Excluded | 1951 | 2050 | 0 | Excluded | 10.35 | 1 | 10.35 | 1 | 1 | 2050-12-31 | 1 | #N/A | #N/A | No | 0 | 0 | Not Found | #N/A | #N/A | #N/A | Not Found | #N/A | #N/A | #N/A | 0 | 0 | 0 | 0 |  |  | No |  | No | No | No
| ALMASL_2_GS1SR1 | Maverick Solar, LLC | rps | SCE | SCE | Southern California Edison | SCE | CAISO | 2020-12-01 | 2050-12-31 | 2020 | 2050 | 125 | 100% | 125 | 125 | Solar PV - Ground mountSolar: Fixed Tilt | FixedPV_sun | Solar_Fixed | CAISO_Solar |  |  |  | CAISO_Solar_for_CAISO | 2021 | 2050 | 0 | CAISO | 125 | 0.95 |  | 1 | 1 | 2050-12-31 | 1 | ALMASL_2_GS1SR1 | #N/A | No | #VALUE! | #VALUE! | Not Found | #N/A | #N/A | #N/A | Not Found | #N/A | #N/A | #N/A | [6 empty] | Yes | Yes | No | No | No
| Maxim_Burdett | Maxim - Burdett-1 | teppc | AESO | AESO | Alberta Electric System Operator | BCHA_AESO | Excluded | 2001-08-01 | 2050-12-01 | 2001 | 2050 | 8 | 100% | 8 | 8 | CT-NatGas-Industrial | CT_NG | CT | Excluded_Peaker |  |  |  | Excluded | 2001 | 2050 | 0 | Excluded | 8 | 1 | 8 | 1 | 1 | 2050-12-01 | 1 | #N/A | #N/A | No | 0 | 0 | Not Found | #N/A | #N/A | #N/A | Not Found | #N/A | #N/A | #N/A | 0 | 0 | 0 | 0 |  |  | No |  | No | No | No
| Maxim_Coaldale | Maxim - Coaldale-1 | teppc | AESO | AESO | Alberta Electric System Operator | BCHA_AESO | Excluded | 2001-09-01 | 2050-12-01 | 2001 | 2050 | 7 | 100% | 7 | 7 | CT-NatGas-Industrial | CT_NG | CT | Excluded_Peaker |  |  |  | Excluded | 2002 | 2050 | 0 | Excluded | 7 | 1 | 7 | 1 | 1 | 2050-12-01 | 1 | #N/A | #N/A | No | 0 | 0 | Not Found | #N/A | #N/A | #N/A | Not Found | #N/A | #N/A | #N/A | 0 | 0 | 0 | 0 |  |  | No |  | No | No | No
| Maxim_FtMcLeod | Maxim -Ft McLeod-1 | teppc | BCHA | BCHA | British Columbia Transmission Company | BCHA_AESO | Excluded | 2001-09-01 | 2050-12-01 | 2001 | 2050 | 4.1 | 100% | 4.1 | 4.1 | CT-NatGas-Industrial | CT_NG | CT | Excluded_Peaker |  |  |  | Excluded | 2002 | 2050 | 0 | Excluded | 4.1 | 1 | 4.1 | 1 | 1 | 2050-12-01 | 1 | #N/A | #N/A | No | 0 | 0 | Not Found | #N/A | #N/A | #N/A | Not Found | #N/A | #N/A | #N/A | 0 | 0 | 0 | 0 |  |  | No |  | No | No | No
| Maxim_Taber | Maxim - Taber-1 | teppc | AESO | AESO | Alberta Electric System Operator | BCHA_AESO | Excluded | 2001-08-01 | 2050-12-01 | 2001 | 2050 | 6 | 100% | 6 | 6 | CT-NatGas-Industrial | CT_NG | CT | Excluded_Peaker |  |  |  | Excluded | 2001 | 2050 | 0 | Excluded | 6 | 1 | 6 | 1 | 1 | 2050-12-01 | 1 | #N/A | #N/A | No | 0 | 0 | Not Found | #N/A | #N/A | #N/A | Not Found | #N/A | #N/A | #N/A | 0 | 0 | 0 | 0 |  |  | No |  | No | No | No
| Maxwell_Hydro | Maxwell Hydro-1 | teppc | PSCO | PSCO | Public Service Company of Colorado | PSCO | Excluded | 2001-08-01 | 2050-12-01 | 2001 | 2050 | 0.07 | 100% | 0.07 | 0.07 | Hydro | Hydro_Standard | Hydro | Excluded_Hydro |  |  |  | Excluded | 2001 | 2050 | 0 | Excluded | 0.07 | 1 | 0.07 | 1 | 1 | 2050-12-01 | 1 | #N/A | #N/A | No | 0 | 0 | Not Found | #N/A | #N/A | #N/A | Not Found | #N/A | #N/A | #N/A | 0 | 0 | 0 | 0 |  |  | No |  | No | No | No
| Mayfield_41 | Mayfield-41 | teppc | TPWR | TPWR | Tacoma Power | BPAT | NW | 1963-05-01 | 2050-12-31 | 1963 | 2050 | 40.5 | 100% | 40.5 | 40.5 | Hydro | Hydro_Standard | Hydro | NW_Hydro |  |  |  | NW_Hydro | 1963 | 2050 | 0 | NW | 40.5 | 1 | 40.5 | 1 | 1 | 2050-12-31 | 1 | #N/A | #N/A | No | #N/A | #N/A | Not Found | #N/A | #N/A | #N/A | Not Found | #N/A | #N/A | #N/A | #N/A | #N/A |  |  |  |  | No |  | No | No | No
| Mayfield_42 | Mayfield-42 | teppc | TPWR | TPWR | Tacoma Power | BPAT | NW | 1963-03-01 | 2050-12-31 | 1963 | 2050 | 40.5 | 100% | 40.5 | 40.5 | Hydro | Hydro_Standard | Hydro | NW_Hydro |  |  |  | NW_Hydro | 1963 | 2050 | 0 | NW | 40.5 | 1 | 40.5 | 1 | 1 | 2050-12-31 | 1 | #N/A | #N/A | No | #N/A | #N/A | Not Found | #N/A | #N/A | #N/A | Not Found | #N/A | #N/A | #N/A | #N/A | #N/A |  |  |  |  | No |  | No | No | No
| Mayfield_43 | Mayfield-43 | teppc | TPWR | TPWR | Tacoma Power | BPAT | NW | 1963-04-01 | 2050-12-31 | 1963 | 2050 | 40.5 | 100% | 40.5 | 40.5 | Hydro | Hydro_Standard | Hydro | NW_Hydro |  |  |  | NW_Hydro | 1963 | 2050 | 0 | NW | 40.5 | 1 | 40.5 | 1 | 1 | 2050-12-31 | 1 | #N/A | #N/A | No | #N/A | #N/A | Not Found | #N/A | #N/A | #N/A | Not Found | #N/A | #N/A | #N/A | #N/A | #N/A |  |  |  |  | No |  | No | No | No
| Mayfield_44 | Mayfield-44 | teppc | TPWR | TPWR | Tacoma Power | BPAT | NW | 1963-06-01 | 2050-12-31 | 1963 | 2050 | 40.5 | 100% | 40.5 | 40.5 | Hydro | Hydro_Standard | Hydro | NW_Hydro |  |  |  | NW_Hydro | 1963 | 2050 | 0 | NW | 40.5 | 1 | 40.5 | 1 | 1 | 2050-12-31 | 1 | #N/A | #N/A | No | #N/A | #N/A | Not Found | #N/A | #N/A | #N/A | Not Found | #N/A | #N/A | #N/A | #N/A | #N/A |  |  |  |  | No |  | No | No | No
| Mazeppa_1 | MFC Mazeppa 1 | teppc | AESO | AESO | Alberta Electric System Operator | BCHA_AESO | Excluded | 2015-05-01 | 2050-12-31 | 2015 | 2050 | 16.5 | 100% | 16.5 | 16.5 | CT-NatGas-Industrial | CT_NG | CT | Excluded_Peaker |  |  |  | Excluded | 2015 | 2050 | 0 | Excluded | 16.5 | 1 | 16.5 | 1 | 1 | 2050-12-31 | 1 | #N/A | #N/A | No | 0 | 0 | Not Found | #N/A | #N/A | #N/A | Not Found | #N/A | #N/A | #N/A | 0 | 0 | 0 | 0 |  |  | No |  | No | No | No
| MCARTH_6_FRIVRB | Fall River Mills Project B | caiso | PGE_Valley | PGE_Valley | Pacific Gas and Electric Valley | PGE_Valley | CAISO | 2014-03-05 | 2050-12-31 | 2014 | 2050 | 1.5 | 100% | 1.5 | 1.5 | n/a | PVgeneric_sun | Solar_Fixed | CAISO_Solar |  |  |  | CAISO_Solar_for_CAISO | 2014 | 2050 | 0 | CAISO | 1.5 | 1 | 1.5 | 1 | 1 | 2050-12-31 | 1 | MCARTH_6_FRIVRB | ID | No | 0.405 | 0.21 | NQC List | 0.41 | 0.21 | SUN | NQC List | 0.41 | 0.21 | SUN | 0.41 | 0.21 | 0.41 | 0.21 |  |  | No |  | No | No | No
| McBride_Lake_1 | McBride Lake-1 | teppc | AESO | AESO | Alberta Electric System Operator | BCHA_AESO | Excluded | 2002-12-01 | 2050-12-31 | 2002 | 2050 | 26.4 | 100% | 26.4 | 26.4 | WT-Onshore | wind_onshorewind | Wind | Excluded_Wind |  |  |  | Excluded | 2003 | 2050 | 0 | Excluded | 26.4 | 1 | 26.4 | 1 | 1 | 2050-12-31 | 1 | #N/A | #N/A | No | 0 | 0 | Not Found | #N/A | #N/A | #N/A | Not Found | #N/A | #N/A | #N/A | 0 | 0 | 0 | 0 |  |  | No |  | No | No | No
| McBride_Lake_2 | McBride Lake-2 | teppc | AESO | AESO | Alberta Electric System Operator | BCHA_AESO | Excluded | 2002-12-01 | 2050-12-31 | 2002 | 2050 | 21.8 | 100% | 21.8 | 21.8 | WT-Onshore | wind_onshorewind | Wind | Excluded_Wind |  |  |  | Excluded | 2003 | 2050 | 0 | Excluded | 21.8 | 1 | 21.8 | 1 | 1 | 2050-12-31 | 1 | #N/A | #N/A | No | 0 | 0 | Not Found | #N/A | #N/A | #N/A | Not Found | #N/A | #N/A | #N/A | 0 | 0 | 0 | 0 |  |  | No |  | No | No | No
| McBride_Lake_3 | McBride Lake-3 | teppc | BCHA | BCHA | British Columbia Transmission Company | BCHA_AESO | Excluded | 2002-12-01 | 2050-12-31 | 2002 | 2050 | 12.5 | 100% | 12.5 | 12.5 | WT-Onshore | wind_onshorewind | Wind | Excluded_Wind |  |  |  | Excluded | 2003 | 2050 | 0 | Excluded | 12.5 | 1 | 12.5 | 1 | 1 | 2050-12-31 | 1 | #N/A | #N/A | No | 0 | 0 | Not Found | #N/A | #N/A | #N/A | Not Found | #N/A | #N/A | #N/A | 0 | 0 | 0 | 0 |  |  | No |  | No | No | No
| McBride_Lake_4 | McBride Lake-4 | teppc | AESO | AESO | Alberta Electric System Operator | BCHA_AESO | Excluded | 2002-12-01 | 2050-12-31 | 2002 | 2050 | 27.2 | 100% | 27.2 | 27.2 | WT-Onshore | wind_onshorewind | Wind | Excluded_Wind |  |  |  | Excluded | 2003 | 2050 | 0 | Excluded | 27.2 | 1 | 27.2 | 1 | 1 | 2050-12-31 | 1 | #N/A | #N/A | No | 0 | 0 | Not Found | #N/A | #N/A | #N/A | Not Found | #N/A | #N/A | #N/A | 0 | 0 | 0 | 0 |  |  | No |  | No | No | No
| MCCALL_1_QF | SMALL QF AGGREGATION - FRESNO | caiso | PGE_Valley | PGE_Valley | Pacific Gas and Electric Valley | PGE_Valley | CAISO | 1990-01-01 | 2050-12-31 | 1990 | 2050 | 2.5 | 100% | 2.5 | 2.5 | n/a | Hydro_Standard | Hydro | CAISO_Small_Hydro |  |  |  | CAISO_Small_Hydro_for_CAISO | 1990 | 2050 | 0 | CAISO | 2.5 | 1 | 2.5 | 1 | 1 | 2050-12-31 | 1 | MCCALL_1_QF | FC | No | 1.25 | 1.25 | NQC List | 0.57 | 0.75 | WATER | NQC List | 0.65 | 0.75 | WATER | 0.65 | 0.75 | 0.57 | 0.75 |  |  | No |  | No | No | No
| McClellan_1 | McClellan 1 | teppc | BANC | BANC | Balancing Authority of Northern California | SMUD | BANC | 1986-03-01 | 2050-12-31 | 1986 | 2050 | 74 | 100% | 74 | 74 | CT-NatGas-Industrial | CT_NG | CT | BANC_Peaker |  |  |  | BANC_Peaker | 1986 | 2050 | 0 | BANC | 74 | 1 | 74 | 1 | 1 | 2050-12-31 | 1 | #N/A | #N/A | No | 74 | 74 | Not Found | #N/A | #N/A | #N/A | Not Found | #N/A | #N/A | #N/A | 74 | 74 | 74 | 74 |  |  | No |  | No | No | No
| McClure_1 | McClure CT 1 | teppc | BANC | BANC | Balancing Authority of Northern California | SMUD | BANC | 1980-07-01 | 2050-12-31 | 1980 | 2050 | 62 | 100% | 62 | 62 | CT-OilDistillate | CT_Oil | CT | BANC_Peaker |  |  |  | BANC_Peaker | 1980 | 2050 | 0 | BANC | 62 | 1 | 62 | 1 | 1 | 2050-12-31 | 1 | #N/A | #N/A | No | 62 | 62 | Not Found | #N/A | #N/A | #N/A | Not Found | #N/A | #N/A | #N/A | 62 | 62 | 62 | 62 |  |  | No |  | No | No | No
| McClure_2 | McClure CT 2 | teppc | BANC | BANC | Balancing Authority of Northern California | SMUD | BANC | 1981-07-01 | 2050-12-31 | 1981 | 2050 | 62 | 100% | 62 | 62 | CT-OilDistillate | CT_Oil | CT | BANC_Peaker |  |  |  | BANC_Peaker | 1981 | 2050 | 0 | BANC | 62 | 1 | 62 | 1 | 1 | 2050-12-31 | 1 | #N/A | #N/A | No | 62 | 62 | Not Found | #N/A | #N/A | #N/A | Not Found | #N/A | #N/A | #N/A | 62 | 62 | 62 | 62 |  |  | No |  | No | No | No
| McFaddenRidge | McFadden Ridge-1 | teppc | PAWY | PAWY | Wyoming, PACE Utility | PACE | NW | 2009-10-01 | 2050-12-31 | 2009 | 2050 | 28.5 | 100% | 28.5 | 28.5 | WT-Onshore | wind_onshorewind | Wind | NW_Wind |  |  |  | NW_Wind_for_Other | 2010 | 2050 | 0 | NW | 28.5 | 1 | 28.5 | 1 | 1 | 2050-12-31 | 1 | #N/A | #N/A | No | #N/A | #N/A | Not Found | #N/A | #N/A | #N/A | Not Found | #N/A | #N/A | #N/A | #N/A | #N/A |  |  |  |  | No |  | No | No | No
| McGinness_Hills_1_1 | McGinness Hills 1-1 | teppc | SPPC | SPPC | Nevada Power Company | NEVP | SW | 2012-06-12 | 2050-12-31 | 2012 | 2050 | 20 | 100% | 20 | 20 | Geo-BinaryCycle | Geothermal_steam | Geothermal | SW_Geothermal |  |  |  | SW_Geothermal_for_Other | 2012 | 2050 | 0 | SW | 20 | 1 | 20 | 1 | 1 | 2050-12-31 | 1 | #N/A | #N/A | No | 12.32 | 12.32 | Not Found | #N/A | #N/A | #N/A | Not Found | #N/A | #N/A | #N/A | 12.32 | 12.32 | 12.32 | 12.32 |  |  | No |  | No | No | No
| McGinness_Hills_1_2 | McGinness Hills 1-2 | teppc | SPPC | SPPC | Nevada Power Company | NEVP | SW | 2012-06-12 | 2050-12-31 | 2012 | 2050 | 20 | 100% | 20 | 20 | Geo-BinaryCycle | Geothermal_steam | Geothermal | SW_Geothermal |  |  |  | SW_Geothermal_for_Other | 2012 | 2050 | 0 | SW | 20 | 1 | 20 | 1 | 1 | 2050-12-31 | 1 | #N/A | #N/A | No | 12.32 | 12.32 | Not Found | #N/A | #N/A | #N/A | Not Found | #N/A | #N/A | #N/A | 12.32 | 12.32 | 12.32 | 12.32 |  |  | No |  | No | No | No
| McGinness_Hills_1_3 | McGinness Hills 1-3 | teppc | SPPC | SPPC | Nevada Power Company | NEVP | SW | 2012-06-12 | 2050-12-31 | 2012 | 2050 | 12 | 100% | 12 | 12 | Geo-BinaryCycle | Geothermal_steam | Geothermal | SW_Geothermal |  |  |  | SW_Geothermal_for_Other | 2012 | 2050 | 0 | SW | 12 | 1 | 12 | 1 | 1 | 2050-12-31 | 1 | #N/A | #N/A | No | 7.392 | 7.392 | Not Found | #N/A | #N/A | #N/A | Not Found | #N/A | #N/A | #N/A | 7.392 | 7.392 | 7.392 | 7.392 |  |  | No |  | No | No | No
| McGinness_Hills_2_1 | McGinness Hills 2-1¦McGinness Hills OEC21 | teppc | SPPC | SPPC | Nevada Power Company | NEVP | SW | 2015-09-01 | 2050-12-31 | 2015 | 2050 | 20 | 100% | 20 | 20 | Geo-BinaryCycle | Geothermal_steam | Geothermal | SW_Geothermal |  |  |  | SW_Geothermal_for_Other | 2016 | 2050 | 0 | SW | 20 | 1 | 20 | 1 | 1 | 2050-12-31 | 1 | #N/A | #N/A | No | 12.32 | 12.32 | Not Found | #N/A | #N/A | #N/A | Not Found | #N/A | #N/A | #N/A | 12.32 | 12.32 | 12.32 | 12.32 |  |  | No |  | No | No | No
| McGinness_Hills_2_2 | McGinness Hills 2-2¦McGinness Hills OEC22 | teppc | SPPC | SPPC | Nevada Power Company | NEVP | SW | 2015-09-01 | 2050-12-31 | 2015 | 2050 | 20 | 100% | 20 | 20 | Geo-BinaryCycle | Geothermal_steam | Geothermal | SW_Geothermal |  |  |  | SW_Geothermal_for_Other | 2016 | 2050 | 0 | SW | 20 | 1 | 20 | 1 | 1 | 2050-12-31 | 1 | #N/A | #N/A | No | 12.32 | 12.32 | Not Found | #N/A | #N/A | #N/A | Not Found | #N/A | #N/A | #N/A | 12.32 | 12.32 | 12.32 | 12.32 |  |  | No |  | No | No | No
| McGinness_Hills_2_3 | McGinness Hills 2-3¦McGinness Hills OEC23 | teppc | SPPC | SPPC | Nevada Power Company | NEVP | SW | 2015-09-01 | 2050-12-31 | 2015 | 2050 | 12 | 100% | 12 | 12 | Geo-BinaryCycle | Geothermal_steam | Geothermal | SW_Geothermal |  |  |  | SW_Geothermal_for_Other | 2016 | 2050 | 0 | SW | 12 | 1 | 12 | 1 | 1 | 2050-12-31 | 1 | #N/A | #N/A | No | 7.392 | 7.392 | Not Found | #N/A | #N/A | #N/A | Not Found | #N/A | #N/A | #N/A | 7.392 | 7.392 | 7.392 | 7.392 |  |  | No |  | No | No | No
| McLymontCreek | McLymont Creek-1_McLymont Creek-1_IPP-MCY | teppc | BCHA | BCHA | British Columbia Transmission Company | BCHA_AESO | Excluded | 2015-11-01 | 2075-10-31 | 2015 | 2074 | 66 | 100% | 66 | 66 | Hydro | Hydro_Standard | Hydro | Excluded_Hydro |  |  |  | Excluded | 2016 | 2075 | 0 | Excluded | 66 | 1 | 66 | 1 | 1 | 2050-12-31 | 1 | #N/A | #N/A | No | 0 | 0 | Not Found | #N/A | #N/A | #N/A | Not Found | #N/A | #N/A | #N/A | 0 | 0 | 0 | 0 |  |  | No |  | No | No | No
| McMahon_1 | McMahon-1_McMahon-1_IPP-MCM | teppc | BCHA | BCHA | British Columbia Transmission Company | BCHA_AESO | Excluded | 1993-11-02 | 2040-10-01 | 1993 | 2039 | 55 | 100% | 55 | 55 | CT-NatGas-Industrial | CT_NG | CT | Excluded_Peaker |  |  |  | Excluded | 1994 | 2040 | 0 | Excluded | 55 | 1 | 55 | 1 | 1 | 2040-10-01 | 1 | #N/A | #N/A | No | 0 | 0 | Not Found | #N/A | #N/A | #N/A | Not Found | #N/A | #N/A | #N/A | 0 | 0 | 0 | 0 |  |  | No |  | No | No | No
| McMahon_2 | McMahon-2_McMahon-2_IPP-MCM | teppc | BCHA | BCHA | British Columbia Transmission Company | BCHA_AESO | Excluded | 1993-11-02 | 2040-10-01 | 1993 | 2039 | 55 | 100% | 55 | 55 | CT-NatGas-Industrial | CT_NG | CT | Excluded_Peaker |  |  |  | Excluded | 1994 | 2040 | 0 | Excluded | 55 | 1 | 55 | 1 | 1 | 2040-10-01 | 1 | #N/A | #N/A | No | 0 | 0 | Not Found | #N/A | #N/A | #N/A | Not Found | #N/A | #N/A | #N/A | 0 | 0 | 0 | 0 |  |  | No |  | No | No | No
| McNair_Creek_1 | McNair Creek-1_McNair Creek-1_IPP-MCH | teppc | BCHA | BCHA | British Columbia Transmission Company | BCHA_AESO | Excluded | 2004-11-03 | 2030-01-01 | 2004 | 2029 | 9.8 | 100% | 9.8 | 9.8 | Hydro | Hydro_Standard | Hydro | Excluded_Hydro |  |  |  | Excluded | 2005 | 2029 | 0 | Excluded | 9.8 | 1 | 9.8 | 1 | 1 | 2030-01-01 | 1 | #N/A | #N/A | No | 0 | 0 | Not Found | #N/A | #N/A | #N/A | Not Found | #N/A | #N/A | #N/A | 0 | 0 | 0 | 0 |  |  | No |  | No | No | No
| McNary | McNary-1 | teppc | BPAT | BPAT | Bonneville Power Administration – Transmission | BPAT | NW | 1953-12-01 | 2050-12-31 | 1953 | 2050 | 990 | 100% | 990 | 990 | Hydro | Hydro_Standard | Hydro | NW_Hydro |  |  |  | NW_Hydro | 1954 | 2050 | 0 | NW | 990 | 1 | 990 | 1 | 1 | 2050-12-31 | 1 | #N/A | #N/A | No | #N/A | #N/A | Not Found | #N/A | #N/A | #N/A | Not Found | #N/A | #N/A | #N/A | #N/A | #N/A |  |  |  |  | No |  | No | No | No
| McNaryFishway | McNary Dam Fish Attraction Project-1 | teppc | BPAT | BPAT | Bonneville Power Administration – Transmission | BPAT | NW | 1997-11-01 | 2050-12-31 | 1997 | 2050 | 10 | 100% | 10 | 10 | Hydro | Hydro_Standard | Hydro | NW_Hydro |  |  |  | NW_Hydro | 1998 | 2050 | 0 | NW | 10 | 1 | 10 | 1 | 1 | 2050-12-31 | 1 | #N/A | #N/A | No | #N/A | #N/A | Not Found | #N/A | #N/A | #N/A | Not Found | #N/A | #N/A | #N/A | #N/A | #N/A |  |  |  |  | No |  | No | No | No
| McPhee | McPhee 1 | teppc | WACM | WACM | Western Area Power Administration, Colorado-Missouri Region | WACM | Excluded | 1992-12-01 | 2050-12-31 | 1992 | 2050 | 1.3 | 100% | 1.3 | 1.3 | Hydro | Hydro_Standard | Hydro | Excluded_Hydro |  |  |  | Excluded | 1993 | 2050 | 0 | Excluded | 1.3 | 1 | 1.3 | 1 | 1 | 2050-12-31 | 1 | #N/A | #N/A | No | 0 | 0 | Not Found | #N/A | #N/A | #N/A | Not Found | #N/A | #N/A | #N/A | 0 | 0 | 0 | 0 |  |  | No |  | No | No | No
| MCSWAN_6_UNITS | MC SWAIN HYDRO | caiso | PGE_Valley | PGE_Valley | Pacific Gas and Electric Valley | PGE_Valley | CAISO | 1967-01-01 | 2050-12-31 | 1967 | 2050 | 10 | 100% | 10 | 10 | n/a | Hydro_Standard | Hydro | CAISO_Hydro |  |  |  | CAISO_Hydro | 1967 | 2050 | 0 | CAISO | 10 | 1 | 10 | 1 | 1 | 2050-12-31 | 1 | MCSWAN_6_UNITS | FC | No | 8.4576 | 8.4576 | NQC List | 3.8 | 2.78 | WATER | NQC List | 9.6 | 9.6 | WATER | 9.6 | 9.6 | 3.8 | 2.78 |  |  | No |  | No | No | No
| MDFKRL_2_PROJCT | MIDDLE FORK AND RALSTON PSP | caiso | PGE_Valley | PGE_Valley | Pacific Gas and Electric Valley | PGE_Valley | CAISO | 1966-01-01 | 2050-12-31 | 1966 | 2050 | 210 | 100% | 210 | 210 | n/a | Hydro_Standard | Hydro | CAISO_Hydro |  |  |  | CAISO_Hydro | 1966 | 2050 | 0 | CAISO | 210 | 1 | 210 | 1 | 1 | 2050-12-31 | 1 | MDFKRL_2_PROJCT | FC | No | 177.6105 | 177.6105 | NQC List | 210 | 210 | WATER | NQC List | 210 | 210 | WATER | 210 | 210 | 210 | 210 |  |  | No |  | No | No | No
| Meadow_Lake | PNM Meadow Lake Solar Energy Center MLK | teppc | PNM | PNM | Public Service Company of New Mexico | PNM_EPE | SW | 2015-01-01 | 2050-12-31 | 2015 | 2050 | 9.1 | 100% | 9.1 | 9.1 | SolarPV-NonTracking | FixedPV_sun | Solar_Fixed | SW_Solar |  |  |  | SW_Solar_for_Other | 2015 | 2050 | 0 | SW | 9.1 | 1 | 9.1 | 1 | 1 | 2050-12-31 | 1 | #N/A | #N/A | No | #N/A | #N/A | Not Found | #N/A | #N/A | #N/A | Not Found | #N/A | #N/A | #N/A | #N/A | #N/A |  |  |  |  | No |  | No | No | No
| MeadowCreek_5P | Meadow Creek-FivePine | teppc | PAID | PAID | Idaho, PACE Utility | IPCO | NW | 2012-12-22 | 2050-12-31 | 2013 | 2050 | 40 | 100% | 40 | 40 | WT-Onshore | wind_onshorewind | Wind | NW_Wind |  |  |  | NW_Wind_for_Other | 2013 | 2050 | 0 | NW | 40 | 1 | 40 | 1 | 1 | 2050-12-31 | 1 | #N/A | #N/A | No | #N/A | #N/A | Not Found | #N/A | #N/A | #N/A | Not Found | #N/A | #N/A | #N/A | #N/A | #N/A |  |  |  |  | No |  | No | No | No
| Mears_Creek_1 | Mears Creek-1_Mears Creek-1_IPP-MEA | teppc | BCHA | BCHA | British Columbia Transmission Company | BCHA_AESO | Excluded | 2004-01-26 | 2040-01-26 | 2004 | 2039 | 3.8 | 100% | 3.8 | 3.8 | Hydro | Hydro_Standard | Hydro | Excluded_Hydro |  |  |  | Excluded | 2004 | 2039 | 0 | Excluded | 3.8 | 1 | 3.8 | 1 | 1 | 2040-01-26 | 1 | #N/A | #N/A | No | 0 | 0 | Not Found | #N/A | #N/A | #N/A | Not Found | #N/A | #N/A | #N/A | 0 | 0 | 0 | 0 |  |  | No |  | No | No | No
| MedicineHat10 | CMH 10-10 | teppc | AESO | AESO | Alberta Electric System Operator | BCHA_AESO | Excluded | 2007-02-01 | 2050-12-01 | 2007 | 2050 | 28.2 | 100% | 28.2 | 28.2 | CT-NatGas-Industrial | CT_NG | CT | Excluded_Peaker |  |  |  | Excluded | 2007 | 2050 | 0 | Excluded | 28.2 | 1 | 28.2 | 1 | 1 | 2050-12-01 | 1 | #N/A | #N/A | No | 0 | 0 | Not Found | #N/A | #N/A | #N/A | Not Found | #N/A | #N/A | #N/A | 0 | 0 | 0 | 0 |  |  | No |  | No | No | No
| MedicineHat11 | CMH 11-11 | teppc | AESO | AESO | Alberta Electric System Operator | BCHA_AESO | Excluded | 2007-02-01 | 2050-12-01 | 2007 | 2050 | 27.9 | 100% | 27.9 | 27.9 | CT-NatGas-Industrial | CT_NG | CT | Excluded_Peaker |  |  |  | Excluded | 2007 | 2050 | 0 | Excluded | 27.9 | 1 | 27.9 | 1 | 1 | 2050-12-01 | 1 | #N/A | #N/A | No | 0 | 0 | Not Found | #N/A | #N/A | #N/A | Not Found | #N/A | #N/A | #N/A | 0 | 0 | 0 | 0 |  |  | No |  | No | No | No
| MedicineHat12 | CMH 12-12 | teppc | AESO | AESO | Alberta Electric System Operator | BCHA_AESO | Excluded | 1996-10-01 | 2050-12-01 | 1996 | 2050 | 39.8 | 100% | 39.8 | 39.8 | ST-NatGas | ST_NG | Steam | Excluded_ST |  |  |  | Excluded | 1997 | 2050 | 0 | Excluded | 39.8 | 1 | 39.8 | 1 | 1 | 2050-12-01 | 1 | #N/A | #N/A | No | 0 | 0 | Not Found | #N/A | #N/A | #N/A | Not Found | #N/A | #N/A | #N/A | 0 | 0 | 0 | 0 |  |  | No |  | No | No | No
| MedicineHat13 | CMH 14-14 | teppc | AESO | AESO | Alberta Electric System Operator | BCHA_AESO | Excluded | 2003-06-01 | 2050-12-01 | 2003 | 2050 | 41 | 100% | 41 | 41 | CT-NatGas-Industrial | CT_NG | CT | Excluded_Peaker |  |  |  | Excluded | 2003 | 2050 | 0 | Excluded | 41 | 1 | 41 | 1 | 1 | 2050-12-01 | 1 | #N/A | #N/A | No | 0 | 0 | Not Found | #N/A | #N/A | #N/A | Not Found | #N/A | #N/A | #N/A | 0 | 0 | 0 | 0 |  |  | No |  | No | No | No
| MedicineHat15 | CMH 15-1 | teppc | AESO | AESO | Alberta Electric System Operator | BCHA_AESO | Excluded | 2010-07-01 | 2050-12-31 | 2010 | 2050 | 64 | 100% | 64 | 64 | CT-NatGas-Industrial | CT_NG | CT | Excluded_Peaker |  |  |  | Excluded | 2010 | 2050 | 0 | Excluded | 64 | 1 | 64 | 1 | 1 | 2050-12-31 | 1 | #N/A | #N/A | No | 0 | 0 | Not Found | #N/A | #N/A | #N/A | Not Found | #N/A | #N/A | #N/A | 0 | 0 | 0 | 0 |  |  | No |  | No | No | No
| MEG_ChristinaLk | Meg Christina Lake 2B-1 | teppc | BCHA | BCHA | British Columbia Transmission Company | BCHA_AESO | Excluded | 2013-08-01 | 2050-12-31 | 2013 | 2050 | 94 | 100% | 94 | 94 | CT-NatGas-Industrial | CT_NG | CT | Excluded_Peaker |  |  |  | Excluded | 2013 | 2050 | 0 | Excluded | 94 | 1 | 94 | 1 | 1 | 2050-12-31 | 1 | #N/A | #N/A | No | 0 | 0 | Not Found | #N/A | #N/A | #N/A | Not Found | #N/A | #N/A | #N/A | 0 | 0 | 0 | 0 |  |  | No |  | No | No | No
| MEG_ChristingLk | MEG Christing Lake 3A-3A | teppc | AESO | AESO | Alberta Electric System Operator | BCHA_AESO | Excluded | 2015-06-29 | 2050-12-31 | 2015 | 2050 | 85 | 100% | 85 | 85 | CT-AB-Cogen | Cogen_NG | Cogen | Excluded_CHP |  |  |  | Excluded | 2015 | 2050 | 0 | Excluded | 85 | 1 | 85 | 1 | 1 | 2050-12-31 | 1 | #N/A | #N/A | No | 0 | 0 | Not Found | #N/A | #N/A | #N/A | Not Found | #N/A | #N/A | #N/A | 0 | 0 | 0 | 0 |  |  | No |  | No | No | No
| Meikle_Wind_1 | Meikle Wind-1_Meikle Wind-_IPP-MKL | teppc | BCHA | BCHA | British Columbia Transmission Company | BCHA_AESO | Excluded | 2015-11-01 | 2035-11-01 | 2015 | 2034 | 117 | 100% | 117 | 117 | WT-Onshore | wind_onshorewind | Wind | Excluded_Wind | CAISO | 117 |  | Excluded | 2016 | 2035 | 0 | CAISO | 117 | 1 | 117 | 1 | 1 | 2035-11-01 | 1 | #N/A | #N/A | No | 0 | 0 | Not Found | #N/A | #N/A | #N/A | Not Found | #N/A | #N/A | #N/A | 0 | 0 | 0 | 0 |  |  | No |  | No | No | No
| Meikle_Wind_2 |  | teppc | BCHA | BCHA | British Columbia Transmission Company | BCHA_AESO | Excluded | 2017-02-27 | 2050-01-31 | 2017 | 2049 | 33 | 100% | 33 | 33 | WT-Onshore | wind_onshorewind | Wind | Excluded_Wind |  |  |  | Excluded | 2017 | 2049 | 0 | Excluded | 33 | 1 | 33 | 1 | 1 | 2050-01-31 | 1 | #N/A | #N/A | No | 0 | 0 | Not Found | #N/A | #N/A | #N/A | Not Found | #N/A | #N/A | #N/A | 0 | 0 | 0 | 0 |  |  | No |  | No | No | No
| Meikle_Wind_3 |  | teppc | BCHA | BCHA | British Columbia Transmission Company | BCHA_AESO | Excluded | 2017-02-27 | 2050-12-31 | 2017 | 2050 | 25.84 | 100% | 25.84 | 25.84 | WT-Onshore | wind_onshorewind | Wind | Excluded_Wind |  |  |  | Excluded | 2017 | 2050 | 0 | Excluded | 25.84 | 1 | 25.84 | 1 | 1 | 2050-12-31 | 1 | #N/A | #N/A | No | 0 | 0 | Not Found | #N/A | #N/A | #N/A | Not Found | #N/A | #N/A | #N/A | 0 | 0 | 0 | 0 |  |  | No |  | No | No | No
| Meikle_Wind_4 |  | teppc | BCHA | BCHA | British Columbia Transmission Company | BCHA_AESO | Excluded | 2017-02-27 | 2050-12-31 | 2017 | 2050 | 29.07 | 100% | 29.07 | 29.07 | WT-Onshore | wind_onshorewind | Wind | Excluded_Wind |  |  |  | Excluded | 2017 | 2050 | 0 | Excluded | 29.07 | 1 | 29.07 | 1 | 1 | 2050-12-31 | 1 | #N/A | #N/A | No | 0 | 0 | Not Found | #N/A | #N/A | #N/A | Not Found | #N/A | #N/A | #N/A | 0 | 0 | 0 | 0 |  |  | No |  | No | No | No
| MENBIO_6_RENEW1 | CalRENEW - 1(A) | caiso | PGE_Valley | PGE_Valley | Pacific Gas and Electric Valley | PGE_Valley | CAISO | 2010-04-30 | 2050-12-31 | 2010 | 2050 | 5 | 100% | 5 | 5 | n/a | PVgeneric_sun | Solar_Fixed | CAISO_Solar |  |  |  | CAISO_Solar_for_CAISO | 2010 | 2050 | 0 | CAISO | 5 | 1 | 5 | 1 | 1 | 2050-12-31 | 1 | MENBIO_6_RENEW1 | FC | No | 1.35 | 0.7 | NQC List | 1.35 | 0.7 | SUN | NQC List | 1.35 | 0.7 | SUN | 1.35 | 0.7 | 1.35 | 0.7 |  |  | No |  | No | No | No
| MENBIO_6_UNIT | MENDOTA BIOMASS POWER | caiso | PGE_Valley | PGE_Valley | Pacific Gas and Electric Valley | PGE_Valley | CAISO | 1989-06-29 | 2019-04-10 | 1989 | 2018 | 25 | 100% | 25 | 25 | n/a | ST_Biomass | Biomass/Wood | CAISO_Biomass |  |  |  | CAISO_Biomass_for_CAISO | 1989 | 2018 | 0 | CAISO | 25 | 1 | 25 | 1 | 1 | 2019-04-10 | 1 | MENBIO_6_UNIT | #N/A | No | 17.45 | 17.45 | Not Found | #N/A | #N/A | #N/A | Not Found | #N/A | #N/A | #N/A | 17.45 | 17.45 | 17.45 | 17.45 |  |  | No |  | No | No | No
| MERCED_1_SOLAR1 | Mission Solar | caiso | PGE_Valley | PGE_Valley | Pacific Gas and Electric Valley | PGE_Valley | CAISO | 2015-05-23 | 2050-12-31 | 2015 | 2050 | 1.5 | 100% | 1.5 | 1.5 | n/a | PVgeneric_sun | Solar_Fixed | CAISO_Solar |  |  |  | CAISO_Solar_for_CAISO | 2015 | 2050 | 0 | CAISO | 1.5 | 1 | 1.5 | 1 | 1 | 2050-12-31 | 1 | MERCED_1_SOLAR1 | EO | Yes | 0.405 | 0.21 | NQC List | 0 | 0 | SUN | NQC List | 0 | 0 | SUN | 0 | 0 | 0 | 0 |  |  | No |  | No | No | No
| MERCED_1_SOLAR2 | Merced Solar | caiso | PGE_Valley | PGE_Valley | Pacific Gas and Electric Valley | PGE_Valley | CAISO | 2015-05-12 | 2050-12-31 | 2015 | 2050 | 1.5 | 100% | 1.5 | 1.5 | n/a | PVgeneric_sun | Solar_Fixed | CAISO_Solar |  |  |  | CAISO_Solar_for_CAISO | 2015 | 2050 | 0 | CAISO | 1.5 | 1 | 1.5 | 1 | 1 | 2050-12-31 | 1 | MERCED_1_SOLAR2 | EO | Yes | 0.405 | 0.21 | NQC List | 0 | 0 | SUN | NQC List | 0 | 0 | SUN | 0 | 0 | 0 | 0 |  |  | No |  | No | No | No
| MERCFL_6_UNIT | Merced Falls Powerhouse | caiso | PGE_Valley | PGE_Valley | Pacific Gas and Electric Valley | PGE_Valley | CAISO | 1930-01-01 | 2050-12-31 | 1930 | 2050 | 3.5 | 100% | 3.5 | 3.5 | n/a | Hydro_Standard | Hydro | CAISO_Small_Hydro |  |  |  | CAISO_Small_Hydro_for_CAISO | 1930 | 2050 | 0 | CAISO | 3.5 | 1 | 3.5 | 1 | 1 | 2050-12-31 | 1 | MERCFL_6_UNIT | FC | No | 1.75 | 1.75 | NQC List | 1.68 | 1.2 | WATER | NQC List | 3.36 | 3.36 | WATER | 3.36 | 3.36 | 1.68 | 1.2 |  |  | No |  | No | No | No
| MerrittGreen | Merritt Green Energy-1_Merritt Green Energy-1_IPP-MIG | teppc | BCHA | BCHA | British Columbia Transmission Company | BCHA_AESO | Excluded | 2015-11-01 | 2045-11-01 | 2015 | 2044 | 40 | 100% | 40 | 40 | Bio-ST | ST_Biomass | Biomass/Wood | Excluded_Biomass |  |  |  | Excluded | 2016 | 2045 | 0 | Excluded | 40 | 1 | 40 | 1 | 1 | 2045-11-01 | 1 | #N/A | #N/A | No | 0 | 0 | Not Found | #N/A | #N/A | #N/A | Not Found | #N/A | #N/A | #N/A | 0 | 0 | 0 | 0 |  |  | No |  | No | No | No
| Merwin_1 | Merwin-1 | teppc | PACW | PACW | PacifiCorp – West | PACW | NW | 1932-01-01 | 2050-12-31 | 1932 | 2050 | 45 | 100% | 45 | 45 | Hydro | Hydro_Standard | Hydro | NW_Hydro |  |  |  | NW_Hydro | 1932 | 2050 | 0 | NW | 45 | 1 | 45 | 1 | 1 | 2050-12-31 | 1 | #N/A | #N/A | No | #N/A | #N/A | Not Found | #N/A | #N/A | #N/A | Not Found | #N/A | #N/A | #N/A | #N/A | #N/A |  |  |  |  | No |  | No | No | No
| Merwin_2 | Merwin-2 | teppc | PACW | PACW | PacifiCorp – West | PACW | NW | 1949-12-01 | 2050-12-31 | 1949 | 2050 | 45 | 100% | 45 | 45 | Hydro | Hydro_Standard | Hydro | NW_Hydro |  |  |  | NW_Hydro | 1950 | 2050 | 0 | NW | 45 | 1 | 45 | 1 | 1 | 2050-12-31 | 1 | #N/A | #N/A | No | #N/A | #N/A | Not Found | #N/A | #N/A | #N/A | Not Found | #N/A | #N/A | #N/A | #N/A | #N/A |  |  |  |  | No |  | No | No | No
| Merwin_3 | Merwin-3 | teppc | PACW | PACW | PacifiCorp – West | PACW | NW | 1958-09-01 | 2050-12-31 | 1958 | 2050 | 45 | 100% | 45 | 45 | Hydro | Hydro_Standard | Hydro | NW_Hydro |  |  |  | NW_Hydro | 1959 | 2050 | 0 | NW | 45 | 1 | 45 | 1 | 1 | 2050-12-31 | 1 | #N/A | #N/A | No | #N/A | #N/A | Not Found | #N/A | #N/A | #N/A | Not Found | #N/A | #N/A | #N/A | #N/A | #N/A |  |  |  |  | No |  | No | No | No
| MESAP_1_QF | SMALL QF AGGREGATION - SAN LUIS OBISPO | caiso | PGE_Valley | PGE_Valley | Pacific Gas and Electric Valley | PGE_Valley | CAISO | 1899-12-31 | 2050-12-31 | 1900 | 2050 | 0 | 0% |  | 1 | n/a | Cogen_NG | Cogen | CAISO_CHP |  |  |  | CAISO_CHP | 1900 | 2050 | 0 | CAISO | 1 | 1 | 1 | 1 | 1 | 2050-12-31 | 1 | MESAP_1_QF | FC | No | 0.634 | 0.634 | NQC List | 0 | 0 | OTHER | NQC List | 0 | 0 | OTHER | 0 | 0 | 0 | 0 |  |  | No |  | No | No | No
| Mesquite_CC1 | MesquiteCC1 (Total CC Plant) | teppc | TH_PV | TH_PV | Palo Verde and Arlington Valley and Harquahala CC and Redhawk | AZPS | SW | 2003-06-01 | 2050-12-31 | 2003 | 2050 | 609 | 100% | 609 | 609 | CCWhole-NatGas-Industrial | CC_NG | CC | SW_CCGT |  |  |  | SW_CCGT | 2003 | 2050 | 0 | SW | 609 | 1 | 609 | 1 | 1 | 2050-12-31 | 1 | #N/A | #N/A | No | 609 | 609 | Not Found | #N/A | #N/A | #N/A | Not Found | #N/A | #N/A | #N/A | 609 | 609 | 609 | 609 |  |  | No |  | No | No | No
| Mesquite_Recovery | Mesquite Resource Recovery Project L313 | teppc | IID | IID | Imperial Irrigation District | IID | IID | 1987-11-01 | 2050-12-31 | 1987 | 2050 | 27 | 100% | 27 | 27 | Bio-ST | ST_Biomass | Biomass/Wood | IID_Biomass |  |  |  | IID_Biomass_for_Other | 1988 | 2050 | 0 | IID | 27 | 1 | 27 | 1 | 1 | 2050-12-31 | 1 | #N/A | #N/A | No | 18.846 | 18.846 | Not Found | #N/A | #N/A | #N/A | Not Found | #N/A | #N/A | #N/A | 18.846 | 18.846 | 18.846 | 18.846 |  |  | No |  | No | No | No
| MesquiteCC2_Total | MesquiteCC2 (Total CC Plant) | teppc | TH_PV | TH_PV | Palo Verde and Arlington Valley and Harquahala CC and Redhawk | AZPS | SW | 2003-11-01 | 2050-12-31 | 2003 | 2050 | 601 | 100% | 601 | 601 | CCWhole-NatGas-Industrial | CC_NG | CC | SW_CCGT |  |  |  | SW_CCGT | 2004 | 2050 | 0 | SW | 601 | 1 | 601 | 1 | 1 | 2050-12-31 | 1 | #N/A | #N/A | No | 601 | 601 | Not Found | #N/A | #N/A | #N/A | Not Found | #N/A | #N/A | #N/A | 601 | 601 | 601 | 601 |  |  | No |  | No | No | No
| METCLF_1_QF |  | caiso | PGE_Bay | PGE_Bay | Pacific Gas and Electric Bay | PGE_Bay | CAISO |  | 2018-12-31 | 1900 | 2018 | 0.16 | 100% | 0.16 | 0.16 | n/a | Hydro_Standard | Hydro | CAISO_Hydro |  |  |  | CAISO_Hydro | 1900 | 2018 | 0 | CAISO | 0.16 | 1 | 0.16 | 1 | 1 | 2018-12-31 | 1 | METCLF_1_QF | #N/A | No | 0.13532 | 0.13532 | Not Found | #N/A | #N/A | #N/A | Not Found | #N/A | #N/A | #N/A | 0.13532 | 0.13532 | 0.13532 | 0.13532 |  |  | No |  | Yes | No | No
| METEC_2_PL1X3 | Metcalf Energy Center Unit 3 | caiso | PGE_Bay | PGE_Bay | Pacific Gas and Electric Bay | PGE_Bay | CAISO | 2005-05-27 | 2050-12-31 | 2005 | 2050 | 580 | 97.78% | 580 | 593.16 | CCWhole-NatGas-Industrial | CC_NG | CC | CAISO_CCGT1 |  |  |  | CAISO_CCGT1 | 2005 | 2050 | 0 | CAISO | 593.16 | 1 | 593.16 | 1 | 1 | 2050-12-31 | 1 | METEC_2_PL1X3 | FC | No | 557.2554 | 557.2554 | NQC List | 570 | 580 | NATURAL GAS | NQC List | 570 | 580 | NATURAL GAS | 570 | 580 | 570 | 580 |  |  | No |  | No | No | No
| Mexicali1 | Mexicali-1 | teppc | CFE | CFE | Comisión Federal de Electricidad | CFE | Excluded | 1974-10-01 | 2030-01-01 | 1974 | 2029 | 25.55 | 100% | 25.55 | 25.55 | CT-OilDistillate | CT_Oil | CT | Excluded_Peaker |  |  |  | Excluded | 1975 | 2029 | 0 | Excluded | 25.55 | 1 | 25.55 | 1 | 1 | 2030-01-01 | 1 | #N/A | #N/A | No | 0 | 0 | Not Found | #N/A | #N/A | #N/A | Not Found | #N/A | #N/A | #N/A | 0 | 0 | 0 | 0 |  |  | No |  | No | No | No
| Mexicali2 | Mexicali-2 | teppc | CFE | CFE | Comisión Federal de Electricidad | CFE | Excluded | 1977-08-01 | 2030-01-01 | 1977 | 2029 | 17.73 | 100% | 17.73 | 17.73 | CT-OilDistillate | CT_Oil | CT | Excluded_Peaker |  |  |  | Excluded | 1977 | 2029 | 0 | Excluded | 17.73 | 1 | 17.73 | 1 | 1 | 2030-01-01 | 1 | #N/A | #N/A | No | 0 | 0 | Not Found | #N/A | #N/A | #N/A | Not Found | #N/A | #N/A | #N/A | 0 | 0 | 0 | 0 |  |  | No |  | No | No | No
| Mexicali3 | Mexicali-3 | teppc | CFE | CFE | Comisión Federal de Electricidad | CFE | Excluded | 1977-08-01 | 2030-01-01 | 1977 | 2029 | 17.68 | 100% | 17.68 | 17.68 | CT-OilDistillate | CT_Oil | CT | Excluded_Peaker |  |  |  | Excluded | 1977 | 2029 | 0 | Excluded | 17.68 | 1 | 17.68 | 1 | 1 | 2030-01-01 | 1 | #N/A | #N/A | No | 0 | 0 | Not Found | #N/A | #N/A | #N/A | Not Found | #N/A | #N/A | #N/A | 0 | 0 | 0 | 0 |  |  | No |  | No | No | No
| MeyersFalls1 | Meyers Falls-UN1 | teppc | AVA | AVA | Avista Corp. | BPAT | NW | 1915-09-01 | 2050-12-31 | 1915 | 2050 | 0.9 | 100% | 0.9 | 0.9 | Hydro | Hydro_Standard | Hydro | NW_Hydro |  |  |  | NW_Hydro | 1916 | 2050 | 0 | NW | 0.9 | 1 | 0.9 | 1 | 1 | 2050-12-31 | 1 | #N/A | #N/A | No | #N/A | #N/A | Not Found | #N/A | #N/A | #N/A | Not Found | #N/A | #N/A | #N/A | #N/A | #N/A |  |  |  |  | No |  | No | No | No
| MeyersFalls2 | Meyers Falls-UN2 | teppc | AVA | AVA | Avista Corp. | BPAT | NW | 1917-08-01 | 2050-12-31 | 1917 | 2050 | 0.3 | 100% | 0.3 | 0.3 | Hydro | Hydro_Standard | Hydro | NW_Hydro |  |  |  | NW_Hydro | 1917 | 2050 | 0 | NW | 0.3 | 1 | 0.3 | 1 | 1 | 2050-12-31 | 1 | #N/A | #N/A | No | #N/A | #N/A | Not Found | #N/A | #N/A | #N/A | Not Found | #N/A | #N/A | #N/A | #N/A | #N/A |  |  |  |  | No |  | No | No | No
| Mica_1 | Mica-1_Mica-1_BCH-MCA | teppc | BCHA | BCHA | British Columbia Transmission Company | BCHA_AESO | Excluded | 1976-01-01 | 2033-03-31 | 1976 | 2032 | 492 | 100% | 492 | 492 | Hydro | Hydro_Standard | Hydro | Excluded_Hydro |  |  |  | Excluded | 1976 | 2032 | 0 | Excluded | 492 | 1 | 492 | 1 | 1 | 2033-03-31 | 1 | #N/A | #N/A | No | 0 | 0 | Not Found | #N/A | #N/A | #N/A | Not Found | #N/A | #N/A | #N/A | 0 | 0 | 0 | 0 |  |  | No |  | No | No | No
| Mica_2 | Mica-2_Mica-2_BCH-MCA | teppc | BCHA | BCHA | British Columbia Transmission Company | BCHA_AESO | Excluded | 1976-01-01 | 2033-03-31 | 1976 | 2032 | 492 | 100% | 492 | 492 | Hydro | Hydro_Standard | Hydro | Excluded_Hydro |  |  |  | Excluded | 1976 | 2032 | 0 | Excluded | 492 | 1 | 492 | 1 | 1 | 2033-03-31 | 1 | #N/A | #N/A | No | 0 | 0 | Not Found | #N/A | #N/A | #N/A | Not Found | #N/A | #N/A | #N/A | 0 | 0 | 0 | 0 |  |  | No |  | No | No | No
| Mica_3 | Mica-3_Mica-3_BCH-MCA | teppc | BCHA | BCHA | British Columbia Transmission Company | BCHA_AESO | Excluded | 1976-01-01 | 2033-03-31 | 1976 | 2032 | 493.5 | 100% | 493.5 | 493.5 | Hydro | Hydro_Standard | Hydro | Excluded_Hydro |  |  |  | Excluded | 1976 | 2032 | 0 | Excluded | 493.5 | 1 | 493.5 | 1 | 1 | 2033-03-31 | 1 | #N/A | #N/A | No | 0 | 0 | Not Found | #N/A | #N/A | #N/A | Not Found | #N/A | #N/A | #N/A | 0 | 0 | 0 | 0 |  |  | No |  | No | No | No
| Mica_4 | Mica-4_Mica-4_BCH-MCA | teppc | BCHA | BCHA | British Columbia Transmission Company | BCHA_AESO | Excluded | 1976-01-01 | 2033-03-31 | 1976 | 2032 | 493.5 | 100% | 493.5 | 493.5 | Hydro | Hydro_Standard | Hydro | Excluded_Hydro |  |  |  | Excluded | 1976 | 2032 | 0 | Excluded | 493.5 | 1 | 493.5 | 1 | 1 | 2033-03-31 | 1 | #N/A | #N/A | No | 0 | 0 | Not Found | #N/A | #N/A | #N/A | Not Found | #N/A | #N/A | #N/A | 0 | 0 | 0 | 0 |  |  | No |  | No | No | No
| Mica_G5_5 | Mica G5-5_Mica G5-5_BCH-MCA | teppc | BCHA | BCHA | British Columbia Transmission Company | BCHA_AESO | Excluded | 2014-04-01 | 2033-03-31 | 2014 | 2032 | 500 | 100% | 500 | 500 | Hydro | Hydro_Standard | Hydro | Excluded_Hydro |  |  |  | Excluded | 2014 | 2032 | 0 | Excluded | 500 | 1 | 500 | 1 | 1 | 2033-03-31 | 1 | #N/A | #N/A | No | 0 | 0 | Not Found | #N/A | #N/A | #N/A | Not Found | #N/A | #N/A | #N/A | 0 | 0 | 0 | 0 |  |  | No |  | No | No | No
| Mica_G6_6 | Mica G6-6_Mica G6-6_BCH-MCA | teppc | BCHA | BCHA | British Columbia Transmission Company | BCHA_AESO | Excluded | 2015-04-01 | 2033-03-31 | 2015 | 2032 | 500 | 100% | 500 | 500 | Hydro | Hydro_Standard | Hydro | Excluded_Hydro |  |  |  | Excluded | 2015 | 2032 | 0 | Excluded | 500 | 1 | 500 | 1 | 1 | 2033-03-31 | 1 | #N/A | #N/A | No | 0 | 0 | Not Found | #N/A | #N/A | #N/A | Not Found | #N/A | #N/A | #N/A | 0 | 0 | 0 | 0 |  |  | No |  | No | No | No
| MichellButte | Mitchell Butte Power Project-GEN1 | teppc | IPTV | IPTV | Idaho Treasure Valley | IPCO | NW | 1989-05-18 | 2050-12-31 | 1989 | 2050 | 2 | 100% | 2 | 2 | Hydro | Hydro_Standard | Hydro | NW_Hydro |  |  |  | NW_Hydro | 1989 | 2050 | 0 | NW | 2 | 1 | 2 | 1 | 1 | 2050-12-31 | 1 | #N/A | #N/A | No | #N/A | #N/A | Not Found | #N/A | #N/A | #N/A | Not Found | #N/A | #N/A | #N/A | #N/A | #N/A |  |  |  |  | No |  | No | No | No
| Middle_Gorge | Middle Gorge 1 | teppc | LDWP | LDWP | Los Angeles Department of Water and Power | LADWP | LDWP | 1952-04-01 | 2050-12-31 | 1952 | 2050 | 37.5 | 100% | 37.5 | 37.5 | Hydro | Hydro_Standard | Hydro | LDWP_Hydro |  |  |  | LDWP_Hydro | 1952 | 2050 | 0 | LDWP | 37.5 | 1 | 37.5 | 1 | 1 | 2050-12-31 | 1 | #N/A | #N/A | No | #N/A | #N/A | Not Found | #N/A | #N/A | #N/A | Not Found | #N/A | #N/A | #N/A | #N/A | #N/A |  |  |  |  | No |  | No | No | No
| MiddleCreek1 | Middle Creek Hydro Project-1_Middle Creek Hydro Project-1_IPP-MDL | teppc | BCHA | BCHA | British Columbia Transmission Company | BCHA_AESO | Excluded | 2014-04-01 | 2054-03-31 | 2014 | 2053 | 5 | 100% | 5 | 5 | Hydro | Hydro_Standard | Hydro | Excluded_Hydro |  |  |  | Excluded | 2014 | 2053 | 0 | Excluded | 5 | 1 | 5 | 1 | 1 | 2050-12-31 | 1 | #N/A | #N/A | No | 0 | 0 | Not Found | #N/A | #N/A | #N/A | Not Found | #N/A | #N/A | #N/A | 0 | 0 | 0 | 0 |  |  | No |  | No | No | No
| MiddleCreek2 | Middle Creek Hydro Project-2_Middle Creek Hydro Project-2_IPP-MDL | teppc | PSCO | PSCO | Public Service Company of Colorado | PSCO | Excluded | 2014-04-01 | 2054-03-31 | 2014 | 2053 | 5 | 100% | 5 | 5 | Hydro | Hydro_Standard | Hydro | Excluded_Hydro |  |  |  | Excluded | 2014 | 2053 | 0 | Excluded | 5 | 1 | 5 | 1 | 1 | 2050-12-31 | 1 | #N/A | #N/A | No | 0 | 0 | Not Found | #N/A | #N/A | #N/A | Not Found | #N/A | #N/A | #N/A | 0 | 0 | 0 | 0 |  |  | No |  | No | No | No
| MiddleForkIrrD1 | Middle Fork Irrigation District-GEN1 | teppc | BPAT | BPAT | Bonneville Power Administration – Transmission | BPAT | NW | 1986-03-01 | 2050-12-31 | 1986 | 2050 | 2 | 100% | 2 | 2 | Hydro | Hydro_Standard | Hydro | NW_Hydro |  |  |  | NW_Hydro | 1986 | 2050 | 0 | NW | 2 | 1 | 2 | 1 | 1 | 2050-12-31 | 1 | #N/A | #N/A | No | #N/A | #N/A | Not Found | #N/A | #N/A | #N/A | Not Found | #N/A | #N/A | #N/A | #N/A | #N/A |  |  |  |  | No |  | No | No | No
| MiddleForkIrrD2 | Middle Fork Irrigation District-GEN2 | teppc | PNM | PNM | Public Service Company of New Mexico | PNM_EPE | SW | 1986-03-01 | 2050-12-31 | 1986 | 2050 | 0.5 | 100% | 0.5 | 0.5 | Hydro | Hydro_Standard | Hydro | SW_Hydro |  |  |  | SW_Hydro | 1986 | 2050 | 0 | SW | 0.5 | 1 | 0.5 | 1 | 1 | 2050-12-31 | 1 | #N/A | #N/A | No | #N/A | #N/A | Not Found | #N/A | #N/A | #N/A | Not Found | #N/A | #N/A | #N/A | #N/A | #N/A |  |  |  |  | No |  | No | No | No
| MiddleForkIrrD3 | Middle Fork Irrigation District-GEN3 | teppc | PNM | PNM | Public Service Company of New Mexico | PNM_EPE | SW | 1986-03-01 | 2050-12-31 | 1986 | 2050 | 0.8 | 100% | 0.8 | 0.8 | Hydro | Hydro_Standard | Hydro | SW_Hydro |  |  |  | SW_Hydro | 1986 | 2050 | 0 | SW | 0.8 | 1 | 0.8 | 1 | 1 | 2050-12-31 | 1 | #N/A | #N/A | No | #N/A | #N/A | Not Found | #N/A | #N/A | #N/A | Not Found | #N/A | #N/A | #N/A | #N/A | #N/A |  |  |  |  | No |  | No | No | No
| MIDWD_2_WIND1 | Windland Refresh 2 | caiso | SCE | SCE | Southern California Edison | SCE | CAISO | 1985-12-27 | 2050-12-31 | 1986 | 2050 | 0 | 0% | 7.81 | 0 | n/a | wind_onshorewind | Wind | CAISO_Wind |  |  |  | CAISO_Wind_for_CAISO | 1986 | 2050 | 0 | CAISO | 0 | 1 | 0 | 1 | 1 | 2050-12-31 | 1 | MIDWD_2_WIND1 | FC | No | 0 | 0 | Not Found | #N/A | #N/A | #N/A | NQC List | 1.64 | 1.17 | WIND | 1.64 | 1.17 | 1.64 | 1.17 |  |  | No |  | No | No | No
| MIDWD_2_WIND2 | Coram Energy | caiso | SCE | SCE | Southern California Edison | SCE | CAISO | 1985-12-06 | 2050-12-31 | 1986 | 2050 | 0 | 0% | 3 | 0 | n/a | wind_onshorewind | Wind | CAISO_Wind |  |  |  | CAISO_Wind_for_CAISO | 1986 | 2050 | 0 | CAISO | 0 | 1 | 0 | 1 | 1 | 2050-12-31 | 1 | MIDWD_2_WIND2 | FC | No | 0 | 0 | NQC List | 0.63 | 0.45 | WIND | NQC List | 0.63 | 0.45 | WIND | 0.63 | 0.45 | 0.63 | 0.45 |  |  | No |  | No | No | No
| MIDWD_6_WNDLND | Windland Refresh 1 | caiso | SCE | SCE | Southern California Edison | SCE | CAISO | 2014-06-03 | 2050-12-31 | 2014 | 2050 | 7.45 | 100% | 7.45 | 7.45 | n/a | wind_onshorewind | Wind | CAISO_Wind |  |  |  | CAISO_Wind_for_CAISO | 2014 | 2050 | 0 | CAISO | 7.45 | 1 | 7.45 | 1 | 1 | 2050-12-31 | 1 | MIDWD_6_WNDLND | FC | No | 1.5645 | 1.1175 | Not Found | #N/A | #N/A | #N/A | NQC List | 1.56 | 1.12 | WIND | 1.56 | 1.12 | 1.56 | 1.12 |  |  | No |  | No | No | No
| MIDWD_7_CORAMB | CELLC 7.5 MW Tehachapi Project | caiso | SCE | SCE | Southern California Edison | SCE | CAISO | 1983-12-01 | 2050-12-31 | 1983 | 2050 | 7.5 | 100% | 7.5 | 7.5 | n/a | wind_onshorewind | Wind | CAISO_Wind |  |  |  | CAISO_Wind_for_CAISO | 1984 | 2050 | 0 | CAISO | 7.5 | 1 | 7.5 | 1 | 1 | 2050-12-31 | 1 | MIDWD_7_CORAMB | FC | No | 1.575 | 1.125 | NQC List | 1.58 | 1.13 | WIND | NQC List | 1.58 | 1.13 | WIND | 1.58 | 1.13 | 1.58 | 1.13 |  |  | No |  | No | No | No
| MIDWY3_2_MDSSR1 | Midway South Solar Farm | caiso | IID | IID | Imperial Irrigation District | IID | IID | 2018-01-01 | 2050-12-31 | 2018 | 2050 | 20 | 100% | 20 | 20 | PHOTO VOLTAIC_SUN | PVgeneric_sun | Solar_Fixed | IID_Solar |  |  |  | IID_Solar_for_Other | 2018 | 2050 | 0 | IID | 20 | 1 | 20 | 1 | 1 | 2050-12-31 | 1 | Midway South Solar Farm | 0 | No | #N/A | #N/A | Specified Imports | 5.4 | 2.8 | SP. IMPORTS (SUN) | Specified Imports | 5.4 | 2.8 | SP. IMPORTS (SUN) | 5.4 | 2.8 | 5.4 | 2.8 |  |  | No |  | No | No | No
| MIDWYS_2_MIDSL1 | Midway Solar Farm | caiso | IID | IID | Imperial Irrigation District | IID | IID | 2018-01-01 | 2050-12-31 | 2018 | 2050 | 49.9 | 100% | 49.9 | 49.9 | PHOTO VOLTAIC_SUN | PVgeneric_sun | Solar_Fixed | IID_Solar | CAISO | 49.9 |  | IID_Solar_for_Other | 2018 | 2050 | 0 | CAISO | 49.9 | 1 | 49.9 | 1 | 1 | 2050-12-31 | 1 | Midway Solar Farm | 0 | No | #N/A | #N/A | Specified Imports | 13.5 | 7 | SP. IMPORTS (SUN) | Specified Imports | 13.47 | 6.99 | SP. IMPORTS (SUN) | 13.47 | 6.99 | 13.5 | 7 |  |  | No |  | No | No | No
| MIK_4G2 | MIK 4G2 | teppc | PSCO | PSCO | Public Service Company of Colorado | PSCO | Excluded | 2016-03-25 | 2050-03-30 | 2016 | 2049 | 0.6 | 100% | 0.6 | 0.6 | hydro | Hydro_Standard | Hydro | Excluded_Hydro |  |  |  | Excluded | 2016 | 2049 | 0 | Excluded | 0.6 | 1 | 0.6 | 1 | 1 | 2050-03-30 | 1 | #N/A | #N/A | No | 0 | 0 | Not Found | #N/A | #N/A | #N/A | Not Found | #N/A | #N/A | #N/A | 0 | 0 | 0 | 0 |  |  | No |  | No | No | No
| Milagro_Cogen_A | Milagro Cogen Plant GO1A | teppc | PNM | PNM | Public Service Company of New Mexico | PNM_EPE | SW | 1996-01-01 | 2050-12-31 | 1996 | 2050 | 30 | 100% | 30 | 30 | CT-NatGas-Aero | CT_NG | CT | SW_Peaker |  |  |  | SW_Peaker | 1996 | 2050 | 0 | SW | 30 | 1 | 30 | 1 | 1 | 2050-12-31 | 1 | #N/A | #N/A | No | 30 | 30 | Not Found | #N/A | #N/A | #N/A | Not Found | #N/A | #N/A | #N/A | 30 | 30 | 30 | 30 |  |  | No |  | No | No | No
| Milagro_Cogen_B | Milagro Cogen Plant GO1B | teppc | PNM | PNM | Public Service Company of New Mexico | PNM_EPE | SW | 1996-01-01 | 2050-12-31 | 1996 | 2050 | 30 | 100% | 30 | 30 | CT-NatGas-Aero | CT_NG | CT | SW_Peaker |  |  |  | SW_Peaker | 1996 | 2050 | 0 | SW | 30 | 1 | 30 | 1 | 1 | 2050-12-31 | 1 | #N/A | #N/A | No | 30 | 30 | Not Found | #N/A | #N/A | #N/A | Not Found | #N/A | #N/A | #N/A | 30 | 30 | 30 | 30 |  |  | No |  | No | No | No
| Mile28Water1 | Mile 28 Water Power Project-1 | teppc | CISC | CISC | Southern California Edison | SCE | CAISO | 1994-06-01 | 2050-12-31 | 1994 | 2050 | 1.5 | 100% | 1.5 | 1.5 | Hydro | Hydro_Standard | Hydro | CAISO_Hydro |  |  |  | CAISO_Hydro | 1994 | 2050 | 0 | CAISO | 1.5 | 1 | 1.5 | 1 | 1 | 2050-12-31 | 1 | Mile28Water1 | #N/A | No | 1.2686 | 1.2686 | Not Found | #N/A | #N/A | #N/A | Not Found | #N/A | #N/A | #N/A | 1.2686 | 1.2686 | 1.2686 | 1.2686 |  |  | No |  | No | No | No
| Mile28Water2 | Mile 28 Water Power Project-2 | teppc | CISC | CISC | Southern California Edison | SCE | CAISO | 1994-06-01 | 2050-12-31 | 1994 | 2050 | 1.5 | 100% | 1.5 | 1.5 | Hydro | Hydro_Standard | Hydro | CAISO_Hydro |  |  |  | CAISO_Hydro | 1994 | 2050 | 0 | CAISO | 1.5 | 1 | 1.5 | 1 | 1 | 2050-12-31 | 1 | Mile28Water2 | #N/A | No | 1.2686 | 1.2686 | Not Found | #N/A | #N/A | #N/A | Not Found | #N/A | #N/A | #N/A | 1.2686 | 1.2686 | 1.2686 | 1.2686 |  |  | No |  | No | No | No
| Milford_Wind_1_1 | Milford Wind Corridor Project 1A | teppc | LDWP | LDWP | Los Angeles Department of Water and Power | LADWP | LDWP | 2009-11-15 | 2050-12-31 | 2009 | 2050 | 145 | 100% | 145 | 145 | WT-Onshore | wind_onshorewind | Wind | LDWP_Wind | CAISO | 5.0875 |  | LDWP_Wind_for_Other | 2010 | 2050 | 139.9125 | CAISO | 5.0875 | 1 | 5.0875 | 1 | 1 | 2050-12-31 | 1 | #N/A | #N/A | No | #N/A | #N/A | Not Found | #N/A | #N/A | #N/A | Not Found | #N/A | #N/A | #N/A | #N/A | #N/A |  |  |  |  | No |  | No | No | No
| Milford_Wind_1_2 | Milford Wind Corridor I LLC-1-part2¦Milford Wind Corridor Project 1B | teppc | LDWP | LDWP | Los Angeles Department of Water and Power | LADWP | LDWP | 2010-09-01 | 2050-12-31 | 2010 | 2050 | 58.5 | 100% | 58.5 | 58.5 | WT-Onshore | wind_onshorewind | Wind | LDWP_Wind |  |  |  | LDWP_Wind_for_Other | 2011 | 2050 | 0 | LDWP | 58.5 | 1 | 58.5 | 1 | 1 | 2050-12-31 | 1 | #N/A | #N/A | No | #N/A | #N/A | Not Found | #N/A | #N/A | #N/A | Not Found | #N/A | #N/A | #N/A | #N/A | #N/A |  |  |  |  | No |  | No | No | No
| Milford_Wind_2 | Milford Wind Corridor Project II 1 | teppc | LDWP | LDWP | Los Angeles Department of Water and Power | LADWP | LDWP | 1994-06-01 | 2050-12-31 | 1994 | 2050 | 100 | 100% | 100 | 100 | WT-Onshore | wind_onshorewind | Wind | LDWP_Wind |  |  |  | LDWP_Wind_for_Other | 1994 | 2050 | 0 | LDWP | 100 | 1 | 100 | 1 | 1 | 2050-12-31 | 1 | #N/A | #N/A | No | #N/A | #N/A | Not Found | #N/A | #N/A | #N/A | Not Found | #N/A | #N/A | #N/A | #N/A | #N/A |  |  |  |  | No |  | No | No | No
| Milford_Wind_3 | Milford Wind Corridor Project III 1 | teppc | LDWP | LDWP | Los Angeles Department of Water and Power | LADWP | LDWP | 2025-04-15 | 2050-12-31 | 2025 | 2050 | 100.5 | 100% | 100.5 | 100.5 | WT-Onshore | wind_onshorewind | Wind | LDWP_Wind |  |  |  | LDWP_Wind_for_Other | 2025 | 2050 | 0 | LDWP | 100.5 | 0.95 | 95.475 | 1 | 1 | 2050-12-31 | 1 | #N/A | #N/A | No | #N/A | #N/A | Not Found | #N/A | #N/A | #N/A | Not Found | #N/A | #N/A | #N/A | #N/A | #N/A |  |  |  |  | No |  | No | No | No
| Milford_Wind_4 | Milford Wind 4 | teppc | LDWP | LDWP | Los Angeles Department of Water and Power | LADWP | LDWP | 2025-04-15 | 2050-12-31 | 2025 | 2050 | 100.5 | 100% | 100.5 | 100.5 | WT-Onshore | wind_onshorewind | Wind | LDWP_Wind |  |  |  | LDWP_Wind_for_Other | 2025 | 2050 | 0 | LDWP | 100.5 | 0.95 | 95.475 | 1 | 1 | 2050-12-31 | 1 | #N/A | #N/A | No | #N/A | #N/A | Not Found | #N/A | #N/A | #N/A | Not Found | #N/A | #N/A | #N/A | #N/A | #N/A |  |  |  |  | No |  | No | No | No
| Milford_Wind_5 | Milford Wind 5 | teppc | LDWP | LDWP | Los Angeles Department of Water and Power | LADWP | LDWP | 2025-04-15 | 2050-12-31 | 2025 | 2050 | 100.5 | 100% | 100.5 | 100.5 | WT-Onshore | wind_onshorewind | Wind | LDWP_Wind |  |  |  | LDWP_Wind_for_Other | 2025 | 2050 | 0 | LDWP | 100.5 | 0.95 | 95.475 | 1 | 1 | 2050-12-31 | 1 | #N/A | #N/A | No | #N/A | #N/A | Not Found | #N/A | #N/A | #N/A | Not Found | #N/A | #N/A | #N/A | #N/A | #N/A |  |  |  |  | No |  | No | No | No
| MILFRD_7_PASADENA | Milford I | caiso | LDWP | SCE | Southern California Edison | SCE | CAISO |  | 2050-12-31 | 1900 | 2050 | 5 | 100% | 5 | 5 | WIND_WIND | wind_onshorewind | Wind | CAISO_Wind |  |  |  | CAISO_Wind_for_CAISO | 1900 | 2050 | 0 | CAISO | 5 | 1 | 5 | 1 | 1 | 2050-12-31 | 1 | Milford I | 0 | No | 1.05 | 0.75 | Specified Imports | 1.05 | 0.75 | SP. IMPORTS (WIND) | Specified Imports | 1.05 | 0.75 | SP. IMPORTS (WIND) | 1.05 | 0.75 | 1.05 | 0.75 |  |  | No |  | Yes | No | No
| MillCreek_OR | Mill Creek (Cove FERC P-5390)-HY1 | teppc | PNM | PNM | Public Service Company of New Mexico | PNM_EPE | SW | 1984-01-01 | 2030-04-15 | 1984 | 2029 | 0.5 | 100% | 0.5 | 0.5 | Hydro | Hydro_Standard | Hydro | SW_Hydro |  |  |  | SW_Hydro | 1984 | 2029 | 0 | SW | 0.5 | 1 | 0.5 | 1 | 1 | 2030-04-15 | 1 | #N/A | #N/A | No | #N/A | #N/A | Not Found | #N/A | #N/A | #N/A | Not Found | #N/A | #N/A | #N/A | #N/A | #N/A |  |  |  |  | No |  | No | No | No
| MillcreekPwrGen1 | Millcreek Power Generation-MC1_McElmo Creek 1 | teppc | PAUT | PAUT | Utah, PACE Utility | PACE | NW | 2006-04-01 | 2050-12-31 | 2006 | 2050 | 40 | 100% | 40 | 40 | CT-NatGas-Aero | CT_NG | CT | NW_Peaker |  |  |  | NW_Peaker | 2006 | 2050 | 0 | NW | 40 | 1 | 40 | 1 | 1 | 2050-12-31 | 1 | #N/A | #N/A | No | 40 | 40 | Not Found | #N/A | #N/A | #N/A | Not Found | #N/A | #N/A | #N/A | 40 | 40 | 40 | 40 |  |  | No |  | No | No | No
| MillcreekPwrGen2 | Millcreek Power Generation-MC2_McElmo Creek 2 | teppc | PAUT | PAUT | Utah, PACE Utility | PACE | NW | 2010-06-01 | 2050-12-31 | 2010 | 2050 | 40 | 100% | 40 | 40 | CT-NatGas-Aero | CT_NG | CT | NW_Peaker |  |  |  | NW_Peaker | 2010 | 2050 | 0 | NW | 40 | 1 | 40 | 1 | 1 | 2050-12-31 | 1 | #N/A | #N/A | No | 40 | 40 | Not Found | #N/A | #N/A | #N/A | Not Found | #N/A | #N/A | #N/A | 40 | 40 | 40 | 40 |  |  | No |  | No | No | No
| MillenniumCC_Total | MillenniumCC (Total CC Plant) | teppc | AESO | AESO | Alberta Electric System Operator | BCHA_AESO | Excluded | 2000-05-01 | 2050-12-01 | 2000 | 2050 | 310 | 100% | 310 | 310 | CC-AB-Cogen | Cogen_NG | Cogen | Excluded_CHP |  |  |  | Excluded | 2000 | 2050 | 0 | Excluded | 310 | 1 | 310 | 1 | 1 | 2050-12-01 | 1 | #N/A | #N/A | No | 0 | 0 | Not Found | #N/A | #N/A | #N/A | Not Found | #N/A | #N/A | #N/A | 0 | 0 | 0 | 0 |  |  | No |  | No | No | No
| Miller_North | Miller North-WT (1) | teppc | PNM | PNM | Public Service Company of New Mexico | PNM_EPE | SW | 2014-12-01 | 2030-04-15 | 2014 | 2029 | 150 | 100% | 150 | 150 | WT-Onshore | wind_onshorewind | Wind | SW_Wind |  |  |  | SW_Wind_for_Other | 2015 | 2029 | 0 | SW | 150 | 1 | 150 | 1 | 1 | 2030-04-15 | 1 | #N/A | #N/A | No | #N/A | #N/A | Not Found | #N/A | #N/A | #N/A | Not Found | #N/A | #N/A | #N/A | #N/A | #N/A |  |  |  |  | No |  | No | No | No
| MillerCreek1 | Miller Creek-1_Miller Creek-1_IPP-MCP | teppc | BCHA | BCHA | British Columbia Transmission Company | BCHA_AESO | Excluded | 2003-05-14 | 2040-05-14 | 2003 | 2039 | 14.75 | 100% | 14.75 | 14.75 | Hydro | Hydro_Standard | Hydro | Excluded_Hydro |  |  |  | Excluded | 2003 | 2039 | 0 | Excluded | 14.75 | 1 | 14.75 | 1 | 1 | 2040-05-14 | 1 | #N/A | #N/A | No | 0 | 0 | Not Found | #N/A | #N/A | #N/A | Not Found | #N/A | #N/A | #N/A | 0 | 0 | 0 | 0 |  |  | No |  | No | No | No
| MillerCreek2 | Miller Creek-2_Miller Creek-2_IPP-MCP | teppc | BCHA | BCHA | British Columbia Transmission Company | BCHA_AESO | Excluded | 2003-05-14 | 2030-01-01 | 2003 | 2029 | 14.75 | 100% | 14.75 | 14.75 | Hydro | Hydro_Standard | Hydro | Excluded_Hydro |  |  |  | Excluded | 2003 | 2029 | 0 | Excluded | 14.75 | 1 | 14.75 | 1 | 1 | 2030-01-01 | 1 | #N/A | #N/A | No | 0 | 0 | Not Found | #N/A | #N/A | #N/A | Not Found | #N/A | #N/A | #N/A | 0 | 0 | 0 | 0 |  |  | No |  | No | No | No
| MillerRanchWind | Miller Ranch Wind-WT(49 x 2.0) | teppc | BPAT | BPAT | Bonneville Power Administration – Transmission | BPAT | NW | 2013-08-01 | 2050-12-31 | 2013 | 2050 | 98 | 100% | 98 | 98 | WT-Onshore | wind_onshorewind | Wind | NW_Wind |  |  |  | NW_Wind_for_Other | 2013 | 2050 | 0 | NW | 98 | 1 | 98 | 1 | 1 | 2050-12-31 | 1 | #N/A | #N/A | No | #N/A | #N/A | Not Found | #N/A | #N/A | #N/A | Not Found | #N/A | #N/A | #N/A | #N/A | #N/A |  |  |  |  | No |  | No | No | No
| Milner_Hydro_1 | Milner Hydro-1 | teppc | IPMV | IPMV | Idaho Magic Valley | IPCO | NW | 1992-12-01 | 2050-12-31 | 1992 | 2050 | 58.62 | 100% | 58.62 | 58.62 | Hydro | Hydro_Standard | Hydro | NW_Hydro |  |  |  | NW_Hydro | 1993 | 2050 | 0 | NW | 58.62 | 1 | 58.62 | 1 | 1 | 2050-12-31 | 1 | #N/A | #N/A | No | #N/A | #N/A | Not Found | #N/A | #N/A | #N/A | Not Found | #N/A | #N/A | #N/A | #N/A | #N/A |  |  |  |  | No |  | No | No | No
| Milner_Hydro_2 | Milner Hydro-2 | teppc | IPMV | IPMV | Idaho Magic Valley | IPCO | NW | 1992-09-01 | 2050-12-31 | 1992 | 2050 | 58.62 | 100% | 58.62 | 58.62 | Hydro | Hydro_Standard | Hydro | NW_Hydro |  |  |  | NW_Hydro | 1993 | 2050 | 0 | NW | 58.62 | 1 | 58.62 | 1 | 1 | 2050-12-31 | 1 | #N/A | #N/A | No | #N/A | #N/A | Not Found | #N/A | #N/A | #N/A | Not Found | #N/A | #N/A | #N/A | #N/A | #N/A |  |  |  |  | No |  | No | No | No
| Milner_Hydro_3 | Milner Hydro-3 | teppc | IPFE | IPFE | Idaho Far East | IPCO | NW | 1992-12-01 | 2050-12-31 | 1992 | 2050 | 0.83 | 100% | 0.83 | 0.83 | Hydro | Hydro_Standard | Hydro | NW_Hydro |  |  |  | NW_Hydro | 1993 | 2050 | 0 | NW | 0.83 | 1 | 0.83 | 1 | 1 | 2050-12-31 | 1 | #N/A | #N/A | No | #N/A | #N/A | Not Found | #N/A | #N/A | #N/A | Not Found | #N/A | #N/A | #N/A | #N/A | #N/A |  |  |  |  | No |  | No | No | No
| MilnerDamWind | Milner Dam Wind Park LLC-MDWP | teppc | IPFE | IPFE | Idaho Far East | IPCO | NW | 2010-12-13 | 2050-12-31 | 2011 | 2050 | 19.92 | 100% | 19.92 | 19.92 | WT-Onshore | wind_onshorewind | Wind | NW_Wind |  |  |  | NW_Wind_for_Other | 2011 | 2050 | 0 | NW | 19.92 | 1 | 19.92 | 1 | 1 | 2050-12-31 | 1 | #N/A | #N/A | No | #N/A | #N/A | Not Found | #N/A | #N/A | #N/A | Not Found | #N/A | #N/A | #N/A | #N/A | #N/A |  |  |  |  | No |  | No | No | No
| Minidoka_6 | Minidoka-6 | teppc | IPMV | IPMV | Idaho Magic Valley | IPCO | NW | 1998-06-01 | 2050-12-31 | 1998 | 2050 | 2.7 | 100% | 2.7 | 2.7 | Hydro | Hydro_Standard | Hydro | NW_Hydro |  |  |  | NW_Hydro | 1998 | 2050 | 0 | NW | 2.7 | 1 | 2.7 | 1 | 1 | 2050-12-31 | 1 | #N/A | #N/A | No | #N/A | #N/A | Not Found | #N/A | #N/A | #N/A | Not Found | #N/A | #N/A | #N/A | #N/A | #N/A |  |  |  |  | No |  | No | No | No
| Minidoka_7 | Minidoka-7 | teppc | IPMV | IPMV | Idaho Magic Valley | IPCO | NW | 1998-05-01 | 2050-12-31 | 1998 | 2050 | 5 | 100% | 5 | 5 | Hydro | Hydro_Standard | Hydro | NW_Hydro |  |  |  | NW_Hydro | 1998 | 2050 | 0 | NW | 5 | 1 | 5 | 1 | 1 | 2050-12-31 | 1 | #N/A | #N/A | No | #N/A | #N/A | Not Found | #N/A | #N/A | #N/A | Not Found | #N/A | #N/A | #N/A | #N/A | #N/A |  |  |  |  | No |  | No | No | No
| Minidoka_8 | Minidoka-8 | teppc | IPMV | IPMV | Idaho Magic Valley | IPCO | NW | 1997-04-01 | 2050-12-31 | 1997 | 2050 | 10 | 100% | 10 | 10 | Hydro | Hydro_Standard | Hydro | NW_Hydro |  |  |  | NW_Hydro | 1997 | 2050 | 0 | NW | 10 | 1 | 10 | 1 | 1 | 2050-12-31 | 1 | #N/A | #N/A | No | #N/A | #N/A | Not Found | #N/A | #N/A | #N/A | Not Found | #N/A | #N/A | #N/A | #N/A | #N/A |  |  |  |  | No |  | No | No | No
| Minidoka_9 | Minidoka-9 | teppc | IPMV | IPMV | Idaho Magic Valley | IPCO | NW | 1997-05-01 | 2050-12-31 | 1997 | 2050 | 10 | 100% | 10 | 10 | Hydro | Hydro_Standard | Hydro | NW_Hydro |  |  |  | NW_Hydro | 1997 | 2050 | 0 | NW | 10 | 1 | 10 | 1 | 1 | 2050-12-31 | 1 | #N/A | #N/A | No | #N/A | #N/A | Not Found | #N/A | #N/A | #N/A | Not Found | #N/A | #N/A | #N/A | #N/A | #N/A |  |  |  |  | No |  | No | No | No
| Minnehik_1A_1 | Minnehik 1A-1 | teppc | AESO | AESO | Alberta Electric System Operator | BCHA_AESO | Excluded | 2001-09-01 | 2050-12-01 | 2001 | 2050 | 3 | 100% | 3 | 3 | CT-NatGas-Industrial | CT_NG | CT | Excluded_Peaker |  |  |  | Excluded | 2002 | 2050 | 0 | Excluded | 3 | 1 | 3 | 1 | 1 | 2050-12-01 | 1 | #N/A | #N/A | No | 0 | 0 | Not Found | #N/A | #N/A | #N/A | Not Found | #N/A | #N/A | #N/A | 0 | 0 | 0 | 0 |  |  | No |  | No | No | No
| Minnehik_1B_1 | Minnehik 1B-1 | teppc | AESO | AESO | Alberta Electric System Operator | BCHA_AESO | Excluded | 2001-09-01 | 2050-12-01 | 2001 | 2050 | 2 | 100% | 2 | 2 | CT-NatGas-Industrial | CT_NG | CT | Excluded_Peaker |  |  |  | Excluded | 2002 | 2050 | 0 | Excluded | 2 | 1 | 2 | 1 | 1 | 2050-12-01 | 1 | #N/A | #N/A | No | 0 | 0 | Not Found | #N/A | #N/A | #N/A | Not Found | #N/A | #N/A | #N/A | 0 | 0 | 0 | 0 |  |  | No |  | No | No | No
| Minnehik_2_1 | Minnehik 2-1 | teppc | AESO | AESO | Alberta Electric System Operator | BCHA_AESO | Excluded | 2001-09-01 | 2050-12-01 | 2001 | 2050 | 0.8 | 100% | 0.8 | 0.8 | ST-WasteHeat | Cogen_NG | Cogen | Excluded_CHP |  |  |  | Excluded | 2002 | 2050 | 0 | Excluded | 0.8 | 1 | 0.8 | 1 | 1 | 2050-12-01 | 1 | #N/A | #N/A | No | 0 | 0 | Not Found | #N/A | #N/A | #N/A | Not Found | #N/A | #N/A | #N/A | 0 | 0 | 0 | 0 |  |  | No |  | No | No | No
| MintFarmCC_Total | MintFarmCC (Total CC Plant) | teppc | PSEI | PSEI | Puget Sound Energy | BPAT | NW | 2008-01-01 | 2050-12-01 | 2008 | 2050 | 312.5 | 100% | 312.5 | 312.5 | CCWhole-NatGas-Industrial | CC_NG | CC | NW_CCGT |  |  |  | NW_CCGT | 2008 | 2050 | 0 | NW | 312.5 | 1 | 312.5 | 1 | 1 | 2050-12-01 | 1 | #N/A | #N/A | No | 312.5 | 312.5 | Not Found | #N/A | #N/A | #N/A | Not Found | #N/A | #N/A | #N/A | 312.5 | 312.5 | 312.5 | 312.5 |  |  | No |  | No | No | No
| MIRLOM_2_CORONA | MWD Corona Hydroelectric Recovery Plant | caiso | SCE | SCE | Southern California Edison | SCE | CAISO | 1987-01-01 | 2050-12-31 | 1987 | 2050 | 2.85 | 100% | 2.85 | 2.85 | n/a | Hydro_Standard | Hydro | CAISO_Hydro |  |  |  | CAISO_Hydro | 1987 | 2050 | 0 | CAISO | 2.85 | 1 | 2.85 | 1 | 1 | 2050-12-31 | 1 | MIRLOM_2_CORONA | FC | No | 2.4104 | 2.4104 | NQC List | 0.34 | 0.86 | WATER | NQC List | 1.2 | 1.66 | WATER | 1.2 | 1.66 | 0.34 | 0.86 |  |  | No |  | No | No | No
| MIRLOM_2_LNDFL | Milliken Landfill Solar | caiso | SCE | SCE | Southern California Edison | SCE | CAISO | 2017-06-23 | 2050-12-31 | 2017 | 2050 | 3 | 100% | 3 | 3 | PHOTO VOLTAIC_SUN | PVgeneric_sun | Solar_Fixed | CAISO_Solar |  |  |  | CAISO_Solar_for_CAISO | 2017 | 2050 | 0 | CAISO | 3 | 1 | 3 | 1 | 1 | 2050-12-31 | 1 | MIRLOM_2_LNDFL | FC | No | 0.81 | 0.42 | NQC List | 0.81 | 0.42 | SUN | NQC List | 0.81 | 0.42 | SUN | 0.81 | 0.42 | 0.81 | 0.42 |  |  | No |  | No | No | No
| MIRLOM_2_MLBBTA | Mira Loma BESS A | caiso | SCE | SCE | Southern California Edison | SCE | CAISO | 2016-12-01 | 2050-12-31 | 2016 | 2050 | 10 | 100% | 10 | 10 | OTHER_LESR | Battery_ | Battery Storage | CAISO_Li_Battery |  |  |  | CAISO_Li_Battery | 2017 | 2050 | 0 | CAISO | 10 | 1 | 10 | 1 | 1 | 2050-12-31 | 1 | MIRLOM_2_MLBBTA | FC | No | 10 | 10 | NQC List | 10 | 10 | LESR | NQC List | 10 | 10 | LESR | 10 | 10 | 10 | 10 |  | Not incremental | No |  | No | No | No
| MIRLOM_2_MLBBTB | Mira Loma BESS B | caiso | SCE | SCE | Southern California Edison | SCE | CAISO | 2016-12-01 | 2050-12-31 | 2016 | 2050 | 10 | 100% | 10 | 10 | OTHER_LESR | Battery_ | Battery Storage | CAISO_Li_Battery |  |  |  | CAISO_Li_Battery | 2017 | 2050 | 0 | CAISO | 10 | 1 | 10 | 1 | 1 | 2050-12-31 | 1 | MIRLOM_2_MLBBTB | FC | No | 10 | 10 | NQC List | 10 | 10 | LESR | NQC List | 10 | 10 | LESR | 10 | 10 | 10 | 10 |  | Not incremental | No |  | No | No | No
| MIRLOM_2_ONTARO | Ontario RT Solar | caiso | SCE | SCE | Southern California Edison | SCE | CAISO | 2011-08-25 | 2050-12-31 | 2011 | 2050 | 5.5 | 100% | 5.5 | 5.5 | n/a | PVgeneric_sun | Solar_Fixed | CAISO_Solar |  |  |  | CAISO_Solar_for_CAISO | 2012 | 2050 | 0 | CAISO | 5.5 | 1 | 5.5 | 1 | 1 | 2050-12-31 | 1 | MIRLOM_2_ONTARO | FC | No | 1.485 | 0.77 | NQC List | 1.49 | 0.77 | SUN | NQC List | 1.49 | 0.77 | SUN | 1.49 | 0.77 | 1.49 | 0.77 |  |  | No |  | No | No | No
| MIRLOM_2_RTS032 | SPVP032 | caiso | SCE | SCE | Southern California Edison | SCE | CAISO | 2013-06-17 | 2050-12-31 | 2013 | 2050 | 1.5 | 100% | 1.5 | 1.5 | n/a | PVgeneric_sun | Solar_Fixed | CAISO_Solar |  |  |  | CAISO_Solar_for_CAISO | 2013 | 2050 | 0 | CAISO | 1.5 | 1 | 1.5 | 1 | 1 | 2050-12-31 | 1 | MIRLOM_2_RTS032 | FC | No | 0.405 | 0.21 | NQC List | 0.41 | 0.21 | SUN | NQC List | 0.41 | 0.21 | SUN | 0.41 | 0.21 | 0.41 | 0.21 |  |  | No |  | No | No | No
| MIRLOM_2_RTS033 | SPVP033 | caiso | SCE | SCE | Southern California Edison | SCE | CAISO | 2013-08-05 | 2050-12-31 | 2013 | 2050 | 1 | 100% | 1 | 1 | n/a | PVgeneric_sun | Solar_Fixed | CAISO_Solar |  |  |  | CAISO_Solar_for_CAISO | 2014 | 2050 | 0 | CAISO | 1 | 1 | 1 | 1 | 1 | 2050-12-31 | 1 | MIRLOM_2_RTS033 | FC | No | 0.27 | 0.14 | NQC List | 0.27 | 0.14 | SUN | NQC List | 0.27 | 0.14 | SUN | 0.27 | 0.14 | 0.27 | 0.14 |  |  | No |  | No | No | No
| MIRLOM_2_TEMESC | MWD Temescal Hydroelectric Recovery Plan | caiso | SCE | SCE | Southern California Edison | SCE | CAISO | 1987-01-01 | 2050-12-31 | 1987 | 2050 | 2.85 | 100% | 2.85 | 2.85 | n/a | Hydro_Standard | Hydro | CAISO_Hydro |  |  |  | CAISO_Hydro | 1987 | 2050 | 0 | CAISO | 2.85 | 1 | 2.85 | 1 | 1 | 2050-12-31 | 1 | MIRLOM_2_TEMESC | FC | No | 2.4104 | 2.4104 | NQC List | 0 | 0 | WATER | NQC List | 0.21 | 0.37 | WATER | 0.21 | 0.37 | 0 | 0 |  |  | No |  | No | No | No
| MIRLOM_6_PEAKER | Mira Loma Peaker | caiso | SCE | SCE | Southern California Edison | SCE | CAISO | 2007-09-20 | 2050-12-31 | 2007 | 2050 | 46 | 100% | 46 | 46 | CT-NatGas-Aero | CT_NG | CT | CAISO_Peaker1 |  |  |  | CAISO_Peaker1 | 2008 | 2050 | 0 | CAISO | 46 | 1 | 46 | 1 | 1 | 2050-12-31 | 1 | MIRLOM_6_PEAKER | FC | No | 42.4918 | 42.4918 | NQC List | 46 | 46 | NATURAL GAS | NQC List | 46 | 46 | NATURAL GAS | 46 | 46 | 46 | 46 |  |  | No |  | No | No | No
| MIRLOM_7_MWDLKM | Lake Mathews Hydroelectric Recovery Plan | caiso | SCE | SCE | Southern California Edison | SCE | CAISO | 1980-01-01 | 2050-12-31 | 1980 | 2050 | 5 | 100% | 5 | 5 | n/a | Hydro_Standard | Hydro | CAISO_Hydro |  |  |  | CAISO_Hydro | 1980 | 2050 | 0 | CAISO | 5 | 1 | 5 | 1 | 1 | 2050-12-31 | 1 | MIRLOM_7_MWDLKM | FC | No | 4.2288 | 4.2288 | NQC List | 2.06 | 1.93 | WATER | NQC List | 1.8 | 1.8 | WATER | 1.8 | 1.8 | 2.06 | 1.93 |  |  | No |  | No | No | No
| MISSIX_1_QF | SMALL QF AGGREGATION - SAB FRABCUSCI | caiso | PGE_Bay | PGE_Bay | Pacific Gas and Electric Bay | PGE_Bay | CAISO | 1987-01-01 | 2050-12-31 | 1987 | 2050 | 0.01 | 1% | 0.01 | 1 | n/a | Cogen_NG | Cogen | CAISO_CHP |  |  |  | CAISO_CHP | 1987 | 2050 | 0 | CAISO | 1 | 1 | 1 | 1 | 1 | 2050-12-31 | 1 | MISSIX_1_QF | FC | No | 0.634 | 0.634 | NQC List | 0.01 | 0.01 | NATURAL GAS | NQC List | 0.01 | 0.01 | NATURAL GAS | 0.01 | 0.01 | 0.01 | 0.01 |  |  | No |  | No | No | No
| MKL__6W1B | MKL 230 | teppc | BCHA | BCHA | British Columbia Transmission Company | BCHA_AESO | Excluded | 2016-11-01 | 2050-03-30 | 2016 | 2049 | 11 | 100% | 11 | 11 | WT-Onshore | wind_onshorewind | Wind | Excluded_Wind |  |  |  | Excluded | 2017 | 2049 | 0 | Excluded | 11 | 1 | 11 | 1 | 1 | 2050-03-30 | 1 | #N/A | #N/A | No | 0 | 0 | Not Found | #N/A | #N/A | #N/A | Not Found | #N/A | #N/A | #N/A | 0 | 0 | 0 | 0 |  |  | No |  | No | No | No
| MKL__6W6B | MKL 230 | teppc | BCHA | BCHA | British Columbia Transmission Company | BCHA_AESO | Excluded | 2016-11-01 | 2050-03-30 | 2016 | 2049 | 22 | 100% | 22 | 22 | WT-Onshore | wind_onshorewind | Wind | Excluded_Wind |  |  |  | Excluded | 2017 | 2049 | 0 | Excluded | 22 | 1 | 22 | 1 | 1 | 2050-03-30 | 1 | #N/A | #N/A | No | 0 | 0 | Not Found | #N/A | #N/A | #N/A | Not Found | #N/A | #N/A | #N/A | 0 | 0 | 0 | 0 |  |  | No |  | No | No | No
| MKTPSVC | MKTPSVC | teppc | LDWP | LDWP | Los Angeles Department of Water and Power | LADWP | LDWP | 1986-04-15 | 2050-12-31 | 1986 | 2050 | 0 | 0% | 0 | 0 | VAR-Device | VAR_NOTGEN | None | LDWP_Var-DEVICE |  |  |  | #N/A | 1986 | 2050 | 0 | LDWP | 0 | 1 | 0 | 1 | 1 | 2050-12-31 | 1 | #N/A | #N/A | No | #N/A | #N/A | Not Found | #N/A | #N/A | #N/A | Not Found | #N/A | #N/A | #N/A | #N/A | #N/A |  |  |  |  | No |  | No | No | No
| MKTRCK_1_UNIT_1 | MCKITTRICK LIMITED | caiso | PGE_Valley | PGE_Valley | Pacific Gas and Electric Valley | PGE_Valley | CAISO | 1991-10-16 | 2050-12-31 | 1991 | 2050 | 44.9 | 94.55% | 44.9 | 47.49 | CT-NatGas-Industrial | CT_NG | CT | CAISO_Peaker1 |  |  |  | CAISO_Peaker1 | 1992 | 2050 | 0 | CAISO | 47.49 | 1 | 47.49 | 1 | 1 | 2050-12-31 | 1 | MKTRCK_1_UNIT 1 | FC | No | 43.8682 | 43.8682 | NQC List | 44.4 | 44.8 | NATURAL GAS | NQC List | 42 | 42.12 | NATURAL GAS | 42 | 42.12 | 44.4 | 44.8 |  |  | No |  | No | No | No
| MLPTAS_7_QFUNTS | MLPTAS_7_QFUNTS | caiso | PGE_Bay | PGE_Bay | Pacific Gas and Electric Bay | PGE_Bay | CAISO | 2000-01-01 | 2050-12-31 | 2000 | 2050 | 0 | 0% |  | 1 | n/a | Cogen_NG | Cogen | CAISO_CHP |  |  |  | CAISO_CHP | 2000 | 2050 | 0 | CAISO | 1 | 1 | 1 | 1 | 1 | 2050-12-31 | 1 | MLPTAS_7_QFUNTS | FC | No | 0.634 | 0.634 | NQC List | 0 | 0 | OTHER | NQC List | 0 | 0 | OTHER | 0 | 0 | 0 | 0 |  |  | No |  | No | No | No
| MLW_W | MLW W | teppc | BCHA | BCHA | British Columbia Transmission Company | BCHA_AESO | Excluded | 2018-03-30 | 2050-03-30 | 2018 | 2049 | 15 | 100% | 15 | 15 | WT-Onshore | wind_onshorewind | Wind | Excluded_Wind |  |  |  | Excluded | 2018 | 2049 | 0 | Excluded | 15 | 1 | 15 | 1 | 1 | 2050-03-30 | 1 | #N/A | #N/A | No | 0 | 0 | Not Found | #N/A | #N/A | #N/A | Not Found | #N/A | #N/A | #N/A | 0 | 0 | 0 | 0 |  |  | No |  | No | No | No
| MM_SD_Miramar2 | MM San Diego-Miramar-UNT2_22448 | teppc | CISC | CISC | Southern California Edison | SCE | CAISO | 2003-05-21 | 2050-12-31 | 2003 | 2050 | 0 | 0% |  | 1.6 | Bio-ICE | ICE_Biomass | Biomass/Wood | CAISO_Biomass |  |  |  | CAISO_Biomass_for_CAISO | 2003 | 2050 | 0 | CAISO | 1.6 | 1 | 1.6 | 1 | 1 | 2050-12-31 | 1 | MM_SD_Miramar2 | #N/A | No | 1.1168 | 1.1168 | Not Found | #N/A | #N/A | #N/A | Not Found | #N/A | #N/A | #N/A | 1.1168 | 1.1168 | 1.1168 | 1.1168 |  |  | No |  | No | No | No
| MNDALY_6_MCGRTH | McGrath Beach Peaker | caiso | SCE | SCE | Southern California Edison | SCE | CAISO | 2012-11-01 | 2050-12-31 | 2012 | 2050 | 47.2 | 100% | 47.2 | 47.2 | CT-NatGas-Aero | CT_NG | CT | CAISO_Peaker1 |  |  |  | CAISO_Peaker1 | 2013 | 2050 | 0 | CAISO | 47.2 | 1 | 47.2 | 1 | 1 | 2050-12-31 | 1 | MNDALY_6_MCGRTH | FC | No | 43.6003 | 43.6003 | NQC List | 47.2 | 47.2 | NATURAL GAS | NQC List | 47.2 | 47.2 | NATURAL GAS | 47.2 | 47.2 | 47.2 | 47.2 |  |  | No |  | No | No | No
| MNDOTA_1_SOLAR1 | North Star Solar 1 | caiso | PGE_Valley | PGE_Valley | Pacific Gas and Electric Valley | PGE_Valley | CAISO | 2015-06-20 | 2050-12-31 | 2015 | 2050 | 60 | 100% | 60 | 60 | n/a | PVgeneric_sun | Solar_Fixed | CAISO_Solar |  |  |  | CAISO_Solar_for_CAISO | 2015 | 2050 | 0 | CAISO | 60 | 1 | 60 | 1 | 1 | 2050-12-31 | 1 | MNDOTA_1_SOLAR1 | FC | No | 16.2 | 8.4 | NQC List | 16.2 | 8.4 | SUN | NQC List | 16.2 | 8.4 | SUN | 16.2 | 8.4 | 16.2 | 8.4 |  |  | No |  | No | No | No
| MNDOTA_1_SOLAR2 | Citizen Solar B | caiso | PGE_Valley | PGE_Valley | Pacific Gas and Electric Valley | PGE_Valley | CAISO | 2015-12-11 | 2050-12-31 | 2016 | 2050 | 5 | 100% | 5 | 5 | n/a | PVgeneric_sun | Solar_Fixed | CAISO_Solar |  |  |  | CAISO_Solar_for_CAISO | 2016 | 2050 | 0 | CAISO | 5 | 1 | 5 | 1 | 1 | 2050-12-31 | 1 | MNDOTA_1_SOLAR2 | EO | Yes | 1.35 | 0.7 | NQC List | 0 | 0 | SUN | NQC List | 0 | 0 | SUN | 0 | 0 | 0 | 0 |  |  | No |  | No | No | No
| MOE_34_5 | SAN FRANCISCO COGENERACION | teppc | CFE | CFE | Comisión Federal de Electricidad | CFE | Excluded | 1950-01-01 | 2050-12-31 | 1950 | 2050 | 22.5 | 100% | 22.5 | 22.5 | CT-NatGas-Aero | CT_NG | CT | Excluded_Peaker |  |  |  | Excluded | 1950 | 2050 | 0 | Excluded | 22.5 | 1 | 22.5 | 1 | 1 | 2050-12-31 | 1 | #N/A | #N/A | No | 0 | 0 | Not Found | #N/A | #N/A | #N/A | Not Found | #N/A | #N/A | #N/A | 0 | 0 | 0 | 0 |  |  | No |  | No | No | No
| MOJAVE_1_SIPHON | MOJAVE SIPHON POWER PLANT | caiso | SCE | SCE | Southern California Edison | SCE | CAISO | 1996-01-01 | 2050-12-31 | 1996 | 2050 | 14.36 | 100% | 14.36 | 14.36 | n/a | Hydro_Standard | Hydro | CAISO_Hydro |  |  |  | CAISO_Hydro | 1996 | 2050 | 0 | CAISO | 14.36 | 1 | 14.36 | 1 | 1 | 2050-12-31 | 1 | MOJAVE_1_SIPHON | FC | No | 12.1452 | 12.1452 | NQC List | 13.54 | 14.36 | WATER | NQC List | 11.75 | 11.63 | WATER | 11.75 | 11.63 | 13.54 | 14.36 |  |  | No |  | No | No | No
| MOJAVW_2_SOLAR | Mojave West | caiso | SCE | SCE | Southern California Edison | SCE | CAISO | 2016-06-15 | 2050-12-31 | 2016 | 2050 | 20 | 100% | 20 | 20 | n/a | PVgeneric_sun | Solar_Fixed | CAISO_Solar |  |  |  | CAISO_Solar_for_CAISO | 2016 | 2050 | 0 | CAISO | 20 | 1 | 20 | 1 | 1 | 2050-12-31 | 1 | MOJAVW_2_SOLAR | FC | No | 5.4 | 2.8 | NQC List | 5.4 | 2.8 | SUN | NQC List | 5.4 | 2.8 | SUN | 5.4 | 2.8 | 5.4 | 2.8 |  |  | No |  | No | No | No
| MONLTH_6_BATTRY | Tehachapi Storage Project | caiso | SCE | SCE | Southern California Edison | SCE | CAISO |  | 2050-12-31 | 1900 | 2050 | 7.99 | 100% | 7.99 | 7.99 | Battery_ | Battery_ | Battery Storage | CAISO_Li_Battery |  |  |  | CAISO_Li_Battery | 1900 | 2050 | 0 | CAISO | 7.99 | 1 | 7.99 | 1 | 1 | 2050-12-31 | 1 | MONLTH_6_BATTRY | #N/A | No | 7.99 | 7.99 | Not Found | #N/A | #N/A | #N/A | Not Found | #N/A | #N/A | #N/A | 7.99 | 7.99 | 7.99 | 7.99 |  | Not incremental | No |  | Yes | No | No
| MONLTH_6_BOREL | BOREL HYDRO UNITS 1-3 AGGREGATE | caiso | PGE_Valley | PGE_Valley | Pacific Gas and Electric Valley | PGE_Valley | CAISO | 1904-01-01 | 2050-12-31 | 1904 | 2050 | 11 | 100% | 11 | 11 | n/a | Hydro_Standard | Hydro | CAISO_Small_Hydro |  |  |  | CAISO_Small_Hydro_for_CAISO | 1904 | 2050 | 0 | CAISO | 11 | 1 | 11 | 1 | 1 | 2050-12-31 | 1 | MONLTH_6_BOREL | FC | No | 5.5 | 5.5 | NQC List | 0 | 0 | WATER | NQC List | 0 | 0 | WATER | 0 | 0 | 0 | 0 |  |  | No |  | No | No | No
| MONLTS_2_MONWD4 | Monolith 4 | caiso | SCE | SCE | Southern California Edison | SCE | CAISO |  | 2020-02-07 | 1900 | 2019 | 4.75 | 100% | 4.75 | 4.75 | WIND_WIND | wind_onshorewind | Wind | CAISO_Wind |  |  |  | CAISO_Wind_for_CAISO | 1900 | 2019 | 0 | CAISO | 4.75 | 1 | 4.75 | 1 | 1 | 2020-02-07 | 1 | MONLTS_2_MONWD4 | FC | No | 0.9975 | 0.7125 | Not Found | #N/A | #N/A | #N/A | NQC List | 1 | 0.71 | WIND | 1 | 0.71 | 1 | 0.71 |  |  | No |  | Yes | No | No
| MONLTS_2_MONWD5 | Monolith 5 | caiso | SCE | SCE | Southern California Edison | SCE | CAISO |  | 2020-02-07 | 1900 | 2019 | 4.04 | 100% | 4.04 | 4.04 | WIND_WIND | wind_onshorewind | Wind | CAISO_Wind |  |  |  | CAISO_Wind_for_CAISO | 1900 | 2019 | 0 | CAISO | 4.04 | 1 | 4.04 | 1 | 1 | 2020-02-07 | 1 | MONLTS_2_MONWD5 | FC | No | 0.8484 | 0.606 | Not Found | #N/A | #N/A | #N/A | NQC List | 0.85 | 0.61 | WIND | 0.85 | 0.61 | 0.85 | 0.61 |  |  | No |  | Yes | No | No
| MONLTS_2_MONWD6 | Monolith 6 | caiso | SCE | SCE | Southern California Edison | SCE | CAISO |  | 2020-02-07 | 1900 | 2019 | 5.25 | 100% | 5.25 | 5.25 | WIND_WIND | wind_onshorewind | Wind | CAISO_Wind |  |  |  | CAISO_Wind_for_CAISO | 1900 | 2019 | 0 | CAISO | 5.25 | 1 | 5.25 | 1 | 1 | 2020-02-07 | 1 | MONLTS_2_MONWD6 | FC | No | 1.1025 | 0.7875 | Not Found | #N/A | #N/A | #N/A | NQC List | 1.1 | 0.79 | WIND | 1.1 | 0.79 | 1.1 | 0.79 |  |  | No |  | Yes | No | No
| MONLTS_2_MONWD7 | Monolith 7 | caiso | SCE | SCE | Southern California Edison | SCE | CAISO |  | 2020-02-07 | 1900 | 2019 | 4.76 | 100% | 4.76 | 4.76 | WIND_WIND | wind_onshorewind | Wind | CAISO_Wind |  |  |  | CAISO_Wind_for_CAISO | 1900 | 2019 | 0 | CAISO | 4.76 | 1 | 4.76 | 1 | 1 | 2020-02-07 | 1 | MONLTS_2_MONWD7 | FC | No | 0.9996 | 0.714 | Not Found | #N/A | #N/A | #N/A | NQC List | 1 | 0.71 | WIND | 1 | 0.71 | 1 | 0.71 |  |  | No |  | Yes | No | No
| Monroe_Street_6 | Monroe Street-6 | teppc | AVA | AVA | Avista Corp. | BPAT | NW | 1992-12-01 | 2050-12-31 | 1992 | 2050 | 14.8 | 100% | 14.8 | 14.8 | Hydro | Hydro_Standard | Hydro | NW_Hydro |  |  |  | NW_Hydro | 1993 | 2050 | 0 | NW | 14.8 | 1 | 14.8 | 1 | 1 | 2050-12-31 | 1 | #N/A | #N/A | No | #N/A | #N/A | Not Found | #N/A | #N/A | #N/A | Not Found | #N/A | #N/A | #N/A | #N/A | #N/A |  |  |  |  | No |  | No | No | No
| Montague_Wind | Montague Wind Power Facility LLC-1 | teppc | TPWR | TPWR | Tacoma Power | BPAT | NW | 2018-04-15 | 2050-12-31 | 2018 | 2050 | 404 | 100% | 404 | 404 | WT-Onshore | wind_onshorewind | Wind | NW_Wind |  |  |  | NW_Wind_for_Other | 2018 | 2050 | 0 | NW | 404 | 1 | 404 | 1 | 1 | 2050-12-31 | 1 | #N/A | #N/A | No | #N/A | #N/A | Not Found | #N/A | #N/A | #N/A | Not Found | #N/A | #N/A | #N/A | #N/A | #N/A |  |  |  |  | No |  | No | No | No
| Montana_1_G1 | Montana 1-G1 | teppc | EPE | EPE | El Paso Electric Company | PNM_EPE | SW | 2015-03-19 | 2055-12-31 | 2015 | 2055 | 88.2 | 100% | 88.2 | 88.2 | CT-NatGas-Aero | CT_NG | CT | SW_Peaker |  |  |  | SW_Peaker | 2015 | 2055 | 0 | SW | 88.2 | 1 | 88.2 | 1 | 1 | 2050-12-31 | 1 | #N/A | #N/A | No | 88.2 | 88.2 | Not Found | #N/A | #N/A | #N/A | Not Found | #N/A | #N/A | #N/A | 88.2 | 88.2 | 88.2 | 88.2 |  |  | No |  | No | No | No
| Montana_2_G2 | Montana 2-G2 | teppc | EPE | EPE | El Paso Electric Company | PNM_EPE | SW | 2015-03-20 | 2055-12-31 | 2015 | 2055 | 88.2 | 100% | 88.2 | 88.2 | CT-NatGas-Aero | CT_NG | CT | SW_Peaker |  |  |  | SW_Peaker | 2015 | 2055 | 0 | SW | 88.2 | 1 | 88.2 | 1 | 1 | 2050-12-31 | 1 | #N/A | #N/A | No | 88.2 | 88.2 | Not Found | #N/A | #N/A | #N/A | Not Found | #N/A | #N/A | #N/A | 88.2 | 88.2 | 88.2 | 88.2 |  |  | No |  | No | No | No
| Montana_3_G3 | Montana 3-G3 | teppc | EPE | EPE | El Paso Electric Company | PNM_EPE | SW | 2016-05-03 | 2056-12-31 | 2016 | 2056 | 89.2 | 100% | 89.2 | 89.2 | CT-NatGas-Aero | CT_NG | CT | SW_Peaker |  |  |  | SW_Peaker | 2016 | 2056 | 0 | SW | 89.2 | 1 | 89.2 | 1 | 1 | 2050-12-31 | 1 | #N/A | #N/A | No | 89.2 | 89.2 | Not Found | #N/A | #N/A | #N/A | Not Found | #N/A | #N/A | #N/A | 89.2 | 89.2 | 89.2 | 89.2 |  |  | No |  | No | No | No
| Montana_4_G4 | Montana 4-G4 | teppc | EPE | EPE | El Paso Electric Company | PNM_EPE | SW | 2016-09-15 | 2056-12-31 | 2016 | 2056 | 89.2 | 100% | 89.2 | 89.2 | CT-NatGas-Aero | CT_NG | CT | SW_Peaker |  |  |  | SW_Peaker | 2017 | 2056 | 0 | SW | 89.2 | 1 | 89.2 | 1 | 1 | 2050-12-31 | 1 | #N/A | #N/A | No | 89.2 | 89.2 | Not Found | #N/A | #N/A | #N/A | Not Found | #N/A | #N/A | #N/A | 89.2 | 89.2 | 89.2 | 89.2 |  |  | No |  | No | No | No
| Monticello_Wind |  | teppc | PAUT | PAUT | Utah, PACE Utility | PACE | NW | 1950-01-01 | 2050-12-31 | 1950 | 2050 | 79.2 | 100% | 79.2 | 79.2 | WT-Onshore | wind_onshorewind | Wind | NW_Wind |  |  |  | NW_Wind_for_Other | 1950 | 2050 | 0 | NW | 79.2 | 1 | 79.2 | 1 | 1 | 2050-12-31 | 1 | #N/A | #N/A | No | #N/A | #N/A | Not Found | #N/A | #N/A | #N/A | Not Found | #N/A | #N/A | #N/A | #N/A | #N/A |  |  |  |  | No |  | No | No | No
| MONTPH_7_UNITS | MONTICELLO HYDRO AGGREGATE | caiso | PGE_Bay | PGE_Bay | Pacific Gas and Electric Bay | PGE_Bay | CAISO | 1974-01-01 | 2050-12-31 | 1974 | 2050 | 12.5 | 100% | 12.5 | 12.5 | n/a | Hydro_Standard | Hydro | CAISO_Small_Hydro |  |  |  | CAISO_Small_Hydro_for_CAISO | 1974 | 2050 | 0 | CAISO | 12.5 | 1 | 12.5 | 1 | 1 | 2050-12-31 | 1 | MONTPH_7_UNITS | FC | No | 6.25 | 6.25 | NQC List | 7.47 | 5.62 | WATER | NQC List | 7.15 | 5.43 | WATER | 7.15 | 5.43 | 7.47 | 5.62 |  |  | No |  | No | No | No
| Montrose_Creek1 | East Toba and Montrose Creek (MTC)-1_East Toba and Montrose Creek (MTC)-1_IPP-MTC | teppc | BCHA | BCHA | British Columbia Transmission Company | BCHA_AESO | Excluded | 2010-07-01 | 2045-05-27 | 2010 | 2044 | 43.95 | 100% | 43.95 | 43.95 | Hydro | Hydro_Standard | Hydro | Excluded_Hydro |  |  |  | Excluded | 2010 | 2044 | 0 | Excluded | 43.95 | 1 | 43.95 | 1 | 1 | 2045-05-27 | 1 | #N/A | #N/A | No | 0 | 0 | Not Found | #N/A | #N/A | #N/A | Not Found | #N/A | #N/A | #N/A | 0 | 0 | 0 | 0 |  |  | No |  | No | No | No
| Montrose_Creek2 | East Toba and Montrose Creek (MTC)-2_East Toba and Montrose Creek (MTC)-2_IPP-MTC | teppc | BCHA | BCHA | British Columbia Transmission Company | BCHA_AESO | Excluded | 2010-07-01 | 2045-05-27 | 2010 | 2044 | 43.95 | 100% | 43.95 | 43.95 | Hydro | Hydro_Standard | Hydro | Excluded_Hydro |  |  |  | Excluded | 2010 | 2044 | 0 | Excluded | 43.95 | 1 | 43.95 | 1 | 1 | 2045-05-27 | 1 | #N/A | #N/A | No | 0 | 0 | Not Found | #N/A | #N/A | #N/A | Not Found | #N/A | #N/A | #N/A | 0 | 0 | 0 | 0 |  |  | No |  | No | No | No
| MOORPK_2_CALABS | Calabasas Gas-to-Energy Facility | caiso | SCE | SCE | Southern California Edison | SCE | CAISO | 2010-09-20 | 2050-12-31 | 2010 | 2050 | 4.95 | 71.12% | 4.95 | 6.96 | n/a | CT_Biomass | Biogas_LandfillGas | CAISO_Biomass |  |  |  | CAISO_Biomass_for_CAISO | 2011 | 2050 | 0 | CAISO | 6.96 | 1 | 6.96 | 1 | 1 | 2050-12-31 | 1 | MOORPK_2_CALABS | FC | No | 4.8581 | 4.8581 | NQC List | 4.97 | 4.85 | BIOGAS | NQC List | 4.57 | 4.62 | BIOGAS | 4.57 | 4.62 | 4.97 | 4.85 |  |  | No |  | No | No | No
| MOORPK_6_QF | MOORPARK QFS | caiso | SCE | SCE | Southern California Edison | SCE | CAISO | 1976-01-01 | 2050-12-31 | 1976 | 2050 | 0.8 | 100% | 0.8 | 0.8 | n/a | Cogen_NG | Cogen | CAISO_Small_Hydro |  |  |  | CAISO_Small_Hydro_for_CAISO | 1976 | 2050 | 0 | CAISO | 0.8 | 1 | 0.8 | 1 | 1 | 2050-12-31 | 1 | MOORPK_6_QF | FC | No | 0.4 | 0.4 | NQC List | 0.62 | 0.65 | OTHER | NQC List | 0.8 | 0.8 | OTHER | 0.8 | 0.8 | 0.62 | 0.65 |  |  | No |  | No | No | No
| MoraDrop | Mora Drop Hydroelectric Project-1 | teppc | IPTV | IPTV | Idaho Treasure Valley | IPCO | NW | 2006-09-01 | 2050-12-31 | 2006 | 2050 | 1.85 | 100% | 1.85 | 1.85 | Hydro | Hydro_Standard | Hydro | NW_Hydro |  |  |  | NW_Hydro | 2007 | 2050 | 0 | NW | 1.85 | 1 | 1.85 | 1 | 1 | 2050-12-31 | 1 | #N/A | #N/A | No | #N/A | #N/A | Not Found | #N/A | #N/A | #N/A | Not Found | #N/A | #N/A | #N/A | #N/A | #N/A |  |  |  |  | No |  | No | No | No
| Mormon_Flat_1 | Mormon Flat Hydro MF1 | teppc | SRP | SRP | Salt River Project | SRP | SW | 1926-05-01 | 2050-12-31 | 1926 | 2050 | 11.5 | 100% | 11.5 | 11.5 | Hydro | Hydro_Standard | Hydro | SW_Hydro |  |  |  | SW_Hydro | 1926 | 2050 | 0 | SW | 11.5 | 1 | 11.5 | 1 | 1 | 2050-12-31 | 1 | #N/A | #N/A | No | #N/A | #N/A | Not Found | #N/A | #N/A | #N/A | Not Found | #N/A | #N/A | #N/A | #N/A | #N/A |  |  |  |  | No |  | No | No | No
| Mormon_Flat_2 | Mormon Flat MF2 | teppc | SRP | SRP | Salt River Project | SRP | SW | 1971-06-01 | 2050-12-31 | 1971 | 2050 | 57 | 100% | 57 | 57 | PS-Hydro | Hydro_PumpedStorage | PSH | SW_Existing_Pumped_Storage |  |  |  | #N/A | 1971 | 2050 | 0 | SW | 57 | 1 | 57 | 1 | 1 | 2050-12-31 | 1 | #N/A | #N/A | No | #N/A | #N/A | Not Found | #N/A | #N/A | #N/A | Not Found | #N/A | #N/A | #N/A | #N/A | #N/A |  |  |  |  | No |  | No | No | No
| Morony_MOR1 | Morony-MOR1 | teppc | NWMT | NWMT | NorthWestern Energy | NWMT_WAUW | NW | 1930-01-01 | 2050-12-31 | 1930 | 2050 | 22.5 | 100% | 22.5 | 22.5 | Hydro | Hydro_Standard | Hydro | NW_Hydro |  |  |  | NW_Hydro | 1930 | 2050 | 0 | NW | 22.5 | 1 | 22.5 | 1 | 1 | 2050-12-31 | 1 | #N/A | #N/A | No | #N/A | #N/A | Not Found | #N/A | #N/A | #N/A | Not Found | #N/A | #N/A | #N/A | #N/A | #N/A |  |  |  |  | No |  | No | No | No
| Morony_MOR2 | Morony-MOR2 | teppc | NWMT | NWMT | NorthWestern Energy | NWMT_WAUW | NW | 1930-01-01 | 2050-12-31 | 1930 | 2050 | 22.5 | 100% | 22.5 | 22.5 | Hydro | Hydro_Standard | Hydro | NW_Hydro |  |  |  | NW_Hydro | 1930 | 2050 | 0 | NW | 22.5 | 1 | 22.5 | 1 | 1 | 2050-12-31 | 1 | #N/A | #N/A | No | #N/A | #N/A | Not Found | #N/A | #N/A | #N/A | Not Found | #N/A | #N/A | #N/A | #N/A | #N/A |  |  |  |  | No |  | No | No | No
| Morrow_Point_1 | Morrow Point 1 | teppc | WACM | WACM | Western Area Power Administration, Colorado-Missouri Region | WACM | Excluded | 1970-12-01 | 2050-12-31 | 1970 | 2050 | 81 | 100% | 81 | 81 | Hydro | Hydro_Standard | Hydro | Excluded_Hydro |  |  |  | Excluded | 1971 | 2050 | 0 | Excluded | 81 | 1 | 81 | 1 | 1 | 2050-12-31 | 1 | #N/A | #N/A | No | 0 | 0 | Not Found | #N/A | #N/A | #N/A | Not Found | #N/A | #N/A | #N/A | 0 | 0 | 0 | 0 |  |  | No |  | No | No | No
| Morrow_Point_2 | Morrow Point 2 | teppc | WACM | WACM | Western Area Power Administration, Colorado-Missouri Region | WACM | Excluded | 1971-01-01 | 2050-12-31 | 1971 | 2050 | 81 | 100% | 81 | 81 | Hydro | Hydro_Standard | Hydro | Excluded_Hydro |  |  |  | Excluded | 1971 | 2050 | 0 | Excluded | 81 | 1 | 81 | 1 | 1 | 2050-12-31 | 1 | #N/A | #N/A | No | 0 | 0 | Not Found | #N/A | #N/A | #N/A | Not Found | #N/A | #N/A | #N/A | 0 | 0 | 0 | 0 |  |  | No |  | No | No | No
| MorrowPwrGT | Morrow Power-GT1 | teppc | BPAT | BPAT | Bonneville Power Administration – Transmission | BPAT | NW | 2003-04-18 | 2050-12-31 | 2003 | 2050 | 31 | 100% | 31 | 31 | CT-NatGas-Aero | CT_NG | CT | NW_Peaker |  |  |  | NW_Peaker | 2003 | 2050 | 0 | NW | 31 | 1 | 31 | 1 | 1 | 2050-12-31 | 1 | #N/A | #N/A | No | 31 | 31 | Not Found | #N/A | #N/A | #N/A | Not Found | #N/A | #N/A | #N/A | 31 | 31 | 31 | 31 |  |  | No |  | No | No | No
| MORWD_6_QF |  | caiso | SCE | SCE | Southern California Edison | SCE | CAISO | 1982-01-01 | 2050-12-31 | 1982 | 2050 | 38.16 | 100% | 38.16 | 38.16 | wind_onshorewind | wind_onshorewind | Wind | CAISO_Wind |  |  |  | CAISO_Wind_for_CAISO | 1982 | 2050 | 0 | CAISO | 38.16 | 1 | 38.16 | 1 | 1 | 2050-12-31 | 1 | MORWD_6_QF | FC | No | 8.0136 | 5.724 | NQC List | 8.01 | 5.72 | WIND | NQC List | 8.01 | 5.72 | WIND | 8.01 | 5.72 | 8.01 | 5.72 |  |  | No |  | No | No | No
| MOSSLD_1_QF | SMALL QF AGGREGATION - SANTA CRUZ | caiso | PGE_Bay | PGE_Bay | Pacific Gas and Electric Bay | PGE_Bay | CAISO | 1985-01-01 | 2050-12-31 | 1985 | 2050 | 0 | 0% |  | 1 | n/a | Cogen_NG | Cogen | CAISO_CHP |  |  |  | CAISO_CHP | 1985 | 2050 | 0 | CAISO | 1 | 1 | 1 | 1 | 1 | 2050-12-31 | 1 | MOSSLD_1_QF | FC | No | 0.634 | 0.634 | NQC List | 0 | 0.01 | OTHER | NQC List | 0 | 0 | OTHER | 0 | 0 | 0 | 0.01 |  |  | No |  | No | No | No
| MOSSLD_2_PSP1 | MOSS LANDING POWER BLOCK 1 | caiso | PGE_Bay | PGE_Bay | Pacific Gas and Electric Bay | PGE_Bay | CAISO | 2002-07-01 | 2050-12-31 | 2002 | 2050 | 510 | 100% | 510 | 510 | CCWhole-NatGas-Industrial | CC_NG | CC | CAISO_CCGT1 |  |  |  | CAISO_CCGT1 | 2002 | 2050 | 0 | CAISO | 510 | 1 | 510 | 1 | 1 | 2050-12-31 | 1 | MOSSLD_2_PSP1 | FC | No | 479.1292 | 479.1292 | NQC List | 510 | 510 | NATURAL GAS | NQC List | 510 | 510 | NATURAL GAS | 510 | 510 | 510 | 510 |  |  | No |  | No | No | No
| MOSSLD_2_PSP2 | MOSS LANDING POWER BLOCK 2 | caiso | PGE_Bay | PGE_Bay | Pacific Gas and Electric Bay | PGE_Bay | CAISO | 2002-07-11 | 2050-12-31 | 2002 | 2050 | 510 | 100% | 510 | 510 | CCWhole-NatGas-Industrial | CC_NG | CC | CAISO_CCGT1 |  |  |  | CAISO_CCGT1 | 2002 | 2050 | 0 | CAISO | 510 | 1 | 510 | 1 | 1 | 2050-12-31 | 1 | MOSSLD_2_PSP2 | FC | No | 479.1292 | 479.1292 | NQC List | 510 | 510 | NATURAL GAS | NQC List | 510 | 510 | NATURAL GAS | 510 | 510 | 510 | 510 |  |  | No |  | No | No | No
| Mossyrock_51 | Mossyrock-51 | teppc | TPWR | TPWR | Tacoma Power | BPAT | NW | 1968-11-01 | 2050-12-31 | 1968 | 2050 | 150 | 100% | 150 | 150 | Hydro | Hydro_Standard | Hydro | NW_Hydro |  |  |  | NW_Hydro | 1969 | 2050 | 0 | NW | 150 | 1 | 150 | 1 | 1 | 2050-12-31 | 1 | #N/A | #N/A | No | #N/A | #N/A | Not Found | #N/A | #N/A | #N/A | Not Found | #N/A | #N/A | #N/A | #N/A | #N/A |  |  |  |  | No |  | No | No | No
| Mossyrock_52 | Mossyrock-52 | teppc | TPWR | TPWR | Tacoma Power | BPAT | NW | 1968-10-01 | 2050-12-31 | 1968 | 2050 | 150 | 100% | 150 | 150 | Hydro | Hydro_Standard | Hydro | NW_Hydro |  |  |  | NW_Hydro | 1969 | 2050 | 0 | NW | 150 | 1 | 150 | 1 | 1 | 2050-12-31 | 1 | #N/A | #N/A | No | #N/A | #N/A | Not Found | #N/A | #N/A | #N/A | Not Found | #N/A | #N/A | #N/A | #N/A | #N/A |  |  |  |  | No |  | No | No | No
| Mount_Elbert_1 | Mount Elbert 1 | teppc | WACM | WACM | Western Area Power Administration, Colorado-Missouri Region | WACM | Excluded | 1983-07-01 | 2050-12-31 | 1983 | 2050 | 105.26 | 100% | 105.26 | 105.26 | PS-Hydro | Hydro_PumpedStorage | PSH | Excluded_Pumped_Hydro |  |  |  | Excluded | 1983 | 2050 | 0 | Excluded | 105.26 | 1 | 105.26 | 1 | 1 | 2050-12-31 | 1 | #N/A | #N/A | No | 0 | 0 | Not Found | #N/A | #N/A | #N/A | Not Found | #N/A | #N/A | #N/A | 0 | 0 | 0 | 0 |  |  | No |  | No | No | No
| Mount_Elbert_2 | Mount Elbert 2 | teppc | WACM | WACM | Western Area Power Administration, Colorado-Missouri Region | WACM | Excluded | 1984-09-01 | 2050-12-31 | 1984 | 2050 | 105.26 | 100% | 105.26 | 105.26 | PS-Hydro | Hydro_PumpedStorage | PSH | Excluded_Pumped_Hydro |  |  |  | Excluded | 1985 | 2050 | 0 | Excluded | 105.26 | 1 | 105.26 | 1 | 1 | 2050-12-31 | 1 | #N/A | #N/A | No | 0 | 0 | Not Found | #N/A | #N/A | #N/A | Not Found | #N/A | #N/A | #N/A | 0 | 0 | 0 | 0 |  |  | No |  | No | No | No
| Mountain_Home_Solar |  | teppc | IPTV | IPTV | Idaho Treasure Valley | IPCO | NW | 2016-12-31 | 2050-12-31 | 2017 | 2050 | 20 | 100% | 20 | 20 | SolarPV-Tracking | 1axPV_sun | Solar_1Axis | NW_Solar |  |  |  | NW_Solar_for_Other | 2017 | 2050 | 0 | NW | 20 | 1 | 20 | 1 | 1 | 2050-12-31 | 1 | #N/A | #N/A | No | #N/A | #N/A | Not Found | #N/A | #N/A | #N/A | Not Found | #N/A | #N/A | #N/A | #N/A | #N/A |  |  |  |  | No |  | No | No | No
| Mountain_View_PV | Mountain View Solar Plant 1 | teppc | PNM | PNM | Public Service Company of New Mexico | PNM_EPE | SW | 2002-07-11 | 2030-12-31 | 2002 | 2030 | 20 | 100% | 20 | 20 | SolarPV-NonTracking | FixedPV_sun | Solar_Fixed | SW_Solar |  |  |  | SW_Solar_for_Other | 2002 | 2030 | 0 | SW | 20 | 1 | 20 | 1 | 1 | 2030-12-31 | 1 | #N/A | #N/A | No | #N/A | #N/A | Not Found | #N/A | #N/A | #N/A | Not Found | #N/A | #N/A | #N/A | #N/A | #N/A |  |  |  |  | No |  | No | No | No
| MountainWind1 | Mountain Wind Power LLC-1 | teppc | PAWY | PAWY | Wyoming, PACE Utility | PACE | NW | 2008-04-01 | 2050-12-31 | 2008 | 2050 | 60 | 100% | 60 | 60 | WT-Onshore | wind_onshorewind | Wind | NW_Wind |  |  |  | NW_Wind_for_Other | 2008 | 2050 | 0 | NW | 60 | 1 | 60 | 1 | 1 | 2050-12-31 | 1 | #N/A | #N/A | No | #N/A | #N/A | Not Found | #N/A | #N/A | #N/A | Not Found | #N/A | #N/A | #N/A | #N/A | #N/A |  |  |  |  | No |  | No | No | No
| MountainWind2 | Mountain Wind Power II LLC-1 | teppc | PAWY | PAWY | Wyoming, PACE Utility | PACE | NW | 2008-04-01 | 2050-12-31 | 2008 | 2050 | 80 | 100% | 80 | 80 | WT-Onshore | wind_onshorewind | Wind | NW_Wind |  |  |  | NW_Wind_for_Other | 2008 | 2050 | 0 | NW | 80 | 1 | 80 | 1 | 1 | 2050-12-31 | 1 | #N/A | #N/A | No | #N/A | #N/A | Not Found | #N/A | #N/A | #N/A | Not Found | #N/A | #N/A | #N/A | #N/A | #N/A |  |  |  |  | No |  | No | No | No
| MoyieSprings1 | Moyie Springs-1 | teppc | BPAT | BPAT | Bonneville Power Administration – Transmission | BPAT | NW | 1941-12-01 | 2050-12-31 | 1941 | 2050 | 2 | 100% | 2 | 2 | Hydro | Hydro_Standard | Hydro | NW_Hydro |  |  |  | NW_Hydro | 1942 | 2050 | 0 | NW | 2 | 1 | 2 | 1 | 1 | 2050-12-31 | 1 | #N/A | #N/A | No | #N/A | #N/A | Not Found | #N/A | #N/A | #N/A | Not Found | #N/A | #N/A | #N/A | #N/A | #N/A |  |  |  |  | No |  | No | No | No
| MoyieSprings2 | Moyie Springs-2 | teppc | PNM | PNM | Public Service Company of New Mexico | PNM_EPE | SW | 1921-12-01 | 2050-12-31 | 1921 | 2050 | 0.4 | 100% | 0.4 | 0.4 | Hydro | Hydro_Standard | Hydro | SW_Hydro |  |  |  | SW_Hydro | 1922 | 2050 | 0 | SW | 0.4 | 1 | 0.4 | 1 | 1 | 2050-12-31 | 1 | #N/A | #N/A | No | #N/A | #N/A | Not Found | #N/A | #N/A | #N/A | Not Found | #N/A | #N/A | #N/A | #N/A | #N/A |  |  |  |  | No |  | No | No | No
| MoyieSprings3 | Moyie Springs-3 | teppc | PNM | PNM | Public Service Company of New Mexico | PNM_EPE | SW | 1950-12-01 | 2050-12-31 | 1950 | 2050 | 1 | 100% | 1 | 1 | Hydro | Hydro_Standard | Hydro | SW_Hydro |  |  |  | SW_Hydro | 1951 | 2050 | 0 | SW | 1 | 1 | 1 | 1 | 1 | 2050-12-31 | 1 | #N/A | #N/A | No | #N/A | #N/A | Not Found | #N/A | #N/A | #N/A | Not Found | #N/A | #N/A | #N/A | #N/A | #N/A |  |  |  |  | No |  | No | No | No
| MoyieSprings4 | Moyie Springs-4 | teppc | PNM | PNM | Public Service Company of New Mexico | PNM_EPE | SW | 1982-02-01 | 2050-12-31 | 1982 | 2050 | 1.5 | 100% | 1.5 | 1.5 | Hydro | Hydro_Standard | Hydro | SW_Hydro |  |  |  | SW_Hydro | 1982 | 2050 | 0 | SW | 1.5 | 1 | 1.5 | 1 | 1 | 2050-12-31 | 1 | #N/A | #N/A | No | #N/A | #N/A | Not Found | #N/A | #N/A | #N/A | Not Found | #N/A | #N/A | #N/A | #N/A | #N/A |  |  |  |  | No |  | No | No | No
| MRCHNT_2_PL1X3 | Desert Star Energy Center | caiso | NEVP | SCE | Southern California Edison | SCE | CAISO | 2012-06-18 | 2050-12-31 | 2012 | 2050 | 419.25 | 84.77% | 419.25 | 494.58 | CCWhole-NatGas-Industrial | CC_NG | CC | CAISO_CCGT1 |  |  |  | CAISO_CCGT1 | 2012 | 2050 | 0 | CAISO | 494.58 | 1 | 494.58 | 1 | 1 | 2050-12-31 | 1 | MRCHNT_2_PL1X3 | PD | No | 464.6426 | 464.6426 | NQC List | 419.25 | 419.25 | NATURAL GAS | NQC List | 419.25 | 419.25 | NATURAL GAS | 419.25 | 419.25 | 419.25 | 419.25 |  |  | No |  | No | No | No
| MRGT_6_MEF2 | Miramar Energy Facility II | caiso | SDGE | SDGE | San Diego Gas and Electric | SDGE | CAISO | 2009-08-07 | 2050-12-31 | 2009 | 2050 | 44 | 100% | 44 | 44 | CT-NatGas-Industrial | CT_NG | CT | CAISO_Peaker1 |  |  |  | CAISO_Peaker1 | 2010 | 2050 | 0 | CAISO | 44 | 1 | 44 | 1 | 1 | 2050-12-31 | 1 | MRGT_6_MEF2 | FC | No | 40.6444 | 40.6444 | NQC List | 44 | 44 | NATURAL GAS | NQC List | 44 | 44 | NATURAL GAS | 44 | 44 | 44 | 44 |  |  | No |  | No | No | No
| MRGT_6_MMAREF | Miramar Energy Facility | caiso | SDGE | SDGE | San Diego Gas and Electric | SDGE | CAISO | 2005-07-27 | 2050-12-31 | 2005 | 2050 | 45 | 100% | 45 | 45 | CT-NatGas-Industrial | CT_NG | CT | CAISO_Peaker1 |  |  |  | CAISO_Peaker1 | 2005 | 2050 | 0 | CAISO | 45 | 1 | 45 | 1 | 1 | 2050-12-31 | 1 | MRGT_6_MMAREF | FC | No | 41.5681 | 41.5681 | NQC List | 45 | 45 | NATURAL GAS | NQC List | 45 | 45 | NATURAL GAS | 45 | 45 | 45 | 45 |  |  | No |  | No | No | No
| MRLSDS_6_SOLAR1 | Morelos Solar | caiso | PGE_Valley | PGE_Valley | Pacific Gas and Electric Valley | PGE_Valley | CAISO | 2015-11-25 | 2050-12-31 | 2015 | 2050 | 15 | 100% | 15 | 15 | n/a | PVgeneric_sun | Solar_Fixed | CAISO_Solar |  |  |  | CAISO_Solar_for_CAISO | 2016 | 2050 | 0 | CAISO | 15 | 1 | 15 | 1 | 1 | 2050-12-31 | 1 | MRLSDS_6_SOLAR1 | FC | No | 4.05 | 2.1 | NQC List | 4.05 | 2.1 | SUN | NQC List | 4.05 | 2.1 | SUN | 4.05 | 2.1 | 4.05 | 2.1 |  |  | No |  | No | No | No
| MS_G1 | Macho Springs-PV1_16536 | teppc | EPE | EPE | El Paso Electric Company | PNM_EPE | SW | 2014-05-23 | 2034-05-31 | 2014 | 2033 | 48.5 | 100% | 48.5 | 48.5 | SolarPV-Tracking | 1axPV_sun | Solar_1Axis | SW_Solar |  |  |  | SW_Solar_for_Other | 2014 | 2033 | 0 | SW | 48.5 | 1 | 48.5 | 1 | 1 | 2034-05-31 | 1 | #N/A | #N/A | No | #N/A | #N/A | Not Found | #N/A | #N/A | #N/A | Not Found | #N/A | #N/A | #N/A | #N/A | #N/A |  |  |  |  | No |  | No | No | No
| MS_G2 | Macho Springs-PV2_16536 | teppc | EPE | EPE | El Paso Electric Company | PNM_EPE | SW | 2014-05-23 | 2034-05-31 | 2014 | 2033 | 28.13 | 100% | 28.13 | 28.13 | SolarPV-Tracking | 1axPV_sun | Solar_1Axis | SW_Solar |  |  |  | SW_Solar_for_Other | 2014 | 2033 | 0 | SW | 28.13 | 1 | 28.13 | 1 | 1 | 2034-05-31 | 1 | #N/A | #N/A | No | #N/A | #N/A | Not Found | #N/A | #N/A | #N/A | Not Found | #N/A | #N/A | #N/A | #N/A | #N/A |  |  |  |  | No |  | No | No | No
| MSG_13 | MSG 13 | teppc | BCHA | BCHA | British Columbia Transmission Company | BCHA_AESO | Excluded | 2018-03-30 | 2050-03-30 | 2018 | 2049 | 11.4 | 100% | 11.4 | 11.4 | SCGT | CT_NG | CT | Excluded_Peaker |  |  |  | Excluded | 2018 | 2049 | 0 | Excluded | 11.4 | 1 | 11.4 | 1 | 1 | 2050-03-30 | 1 | #N/A | #N/A | No | 0 | 0 | Not Found | #N/A | #N/A | #N/A | Not Found | #N/A | #N/A | #N/A | 0 | 0 | 0 | 0 |  |  | No |  | No | No | No
| MSHGTS_6_MMARLF | MIRAMAR LANDFILL | caiso | SDGE | SDGE | San Diego Gas and Electric | SDGE | CAISO | 2003-05-21 | 2050-12-31 | 2003 | 2050 | 4.05 | 81% | 4.05 | 5 | n/a | Biogas_ | Biogas_LandfillGas | CAISO_Biomass |  |  |  | CAISO_Biomass_for_CAISO | 2003 | 2050 | 0 | CAISO | 5 | 1 | 5 | 1 | 1 | 2050-12-31 | 1 | MSHGTS_6_MMARLF | FC | No | 3.49 | 3.49 | NQC List | 3.8 | 3.32 | BIOGAS | NQC List | 4.03 | 3.43 | BIOGAS | 4.03 | 3.43 | 3.8 | 3.32 |  |  | No |  | No | No | No
| MSOLAR_2_SOLAR1 | Mesquite Solar 1 | caiso | AZPS | SDGE | San Diego Gas and Electric | SDGE | CAISO | 2014-01-01 | 2050-12-31 | 2014 | 2050 | 165 | 100% | 165 | 165 | n/a | PVgeneric_sun | Solar_Fixed | CAISO_Solar |  |  |  | CAISO_Solar_for_CAISO | 2014 | 2050 | 0 | CAISO | 165 | 1 | 165 | 1 | 1 | 2050-12-31 | 1 | MSOLAR_2_SOLAR1 | ID | No | 44.55 | 23.1 | NQC List | 44.55 | 23.1 | SUN | NQC List | 44.55 | 23.1 | SUN | 44.55 | 23.1 | 44.55 | 23.1 |  |  | No |  | No | No | No
| MSOLAR_2_SOLAR2 | Mesquite Solar 2 | caiso | AZPS | SDGE | San Diego Gas and Electric | SDGE | CAISO | 2016-11-01 | 2050-12-31 | 2016 | 2050 | 100.81 | 100% | 100.81 | 100.81 | PVgeneric_sun | PVgeneric_sun | Solar_Fixed | CAISO_Solar |  |  |  | CAISO_Solar_for_CAISO | 2017 | 2050 | 0 | CAISO | 100.81 | 1 | 100.81 | 1 | 1 | 2050-12-31 | 1 | MSOLAR_2_SOLAR2 | ID | No | 27.2187 | 14.1134 | NQC List | 27.22 | 14.11 | SUN | NQC List | 27.22 | 14.11 | SUN | 27.22 | 14.11 | 27.22 | 14.11 |  |  | No |  | No | No | No
| MSOLAR_2_SOLAR3 | Mesquite Solar 3, LLC | caiso | AZPS | SDGE | San Diego Gas and Electric | SDGE | CAISO | 2016-08-01 | 2050-12-31 | 2016 | 2050 | 152 | 100% | 152 | 152 | PVgeneric_sun | PVgeneric_sun | Solar_Fixed | CAISO_Solar |  |  |  | CAISO_Solar_for_CAISO | 2016 | 2050 | 0 | CAISO | 152 | 1 | 152 | 1 | 1 | 2050-12-31 | 1 | MSOLAR_2_SOLAR3 | ID | No | 41.04 | 21.28 | NQC List | 41.04 | 21.28 | SUN | NQC List | 41.04 | 21.28 | SUN | 41.04 | 21.28 | 41.04 | 21.28 |  |  | No |  | No | No | No
| MSSION_2_QF | SMALL QF AGGREGATION - SAN DIEGO | caiso | SDGE | SDGE | San Diego Gas and Electric | SDGE | CAISO | 1980-01-01 | 2050-12-31 | 1980 | 2050 | 2 | 100% | 2 | 2 | n/a | Unknown | None | CAISO_Small_Hydro |  |  |  | CAISO_Small_Hydro_for_CAISO | 1980 | 2050 | 0 | CAISO | 2 | 1 | 2 | 1 | 1 | 2050-12-31 | 1 | MSSION_2_QF | FC | No | 1 | 1 | NQC List | 0.41 | 0.43 | OTHER | NQC List | 0.7 | 0.58 | OTHER | 0.7 | 0.58 | 0.41 | 0.43 |  |  | No |  | No | No | No
| MSTANG_2_SOLAR | Mustang | caiso | PGE_Valley | PGE_Valley | Pacific Gas and Electric Valley | PGE_Valley | CAISO | 2016-07-12 | 2050-12-31 | 2016 | 2050 | 30 | 100% | 30 | 30 | n/a | PVgeneric_sun | Solar_Fixed | CAISO_Solar |  |  |  | CAISO_Solar_for_CAISO | 2016 | 2050 | 0 | CAISO | 30 | 1 | 30 | 1 | 1 | 2050-12-31 | 1 | MSTANG_2_SOLAR | ID | No | 8.1 | 4.2 | NQC List | 8.1 | 4.2 | SUN | NQC List | 8.1 | 4.2 | SUN | 8.1 | 4.2 | 8.1 | 4.2 |  |  | No |  | No | No | No
| MSTANG_2_SOLAR3 | Mustang 3 | caiso | PGE_Valley | PGE_Valley | Pacific Gas and Electric Valley | PGE_Valley | CAISO | 2016-05-03 | 2050-12-31 | 2016 | 2050 | 40 | 100% | 40 | 40 | n/a | PVgeneric_sun | Solar_Fixed | CAISO_Solar |  |  |  | CAISO_Solar_for_CAISO | 2016 | 2050 | 0 | CAISO | 40 | 1 | 40 | 1 | 1 | 2050-12-31 | 1 | MSTANG_2_SOLAR3 | ID | No | 10.8 | 5.6 | NQC List | 10.8 | 5.6 | SUN | NQC List | 10.8 | 5.6 | SUN | 10.8 | 5.6 | 10.8 | 5.6 |  |  | No |  | No | No | No
| MSTANG_2_SOLAR4 | Mustang 4 | caiso | PGE_Valley | PGE_Valley | Pacific Gas and Electric Valley | PGE_Valley | CAISO | 2016-06-09 | 2050-12-31 | 2016 | 2050 | 30 | 100% | 30 | 30 | n/a | PVgeneric_sun | Solar_Fixed | CAISO_Solar |  |  |  | CAISO_Solar_for_CAISO | 2016 | 2050 | 0 | CAISO | 30 | 1 | 30 | 1 | 1 | 2050-12-31 | 1 | MSTANG_2_SOLAR4 | ID | No | 8.1 | 4.2 | NQC List | 8.1 | 4.2 | SUN | NQC List | 8.1 | 4.2 | SUN | 8.1 | 4.2 | 8.1 | 4.2 |  |  | No |  | No | No | No
| MT_Sun_Solar |  | teppc | NWMT | NWMT | NorthWestern Energy | NWMT_WAUW | NW | 1950-01-01 | 2050-12-31 | 1950 | 2050 | 80 | 100% | 80 | 80 | Solar | PVgeneric_sun | Solar_Fixed | NW_Solar |  |  |  | NW_Solar_for_Other | 1950 | 2050 | 0 | NW | 80 | 1 | 80 | 1 | 1 | 2050-12-31 | 1 | #N/A | #N/A | No | #N/A | #N/A | Not Found | #N/A | #N/A | #N/A | Not Found | #N/A | #N/A | #N/A | #N/A | #N/A |  |  |  |  | No |  | No | No | No
| MTHSE_G_38380_1 | MTHSE_G | teppc | BANC | BANC | Balancing Authority of Northern California | SMUD | BANC | 2014-12-13 | 2050-12-31 | 2015 | 2050 | 20 | 100% | 20 | 20 | SolarPV-NonTracking | FixedPV_sun | Solar_Fixed | BANC_Solar |  |  |  | BANC_Solar_for_Other | 2015 | 2050 | 0 | BANC | 20 | 1 | 20 | 1 | 1 | 2050-12-31 | 1 | #N/A | #N/A | No | #N/A | #N/A | Not Found | #N/A | #N/A | #N/A | Not Found | #N/A | #N/A | #N/A | #N/A | #N/A |  |  |  |  | No |  | No | No | No
| MTNPOS_1_UNIT |  | caiso | PGE_Valley | PGE_Valley | Pacific Gas and Electric Valley | PGE_Valley | CAISO | 1989-04-01 | 2050-12-31 | 1989 | 2050 | 46.64 | 100% | 46.64 | 46.64 | Bio-ST | Cogen_NG | Cogen | CAISO_CHP |  |  |  | CAISO_CHP | 1989 | 2050 | 0 | CAISO | 46.64 | 1 | 46.64 | 1 | 1 | 2050-12-31 | 1 | MTNPOS_1_UNIT | FC | No | 29.5698 | 29.5698 | NQC List | 33.79 | 29.7 | BIOMASS | NQC List | 34.35 | 33.05 | BIOMASS | 34.35 | 33.05 | 33.79 | 29.7 |  |  | No |  | No | No | No
| MTV_G1 | Mountain View Solar Plant 1 | teppc | NEVP | NEVP | Nevada Power Company | NEVP | SW | 2002-07-11 | 2030-12-31 | 2002 | 2030 | 20 | 100% | 20 | 20 | SolarPV-NonTracking | FixedPV_sun | Solar_Fixed | SW_Solar |  |  |  | SW_Solar_for_Other | 2002 | 2030 | 0 | SW | 20 | 1 | 20 | 1 | 1 | 2030-12-31 | 1 | #N/A | #N/A | No | #N/A | #N/A | Not Found | #N/A | #N/A | #N/A | Not Found | #N/A | #N/A | #N/A | #N/A | #N/A |  |  |  |  | No |  | No | No | No
| MTV_G2 | Mountain View Solar Plant 1 | teppc | NEVP | NEVP | Nevada Power Company | NEVP | SW | 2002-07-11 | 2030-12-31 | 2002 | 2030 | 20 | 100% | 20 | 20 | SolarPV-NonTracking | FixedPV_sun | Solar_Fixed | SW_Solar |  |  |  | SW_Solar_for_Other | 2002 | 2030 | 0 | SW | 20 | 1 | 20 | 1 | 1 | 2030-12-31 | 1 | #N/A | #N/A | No | #N/A | #N/A | Not Found | #N/A | #N/A | #N/A | Not Found | #N/A | #N/A | #N/A | #N/A | #N/A |  |  |  |  | No |  | No | No | No
| MTWIND_1_UNIT_1 | Mountain View Power Project I | caiso | SCE | SCE | Southern California Edison | SCE | CAISO | 2001-03-24 | 2050-12-31 | 2001 | 2050 | 44.4 | 100% | 44.4 | 44.4 | n/a | wind_onshorewind | Wind | CAISO_Wind |  |  |  | CAISO_Wind_for_CAISO | 2001 | 2050 | 0 | CAISO | 44.4 | 1 | 44.4 | 1 | 1 | 2050-12-31 | 1 | MTWIND_1_UNIT 1 | FC | No | 9.324 | 6.66 | NQC List | 9.32 | 6.66 | WIND | NQC List | 9.32 | 6.66 | WIND | 9.32 | 6.66 | 9.32 | 6.66 |  |  | No |  | No | No | No
| MTWIND_1_UNIT_2 | Mountain View Power Project II | caiso | SCE | SCE | Southern California Edison | SCE | CAISO | 2001-09-17 | 2050-12-31 | 2001 | 2050 | 22.2 | 100% | 22.2 | 22.2 | n/a | wind_onshorewind | Wind | CAISO_Wind |  |  |  | CAISO_Wind_for_CAISO | 2002 | 2050 | 0 | CAISO | 22.2 | 1 | 22.2 | 1 | 1 | 2050-12-31 | 1 | MTWIND_1_UNIT 2 | FC | No | 4.662 | 3.33 | NQC List | 4.66 | 3.33 | WIND | NQC List | 4.66 | 3.33 | WIND | 4.66 | 3.33 | 4.66 | 3.33 |  |  | No |  | No | No | No
| MTWIND_1_UNIT_3 | Mountain View Power Project III | caiso | SCE | SCE | Southern California Edison | SCE | CAISO | 2003-12-15 | 2050-12-31 | 2004 | 2050 | 22.44 | 100% | 22.44 | 22.44 | n/a | wind_onshorewind | Wind | CAISO_Wind |  |  |  | CAISO_Wind_for_CAISO | 2004 | 2050 | 0 | CAISO | 22.44 | 1 | 22.44 | 1 | 1 | 2050-12-31 | 1 | MTWIND_1_UNIT 3 | FC | No | 4.7124 | 3.366 | NQC List | 4.71 | 3.37 | WIND | NQC List | 4.71 | 3.37 | WIND | 4.71 | 3.37 | 4.71 | 3.37 |  |  | No |  | No | No | No
| MudCreek_S_S_1 | Mud Creek_S+S-1 | teppc | IPFE | IPFE | Idaho Far East | IPCO | NW | 1982-02-20 | 2030-04-15 | 1982 | 2029 | 0.52 | 100% | 0.52 | 0.52 | Hydro | Hydro_Standard | Hydro | NW_Hydro |  |  |  | NW_Hydro | 1982 | 2029 | 0 | NW | 0.52 | 1 | 0.52 | 1 | 1 | 2030-04-15 | 1 | #N/A | #N/A | No | #N/A | #N/A | Not Found | #N/A | #N/A | #N/A | Not Found | #N/A | #N/A | #N/A | #N/A | #N/A |  |  |  |  | No |  | No | No | No
| MudCreek_White | Mud Creek_White-1 | teppc | IPFE | IPFE | Idaho Far East | IPCO | NW | 1986-01-10 | 2030-04-15 | 1986 | 2029 | 0.21 | 100% | 0.21 | 0.21 | Hydro | Hydro_Standard | Hydro | NW_Hydro |  |  |  | NW_Hydro | 1986 | 2029 | 0 | NW | 0.21 | 1 | 0.21 | 1 | 1 | 2030-04-15 | 1 | #N/A | #N/A | No | #N/A | #N/A | Not Found | #N/A | #N/A | #N/A | Not Found | #N/A | #N/A | #N/A | #N/A | #N/A |  |  |  |  | No |  | No | No | No
| Murphy_Flat_Power |  | teppc | IPTV | IPTV | Idaho Treasure Valley | IPCO | NW | 2016-12-31 | 2050-12-31 | 2017 | 2050 | 140 | 100% | 140 | 140 | SolarPV-Tracking | 1axPV_sun | Solar_1Axis | NW_Solar |  |  |  | NW_Solar_for_Other | 2017 | 2050 | 0 | NW | 140 | 1 | 140 | 1 | 1 | 2050-12-31 | 1 | #N/A | #N/A | No | #N/A | #N/A | Not Found | #N/A | #N/A | #N/A | Not Found | #N/A | #N/A | #N/A | #N/A | #N/A |  |  |  |  | No |  | No | No | No
| MURRAY_6_UNIT | Grossmont Hospital | caiso | SDGE | SDGE | San Diego Gas and Electric | SDGE | CAISO | 2016-12-01 | 2050-12-31 | 2016 | 2050 | 0 | 0% |  | 4.12 | COMBUSTION TURBINE_NATURAL GAS | Cogen_NG | Cogen | CAISO_CHP |  |  |  | CAISO_CHP | 2017 | 2050 | 0 | CAISO | 4.12 | 1 | 4.12 | 1 | 1 | 2050-12-31 | 1 | MURRAY_6_UNIT | EO | Yes | 2.6121 | 2.6121 | NQC List | 0 | 0 | NATURAL GAS | NQC List | 0 | 0 | NATURAL GAS | 0 | 0 | 0 | 0 |  |  | No |  | No | No | No
| MurrayTurbine1 | Murray Turbine-1 | teppc | PAUT | PAUT | Utah, PACE Utility | PACE | NW | 2002-01-01 | 2050-12-31 | 2002 | 2050 | 13.5 | 100% | 13.5 | 13.5 | CT-NatGas-Aero | CT_NG | CT | NW_Peaker |  |  |  | NW_Peaker | 2002 | 2050 | 0 | NW | 13.5 | 1 | 13.5 | 1 | 1 | 2050-12-31 | 1 | #N/A | #N/A | No | 13.5 | 13.5 | Not Found | #N/A | #N/A | #N/A | Not Found | #N/A | #N/A | #N/A | 13.5 | 13.5 | 13.5 | 13.5 |  |  | No |  | No | No | No
| MurrayTurbine2 | Murray Turbine-2 | teppc | PAUT | PAUT | Utah, PACE Utility | PACE | NW | 2002-01-01 | 2050-12-31 | 2002 | 2050 | 13.5 | 100% | 13.5 | 13.5 | CT-NatGas-Aero | CT_NG | CT | NW_Peaker |  |  |  | NW_Peaker | 2002 | 2050 | 0 | NW | 13.5 | 1 | 13.5 | 1 | 1 | 2050-12-31 | 1 | #N/A | #N/A | No | 13.5 | 13.5 | Not Found | #N/A | #N/A | #N/A | Not Found | #N/A | #N/A | #N/A | 13.5 | 13.5 | 13.5 | 13.5 |  |  | No |  | No | No | No
| MurrayTurbine3 | Murray Turbine-3 | teppc | PAUT | PAUT | Utah, PACE Utility | PACE | NW | 2002-01-01 | 2050-12-31 | 2002 | 2050 | 13.5 | 100% | 13.5 | 13.5 | CT-NatGas-Aero | CT_NG | CT | NW_Peaker |  |  |  | NW_Peaker | 2002 | 2050 | 0 | NW | 13.5 | 1 | 13.5 | 1 | 1 | 2050-12-31 | 1 | #N/A | #N/A | No | 13.5 | 13.5 | Not Found | #N/A | #N/A | #N/A | Not Found | #N/A | #N/A | #N/A | 13.5 | 13.5 | 13.5 | 13.5 |  |  | No |  | No | No | No
| MuskegG1_1 | MuskegG1-1 | teppc | AESO | AESO | Alberta Electric System Operator | BCHA_AESO | Excluded | 2001-09-01 | 2050-12-01 | 2001 | 2050 | 85 | 100% | 85 | 85 | CT-AB-Cogen | Cogen_NG | Cogen | Excluded_CHP |  |  |  | Excluded | 2002 | 2050 | 0 | Excluded | 85 | 1 | 85 | 1 | 1 | 2050-12-01 | 1 | #N/A | #N/A | No | 0 | 0 | Not Found | #N/A | #N/A | #N/A | Not Found | #N/A | #N/A | #N/A | 0 | 0 | 0 | 0 |  |  | No |  | No | No | No
| MuskegG2_2 | MuskegG2-2 | teppc | AESO | AESO | Alberta Electric System Operator | BCHA_AESO | Excluded | 2001-09-01 | 2050-12-01 | 2001 | 2050 | 85 | 100% | 85 | 85 | CT-AB-Cogen | Cogen_NG | Cogen | Excluded_CHP |  |  |  | Excluded | 2002 | 2050 | 0 | Excluded | 85 | 1 | 85 | 1 | 1 | 2050-12-01 | 1 | #N/A | #N/A | No | 0 | 0 | Not Found | #N/A | #N/A | #N/A | Not Found | #N/A | #N/A | #N/A | 0 | 0 | 0 | 0 |  |  | No |  | No | No | No
ground truthing fix | Musselshell_Wind_Two |  | teppc | CISC | CISC | Southern California Edison | NWMT_WAUW | NW | 2012-12-31 | 2050-12-31 | 2013 | 2050 | 106.5 | 1065% | 106.5 | 10 | WT-Onshore | wind_onshorewind | Wind | NW_Wind |  |  |  | NW_Wind_for_Other | 2013 | 2050 | 0 | NW | 10 | 1 | 10 | 1 | 1 | 2050-12-31 | 1 | Musselshell Wind Two | #N/A | No | #N/A | #N/A | Not Found | #N/A | #N/A | #N/A | Not Found | #N/A | #N/A | #N/A | #N/A | #N/A |  |  |  |  | No |  | No | No | No
| Musselshell1 | Musselshell Wind Project-MWP1¦Musselshell Wind Project Two LLC-MWP2 | teppc | NWMT | NWMT | NorthWestern Energy | NWMT_WAUW | NW | 2012-12-31 | 2050-12-01 | 2013 | 2050 | 20 | 100% | 20 | 20 | WT-Onshore | wind_onshorewind | Wind | NW_Wind |  |  |  | NW_Wind_for_Other | 2013 | 2050 | 0 | NW | 20 | 1 | 20 | 1 | 1 | 2050-12-01 | 1 | #N/A | #N/A | No | #N/A | #N/A | Not Found | #N/A | #N/A | #N/A | Not Found | #N/A | #N/A | #N/A | #N/A | #N/A |  |  |  |  | No |  | No | No | No
| MustusEnergy | MustusEnergy | teppc | AESO | AESO | Alberta Electric System Operator | BCHA_AESO | Excluded | 2016-03-01 | 2050-12-31 | 2016 | 2050 | 41 | 100% | 41 | 41 | Bio-ST | ST_Biomass | Biomass/Wood | Excluded_Biomass |  |  |  | Excluded | 2016 | 2050 | 0 | Excluded | 41 | 1 | 41 | 1 | 1 | 2050-12-31 | 1 | #N/A | #N/A | No | 0 | 0 | Not Found | #N/A | #N/A | #N/A | Not Found | #N/A | #N/A | #N/A | 0 | 0 | 0 | 0 |  |  | No |  | No | No | No
| Mystic_MYS1 | Mystic-MYS1 | teppc | IPFE | IPFE | Idaho Far East | IPCO | NW | 1925-05-01 | 2050-12-31 | 1925 | 2050 | 5 | 100% | 5 | 5 | Hydro | Hydro_Standard | Hydro | NW_Hydro |  |  |  | NW_Hydro | 1925 | 2050 | 0 | NW | 5 | 1 | 5 | 1 | 1 | 2050-12-31 | 1 | #N/A | #N/A | No | #N/A | #N/A | Not Found | #N/A | #N/A | #N/A | Not Found | #N/A | #N/A | #N/A | #N/A | #N/A |  |  |  |  | No |  | No | No | No
| Mystic_MYS2 | Mystic-MYS2 | teppc | IPFE | IPFE | Idaho Far East | IPCO | NW | 1925-05-01 | 2050-12-31 | 1925 | 2050 | 5 | 100% | 5 | 5 | Hydro | Hydro_Standard | Hydro | NW_Hydro |  |  |  | NW_Hydro | 1925 | 2050 | 0 | NW | 5 | 1 | 5 | 1 | 1 | 2050-12-31 | 1 | #N/A | #N/A | No | #N/A | #N/A | Not Found | #N/A | #N/A | #N/A | Not Found | #N/A | #N/A | #N/A | #N/A | #N/A |  |  |  |  | No |  | No | No | No
| N_FORK | N_FORK | teppc | TPWR | TPWR | Tacoma Power | BPAT | NW | 2012-01-01 | 2050-12-31 | 2012 | 2050 | 2 | 100% | 2 | 2 | HYDRO | Hydro_Standard | Hydro | NW_Hydro |  |  |  | NW_Hydro | 2012 | 2050 | 0 | NW | 2 | 1 | 2 | 1 | 1 | 2050-12-31 | 1 | #N/A | #N/A | No | #N/A | #N/A | Not Found | #N/A | #N/A | #N/A | Not Found | #N/A | #N/A | #N/A | #N/A | #N/A |  |  |  |  | No |  | No | No | No
| N_FORK2 | N_FORK | teppc | TPWR | TPWR | Tacoma Power | BPAT | NW | 2012-01-01 | 2050-12-31 | 2012 | 2050 | 2 | 100% | 2 | 2 | HYDRO | Hydro_Standard | Hydro | NW_Hydro |  |  |  | NW_Hydro | 2012 | 2050 | 0 | NW | 2 | 1 | 2 | 1 | 1 | 2050-12-31 | 1 | #N/A | #N/A | No | #N/A | #N/A | Not Found | #N/A | #N/A | #N/A | Not Found | #N/A | #N/A | #N/A | #N/A | #N/A |  |  |  |  | No |  | No | No | No
| NabiyeColdLake1 | NABIYEG1-G1 | teppc | AESO | AESO | Alberta Electric System Operator | BCHA_AESO | Excluded | 2014-02-28 | 2050-12-31 | 2014 | 2050 | 85 | 100% | 85 | 85 | CT-AB-Cogen | Cogen_NG | Cogen | Excluded_CHP |  |  |  | Excluded | 2014 | 2050 | 0 | Excluded | 85 | 1 | 85 | 1 | 1 | 2050-12-31 | 1 | #N/A | #N/A | No | 0 | 0 | Not Found | #N/A | #N/A | #N/A | Not Found | #N/A | #N/A | #N/A | 0 | 0 | 0 | 0 |  |  | No |  | No | No | No
| NabiyeColdLake2 | NABIYEG1-G2 | teppc | AESO | AESO | Alberta Electric System Operator | BCHA_AESO | Excluded | 2014-02-28 | 2050-12-31 | 2014 | 2050 | 85 | 100% | 85 | 85 | CT-AB-Cogen | Cogen_NG | Cogen | Excluded_CHP |  |  |  | Excluded | 2014 | 2050 | 0 | Excluded | 85 | 1 | 85 | 1 | 1 | 2050-12-31 | 1 | #N/A | #N/A | No | 0 | 0 | Not Found | #N/A | #N/A | #N/A | Not Found | #N/A | #N/A | #N/A | 0 | 0 | 0 | 0 |  |  | No |  | No | No | No
| Napa_Recycling_Biomass_Plant | Napa Recycling Biomass Plant | rps | PGE_Valley | PGE_Valley | Pacific Gas and Electric Valley | PGE_Valley | CAISO | 2020-04-30 | 2050-12-31 | 2020 | 2050 | 0 | 0% |  | 1 | Biomassnan | ST_Biomass | Biomass/Wood | CAISO_Biomass |  |  |  | CAISO_Biomass_for_CAISO | 2020 | 2050 | 0 | CAISO | 1 | 1 | 1 | 1 | 1 | 2050-12-31 | 1 | Napa Recycling Biomass Plant | #N/A | No | 0.698 | 0.698 | Not Found | #N/A | #N/A | #N/A | Not Found | #N/A | #N/A | #N/A | 0.698 | 0.698 | 0.698 | 0.698 |  |  | No |  | No | Yes | Yes
| NAROW1_2_UNIT | NARROWS PH 1 UNIT | caiso | PGE_Valley | PGE_Valley | Pacific Gas and Electric Valley | PGE_Valley | CAISO | 1942-01-01 | 2050-12-31 | 1942 | 2050 | 12 | 100% | 12 | 12 | n/a | Hydro_Standard | Hydro | CAISO_Small_Hydro |  |  |  | CAISO_Small_Hydro_for_CAISO | 1942 | 2050 | 0 | CAISO | 12 | 1 | 12 | 1 | 1 | 2050-12-31 | 1 | NAROW1_2_UNIT | FC | No | 6 | 6 | NQC List | 12 | 12 | WATER | NQC List | 12 | 12 | WATER | 12 | 12 | 12 | 12 |  |  | No |  | No | No | No
| NAROW2_2_UNIT | Narrows Powerhouse Unit 2 | caiso | PGE_Valley | PGE_Valley | Pacific Gas and Electric Valley | PGE_Valley | CAISO | 1969-01-01 | 2050-12-31 | 1969 | 2050 | 55 | 100% | 55 | 55 | n/a | Hydro_Standard | Hydro | CAISO_Hydro |  |  |  | CAISO_Hydro | 1969 | 2050 | 0 | CAISO | 55 | 1 | 55 | 1 | 1 | 2050-12-31 | 1 | NAROW2_2_UNIT | FC | No | 46.517 | 46.517 | NQC List | 28.51 | 0.09 | WATER | NQC List | 28.51 | 0.09 | WATER | 28.51 | 0.09 | 28.51 | 0.09 |  |  | No |  | No | No | No
| Naughton1 | Naughton-1 | teppc | PAWY | PAWY | Wyoming, PACE Utility | PACE | NW | 1963-12-01 | 2050-12-31 | 1963 | 2050 | 156 | 100% | 156 | 156 | ST-Coal | Steam_Coal | Coal | NW_Coal |  |  |  | NW_Coal | 1964 | 2050 | 0 | NW | 156 | 1 | 156 | 1 | 1 | 2050-12-31 | 1 | #N/A | #N/A | No | 156 | 156 | Not Found | #N/A | #N/A | #N/A | Not Found | #N/A | #N/A | #N/A | 156 | 156 | 156 | 156 |  |  | No |  | No | No | No
| Naughton2 | Naughton-2 | teppc | PAWY | PAWY | Wyoming, PACE Utility | PACE | NW | 1968-10-01 | 2050-12-31 | 1968 | 2050 | 201 | 100% | 201 | 201 | ST-Coal | Steam_Coal | Coal | NW_Coal |  |  |  | NW_Coal | 1969 | 2050 | 0 | NW | 201 | 1 | 201 | 1 | 1 | 2050-12-31 | 1 | #N/A | #N/A | No | 201 | 201 | Not Found | #N/A | #N/A | #N/A | Not Found | #N/A | #N/A | #N/A | 201 | 201 | 201 | 201 |  |  | No |  | No | No | No
| Navajo_1 | Navajo NAV1 | teppc | SRP | SRP | Salt River Project | SRP | SW | 1974-05-01 | 2019-09-22 | 1974 | 2018 | 750 | 100% | 750 | 750 | ST-Coal | Steam_Coal | Coal | SW_Coal |  |  |  | SW_Coal | 1974 | 2018 | 0 | SW | 750 | 1 | 750 | 1 | 1 | 2019-09-22 | 1 | #N/A | #N/A | No | 750 | 750 | Not Found | #N/A | #N/A | #N/A | Not Found | #N/A | #N/A | #N/A | 750 | 750 | 750 | 750 |  |  | No |  | No | No | No
| Navajo_2 | Navajo NAV2 | teppc | SRP | SRP | Salt River Project | SRP | SW | 1975-04-01 | 2019-12-31 | 1975 | 2019 | 750 | 100% | 750 | 750 | ST-Coal | Steam_Coal | Coal | SW_Coal |  |  |  | SW_Coal | 1975 | 2019 | 0 | SW | 750 | 1 | 750 | 1 | 1 | 2019-12-31 | 1 | #N/A | #N/A | No | 750 | 750 | Not Found | #N/A | #N/A | #N/A | Not Found | #N/A | #N/A | #N/A | 750 | 750 | 750 | 750 |  |  | No |  | No | No | No
| Navajo_3 | Navajo NAV3 | teppc | SRP | SRP | Salt River Project | SRP | SW | 1976-04-01 | 2019-12-31 | 1976 | 2019 | 750 | 100% | 750 | 750 | ST-Coal | Steam_Coal | Coal | SW_Coal |  |  |  | SW_Coal | 1976 | 2019 | 0 | SW | 750 | 1 | 750 | 1 | 1 | 2019-12-31 | 1 | #N/A | #N/A | No | 750 | 750 | Not Found | #N/A | #N/A | #N/A | Not Found | #N/A | #N/A | #N/A | 750 | 750 | 750 | 750 |  |  | No |  | No | No | No
| Navajo_Dam_1 | Navajo Dam 1 | teppc | WALC | WALC | Western Area Power Administration, Lower Colorado Region | WALC | SW | 1989-01-01 | 2050-12-31 | 1989 | 2050 | 16 | 100% | 16 | 16 | Hydro | Hydro_Standard | Hydro | SW_Hydro |  |  |  | SW_Hydro | 1989 | 2050 | 0 | SW | 16 | 1 | 16 | 1 | 1 | 2050-12-31 | 1 | #N/A | #N/A | No | #N/A | #N/A | Not Found | #N/A | #N/A | #N/A | Not Found | #N/A | #N/A | #N/A | #N/A | #N/A |  |  |  |  | No |  | No | No | No
| Navajo_Dam_2 | Navajo Dam 2 | teppc | WALC | WALC | Western Area Power Administration, Lower Colorado Region | WALC | SW | 1989-01-01 | 2050-12-31 | 1989 | 2050 | 16 | 100% | 16 | 16 | Hydro | Hydro_Standard | Hydro | SW_Hydro |  |  |  | SW_Hydro | 1989 | 2050 | 0 | SW | 16 | 1 | 16 | 1 | 1 | 2050-12-31 | 1 | #N/A | #N/A | No | #N/A | #N/A | Not Found | #N/A | #N/A | #N/A | Not Found | #N/A | #N/A | #N/A | #N/A | #N/A |  |  |  |  | No |  | No | No | No
| NAVYII_2_UNITS | COSO POWER DEVELOPER (NAVY II) AGGREGATE | caiso | SCE | SCE | Southern California Edison | SCE | CAISO | 1989-12-23 | 2050-12-31 | 1990 | 2050 | 90 | 100% | 90 | 90 | n/a | Geothermal_steam | Geothermal | CAISO_Geothermal |  |  |  | CAISO_Geothermal_for_CAISO | 1990 | 2050 | 0 | CAISO | 90 | 1 | 90 | 1 | 1 | 2050-12-31 | 1 | NAVYII_2_UNITS | FC | No | 55.44 | 55.44 | NQC List | 55 | 55 | GEOTHERMAL | NQC List | 90 | 90 | GEOTHERMAL | 90 | 90 | 55 | 55 |  |  | No |  | No | No | No
| NCPA_7_GP1UN1 | NCPA GEO PLANT 1 UNIT 1 | caiso | PGE_Bay | PGE_Bay | Pacific Gas and Electric Bay | PGE_Bay | CAISO | 1983-01-01 | 2050-12-31 | 1983 | 2050 | 31 | 79.79% | 31 | 38.85 | n/a | Geothermal_steam | Geothermal | CAISO_Geothermal | BANC | 4.334 |  | CAISO_Geothermal_for_Other | 1983 | 2050 | 34.516 | BANC | 4.334 | 1 | 4.334 | 1 | 1 | 2050-12-31 | 1 | NCPA_7_GP1UN1 | FC | No | 2.6697 | 2.6697 | NQC List | 31 | 31 | GEOTHERMAL | NQC List | 31 | 31 | GEOTHERMAL | 31 | 31 | 31 | 31 |  |  | No |  | No | No | No
| NCPA_7_GP1UN2 | NCPA GEO PLANT 1 UNIT 2 | caiso | PGE_Bay | PGE_Bay | Pacific Gas and Electric Bay | PGE_Bay | CAISO | 1983-01-01 | 2050-12-31 | 1983 | 2050 | 28 | 70.11% | 28 | 39.94 | n/a | Geothermal_steam | Geothermal | CAISO_Geothermal |  |  |  | CAISO_Geothermal_for_CAISO | 1983 | 2050 | 0 | CAISO | 39.94 | 1 | 39.94 | 1 | 1 | 2050-12-31 | 1 | NCPA_7_GP1UN2 | FC | No | 24.603 | 24.603 | NQC List | 28 | 28 | GEOTHERMAL | NQC List | 28 | 28 | GEOTHERMAL | 28 | 28 | 28 | 28 |  |  | No |  | No | No | No
| NCPA_7_GP2UN3 | NCPA GEO PLANT 2 UNIT 3 | caiso | PGE_Bay | PGE_Bay | Pacific Gas and Electric Bay | PGE_Bay | CAISO | 1985-01-01 | 2050-12-31 | 1985 | 2050 | 0 | 0% |  | 42.42 | n/a | Geothermal_steam | Geothermal | CAISO_Geothermal | BANC | 4.334 |  | CAISO_Geothermal_for_Other | 1985 | 2050 | 38.086 | BANC | 4.334 | 1 | 4.334 | 1 | 1 | 2050-12-31 | 1 | NCPA_7_GP2UN3 | FC | No | 2.6697 | 2.6697 | NQC List | 0 | 0 | GEOTHERMAL | NQC List | 0 | 0 | GEOTHERMAL | 0 | 0 | 0 | 0 |  |  | No |  | No | No | No
| NCPA_7_GP2UN4 | NCPA GEO PLANT 2 UNIT 4 | caiso | PGE_Bay | PGE_Bay | Pacific Gas and Electric Bay | PGE_Bay | CAISO | 1986-01-01 | 2050-12-31 | 1986 | 2050 | 52.73 | 100% | 52.73 | 52.73 | n/a | Geothermal_steam | Geothermal | CAISO_Geothermal |  |  |  | CAISO_Geothermal_for_CAISO | 1986 | 2050 | 0 | CAISO | 52.73 | 1 | 52.73 | 1 | 1 | 2050-12-31 | 1 | NCPA_7_GP2UN4 | FC | No | 32.4817 | 32.4817 | NQC List | 52.73 | 52.73 | GEOTHERMAL | NQC List | 52.73 | 52.73 | GEOTHERMAL | 52.73 | 52.73 | 52.73 | 52.73 |  |  | No |  | No | No | No
| NealHotSprings1 | Neal Hot Springs Geothermal Project-NHS1 | teppc | IPTV | IPTV | Idaho Treasure Valley | IPCO | NW | 2012-07-09 | 2050-12-31 | 2012 | 2050 | 11 | 100% | 11 | 11 | Geo-BinaryCycle | Geothermal_steam | Geothermal | NW_Geothermal |  |  |  | NW_Geothermal_for_Other | 2012 | 2050 | 0 | NW | 11 | 1 | 11 | 1 | 1 | 2050-12-31 | 1 | #N/A | #N/A | No | 6.776 | 6.776 | Not Found | #N/A | #N/A | #N/A | Not Found | #N/A | #N/A | #N/A | 6.776 | 6.776 | 6.776 | 6.776 |  |  | No |  | No | No | No
ground truthing fix | NealHotSprings2 | Neal Hot Springs Geothermal Project-NHS2 | teppc | CISC | CISC | Southern California Edison | IPCO | NW | 2012-07-09 | 2050-12-31 | 2012 | 2050 | 0 | 0% | 0 | 11 | Geo-BinaryCycle | Geothermal_steam | Geothermal | NW_Geothermal |  |  |  | NW_Geothermal_for_Other | 2012 | 2050 | 0 | NW | 11 | 1 | 11 | 1 | 1 | 2050-12-31 | 1 | NealHotSprings2 | #N/A | No | 6.776 | 6.776 | Not Found | #N/A | #N/A | #N/A | Not Found | #N/A | #N/A | #N/A | 6.776 | 6.776 | 6.776 | 6.776 |  |  | No |  | No | No | No
ground truthing fix | NealHotSprings3 | Neal Hot Springs Geothermal Project-NHS3 | teppc | CISC | CISC | Southern California Edison | IPCO | NW | 2012-07-09 | 2050-12-31 | 2012 | 2050 | 0 | 0% | 0 | 11 | Geo-BinaryCycle | Geothermal_steam | Geothermal | NW_Geothermal |  |  |  | NW_Geothermal_for_Other | 2012 | 2050 | 0 | NW | 11 | 1 | 11 | 1 | 1 | 2050-12-31 | 1 | NealHotSprings3 | #N/A | No | 6.776 | 6.776 | Not Found | #N/A | #N/A | #N/A | Not Found | #N/A | #N/A | #N/A | 6.776 | 6.776 | 6.776 | 6.776 |  |  | No |  | No | No | No
| NeboPwrStaCC_Total | NeboPwrStaCC (Total CC Plant) | teppc | PAUT | PAUT | Utah, PACE Utility | PACE | NW | 2004-06-01 | 2050-12-31 | 2004 | 2050 | 140 | 100% | 140 | 140 | CCWhole-NatGas-Aero | CC_NG | CC | NW_CCGT |  |  |  | NW_CCGT | 2004 | 2050 | 0 | NW | 140 | 1 | 140 | 1 | 1 | 2050-12-31 | 1 | #N/A | #N/A | No | 140 | 140 | Not Found | #N/A | #N/A | #N/A | Not Found | #N/A | #N/A | #N/A | 140 | 140 | 140 | 140 |  |  | No |  | No | No | No
| NEENACH_SOLAR_ | NEENACH SOLAR | rps | LADWP | SCE | Southern California Edison | SCE | CAISO | 2019-05-21 | 2050-12-31 | 2019 | 2050 | 3 | 100% | 3 | 3 | Solar PV - Ground mountSolar: Tracking (1 Axis) | 1axPV_sun | Solar_1Axis | CAISO_Solar |  |  |  | CAISO_Solar_for_CAISO | 2019 | 2050 | 0 | CAISO | 3 | 1 | 3 | 1 | 1 | 2050-12-31 | 1 | NEENACH SOLAR | #N/A | No | 0.81 | 0.42 | Not Found | #N/A | #N/A | #N/A | Not Found | #N/A | #N/A | #N/A | 0.81 | 0.42 | 0.81 | 0.42 |  |  | No |  | No | Yes | Yes
| NEENCH_6_SOLAR | Alpine Solar | caiso | SCE | SCE | Southern California Edison | SCE | CAISO | 2013-01-18 | 2050-12-31 | 2013 | 2050 | 66 | 100% | 66 | 66 | n/a | PVgeneric_sun | Solar_Fixed | CAISO_Solar |  |  |  | CAISO_Solar_for_CAISO | 2013 | 2050 | 0 | CAISO | 66 | 1 | 66 | 1 | 1 | 2050-12-31 | 1 | NEENCH_6_SOLAR | FC | No | 17.82 | 9.24 | NQC List | 17.82 | 9.24 | SUN | NQC List | 17.82 | 9.24 | SUN | 17.82 | 9.24 | 17.82 | 9.24 |  |  | No |  | No | No | No
| Neil_Simpson_GT1 | Neil Simpson II CT GT1 | teppc | WACM | WACM | Western Area Power Administration, Colorado-Missouri Region | WACM | Excluded | 2000-07-01 | 2050-12-31 | 2000 | 2050 | 40 | 100% | 40 | 40 | CT-NatGas-Aero | CT_NG | CT | Excluded_Peaker |  |  |  | Excluded | 2000 | 2050 | 0 | Excluded | 40 | 1 | 40 | 1 | 1 | 2050-12-31 | 1 | #N/A | #N/A | No | 0 | 0 | Not Found | #N/A | #N/A | #N/A | Not Found | #N/A | #N/A | #N/A | 0 | 0 | 0 | 0 |  |  | No |  | No | No | No
| Neil_Simpson_GT2 | Neil Simpson Gas Turbine #2 GT2 | teppc | WACM | WACM | Western Area Power Administration, Colorado-Missouri Region | WACM | Excluded | 2001-05-01 | 2050-12-31 | 2001 | 2050 | 40 | 100% | 40 | 40 | CT-NatGas-Aero | CT_NG | CT | Excluded_Peaker |  |  |  | Excluded | 2001 | 2050 | 0 | Excluded | 40 | 1 | 40 | 1 | 1 | 2050-12-31 | 1 | #N/A | #N/A | No | 0 | 0 | Not Found | #N/A | #N/A | #N/A | Not Found | #N/A | #N/A | #N/A | 0 | 0 | 0 | 0 |  |  | No |  | No | No | No
| Neil_Simpson_ST2 | Neil Simpson II 2 | teppc | WACM | WACM | Western Area Power Administration, Colorado-Missouri Region | WACM | Excluded | 1995-09-01 | 2050-12-31 | 1995 | 2050 | 80 | 100% | 80 | 80 | ST-Coal | Steam_Coal | Coal | Excluded_Coal |  |  |  | Excluded | 1996 | 2050 | 0 | Excluded | 80 | 1 | 80 | 1 | 1 | 2050-12-31 | 1 | #N/A | #N/A | No | 0 | 0 | Not Found | #N/A | #N/A | #N/A | Not Found | #N/A | #N/A | #N/A | 0 | 0 | 0 | 0 |  |  | No |  | No | No | No
| Nevada_Solar_One | Nevada Solar One ONE | teppc | NEVP | NEVP | Nevada Power Company | NEVP | SW | 2007-07-01 | 2050-12-31 | 2007 | 2050 | 65 | 100% | 65 | 65 | SolarThermal-CSP6 | SolarThermal_sun | Solar_Thermal | SW_Solar |  |  |  | SW_Solar_for_Other | 2007 | 2050 | 0 | SW | 65 | 1 | 65 | 1 | 1 | 2050-12-31 | 1 | #N/A | #N/A | No | #N/A | #N/A | Not Found | #N/A | #N/A | #N/A | Not Found | #N/A | #N/A | #N/A | #N/A | #N/A |  |  |  |  | No |  | No | No | No
| NevadaCogen_CC1 | NevadaCogenCC1 (Total CC Plant) | teppc | NEVP | NEVP | Nevada Power Company | NEVP | SW | 1991-12-01 | 2030-12-31 | 1991 | 2030 | 88.5 | 100% | 88.5 | 88.5 | CCWhole-NatGas-Industrial | CC_NG | CC | SW_CCGT |  |  |  | SW_CCGT | 1992 | 2030 | 0 | SW | 88.5 | 1 | 88.5 | 1 | 1 | 2030-12-31 | 1 | #N/A | #N/A | No | 88.5 | 88.5 | Not Found | #N/A | #N/A | #N/A | Not Found | #N/A | #N/A | #N/A | 88.5 | 88.5 | 88.5 | 88.5 |  |  | No |  | No | No | No
| NevadaCogen_CC2 | NevadaCogenCC2 (Total CC Plant) | teppc | NEVP | NEVP | Nevada Power Company | NEVP | SW | 1991-12-01 | 2039-12-31 | 1991 | 2039 | 88.5 | 100% | 88.5 | 88.5 | CCWhole-NatGas-Industrial | CC_NG | CC | SW_CCGT |  |  |  | SW_CCGT | 1992 | 2039 | 0 | SW | 88.5 | 1 | 88.5 | 1 | 1 | 2039-12-31 | 1 | #N/A | #N/A | No | 88.5 | 88.5 | Not Found | #N/A | #N/A | #N/A | Not Found | #N/A | #N/A | #N/A | 88.5 | 88.5 | 88.5 | 88.5 |  |  | No |  | No | No | No
| NEW_539S_13_8_G1_58379_G1 |  | teppc | AESO | AESO | Alberta Electric System Operator | BCHA_AESO | Excluded | 2018-03-30 | 2050-03-30 | 2018 | 2049 | 50 | 100% | 50 | 50 | CT-AB-Cogen | Cogen_NG | Cogen | Excluded_CHP |  |  |  | Excluded | 2018 | 2049 | 0 | Excluded | 50 | 1 | 50 | 1 | 1 | 2050-03-30 | 1 | #N/A | #N/A | No | 0 | 0 | Not Found | #N/A | #N/A | #N/A | Not Found | #N/A | #N/A | #N/A | 0 | 0 | 0 | 0 |  |  | No |  | No | No | No
| NEW_539S_13_8_G2_58380_G2 |  | teppc | AESO | AESO | Alberta Electric System Operator | BCHA_AESO | Excluded | 2018-03-30 | 2050-03-30 | 2018 | 2049 | 50 | 100% | 50 | 50 | CT-NatGas-Industrial | CT_NG | CT | Excluded_Peaker |  |  |  | Excluded | 2018 | 2049 | 0 | Excluded | 50 | 1 | 50 | 1 | 1 | 2050-03-30 | 1 | #N/A | #N/A | No | 0 | 0 | Not Found | #N/A | #N/A | #N/A | Not Found | #N/A | #N/A | #N/A | 0 | 0 | 0 | 0 |  |  | No |  | No | No | No
| NEW_APACHST4_17036_H |  | teppc | WALC | WALC | Western Area Power Administration, Lower Colorado Region | WALC | SW | 2018-03-30 | 2050-03-30 | 2018 | 2049 | 434.7 | 100% | 434.7 | 434.7 | CCWhole-NatGas-SingleShaft | CC_NG | CC | SW_CCGT |  |  |  | SW_CCGT | 2018 | 2049 | 0 | SW | 434.7 | 1 | 434.7 | 1 | 1 | 2050-03-30 | 1 | #N/A | #N/A | No | 434.7 | 434.7 | Not Found | #N/A | #N/A | #N/A | Not Found | #N/A | #N/A | #N/A | 434.7 | 434.7 | 434.7 | 434.7 |  |  | No |  | No | No | No
| NEW_BELLSHILL_58088_G1 |  | teppc | AESO | AESO | Alberta Electric System Operator | BCHA_AESO | Excluded | 2018-09-14 | 2050-03-30 | 2018 | 2049 | 5.4 | 100% | 5.4 | 5.4 | CT-NatGas-Industrial | CT_NG | CT | Excluded_Peaker |  |  |  | Excluded | 2019 | 2049 | 0 | Excluded | 5.4 | 1 | 5.4 | 1 | 1 | 2050-03-30 | 1 | #N/A | #N/A | No | 0 | 0 | Not Found | #N/A | #N/A | #N/A | Not Found | #N/A | #N/A | #N/A | 0 | 0 | 0 | 0 |  |  | No |  | No | No | No
| NEW_BFDIESEL_73520_1 | BF_Diesels | teppc | WACM | WACM | Western Area Power Administration, Colorado-Missouri Region | WACM | Excluded | 1965-01-01 | 2050-03-30 | 1965 | 2049 | 10 | 100% | 10 | 10 | ICE-OilDistillate | ICE_Oil | ICE | Excluded_Reciprocating_Engine |  |  |  | Excluded | 1965 | 2049 | 0 | Excluded | 10 | 1 | 10 | 1 | 1 | 2050-03-30 | 1 | #N/A | #N/A | No | 0 | 0 | Not Found | #N/A | #N/A | #N/A | Not Found | #N/A | #N/A | #N/A | 0 | 0 | 0 | 0 |  |  | No |  | No | No | No
| NEW_CMH16_550001_16 | City of Medicine Hat 16 | teppc | AESO | AESO | Alberta Electric System Operator | BCHA_AESO | Excluded | 2018-10-22 | 2050-03-30 | 2018 | 2049 | 41.5 | 100% | 41.5 | 41.5 | CT-NatGas-Industrial | CT_NG | CT | Excluded_Peaker |  |  |  | Excluded | 2019 | 2049 | 0 | Excluded | 41.5 | 1 | 41.5 | 1 | 1 | 2050-03-30 | 1 | #N/A | #N/A | No | 0 | 0 | Not Found | #N/A | #N/A | #N/A | Not Found | #N/A | #N/A | #N/A | 0 | 0 | 0 | 0 |  |  | No |  | No | No | No
| New_Colony_Wind |  | teppc | NWMT | NWMT | NorthWestern Energy | NWMT_WAUW | NW | 1950-01-01 | 2050-12-31 | 1950 | 2050 | 25 | 100% | 25 | 25 | WT-Onshore | wind_onshorewind | Wind | NW_Wind |  |  |  | NW_Wind_for_Other | 1950 | 2050 | 0 | NW | 25 | 1 | 25 | 1 | 1 | 2050-12-31 | 1 | #N/A | #N/A | No | #N/A | #N/A | Not Found | #N/A | #N/A | #N/A | Not Found | #N/A | #N/A | #N/A | #N/A | #N/A |  |  |  |  | No |  | No | No | No
| NEW_FCC_13C1_80587_1 | FCC-13 80587 | teppc | BCHA | BCHA | British Columbia Transmission Company | BCHA_AESO | Excluded | 1986-04-15 | 2030-01-01 | 1986 | 2029 | 19.55 | 100% | 19.55 | 19.55 | CT-NatGas-Industrial | CT_NG | CT | Excluded_Peaker |  |  |  | Excluded | 1986 | 2029 | 0 | Excluded | 19.55 | 1 | 19.55 | 1 | 1 | 2030-01-01 | 1 | #N/A | #N/A | No | 0 | 0 | Not Found | #N/A | #N/A | #N/A | Not Found | #N/A | #N/A | #N/A | 0 | 0 | 0 | 0 |  |  | No |  | No | No | No
| NEW_GEN_B_26901_1 | Beacon Solar A¦Beacon Solar¦BCON18G | teppc | LDWP | LDWP | Los Angeles Department of Water and Power | LADWP | LDWP | 2015-06-01 | 2050-12-31 | 2015 | 2050 | 27.5 | 100% | 27.5 | 27.5 | HourlyResource | Unknown | Unknown | LDWP_Solar |  |  |  | LDWP_Solar_for_Other | 2015 | 2050 | 0 | LDWP | 27.5 | 1 | 27.5 | 1 | 1 | 2050-12-31 | 1 | #N/A | #N/A | No | #N/A | #N/A | Not Found | #N/A | #N/A | #N/A | Not Found | #N/A | #N/A | #N/A | #N/A | #N/A |  |  |  |  | No |  | No | No | No
| New_Hogan_1 | New Hogan GEN1 | teppc | BANC | BANC | Balancing Authority of Northern California | SMUD | BANC | 1986-04-15 | 2050-12-31 | 1986 | 2050 | 2.2 | 100% | 2.2 | 2.2 | Hydro | Hydro_Standard | Hydro | BANC_Small_Hydro |  |  |  | BANC_Small_Hydro_for_Other | 1986 | 2050 | 0 | BANC | 2.2 | 1 | 2.2 | 1 | 1 | 2050-12-31 | 1 | #N/A | #N/A | No | 1.1 | 1.1 | Not Found | #N/A | #N/A | #N/A | Not Found | #N/A | #N/A | #N/A | 1.1 | 1.1 | 1.1 | 1.1 |  |  | No |  | No | No | No
| New_Hogan_2 | New Hogan GEN2 | teppc | BANC | BANC | Balancing Authority of Northern California | SMUD | BANC | 1986-04-15 | 2050-12-31 | 1986 | 2050 | 2.2 | 100% | 2.2 | 2.2 | Hydro | Hydro_Standard | Hydro | BANC_Hydro |  |  |  | BANC_Hydro | 1986 | 2050 | 0 | BANC | 2.2 | 1 | 2.2 | 1 | 1 | 2050-12-31 | 1 | #N/A | #N/A | No | #N/A | #N/A | Not Found | #N/A | #N/A | #N/A | Not Found | #N/A | #N/A | #N/A | #N/A | #N/A |  |  |  |  | No |  | No | No | No
| New_Melones_1 | New Melones 1 | teppc | BANC | BANC | Balancing Authority of Northern California | SMUD | BANC | 1979-06-01 | 2050-12-31 | 1979 | 2050 | 166.7 | 100% | 166.7 | 166.7 | Hydro | Hydro_Standard | Hydro | BANC_Hydro |  |  |  | BANC_Hydro | 1979 | 2050 | 0 | BANC | 166.7 | 1 | 166.7 | 1 | 1 | 2050-12-31 | 1 | #N/A | #N/A | No | #N/A | #N/A | Not Found | #N/A | #N/A | #N/A | Not Found | #N/A | #N/A | #N/A | #N/A | #N/A |  |  |  |  | No |  | No | No | No
| New_Melones_2 | New Melones 2 | teppc | BANC | BANC | Balancing Authority of Northern California | SMUD | BANC | 1979-06-01 | 2050-12-31 | 1979 | 2050 | 166.7 | 100% | 166.7 | 166.7 | Hydro | Hydro_Standard | Hydro | BANC_Hydro |  |  |  | BANC_Hydro | 1979 | 2050 | 0 | BANC | 166.7 | 1 | 166.7 | 1 | 1 | 2050-12-31 | 1 | #N/A | #N/A | No | #N/A | #N/A | Not Found | #N/A | #N/A | #N/A | Not Found | #N/A | #N/A | #N/A | #N/A | #N/A |  |  |  |  | No |  | No | No | No
| New_Mexico_Wind_EC | New Mexico Wind Energy Center GE15 | teppc | PNM | PNM | Public Service Company of New Mexico | PNM_EPE | SW | 2003-09-01 | 2028-07-01 | 2003 | 2027 | 204 | 100% | 204 | 204 | WT-Onshore | wind_onshorewind | Wind | SW_Wind |  |  |  | SW_Wind_for_Other | 2004 | 2027 | 0 | SW | 204 | 1 | 204 | 1 | 1 | 2028-07-01 | 1 | #N/A | #N/A | No | #N/A | #N/A | Not Found | #N/A | #N/A | #N/A | Not Found | #N/A | #N/A | #N/A | #N/A | #N/A |  |  |  |  | No |  | No | No | No
| NEW_MGP_4C1_51696 | HLG-25 51696 | teppc | BCHA | BCHA | British Columbia Transmission Company | BCHA_AESO | Excluded | 1986-04-15 | 2030-01-01 | 1986 | 2029 | 2.9 | 100% | 2.9 | 2.9 | CT-NatGas-Industrial | CT_NG | CT | Excluded_Peaker |  |  |  | Excluded | 1986 | 2029 | 0 | Excluded | 2.9 | 1 | 2.9 | 1 | 1 | 2030-01-01 | 1 | #N/A | #N/A | No | 0 | 0 | Not Found | #N/A | #N/A | #N/A | Not Found | #N/A | #N/A | #N/A | 0 | 0 | 0 | 0 |  |  | No |  | No | No | No
| NEW_NLV_4C1_80692 | NLV 4C1 80692 | teppc | BCHA | BCHA | British Columbia Transmission Company | BCHA_AESO | Excluded | 1986-04-15 | 2030-01-01 | 1986 | 2029 | 2.3 | 100% | 2.3 | 2.3 | CT-NatGas-Industrial | CT_NG | CT | Excluded_Peaker |  |  |  | Excluded | 1986 | 2029 | 0 | Excluded | 2.3 | 1 | 2.3 | 1 | 1 | 2030-01-01 | 1 | #N/A | #N/A | No | 0 | 0 | Not Found | #N/A | #N/A | #N/A | Not Found | #N/A | #N/A | #N/A | 0 | 0 | 0 | 0 |  |  | No |  | No | No | No
| NEW_PAM_25C1_80786 | PAM 25C1_80786 | teppc | BCHA | BCHA | British Columbia Transmission Company | BCHA_AESO | Excluded | 1986-04-15 | 2030-01-01 | 1986 | 2029 | 7 | 100% | 7 | 7 | CT-NatGas-Industrial | CT_NG | CT | Excluded_Peaker |  |  |  | Excluded | 1986 | 2029 | 0 | Excluded | 7 | 1 | 7 | 1 | 1 | 2030-01-01 | 1 | #N/A | #N/A | No | 0 | 0 | Not Found | #N/A | #N/A | #N/A | Not Found | #N/A | #N/A | #N/A | 0 | 0 | 0 | 0 |  |  | No |  | No | No | No
| NEW_SPFSHPRK_76502_1 | Spearfish Park Hydro | teppc | WACM | WACM | Western Area Power Administration, Colorado-Missouri Region | WACM | Excluded | 1912-01-01 | 2050-03-30 | 1912 | 2049 | 4 | 100% | 4 | 4 | Hydro | Hydro_Standard | Hydro | Excluded_Hydro |  |  |  | Excluded | 1912 | 2049 | 0 | Excluded | 4 | 1 | 4 | 1 | 1 | 2050-03-30 | 1 | #N/A | #N/A | No | 0 | 0 | Not Found | #N/A | #N/A | #N/A | Not Found | #N/A | #N/A | #N/A | 0 | 0 | 0 | 0 |  |  | No |  | No | No | No
| NEW_SWAN_RV8_55240_1 |  | teppc | AESO | AESO | Alberta Electric System Operator | BCHA_AESO | Excluded | 2016-05-01 | 2050-03-30 | 2016 | 2049 | 6.5 | 100% | 6.5 | 6.5 | CCWhole-NatGas-Industrial | CC_NG | CC | Excluded_CCGT |  |  |  | Excluded | 2016 | 2049 | 0 | Excluded | 6.5 | 1 | 6.5 | 1 | 1 | 2050-03-30 | 1 | #N/A | #N/A | No | 0 | 0 | Not Found | #N/A | #N/A | #N/A | Not Found | #N/A | #N/A | #N/A | 0 | 0 | 0 | 0 |  |  | No |  | No | No | No
| NEW_SWAN_RV8_55240_2 |  | teppc | AESO | AESO | Alberta Electric System Operator | BCHA_AESO | Excluded | 2016-05-01 | 2050-03-30 | 2016 | 2049 | 6.5 | 100% | 6.5 | 6.5 | CCWhole-NatGas-Industrial | CC_NG | CC | Excluded_CCGT |  |  |  | Excluded | 2016 | 2049 | 0 | Excluded | 6.5 | 1 | 6.5 | 1 | 1 | 2050-03-30 | 1 | #N/A | #N/A | No | 0 | 0 | Not Found | #N/A | #N/A | #N/A | Not Found | #N/A | #N/A | #N/A | 0 | 0 | 0 | 0 |  |  | No |  | No | No | No
| NEW_SWAN_RV8_55240_3 |  | teppc | AESO | AESO | Alberta Electric System Operator | BCHA_AESO | Excluded | 2016-05-01 | 2050-03-30 | 2016 | 2049 | 6.5 | 100% | 6.5 | 6.5 | CCWhole-NatGas-Industrial | CC_NG | CC | Excluded_CCGT |  |  |  | Excluded | 2016 | 2049 | 0 | Excluded | 6.5 | 1 | 6.5 | 1 | 1 | 2050-03-30 | 1 | #N/A | #N/A | No | 0 | 0 | Not Found | #N/A | #N/A | #N/A | Not Found | #N/A | #N/A | #N/A | 0 | 0 | 0 | 0 |  |  | No |  | No | No | No
| NEW_SWAN_RV8_55240_4 |  | teppc | AESO | AESO | Alberta Electric System Operator | BCHA_AESO | Excluded | 2016-05-01 | 2050-03-30 | 2016 | 2049 | 6.5 | 100% | 6.5 | 6.5 | CCWhole-NatGas-Industrial | CC_NG | CC | Excluded_CCGT |  |  |  | Excluded | 2016 | 2049 | 0 | Excluded | 6.5 | 1 | 6.5 | 1 | 1 | 2050-03-30 | 1 | #N/A | #N/A | No | 0 | 0 | Not Found | #N/A | #N/A | #N/A | Not Found | #N/A | #N/A | #N/A | 0 | 0 | 0 | 0 |  |  | No |  | No | No | No
| NEW_SWAN_RV8_55240_5 |  | teppc | AESO | AESO | Alberta Electric System Operator | BCHA_AESO | Excluded | 2016-05-01 | 2050-03-30 | 2016 | 2049 | 6.5 | 100% | 6.5 | 6.5 | CCWhole-NatGas-Industrial | CC_NG | CC | Excluded_CCGT |  |  |  | Excluded | 2016 | 2049 | 0 | Excluded | 6.5 | 1 | 6.5 | 1 | 1 | 2050-03-30 | 1 | #N/A | #N/A | No | 0 | 0 | Not Found | #N/A | #N/A | #N/A | Not Found | #N/A | #N/A | #N/A | 0 | 0 | 0 | 0 |  |  | No |  | No | No | No
| NEWARK_1_QF | NEWARK 1 QF | caiso | PGE_Bay | PGE_Bay | Pacific Gas and Electric Bay | PGE_Bay | CAISO | 1899-12-31 | 2050-12-31 | 1900 | 2050 | 0.29 | 26.36% | 0.29 | 1.1 | n/a | Cogen_NG | Cogen | CAISO_CHP |  |  |  | CAISO_CHP | 1900 | 2050 | 0 | CAISO | 1.1 | 1 | 1.1 | 1 | 1 | 2050-12-31 | 1 | NEWARK_1_QF | FC | No | 0.6974 | 0.6974 | NQC List | 0.04 | 0.04 | OTHER | NQC List | 0.05 | 0.04 | OTHER | 0.05 | 0.04 | 0.04 | 0.04 |  |  | No |  | No | No | No
| Newman_1 | Newman-1 | teppc | EPE | EPE | El Paso Electric Company | PNM_EPE | SW | 1960-05-01 | 2022-12-31 | 1960 | 2022 | 74 | 100% | 74 | 74 | ST-NatGas | ST_NG | Steam | SW_ST |  |  |  | SW_ST | 1960 | 2022 | 0 | SW | 74 | 1 | 74 | 1 | 1 | 2022-12-31 | 1 | #N/A | #N/A | No | 73.9677 | 73.9677 | Not Found | #N/A | #N/A | #N/A | Not Found | #N/A | #N/A | #N/A | 73.9677 | 73.9677 | 73.9677 | 73.9677 |  |  | No |  | No | No | No
| Newman_2 | Newman-2 | teppc | EPE | EPE | El Paso Electric Company | PNM_EPE | SW | 1963-06-01 | 2023-12-31 | 1963 | 2023 | 76 | 100% | 76 | 76 | ST-NatGas | ST_NG | Steam | SW_ST |  |  |  | SW_ST | 1963 | 2023 | 0 | SW | 76 | 1 | 76 | 1 | 1 | 2023-12-31 | 1 | #N/A | #N/A | No | 75.9668 | 75.9668 | Not Found | #N/A | #N/A | #N/A | Not Found | #N/A | #N/A | #N/A | 75.9668 | 75.9668 | 75.9668 | 75.9668 |  |  | No |  | No | No | No
| Newman_3 | Newman-3 | teppc | EPE | EPE | El Paso Electric Company | PNM_EPE | SW | 1966-03-01 | 2024-12-31 | 1966 | 2024 | 97 | 100% | 97 | 97 | ST-NatGas | ST_NG | Steam | SW_ST |  |  |  | SW_ST | 1966 | 2024 | 0 | SW | 97 | 1 | 97 | 1 | 1 | 2024-12-31 | 1 | #N/A | #N/A | No | 96.9576 | 96.9576 | Not Found | #N/A | #N/A | #N/A | Not Found | #N/A | #N/A | #N/A | 96.9576 | 96.9576 | 96.9576 | 96.9576 |  |  | No |  | No | No | No
| Newman_PV | Newman-PV | teppc | BPAT | BPAT | Bonneville Power Administration – Transmission | BPAT | NW | 2009-12-01 | 2029-12-01 | 2009 | 2029 | 0.64 | 100% | 0.64 | 0.64 | SolarPV-NonTracking | FixedPV_sun | Solar_Fixed | NW_Solar |  |  |  | NW_Solar_for_Other | 2010 | 2029 | 0 | NW | 0.64 | 1 | 0.64 | 1 | 1 | 2029-12-01 | 1 | #N/A | #N/A | No | #N/A | #N/A | Not Found | #N/A | #N/A | #N/A | Not Found | #N/A | #N/A | #N/A | #N/A | #N/A |  |  |  |  | No |  | No | No | No
| Newman4CC_Total | Newman4CC (Total CC Plant) | teppc | EPE | EPE | El Paso Electric Company | PNM_EPE | SW | 1975-06-01 | 2023-12-31 | 1975 | 2023 | 227 | 100% | 227 | 227 | CCWhole-NatGas-Industrial | CC_NG | CC | SW_CCGT |  |  |  | SW_CCGT | 1975 | 2023 | 0 | SW | 227 | 1 | 227 | 1 | 1 | 2023-12-31 | 1 | #N/A | #N/A | No | 227 | 227 | Not Found | #N/A | #N/A | #N/A | Not Found | #N/A | #N/A | #N/A | 227 | 227 | 227 | 227 |  |  | No |  | No | No | No
| Newman5CC_Total | Newman5CC (Total CC Plant) | teppc | EPE | EPE | El Paso Electric Company | PNM_EPE | SW | 2009-05-01 | 2059-12-31 | 2009 | 2059 | 278 | 100% | 278 | 278 | CCWhole-NatGas-Industrial | CC_NG | CC | SW_CCGT |  |  |  | SW_CCGT | 2009 | 2059 | 0 | SW | 278 | 1 | 278 | 1 | 1 | 2050-12-31 | 1 | #N/A | #N/A | No | 278 | 278 | Not Found | #N/A | #N/A | #N/A | Not Found | #N/A | #N/A | #N/A | 278 | 278 | 278 | 278 |  |  | No |  | No | No | No
| Newman6CC_Total | Newman6CC (Total CC Plant) | teppc | EPE | EPE | El Paso Electric Company | PNM_EPE | SW | 2023-01-01 | 2063-12-31 | 2023 | 2063 | 320 | 100% | 320 | 320 | CCWhole-NatGas-Industrial | CC_NG | CC | SW_CCGT |  |  |  | SW_CCGT | 2023 | 2063 | 0 | SW | 320 | 1 | 320 | 1 | 1 | 2050-12-31 | 1 | #N/A | #N/A | No | 320 | 320 | Not Found | #N/A | #N/A | #N/A | Not Found | #N/A | #N/A | #N/A | 320 | 320 | 320 | 320 |  |  | No |  | No | No | No
| Newman7CC | Newman7CC (Total CC Plant) | teppc | EPE | EPE | El Paso Electric Company | PNM_EPE | SW | 2027-01-01 | 2067-12-31 | 2027 | 2067 | 320 | 100% | 320 | 320 | CCWhole-NatGas-Industrial | CC_NG | CC | SW_CCGT |  |  |  | SW_CCGT | 2027 | 2067 | 0 | SW | 320 | 1 | 320 | 1 | 1 | 2050-12-31 | 1 | #N/A | #N/A | No | 320 | 320 | Not Found | #N/A | #N/A | #N/A | Not Found | #N/A | #N/A | #N/A | 320 | 320 | 320 | 320 |  |  | No |  | No | No | No
| Newmont_TS_Power | Newmont TS Power¦TS Power Plant-1 | teppc | SPPC | SPPC | Nevada Power Company | NEVP | SW | 2008-05-01 | 2050-12-31 | 2008 | 2050 | 226 | 100% | 226 | 226 | ST-Coal | Steam_Coal | Coal | SW_Coal |  |  |  | SW_Coal | 2008 | 2050 | 0 | SW | 226 | 1 | 226 | 1 | 1 | 2050-12-31 | 1 | #N/A | #N/A | No | 226 | 226 | Not Found | #N/A | #N/A | #N/A | Not Found | #N/A | #N/A | #N/A | 226 | 226 | 226 | 226 |  |  | No |  | No | No | No
| NGP_Blue_Mountain_1 | NGP Blue Mountain I LLC-BM1¦NVGEOG1-1¦Blue Mountain Geothermal - Faulkner 1 BM1 | teppc | SPPC | SPPC | Nevada Power Company | NEVP | SW | 1979-06-01 | 2050-12-31 | 1979 | 2050 | 14.2 | 100% | 14.2 | 14.2 | Geo-BinaryCycle | Geothermal_steam | Geothermal | SW_Geothermal |  |  |  | SW_Geothermal_for_Other | 1979 | 2050 | 0 | SW | 14.2 | 1 | 14.2 | 1 | 1 | 2050-12-31 | 1 | #N/A | #N/A | No | 8.7472 | 8.7472 | Not Found | #N/A | #N/A | #N/A | Not Found | #N/A | #N/A | #N/A | 8.7472 | 8.7472 | 8.7472 | 8.7472 |  |  | No |  | No | No | No
| NGP_Blue_Mountain_2 | NGP Blue Mountain I LLC-BM2¦NVGEOG1-2¦Blue Mountain Geothermal - Faulkner 1 BM2 | teppc | SPPC | SPPC | Nevada Power Company | NEVP | SW | 2009-11-30 | 2050-12-31 | 2009 | 2050 | 13.8 | 100% | 13.8 | 13.8 | Geo-BinaryCycle | Geothermal_steam | Geothermal | SW_Geothermal |  |  |  | SW_Geothermal_for_Other | 2010 | 2050 | 0 | SW | 13.8 | 1 | 13.8 | 1 | 1 | 2050-12-31 | 1 | #N/A | #N/A | No | 8.5008 | 8.5008 | Not Found | #N/A | #N/A | #N/A | Not Found | #N/A | #N/A | #N/A | 8.5008 | 8.5008 | 8.5008 | 8.5008 |  |  | No |  | No | No | No
| NGP_Blue_Mountain_3 | NGP Blue Mountain I LLC-BM3¦NVGEOG1-3¦Blue Mountain Geothermal - Faulkner 1 BM3 | teppc | SPPC | SPPC | Nevada Power Company | NEVP | SW | 2009-11-30 | 2050-12-31 | 2009 | 2050 | 11.7 | 100% | 11.7 | 11.7 | Geo-BinaryCycle | Geothermal_steam | Geothermal | SW_Geothermal |  |  |  | SW_Geothermal_for_Other | 2010 | 2050 | 0 | SW | 11.7 | 1 | 11.7 | 1 | 1 | 2050-12-31 | 1 | #N/A | #N/A | No | 7.2072 | 7.2072 | Not Found | #N/A | #N/A | #N/A | Not Found | #N/A | #N/A | #N/A | 7.2072 | 7.2072 | 7.2072 | 7.2072 |  |  | No |  | No | No | No
| NGPPGEN | NGPP / Nightingale / Brady Geothermal | teppc | SPPC | SPPC | Nevada Power Company | NEVP | SW | 1992-01-01 | 2050-12-31 | 1992 | 2050 | 6.5 | 100% | 6.5 | 6.5 | Renewable Thermal | Geothermal_steam | Geothermal | SW_Geothermal |  |  |  | SW_Geothermal_for_Other | 1992 | 2050 | 0 | SW | 6.5 | 1 | 6.5 | 1 | 1 | 2050-12-31 | 1 | #N/A | #N/A | No | 4.004 | 4.004 | Not Found | #N/A | #N/A | #N/A | Not Found | #N/A | #N/A | #N/A | 4.004 | 4.004 | 4.004 | 4.004 |  |  | No |  | No | No | No
| NHOGAN_6_UNITS | NEW HOGAN PH AGGREGATE | caiso | PGE_Valley | PGE_Valley | Pacific Gas and Electric Valley | PGE_Valley | CAISO | 1986-04-15 | 2050-12-31 | 1986 | 2050 | 4 | 100% | 4 | 4 | n/a | Hydro_Standard | Hydro | CAISO_Hydro |  |  |  | CAISO_Hydro | 1986 | 2050 | 0 | CAISO | 4 | 1 | 4 | 1 | 1 | 2050-12-31 | 1 | NHOGAN_6_UNITS | FC | No | 3.3831 | 3.3831 | NQC List | 1.89 | 1.23 | WATER | NQC List | 1.62 | 1.25 | WATER | 1.62 | 1.25 | 1.89 | 1.23 |  |  | No |  | No | No | No
| NIC_SUN_13 | NIC_SUN 13 | teppc | BCHA | BCHA | British Columbia Transmission Company | BCHA_AESO | Excluded | 2018-03-30 | 2050-03-30 | 2018 | 2049 | 72.4 | 100% | 72.4 | 72.4 | SolarPV-NonTracking | FixedPV_sun | Solar_Fixed | Excluded_Solar |  |  |  | Excluded | 2018 | 2049 | 0 | Excluded | 72.4 | 1 | 72.4 | 1 | 1 | 2050-03-30 | 1 | #N/A | #N/A | No | 0 | 0 | Not Found | #N/A | #N/A | #N/A | Not Found | #N/A | #N/A | #N/A | 0 | 0 | 0 | 0 |  |  | No |  | No | No | No
| Niland_1 | Niland Peaking 1 | teppc | IID | IID | Imperial Irrigation District | IID | IID | 1993-06-01 | 2050-12-31 | 1993 | 2050 | 50 | 100% | 50 | 50 | CT-NatGas-Aero | CT_NG | CT | IID_Peaker |  |  |  | IID_Peaker | 1993 | 2050 | 0 | IID | 50 | 1 | 50 | 1 | 1 | 2050-12-31 | 1 | #N/A | #N/A | No | 50 | 50 | Not Found | #N/A | #N/A | #N/A | Not Found | #N/A | #N/A | #N/A | 50 | 50 | 50 | 50 |  |  | No |  | No | No | No
| Niland_2 | Niland Peaking 2 | teppc | IID | IID | Imperial Irrigation District | IID | IID | 2008-06-01 | 2050-12-01 | 2008 | 2050 | 50 | 100% | 50 | 50 | CT-NatGas-Aero | CT_NG | CT | IID_Peaker |  |  |  | IID_Peaker | 2008 | 2050 | 0 | IID | 50 | 1 | 50 | 1 | 1 | 2050-12-01 | 1 | #N/A | #N/A | No | 50 | 50 | Not Found | #N/A | #N/A | #N/A | Not Found | #N/A | #N/A | #N/A | 50 | 50 | 50 | 50 |  |  | No |  | No | No | No
| Nimbus_1 | Nimbus-1 | teppc | BANC | BANC | Balancing Authority of Northern California | SMUD | BANC | 1955-05-01 | 2050-12-31 | 1955 | 2050 | 8.63 | 100% | 8.63 | 8.63 | HydroRPS | Hydro_Standard | Hydro | BANC_Hydro |  |  |  | BANC_Hydro | 1955 | 2050 | 0 | BANC | 8.63 | 1 | 8.63 | 1 | 1 | 2050-12-31 | 1 | #N/A | #N/A | No | #N/A | #N/A | Not Found | #N/A | #N/A | #N/A | Not Found | #N/A | #N/A | #N/A | #N/A | #N/A |  |  |  |  | No |  | No | No | No
| Nimbus_2 | Nimbus-2 | teppc | BANC | BANC | Balancing Authority of Northern California | SMUD | BANC | 1955-06-01 | 2050-12-31 | 1955 | 2050 | 8.63 | 100% | 8.63 | 8.63 | HydroRPS | Hydro_Standard | Hydro | BANC_Hydro |  |  |  | BANC_Hydro | 1955 | 2050 | 0 | BANC | 8.63 | 1 | 8.63 | 1 | 1 | 2050-12-31 | 1 | #N/A | #N/A | No | #N/A | #N/A | Not Found | #N/A | #N/A | #N/A | Not Found | #N/A | #N/A | #N/A | #N/A | #N/A |  |  |  |  | No |  | No | No | No
| NIMTG_6_NICOGN | NORTH ISLAND COGEN | caiso | SDGE | SDGE | San Diego Gas and Electric | SDGE | CAISO | 1989-01-01 | 2050-12-31 | 1989 | 2050 | 0 | 0% |  | 4.05 | Cogen_NG | Cogen_NG | Cogen | CAISO_CHP |  |  |  | CAISO_CHP | 1989 | 2050 | 0 | CAISO | 4.05 | 1 | 4.05 | 1 | 1 | 2050-12-31 | 1 | NIMTG_6_NICOGN | #N/A | No | 2.5677 | 2.5677 | Not Found | #N/A | #N/A | #N/A | Not Found | #N/A | #N/A | #N/A | 2.5677 | 2.5677 | 2.5677 | 2.5677 |  |  | No |  | No | No | No
| NIMTG_6_NIQF |  | caiso | SDGE | SDGE | San Diego Gas and Electric | SDGE | CAISO | 1989-01-01 | 2018-03-01 | 1989 | 2017 | 0 | 0% |  | 42.7 | CCWhole-NatGas-Industrial | Cogen_NG | Cogen | CAISO_CHP |  |  |  | CAISO_CHP | 1989 | 2017 | 0 | CAISO | 42.7 | 1 | 42.7 | 1 | 1 | 2018-03-01 | 1 | NIMTG_6_NIQF | #N/A | No | 27.0718 | 27.0718 | Not Found | #N/A | #N/A | #N/A | Not Found | #N/A | #N/A | #N/A | 27.0718 | 27.0718 | 27.0718 | 27.0718 |  |  | No |  | No | No | No
| Nine_Canyon_Wind | Nine Canyon Wind-1 | teppc | TPWR | TPWR | Tacoma Power | BPAT | NW | 2002-09-11 | 2050-12-31 | 2002 | 2050 | 48.1 | 100% | 48.1 | 48.1 | WT-Onshore | wind_onshorewind | Wind | NW_Wind |  |  |  | NW_Wind_for_Other | 2003 | 2050 | 0 | NW | 48.1 | 1 | 48.1 | 1 | 1 | 2050-12-31 | 1 | #N/A | #N/A | No | #N/A | #N/A | Not Found | #N/A | #N/A | #N/A | Not Found | #N/A | #N/A | #N/A | #N/A | #N/A |  |  |  |  | No |  | No | No | No
| NineMile1Exp | Nine Mile-1 | teppc | AVA | AVA | Avista Corp. | BPAT | NW | 2015-04-01 | 2050-12-31 | 2015 | 2050 | 11.3 | 100% | 11.3 | 11.3 | Hydro | Hydro_Standard | Hydro | NW_Hydro |  |  |  | NW_Hydro | 2015 | 2050 | 0 | NW | 11.3 | 1 | 11.3 | 1 | 1 | 2050-12-31 | 1 | #N/A | #N/A | No | #N/A | #N/A | Not Found | #N/A | #N/A | #N/A | Not Found | #N/A | #N/A | #N/A | #N/A | #N/A |  |  |  |  | No |  | No | No | No
| NineMile2Exp | Nine Mile-2 | teppc | AVA | AVA | Avista Corp. | BPAT | NW | 2015-04-01 | 2050-12-31 | 2015 | 2050 | 9.1 | 100% | 9.1 | 9.1 | Hydro | Hydro_Standard | Hydro | NW_Hydro |  |  |  | NW_Hydro | 2015 | 2050 | 0 | NW | 9.1 | 1 | 9.1 | 1 | 1 | 2050-12-31 | 1 | #N/A | #N/A | No | #N/A | #N/A | Not Found | #N/A | #N/A | #N/A | Not Found | #N/A | #N/A | #N/A | #N/A | #N/A |  |  |  |  | No |  | No | No | No
| NineMile3 | Nine Mile-3N | teppc | AVA | AVA | Avista Corp. | BPAT | NW | 1994-06-01 | 2050-12-31 | 1994 | 2050 | 10 | 100% | 10 | 10 | Hydro | Hydro_Standard | Hydro | NW_Hydro |  |  |  | NW_Hydro | 1994 | 2050 | 0 | NW | 10 | 1 | 10 | 1 | 1 | 2050-12-31 | 1 | #N/A | #N/A | No | #N/A | #N/A | Not Found | #N/A | #N/A | #N/A | Not Found | #N/A | #N/A | #N/A | #N/A | #N/A |  |  |  |  | No |  | No | No | No
| NineMile4 | Nine Mile-4N | teppc | AVA | AVA | Avista Corp. | BPAT | NW | 1994-06-01 | 2050-12-31 | 1994 | 2050 | 10 | 100% | 10 | 10 | Hydro | Hydro_Standard | Hydro | NW_Hydro |  |  |  | NW_Hydro | 1994 | 2050 | 0 | NW | 10 | 1 | 10 | 1 | 1 | 2050-12-31 | 1 | #N/A | #N/A | No | #N/A | #N/A | Not Found | #N/A | #N/A | #N/A | Not Found | #N/A | #N/A | #N/A | #N/A | #N/A |  |  |  |  | No |  | No | No | No
| NipponBiomass | Nippon Biomass-ST1 | teppc | BPAT | BPAT | Bonneville Power Administration – Transmission | BPAT | NW | 2013-04-01 | 2050-04-15 | 2013 | 2049 | 20 | 100% | 20 | 20 | Bio-ST | ST_Biomass | Biomass/Wood | NW_Biomass | CAISO | 20 |  | NW_Biomass_for_Other | 2013 | 2049 | 0 | CAISO | 20 | 1 | 20 | 1 | 1 | 2050-04-15 | 1 | #N/A | #N/A | No | 13.96 | 13.96 | Not Found | #N/A | #N/A | #N/A | Not Found | #N/A | #N/A | #N/A | 13.96 | 13.96 | 13.96 | 13.96 |  |  | No |  | No | No | No
| Nooksack | Nooksack-1 | teppc | PNM | PNM | Public Service Company of New Mexico | PNM_EPE | SW | 1905-12-01 | 2030-04-15 | 1905 | 2029 | 1.5 | 100% | 1.5 | 1.5 | Hydro | Hydro_Standard | Hydro | SW_Hydro |  |  |  | SW_Hydro | 1906 | 2029 | 0 | SW | 1.5 | 1 | 1.5 | 1 | 1 | 2030-04-15 | 1 | #N/A | #N/A | No | #N/A | #N/A | Not Found | #N/A | #N/A | #N/A | Not Found | #N/A | #N/A | #N/A | #N/A | #N/A |  |  |  |  | No |  | No | No | No
| North_Brawley_01 | North Brawley GE1 | teppc | IID | IID | Imperial Irrigation District | IID | IID | 2010-04-15 | 2050-12-31 | 2010 | 2050 | 16 | 100% | 16 | 16 | Geo-BinaryCycle | Geothermal_steam | Geothermal | IID_Geothermal |  |  |  | IID_Geothermal_for_Other | 2010 | 2050 | 0 | IID | 16 | 1 | 16 | 1 | 1 | 2050-12-31 | 1 | #N/A | #N/A | No | 9.856 | 9.856 | Not Found | #N/A | #N/A | #N/A | Not Found | #N/A | #N/A | #N/A | 9.856 | 9.856 | 9.856 | 9.856 |  |  | No |  | No | No | No
| North_Brawley_02 | North Brawley GE2 | teppc | IID | IID | Imperial Irrigation District | IID | IID | 2010-04-15 | 2050-12-31 | 2010 | 2050 | 16 | 100% | 16 | 16 | Geo-BinaryCycle | Geothermal_steam | Geothermal | IID_Geothermal |  |  |  | IID_Geothermal_for_Other | 2010 | 2050 | 0 | IID | 16 | 1 | 16 | 1 | 1 | 2050-12-31 | 1 | #N/A | #N/A | No | 9.856 | 9.856 | Not Found | #N/A | #N/A | #N/A | Not Found | #N/A | #N/A | #N/A | 9.856 | 9.856 | 9.856 | 9.856 |  |  | No |  | No | No | No
| North_Brawley_03 | North Brawley GE3 | teppc | IID | IID | Imperial Irrigation District | IID | IID | 2010-04-15 | 2050-12-31 | 2010 | 2050 | 16 | 100% | 16 | 16 | Geo-BinaryCycle | Geothermal_steam | Geothermal | IID_Geothermal |  |  |  | IID_Geothermal_for_Other | 2010 | 2050 | 0 | IID | 16 | 1 | 16 | 1 | 1 | 2050-12-31 | 1 | #N/A | #N/A | No | 9.856 | 9.856 | Not Found | #N/A | #N/A | #N/A | Not Found | #N/A | #N/A | #N/A | 9.856 | 9.856 | 9.856 | 9.856 |  |  | No |  | No | No | No
| North_Brawley_04 | North Brawley GE4 | teppc | IID | IID | Imperial Irrigation District | IID | IID | 2010-04-15 | 2050-12-31 | 2010 | 2050 | 16 | 100% | 16 | 16 | Geo-BinaryCycle | Geothermal_steam | Geothermal | IID_Geothermal |  |  |  | IID_Geothermal_for_Other | 2010 | 2050 | 0 | IID | 16 | 1 | 16 | 1 | 1 | 2050-12-31 | 1 | #N/A | #N/A | No | 9.856 | 9.856 | Not Found | #N/A | #N/A | #N/A | Not Found | #N/A | #N/A | #N/A | 9.856 | 9.856 | 9.856 | 9.856 |  |  | No |  | No | No | No
| North_Brawley_05 | North Brawley Geothermal Plant 5 | teppc | IID | IID | Imperial Irrigation District | IID | IID | 2010-04-15 | 2050-12-31 | 2010 | 2050 | 16 | 100% | 16 | 16 | Geo-BinaryCycle | Geothermal_steam | Geothermal | IID_Geothermal |  |  |  | IID_Geothermal_for_Other | 2010 | 2050 | 0 | IID | 16 | 1 | 16 | 1 | 1 | 2050-12-31 | 1 | #N/A | #N/A | No | 9.856 | 9.856 | Not Found | #N/A | #N/A | #N/A | Not Found | #N/A | #N/A | #N/A | 9.856 | 9.856 | 9.856 | 9.856 |  |  | No |  | No | No | No
| North_Brawley_06 | North Brawley Geothermal Plant 6 | teppc | IID | IID | Imperial Irrigation District | IID | IID | 2010-04-15 | 2050-12-31 | 2010 | 2050 | 16 | 100% | 16 | 16 | Geo-BinaryCycle | Geothermal_steam | Geothermal | IID_Geothermal |  |  |  | IID_Geothermal_for_Other | 2010 | 2050 | 0 | IID | 16 | 1 | 16 | 1 | 1 | 2050-12-31 | 1 | #N/A | #N/A | No | 9.856 | 9.856 | Not Found | #N/A | #N/A | #N/A | Not Found | #N/A | #N/A | #N/A | 9.856 | 9.856 | 9.856 | 9.856 |  |  | No |  | No | No | No
| North_Fork_Community_Power | North Fork Community Power | rps | PGE_Valley | PGE_Valley | Pacific Gas and Electric Valley | PGE_Valley | CAISO | 2021-02-22 | 2050-12-31 | 2021 | 2050 | 0 | 0% |  | 2 | Biomassnan | ST_Biomass | Biomass/Wood | CAISO_Biomass |  |  |  | CAISO_Biomass_for_CAISO | 2021 | 2050 | 0 | CAISO | 2 | 0.95 | 1.9 | 1 | 1 | 2050-12-31 | 1 | North Fork Community Power | #N/A | No | 1.3262 | 1.3262 | Not Found | #N/A | #N/A | #N/A | Not Found | #N/A | #N/A | #N/A | 1.3262 | 1.3262 | 1.3262 | 1.3262 |  |  | Yes |  | No | Yes | Yes
| North_Hurlburt_Wind | North Hurlburt Wind LLC-1 AKA Shepherds Flat | teppc | TPWR | TPWR | Tacoma Power | BPAT | NW | 2012-03-01 | 2050-12-31 | 2012 | 2050 | 132.5 | 100% | 132.5 | 132.5 | WT-Onshore | wind_onshorewind | Wind | NW_Wind | CAISO | 132.5 |  | NW_Wind_for_Other | 2012 | 2050 | 0 | CAISO | 132.5 | 1 | 132.5 | 1 | 1 | 2050-12-31 | 1 | #N/A | #N/A | No | #N/A | #N/A | Not Found | #N/A | #N/A | #N/A | Not Found | #N/A | #N/A | #N/A | #N/A | #N/A |  |  |  |  | No |  | No | No | No
| North_Loop_1 | North Loop 1 | teppc | TEPC | TEPC | Tucson Electric Power Company | TEPC | SW | 1972-12-01 | 2050-12-31 | 1972 | 2050 | 25 | 100% | 25 | 25 | CT-NatGas-Aero | CT_NG | CT | SW_Peaker |  |  |  | SW_Peaker | 1973 | 2050 | 0 | SW | 25 | 1 | 25 | 1 | 1 | 2050-12-31 | 1 | #N/A | #N/A | No | 25 | 25 | Not Found | #N/A | #N/A | #N/A | Not Found | #N/A | #N/A | #N/A | 25 | 25 | 25 | 25 |  |  | No |  | No | No | No
| North_Loop_2 | North Loop 2 | teppc | TEPC | TEPC | Tucson Electric Power Company | TEPC | SW | 1972-12-01 | 2050-12-31 | 1972 | 2050 | 25 | 100% | 25 | 25 | CT-NatGas-Aero | CT_NG | CT | SW_Peaker |  |  |  | SW_Peaker | 1973 | 2050 | 0 | SW | 25 | 1 | 25 | 1 | 1 | 2050-12-31 | 1 | #N/A | #N/A | No | 25 | 25 | Not Found | #N/A | #N/A | #N/A | Not Found | #N/A | #N/A | #N/A | 25 | 25 | 25 | 25 |  |  | No |  | No | No | No
| North_Loop_3 | North Loop 3 | teppc | TEPC | TEPC | Tucson Electric Power Company | TEPC | SW | 1972-12-01 | 2050-12-31 | 1972 | 2050 | 23 | 100% | 23 | 23 | CT-NatGas-Aero | CT_NG | CT | SW_Peaker |  |  |  | SW_Peaker | 1973 | 2050 | 0 | SW | 23 | 1 | 23 | 1 | 1 | 2050-12-31 | 1 | #N/A | #N/A | No | 23 | 23 | Not Found | #N/A | #N/A | #N/A | Not Found | #N/A | #N/A | #N/A | 23 | 23 | 23 | 23 |  |  | No |  | No | No | No
| North_Loop_4 | North Loop 4 | teppc | TEPC | TEPC | Tucson Electric Power Company | TEPC | SW | 2001-07-01 | 2050-12-31 | 2001 | 2050 | 21 | 100% | 21 | 21 | CT-NatGas-Aero | CT_NG | CT | SW_Peaker |  |  |  | SW_Peaker | 2001 | 2050 | 0 | SW | 21 | 1 | 21 | 1 | 1 | 2050-12-31 | 1 | #N/A | #N/A | No | 21 | 21 | Not Found | #N/A | #N/A | #N/A | Not Found | #N/A | #N/A | #N/A | 21 | 21 | 21 | 21 |  |  | No |  | No | No | No
| North_Rosamond_Solar__LLC | North Rosamond Solar, LLC | rps | SCE | SCE | Southern California Edison | SCE | CAISO | 2019-04-01 | 2050-12-31 | 2019 | 2050 | 160 | 106.7% | 160 | 150 | Solar PV - Ground mountSolar: Tracking (1 Axis) | 1axPV_sun | Solar_1Axis | CAISO_Solar |  |  |  | CAISO_Solar_for_CAISO | 2019 | 2050 | 0 | CAISO | 150 | 1 | 150 | 1 | 1 | 2050-12-31 | 1 | RATSKE_2_NROSR1 | FC | No | 40.5 | 21 | NQC List | 40.5 | 21 | SUN | NQC List | 40.5 | 21 | SUN | 40.5 | 21 | 40.5 | 21 |  |  | No |  | No | No | No
| Northeast | Northeast 1&2 SwiftPac only 1 gen | teppc | AVA | AVA | Avista Corp. | BPAT | NW | 1978-12-01 | 2050-12-31 | 1978 | 2050 | 60 | 100% | 60 | 60 | CT-NatGas-Aero | CT_NG | CT | NW_Peaker |  |  |  | NW_Peaker | 1979 | 2050 | 0 | NW | 60 | 1 | 60 | 1 | 1 | 2050-12-31 | 1 | #N/A | #N/A | No | 60 | 60 | Not Found | #N/A | #N/A | #N/A | Not Found | #N/A | #N/A | #N/A | 60 | 60 | 60 | 60 |  |  | No |  | No | No | No
| Northern_Colorado | Northern Colorado Wind LLC-SIEM¦Northern CO Siemens | teppc | PSCO | PSCO | Public Service Company of Colorado | PSCO | Excluded | 2009-08-25 | 2050-12-31 | 2009 | 2050 | 175 | 100% | 175 | 175 | WT-Onshore | wind_onshorewind | Wind | Excluded_Wind |  |  |  | Excluded | 2010 | 2050 | 0 | Excluded | 175 | 1 | 175 | 1 | 1 | 2050-12-31 | 1 | #N/A | #N/A | No | 0 | 0 | Not Found | #N/A | #N/A | #N/A | Not Found | #N/A | #N/A | #N/A | 0 | 0 | 0 | 0 |  |  | No |  | No | No | No
| NorthFork_OR1 | North Fork-1 | teppc | PGE | PGE | Portland General Electric Company | PortlandGE | NW | 1958-12-01 | 2050-12-31 | 1958 | 2050 | 19.2 | 100% | 19.2 | 19.2 | Hydro | Hydro_Standard | Hydro | NW_Hydro |  |  |  | NW_Hydro | 1959 | 2050 | 0 | NW | 19.2 | 1 | 19.2 | 1 | 1 | 2050-12-31 | 1 | #N/A | #N/A | No | #N/A | #N/A | Not Found | #N/A | #N/A | #N/A | Not Found | #N/A | #N/A | #N/A | #N/A | #N/A |  |  |  |  | No |  | No | No | No
| NorthFork_OR2 | North Fork-2 | teppc | PGE | PGE | Portland General Electric Company | PortlandGE | NW | 1958-11-01 | 2050-12-31 | 1958 | 2050 | 21.6 | 100% | 21.6 | 21.6 | Hydro | Hydro_Standard | Hydro | NW_Hydro |  |  |  | NW_Hydro | 1959 | 2050 | 0 | NW | 21.6 | 1 | 21.6 | 1 | 1 | 2050-12-31 | 1 | #N/A | #N/A | No | #N/A | #N/A | Not Found | #N/A | #N/A | #N/A | Not Found | #N/A | #N/A | #N/A | #N/A | #N/A |  |  |  |  | No |  | No | No | No
| NorthValmy1 | North Valmy Station 1 | teppc | SPPC | SPPC | Nevada Power Company | NEVP | SW | 1981-12-01 | 2025-12-31 | 1981 | 2025 | 254 | 100% | 254 | 254 | ST-Coal | Steam_Coal | Coal | SW_Coal |  |  |  | SW_Coal | 1982 | 2025 | 0 | SW | 254 | 1 | 254 | 1 | 1 | 2025-12-31 | 1 | #N/A | #N/A | No | 254 | 254 | Not Found | #N/A | #N/A | #N/A | Not Found | #N/A | #N/A | #N/A | 254 | 254 | 254 | 254 |  |  | No |  | No | No | No
| NorthValmy2 | North Valmy Station 2 | teppc | SPPC | SPPC | Nevada Power Company | NEVP | SW | 1985-05-01 | 2025-12-31 | 1985 | 2025 | 268 | 100% | 268 | 268 | ST-Coal | Steam_Coal | Coal | SW_Coal |  |  |  | SW_Coal | 1985 | 2025 | 0 | SW | 268 | 1 | 268 | 1 | 1 | 2025-12-31 | 1 | #N/A | #N/A | No | 268 | 268 | Not Found | #N/A | #N/A | #N/A | Not Found | #N/A | #N/A | #N/A | 268 | 268 | 268 | 268 |  |  | No |  | No | No | No
| NotchButteGeoBon2 | Notch Butte Hydro-HYD1 a.k.a. Geo Bon #2 | teppc | CISC | CISC | Southern California Edison | SCE | CAISO | 1986-11-15 | 2050-12-31 | 1986 | 2050 | 0.93 | 100% | 0.93 | 0.93 | Hydro | Hydro_Standard | Hydro | CAISO_Hydro |  |  |  | CAISO_Hydro | 1987 | 2050 | 0 | CAISO | 0.93 | 1 | 0.93 | 1 | 1 | 2050-12-31 | 1 | NotchButteGeoBon2 | #N/A | No | 0.78656 | 0.78656 | Not Found | #N/A | #N/A | #N/A | Not Found | #N/A | #N/A | #N/A | 0.78656 | 0.78656 | 0.78656 | 0.78656 |  |  | No |  | No | No | No
| NovaJoffreCC_Total | NovaJoffreCC (Total CC Plant) | teppc | AESO | AESO | Alberta Electric System Operator | BCHA_AESO | Excluded | 1999-09-01 | 2050-12-01 | 1999 | 2050 | 504 | 100% | 504 | 504 | CC-AB-Cogen | Cogen_NG | Cogen | Excluded_CHP |  |  |  | Excluded | 2000 | 2050 | 0 | Excluded | 504 | 1 | 504 | 1 | 1 | 2050-12-01 | 1 | #N/A | #N/A | No | 0 | 0 | Not Found | #N/A | #N/A | #N/A | Not Found | #N/A | #N/A | #N/A | 0 | 0 | 0 | 0 |  |  | No |  | No | No | No
| NOVATO_6_LNDFL | Redwood Renewable Energy | caiso | PGE_Bay | PGE_Bay | Pacific Gas and Electric Bay | PGE_Bay | CAISO | 2017-05-27 | 2050-12-31 | 2017 | 2050 | 3.6 | 92.31% | 3.6 | 3.9 | RECIPROCATING ENGINE_BIOGAS | Biogas_ | Biogas_LandfillGas | CAISO_Biomass |  |  |  | CAISO_Biomass_for_CAISO | 2017 | 2050 | 0 | CAISO | 3.9 | 1 | 3.9 | 1 | 1 | 2050-12-31 | 1 | NOVATO_6_LNDFL | ID | No | 2.7222 | 2.7222 | NQC List | 2.4 | 2.39 | BIOGAS | NQC List | 3.56 | 3.42 | BIOGAS | 3.56 | 3.42 | 2.4 | 2.39 |  |  | No |  | No | No | No
| Noxon_Rapids_1 | Noxon Rapids-1 | teppc | AVA | AVA | Avista Corp. | BPAT | NW | 1959-09-01 | 2050-12-31 | 1959 | 2050 | 113.9 | 100% | 113.9 | 113.9 | Hydro | Hydro_Standard | Hydro | NW_Hydro |  |  |  | NW_Hydro | 1960 | 2050 | 0 | NW | 113.9 | 1 | 113.9 | 1 | 1 | 2050-12-31 | 1 | #N/A | #N/A | No | #N/A | #N/A | Not Found | #N/A | #N/A | #N/A | Not Found | #N/A | #N/A | #N/A | #N/A | #N/A |  |  |  |  | No |  | No | No | No
| Noxon_Rapids_2 | Noxon Rapids-2 | teppc | AVA | AVA | Avista Corp. | BPAT | NW | 1959-10-01 | 2050-12-31 | 1959 | 2050 | 76.8 | 100% | 76.8 | 76.8 | Hydro | Hydro_Standard | Hydro | NW_Hydro |  |  |  | NW_Hydro | 1960 | 2050 | 0 | NW | 76.8 | 1 | 76.8 | 1 | 1 | 2050-12-31 | 1 | #N/A | #N/A | No | #N/A | #N/A | Not Found | #N/A | #N/A | #N/A | Not Found | #N/A | #N/A | #N/A | #N/A | #N/A |  |  |  |  | No |  | No | No | No
| Noxon_Rapids_3 | Noxon Rapids-3 | teppc | AVA | AVA | Avista Corp. | BPAT | NW | 1959-12-01 | 2050-12-31 | 1959 | 2050 | 113.9 | 100% | 113.9 | 113.9 | Hydro | Hydro_Standard | Hydro | NW_Hydro |  |  |  | NW_Hydro | 1960 | 2050 | 0 | NW | 113.9 | 1 | 113.9 | 1 | 1 | 2050-12-31 | 1 | #N/A | #N/A | No | #N/A | #N/A | Not Found | #N/A | #N/A | #N/A | Not Found | #N/A | #N/A | #N/A | #N/A | #N/A |  |  |  |  | No |  | No | No | No
| Noxon_Rapids_4 | Noxon Rapids-4 | teppc | AVA | AVA | Avista Corp. | BPAT | NW | 1960-04-01 | 2050-12-31 | 1960 | 2050 | 113.8 | 100% | 113.8 | 113.8 | Hydro | Hydro_Standard | Hydro | NW_Hydro |  |  |  | NW_Hydro | 1960 | 2050 | 0 | NW | 113.8 | 1 | 113.8 | 1 | 1 | 2050-12-31 | 1 | #N/A | #N/A | No | #N/A | #N/A | Not Found | #N/A | #N/A | #N/A | Not Found | #N/A | #N/A | #N/A | #N/A | #N/A |  |  |  |  | No |  | No | No | No
| Noxon_Rapids_5 | Noxon Rapids-5 | teppc | AVA | AVA | Avista Corp. | BPAT | NW | 1977-12-01 | 2050-12-31 | 1977 | 2050 | 114 | 100% | 114 | 114 | Hydro | Hydro_Standard | Hydro | NW_Hydro |  |  |  | NW_Hydro | 1978 | 2050 | 0 | NW | 114 | 1 | 114 | 1 | 1 | 2050-12-31 | 1 | #N/A | #N/A | No | #N/A | #N/A | Not Found | #N/A | #N/A | #N/A | Not Found | #N/A | #N/A | #N/A | #N/A | #N/A |  |  |  |  | No |  | No | No | No
| NRG_Avra_Valley | Avra Valley Solar Project (NRG) 1 | teppc | TEPC | TEPC | Tucson Electric Power Company | TEPC | SW | 2012-12-01 | 2050-12-31 | 2012 | 2050 | 27 | 100% | 27 | 27 | SolarPV-Tracking | 1axPV_sun | Solar_1Axis | SW_Solar |  |  |  | SW_Solar_for_Other | 2013 | 2050 | 0 | SW | 27 | 1 | 27 | 1 | 1 | 2050-12-31 | 1 | #N/A | #N/A | No | #N/A | #N/A | Not Found | #N/A | #N/A | #N/A | Not Found | #N/A | #N/A | #N/A | #N/A | #N/A |  |  |  |  | No |  | No | No | No
| NRGrnWndfallPwr | NRGreen Power Windfall Power-1 | teppc | AESO | AESO | Alberta Electric System Operator | BCHA_AESO | Excluded | 2013-08-01 | 2050-12-31 | 2013 | 2050 | 16 | 100% | 16 | 16 | CT-NatGas-Industrial | CT_NG | CT | Excluded_Peaker |  |  |  | Excluded | 2013 | 2050 | 0 | Excluded | 16 | 1 | 16 | 1 | 1 | 2050-12-31 | 1 | #N/A | #N/A | No | 0 | 0 | Not Found | #N/A | #N/A | #N/A | Not Found | #N/A | #N/A | #N/A | 0 | 0 | 0 | 0 |  |  | No |  | No | No | No
| NrthwdGreenPwr | Northwood Green Power-1_Northwood Green Power-1_IPP-NWP | teppc | BCHA | BCHA | British Columbia Transmission Company | BCHA_AESO | Excluded | 2014-03-01 | 2050-03-01 | 2014 | 2049 | 60.42 | 100% | 60.42 | 60.42 | Bio-ST | ST_Biomass | Biomass/Wood | Excluded_Biomass |  |  |  | Excluded | 2014 | 2049 | 0 | Excluded | 60.42 | 1 | 60.42 | 1 | 1 | 2050-03-01 | 1 | #N/A | #N/A | No | 0 | 0 | Not Found | #N/A | #N/A | #N/A | Not Found | #N/A | #N/A | #N/A | 0 | 0 | 0 | 0 |  |  | No |  | No | No | No
| Nucla_1_4 | Nucla 1¦Nucla 2¦Nucla 3¦Nucla ST4 | teppc | PSCO | PSCO | Public Service Company of Colorado | PSCO | Excluded | 1959-12-01 | 2050-12-31 | 1959 | 2050 | 110 | 100% | 110 | 110 | ST-Coal | Steam_Coal | Coal | Excluded_Coal |  |  |  | Excluded | 1960 | 2050 | 0 | Excluded | 110 | 1 | 110 | 1 | 1 | 2050-12-31 | 1 | #N/A | #N/A | No | 0 | 0 | Not Found | #N/A | #N/A | #N/A | Not Found | #N/A | #N/A | #N/A | 0 | 0 | 0 | 0 |  |  | No |  | No | No | No
| NVE_IRP_SH_CC | NVE IRP SH CC (Total CC Plant) | teppc | NEVP | NEVP | Nevada Power Company | NEVP | SW | 2025-04-15 | 2050-12-31 | 2025 | 2050 | 735 | 100% | 735 | 735 | CCWhole-NatGas-Industrial | CC_NG | CC | SW_CCGT |  |  |  | SW_CCGT | 2025 | 2050 | 0 | SW | 735 | 1 | 735 | 1 | 1 | 2050-12-31 | 1 | #N/A | #N/A | No | 735 | 735 | Not Found | #N/A | #N/A | #N/A | Not Found | #N/A | #N/A | #N/A | 735 | 735 | 735 | 735 |  |  | No |  | No | No | No
| NW_Energy_1 | NW Energy-1_NW Energy-1_IPP-NWE | teppc | BCHA | BCHA | British Columbia Transmission Company | BCHA_AESO | Excluded | 1993-04-01 | 2040-03-31 | 1993 | 2039 | 67.69 | 100% | 67.69 | 67.69 | Bio-ST | ST_Biomass | Biomass/Wood | Excluded_Biomass |  |  |  | Excluded | 1993 | 2039 | 0 | Excluded | 67.69 | 1 | 67.69 | 1 | 1 | 2040-03-31 | 1 | #N/A | #N/A | No | 0 | 0 | Not Found | #N/A | #N/A | #N/A | Not Found | #N/A | #N/A | #N/A | 0 | 0 | 0 | 0 |  |  | No |  | No | No | No
| NW_StaveRiver1 | Northwest Stave River-1_Northwest Stave River-1_IPP-NWS | teppc | BCHA | BCHA | British Columbia Transmission Company | BCHA_AESO | Excluded | 2013-12-01 | 2053-12-01 | 2013 | 2053 | 7.2 | 100% | 7.2 | 7.2 | Hydro | Hydro_Standard | Hydro | Excluded_Hydro |  |  |  | Excluded | 2014 | 2053 | 0 | Excluded | 7.2 | 1 | 7.2 | 1 | 1 | 2050-12-31 | 1 | #N/A | #N/A | No | 0 | 0 | Not Found | #N/A | #N/A | #N/A | Not Found | #N/A | #N/A | #N/A | 0 | 0 | 0 | 0 |  |  | No |  | No | No | No
| NW_StaveRiver2 | Northwest Stave River-2_Northwest Stave River-2_IPP-NWS | teppc | BCHA | BCHA | British Columbia Transmission Company | BCHA_AESO | Excluded | 2013-12-01 | 2053-12-01 | 2013 | 2053 | 7.2 | 100% | 7.2 | 7.2 | Hydro | Hydro_Standard | Hydro | Excluded_Hydro |  |  |  | Excluded | 2014 | 2053 | 0 | Excluded | 7.2 | 1 | 7.2 | 1 | 1 | 2050-12-31 | 1 | #N/A | #N/A | No | 0 | 0 | Not Found | #N/A | #N/A | #N/A | Not Found | #N/A | #N/A | #N/A | 0 | 0 | 0 | 0 |  |  | No |  | No | No | No
| NW_StaveRiver3 | Northwest Stave River-3_Northwest Stave River-3_IPP-NWS | teppc | BCHA | BCHA | British Columbia Transmission Company | BCHA_AESO | Excluded | 2013-12-01 | 2053-12-01 | 2013 | 2053 | 3 | 100% | 3 | 3 | Hydro | Hydro_Standard | Hydro | Excluded_Hydro |  |  |  | Excluded | 2014 | 2053 | 0 | Excluded | 3 | 1 | 3 | 1 | 1 | 2050-12-31 | 1 | #N/A | #N/A | No | 0 | 0 | Not Found | #N/A | #N/A | #N/A | Not Found | #N/A | #N/A | #N/A | 0 | 0 | 0 | 0 |  |  | No |  | No | No | No
| NWCSTL_7_UNIT_1 | NEWCASTLE HYDRO | caiso | PGE_Valley | PGE_Valley | Pacific Gas and Electric Valley | PGE_Valley | CAISO | 1986-01-01 | 2050-12-31 | 1986 | 2050 | 12 | 100% | 12 | 12 | n/a | Hydro_Standard | Hydro | CAISO_Hydro |  |  |  | CAISO_Hydro | 1986 | 2050 | 0 | CAISO | 12 | 1 | 12 | 1 | 1 | 2050-12-31 | 1 | NWCSTL_7_UNIT 1 | FC | No | 10.1492 | 10.1492 | NQC List | 0.7 | 0.13 | WATER | NQC List | 0.51 | 0.13 | WATER | 0.51 | 0.13 | 0.7 | 0.13 |  |  | No |  | No | No | No
| NZWIND_2_WDSTR5 | Windstream 6111 | caiso | PGE_Valley | PGE_Valley | Pacific Gas and Electric Valley | PGE_Valley | CAISO | 1986-01-24 | 2050-12-31 | 1986 | 2050 | 6.31 | 100% | 6.31 | 6.31 | n/a | wind_onshorewind | Wind | CAISO_Wind |  |  |  | CAISO_Wind_for_CAISO | 1986 | 2050 | 0 | CAISO | 6.31 | 1 | 6.31 | 1 | 1 | 2050-12-31 | 1 | NZWIND_2_WDSTR5 | FC | No | 1.3251 | 0.9465 | NQC List | 1.33 | 0.95 | WIND | NQC List | 1.33 | 0.95 | WIND | 1.33 | 0.95 | 1.33 | 0.95 |  |  | No |  | No | No | No
| NZWIND_6_CALWND | Wind Resource I | caiso | SCE | SCE | Southern California Edison | SCE | CAISO | 2012-03-24 | 2050-12-31 | 2012 | 2050 | 9 | 100% | 9 | 9 | n/a | wind_onshorewind | Wind | CAISO_Wind |  |  |  | CAISO_Wind_for_CAISO | 2012 | 2050 | 0 | CAISO | 9 | 1 | 9 | 1 | 1 | 2050-12-31 | 1 | NZWIND_6_CALWND | FC | No | 1.89 | 1.35 | NQC List | 1.89 | 1.35 | WIND | NQC List | 1.89 | 1.35 | WIND | 1.89 | 1.35 | 1.89 | 1.35 |  |  | No |  | No | No | No
| NZWIND_6_WDSTR | Windstream 39 | caiso | SCE | SCE | Southern California Edison | SCE | CAISO | 1984-02-01 | 2050-12-31 | 1984 | 2050 | 3.35 | 100% | 3.35 | 3.35 | n/a | wind_onshorewind | Wind | CAISO_Wind |  |  |  | CAISO_Wind_for_CAISO | 1984 | 2050 | 0 | CAISO | 3.35 | 1 | 3.35 | 1 | 1 | 2050-12-31 | 1 | NZWIND_6_WDSTR | FC | No | 0.7035 | 0.5025 | NQC List | 0.7 | 0.5 | WIND | NQC List | 0.7 | 0.5 | WIND | 0.7 | 0.5 | 0.7 | 0.5 |  |  | No |  | No | No | No
| NZWIND_6_WDSTR2 | Windstream 6040 | caiso | SCE | SCE | Southern California Edison | SCE | CAISO | 1984-09-01 | 2050-12-31 | 1984 | 2050 | 4.07 | 100% | 4.07 | 4.07 | n/a | wind_onshorewind | Wind | CAISO_Wind |  |  |  | CAISO_Wind_for_CAISO | 1985 | 2050 | 0 | CAISO | 4.07 | 1 | 4.07 | 1 | 1 | 2050-12-31 | 1 | NZWIND_6_WDSTR2 | FC | No | 0.8547 | 0.6105 | NQC List | 0.85 | 0.61 | WIND | NQC List | 0.85 | 0.61 | WIND | 0.85 | 0.61 | 0.85 | 0.61 |  |  | No |  | No | No | No
| NZWIND_6_WDSTR3 | Windstream 6041 | caiso | SCE | SCE | Southern California Edison | SCE | CAISO | 1984-12-01 | 2050-12-31 | 1984 | 2050 | 3.86 | 100% | 3.86 | 3.86 | n/a | wind_onshorewind | Wind | CAISO_Wind |  |  |  | CAISO_Wind_for_CAISO | 1985 | 2050 | 0 | CAISO | 3.86 | 1 | 3.86 | 1 | 1 | 2050-12-31 | 1 | NZWIND_6_WDSTR3 | FC | No | 0.8106 | 0.579 | NQC List | 0.81 | 0.58 | WIND | NQC List | 0.81 | 0.58 | WIND | 0.81 | 0.58 | 0.81 | 0.58 |  |  | No |  | No | No | No
| NZWIND_6_WDSTR4 | Windstream 6042 | caiso | SCE | SCE | Southern California Edison | SCE | CAISO | 1985-10-17 | 2050-12-31 | 1985 | 2050 | 6.77 | 100% | 6.77 | 6.77 | n/a | wind_onshorewind | Wind | CAISO_Wind |  |  |  | CAISO_Wind_for_CAISO | 1986 | 2050 | 0 | CAISO | 6.77 | 1 | 6.77 | 1 | 1 | 2050-12-31 | 1 | NZWIND_6_WDSTR4 | FC | No | 1.4217 | 1.0155 | NQC List | 1.42 | 1.02 | WIND | NQC List | 1.42 | 1.02 | WIND | 1.42 | 1.02 | 1.42 | 1.02 |  |  | No |  | No | No | No
| OAK_C_1_EBMUD | MWWTP PGS 1 - ENGINES | caiso | PGE_Bay | PGE_Bay | Pacific Gas and Electric Bay | PGE_Bay | CAISO | 1991-10-21 | 2050-12-31 | 1991 | 2050 | 1.8 | 26.09% | 1.8 | 6.9 | n/a | Biogas_ | Biogas_LandfillGas | CAISO_Biomass |  |  |  | CAISO_Biomass_for_CAISO | 1992 | 2050 | 0 | CAISO | 6.9 | 1 | 6.9 | 1 | 1 | 2050-12-31 | 1 | OAK C_1_EBMUD | FC | No | 4.8162 | 4.8162 | NQC List | 1.65 | 1.41 | BIOGAS | NQC List | 1.2 | 1.54 | BIOGAS | 1.2 | 1.54 | 1.65 | 1.41 |  |  | No |  | No | No | No
| OAK_C_7_UNIT_1 | OAKLAND STATION C GT UNIT 1 | caiso | PGE_Bay | PGE_Bay | Pacific Gas and Electric Bay | PGE_Bay | CAISO | 1978-01-01 | 2050-12-31 | 1978 | 2050 | 55 | 100% | 55 | 55 | CT-OilDistillate | CT_Oil | CT | CAISO_Peaker2 |  |  |  | CAISO_Peaker2 | 1978 | 2050 | 0 | CAISO | 55 | 1 | 55 | 1 | 1 | 2050-12-31 | 1 | OAK C_7_UNIT 1 | FC | No | 52.8713 | 52.8713 | NQC List | 55 | 55 | DISTILLATE | NQC List | 55 | 55 | DISTILLATE | 55 | 55 | 55 | 55 |  |  | No |  | No | No | No
| OAK_C_7_UNIT_2 | OAKLAND STATION C GT UNIT 2 | caiso | PGE_Bay | PGE_Bay | Pacific Gas and Electric Bay | PGE_Bay | CAISO | 1978-01-01 | 2050-12-31 | 1978 | 2050 | 55 | 100% | 55 | 55 | CT-OilDistillate | CT_Oil | CT | CAISO_Peaker2 |  |  |  | CAISO_Peaker2 | 1978 | 2050 | 0 | CAISO | 55 | 1 | 55 | 1 | 1 | 2050-12-31 | 1 | OAK C_7_UNIT 2 | FC | No | 52.8713 | 52.8713 | NQC List | 55 | 55 | DISTILLATE | NQC List | 55 | 55 | DISTILLATE | 55 | 55 | 55 | 55 |  |  | No |  | No | No | No
| OAK_C_7_UNIT_3 | OAKLAND STATION C GT UNIT 3 | caiso | PGE_Bay | PGE_Bay | Pacific Gas and Electric Bay | PGE_Bay | CAISO | 1978-01-01 | 2050-12-31 | 1978 | 2050 | 55 | 100% | 55 | 55 | CT-OilDistillate | CT_Oil | CT | CAISO_Peaker2 |  |  |  | CAISO_Peaker2 | 1978 | 2050 | 0 | CAISO | 55 | 1 | 55 | 1 | 1 | 2050-12-31 | 1 | OAK C_7_UNIT 3 | FC | No | 52.8713 | 52.8713 | NQC List | 55 | 55 | DISTILLATE | NQC List | 55 | 55 | DISTILLATE | 55 | 55 | 55 | 55 |  |  | No |  | No | No | No
| Oak_Grove_1 | Oak Grove-1 | teppc | PGE | PGE | Portland General Electric Company | PortlandGE | NW | 1924-08-01 | 2050-12-31 | 1924 | 2050 | 25.5 | 100% | 25.5 | 25.5 | Hydro | Hydro_Standard | Hydro | NW_Hydro |  |  |  | NW_Hydro | 1924 | 2050 | 0 | NW | 25.5 | 1 | 25.5 | 1 | 1 | 2050-12-31 | 1 | #N/A | #N/A | No | #N/A | #N/A | Not Found | #N/A | #N/A | #N/A | Not Found | #N/A | #N/A | #N/A | #N/A | #N/A |  |  |  |  | No |  | No | No | No
| Oak_Grove_2 | Oak Grove-2 | teppc | PGE | PGE | Portland General Electric Company | PortlandGE | NW | 1931-03-01 | 2050-12-31 | 1931 | 2050 | 25.5 | 100% | 25.5 | 25.5 | Hydro | Hydro_Standard | Hydro | NW_Hydro |  |  |  | NW_Hydro | 1931 | 2050 | 0 | NW | 25.5 | 1 | 25.5 | 1 | 1 | 2050-12-31 | 1 | #N/A | #N/A | No | #N/A | #N/A | Not Found | #N/A | #N/A | #N/A | Not Found | #N/A | #N/A | #N/A | #N/A | #N/A |  |  |  |  | No |  | No | No | No
| OAK_L_1_GTG1 | MWWTP PGS 2 - Turbine | caiso | PGE_Bay | PGE_Bay | Pacific Gas and Electric Bay | PGE_Bay | CAISO |  | 2050-12-31 | 1900 | 2050 | 0 | 0% |  | 4.6 | COMBUSTION TURBINE_BIOGAS | CT_Biomass | Biogas_LandfillGas | CAISO_Biomass |  |  |  | CAISO_Biomass_for_CAISO | 1900 | 2050 | 0 | CAISO | 4.6 | 1 | 4.6 | 1 | 1 | 2050-12-31 | 1 | OAK L_1_GTG1 | EO | Yes | 3.2108 | 3.2108 | NQC List | 0 | 0 | BIOGAS | NQC List | 0 | 0 | BIOGAS | 0 | 0 | 0 | 0 |  |  | No |  | Yes | No | No
| OAKWD_6_QF |  | caiso | SCE | SCE | Southern California Edison | SCE | CAISO | 2014-02-07 | 2050-12-31 | 2014 | 2050 | 27.87 | 100% | 27.87 | 27.87 | wind_onshorewind | wind_onshorewind | Wind | CAISO_Wind |  |  |  | CAISO_Wind_for_CAISO | 2014 | 2050 | 0 | CAISO | 27.87 | 1 | 27.87 | 1 | 1 | 2050-12-31 | 1 | OAKWD_6_QF | FC | No | 5.8527 | 4.1805 | NQC List | 5.85 | 4.18 | WIND | NQC List | 5.85 | 4.18 | WIND | 5.85 | 4.18 | 5.85 | 4.18 |  |  | No |  | No | No | No
| OAKWD_6_ZEPHWD | Zephyr Park | caiso | SCE | SCE | Southern California Edison | SCE | CAISO | 2014-02-07 | 2050-12-31 | 2014 | 2050 | 3.5 | 100% | 3.5 | 3.5 | n/a | wind_onshorewind | Wind | CAISO_Wind |  |  |  | CAISO_Wind_for_CAISO | 2014 | 2050 | 0 | CAISO | 3.5 | 1 | 3.5 | 1 | 1 | 2050-12-31 | 1 | OAKWD_6_ZEPHWD | FC | No | 0.735 | 0.525 | NQC List | 0.74 | 0.53 | WIND | NQC List | 0.74 | 0.53 | WIND | 0.74 | 0.53 | 0.74 | 0.53 |  |  | No |  | No | No | No
| OASIS_6_CREST |  | caiso | SCE | SCE | Southern California Edison | SCE | CAISO |  | 2050-12-31 | 1900 | 2050 | 13.5 | 100% | 13.5 | 13.5 | n/a | 1axPV_sun | Solar_1Axis | CAISO_Solar |  |  |  | CAISO_Solar_for_CAISO | 1900 | 2050 | 0 | CAISO | 13.5 | 1 | 13.5 | 1 | 1 | 2050-12-31 | 1 | OASIS_6_CREST | EO | Yes | 3.645 | 1.89 | NQC List | 0 | 0 | SUN | NQC List | 0 | 0 | SUN | 0 | 0 | 0 | 0 |  |  | No |  | Yes | No | No
| OASIS_6_GBDSR4 | Green Beanworks D | caiso | SCE | SCE | Southern California Edison | SCE | CAISO | 2018-08-25 | 2050-12-31 | 2018 | 2050 | 3 | 100% | 3 | 3 | PHOTO VOLTAIC_SUN | PVgeneric_sun | Solar_Fixed | CAISO_Solar |  |  |  | CAISO_Solar_for_CAISO | 2019 | 2050 | 0 | CAISO | 3 | 1 | 3 | 1 | 1 | 2050-12-31 | 1 | OASIS_6_GBDSR4 | FC | No | 0.81 | 0.42 | NQC List | 0.81 | 0.42 | SUN | NQC List | 0.81 | 0.42 | SUN | 0.81 | 0.42 | 0.81 | 0.42 |  |  | No |  | No | Yes | Yes
| OASIS_6_SOLAR1 | Morgan Lancaster I | caiso | SCE | SCE | Southern California Edison | SCE | CAISO | 2015-12-09 | 2050-12-31 | 2016 | 2050 | 1.5 | 100% | 1.5 | 1.5 | n/a | PVgeneric_sun | Solar_Fixed | CAISO_Solar |  |  |  | CAISO_Solar_for_CAISO | 2016 | 2050 | 0 | CAISO | 1.5 | 1 | 1.5 | 1 | 1 | 2050-12-31 | 1 | OASIS_6_SOLAR1 | EO | Yes | 0.405 | 0.21 | NQC List | 0 | 0 | SUN | NQC List | 0 | 0 | SUN | 0 | 0 | 0 | 0 |  |  | No |  | No | No | No
| OASIS_6_SOLAR2 | Oasis Solar | caiso | SCE | SCE | Southern California Edison | SCE | CAISO | 2016-01-19 | 2050-12-31 | 2016 | 2050 | 20 | 100% | 20 | 20 | n/a | PVgeneric_sun | Solar_Fixed | CAISO_Solar |  |  |  | CAISO_Solar_for_CAISO | 2016 | 2050 | 0 | CAISO | 20 | 1 | 20 | 1 | 1 | 2050-12-31 | 1 | OASIS_6_SOLAR2 | FC | No | 5.4 | 2.8 | NQC List | 5.4 | 2.8 | SUN | NQC List | 5.4 | 2.8 | SUN | 5.4 | 2.8 | 5.4 | 2.8 |  |  | No |  | No | No | No
| OASIS_6_SOLAR3 | Soccer Center | caiso | SCE | SCE | Southern California Edison | SCE | CAISO |  | 2050-12-31 | 1900 | 2050 | 3 | 100% | 3 | 3 | PVgeneric_sun | PVgeneric_sun | Solar_Fixed | CAISO_Solar |  |  |  | CAISO_Solar_for_CAISO | 1900 | 2050 | 0 | CAISO | 3 | 1 | 3 | 1 | 1 | 2050-12-31 | 1 | OASIS_6_SOLAR3 | EO | Yes | 0.81 | 0.42 | NQC List | 0 | 0 | SUN | NQC List | 0 | 0 | SUN | 0 | 0 | 0 | 0 |  |  | No |  | Yes | No | No
| OCI_Solar_Lakeside | OCI Solar Lakeside | rps | SDGE | SDG&E | San Diego Gas and Electric | SDGE | CAISO | 2016-03-28 | 2050-12-31 | 2016 | 2050 | 2 | 100% | 2 | 2 | Solar PV - Ground mountSolar: Tracking (2 Axis) | 2axPV_sun | Solar_2Axis | CAISO_Solar |  |  |  | CAISO_Solar_for_CAISO | 2016 | 2050 | 0 | CAISO | 2 | 1 | 2 | 1 | 1 | 2050-12-31 | 1 | OCI Solar Lakeside | #N/A | No | 0.54 | 0.28 | Not Found | #N/A | #N/A | #N/A | Not Found | #N/A | #N/A | #N/A | 0.54 | 0.28 | 0.54 | 0.28 |  |  | No |  | No | No | No
| Ocotillo_GT1 | Ocotillo CT GT1 | teppc | AZPS | AZPS | Arizona Public Service Company | AZPS | SW | 1972-05-01 | 2050-12-31 | 1972 | 2050 | 62 | 100% | 62 | 62 | CT-NatGas-Aero | CT_NG | CT | SW_Peaker |  |  |  | SW_Peaker | 1972 | 2050 | 0 | SW | 62 | 1 | 62 | 1 | 1 | 2050-12-31 | 1 | #N/A | #N/A | No | 62 | 62 | Not Found | #N/A | #N/A | #N/A | Not Found | #N/A | #N/A | #N/A | 62 | 62 | 62 | 62 |  |  | No |  | No | No | No
| Ocotillo_GT2 | Ocotillo CT GT2 | teppc | AZPS | AZPS | Arizona Public Service Company | AZPS | SW | 1973-07-01 | 2050-12-31 | 1973 | 2050 | 62 | 100% | 62 | 62 | CT-NatGas-Aero | CT_NG | CT | SW_Peaker |  |  |  | SW_Peaker | 1973 | 2050 | 0 | SW | 62 | 1 | 62 | 1 | 1 | 2050-12-31 | 1 | #N/A | #N/A | No | 62 | 62 | Not Found | #N/A | #N/A | #N/A | Not Found | #N/A | #N/A | #N/A | 62 | 62 | 62 | 62 |  |  | No |  | No | No | No
| Ocotillo_GT3 | Ocotillo Gas Project GT3 | teppc | AZPS | AZPS | Arizona Public Service Company | AZPS | SW | 2019-01-01 | 2050-12-31 | 2019 | 2050 | 104.7 | 100% | 104.7 | 104.7 | CT-NatGas-Aero | CT_NG | CT | SW_Peaker |  |  |  | SW_Peaker | 2019 | 2050 | 0 | SW | 104.7 | 1 | 104.7 | 1 | 1 | 2050-12-31 | 1 | #N/A | #N/A | No | 104.7 | 104.7 | Not Found | #N/A | #N/A | #N/A | Not Found | #N/A | #N/A | #N/A | 104.7 | 104.7 | 104.7 | 104.7 |  |  | No |  | No | No | No
| Ocotillo_GT4 | Ocotillo Gas Project GT4 | teppc | AZPS | AZPS | Arizona Public Service Company | AZPS | SW | 2019-01-01 | 2050-12-31 | 2019 | 2050 | 104.7 | 100% | 104.7 | 104.7 | CT-NatGas-Aero | CT_NG | CT | SW_Peaker |  |  |  | SW_Peaker | 2019 | 2050 | 0 | SW | 104.7 | 1 | 104.7 | 1 | 1 | 2050-12-31 | 1 | #N/A | #N/A | No | 104.7 | 104.7 | Not Found | #N/A | #N/A | #N/A | Not Found | #N/A | #N/A | #N/A | 104.7 | 104.7 | 104.7 | 104.7 |  |  | No |  | No | No | No
| Ocotillo_GT5 | Ocotillo Gas Project GT5 | teppc | AZPS | AZPS | Arizona Public Service Company | AZPS | SW | 2019-01-01 | 2050-12-31 | 2019 | 2050 | 104.7 | 100% | 104.7 | 104.7 | CT-NatGas-Aero | CT_NG | CT | SW_Peaker |  |  |  | SW_Peaker | 2019 | 2050 | 0 | SW | 104.7 | 1 | 104.7 | 1 | 1 | 2050-12-31 | 1 | #N/A | #N/A | No | 104.7 | 104.7 | Not Found | #N/A | #N/A | #N/A | Not Found | #N/A | #N/A | #N/A | 104.7 | 104.7 | 104.7 | 104.7 |  |  | No |  | No | No | No
| Ocotillo_GT6 | Ocotillo Gas Project GT6 | teppc | AZPS | AZPS | Arizona Public Service Company | AZPS | SW | 2019-01-01 | 2050-12-31 | 2019 | 2050 | 104.7 | 100% | 104.7 | 104.7 | CT-NatGas-Aero | CT_NG | CT | SW_Peaker |  |  |  | SW_Peaker | 2019 | 2050 | 0 | SW | 104.7 | 1 | 104.7 | 1 | 1 | 2050-12-31 | 1 | #N/A | #N/A | No | 104.7 | 104.7 | Not Found | #N/A | #N/A | #N/A | Not Found | #N/A | #N/A | #N/A | 104.7 | 104.7 | 104.7 | 104.7 |  |  | No |  | No | No | No
| Ocotillo_GT7 | Ocotillo Gas Project GT7 | teppc | AZPS | AZPS | Arizona Public Service Company | AZPS | SW | 2019-01-01 | 2050-12-31 | 2019 | 2050 | 104.7 | 100% | 104.7 | 104.7 | CT-NatGas-Aero | CT_NG | CT | SW_Peaker |  |  |  | SW_Peaker | 2019 | 2050 | 0 | SW | 104.7 | 1 | 104.7 | 1 | 1 | 2050-12-31 | 1 | #N/A | #N/A | No | 104.7 | 104.7 | Not Found | #N/A | #N/A | #N/A | Not Found | #N/A | #N/A | #N/A | 104.7 | 104.7 | 104.7 | 104.7 |  |  | No |  | No | No | No
| OCTILO_5_WIND | Ocotillo Wind Energy Facility | caiso | SDGE | SDGE | San Diego Gas and Electric | SDGE | CAISO | 2013-07-30 | 2050-12-31 | 2013 | 2050 | 265 | 100% | 265 | 265 | n/a | wind_onshorewind | Wind | CAISO_Wind |  |  |  | CAISO_Wind_for_CAISO | 2013 | 2050 | 0 | CAISO | 265 | 1 | 265 | 1 | 1 | 2050-12-31 | 1 | OCTILO_5_WIND | FC | No | 55.65 | 39.75 | NQC List | 55.65 | 39.75 | WIND | NQC List | 55.65 | 39.75 | WIND | 55.65 | 39.75 | 55.65 | 39.75 |  |  | No |  | No | No | No
| OGROVE_6_PL1X2 | Orange Grove | caiso | SDGE | SDGE | San Diego Gas and Electric | SDGE | CAISO | 2010-06-17 | 2050-12-31 | 2010 | 2050 | 96 | 100% | 96 | 96 | CT-NatGas-Industrial | CT_NG | CT | CAISO_Peaker1 |  |  |  | CAISO_Peaker1 | 2010 | 2050 | 0 | CAISO | 96 | 1 | 96 | 1 | 1 | 2050-12-31 | 1 | OGROVE_6_PL1X2 | FC | No | 88.6786 | 88.6786 | NQC List | 96 | 96 | NATURAL GAS | NQC List | 96 | 96 | NATURAL GAS | 96 | 96 | 96 | 96 |  |  | No |  | No | No | No
| OILFLD_7_QFUNTS | Nacimiento Hydroelectric Plant | caiso | PGE_Bay | PGE_Bay | Pacific Gas and Electric Bay | PGE_Bay | CAISO | 1987-07-01 | 2050-12-31 | 1987 | 2050 | 3.8 | 100% | 3.8 | 3.8 | n/a | Hydro_Standard | Hydro | CAISO_Hydro |  |  |  | CAISO_Hydro | 1987 | 2050 | 0 | CAISO | 3.8 | 1 | 3.8 | 1 | 1 | 2050-12-31 | 1 | OILFLD_7_QFUNTS | FC | No | 3.2139 | 3.2139 | NQC List | 2.75 | 1.96 | WATER | NQC List | 1.77 | 1.3 | WATER | 1.77 | 1.3 | 2.75 | 1.96 |  |  | No |  | No | No | No
| Okotoks_Combined_Cycle | Genesee CC | teppc | BCHA | BCHA | British Columbia Transmission Company | BCHA_AESO | Excluded | 2025-01-01 | 2029-12-31 | 2025 | 2029 | 249.8 | 100% | 249.8 | 249.8 | CCWhole-NatGas-Industrial | CC_NG | CC | Excluded_CCGT |  |  |  | Excluded | 2025 | 2029 | 0 | Excluded | 249.8 | 1 | 249.8 | 1 | 1 | 2029-12-31 | 1 | #N/A | #N/A | No | 0 | 0 | Not Found | #N/A | #N/A | #N/A | Not Found | #N/A | #N/A | #N/A | 0 | 0 | 0 | 0 |  |  | No |  | No | No | No
| Oldman_2_2 | Oldman 2-2 | teppc | AESO | AESO | Alberta Electric System Operator | BCHA_AESO | Excluded | 2003-10-01 | 2050-12-01 | 2003 | 2050 | 32 | 100% | 32 | 32 | Hydro | Hydro_Standard | Hydro | Excluded_Hydro |  |  |  | Excluded | 2004 | 2050 | 0 | Excluded | 32 | 1 | 32 | 1 | 1 | 2050-12-01 | 1 | #N/A | #N/A | No | 0 | 0 | Not Found | #N/A | #N/A | #N/A | Not Found | #N/A | #N/A | #N/A | 0 | 0 | 0 | 0 |  |  | No |  | No | No | No
| Oldman1_1 | Oldman 1-1 | teppc | AESO | AESO | Alberta Electric System Operator | BCHA_AESO | Excluded | 2003-10-01 | 2050-12-01 | 2003 | 2050 | 32 | 100% | 32 | 32 | Hydro | Hydro_Standard | Hydro | Excluded_Hydro |  |  |  | Excluded | 2004 | 2050 | 0 | Excluded | 32 | 1 | 32 | 1 | 1 | 2050-12-01 | 1 | #N/A | #N/A | No | 0 | 0 | Not Found | #N/A | #N/A | #N/A | Not Found | #N/A | #N/A | #N/A | 0 | 0 | 0 | 0 |  |  | No |  | No | No | No
| OldManRiver | Old Man River Wind-1 | teppc | AESO | AESO | Alberta Electric System Operator | BCHA_AESO | Excluded | 2013-11-01 | 2050-12-31 | 2013 | 2050 | 46.8 | 100% | 46.8 | 46.8 | WT-Onshore | wind_onshorewind | Wind | Excluded_Wind |  |  |  | Excluded | 2014 | 2050 | 0 | Excluded | 46.8 | 1 | 46.8 | 1 | 1 | 2050-12-31 | 1 | #N/A | #N/A | No | 0 | 0 | Not Found | #N/A | #N/A | #N/A | Not Found | #N/A | #N/A | #N/A | 0 | 0 | 0 | 0 |  |  | No |  | No | No | No
| OLDRIV_6_BIOGAS | Bidart Old River 1 | caiso | PGE_Valley | PGE_Valley | Pacific Gas and Electric Valley | PGE_Valley | CAISO | 2014-03-10 | 2050-12-31 | 2014 | 2050 | 1.71 | 85.5% | 1.71 | 2 | n/a | Biogas_ | Biogas_LandfillGas | CAISO_Biomass |  |  |  | CAISO_Biomass_for_CAISO | 2014 | 2050 | 0 | CAISO | 2 | 1 | 2 | 1 | 1 | 2050-12-31 | 1 | OLDRIV_6_BIOGAS | FC | No | 1.396 | 1.396 | NQC List | 1.69 | 1.69 | BIOGAS | NQC List | 1.69 | 1.67 | BIOGAS | 1.69 | 1.67 | 1.69 | 1.69 |  |  | No |  | No | No | No
| OLDRIV_6_CESDBM | Ces Dairy Biogas | caiso | PGE_Valley | PGE_Valley | Pacific Gas and Electric Valley | PGE_Valley | CAISO | 2018-02-02 | 2050-12-31 | 2018 | 2050 | 0.92 | 92% | 0.92 | 1 | RECIPROCATING ENGINE_BIOGAS | Biogas_ | Biogas_LandfillGas | CAISO_Biomass |  |  |  | CAISO_Biomass_for_CAISO | 2018 | 2050 | 0 | CAISO | 1 | 1 | 1 | 1 | 1 | 2050-12-31 | 1 | OLDRIV_6_CESDBM | FC | No | 0.698 | 0.698 | NQC List | 0.9 | 0.93 | BIOGAS | NQC List | 0.9 | 0.91 | BIOGAS | 0.9 | 0.91 | 0.9 | 0.93 |  |  | No |  | No | Yes | Yes
| OLDRIV_6_LKVBM1 | Lakeview Dairy Biogas | caiso | PGE_Valley | PGE_Valley | Pacific Gas and Electric Valley | PGE_Valley | CAISO | 2018-02-02 | 2050-12-31 | 2018 | 2050 | 0.92 | 92% | 0.92 | 1 | RECIPROCATING ENGINE_BIOGAS | Biogas_ | Biogas_LandfillGas | CAISO_Biomass |  |  |  | CAISO_Biomass_for_CAISO | 2018 | 2050 | 0 | CAISO | 1 | 1 | 1 | 1 | 1 | 2050-12-31 | 1 | OLDRIV_6_LKVBM1 | FC | No | 0.698 | 0.698 | NQC List | 0.94 | 0.91 | BIOGAS | NQC List | 0.91 | 0.9 | BIOGAS | 0.91 | 0.9 | 0.94 | 0.91 |  |  | No |  | No | Yes | Yes
| OLDRV1_6_SOLAR | Old River One | caiso | PGE_Valley | PGE_Valley | Pacific Gas and Electric Valley | PGE_Valley | CAISO | 2014-12-30 | 2050-12-31 | 2015 | 2050 | 20 | 100% | 20 | 20 | n/a | PVgeneric_sun | Solar_Fixed | CAISO_Solar |  |  |  | CAISO_Solar_for_CAISO | 2015 | 2050 | 0 | CAISO | 20 | 1 | 20 | 1 | 1 | 2050-12-31 | 1 | OLDRV1_6_SOLAR | FC | No | 5.4 | 2.8 | NQC List | 5.4 | 2.8 | SUN | NQC List | 5.4 | 2.8 | SUN | 5.4 | 2.8 | 5.4 | 2.8 |  |  | No |  | No | No | No
| OLINDA_2_COYCRK | MWD Coyote Creek Hydroelectric Recovery | caiso | SCE | SCE | Southern California Edison | SCE | CAISO | 1979-02-21 | 2050-12-31 | 1979 | 2050 | 3.13 | 100% | 3.13 | 3.13 | n/a | Hydro_Standard | Hydro | CAISO_Hydro |  |  |  | CAISO_Hydro | 1979 | 2050 | 0 | CAISO | 3.13 | 1 | 3.13 | 1 | 1 | 2050-12-31 | 1 | OLINDA_2_COYCRK | FC | No | 2.6472 | 2.6472 | NQC List | 3.13 | 3.13 | WATER | NQC List | 3.13 | 3.13 | WATER | 3.13 | 3.13 | 3.13 | 3.13 |  |  | No |  | No | No | No
| OLINDA_2_LNDFL2 | Brea Power II | caiso | SCE | SCE | Southern California Edison | SCE | CAISO | 2012-11-01 | 2050-12-31 | 2012 | 2050 | 24.78 | 88.19% | 24.78 | 28.1 | COMBINED CYCLE_BIOGAS | CC_Biogas | Biogas_LandfillGas | CAISO_Biomass |  |  |  | CAISO_Biomass_for_CAISO | 2013 | 2050 | 0 | CAISO | 28.1 | 1 | 28.1 | 1 | 1 | 2050-12-31 | 1 | OLINDA_2_LNDFL2 | FC | No | 19.6138 | 19.6138 | NQC List | 24.58 | 24.58 | BIOGAS | NQC List | 23.17 | 24.84 | BIOGAS | 23.17 | 24.84 | 24.58 | 24.58 |  |  | No |  | No | No | No
| OLINDA_2_QF | OLINDA QFS | caiso | SCE | SCE | Southern California Edison | SCE | CAISO | 1984-01-01 | 2050-12-31 | 1984 | 2050 | 0.4 | 100% | 0.4 | 0.4 | n/a | Cogen_NG | Cogen | CAISO_Small_Hydro |  |  |  | CAISO_Small_Hydro_for_CAISO | 1984 | 2050 | 0 | CAISO | 0.4 | 1 | 0.4 | 1 | 1 | 2050-12-31 | 1 | OLINDA_2_QF | FC | No | 0.2 | 0.2 | NQC List | 0 | 0 | OTHER | NQC List | 0 | 0 | OTHER | 0 | 0 | 0 | 0 |  |  | No |  | No | No | No
| OLINDA_7_BLKSND | BlackSand Generating Facility | caiso | SCE | SCE | Southern California Edison | SCE | CAISO | 2012-09-01 | 2050-12-31 | 2012 | 2050 | 0.37 | 4.625% | 0.37 | 8 | COMBUSTION TURBINE_WASTE TO POWER | CT_Biomass | Biomass/Wood | CAISO_Biomass |  |  |  | CAISO_Biomass_for_CAISO | 2013 | 2050 | 0 | CAISO | 8 | 1 | 8 | 1 | 1 | 2050-12-31 | 1 | OLINDA_7_BLKSND | FC | No | 5.584 | 5.584 | NQC List | 0.08 | 0.06 | WASTE TO POWER | NQC List | 0.36 | 0.29 | WASTE TO POWER | 0.36 | 0.29 | 0.08 | 0.06 |  |  | No |  | No | No | No
| OLINDA_7_LNDFIL | OLINDA_7_LNDFIL | caiso | SCE | SCE | Southern California Edison | SCE | CAISO | 2002-05-01 | 2020-04-30 | 2002 | 2019 | 0 | 0% |  | 5.6 | n/a | ST_Biomass | Biomass/Wood | CAISO_Biomass |  |  |  | CAISO_Biomass_for_CAISO | 2002 | 2019 | 0 | CAISO | 5.6 | 1 | 5.6 | 1 | 1 | 2020-04-30 | 1 | OLINDA_7_LNDFIL | FC | No | 3.9088 | 3.9088 | Not Found | #N/A | #N/A | #N/A | NQC List | 0 | 0 | BIOGAS | 0 | 0 | 0 | 0 |  |  | No |  | No | No | No
| Olive_O1 | Olive O1 | teppc | LDWP | LDWP | Los Angeles Department of Water and Power | LADWP | LDWP | 1959-10-01 | 2050-12-31 | 1959 | 2050 | 44 | 100% | 44 | 44 | ST-NatGas | ST_NG | Steam | LDWP_ST |  |  |  | LDWP_ST | 1960 | 2050 | 0 | LDWP | 44 | 1 | 44 | 1 | 1 | 2050-12-31 | 1 | #N/A | #N/A | No | 43.9808 | 43.9808 | Not Found | #N/A | #N/A | #N/A | Not Found | #N/A | #N/A | #N/A | 43.9808 | 43.9808 | 43.9808 | 43.9808 |  |  | No |  | No | No | No
| Olive_O2 | Olive O2 | teppc | LDWP | LDWP | Los Angeles Department of Water and Power | LADWP | LDWP | 1964-09-01 | 2050-12-31 | 1964 | 2050 | 55 | 100% | 55 | 55 | ST-NatGas | ST_NG | Steam | LDWP_ST |  |  |  | LDWP_ST | 1965 | 2050 | 0 | LDWP | 55 | 1 | 55 | 1 | 1 | 2050-12-31 | 1 | #N/A | #N/A | No | 54.976 | 54.976 | Not Found | #N/A | #N/A | #N/A | Not Found | #N/A | #N/A | #N/A | 54.976 | 54.976 | 54.976 | 54.976 |  |  | No |  | No | No | No
| OLIVEP_1_SOLAR | White River Solar | caiso | PGE_Valley | PGE_Valley | Pacific Gas and Electric Valley | PGE_Valley | CAISO | 2013-06-22 | 2050-12-31 | 2013 | 2050 | 20 | 100% | 20 | 20 | n/a | PVgeneric_sun | Solar_Fixed | CAISO_Solar |  |  |  | CAISO_Solar_for_CAISO | 2013 | 2050 | 0 | CAISO | 20 | 1 | 20 | 1 | 1 | 2050-12-31 | 1 | OLIVEP_1_SOLAR | FC | No | 5.4 | 2.8 | NQC List | 5.4 | 2.8 | SUN | NQC List | 5.4 | 2.8 | SUN | 5.4 | 2.8 | 5.4 | 2.8 |  |  | No |  | No | No | No
| OLIVEP_1_SOLAR2 | White River West | caiso | PGE_Valley | PGE_Valley | Pacific Gas and Electric Valley | PGE_Valley | CAISO | 2014-10-01 | 2050-12-31 | 2014 | 2050 | 19.75 | 100% | 19.75 | 19.75 | n/a | PVgeneric_sun | Solar_Fixed | CAISO_Solar |  |  |  | CAISO_Solar_for_CAISO | 2015 | 2050 | 0 | CAISO | 19.75 | 1 | 19.75 | 1 | 1 | 2050-12-31 | 1 | OLIVEP_1_SOLAR2 | FC | No | 5.3325 | 2.765 | NQC List | 5.33 | 2.77 | SUN | NQC List | 5.33 | 2.77 | SUN | 5.33 | 2.77 | 5.33 | 2.77 |  |  | No |  | No | No | No
| OLSEN_2_UNIT | OLSEN POWER PARTNERS | caiso | PGE_Valley | PGE_Valley | Pacific Gas and Electric Valley | PGE_Valley | CAISO | 1990-01-03 | 2050-12-31 | 1990 | 2050 | 5.8 | 100% | 5.8 | 5.8 | n/a | Hydro_Standard | Hydro | CAISO_Small_Hydro |  |  |  | CAISO_Small_Hydro_for_CAISO | 1990 | 2050 | 0 | CAISO | 5.8 | 1 | 5.8 | 1 | 1 | 2050-12-31 | 1 | OLSEN_2_UNIT | FC | No | 2.9 | 2.9 | NQC List | 0.07 | 0 | WATER | NQC List | 0.06 | 0 | WATER | 0.06 | 0 | 0.07 | 0 |  |  | No |  | No | No | No
| OMAR_2_UNIT_1 | KERN RIVER COGENERATION CO. UNIT 1 | caiso | SCE | PGE_Valley | Pacific Gas and Electric Valley | PGE_Valley | CAISO | 1985-05-01 | 2050-12-31 | 1985 | 2050 | 75.9 | 97.31% | 75.9 | 78 |  | CT_NG | CT | CAISO_Peaker2 |  |  |  | CAISO_Peaker2 | 1985 | 2050 | 0 | CAISO | 78 | 1 | 78 | 1 | 1 | 2050-12-31 | 1 | OMAR_2_UNIT 1 | FC | No | 74.9811 | 74.9811 | NQC List | 70.72 | 72.32 | NATURAL GAS | NQC List | 70.3 | 72.34 | NATURAL GAS | 70.3 | 72.34 | 70.72 | 72.32 |  |  | No |  | No | No | No
| OMAR_2_UNIT_2 | KERN RIVER COGENERATION CO. UNIT 2 | caiso | SCE | PGE_Valley | Pacific Gas and Electric Valley | PGE_Valley | CAISO | 1985-05-01 | 2050-12-31 | 1985 | 2050 | 77.1 | 98.71% | 77.1 | 78.11 |  | CT_NG | CT | CAISO_Peaker2 |  |  |  | CAISO_Peaker2 | 1985 | 2050 | 0 | CAISO | 78.11 | 1 | 78.11 | 1 | 1 | 2050-12-31 | 1 | OMAR_2_UNIT 2 | FC | No | 75.0868 | 75.0868 | NQC List | 71.52 | 72.12 | NATURAL GAS | NQC List | 71.24 | 72.82 | NATURAL GAS | 71.24 | 72.82 | 71.52 | 72.12 |  |  | No |  | No | No | No
| OMAR_2_UNIT_3 | KERN RIVER COGENERATION CO. UNIT 3 | caiso | SCE | PGE_Valley | Pacific Gas and Electric Valley | PGE_Valley | CAISO | 1985-05-01 | 2050-12-31 | 1985 | 2050 | 79.1 | 97.16% | 79.1 | 81.41 |  | CT_NG | CT | CAISO_Peaker2 |  |  |  | CAISO_Peaker2 | 1985 | 2050 | 0 | CAISO | 81.41 | 1 | 81.41 | 1 | 1 | 2050-12-31 | 1 | OMAR_2_UNIT 3 | FC | No | 78.2591 | 78.2591 | NQC List | 75.7 | 75.62 | NATURAL GAS | NQC List | 74.03 | 75.76 | NATURAL GAS | 74.03 | 75.76 | 75.7 | 75.62 |  |  | No |  | No | No | No
| OMAR_2_UNIT_4 |  | caiso | SCE | PGE_Valley | Pacific Gas and Electric Valley | PGE_Valley | CAISO | 1985-05-01 | 2050-12-31 | 1985 | 2050 | 81.44 | 100% | 81.44 | 81.44 |  | Cogen_NG | Cogen | CAISO_CHP |  |  |  | CAISO_CHP | 1985 | 2050 | 0 | CAISO | 81.44 | 1 | 81.44 | 1 | 1 | 2050-12-31 | 1 | OMAR_2_UNIT 4 | FC | No | 51.633 | 51.633 | NQC List | 81.44 | 81.44 | NATURAL GAS | NQC List | 81.44 | 81.44 | NATURAL GAS | 81.44 | 81.44 | 81.44 | 81.44 |  |  | No |  | No | No | No
| Oneida_1 | Oneida-1 | teppc | PAID | PAID | Idaho, PACE Utility | IPCO | NW | 1914-12-01 | 2050-12-31 | 1914 | 2050 | 10 | 100% | 10 | 10 | Hydro | Hydro_Standard | Hydro | NW_Hydro |  |  |  | NW_Hydro | 1915 | 2050 | 0 | NW | 10 | 1 | 10 | 1 | 1 | 2050-12-31 | 1 | #N/A | #N/A | No | #N/A | #N/A | Not Found | #N/A | #N/A | #N/A | Not Found | #N/A | #N/A | #N/A | #N/A | #N/A |  |  |  |  | No |  | No | No | No
| Oneida_2 | Oneida-2 | teppc | PAID | PAID | Idaho, PACE Utility | IPCO | NW | 1915-12-01 | 2050-12-31 | 1915 | 2050 | 10 | 100% | 10 | 10 | Hydro | Hydro_Standard | Hydro | NW_Hydro |  |  |  | NW_Hydro | 1916 | 2050 | 0 | NW | 10 | 1 | 10 | 1 | 1 | 2050-12-31 | 1 | #N/A | #N/A | No | #N/A | #N/A | Not Found | #N/A | #N/A | #N/A | Not Found | #N/A | #N/A | #N/A | #N/A | #N/A |  |  |  |  | No |  | No | No | No
| Oneida_3 | Oneida-3 | teppc | PAID | PAID | Idaho, PACE Utility | IPCO | NW | 1919-12-01 | 2050-12-31 | 1919 | 2050 | 10 | 100% | 10 | 10 | Hydro | Hydro_Standard | Hydro | NW_Hydro |  |  |  | NW_Hydro | 1920 | 2050 | 0 | NW | 10 | 1 | 10 | 1 | 1 | 2050-12-31 | 1 | #N/A | #N/A | No | #N/A | #N/A | Not Found | #N/A | #N/A | #N/A | Not Found | #N/A | #N/A | #N/A | #N/A | #N/A |  |  |  |  | No |  | No | No | No
| ONLLPP_6_UNITS | O'NEILL PUMP-GEN (AGGREGATE) | caiso | PGE_Valley | PGE_Valley | Pacific Gas and Electric Valley | PGE_Valley | CAISO | 1967-01-01 | 2050-12-31 | 1967 | 2050 | 25.2 | 100% | 25.2 | 25.2 | n/a | Hydro_PumpedStorage | PSH | CAISO_Existing_Pumped_Storage |  |  |  | CAISO_Existing_Pumped_Storage | 1967 | 2050 | 0 | CAISO | 25.2 | 1 | 25.2 | 1 | 1 | 2050-12-31 | 1 | ONLLPP_6_UNITS | FC | No | 25.2 | 25.2 | NQC List | 6.04 | 6.13 | WATER | NQC List | 12.12 | 12.01 | WATER | 12.12 | 12.01 | 6.04 | 6.13 |  |  | No |  | No | No | No
| OpalSpringsHydro1 | Opal Springs Hydro-1 | teppc | PACW | PACW | PacifiCorp – West | PACW | NW | 1985-01-01 | 2050-12-31 | 1985 | 2050 | 4.3 | 100% | 4.3 | 4.3 | Hydro | Hydro_Standard | Hydro | NW_Hydro |  |  |  | NW_Hydro | 1985 | 2050 | 0 | NW | 4.3 | 1 | 4.3 | 1 | 1 | 2050-12-31 | 1 | #N/A | #N/A | No | #N/A | #N/A | Not Found | #N/A | #N/A | #N/A | Not Found | #N/A | #N/A | #N/A | #N/A | #N/A |  |  |  |  | No |  | No | No | No
| Open_Range_Solar__OR_ |  | teppc | IPTV | IPTV | Idaho Treasure Valley | IPCO | NW | 2016-12-31 | 2050-12-31 | 2017 | 2050 | 140 | 100% | 140 | 140 | SolarPV-NonTracking | FixedPV_sun | Solar_Fixed | NW_Solar |  |  |  | NW_Solar_for_Other | 2017 | 2050 | 0 | NW | 140 | 1 | 140 | 1 | 1 | 2050-12-31 | 1 | #N/A | #N/A | No | #N/A | #N/A | Not Found | #N/A | #N/A | #N/A | Not Found | #N/A | #N/A | #N/A | #N/A | #N/A |  |  |  |  | No |  | No | No | No
| Open_Sky_Dairy_Digester__2 | Open Sky Dairy Digester #2 | rps | PGE_Valley | PGE_Valley | Pacific Gas and Electric Valley | PGE_Valley | CAISO | 2019-02-22 | 2050-12-31 | 2019 | 2050 | 0 | 0% |  | 0.8 | Digester gasnan | Biogas_ | Biogas_LandfillGas | CAISO_Biomass |  |  |  | CAISO_Biomass_for_CAISO | 2019 | 2050 | 0 | CAISO | 0.8 | 1 | 0.8 | 1 | 1 | 2050-12-31 | 1 | Open Sky Dairy Digester #2 | #N/A | No | 0.5584 | 0.5584 | Not Found | #N/A | #N/A | #N/A | Not Found | #N/A | #N/A | #N/A | 0.5584 | 0.5584 | 0.5584 | 0.5584 |  |  | No |  | No | Yes | Yes
ground truthing fix | Orchard_Ranch_Solar |  | teppc | CISC | CISC | Southern California Edison | IPCO | NW | 2016-12-31 | 2050-12-31 | 2017 | 2050 | 140 | 700% | 140 | 20 | SolarPV-Tracking | 1axPV_sun | Solar_1Axis | NW_Solar |  |  |  | NW_Solar_for_Other | 2017 | 2050 | 0 | NW | 20 | 1 | 20 | 1 | 1 | 2050-12-31 | 1 | Orchard Ranch Solar | #N/A | No | #N/A | #N/A | Not Found | #N/A | #N/A | #N/A | Not Found | #N/A | #N/A | #N/A | #N/A | #N/A |  |  |  |  | No |  | No | No | No
| Orchard_Wind_1 |  | teppc | PACW | PACW | PacifiCorp – West | PACW | NW | 1950-01-01 | 2050-12-31 | 1950 | 2050 | 10 | 100% | 10 | 10 | WT-Onshore | wind_onshorewind | Wind | NW_Wind |  |  |  | NW_Wind_for_Other | 1950 | 2050 | 0 | NW | 10 | 1 | 10 | 1 | 1 | 2050-12-31 | 1 | #N/A | #N/A | No | #N/A | #N/A | Not Found | #N/A | #N/A | #N/A | Not Found | #N/A | #N/A | #N/A | #N/A | #N/A |  |  |  |  | No |  | No | No | No
| Orchard_Wind_2 |  | teppc | PACW | PACW | PacifiCorp – West | PACW | NW | 1950-01-01 | 2050-12-31 | 1950 | 2050 | 10 | 100% | 10 | 10 | WT-Onshore | wind_onshorewind | Wind | NW_Wind |  |  |  | NW_Wind_for_Other | 1950 | 2050 | 0 | NW | 10 | 1 | 10 | 1 | 1 | 2050-12-31 | 1 | #N/A | #N/A | No | #N/A | #N/A | Not Found | #N/A | #N/A | #N/A | Not Found | #N/A | #N/A | #N/A | #N/A | #N/A |  |  |  |  | No |  | No | No | No
| Orchard_Wind_3 |  | teppc | PACW | PACW | PacifiCorp – West | PACW | NW | 1950-01-01 | 2050-12-31 | 1950 | 2050 | 10 | 100% | 10 | 10 | WT-Onshore | wind_onshorewind | Wind | NW_Wind |  |  |  | NW_Wind_for_Other | 1950 | 2050 | 0 | NW | 10 | 1 | 10 | 1 | 1 | 2050-12-31 | 1 | #N/A | #N/A | No | #N/A | #N/A | Not Found | #N/A | #N/A | #N/A | Not Found | #N/A | #N/A | #N/A | #N/A | #N/A |  |  |  |  | No |  | No | No | No
| Orchard_Wind_4 |  | teppc | PACW | PACW | PacifiCorp – West | PACW | NW | 1950-01-01 | 2050-12-31 | 1950 | 2050 | 10 | 100% | 10 | 10 | WT-Onshore | wind_onshorewind | Wind | NW_Wind |  |  |  | NW_Wind_for_Other | 1950 | 2050 | 0 | NW | 10 | 1 | 10 | 1 | 1 | 2050-12-31 | 1 | #N/A | #N/A | No | #N/A | #N/A | Not Found | #N/A | #N/A | #N/A | Not Found | #N/A | #N/A | #N/A | #N/A | #N/A |  |  |  |  | No |  | No | No | No
| Orem_Family_Wind |  | teppc | BPAT | BPAT | Bonneville Power Administration – Transmission | BPAT | NW | 1950-01-01 | 2050-12-31 | 1950 | 2050 | 10 | 100% | 10 | 10 | WT-Onshore | wind_onshorewind | Wind | NW_Wind |  |  |  | NW_Wind_for_Other | 1950 | 2050 | 0 | NW | 10 | 1 | 10 | 1 | 1 | 2050-12-31 | 1 | #N/A | #N/A | No | #N/A | #N/A | Not Found | #N/A | #N/A | #N/A | Not Found | #N/A | #N/A | #N/A | #N/A | #N/A |  |  |  |  | No |  | No | No | No
| SHANDN_2_SBBBM1 | Organic Energy Solutions | rps | SCE | SCE | Southern California Edison | SCE | CAISO | 2020-09-14 | 2050-12-31 | 2020 | 2050 | 0 | 0% |  | 2.6 | Biogasnan | ST_Biomass | Biogas_LandfillGas | CAISO_Biomass |  |  |  | CAISO_Biomass_for_CAISO | 2021 | 2050 | 0 | CAISO | 2.6 | 0.95 | 2.47 | 1 | 1 | 2050-12-31 | 1 | Organic Energy Solutions | #N/A | No | 1.7241 | 1.7241 | Not Found | #N/A | #N/A | #N/A | Not Found | #N/A | #N/A | #N/A | 1.7241 | 1.7241 | 1.7241 | 1.7241 |  |  | Yes |  | No | Yes | Yes
| ORION_WIND |  | teppc | NWMT | NWMT | NorthWestern Energy | NWMT_WAUW | NW | 1950-01-01 | 2050-12-31 | 1950 | 2050 | 300.9 | 100% | 300.9 | 300.9 | WT-Onshore | wind_onshorewind | Wind | NW_Wind |  |  |  | NW_Wind_for_Other | 1950 | 2050 | 0 | NW | 300.9 | 1 | 300.9 | 1 | 1 | 2050-12-31 | 1 | #N/A | #N/A | No | #N/A | #N/A | Not Found | #N/A | #N/A | #N/A | Not Found | #N/A | #N/A | #N/A | #N/A | #N/A |  |  |  |  | No |  | No | No | No
| ORLND_6_HIGHLI | High Line Canal Hydro | caiso | PGE_Valley | PGE_Valley | Pacific Gas and Electric Valley | PGE_Valley | CAISO | 2014-06-11 | 2050-12-31 | 2014 | 2050 | 0.5 | 100% | 0.5 | 0.5 | n/a | Hydro_Standard | Hydro | CAISO_Hydro |  |  |  | CAISO_Hydro | 2014 | 2050 | 0 | CAISO | 0.5 | 1 | 0.5 | 1 | 1 | 2050-12-31 | 1 | ORLND_6_HIGHLI | FC | No | 0.42288 | 0.42288 | NQC List | 0.02 | 0.02 | WATER | NQC List | 0.07 | 0.01 | WATER | 0.07 | 0.01 | 0.02 | 0.02 |  |  | No |  | No | No | No
| ORLND_6_SOLAR1 | Enerparc California 2 | caiso | PGE_Valley | PGE_Valley | Pacific Gas and Electric Valley | PGE_Valley | CAISO | 2016-03-23 | 2050-12-31 | 2016 | 2050 | 1.5 | 100% | 1.5 | 1.5 | n/a | PVgeneric_sun | Solar_Fixed | CAISO_Solar |  |  |  | CAISO_Solar_for_CAISO | 2016 | 2050 | 0 | CAISO | 1.5 | 1 | 1.5 | 1 | 1 | 2050-12-31 | 1 | ORLND_6_SOLAR1 | FC | No | 0.405 | 0.21 | NQC List | 0.41 | 0.21 | SUN | NQC List | 0.41 | 0.21 | SUN | 0.41 | 0.21 | 0.41 | 0.21 |  |  | No |  | No | No | No
| Ormesa_1_E | Ormesa 1 E | teppc | IID | IID | Imperial Irrigation District | IID | IID | 2010-04-15 | 2050-12-31 | 2010 | 2050 | 12.9 | 100% | 12.9 | 12.9 | Geo-DoubleFlash | Geothermal_steam | Geothermal | IID_Geothermal |  |  |  | IID_Geothermal_for_Other | 2010 | 2050 | 0 | IID | 12.9 | 1 | 12.9 | 1 | 1 | 2050-12-31 | 1 | #N/A | #N/A | No | 7.9464 | 7.9464 | Not Found | #N/A | #N/A | #N/A | Not Found | #N/A | #N/A | #N/A | 7.9464 | 7.9464 | 7.9464 | 7.9464 |  |  | No |  | No | No | No
| Ormesa_1_H | Ormesa 1 H | teppc | IID | IID | Imperial Irrigation District | IID | IID | 2010-04-15 | 2050-12-31 | 2010 | 2050 | 12.9 | 100% | 12.9 | 12.9 | Geo-DoubleFlash | Geothermal_steam | Geothermal | IID_Geothermal |  |  |  | IID_Geothermal_for_Other | 2010 | 2050 | 0 | IID | 12.9 | 1 | 12.9 | 1 | 1 | 2050-12-31 | 1 | #N/A | #N/A | No | 7.9464 | 7.9464 | Not Found | #N/A | #N/A | #N/A | Not Found | #N/A | #N/A | #N/A | 7.9464 | 7.9464 | 7.9464 | 7.9464 |  |  | No |  | No | No | No
| Ormesa_I | Ormesa I ITLU1-2/OE31-31 | teppc | IID | IID | Imperial Irrigation District | IID | IID | 2010-04-15 | 2050-12-31 | 2010 | 2050 | 33.5 | 100% | 33.5 | 33.5 | Geo-DoubleFlash | Geothermal_steam | Geothermal | IID_Geothermal |  |  |  | IID_Geothermal_for_Other | 2010 | 2050 | 0 | IID | 33.5 | 1 | 33.5 | 1 | 1 | 2050-12-31 | 1 | #N/A | #N/A | No | 20.636 | 20.636 | Not Found | #N/A | #N/A | #N/A | Not Found | #N/A | #N/A | #N/A | 20.636 | 20.636 | 20.636 | 20.636 |  |  | No |  | No | No | No
| Ormesa_I_1M | Ormesa I 1M Parasitic Well | teppc | IID | IID | Imperial Irrigation District | IID | IID | 2010-04-15 | 2050-12-31 | 2010 | 2050 | 26 | 100% | 26 | 26 | MotorLoad | Load | Load | IID_Load |  |  |  | #N/A | 2010 | 2050 | 0 | IID | 26 | 1 | 26 | 1 | 1 | 2050-12-31 | 1 | #N/A | #N/A | No | #N/A | #N/A | Not Found | #N/A | #N/A | #N/A | Not Found | #N/A | #N/A | #N/A | #N/A | #N/A |  |  |  |  | No |  | No | No | No
| Ormesa_I_E_1M | Ormesa 1 E 1M Parasitic Well | teppc | IID | IID | Imperial Irrigation District | IID | IID | 2010-04-15 | 2050-12-31 | 2010 | 2050 | 12 | 100% | 12 | 12 | MotorLoad | Load | Load | IID_Load |  |  |  | #N/A | 2010 | 2050 | 0 | IID | 12 | 1 | 12 | 1 | 1 | 2050-12-31 | 1 | #N/A | #N/A | No | #N/A | #N/A | Not Found | #N/A | #N/A | #N/A | Not Found | #N/A | #N/A | #N/A | #N/A | #N/A |  |  |  |  | No |  | No | No | No
| Ormesa_I_H_1M | Ormesa 1 H 1M Parasitic Well | teppc | IID | IID | Imperial Irrigation District | IID | IID | 2010-04-15 | 2050-12-31 | 2010 | 2050 | 6.4 | 100% | 6.4 | 6.4 | MotorLoad | Load | Load | IID_Load |  |  |  | #N/A | 2010 | 2050 | 0 | IID | 6.4 | 1 | 6.4 | 1 | 1 | 2050-12-31 | 1 | #N/A | #N/A | No | #N/A | #N/A | Not Found | #N/A | #N/A | #N/A | Not Found | #N/A | #N/A | #N/A | #N/A | #N/A |  |  |  |  | No |  | No | No | No
| Ormesa_II_OEC21 | Ormesa Geothermal II OEC21¦Ormat ORMESA_2 unit 1 | teppc | IID | IID | Imperial Irrigation District | IID | IID | 2010-04-15 | 2050-12-31 | 2010 | 2050 | 15 | 100% | 15 | 15 | Geo-BinaryCycle | Geothermal_steam | Geothermal | IID_Geothermal |  |  |  | IID_Geothermal_for_Other | 2010 | 2050 | 0 | IID | 15 | 1 | 15 | 1 | 1 | 2050-12-31 | 1 | #N/A | #N/A | No | 9.24 | 9.24 | Not Found | #N/A | #N/A | #N/A | Not Found | #N/A | #N/A | #N/A | 9.24 | 9.24 | 9.24 | 9.24 |  |  | No |  | No | No | No
| Ormesa_II_OEC22 | Ormesa Geothermal II OEC22¦Ormat ORMESA_2 unit 2 | teppc | IID | IID | Imperial Irrigation District | IID | IID | 2010-04-15 | 2050-12-31 | 2010 | 2050 | 15 | 100% | 15 | 15 | Geo-BinaryCycle | Geothermal_steam | Geothermal | IID_Geothermal |  |  |  | IID_Geothermal_for_Other | 2010 | 2050 | 0 | IID | 15 | 1 | 15 | 1 | 1 | 2050-12-31 | 1 | #N/A | #N/A | No | 9.24 | 9.24 | Not Found | #N/A | #N/A | #N/A | Not Found | #N/A | #N/A | #N/A | 9.24 | 9.24 | 9.24 | 9.24 |  |  | No |  | No | No | No
| ORMOND_7_UNIT_1 | ORMOND BEACH GEN STA. UNIT 1 | caiso | SCE | SCE | Southern California Edison | SCE | CAISO | 1971-01-01 | 2020-12-31 | 1971 | 2023 | 741.27 | 100% | 741.27 | 741.27 | ST-NatGas | ST_NG | Steam | CAISO_ST |  |  |  | CAISO_ST | 1971 | 2023 | 0 | CAISO | 741.27 | 1 | 741.27 | 1 | 1 | 2023-12-31 | 1 | ORMOND_7_UNIT 1 | FC | No | 740.9463 | 740.9463 | NQC List | 741.27 | 741.27 | NATURAL GAS | NQC List | 741.27 | 741.27 | NATURAL GAS | 741.27 | 741.27 | 741.27 | 741.27 | Yes |  | No |  | No | No | No
| ORMOND_7_UNIT_2 | ORMOND BEACH GEN STA. UNIT 2 | caiso | SCE | SCE | Southern California Edison | SCE | CAISO | 1971-01-01 | 2020-12-31 | 1971 | 2023 | 750 | 100% | 750 | 750 | ST-NatGas | ST_NG | Steam | CAISO_ST |  |  |  | CAISO_ST | 1971 | 2023 | 0 | CAISO | 750 | 1 | 750 | 1 | 1 | 2023-12-31 | 1 | ORMOND_7_UNIT 2 | FC | No | 749.6725 | 749.6725 | NQC List | 750 | 750 | NATURAL GAS | NQC List | 750 | 750 | NATURAL GAS | 750 | 750 | 750 | 750 | Yes |  | No |  | No | No | No
| ORNI33__LLC | ORNI33, LLC | rps | IID | SDG&E | San Diego Gas and Electric | SDGE | CAISO | 2021-07-01 | 2050-12-31 | 2021 | 2050 | 20 | 100% | 20 | 20 | Solar PV - Ground mountSolar: Fixed Tilt | FixedPV_sun | Solar_Fixed | CAISO_Solar |  |  |  | CAISO_Solar_for_CAISO | 2021 | 2050 | 0 | CAISO | 20 | 0.95 |  | 1 | 1 | 2050-12-31 | 1 | ORNI33, LLC | EO | Yes | #VALUE! | #VALUE! | Not Found | #N/A | #N/A | #N/A | Not Found | #N/A | #N/A | #N/A | [6 empty] | Yes | Yes | No | No | No
| OROLOM_1_SOLAR1 | Oro Loma Solar 1 | caiso | PGE_Valley | PGE_Valley | Pacific Gas and Electric Valley | PGE_Valley | CAISO | 2017-01-01 | 2050-12-31 | 2017 | 2050 | 10 | 100% | 10 | 10 | PVgeneric_sun | PVgeneric_sun | Solar_Fixed | CAISO_Solar |  |  |  | CAISO_Solar_for_CAISO | 2017 | 2050 | 0 | CAISO | 10 | 1 | 10 | 1 | 1 | 2050-12-31 | 1 | OROLOM_1_SOLAR1 | EO | Yes | 2.7 | 1.4 | NQC List | 0 | 0 | SUN | NQC List | 0 | 0 | SUN | 0 | 0 | 0 | 0 |  |  | No |  | No | No | No
| OROLOM_1_SOLAR2 | Oro Loma Solar 2 | caiso | PGE_Valley | PGE_Valley | Pacific Gas and Electric Valley | PGE_Valley | CAISO | 2017-01-26 | 2050-12-31 | 2017 | 2050 | 10 | 100% | 10 | 10 | PVgeneric_sun | PVgeneric_sun | Solar_Fixed | CAISO_Solar |  |  |  | CAISO_Solar_for_CAISO | 2017 | 2050 | 0 | CAISO | 10 | 1 | 10 | 1 | 1 | 2050-12-31 | 1 | OROLOM_1_SOLAR2 | EO | Yes | 2.7 | 1.4 | NQC List | 0 | 0 | SUN | NQC List | 0 | 0 | SUN | 0 | 0 | 0 | 0 |  |  | No |  | No | No | No
| OROVIL_6_UNIT | Oroville Cogeneration, LP | caiso | PGE_Valley | PGE_Valley | Pacific Gas and Electric Valley | PGE_Valley | CAISO | 1989-12-18 | 2050-12-31 | 1990 | 2050 | 7.5 | 100% | 7.5 | 7.5 | ICE-NatGas | Cogen_NG | Cogen | CAISO_CHP |  |  |  | CAISO_CHP | 1990 | 2050 | 0 | CAISO | 7.5 | 1 | 7.5 | 1 | 1 | 2050-12-31 | 1 | OROVIL_6_UNIT | FC | No | 4.755 | 4.755 | NQC List | 7.5 | 7.5 | NATURAL GAS | NQC List | 7.5 | 7.5 | NATURAL GAS | 7.5 | 7.5 | 7.5 | 7.5 |  |  | No |  | No | No | No
| ORTGA_6_ME1SL1 | Merced 1 | caiso | PGE_Valley | PGE_Valley | Pacific Gas and Electric Valley | PGE_Valley | CAISO |  | 2050-12-31 | 1900 | 2050 | 3 | 100% | 3 | 3 | PHOTO VOLTAIC_SUN | PVgeneric_sun | Solar_Fixed | CAISO_Solar |  |  |  | CAISO_Solar_for_CAISO | 1900 | 2050 | 0 | CAISO | 3 | 1 | 3 | 1 | 1 | 2050-12-31 | 1 | ORTGA_6_ME1SL1 | EO | Yes | 0.81 | 0.42 | NQC List | 0.81 | 0.42 | SUN | NQC List | 0 | 0 | SUN | 0 | 0 | 0.81 | 0.42 |  |  | No |  | Yes | No | No
| OTAY_6_LNDFL5 | Otay 5 | caiso | SDGE | SDGE | San Diego Gas and Electric | SDGE | CAISO | 2014-03-14 | 2019-12-13 | 2014 | 2019 | 0 | 0% |  | 1.5 | n/a | Biogas_ | Biogas_LandfillGas | CAISO_Biomass |  |  |  | CAISO_Biomass_for_CAISO | 2014 | 2019 | 0 | CAISO | 1.5 | 1 | 1.5 | 1 | 1 | 2019-12-13 | 1 | OTAY_6_LNDFL5 | EO | Yes | 1.047 | 1.047 | Not Found | #N/A | #N/A | #N/A | NQC List | 0 | 0 | BIOGAS | 0 | 0 | 0 | 0 |  |  | No |  | No | No | No
| OTAY_6_LNDFL6 | Otay 6 | caiso | SDGE | SDGE | San Diego Gas and Electric | SDGE | CAISO | 2014-03-14 | 2019-12-13 | 2014 | 2019 | 0 | 0% |  | 1.5 | n/a | Biogas_ | Biogas_LandfillGas | CAISO_Biomass |  |  |  | CAISO_Biomass_for_CAISO | 2014 | 2019 | 0 | CAISO | 1.5 | 1 | 1.5 | 1 | 1 | 2019-12-13 | 1 | OTAY_6_LNDFL6 | EO | Yes | 1.047 | 1.047 | Not Found | #N/A | #N/A | #N/A | NQC List | 0 | 0 | BIOGAS | 0 | 0 | 0 | 0 |  |  | No |  | No | No | No
| OTAY_6_PL1X2 | Chula Vista Energy Center, LLC | caiso | SDGE | SDGE | San Diego Gas and Electric | SDGE | CAISO | 2006-06-08 | 2050-12-31 | 2006 | 2050 | 35.5 | 100% | 35.5 | 35.5 | CT-NatGas-Aero | CT_NG | CT | CAISO_Peaker2 |  |  |  | CAISO_Peaker2 | 2006 | 2050 | 0 | CAISO | 35.5 | 1 | 35.5 | 1 | 1 | 2050-12-31 | 1 | OTAY_6_PL1X2 | FC | No | 34.126 | 34.126 | NQC List | 35.5 | 35.5 | NATURAL GAS | NQC List | 35.5 | 35.5 | NATURAL GAS | 35.5 | 35.5 | 35.5 | 35.5 |  |  | No |  | No | No | No
| OTAY_6_UNITB1 | OTAY LANDFILL UNITS AGGREGATE | caiso | SDGE | SDGE | San Diego Gas and Electric | SDGE | CAISO | 1987-01-01 | 2019-12-13 | 1987 | 2019 | 2.21 | 73.67% | 2.21 | 3 | n/a | Biogas_ | Biogas_LandfillGas | CAISO_Biomass |  |  |  | CAISO_Biomass_for_CAISO | 1987 | 2019 | 0 | CAISO | 3 | 1 | 3 | 1 | 1 | 2019-12-13 | 1 | OTAY_6_UNITB1 | FC | No | 2.094 | 2.094 | Not Found | #N/A | #N/A | #N/A | NQC List | 2.13 | 2.05 | BIOGAS | 2.13 | 2.05 | 2.13 | 2.05 |  |  | No |  | No | No | No
| OtayLF1 | OTAY LANDFILL UNIT 1_22604 | teppc | CISC | CISC | Southern California Edison | SCE | CAISO | 1987-01-01 | 2050-12-31 | 1987 | 2050 | 0 | 0% |  | 1.88 | Bio-ICE | ICE_Biomass | Biomass/Wood | CAISO_Biomass |  |  |  | CAISO_Biomass_for_CAISO | 1987 | 2050 | 0 | CAISO | 1.88 | 1 | 1.88 | 1 | 1 | 2050-12-31 | 1 | OtayLF1 | #N/A | No | 1.3122 | 1.3122 | Not Found | #N/A | #N/A | #N/A | Not Found | #N/A | #N/A | #N/A | 1.3122 | 1.3122 | 1.3122 | 1.3122 |  |  | No |  | No | No | No
| OtayLF3 | Otay-OTA3_22604 | teppc | CISC | CISC | Southern California Edison | SCE | CAISO | 2007-03-08 | 2050-12-31 | 2007 | 2050 | 0 | 0% |  | 3.75 | Bio-ICE | ICE_Biomass | Biomass/Wood | CAISO_Biomass |  |  |  | CAISO_Biomass_for_CAISO | 2007 | 2050 | 0 | CAISO | 3.75 | 1 | 3.75 | 1 | 1 | 2050-12-31 | 1 | OtayLF3 | #N/A | No | 2.6175 | 2.6175 | Not Found | #N/A | #N/A | #N/A | Not Found | #N/A | #N/A | #N/A | 2.6175 | 2.6175 | 2.6175 | 2.6175 |  |  | No |  | No | No | No
| Otero_County | PNM Otero County Solar (Tularosa Solar Energy Center) OTE1 | teppc | PNM | PNM | Public Service Company of New Mexico | PNM_EPE | SW | 2009-10-03 | 2050-12-31 | 2009 | 2050 | 7.5 | 100% | 7.5 | 7.5 | SolarPV-NonTracking | FixedPV_sun | Solar_Fixed | SW_Solar |  |  |  | SW_Solar_for_Other | 2010 | 2050 | 0 | SW | 7.5 | 1 | 7.5 | 1 | 1 | 2050-12-31 | 1 | #N/A | #N/A | No | #N/A | #N/A | Not Found | #N/A | #N/A | #N/A | Not Found | #N/A | #N/A | #N/A | #N/A | #N/A |  |  |  |  | No |  | No | No | No
| OTMESA_2_PL1X3 | OTAY MESA ENERGY CENTER | caiso | SDGE | SDGE | San Diego Gas and Electric | SDGE | CAISO | 2009-10-03 | 2050-12-31 | 2009 | 2050 | 603.6 | 99.99% | 603.6 | 603.68 | CCWhole-NatGas-Industrial | CC_NG | CC | CAISO_CCGT1 |  |  |  | CAISO_CCGT1 | 2010 | 2050 | 0 | CAISO | 603.68 | 1 | 603.68 | 1 | 1 | 2050-12-31 | 1 | OTMESA_2_PL1X3 | FC | No | 567.1386 | 567.1386 | NQC List | 603.6 | 603.6 | NATURAL GAS | NQC List | 603.6 | 603.6 | NATURAL GAS | 603.6 | 603.6 | 603.6 | 603.6 |  |  | No |  | No | No | No
| OutbackChristms | Outback Solar At Christmas Valley-PV1 | teppc | PNM | PNM | Public Service Company of New Mexico | PNM_EPE | SW | 2012-10-12 | 2050-12-31 | 2012 | 2050 | 5 | 100% | 5 | 5 | SolarPV-NonTracking | FixedPV_sun | Solar_Fixed | SW_Solar |  |  |  | SW_Solar_for_Other | 2013 | 2050 | 0 | SW | 5 | 1 | 5 | 1 | 1 | 2050-12-31 | 1 | #N/A | #N/A | No | #N/A | #N/A | Not Found | #N/A | #N/A | #N/A | Not Found | #N/A | #N/A | #N/A | #N/A | #N/A |  |  |  |  | No |  | No | No | No
| OwyheeDam | Owyhee Dam Power Project-GEN1_61023 | teppc | IPFE | IPFE | Idaho Far East | IPCO | NW | 1985-08-10 | 2050-12-31 | 1985 | 2050 | 5 | 100% | 5 | 5 | Hydro | Hydro_Standard | Hydro | NW_Hydro |  |  |  | NW_Hydro | 1986 | 2050 | 0 | NW | 5 | 1 | 5 | 1 | 1 | 2050-12-31 | 1 | #N/A | #N/A | No | #N/A | #N/A | Not Found | #N/A | #N/A | #N/A | Not Found | #N/A | #N/A | #N/A | #N/A | #N/A |  |  |  |  | No |  | No | No | No
| Oxbow__OR__1 | Oxbow (OR)-1 | teppc | IPTV | IPTV | Idaho Treasure Valley | IPCO | NW | 1961-07-01 | 2050-12-31 | 1961 | 2050 | 55.4 | 100% | 55.4 | 55.4 | Hydro | Hydro_Standard | Hydro | NW_Hydro |  |  |  | NW_Hydro | 1961 | 2050 | 0 | NW | 55.4 | 1 | 55.4 | 1 | 1 | 2050-12-31 | 1 | #N/A | #N/A | No | #N/A | #N/A | Not Found | #N/A | #N/A | #N/A | Not Found | #N/A | #N/A | #N/A | #N/A | #N/A |  |  |  |  | No |  | No | No | No
| Oxbow__OR__2 | Oxbow (OR)-2 | teppc | IPTV | IPTV | Idaho Treasure Valley | IPCO | NW | 1961-07-01 | 2050-12-31 | 1961 | 2050 | 55.4 | 100% | 55.4 | 55.4 | Hydro | Hydro_Standard | Hydro | NW_Hydro |  |  |  | NW_Hydro | 1961 | 2050 | 0 | NW | 55.4 | 1 | 55.4 | 1 | 1 | 2050-12-31 | 1 | #N/A | #N/A | No | #N/A | #N/A | Not Found | #N/A | #N/A | #N/A | Not Found | #N/A | #N/A | #N/A | #N/A | #N/A |  |  |  |  | No |  | No | No | No
| Oxbow__OR__3 | Oxbow (OR)-3 | teppc | IPTV | IPTV | Idaho Treasure Valley | IPCO | NW | 1961-09-01 | 2050-12-31 | 1961 | 2050 | 55.4 | 100% | 55.4 | 55.4 | Hydro | Hydro_Standard | Hydro | NW_Hydro |  |  |  | NW_Hydro | 1962 | 2050 | 0 | NW | 55.4 | 1 | 55.4 | 1 | 1 | 2050-12-31 | 1 | #N/A | #N/A | No | #N/A | #N/A | Not Found | #N/A | #N/A | #N/A | Not Found | #N/A | #N/A | #N/A | #N/A | #N/A |  |  |  |  | No |  | No | No | No
| Oxbow__OR__4 | Oxbow (OR)-4 | teppc | IPTV | IPTV | Idaho Treasure Valley | IPCO | NW | 1961-11-01 | 2050-12-31 | 1961 | 2050 | 55.4 | 100% | 55.4 | 55.4 | Hydro | Hydro_Standard | Hydro | NW_Hydro |  |  |  | NW_Hydro | 1962 | 2050 | 0 | NW | 55.4 | 1 | 55.4 | 1 | 1 | 2050-12-31 | 1 | #N/A | #N/A | No | #N/A | #N/A | Not Found | #N/A | #N/A | #N/A | Not Found | #N/A | #N/A | #N/A | #N/A | #N/A |  |  |  |  | No |  | No | No | No
| OXBOW_6_DRUM | OXBOW HYDRO | caiso | PGE_Valley | PGE_Valley | Pacific Gas and Electric Valley | PGE_Valley | CAISO | 1966-01-01 | 2050-12-31 | 1966 | 2050 | 5.8 | 100% | 5.8 | 5.8 | n/a | Hydro_Standard | Hydro | CAISO_Hydro |  |  |  | CAISO_Hydro | 1966 | 2050 | 0 | CAISO | 5.8 | 1 | 5.8 | 1 | 1 | 2050-12-31 | 1 | OXBOW_6_DRUM | FC | No | 4.9054 | 4.9054 | NQC List | 4.3 | 3.64 | WATER | NQC List | 3.62 | 2.93 | WATER | 3.62 | 2.93 | 4.3 | 3.64 |  |  | No |  | No | No | No
| OXMTN_6_LNDFIL | Ox Mountain Landfill Generating Plant | caiso | PGE_Bay | PGE_Bay | Pacific Gas and Electric Bay | PGE_Bay | CAISO | 2009-04-01 | 2050-12-31 | 2009 | 2050 | 10.14 | 95.48% | 10.14 | 10.62 | n/a | Biogas_ | Biogas_LandfillGas | CAISO_Biomass |  |  |  | CAISO_Biomass_for_CAISO | 2009 | 2050 | 0 | CAISO | 10.62 | 1 | 10.62 | 1 | 1 | 2050-12-31 | 1 | OXMTN_6_LNDFIL | FC | No | 7.4128 | 7.4128 | NQC List | 10.51 | 10.55 | BIOGAS | NQC List | 10.29 | 10.47 | BIOGAS | 10.29 | 10.47 | 10.51 | 10.55 |  |  | No |  | No | No | No
| Packwood | Packwood-1 | teppc | BPAT | BPAT | Bonneville Power Administration – Transmission | BPAT | NW | 1964-04-01 | 2050-12-31 | 1964 | 2050 | 27.5 | 100% | 27.5 | 27.5 | Hydro | Hydro_Standard | Hydro | NW_Hydro |  |  |  | NW_Hydro | 1964 | 2050 | 0 | NW | 27.5 | 1 | 27.5 | 1 | 1 | 2050-12-31 | 1 | #N/A | #N/A | No | #N/A | #N/A | Not Found | #N/A | #N/A | #N/A | Not Found | #N/A | #N/A | #N/A | #N/A | #N/A |  |  |  |  | No |  | No | No | No
| PACLUM_6_UNIT | Humboldt Redwood | caiso | PGE_Bay | PGE_Bay | Pacific Gas and Electric Bay | PGE_Bay | CAISO | 1986-03-22 | 2050-12-31 | 1986 | 2050 | 20.12 | 69.86% | 20.12 | 28.8 | n/a | ST_Biomass | Biomass/Wood | CAISO_Biomass |  |  |  | CAISO_Biomass_for_CAISO | 1986 | 2050 | 0 | CAISO | 28.8 | 1 | 28.8 | 1 | 1 | 2050-12-31 | 1 | PACLUM_6_UNIT | FC | No | 20.1024 | 20.1024 | NQC List | 12.55 | 12.55 | BIOMASS | NQC List | 15.13 | 15.4 | BIOMASS | 15.13 | 15.4 | 12.55 | 12.55 |  |  | No |  | No | No | No
| PACW_1 |  | teppc | PACW | PACW | PacifiCorp – West | PACW | NW | 1950-01-01 | 2050-12-31 | 1950 | 2050 | 6.6 | 100% | 6.6 | 6.6 | Solar | PVgeneric_sun | Solar_Fixed | NW_Solar |  |  |  | NW_Solar_for_Other | 1950 | 2050 | 0 | NW | 6.6 | 1 | 6.6 | 1 | 1 | 2050-12-31 | 1 | #N/A | #N/A | No | #N/A | #N/A | Not Found | #N/A | #N/A | #N/A | Not Found | #N/A | #N/A | #N/A | #N/A | #N/A |  |  |  |  | No |  | No | No | No
| PACW_10 |  | teppc | PACW | PACW | PacifiCorp – West | PACW | NW | 1950-01-01 | 2050-12-31 | 1950 | 2050 | 10 | 100% | 10 | 10 | Solar | PVgeneric_sun | Solar_Fixed | NW_Solar |  |  |  | NW_Solar_for_Other | 1950 | 2050 | 0 | NW | 10 | 1 | 10 | 1 | 1 | 2050-12-31 | 1 | #N/A | #N/A | No | #N/A | #N/A | Not Found | #N/A | #N/A | #N/A | Not Found | #N/A | #N/A | #N/A | #N/A | #N/A |  |  |  |  | No |  | No | No | No
| PACW_11 |  | teppc | PACW | PACW | PacifiCorp – West | PACW | NW | 1950-01-01 | 2050-12-31 | 1950 | 2050 | 10 | 100% | 10 | 10 | Solar | PVgeneric_sun | Solar_Fixed | NW_Solar |  |  |  | NW_Solar_for_Other | 1950 | 2050 | 0 | NW | 10 | 1 | 10 | 1 | 1 | 2050-12-31 | 1 | #N/A | #N/A | No | #N/A | #N/A | Not Found | #N/A | #N/A | #N/A | Not Found | #N/A | #N/A | #N/A | #N/A | #N/A |  |  |  |  | No |  | No | No | No
| PACW_12 |  | teppc | PACW | PACW | PacifiCorp – West | PACW | NW | 1950-01-01 | 2050-12-31 | 1950 | 2050 | 8 | 100% | 8 | 8 | Solar | PVgeneric_sun | Solar_Fixed | NW_Solar |  |  |  | NW_Solar_for_Other | 1950 | 2050 | 0 | NW | 8 | 1 | 8 | 1 | 1 | 2050-12-31 | 1 | #N/A | #N/A | No | #N/A | #N/A | Not Found | #N/A | #N/A | #N/A | Not Found | #N/A | #N/A | #N/A | #N/A | #N/A |  |  |  |  | No |  | No | No | No
| PACW_13 |  | teppc | PACW | PACW | PacifiCorp – West | PACW | NW | 1950-01-01 | 2050-12-31 | 1950 | 2050 | 10 | 100% | 10 | 10 | Solar | PVgeneric_sun | Solar_Fixed | NW_Solar |  |  |  | NW_Solar_for_Other | 1950 | 2050 | 0 | NW | 10 | 1 | 10 | 1 | 1 | 2050-12-31 | 1 | #N/A | #N/A | No | #N/A | #N/A | Not Found | #N/A | #N/A | #N/A | Not Found | #N/A | #N/A | #N/A | #N/A | #N/A |  |  |  |  | No |  | No | No | No
| PACW_2 |  | teppc | PACW | PACW | PacifiCorp – West | PACW | NW | 1950-01-01 | 2050-12-31 | 1950 | 2050 | 4.8 | 100% | 4.8 | 4.8 | Solar | PVgeneric_sun | Solar_Fixed | NW_Solar |  |  |  | NW_Solar_for_Other | 1950 | 2050 | 0 | NW | 4.8 | 1 | 4.8 | 1 | 1 | 2050-12-31 | 1 | #N/A | #N/A | No | #N/A | #N/A | Not Found | #N/A | #N/A | #N/A | Not Found | #N/A | #N/A | #N/A | #N/A | #N/A |  |  |  |  | No |  | No | No | No
| PACW_3 |  | teppc | PACW | PACW | PacifiCorp – West | PACW | NW | 1950-01-01 | 2050-12-31 | 1950 | 2050 | 10 | 100% | 10 | 10 | Solar | PVgeneric_sun | Solar_Fixed | NW_Solar |  |  |  | NW_Solar_for_Other | 1950 | 2050 | 0 | NW | 10 | 1 | 10 | 1 | 1 | 2050-12-31 | 1 | #N/A | #N/A | No | #N/A | #N/A | Not Found | #N/A | #N/A | #N/A | Not Found | #N/A | #N/A | #N/A | #N/A | #N/A |  |  |  |  | No |  | No | No | No
| PACW_4 |  | teppc | PACW | PACW | PacifiCorp – West | PACW | NW | 1950-01-01 | 2050-12-31 | 1950 | 2050 | 9.9 | 100% | 9.9 | 9.9 | Solar | PVgeneric_sun | Solar_Fixed | NW_Solar |  |  |  | NW_Solar_for_Other | 1950 | 2050 | 0 | NW | 9.9 | 1 | 9.9 | 1 | 1 | 2050-12-31 | 1 | #N/A | #N/A | No | #N/A | #N/A | Not Found | #N/A | #N/A | #N/A | Not Found | #N/A | #N/A | #N/A | #N/A | #N/A |  |  |  |  | No |  | No | No | No
| PACW_5 |  | teppc | PACW | PACW | PacifiCorp – West | PACW | NW | 1950-01-01 | 2050-12-31 | 1950 | 2050 | 8.5 | 100% | 8.5 | 8.5 | Solar | PVgeneric_sun | Solar_Fixed | NW_Solar |  |  |  | NW_Solar_for_Other | 1950 | 2050 | 0 | NW | 8.5 | 1 | 8.5 | 1 | 1 | 2050-12-31 | 1 | #N/A | #N/A | No | #N/A | #N/A | Not Found | #N/A | #N/A | #N/A | Not Found | #N/A | #N/A | #N/A | #N/A | #N/A |  |  |  |  | No |  | No | No | No
| PACW_6 |  | teppc | PACW | PACW | PacifiCorp – West | PACW | NW | 1950-01-01 | 2050-12-31 | 1950 | 2050 | 10 | 100% | 10 | 10 | Solar | PVgeneric_sun | Solar_Fixed | NW_Solar |  |  |  | NW_Solar_for_Other | 1950 | 2050 | 0 | NW | 10 | 1 | 10 | 1 | 1 | 2050-12-31 | 1 | #N/A | #N/A | No | #N/A | #N/A | Not Found | #N/A | #N/A | #N/A | Not Found | #N/A | #N/A | #N/A | #N/A | #N/A |  |  |  |  | No |  | No | No | No
| PACW_7 |  | teppc | PACW | PACW | PacifiCorp – West | PACW | NW | 1950-01-01 | 2050-12-31 | 1950 | 2050 | 9.9 | 100% | 9.9 | 9.9 | Solar | PVgeneric_sun | Solar_Fixed | NW_Solar |  |  |  | NW_Solar_for_Other | 1950 | 2050 | 0 | NW | 9.9 | 1 | 9.9 | 1 | 1 | 2050-12-31 | 1 | #N/A | #N/A | No | #N/A | #N/A | Not Found | #N/A | #N/A | #N/A | Not Found | #N/A | #N/A | #N/A | #N/A | #N/A |  |  |  |  | No |  | No | No | No
| PACW_8 |  | teppc | PACW | PACW | PacifiCorp – West | PACW | NW | 1950-01-01 | 2050-12-31 | 1950 | 2050 | 10 | 100% | 10 | 10 | Solar | PVgeneric_sun | Solar_Fixed | NW_Solar |  |  |  | NW_Solar_for_Other | 1950 | 2050 | 0 | NW | 10 | 1 | 10 | 1 | 1 | 2050-12-31 | 1 | #N/A | #N/A | No | #N/A | #N/A | Not Found | #N/A | #N/A | #N/A | Not Found | #N/A | #N/A | #N/A | #N/A | #N/A |  |  |  |  | No |  | No | No | No
| PACW_9 |  | teppc | PACW | PACW | PacifiCorp – West | PACW | NW | 1950-01-01 | 2050-12-31 | 1950 | 2050 | 10 | 100% | 10 | 10 | Solar | PVgeneric_sun | Solar_Fixed | NW_Solar |  |  |  | NW_Solar_for_Other | 1950 | 2050 | 0 | NW | 10 | 1 | 10 | 1 | 1 | 2050-12-31 | 1 | #N/A | #N/A | No | #N/A | #N/A | Not Found | #N/A | #N/A | #N/A | Not Found | #N/A | #N/A | #N/A | #N/A | #N/A |  |  |  |  | No |  | No | No | No
| PADUA_2_ONTARO | ONTARIO/SIERRA HYDRO PSP | caiso | SCE | SCE | Southern California Edison | SCE | CAISO | 1902-01-01 | 2050-12-31 | 1902 | 2050 | 1.92 | 100% | 1.92 | 1.92 | n/a | Hydro_Standard | Hydro | CAISO_Small_Hydro |  |  |  | CAISO_Small_Hydro_for_CAISO | 1902 | 2050 | 0 | CAISO | 1.92 | 1 | 1.92 | 1 | 1 | 2050-12-31 | 1 | PADUA_2_ONTARO | FC | No | 0.96 | 0.96 | NQC List | 0.59 | 0.6 | WATER | NQC List | 0.35 | 0.32 | WATER | 0.35 | 0.32 | 0.59 | 0.6 |  |  | No |  | No | No | No
| PADUA_2_SOLAR1 | Kona Solar - Rancho DC #1 | caiso | SCE | SCE | Southern California Edison | SCE | CAISO | 2015-06-02 | 2050-12-31 | 2015 | 2050 | 1.75 | 100% | 1.75 | 1.75 | n/a | PVgeneric_sun | Solar_Fixed | CAISO_Solar |  |  |  | CAISO_Solar_for_CAISO | 2015 | 2050 | 0 | CAISO | 1.75 | 1 | 1.75 | 1 | 1 | 2050-12-31 | 1 | PADUA_2_SOLAR1 | EO | Yes | 0.4725 | 0.245 | NQC List | 0 | 0 | SUN | NQC List | 0 | 0 | SUN | 0 | 0 | 0 | 0 |  |  | No |  | No | No | No
| PADUA_6_MWDSDM | San Dimas Hydroelectric Recovery Plant | caiso | SCE | SCE | Southern California Edison | SCE | CAISO | 1981-01-01 | 2050-12-31 | 1981 | 2050 | 9.9 | 100% | 9.9 | 9.9 | n/a | Hydro_Standard | Hydro | CAISO_Hydro |  |  |  | CAISO_Hydro | 1981 | 2050 | 0 | CAISO | 9.9 | 1 | 9.9 | 1 | 1 | 2050-12-31 | 1 | PADUA_6_MWDSDM | FC | No | 8.3731 | 8.3731 | NQC List | 0 | 0 | WATER | NQC List | 2.6 | 3 | WATER | 2.6 | 3 | 0 | 0 |  |  | No |  | No | No | No
| PADUA_6_QF | PADUA QFS | caiso | SCE | SCE | Southern California Edison | SCE | CAISO | 1984-01-01 | 2050-12-31 | 1984 | 2050 | 1.82 | 100% | 1.82 | 1.82 | n/a | Cogen_NG | Cogen | CAISO_Small_Hydro |  |  |  | CAISO_Small_Hydro_for_CAISO | 1984 | 2050 | 0 | CAISO | 1.82 | 1 | 1.82 | 1 | 1 | 2050-12-31 | 1 | PADUA_6_QF | FC | No | 0.91 | 0.91 | NQC List | 0.33 | 0.37 | OTHER | NQC List | 0.39 | 0.38 | OTHER | 0.39 | 0.38 | 0.33 | 0.37 |  |  | No |  | No | No | No
| PADUA_7_SDIMAS | San Dimas Wash Hydro | caiso | SCE | SCE | Southern California Edison | SCE | CAISO | 1986-01-28 | 2050-12-31 | 1986 | 2050 | 1.05 | 100% | 1.05 | 1.05 | n/a | Hydro_Standard | Hydro | CAISO_Small_Hydro |  |  |  | CAISO_Small_Hydro_for_CAISO | 1986 | 2050 | 0 | CAISO | 1.05 | 1 | 1.05 | 1 | 1 | 2050-12-31 | 1 | PADUA_7_SDIMAS | FC | No | 0.525 | 0.525 | NQC List | 1.05 | 1.05 | WATER | NQC List | 1.05 | 1.05 | WATER | 1.05 | 1.05 | 1.05 | 1.05 |  |  | No |  | No | No | No
| PAIGES_6_SOLAR | Paige Solar | caiso | PGE_Valley | PGE_Valley | Pacific Gas and Electric Valley | PGE_Valley | CAISO |  | 2050-12-31 | 1900 | 2050 | 20 | 100% | 20 | 20 | PVgeneric_sun | PVgeneric_sun | Solar_Fixed | CAISO_Solar |  |  |  | CAISO_Solar_for_CAISO | 1900 | 2050 | 0 | CAISO | 20 | 1 | 20 | 1 | 1 | 2050-12-31 | 1 | PAIGES_6_SOLAR | EO | Yes | 5.4 | 2.8 | NQC List | 0 | 0 | SUN | NQC List | 0 | 0 | SUN | 0 | 0 | 0 | 0 |  |  | No |  | Yes | No | No
| PALALT_7_COBUG | Cooperatively Owned Back Up Generator | caiso | PGE_Bay | PGE_Bay | Pacific Gas and Electric Bay | PGE_Bay | CAISO | 2007-10-15 | 2050-12-31 | 2007 | 2050 | 4.5 | 100% | 4.5 | 4.5 | n/a | CT_NG | CT | CAISO_Peaker2 |  |  |  | CAISO_Peaker2 | 2008 | 2050 | 0 | CAISO | 4.5 | 1 | 4.5 | 1 | 1 | 2050-12-31 | 1 | PALALT_7_COBUG | FC | No | 4.3258 | 4.3258 | NQC List | 4.5 | 4.5 | NATURAL GAS | NQC List | 0 | 0 | NATURAL GAS | 0 | 0 | 4.5 | 4.5 |  |  | No |  | No | No | No
| Palisades_1 | Palisades-1 | teppc | PAID | PAID | Idaho, PACE Utility | IPCO | NW | 1957-08-01 | 2050-12-31 | 1957 | 2050 | 44.1 | 100% | 44.1 | 44.1 | Hydro | Hydro_Standard | Hydro | NW_Hydro |  |  |  | NW_Hydro | 1957 | 2050 | 0 | NW | 44.1 | 1 | 44.1 | 1 | 1 | 2050-12-31 | 1 | #N/A | #N/A | No | #N/A | #N/A | Not Found | #N/A | #N/A | #N/A | Not Found | #N/A | #N/A | #N/A | #N/A | #N/A |  |  |  |  | No |  | No | No | No
| Palisades_2 | Palisades-2 | teppc | PAID | PAID | Idaho, PACE Utility | IPCO | NW | 1957-05-01 | 2050-12-31 | 1957 | 2050 | 44.1 | 100% | 44.1 | 44.1 | Hydro | Hydro_Standard | Hydro | NW_Hydro |  |  |  | NW_Hydro | 1957 | 2050 | 0 | NW | 44.1 | 1 | 44.1 | 1 | 1 | 2050-12-31 | 1 | #N/A | #N/A | No | #N/A | #N/A | Not Found | #N/A | #N/A | #N/A | Not Found | #N/A | #N/A | #N/A | #N/A | #N/A |  |  |  |  | No |  | No | No | No
| Palisades_3 | Palisades-3 | teppc | PAID | PAID | Idaho, PACE Utility | IPCO | NW | 1957-02-01 | 2050-12-31 | 1957 | 2050 | 44.1 | 100% | 44.1 | 44.1 | Hydro | Hydro_Standard | Hydro | NW_Hydro |  |  |  | NW_Hydro | 1957 | 2050 | 0 | NW | 44.1 | 1 | 44.1 | 1 | 1 | 2050-12-31 | 1 | #N/A | #N/A | No | #N/A | #N/A | Not Found | #N/A | #N/A | #N/A | Not Found | #N/A | #N/A | #N/A | #N/A | #N/A |  |  |  |  | No |  | No | No | No
| Palisades_4 | Palisades-4 | teppc | PAID | PAID | Idaho, PACE Utility | IPCO | NW | 1958-05-01 | 2050-12-31 | 1958 | 2050 | 44.1 | 100% | 44.1 | 44.1 | Hydro | Hydro_Standard | Hydro | NW_Hydro |  |  |  | NW_Hydro | 1958 | 2050 | 0 | NW | 44.1 | 1 | 44.1 | 1 | 1 | 2050-12-31 | 1 | #N/A | #N/A | No | #N/A | #N/A | Not Found | #N/A | #N/A | #N/A | Not Found | #N/A | #N/A | #N/A | #N/A | #N/A |  |  |  |  | No |  | No | No | No
| Palo_Verde_1 | Palo Verde 1 | teppc | TH_PV | TH_PV | Palo Verde and Arlington Valley and Harquahala CC and Redhawk | AZPS | SW | 1986-01-01 | 2046-12-31 | 1986 | 2046 | 1311 | 100% | 1311 | 1311 | ST-Nuclear | ST_Nuclear | Nuclear | SW_Nuclear |  |  |  | SW_Nuclear | 1986 | 2046 | 0 | SW | 1311 | 1 | 1311 | 1 | 1 | 2046-12-31 | 1 | #N/A | #N/A | No | 1311 | 1311 | Not Found | #N/A | #N/A | #N/A | Not Found | #N/A | #N/A | #N/A | 1311 | 1311 | 1311 | 1311 |  |  | No |  | No | No | No
| Palo_Verde_2 | Palo Verde 2 | teppc | TH_PV | TH_PV | Palo Verde and Arlington Valley and Harquahala CC and Redhawk | AZPS | SW | 1986-09-01 | 2047-12-31 | 1986 | 2047 | 1314 | 100% | 1314 | 1314 | ST-Nuclear | ST_Nuclear | Nuclear | SW_Nuclear |  |  |  | SW_Nuclear | 1987 | 2047 | 0 | SW | 1314 | 1 | 1314 | 1 | 1 | 2047-12-31 | 1 | #N/A | #N/A | No | 1314 | 1314 | Not Found | #N/A | #N/A | #N/A | Not Found | #N/A | #N/A | #N/A | 1314 | 1314 | 1314 | 1314 |  |  | No |  | No | No | No
| Palo_Verde_3 | Palo Verde 3 | teppc | TH_PV | TH_PV | Palo Verde and Arlington Valley and Harquahala CC and Redhawk | AZPS | SW | 1988-01-01 | 2048-12-31 | 1988 | 2048 | 373 | 100% | 373 | 373 | ST-Nuclear | ST_Nuclear | Nuclear | SW_Nuclear |  |  |  | SW_Nuclear | 1988 | 2048 | 0 | SW | 373 | 1 | 373 | 1 | 1 | 2048-12-31 | 1 | #N/A | #N/A | No | 373 | 373 | Not Found | #N/A | #N/A | #N/A | Not Found | #N/A | #N/A | #N/A | 373 | 373 | 373 | 373 |  |  | No |  | No | No | No
| Palo_Verde_3_LADWP_slice | Palo Verde 3 | teppc | TH_PV | TH_PV | Palo Verde and Arlington Valley and Harquahala CC and Redhawk | AZPS | LDWP | 1988-01-01 | 2048-12-31 | 1988 | 2048 | 407 | 100% | 407 | 407 | ST-Nuclear | ST_Nuclear | Nuclear | LDWP_Nuclear |  |  |  | LDWP_Nuclear | 1988 | 2048 | 0 | LDWP | 407 | 1 | 407 | 1 | 1 | 2048-12-31 | 1 | #N/A | #N/A | No | 407 | 407 | Not Found | #N/A | #N/A | #N/A | Not Found | #N/A | #N/A | #N/A | 407 | 407 | 407 | 407 |  |  | No |  | No | No | No
| PALOMR_2_PL1X3 | Palomar Energy Center | caiso | SDGE | SDGE | San Diego Gas and Electric | SDGE | CAISO | 2006-03-31 | 2050-12-31 | 2006 | 2050 | 565.61 | 98.37% | 565.61 | 575 | CCWhole-NatGas-Industrial | CC_NG | CC | CAISO_CCGT1 |  |  |  | CAISO_CCGT1 | 2006 | 2050 | 0 | CAISO | 575 | 1 | 575 | 1 | 1 | 2050-12-31 | 1 | PALOMR_2_PL1X3 | FC | No | 540.1947 | 540.1947 | NQC List | 565.61 | 565.61 | NATURAL GAS | NQC List | 565.61 | 565.61 | NATURAL GAS | 565.61 | 565.61 | 565.61 | 565.61 |  |  | No |  | No | No | No
| Palouse_1 | Palouse-1 | teppc | AVA | AVA | Avista Corp. | BPAT | NW | 2012-12-13 | 2050-12-31 | 2013 | 2050 | 105 | 100% | 105 | 105 | WT-Onshore | wind_onshorewind | Wind | NW_Wind |  |  |  | NW_Wind_for_Other | 2013 | 2050 | 0 | NW | 105 | 1 | 105 | 1 | 1 | 2050-12-31 | 1 | #N/A | #N/A | No | #N/A | #N/A | Not Found | #N/A | #N/A | #N/A | Not Found | #N/A | #N/A | #N/A | #N/A | #N/A |  |  |  |  | No |  | No | No | No
| PANDOL_6_UNIT | Covanta Delano, Inc. | caiso | SCE | PGE_Valley | Pacific Gas and Electric Valley | PGE_Valley | CAISO | 1990-01-01 | 2019-04-10 | 1990 | 2018 | 46.12 | 94.12% | 46.12 | 49 | n/a | ST_Biomass | Biomass/Wood | CAISO_Biomass |  |  |  | CAISO_Biomass_for_CAISO | 1990 | 2018 | 0 | CAISO | 49 | 1 | 49 | 1 | 1 | 2019-04-10 | 1 | PANDOL_6_UNIT | #N/A | No | 34.202 | 34.202 | Not Found | #N/A | #N/A | #N/A | Not Found | #N/A | #N/A | #N/A | 34.202 | 34.202 | 34.202 | 34.202 |  |  | No |  | No | No | No
| PANSEA_1_PANARO |  | caiso | SCE | SCE | Southern California Edison | SCE | CAISO | 1998-12-31 | 2050-12-31 | 1999 | 2050 | 30 | 100% | 30 | 30 | n/a | wind_onshorewind | Wind | CAISO_Wind |  |  |  | CAISO_Wind_for_CAISO | 1999 | 2050 | 0 | CAISO | 30 | 1 | 30 | 1 | 1 | 2050-12-31 | 1 | PANSEA_1_PANARO | FC | No | 6.3 | 4.5 | NQC List | 6.3 | 4.5 | WIND | NQC List | 6.3 | 4.5 | WIND | 6.3 | 4.5 | 6.3 | 4.5 |  |  | No |  | No | No | No
| PARDEB_6_UNITS | Pardee Power House | caiso | PGE_Bay | PGE_Bay | Pacific Gas and Electric Bay | PGE_Bay | CAISO | 1930-01-01 | 2050-12-31 | 1930 | 2050 | 30 | 100% | 30 | 30 | n/a | Hydro_Standard | Hydro | CAISO_Hydro |  |  |  | CAISO_Hydro | 1930 | 2050 | 0 | CAISO | 30 | 1 | 30 | 1 | 1 | 2050-12-31 | 1 | PARDEB_6_UNITS | FC | No | 25.3729 | 25.3729 | NQC List | 14.96 | 14.96 | WATER | NQC List | 14 | 14 | WATER | 14 | 14 | 14.96 | 14.96 |  |  | No |  | No | No | No
| Parker_Dam_1 | Parker Dam 1 | teppc | WALC | WALC | Western Area Power Administration, Lower Colorado Region | WALC | SW | 1942-12-01 | 2050-12-31 | 1942 | 2050 | 30 | 100% | 30 | 30 | Hydro | Hydro_Standard | Hydro | SW_Hydro |  |  |  | SW_Hydro | 1943 | 2050 | 0 | SW | 30 | 1 | 30 | 1 | 1 | 2050-12-31 | 1 | #N/A | #N/A | No | #N/A | #N/A | Not Found | #N/A | #N/A | #N/A | Not Found | #N/A | #N/A | #N/A | #N/A | #N/A |  |  |  |  | No |  | No | No | No
| Parker_Dam_2 | Parker Dam 2 | teppc | WALC | WALC | Western Area Power Administration, Lower Colorado Region | WALC | SW | 1981-09-23 | 2050-12-31 | 1981 | 2050 | 30 | 100% | 30 | 30 | Hydro | Hydro_Standard | Hydro | SW_Hydro |  |  |  | SW_Hydro | 1982 | 2050 | 0 | SW | 30 | 1 | 30 | 1 | 1 | 2050-12-31 | 1 | #N/A | #N/A | No | #N/A | #N/A | Not Found | #N/A | #N/A | #N/A | Not Found | #N/A | #N/A | #N/A | #N/A | #N/A |  |  |  |  | No |  | No | No | No
| Parker_Dam_3 | Parker Dam 3 | teppc | WALC | WALC | Western Area Power Administration, Lower Colorado Region | WALC | SW | 1943-01-01 | 2050-12-31 | 1943 | 2050 | 30 | 100% | 30 | 30 | Hydro | Hydro_Standard | Hydro | SW_Hydro |  |  |  | SW_Hydro | 1943 | 2050 | 0 | SW | 30 | 1 | 30 | 1 | 1 | 2050-12-31 | 1 | #N/A | #N/A | No | #N/A | #N/A | Not Found | #N/A | #N/A | #N/A | Not Found | #N/A | #N/A | #N/A | #N/A | #N/A |  |  |  |  | No |  | No | No | No
| Parker_Dam_4 | Parker Dam 4 | teppc | WALC | WALC | Western Area Power Administration, Lower Colorado Region | WALC | SW | 1942-12-01 | 2050-12-31 | 1942 | 2050 | 30 | 100% | 30 | 30 | Hydro | Hydro_Standard | Hydro | SW_Hydro |  |  |  | SW_Hydro | 1943 | 2050 | 0 | SW | 30 | 1 | 30 | 1 | 1 | 2050-12-31 | 1 | #N/A | #N/A | No | #N/A | #N/A | Not Found | #N/A | #N/A | #N/A | Not Found | #N/A | #N/A | #N/A | #N/A | #N/A |  |  |  |  | No |  | No | No | No
| ParqueEolico | Parque Eolico Rumorosa-1 | teppc | CISC | CISC | Southern California Edison | SCE | CAISO | 2010-10-01 | 2050-12-01 | 2010 | 2050 | 10 | 100% | 10 | 10 | WT-Onshore | wind_onshorewind | Wind | CAISO_Wind |  |  |  | CAISO_Wind_for_CAISO | 2011 | 2050 | 0 | CAISO | 10 | 1 | 10 | 1 | 1 | 2050-12-01 | 1 | ParqueEolico | #N/A | No | 2.1 | 1.5 | Not Found | #N/A | #N/A | #N/A | Not Found | #N/A | #N/A | #N/A | 2.1 | 1.5 | 2.1 | 1.5 |  |  | No |  | No | No | No
| PAT_DIST_PV | Juwi Solar Inc. PVTX (JSI PV) | teppc | EPE | EPE | El Paso Electric Company | PNM_EPE | SW | 2014-12-30 | 2044-12-31 | 2015 | 2044 | 10 | 100% | 10 | 10 | SolarPV-Tracking | 1axPV_sun | Solar_1Axis | SW_Solar |  |  |  | SW_Solar_for_Other | 2015 | 2044 | 0 | SW | 10 | 1 | 10 | 1 | 1 | 2044-12-31 | 1 | #N/A | #N/A | No | #N/A | #N/A | Not Found | #N/A | #N/A | #N/A | Not Found | #N/A | #N/A | #N/A | #N/A | #N/A |  |  |  |  | No |  | No | No | No
| PaTu_Wind | PaTu Wind Farm LLC-PATU | teppc | TPWR | TPWR | Tacoma Power | BPAT | NW | 2011-01-01 | 2050-12-31 | 2011 | 2050 | 9 | 100% | 9 | 9 | WT-Onshore | wind_onshorewind | Wind | NW_Wind |  |  |  | NW_Wind_for_Other | 2011 | 2050 | 0 | NW | 9 | 1 | 9 | 1 | 1 | 2050-12-31 | 1 | #N/A | #N/A | No | #N/A | #N/A | Not Found | #N/A | #N/A | #N/A | Not Found | #N/A | #N/A | #N/A | #N/A | #N/A |  |  |  |  | No |  | No | No | No
| Patua_1A1 | Patua Geothermal Project Phase 1A-1¦PATUA-1 | teppc | SPPC | SPPC | Nevada Power Company | NEVP | SW | 2013-12-01 | 2050-12-31 | 2013 | 2050 | 12 | 100% | 12 | 12 | Geo-BinaryCycle | Geothermal_steam | Geothermal | SW_Geothermal |  |  |  | SW_Geothermal_for_Other | 2014 | 2050 | 0 | SW | 12 | 1 | 12 | 1 | 1 | 2050-12-31 | 1 | #N/A | #N/A | No | 7.392 | 7.392 | Not Found | #N/A | #N/A | #N/A | Not Found | #N/A | #N/A | #N/A | 7.392 | 7.392 | 7.392 | 7.392 |  |  | No |  | No | No | No
| Patua_1A3 | Patua Geothermal Project Phase 1A 3¦PATUA-2 | teppc | SPPC | SPPC | Nevada Power Company | NEVP | SW | 2013-12-01 | 2050-12-31 | 2013 | 2050 | 12 | 100% | 12 | 12 | Geo-BinaryCycle | Geothermal_steam | Geothermal | SW_Geothermal |  |  |  | SW_Geothermal_for_Other | 2014 | 2050 | 0 | SW | 12 | 1 | 12 | 1 | 1 | 2050-12-31 | 1 | #N/A | #N/A | No | 7.392 | 7.392 | Not Found | #N/A | #N/A | #N/A | Not Found | #N/A | #N/A | #N/A | 7.392 | 7.392 | 7.392 | 7.392 |  |  | No |  | No | No | No
| Patua_1A5 | Patua Geothermal Project Phase 1A 5¦PATUA-3 | teppc | SPPC | SPPC | Nevada Power Company | NEVP | SW | 2013-12-01 | 2050-12-31 | 2013 | 2050 | 12 | 100% | 12 | 12 | Geo-BinaryCycle | Geothermal_steam | Geothermal | SW_Geothermal |  |  |  | SW_Geothermal_for_Other | 2014 | 2050 | 0 | SW | 12 | 1 | 12 | 1 | 1 | 2050-12-31 | 1 | #N/A | #N/A | No | 7.392 | 7.392 | Not Found | #N/A | #N/A | #N/A | Not Found | #N/A | #N/A | #N/A | 7.392 | 7.392 | 7.392 | 7.392 |  |  | No |  | No | No | No
| Pawnee_1 | Pawnee 1 | teppc | PSCO | PSCO | Public Service Company of Colorado | PSCO | Excluded | 1981-11-01 | 2041-12-31 | 1981 | 2041 | 505 | 100% | 505 | 505 | ST-Coal | Steam_Coal | Coal | Excluded_Coal |  |  |  | Excluded | 1982 | 2041 | 0 | Excluded | 505 | 1 | 505 | 1 | 1 | 2041-12-31 | 1 | #N/A | #N/A | No | 0 | 0 | Not Found | #N/A | #N/A | #N/A | Not Found | #N/A | #N/A | #N/A | 0 | 0 | 0 | 0 |  |  | No |  | No | No | No
| Pawnee_CC_Plant | Pawnee Future Whole Combined Cycle Plant | teppc | PSCO | PSCO | Public Service Company of Colorado | PSCO | Excluded | 2024-12-01 | 2050-12-31 | 2024 | 2050 | 530 | 100% | 530 | 530 | CCWhole-NatGas-SingleShaft | CC_NG | CC | Excluded_CCGT |  |  |  | Excluded | 2025 | 2050 | 0 | Excluded | 530 | 1 | 530 | 1 | 1 | 2050-12-31 | 1 | #N/A | #N/A | No | 0 | 0 | Not Found | #N/A | #N/A | #N/A | Not Found | #N/A | #N/A | #N/A | 0 | 0 | 0 | 0 |  |  | No |  | No | No | No
| PaynesFerry | Paynes Ferry-PFWP | teppc | IPFE | IPFE | Idaho Far East | IPCO | NW | 2010-12-21 | 2050-12-31 | 2011 | 2050 | 21 | 100% | 21 | 21 | WT-Onshore | wind_onshorewind | Wind | NW_Wind |  |  |  | NW_Wind_for_Other | 2011 | 2050 | 0 | NW | 21 | 1 | 21 | 1 | 1 | 2050-12-31 | 1 | #N/A | #N/A | No | #N/A | #N/A | Not Found | #N/A | #N/A | #N/A | Not Found | #N/A | #N/A | #N/A | #N/A | #N/A |  |  |  |  | No |  | No | No | No
| Payson_86_1 | Payson-86-1 | teppc | PAUT | PAUT | Utah, PACE Utility | PACE | NW | 1988-06-01 | 2050-12-31 | 1988 | 2050 | 2.65 | 100% | 2.65 | 2.65 | ICE-NatGas | ICE_NG | ICE | NW_Peaker |  |  |  | NW_Peaker | 1988 | 2050 | 0 | NW | 2.65 | 1 | 2.65 | 1 | 1 | 2050-12-31 | 1 | #N/A | #N/A | No | 2.65 | 2.65 | Not Found | #N/A | #N/A | #N/A | Not Found | #N/A | #N/A | #N/A | 2.65 | 2.65 | 2.65 | 2.65 |  |  | No |  | No | No | No
| Payson_86_2 | Payson-86-2 | teppc | PAUT | PAUT | Utah, PACE Utility | PACE | NW | 1988-06-01 | 2050-12-31 | 1988 | 2050 | 2.65 | 100% | 2.65 | 2.65 | ICE-NatGas | ICE_NG | ICE | NW_Peaker |  |  |  | NW_Peaker | 1988 | 2050 | 0 | NW | 2.65 | 1 | 2.65 | 1 | 1 | 2050-12-31 | 1 | #N/A | #N/A | No | 2.65 | 2.65 | Not Found | #N/A | #N/A | #N/A | Not Found | #N/A | #N/A | #N/A | 2.65 | 2.65 | 2.65 | 2.65 |  |  | No |  | No | No | No
| Payson_86_3 | Payson-86-3 | teppc | PAUT | PAUT | Utah, PACE Utility | PACE | NW | 1995-08-01 | 2050-12-31 | 1995 | 2050 | 2.5 | 100% | 2.5 | 2.5 | ICE-NatGas | ICE_NG | ICE | NW_Peaker |  |  |  | NW_Peaker | 1995 | 2050 | 0 | NW | 2.5 | 1 | 2.5 | 1 | 1 | 2050-12-31 | 1 | #N/A | #N/A | No | 2.5 | 2.5 | Not Found | #N/A | #N/A | #N/A | Not Found | #N/A | #N/A | #N/A | 2.5 | 2.5 | 2.5 | 2.5 |  |  | No |  | No | No | No
| Payson_86_4 | Payson-86-4 | teppc | PAUT | PAUT | Utah, PACE Utility | PACE | NW | 1995-04-01 | 2050-12-31 | 1995 | 2050 | 2 | 100% | 2 | 2 | ICE-NatGas | ICE_NG | ICE | NW_Peaker |  |  |  | NW_Peaker | 1995 | 2050 | 0 | NW | 2 | 1 | 2 | 1 | 1 | 2050-12-31 | 1 | #N/A | #N/A | No | 2 | 2 | Not Found | #N/A | #N/A | #N/A | Not Found | #N/A | #N/A | #N/A | 2 | 2 | 2 | 2 |  |  | No |  | No | No | No
| PBLOSM_2_SOLAR | PearBlossom | caiso | SCE | SCE | Southern California Edison | SCE | CAISO |  | 2050-12-31 | 1900 | 2050 | 9.5 | 100% | 9.5 | 9.5 | PVgeneric_sun | PVgeneric_sun | Solar_Fixed | CAISO_Solar |  |  |  | CAISO_Solar_for_CAISO | 1900 | 2050 | 0 | CAISO | 9.5 | 1 | 9.5 | 1 | 1 | 2050-12-31 | 1 | PBLOSM_2_SOLAR | FC | No | 2.565 | 1.33 | NQC List | 2.57 | 1.33 | SUN | NQC List | 2.57 | 1.33 | SUN | 2.57 | 1.33 | 2.57 | 1.33 |  |  | No |  | Yes | No | No
| PdteJuarez05 | Pdte. Juarez-5 | teppc | CFE | CFE | Comisión Federal de Electricidad | CFE | Excluded | 1991-08-01 | 2050-12-31 | 1991 | 2050 | 160 | 100% | 160 | 160 | ST-NatGas | ST_NG | Steam | Excluded_ST |  |  |  | Excluded | 1991 | 2050 | 0 | Excluded | 160 | 1 | 160 | 1 | 1 | 2050-12-31 | 1 | #N/A | #N/A | No | 0 | 0 | Not Found | #N/A | #N/A | #N/A | Not Found | #N/A | #N/A | #N/A | 0 | 0 | 0 | 0 |  |  | No |  | No | No | No
| PdteJuarez06 | Pdte. Juarez-6 | teppc | CFE | CFE | Comisión Federal de Electricidad | CFE | Excluded | 1992-06-01 | 2050-12-31 | 1992 | 2050 | 160 | 100% | 160 | 160 | ST-NatGas | ST_NG | Steam | Excluded_ST |  |  |  | Excluded | 1992 | 2050 | 0 | Excluded | 160 | 1 | 160 | 1 | 1 | 2050-12-31 | 1 | #N/A | #N/A | No | 0 | 0 | Not Found | #N/A | #N/A | #N/A | Not Found | #N/A | #N/A | #N/A | 0 | 0 | 0 | 0 |  |  | No |  | No | No | No
| PdteJuarez07 | Pdte.Juarez-7 | teppc | CFE | CFE | Comisión Federal de Electricidad | CFE | Excluded | 1999-06-01 | 2050-12-31 | 1999 | 2050 | 147.85 | 100% | 147.85 | 147.85 | CT-NatGas-Industrial | CT_NG | CT | Excluded_Peaker |  |  |  | Excluded | 1999 | 2050 | 0 | Excluded | 147.85 | 1 | 147.85 | 1 | 1 | 2050-12-31 | 1 | #N/A | #N/A | No | 0 | 0 | Not Found | #N/A | #N/A | #N/A | Not Found | #N/A | #N/A | #N/A | 0 | 0 | 0 | 0 |  |  | No |  | No | No | No
| PdteJuarez08_CC | Pdte. Juarez-8 | teppc | CFE | CFE | Comisión Federal de Electricidad | CFE | Excluded | 2001-07-01 | 2050-12-31 | 2001 | 2050 | 241.2 | 100% | 241.2 | 241.2 | CCWhole-NatGas-SingleShaft | CC_NG | CC | Excluded_CCGT |  |  |  | Excluded | 2001 | 2050 | 0 | Excluded | 241.2 | 1 | 241.2 | 1 | 1 | 2050-12-31 | 1 | #N/A | #N/A | No | 0 | 0 | Not Found | #N/A | #N/A | #N/A | Not Found | #N/A | #N/A | #N/A | 0 | 0 | 0 | 0 |  |  | No |  | No | No | No
| PdteJuarez09_CC | Pdte. Juarez-9 | teppc | CFE | CFE | Comisión Federal de Electricidad | CFE | Excluded | 2001-07-01 | 2050-12-31 | 2001 | 2050 | 241.2 | 100% | 241.2 | 241.2 | CCWhole-NatGas-SingleShaft | CC_NG | CC | Excluded_CCGT |  |  |  | Excluded | 2001 | 2050 | 0 | Excluded | 241.2 | 1 | 241.2 | 1 | 1 | 2050-12-31 | 1 | #N/A | #N/A | No | 0 | 0 | Not Found | #N/A | #N/A | #N/A | Not Found | #N/A | #N/A | #N/A | 0 | 0 | 0 | 0 |  |  | No |  | No | No | No
| PdteJuarezCC_Total | PdteJuarezCC (Total CC Plant) | teppc | CFE | CFE | Comisión Federal de Electricidad | CFE | Excluded | 2009-07-01 | 2050-12-01 | 2009 | 2050 | 277 | 100% | 277 | 277 | CCWhole-NatGas-Industrial | CC_NG | CC | Excluded_CCGT |  |  |  | Excluded | 2009 | 2050 | 0 | Excluded | 277 | 1 | 277 | 1 | 1 | 2050-12-01 | 1 | #N/A | #N/A | No | 0 | 0 | Not Found | #N/A | #N/A | #N/A | Not Found | #N/A | #N/A | #N/A | 0 | 0 | 0 | 0 |  |  | No |  | No | No | No
| PdteJuarezGT1 | Pdte.Juarez GT-1 | teppc | CFE | CFE | Comisión Federal de Electricidad | CFE | Excluded | 1982-07-01 | 2050-12-31 | 1982 | 2050 | 28 | 100% | 28 | 28 | CT-NatGas-Industrial | CT_NG | CT | Excluded_Peaker |  |  |  | Excluded | 1982 | 2050 | 0 | Excluded | 28 | 1 | 28 | 1 | 1 | 2050-12-31 | 1 | #N/A | #N/A | No | 0 | 0 | Not Found | #N/A | #N/A | #N/A | Not Found | #N/A | #N/A | #N/A | 0 | 0 | 0 | 0 |  |  | No |  | No | No | No
| PdteJuarezGT2 | Pdte.Juarez GT-2 | teppc | CFE | CFE | Comisión Federal de Electricidad | CFE | Excluded | 1982-08-01 | 2050-12-31 | 1982 | 2050 | 28 | 100% | 28 | 28 | CT-NatGas-Industrial | CT_NG | CT | Excluded_Peaker |  |  |  | Excluded | 1982 | 2050 | 0 | Excluded | 28 | 1 | 28 | 1 | 1 | 2050-12-31 | 1 | #N/A | #N/A | No | 0 | 0 | Not Found | #N/A | #N/A | #N/A | Not Found | #N/A | #N/A | #N/A | 0 | 0 | 0 | 0 |  |  | No |  | No | No | No
| PEABDY_2_LNDFIL | G2 Energy Hay Road Power Plant | caiso | PGE_Valley | PGE_Valley | Pacific Gas and Electric Valley | PGE_Valley | CAISO | 2013-07-09 | 2050-12-31 | 2013 | 2050 | 1.5 | 93.75% | 1.5 | 1.6 | n/a | Biogas_ | Biogas_LandfillGas | CAISO_Biomass |  |  |  | CAISO_Biomass_for_CAISO | 2013 | 2050 | 0 | CAISO | 1.6 | 1 | 1.6 | 1 | 1 | 2050-12-31 | 1 | PEABDY_2_LNDFIL | ID | No | 1.1168 | 1.1168 | NQC List | 1.49 | 1.51 | BIOGAS | NQC List | 1.48 | 1.51 | BIOGAS | 1.48 | 1.51 | 1.49 | 1.51 |  |  | No |  | No | No | No
| PEABDY_2_LNDFL1 | Potrero Hills Energy Producers | caiso | PGE_Bay | PGE_Bay | Pacific Gas and Electric Bay | PGE_Bay | CAISO | 2016-04-07 | 2050-12-31 | 2016 | 2050 | 6.65 | 83.12% | 6.65 | 8 | n/a | Biogas_ | Biogas_LandfillGas | CAISO_Biomass |  |  |  | CAISO_Biomass_for_CAISO | 2016 | 2050 | 0 | CAISO | 8 | 1 | 8 | 1 | 1 | 2050-12-31 | 1 | PEABDY_2_LNDFL1 | FC | No | 5.584 | 5.584 | NQC List | 7.3 | 7.2 | BIOGAS | NQC List | 7.24 | 7.09 | BIOGAS | 7.24 | 7.09 | 7.3 | 7.2 |  |  | No |  | No | No | No
| Peace_Canyon_1 | Peace Canyon-1_Peace Canyon-1_BCH-PCN | teppc | BCHA | BCHA | British Columbia Transmission Company | BCHA_AESO | Excluded | 1980-01-01 | 2033-03-31 | 1980 | 2032 | 175 | 100% | 175 | 175 | Hydro | Hydro_Standard | Hydro | Excluded_Hydro |  |  |  | Excluded | 1980 | 2032 | 0 | Excluded | 175 | 1 | 175 | 1 | 1 | 2033-03-31 | 1 | #N/A | #N/A | No | 0 | 0 | Not Found | #N/A | #N/A | #N/A | Not Found | #N/A | #N/A | #N/A | 0 | 0 | 0 | 0 |  |  | No |  | No | No | No
| Peace_Canyon_2 | Peace Canyon-2_Peace Canyon-2_BCH-PCN | teppc | BCHA | BCHA | British Columbia Transmission Company | BCHA_AESO | Excluded | 1980-01-01 | 2033-03-31 | 1980 | 2032 | 175 | 100% | 175 | 175 | Hydro | Hydro_Standard | Hydro | Excluded_Hydro |  |  |  | Excluded | 1980 | 2032 | 0 | Excluded | 175 | 1 | 175 | 1 | 1 | 2033-03-31 | 1 | #N/A | #N/A | No | 0 | 0 | Not Found | #N/A | #N/A | #N/A | Not Found | #N/A | #N/A | #N/A | 0 | 0 | 0 | 0 |  |  | No |  | No | No | No
| Peace_Canyon_3 | Peace Canyon-3_Peace Canyon-3_BCH-PCN | teppc | BCHA | BCHA | British Columbia Transmission Company | BCHA_AESO | Excluded | 1980-01-01 | 2033-03-31 | 1980 | 2032 | 175 | 100% | 175 | 175 | Hydro | Hydro_Standard | Hydro | Excluded_Hydro |  |  |  | Excluded | 1980 | 2032 | 0 | Excluded | 175 | 1 | 175 | 1 | 1 | 2033-03-31 | 1 | #N/A | #N/A | No | 0 | 0 | Not Found | #N/A | #N/A | #N/A | Not Found | #N/A | #N/A | #N/A | 0 | 0 | 0 | 0 |  |  | No |  | No | No | No
| Peace_Canyon_4 | Peace Canyon-4_Peace Canyon-4_BCH-PCN | teppc | BCHA | BCHA | British Columbia Transmission Company | BCHA_AESO | Excluded | 1980-01-01 | 2033-03-31 | 1980 | 2032 | 175 | 100% | 175 | 175 | Hydro | Hydro_Standard | Hydro | Excluded_Hydro |  |  |  | Excluded | 1980 | 2032 | 0 | Excluded | 175 | 1 | 175 | 1 | 1 | 2033-03-31 | 1 | #N/A | #N/A | No | 0 | 0 | Not Found | #N/A | #N/A | #N/A | Not Found | #N/A | #N/A | #N/A | 0 | 0 | 0 | 0 |  |  | No |  | No | No | No
| Peak_View_Rattlsnake | Peak View Wind Energy Farm¦Rattlesnake Wind | teppc | PSCO | PSCO | Public Service Company of Colorado | PSCO | Excluded | 2016-10-01 | 2050-12-31 | 2016 | 2050 | 60 | 100% | 60 | 60 | WT-Onshore | wind_onshorewind | Wind | Excluded_Wind |  |  |  | Excluded | 2017 | 2050 | 0 | Excluded | 60 | 1 | 60 | 1 | 1 | 2050-12-31 | 1 | #N/A | #N/A | No | 0 | 0 | Not Found | #N/A | #N/A | #N/A | Not Found | #N/A | #N/A | #N/A | 0 | 0 | 0 | 0 |  |  | No |  | No | No | No
| PebbleSprings | Pebble Springs Wind LLC-1 | teppc | TPWR | TPWR | Tacoma Power | BPAT | NW | 2009-04-01 | 2050-12-31 | 2009 | 2050 | 98.7 | 100% | 98.7 | 98.7 | WT-Onshore | wind_onshorewind | Wind | NW_Wind | CAISO | 19.74 |  | NW_Wind_for_Other | 2009 | 2050 | 78.96 | CAISO | 19.74 | 1 | 19.74 | 1 | 1 | 2050-12-31 | 1 | #N/A | #N/A | No | #N/A | #N/A | Not Found | #N/A | #N/A | #N/A | Not Found | #N/A | #N/A | #N/A | #N/A | #N/A |  |  |  |  | No |  | No | No | No
| PEC_Headworks_1 | PEC Headworks-1 | teppc | GCPD | GCPD | Grant County Public Utility District | BPAT | NW | 1990-09-01 | 2050-12-31 | 1990 | 2050 | 6.6 | 100% | 6.6 | 6.6 | Hydro | Hydro_Standard | Hydro | NW_Hydro |  |  |  | NW_Hydro | 1991 | 2050 | 0 | NW | 6.6 | 1 | 6.6 | 1 | 1 | 2050-12-31 | 1 | #N/A | #N/A | No | #N/A | #N/A | Not Found | #N/A | #N/A | #N/A | Not Found | #N/A | #N/A | #N/A | #N/A | #N/A |  |  |  |  | No |  | No | No | No
| Peetz_Table_1 | Peetz Table Wind Energy GE¦PTZLOGN2 | teppc | PSCO | PSCO | Public Service Company of Colorado | PSCO | Excluded | 2008-01-01 | 2050-12-01 | 2008 | 2050 | 120 | 100% | 120 | 120 | WT-Onshore | wind_onshorewind | Wind | Excluded_Wind |  |  |  | Excluded | 2008 | 2050 | 0 | Excluded | 120 | 1 | 120 | 1 | 1 | 2050-12-01 | 1 | #N/A | #N/A | No | 0 | 0 | Not Found | #N/A | #N/A | #N/A | Not Found | #N/A | #N/A | #N/A | 0 | 0 | 0 | 0 |  |  | No |  | No | No | No
| Peetz_Table_2 | Peetz Table Wind Energy GE¦PTZLOGN3 | teppc | PSCO | PSCO | Public Service Company of Colorado | PSCO | Excluded | 2008-01-01 | 2050-12-01 | 2008 | 2050 | 79.5 | 100% | 79.5 | 79.5 | WT-Onshore | wind_onshorewind | Wind | Excluded_Wind |  |  |  | Excluded | 2008 | 2050 | 0 | Excluded | 79.5 | 1 | 79.5 | 1 | 1 | 2050-12-01 | 1 | #N/A | #N/A | No | 0 | 0 | Not Found | #N/A | #N/A | #N/A | Not Found | #N/A | #N/A | #N/A | 0 | 0 | 0 | 0 |  |  | No |  | No | No | No
| Pelton_1 | Pelton-1 | teppc | PGE | PGE | Portland General Electric Company | PortlandGE | NW | 1957-12-01 | 2050-12-31 | 1957 | 2050 | 45 | 100% | 45 | 45 | Hydro | Hydro_Standard | Hydro | NW_Hydro |  |  |  | NW_Hydro | 1958 | 2050 | 0 | NW | 45 | 1 | 45 | 1 | 1 | 2050-12-31 | 1 | #N/A | #N/A | No | #N/A | #N/A | Not Found | #N/A | #N/A | #N/A | Not Found | #N/A | #N/A | #N/A | #N/A | #N/A |  |  |  |  | No |  | No | No | No
| Pelton_2 | Pelton-2 | teppc | PGE | PGE | Portland General Electric Company | PortlandGE | NW | 1958-03-01 | 2050-12-31 | 1958 | 2050 | 32.4 | 100% | 32.4 | 32.4 | Hydro | Hydro_Standard | Hydro | NW_Hydro |  |  |  | NW_Hydro | 1958 | 2050 | 0 | NW | 32.4 | 1 | 32.4 | 1 | 1 | 2050-12-31 | 1 | #N/A | #N/A | No | #N/A | #N/A | Not Found | #N/A | #N/A | #N/A | Not Found | #N/A | #N/A | #N/A | #N/A | #N/A |  |  |  |  | No |  | No | No | No
| Pelton_3 | Pelton-3 | teppc | PGE | PGE | Portland General Electric Company | PortlandGE | NW | 1958-04-01 | 2050-12-31 | 1958 | 2050 | 32.4 | 100% | 32.4 | 32.4 | Hydro | Hydro_Standard | Hydro | NW_Hydro |  |  |  | NW_Hydro | 1958 | 2050 | 0 | NW | 32.4 | 1 | 32.4 | 1 | 1 | 2050-12-31 | 1 | #N/A | #N/A | No | #N/A | #N/A | Not Found | #N/A | #N/A | #N/A | Not Found | #N/A | #N/A | #N/A | #N/A | #N/A |  |  |  |  | No |  | No | No | No
| PembinaRedwater | Pembina Redwater-1 | teppc | BCHA | BCHA | British Columbia Transmission Company | BCHA_AESO | Excluded | 2015-07-01 | 2050-12-31 | 2015 | 2050 | 46 | 100% | 46 | 46 | CT-NatGas-Industrial | CT_NG | CT | Excluded_Peaker |  |  |  | Excluded | 2015 | 2050 | 0 | Excluded | 46 | 1 | 46 | 1 | 1 | 2050-12-31 | 1 | #N/A | #N/A | No | 0 | 0 | Not Found | #N/A | #N/A | #N/A | Not Found | #N/A | #N/A | #N/A | 0 | 0 | 0 | 0 |  |  | No |  | No | No | No
| PEORIA_1_SOLAR | Sonora 1 | caiso | PGE_Valley | PGE_Valley | Pacific Gas and Electric Valley | PGE_Valley | CAISO | 2013-12-23 | 2050-12-31 | 2014 | 2050 | 1.5 | 100% | 1.5 | 1.5 | n/a | PVgeneric_sun | Solar_Fixed | CAISO_Solar |  |  |  | CAISO_Solar_for_CAISO | 2014 | 2050 | 0 | CAISO | 1.5 | 1 | 1.5 | 1 | 1 | 2050-12-31 | 1 | PEORIA_1_SOLAR | FC | No | 0.405 | 0.21 | NQC List | 0.41 | 0.21 | SUN | NQC List | 0.41 | 0.21 | SUN | 0.41 | 0.21 | 0.41 | 0.21 |  |  | No |  | No | No | No
| Perrin_Ranch_CedarMt | Perrin Ranch Wind Energy Center GEN1¦Cedar Mountain Wind 1 | teppc | AZPS | AZPS | Arizona Public Service Company | AZPS | SW | 2012-01-01 | 2050-12-31 | 2012 | 2050 | 100.8 | 100% | 100.8 | 100.8 | WT-Onshore | wind_onshorewind | Wind | SW_Wind |  |  |  | SW_Wind_for_Other | 2012 | 2050 | 0 | SW | 100.8 | 1 | 100.8 | 1 | 1 | 2050-12-31 | 1 | #N/A | #N/A | No | #N/A | #N/A | Not Found | #N/A | #N/A | #N/A | Not Found | #N/A | #N/A | #N/A | #N/A | #N/A |  |  |  |  | No |  | No | No | No
| PGP_Bio | PGP Bio Energy Project-1_PGP Bio Energy Project-1_IPP-PGP | teppc | BCHA | BCHA | British Columbia Transmission Company | BCHA_AESO | Excluded | 2009-08-11 | 2040-09-14 | 2009 | 2039 | 60.6 | 100% | 60.6 | 60.6 | Bio-ST | ST_Biomass | Biomass/Wood | Excluded_Biomass |  |  |  | Excluded | 2010 | 2039 | 0 | Excluded | 60.6 | 1 | 60.6 | 1 | 1 | 2040-09-14 | 1 | #N/A | #N/A | No | 0 | 0 | Not Found | #N/A | #N/A | #N/A | Not Found | #N/A | #N/A | #N/A | 0 | 0 | 0 | 0 |  |  | No |  | No | No | No
| PHOENX_1_UNIT | PHOENIX PH | caiso | PGE_Valley | PGE_Valley | Pacific Gas and Electric Valley | PGE_Valley | CAISO | 1940-01-01 | 2050-12-31 | 1940 | 2050 | 2 | 100% | 2 | 2 | n/a | Hydro_Standard | Hydro | CAISO_Small_Hydro |  |  |  | CAISO_Small_Hydro_for_CAISO | 1940 | 2050 | 0 | CAISO | 2 | 1 | 2 | 1 | 1 | 2050-12-31 | 1 | PHOENX_1_UNIT | FC | No | 1 | 1 | NQC List | 0.9 | 0.83 | WATER | NQC List | 0.84 | 0.82 | WATER | 0.84 | 0.82 | 0.9 | 0.83 |  |  | No |  | No | No | No
| PHP_2_2 | PHP 2-2 | teppc | PGE | PGE | Portland General Electric Company | PortlandGE | NW | 1982-02-01 | 2050-12-31 | 1982 | 2050 | 11.8 | 100% | 11.8 | 11.8 | Hydro | Hydro_Standard | Hydro | NW_Hydro |  |  |  | NW_Hydro | 1982 | 2050 | 0 | NW | 11.8 | 1 | 11.8 | 1 | 1 | 2050-12-31 | 1 | #N/A | #N/A | No | #N/A | #N/A | Not Found | #N/A | #N/A | #N/A | Not Found | #N/A | #N/A | #N/A | #N/A | #N/A |  |  |  |  | No |  | No | No | No
| PHP1_1 | PHP 1-1 | teppc | PGE | PGE | Portland General Electric Company | PortlandGE | NW | 1982-02-01 | 2050-12-31 | 1982 | 2050 | 23.7 | 100% | 23.7 | 23.7 | Hydro | Hydro_Standard | Hydro | NW_Hydro |  |  |  | NW_Hydro | 1982 | 2050 | 0 | NW | 23.7 | 1 | 23.7 | 1 | 1 | 2050-12-31 | 1 | #N/A | #N/A | No | #N/A | #N/A | Not Found | #N/A | #N/A | #N/A | Not Found | #N/A | #N/A | #N/A | #N/A | #N/A |  |  |  |  | No |  | No | No | No
| Pigeon_Cove_1 | Pigeon Cove-1 | teppc | IPFE | IPFE | Idaho Far East | IPCO | NW | 1984-10-31 | 2050-12-31 | 1984 | 2050 | 1.89 | 100% | 1.89 | 1.89 | Hydro | Hydro_Standard | Hydro | NW_Hydro |  |  |  | NW_Hydro | 1985 | 2050 | 0 | NW | 1.89 | 1 | 1.89 | 1 | 1 | 2050-12-31 | 1 | #N/A | #N/A | No | #N/A | #N/A | Not Found | #N/A | #N/A | #N/A | Not Found | #N/A | #N/A | #N/A | #N/A | #N/A |  |  |  |  | No |  | No | No | No
| Pilgrim_Stage | Pilgrim Stage Wind Park-PSWP | teppc | IPMV | IPMV | Idaho Magic Valley | IPCO | NW | 2010-12-27 | 2050-12-31 | 2011 | 2050 | 10.5 | 100% | 10.5 | 10.5 | WT-Onshore | wind_onshorewind | Wind | NW_Wind |  |  |  | NW_Wind_for_Other | 2011 | 2050 | 0 | NW | 10.5 | 1 | 10.5 | 1 | 1 | 2050-12-31 | 1 | #N/A | #N/A | No | #N/A | #N/A | Not Found | #N/A | #N/A | #N/A | Not Found | #N/A | #N/A | #N/A | #N/A | #N/A |  |  |  |  | No |  | No | No | No
| Pilot_Knob_1 | Pilot Knob 1 | teppc | IID | IID | Imperial Irrigation District | IID | IID | 2008-06-01 | 2050-12-01 | 2008 | 2050 | 16.5 | 100% | 16.5 | 16.5 | Hydro | Hydro_Standard | Hydro | IID_Hydro |  |  |  | IID_Hydro | 2008 | 2050 | 0 | IID | 16.5 | 1 | 16.5 | 1 | 1 | 2050-12-01 | 1 | #N/A | #N/A | No | #N/A | #N/A | Not Found | #N/A | #N/A | #N/A | Not Found | #N/A | #N/A | #N/A | #N/A | #N/A |  |  |  |  | No |  | No | No | No
| Pilot_Knob_2 | Pilot Knob 2 | teppc | IID | IID | Imperial Irrigation District | IID | IID | 1991-12-01 | 2050-12-31 | 1991 | 2050 | 16.5 | 100% | 16.5 | 16.5 | Hydro | Hydro_Standard | Hydro | IID_Hydro |  |  |  | IID_Hydro | 1992 | 2050 | 0 | IID | 16.5 | 1 | 16.5 | 1 | 1 | 2050-12-31 | 1 | #N/A | #N/A | No | #N/A | #N/A | Not Found | #N/A | #N/A | #N/A | Not Found | #N/A | #N/A | #N/A | #N/A | #N/A |  |  |  |  | No |  | No | No | No
| Pine_Tree_Solar | Pine Tree Solar Project 1 | teppc | LDWP | LDWP | Los Angeles Department of Water and Power | LADWP | LDWP | 2013-03-01 | 2050-12-31 | 2013 | 2050 | 8.5 | 100% | 8.5 | 8.5 | SolarPV-NonTracking | FixedPV_sun | Solar_Fixed | LDWP_Solar |  |  |  | LDWP_Solar_for_Other | 2013 | 2050 | 0 | LDWP | 8.5 | 1 | 8.5 | 1 | 1 | 2050-12-31 | 1 | #N/A | #N/A | No | #N/A | #N/A | Not Found | #N/A | #N/A | #N/A | Not Found | #N/A | #N/A | #N/A | #N/A | #N/A |  |  |  |  | No |  | No | No | No
| Pine_Tree_Wind | Pine Tree Wind Power Project-1 | teppc | LDWP | LDWP | Los Angeles Department of Water and Power | LADWP | LDWP | 2009-07-01 | 2050-12-31 | 2009 | 2050 | 120 | 100% | 120 | 120 | WT-Onshore | wind_onshorewind | Wind | LDWP_Wind |  |  |  | LDWP_Wind_for_Other | 2009 | 2050 | 0 | LDWP | 120 | 1 | 120 | 1 | 1 | 2050-12-31 | 1 | #N/A | #N/A | No | #N/A | #N/A | Not Found | #N/A | #N/A | #N/A | Not Found | #N/A | #N/A | #N/A | #N/A | #N/A |  |  |  |  | No |  | No | No | No
| PINFLT_7_UNITS | PINE FLAT HYDRO AGGREGATE | caiso | PGE_Valley | PGE_Valley | Pacific Gas and Electric Valley | PGE_Valley | CAISO | 1984-01-01 | 2050-12-31 | 1984 | 2050 | 210 | 100% | 210 | 210 | n/a | Hydro_Standard | Hydro | CAISO_Hydro |  |  |  | CAISO_Hydro | 1984 | 2050 | 0 | CAISO | 210 | 1 | 210 | 1 | 1 | 2050-12-31 | 1 | PINFLT_7_UNITS | FC | No | 177.6105 | 177.6105 | NQC List | 62.3 | 21.75 | WATER | NQC List | 97.88 | 33.7 | WATER | 97.88 | 33.7 | 62.3 | 21.75 |  |  | No |  | No | No | No
| Pingston_1 | Pingston-1_Pingston-1_IPP-PIN | teppc | BCHA | BCHA | British Columbia Transmission Company | BCHA_AESO | Excluded | 2003-05-08 | 2043-05-08 | 2003 | 2042 | 15 | 100% | 15 | 15 | Hydro | Hydro_Standard | Hydro | Excluded_Hydro |  |  |  | Excluded | 2003 | 2042 | 0 | Excluded | 15 | 1 | 15 | 1 | 1 | 2043-05-08 | 1 | #N/A | #N/A | No | 0 | 0 | Not Found | #N/A | #N/A | #N/A | Not Found | #N/A | #N/A | #N/A | 0 | 0 | 0 | 0 |  |  | No |  | No | No | No
| Pingston_2 | Pingston-2_Pingston-2_IPP-PIN | teppc | BCHA | BCHA | British Columbia Transmission Company | BCHA_AESO | Excluded | 2003-05-08 | 2043-05-08 | 2003 | 2042 | 15 | 100% | 15 | 15 | Hydro | Hydro_Standard | Hydro | Excluded_Hydro |  |  |  | Excluded | 2003 | 2042 | 0 | Excluded | 15 | 1 | 15 | 1 | 1 | 2043-05-08 | 1 | #N/A | #N/A | No | 0 | 0 | Not Found | #N/A | #N/A | #N/A | Not Found | #N/A | #N/A | #N/A | 0 | 0 | 0 | 0 |  |  | No |  | No | No | No
| Pingston_3 | Pingston-3_Pingston-3_IPP-PIN | teppc | BCHA | BCHA | British Columbia Transmission Company | BCHA_AESO | Excluded | 2003-05-08 | 2043-05-08 | 2003 | 2042 | 15 | 100% | 15 | 15 | Hydro | Hydro_Standard | Hydro | Excluded_Hydro |  |  |  | Excluded | 2003 | 2042 | 0 | Excluded | 15 | 1 | 15 | 1 | 1 | 2043-05-08 | 1 | #N/A | #N/A | No | 0 | 0 | Not Found | #N/A | #N/A | #N/A | Not Found | #N/A | #N/A | #N/A | 0 | 0 | 0 | 0 |  |  | No |  | No | No | No
| PIOPIC_2_CTG1 |  | caiso | SDGE | SDGE | San Diego Gas and Electric | SDGE | CAISO | 2014-05-01 | 2050-12-31 | 2014 | 2050 | 111.3 | 100% | 111.3 | 111.3 | CT-NatGas-Aero | CT_NG | CT | CAISO_Peaker1 |  |  |  | CAISO_Peaker1 | 2014 | 2050 | 0 | CAISO | 111.3 | 1 | 111.3 | 1 | 1 | 2050-12-31 | 1 | PIOPIC_2_CTG1 | ID | No | 102.8118 | 102.8118 | NQC List | 111.3 | 111.3 | NATURAL GAS | NQC List | 111.3 | 111.3 | NATURAL GAS | 111.3 | 111.3 | 111.3 | 111.3 |  |  | No |  | No | No | No
| PIOPIC_2_CTG2 |  | caiso | SDGE | SDGE | San Diego Gas and Electric | SDGE | CAISO | 2014-05-01 | 2050-12-31 | 2014 | 2050 | 112.7 | 100% | 112.7 | 112.7 | CT-NatGas-Aero | CT_NG | CT | CAISO_Peaker1 |  |  |  | CAISO_Peaker1 | 2014 | 2050 | 0 | CAISO | 112.7 | 1 | 112.7 | 1 | 1 | 2050-12-31 | 1 | PIOPIC_2_CTG2 | ID | No | 104.105 | 104.105 | NQC List | 112.7 | 112.7 | NATURAL GAS | NQC List | 112.7 | 112.7 | NATURAL GAS | 112.7 | 112.7 | 112.7 | 112.7 |  |  | No |  | No | No | No
| PIOPIC_2_CTG3 |  | caiso | SDGE | SDGE | San Diego Gas and Electric | SDGE | CAISO | 2014-05-01 | 2050-12-31 | 2014 | 2050 | 112 | 100% | 112 | 112 | CT-NatGas-Aero | CT_NG | CT | CAISO_Peaker1 |  |  |  | CAISO_Peaker1 | 2014 | 2050 | 0 | CAISO | 112 | 1 | 112 | 1 | 1 | 2050-12-31 | 1 | PIOPIC_2_CTG3 | ID | No | 103.4584 | 103.4584 | NQC List | 112 | 112 | NATURAL GAS | NQC List | 112 | 112 | NATURAL GAS | 112 | 112 | 112 | 112 |  |  | No |  | No | No | No
| PIT1_6_FRIVRA | Fall River Mills Project A | caiso | PGE_Valley | PGE_Valley | Pacific Gas and Electric Valley | PGE_Valley | CAISO | 2014-03-05 | 2050-12-31 | 2014 | 2050 | 1.5 | 100% | 1.5 | 1.5 | n/a | PVgeneric_sun | Solar_Fixed | CAISO_Solar |  |  |  | CAISO_Solar_for_CAISO | 2014 | 2050 | 0 | CAISO | 1.5 | 1 | 1.5 | 1 | 1 | 2050-12-31 | 1 | PIT1_6_FRIVRA | ID | No | 0.405 | 0.21 | NQC List | 0.41 | 0.21 | SUN | NQC List | 0.41 | 0.21 | SUN | 0.41 | 0.21 | 0.41 | 0.21 |  |  | No |  | No | No | No
| PIT1_7_UNIT_1 | PIT PH 1 UNIT 1 | caiso | PGE_Valley | PGE_Valley | Pacific Gas and Electric Valley | PGE_Valley | CAISO | 1922-01-01 | 2050-12-31 | 1922 | 2050 | 32 | 100% | 32 | 32 | n/a | Hydro_Standard | Hydro | CAISO_Hydro |  |  |  | CAISO_Hydro | 1922 | 2050 | 0 | CAISO | 32 | 1 | 32 | 1 | 1 | 2050-12-31 | 1 | PIT1_7_UNIT 1 | FC | No | 27.0645 | 27.0645 | NQC List | 9.2 | 9.2 | WATER | NQC List | 32 | 32 | WATER | 32 | 32 | 9.2 | 9.2 |  |  | No |  | No | No | No
| PIT1_7_UNIT_2 | PIT PH 1 UNIT 2 | caiso | PGE_Valley | PGE_Valley | Pacific Gas and Electric Valley | PGE_Valley | CAISO | 1922-01-01 | 2050-12-31 | 1922 | 2050 | 32 | 100% | 32 | 32 | n/a | Hydro_Standard | Hydro | CAISO_Hydro |  |  |  | CAISO_Hydro | 1922 | 2050 | 0 | CAISO | 32 | 1 | 32 | 1 | 1 | 2050-12-31 | 1 | PIT1_7_UNIT 2 | FC | No | 27.0645 | 27.0645 | NQC List | 9.2 | 9.2 | WATER | NQC List | 32 | 32 | WATER | 32 | 32 | 9.2 | 9.2 |  |  | No |  | No | No | No
| PIT3_7_PL1X3 | PIT PH 3 UNITS 1, 2 & 3 AGGREGATE | caiso | PGE_Valley | PGE_Valley | Pacific Gas and Electric Valley | PGE_Valley | CAISO | 1925-01-01 | 2050-12-31 | 1925 | 2050 | 70.6 | 100% | 70.6 | 70.6 | n/a | Hydro_Standard | Hydro | CAISO_Hydro |  |  |  | CAISO_Hydro | 1925 | 2050 | 0 | CAISO | 70.6 | 1 | 70.6 | 1 | 1 | 2050-12-31 | 1 | PIT3_7_PL1X3 | FC | No | 59.711 | 59.711 | NQC List | 52.6 | 34.6 | WATER | NQC List | 70.6 | 70.6 | WATER | 70.6 | 70.6 | 52.6 | 34.6 |  |  | No |  | No | No | No
| PIT4_7_PL1X2 | PIT PH 4 UNITS 1 & 2 AGGREGATE | caiso | PGE_Valley | PGE_Valley | Pacific Gas and Electric Valley | PGE_Valley | CAISO | 1955-01-01 | 2050-12-31 | 1955 | 2050 | 95 | 100% | 95 | 95 | n/a | Hydro_Standard | Hydro | CAISO_Hydro |  |  |  | CAISO_Hydro | 1955 | 2050 | 0 | CAISO | 95 | 1 | 95 | 1 | 1 | 2050-12-31 | 1 | PIT4_7_PL1X2 | FC | No | 80.3476 | 80.3476 | NQC List | 67.2 | 44 | WATER | NQC List | 95 | 95 | WATER | 95 | 95 | 67.2 | 44 |  |  | No |  | No | No | No
| PIT5_7_PL1X2 | PIT PH 5 UNITS 1 & 2 AGGREGATE | caiso | PGE_Valley | PGE_Valley | Pacific Gas and Electric Valley | PGE_Valley | CAISO | 1944-01-01 | 2050-12-31 | 1944 | 2050 | 82 | 100% | 82 | 82 | n/a | Hydro_Standard | Hydro | CAISO_Hydro |  |  |  | CAISO_Hydro | 1944 | 2050 | 0 | CAISO | 82 | 1 | 82 | 1 | 1 | 2050-12-31 | 1 | PIT5_7_PL1X2 | FC | No | 69.3527 | 69.3527 | NQC List | 41.6 | 32 | WATER | NQC List | 82 | 82 | WATER | 82 | 82 | 41.6 | 32 |  |  | No |  | No | No | No
| PIT5_7_PL3X4 | PIT PH 5 UNITS 3 & 4 AGGREGATE | caiso | PGE_Valley | PGE_Valley | Pacific Gas and Electric Valley | PGE_Valley | CAISO | 1944-01-01 | 2050-12-31 | 1944 | 2050 | 82 | 100% | 82 | 82 | n/a | Hydro_Standard | Hydro | CAISO_Hydro |  |  |  | CAISO_Hydro | 1944 | 2050 | 0 | CAISO | 82 | 1 | 82 | 1 | 1 | 2050-12-31 | 1 | PIT5_7_PL3X4 | FC | No | 69.3527 | 69.3527 | NQC List | 48 | 35.2 | WATER | NQC List | 82 | 82 | WATER | 82 | 82 | 48 | 35.2 |  |  | No |  | No | No | No
| PIT5_7_QFUNTS |  | caiso | PGE_Valley | PGE_Valley | Pacific Gas and Electric Valley | PGE_Valley | CAISO | 1987-08-15 | 2050-12-31 | 1987 | 2050 | 1.1 | 100% | 1.1 | 1.1 | n/a | Hydro_Standard | Hydro | CAISO_Hydro |  |  |  | CAISO_Hydro | 1988 | 2050 | 0 | CAISO | 1.1 | 1 | 1.1 | 1 | 1 | 2050-12-31 | 1 | PIT5_7_QFUNTS | FC | No | 0.93034 | 0.93034 | NQC List | 0.02 | 0 | WATER | NQC List | 0.05 | 0.05 | WATER | 0.05 | 0.05 | 0.02 | 0 |  |  | No |  | No | No | No
| PIT6_7_UNIT_1 | PIT PH 6 UNIT 1 | caiso | PGE_Valley | PGE_Valley | Pacific Gas and Electric Valley | PGE_Valley | CAISO | 1965-01-01 | 2050-12-31 | 1965 | 2050 | 39 | 100% | 39 | 39 | n/a | Hydro_Standard | Hydro | CAISO_Hydro |  |  |  | CAISO_Hydro | 1965 | 2050 | 0 | CAISO | 39 | 1 | 39 | 1 | 1 | 2050-12-31 | 1 | PIT6_7_UNIT 1 | FC | No | 32.9848 | 32.9848 | NQC List | 37.2 | 31.2 | WATER | NQC List | 39 | 39 | WATER | 39 | 39 | 37.2 | 31.2 |  |  | No |  | No | No | No
| PIT6_7_UNIT_2 | PIT PH 6 UNIT 2 | caiso | PGE_Valley | PGE_Valley | Pacific Gas and Electric Valley | PGE_Valley | CAISO | 1965-01-01 | 2050-12-31 | 1965 | 2050 | 40 | 100% | 40 | 40 | n/a | Hydro_Standard | Hydro | CAISO_Hydro |  |  |  | CAISO_Hydro | 1965 | 2050 | 0 | CAISO | 40 | 1 | 40 | 1 | 1 | 2050-12-31 | 1 | PIT6_7_UNIT 2 | FC | No | 33.8306 | 33.8306 | NQC List | 38.8 | 37 | WATER | NQC List | 40 | 40 | WATER | 40 | 40 | 38.8 | 37 |  |  | No |  | No | No | No
| PIT7_7_UNIT_1 | PIT PH 7 UNIT 1 | caiso | PGE_Valley | PGE_Valley | Pacific Gas and Electric Valley | PGE_Valley | CAISO | 1965-01-01 | 2050-12-31 | 1965 | 2050 | 55.7 | 100% | 55.7 | 55.7 | n/a | Hydro_Standard | Hydro | CAISO_Hydro |  |  |  | CAISO_Hydro | 1965 | 2050 | 0 | CAISO | 55.7 | 1 | 55.7 | 1 | 1 | 2050-12-31 | 1 | PIT7_7_UNIT 1 | FC | No | 47.1091 | 47.1091 | NQC List | 54.2 | 54.2 | WATER | NQC List | 55.7 | 55.7 | WATER | 55.7 | 55.7 | 54.2 | 54.2 |  |  | No |  | No | No | No
| PIT7_7_UNIT_2 | PIT PH 7 UNIT 2 | caiso | PGE_Valley | PGE_Valley | Pacific Gas and Electric Valley | PGE_Valley | CAISO | 1965-01-01 | 2050-12-31 | 1965 | 2050 | 54.6 | 100% | 54.6 | 54.6 | n/a | Hydro_Standard | Hydro | CAISO_Hydro |  |  |  | CAISO_Hydro | 1965 | 2050 | 0 | CAISO | 54.6 | 1 | 54.6 | 1 | 1 | 2050-12-31 | 1 | PIT7_7_UNIT 2 | FC | No | 46.1787 | 46.1787 | NQC List | 53.83 | 53.88 | WATER | NQC List | 54.6 | 54.6 | WATER | 54.6 | 54.6 | 53.83 | 53.88 |  |  | No |  | No | No | No
| PLACVL_1_CHILIB | Chili Bar Hydro | caiso | PGE_Valley | PGE_Valley | Pacific Gas and Electric Valley | PGE_Valley | CAISO | 1965-01-01 | 2050-12-31 | 1965 | 2050 | 8.4 | 100% | 8.4 | 8.4 | n/a | Hydro_Standard | Hydro | CAISO_Small_Hydro |  |  |  | CAISO_Small_Hydro_for_CAISO | 1965 | 2050 | 0 | CAISO | 8.4 | 1 | 8.4 | 1 | 1 | 2050-12-31 | 1 | PLACVL_1_CHILIB | FC | No | 4.2 | 4.2 | NQC List | 3.24 | 3.02 | WATER | NQC List | 8.4 | 8.4 | WATER | 8.4 | 8.4 | 3.24 | 3.02 |  |  | No |  | No | No | No
| PLACVL_1_RCKCRE | Rock Creek Hydro | caiso | PGE_Valley | PGE_Valley | Pacific Gas and Electric Valley | PGE_Valley | CAISO | 1986-04-24 | 2050-12-31 | 1986 | 2050 | 5 | 100% | 5 | 5 | n/a | Hydro_Standard | Hydro | CAISO_Small_Hydro |  |  |  | CAISO_Small_Hydro_for_CAISO | 1986 | 2050 | 0 | CAISO | 5 | 1 | 5 | 1 | 1 | 2050-12-31 | 1 | PLACVL_1_RCKCRE | FC | No | 2.5 | 2.5 | NQC List | 0 | 0 | WATER | NQC List | 1.2 | 1.19 | WATER | 1.2 | 1.19 | 0 | 0 |  |  | No |  | No | No | No
| Plains_End_1_G01 | Plains End GEN1 | teppc | PSCO | PSCO | Public Service Company of Colorado | PSCO | Excluded | 2002-05-01 | 2050-12-31 | 2002 | 2050 | 5.5 | 100% | 5.5 | 5.5 | ICE-NatGas | ICE_NG | ICE | Excluded_Reciprocating_Engine |  |  |  | Excluded | 2002 | 2050 | 0 | Excluded | 5.5 | 1 | 5.5 | 1 | 1 | 2050-12-31 | 1 | #N/A | #N/A | No | 0 | 0 | Not Found | #N/A | #N/A | #N/A | Not Found | #N/A | #N/A | #N/A | 0 | 0 | 0 | 0 |  |  | No |  | No | No | No
| Plains_End_1_G02 | Plains End GEN2 | teppc | PSCO | PSCO | Public Service Company of Colorado | PSCO | Excluded | 2002-05-01 | 2050-12-31 | 2002 | 2050 | 5.5 | 100% | 5.5 | 5.5 | ICE-NatGas | ICE_NG | ICE | Excluded_Reciprocating_Engine |  |  |  | Excluded | 2002 | 2050 | 0 | Excluded | 5.5 | 1 | 5.5 | 1 | 1 | 2050-12-31 | 1 | #N/A | #N/A | No | 0 | 0 | Not Found | #N/A | #N/A | #N/A | Not Found | #N/A | #N/A | #N/A | 0 | 0 | 0 | 0 |  |  | No |  | No | No | No
| Plains_End_1_G03 | Plains End GEN3 | teppc | PSCO | PSCO | Public Service Company of Colorado | PSCO | Excluded | 2002-05-01 | 2050-12-31 | 2002 | 2050 | 5.5 | 100% | 5.5 | 5.5 | ICE-NatGas | ICE_NG | ICE | Excluded_Reciprocating_Engine |  |  |  | Excluded | 2002 | 2050 | 0 | Excluded | 5.5 | 1 | 5.5 | 1 | 1 | 2050-12-31 | 1 | #N/A | #N/A | No | 0 | 0 | Not Found | #N/A | #N/A | #N/A | Not Found | #N/A | #N/A | #N/A | 0 | 0 | 0 | 0 |  |  | No |  | No | No | No
| Plains_End_1_G04 | Plains End GEN4 | teppc | PSCO | PSCO | Public Service Company of Colorado | PSCO | Excluded | 2002-05-01 | 2050-12-31 | 2002 | 2050 | 5.5 | 100% | 5.5 | 5.5 | ICE-NatGas | ICE_NG | ICE | Excluded_Reciprocating_Engine |  |  |  | Excluded | 2002 | 2050 | 0 | Excluded | 5.5 | 1 | 5.5 | 1 | 1 | 2050-12-31 | 1 | #N/A | #N/A | No | 0 | 0 | Not Found | #N/A | #N/A | #N/A | Not Found | #N/A | #N/A | #N/A | 0 | 0 | 0 | 0 |  |  | No |  | No | No | No
| Plains_End_1_G05 | Plains End GEN5 | teppc | PSCO | PSCO | Public Service Company of Colorado | PSCO | Excluded | 2002-05-01 | 2050-12-31 | 2002 | 2050 | 5.5 | 100% | 5.5 | 5.5 | ICE-NatGas | ICE_NG | ICE | Excluded_Reciprocating_Engine |  |  |  | Excluded | 2002 | 2050 | 0 | Excluded | 5.5 | 1 | 5.5 | 1 | 1 | 2050-12-31 | 1 | #N/A | #N/A | No | 0 | 0 | Not Found | #N/A | #N/A | #N/A | Not Found | #N/A | #N/A | #N/A | 0 | 0 | 0 | 0 |  |  | No |  | No | No | No
| Plains_End_1_G06 | Plains End GEN6 | teppc | PSCO | PSCO | Public Service Company of Colorado | PSCO | Excluded | 2002-05-01 | 2050-12-31 | 2002 | 2050 | 5.5 | 100% | 5.5 | 5.5 | ICE-NatGas | ICE_NG | ICE | Excluded_Reciprocating_Engine |  |  |  | Excluded | 2002 | 2050 | 0 | Excluded | 5.5 | 1 | 5.5 | 1 | 1 | 2050-12-31 | 1 | #N/A | #N/A | No | 0 | 0 | Not Found | #N/A | #N/A | #N/A | Not Found | #N/A | #N/A | #N/A | 0 | 0 | 0 | 0 |  |  | No |  | No | No | No
| Plains_End_1_G07 | Plains End GEN7 | teppc | PSCO | PSCO | Public Service Company of Colorado | PSCO | Excluded | 2002-05-01 | 2050-12-31 | 2002 | 2050 | 5.5 | 100% | 5.5 | 5.5 | ICE-NatGas | ICE_NG | ICE | Excluded_Reciprocating_Engine |  |  |  | Excluded | 2002 | 2050 | 0 | Excluded | 5.5 | 1 | 5.5 | 1 | 1 | 2050-12-31 | 1 | #N/A | #N/A | No | 0 | 0 | Not Found | #N/A | #N/A | #N/A | Not Found | #N/A | #N/A | #N/A | 0 | 0 | 0 | 0 |  |  | No |  | No | No | No
| Plains_End_1_G08 | Plains End GEN8 | teppc | PSCO | PSCO | Public Service Company of Colorado | PSCO | Excluded | 2002-05-01 | 2050-12-31 | 2002 | 2050 | 5.5 | 100% | 5.5 | 5.5 | ICE-NatGas | ICE_NG | ICE | Excluded_Reciprocating_Engine |  |  |  | Excluded | 2002 | 2050 | 0 | Excluded | 5.5 | 1 | 5.5 | 1 | 1 | 2050-12-31 | 1 | #N/A | #N/A | No | 0 | 0 | Not Found | #N/A | #N/A | #N/A | Not Found | #N/A | #N/A | #N/A | 0 | 0 | 0 | 0 |  |  | No |  | No | No | No
| Plains_End_1_G09 | Plains End GEN9 | teppc | PSCO | PSCO | Public Service Company of Colorado | PSCO | Excluded | 2002-05-01 | 2050-12-31 | 2002 | 2050 | 5.5 | 100% | 5.5 | 5.5 | ICE-NatGas | ICE_NG | ICE | Excluded_Reciprocating_Engine |  |  |  | Excluded | 2002 | 2050 | 0 | Excluded | 5.5 | 1 | 5.5 | 1 | 1 | 2050-12-31 | 1 | #N/A | #N/A | No | 0 | 0 | Not Found | #N/A | #N/A | #N/A | Not Found | #N/A | #N/A | #N/A | 0 | 0 | 0 | 0 |  |  | No |  | No | No | No
| Plains_End_1_G10 | Plains End GE10 | teppc | PSCO | PSCO | Public Service Company of Colorado | PSCO | Excluded | 2002-05-01 | 2050-12-31 | 2002 | 2050 | 5.5 | 100% | 5.5 | 5.5 | ICE-NatGas | ICE_NG | ICE | Excluded_Reciprocating_Engine |  |  |  | Excluded | 2002 | 2050 | 0 | Excluded | 5.5 | 1 | 5.5 | 1 | 1 | 2050-12-31 | 1 | #N/A | #N/A | No | 0 | 0 | Not Found | #N/A | #N/A | #N/A | Not Found | #N/A | #N/A | #N/A | 0 | 0 | 0 | 0 |  |  | No |  | No | No | No
| Plains_End_1_G11 | Plains End GE11 | teppc | PSCO | PSCO | Public Service Company of Colorado | PSCO | Excluded | 2002-05-01 | 2050-12-31 | 2002 | 2050 | 5.5 | 100% | 5.5 | 5.5 | ICE-NatGas | ICE_NG | ICE | Excluded_Reciprocating_Engine |  |  |  | Excluded | 2002 | 2050 | 0 | Excluded | 5.5 | 1 | 5.5 | 1 | 1 | 2050-12-31 | 1 | #N/A | #N/A | No | 0 | 0 | Not Found | #N/A | #N/A | #N/A | Not Found | #N/A | #N/A | #N/A | 0 | 0 | 0 | 0 |  |  | No |  | No | No | No
| Plains_End_1_G12 | Plains End GE12 | teppc | PSCO | PSCO | Public Service Company of Colorado | PSCO | Excluded | 2002-05-01 | 2050-12-31 | 2002 | 2050 | 5.5 | 100% | 5.5 | 5.5 | ICE-NatGas | ICE_NG | ICE | Excluded_Reciprocating_Engine |  |  |  | Excluded | 2002 | 2050 | 0 | Excluded | 5.5 | 1 | 5.5 | 1 | 1 | 2050-12-31 | 1 | #N/A | #N/A | No | 0 | 0 | Not Found | #N/A | #N/A | #N/A | Not Found | #N/A | #N/A | #N/A | 0 | 0 | 0 | 0 |  |  | No |  | No | No | No
| Plains_End_1_G13 | Plains End GE13 | teppc | PSCO | PSCO | Public Service Company of Colorado | PSCO | Excluded | 2002-05-01 | 2050-12-31 | 2002 | 2050 | 5.5 | 100% | 5.5 | 5.5 | ICE-NatGas | ICE_NG | ICE | Excluded_Reciprocating_Engine |  |  |  | Excluded | 2002 | 2050 | 0 | Excluded | 5.5 | 1 | 5.5 | 1 | 1 | 2050-12-31 | 1 | #N/A | #N/A | No | 0 | 0 | Not Found | #N/A | #N/A | #N/A | Not Found | #N/A | #N/A | #N/A | 0 | 0 | 0 | 0 |  |  | No |  | No | No | No
| Plains_End_1_G14 | Plains End GE14 | teppc | PSCO | PSCO | Public Service Company of Colorado | PSCO | Excluded | 2002-05-01 | 2050-12-31 | 2002 | 2050 | 5.5 | 100% | 5.5 | 5.5 | ICE-NatGas | ICE_NG | ICE | Excluded_Reciprocating_Engine |  |  |  | Excluded | 2002 | 2050 | 0 | Excluded | 5.5 | 1 | 5.5 | 1 | 1 | 2050-12-31 | 1 | #N/A | #N/A | No | 0 | 0 | Not Found | #N/A | #N/A | #N/A | Not Found | #N/A | #N/A | #N/A | 0 | 0 | 0 | 0 |  |  | No |  | No | No | No
| Plains_End_1_G15 | Plains End GE15 | teppc | PSCO | PSCO | Public Service Company of Colorado | PSCO | Excluded | 2002-05-01 | 2050-12-31 | 2002 | 2050 | 5.5 | 100% | 5.5 | 5.5 | ICE-NatGas | ICE_NG | ICE | Excluded_Reciprocating_Engine |  |  |  | Excluded | 2002 | 2050 | 0 | Excluded | 5.5 | 1 | 5.5 | 1 | 1 | 2050-12-31 | 1 | #N/A | #N/A | No | 0 | 0 | Not Found | #N/A | #N/A | #N/A | Not Found | #N/A | #N/A | #N/A | 0 | 0 | 0 | 0 |  |  | No |  | No | No | No
| Plains_End_1_G16 | Plains End GE16 | teppc | PSCO | PSCO | Public Service Company of Colorado | PSCO | Excluded | 2002-05-01 | 2050-12-31 | 2002 | 2050 | 5.5 | 100% | 5.5 | 5.5 | ICE-NatGas | ICE_NG | ICE | Excluded_Reciprocating_Engine |  |  |  | Excluded | 2002 | 2050 | 0 | Excluded | 5.5 | 1 | 5.5 | 1 | 1 | 2050-12-31 | 1 | #N/A | #N/A | No | 0 | 0 | Not Found | #N/A | #N/A | #N/A | Not Found | #N/A | #N/A | #N/A | 0 | 0 | 0 | 0 |  |  | No |  | No | No | No
| Plains_End_1_G17 | Plains End GE17 | teppc | PSCO | PSCO | Public Service Company of Colorado | PSCO | Excluded | 2002-05-01 | 2050-12-31 | 2002 | 2050 | 5.5 | 100% | 5.5 | 5.5 | ICE-NatGas | ICE_NG | ICE | Excluded_Reciprocating_Engine |  |  |  | Excluded | 2002 | 2050 | 0 | Excluded | 5.5 | 1 | 5.5 | 1 | 1 | 2050-12-31 | 1 | #N/A | #N/A | No | 0 | 0 | Not Found | #N/A | #N/A | #N/A | Not Found | #N/A | #N/A | #N/A | 0 | 0 | 0 | 0 |  |  | No |  | No | No | No
| Plains_End_1_G18 | Plains End GE18 | teppc | PSCO | PSCO | Public Service Company of Colorado | PSCO | Excluded | 2002-05-01 | 2050-12-31 | 2002 | 2050 | 5.5 | 100% | 5.5 | 5.5 | ICE-NatGas | ICE_NG | ICE | Excluded_Reciprocating_Engine |  |  |  | Excluded | 2002 | 2050 | 0 | Excluded | 5.5 | 1 | 5.5 | 1 | 1 | 2050-12-31 | 1 | #N/A | #N/A | No | 0 | 0 | Not Found | #N/A | #N/A | #N/A | Not Found | #N/A | #N/A | #N/A | 0 | 0 | 0 | 0 |  |  | No |  | No | No | No
| Plains_End_1_G19 | Plains End GE19 | teppc | PSCO | PSCO | Public Service Company of Colorado | PSCO | Excluded | 2002-05-01 | 2050-12-31 | 2002 | 2050 | 5.5 | 100% | 5.5 | 5.5 | ICE-NatGas | ICE_NG | ICE | Excluded_Reciprocating_Engine |  |  |  | Excluded | 2002 | 2050 | 0 | Excluded | 5.5 | 1 | 5.5 | 1 | 1 | 2050-12-31 | 1 | #N/A | #N/A | No | 0 | 0 | Not Found | #N/A | #N/A | #N/A | Not Found | #N/A | #N/A | #N/A | 0 | 0 | 0 | 0 |  |  | No |  | No | No | No
| Plains_End_1_G20 | Plains End GE20 | teppc | PSCO | PSCO | Public Service Company of Colorado | PSCO | Excluded | 2002-05-01 | 2050-12-31 | 2002 | 2050 | 5.5 | 100% | 5.5 | 5.5 | ICE-NatGas | ICE_NG | ICE | Excluded_Reciprocating_Engine |  |  |  | Excluded | 2002 | 2050 | 0 | Excluded | 5.5 | 1 | 5.5 | 1 | 1 | 2050-12-31 | 1 | #N/A | #N/A | No | 0 | 0 | Not Found | #N/A | #N/A | #N/A | Not Found | #N/A | #N/A | #N/A | 0 | 0 | 0 | 0 |  |  | No |  | No | No | No
| Plains_End_2_G01 | Plains End Expansion Facility 2G01 | teppc | PSCO | PSCO | Public Service Company of Colorado | PSCO | Excluded | 2008-05-01 | 2050-12-01 | 2008 | 2050 | 8.4 | 100% | 8.4 | 8.4 | ICE-NatGas | ICE_NG | ICE | Excluded_Reciprocating_Engine |  |  |  | Excluded | 2008 | 2050 | 0 | Excluded | 8.4 | 1 | 8.4 | 1 | 1 | 2050-12-01 | 1 | #N/A | #N/A | No | 0 | 0 | Not Found | #N/A | #N/A | #N/A | Not Found | #N/A | #N/A | #N/A | 0 | 0 | 0 | 0 |  |  | No |  | No | No | No
| Plains_End_2_G02 | Plains End Expansion Facility 2G02 | teppc | PSCO | PSCO | Public Service Company of Colorado | PSCO | Excluded | 2008-05-01 | 2050-12-01 | 2008 | 2050 | 8.4 | 100% | 8.4 | 8.4 | ICE-NatGas | ICE_NG | ICE | Excluded_Reciprocating_Engine |  |  |  | Excluded | 2008 | 2050 | 0 | Excluded | 8.4 | 1 | 8.4 | 1 | 1 | 2050-12-01 | 1 | #N/A | #N/A | No | 0 | 0 | Not Found | #N/A | #N/A | #N/A | Not Found | #N/A | #N/A | #N/A | 0 | 0 | 0 | 0 |  |  | No |  | No | No | No
| Plains_End_2_G03 | Plains End Expansion Facility 2G03 | teppc | PSCO | PSCO | Public Service Company of Colorado | PSCO | Excluded | 2008-05-01 | 2050-12-01 | 2008 | 2050 | 8.4 | 100% | 8.4 | 8.4 | ICE-NatGas | ICE_NG | ICE | Excluded_Reciprocating_Engine |  |  |  | Excluded | 2008 | 2050 | 0 | Excluded | 8.4 | 1 | 8.4 | 1 | 1 | 2050-12-01 | 1 | #N/A | #N/A | No | 0 | 0 | Not Found | #N/A | #N/A | #N/A | Not Found | #N/A | #N/A | #N/A | 0 | 0 | 0 | 0 |  |  | No |  | No | No | No
| Plains_End_2_G04 | Plains End Expansion Facility 2G04 | teppc | PSCO | PSCO | Public Service Company of Colorado | PSCO | Excluded | 2008-05-01 | 2050-12-01 | 2008 | 2050 | 8.4 | 100% | 8.4 | 8.4 | ICE-NatGas | ICE_NG | ICE | Excluded_Reciprocating_Engine |  |  |  | Excluded | 2008 | 2050 | 0 | Excluded | 8.4 | 1 | 8.4 | 1 | 1 | 2050-12-01 | 1 | #N/A | #N/A | No | 0 | 0 | Not Found | #N/A | #N/A | #N/A | Not Found | #N/A | #N/A | #N/A | 0 | 0 | 0 | 0 |  |  | No |  | No | No | No
| Plains_End_2_G05 | Plains End Expansion Facility 2G05 | teppc | PSCO | PSCO | Public Service Company of Colorado | PSCO | Excluded | 2008-05-01 | 2050-12-01 | 2008 | 2050 | 8.4 | 100% | 8.4 | 8.4 | ICE-NatGas | ICE_NG | ICE | Excluded_Reciprocating_Engine |  |  |  | Excluded | 2008 | 2050 | 0 | Excluded | 8.4 | 1 | 8.4 | 1 | 1 | 2050-12-01 | 1 | #N/A | #N/A | No | 0 | 0 | Not Found | #N/A | #N/A | #N/A | Not Found | #N/A | #N/A | #N/A | 0 | 0 | 0 | 0 |  |  | No |  | No | No | No
| Plains_End_2_G06 | Plains End Expansion Facility 2G06 | teppc | PSCO | PSCO | Public Service Company of Colorado | PSCO | Excluded | 2008-05-01 | 2050-12-01 | 2008 | 2050 | 8.4 | 100% | 8.4 | 8.4 | ICE-NatGas | ICE_NG | ICE | Excluded_Reciprocating_Engine |  |  |  | Excluded | 2008 | 2050 | 0 | Excluded | 8.4 | 1 | 8.4 | 1 | 1 | 2050-12-01 | 1 | #N/A | #N/A | No | 0 | 0 | Not Found | #N/A | #N/A | #N/A | Not Found | #N/A | #N/A | #N/A | 0 | 0 | 0 | 0 |  |  | No |  | No | No | No
| Plains_End_2_G07 | Plains End Expansion Facility 2G07 | teppc | PSCO | PSCO | Public Service Company of Colorado | PSCO | Excluded | 2008-05-01 | 2050-12-01 | 2008 | 2050 | 8.4 | 100% | 8.4 | 8.4 | ICE-NatGas | ICE_NG | ICE | Excluded_Reciprocating_Engine |  |  |  | Excluded | 2008 | 2050 | 0 | Excluded | 8.4 | 1 | 8.4 | 1 | 1 | 2050-12-01 | 1 | #N/A | #N/A | No | 0 | 0 | Not Found | #N/A | #N/A | #N/A | Not Found | #N/A | #N/A | #N/A | 0 | 0 | 0 | 0 |  |  | No |  | No | No | No
| Plains_End_2_G08 | Plains End Expansion Facility 2G08 | teppc | PSCO | PSCO | Public Service Company of Colorado | PSCO | Excluded | 2008-05-01 | 2050-12-01 | 2008 | 2050 | 8.4 | 100% | 8.4 | 8.4 | ICE-NatGas | ICE_NG | ICE | Excluded_Reciprocating_Engine |  |  |  | Excluded | 2008 | 2050 | 0 | Excluded | 8.4 | 1 | 8.4 | 1 | 1 | 2050-12-01 | 1 | #N/A | #N/A | No | 0 | 0 | Not Found | #N/A | #N/A | #N/A | Not Found | #N/A | #N/A | #N/A | 0 | 0 | 0 | 0 |  |  | No |  | No | No | No
| Plains_End_2_G09 | Plains End Expansion Facility 2G09 | teppc | PSCO | PSCO | Public Service Company of Colorado | PSCO | Excluded | 2008-05-01 | 2050-12-01 | 2008 | 2050 | 8.4 | 100% | 8.4 | 8.4 | ICE-NatGas | ICE_NG | ICE | Excluded_Reciprocating_Engine |  |  |  | Excluded | 2008 | 2050 | 0 | Excluded | 8.4 | 1 | 8.4 | 1 | 1 | 2050-12-01 | 1 | #N/A | #N/A | No | 0 | 0 | Not Found | #N/A | #N/A | #N/A | Not Found | #N/A | #N/A | #N/A | 0 | 0 | 0 | 0 |  |  | No |  | No | No | No
| Plains_End_2_G10 | Plains End Expansion Facility 2G10 | teppc | PSCO | PSCO | Public Service Company of Colorado | PSCO | Excluded | 2008-05-01 | 2050-12-01 | 2008 | 2050 | 8.4 | 100% | 8.4 | 8.4 | ICE-NatGas | ICE_NG | ICE | Excluded_Reciprocating_Engine |  |  |  | Excluded | 2008 | 2050 | 0 | Excluded | 8.4 | 1 | 8.4 | 1 | 1 | 2050-12-01 | 1 | #N/A | #N/A | No | 0 | 0 | Not Found | #N/A | #N/A | #N/A | Not Found | #N/A | #N/A | #N/A | 0 | 0 | 0 | 0 |  |  | No |  | No | No | No
| Plains_End_2_G11 | Plains End Expansion Facility 2G11 | teppc | PSCO | PSCO | Public Service Company of Colorado | PSCO | Excluded | 2008-05-01 | 2050-12-01 | 2008 | 2050 | 8.4 | 100% | 8.4 | 8.4 | ICE-NatGas | ICE_NG | ICE | Excluded_Reciprocating_Engine |  |  |  | Excluded | 2008 | 2050 | 0 | Excluded | 8.4 | 1 | 8.4 | 1 | 1 | 2050-12-01 | 1 | #N/A | #N/A | No | 0 | 0 | Not Found | #N/A | #N/A | #N/A | Not Found | #N/A | #N/A | #N/A | 0 | 0 | 0 | 0 |  |  | No |  | No | No | No
| Plains_End_2_G12 | Plains End Expansion Facility 2G12 | teppc | PSCO | PSCO | Public Service Company of Colorado | PSCO | Excluded | 2008-05-01 | 2050-12-01 | 2008 | 2050 | 8.4 | 100% | 8.4 | 8.4 | ICE-NatGas | ICE_NG | ICE | Excluded_Reciprocating_Engine |  |  |  | Excluded | 2008 | 2050 | 0 | Excluded | 8.4 | 1 | 8.4 | 1 | 1 | 2050-12-01 | 1 | #N/A | #N/A | No | 0 | 0 | Not Found | #N/A | #N/A | #N/A | Not Found | #N/A | #N/A | #N/A | 0 | 0 | 0 | 0 |  |  | No |  | No | No | No
| Plains_End_2_G13 | Plains End Expansion Facility 2G13 | teppc | PSCO | PSCO | Public Service Company of Colorado | PSCO | Excluded | 2008-05-01 | 2050-12-01 | 2008 | 2050 | 8.4 | 100% | 8.4 | 8.4 | ICE-NatGas | ICE_NG | ICE | Excluded_Reciprocating_Engine |  |  |  | Excluded | 2008 | 2050 | 0 | Excluded | 8.4 | 1 | 8.4 | 1 | 1 | 2050-12-01 | 1 | #N/A | #N/A | No | 0 | 0 | Not Found | #N/A | #N/A | #N/A | Not Found | #N/A | #N/A | #N/A | 0 | 0 | 0 | 0 |  |  | No |  | No | No | No
| Plains_End_2_G14 | Plains End Expansion Facility 2G14 | teppc | PSCO | PSCO | Public Service Company of Colorado | PSCO | Excluded | 2008-05-01 | 2050-12-01 | 2008 | 2050 | 8.4 | 100% | 8.4 | 8.4 | ICE-NatGas | ICE_NG | ICE | Excluded_Reciprocating_Engine |  |  |  | Excluded | 2008 | 2050 | 0 | Excluded | 8.4 | 1 | 8.4 | 1 | 1 | 2050-12-01 | 1 | #N/A | #N/A | No | 0 | 0 | Not Found | #N/A | #N/A | #N/A | Not Found | #N/A | #N/A | #N/A | 0 | 0 | 0 | 0 |  |  | No |  | No | No | No
| PLAINV_6_BSOLAR | Western Antelope Blue Sky Ranch A | caiso | SCE | SCE | Southern California Edison | SCE | CAISO | 2014-11-07 | 2050-12-31 | 2014 | 2050 | 20 | 100% | 20 | 20 | n/a | PVgeneric_sun | Solar_Fixed | CAISO_Solar |  |  |  | CAISO_Solar_for_CAISO | 2015 | 2050 | 0 | CAISO | 20 | 1 | 20 | 1 | 1 | 2050-12-31 | 1 | PLAINV_6_BSOLAR | EO | Yes | 5.4 | 2.8 | NQC List | 0 | 0 | SUN | NQC List | 0 | 0 | SUN | 0 | 0 | 0 | 0 |  |  | No |  | No | No | No
| PLAINV_6_DSOLAR | Western Antelope Dry Ranch | caiso | SCE | SCE | Southern California Edison | SCE | CAISO | 2016-12-01 | 2050-12-31 | 2016 | 2050 | 10 | 100% | 10 | 10 | PVgeneric_sun | PVgeneric_sun | Solar_Fixed | CAISO_Solar |  |  |  | CAISO_Solar_for_CAISO | 2017 | 2050 | 0 | CAISO | 10 | 1 | 10 | 1 | 1 | 2050-12-31 | 1 | PLAINV_6_DSOLAR | FC | No | 2.7 | 1.4 | NQC List | 2.7 | 1.4 | SUN | NQC List | 2.7 | 1.4 | SUN | 2.7 | 1.4 | 2.7 | 1.4 |  |  | No |  | No | No | No
| PLAINV_6_NLRSR1 | North Lancaster Ranch | caiso | SCE | SCE | Southern California Edison | SCE | CAISO | 2016-12-01 | 2050-12-31 | 2016 | 2050 | 20 | 100% | 20 | 20 | PHOTO VOLTAIC_SUN | PVgeneric_sun | Solar_Fixed | CAISO_Solar |  |  |  | CAISO_Solar_for_CAISO | 2017 | 2050 | 0 | CAISO | 20 | 1 | 20 | 1 | 1 | 2050-12-31 | 1 | PLAINV_6_NLRSR1 | EO | Yes | 5.4 | 2.8 | NQC List | 0 | 0 | SUN | NQC List | 0 | 0 | SUN | 0 | 0 | 0 | 0 |  |  | No |  | No | No | No
| PLAINV_6_SOLAR3 | Sierra Solar Greenworks LLC | caiso | SCE | SCE | Southern California Edison | SCE | CAISO | 2015-11-30 | 2050-12-31 | 2015 | 2050 | 20 | 100% | 20 | 20 | n/a | PVgeneric_sun | Solar_Fixed | CAISO_Solar |  |  |  | CAISO_Solar_for_CAISO | 2016 | 2050 | 0 | CAISO | 20 | 1 | 20 | 1 | 1 | 2050-12-31 | 1 | PLAINV_6_SOLAR3 | EO | Yes | 5.4 | 2.8 | NQC List | 0 | 0 | SUN | NQC List | 0 | 0 | SUN | 0 | 0 | 0 | 0 |  |  | No |  | No | No | No
| PLAINV_6_SOLARC | Central Antelope Dry Ranch C | caiso | SCE | SCE | Southern California Edison | SCE | CAISO | 2016-05-06 | 2050-12-31 | 2016 | 2050 | 20 | 100% | 20 | 20 | n/a | PVgeneric_sun | Solar_Fixed | CAISO_Solar |  |  |  | CAISO_Solar_for_CAISO | 2016 | 2050 | 0 | CAISO | 20 | 1 | 20 | 1 | 1 | 2050-12-31 | 1 | PLAINV_6_SOLARC | EO | Yes | 5.4 | 2.8 | NQC List | 0 | 0 | SUN | NQC List | 0 | 0 | SUN | 0 | 0 | 0 | 0 |  |  | No |  | No | No | No
| PLAYA2_G | Playa Solar PV | teppc | NEVP | NEVP | Nevada Power Company | NEVP | SW | 2017-01-01 | 2050-12-31 | 2017 | 2050 | 79 | 100% | 79 | 79 | SolarPV-NonTracking | FixedPV_sun | Solar_Fixed | SW_Solar |  |  |  | SW_Solar_for_Other | 2017 | 2050 | 0 | SW | 79 | 1 | 79 | 1 | 1 | 2050-12-31 | 1 | #N/A | #N/A | No | #N/A | #N/A | Not Found | #N/A | #N/A | #N/A | Not Found | #N/A | #N/A | #N/A | #N/A | #N/A |  |  |  |  | No |  | No | No | No
| Pleasant_Valley | Pleasant Valley 1 | teppc | LDWP | LDWP | Los Angeles Department of Water and Power | LADWP | LDWP | 1958-02-01 | 2050-12-31 | 1958 | 2050 | 3.2 | 100% | 3.2 | 3.2 | Hydro | Hydro_Standard | Hydro | LDWP_Hydro |  |  |  | LDWP_Hydro | 1958 | 2050 | 0 | LDWP | 3.2 | 1 | 3.2 | 1 | 1 | 2050-12-31 | 1 | #N/A | #N/A | No | #N/A | #N/A | Not Found | #N/A | #N/A | #N/A | Not Found | #N/A | #N/A | #N/A | #N/A | #N/A |  |  |  |  | No |  | No | No | No
| PLMSSR_6_HISIER | High Sierra Cogeneration Aggregate | caiso | PGE_Valley | PGE_Valley | Pacific Gas and Electric Valley | PGE_Valley | CAISO | 2010-04-22 | 2050-12-31 | 2010 | 2050 | 0 | 0% |  | 6 | RECIPROCATING ENGINE_NATURAL GAS | Cogen_NG | Cogen | CAISO_CHP |  |  |  | CAISO_CHP | 2010 | 2050 | 0 | CAISO | 6 | 1 | 6 | 1 | 1 | 2050-12-31 | 1 | PLMSSR_6_HISIER | #N/A | No | 3.804 | 3.804 | Not Found | #N/A | #N/A | #N/A | Not Found | #N/A | #N/A | #N/A | 3.804 | 3.804 | 3.804 | 3.804 |  |  | No |  | No | No | No
| PLSNTG_7_LNCLND | Lincoln Landfill Power Plant | caiso | PGE_Valley | PGE_Valley | Pacific Gas and Electric Valley | PGE_Valley | CAISO | 1985-01-01 | 2050-12-31 | 1985 | 2050 | 2.95 | 59.24% | 2.95 | 4.98 | n/a | Biogas_ | Biogas_LandfillGas | CAISO_Biomass |  |  |  | CAISO_Biomass_for_CAISO | 1985 | 2050 | 0 | CAISO | 4.98 | 1 | 4.98 | 1 | 1 | 2050-12-31 | 1 | PLSNTG_7_LNCLND | FC | No | 3.476 | 3.476 | NQC List | 3.02 | 2.93 | BIOGAS | NQC List | 3.09 | 2.92 | BIOGAS | 3.09 | 2.92 | 3.02 | 2.93 |  |  | No |  | No | No | No
| Plummer_Cgn | Plummer Cogen-GEN1 | teppc | AVA | AVA | Avista Corp. | BPAT | NW | 1982-12-01 | 2050-12-31 | 1982 | 2050 | 6.2 | 100% | 6.2 | 6.2 | Bio-ST | ST_Biomass | Biomass/Wood | NW_Biomass |  |  |  | NW_Biomass_for_Other | 1983 | 2050 | 0 | NW | 6.2 | 1 | 6.2 | 1 | 1 | 2050-12-31 | 1 | #N/A | #N/A | No | 4.3276 | 4.3276 | Not Found | #N/A | #N/A | #N/A | Not Found | #N/A | #N/A | #N/A | 4.3276 | 4.3276 | 4.3276 | 4.3276 |  |  | No |  | No | No | No
| PMDLET_6_SOLAR1 | SEPV Palmdale East, LLC | caiso | SCE | SCE | Southern California Edison | SCE | CAISO | 2015-07-31 | 2050-12-31 | 2015 | 2050 | 10 | 100% | 10 | 10 | n/a | PVgeneric_sun | Solar_Fixed | CAISO_Solar |  |  |  | CAISO_Solar_for_CAISO | 2015 | 2050 | 0 | CAISO | 10 | 1 | 10 | 1 | 1 | 2050-12-31 | 1 | PMDLET_6_SOLAR1 | FC | No | 2.7 | 1.4 | NQC List | 2.7 | 1.4 | SUN | NQC List | 2.7 | 1.4 | SUN | 2.7 | 1.4 | 2.7 | 1.4 |  |  | No |  | No | No | No
| PMPJCK_1_RB2SLR | Rio Bravo Solar 2 | caiso | SCE | SCE | Southern California Edison | SCE | CAISO | 2016-12-01 | 2050-12-31 | 2016 | 2050 | 20 | 100% | 20 | 20 | PHOTO VOLTAIC_SUN | PVgeneric_sun | Solar_Fixed | CAISO_Solar |  |  |  | CAISO_Solar_for_CAISO | 2017 | 2050 | 0 | CAISO | 20 | 1 | 20 | 1 | 1 | 2050-12-31 | 1 | PMPJCK_1_RB2SLR | ID | No | 5.4 | 2.8 | NQC List | 5.4 | 2.8 | SUN | NQC List | 5.4 | 2.8 | SUN | 5.4 | 2.8 | 5.4 | 2.8 |  |  | No |  | No | No | No
| PMPJCK_1_SOLAR1 | Pumpjack Solar I | caiso | SCE | SCE | Southern California Edison | SCE | CAISO | 2015-01-27 | 2050-12-31 | 2015 | 2050 | 19.48 | 100% | 19.48 | 19.48 | n/a | PVgeneric_sun | Solar_Fixed | CAISO_Solar |  |  |  | CAISO_Solar_for_CAISO | 2015 | 2050 | 0 | CAISO | 19.48 | 1 | 19.48 | 1 | 1 | 2050-12-31 | 1 | PMPJCK_1_SOLAR1 | FC | No | 5.2596 | 2.7272 | NQC List | 5.4 | 2.8 | SUN | NQC List | 5.4 | 2.8 | SUN | 5.4 | 2.8 | 5.4 | 2.8 |  |  | No |  | No | No | No
| PMPJCK_1_SOLAR2 | Rio Bravo Solar 1 | caiso | SCE | SCE | Southern California Edison | SCE | CAISO | 2016-12-01 | 2050-12-31 | 2016 | 2050 | 20 | 100% | 20 | 20 | PVgeneric_sun | PVgeneric_sun | Solar_Fixed | CAISO_Solar |  |  |  | CAISO_Solar_for_CAISO | 2017 | 2050 | 0 | CAISO | 20 | 1 | 20 | 1 | 1 | 2050-12-31 | 1 | PMPJCK_1_SOLAR2 | FC | No | 5.4 | 2.8 | NQC List | 5.4 | 2.8 | SUN | NQC List | 5.4 | 2.8 | SUN | 5.4 | 2.8 | 5.4 | 2.8 |  |  | No |  | No | No | No
| PNCHEG_2_PL1X4 | PANOCHE ENERGY CENTER (Aggregated) | caiso | PGE_Valley | PGE_Valley | Pacific Gas and Electric Valley | PGE_Valley | CAISO | 2009-05-28 | 2050-12-31 | 2009 | 2050 | 401 | 100% | 401 | 401 | CT-NatGas-Aero | CT_NG | CT | CAISO_Peaker1 |  |  |  | CAISO_Peaker1 | 2009 | 2050 | 0 | CAISO | 401 | 1 | 401 | 1 | 1 | 2050-12-31 | 1 | PNCHEG_2_PL1X4 | FC | No | 370.4179 | 370.4179 | NQC List | 395.2 | 400.8 | NATURAL GAS | NQC List | 395.6 | 400.1 | NATURAL GAS | 395.6 | 400.1 | 395.2 | 400.8 |  |  | No |  | No | No | No
| PNCHPP_1_PL1X2 | Midway Peaking Aggregate | caiso | PGE_Valley | PGE_Valley | Pacific Gas and Electric Valley | PGE_Valley | CAISO | 2009-05-04 | 2050-12-31 | 2009 | 2050 | 119.91 | 100% | 119.91 | 119.91 | CT-NatGas-Aero | CT_NG | CT | CAISO_Peaker2 |  |  |  | CAISO_Peaker2 | 2009 | 2050 | 0 | CAISO | 119.91 | 1 | 119.91 | 1 | 1 | 2050-12-31 | 1 | PNCHPP_1_PL1X2 | FC | No | 115.269 | 115.269 | NQC List | 108.5 | 110.38 | NATURAL GAS | NQC List | 108.35 | 110.52 | NATURAL GAS | 108.35 | 110.52 | 108.5 | 110.38 |  |  | No |  | No | No | No
| PNCHVS_2_SOLAR | PNCHVS_2_SOLARB | caiso | PGE_Valley | PGE_Valley | Pacific Gas and Electric Valley | PGE_Valley | CAISO | 2017-12-29 | 2050-12-31 | 2018 | 2050 | 140 | 100% | 140 | 140 | PVgeneric_sun | PVgeneric_sun | Solar_Fixed | CAISO_Solar |  |  |  | CAISO_Solar_for_CAISO | 2018 | 2050 | 0 | CAISO | 140 | 1 | 140 | 1 | 1 | 2050-12-31 | 1 | PNCHVS_2_SOLAR | FC | No | 37.8 | 19.6 | NQC List | 37.8 | 19.6 | SUN | NQC List | 37.8 | 19.6 | SUN | 37.8 | 19.6 | 37.8 | 19.6 |  |  | No |  | No | No | No
| PNM_RPS_Compliant_PV | RPS Compliant Solar | teppc | PNM | PNM | Public Service Company of New Mexico | PNM_EPE | SW | 2025-01-01 | 2050-12-31 | 2025 | 2050 | 192.6 | 100% | 192.6 | 192.6 | SolarPV-Tracking | 1axPV_sun | Solar_1Axis | SW_Solar |  |  |  | SW_Solar_for_Other | 2025 | 2050 | 0 | SW | 192.6 | 0.95 | 182.97 | 1 | 1 | 2050-12-31 | 1 | #N/A | #N/A | No | #N/A | #N/A | Not Found | #N/A | #N/A | #N/A | Not Found | #N/A | #N/A | #N/A | #N/A | #N/A |  |  |  |  | No |  | No | No | No
| PNOCHE_1_PL1X2 | Panoche Peaker | caiso | PGE_Valley | PGE_Valley | Pacific Gas and Electric Valley | PGE_Valley | CAISO | 2005-06-14 | 2050-12-31 | 2005 | 2050 | 49.97 | 100% | 49.97 | 49.97 | CT-NatGas-Aero | CT_NG | CT | CAISO_Peaker2 |  |  |  | CAISO_Peaker2 | 2005 | 2050 | 0 | CAISO | 49.97 | 1 | 49.97 | 1 | 1 | 2050-12-31 | 1 | PNOCHE_1_PL1X2 | FC | No | 48.036 | 48.036 | NQC List | 49.97 | 49.97 | NATURAL GAS | NQC List | 49.97 | 49.97 | NATURAL GAS | 49.97 | 49.97 | 49.97 | 49.97 |  |  | No |  | No | No | No
| PNOCHE_1_UNITA1 | CalPeak Power Panoche Unit 1 | caiso | PGE_Valley | PGE_Valley | Pacific Gas and Electric Valley | PGE_Valley | CAISO | 2001-12-27 | 2050-12-31 | 2002 | 2050 | 48 | 92.29% | 48 | 52.01 | CT-NatGas-Aero | CT_NG | CT | CAISO_Peaker2 |  |  |  | CAISO_Peaker2 | 2002 | 2050 | 0 | CAISO | 52.01 | 1 | 52.01 | 1 | 1 | 2050-12-31 | 1 | PNOCHE_1_UNITA1 | FC | No | 49.997 | 49.997 | NQC List | 52.01 | 52.01 | NATURAL GAS | NQC List | 52.01 | 52.01 | NATURAL GAS | 52.01 | 52.01 | 52.01 | 52.01 |  |  | No |  | No | No | No
| Pocatello_Waste | Pocatello Waste-1 | teppc | CISC | CISC | Southern California Edison | SCE | CAISO | 1984-12-01 | 2050-12-31 | 1984 | 2050 | 0 | 0% |  | 0.46 | Bio-ICE | ICE_Biomass | Biomass/Wood | CAISO_Biomass |  |  |  | CAISO_Biomass_for_CAISO | 1985 | 2050 | 0 | CAISO | 0.46 | 1 | 0.46 | 1 | 1 | 2050-12-31 | 1 | Pocatello_Waste | #N/A | No | 0.32108 | 0.32108 | Not Found | #N/A | #N/A | #N/A | Not Found | #N/A | #N/A | #N/A | 0.32108 | 0.32108 | 0.32108 | 0.32108 |  |  | No |  | No | No | No
| POCATERA_1 | POCATERA-1 | teppc | AESO | AESO | Alberta Electric System Operator | BCHA_AESO | Excluded | 1955-01-01 | 2050-12-01 | 1955 | 2050 | 12 | 100% | 12 | 12 | Hydro | Hydro_Standard | Hydro | Excluded_Hydro |  |  |  | Excluded | 1955 | 2050 | 0 | Excluded | 12 | 1 | 12 | 1 | 1 | 2050-12-01 | 1 | #N/A | #N/A | No | 0 | 0 | Not Found | #N/A | #N/A | #N/A | Not Found | #N/A | #N/A | #N/A | 0 | 0 | 0 | 0 |  |  | No |  | No | No | No
| POEPH_7_UNIT_1 | POE HYDRO UNIT 1 | caiso | PGE_Valley | PGE_Valley | Pacific Gas and Electric Valley | PGE_Valley | CAISO | 1958-01-01 | 2050-12-31 | 1958 | 2050 | 69 | 100% | 69 | 69 | n/a | Hydro_Standard | Hydro | CAISO_Hydro |  |  |  | CAISO_Hydro | 1958 | 2050 | 0 | CAISO | 69 | 1 | 69 | 1 | 1 | 2050-12-31 | 1 | POEPH_7_UNIT 1 | FC | No | 58.3577 | 58.3577 | NQC List | 48 | 40.4 | WATER | NQC List | 60 | 60 | WATER | 60 | 60 | 48 | 40.4 |  |  | No |  | No | No | No
| POEPH_7_UNIT_2 | POE HYDRO UNIT 2 | caiso | PGE_Valley | PGE_Valley | Pacific Gas and Electric Valley | PGE_Valley | CAISO | 1958-01-01 | 2050-12-31 | 1958 | 2050 | 68.5 | 100% | 68.5 | 68.5 | n/a | Hydro_Standard | Hydro | CAISO_Hydro |  |  |  | CAISO_Hydro | 1958 | 2050 | 0 | CAISO | 68.5 | 1 | 68.5 | 1 | 1 | 2050-12-31 | 1 | POEPH_7_UNIT 2 | FC | No | 57.9349 | 57.9349 | NQC List | 45.9 | 44 | WATER | NQC List | 60 | 60 | WATER | 60 | 60 | 45.9 | 44 |  |  | No |  | No | No | No
| PointLoma1 | Point Loma 1_POINT LOMA WASTEWATER TREATMENT PLANT-1_CABRILLO_Point Loma | teppc | CISC | CISC | Southern California Edison | SCE | CAISO | 1985-01-01 | 2050-12-31 | 1985 | 2050 | 0 | 0% |  | 2.29 | Bio-ICE | ICE_Biomass | Biomass/Wood | CAISO_Biomass |  |  |  | CAISO_Biomass_for_CAISO | 1985 | 2050 | 0 | CAISO | 2.29 | 1 | 2.29 | 1 | 1 | 2050-12-31 | 1 | PointLoma1 | #N/A | No | 1.5984 | 1.5984 | Not Found | #N/A | #N/A | #N/A | Not Found | #N/A | #N/A | #N/A | 1.5984 | 1.5984 | 1.5984 | 1.5984 |  |  | No |  | No | No | No
| PointLoma2 | Point Loma 2_POINT LOMA WASTEWATER TREATMENT PLANT-1 | teppc | CISC | CISC | Southern California Edison | SCE | CAISO | 1985-01-01 | 2050-12-31 | 1985 | 2050 | 0 | 0% |  | 2.29 | Bio-ICE | ICE_Biomass | Biomass/Wood | CAISO_Biomass |  |  |  | CAISO_Biomass_for_CAISO | 1985 | 2050 | 0 | CAISO | 2.29 | 1 | 2.29 | 1 | 1 | 2050-12-31 | 1 | PointLoma2 | #N/A | No | 1.5984 | 1.5984 | Not Found | #N/A | #N/A | #N/A | Not Found | #N/A | #N/A | #N/A | 1.5984 | 1.5984 | 1.5984 | 1.5984 |  |  | No |  | No | No | No
| PointLomaHY | POINT LOMA WASTEWATER PERP HYDRO_POINT LOMA WASTEWATER TREATMENT PLANT-1 | teppc | CISC | CISC | Southern California Edison | SCE | CAISO | 1985-01-01 | 2050-12-31 | 1985 | 2050 | 1.35 | 100% | 1.35 | 1.35 | Hydro | Hydro_Standard | Hydro | CAISO_Hydro |  |  |  | CAISO_Hydro | 1985 | 2050 | 0 | CAISO | 1.35 | 1 | 1.35 | 1 | 1 | 2050-12-31 | 1 | PointLomaHY | #N/A | No | 1.1418 | 1.1418 | Not Found | #N/A | #N/A | #N/A | Not Found | #N/A | #N/A | #N/A | 1.1418 | 1.1418 | 1.1418 | 1.1418 |  |  | No |  | No | No | No
| Pole_Hill | Pole Hill 1 | teppc | WACM | WACM | Western Area Power Administration, Colorado-Missouri Region | WACM | Excluded | 1954-01-01 | 2050-12-31 | 1954 | 2050 | 40.25 | 100% | 40.25 | 40.25 | Hydro | Hydro_Standard | Hydro | Excluded_Hydro |  |  |  | Excluded | 1954 | 2050 | 0 | Excluded | 40.25 | 1 | 40.25 | 1 | 1 | 2050-12-31 | 1 | #N/A | #N/A | No | 0 | 0 | Not Found | #N/A | #N/A | #N/A | Not Found | #N/A | #N/A | #N/A | 0 | 0 | 0 | 0 |  |  | No |  | No | No | No
| Poplar_Hill_1 | Poplar Hill-1 | teppc | AESO | AESO | Alberta Electric System Operator | BCHA_AESO | Excluded | 1998-11-01 | 2050-12-01 | 1998 | 2050 | 48 | 100% | 48 | 48 | CT-NatGas-Industrial | CT_NG | CT | Excluded_Peaker |  |  |  | Excluded | 1999 | 2050 | 0 | Excluded | 48 | 1 | 48 | 1 | 1 | 2050-12-01 | 1 | #N/A | #N/A | No | 0 | 0 | Not Found | #N/A | #N/A | #N/A | Not Found | #N/A | #N/A | #N/A | 0 | 0 | 0 | 0 |  |  | No |  | No | No | No
| Port_Townsend4 | Port Townsend Paper-GEN4 | teppc | PNM | PNM | Public Service Company of New Mexico | PNM_EPE | SW | 1929-01-01 | 2050-12-31 | 1929 | 2050 | 3 | 100% | 3 | 3 | Bio-ST | ST_Biomass | Biomass/Wood | SW_Biomass |  |  |  | SW_Biomass_for_Other | 1929 | 2050 | 0 | SW | 3 | 1 | 3 | 1 | 1 | 2050-12-31 | 1 | #N/A | #N/A | No | 2.094 | 2.094 | Not Found | #N/A | #N/A | #N/A | Not Found | #N/A | #N/A | #N/A | 2.094 | 2.094 | 2.094 | 2.094 |  |  | No |  | No | No | No
| Port_Townsend6 | Port Townsend Paper-GEN6 | teppc | PNM | PNM | Public Service Company of New Mexico | PNM_EPE | SW | 1986-01-01 | 2050-12-31 | 1986 | 2050 | 7.5 | 100% | 7.5 | 7.5 | Bio-ST | ST_Biomass | Biomass/Wood | SW_Biomass |  |  |  | SW_Biomass_for_Other | 1986 | 2050 | 0 | SW | 7.5 | 1 | 7.5 | 1 | 1 | 2050-12-31 | 1 | #N/A | #N/A | No | 5.235 | 5.235 | Not Found | #N/A | #N/A | #N/A | Not Found | #N/A | #N/A | #N/A | 5.235 | 5.235 | 5.235 | 5.235 |  |  | No |  | No | No | No
| PortTownsend | Port Townsend Paper-HDRO | teppc | PNM | PNM | Public Service Company of New Mexico | PNM_EPE | SW | 1982-08-01 | 2050-12-31 | 1982 | 2050 | 0.4 | 100% | 0.4 | 0.4 | Hydro | Hydro_Standard | Hydro | SW_Hydro |  |  |  | SW_Hydro | 1982 | 2050 | 0 | SW | 0.4 | 1 | 0.4 | 1 | 1 | 2050-12-31 | 1 | #N/A | #N/A | No | #N/A | #N/A | Not Found | #N/A | #N/A | #N/A | Not Found | #N/A | #N/A | #N/A | #N/A | #N/A |  |  |  |  | No |  | No | No | No
| PORTW2D | PORTW2D | teppc | BPAT | BPAT | Bonneville Power Administration – Transmission | BPAT | NW | 1950-01-01 | 2050-12-31 | 1950 | 2050 | 19.3 | 100% | 19.3 | 19.3 | 0 | Unknown | Unknown | NW_Unknown |  |  |  | #N/A | 1950 | 2050 | 0 | NW | 19.3 | 1 | 19.3 | 1 | 1 | 2050-12-31 | 1 | #N/A | #N/A | No | #N/A | #N/A | Not Found | #N/A | #N/A | #N/A | Not Found | #N/A | #N/A | #N/A | #N/A | #N/A |  |  |  |  | No |  | No | No | No
| PortWestwrd1CC_Total | PortWestward1CC (Total CC Plant) | teppc | PGE | PGE | Portland General Electric Company | PortlandGE | NW | 2007-07-01 | 2050-12-31 | 2007 | 2050 | 430 | 100% | 430 | 430 | CCWhole-NatGas-Industrial | CC_NG | CC | NW_CCGT |  |  |  | NW_CCGT | 2007 | 2050 | 0 | NW | 430 | 1 | 430 | 1 | 1 | 2050-12-31 | 1 | #N/A | #N/A | No | 430 | 430 | Not Found | #N/A | #N/A | #N/A | Not Found | #N/A | #N/A | #N/A | 430 | 430 | 430 | 430 |  |  | No |  | No | No | No
| PortWestwrd2_01 | PortWestward1CC (Total CC Plant) | teppc | PGE | PGE | Portland General Electric Company | PortlandGE | NW | 2007-07-01 | 2050-12-31 | 2007 | 2050 | 18.7 | 100% | 18.7 | 18.7 | ICE-NatGas | ICE_NG | ICE | NW_Peaker |  |  |  | NW_Peaker | 2007 | 2050 | 0 | NW | 18.7 | 1 | 18.7 | 1 | 1 | 2050-12-31 | 1 | #N/A | #N/A | No | 18.7 | 18.7 | Not Found | #N/A | #N/A | #N/A | Not Found | #N/A | #N/A | #N/A | 18.7 | 18.7 | 18.7 | 18.7 |  |  | No |  | No | No | No
| PortWestwrd2_02 | Port Westward Unit 2-1 | teppc | PGE | PGE | Portland General Electric Company | PortlandGE | NW | 2015-02-01 | 2050-12-31 | 2015 | 2050 | 18.7 | 100% | 18.7 | 18.7 | ICE-NatGas | ICE_NG | ICE | NW_Peaker |  |  |  | NW_Peaker | 2015 | 2050 | 0 | NW | 18.7 | 1 | 18.7 | 1 | 1 | 2050-12-31 | 1 | #N/A | #N/A | No | 18.7 | 18.7 | Not Found | #N/A | #N/A | #N/A | Not Found | #N/A | #N/A | #N/A | 18.7 | 18.7 | 18.7 | 18.7 |  |  | No |  | No | No | No
| PortWestwrd2_03 | Port Westward Unit 2-2 | teppc | PGE | PGE | Portland General Electric Company | PortlandGE | NW | 2015-02-01 | 2050-12-31 | 2015 | 2050 | 18.7 | 100% | 18.7 | 18.7 | ICE-NatGas | ICE_NG | ICE | NW_Peaker |  |  |  | NW_Peaker | 2015 | 2050 | 0 | NW | 18.7 | 1 | 18.7 | 1 | 1 | 2050-12-31 | 1 | #N/A | #N/A | No | 18.7 | 18.7 | Not Found | #N/A | #N/A | #N/A | Not Found | #N/A | #N/A | #N/A | 18.7 | 18.7 | 18.7 | 18.7 |  |  | No |  | No | No | No
| PortWestwrd2_04 | Port Westward Unit 2-3 | teppc | PGE | PGE | Portland General Electric Company | PortlandGE | NW | 2015-02-01 | 2050-12-31 | 2015 | 2050 | 18.7 | 100% | 18.7 | 18.7 | ICE-NatGas | ICE_NG | ICE | NW_Peaker |  |  |  | NW_Peaker | 2015 | 2050 | 0 | NW | 18.7 | 1 | 18.7 | 1 | 1 | 2050-12-31 | 1 | #N/A | #N/A | No | 18.7 | 18.7 | Not Found | #N/A | #N/A | #N/A | Not Found | #N/A | #N/A | #N/A | 18.7 | 18.7 | 18.7 | 18.7 |  |  | No |  | No | No | No
| PortWestwrd2_05 | Port Westward Unit 2-4 | teppc | PGE | PGE | Portland General Electric Company | PortlandGE | NW | 2015-02-01 | 2050-12-31 | 2015 | 2050 | 18.7 | 100% | 18.7 | 18.7 | ICE-NatGas | ICE_NG | ICE | NW_Peaker |  |  |  | NW_Peaker | 2015 | 2050 | 0 | NW | 18.7 | 1 | 18.7 | 1 | 1 | 2050-12-31 | 1 | #N/A | #N/A | No | 18.7 | 18.7 | Not Found | #N/A | #N/A | #N/A | Not Found | #N/A | #N/A | #N/A | 18.7 | 18.7 | 18.7 | 18.7 |  |  | No |  | No | No | No
| PortWestwrd2_06 | Port Westward Unit 2-5 | teppc | PGE | PGE | Portland General Electric Company | PortlandGE | NW | 2015-02-01 | 2050-12-31 | 2015 | 2050 | 18.7 | 100% | 18.7 | 18.7 | ICE-NatGas | ICE_NG | ICE | NW_Peaker |  |  |  | NW_Peaker | 2015 | 2050 | 0 | NW | 18.7 | 1 | 18.7 | 1 | 1 | 2050-12-31 | 1 | #N/A | #N/A | No | 18.7 | 18.7 | Not Found | #N/A | #N/A | #N/A | Not Found | #N/A | #N/A | #N/A | 18.7 | 18.7 | 18.7 | 18.7 |  |  | No |  | No | No | No
| PortWestwrd2_07 | Port Westward Unit 2-6 | teppc | PGE | PGE | Portland General Electric Company | PortlandGE | NW | 2015-02-01 | 2050-12-31 | 2015 | 2050 | 18.7 | 100% | 18.7 | 18.7 | ICE-NatGas | ICE_NG | ICE | NW_Peaker |  |  |  | NW_Peaker | 2015 | 2050 | 0 | NW | 18.7 | 1 | 18.7 | 1 | 1 | 2050-12-31 | 1 | #N/A | #N/A | No | 18.7 | 18.7 | Not Found | #N/A | #N/A | #N/A | Not Found | #N/A | #N/A | #N/A | 18.7 | 18.7 | 18.7 | 18.7 |  |  | No |  | No | No | No
| PortWestwrd2_08 | Port Westward Unit 2-7 | teppc | PGE | PGE | Portland General Electric Company | PortlandGE | NW | 2015-02-01 | 2050-12-31 | 2015 | 2050 | 18.7 | 100% | 18.7 | 18.7 | ICE-NatGas | ICE_NG | ICE | NW_Peaker |  |  |  | NW_Peaker | 2015 | 2050 | 0 | NW | 18.7 | 1 | 18.7 | 1 | 1 | 2050-12-31 | 1 | #N/A | #N/A | No | 18.7 | 18.7 | Not Found | #N/A | #N/A | #N/A | Not Found | #N/A | #N/A | #N/A | 18.7 | 18.7 | 18.7 | 18.7 |  |  | No |  | No | No | No
| PortWestwrd2_09 | Port Westward Unit 2-8 | teppc | PGE | PGE | Portland General Electric Company | PortlandGE | NW | 2015-02-01 | 2050-12-31 | 2015 | 2050 | 18.7 | 100% | 18.7 | 18.7 | ICE-NatGas | ICE_NG | ICE | NW_Peaker |  |  |  | NW_Peaker | 2015 | 2050 | 0 | NW | 18.7 | 1 | 18.7 | 1 | 1 | 2050-12-31 | 1 | #N/A | #N/A | No | 18.7 | 18.7 | Not Found | #N/A | #N/A | #N/A | Not Found | #N/A | #N/A | #N/A | 18.7 | 18.7 | 18.7 | 18.7 |  |  | No |  | No | No | No
| PortWestwrd2_10 | Port Westward Unit 2-9 | teppc | PGE | PGE | Portland General Electric Company | PortlandGE | NW | 2015-02-01 | 2050-12-31 | 2015 | 2050 | 18.7 | 100% | 18.7 | 18.7 | ICE-NatGas | ICE_NG | ICE | NW_Peaker |  |  |  | NW_Peaker | 2015 | 2050 | 0 | NW | 18.7 | 1 | 18.7 | 1 | 1 | 2050-12-31 | 1 | #N/A | #N/A | No | 18.7 | 18.7 | Not Found | #N/A | #N/A | #N/A | Not Found | #N/A | #N/A | #N/A | 18.7 | 18.7 | 18.7 | 18.7 |  |  | No |  | No | No | No
| PortWestwrd2_11 | Port Westward Unit 2-10 | teppc | PGE | PGE | Portland General Electric Company | PortlandGE | NW | 2015-02-01 | 2050-12-31 | 2015 | 2050 | 18.7 | 100% | 18.7 | 18.7 | ICE-NatGas | ICE_NG | ICE | NW_Peaker |  |  |  | NW_Peaker | 2015 | 2050 | 0 | NW | 18.7 | 1 | 18.7 | 1 | 1 | 2050-12-31 | 1 | #N/A | #N/A | No | 18.7 | 18.7 | Not Found | #N/A | #N/A | #N/A | Not Found | #N/A | #N/A | #N/A | 18.7 | 18.7 | 18.7 | 18.7 |  |  | No |  | No | No | No
| PortWestwrd2_12 | Port Westward Unit 2-12 | teppc | PGE | PGE | Portland General Electric Company | PortlandGE | NW | 2015-02-01 | 2050-12-31 | 2015 | 2050 | 18.7 | 100% | 18.7 | 18.7 | ICE-NatGas | ICE_NG | ICE | NW_Peaker |  |  |  | NW_Peaker | 2015 | 2050 | 0 | NW | 18.7 | 1 | 18.7 | 1 | 1 | 2050-12-31 | 1 | #N/A | #N/A | No | 18.7 | 18.7 | Not Found | #N/A | #N/A | #N/A | Not Found | #N/A | #N/A | #N/A | 18.7 | 18.7 | 18.7 | 18.7 |  |  | No |  | No | No | No
| Post_Falls_1 | Post Falls-1 | teppc | AVA | AVA | Avista Corp. | BPAT | NW | 1907-12-01 | 2050-12-31 | 1907 | 2050 | 2.2 | 100% | 2.2 | 2.2 | Hydro | Hydro_Standard | Hydro | NW_Hydro |  |  |  | NW_Hydro | 1908 | 2050 | 0 | NW | 2.2 | 1 | 2.2 | 1 | 1 | 2050-12-31 | 1 | #N/A | #N/A | No | #N/A | #N/A | Not Found | #N/A | #N/A | #N/A | Not Found | #N/A | #N/A | #N/A | #N/A | #N/A |  |  |  |  | No |  | No | No | No
| Post_Falls_2 | Post Falls-2 | teppc | AVA | AVA | Avista Corp. | BPAT | NW | 1906-07-01 | 2050-12-31 | 1906 | 2050 | 2.2 | 100% | 2.2 | 2.2 | Hydro | Hydro_Standard | Hydro | NW_Hydro |  |  |  | NW_Hydro | 1906 | 2050 | 0 | NW | 2.2 | 1 | 2.2 | 1 | 1 | 2050-12-31 | 1 | #N/A | #N/A | No | #N/A | #N/A | Not Found | #N/A | #N/A | #N/A | Not Found | #N/A | #N/A | #N/A | #N/A | #N/A |  |  |  |  | No |  | No | No | No
| Post_Falls_3 | Post Falls-3 | teppc | AVA | AVA | Avista Corp. | BPAT | NW | 1906-08-01 | 2050-12-31 | 1906 | 2050 | 2.2 | 100% | 2.2 | 2.2 | Hydro | Hydro_Standard | Hydro | NW_Hydro |  |  |  | NW_Hydro | 1906 | 2050 | 0 | NW | 2.2 | 1 | 2.2 | 1 | 1 | 2050-12-31 | 1 | #N/A | #N/A | No | #N/A | #N/A | Not Found | #N/A | #N/A | #N/A | Not Found | #N/A | #N/A | #N/A | #N/A | #N/A |  |  |  |  | No |  | No | No | No
| Post_Falls_4 | Post Falls-4 | teppc | AVA | AVA | Avista Corp. | BPAT | NW | 1906-11-01 | 2050-12-31 | 1906 | 2050 | 2.2 | 100% | 2.2 | 2.2 | Hydro | Hydro_Standard | Hydro | NW_Hydro |  |  |  | NW_Hydro | 1907 | 2050 | 0 | NW | 2.2 | 1 | 2.2 | 1 | 1 | 2050-12-31 | 1 | #N/A | #N/A | No | #N/A | #N/A | Not Found | #N/A | #N/A | #N/A | Not Found | #N/A | #N/A | #N/A | #N/A | #N/A |  |  |  |  | No |  | No | No | No
| Post_Falls_5 | Post Falls-5 | teppc | AVA | AVA | Avista Corp. | BPAT | NW | 1908-08-01 | 2050-12-31 | 1908 | 2050 | 2.2 | 100% | 2.2 | 2.2 | Hydro | Hydro_Standard | Hydro | NW_Hydro |  |  |  | NW_Hydro | 1908 | 2050 | 0 | NW | 2.2 | 1 | 2.2 | 1 | 1 | 2050-12-31 | 1 | #N/A | #N/A | No | #N/A | #N/A | Not Found | #N/A | #N/A | #N/A | Not Found | #N/A | #N/A | #N/A | #N/A | #N/A |  |  |  |  | No |  | No | No | No
| Post_Falls_6 | Post Falls-6 | teppc | AVA | AVA | Avista Corp. | BPAT | NW | 1980-12-01 | 2050-12-31 | 1980 | 2050 | 3.5 | 100% | 3.5 | 3.5 | Hydro | Hydro_Standard | Hydro | NW_Hydro |  |  |  | NW_Hydro | 1981 | 2050 | 0 | NW | 3.5 | 1 | 3.5 | 1 | 1 | 2050-12-31 | 1 | #N/A | #N/A | No | #N/A | #N/A | Not Found | #N/A | #N/A | #N/A | Not Found | #N/A | #N/A | #N/A | #N/A | #N/A |  |  |  |  | No |  | No | No | No
| Potholes_East | Potholes East Canal 66.0-1 | teppc | BPAT | BPAT | Bonneville Power Administration – Transmission | BPAT | NW | 1985-03-01 | 2050-12-31 | 1985 | 2050 | 2.3 | 100% | 2.3 | 2.3 | Hydro | Hydro_Standard | Hydro | NW_Hydro |  |  |  | NW_Hydro | 1985 | 2050 | 0 | NW | 2.3 | 1 | 2.3 | 1 | 1 | 2050-12-31 | 1 | #N/A | #N/A | No | #N/A | #N/A | Not Found | #N/A | #N/A | #N/A | Not Found | #N/A | #N/A | #N/A | #N/A | #N/A |  |  |  |  | No |  | No | No | No
| POTTER_6_UNITS | Potter Valley | caiso | PGE_Bay | PGE_Bay | Pacific Gas and Electric Bay | PGE_Bay | CAISO | 1910-01-01 | 2050-12-31 | 1910 | 2050 | 10.1 | 100% | 10.1 | 10.1 | n/a | Hydro_Standard | Hydro | CAISO_Small_Hydro |  |  |  | CAISO_Small_Hydro_for_CAISO | 1910 | 2050 | 0 | CAISO | 10.1 | 1 | 10.1 | 1 | 1 | 2050-12-31 | 1 | POTTER_6_UNITS | FC | No | 5.05 | 5.05 | NQC List | 2.72 | 2.51 | WATER | NQC List | 2.52 | 2.23 | WATER | 2.52 | 2.23 | 2.72 | 2.51 |  |  | No |  | No | No | No
| POTTER_7_VECINO | Vecino Vineyards LLC | caiso | PGE_Bay | PGE_Bay | Pacific Gas and Electric Bay | PGE_Bay | CAISO | 1990-03-27 | 2050-12-31 | 1990 | 2050 | 1.25 | 100% | 1.25 | 1.25 | n/a | Hydro_Standard | Hydro | CAISO_Hydro |  |  |  | CAISO_Hydro | 1990 | 2050 | 0 | CAISO | 1.25 | 1 | 1.25 | 1 | 1 | 2050-12-31 | 1 | POTTER_7_VECINO | FC | No | 1.0572 | 1.0572 | NQC List | 0.01 | 0 | WATER | NQC List | 0.01 | 0 | WATER | 0.01 | 0 | 0.01 | 0 |  |  | No |  | No | No | No
| POW_6G1 | POW 6G1 | teppc | BCHA | BCHA | British Columbia Transmission Company | BCHA_AESO | Excluded | 2018-03-30 | 2050-03-30 | 2018 | 2049 | 11.5 | 100% | 11.5 | 11.5 | hydro | Hydro_Standard | Hydro | Excluded_Hydro |  |  |  | Excluded | 2018 | 2049 | 0 | Excluded | 11.5 | 1 | 11.5 | 1 | 1 | 2050-03-30 | 1 | #N/A | #N/A | No | 0 | 0 | Not Found | #N/A | #N/A | #N/A | Not Found | #N/A | #N/A | #N/A | 0 | 0 | 0 | 0 |  |  | No |  | No | No | No
| POW_G13 | POW G13 | teppc | BCHA | BCHA | British Columbia Transmission Company | BCHA_AESO | Excluded | 2015-03-30 | 2050-03-30 | 2015 | 2049 | 12 | 100% | 12 | 12 | Bio-ICE | ICE_Biomass | Biomass/Wood | Excluded_Biomass |  |  |  | Excluded | 2015 | 2049 | 0 | Excluded | 12 | 1 | 12 | 1 | 1 | 2050-03-30 | 1 | #N/A | #N/A | No | 0 | 0 | Not Found | #N/A | #N/A | #N/A | Not Found | #N/A | #N/A | #N/A | 0 | 0 | 0 | 0 |  |  | No |  | No | No | No
| Powell_River_5 | Powell River-5_Powell River-5_IPP-POW | teppc | BCHA | BCHA | British Columbia Transmission Company | BCHA_AESO | Excluded | 2012-12-01 | 2040-12-01 | 2012 | 2040 | 28 | 100% | 28 | 28 | Hydro | Hydro_Standard | Hydro | Excluded_Hydro |  |  |  | Excluded | 2013 | 2040 | 0 | Excluded | 28 | 1 | 28 | 1 | 1 | 2040-12-01 | 1 | #N/A | #N/A | No | 0 | 0 | Not Found | #N/A | #N/A | #N/A | Not Found | #N/A | #N/A | #N/A | 0 | 0 | 0 | 0 |  |  | No |  | No | No | No
| Powell_River12 | Powell River CG (Catalyst)-12¦IPP-POW¦Catalyst Paper Steam Unit G12 on Powell River | teppc | BCHA | BCHA | British Columbia Transmission Company | BCHA_AESO | Excluded | 2012-04-01 | 2021-12-01 | 2012 | 2021 | 38 | 100% | 38 | 38 | Bio-ST | ST_Biomass | Biomass/Wood | Excluded_Biomass |  |  |  | Excluded | 2012 | 2021 | 0 | Excluded | 38 | 1 | 38 | 1 | 1 | 2021-12-01 | 1 | #N/A | #N/A | No | 0 | 0 | Not Found | #N/A | #N/A | #N/A | Not Found | #N/A | #N/A | #N/A | 0 | 0 | 0 | 0 |  |  | No |  | No | No | No
| PowerInvest | Power Investments Hydro | teppc | IPFE | IPFE | Idaho Far East | IPCO | NW | 1985-04-15 | 2050-12-31 | 1985 | 2050 | 1.2 | 100% | 1.2 | 1.2 | Hydro | Hydro_Standard | Hydro | NW_Hydro |  |  |  | NW_Hydro | 1985 | 2050 | 0 | NW | 1.2 | 1 | 1.2 | 1 | 1 | 2050-12-31 | 1 | #N/A | #N/A | No | #N/A | #N/A | Not Found | #N/A | #N/A | #N/A | Not Found | #N/A | #N/A | #N/A | #N/A | #N/A |  |  |  |  | No |  | No | No | No
| PrairieWoodProducts | Co-Gen LLC-GEN1_Prairie Wood Products (Cogen 1) | teppc | IPFE | IPFE | Idaho Far East | IPCO | NW | 2009-07-01 | 2020-12-31 | 2009 | 2020 | 7.5 | 100% | 7.5 | 7.5 | Bio-ST | ST_Biomass | Biomass/Wood | NW_Biomass |  |  |  | NW_Biomass_for_Other | 2009 | 2020 | 0 | NW | 7.5 | 1 | 7.5 | 1 | 1 | 2020-12-31 | 1 | #N/A | #N/A | No | 5.235 | 5.235 | Not Found | #N/A | #N/A | #N/A | Not Found | #N/A | #N/A | #N/A | 5.235 | 5.235 | 5.235 | 5.235 |  |  | No |  | No | No | No
| Priest_Rapids | Priest Rapids-1 | teppc | GCPD | GCPD | Grant County Public Utility District | BPAT | NW | 1961-07-01 | 2050-12-31 | 1961 | 2050 | 858 | 100% | 858 | 858 | Hydro | Hydro_Standard | Hydro | NW_Hydro |  |  |  | NW_Hydro | 1961 | 2050 | 0 | NW | 858 | 1 | 858 | 1 | 1 | 2050-12-31 | 1 | #N/A | #N/A | No | #N/A | #N/A | Not Found | #N/A | #N/A | #N/A | Not Found | #N/A | #N/A | #N/A | #N/A | #N/A |  |  |  |  | No |  | No | No | No
| Prima_Plant1 | Prima Plant-UNT1_22112 | teppc | CISC | CISC | Southern California Edison | SCE | CAISO | 1999-01-01 | 2050-12-31 | 1999 | 2050 | 0 | 0% |  | 3 | Bio-ICE | ICE_Biomass | Biomass/Wood | CAISO_Biomass |  |  |  | CAISO_Biomass_for_CAISO | 1999 | 2050 | 0 | CAISO | 3 | 1 | 3 | 1 | 1 | 2050-12-31 | 1 | Prima_Plant1 | #N/A | No | 2.094 | 2.094 | Not Found | #N/A | #N/A | #N/A | Not Found | #N/A | #N/A | #N/A | 2.094 | 2.094 | 2.094 | 2.094 |  |  | No |  | No | No | No
| Prima_Plant2 | Prima Plant-UNT2_22112 | teppc | CISC | CISC | Southern California Edison | SCE | CAISO | 1999-01-01 | 2050-12-31 | 1999 | 2050 | 0 | 0% |  | 3 | Bio-ICE | ICE_Biomass | Biomass/Wood | CAISO_Biomass |  |  |  | CAISO_Biomass_for_CAISO | 1999 | 2050 | 0 | CAISO | 3 | 1 | 3 | 1 | 1 | 2050-12-31 | 1 | Prima_Plant2 | #N/A | No | 2.094 | 2.094 | Not Found | #N/A | #N/A | #N/A | Not Found | #N/A | #N/A | #N/A | 2.094 | 2.094 | 2.094 | 2.094 |  |  | No |  | No | No | No
| PRIMM_2_SOLAR1 | Silver State South | caiso | NEVP | SCE | Southern California Edison | SCE | CAISO | 2016-08-23 | 2050-12-31 | 2016 | 2050 | 250 | 100% | 250 | 250 | n/a | PVgeneric_sun | Solar_Fixed | CAISO_Solar |  |  |  | CAISO_Solar_for_CAISO | 2017 | 2050 | 0 | CAISO | 250 | 1 | 250 | 1 | 1 | 2050-12-31 | 1 | PRIMM_2_SOLAR1 | FC | No | 67.5 | 35 | NQC List | 67.5 | 35 | SUN | NQC List | 67.5 | 35 | SUN | 67.5 | 35 | 67.5 | 35 |  |  | No |  | No | No | No
| Primrose_1 | Primrose-1 | teppc | AESO | AESO | Alberta Electric System Operator | BCHA_AESO | Excluded | 1998-12-01 | 2050-12-01 | 1998 | 2050 | 75 | 100% | 75 | 75 | CT-AB-Cogen | Cogen_NG | Cogen | Excluded_CHP |  |  |  | Excluded | 1999 | 2050 | 0 | Excluded | 75 | 1 | 75 | 1 | 1 | 2050-12-01 | 1 | #N/A | #N/A | No | 0 | 0 | Not Found | #N/A | #N/A | #N/A | Not Found | #N/A | #N/A | #N/A | 0 | 0 | 0 | 0 |  |  | No |  | No | No | No
| PristineSpgs1_1 | Pristine Springs #1-1 | teppc | IPFE | IPFE | Idaho Far East | IPCO | NW | 1995-03-29 | 2050-12-31 | 1995 | 2050 | 0.13 | 100% | 0.13 | 0.13 | Hydro | Hydro_Standard | Hydro | NW_Hydro |  |  |  | NW_Hydro | 1995 | 2050 | 0 | NW | 0.13 | 1 | 0.13 | 1 | 1 | 2050-12-31 | 1 | #N/A | #N/A | No | #N/A | #N/A | Not Found | #N/A | #N/A | #N/A | Not Found | #N/A | #N/A | #N/A | #N/A | #N/A |  |  |  |  | No |  | No | No | No
| PristineSpgs3_1 | Pristine Springs Hydro #3-1 | teppc | IPFE | IPFE | Idaho Far East | IPCO | NW | 2005-05-01 | 2050-12-31 | 2005 | 2050 | 0.2 | 100% | 0.2 | 0.2 | Hydro | Hydro_Standard | Hydro | NW_Hydro |  |  |  | NW_Hydro | 2005 | 2050 | 0 | NW | 0.2 | 1 | 0.2 | 1 | 1 | 2050-12-31 | 1 | #N/A | #N/A | No | #N/A | #N/A | Not Found | #N/A | #N/A | #N/A | Not Found | #N/A | #N/A | #N/A | #N/A | #N/A |  |  |  |  | No |  | No | No | No
| Prospect1 | Prospect 1-1 | teppc | PACW | PACW | PacifiCorp – West | PACW | NW | 1912-01-01 | 2050-12-31 | 1912 | 2050 | 3.76 | 100% | 3.76 | 3.76 | Hydro | Hydro_Standard | Hydro | NW_Hydro |  |  |  | NW_Hydro | 1912 | 2050 | 0 | NW | 3.76 | 1 | 3.76 | 1 | 1 | 2050-12-31 | 1 | #N/A | #N/A | No | #N/A | #N/A | Not Found | #N/A | #N/A | #N/A | Not Found | #N/A | #N/A | #N/A | #N/A | #N/A |  |  |  |  | No |  | No | No | No
| Prospect2_1 | Prospect 2-1 | teppc | PACW | PACW | PacifiCorp – West | PACW | NW | 1928-01-01 | 2050-12-31 | 1928 | 2050 | 16 | 100% | 16 | 16 | Hydro | Hydro_Standard | Hydro | NW_Hydro |  |  |  | NW_Hydro | 1928 | 2050 | 0 | NW | 16 | 1 | 16 | 1 | 1 | 2050-12-31 | 1 | #N/A | #N/A | No | #N/A | #N/A | Not Found | #N/A | #N/A | #N/A | Not Found | #N/A | #N/A | #N/A | #N/A | #N/A |  |  |  |  | No |  | No | No | No
| Prospect2_2 | Prospect 2-2 | teppc | PACW | PACW | PacifiCorp – West | PACW | NW | 1928-02-01 | 2050-12-31 | 1928 | 2050 | 16 | 100% | 16 | 16 | Hydro | Hydro_Standard | Hydro | NW_Hydro |  |  |  | NW_Hydro | 1928 | 2050 | 0 | NW | 16 | 1 | 16 | 1 | 1 | 2050-12-31 | 1 | #N/A | #N/A | No | #N/A | #N/A | Not Found | #N/A | #N/A | #N/A | Not Found | #N/A | #N/A | #N/A | #N/A | #N/A |  |  |  |  | No |  | No | No | No
| Prospect3 | Prospect 3-1 | teppc | PACW | PACW | PacifiCorp – West | PACW | NW | 1932-04-01 | 2050-12-31 | 1932 | 2050 | 7.2 | 100% | 7.2 | 7.2 | Hydro | Hydro_Standard | Hydro | NW_Hydro |  |  |  | NW_Hydro | 1932 | 2050 | 0 | NW | 7.2 | 1 | 7.2 | 1 | 1 | 2050-12-31 | 1 | #N/A | #N/A | No | #N/A | #N/A | Not Found | #N/A | #N/A | #N/A | Not Found | #N/A | #N/A | #N/A | #N/A | #N/A |  |  |  |  | No |  | No | No | No
| Prospect4 | Prospect 4-1 | teppc | PACW | PACW | PacifiCorp – West | PACW | NW | 1944-11-01 | 2050-12-31 | 1944 | 2050 | 1 | 100% | 1 | 1 | Hydro | Hydro_Standard | Hydro | NW_Hydro |  |  |  | NW_Hydro | 1945 | 2050 | 0 | NW | 1 | 1 | 1 | 1 | 1 | 2050-12-31 | 1 | #N/A | #N/A | No | #N/A | #N/A | Not Found | #N/A | #N/A | #N/A | Not Found | #N/A | #N/A | #N/A | #N/A | #N/A |  |  |  |  | No |  | No | No | No
| Prospector_Wind__OR_ | NA_60367 | teppc | IPFE | IPFE | Idaho Far East | IPCO | NW | 2016-12-31 | 2050-12-31 | 2017 | 2050 | 40 | 100% | 40 | 40 | WT-Onshore | wind_onshorewind | Wind | NW_Wind |  |  |  | NW_Wind_for_Other | 2017 | 2050 | 0 | NW | 40 | 1 | 40 | 1 | 1 | 2050-12-31 | 1 | #N/A | #N/A | No | #N/A | #N/A | Not Found | #N/A | #N/A | #N/A | Not Found | #N/A | #N/A | #N/A | #N/A | #N/A |  |  |  |  | No |  | No | No | No
| Prosperity_Solar | Prosperity Energy Storage Facility GEN-1¦Prosperity Energy Battery Storage Facility GEN-2 | teppc | PNM | PNM | Public Service Company of New Mexico | PNM_EPE | SW | 2005-05-01 | 2030-04-15 | 2005 | 2029 | 0.75 | 100% | 0.75 | 0.75 | SolarPV-NonTracking | FixedPV_sun | Solar_Fixed | SW_Solar |  |  |  | SW_Solar_for_Other | 2005 | 2029 | 0 | SW | 0.75 | 1 | 0.75 | 1 | 1 | 2030-04-15 | 1 | #N/A | #N/A | No | #N/A | #N/A | Not Found | #N/A | #N/A | #N/A | Not Found | #N/A | #N/A | #N/A | #N/A | #N/A |  |  |  |  | No |  | No | No | No
| PSWEET_1_STCRUZ | Santa Cruz Energy LLC | caiso | SMUD | PGE_Valley | Pacific Gas and Electric Valley | PGE_Valley | CAISO | 2010-02-06 | 2050-12-31 | 2010 | 2050 | 0 | 0% |  | 1.6 | n/a | Biogas_ | Biogas_LandfillGas | CAISO_Biomass | BANC | 1.6 |  | CAISO_Biomass_for_Other | 2010 | 2050 | 0 | BANC | 1.6 | 1 | 1.6 | 1 | 1 | 2050-12-31 | 1 | PSWEET_1_STCRUZ | EO | Yes | 1.1168 | 1.1168 | NQC List | 0 | 0 | BIOGAS | NQC List | 0 | 0 | BIOGAS | 0 | 0 | 0 | 0 |  |  | No |  | No | No | No
| PSWEET_7_QFUNTS | PSWEET_7_QFUNTS | caiso | PGE_Valley | PGE_Valley | Pacific Gas and Electric Valley | PGE_Valley | CAISO | 2000-01-01 | 2050-12-31 | 2000 | 2050 | 0 | 0% |  | 1 | n/a | Cogen_NG | Cogen | CAISO_CHP |  |  |  | CAISO_CHP | 2000 | 2050 | 0 | CAISO | 1 | 1 | 1 | 1 | 1 | 2050-12-31 | 1 | PSWEET_7_QFUNTS | FC | No | 0.634 | 0.634 | NQC List | 0 | 0 | OTHER | NQC List | 0 | 0 | OTHER | 0 | 0 | 0 | 0 |  |  | No |  | No | No | No
| PtarmiganCreek1 | Ptarmigan Creek (Robson Valley)-1_Ptarmigan Creek (Robson Valley)-1_IPP-RBV | teppc | BCHA | BCHA | British Columbia Transmission Company | BCHA_AESO | Excluded | 1993-01-01 | 2033-03-31 | 1993 | 2032 | 1.8 | 100% | 1.8 | 1.8 | Hydro | Hydro_Standard | Hydro | Excluded_Hydro |  |  |  | Excluded | 1993 | 2032 | 0 | Excluded | 1.8 | 1 | 1.8 | 1 | 1 | 2033-03-31 | 1 | #N/A | #N/A | No | 0 | 0 | Not Found | #N/A | #N/A | #N/A | Not Found | #N/A | #N/A | #N/A | 0 | 0 | 0 | 0 |  |  | No |  | No | No | No
| PtarmiganCreek2 | Ptarmigan Creek (Robson Valley)-2_Ptarmigan Creek (Robson Valley)-2_IPP-RBV | teppc | BCHA | BCHA | British Columbia Transmission Company | BCHA_AESO | Excluded | 1993-01-01 | 2033-03-31 | 1993 | 2032 | 1.8 | 100% | 1.8 | 1.8 | Hydro | Hydro_Standard | Hydro | Excluded_Hydro |  |  |  | Excluded | 1993 | 2032 | 0 | Excluded | 1.8 | 1 | 1.8 | 1 | 1 | 2033-03-31 | 1 | #N/A | #N/A | No | 0 | 0 | Not Found | #N/A | #N/A | #N/A | Not Found | #N/A | #N/A | #N/A | 0 | 0 | 0 | 0 |  |  | No |  | No | No | No
| PtarminganCreek3 | Unknown Type & Dynamic Model in Power Flow | teppc | BCHA | BCHA | British Columbia Transmission Company | BCHA_AESO | Excluded | 1986-04-15 | 2030-01-01 | 1986 | 2029 | 1.2 | 100% | 1.2 | 1.2 | Hydro | Hydro_Standard | Hydro | Excluded_Hydro |  |  |  | Excluded | 1986 | 2029 | 0 | Excluded | 1.2 | 1 | 1.2 | 1 | 1 | 2030-01-01 | 1 | #N/A | #N/A | No | 0 | 0 | Not Found | #N/A | #N/A | #N/A | Not Found | #N/A | #N/A | #N/A | 0 | 0 | 0 | 0 |  |  | No |  | No | No | No
| Pteragen_Butte1 | Pteragen Peace Butte-1 | teppc | AESO | AESO | Alberta Electric System Operator | BCHA_AESO | Excluded | 2013-10-04 | 2050-12-31 | 2013 | 2050 | 58 | 100% | 58 | 58 | WT-Onshore | wind_onshorewind | Wind | Excluded_Wind |  |  |  | Excluded | 2014 | 2050 | 0 | Excluded | 58 | 1 | 58 | 1 | 1 | 2050-12-31 | 1 | #N/A | #N/A | No | 0 | 0 | Not Found | #N/A | #N/A | #N/A | Not Found | #N/A | #N/A | #N/A | 0 | 0 | 0 | 0 |  |  | No |  | No | No | No
| Pteragen_Butte2 | Pteragen Peace Butte-2 | teppc | AESO | AESO | Alberta Electric System Operator | BCHA_AESO | Excluded | 2013-10-04 | 2050-12-31 | 2013 | 2050 | 58 | 100% | 58 | 58 | WT-Onshore | wind_onshorewind | Wind | Excluded_Wind |  |  |  | Excluded | 2014 | 2050 | 0 | Excluded | 58 | 1 | 58 | 1 | 1 | 2050-12-31 | 1 | #N/A | #N/A | No | 0 | 0 | Not Found | #N/A | #N/A | #N/A | Not Found | #N/A | #N/A | #N/A | 0 | 0 | 0 | 0 |  |  | No |  | No | No | No
| PTLOMA_6_NTCCGN | AEI MCRD STEAM TURBINE | caiso | SDGE | SDGE | San Diego Gas and Electric | SDGE | CAISO | 1989-01-01 | 2019-02-08 | 1989 | 2018 | 2.26 | 87.6% | 2.26 | 2.58 | CCWhole-NatGas-Industrial | Cogen_NG | Cogen | CAISO_CHP |  |  |  | CAISO_CHP | 1989 | 2018 | 0 | CAISO | 2.58 | 1 | 2.58 | 1 | 1 | 2019-02-08 | 1 | PTLOMA_6_NTCCGN | #N/A | No | 1.6357 | 1.6357 | Not Found | #N/A | #N/A | #N/A | Not Found | #N/A | #N/A | #N/A | 1.6357 | 1.6357 | 1.6357 | 1.6357 |  |  | No |  | No | No | No
| PTLOMA_6_NTCQF | NTC/MCRD COGENERATION | caiso | SDGE | SDGE | San Diego Gas and Electric | SDGE | CAISO | 1989-01-01 | 2018-12-31 | 1989 | 2018 | 0 | 0% |  | 22.3 | CCWhole-NatGas-Industrial | CT_Unknown | CT | CAISO_Peaker2 |  |  |  | CAISO_Peaker2 | 1989 | 2018 | 0 | CAISO | 22.3 | 1 | 22.3 | 1 | 1 | 2018-12-31 | 1 | PTLOMA_6_NTCQF | FC | No | 21.4369 | 21.4369 | Not Found | #N/A | #N/A | #N/A | NQC List | 16.59 | 15.31 | OTHER | 16.59 | 15.31 | 16.59 | 15.31 |  |  | No |  | No | No | No
| Pueblo_Airport_1 | Pueblo Airport Generating Station GT1¦Baculite Mesa Generation 1 | teppc | PSCO | PSCO | Public Service Company of Colorado | PSCO | Excluded | 2012-01-01 | 2050-12-31 | 2012 | 2050 | 90 | 100% | 90 | 90 | CT-NatGas-Aero | CT_NG | CT | Excluded_Peaker |  |  |  | Excluded | 2012 | 2050 | 0 | Excluded | 90 | 1 | 90 | 1 | 1 | 2050-12-31 | 1 | #N/A | #N/A | No | 0 | 0 | Not Found | #N/A | #N/A | #N/A | Not Found | #N/A | #N/A | #N/A | 0 | 0 | 0 | 0 |  |  | No |  | No | No | No
| Pueblo_Airport_2 | Pueblo Airport Generating Station-GT2¦Baculite Mesa Generation 2 | teppc | PSCO | PSCO | Public Service Company of Colorado | PSCO | Excluded | 2012-01-01 | 2050-12-31 | 2012 | 2050 | 90 | 100% | 90 | 90 | CT-NatGas-Aero | CT_NG | CT | Excluded_Peaker |  |  |  | Excluded | 2012 | 2050 | 0 | Excluded | 90 | 1 | 90 | 1 | 1 | 2050-12-31 | 1 | #N/A | #N/A | No | 0 | 0 | Not Found | #N/A | #N/A | #N/A | Not Found | #N/A | #N/A | #N/A | 0 | 0 | 0 | 0 |  |  | No |  | No | No | No
| Pueblo_Airport_3_CC | PuebloAirport3CC (Total CC Plant) | teppc | PSCO | PSCO | Public Service Company of Colorado | PSCO | Excluded | 2009-07-01 | 2050-12-31 | 2009 | 2050 | 99 | 100% | 99 | 99 | CCWhole-NatGas-Aero | CC_NG | CC | Excluded_CCGT |  |  |  | Excluded | 2009 | 2050 | 0 | Excluded | 99 | 1 | 99 | 1 | 1 | 2050-12-31 | 1 | #N/A | #N/A | No | 0 | 0 | Not Found | #N/A | #N/A | #N/A | Not Found | #N/A | #N/A | #N/A | 0 | 0 | 0 | 0 |  |  | No |  | No | No | No
| Pueblo_Airport_4_CC | PuebloAirport4CC (Total CC Plant) | teppc | PSCO | PSCO | Public Service Company of Colorado | PSCO | Excluded | 2012-01-01 | 2050-12-31 | 2012 | 2050 | 99 | 100% | 99 | 99 | CCWhole-NatGas-Aero | CC_NG | CC | Excluded_CCGT |  |  |  | Excluded | 2012 | 2050 | 0 | Excluded | 99 | 1 | 99 | 1 | 1 | 2050-12-31 | 1 | #N/A | #N/A | No | 0 | 0 | Not Found | #N/A | #N/A | #N/A | Not Found | #N/A | #N/A | #N/A | 0 | 0 | 0 | 0 |  |  | No |  | No | No | No
| Pueblo_IC_1_5 | Pueblo IC1-IC5 | teppc | PSCO | PSCO | Public Service Company of Colorado | PSCO | Excluded | 1964-12-01 | 2050-12-31 | 1964 | 2050 | 10 | 100% | 10 | 10 | ICE-OilDistillate | ICE_Oil | ICE | Excluded_Reciprocating_Engine |  |  |  | Excluded | 1965 | 2050 | 0 | Excluded | 10 | 1 | 10 | 1 | 1 | 2050-12-31 | 1 | #N/A | #N/A | No | 0 | 0 | Not Found | #N/A | #N/A | #N/A | Not Found | #N/A | #N/A | #N/A | 0 | 0 | 0 | 0 |  |  | No |  | No | No | No
| Puget_Sound | Puget Sound Navy Shipyard-IC1 | teppc | PNM | PNM | Public Service Company of New Mexico | PNM_EPE | SW | 2001-01-01 | 2030-04-15 | 2001 | 2029 | 12 | 100% | 12 | 12 | CT-OilDistillate | CT_Oil | CT | SW_Peaker |  |  |  | SW_Peaker | 2001 | 2029 | 0 | SW | 12 | 1 | 12 | 1 | 1 | 2030-04-15 | 1 | #N/A | #N/A | No | 12 | 12 | Not Found | #N/A | #N/A | #N/A | Not Found | #N/A | #N/A | #N/A | 12 | 12 | 12 | 12 |  |  | No |  | No | No | No
| Puntledge_1 | Puntledge-1_Puntledge-1_BCH-PUN | teppc | BCHA | BCHA | British Columbia Transmission Company | BCHA_AESO | Excluded | 1955-01-01 | 2033-03-31 | 1955 | 2032 | 24 | 100% | 24 | 24 | Hydro | Hydro_Standard | Hydro | Excluded_Hydro |  |  |  | Excluded | 1955 | 2032 | 0 | Excluded | 24 | 1 | 24 | 1 | 1 | 2033-03-31 | 1 | #N/A | #N/A | No | 0 | 0 | Not Found | #N/A | #N/A | #N/A | Not Found | #N/A | #N/A | #N/A | 0 | 0 | 0 | 0 |  |  | No |  | No | No | No
| PUTHCR_1_SOLAR1 | Putah Creek Solar Farm | caiso | PGE_Valley | PGE_Valley | Pacific Gas and Electric Valley | PGE_Valley | CAISO | 2014-12-19 | 2050-12-31 | 2015 | 2050 | 1.98 | 100% | 1.98 | 1.98 | n/a | PVgeneric_sun | Solar_Fixed | CAISO_Solar |  |  |  | CAISO_Solar_for_CAISO | 2015 | 2050 | 0 | CAISO | 1.98 | 1 | 1.98 | 1 | 1 | 2050-12-31 | 1 | PUTHCR_1_SOLAR1 | FC | No | 0.5346 | 0.2772 | NQC List | 0.53 | 0.28 | SUN | NQC List | 0.53 | 0.28 | SUN | 0.53 | 0.28 | 0.53 | 0.28 |  |  | No |  | No | No | No
| PVERDE_5_SCEDYN | PVERDE_5_SCEDYN | caiso | SRP | SCE | Southern California Edison | SCE | CAISO | 1986-09-19 | 2050-12-31 | 1986 | 2050 | 635 | 100% | 635 | 635 | ST-Nuclear | ST_Nuclear | Nuclear | CAISO_Nuclear |  |  |  | CAISO_Nuclear | 1987 | 2050 | 0 | CAISO | 635 | 1 | 635 | 1 | 1 | 2050-12-31 | 1 | PVERDE_5_SCEDYN | 0 | No | 630.6537 | 630.6537 | Specified Imports | 635 | 635 | SP. IMPORTS (URANIUM) | Specified Imports | 635 | 635 | SP. IMPORTS (URANIUM) | 635 | 635 | 635 | 635 |  |  | No |  | No | No | No
| PWEST_1_UNIT | PACIFIC WEST 1 WIND GENERATION | caiso | SCE | SCE | Southern California Edison | SCE | CAISO |  | 2050-12-31 | 1900 | 2050 | 2.1 | 100% | 2.1 | 2.1 | n/a | wind_onshorewind | Wind | CAISO_Wind |  |  |  | CAISO_Wind_for_CAISO | 1900 | 2050 | 0 | CAISO | 2.1 | 1 | 2.1 | 1 | 1 | 2050-12-31 | 1 | PWEST_1_UNIT | FC | No | 0.441 | 0.315 | NQC List | 0.44 | 0.32 | WIND | NQC List | 0.44 | 0.32 | WIND | 0.44 | 0.32 | 0.44 | 0.32 |  |  | No |  | Yes | No | No
| PWF_W | PWF W | teppc | BCHA | BCHA | British Columbia Transmission Company | BCHA_AESO | Excluded | 2016-12-07 | 2050-03-30 | 2017 | 2049 | 15 | 100% | 15 | 15 | Hydro | Hydro_Standard | Hydro | Excluded_Hydro |  |  |  | Excluded | 2017 | 2049 | 0 | Excluded | 15 | 1 | 15 | 1 | 1 | 2050-03-30 | 1 | #N/A | #N/A | No | 0 | 0 | Not Found | #N/A | #N/A | #N/A | Not Found | #N/A | #N/A | #N/A | 0 | 0 | 0 | 0 |  |  | No |  | No | No | No
| PwrCountyN | Power County Wind Park North-PCWPN | teppc | PAID | PAID | Idaho, PACE Utility | IPCO | NW | 2011-11-23 | 2050-12-31 | 2011 | 2050 | 21.6 | 100% | 21.6 | 21.6 | WT-Onshore | wind_onshorewind | Wind | NW_Wind |  |  |  | NW_Wind_for_Other | 2012 | 2050 | 0 | NW | 21.6 | 1 | 21.6 | 1 | 1 | 2050-12-31 | 1 | #N/A | #N/A | No | #N/A | #N/A | Not Found | #N/A | #N/A | #N/A | Not Found | #N/A | #N/A | #N/A | #N/A | #N/A |  |  |  |  | No |  | No | No | No
| PwrCountyS | Power County Wind Park South-PCWPS | teppc | IPFE | IPFE | Idaho Far East | IPCO | NW | 2011-11-23 | 2050-12-31 | 2011 | 2050 | 21.6 | 100% | 21.6 | 21.6 | WT-Onshore | wind_onshorewind | Wind | NW_Wind |  |  |  | NW_Wind_for_Other | 2012 | 2050 | 0 | NW | 21.6 | 1 | 21.6 | 1 | 1 | 2050-12-31 | 1 | #N/A | #N/A | No | #N/A | #N/A | Not Found | #N/A | #N/A | #N/A | Not Found | #N/A | #N/A | #N/A | #N/A | #N/A |  |  |  |  | No |  | No | No | No
| Pyramid_1 | Pyramid Station 1 | teppc | PNM | PNM | Public Service Company of New Mexico | PNM_EPE | SW | 2003-06-01 | 2050-12-31 | 2003 | 2050 | 40.4 | 100% | 40.4 | 40.4 | CT-NatGas-Aero | CT_NG | CT | SW_Peaker |  |  |  | SW_Peaker | 2003 | 2050 | 0 | SW | 40.4 | 1 | 40.4 | 1 | 1 | 2050-12-31 | 1 | #N/A | #N/A | No | 40.4 | 40.4 | Not Found | #N/A | #N/A | #N/A | Not Found | #N/A | #N/A | #N/A | 40.4 | 40.4 | 40.4 | 40.4 |  |  | No |  | No | No | No
| Pyramid_2 | Pyramid Station 2 | teppc | PNM | PNM | Public Service Company of New Mexico | PNM_EPE | SW | 2003-06-01 | 2050-12-31 | 2003 | 2050 | 40.4 | 100% | 40.4 | 40.4 | CT-NatGas-Aero | CT_NG | CT | SW_Peaker |  |  |  | SW_Peaker | 2003 | 2050 | 0 | SW | 40.4 | 1 | 40.4 | 1 | 1 | 2050-12-31 | 1 | #N/A | #N/A | No | 40.4 | 40.4 | Not Found | #N/A | #N/A | #N/A | Not Found | #N/A | #N/A | #N/A | 40.4 | 40.4 | 40.4 | 40.4 |  |  | No |  | No | No | No
| Pyramid_3 | Pyramid Station 3 | teppc | PNM | PNM | Public Service Company of New Mexico | PNM_EPE | SW | 2003-06-01 | 2050-12-31 | 2003 | 2050 | 40.4 | 100% | 40.4 | 40.4 | CT-NatGas-Aero | CT_NG | CT | SW_Peaker |  |  |  | SW_Peaker | 2003 | 2050 | 0 | SW | 40.4 | 1 | 40.4 | 1 | 1 | 2050-12-31 | 1 | #N/A | #N/A | No | 40.4 | 40.4 | Not Found | #N/A | #N/A | #N/A | Not Found | #N/A | #N/A | #N/A | 40.4 | 40.4 | 40.4 | 40.4 |  |  | No |  | No | No | No
| Pyramid_4 | Pyramid Station 4 | teppc | PNM | PNM | Public Service Company of New Mexico | PNM_EPE | SW | 2003-06-01 | 2050-12-31 | 2003 | 2050 | 40.4 | 100% | 40.4 | 40.4 | CT-NatGas-Aero | CT_NG | CT | SW_Peaker |  |  |  | SW_Peaker | 2003 | 2050 | 0 | SW | 40.4 | 1 | 40.4 | 1 | 1 | 2050-12-31 | 1 | #N/A | #N/A | No | 40.4 | 40.4 | Not Found | #N/A | #N/A | #N/A | Not Found | #N/A | #N/A | #N/A | 40.4 | 40.4 | 40.4 | 40.4 |  |  | No |  | No | No | No
| Quality_Wind_1 | Quality Wind-1_Quality Wind-1_IPP-QTY | teppc | BCHA | BCHA | British Columbia Transmission Company | BCHA_AESO | Excluded | 2012-11-02 | 2037-11-05 | 2012 | 2036 | 20.31 | 100% | 20.31 | 20.31 | WT-Onshore | wind_onshorewind | Wind | Excluded_Wind | CAISO | 20.31 |  | Excluded | 2013 | 2037 | 0 | CAISO | 20.31 | 1 | 20.31 | 1 | 1 | 2037-11-05 | 1 | #N/A | #N/A | No | 0 | 0 | Not Found | #N/A | #N/A | #N/A | Not Found | #N/A | #N/A | #N/A | 0 | 0 | 0 | 0 |  |  | No |  | No | No | No
| Quality_Wind_2 | Quality Wind-2_Quality Wind-2_IPP-QTY | teppc | BCHA | BCHA | British Columbia Transmission Company | BCHA_AESO | Excluded | 2012-11-02 | 2037-11-05 | 2012 | 2036 | 20.31 | 100% | 20.31 | 20.31 | WT-Onshore | wind_onshorewind | Wind | Excluded_Wind | CAISO | 20.31 |  | Excluded | 2013 | 2037 | 0 | CAISO | 20.31 | 1 | 20.31 | 1 | 1 | 2037-11-05 | 1 | #N/A | #N/A | No | 0 | 0 | Not Found | #N/A | #N/A | #N/A | Not Found | #N/A | #N/A | #N/A | 0 | 0 | 0 | 0 |  |  | No |  | No | No | No
| Quality_Wind_3 | Quality Wind-3_Quality Wind-3_IPP-QTY | teppc | BCHA | BCHA | British Columbia Transmission Company | BCHA_AESO | Excluded | 2012-11-02 | 2037-11-05 | 2012 | 2036 | 20.31 | 100% | 20.31 | 20.31 | WT-Onshore | wind_onshorewind | Wind | Excluded_Wind | CAISO | 20.31 |  | Excluded | 2013 | 2037 | 0 | CAISO | 20.31 | 1 | 20.31 | 1 | 1 | 2037-11-05 | 1 | #N/A | #N/A | No | 0 | 0 | Not Found | #N/A | #N/A | #N/A | Not Found | #N/A | #N/A | #N/A | 0 | 0 | 0 | 0 |  |  | No |  | No | No | No
| Quality_Wind_4 | Quality Wind-4_Quality Wind-4_IPP-QTY | teppc | BCHA | BCHA | British Columbia Transmission Company | BCHA_AESO | Excluded | 2012-11-02 | 2037-11-05 | 2012 | 2036 | 20.31 | 100% | 20.31 | 20.31 | WT-Onshore | wind_onshorewind | Wind | Excluded_Wind | CAISO | 20.31 |  | Excluded | 2013 | 2037 | 0 | CAISO | 20.31 | 1 | 20.31 | 1 | 1 | 2037-11-05 | 1 | #N/A | #N/A | No | 0 | 0 | Not Found | #N/A | #N/A | #N/A | Not Found | #N/A | #N/A | #N/A | 0 | 0 | 0 | 0 |  |  | No |  | No | No | No
| Quality_Wind_5 | Quality Wind-5_Quality Wind-5_IPP-QTY | teppc | BCHA | BCHA | British Columbia Transmission Company | BCHA_AESO | Excluded | 2012-11-02 | 2037-11-05 | 2012 | 2036 | 20.31 | 100% | 20.31 | 20.31 | WT-Onshore | wind_onshorewind | Wind | Excluded_Wind | CAISO | 20.31 |  | Excluded | 2013 | 2037 | 0 | CAISO | 20.31 | 1 | 20.31 | 1 | 1 | 2037-11-05 | 1 | #N/A | #N/A | No | 0 | 0 | Not Found | #N/A | #N/A | #N/A | Not Found | #N/A | #N/A | #N/A | 0 | 0 | 0 | 0 |  |  | No |  | No | No | No
| Quality_Wind_6 | Quality Wind-6_Quality Wind-6_IPP-QTY | teppc | BCHA | BCHA | British Columbia Transmission Company | BCHA_AESO | Excluded | 2012-11-02 | 2037-11-05 | 2012 | 2036 | 20.31 | 100% | 20.31 | 20.31 | WT-Onshore | wind_onshorewind | Wind | Excluded_Wind | CAISO | 20.31 |  | Excluded | 2013 | 2037 | 0 | CAISO | 20.31 | 1 | 20.31 | 1 | 1 | 2037-11-05 | 1 | #N/A | #N/A | No | 0 | 0 | Not Found | #N/A | #N/A | #N/A | Not Found | #N/A | #N/A | #N/A | 0 | 0 | 0 | 0 |  |  | No |  | No | No | No
| Quality_Wind_7 | Quality Wind-7_Quality Wind-7_IPP-QTY | teppc | BCHA | BCHA | British Columbia Transmission Company | BCHA_AESO | Excluded | 2012-11-02 | 2037-11-05 | 2012 | 2036 | 20.31 | 100% | 20.31 | 20.31 | WT-Onshore | wind_onshorewind | Wind | Excluded_Wind | CAISO | 20.31 |  | Excluded | 2013 | 2037 | 0 | CAISO | 20.31 | 1 | 20.31 | 1 | 1 | 2037-11-05 | 1 | #N/A | #N/A | No | 0 | 0 | Not Found | #N/A | #N/A | #N/A | Not Found | #N/A | #N/A | #N/A | 0 | 0 | 0 | 0 |  |  | No |  | No | No | No
| Quartz_Solar |  | teppc | IPTV | IPTV | Idaho Treasure Valley | IPCO | NW | 1950-01-01 | 2050-12-31 | 1950 | 2050 | 15 | 100% | 15 | 15 | Solar | PVgeneric_sun | Solar_Fixed | NW_Solar |  |  |  | NW_Solar_for_Other | 1950 | 2050 | 0 | NW | 15 | 1 | 15 | 1 | 1 | 2050-12-31 | 1 | #N/A | #N/A | No | #N/A | #N/A | Not Found | #N/A | #N/A | #N/A | Not Found | #N/A | #N/A | #N/A | #N/A | #N/A |  |  |  |  | No |  | No | No | No
| Queenstown | Queenstown Power Plant-1 | teppc | AESO | AESO | Alberta Electric System Operator | BCHA_AESO | Excluded | 2020-10-01 | 2050-12-31 | 2020 | 2050 | 141 | 100% | 141 | 141 | CT-NatGas-Industrial | CT_NG | CT | Excluded_Peaker |  |  |  | Excluded | 2021 | 2050 | 0 | Excluded | 141 | 1 | 141 | 1 | 1 | 2050-12-31 | 1 | #N/A | #N/A | No | 0 | 0 | Not Found | #N/A | #N/A | #N/A | Not Found | #N/A | #N/A | #N/A | 0 | 0 | 0 | 0 |  |  | No |  | No | No | No
| QuincyChute | Quincy Chute-1 | teppc | GCPD | GCPD | Grant County Public Utility District | BPAT | NW | 1985-10-01 | 2050-12-31 | 1985 | 2050 | 9.4 | 100% | 9.4 | 9.4 | Hydro | Hydro_Standard | Hydro | NW_Hydro |  |  |  | NW_Hydro | 1986 | 2050 | 0 | NW | 9.4 | 1 | 9.4 | 1 | 1 | 2050-12-31 | 1 | #N/A | #N/A | No | #N/A | #N/A | Not Found | #N/A | #N/A | #N/A | Not Found | #N/A | #N/A | #N/A | #N/A | #N/A |  |  |  |  | No |  | No | No | No
| Radar_Ridge | Radar Ridge-WT(1) | teppc | PNM | PNM | Public Service Company of New Mexico | PNM_EPE | SW | 2017-12-31 | 2050-12-31 | 2018 | 2050 | 82 | 100% | 82 | 82 | WT-Onshore | wind_onshorewind | Wind | SW_Wind |  |  |  | SW_Wind_for_Other | 2018 | 2050 | 0 | SW | 82 | 1 | 82 | 1 | 1 | 2050-12-31 | 1 | #N/A | #N/A | No | #N/A | #N/A | Not Found | #N/A | #N/A | #N/A | Not Found | #N/A | #N/A | #N/A | #N/A | #N/A |  |  |  |  | No |  | No | No | No
| Raft_River1 | Raft River Geothermal Power Plant-1 | teppc | IPFE | IPFE | Idaho Far East | IPCO | NW | 2007-11-01 | 2050-12-01 | 2007 | 2050 | 18 | 100% | 18 | 18 | Geo-BinaryCycle | Geothermal_steam | Geothermal | NW_Geothermal |  |  |  | NW_Geothermal_for_Other | 2008 | 2050 | 0 | NW | 18 | 1 | 18 | 1 | 1 | 2050-12-01 | 1 | #N/A | #N/A | No | 11.088 | 11.088 | Not Found | #N/A | #N/A | #N/A | Not Found | #N/A | #N/A | #N/A | 11.088 | 11.088 | 11.088 | 11.088 |  |  | No |  | No | No | No
| Raging_River2_1 | Raging River 2-1_Raging River 2-1_IPP-RRH | teppc | BCHA | BCHA | British Columbia Transmission Company | BCHA_AESO | Excluded | 2012-05-31 | 2032-01-29 | 2012 | 2031 | 4 | 100% | 4 | 4 | Hydro | Hydro_Standard | Hydro | Excluded_Hydro |  |  |  | Excluded | 2012 | 2031 | 0 | Excluded | 4 | 1 | 4 | 1 | 1 | 2032-01-29 | 1 | #N/A | #N/A | No | 0 | 0 | Not Found | #N/A | #N/A | #N/A | Not Found | #N/A | #N/A | #N/A | 0 | 0 | 0 | 0 |  |  | No |  | No | No | No
| Raging_River2_2 | Raging River 2-2_Raging River 2-2_IPP-RRH | teppc | BCHA | BCHA | British Columbia Transmission Company | BCHA_AESO | Excluded | 2012-05-31 | 2032-01-29 | 2012 | 2031 | 4 | 100% | 4 | 4 | Hydro | Hydro_Standard | Hydro | Excluded_Hydro |  |  |  | Excluded | 2012 | 2031 | 0 | Excluded | 4 | 1 | 4 | 1 | 1 | 2032-01-29 | 1 | #N/A | #N/A | No | 0 | 0 | Not Found | #N/A | #N/A | #N/A | Not Found | #N/A | #N/A | #N/A | 0 | 0 | 0 | 0 |  |  | No |  | No | No | No
| Railroad_Solar_Center |  | teppc | IPTV | IPTV | Idaho Treasure Valley | IPCO | NW | 2016-12-31 | 2050-12-31 | 2017 | 2050 | 140 | 100% | 140 | 140 | SolarPV-NonTracking | FixedPV_sun | Solar_Fixed | NW_Solar |  |  |  | NW_Solar_for_Other | 2017 | 2050 | 0 | NW | 140 | 1 | 140 | 1 | 1 | 2050-12-31 | 1 | #N/A | #N/A | No | #N/A | #N/A | Not Found | #N/A | #N/A | #N/A | Not Found | #N/A | #N/A | #N/A | #N/A | #N/A |  |  |  |  | No |  | No | No | No
| Railroad_Solar_Center_LLC | Cascade (Idaho)-1 | teppc | IPTV | IPTV | Idaho Treasure Valley | IPCO | NW | 1984-05-01 | 2050-12-31 | 1984 | 2050 | 4.5 | 100% | 4.5 | 4.5 | Hydro | Hydro_Standard | Hydro | NW_Hydro |  |  |  | NW_Hydro | 1984 | 2050 | 0 | NW | 4.5 | 1 | 4.5 | 1 | 1 | 2050-12-31 | 1 | #N/A | #N/A | No | #N/A | #N/A | Not Found | #N/A | #N/A | #N/A | Not Found | #N/A | #N/A | #N/A | #N/A | #N/A |  |  |  |  | No |  | No | No | No
| Rainbow4_4 | Rainbow4-4 | teppc | AESO | AESO | Alberta Electric System Operator | BCHA_AESO | Excluded | 1999-02-01 | 2050-12-01 | 1999 | 2050 | 45 | 100% | 45 | 45 | CT-NatGas-Industrial | CT_NG | CT | Excluded_Peaker |  |  |  | Excluded | 1999 | 2050 | 0 | Excluded | 45 | 1 | 45 | 1 | 1 | 2050-12-01 | 1 | #N/A | #N/A | No | 0 | 0 | Not Found | #N/A | #N/A | #N/A | Not Found | #N/A | #N/A | #N/A | 0 | 0 | 0 | 0 |  |  | No |  | No | No | No
| Rainbow5_5 | Rainbow5-5 | teppc | AESO | AESO | Alberta Electric System Operator | BCHA_AESO | Excluded | 2001-12-01 | 2050-12-01 | 2001 | 2050 | 45 | 100% | 45 | 45 | CT-NatGas-Industrial | CT_NG | CT | Excluded_Peaker |  |  |  | Excluded | 2002 | 2050 | 0 | Excluded | 45 | 1 | 45 | 1 | 1 | 2050-12-01 | 1 | #N/A | #N/A | No | 0 | 0 | Not Found | #N/A | #N/A | #N/A | Not Found | #N/A | #N/A | #N/A | 0 | 0 | 0 | 0 |  |  | No |  | No | No | No
| Rainbow9 | Rainbow-RAI9 | teppc | NWMT | NWMT | NorthWestern Energy | NWMT_WAUW | NW | 2013-06-30 | 2050-12-31 | 2013 | 2050 | 60 | 100% | 60 | 60 | Hydro | Hydro_Standard | Hydro | NW_Hydro |  |  |  | NW_Hydro | 2013 | 2050 | 0 | NW | 60 | 1 | 60 | 1 | 1 | 2050-12-31 | 1 | #N/A | #N/A | No | #N/A | #N/A | Not Found | #N/A | #N/A | #N/A | Not Found | #N/A | #N/A | #N/A | #N/A | #N/A |  |  |  |  | No |  | No | No | No
| Ralston_1 | NEP Ralston CT1 | teppc | AESO | AESO | Alberta Electric System Operator | BCHA_AESO | Excluded | 2015-07-01 | 2050-12-31 | 2015 | 2050 | 20 | 100% | 20 | 20 | CT-NatGas-Industrial | CT_NG | CT | Excluded_Peaker |  |  |  | Excluded | 2015 | 2050 | 0 | Excluded | 20 | 1 | 20 | 1 | 1 | 2050-12-31 | 1 | #N/A | #N/A | No | 0 | 0 | Not Found | #N/A | #N/A | #N/A | Not Found | #N/A | #N/A | #N/A | 0 | 0 | 0 | 0 |  |  | No |  | No | No | No
| Ramonas_L_1 | Ramonas L-1_Ramonas L-1_IPP-RML | teppc | BCHA | BCHA | British Columbia Transmission Company | BCHA_AESO | Excluded | 2015-11-01 | 2045-11-01 | 2015 | 2044 | 7 | 100% | 7 | 7 | Hydro | Hydro_Standard | Hydro | Excluded_Hydro |  |  |  | Excluded | 2016 | 2045 | 0 | Excluded | 7 | 1 | 7 | 1 | 1 | 2045-11-01 | 1 | #N/A | #N/A | No | 0 | 0 | Not Found | #N/A | #N/A | #N/A | Not Found | #N/A | #N/A | #N/A | 0 | 0 | 0 | 0 |  |  | No |  | No | No | No
| Ramonas_U_1 | Ramonas U-1_Ramonas U-1_IPP-RMU | teppc | BCHA | BCHA | British Columbia Transmission Company | BCHA_AESO | Excluded | 2015-11-01 | 2045-11-01 | 2015 | 2044 | 7 | 100% | 7 | 7 | Hydro | Hydro_Standard | Hydro | Excluded_Hydro |  |  |  | Excluded | 2016 | 2045 | 0 | Excluded | 7 | 1 | 7 | 1 | 1 | 2045-11-01 | 1 | #N/A | #N/A | No | 0 | 0 | Not Found | #N/A | #N/A | #N/A | Not Found | #N/A | #N/A | #N/A | 0 | 0 | 0 | 0 |  |  | No |  | No | No | No
| Rapid_City_DCI | Rapid City DC Intertie (Fictional Resource)-1 | teppc | WACM | WACM | Western Area Power Administration, Colorado-Missouri Region | WACM | Excluded | 2003-12-31 | 2050-12-31 | 2004 | 2050 | 200 | 100% | 200 | 200 | DC-Intertie | Intertie_NOTGEN | None | Excluded_Imports |  |  |  | Excluded | 2004 | 2050 | 0 | Excluded | 200 | 1 | 200 | 1 | 1 | 2050-12-31 | 1 | #N/A | #N/A | No | 0 | 0 | Not Found | #N/A | #N/A | #N/A | Not Found | #N/A | #N/A | #N/A | 0 | 0 | 0 | 0 |  |  | No |  | No | No | No
| Rathdrum_1 | Rathdrum-1 | teppc | AVA | AVA | Avista Corp. | BPAT | NW | 1994-12-01 | 2050-12-31 | 1994 | 2050 | 83.2 | 100% | 83.2 | 83.2 | CT-NatGas-Industrial | CT_NG | CT | NW_Peaker |  |  |  | NW_Peaker | 1995 | 2050 | 0 | NW | 83.2 | 1 | 83.2 | 1 | 1 | 2050-12-31 | 1 | #N/A | #N/A | No | 83.2 | 83.2 | Not Found | #N/A | #N/A | #N/A | Not Found | #N/A | #N/A | #N/A | 83.2 | 83.2 | 83.2 | 83.2 |  |  | No |  | No | No | No
| Rathdrum_2 | Rathdrum-2 | teppc | AVA | AVA | Avista Corp. | BPAT | NW | 1994-12-01 | 2050-12-31 | 1994 | 2050 | 83.2 | 100% | 83.2 | 83.2 | CT-NatGas-Industrial | CT_NG | CT | NW_Peaker |  |  |  | NW_Peaker | 1995 | 2050 | 0 | NW | 83.2 | 1 | 83.2 | 1 | 1 | 2050-12-31 | 1 | #N/A | #N/A | No | 83.2 | 83.2 | Not Found | #N/A | #N/A | #N/A | Not Found | #N/A | #N/A | #N/A | 83.2 | 83.2 | 83.2 | 83.2 |  |  | No |  | No | No | No
| RathdrumCC_Total | RathdrumCC (Total CC Plant) | teppc | AVA | AVA | Avista Corp. | BPAT | NW | 2001-09-01 | 2050-12-31 | 2001 | 2050 | 291.6 | 100% | 291.6 | 291.6 | CCWhole-NatGas-Industrial | CC_NG | CC | NW_CCGT |  |  |  | NW_CCGT | 2002 | 2050 | 0 | NW | 291.6 | 1 | 291.6 | 1 | 1 | 2050-12-31 | 1 | #N/A | #N/A | No | 291.6 | 291.6 | Not Found | #N/A | #N/A | #N/A | Not Found | #N/A | #N/A | #N/A | 291.6 | 291.6 | 291.6 | 291.6 |  |  | No |  | No | No | No
| Rawhide_1 | Rawhide 1 | teppc | PSCO | PSCO | Public Service Company of Colorado | PSCO | Excluded | 1984-04-01 | 2050-12-31 | 1984 | 2050 | 280 | 100% | 280 | 280 | ST-Coal | Steam_Coal | Coal | Excluded_Coal |  |  |  | Excluded | 1984 | 2050 | 0 | Excluded | 280 | 1 | 280 | 1 | 1 | 2050-12-31 | 1 | #N/A | #N/A | No | 0 | 0 | Not Found | #N/A | #N/A | #N/A | Not Found | #N/A | #N/A | #N/A | 0 | 0 | 0 | 0 |  |  | No |  | No | No | No
| Rawhide_A | Rawhide CT A | teppc | PSCO | PSCO | Public Service Company of Colorado | PSCO | Excluded | 2002-06-01 | 2050-12-31 | 2002 | 2050 | 65 | 100% | 65 | 65 | CT-NatGas-Industrial | CT_NG | CT | Excluded_Peaker |  |  |  | Excluded | 2002 | 2050 | 0 | Excluded | 65 | 1 | 65 | 1 | 1 | 2050-12-31 | 1 | #N/A | #N/A | No | 0 | 0 | Not Found | #N/A | #N/A | #N/A | Not Found | #N/A | #N/A | #N/A | 0 | 0 | 0 | 0 |  |  | No |  | No | No | No
| Rawhide_B | Rawhide CT B | teppc | PSCO | PSCO | Public Service Company of Colorado | PSCO | Excluded | 2002-08-01 | 2050-12-31 | 2002 | 2050 | 70 | 100% | 70 | 70 | CT-NatGas-Industrial | CT_NG | CT | Excluded_Peaker |  |  |  | Excluded | 2002 | 2050 | 0 | Excluded | 70 | 1 | 70 | 1 | 1 | 2050-12-31 | 1 | #N/A | #N/A | No | 0 | 0 | Not Found | #N/A | #N/A | #N/A | Not Found | #N/A | #N/A | #N/A | 0 | 0 | 0 | 0 |  |  | No |  | No | No | No
| Rawhide_C | Rawhide CT C | teppc | PSCO | PSCO | Public Service Company of Colorado | PSCO | Excluded | 2002-10-01 | 2050-12-31 | 2002 | 2050 | 70 | 100% | 70 | 70 | CT-NatGas-Industrial | CT_NG | CT | Excluded_Peaker |  |  |  | Excluded | 2003 | 2050 | 0 | Excluded | 70 | 1 | 70 | 1 | 1 | 2050-12-31 | 1 | #N/A | #N/A | No | 0 | 0 | Not Found | #N/A | #N/A | #N/A | Not Found | #N/A | #N/A | #N/A | 0 | 0 | 0 | 0 |  |  | No |  | No | No | No
| Rawhide_D | Rawhide CT D | teppc | PSCO | PSCO | Public Service Company of Colorado | PSCO | Excluded | 2004-06-01 | 2050-12-31 | 2004 | 2050 | 70 | 100% | 70 | 70 | CT-NatGas-Industrial | CT_NG | CT | Excluded_Peaker |  |  |  | Excluded | 2004 | 2050 | 0 | Excluded | 70 | 1 | 70 | 1 | 1 | 2050-12-31 | 1 | #N/A | #N/A | No | 0 | 0 | Not Found | #N/A | #N/A | #N/A | Not Found | #N/A | #N/A | #N/A | 0 | 0 | 0 | 0 |  |  | No |  | No | No | No
| Rawhide_F | Rawhide CT F | teppc | PSCO | PSCO | Public Service Company of Colorado | PSCO | Excluded | 2008-06-01 | 2050-01-01 | 2008 | 2049 | 128 | 100% | 128 | 128 | CT-NatGas-Industrial | CT_NG | CT | Excluded_Peaker |  |  |  | Excluded | 2008 | 2049 | 0 | Excluded | 128 | 1 | 128 | 1 | 1 | 2050-01-01 | 1 | #N/A | #N/A | No | 0 | 0 | Not Found | #N/A | #N/A | #N/A | Not Found | #N/A | #N/A | #N/A | 0 | 0 | 0 | 0 |  |  | No |  | No | No | No
| Rawhide_PV | PSEG Larimer Solar Energy Center (Rawhide Solar) 1A | teppc | PSCO | PSCO | Public Service Company of Colorado | PSCO | Excluded | 2016-12-01 | 2050-12-31 | 2016 | 2050 | 32.7 | 100% | 32.7 | 32.7 | SolarPV-NonTracking | FixedPV_sun | Solar_Fixed | Excluded_Solar |  |  |  | Excluded | 2017 | 2050 | 0 | Excluded | 32.7 | 1 | 32.7 | 1 | 1 | 2050-12-31 | 1 | #N/A | #N/A | No | 0 | 0 | Not Found | #N/A | #N/A | #N/A | Not Found | #N/A | #N/A | #N/A | 0 | 0 | 0 | 0 |  |  | No |  | No | No | No
| Ray_D_Nixon_1 | Ray D Nixon 1 | teppc | WACM | WACM | Western Area Power Administration, Colorado-Missouri Region | WACM | Excluded | 1980-04-01 | 2050-12-31 | 1980 | 2050 | 208 | 100% | 208 | 208 | ST-Coal | Steam_Coal | Coal | Excluded_Coal |  |  |  | Excluded | 1980 | 2050 | 0 | Excluded | 208 | 1 | 208 | 1 | 1 | 2050-12-31 | 1 | #N/A | #N/A | No | 0 | 0 | Not Found | #N/A | #N/A | #N/A | Not Found | #N/A | #N/A | #N/A | 0 | 0 | 0 | 0 |  |  | No |  | No | No | No
| Ray_D_Nixon_GT1 | Ray D Nixon CT GT1 | teppc | WACM | WACM | Western Area Power Administration, Colorado-Missouri Region | WACM | Excluded | 1999-07-01 | 2050-12-31 | 1999 | 2050 | 27 | 100% | 27 | 27 | CT-NatGas-Industrial | CT_NG | CT | Excluded_Peaker |  |  |  | Excluded | 1999 | 2050 | 0 | Excluded | 27 | 1 | 27 | 1 | 1 | 2050-12-31 | 1 | #N/A | #N/A | No | 0 | 0 | Not Found | #N/A | #N/A | #N/A | Not Found | #N/A | #N/A | #N/A | 0 | 0 | 0 | 0 |  |  | No |  | No | No | No
| Ray_D_Nixon_GT2 | Ray D Nixon CT GT2 | teppc | WACM | WACM | Western Area Power Administration, Colorado-Missouri Region | WACM | Excluded | 1999-07-01 | 2050-12-31 | 1999 | 2050 | 27 | 100% | 27 | 27 | CT-NatGas-Industrial | CT_NG | CT | Excluded_Peaker |  |  |  | Excluded | 1999 | 2050 | 0 | Excluded | 27 | 1 | 27 | 1 | 1 | 2050-12-31 | 1 | #N/A | #N/A | No | 0 | 0 | Not Found | #N/A | #N/A | #N/A | Not Found | #N/A | #N/A | #N/A | 0 | 0 | 0 | 0 |  |  | No |  | No | No | No
| Raymond | Raymond Reservoir-1 | teppc | AESO | AESO | Alberta Electric System Operator | BCHA_AESO | Excluded | 1994-05-17 | 2050-12-01 | 1994 | 2050 | 20 | 100% | 20 | 20 | Hydro | Hydro_Standard | Hydro | Excluded_Hydro |  |  |  | Excluded | 1994 | 2050 | 0 | Excluded | 20 | 1 | 20 | 1 | 1 | 2050-12-01 | 1 | #N/A | #N/A | No | 0 | 0 | Not Found | #N/A | #N/A | #N/A | Not Found | #N/A | #N/A | #N/A | 0 | 0 | 0 | 0 |  |  | No |  | No | No | No
| RCKCRK_7_UNIT_1 | ROCK CREEK HYDRO UNIT 1 | caiso | PGE_Valley | PGE_Valley | Pacific Gas and Electric Valley | PGE_Valley | CAISO | 1950-01-01 | 2050-12-31 | 1950 | 2050 | 57 | 100% | 57 | 57 | n/a | Hydro_Standard | Hydro | CAISO_Hydro |  |  |  | CAISO_Hydro | 1950 | 2050 | 0 | CAISO | 57 | 1 | 57 | 1 | 1 | 2050-12-31 | 1 | RCKCRK_7_UNIT 1 | FC | No | 48.2086 | 48.2086 | NQC List | 32 | 24 | WATER | NQC List | 57 | 57 | WATER | 57 | 57 | 32 | 24 |  |  | No |  | No | No | No
| RCKCRK_7_UNIT_2 | ROCK CREEK HYDRO UNIT 2 | caiso | PGE_Valley | PGE_Valley | Pacific Gas and Electric Valley | PGE_Valley | CAISO | 1950-01-01 | 2050-12-31 | 1950 | 2050 | 56.9 | 100% | 56.9 | 56.9 | n/a | Hydro_Standard | Hydro | CAISO_Hydro |  |  |  | CAISO_Hydro | 1950 | 2050 | 0 | CAISO | 56.9 | 1 | 56.9 | 1 | 1 | 2050-12-31 | 1 | RCKCRK_7_UNIT 2 | FC | No | 48.124 | 48.124 | NQC List | 40 | 40 | WATER | NQC List | 56.9 | 56.9 | WATER | 56.9 | 56.9 | 40 | 40 |  |  | No |  | No | No | No
| RDWAY_1_CREST |  | caiso | SCE | SCE | Southern California Edison | SCE | CAISO | 2015-01-01 | 2050-12-31 | 2015 | 2050 | 6.5 | 100% | 6.5 | 6.5 | n/a | 1axPV_sun | Solar_1Axis | CAISO_Solar |  |  |  | CAISO_Solar_for_CAISO | 2015 | 2050 | 0 | CAISO | 6.5 | 1 | 6.5 | 1 | 1 | 2050-12-31 | 1 | RDWAY_1_CREST | EO | Yes | 1.755 | 0.91 | NQC List | 0 | 0 | SUN | NQC List | 0 | 0 | SUN | 0 | 0 | 0 | 0 |  |  | No |  | No | No | No
| RE_BR1_26960_1 | Recurrent Solar | teppc | LDWP | LDWP | Los Angeles Department of Water and Power | LADWP | LDWP | 2015-06-01 | 2050-12-31 | 2015 | 2050 | 61.1 | 100% | 61.1 | 61.1 | SolarPV-NonTracking | FixedPV_sun | Solar_Fixed | LDWP_Solar |  |  |  | LDWP_Solar_for_Other | 2015 | 2050 | 0 | LDWP | 61.1 | 1 | 61.1 | 1 | 1 | 2050-12-31 | 1 | #N/A | #N/A | No | #N/A | #N/A | Not Found | #N/A | #N/A | #N/A | Not Found | #N/A | #N/A | #N/A | #N/A | #N/A |  |  |  |  | No |  | No | No | No
| RE_Gaskell_West_3 | RE Gaskell West 3 | rps | SCE | PGE_Valley | Pacific Gas and Electric Valley | PGE_Valley | CAISO | 2022-12-01 | 2050-12-31 | 2022 | 2050 | 20 | 100% | 20 | 20 | Solar PV - Ground mountSolar: Tracking (1 Axis) | 1axPV_sun | Solar_1Axis | CAISO_Solar |  |  |  | CAISO_Solar_for_CAISO | 2023 | 2050 | 0 | CAISO | 20 | 0.95 |  | 1 | 1 | 2050-12-31 | 1 | RE Gaskell West 3 | #N/A | No | #VALUE! | #VALUE! | Not Found | #N/A | #N/A | #N/A | Not Found | #N/A | #N/A | #N/A | [6 empty] | Yes | Yes | No | No | No
| RE_Gaskell_West_4 | RE Gaskell West 4 | rps | SCE | PGE_Valley | Pacific Gas and Electric Valley | PGE_Valley | CAISO | 2022-12-01 | 2050-12-31 | 2022 | 2050 | 20 | 100% | 20 | 20 | Solar PV - Ground mountSolar: Tracking (1 Axis) | 1axPV_sun | Solar_1Axis | CAISO_Solar |  |  |  | CAISO_Solar_for_CAISO | 2023 | 2050 | 0 | CAISO | 20 | 0.95 |  | 1 | 1 | 2050-12-31 | 1 | RE Gaskell West 4 | #N/A | No | #VALUE! | #VALUE! | Not Found | #N/A | #N/A | #N/A | Not Found | #N/A | #N/A | #N/A | [6 empty] | Yes | Yes | No | No | No
| RE_Gaskell_West_5 | RE Gaskell West 5 | rps | SCE | PGE_Valley | Pacific Gas and Electric Valley | PGE_Valley | CAISO | 2022-12-01 | 2050-12-31 | 2022 | 2050 | 20 | 100% | 20 | 20 | Solar PV - Ground mountSolar: Tracking (1 Axis) | 1axPV_sun | Solar_1Axis | CAISO_Solar |  |  |  | CAISO_Solar_for_CAISO | 2023 | 2050 | 0 | CAISO | 20 | 0.95 |  | 1 | 1 | 2050-12-31 | 1 | RE Gaskell West 5 | #N/A | No | #VALUE! | #VALUE! | Not Found | #N/A | #N/A | #N/A | Not Found | #N/A | #N/A | #N/A | [6 empty] | Yes | Yes | No | No | No
| ReardanTwin | Reardan Twin Buttes-1 | teppc | PNM | PNM | Public Service Company of New Mexico | PNM_EPE | SW | 2016-12-01 | 2030-04-15 | 2016 | 2029 | 50 | 100% | 50 | 50 | WT-Onshore | wind_onshorewind | Wind | SW_Wind |  |  |  | SW_Wind_for_Other | 2017 | 2029 | 0 | SW | 50 | 1 | 50 | 1 | 1 | 2030-04-15 | 1 | #N/A | #N/A | No | #N/A | #N/A | Not Found | #N/A | #N/A | #N/A | Not Found | #N/A | #N/A | #N/A | #N/A | #N/A |  |  |  |  | No |  | No | No | No
| RECTOR_2_CREST |  | caiso | SCE | SCE | Southern California Edison | SCE | CAISO |  | 2050-12-31 | 1900 | 2050 | 14 | 100% | 14 | 14 | PVgeneric_sun | PVgeneric_sun | Solar_Fixed | CAISO_Solar |  |  |  | CAISO_Solar_for_CAISO | 1900 | 2050 | 0 | CAISO | 14 | 1 | 14 | 1 | 1 | 2050-12-31 | 1 | RECTOR_2_CREST | EO | Yes | 3.78 | 1.96 | NQC List | 0 | 0 | SUN | NQC List | 0 | 0 | SUN | 0 | 0 | 0 | 0 |  |  | No |  | Yes | No | No
| RECTOR_2_KAWEAH | KAWEAH PH 2 & 3 PSP AGGREGATE | caiso | SCE | SCE | Southern California Edison | SCE | CAISO | 1913-01-01 | 2050-12-31 | 1913 | 2050 | 6.55 | 100% | 6.55 | 6.55 | n/a | Hydro_Standard | Hydro | CAISO_Small_Hydro |  |  |  | CAISO_Small_Hydro_for_CAISO | 1913 | 2050 | 0 | CAISO | 6.55 | 1 | 6.55 | 1 | 1 | 2050-12-31 | 1 | RECTOR_2_KAWEAH | FC | No | 3.275 | 3.275 | NQC List | 3.4 | 1.98 | WATER | NQC List | 1.74 | 1.21 | WATER | 1.74 | 1.21 | 3.4 | 1.98 |  |  | No |  | No | No | No
| RECTOR_2_KAWH_1 | KAWEAH PH 1 UNIT 1 | caiso | SCE | SCE | Southern California Edison | SCE | CAISO | 1929-01-01 | 2050-12-31 | 1929 | 2050 | 2.25 | 100% | 2.25 | 2.25 | n/a | Hydro_Standard | Hydro | CAISO_Hydro |  |  |  | CAISO_Hydro | 1929 | 2050 | 0 | CAISO | 2.25 | 1 | 2.25 | 1 | 1 | 2050-12-31 | 1 | RECTOR_2_KAWH 1 | FC | No | 1.903 | 1.903 | NQC List | 0.46 | 0.38 | WATER | NQC List | 0.52 | 0.38 | WATER | 0.52 | 0.38 | 0.46 | 0.38 |  |  | No |  | No | No | No
| RECTOR_2_QF | RECTOR QFS | caiso | SCE | SCE | Southern California Edison | SCE | CAISO | 1984-01-01 | 2050-12-31 | 1984 | 2050 | 17 | 100% | 17 | 17 | n/a | Cogen_NG | Cogen | CAISO_Small_Hydro |  |  |  | CAISO_Small_Hydro_for_CAISO | 1984 | 2050 | 0 | CAISO | 17 | 1 | 17 | 1 | 1 | 2050-12-31 | 1 | RECTOR_2_QF | FC | No | 8.5 | 8.5 | NQC List | 3.94 | 0 | OTHER | NQC List | 3.94 | 0 | OTHER | 3.94 | 0 | 3.94 | 0 |  |  | No |  | No | No | No
| RECTOR_7_TULARE | MM Tulare | caiso | SCE | SCE | Southern California Edison | SCE | CAISO | 1998-05-08 | 2050-12-31 | 1998 | 2050 | 0 | 0% |  | 1.5 | n/a | CT_Biomass | Biomass/Wood | CAISO_Biomass |  |  |  | CAISO_Biomass_for_CAISO | 1998 | 2050 | 0 | CAISO | 1.5 | 1 | 1.5 | 1 | 1 | 2050-12-31 | 1 | RECTOR_7_TULARE | EO | Yes | 1.047 | 1.047 | NQC List | 0 | 0 | BIOMASS | NQC List | 0 | 0 | BIOMASS | 0 | 0 | 0 | 0 |  |  | No |  | No | No | No
| Red_Horse_2_Solar | Red Horse 2 Solar Farm RH2S | teppc | TEPC | TEPC | Tucson Electric Power Company | TEPC | SW | 2015-08-01 | 2050-12-31 | 2015 | 2050 | 58.5 | 100% | 58.5 | 58.5 | SolarPV-Tracking | 1axPV_sun | Solar_1Axis | SW_Solar |  |  |  | SW_Solar_for_Other | 2015 | 2050 | 0 | SW | 58.5 | 1 | 58.5 | 1 | 1 | 2050-12-31 | 1 | #N/A | #N/A | No | #N/A | #N/A | Not Found | #N/A | #N/A | #N/A | Not Found | #N/A | #N/A | #N/A | #N/A | #N/A |  |  |  |  | No |  | No | No | No
| Red_Horse_2_Wind | Red Horse 2 Wind Farm RH2W | teppc | TEPC | TEPC | Tucson Electric Power Company | TEPC | SW | 2015-08-01 | 2050-12-31 | 2015 | 2050 | 30 | 100% | 30 | 30 | WT-Onshore | wind_onshorewind | Wind | SW_Wind |  |  |  | SW_Wind_for_Other | 2015 | 2050 | 0 | SW | 30 | 1 | 30 | 1 | 1 | 2050-12-31 | 1 | #N/A | #N/A | No | #N/A | #N/A | Not Found | #N/A | #N/A | #N/A | Not Found | #N/A | #N/A | #N/A | #N/A | #N/A |  |  |  |  | No |  | No | No | No
| Red_Horse_3_Solar | Red Horse 3 Solar Farm 1 | teppc | TEPC | TEPC | Tucson Electric Power Company | TEPC | SW | 2016-05-01 | 2050-12-31 | 2016 | 2050 | 30 | 100% | 30 | 30 | SolarPV-Tracking | 1axPV_sun | Solar_1Axis | SW_Solar |  |  |  | SW_Solar_for_Other | 2016 | 2050 | 0 | SW | 30 | 1 | 30 | 1 | 1 | 2050-12-31 | 1 | #N/A | #N/A | No | #N/A | #N/A | Not Found | #N/A | #N/A | #N/A | Not Found | #N/A | #N/A | #N/A | #N/A | #N/A |  |  |  |  | No |  | No | No | No
| Red_Mesa | Red Mesa Wind Farm EXIS | teppc | PNM | PNM | Public Service Company of New Mexico | PNM_EPE | SW | 2010-12-15 | 2050-12-31 | 2011 | 2050 | 102 | 100% | 102 | 102 | WT-Onshore | wind_onshorewind | Wind | SW_Wind |  |  |  | SW_Wind_for_Other | 2011 | 2050 | 0 | SW | 102 | 1 | 102 | 1 | 1 | 2050-12-31 | 1 | #N/A | #N/A | No | #N/A | #N/A | Not Found | #N/A | #N/A | #N/A | Not Found | #N/A | #N/A | #N/A | #N/A | #N/A |  |  |  |  | No |  | No | No | No
| REDBLF_6_UNIT | RED BLUFF PEAKER PLANT | caiso | PGE_Valley | PGE_Valley | Pacific Gas and Electric Valley | PGE_Valley | CAISO | 2001-08-11 | 2050-12-31 | 2001 | 2050 | 44 | 100% | 44 | 44 | ICE-NatGas | ICE_NG | ICE | CAISO_Reciprocating_Engine |  |  |  | CAISO_Reciprocating_Engine | 2002 | 2050 | 0 | CAISO | 44 | 1 | 44 | 1 | 1 | 2050-12-31 | 1 | REDBLF_6_UNIT | FC | No | 43.8966 | 43.8966 | NQC List | 44 | 44 | NATURAL GAS | NQC List | 44 | 44 | NATURAL GAS | 44 | 44 | 44 | 44 |  |  | No |  | No | No | No
| Redding_Power_1 | Redding Power 1 | teppc | BANC | BANC | Balancing Authority of Northern California | SMUD | BANC | 1996-05-01 | 2050-12-31 | 1996 | 2050 | 17.03 | 100% | 17.03 | 17.03 | CT-NatGas-Aero | CT_NG | CT | BANC_Peaker |  |  |  | BANC_Peaker | 1996 | 2050 | 0 | BANC | 17.03 | 1 | 17.03 | 1 | 1 | 2050-12-31 | 1 | #N/A | #N/A | No | 17.03 | 17.03 | Not Found | #N/A | #N/A | #N/A | Not Found | #N/A | #N/A | #N/A | 17.03 | 17.03 | 17.03 | 17.03 |  |  | No |  | No | No | No
| Redding_Power_2 | Redding Power 2 | teppc | BANC | BANC | Balancing Authority of Northern California | SMUD | BANC | 1996-05-01 | 2050-12-31 | 1996 | 2050 | 25.03 | 100% | 25.03 | 25.03 | CT-NatGas-Aero | CT_NG | CT | BANC_Peaker |  |  |  | BANC_Peaker | 1996 | 2050 | 0 | BANC | 25.03 | 1 | 25.03 | 1 | 1 | 2050-12-31 | 1 | #N/A | #N/A | No | 25.03 | 25.03 | Not Found | #N/A | #N/A | #N/A | Not Found | #N/A | #N/A | #N/A | 25.03 | 25.03 | 25.03 | 25.03 |  |  | No |  | No | No | No
| Redding_Power_3 | Redding Power 3 | teppc | BANC | BANC | Balancing Authority of Northern California | SMUD | BANC | 1994-06-01 | 2050-12-31 | 1994 | 2050 | 25.03 | 100% | 25.03 | 25.03 | CT-NatGas-Aero | CT_NG | CT | BANC_Peaker |  |  |  | BANC_Peaker | 1994 | 2050 | 0 | BANC | 25.03 | 1 | 25.03 | 1 | 1 | 2050-12-31 | 1 | #N/A | #N/A | No | 25.03 | 25.03 | Not Found | #N/A | #N/A | #N/A | Not Found | #N/A | #N/A | #N/A | 25.03 | 25.03 | 25.03 | 25.03 |  |  | No |  | No | No | No
| Redding_Power_CC | ReddingPowerCC (Total CC Plant) | teppc | BANC | BANC | Balancing Authority of Northern California | SMUD | BANC | 2002-04-01 | 2050-12-31 | 2002 | 2050 | 121 | 100% | 121 | 121 | CCWhole-NatGas-Industrial | CC_NG | CC | BANC_CCGT |  |  |  | BANC_CCGT | 2002 | 2050 | 0 | BANC | 121 | 1 | 121 | 1 | 1 | 2050-12-31 | 1 | #N/A | #N/A | No | 121 | 121 | Not Found | #N/A | #N/A | #N/A | Not Found | #N/A | #N/A | #N/A | 121 | 121 | 121 | 121 |  |  | No |  | No | No | No
| Redhawk_CC1 | RedhawkCC1 (Total CC Plant) | teppc | TH_PV | TH_PV | Palo Verde and Arlington Valley and Harquahala CC and Redhawk | AZPS | SW | 2002-07-01 | 2050-12-31 | 2002 | 2050 | 487.1 | 100% | 487.1 | 487.1 | CCWhole-NatGas-Industrial | CC_NG | CC | SW_CCGT |  |  |  | SW_CCGT | 2002 | 2050 | 0 | SW | 487.1 | 1 | 487.1 | 1 | 1 | 2050-12-31 | 1 | #N/A | #N/A | No | 487.1 | 487.1 | Not Found | #N/A | #N/A | #N/A | Not Found | #N/A | #N/A | #N/A | 487.1 | 487.1 | 487.1 | 487.1 |  |  | No |  | No | No | No
| Redhawk_CC2 | RedhawkCC2 (Total CC Plant) | teppc | TH_PV | TH_PV | Palo Verde and Arlington Valley and Harquahala CC and Redhawk | AZPS | SW | 2002-07-01 | 2050-12-31 | 2002 | 2050 | 487.1 | 100% | 487.1 | 487.1 | CCWhole-NatGas-Industrial | CC_NG | CC | SW_CCGT |  |  |  | SW_CCGT | 2002 | 2050 | 0 | SW | 487.1 | 1 | 487.1 | 1 | 1 | 2050-12-31 | 1 | #N/A | #N/A | No | 487.1 | 487.1 | Not Found | #N/A | #N/A | #N/A | Not Found | #N/A | #N/A | #N/A | 487.1 | 487.1 | 487.1 | 487.1 |  |  | No |  | No | No | No
| Redhawk_CC3 | RedhawkCC3 (Total CC Plant) | teppc | AZPS | AZPS | Arizona Public Service Company | AZPS | SW | 2025-04-15 | 2050-12-31 | 2025 | 2050 | 486.4 | 100% | 486.4 | 486.4 | CCWhole-NatGas-Industrial | CC_NG | CC | SW_CCGT |  |  |  | SW_CCGT | 2025 | 2050 | 0 | SW | 486.4 | 1 | 486.4 | 1 | 1 | 2050-12-31 | 1 | #N/A | #N/A | No | 486.4 | 486.4 | Not Found | #N/A | #N/A | #N/A | Not Found | #N/A | #N/A | #N/A | 486.4 | 486.4 | 486.4 | 486.4 |  |  | No |  | No | No | No
| Redhawk_CC4 | RedhawkCC4 (Total CC Plant) | teppc | AZPS | AZPS | Arizona Public Service Company | AZPS | SW | 2025-04-15 | 2050-12-31 | 2025 | 2050 | 486.4 | 100% | 486.4 | 486.4 | CCWhole-NatGas-Industrial | CC_NG | CC | SW_CCGT |  |  |  | SW_CCGT | 2025 | 2050 | 0 | SW | 486.4 | 1 | 486.4 | 1 | 1 | 2050-12-31 | 1 | #N/A | #N/A | No | 486.4 | 486.4 | Not Found | #N/A | #N/A | #N/A | Not Found | #N/A | #N/A | #N/A | 486.4 | 486.4 | 486.4 | 486.4 |  |  | No |  | No | No | No
| RedHillsSolar | Utah Red Hills Renewable Energy Park-1 | teppc | PAUT | PAUT | Utah, PACE Utility | PACE | NW | 2015-06-01 | 2050-12-31 | 2015 | 2050 | 80 | 100% | 80 | 80 | SolarPV-NonTracking | FixedPV_sun | Solar_Fixed | NW_Solar |  |  |  | NW_Solar_for_Other | 2015 | 2050 | 0 | NW | 80 | 1 | 80 | 1 | 1 | 2050-12-31 | 1 | #N/A | #N/A | No | #N/A | #N/A | Not Found | #N/A | #N/A | #N/A | Not Found | #N/A | #N/A | #N/A | #N/A | #N/A |  |  |  |  | No |  | No | No | No
| Redlands | Redlands Water and Power Company RED1 | teppc | PSCO | PSCO | Public Service Company of Colorado | PSCO | Excluded | 2002-07-01 | 2050-12-31 | 2002 | 2050 | 1.4 | 100% | 1.4 | 1.4 | Hydro | Hydro_Standard | Hydro | Excluded_Hydro |  |  |  | Excluded | 2002 | 2050 | 0 | Excluded | 1.4 | 1 | 1.4 | 1 | 1 | 2050-12-31 | 1 | #N/A | #N/A | No | 0 | 0 | Not Found | #N/A | #N/A | #N/A | Not Found | #N/A | #N/A | #N/A | 0 | 0 | 0 | 0 |  |  | No |  | No | No | No
| REDMAN_2_SOLAR | Lancaster East Avenue F | caiso | SCE | SCE | Southern California Edison | SCE | CAISO | 2017-08-25 | 2050-12-31 | 2017 | 2050 | 3.75 | 100% | 3.75 | 3.75 | PVgeneric_sun | PVgeneric_sun | Solar_Fixed | CAISO_Solar |  |  |  | CAISO_Solar_for_CAISO | 2018 | 2050 | 0 | CAISO | 3.75 | 1 | 3.75 | 1 | 1 | 2050-12-31 | 1 | REDMAN_2_SOLAR | FC | No | 1.0125 | 0.525 | NQC List | 1.01 | 0.53 | SUN | NQC List | 1.01 | 0.53 | SUN | 1.01 | 0.53 | 1.01 | 0.53 |  |  | No |  | No | No | No
| REDMAN_6_AVSSR1 | Antelope Valley Solar | caiso | SCE | SCE | Southern California Edison | SCE | CAISO | 2019-01-01 | 2050-12-31 | 2019 | 2050 | 3 | 100% | 3 | 3 | PHOTO VOLTAIC_SUN | PVgeneric_sun | Solar_Fixed | CAISO_Solar |  |  |  | CAISO_Solar_for_CAISO | 2019 | 2050 | 0 | CAISO | 3 | 1 | 3 | 1 | 1 | 2050-12-31 | 1 | REDMAN_6_AVSSR1 | FC | No | 0.81 | 0.42 | NQC List | 0.81 | 0.42 | SUN | NQC List | 0.81 | 0.42 | SUN | 0.81 | 0.42 | 0.81 | 0.42 |  |  | No |  | No | Yes | Yes
| REDOND_7_UNIT_5 | REDONDO GEN STA. UNIT 5 | caiso | SCE | SCE | Southern California Edison | SCE | CAISO | 1954-01-01 | 2020-12-31 | 1954 | 2021 | 178.87 | 100% | 178.87 | 178.87 | ST-NatGas | ST_NG | Steam | CAISO_ST |  |  |  | CAISO_ST | 1954 | 2021 | 0 | CAISO | 178.87 | 1 | 178.87 | 1 | 1 | 2021-12-31 | 1 | REDOND_7_UNIT 5 | FC | No | 178.7919 | 178.7919 | NQC List | 178.87 | 178.87 | NATURAL GAS | NQC List | 178.87 | 178.87 | NATURAL GAS | 178.87 | 178.87 | 178.87 | 178.87 | Yes |  | No |  | No | No | No
| REDOND_7_UNIT_6 | REDONDO GEN STA. UNIT 6 | caiso | SCE | SCE | Southern California Edison | SCE | CAISO | 1957-01-01 | 2020-12-31 | 1957 | 2021 | 175 | 100% | 175 | 175 | ST-NatGas | ST_NG | Steam | CAISO_ST |  |  |  | CAISO_ST | 1957 | 2021 | 0 | CAISO | 175 | 1 | 175 | 1 | 1 | 2021-12-31 | 1 | REDOND_7_UNIT 6 | FC | No | 174.9236 | 174.9236 | NQC List | 175 | 175 | NATURAL GAS | NQC List | 175 | 175 | NATURAL GAS | 175 | 175 | 175 | 175 | Yes |  | No |  | No | No | No
| REDOND_7_UNIT_7 | REDONDO GEN STA. UNIT 7 | caiso | SCE | SCE | Southern California Edison | SCE | CAISO | 1967-01-01 | 2019-10-31 | 1967 | 2018 | 505.96 | 100% | 505.96 | 505.96 | ST-NatGas | ST_NG | Steam | CAISO_ST |  |  |  | CAISO_ST | 1967 | 2019 | 0 | CAISO | 505.96 | 1 | 505.96 | 1 | 1 | 2019-10-31 | 1 | REDOND_7_UNIT 7 | #N/A | No | 505.7391 | 505.7391 | Not Found | #N/A | #N/A | #N/A | Not Found | #N/A | #N/A | #N/A | 505.7391 | 505.7391 | 505.7391 | 505.7391 |  |  | No |  | No | No | No
| REDOND_7_UNIT_8 | REDONDO GEN STA. UNIT 8 | caiso | SCE | SCE | Southern California Edison | SCE | CAISO | 1967-01-01 | 2020-12-31 | 1967 | 2021 | 495.9 | 103.3% | 495.9 | 480 | ST-NatGas | ST_NG | Steam | CAISO_ST |  |  |  | CAISO_ST | 1967 | 2021 | 0 | CAISO | 480 | 1 | 480 | 1 | 1 | 2021-12-31 | 1 | REDOND_7_UNIT 8 | FC | No | 479.7904 | 479.7904 | NQC List | 480 | 480 | NATURAL GAS | NQC List | 495.9 | 495.9 | NATURAL GAS | 495.9 | 495.9 | 480 | 480 | Yes |  | No |  | No | No | No
| REDWATER_GT_1 | REDWATER GT-1 | teppc | AESO | AESO | Alberta Electric System Operator | BCHA_AESO | Excluded | 2001-09-01 | 2050-12-01 | 2001 | 2050 | 46 | 100% | 46 | 46 | CT-NatGas-Industrial | CT_NG | CT | Excluded_Peaker |  |  |  | Excluded | 2002 | 2050 | 0 | Excluded | 46 | 1 | 46 | 1 | 1 | 2050-12-01 | 1 | #N/A | #N/A | No | 0 | 0 | Not Found | #N/A | #N/A | #N/A | Not Found | #N/A | #N/A | #N/A | 0 | 0 | 0 | 0 |  |  | No |  | No | No | No
| REEDLY_6_SOLAR | Terzian | caiso | PGE_Valley | PGE_Valley | Pacific Gas and Electric Valley | PGE_Valley | CAISO | 2014-06-17 | 2050-12-31 | 2014 | 2050 | 1.23 | 100% | 1.23 | 1.23 | n/a | PVgeneric_sun | Solar_Fixed | CAISO_Solar |  |  |  | CAISO_Solar_for_CAISO | 2014 | 2050 | 0 | CAISO | 1.23 | 1 | 1.23 | 1 | 1 | 2050-12-31 | 1 | REEDLY_6_SOLAR | EO | Yes | 0.3321 | 0.1722 | NQC List | 0 | 0 | SUN | NQC List | 0 | 0 | SUN | 0 | 0 | 0 | 0 |  |  | No |  | No | No | No
| Reeves_1 | Reeves 1 | teppc | PNM | PNM | Public Service Company of New Mexico | PNM_EPE | SW | 1960-08-01 | 2050-12-31 | 1960 | 2050 | 44 | 100% | 44 | 44 | ST-NatGas | ST_NG | Steam | SW_ST |  |  |  | SW_ST | 1960 | 2050 | 0 | SW | 44 | 1 | 44 | 1 | 1 | 2050-12-31 | 1 | #N/A | #N/A | No | 43.9808 | 43.9808 | Not Found | #N/A | #N/A | #N/A | Not Found | #N/A | #N/A | #N/A | 43.9808 | 43.9808 | 43.9808 | 43.9808 |  |  | No |  | No | No | No
| Reeves_2 | Reeves 2 | teppc | PNM | PNM | Public Service Company of New Mexico | PNM_EPE | SW | 1958-12-01 | 2050-12-31 | 1958 | 2050 | 44 | 100% | 44 | 44 | ST-NatGas | ST_NG | Steam | SW_ST |  |  |  | SW_ST | 1959 | 2050 | 0 | SW | 44 | 1 | 44 | 1 | 1 | 2050-12-31 | 1 | #N/A | #N/A | No | 43.9808 | 43.9808 | Not Found | #N/A | #N/A | #N/A | Not Found | #N/A | #N/A | #N/A | 43.9808 | 43.9808 | 43.9808 | 43.9808 |  |  | No |  | No | No | No
| Reeves_3 | Reeves 3 | teppc | PNM | PNM | Public Service Company of New Mexico | PNM_EPE | SW | 1962-07-01 | 2050-12-31 | 1962 | 2050 | 66 | 100% | 66 | 66 | ST-NatGas | ST_NG | Steam | SW_ST |  |  |  | SW_ST | 1962 | 2050 | 0 | SW | 66 | 1 | 66 | 1 | 1 | 2050-12-31 | 1 | #N/A | #N/A | No | 65.9712 | 65.9712 | Not Found | #N/A | #N/A | #N/A | Not Found | #N/A | #N/A | #N/A | 65.9712 | 65.9712 | 65.9712 | 65.9712 |  |  | No |  | No | No | No
| RENWD_1_QF |  | caiso | SCE | SCE | Southern California Edison | SCE | CAISO | 2000-01-01 | 2050-12-31 | 2000 | 2050 | 10 | 100% | 10 | 10 | n/a | wind_onshorewind | Wind | CAISO_Wind |  |  |  | CAISO_Wind_for_CAISO | 2000 | 2050 | 0 | CAISO | 10 | 1 | 10 | 1 | 1 | 2050-12-31 | 1 | RENWD_1_QF | FC | No | 2.1 | 1.5 | NQC List | 2.1 | 1.5 | WIND | NQC List | 2.1 | 1.5 | WIND | 2.1 | 1.5 | 2.1 | 1.5 |  |  | No |  | No | No | No
| Revelstoke_1 | Revelstoke-1_Revelstoke-1_BCH-REV | teppc | BCHA | BCHA | British Columbia Transmission Company | BCHA_AESO | Excluded | 1984-01-01 | 2033-03-31 | 1984 | 2032 | 500 | 100% | 500 | 500 | Hydro | Hydro_Standard | Hydro | Excluded_Hydro |  |  |  | Excluded | 1984 | 2032 | 0 | Excluded | 500 | 1 | 500 | 1 | 1 | 2033-03-31 | 1 | #N/A | #N/A | No | 0 | 0 | Not Found | #N/A | #N/A | #N/A | Not Found | #N/A | #N/A | #N/A | 0 | 0 | 0 | 0 |  |  | No |  | No | No | No
| Revelstoke_2 | Revelstoke-2_Revelstoke-2_BCH-REV | teppc | BCHA | BCHA | British Columbia Transmission Company | BCHA_AESO | Excluded | 1984-01-01 | 2033-03-31 | 1984 | 2032 | 500 | 100% | 500 | 500 | Hydro | Hydro_Standard | Hydro | Excluded_Hydro |  |  |  | Excluded | 1984 | 2032 | 0 | Excluded | 500 | 1 | 500 | 1 | 1 | 2033-03-31 | 1 | #N/A | #N/A | No | 0 | 0 | Not Found | #N/A | #N/A | #N/A | Not Found | #N/A | #N/A | #N/A | 0 | 0 | 0 | 0 |  |  | No |  | No | No | No
| Revelstoke_3 | Revelstoke-3_Revelstoke-3_BCH-REV | teppc | BCHA | BCHA | British Columbia Transmission Company | BCHA_AESO | Excluded | 1984-01-01 | 2033-03-31 | 1984 | 2032 | 500 | 100% | 500 | 500 | Hydro | Hydro_Standard | Hydro | Excluded_Hydro |  |  |  | Excluded | 1984 | 2032 | 0 | Excluded | 500 | 1 | 500 | 1 | 1 | 2033-03-31 | 1 | #N/A | #N/A | No | 0 | 0 | Not Found | #N/A | #N/A | #N/A | Not Found | #N/A | #N/A | #N/A | 0 | 0 | 0 | 0 |  |  | No |  | No | No | No
| Revelstoke_4 | Revelstoke-4_Revelstoke-4_BCH-REV | teppc | BCHA | BCHA | British Columbia Transmission Company | BCHA_AESO | Excluded | 1984-01-01 | 2033-03-31 | 1984 | 2032 | 500 | 100% | 500 | 500 | Hydro | Hydro_Standard | Hydro | Excluded_Hydro |  |  |  | Excluded | 1984 | 2032 | 0 | Excluded | 500 | 1 | 500 | 1 | 1 | 2033-03-31 | 1 | #N/A | #N/A | No | 0 | 0 | Not Found | #N/A | #N/A | #N/A | Not Found | #N/A | #N/A | #N/A | 0 | 0 | 0 | 0 |  |  | No |  | No | No | No
| Revelstoke_5 | Revelstoke-5_Revelstoke-5_BCH-REV | teppc | BCHA | BCHA | British Columbia Transmission Company | BCHA_AESO | Excluded | 2010-10-01 | 2033-03-31 | 2010 | 2032 | 500 | 100% | 500 | 500 | Hydro | Hydro_Standard | Hydro | Excluded_Hydro |  |  |  | Excluded | 2011 | 2032 | 0 | Excluded | 500 | 1 | 500 | 1 | 1 | 2033-03-31 | 1 | #N/A | #N/A | No | 0 | 0 | Not Found | #N/A | #N/A | #N/A | Not Found | #N/A | #N/A | #N/A | 0 | 0 | 0 | 0 |  |  | No |  | No | No | No
| Revelstoke_6 | Revelstoke-6_Revelstoke-6_BCH-REV | teppc | BCHA | BCHA | British Columbia Transmission Company | BCHA_AESO | Excluded | 2030-04-01 | 2033-03-31 | 2030 | 2032 | 500 | 100% | 500 | 500 | Hydro | Hydro_Standard | Hydro | Excluded_Hydro |  |  |  | Excluded | 2030 | 2032 | 0 | Excluded | 500 | 1 | 500 | 1 | 1 | 2033-03-31 | 1 | #N/A | #N/A | No | 0 | 0 | Not Found | #N/A | #N/A | #N/A | Not Found | #N/A | #N/A | #N/A | 0 | 0 | 0 | 0 |  |  | No |  | No | No | No
| Reynolds | Reynolds Irrigation-1 | teppc | CISC | CISC | Southern California Edison | SCE | CAISO | 1986-05-19 | 2050-12-31 | 1986 | 2050 | 0.26 | 100% | 0.26 | 0.26 | Hydro | Hydro_Standard | Hydro | CAISO_Hydro |  |  |  | CAISO_Hydro | 1986 | 2050 | 0 | CAISO | 0.26 | 1 | 0.26 | 1 | 1 | 2050-12-31 | 1 | Reynolds | #N/A | No | 0.2199 | 0.2199 | Not Found | #N/A | #N/A | #N/A | Not Found | #N/A | #N/A | #N/A | 0.2199 | 0.2199 | 0.2199 | 0.2199 |  |  | No |  | No | No | No
| RHONDO_6_PUENTE | Puente Hills GTE Facility Phase II | caiso | SCE | SCE | Southern California Edison | SCE | CAISO | 2007-12-07 | 2018-03-11 | 2008 | 2017 | 4 | 100% | 4 | 4 | n/a | Biogas_ | Biogas_LandfillGas | CAISO_Biomass |  |  |  | CAISO_Biomass_for_CAISO | 2008 | 2017 | 0 | CAISO | 4 | 1 | 4 | 1 | 1 | 2018-03-11 | 1 | RHONDO_6_PUENTE | #N/A | No | 2.792 | 2.792 | Not Found | #N/A | #N/A | #N/A | Not Found | #N/A | #N/A | #N/A | 2.792 | 2.792 | 2.792 | 2.792 |  |  | No |  | No | No | No
| Richard_Burdette_1 | Richard Burdette Geothermal Project (Galena 1-1) 1 | teppc | SPPC | SPPC | Nevada Power Company | NEVP | SW | 2005-11-01 | 2050-12-31 | 2005 | 2050 | 15 | 100% | 15 | 15 | Geo-BinaryCycle | Geothermal_steam | Geothermal | SW_Geothermal |  |  |  | SW_Geothermal_for_Other | 2006 | 2050 | 0 | SW | 15 | 1 | 15 | 1 | 1 | 2050-12-31 | 1 | #N/A | #N/A | No | 9.24 | 9.24 | Not Found | #N/A | #N/A | #N/A | Not Found | #N/A | #N/A | #N/A | 9.24 | 9.24 | 9.24 | 9.24 |  |  | No |  | No | No | No
| Richard_Burdette_2 | Richard Burdette Geothermal Project (Galena 1-2) OEC2 | teppc | SPPC | SPPC | Nevada Power Company | NEVP | SW | 2005-11-01 | 2050-12-31 | 2005 | 2050 | 15 | 100% | 15 | 15 | Geo-BinaryCycle | Geothermal_steam | Geothermal | SW_Geothermal |  |  |  | SW_Geothermal_for_Other | 2006 | 2050 | 0 | SW | 15 | 1 | 15 | 1 | 1 | 2050-12-31 | 1 | #N/A | #N/A | No | 9.24 | 9.24 | Not Found | #N/A | #N/A | #N/A | Not Found | #N/A | #N/A | #N/A | 9.24 | 9.24 | 9.24 | 9.24 |  |  | No |  | No | No | No
| RICHMN_1_CHVSR2 | Chevron 8.5 | caiso | PGE_Bay | PGE_Bay | Pacific Gas and Electric Bay | PGE_Bay | CAISO | 2017-12-21 | 2050-12-31 | 2018 | 2050 | 8.5 | 100% | 8.5 | 8.5 | PHOTO VOLTAIC_SUN | PVgeneric_sun | Solar_Fixed | CAISO_Solar |  |  |  | CAISO_Solar_for_CAISO | 2018 | 2050 | 0 | CAISO | 8.5 | 1 | 8.5 | 1 | 1 | 2050-12-31 | 1 | RICHMN_1_CHVSR2 | ID | No | 2.295 | 1.19 | NQC List | 2.3 | 1.19 | SUN | NQC List | 2.3 | 1.19 | SUN | 2.3 | 1.19 | 2.3 | 1.19 |  |  | No |  | No | No | No
| RICHMN_1_SOLAR | Chevron 2 | caiso | PGE_Bay | PGE_Bay | Pacific Gas and Electric Bay | PGE_Bay | CAISO | 2017-12-21 | 2050-12-31 | 2018 | 2050 | 2 | 100% | 2 | 2 | PVgeneric_sun | PVgeneric_sun | Solar_Fixed | CAISO_Solar |  |  |  | CAISO_Solar_for_CAISO | 2018 | 2050 | 0 | CAISO | 2 | 1 | 2 | 1 | 1 | 2050-12-31 | 1 | RICHMN_1_SOLAR | ID | No | 0.54 | 0.28 | NQC List | 0.54 | 0.28 | SUN | NQC List | 0.54 | 0.28 | SUN | 0.54 | 0.28 | 0.54 | 0.28 |  |  | No |  | No | No | No
| RICHMN_7_BAYENV | BAY ENVIRONMENTAL (NOVE POWER) | caiso | PGE_Bay | PGE_Bay | Pacific Gas and Electric Bay | PGE_Bay | CAISO | 1985-01-01 | 2050-12-31 | 1985 | 2050 | 2 | 80% | 2 | 2.5 | n/a | Biogas_ | Biogas_LandfillGas | CAISO_Biomass |  |  |  | CAISO_Biomass_for_CAISO | 1985 | 2050 | 0 | CAISO | 2.5 | 1 | 2.5 | 1 | 1 | 2050-12-31 | 1 | RICHMN_7_BAYENV | FC | No | 1.745 | 1.745 | Not Found | #N/A | #N/A | #N/A | NQC List | 2 | 2 | BIOGAS | 2 | 2 | 2 | 2 |  |  | No |  | No | No | No
| Ridge_Crest | Ridge Crest Wind Partners-A1 | teppc | PSCO | PSCO | Public Service Company of Colorado | PSCO | Excluded | 2001-11-01 | 2050-12-31 | 2001 | 2050 | 29.7 | 100% | 29.7 | 29.7 | WT-Onshore | wind_onshorewind | Wind | Excluded_Wind |  |  |  | Excluded | 2002 | 2050 | 0 | Excluded | 29.7 | 1 | 29.7 | 1 | 1 | 2050-12-31 | 1 | #N/A | #N/A | No | 0 | 0 | Not Found | #N/A | #N/A | #N/A | Not Found | #N/A | #N/A | #N/A | 0 | 0 | 0 | 0 |  |  | No |  | No | No | No
| Ridgeway_1 | Ridgeway Hydro-1 | teppc | WACM | WACM | Western Area Power Administration, Colorado-Missouri Region | WACM | Excluded | 2014-06-01 | 2050-12-31 | 2014 | 2050 | 7.2 | 100% | 7.2 | 7.2 | Hydro | Hydro_Standard | Hydro | Excluded_Hydro |  |  |  | Excluded | 2014 | 2050 | 0 | Excluded | 7.2 | 1 | 7.2 | 1 | 1 | 2050-12-31 | 1 | #N/A | #N/A | No | 0 | 0 | Not Found | #N/A | #N/A | #N/A | Not Found | #N/A | #N/A | #N/A | 0 | 0 | 0 | 0 |  |  | No |  | No | No | No
| Ridgeway_2 | Ridgeway Hydro-2 | teppc | WACM | WACM | Western Area Power Administration, Colorado-Missouri Region | WACM | Excluded | 2014-06-01 | 2050-12-31 | 2014 | 2050 | 0.8 | 100% | 0.8 | 0.8 | Hydro | Hydro_Standard | Hydro | Excluded_Hydro |  |  |  | Excluded | 2014 | 2050 | 0 | Excluded | 0.8 | 1 | 0.8 | 1 | 1 | 2050-12-31 | 1 | #N/A | #N/A | No | 0 | 0 | Not Found | #N/A | #N/A | #N/A | Not Found | #N/A | #N/A | #N/A | 0 | 0 | 0 | 0 |  |  | No |  | No | No | No
| Rifle_CC | RifleCC (Total CC Plant) | teppc | WACM | WACM | Western Area Power Administration, Colorado-Missouri Region | WACM | Excluded | 2012-09-01 | 2030-04-15 | 2012 | 2029 | 78.9 | 100% | 78.9 | 78.9 | CCWhole-NatGas-Aero | CC_NG | CC | Excluded_CCGT |  |  |  | Excluded | 2013 | 2029 | 0 | Excluded | 78.9 | 1 | 78.9 | 1 | 1 | 2030-04-15 | 1 | #N/A | #N/A | No | 0 | 0 | Not Found | #N/A | #N/A | #N/A | Not Found | #N/A | #N/A | #N/A | 0 | 0 | 0 | 0 |  |  | No |  | No | No | No
| Rim_View_1 | Rim View-1 | teppc | CISC | CISC | Southern California Edison | SCE | CAISO | 2000-11-01 | 2050-12-31 | 2000 | 2050 | 0.2 | 100% | 0.2 | 0.2 | Hydro | Hydro_Standard | Hydro | CAISO_Hydro |  |  |  | CAISO_Hydro | 2001 | 2050 | 0 | CAISO | 0.2 | 1 | 0.2 | 1 | 1 | 2050-12-31 | 1 | Rim_View_1 | #N/A | No | 0.16915 | 0.16915 | Not Found | #N/A | #N/A | #N/A | Not Found | #N/A | #N/A | #N/A | 0.16915 | 0.16915 | 0.16915 | 0.16915 |  |  | No |  | No | No | No
| RimRockEnergy | NaturEner Rim Rock Energy-RR | teppc | NWMT | NWMT | NorthWestern Energy | NWMT_WAUW | NW | 2012-08-21 | 2050-12-31 | 2012 | 2050 | 189 | 100% | 189 | 189 | WT-Onshore | wind_onshorewind | Wind | NW_Wind | CAISO | 189 |  | NW_Wind_for_Other | 2013 | 2050 | 0 | CAISO | 189 | 1 | 189 | 1 | 1 | 2050-12-31 | 1 | #N/A | #N/A | No | #N/A | #N/A | Not Found | #N/A | #N/A | #N/A | Not Found | #N/A | #N/A | #N/A | #N/A | #N/A |  |  |  |  | No |  | No | No | No
| Rio_Bravo | Rio Bravo Energy Station | teppc | PNM | PNM | Public Service Company of New Mexico | PNM_EPE | SW | 2000-04-01 | 2050-12-31 | 2000 | 2050 | 142 | 100% | 142 | 142 | CT-NatGas-Industrial | CT_NG | CT | SW_Peaker |  |  |  | SW_Peaker | 2000 | 2050 | 0 | SW | 142 | 1 | 142 | 1 | 1 | 2050-12-31 | 1 | #N/A | #N/A | No | 142 | 142 | Not Found | #N/A | #N/A | #N/A | Not Found | #N/A | #N/A | #N/A | 142 | 142 | 142 | 142 |  |  | No |  | No | No | No
| RIOBRV_6_UNIT_1 | KERN HYDRO (OLCESE) | caiso | PGE_Valley | PGE_Valley | Pacific Gas and Electric Valley | PGE_Valley | CAISO | 1989-05-18 | 2050-12-31 | 1989 | 2050 | 18.4 | 100% | 18.4 | 18.4 | n/a | Hydro_Standard | Hydro | CAISO_Hydro |  |  |  | CAISO_Hydro | 1989 | 2050 | 0 | CAISO | 18.4 | 1 | 18.4 | 1 | 1 | 2050-12-31 | 1 | RIOBRV_6_UNIT 1 | FC | No | 15.5621 | 15.5621 | NQC List | 9.47 | 6.23 | WATER | NQC List | 7 | 3.39 | WATER | 7 | 3.39 | 9.47 | 6.23 |  |  | No |  | No | No | No
| RioGrande7 | Rio Grande-7 | teppc | EPE | EPE | El Paso Electric Company | PNM_EPE | SW | 1958-06-01 | 2022-12-31 | 1958 | 2022 | 46 | 100% | 46 | 46 | ST-NatGas | ST_NG | Steam | SW_ST |  |  |  | SW_ST | 1958 | 2022 | 0 | SW | 46 | 1 | 46 | 1 | 1 | 2022-12-31 | 1 | #N/A | #N/A | No | 45.9799 | 45.9799 | Not Found | #N/A | #N/A | #N/A | Not Found | #N/A | #N/A | #N/A | 45.9799 | 45.9799 | 45.9799 | 45.9799 |  |  | No |  | No | No | No
| RioGrande8 | Rio Grande-8 | teppc | EPE | EPE | El Paso Electric Company | PNM_EPE | SW | 1972-07-01 | 2033-12-31 | 1972 | 2033 | 142 | 100% | 142 | 142 | ST-NatGas | ST_NG | Steam | SW_ST |  |  |  | SW_ST | 1972 | 2033 | 0 | SW | 142 | 1 | 142 | 1 | 1 | 2033-12-31 | 1 | #N/A | #N/A | No | 141.938 | 141.938 | Not Found | #N/A | #N/A | #N/A | Not Found | #N/A | #N/A | #N/A | 141.938 | 141.938 | 141.938 | 141.938 |  |  | No |  | No | No | No
| RioGrande9 | Rio Grande-9 | teppc | EPE | EPE | El Paso Electric Company | PNM_EPE | SW | 2013-05-13 | 2053-12-31 | 2013 | 2053 | 87.9 | 100% | 87.9 | 87.9 | CT-NatGas-Aero | CT_NG | CT | SW_Peaker |  |  |  | SW_Peaker | 2013 | 2053 | 0 | SW | 87.9 | 1 | 87.9 | 1 | 1 | 2050-12-31 | 1 | #N/A | #N/A | No | 87.9 | 87.9 | Not Found | #N/A | #N/A | #N/A | Not Found | #N/A | #N/A | #N/A | 87.9 | 87.9 | 87.9 | 87.9 |  |  | No |  | No | No | No
| RIOOSO_1_QF | SMALL QF AGGREGATION - GRASS VALLEY | caiso | PGE_Valley | PGE_Valley | Pacific Gas and Electric Valley | PGE_Valley | CAISO | 1984-01-01 | 2050-12-31 | 1984 | 2050 | 1.7 | 100% | 1.7 | 1.7 | n/a | Hydro_Standard | Hydro | CAISO_Small_Hydro |  |  |  | CAISO_Small_Hydro_for_CAISO | 1984 | 2050 | 0 | CAISO | 1.7 | 1 | 1.7 | 1 | 1 | 2050-12-31 | 1 | RIOOSO_1_QF | FC | No | 0.85 | 0.85 | NQC List | 1.14 | 1.07 | WATER | NQC List | 1.15 | 1.08 | WATER | 1.15 | 1.08 | 1.14 | 1.07 |  |  | No |  | No | No | No
| Ripon_1 | Ripon 1 | teppc | BANC | BANC | Balancing Authority of Northern California | SMUD | BANC | 2006-06-01 | 2050-12-31 | 2006 | 2050 | 50 | 100% | 50 | 50 | CT-NatGas-Aero | CT_NG | CT | BANC_Peaker |  |  |  | BANC_Peaker | 2006 | 2050 | 0 | BANC | 50 | 1 | 50 | 1 | 1 | 2050-12-31 | 1 | #N/A | #N/A | No | 50 | 50 | Not Found | #N/A | #N/A | #N/A | Not Found | #N/A | #N/A | #N/A | 50 | 50 | 50 | 50 |  |  | No |  | No | No | No
| Ripon_2 | Ripon 2 | teppc | BANC | BANC | Balancing Authority of Northern California | SMUD | BANC | 2006-06-01 | 2050-12-31 | 2006 | 2050 | 50 | 100% | 50 | 50 | CT-NatGas-Aero | CT_NG | CT | BANC_Peaker |  |  |  | BANC_Peaker | 2006 | 2050 | 0 | BANC | 50 | 1 | 50 | 1 | 1 | 2050-12-31 | 1 | #N/A | #N/A | No | 50 | 50 | Not Found | #N/A | #N/A | #N/A | Not Found | #N/A | #N/A | #N/A | 50 | 50 | 50 | 50 |  |  | No |  | No | No | No
| River_Mill_1 | River Mill-1 | teppc | PGE | PGE | Portland General Electric Company | PortlandGE | NW | 1911-11-01 | 2050-12-31 | 1911 | 2050 | 3.3 | 100% | 3.3 | 3.3 | Hydro | Hydro_Standard | Hydro | NW_Hydro |  |  |  | NW_Hydro | 1912 | 2050 | 0 | NW | 3.3 | 1 | 3.3 | 1 | 1 | 2050-12-31 | 1 | #N/A | #N/A | No | #N/A | #N/A | Not Found | #N/A | #N/A | #N/A | Not Found | #N/A | #N/A | #N/A | #N/A | #N/A |  |  |  |  | No |  | No | No | No
| River_Mill_2 | River Mill-2 | teppc | PGE | PGE | Portland General Electric Company | PortlandGE | NW | 1911-12-01 | 2050-12-31 | 1911 | 2050 | 3.3 | 100% | 3.3 | 3.3 | Hydro | Hydro_Standard | Hydro | NW_Hydro |  |  |  | NW_Hydro | 1912 | 2050 | 0 | NW | 3.3 | 1 | 3.3 | 1 | 1 | 2050-12-31 | 1 | #N/A | #N/A | No | #N/A | #N/A | Not Found | #N/A | #N/A | #N/A | Not Found | #N/A | #N/A | #N/A | #N/A | #N/A |  |  |  |  | No |  | No | No | No
| River_Mill_3 | River Mill-3 | teppc | PGE | PGE | Portland General Electric Company | PortlandGE | NW | 1912-01-01 | 2050-12-31 | 1912 | 2050 | 3.3 | 100% | 3.3 | 3.3 | Hydro | Hydro_Standard | Hydro | NW_Hydro |  |  |  | NW_Hydro | 1912 | 2050 | 0 | NW | 3.3 | 1 | 3.3 | 1 | 1 | 2050-12-31 | 1 | #N/A | #N/A | No | #N/A | #N/A | Not Found | #N/A | #N/A | #N/A | Not Found | #N/A | #N/A | #N/A | #N/A | #N/A |  |  |  |  | No |  | No | No | No
| River_Mill_4 | River Mill-4 | teppc | PGE | PGE | Portland General Electric Company | PortlandGE | NW | 1927-12-01 | 2050-12-31 | 1927 | 2050 | 3.9 | 100% | 3.9 | 3.9 | Hydro | Hydro_Standard | Hydro | NW_Hydro |  |  |  | NW_Hydro | 1928 | 2050 | 0 | NW | 3.9 | 1 | 3.9 | 1 | 1 | 2050-12-31 | 1 | #N/A | #N/A | No | #N/A | #N/A | Not Found | #N/A | #N/A | #N/A | Not Found | #N/A | #N/A | #N/A | #N/A | #N/A |  |  |  |  | No |  | No | No | No
| River_Mill_5 | River Mill-5 | teppc | PGE | PGE | Portland General Electric Company | PortlandGE | NW | 1952-05-01 | 2050-12-31 | 1952 | 2050 | 5 | 100% | 5 | 5 | Hydro | Hydro_Standard | Hydro | NW_Hydro |  |  |  | NW_Hydro | 1952 | 2050 | 0 | NW | 5 | 1 | 5 | 1 | 1 | 2050-12-31 | 1 | #N/A | #N/A | No | #N/A | #N/A | Not Found | #N/A | #N/A | #N/A | Not Found | #N/A | #N/A | #N/A | #N/A | #N/A |  |  |  |  | No |  | No | No | No
| River_Road | River Road Gen Plant-1 | teppc | BPAT | BPAT | Bonneville Power Administration – Transmission | BPAT | NW | 1997-12-01 | 2050-12-31 | 1997 | 2050 | 248 | 100% | 248 | 248 | CCWhole-NatGas-SingleShaft | CC_NG | CC | NW_CCGT |  |  |  | NW_CCGT | 1998 | 2050 | 0 | NW | 248 | 1 | 248 | 1 | 1 | 2050-12-31 | 1 | #N/A | #N/A | No | 248 | 248 | Not Found | #N/A | #N/A | #N/A | Not Found | #N/A | #N/A | #N/A | 248 | 248 | 248 | 248 |  |  | No |  | No | No | No
| Riverbend_LF1 | Riverbend Landfill-GEN1 | teppc | PNM | PNM | Public Service Company of New Mexico | PNM_EPE | SW | 2010-01-01 | 2050-12-31 | 2010 | 2050 | 0.8 | 100% | 0.8 | 0.8 | Bio-ICE | ICE_Biomass | Biomass/Wood | SW_Biomass |  |  |  | SW_Biomass_for_Other | 2010 | 2050 | 0 | SW | 0.8 | 1 | 0.8 | 1 | 1 | 2050-12-31 | 1 | #N/A | #N/A | No | 0.5584 | 0.5584 | Not Found | #N/A | #N/A | #N/A | Not Found | #N/A | #N/A | #N/A | 0.5584 | 0.5584 | 0.5584 | 0.5584 |  |  | No |  | No | No | No
| Riverbend_LF2 | Riverbend Landfill-GEN2 | teppc | PNM | PNM | Public Service Company of New Mexico | PNM_EPE | SW | 2010-01-02 | 2050-12-31 | 2010 | 2050 | 0.8 | 100% | 0.8 | 0.8 | Bio-ICE | ICE_Biomass | Biomass/Wood | SW_Biomass |  |  |  | SW_Biomass_for_Other | 2010 | 2050 | 0 | SW | 0.8 | 1 | 0.8 | 1 | 1 | 2050-12-31 | 1 | #N/A | #N/A | No | 0.5584 | 0.5584 | Not Found | #N/A | #N/A | #N/A | Not Found | #N/A | #N/A | #N/A | 0.5584 | 0.5584 | 0.5584 | 0.5584 |  |  | No |  | No | No | No
| Riverbend_LF3 | Riverbend Landfill-GEN3 | teppc | PNM | PNM | Public Service Company of New Mexico | PNM_EPE | SW | 2010-01-03 | 2050-12-31 | 2010 | 2050 | 0.8 | 100% | 0.8 | 0.8 | Bio-ICE | ICE_Biomass | Biomass/Wood | SW_Biomass |  |  |  | SW_Biomass_for_Other | 2010 | 2050 | 0 | SW | 0.8 | 1 | 0.8 | 1 | 1 | 2050-12-31 | 1 | #N/A | #N/A | No | 0.5584 | 0.5584 | Not Found | #N/A | #N/A | #N/A | Not Found | #N/A | #N/A | #N/A | 0.5584 | 0.5584 | 0.5584 | 0.5584 |  |  | No |  | No | No | No
| Riverbend_LF4 | Riverbend Landfill-GEN4 | teppc | PNM | PNM | Public Service Company of New Mexico | PNM_EPE | SW | 2010-01-04 | 2050-12-31 | 2010 | 2050 | 0.8 | 100% | 0.8 | 0.8 | Bio-ICE | ICE_Biomass | Biomass/Wood | SW_Biomass |  |  |  | SW_Biomass_for_Other | 2010 | 2050 | 0 | SW | 0.8 | 1 | 0.8 | 1 | 1 | 2050-12-31 | 1 | #N/A | #N/A | No | 0.5584 | 0.5584 | Not Found | #N/A | #N/A | #N/A | Not Found | #N/A | #N/A | #N/A | 0.5584 | 0.5584 | 0.5584 | 0.5584 |  |  | No |  | No | No | No
| Riverbend_LF5 | Riverbend Landfill-GEN5 | teppc | PNM | PNM | Public Service Company of New Mexico | PNM_EPE | SW | 2010-01-05 | 2050-12-31 | 2010 | 2050 | 0.8 | 100% | 0.8 | 0.8 | Bio-ICE | ICE_Biomass | Biomass/Wood | SW_Biomass |  |  |  | SW_Biomass_for_Other | 2010 | 2050 | 0 | SW | 0.8 | 1 | 0.8 | 1 | 1 | 2050-12-31 | 1 | #N/A | #N/A | No | 0.5584 | 0.5584 | Not Found | #N/A | #N/A | #N/A | Not Found | #N/A | #N/A | #N/A | 0.5584 | 0.5584 | 0.5584 | 0.5584 |  |  | No |  | No | No | No
| Riverbend_LF6 | Riverbend Landfill-GEN6 | teppc | PNM | PNM | Public Service Company of New Mexico | PNM_EPE | SW | 2010-01-06 | 2050-12-31 | 2010 | 2050 | 0.8 | 100% | 0.8 | 0.8 | Bio-ICE | ICE_Biomass | Biomass/Wood | SW_Biomass |  |  |  | SW_Biomass_for_Other | 2010 | 2050 | 0 | SW | 0.8 | 1 | 0.8 | 1 | 1 | 2050-12-31 | 1 | #N/A | #N/A | No | 0.5584 | 0.5584 | Not Found | #N/A | #N/A | #N/A | Not Found | #N/A | #N/A | #N/A | 0.5584 | 0.5584 | 0.5584 | 0.5584 |  |  | No |  | No | No | No
| RNDMTN_2_SLSPHY1 | Silver Springs | caiso | PGE_Valley | PGE_Valley | Pacific Gas and Electric Valley | PGE_Valley | CAISO | 2017-08-10 | 2050-12-31 | 2017 | 2050 | 0.6 | 100% | 0.6 | 0.6 | HYDRO_WATER | Hydro_Standard | Hydro | CAISO_Hydro |  |  |  | CAISO_Hydro | 2018 | 2050 | 0 | CAISO | 0.6 | 1 | 0.6 | 1 | 1 | 2050-12-31 | 1 | RNDMTN_2_SLSPHY1 | FC | No | 0.50746 | 0.50746 | NQC List | 0.22 | 0.21 | WATER | NQC List | 0.28 | 0.27 | WATER | 0.28 | 0.27 | 0.22 | 0.21 |  |  | No |  | No | No | No
| Robbs_Peak_H1 | Robbs Peak 1 | teppc | BANC | BANC | Balancing Authority of Northern California | SMUD | BANC | 1965-10-01 | 2050-12-31 | 1965 | 2050 | 24.5 | 100% | 24.5 | 24.5 | Hydro | Hydro_Standard | Hydro | BANC_Small_Hydro |  |  |  | BANC_Small_Hydro_for_Other | 1966 | 2050 | 0 | BANC | 24.5 | 1 | 24.5 | 1 | 1 | 2050-12-31 | 1 | #N/A | #N/A | No | 12.25 | 12.25 | Not Found | #N/A | #N/A | #N/A | Not Found | #N/A | #N/A | #N/A | 12.25 | 12.25 | 12.25 | 12.25 |  |  | No |  | No | No | No
| Roberts_Tunnel_Hydro | Roberts Tunnel Hydro | teppc | PSCO | PSCO | Public Service Company of Colorado | PSCO | Excluded | 1986-04-15 | 2050-12-31 | 1986 | 2050 | 6.09 | 100% | 6.09 | 6.09 | Hydro | Hydro_Standard | Hydro | Excluded_Hydro |  |  |  | Excluded | 1986 | 2050 | 0 | Excluded | 6.09 | 1 | 6.09 | 1 | 1 | 2050-12-31 | 1 | #N/A | #N/A | No | 0 | 0 | Not Found | #N/A | #N/A | #N/A | Not Found | #N/A | #N/A | #N/A | 0 | 0 | 0 | 0 |  |  | No |  | No | No | No
| Rock_Creek_I1 | Rock Creek I-GEN1 | teppc | IPFE | IPFE | Idaho Far East | IPCO | NW | 1983-09-16 | 2050-12-31 | 1983 | 2050 | 20.5 | 100% | 20.5 | 20.5 | Hydro | Hydro_Standard | Hydro | NW_Hydro |  |  |  | NW_Hydro | 1984 | 2050 | 0 | NW | 20.5 | 1 | 20.5 | 1 | 1 | 2050-12-31 | 1 | #N/A | #N/A | No | #N/A | #N/A | Not Found | #N/A | #N/A | #N/A | Not Found | #N/A | #N/A | #N/A | #N/A | #N/A |  |  |  |  | No |  | No | No | No
| Rock_Creek_II1 | Rock Creek II-GEN1 | teppc | IPFE | IPFE | Idaho Far East | IPCO | NW | 1989-04-02 | 2050-12-31 | 1989 | 2050 | 1.9 | 100% | 1.9 | 1.9 | Hydro | Hydro_Standard | Hydro | NW_Hydro |  |  |  | NW_Hydro | 1989 | 2050 | 0 | NW | 1.9 | 1 | 1.9 | 1 | 1 | 2050-12-31 | 1 | #N/A | #N/A | No | #N/A | #N/A | Not Found | #N/A | #N/A | #N/A | Not Found | #N/A | #N/A | #N/A | #N/A | #N/A |  |  |  |  | No |  | No | No | No
| Rock_Island | Rock Island-B-1 | teppc | CHPD | CHPD | Chelan County Public Utility District | BPAT | NW | 1931-11-01 | 2050-12-31 | 1931 | 2050 | 503 | 100% | 503 | 503 | Hydro | Hydro_Standard | Hydro | NW_Hydro |  |  |  | NW_Hydro | 1932 | 2050 | 0 | NW | 503 | 1 | 503 | 1 | 1 | 2050-12-31 | 1 | #N/A | #N/A | No | #N/A | #N/A | Not Found | #N/A | #N/A | #N/A | Not Found | #N/A | #N/A | #N/A | #N/A | #N/A |  |  |  |  | No |  | No | No | No
| Rock_River | Rock River I LLC-GEN1 | teppc | PAWY | PAWY | Wyoming, PACE Utility | PACE | NW | 2001-10-01 | 2050-12-31 | 2001 | 2050 | 50 | 100% | 50 | 50 | WT-Onshore | wind_onshorewind | Wind | NW_Wind |  |  |  | NW_Wind_for_Other | 2002 | 2050 | 0 | NW | 50 | 1 | 50 | 1 | 1 | 2050-12-31 | 1 | #N/A | #N/A | No | #N/A | #N/A | Not Found | #N/A | #N/A | #N/A | Not Found | #N/A | #N/A | #N/A | #N/A | #N/A |  |  |  |  | No |  | No | No | No
| RockCreekDairy1 | Rock Creek Dairy-CHP1 | teppc | IPFE | IPFE | Idaho Far East | IPCO | NW | 2012-05-01 | 2050-12-31 | 2012 | 2050 | 2 | 100% | 2 | 2 | Bio-ICE | ICE_Biomass | Biomass/Wood | NW_Biomass |  |  |  | NW_Biomass_for_Other | 2012 | 2050 | 0 | NW | 2 | 1 | 2 | 1 | 1 | 2050-12-31 | 1 | #N/A | #N/A | No | 1.396 | 1.396 | Not Found | #N/A | #N/A | #N/A | Not Found | #N/A | #N/A | #N/A | 1.396 | 1.396 | 1.396 | 1.396 |  |  | No |  | No | No | No
| RockCreekDairy2 | Rock Creek Dairy-CHP2 | teppc | IPFE | IPFE | Idaho Far East | IPCO | NW | 2012-05-01 | 2050-12-31 | 2012 | 2050 | 2 | 100% | 2 | 2 | Bio-ICE | ICE_Biomass | Biomass/Wood | NW_Biomass |  |  |  | NW_Biomass_for_Other | 2012 | 2050 | 0 | NW | 2 | 1 | 2 | 1 | 1 | 2050-12-31 | 1 | #N/A | #N/A | No | 1.396 | 1.396 | Not Found | #N/A | #N/A | #N/A | Not Found | #N/A | #N/A | #N/A | 1.396 | 1.396 | 1.396 | 1.396 |  |  | No |  | No | No | No
| Rockland | Rockland Wind Farm-RLWF | teppc | IPFE | IPFE | Idaho Far East | IPCO | NW | 2011-12-09 | 2050-12-31 | 2012 | 2050 | 80 | 100% | 80 | 80 | WT-Onshore | wind_onshorewind | Wind | NW_Wind |  |  |  | NW_Wind_for_Other | 2012 | 2050 | 0 | NW | 80 | 1 | 80 | 1 | 1 | 2050-12-31 | 1 | #N/A | #N/A | No | #N/A | #N/A | Not Found | #N/A | #N/A | #N/A | Not Found | #N/A | #N/A | #N/A | #N/A | #N/A |  |  |  |  | No |  | No | No | No
| Rockwood_1 | Rockwood 1 | teppc | IID | IID | Imperial Irrigation District | IID | IID | 1957-01-01 | 2050-12-31 | 1957 | 2050 | 25 | 100% | 25 | 25 | CT-OilDistillate | CT_Oil | CT | IID_Peaker |  |  |  | IID_Peaker | 1957 | 2050 | 0 | IID | 25 | 1 | 25 | 1 | 1 | 2050-12-31 | 1 | #N/A | #N/A | No | 25 | 25 | Not Found | #N/A | #N/A | #N/A | Not Found | #N/A | #N/A | #N/A | 25 | 25 | 25 | 25 |  |  | No |  | No | No | No
| Rockwood_2 | Rockwood 2 | teppc | IID | IID | Imperial Irrigation District | IID | IID | 1980-04-01 | 2050-12-31 | 1980 | 2050 | 25 | 100% | 25 | 25 | CT-OilDistillate | CT_Oil | CT | IID_Peaker |  |  |  | IID_Peaker | 1980 | 2050 | 0 | IID | 25 | 1 | 25 | 1 | 1 | 2050-12-31 | 1 | #N/A | #N/A | No | 25 | 25 | Not Found | #N/A | #N/A | #N/A | Not Found | #N/A | #N/A | #N/A | 25 | 25 | 25 | 25 |  |  | No |  | No | No | No
| Rocky_Brook | Rocky Brook Hydroelectric-GEN1 | teppc | PNM | PNM | Public Service Company of New Mexico | PNM_EPE | SW | 1985-12-01 | 2050-12-31 | 1985 | 2050 | 1.6 | 100% | 1.6 | 1.6 | Hydro | Hydro_Standard | Hydro | SW_Hydro |  |  |  | SW_Hydro | 1986 | 2050 | 0 | SW | 1.6 | 1 | 1.6 | 1 | 1 | 2050-12-31 | 1 | #N/A | #N/A | No | #N/A | #N/A | Not Found | #N/A | #N/A | #N/A | Not Found | #N/A | #N/A | #N/A | #N/A | #N/A |  |  |  |  | No |  | No | No | No
| Rocky_Ford_1_5 | Rocky Ford IC1-IC5 | teppc | PSCO | PSCO | Public Service Company of Colorado | PSCO | Excluded | 1964-06-01 | 2050-12-31 | 1964 | 2050 | 10 | 100% | 10 | 10 | ICE-OilDistillate | ICE_Oil | ICE | Excluded_Reciprocating_Engine |  |  |  | Excluded | 1964 | 2050 | 0 | Excluded | 10 | 1 | 10 | 1 | 1 | 2050-12-31 | 1 | #N/A | #N/A | No | 0 | 0 | Not Found | #N/A | #N/A | #N/A | Not Found | #N/A | #N/A | #N/A | 0 | 0 | 0 | 0 |  |  | No |  | No | No | No
| Rocky_Reach | Rocky Reach-C-1 | teppc | CHPD | CHPD | Chelan County Public Utility District | BPAT | NW | 1961-06-01 | 2050-12-31 | 1961 | 2050 | 1254 | 100% | 1254 | 1254 | Hydro | Hydro_Standard | Hydro | NW_Hydro |  |  |  | NW_Hydro | 1961 | 2050 | 0 | NW | 1254 | 1 | 1254 | 1 | 1 | 2050-12-31 | 1 | #N/A | #N/A | No | #N/A | #N/A | Not Found | #N/A | #N/A | #N/A | Not Found | #N/A | #N/A | #N/A | #N/A | #N/A |  |  |  |  | No |  | No | No | No
| RockyMtn_CC | RockyMountainCC (Total CC Plant) | teppc | PSCO | PSCO | Public Service Company of Colorado | PSCO | Excluded | 2012-01-01 | 2050-12-31 | 2012 | 2050 | 622 | 100% | 622 | 622 | CCWhole-NatGas-Industrial | CC_NG | CC | Excluded_CCGT |  |  |  | Excluded | 2012 | 2050 | 0 | Excluded | 622 | 1 | 622 | 1 | 1 | 2050-12-31 | 1 | #N/A | #N/A | No | 0 | 0 | Not Found | #N/A | #N/A | #N/A | Not Found | #N/A | #N/A | #N/A | 0 | 0 | 0 | 0 |  |  | No |  | No | No | No
| ROLLIN_6_UNIT | ROLLINS HYDRO | caiso | PGE_Valley | PGE_Valley | Pacific Gas and Electric Valley | PGE_Valley | CAISO | 1980-01-01 | 2050-12-31 | 1980 | 2050 | 13.5 | 100% | 13.5 | 13.5 | n/a | Hydro_Standard | Hydro | CAISO_Hydro |  |  |  | CAISO_Hydro | 1980 | 2050 | 0 | CAISO | 13.5 | 1 | 13.5 | 1 | 1 | 2050-12-31 | 1 | ROLLIN_6_UNIT | FC | No | 11.4178 | 11.4178 | NQC List | 6.83 | 5.09 | WATER | NQC List | 13.5 | 13.5 | WATER | 13.5 | 13.5 | 6.83 | 5.09 |  |  | No |  | No | No | No
| Rolling_Hills_1 | Rolling Hills-1 | teppc | PAWY | PAWY | Wyoming, PACE Utility | PACE | NW | 2008-12-01 | 2050-12-31 | 2008 | 2050 | 99 | 100% | 99 | 99 | WT-Onshore | wind_onshorewind | Wind | NW_Wind |  |  |  | NW_Wind_for_Other | 2009 | 2050 | 0 | NW | 99 | 1 | 99 | 1 | 1 | 2050-12-31 | 1 | #N/A | #N/A | No | #N/A | #N/A | Not Found | #N/A | #N/A | #N/A | Not Found | #N/A | #N/A | #N/A | #N/A | #N/A |  |  |  |  | No |  | No | No | No
| Roosevelt | Roosevelt ROOS | teppc | SRP | SRP | Salt River Project | SRP | SW | 1973-03-01 | 2050-12-31 | 1973 | 2050 | 36 | 100% | 36 | 36 | Hydro | Hydro_Standard | Hydro | SW_Hydro |  |  |  | SW_Hydro | 1973 | 2050 | 0 | SW | 36 | 1 | 36 | 1 | 1 | 2050-12-31 | 1 | #N/A | #N/A | No | #N/A | #N/A | Not Found | #N/A | #N/A | #N/A | Not Found | #N/A | #N/A | #N/A | #N/A | #N/A |  |  |  |  | No |  | No | No | No
| RooseveltBioCC_Total | RooseveltBiogasCC (Total CC Plant) | teppc | TPWR | TPWR | Tacoma Power | BPAT | NW | 2012-01-01 | 2050-12-31 | 2012 | 2050 | 26 | 100% | 26 | 26 | Bio-CCWhole | CC_Biomass | Biomass/Wood | NW_Biomass | CAISO | 26 |  | NW_Biomass_for_Other | 2012 | 2050 | 0 | CAISO | 26 | 1 | 26 | 1 | 1 | 2050-12-31 | 1 | #N/A | #N/A | No | 18.148 | 18.148 | Not Found | #N/A | #N/A | #N/A | Not Found | #N/A | #N/A | #N/A | 18.148 | 18.148 | 18.148 | 18.148 |  |  | No |  | No | No | No
| RooseveltBioIC | Roosevelt Biogas IC 1-5 (No gen post CC installed | teppc | TPWR | TPWR | Tacoma Power | BPAT | NW | 1999-06-01 | 2050-01-01 | 1999 | 2049 | 10.5 | 100% | 10.5 | 10.5 | Bio-ICE | ICE_Biomass | Biomass/Wood | NW_Biomass |  |  |  | NW_Biomass_for_Other | 1999 | 2049 | 0 | NW | 10.5 | 1 | 10.5 | 1 | 1 | 2050-01-01 | 1 | #N/A | #N/A | No | 7.329 | 7.329 | Not Found | #N/A | #N/A | #N/A | Not Found | #N/A | #N/A | #N/A | 7.329 | 7.329 | 7.329 | 7.329 |  |  | No |  | No | No | No
| RoseburgBiomass | Roseburg Forest Products Biomass-1 | teppc | PACW | PACW | PacifiCorp – West | PACW | NW | 2011-01-01 | 2050-12-31 | 2011 | 2050 | 10 | 100% | 10 | 10 | Bio-ST | ST_Biomass | Biomass/Wood | NW_Biomass |  |  |  | NW_Biomass_for_Other | 2011 | 2050 | 0 | NW | 10 | 1 | 10 | 1 | 1 | 2050-12-31 | 1 | #N/A | #N/A | No | 6.98 | 6.98 | Not Found | #N/A | #N/A | #N/A | Not Found | #N/A | #N/A | #N/A | 6.98 | 6.98 | 6.98 | 6.98 |  |  | No |  | No | No | No
| Roseville_1 | Roseville 1 | teppc | BANC | BANC | Balancing Authority of Northern California | SMUD | BANC | 1986-05-01 | 2050-12-31 | 1986 | 2050 | 25.6 | 100% | 25.6 | 25.6 | CT-NatGas-Aero | CT_NG | CT | BANC_Peaker |  |  |  | BANC_Peaker | 1986 | 2050 | 0 | BANC | 25.6 | 1 | 25.6 | 1 | 1 | 2050-12-31 | 1 | #N/A | #N/A | No | 25.6 | 25.6 | Not Found | #N/A | #N/A | #N/A | Not Found | #N/A | #N/A | #N/A | 25.6 | 25.6 | 25.6 | 25.6 |  |  | No |  | No | No | No
| Roseville_2 | Roseville 2 | teppc | BANC | BANC | Balancing Authority of Northern California | SMUD | BANC | 1986-04-01 | 2050-12-31 | 1986 | 2050 | 25.6 | 100% | 25.6 | 25.6 | CT-NatGas-Aero | CT_NG | CT | BANC_Peaker |  |  |  | BANC_Peaker | 1986 | 2050 | 0 | BANC | 25.6 | 1 | 25.6 | 1 | 1 | 2050-12-31 | 1 | #N/A | #N/A | No | 25.6 | 25.6 | Not Found | #N/A | #N/A | #N/A | Not Found | #N/A | #N/A | #N/A | 25.6 | 25.6 | 25.6 | 25.6 |  |  | No |  | No | No | No
| ROSMDW_2_WIND1 | Pacific Wind - Phase 1 | caiso | SDGE | SDGE | San Diego Gas and Electric | SDGE | CAISO | 1984-05-01 | 2050-12-31 | 1984 | 2050 | 140 | 100% | 140 | 140 | n/a | wind_onshorewind | Wind | CAISO_Wind |  |  |  | CAISO_Wind_for_CAISO | 1984 | 2050 | 0 | CAISO | 140 | 1 | 140 | 1 | 1 | 2050-12-31 | 1 | ROSMDW_2_WIND1 | FC | No | 29.4 | 21 | NQC List | 29.4 | 21 | WIND | NQC List | 29.4 | 21 | WIND | 29.4 | 21 | 29.4 | 21 |  |  | No |  | No | No | No
| ROSMND_6_SOLAR | Lancaster B | caiso | SCE | SCE | Southern California Edison | SCE | CAISO |  | 2050-12-31 | 1900 | 2050 | 3 | 100% | 3 | 3 | PVgeneric_sun | PVgeneric_sun | Solar_Fixed | CAISO_Solar |  |  |  | CAISO_Solar_for_CAISO | 1900 | 2050 | 0 | CAISO | 3 | 1 | 3 | 1 | 1 | 2050-12-31 | 1 | ROSMND_6_SOLAR | FC | No | 0.81 | 0.42 | NQC List | 0.81 | 0.42 | SUN | NQC List | 0.81 | 0.42 | SUN | 0.81 | 0.42 | 0.81 | 0.42 |  |  | No |  | Yes | No | No
| Ross_41 | Ross-41 | teppc | SCL | SCL | Seattle Department of Lighting | BPAT | NW | 1956-11-01 | 2050-12-31 | 1956 | 2050 | 112.5 | 100% | 112.5 | 112.5 | Hydro | Hydro_Standard | Hydro | NW_Hydro |  |  |  | NW_Hydro | 1957 | 2050 | 0 | NW | 112.5 | 1 | 112.5 | 1 | 1 | 2050-12-31 | 1 | #N/A | #N/A | No | #N/A | #N/A | Not Found | #N/A | #N/A | #N/A | Not Found | #N/A | #N/A | #N/A | #N/A | #N/A |  |  |  |  | No |  | No | No | No
| Ross_42 | Ross-42 | teppc | SCL | SCL | Seattle Department of Lighting | BPAT | NW | 1954-01-01 | 2050-12-31 | 1954 | 2050 | 112.5 | 100% | 112.5 | 112.5 | Hydro | Hydro_Standard | Hydro | NW_Hydro |  |  |  | NW_Hydro | 1954 | 2050 | 0 | NW | 112.5 | 1 | 112.5 | 1 | 1 | 2050-12-31 | 1 | #N/A | #N/A | No | #N/A | #N/A | Not Found | #N/A | #N/A | #N/A | Not Found | #N/A | #N/A | #N/A | #N/A | #N/A |  |  |  |  | No |  | No | No | No
| Ross_43 | Ross-43 | teppc | SCL | SCL | Seattle Department of Lighting | BPAT | NW | 1953-04-01 | 2050-12-31 | 1953 | 2050 | 112.5 | 100% | 112.5 | 112.5 | Hydro | Hydro_Standard | Hydro | NW_Hydro |  |  |  | NW_Hydro | 1953 | 2050 | 0 | NW | 112.5 | 1 | 112.5 | 1 | 1 | 2050-12-31 | 1 | #N/A | #N/A | No | #N/A | #N/A | Not Found | #N/A | #N/A | #N/A | Not Found | #N/A | #N/A | #N/A | #N/A | #N/A |  |  |  |  | No |  | No | No | No
| Ross_44 | Ross-44 | teppc | SCL | SCL | Seattle Department of Lighting | BPAT | NW | 1952-12-01 | 2050-12-31 | 1952 | 2050 | 112.5 | 100% | 112.5 | 112.5 | Hydro | Hydro_Standard | Hydro | NW_Hydro |  |  |  | NW_Hydro | 1953 | 2050 | 0 | NW | 112.5 | 1 | 112.5 | 1 | 1 | 2050-12-31 | 1 | #N/A | #N/A | No | #N/A | #N/A | Not Found | #N/A | #N/A | #N/A | Not Found | #N/A | #N/A | #N/A | #N/A | #N/A |  |  |  |  | No |  | No | No | No
| Round_Butte_1 | Round Butte-1 | teppc | PGE | PGE | Portland General Electric Company | PortlandGE | NW | 1964-08-01 | 2050-12-31 | 1964 | 2050 | 82.3 | 100% | 82.3 | 82.3 | Hydro | Hydro_Standard | Hydro | NW_Hydro |  |  |  | NW_Hydro | 1964 | 2050 | 0 | NW | 82.3 | 1 | 82.3 | 1 | 1 | 2050-12-31 | 1 | #N/A | #N/A | No | #N/A | #N/A | Not Found | #N/A | #N/A | #N/A | Not Found | #N/A | #N/A | #N/A | #N/A | #N/A |  |  |  |  | No |  | No | No | No
| Round_Butte_2 | Round Butte-2 | teppc | PGE | PGE | Portland General Electric Company | PortlandGE | NW | 1964-11-01 | 2050-12-31 | 1964 | 2050 | 82.3 | 100% | 82.3 | 82.3 | Hydro | Hydro_Standard | Hydro | NW_Hydro |  |  |  | NW_Hydro | 1965 | 2050 | 0 | NW | 82.3 | 1 | 82.3 | 1 | 1 | 2050-12-31 | 1 | #N/A | #N/A | No | #N/A | #N/A | Not Found | #N/A | #N/A | #N/A | Not Found | #N/A | #N/A | #N/A | #N/A | #N/A |  |  |  |  | No |  | No | No | No
| Round_Butte_3 | Round Butte-3 | teppc | PGE | PGE | Portland General Electric Company | PortlandGE | NW | 1964-10-01 | 2050-12-31 | 1964 | 2050 | 82.3 | 100% | 82.3 | 82.3 | Hydro | Hydro_Standard | Hydro | NW_Hydro |  |  |  | NW_Hydro | 1965 | 2050 | 0 | NW | 82.3 | 1 | 82.3 | 1 | 1 | 2050-12-31 | 1 | #N/A | #N/A | No | #N/A | #N/A | Not Found | #N/A | #N/A | #N/A | Not Found | #N/A | #N/A | #N/A | #N/A | #N/A |  |  |  |  | No |  | No | No | No
| Route_66_Solar_PV |  | teppc | PNM | PNM | Public Service Company of New Mexico | PNM_EPE | SW | 2015-12-31 | 2050-12-31 | 2016 | 2050 | 50 | 100% | 50 | 50 | SolarPV-Tracking | 1axPV_sun | Solar_1Axis | SW_Solar |  |  |  | SW_Solar_for_Other | 2016 | 2050 | 0 | SW | 50 | 1 | 50 | 1 | 1 | 2050-12-31 | 1 | #N/A | #N/A | No | #N/A | #N/A | Not Found | #N/A | #N/A | #N/A | Not Found | #N/A | #N/A | #N/A | #N/A | #N/A |  |  |  |  | No |  | No | No | No
| Roza_1 | Roza-1 | teppc | BPAT | BPAT | Bonneville Power Administration – Transmission | BPAT | NW | 1958-08-01 | 2050-12-31 | 1958 | 2050 | 12.9 | 100% | 12.9 | 12.9 | Hydro | Hydro_Standard | Hydro | NW_Hydro |  |  |  | NW_Hydro | 1958 | 2050 | 0 | NW | 12.9 | 1 | 12.9 | 1 | 1 | 2050-12-31 | 1 | #N/A | #N/A | No | #N/A | #N/A | Not Found | #N/A | #N/A | #N/A | Not Found | #N/A | #N/A | #N/A | #N/A | #N/A |  |  |  |  | No |  | No | No | No
| RSMSLR_6_SOLAR1 | Rosamond One | caiso | SCE | SCE | Southern California Edison | SCE | CAISO | 2013-12-20 | 2050-12-31 | 2014 | 2050 | 20 | 100% | 20 | 20 | n/a | PVgeneric_sun | Solar_Fixed | CAISO_Solar |  |  |  | CAISO_Solar_for_CAISO | 2014 | 2050 | 0 | CAISO | 20 | 1 | 20 | 1 | 1 | 2050-12-31 | 1 | RSMSLR_6_SOLAR1 | FC | No | 5.4 | 2.8 | NQC List | 5.4 | 2.8 | SUN | NQC List | 5.4 | 2.8 | SUN | 5.4 | 2.8 | 5.4 | 2.8 |  |  | No |  | No | No | No
| RSMSLR_6_SOLAR2 | Rosamond Two | caiso | SCE | SCE | Southern California Edison | SCE | CAISO | 2013-12-20 | 2050-12-31 | 2014 | 2050 | 20 | 100% | 20 | 20 | n/a | PVgeneric_sun | Solar_Fixed | CAISO_Solar |  |  |  | CAISO_Solar_for_CAISO | 2014 | 2050 | 0 | CAISO | 20 | 1 | 20 | 1 | 1 | 2050-12-31 | 1 | RSMSLR_6_SOLAR2 | FC | No | 5.4 | 2.8 | NQC List | 5.4 | 2.8 | SUN | NQC List | 5.4 | 2.8 | SUN | 5.4 | 2.8 | 5.4 | 2.8 |  |  | No |  | No | No | No
| RTEDDY_2_SOLAR1 | Rosamond West Solar 1 | caiso | SCE | SCE | Southern California Edison | SCE | CAISO | 2016-12-22 | 2050-12-31 | 2017 | 2050 | 54 | 100% | 54 | 54 | PVgeneric_sun | PVgeneric_sun | Solar_Fixed | CAISO_Solar |  |  |  | CAISO_Solar_for_CAISO | 2017 | 2050 | 0 | CAISO | 54 | 1 | 54 | 1 | 1 | 2050-12-31 | 1 | RTEDDY_2_SOLAR1 | FC | No | 14.58 | 7.56 | NQC List | 14.58 | 7.56 | SUN | NQC List | 14.58 | 7.56 | SUN | 14.58 | 7.56 | 14.58 | 7.56 |  |  | No |  | No | No | No
| RTEDDY_2_SOLAR2 | Rosamond West Solar 2 | caiso | SCE | SCE | Southern California Edison | SCE | CAISO | 2016-12-22 | 2050-12-31 | 2017 | 2050 | 54 | 100% | 54 | 54 | PVgeneric_sun | PVgeneric_sun | Solar_Fixed | CAISO_Solar |  |  |  | CAISO_Solar_for_CAISO | 2017 | 2050 | 0 | CAISO | 54 | 1 | 54 | 1 | 1 | 2050-12-31 | 1 | RTEDDY_2_SOLAR2 | FC | No | 14.58 | 7.56 | NQC List | 14.58 | 7.56 | SUN | NQC List | 14.58 | 7.56 | SUN | 14.58 | 7.56 | 14.58 | 7.56 |  |  | No |  | No | No | No
| RTREE_2_WIND1 |  | caiso | SCE | SCE | Southern California Edison | SCE | CAISO | 2015-01-12 | 2050-12-31 | 2015 | 2050 | 79.2 | 100% | 79.2 | 79.2 | n/a | wind_onshorewind | Wind | CAISO_Wind |  |  |  | CAISO_Wind_for_CAISO | 2015 | 2050 | 0 | CAISO | 79.2 | 1 | 79.2 | 1 | 1 | 2050-12-31 | 1 | RTREE_2_WIND1 | FC | No | 16.632 | 11.88 | NQC List | 16.63 | 11.88 | WIND | NQC List | 16.63 | 11.88 | WIND | 16.63 | 11.88 | 16.63 | 11.88 |  |  | No |  | No | No | No
| RTREE_2_WIND2 | Rising Tree 2 | caiso | SCE | SCE | Southern California Edison | SCE | CAISO | 2015-01-12 | 2050-12-31 | 2015 | 2050 | 19.8 | 100% | 19.8 | 19.8 | n/a | wind_onshorewind | Wind | CAISO_Wind |  |  |  | CAISO_Wind_for_CAISO | 2015 | 2050 | 0 | CAISO | 19.8 | 1 | 19.8 | 1 | 1 | 2050-12-31 | 1 | RTREE_2_WIND2 | FC | No | 4.158 | 2.97 | NQC List | 4.16 | 2.97 | WIND | NQC List | 4.16 | 2.97 | WIND | 4.16 | 2.97 | 4.16 | 2.97 |  |  | No |  | No | No | No
| RTREE_2_WIND3 |  | caiso | SCE | SCE | Southern California Edison | SCE | CAISO | 2015-06-25 | 2050-12-31 | 2015 | 2050 | 99 | 100% | 99 | 99 | n/a | wind_onshorewind | Wind | CAISO_Wind |  |  |  | CAISO_Wind_for_CAISO | 2015 | 2050 | 0 | CAISO | 99 | 1 | 99 | 1 | 1 | 2050-12-31 | 1 | RTREE_2_WIND3 | FC | No | 20.79 | 14.85 | NQC List | 20.79 | 14.85 | WIND | NQC List | 20.79 | 14.85 | WIND | 20.79 | 14.85 | 20.79 | 14.85 |  |  | No |  | No | No | No
| Rundle1_1 | Rundle1-1 | teppc | AESO | AESO | Alberta Electric System Operator | BCHA_AESO | Excluded | 1951-01-01 | 2050-12-01 | 1951 | 2050 | 17 | 100% | 17 | 17 | Hydro | Hydro_Standard | Hydro | Excluded_Hydro |  |  |  | Excluded | 1951 | 2050 | 0 | Excluded | 17 | 1 | 17 | 1 | 1 | 2050-12-01 | 1 | #N/A | #N/A | No | 0 | 0 | Not Found | #N/A | #N/A | #N/A | Not Found | #N/A | #N/A | #N/A | 0 | 0 | 0 | 0 |  |  | No |  | No | No | No
| Rundle2_2 | Rundle2-2 | teppc | AESO | AESO | Alberta Electric System Operator | BCHA_AESO | Excluded | 1951-01-01 | 2050-12-01 | 1951 | 2050 | 30 | 100% | 30 | 30 | Hydro | Hydro_Standard | Hydro | Excluded_Hydro |  |  |  | Excluded | 1951 | 2050 | 0 | Excluded | 30 | 1 | 30 | 1 | 1 | 2050-12-01 | 1 | #N/A | #N/A | No | 0 | 0 | Not Found | #N/A | #N/A | #N/A | Not Found | #N/A | #N/A | #N/A | 0 | 0 | 0 | 0 |  |  | No |  | No | No | No
| Rupert_Cgn | Rupert Cogen Project-1002 | teppc | IPMV | IPMV | Idaho Magic Valley | IPCO | NW | 1996-11-01 | 2050-12-31 | 1996 | 2050 | 10.4 | 100% | 10.4 | 10.4 | CCWhole-NatGas-SingleShaft | CC_NG | CC | NW_CCGT |  |  |  | NW_CCGT | 1997 | 2050 | 0 | NW | 10.4 | 1 | 10.4 | 1 | 1 | 2050-12-31 | 1 | #N/A | #N/A | No | 10.4 | 10.4 | Not Found | #N/A | #N/A | #N/A | Not Found | #N/A | #N/A | #N/A | 10.4 | 10.4 | 10.4 | 10.4 |  |  | No |  | No | No | No
| Rupert_GT_1 | Rupert GT-1_Rupert GT-1_BCH-RPG | teppc | BCHA | BCHA | British Columbia Transmission Company | BCHA_AESO | Excluded | 1973-01-01 | 2033-03-31 | 1973 | 2032 | 23 | 100% | 23 | 23 | CT-NatGas-Industrial | CT_NG | CT | Excluded_Peaker |  |  |  | Excluded | 1973 | 2032 | 0 | Excluded | 23 | 1 | 23 | 1 | 1 | 2033-03-31 | 1 | #N/A | #N/A | No | 0 | 0 | Not Found | #N/A | #N/A | #N/A | Not Found | #N/A | #N/A | #N/A | 0 | 0 | 0 | 0 |  |  | No |  | No | No | No
| Rupert_GT_2 | Rupert GT-2_Rupert GT-2_BCH-RPG | teppc | BCHA | BCHA | British Columbia Transmission Company | BCHA_AESO | Excluded | 1973-01-01 | 2033-03-31 | 1973 | 2032 | 23 | 100% | 23 | 23 | CT-NatGas-Industrial | CT_NG | CT | Excluded_Peaker |  |  |  | Excluded | 1973 | 2032 | 0 | Excluded | 23 | 1 | 23 | 1 | 1 | 2033-03-31 | 1 | #N/A | #N/A | No | 0 | 0 | Not Found | #N/A | #N/A | #N/A | Not Found | #N/A | #N/A | #N/A | 0 | 0 | 0 | 0 |  |  | No |  | No | No | No
| RUS_0_40 | RUMOROSA SOLAR | teppc | CFE | CFE | Comisión Federal de Electricidad | CFE | Excluded | 2018-05-19 | 2050-12-31 | 2018 | 2050 | 41 | 100% | 41 | 41 | SolarPV-NonTracking | FixedPV_sun | Solar_Fixed | Excluded_Solar |  |  |  | Excluded | 2018 | 2050 | 0 | Excluded | 41 | 1 | 41 | 1 | 1 | 2050-12-31 | 1 | #N/A | #N/A | No | 0 | 0 | Not Found | #N/A | #N/A | #N/A | Not Found | #N/A | #N/A | #N/A | 0 | 0 | 0 | 0 |  |  | No |  | No | No | No
| RUSCTY_2_UNITS | Russell City Energy Center | caiso | PGE_Bay | PGE_Bay | Pacific Gas and Electric Bay | PGE_Bay | CAISO | 2013-08-08 | 2050-12-31 | 2013 | 2050 | 620.5 | 100% | 620.5 | 620.5 | CCWhole-NatGas-Industrial | CC_NG | CC | CAISO_CCGT1 |  |  |  | CAISO_CCGT1 | 2014 | 2050 | 0 | CAISO | 620.5 | 1 | 620.5 | 1 | 1 | 2050-12-31 | 1 | RUSCTY_2_UNITS | FC | No | 582.9405 | 582.9405 | NQC List | 597.4 | 600.9 | NATURAL GAS | NQC List | 597.4 | 613.22 | NATURAL GAS | 597.4 | 613.22 | 597.4 | 600.9 |  |  | No |  | No | No | No
| Rush_Creek_2 | Rush Creek-2_24783 | teppc | CISC | CISC | Southern California Edison | SCE | CAISO | 1916-01-01 | 2050-12-31 | 1916 | 2050 | 6.37 | 100% | 6.37 | 6.37 | HydroRPS | Hydro_Standard | Hydro | CAISO_Hydro |  |  |  | CAISO_Hydro | 1916 | 2050 | 0 | CAISO | 6.37 | 1 | 6.37 | 1 | 1 | 2050-12-31 | 1 | Rush_Creek_2 | #N/A | No | 5.3875 | 5.3875 | Not Found | #N/A | #N/A | #N/A | Not Found | #N/A | #N/A | #N/A | 5.3875 | 5.3875 | 5.3875 | 5.3875 |  |  | No |  | No | No | No
| Ruskin_1 | Ruskin-1_Ruskin-1_BCH-RUS | teppc | BCHA | BCHA | British Columbia Transmission Company | BCHA_AESO | Excluded | 2015-04-01 | 2033-03-31 | 2015 | 2032 | 38.33 | 100% | 38.33 | 38.33 | Hydro | Hydro_Standard | Hydro | Excluded_Hydro |  |  |  | Excluded | 2015 | 2032 | 0 | Excluded | 38.33 | 1 | 38.33 | 1 | 1 | 2033-03-31 | 1 | #N/A | #N/A | No | 0 | 0 | Not Found | #N/A | #N/A | #N/A | Not Found | #N/A | #N/A | #N/A | 0 | 0 | 0 | 0 |  |  | No |  | No | No | No
| Ruskin_2 | Ruskin-2_Ruskin-2_BCH-RUS | teppc | BCHA | BCHA | British Columbia Transmission Company | BCHA_AESO | Excluded | 2015-04-01 | 2033-03-31 | 2015 | 2032 | 38.33 | 100% | 38.33 | 38.33 | Hydro | Hydro_Standard | Hydro | Excluded_Hydro |  |  |  | Excluded | 2015 | 2032 | 0 | Excluded | 38.33 | 1 | 38.33 | 1 | 1 | 2033-03-31 | 1 | #N/A | #N/A | No | 0 | 0 | Not Found | #N/A | #N/A | #N/A | Not Found | #N/A | #N/A | #N/A | 0 | 0 | 0 | 0 |  |  | No |  | No | No | No
| Ruskin_3 | Ruskin-3_Ruskin-3_BCH-RUS | teppc | BCHA | BCHA | British Columbia Transmission Company | BCHA_AESO | Excluded | 2017-04-01 | 2033-03-31 | 2017 | 2032 | 38.33 | 100% | 38.33 | 38.33 | Hydro | Hydro_Standard | Hydro | Excluded_Hydro |  |  |  | Excluded | 2017 | 2032 | 0 | Excluded | 38.33 | 1 | 38.33 | 1 | 1 | 2033-03-31 | 1 | #N/A | #N/A | No | 0 | 0 | Not Found | #N/A | #N/A | #N/A | Not Found | #N/A | #N/A | #N/A | 0 | 0 | 0 | 0 |  |  | No |  | No | No | No
| Russell_D_smith | Russell D Smith-1 | teppc | BPAT | BPAT | Bonneville Power Administration – Transmission | BPAT | NW | 1982-09-01 | 2050-12-31 | 1982 | 2050 | 6.1 | 100% | 6.1 | 6.1 | Hydro | Hydro_Standard | Hydro | NW_Hydro |  |  |  | NW_Hydro | 1983 | 2050 | 0 | NW | 6.1 | 1 | 6.1 | 1 | 1 | 2050-12-31 | 1 | #N/A | #N/A | No | #N/A | #N/A | Not Found | #N/A | #N/A | #N/A | Not Found | #N/A | #N/A | #N/A | #N/A | #N/A |  |  |  |  | No |  | No | No | No
| RutherfordCrk1 | Rutherford Creek-1_Rutherford Creek-1_IPP-RUT | teppc | BCHA | BCHA | British Columbia Transmission Company | BCHA_AESO | Excluded | 2004-05-31 | 2040-05-31 | 2004 | 2039 | 25 | 100% | 25 | 25 | Hydro | Hydro_Standard | Hydro | Excluded_Hydro |  |  |  | Excluded | 2004 | 2039 | 0 | Excluded | 25 | 1 | 25 | 1 | 1 | 2040-05-31 | 1 | #N/A | #N/A | No | 0 | 0 | Not Found | #N/A | #N/A | #N/A | Not Found | #N/A | #N/A | #N/A | 0 | 0 | 0 | 0 |  |  | No |  | No | No | No
| RutherfordCrk2 | Rutherford Creek-2_Rutherford Creek-2_IPP-RUT | teppc | BCHA | BCHA | British Columbia Transmission Company | BCHA_AESO | Excluded | 2004-05-31 | 2040-05-31 | 2004 | 2039 | 25 | 100% | 25 | 25 | Hydro | Hydro_Standard | Hydro | Excluded_Hydro |  |  |  | Excluded | 2004 | 2039 | 0 | Excluded | 25 | 1 | 25 | 1 | 1 | 2040-05-31 | 1 | #N/A | #N/A | No | 0 | 0 | Not Found | #N/A | #N/A | #N/A | Not Found | #N/A | #N/A | #N/A | 0 | 0 | 0 | 0 |  |  | No |  | No | No | No
| RVRVEW_1_UNITA1 | Riverview Energy Center (GP Antioch) | caiso | PGE_Bay | PGE_Bay | Pacific Gas and Electric Bay | PGE_Bay | CAISO | 2003-05-02 | 2050-12-31 | 2003 | 2050 | 47.6 | 100% | 47.6 | 47.6 | CT-NatGas-Aero | CT_NG | CT | CAISO_Peaker2 |  |  |  | CAISO_Peaker2 | 2003 | 2050 | 0 | CAISO | 47.6 | 1 | 47.6 | 1 | 1 | 2050-12-31 | 1 | RVRVEW_1_UNITA1 | FC | No | 45.7577 | 45.7577 | NQC List | 47.6 | 47.6 | NATURAL GAS | NQC List | 47.6 | 47.6 | NATURAL GAS | 47.6 | 47.6 | 47.6 | 47.6 |  |  | No |  | No | No | No
| RVSIDE_2_RERCU3 | Riverside Energy Res. Ctr Unit 3 | caiso | SCE | SCE | Southern California Edison | SCE | CAISO | 2011-04-01 | 2050-12-31 | 2011 | 2050 | 48.5 | 98.98% | 48.5 | 49 | CT-NatGas-Aero | CT_NG | CT | CAISO_Peaker1 |  |  |  | CAISO_Peaker1 | 2011 | 2050 | 0 | CAISO | 49 | 1 | 49 | 1 | 1 | 2050-12-31 | 1 | RVSIDE_2_RERCU3 | FC | No | 45.263 | 45.263 | NQC List | 49 | 49 | NATURAL GAS | NQC List | 49 | 49 | NATURAL GAS | 49 | 49 | 49 | 49 |  |  | No |  | No | No | No
| RVSIDE_2_RERCU4 | Riverside Energy Res. Ctr Unit 4 | caiso | SCE | SCE | Southern California Edison | SCE | CAISO | 2011-04-01 | 2050-12-31 | 2011 | 2050 | 48.5 | 98.98% | 48.5 | 49 | CT-NatGas-Aero | CT_NG | CT | CAISO_Peaker1 |  |  |  | CAISO_Peaker1 | 2011 | 2050 | 0 | CAISO | 49 | 1 | 49 | 1 | 1 | 2050-12-31 | 1 | RVSIDE_2_RERCU4 | FC | No | 45.263 | 45.263 | NQC List | 49 | 49 | NATURAL GAS | NQC List | 49 | 49 | NATURAL GAS | 49 | 49 | 49 | 49 |  |  | No |  | No | No | No
| RVSIDE_6_RERCU1 | Riverside Energy Res. Ctr Unit 1 | caiso | SCE | SCE | Southern California Edison | SCE | CAISO | 2006-06-01 | 2050-12-31 | 2006 | 2050 | 48.35 | 100% | 48.35 | 48.35 | CT-NatGas-Aero | CT_NG | CT | CAISO_Peaker1 |  |  |  | CAISO_Peaker1 | 2006 | 2050 | 0 | CAISO | 48.35 | 1 | 48.35 | 1 | 1 | 2050-12-31 | 1 | RVSIDE_6_RERCU1 | FC | No | 44.6626 | 44.6626 | NQC List | 48.35 | 48.35 | NATURAL GAS | NQC List | 48.35 | 48.35 | NATURAL GAS | 48.35 | 48.35 | 48.35 | 48.35 |  |  | No |  | No | No | No
| RVSIDE_6_RERCU2 | Riverside Energy Res. Ctr Unit 2 | caiso | SCE | SCE | Southern California Edison | SCE | CAISO | 2006-06-01 | 2050-12-31 | 2006 | 2050 | 48.5 | 100% | 48.5 | 48.5 | CT-NatGas-Aero | CT_NG | CT | CAISO_Peaker1 |  |  |  | CAISO_Peaker1 | 2006 | 2050 | 0 | CAISO | 48.5 | 1 | 48.5 | 1 | 1 | 2050-12-31 | 1 | RVSIDE_6_RERCU2 | FC | No | 44.8012 | 44.8012 | NQC List | 48.5 | 48.5 | NATURAL GAS | NQC List | 48.5 | 48.5 | NATURAL GAS | 48.5 | 48.5 | 48.5 | 48.5 |  |  | No |  | No | No | No
| RVSIDE_6_SOLAR1 | Tequesquite Landfill Solar Project | caiso | SCE | SCE | Southern California Edison | SCE | CAISO | 2015-09-09 | 2050-12-31 | 2015 | 2050 | 7.5 | 100% | 7.5 | 7.5 | n/a | PVgeneric_sun | Solar_Fixed | CAISO_Solar |  |  |  | CAISO_Solar_for_CAISO | 2016 | 2050 | 0 | CAISO | 7.5 | 1 | 7.5 | 1 | 1 | 2050-12-31 | 1 | RVSIDE_6_SOLAR1 | FC | No | 2.025 | 1.05 | NQC List | 2.03 | 1.05 | SUN | NQC List | 2.03 | 1.05 | SUN | 2.03 | 1.05 | 2.03 | 1.05 |  |  | No |  | No | No | No
| RVSIDE_6_SPRING | SPRINGS GENERATION PROJECT AGGREGATE | caiso | SCE | SCE | Southern California Edison | SCE | CAISO | 2002-06-13 | 2050-12-31 | 2002 | 2050 | 36 | 100% | 36 | 36 | CT-NatGas-Aero | CT_NG | CT | CAISO_Peaker2 |  |  |  | CAISO_Peaker2 | 2002 | 2050 | 0 | CAISO | 36 | 1 | 36 | 1 | 1 | 2050-12-31 | 1 | RVSIDE_6_SPRING | FC | No | 34.6067 | 34.6067 | NQC List | 36 | 36 | NATURAL GAS | NQC List | 36 | 36 | NATURAL GAS | 36 | 36 | 36 | 36 |  |  | No |  | No | No | No
| Ryan1 | Ryan-RYA1 | teppc | NWMT | NWMT | NorthWestern Energy | NWMT_WAUW | NW | 1915-08-01 | 2050-12-31 | 1915 | 2050 | 8 | 100% | 8 | 8 | Hydro | Hydro_Standard | Hydro | NW_Hydro |  |  |  | NW_Hydro | 1915 | 2050 | 0 | NW | 8 | 1 | 8 | 1 | 1 | 2050-12-31 | 1 | #N/A | #N/A | No | #N/A | #N/A | Not Found | #N/A | #N/A | #N/A | Not Found | #N/A | #N/A | #N/A | #N/A | #N/A |  |  |  |  | No |  | No | No | No
| Ryan2 | Ryan (pre-upgrade)-RYA2 | teppc | NWMT | NWMT | NorthWestern Energy | NWMT_WAUW | NW | 1915-08-01 | 2030-01-01 | 1915 | 2029 | 8 | 100% | 8 | 8 | Hydro | Hydro_Standard | Hydro | NW_Hydro |  |  |  | NW_Hydro | 1915 | 2029 | 0 | NW | 8 | 1 | 8 | 1 | 1 | 2030-01-01 | 1 | #N/A | #N/A | No | #N/A | #N/A | Not Found | #N/A | #N/A | #N/A | Not Found | #N/A | #N/A | #N/A | #N/A | #N/A |  |  |  |  | No |  | No | No | No
| Ryan2_Upgrd | Ryan (post-upgrade)-RYA2 | teppc | CISC | CISC | Southern California Edison | SCE | CAISO | 2015-08-19 | 2050-12-01 | 2015 | 2050 | 9.2 | 100% | 9.2 | 9.2 | Hydro | Hydro_Standard | Hydro | CAISO_Hydro |  |  |  | CAISO_Hydro | 2016 | 2050 | 0 | CAISO | 9.2 | 1 | 9.2 | 1 | 1 | 2050-12-01 | 1 | Ryan2_Upgrd | #N/A | No | 7.781 | 7.781 | Not Found | #N/A | #N/A | #N/A | Not Found | #N/A | #N/A | #N/A | 7.781 | 7.781 | 7.781 | 7.781 |  |  | No |  | No | No | No
| Ryan3 | Ryan-RYA3 | teppc | NWMT | NWMT | NorthWestern Energy | NWMT_WAUW | NW | 1915-08-01 | 2050-12-31 | 1915 | 2050 | 8 | 100% | 8 | 8 | Hydro | Hydro_Standard | Hydro | NW_Hydro |  |  |  | NW_Hydro | 1915 | 2050 | 0 | NW | 8 | 1 | 8 | 1 | 1 | 2050-12-31 | 1 | #N/A | #N/A | No | #N/A | #N/A | Not Found | #N/A | #N/A | #N/A | Not Found | #N/A | #N/A | #N/A | #N/A | #N/A |  |  |  |  | No |  | No | No | No
| Ryan4 | Ryan (pre-upgrade)-RYA4 | teppc | NWMT | NWMT | NorthWestern Energy | NWMT_WAUW | NW | 1915-08-01 | 2030-01-01 | 1915 | 2029 | 8 | 100% | 8 | 8 | Hydro | Hydro_Standard | Hydro | NW_Hydro |  |  |  | NW_Hydro | 1915 | 2029 | 0 | NW | 8 | 1 | 8 | 1 | 1 | 2030-01-01 | 1 | #N/A | #N/A | No | #N/A | #N/A | Not Found | #N/A | #N/A | #N/A | Not Found | #N/A | #N/A | #N/A | #N/A | #N/A |  |  |  |  | No |  | No | No | No
| Ryan5 | Ryan-RYA5 | teppc | NWMT | NWMT | NorthWestern Energy | NWMT_WAUW | NW | 1916-09-01 | 2050-12-31 | 1916 | 2050 | 8 | 100% | 8 | 8 | Hydro | Hydro_Standard | Hydro | NW_Hydro |  |  |  | NW_Hydro | 1917 | 2050 | 0 | NW | 8 | 1 | 8 | 1 | 1 | 2050-12-31 | 1 | #N/A | #N/A | No | #N/A | #N/A | Not Found | #N/A | #N/A | #N/A | Not Found | #N/A | #N/A | #N/A | #N/A | #N/A |  |  |  |  | No |  | No | No | No
| Ryan6 | Ryan-RYA6 | teppc | NWMT | NWMT | NorthWestern Energy | NWMT_WAUW | NW | 1916-09-01 | 2050-12-31 | 1916 | 2050 | 8 | 100% | 8 | 8 | Hydro | Hydro_Standard | Hydro | NW_Hydro |  |  |  | NW_Hydro | 1917 | 2050 | 0 | NW | 8 | 1 | 8 | 1 | 1 | 2050-12-31 | 1 | #N/A | #N/A | No | #N/A | #N/A | Not Found | #N/A | #N/A | #N/A | Not Found | #N/A | #N/A | #N/A | #N/A | #N/A |  |  |  |  | No |  | No | No | No
| Ryegrass | Ryegrass Windfarm-1 | teppc | IPMV | IPMV | Idaho Magic Valley | IPCO | NW | 2012-08-10 | 2050-12-31 | 2012 | 2050 | 23 | 100% | 23 | 23 | WT-Onshore | wind_onshorewind | Wind | NW_Wind |  |  |  | NW_Wind_for_Other | 2013 | 2050 | 0 | NW | 23 | 1 | 23 | 1 | 1 | 2050-12-31 | 1 | #N/A | #N/A | No | #N/A | #N/A | Not Found | #N/A | #N/A | #N/A | Not Found | #N/A | #N/A | #N/A | #N/A | #N/A |  |  |  |  | No |  | No | No | No
| S_CranberryCrk1 | S. Cranberry Creek-1_S. Cranberry Creek-1_IPP-SCB | teppc | BCHA | BCHA | British Columbia Transmission Company | BCHA_AESO | Excluded | 2008-02-09 | 2038-02-09 | 2008 | 2037 | 2.83 | 100% | 2.83 | 2.83 | Hydro | Hydro_Standard | Hydro | Excluded_Hydro |  |  |  | Excluded | 2008 | 2037 | 0 | Excluded | 2.83 | 1 | 2.83 | 1 | 1 | 2038-02-09 | 1 | #N/A | #N/A | No | 0 | 0 | Not Found | #N/A | #N/A | #N/A | Not Found | #N/A | #N/A | #N/A | 0 | 0 | 0 | 0 |  |  | No |  | No | No | No
| S_CranberryCrk2 | S. Cranberry Creek-2_S. Cranberry Creek-2_IPP-SCB | teppc | BCHA | BCHA | British Columbia Transmission Company | BCHA_AESO | Excluded | 2008-02-09 | 2038-02-09 | 2008 | 2037 | 2.83 | 100% | 2.83 | 2.83 | Hydro | Hydro_Standard | Hydro | Excluded_Hydro |  |  |  | Excluded | 2008 | 2037 | 0 | Excluded | 2.83 | 1 | 2.83 | 1 | 1 | 2038-02-09 | 1 | #N/A | #N/A | No | 0 | 0 | Not Found | #N/A | #N/A | #N/A | Not Found | #N/A | #N/A | #N/A | 0 | 0 | 0 | 0 |  |  | No |  | No | No | No
| S_CranberryCrk3 | S. Cranberry Creek-3_S. Cranberry Creek-3_IPP-SCB | teppc | BCHA | BCHA | British Columbia Transmission Company | BCHA_AESO | Excluded | 2008-02-09 | 2038-02-09 | 2008 | 2037 | 2.83 | 100% | 2.83 | 2.83 | Hydro | Hydro_Standard | Hydro | Excluded_Hydro |  |  |  | Excluded | 2008 | 2037 | 0 | Excluded | 2.83 | 1 | 2.83 | 1 | 1 | 2038-02-09 | 1 | #N/A | #N/A | No | 0 | 0 | Not Found | #N/A | #N/A | #N/A | Not Found | #N/A | #N/A | #N/A | 0 | 0 | 0 | 0 |  |  | No |  | No | No | No
| S_CranberryCrk4 | S. Cranberry Creek-4_S. Cranberry Creek-4_IPP-SCB | teppc | BCHA | BCHA | British Columbia Transmission Company | BCHA_AESO | Excluded | 2015-07-01 | 2045-07-01 | 2015 | 2044 | 3 | 100% | 3 | 3 | Hydro | Hydro_Standard | Hydro | Excluded_Hydro |  |  |  | Excluded | 2015 | 2044 | 0 | Excluded | 3 | 1 | 3 | 1 | 1 | 2045-07-01 | 1 | #N/A | #N/A | No | 0 | 0 | Not Found | #N/A | #N/A | #N/A | Not Found | #N/A | #N/A | #N/A | 0 | 0 | 0 | 0 |  |  | No |  | No | No | No
| S_E_Hazelton1 | S E Hazelton A-GEN1 | teppc | IPTV | IPTV | Idaho Treasure Valley | IPCO | NW | 1990-04-26 | 2050-12-31 | 1990 | 2050 | 6.5 | 100% | 6.5 | 6.5 | Hydro | Hydro_Standard | Hydro | NW_Hydro |  |  |  | NW_Hydro | 1990 | 2050 | 0 | NW | 6.5 | 1 | 6.5 | 1 | 1 | 2050-12-31 | 1 | #N/A | #N/A | No | #N/A | #N/A | Not Found | #N/A | #N/A | #N/A | Not Found | #N/A | #N/A | #N/A | #N/A | #N/A |  |  |  |  | No |  | No | No | No
| S_E_Hazelton2 | S E Hazelton A-GEN2 | teppc | IPFE | IPFE | Idaho Far East | IPCO | NW | 1990-04-26 | 2050-12-31 | 1990 | 2050 | 2.7 | 100% | 2.7 | 2.7 | Hydro | Hydro_Standard | Hydro | NW_Hydro |  |  |  | NW_Hydro | 1990 | 2050 | 0 | NW | 2.7 | 1 | 2.7 | 1 | 1 | 2050-12-31 | 1 | #N/A | #N/A | No | #N/A | #N/A | Not Found | #N/A | #N/A | #N/A | Not Found | #N/A | #N/A | #N/A | #N/A | #N/A |  |  |  |  | No |  | No | No | No
| S_E_Hazelton3 | S E Hazelton A-GEN3 | teppc | IPFE | IPFE | Idaho Far East | IPCO | NW | 1990-04-26 | 2050-12-31 | 1990 | 2050 | 2.7 | 100% | 2.7 | 2.7 | Hydro | Hydro_Standard | Hydro | NW_Hydro |  |  |  | NW_Hydro | 1990 | 2050 | 0 | NW | 2.7 | 1 | 2.7 | 1 | 1 | 2050-12-31 | 1 | #N/A | #N/A | No | #N/A | #N/A | Not Found | #N/A | #N/A | #N/A | Not Found | #N/A | #N/A | #N/A | #N/A | #N/A |  |  |  |  | No |  | No | No | No
| S_RITA_6_SOLAR1 | Sun Harvest Solar | caiso | PGE_Valley | PGE_Valley | Pacific Gas and Electric Valley | PGE_Valley | CAISO | 2015-05-28 | 2050-12-31 | 2015 | 2050 | 1.5 | 100% | 1.5 | 1.5 | n/a | PVgeneric_sun | Solar_Fixed | CAISO_Solar |  |  |  | CAISO_Solar_for_CAISO | 2015 | 2050 | 0 | CAISO | 1.5 | 1 | 1.5 | 1 | 1 | 2050-12-31 | 1 | S_RITA_6_SOLAR1 | EO | Yes | 0.405 | 0.21 | NQC List | 0 | 0 | SUN | NQC List | 0 | 0 | SUN | 0 | 0 | 0 | 0 |  |  | No |  | No | No | No
| S_Slocan_1 | S Slocan-1_S Slocan-1_FBC-SLC | teppc | BCHA | BCHA | British Columbia Transmission Company | BCHA_AESO | Excluded | 1999-11-11 | 2033-03-31 | 1999 | 2032 | 19 | 100% | 19 | 19 | Hydro | Hydro_Standard | Hydro | Excluded_Hydro |  |  |  | Excluded | 2000 | 2032 | 0 | Excluded | 19 | 1 | 19 | 1 | 1 | 2033-03-31 | 1 | #N/A | #N/A | No | 0 | 0 | Not Found | #N/A | #N/A | #N/A | Not Found | #N/A | #N/A | #N/A | 0 | 0 | 0 | 0 |  |  | No |  | No | No | No
| S_Slocan_2 | S Slocan-2_S Slocan-2_FBC-SLC | teppc | BCHA | BCHA | British Columbia Transmission Company | BCHA_AESO | Excluded | 1999-11-11 | 2033-03-31 | 1999 | 2032 | 19 | 100% | 19 | 19 | Hydro | Hydro_Standard | Hydro | Excluded_Hydro |  |  |  | Excluded | 2000 | 2032 | 0 | Excluded | 19 | 1 | 19 | 1 | 1 | 2033-03-31 | 1 | #N/A | #N/A | No | 0 | 0 | Not Found | #N/A | #N/A | #N/A | Not Found | #N/A | #N/A | #N/A | 0 | 0 | 0 | 0 |  |  | No |  | No | No | No
| S_Slocan_3 | S Slocan-3_S Slocan-3_FBC-SLC | teppc | BCHA | BCHA | British Columbia Transmission Company | BCHA_AESO | Excluded | 1999-11-11 | 2033-03-31 | 1999 | 2032 | 19 | 100% | 19 | 19 | Hydro | Hydro_Standard | Hydro | Excluded_Hydro |  |  |  | Excluded | 2000 | 2032 | 0 | Excluded | 19 | 1 | 19 | 1 | 1 | 2033-03-31 | 1 | #N/A | #N/A | No | 0 | 0 | Not Found | #N/A | #N/A | #N/A | Not Found | #N/A | #N/A | #N/A | 0 | 0 | 0 | 0 |  |  | No |  | No | No | No
| S_Sutton_Creek | S. Sutton Creek-1_S. Sutton Creek-1_IPP-SSH | teppc | BCHA | BCHA | British Columbia Transmission Company | BCHA_AESO | Excluded | 2005-10-26 | 2040-10-26 | 2005 | 2039 | 4.9 | 100% | 4.9 | 4.9 | Hydro | Hydro_Standard | Hydro | Excluded_Hydro |  |  |  | Excluded | 2006 | 2040 | 0 | Excluded | 4.9 | 1 | 4.9 | 1 | 1 | 2040-10-26 | 1 | #N/A | #N/A | No | 0 | 0 | Not Found | #N/A | #N/A | #N/A | Not Found | #N/A | #N/A | #N/A | 0 | 0 | 0 | 0 |  |  | No |  | No | No | No
| SaddlebrookCC_Total | Saddlebrook Generating Station-1 (Total CC Plant) | teppc | BCHA | BCHA | British Columbia Transmission Company | BCHA_AESO | Excluded | 2017-06-30 | 2050-12-31 | 2017 | 2050 | 350.5 | 100% | 350.5 | 350.5 | CCWhole-NatGas-Industrial | CC_NG | CC | Excluded_CCGT |  |  |  | Excluded | 2017 | 2050 | 0 | Excluded | 350.5 | 1 | 350.5 | 1 | 1 | 2050-12-31 | 1 | #N/A | #N/A | No | 0 | 0 | Not Found | #N/A | #N/A | #N/A | Not Found | #N/A | #N/A | #N/A | 0 | 0 | 0 | 0 |  |  | No |  | No | No | No
| Sage_Solar |  | teppc | PAWY | PAWY | Wyoming, PACE Utility | PACE | NW | 1950-01-01 | 2050-12-31 | 1950 | 2050 | 57.6 | 100% | 57.6 | 57.6 | Solar | PVgeneric_sun | Solar_Fixed | NW_Solar |  |  |  | NW_Solar_for_Other | 1950 | 2050 | 0 | NW | 57.6 | 1 | 57.6 | 1 | 1 | 2050-12-31 | 1 | #N/A | #N/A | No | #N/A | #N/A | Not Found | #N/A | #N/A | #N/A | Not Found | #N/A | #N/A | #N/A | #N/A | #N/A |  |  |  |  | No |  | No | No | No
| Sagebrush_1 | Sagebrush-1 | teppc | IPFE | IPFE | Idaho Far East | IPCO | NW | 1985-09-01 | 2050-12-31 | 1985 | 2050 | 0.43 | 100% | 0.43 | 0.43 | Hydro | Hydro_Standard | Hydro | NW_Hydro |  |  |  | NW_Hydro | 1986 | 2050 | 0 | NW | 0.43 | 1 | 0.43 | 1 | 1 | 2050-12-31 | 1 | #N/A | #N/A | No | #N/A | #N/A | Not Found | #N/A | #N/A | #N/A | Not Found | #N/A | #N/A | #N/A | #N/A | #N/A |  |  |  |  | No |  | No | No | No
| SagebrushWind | Sagebrush Power Partners-GEN1 | teppc | BPAT | BPAT | Bonneville Power Administration – Transmission | BPAT | NW | 2011-01-01 | 2050-12-31 | 2011 | 2050 | 100.8 | 100% | 100.8 | 100.8 | WT-Onshore | wind_onshorewind | Wind | NW_Wind |  |  |  | NW_Wind_for_Other | 2011 | 2050 | 0 | NW | 100.8 | 1 | 100.8 | 1 | 1 | 2050-12-31 | 1 | #N/A | #N/A | No | #N/A | #N/A | Not Found | #N/A | #N/A | #N/A | Not Found | #N/A | #N/A | #N/A | #N/A | #N/A |  |  |  |  | No |  | No | No | No
| Saguaro_AZ_1 | Saguaro CT GT1 | teppc | AZPS | AZPS | Arizona Public Service Company | AZPS | SW | 1973-07-01 | 2050-12-31 | 1973 | 2050 | 62 | 100% | 62 | 62 | CT-NatGas-Industrial | CT_NG | CT | SW_Peaker |  |  |  | SW_Peaker | 1973 | 2050 | 0 | SW | 62 | 1 | 62 | 1 | 1 | 2050-12-31 | 1 | #N/A | #N/A | No | 62 | 62 | Not Found | #N/A | #N/A | #N/A | Not Found | #N/A | #N/A | #N/A | 62 | 62 | 62 | 62 |  |  | No |  | No | No | No
| Saguaro_AZ_2 | Saguaro CT GT2 | teppc | AZPS | AZPS | Arizona Public Service Company | AZPS | SW | 2002-07-01 | 2050-12-31 | 2002 | 2050 | 79 | 100% | 79 | 79 | CT-NatGas-Industrial | CT_NG | CT | SW_Peaker |  |  |  | SW_Peaker | 2002 | 2050 | 0 | SW | 79 | 1 | 79 | 1 | 1 | 2050-12-31 | 1 | #N/A | #N/A | No | 79 | 79 | Not Found | #N/A | #N/A | #N/A | Not Found | #N/A | #N/A | #N/A | 79 | 79 | 79 | 79 |  |  | No |  | No | No | No
| Saguaro_CC1 | Saguaro Power Company CC1 (Total CC Plant) | teppc | NEVP | NEVP | Nevada Power Company | NEVP | SW | 1990-12-01 | 2050-12-31 | 1990 | 2050 | 105 | 100% | 105 | 105 | CCWhole-NatGas-Industrial | CC_NG | CC | SW_CCGT |  |  |  | SW_CCGT | 1991 | 2050 | 0 | SW | 105 | 1 | 105 | 1 | 1 | 2050-12-31 | 1 | #N/A | #N/A | No | 105 | 105 | Not Found | #N/A | #N/A | #N/A | Not Found | #N/A | #N/A | #N/A | 105 | 105 | 105 | 105 |  |  | No |  | No | No | No
| Saguaro_CC2 | Saguaro Power Company CC2 (Total CC Plant) | teppc | PNM | PNM | Public Service Company of New Mexico | PNM_EPE | SW | 2025-04-15 | 2050-12-31 | 2025 | 2050 | 605.2 | 100% | 605.2 | 605.2 | CCWhole-NatGas-Industrial | CC_NG | CC | SW_CCGT |  |  |  | SW_CCGT | 2025 | 2050 | 0 | SW | 605.2 | 1 | 605.2 | 1 | 1 | 2050-12-31 | 1 | #N/A | #N/A | No | 605.2 | 605.2 | Not Found | #N/A | #N/A | #N/A | Not Found | #N/A | #N/A | #N/A | 605.2 | 605.2 | 605.2 | 605.2 |  |  | No |  | No | No | No
| Saguaro_GE1 | Saguaro CT GE1 | teppc | AZPS | AZPS | Arizona Public Service Company | AZPS | SW | 1972-05-01 | 2050-12-31 | 1972 | 2050 | 62 | 100% | 62 | 62 | CT-NatGas-Industrial | CT_NG | CT | SW_Peaker |  |  |  | SW_Peaker | 1972 | 2050 | 0 | SW | 62 | 1 | 62 | 1 | 1 | 2050-12-31 | 1 | #N/A | #N/A | No | 62 | 62 | Not Found | #N/A | #N/A | #N/A | Not Found | #N/A | #N/A | #N/A | 62 | 62 | 62 | 62 |  |  | No |  | No | No | No
| Sahko_1 | Sahko-1 | teppc | IPFE | IPFE | Idaho Far East | IPCO | NW | 2006-06-01 | 2050-12-31 | 2006 | 2050 | 0.5 | 100% | 0.5 | 0.5 | Hydro | Hydro_Standard | Hydro | NW_Hydro |  |  |  | NW_Hydro | 2006 | 2050 | 0 | NW | 0.5 | 1 | 0.5 | 1 | 1 | 2050-12-31 | 1 | #N/A | #N/A | No | #N/A | #N/A | Not Found | #N/A | #N/A | #N/A | Not Found | #N/A | #N/A | #N/A | #N/A | #N/A |  |  |  |  | No |  | No | No | No
| SAIT_1 | SAIT-1 | teppc | BCHA | BCHA | British Columbia Transmission Company | BCHA_AESO | Excluded | 1999-01-01 | 2050-12-01 | 1999 | 2050 | 5.5 | 100% | 5.5 | 5.5 | CT-NatGas-Industrial | CT_NG | CT | Excluded_Peaker |  |  |  | Excluded | 1999 | 2050 | 0 | Excluded | 5.5 | 1 | 5.5 | 1 | 1 | 2050-12-01 | 1 | #N/A | #N/A | No | 0 | 0 | Not Found | #N/A | #N/A | #N/A | Not Found | #N/A | #N/A | #N/A | 0 | 0 | 0 | 0 |  |  | No |  | No | No | No
| SakwiCreek | Sakwi Creek RoR-1_Sakwi Creek RoR-1_IPP-SKW | teppc | BCHA | BCHA | British Columbia Transmission Company | BCHA_AESO | Excluded | 2014-07-01 | 2054-07-01 | 2014 | 2053 | 6 | 100% | 6 | 6 | Hydro | Hydro_Standard | Hydro | Excluded_Hydro |  |  |  | Excluded | 2014 | 2053 | 0 | Excluded | 6 | 1 | 6 | 1 | 1 | 2050-12-31 | 1 | #N/A | #N/A | No | 0 | 0 | Not Found | #N/A | #N/A | #N/A | Not Found | #N/A | #N/A | #N/A | 0 | 0 | 0 | 0 |  |  | No |  | No | No | No
| Salida_1_2 | Salida 1 and 2 | teppc | PSCO | PSCO | Public Service Company of Colorado | PSCO | Excluded | 1907-12-01 | 2050-12-01 | 1907 | 2050 | 1.4 | 100% | 1.4 | 1.4 | Hydro | Hydro_Standard | Hydro | Excluded_Hydro |  |  |  | Excluded | 1908 | 2050 | 0 | Excluded | 1.4 | 1 | 1.4 | 1 | 1 | 2050-12-01 | 1 | #N/A | #N/A | No | 0 | 0 | Not Found | #N/A | #N/A | #N/A | Not Found | #N/A | #N/A | #N/A | 0 | 0 | 0 | 0 |  |  | No |  | No | No | No
| SALIRV_2_UNIT |  | caiso | PGE_Valley | PGE_Valley | Pacific Gas and Electric Valley | PGE_Valley | CAISO | 1991-10-11 | 2050-12-31 | 1991 | 2050 | 26.43 | 67.77% | 26.43 | 39 | CT-NatGas-Industrial | Cogen_NG | Cogen | CAISO_CHP |  |  |  | CAISO_CHP | 1992 | 2050 | 0 | CAISO | 39 | 1 | 39 | 1 | 1 | 2050-12-31 | 1 | SALIRV_2_UNIT | FC | No | 24.726 | 24.726 | NQC List | 25.24 | 18.38 | NATURAL GAS | NQC List | 29.35 | 22.68 | NATURAL GAS | 29.35 | 22.68 | 25.24 | 18.38 |  |  | No |  | No | No | No
| Salmon_Falls | Salmon Falls Wind Park-SFWP | teppc | IPMV | IPMV | Idaho Magic Valley | IPCO | NW | 2011-01-03 | 2050-12-31 | 2011 | 2050 | 22 | 100% | 22 | 22 | WT-Onshore | wind_onshorewind | Wind | NW_Wind |  |  |  | NW_Wind_for_Other | 2011 | 2050 | 0 | NW | 22 | 1 | 22 | 1 | 1 | 2050-12-31 | 1 | #N/A | #N/A | No | #N/A | #N/A | Not Found | #N/A | #N/A | #N/A | Not Found | #N/A | #N/A | #N/A | #N/A | #N/A |  |  |  |  | No |  | No | No | No
| Salmon_Inlet1 | Salmon Inlet (Sechelt Creek SCG)-1_Salmon Inlet (Sechelt Creek SCG)-1_IPP-SCG | teppc | BCHA | BCHA | British Columbia Transmission Company | BCHA_AESO | Excluded | 1995-04-01 | 2040-03-01 | 1995 | 2039 | 8.3 | 100% | 8.3 | 8.3 | Hydro | Hydro_Standard | Hydro | Excluded_Hydro |  |  |  | Excluded | 1995 | 2039 | 0 | Excluded | 8.3 | 1 | 8.3 | 1 | 1 | 2040-03-01 | 1 | #N/A | #N/A | No | 0 | 0 | Not Found | #N/A | #N/A | #N/A | Not Found | #N/A | #N/A | #N/A | 0 | 0 | 0 | 0 |  |  | No |  | No | No | No
| Salmon_Inlet2 | Salmon Inlet (Sechelt Creek SCG)-2_Salmon Inlet (Sechelt Creek SCG)-2_IPP-SCG | teppc | BCHA | BCHA | British Columbia Transmission Company | BCHA_AESO | Excluded | 1995-04-01 | 2040-03-01 | 1995 | 2039 | 8.3 | 100% | 8.3 | 8.3 | Hydro | Hydro_Standard | Hydro | Excluded_Hydro |  |  |  | Excluded | 1995 | 2039 | 0 | Excluded | 8.3 | 1 | 8.3 | 1 | 1 | 2040-03-01 | 1 | #N/A | #N/A | No | 0 | 0 | Not Found | #N/A | #N/A | #N/A | Not Found | #N/A | #N/A | #N/A | 0 | 0 | 0 | 0 |  |  | No |  | No | No | No
| Salt_Wells_1_2 | ENEL Salt Wells LLC 101 and 201¦Saltwell Geothermal Plant | teppc | SPPC | SPPC | Nevada Power Company | NEVP | SW | 1911-11-01 | 2050-12-31 | 1911 | 2050 | 31 | 100% | 31 | 31 | Geo-BinaryCycle | Geothermal_steam | Geothermal | SW_Geothermal |  |  |  | SW_Geothermal_for_Other | 1912 | 2050 | 0 | SW | 31 | 1 | 31 | 1 | 1 | 2050-12-31 | 1 | #N/A | #N/A | No | 19.096 | 19.096 | Not Found | #N/A | #N/A | #N/A | Not Found | #N/A | #N/A | #N/A | 19.096 | 19.096 | 19.096 | 19.096 |  |  | No |  | No | No | No
ground truthing fix | Salton_Sea_4 | Salton Sea Unit 4 4100 | teppc | IID | IID | Imperial Irrigation District | SCE | CAISO | 2000-06-01 | 2050-12-31 | 2000 | 2050 | 42 | 100% | 42 | 42 | Geo-DoubleFlash | Geothermal_steam | Geothermal | CAISO_Geothermal |  |  |  | CAISO_Geothermal_for_CAISO | 2000 | 2050 | 0 | CAISO | 42 | 1 | 42 | 1 | 1 | 2050-12-31 | 1 | #N/A | #N/A | No | 25.872 | 25.872 | Not Found | #N/A | #N/A | #N/A | Not Found | #N/A | #N/A | #N/A | 25.872 | 25.872 | 25.872 | 25.872 |  |  | No |  | No | No | No
ground truthing fix | Salton_Sea_5 | Salton Sea Unit 5 TG51 | teppc | IID | IID | Imperial Irrigation District | IID | IID | 1989-05-01 | 2050-12-31 | 1989 | 2050 | 50 | 100% | 50 | 50 | Geo-DoubleFlash | Geothermal_steam | Geothermal | IID_Geothermal | CAISO | 50 |  | IID_Geothermal_for_Other | 1989 | 2050 | 0 | CAISO | 50 | 1 | 50 | 1 | 1 | 2050-12-31 | 1 | #N/A | #N/A | No | 30.8 | 30.8 | Not Found | #N/A | #N/A | #N/A | Not Found | #N/A | #N/A | #N/A | 30.8 | 30.8 | 30.8 | 30.8 |  |  | No |  | No | No | No
ground truthing fix | Salton_Sea_Unit_2_G1 | Salton Sea Unit 2 GEN1¦EARTH ENERGY #2¦SALTON SEA UNIT 2 - 10 mw | teppc | IID | IID | Imperial Irrigation District | BANC | BANC | 2010-04-15 | 2050-12-31 | 2010 | 2050 | 10 | 100% | 10 | 10 | Geo-DoubleFlash | Geothermal_steam | Geothermal | BANC_Geothermal |  |  |  | BANC_Geothermal_for_Other | 2010 | 2050 | 0 | BANC | 10 | 1 | 10 | 1 | 1 | 2050-12-31 | 1 | #N/A | #N/A | No | 6.16 | 6.16 | Not Found | #N/A | #N/A | #N/A | Not Found | #N/A | #N/A | #N/A | 6.16 | 6.16 | 6.16 | 6.16 |  |  | No |  | No | No | No
ground truthing fix | Salton_Sea_Unit_2_G2 | Salton Sea Unit 2 GEN2¦EARTH ENERGY #2¦SALTON SEA UNIT 2 - U1 5 MW | teppc | IID | IID | Imperial Irrigation District | BANC | BANC | 2010-04-15 | 2050-12-31 | 2010 | 2050 | 5 | 100% | 5 | 5 | Geo-DoubleFlash | Geothermal_steam | Geothermal | BANC_Geothermal |  |  |  | BANC_Geothermal_for_Other | 2010 | 2050 | 0 | BANC | 5 | 1 | 5 | 1 | 1 | 2050-12-31 | 1 | #N/A | #N/A | No | 3.08 | 3.08 | Not Found | #N/A | #N/A | #N/A | Not Found | #N/A | #N/A | #N/A | 3.08 | 3.08 | 3.08 | 3.08 |  |  | No |  | No | No | No
ground truthing fix | Salton_Sea_Unit_2_G3 | Salton Sea Unit 2 GEN3¦EARTH ENERGY #2¦SALTON SEA UNIT 2 - U2 5 MW | teppc | IID | IID | Imperial Irrigation District | BANC | BANC | 2010-04-15 | 2050-12-31 | 2010 | 2050 | 5 | 100% | 5 | 5 | Geo-DoubleFlash | Geothermal_steam | Geothermal | BANC_Geothermal |  |  |  | BANC_Geothermal_for_Other | 2010 | 2050 | 0 | BANC | 5 | 1 | 5 | 1 | 1 | 2050-12-31 | 1 | #N/A | #N/A | No | 3.08 | 3.08 | Not Found | #N/A | #N/A | #N/A | Not Found | #N/A | #N/A | #N/A | 3.08 | 3.08 | 3.08 | 3.08 |  |  | No |  | No | No | No
| SALTSP_7_UNITS | SALT SPRINGS HYDRO AGGREGATE | caiso | PGE_Valley | PGE_Valley | Pacific Gas and Electric Valley | PGE_Valley | CAISO | 1931-01-01 | 2050-12-31 | 1931 | 2050 | 46 | 100% | 46 | 46 | n/a | Hydro_Standard | Hydro | CAISO_Hydro |  |  |  | CAISO_Hydro | 1931 | 2050 | 0 | CAISO | 46 | 1 | 46 | 1 | 1 | 2050-12-31 | 1 | SALTSP_7_UNITS | FC | No | 38.9052 | 38.9052 | NQC List | 23.46 | 6.08 | WATER | NQC List | 46 | 46 | WATER | 46 | 46 | 23.46 | 6.08 |  |  | No |  | No | No | No
| SAMPSN_6_KELCO1 | KELCO QUALIFYING FACILITY | caiso | SDGE | SDGE | San Diego Gas and Electric | SDGE | CAISO | 2014-03-05 | 2050-12-31 | 2014 | 2050 | 3.84 | 15.36% | 3.84 | 25 | CT-NatGas-Industrial | Cogen_NG | Cogen | CAISO_CHP |  |  |  | CAISO_CHP | 2014 | 2050 | 0 | CAISO | 25 | 1 | 25 | 1 | 1 | 2050-12-31 | 1 | SAMPSN_6_KELCO1 | FC | No | 15.85 | 15.85 | NQC List | 0.9 | 1.9 | OTHER | NQC List | 0.85 | 1.74 | OTHER | 0.85 | 1.74 | 0.9 | 1.9 |  |  | No |  | No | No | No
| San_Emidio | San Emidio South Project Phase I-II SE-U1¦San Emidio-SE-U1¦USG Empire¦PUR_IPP_GO_G1 | teppc | SPPC | SPPC | Nevada Power Company | NEVP | SW | 2012-05-25 | 2050-12-31 | 2012 | 2050 | 13.7 | 100% | 13.7 | 13.7 | Geo-BinaryCycle | Geothermal_steam | Geothermal | SW_Geothermal |  |  |  | SW_Geothermal_for_Other | 2012 | 2050 | 0 | SW | 13.7 | 1 | 13.7 | 1 | 1 | 2050-12-31 | 1 | #N/A | #N/A | No | 8.4392 | 8.4392 | Not Found | #N/A | #N/A | #N/A | Not Found | #N/A | #N/A | #N/A | 8.4392 | 8.4392 | 8.4392 | 8.4392 |  |  | No |  | No | No | No
| San_Francisquito_1_1 | San Francisquito 1 1A | teppc | LDWP | LDWP | Los Angeles Department of Water and Power | LADWP | LDWP | 1983-12-01 | 2050-12-31 | 1983 | 2050 | 27 | 100% | 27 | 27 | Hydro | Hydro_Standard | Hydro | LDWP_Hydro |  |  |  | LDWP_Hydro | 1984 | 2050 | 0 | LDWP | 27 | 1 | 27 | 1 | 1 | 2050-12-31 | 1 | #N/A | #N/A | No | #N/A | #N/A | Not Found | #N/A | #N/A | #N/A | Not Found | #N/A | #N/A | #N/A | #N/A | #N/A |  |  |  |  | No |  | No | No | No
| San_Francisquito_1_3 | San Francisquito 1 3 | teppc | LDWP | LDWP | Los Angeles Department of Water and Power | LADWP | LDWP | 1917-04-01 | 2050-12-31 | 1917 | 2050 | 10 | 100% | 10 | 10 | Hydro | Hydro_Standard | Hydro | LDWP_Hydro |  |  |  | LDWP_Hydro | 1917 | 2050 | 0 | LDWP | 10 | 1 | 10 | 1 | 1 | 2050-12-31 | 1 | #N/A | #N/A | No | #N/A | #N/A | Not Found | #N/A | #N/A | #N/A | Not Found | #N/A | #N/A | #N/A | #N/A | #N/A |  |  |  |  | No |  | No | No | No
| San_Francisquito_1_4 | San Francisquito 1 4 | teppc | LDWP | LDWP | Los Angeles Department of Water and Power | LADWP | LDWP | 1923-05-01 | 2050-12-31 | 1923 | 2050 | 12 | 100% | 12 | 12 | Hydro | Hydro_Standard | Hydro | LDWP_Hydro |  |  |  | LDWP_Hydro | 1923 | 2050 | 0 | LDWP | 12 | 1 | 12 | 1 | 1 | 2050-12-31 | 1 | #N/A | #N/A | No | #N/A | #N/A | Not Found | #N/A | #N/A | #N/A | Not Found | #N/A | #N/A | #N/A | #N/A | #N/A |  |  |  |  | No |  | No | No | No
| San_Francisquito_1_6 | San Francisquito 1 6 | teppc | LDWP | LDWP | Los Angeles Department of Water and Power | LADWP | LDWP | 1987-04-01 | 2050-12-31 | 1987 | 2050 | 27 | 100% | 27 | 27 | Hydro | Hydro_Standard | Hydro | LDWP_Hydro |  |  |  | LDWP_Hydro | 1987 | 2050 | 0 | LDWP | 27 | 1 | 27 | 1 | 1 | 2050-12-31 | 1 | #N/A | #N/A | No | #N/A | #N/A | Not Found | #N/A | #N/A | #N/A | Not Found | #N/A | #N/A | #N/A | #N/A | #N/A |  |  |  |  | No |  | No | No | No
| San_Francisquito_2_1 | San Francisquito 2 1 | teppc | LDWP | LDWP | Los Angeles Department of Water and Power | LADWP | LDWP | 1920-07-01 | 2050-12-31 | 1920 | 2050 | 0 | 0% | 0 | 0 | Hydro | Hydro_Standard | Hydro | LDWP_Hydro |  |  |  | LDWP_Hydro | 1920 | 2050 | 0 | LDWP | 0 | 1 | 0 | 1 | 1 | 2050-12-31 | 1 | #N/A | #N/A | No | #N/A | #N/A | Not Found | #N/A | #N/A | #N/A | Not Found | #N/A | #N/A | #N/A | #N/A | #N/A |  |  |  |  | No |  | No | No | No
| San_Francisquito_2_2 | San Francisquito 2 2 | teppc | LDWP | LDWP | Los Angeles Department of Water and Power | LADWP | LDWP | 1920-08-01 | 2050-12-31 | 1920 | 2050 | 14 | 100% | 14 | 14 | Hydro | Hydro_Standard | Hydro | LDWP_Hydro |  |  |  | LDWP_Hydro | 1920 | 2050 | 0 | LDWP | 14 | 1 | 14 | 1 | 1 | 2050-12-31 | 1 | #N/A | #N/A | No | #N/A | #N/A | Not Found | #N/A | #N/A | #N/A | Not Found | #N/A | #N/A | #N/A | #N/A | #N/A |  |  |  |  | No |  | No | No | No
| San_Francisquito_2_3 | San Francisquito 2 3 | teppc | LDWP | LDWP | Los Angeles Department of Water and Power | LADWP | LDWP | 1932-09-01 | 2050-12-31 | 1932 | 2050 | 18 | 100% | 18 | 18 | Hydro | Hydro_Standard | Hydro | LDWP_Hydro |  |  |  | LDWP_Hydro | 1933 | 2050 | 0 | LDWP | 18 | 1 | 18 | 1 | 1 | 2050-12-31 | 1 | #N/A | #N/A | No | #N/A | #N/A | Not Found | #N/A | #N/A | #N/A | Not Found | #N/A | #N/A | #N/A | #N/A | #N/A |  |  |  |  | No |  | No | No | No
| San_Isabel_Solar | PSEG San Isabel Solar Energy Center 1 | teppc | PSCO | PSCO | Public Service Company of Colorado | PSCO | Excluded | 2016-12-01 | 2050-12-31 | 2016 | 2050 | 30.2 | 100% | 30.2 | 30.2 | SolarPV-Tracking | 1axPV_sun | Solar_1Axis | Excluded_Solar |  |  |  | Excluded | 2017 | 2050 | 0 | Excluded | 30.2 | 1 | 30.2 | 1 | 1 | 2050-12-31 | 1 | #N/A | #N/A | No | 0 | 0 | Not Found | #N/A | #N/A | #N/A | Not Found | #N/A | #N/A | #N/A | 0 | 0 | 0 | 0 |  |  | No |  | No | No | No
| San_Juan_1 | San Juan 1 | teppc | PNM | PNM | Public Service Company of New Mexico | PNM_EPE | SW | 1976-12-01 | 2050-12-31 | 1976 | 2050 | 340 | 100% | 340 | 340 | ST-Coal | Steam_Coal | Coal | SW_Coal |  |  |  | SW_Coal | 1977 | 2050 | 0 | SW | 340 | 1 | 340 | 1 | 1 | 2050-12-31 | 1 | #N/A | #N/A | No | 340 | 340 | Not Found | #N/A | #N/A | #N/A | Not Found | #N/A | #N/A | #N/A | 340 | 340 | 340 | 340 |  |  | No |  | No | No | No
| San_Juan_4 | San Juan 4 | teppc | PNM | PNM | Public Service Company of New Mexico | PNM_EPE | SW | 1982-04-01 | 2050-12-31 | 1982 | 2050 | 507 | 100% | 507 | 507 | ST-Coal | Steam_Coal | Coal | SW_Coal |  |  |  | SW_Coal | 1982 | 2050 | 0 | SW | 507 | 1 | 507 | 1 | 1 | 2050-12-31 | 1 | #N/A | #N/A | No | 507 | 507 | Not Found | #N/A | #N/A | #N/A | Not Found | #N/A | #N/A | #N/A | 507 | 507 | 507 | 507 |  |  | No |  | No | No | No
| San_Juan_GT1 | San Juan Gas Plant 1 | teppc | PNM | PNM | Public Service Company of New Mexico | PNM_EPE | SW | 2018-01-01 | 2050-12-31 | 2018 | 2050 | 46 | 100% | 46 | 46 | CT-NatGas-Aero | CT_NG | CT | SW_Peaker |  |  |  | SW_Peaker | 2018 | 2050 | 0 | SW | 46 | 1 | 46 | 1 | 1 | 2050-12-31 | 1 | #N/A | #N/A | No | 46 | 46 | Not Found | #N/A | #N/A | #N/A | Not Found | #N/A | #N/A | #N/A | 46 | 46 | 46 | 46 |  |  | No |  | No | No | No
| San_Juan_GT2 | San Juan Gas Plant 2 | teppc | PNM | PNM | Public Service Company of New Mexico | PNM_EPE | SW | 2018-01-01 | 2050-12-31 | 2018 | 2050 | 46 | 100% | 46 | 46 | CT-NatGas-Aero | CT_NG | CT | SW_Peaker |  |  |  | SW_Peaker | 2018 | 2050 | 0 | SW | 46 | 1 | 46 | 1 | 1 | 2050-12-31 | 1 | #N/A | #N/A | No | 46 | 46 | Not Found | #N/A | #N/A | #N/A | Not Found | #N/A | #N/A | #N/A | 46 | 46 | 46 | 46 |  |  | No |  | No | No | No
| SANLOB_1_OSFBM1 | San Luis Obispo AD | rps | PGE_Valley | PGE_Valley | Pacific Gas and Electric Valley | PGE_Valley | CAISO | 2019-01-31 | 2050-12-31 | 2019 | 2050 | 0 | 0% |  | 0.853 | Biogasnan | ST_Biomass | Biogas_LandfillGas | CAISO_Biomass |  |  |  | CAISO_Biomass_for_CAISO | 2019 | 2050 | 0 | CAISO | 0.853 | 1 | 0.853 | 1 | 1 | 2050-12-31 | 1 | SANLOB_1_OSFBM1 | EO | Yes | 0.59539 | 0.59539 | NQC List | 0 | 0 | BIOGAS | NQC List | 0 | 0 | #N/A | 0 | 0 | 0 | 0 |  |  | No |  | No | No | No
| San_Luis_Valley_PV | San Luis Valley Solar Ranch Project 1 | teppc | PSCO | PSCO | Public Service Company of Colorado | PSCO | Excluded | 2012-03-31 | 2050-12-31 | 2012 | 2050 | 30 | 100% | 30 | 30 | SolarPV-NonTracking | FixedPV_sun | Solar_Fixed | Excluded_Solar |  |  |  | Excluded | 2012 | 2050 | 0 | Excluded | 30 | 1 | 30 | 1 | 1 | 2050-12-31 | 1 | #N/A | #N/A | No | 0 | 0 | Not Found | #N/A | #N/A | #N/A | Not Found | #N/A | #N/A | #N/A | 0 | 0 | 0 | 0 |  |  | No |  | No | No | No
| Sand_Ridge |  | teppc | PNM | PNM | Public Service Company of New Mexico | PNM_EPE | SW | 2016-12-01 | 2025-12-31 | 2016 | 2025 | 9 | 100% | 9 | 9 | WT-Onshore | wind_onshorewind | Wind | SW_Wind |  |  |  | SW_Wind_for_Other | 2017 | 2025 | 0 | SW | 9 | 1 | 9 | 1 | 1 | 2025-12-31 | 1 | #N/A | #N/A | No | #N/A | #N/A | Not Found | #N/A | #N/A | #N/A | Not Found | #N/A | #N/A | #N/A | #N/A | #N/A |  |  |  |  | No |  | No | No | No
| SANDLT_2_SUNITS | Mojave Solar | caiso | SCE | SCE | Southern California Edison | SCE | CAISO | 2014-12-04 | 2050-12-31 | 2015 | 2050 | 275 | 100% | 275 | 275 | n/a | SolarThermal_sun | Solar_Thermal | CAISO_Solar |  |  |  | CAISO_Solar_for_CAISO | 2015 | 2050 | 0 | CAISO | 275 | 1 | 275 | 1 | 1 | 2050-12-31 | 1 | SANDLT_2_SUNITS | FC | No | 74.25 | 38.5 | NQC List | 74.25 | 38.5 | SUN | NQC List | 74.25 | 38.5 | SUN | 74.25 | 38.5 | 74.25 | 38.5 |  |  | No |  | No | No | No
| Sandoval_County_PV | PNM Sandoval County Solar Energy Center SSEC1 | teppc | PNM | PNM | Public Service Company of New Mexico | PNM_EPE | SW | 2014-12-30 | 2050-12-31 | 2015 | 2050 | 6.1 | 100% | 6.1 | 6.1 | SolarPV-Tracking | 1axPV_sun | Solar_1Axis | SW_Solar |  |  |  | SW_Solar_for_Other | 2015 | 2050 | 0 | SW | 6.1 | 1 | 6.1 | 1 | 1 | 2050-12-31 | 1 | #N/A | #N/A | No | #N/A | #N/A | Not Found | #N/A | #N/A | #N/A | Not Found | #N/A | #N/A | #N/A | #N/A | #N/A |  |  |  |  | No |  | No | No | No
| Sandstone_Solar | Sandstone Solar Project SNDST | teppc | SRP | SRP | Salt River Project | SRP | SW | 2016-02-11 | 2050-12-31 | 2016 | 2050 | 45 | 100% | 45 | 45 | SolarPV-Tracking | 1axPV_sun | Solar_1Axis | SW_Solar |  |  |  | SW_Solar_for_Other | 2016 | 2050 | 0 | SW | 45 | 1 | 45 | 1 | 1 | 2050-12-31 | 1 | #N/A | #N/A | No | #N/A | #N/A | Not Found | #N/A | #N/A | #N/A | Not Found | #N/A | #N/A | #N/A | #N/A | #N/A |  |  |  |  | No |  | No | No | No
| SANITR_6_UNITS | LACSD CARSON WATER POLLUTION AGGREGATE | caiso | SCE | SCE | Southern California Edison | SCE | CAISO | 2001-12-01 | 2050-12-31 | 2001 | 2050 | 0.69 | 8.625% | 0.69 | 8 | n/a | RECIPROCATING ENGINE_BIOGAS | Biogas_LandfillGas | CAISO_Biomass |  |  |  | CAISO_Biomass_for_CAISO | 2002 | 2050 | 0 | CAISO | 8 | 1 | 8 | 1 | 1 | 2050-12-31 | 1 | SANITR_6_UNITS | FC | No | 5.584 | 5.584 | NQC List | 0.79 | 0.61 | NATURAL GAS | NQC List | 0.84 | 0.8 | NATURAL GAS | 0.84 | 0.8 | 0.79 | 0.61 |  |  | No |  | No | No | No
| SANLOB_1_LNDFIL | Cold Canyon | caiso | PGE_Valley | PGE_Valley | Pacific Gas and Electric Valley | PGE_Valley | CAISO | 2013-07-18 | 2050-12-31 | 2013 | 2050 | 0 | 0% |  | 1.5 | n/a | Biogas_ | Biogas_LandfillGas | CAISO_Biomass |  |  |  | CAISO_Biomass_for_CAISO | 2013 | 2050 | 0 | CAISO | 1.5 | 1 | 1.5 | 1 | 1 | 2050-12-31 | 1 | SANLOB_1_LNDFIL | EO | Yes | 1.047 | 1.047 | NQC List | 0 | 0 | BIOGAS | NQC List | 0 | 0 | BIOGAS | 0 | 0 | 0 | 0 |  |  | No |  | No | No | No
| Santa_Barbara_County_Public_Works_Department | Santa Barbara County Public Works Department | rps | PGE_Valley | SCE | Southern California Edison | SCE | CAISO | 2019-11-29 | 2050-12-31 | 2019 | 2050 | 0 | 0% |  | 2.274 | Biogasnan | ST_Biomass | Biogas_LandfillGas | CAISO_Biomass |  |  |  | CAISO_Biomass_for_CAISO | 2020 | 2050 | 0 | CAISO | 2.274 | 1 | 2.274 | 1 | 1 | 2050-12-31 | 1 | Santa Barbara County Public Works Department | #N/A | No | 1.5873 | 1.5873 | Not Found | #N/A | #N/A | #N/A | Not Found | #N/A | #N/A | #N/A | 1.5873 | 1.5873 | 1.5873 | 1.5873 |  |  | No |  | No | Yes | Yes
| Santa_Fe_Solar | Santa Fe Solar Energy Center 1 | teppc | PNM | PNM | Public Service Company of New Mexico | PNM_EPE | SW | 2015-12-14 | 2050-12-31 | 2016 | 2050 | 7.6 | 100% | 7.6 | 7.6 | SolarPV-Tracking | 1axPV_sun | Solar_1Axis | SW_Solar |  |  |  | SW_Solar_for_Other | 2016 | 2050 | 0 | SW | 7.6 | 1 | 7.6 | 1 | 1 | 2050-12-31 | 1 | #N/A | #N/A | No | #N/A | #N/A | Not Found | #N/A | #N/A | #N/A | Not Found | #N/A | #N/A | #N/A | #N/A | #N/A |  |  |  |  | No |  | No | No | No
| Santan_1 | Santan ST1 | teppc | SRP | SRP | Salt River Project | SRP | SW | 1974-10-01 | 2050-12-31 | 1974 | 2050 | 94 | 100% | 94 | 94 | CCWhole-NatGas-SingleShaft | CC_NG | CC | SW_CCGT |  |  |  | SW_CCGT | 1975 | 2050 | 0 | SW | 94 | 1 | 94 | 1 | 1 | 2050-12-31 | 1 | #N/A | #N/A | No | 94 | 94 | Not Found | #N/A | #N/A | #N/A | Not Found | #N/A | #N/A | #N/A | 94 | 94 | 94 | 94 |  |  | No |  | No | No | No
| Santan_2 | Santan ST2 | teppc | SRP | SRP | Salt River Project | SRP | SW | 1974-12-01 | 2050-12-31 | 1974 | 2050 | 94 | 100% | 94 | 94 | CCWhole-NatGas-SingleShaft | CC_NG | CC | SW_CCGT |  |  |  | SW_CCGT | 1975 | 2050 | 0 | SW | 94 | 1 | 94 | 1 | 1 | 2050-12-31 | 1 | #N/A | #N/A | No | 94 | 94 | Not Found | #N/A | #N/A | #N/A | Not Found | #N/A | #N/A | #N/A | 94 | 94 | 94 | 94 |  |  | No |  | No | No | No
| Santan_3 | Santan ST3 | teppc | SRP | SRP | Salt River Project | SRP | SW | 1974-10-01 | 2050-12-31 | 1974 | 2050 | 94 | 100% | 94 | 94 | CCWhole-NatGas-SingleShaft | CC_NG | CC | SW_CCGT |  |  |  | SW_CCGT | 1975 | 2050 | 0 | SW | 94 | 1 | 94 | 1 | 1 | 2050-12-31 | 1 | #N/A | #N/A | No | 94 | 94 | Not Found | #N/A | #N/A | #N/A | Not Found | #N/A | #N/A | #N/A | 94 | 94 | 94 | 94 |  |  | No |  | No | No | No
| Santan_4 | Santan ST4 | teppc | SRP | SRP | Salt River Project | SRP | SW | 1975-05-01 | 2050-12-31 | 1975 | 2050 | 94 | 100% | 94 | 94 | CCWhole-NatGas-SingleShaft | CC_NG | CC | SW_CCGT |  |  |  | SW_CCGT | 1975 | 2050 | 0 | SW | 94 | 1 | 94 | 1 | 1 | 2050-12-31 | 1 | #N/A | #N/A | No | 94 | 94 | Not Found | #N/A | #N/A | #N/A | Not Found | #N/A | #N/A | #N/A | 94 | 94 | 94 | 94 |  |  | No |  | No | No | No
| Santan_5_CC | Santan5CC (Total CC Plant) | teppc | SRP | SRP | Salt River Project | SRP | SW | 2005-04-01 | 2050-12-31 | 2005 | 2050 | 589.5 | 100% | 589.5 | 589.5 | CCWhole-NatGas-Industrial | CC_NG | CC | SW_CCGT |  |  |  | SW_CCGT | 2005 | 2050 | 0 | SW | 589.5 | 1 | 589.5 | 1 | 1 | 2050-12-31 | 1 | #N/A | #N/A | No | 589.5 | 589.5 | Not Found | #N/A | #N/A | #N/A | Not Found | #N/A | #N/A | #N/A | 589.5 | 589.5 | 589.5 | 589.5 |  |  | No |  | No | No | No
| Santan_6_CC | Santan6CC (Total CC Plant) | teppc | SRP | SRP | Salt River Project | SRP | SW | 2006-03-01 | 2050-12-31 | 2006 | 2050 | 281 | 100% | 281 | 281 | CCWhole-NatGas-Industrial | CC_NG | CC | SW_CCGT |  |  |  | SW_CCGT | 2006 | 2050 | 0 | SW | 281 | 1 | 281 | 1 | 1 | 2050-12-31 | 1 | #N/A | #N/A | No | 281 | 281 | Not Found | #N/A | #N/A | #N/A | Not Found | #N/A | #N/A | #N/A | 281 | 281 | 281 | 281 |  |  | No |  | No | No | No
| SANTFG_7_UNITS | GEYSERS CALISTOGA AGGREGATE | caiso | PGE_Bay | PGE_Bay | Pacific Gas and Electric Bay | PGE_Bay | CAISO | 1984-03-14 | 2050-12-31 | 1984 | 2050 | 63 | 68.4% | 63 | 92.1 | n/a | Geothermal_steam | Geothermal | CAISO_Geothermal |  |  |  | CAISO_Geothermal_for_CAISO | 1984 | 2050 | 0 | CAISO | 92.1 | 1 | 92.1 | 1 | 1 | 2050-12-31 | 1 | SANTFG_7_UNITS | FC | No | 56.7336 | 56.7336 | NQC List | 63 | 63 | GEOTHERMAL | NQC List | 63 | 63 | GEOTHERMAL | 63 | 63 | 63 | 63 |  |  | No |  | No | No | No
| SANTGO_2_LNDFL1 | Bowerman Power | caiso | SCE | SCE | Southern California Edison | SCE | CAISO | 2016-04-27 | 2050-12-31 | 2016 | 2050 | 19.23 | 98.11% | 19.23 | 19.6 | n/a | Biogas_ | Biogas_LandfillGas | CAISO_Biomass |  |  |  | CAISO_Biomass_for_CAISO | 2016 | 2050 | 0 | CAISO | 19.6 | 1 | 19.6 | 1 | 1 | 2050-12-31 | 1 | SANTGO_2_LNDFL1 | FC | No | 13.6808 | 13.6808 | NQC List | 18.73 | 18.8 | BIOGAS | NQC List | 18.65 | 19.19 | BIOGAS | 18.65 | 19.19 | 18.73 | 18.8 |  |  | No |  | No | No | No
| SANTGO_2_MABBT1 | Millikan Avenue BESS | caiso | SCE | SCE | Southern California Edison | SCE | CAISO | 2017-01-14 | 2050-12-31 | 2017 | 2050 | 2 | 100% | 2 | 2 | OTHER_LESR | Battery_ | Battery Storage | CAISO_Li_Battery |  |  |  | CAISO_Li_Battery | 2017 | 2050 | 0 | CAISO | 2 | 1 | 2 | 1 | 1 | 2050-12-31 | 1 | SANTGO_2_MABBT1 | FC | No | 2 | 2 | NQC List | 2 | 2 | LESR | NQC List | 2 | 2 | LESR | 2 | 2 | 2 | 2 |  |  | No |  | No | No | No
| Santolina_Solar | Santolina Solar | teppc | PNM | PNM | Public Service Company of New Mexico | PNM_EPE | SW | 2015-12-03 | 2050-12-31 | 2016 | 2050 | 7.6 | 100% | 7.6 | 7.6 | SolarPV-Tracking | 1axPV_sun | Solar_1Axis | SW_Solar |  |  |  | SW_Solar_for_Other | 2016 | 2050 | 0 | SW | 7.6 | 1 | 7.6 | 1 | 1 | 2050-12-31 | 1 | #N/A | #N/A | No | #N/A | #N/A | Not Found | #N/A | #N/A | #N/A | Not Found | #N/A | #N/A | #N/A | #N/A | #N/A |  |  |  |  | No |  | No | No | No
| SANWD_1_QF |  | caiso | SCE | SCE | Southern California Edison | SCE | CAISO | 1983-03-01 | 2050-12-31 | 1983 | 2050 | 31 | 100% | 31 | 31 | n/a | wind_onshorewind | Wind | CAISO_Wind |  |  |  | CAISO_Wind_for_CAISO | 1983 | 2050 | 0 | CAISO | 31 | 1 | 31 | 1 | 1 | 2050-12-31 | 1 | SANWD_1_QF | FC | No | 6.51 | 4.65 | NQC List | 6.51 | 4.65 | WIND | NQC List | 6.51 | 4.65 | WIND | 6.51 | 4.65 | 6.51 | 4.65 |  |  | No |  | No | No | No
| SAUGUS_2_TOLAND | Toland Landfill gas to Energy Project | caiso | SCE | SCE | Southern California Edison | SCE | CAISO | 2009-08-25 | 2019-08-31 | 2009 | 2018 | 0 | 0% |  | 1.57 | n/a | CT_Biomass | Biogas_LandfillGas | CAISO_Biomass |  |  |  | CAISO_Biomass_for_CAISO | 2010 | 2018 | 0 | CAISO | 1.57 | 1 | 1.57 | 1 | 1 | 2019-08-31 | 1 | SAUGUS_2_TOLAND | #N/A | No | 1.0959 | 1.0959 | Not Found | #N/A | #N/A | #N/A | Not Found | #N/A | #N/A | #N/A | 1.0959 | 1.0959 | 1.0959 | 1.0959 |  |  | No |  | No | No | No
| SAUGUS_6_CREST |  | caiso | SCE | SCE | Southern California Edison | SCE | CAISO | 1984-01-01 | 2050-12-31 | 1984 | 2050 | 1 | 100% | 1 | 1 | Hydro_Standard | Hydro_Standard | Hydro | CAISO_Hydro |  |  |  | CAISO_Hydro | 1984 | 2050 | 0 | CAISO | 1 | 1 | 1 | 1 | 1 | 2050-12-31 | 1 | SAUGUS_6_CREST | EO | Yes | 0.84576 | 0.84576 | NQC List | 0 | 0 | WATER | NQC List | 0 | 0 | #N/A | 0 | 0 | 0 | 0 |  |  | No |  | No | No | No
| SAUGUS_6_MWDFTH | Foothill Hydroelectric Recovery Plant | caiso | SCE | SCE | Southern California Edison | SCE | CAISO | 1981-01-01 | 2050-12-31 | 1981 | 2050 | 9.1 | 100% | 9.1 | 9.1 | n/a | Hydro_Standard | Hydro | CAISO_Hydro |  |  |  | CAISO_Hydro | 1981 | 2050 | 0 | CAISO | 9.1 | 1 | 9.1 | 1 | 1 | 2050-12-31 | 1 | SAUGUS_6_MWDFTH | FC | No | 7.6965 | 7.6965 | NQC List | 4.76 | 5.36 | WATER | NQC List | 5.4 | 5.3 | WATER | 5.4 | 5.3 | 4.76 | 5.36 |  |  | No |  | No | No | No
| SAUGUS_6_PTCHGN |  | caiso | SCE | SCE | Southern California Edison | SCE | CAISO | 1988-07-14 | 2018-03-02 | 1988 | 2017 | 21.34 | 102.7% | 21.34 | 20.78 | CT-NatGas-Aero | Cogen_NG | Cogen | CAISO_CHP |  |  |  | CAISO_CHP | 1988 | 2017 | 0 | CAISO | 20.78 | 1 | 20.78 | 1 | 1 | 2018-03-02 | 1 | SAUGUS_6_PTCHGN | #N/A | No | 13.1745 | 13.1745 | Not Found | #N/A | #N/A | #N/A | Not Found | #N/A | #N/A | #N/A | 13.1745 | 13.1745 | 13.1745 | 13.1745 |  |  | No |  | No | No | No
| SAUGUS_6_QF | SAUGUS QFS | caiso | SCE | SCE | Southern California Edison | SCE | CAISO | 1987-01-01 | 2050-12-31 | 1987 | 2050 | 2.19 | 100% | 2.19 | 2.19 | n/a | Cogen_NG | Cogen | CAISO_Small_Hydro |  |  |  | CAISO_Small_Hydro_for_CAISO | 1987 | 2050 | 0 | CAISO | 2.19 | 1 | 2.19 | 1 | 1 | 2050-12-31 | 1 | SAUGUS_6_QF | FC | No | 1.095 | 1.095 | NQC List | 0.45 | 0.65 | OTHER | NQC List | 0.7 | 0.62 | OTHER | 0.7 | 0.62 | 0.45 | 0.65 |  |  | No |  | No | No | No
| SAUGUS_7_CHIQCN | Chiquita Canyon Landfill Fac | caiso | SCE | SCE | Southern California Edison | SCE | CAISO | 2010-11-23 | 2050-12-31 | 2010 | 2050 | 5.87 | 73.38% | 5.87 | 8 | n/a | CT_Biomass | Biogas_LandfillGas | CAISO_Biomass |  |  |  | CAISO_Biomass_for_CAISO | 2011 | 2050 | 0 | CAISO | 8 | 1 | 8 | 1 | 1 | 2050-12-31 | 1 | SAUGUS_7_CHIQCN | FC | No | 5.584 | 5.584 | NQC List | 5.22 | 4.97 | BIOGAS | NQC List | 4.91 | 4.88 | BIOGAS | 4.91 | 4.88 | 5.22 | 4.97 |  |  | No |  | No | No | No
| SAUGUS_7_LOPEZ | MM Lopez Energy | caiso | SCE | SCE | Southern California Edison | SCE | CAISO | 1999-01-05 | 2050-12-31 | 1999 | 2050 | 5.47 | 89.67% | 5.47 | 6.1 | n/a | Biogas_ | Biogas_LandfillGas | CAISO_Biomass | LDWP | 6.1 |  | CAISO_Biomass_for_Other | 1999 | 2050 | 0 | LDWP | 6.1 | 1 | 6.1 | 1 | 1 | 2050-12-31 | 1 | SAUGUS_7_LOPEZ | FC | No | 4.2578 | 4.2578 | NQC List | 5.34 | 5.47 | BIOGAS | NQC List | 5.34 | 5.47 | BIOGAS | 5.34 | 5.47 | 5.34 | 5.47 |  |  | No |  | No | No | No
| Savona_ERG_1 | Savona ERG-1_Savona ERG-1_IPP-SVN | teppc | BCHA | BCHA | British Columbia Transmission Company | BCHA_AESO | Excluded | 2008-08-12 | 2028-08-12 | 2008 | 2027 | 5.89 | 100% | 5.89 | 5.89 | ST-Other | ST_Unknown | Steam | Excluded_ST |  |  |  | Excluded | 2009 | 2027 | 0 | Excluded | 5.89 | 1 | 5.89 | 1 | 1 | 2028-08-12 | 1 | #N/A | #N/A | No | 0 | 0 | Not Found | #N/A | #N/A | #N/A | Not Found | #N/A | #N/A | #N/A | 0 | 0 | 0 | 0 |  |  | No |  | No | No | No
| SawtoothWind | Sawtooth Wind Project-ST | teppc | IPFE | IPFE | Idaho Far East | IPCO | NW | 2011-11-01 | 2050-12-31 | 2011 | 2050 | 22 | 100% | 22 | 22 | WT-Onshore | wind_onshorewind | Wind | NW_Wind |  |  |  | NW_Wind_for_Other | 2012 | 2050 | 0 | NW | 22 | 1 | 22 | 1 | 1 | 2050-12-31 | 1 | #N/A | #N/A | No | #N/A | #N/A | Not Found | #N/A | #N/A | #N/A | Not Found | #N/A | #N/A | #N/A | #N/A | #N/A |  |  |  |  | No |  | No | No | No
| SBERDO_2_PSP3 | SBERDO_7_CT3A | caiso | SCE | SCE | Southern California Edison | SCE | CAISO | 2005-12-10 | 2050-12-31 | 2006 | 2050 | 536 | 96.58% | 536 | 555 | CCWhole-NatGas-Industrial | CC_NG | CC | CAISO_CCGT1 |  |  |  | CAISO_CCGT1 | 2006 | 2050 | 0 | CAISO | 555 | 1 | 555 | 1 | 1 | 2050-12-31 | 1 | SBERDO_2_PSP3 | FC | No | 521.4053 | 521.4053 | NQC List | 555 | 555 | NATURAL GAS | NQC List | 555 | 555 | NATURAL GAS | 555 | 555 | 555 | 555 |  |  | No |  | No | No | No
| SBERDO_2_PSP4 | SBERDO_7_CT4B | caiso | SCE | SCE | Southern California Edison | SCE | CAISO | 2006-01-19 | 2050-12-31 | 2006 | 2050 | 536 | 96.58% | 536 | 555 | CCWhole-NatGas-Industrial | CC_NG | CC | CAISO_CCGT1 |  |  |  | CAISO_CCGT1 | 2006 | 2050 | 0 | CAISO | 555 | 1 | 555 | 1 | 1 | 2050-12-31 | 1 | SBERDO_2_PSP4 | FC | No | 521.4053 | 521.4053 | NQC List | 555 | 555 | NATURAL GAS | NQC List | 555 | 555 | NATURAL GAS | 555 | 555 | 555 | 555 |  |  | No |  | No | No | No
| SBERDO_2_REDLND | Redlands RT Solar | caiso | SCE | SCE | Southern California Edison | SCE | CAISO | 2011-03-23 | 2050-12-31 | 2011 | 2050 | 2 | 100% | 2 | 2 | n/a | PVgeneric_sun | Solar_Fixed | CAISO_Solar |  |  |  | CAISO_Solar_for_CAISO | 2011 | 2050 | 0 | CAISO | 2 | 1 | 2 | 1 | 1 | 2050-12-31 | 1 | SBERDO_2_REDLND | FC | No | 0.54 | 0.28 | NQC List | 0.54 | 0.28 | SUN | NQC List | 0.54 | 0.28 | SUN | 0.54 | 0.28 | 0.54 | 0.28 |  |  | No |  | No | No | No
| SBERDO_2_RTS005 | SPVP005 Redlands RT Solar | caiso | SCE | SCE | Southern California Edison | SCE | CAISO | 2012-11-24 | 2050-12-31 | 2012 | 2050 | 2.5 | 100% | 2.5 | 2.5 | n/a | PVgeneric_sun | Solar_Fixed | CAISO_Solar |  |  |  | CAISO_Solar_for_CAISO | 2013 | 2050 | 0 | CAISO | 2.5 | 1 | 2.5 | 1 | 1 | 2050-12-31 | 1 | SBERDO_2_RTS005 | FC | No | 0.675 | 0.35 | NQC List | 0.68 | 0.35 | SUN | NQC List | 0.68 | 0.35 | SUN | 0.68 | 0.35 | 0.68 | 0.35 |  |  | No |  | No | No | No
| SBERDO_2_RTS007 | SPVP007 Redlands RT Solar | caiso | SCE | SCE | Southern California Edison | SCE | CAISO | 2012-11-24 | 2050-12-31 | 2012 | 2050 | 2.5 | 100% | 2.5 | 2.5 | n/a | PVgeneric_sun | Solar_Fixed | CAISO_Solar |  |  |  | CAISO_Solar_for_CAISO | 2013 | 2050 | 0 | CAISO | 2.5 | 1 | 2.5 | 1 | 1 | 2050-12-31 | 1 | SBERDO_2_RTS007 | FC | No | 0.675 | 0.35 | NQC List | 0.68 | 0.35 | SUN | NQC List | 0.68 | 0.35 | SUN | 0.68 | 0.35 | 0.68 | 0.35 |  |  | No |  | No | No | No
| SBERDO_2_RTS011 | SPVP011 | caiso | SCE | SCE | Southern California Edison | SCE | CAISO | 2013-06-17 | 2050-12-31 | 2013 | 2050 | 3.5 | 100% | 3.5 | 3.5 | n/a | PVgeneric_sun | Solar_Fixed | CAISO_Solar |  |  |  | CAISO_Solar_for_CAISO | 2013 | 2050 | 0 | CAISO | 3.5 | 1 | 3.5 | 1 | 1 | 2050-12-31 | 1 | SBERDO_2_RTS011 | FC | No | 0.945 | 0.49 | NQC List | 0.95 | 0.49 | SUN | NQC List | 0.95 | 0.49 | SUN | 0.95 | 0.49 | 0.95 | 0.49 |  |  | No |  | No | No | No
| SBERDO_2_RTS013 | SPVP013 | caiso | SCE | SCE | Southern California Edison | SCE | CAISO | 2013-06-11 | 2050-12-31 | 2013 | 2050 | 3.5 | 100% | 3.5 | 3.5 | n/a | PVgeneric_sun | Solar_Fixed | CAISO_Solar |  |  |  | CAISO_Solar_for_CAISO | 2013 | 2050 | 0 | CAISO | 3.5 | 1 | 3.5 | 1 | 1 | 2050-12-31 | 1 | SBERDO_2_RTS013 | FC | No | 0.945 | 0.49 | NQC List | 0.95 | 0.49 | SUN | NQC List | 0.95 | 0.49 | SUN | 0.95 | 0.49 | 0.95 | 0.49 |  |  | No |  | No | No | No
| SBERDO_2_RTS016 | SPVP016 Redlands RT Solar | caiso | SCE | SCE | Southern California Edison | SCE | CAISO | 2011-08-02 | 2050-12-31 | 2011 | 2050 | 1.5 | 100% | 1.5 | 1.5 | n/a | PVgeneric_sun | Solar_Fixed | CAISO_Solar |  |  |  | CAISO_Solar_for_CAISO | 2012 | 2050 | 0 | CAISO | 1.5 | 1 | 1.5 | 1 | 1 | 2050-12-31 | 1 | SBERDO_2_RTS016 | FC | No | 0.405 | 0.21 | NQC List | 0.41 | 0.21 | SUN | NQC List | 0.41 | 0.21 | SUN | 0.41 | 0.21 | 0.41 | 0.21 |  |  | No |  | No | No | No
| SBERDO_2_RTS048 | SPVP048 | caiso | SCE | SCE | Southern California Edison | SCE | CAISO | 2013-09-01 | 2050-12-31 | 2013 | 2050 | 5 | 100% | 5 | 5 | n/a | PVgeneric_sun | Solar_Fixed | CAISO_Solar |  |  |  | CAISO_Solar_for_CAISO | 2014 | 2050 | 0 | CAISO | 5 | 1 | 5 | 1 | 1 | 2050-12-31 | 1 | SBERDO_2_RTS048 | EO | Yes | 1.35 | 0.7 | NQC List | 0 | 0 | SUN | NQC List | 0 | 0 | SUN | 0 | 0 | 0 | 0 |  |  | No |  | No | No | No
| SBERDO_2_SNTANA | SANTA ANA PSP | caiso | SCE | SCE | Southern California Edison | SCE | CAISO | 0 | 2050-12-31 | 1900 | 2050 | 6.95 | 100% | 6.95 | 6.95 | n/a | Hydro_Standard | Hydro | CAISO_Small_Hydro |  |  |  | CAISO_Small_Hydro_for_CAISO | 1900 | 2050 | 0 | CAISO | 6.95 | 1 | 6.95 | 1 | 1 | 2050-12-31 | 1 | SBERDO_2_SNTANA | FC | No | 3.475 | 3.475 | NQC List | 0.58 | 0.54 | WATER | NQC List | 0.3 | 0.3 | WATER | 0.3 | 0.3 | 0.58 | 0.54 |  |  | No |  | No | No | No
| SBERDO_6_MILLCK | MILL CREEK PSP | caiso | SCE | SCE | Southern California Edison | SCE | CAISO | 1935-01-17 | 2050-12-31 | 1935 | 2050 | 3.93 | 100% | 3.93 | 3.93 | n/a | Hydro_Standard | Hydro | CAISO_Small_Hydro |  |  |  | CAISO_Small_Hydro_for_CAISO | 1935 | 2050 | 0 | CAISO | 3.93 | 1 | 3.93 | 1 | 1 | 2050-12-31 | 1 | SBERDO_6_MILLCK | FC | No | 1.965 | 1.965 | NQC List | 1.77 | 1.67 | WATER | NQC List | 1.09 | 1.06 | WATER | 1.09 | 1.06 | 1.77 | 1.67 |  |  | No |  | No | No | No
| SCACogen2_CC | Proctor & Gamble Cogen (Total CC Plant) | teppc | BANC | BANC | Balancing Authority of Northern California | SMUD | BANC | 1997-03-01 | 2030-04-15 | 1997 | 2029 | 65.6 | 100% | 65.6 | 65.6 | CCWhole-NatGas-Aero | CC_NG | CC | BANC_CCGT |  |  |  | BANC_CCGT | 1997 | 2029 | 0 | BANC | 65.6 | 1 | 65.6 | 1 | 1 | 2030-04-15 | 1 | #N/A | #N/A | No | 65.6 | 65.6 | Not Found | #N/A | #N/A | #N/A | Not Found | #N/A | #N/A | #N/A | 65.6 | 65.6 | 65.6 | 65.6 |  |  | No |  | No | No | No
| SCACogen2GT | Procter & Gamble CT CT1C | teppc | BANC | BANC | Balancing Authority of Northern California | SMUD | BANC | 1997-03-01 | 2050-12-31 | 1997 | 2050 | 49 | 100% | 49 | 49 | CT-NatGas-Industrial | CT_NG | CT | BANC_Peaker |  |  |  | BANC_Peaker | 1997 | 2050 | 0 | BANC | 49 | 1 | 49 | 1 | 1 | 2050-12-31 | 1 | #N/A | #N/A | No | 49 | 49 | Not Found | #N/A | #N/A | #N/A | Not Found | #N/A | #N/A | #N/A | 49 | 49 | 49 | 49 |  |  | No |  | No | No | No
| Scattergood_1 | Scattergood 1 | teppc | LDWP | LDWP | Los Angeles Department of Water and Power | LADWP | LDWP | 1958-12-01 | 2030-01-01 | 1958 | 2029 | 174 | 100% | 174 | 174 | ST-NatGas | ST_NG | Steam | LDWP_ST |  |  |  | LDWP_ST | 1959 | 2029 | 0 | LDWP | 174 | 1 | 174 | 1 | 1 | 2030-01-01 | 1 | #N/A | #N/A | No | 173.924 | 173.924 | Not Found | #N/A | #N/A | #N/A | Not Found | #N/A | #N/A | #N/A | 173.924 | 173.924 | 173.924 | 173.924 |  |  | No |  | No | No | No
| Scattergood_2 | Scattergood 2 | teppc | LDWP | LDWP | Los Angeles Department of Water and Power | LADWP | LDWP | 1959-07-01 | 2024-12-31 | 1959 | 2024 | 177 | 100% | 177 | 177 | ST-NatGas | ST_NG | Steam | LDWP_ST |  |  |  | LDWP_ST | 1959 | 2024 | 0 | LDWP | 177 | 1 | 177 | 1 | 1 | 2024-12-31 | 1 | #N/A | #N/A | No | 176.9227 | 176.9227 | Not Found | #N/A | #N/A | #N/A | Not Found | #N/A | #N/A | #N/A | 176.9227 | 176.9227 | 176.9227 | 176.9227 |  |  | No |  | No | No | No
| Scattergood_4 | Scattergood Repowering CC 4 | teppc | LDWP | LDWP | Los Angeles Department of Water and Power | LADWP | LDWP | 2015-12-31 | 2060-12-31 | 2016 | 2060 | 300 | 100% | 300 | 300 | CT-NatGas-Industrial | CT_NG | CT | LDWP_Peaker |  |  |  | LDWP_Peaker | 2016 | 2060 | 0 | LDWP | 300 | 1 | 300 | 1 | 1 | 2050-12-31 | 1 | #N/A | #N/A | No | 300 | 300 | Not Found | #N/A | #N/A | #N/A | Not Found | #N/A | #N/A | #N/A | 300 | 300 | 300 | 300 |  |  | No |  | No | No | No
| Scattergood_5 | Scattergood Repowering CC 5 | teppc | LDWP | LDWP | Los Angeles Department of Water and Power | LADWP | LDWP | 2015-12-31 | 2060-12-31 | 2016 | 2060 | 100 | 100% | 100 | 100 | CT-NatGas-Industrial | CT_NG | CT | LDWP_Peaker |  |  |  | LDWP_Peaker | 2016 | 2060 | 0 | LDWP | 100 | 1 | 100 | 1 | 1 | 2050-12-31 | 1 | #N/A | #N/A | No | 100 | 100 | Not Found | #N/A | #N/A | #N/A | Not Found | #N/A | #N/A | #N/A | 100 | 100 | 100 | 100 |  |  | No |  | No | No | No
| Scattergood_6 | Scattergood Repowering CT 6 | teppc | LDWP | LDWP | Los Angeles Department of Water and Power | LADWP | LDWP | 2015-12-31 | 2060-12-31 | 2016 | 2060 | 89 | 100% | 89 | 89 | CT-NatGas-Industrial | CT_NG | CT | LDWP_Peaker |  |  |  | LDWP_Peaker | 2016 | 2060 | 0 | LDWP | 89 | 1 | 89 | 1 | 1 | 2050-12-31 | 1 | #N/A | #N/A | No | 89 | 89 | Not Found | #N/A | #N/A | #N/A | Not Found | #N/A | #N/A | #N/A | 89 | 89 | 89 | 89 |  |  | No |  | No | No | No
| Scattergood_7 | Scattergood Repowering CT 7 | teppc | LDWP | LDWP | Los Angeles Department of Water and Power | LADWP | LDWP | 2015-12-31 | 2060-12-31 | 2016 | 2060 | 89 | 100% | 89 | 89 | CT-NatGas-Industrial | CT_NG | CT | LDWP_Peaker |  |  |  | LDWP_Peaker | 2016 | 2060 | 0 | LDWP | 89 | 1 | 89 | 1 | 1 | 2050-12-31 | 1 | #N/A | #N/A | No | 89 | 89 | Not Found | #N/A | #N/A | #N/A | Not Found | #N/A | #N/A | #N/A | 89 | 89 | 89 | 89 |  |  | No |  | No | No | No
| SCEHOV_2_HOOVER | SCEHOV_2_HOOVER | caiso | WALC | SCE | Southern California Edison | SCE | CAISO | 1937-01-01 | 2050-12-31 | 1937 | 2050 | 287.01 | 100% | 287.01 | 287.01 | Hydro_Water | Hydro_Standard | Hydro | CAISO_Hydro |  |  |  | CAISO_Hydro | 1937 | 2050 | 0 | CAISO | 287.01 | 1 | 287.01 | 1 | 1 | 2050-12-31 | 1 | SCEHOV_2_HOOVER | 0 | No | 242.7429 | 242.7429 | Specified Imports | 287.01 | 287.01 | SP. IMPORTS (WATER) | Specified Imports | 287.01 | 287.01 | SP. IMPORTS (WATER) | 287.01 | 287.01 | 287.01 | 287.01 |  |  | No |  | No | No | No
| Schaffner_1 | Schaffner-1 | teppc | CISC | CISC | Southern California Edison | SCE | CAISO | 1986-08-08 | 2050-12-31 | 1986 | 2050 | 0.53 | 100% | 0.53 | 0.53 | Hydro | Hydro_Standard | Hydro | CAISO_Hydro |  |  |  | CAISO_Hydro | 1987 | 2050 | 0 | CAISO | 0.53 | 1 | 0.53 | 1 | 1 | 2050-12-31 | 1 | Schaffner_1 | #N/A | No | 0.44826 | 0.44826 | Not Found | #N/A | #N/A | #N/A | Not Found | #N/A | #N/A | #N/A | 0.44826 | 0.44826 | 0.44826 | 0.44826 |  |  | No |  | No | No | No
| SCHLTE_1_PL1X3 | Tracy Combined Cycle Plant | caiso | PGE_Valley | PGE_Valley | Pacific Gas and Electric Valley | PGE_Valley | CAISO | 2012-10-31 | 2050-12-31 | 2012 | 2050 | 332.5 | 98.95% | 332.5 | 336.04 | CCWhole-NatGas-Industrial | CC_NG | CC | CAISO_CCGT2 |  |  |  | CAISO_CCGT2 | 2013 | 2050 | 0 | CAISO | 336.04 | 1 | 336.04 | 1 | 1 | 2050-12-31 | 1 | SCHLTE_1_PL1X3 | FC | No | 335.9994 | 335.9994 | NQC List | 309.07 | 312.69 | NATURAL GAS | NQC List | 309.51 | 314.34 | NATURAL GAS | 309.51 | 314.34 | 309.07 | 312.69 |  |  | No |  | No | No | No
| SCHNDR_1_FIVPTS |  | caiso | PGE_Valley | PGE_Valley | Pacific Gas and Electric Valley | PGE_Valley | CAISO | 2011-10-07 | 2050-12-31 | 2011 | 2050 | 15 | 100% | 15 | 15 | n/a | PVgeneric_sun | Solar_Fixed | CAISO_Solar |  |  |  | CAISO_Solar_for_CAISO | 2012 | 2050 | 0 | CAISO | 15 | 1 | 15 | 1 | 1 | 2050-12-31 | 1 | SCHNDR_1_FIVPTS | FC | No | 4.05 | 2.1 | NQC List | 4.05 | 2.1 | SUN | NQC List | 4.05 | 2.1 | SUN | 4.05 | 2.1 | 4.05 | 2.1 |  |  | No |  | No | No | No
| SCHNDR_1_WSTSDE |  | caiso | PGE_Valley | PGE_Valley | Pacific Gas and Electric Valley | PGE_Valley | CAISO | 2011-09-13 | 2050-12-31 | 2011 | 2050 | 15 | 100% | 15 | 15 | n/a | PVgeneric_sun | Solar_Fixed | CAISO_Solar |  |  |  | CAISO_Solar_for_CAISO | 2012 | 2050 | 0 | CAISO | 15 | 1 | 15 | 1 | 1 | 2050-12-31 | 1 | SCHNDR_1_WSTSDE | FC | No | 4.05 | 2.1 | NQC List | 4.05 | 2.1 | SUN | NQC List | 4.05 | 2.1 | SUN | 4.05 | 2.1 | 4.05 | 2.1 |  |  | No |  | No | No | No
| School_Section | School Section-WT (1) | teppc | PNM | PNM | Public Service Company of New Mexico | PNM_EPE | SW | 2014-12-01 | 2050-04-15 | 2014 | 2049 | 20 | 100% | 20 | 20 | WT-Onshore | wind_onshorewind | Wind | SW_Wind |  |  |  | SW_Wind_for_Other | 2015 | 2049 | 0 | SW | 20 | 1 | 20 | 1 | 1 | 2050-04-15 | 1 | #N/A | #N/A | No | #N/A | #N/A | Not Found | #N/A | #N/A | #N/A | Not Found | #N/A | #N/A | #N/A | #N/A | #N/A |  |  |  |  | No |  | No | No | No
| ScotfordUpgdCC_Total | ScotfordUpgraderCC (Total CC Plant) | teppc | AESO | AESO | Alberta Electric System Operator | BCHA_AESO | Excluded | 2003-02-01 | 2050-12-01 | 2003 | 2050 | 195 | 100% | 195 | 195 | CCWhole-NatGas-Industrial | CC_NG | CC | Excluded_CCGT |  |  |  | Excluded | 2003 | 2050 | 0 | Excluded | 195 | 1 | 195 | 1 | 1 | 2050-12-01 | 1 | #N/A | #N/A | No | 0 | 0 | Not Found | #N/A | #N/A | #N/A | Not Found | #N/A | #N/A | #N/A | 0 | 0 | 0 | 0 |  |  | No |  | No | No | No
| SDSU_GEN | Imperial Valley Campus Solar Project (SDSU- Community Solar 1) 1 | teppc | IID | IID | Imperial Irrigation District | IID | IID | 2002-12-01 | 2050-12-31 | 2002 | 2050 | 7 | 100% | 7 | 7 | SolarPV-NonTracking | FixedPV_sun | Solar_Fixed | IID_Solar |  |  |  | IID_Solar_for_Other | 2003 | 2050 | 0 | IID | 7 | 1 | 7 | 1 | 1 | 2050-12-31 | 1 | #N/A | #N/A | No | #N/A | #N/A | Not Found | #N/A | #N/A | #N/A | Not Found | #N/A | #N/A | #N/A | #N/A | #N/A |  |  |  |  | No |  | No | No | No
| Searchlight | Searchlight Solar I 1 | teppc | NEVP | NEVP | Nevada Power Company | NEVP | SW | 1985-02-01 | 2050-12-31 | 1985 | 2050 | 18.3 | 100% | 18.3 | 18.3 | SolarPV-NonTracking | FixedPV_sun | Solar_Fixed | SW_Solar |  |  |  | SW_Solar_for_Other | 1985 | 2050 | 0 | SW | 18.3 | 1 | 18.3 | 1 | 1 | 2050-12-31 | 1 | #N/A | #N/A | No | #N/A | #N/A | Not Found | #N/A | #N/A | #N/A | Not Found | #N/A | #N/A | #N/A | #N/A | #N/A |  |  |  |  | No |  | No | No | No
| SEARLS_7_ARGUS | Argus Cogeneration | caiso | SCE | SCE | Southern California Edison | SCE | CAISO | 1983-04-01 | 2050-12-31 | 1983 | 2050 | 4.09 | 21.53% | 4.09 | 19 | ST-Coal | Cogen_NG | Cogen | CAISO_CHP |  |  |  | CAISO_CHP | 1983 | 2050 | 0 | CAISO | 19 | 1 | 19 | 1 | 1 | 2050-12-31 | 1 | SEARLS_7_ARGUS | FC | No | 12.046 | 12.046 | NQC List | 2.45 | 2.56 | OTHER | NQC List | 4.01 | 3.96 | OTHER | 4.01 | 3.96 | 2.45 | 2.56 |  |  | No |  | No | No | No
| Second_Imperial01_12 | Second Imperial Geothermal Company - Heber II 1-12¦SIGC13.8¦SIGC92_13.8_SIG_1 | teppc | IID | IID | Imperial Irrigation District | IID | IID | 1993-06-01 | 2050-12-31 | 1993 | 2050 | 33 | 100% | 33 | 33 | Geo-BinaryCycle | Geothermal_steam | Geothermal | IID_Geothermal | CAISO | 33 |  | IID_Geothermal_for_Other | 1993 | 2050 | 0 | CAISO | 33 | 1 | 33 | 1 | 1 | 2050-12-31 | 1 | #N/A | #N/A | No | 20.328 | 20.328 | Not Found | #N/A | #N/A | #N/A | Not Found | #N/A | #N/A | #N/A | 20.328 | 20.328 | 20.328 | 20.328 |  |  | No |  | No | No | No
| SeeGen_1 | SeeGen-1_SeeGen (Burnaby Incinerator)-1_IPP-SEE | teppc | BCHA | BCHA | British Columbia Transmission Company | BCHA_AESO | Excluded | 2003-07-19 | 2040-07-19 | 2003 | 2039 | 22 | 100% | 22 | 22 | Bio-ST | ST_Biomass | Biomass/Wood | Excluded_Biomass |  |  |  | Excluded | 2003 | 2039 | 0 | Excluded | 22 | 1 | 22 | 1 | 1 | 2040-07-19 | 1 | #N/A | #N/A | No | 0 | 0 | Not Found | #N/A | #N/A | #N/A | Not Found | #N/A | #N/A | #N/A | 0 | 0 | 0 | 0 |  |  | No |  | No | No | No
| SEGS_1_SR2SL2 | Sunray 2 | caiso | SCE | SCE | Southern California Edison | SCE | CAISO | 2017-06-01 | 2050-12-31 | 2017 | 2050 | 20 | 100% | 20 | 20 | PHOTO VOLTAIC_SUN | PVgeneric_sun | Solar_Fixed | CAISO_Solar |  |  |  | CAISO_Solar_for_CAISO | 2017 | 2050 | 0 | CAISO | 20 | 1 | 20 | 1 | 1 | 2050-12-31 | 1 | SEGS_1_SR2SL2 | FC | No | 5.4 | 2.8 | NQC List | 5.4 | 2.8 | SUN | NQC List | 5.4 | 2.8 | SUN | 5.4 | 2.8 | 5.4 | 2.8 |  |  | No |  | No | No | No
| Seminoe_1 | Seminoe 1 | teppc | WACM | WACM | Western Area Power Administration, Colorado-Missouri Region | WACM | Excluded | 1939-08-01 | 2050-12-31 | 1939 | 2050 | 15 | 100% | 15 | 15 | Hydro | Hydro_Standard | Hydro | Excluded_Hydro |  |  |  | Excluded | 1939 | 2050 | 0 | Excluded | 15 | 1 | 15 | 1 | 1 | 2050-12-31 | 1 | #N/A | #N/A | No | 0 | 0 | Not Found | #N/A | #N/A | #N/A | Not Found | #N/A | #N/A | #N/A | 0 | 0 | 0 | 0 |  |  | No |  | No | No | No
| Seminoe_2 | Seminoe 2 | teppc | WACM | WACM | Western Area Power Administration, Colorado-Missouri Region | WACM | Excluded | 1939-08-01 | 2050-12-31 | 1939 | 2050 | 15 | 100% | 15 | 15 | Hydro | Hydro_Standard | Hydro | Excluded_Hydro |  |  |  | Excluded | 1939 | 2050 | 0 | Excluded | 15 | 1 | 15 | 1 | 1 | 2050-12-31 | 1 | #N/A | #N/A | No | 0 | 0 | Not Found | #N/A | #N/A | #N/A | Not Found | #N/A | #N/A | #N/A | 0 | 0 | 0 | 0 |  |  | No |  | No | No | No
| Seminoe_3 | Seminoe 3 | teppc | WACM | WACM | Western Area Power Administration, Colorado-Missouri Region | WACM | Excluded | 1939-08-01 | 2050-12-31 | 1939 | 2050 | 15 | 100% | 15 | 15 | Hydro | Hydro_Standard | Hydro | Excluded_Hydro |  |  |  | Excluded | 1939 | 2050 | 0 | Excluded | 15 | 1 | 15 | 1 | 1 | 2050-12-31 | 1 | #N/A | #N/A | No | 0 | 0 | Not Found | #N/A | #N/A | #N/A | Not Found | #N/A | #N/A | #N/A | 0 | 0 | 0 | 0 |  |  | No |  | No | No | No
| SenecaSustainableEnergyProject | SenecaSustainableEnergyProject | teppc | PNM | PNM | Public Service Company of New Mexico | PNM_EPE | SW | 2011-04-01 | 2050-12-31 | 2011 | 2050 | 19.8 | 100% | 19.8 | 19.8 | Bio-ST | ST_Biomass | Biomass/Wood | SW_Biomass |  |  |  | SW_Biomass_for_Other | 2011 | 2050 | 0 | SW | 19.8 | 1 | 19.8 | 1 | 1 | 2050-12-31 | 1 | #N/A | #N/A | No | 13.8204 | 13.8204 | Not Found | #N/A | #N/A | #N/A | Not Found | #N/A | #N/A | #N/A | 13.8204 | 13.8204 | 13.8204 | 13.8204 |  |  | No |  | No | No | No
| SENTNL_2_CTG1 |  | caiso | SCE | SCE | Southern California Edison | SCE | CAISO | 2013-05-06 | 2050-12-31 | 2013 | 2050 | 103.76 | 100% | 103.76 | 103.76 | CT-NatGas-Industrial | CT_NG | CT | CAISO_Peaker1 |  |  |  | CAISO_Peaker1 | 2013 | 2050 | 0 | CAISO | 103.76 | 1 | 103.76 | 1 | 1 | 2050-12-31 | 1 | SENTNL_2_CTG1 | FC | No | 95.8468 | 95.8468 | NQC List | 103.76 | 103.76 | NATURAL GAS | NQC List | 103.76 | 103.76 | NATURAL GAS | 103.76 | 103.76 | 103.76 | 103.76 |  |  | No |  | No | No | No
| SENTNL_2_CTG2 |  | caiso | SCE | SCE | Southern California Edison | SCE | CAISO | 2013-05-06 | 2050-12-31 | 2013 | 2050 | 95.34 | 100% | 95.34 | 95.34 | CT-NatGas-Industrial | CT_NG | CT | CAISO_Peaker1 |  |  |  | CAISO_Peaker1 | 2013 | 2050 | 0 | CAISO | 95.34 | 1 | 95.34 | 1 | 1 | 2050-12-31 | 1 | SENTNL_2_CTG2 | FC | No | 88.0689 | 88.0689 | NQC List | 95.34 | 95.34 | NATURAL GAS | NQC List | 95.34 | 95.34 | NATURAL GAS | 95.34 | 95.34 | 95.34 | 95.34 |  |  | No |  | No | No | No
| SENTNL_2_CTG3 |  | caiso | SCE | SCE | Southern California Edison | SCE | CAISO | 2013-05-06 | 2050-12-31 | 2013 | 2050 | 96.85 | 100% | 96.85 | 96.85 | CT-NatGas-Industrial | CT_NG | CT | CAISO_Peaker1 |  |  |  | CAISO_Peaker1 | 2013 | 2050 | 0 | CAISO | 96.85 | 1 | 96.85 | 1 | 1 | 2050-12-31 | 1 | SENTNL_2_CTG3 | FC | No | 89.4638 | 89.4638 | NQC List | 96.85 | 96.85 | NATURAL GAS | NQC List | 96.85 | 96.85 | NATURAL GAS | 96.85 | 96.85 | 96.85 | 96.85 |  |  | No |  | No | No | No
| SENTNL_2_CTG4 |  | caiso | SCE | SCE | Southern California Edison | SCE | CAISO | 2013-05-06 | 2050-12-31 | 2013 | 2050 | 102.47 | 100% | 102.47 | 102.47 | CT-NatGas-Industrial | CT_NG | CT | CAISO_Peaker1 |  |  |  | CAISO_Peaker1 | 2013 | 2050 | 0 | CAISO | 102.47 | 1 | 102.47 | 1 | 1 | 2050-12-31 | 1 | SENTNL_2_CTG4 | FC | No | 94.6552 | 94.6552 | NQC List | 102.47 | 102.47 | NATURAL GAS | NQC List | 102.47 | 102.47 | NATURAL GAS | 102.47 | 102.47 | 102.47 | 102.47 |  |  | No |  | No | No | No
| SENTNL_2_CTG5 |  | caiso | SCE | SCE | Southern California Edison | SCE | CAISO | 2013-05-06 | 2050-12-31 | 2013 | 2050 | 103.81 | 100% | 103.81 | 103.81 | CT-NatGas-Industrial | CT_NG | CT | CAISO_Peaker1 |  |  |  | CAISO_Peaker1 | 2013 | 2050 | 0 | CAISO | 103.81 | 1 | 103.81 | 1 | 1 | 2050-12-31 | 1 | SENTNL_2_CTG5 | FC | No | 95.893 | 95.893 | NQC List | 103.81 | 103.81 | NATURAL GAS | NQC List | 103.81 | 103.81 | NATURAL GAS | 103.81 | 103.81 | 103.81 | 103.81 |  |  | No |  | No | No | No
| SENTNL_2_CTG6 |  | caiso | SCE | SCE | Southern California Edison | SCE | CAISO | 2013-05-06 | 2050-12-31 | 2013 | 2050 | 100.99 | 100% | 100.99 | 100.99 | CT-NatGas-Industrial | CT_NG | CT | CAISO_Peaker1 |  |  |  | CAISO_Peaker1 | 2013 | 2050 | 0 | CAISO | 100.99 | 1 | 100.99 | 1 | 1 | 2050-12-31 | 1 | SENTNL_2_CTG6 | FC | No | 93.2881 | 93.2881 | NQC List | 100.99 | 100.99 | NATURAL GAS | NQC List | 100.99 | 100.99 | NATURAL GAS | 100.99 | 100.99 | 100.99 | 100.99 |  |  | No |  | No | No | No
| SENTNL_2_CTG7 |  | caiso | SCE | SCE | Southern California Edison | SCE | CAISO | 2013-05-06 | 2050-12-31 | 2013 | 2050 | 97.06 | 100% | 97.06 | 97.06 | CT-NatGas-Industrial | CT_NG | CT | CAISO_Peaker1 |  |  |  | CAISO_Peaker1 | 2013 | 2050 | 0 | CAISO | 97.06 | 1 | 97.06 | 1 | 1 | 2050-12-31 | 1 | SENTNL_2_CTG7 | FC | No | 89.6578 | 89.6578 | NQC List | 97.06 | 97.06 | NATURAL GAS | NQC List | 97.06 | 97.06 | NATURAL GAS | 97.06 | 97.06 | 97.06 | 97.06 |  |  | No |  | No | No | No
| SENTNL_2_CTG8 |  | caiso | SCE | SCE | Southern California Edison | SCE | CAISO | 2013-05-06 | 2050-12-31 | 2013 | 2050 | 101.8 | 100% | 101.8 | 101.8 | CT-NatGas-Industrial | CT_NG | CT | CAISO_Peaker1 |  |  |  | CAISO_Peaker1 | 2013 | 2050 | 0 | CAISO | 101.8 | 1 | 101.8 | 1 | 1 | 2050-12-31 | 1 | SENTNL_2_CTG8 | FC | No | 94.0363 | 94.0363 | NQC List | 101.8 | 101.8 | NATURAL GAS | NQC List | 101.8 | 101.8 | NATURAL GAS | 101.8 | 101.8 | 101.8 | 101.8 |  |  | No |  | No | No | No
| SEPV_Boulevard_2 | SEPV Boulevard 2 | rps | SDGE | SDG&E | San Diego Gas and Electric | SDGE | CAISO | 2016-05-15 | 2050-12-31 | 2016 | 2050 | 2.9 | 100% | 2.9 | 2.9 | Solar PV - Ground mountSolar: Tracking (1 Axis) | 1axPV_sun | Solar_1Axis | CAISO_Solar |  |  |  | CAISO_Solar_for_CAISO | 2016 | 2050 | 0 | CAISO | 2.9 | 1 | 2.9 | 1 | 1 | 2050-12-31 | 1 | SEPV Boulevard 2 | #N/A | No | 0.783 | 0.406 | Not Found | #N/A | #N/A | #N/A | Not Found | #N/A | #N/A | #N/A | 0.783 | 0.406 | 0.783 | 0.406 |  |  | No |  | No | No | No
| Seton_1 | Seton-1_Seton-1_BCH-SON | teppc | BCHA | BCHA | British Columbia Transmission Company | BCHA_AESO | Excluded | 1956-01-01 | 2033-03-31 | 1956 | 2032 | 48 | 100% | 48 | 48 | Hydro | Hydro_Standard | Hydro | Excluded_Hydro |  |  |  | Excluded | 1956 | 2032 | 0 | Excluded | 48 | 1 | 48 | 1 | 1 | 2033-03-31 | 1 | #N/A | #N/A | No | 0 | 0 | Not Found | #N/A | #N/A | #N/A | Not Found | #N/A | #N/A | #N/A | 0 | 0 | 0 | 0 |  |  | No |  | No | No | No
| Seven_Mile_1 | Seven Mile-1_Seven Mile-1_BCH-SEV | teppc | BCHA | BCHA | British Columbia Transmission Company | BCHA_AESO | Excluded | 1979-01-01 | 2033-03-31 | 1979 | 2032 | 201.25 | 100% | 201.25 | 201.25 | Hydro | Hydro_Standard | Hydro | Excluded_Hydro |  |  |  | Excluded | 1979 | 2032 | 0 | Excluded | 201.25 | 1 | 201.25 | 1 | 1 | 2033-03-31 | 1 | #N/A | #N/A | No | 0 | 0 | Not Found | #N/A | #N/A | #N/A | Not Found | #N/A | #N/A | #N/A | 0 | 0 | 0 | 0 |  |  | No |  | No | No | No
| Seven_Mile_2 | Seven Mile-2_Seven Mile-2_BCH-SEV | teppc | BCHA | BCHA | British Columbia Transmission Company | BCHA_AESO | Excluded | 1979-01-01 | 2033-03-31 | 1979 | 2032 | 201.25 | 100% | 201.25 | 201.25 | Hydro | Hydro_Standard | Hydro | Excluded_Hydro |  |  |  | Excluded | 1979 | 2032 | 0 | Excluded | 201.25 | 1 | 201.25 | 1 | 1 | 2033-03-31 | 1 | #N/A | #N/A | No | 0 | 0 | Not Found | #N/A | #N/A | #N/A | Not Found | #N/A | #N/A | #N/A | 0 | 0 | 0 | 0 |  |  | No |  | No | No | No
| Seven_Mile_3 | Seven Mile-3_Seven Mile-3_BCH-SEV | teppc | BCHA | BCHA | British Columbia Transmission Company | BCHA_AESO | Excluded | 1979-01-01 | 2033-03-31 | 1979 | 2032 | 201.25 | 100% | 201.25 | 201.25 | Hydro | Hydro_Standard | Hydro | Excluded_Hydro |  |  |  | Excluded | 1979 | 2032 | 0 | Excluded | 201.25 | 1 | 201.25 | 1 | 1 | 2033-03-31 | 1 | #N/A | #N/A | No | 0 | 0 | Not Found | #N/A | #N/A | #N/A | Not Found | #N/A | #N/A | #N/A | 0 | 0 | 0 | 0 |  |  | No |  | No | No | No
| Seven_Mile_4 | Seven Mile-4_Seven Mile-4_BCH-SEV | teppc | BCHA | BCHA | British Columbia Transmission Company | BCHA_AESO | Excluded | 2003-10-01 | 2033-03-31 | 2003 | 2032 | 201.25 | 100% | 201.25 | 201.25 | Hydro | Hydro_Standard | Hydro | Excluded_Hydro |  |  |  | Excluded | 2004 | 2032 | 0 | Excluded | 201.25 | 1 | 201.25 | 1 | 1 | 2033-03-31 | 1 | #N/A | #N/A | No | 0 | 0 | Not Found | #N/A | #N/A | #N/A | Not Found | #N/A | #N/A | #N/A | 0 | 0 | 0 | 0 |  |  | No |  | No | No | No
| SevenMileHill1 | Seven Mile Hill-1 | teppc | PAWY | PAWY | Wyoming, PACE Utility | PACE | NW | 2008-12-01 | 2050-12-31 | 2008 | 2050 | 99 | 100% | 99 | 99 | WT-Onshore | wind_onshorewind | Wind | NW_Wind |  |  |  | NW_Wind_for_Other | 2009 | 2050 | 0 | NW | 99 | 1 | 99 | 1 | 1 | 2050-12-31 | 1 | #N/A | #N/A | No | #N/A | #N/A | Not Found | #N/A | #N/A | #N/A | Not Found | #N/A | #N/A | #N/A | #N/A | #N/A |  |  |  |  | No |  | No | No | No
| SevenMileHill2 | Seven Mile Hill-2 | teppc | IPFE | IPFE | Idaho Far East | IPCO | NW | 2008-12-01 | 2050-12-31 | 2008 | 2050 | 19.5 | 100% | 19.5 | 19.5 | WT-Onshore | wind_onshorewind | Wind | NW_Wind |  |  |  | NW_Wind_for_Other | 2009 | 2050 | 0 | NW | 19.5 | 1 | 19.5 | 1 | 1 | 2050-12-31 | 1 | #N/A | #N/A | No | #N/A | #N/A | Not Found | #N/A | #N/A | #N/A | Not Found | #N/A | #N/A | #N/A | #N/A | #N/A |  |  |  |  | No |  | No | No | No
ground truthing fix | SevenSisters | Seven Sisters Solar | teppc | CISC | CISC | Southern California Edison | PACE | NW | 2018-04-15 | 2050-12-31 | 2018 | 2050 | 140 | 693.1% | 140 | 20.2 | SolarPV-NonTracking | FixedPV_sun | Solar_Fixed | NW_Solar |  |  |  | NW_Solar_for_Other | 2018 | 2050 | 0 | NW | 20.2 | 1 | 20.2 | 1 | 1 | 2050-12-31 | 1 | SevenSisters | #N/A | No | #N/A | #N/A | Not Found | #N/A | #N/A | #N/A | Not Found | #N/A | #N/A | #N/A | #N/A | #N/A |  |  |  |  | No |  | No | No | No
| Seville_2 | Seville 2 Solar Project SEV2¦SEVILLE SOLAR FARM PART B | teppc | IID | IID | Imperial Irrigation District | IID | IID | 2010-04-15 | 2050-12-31 | 2010 | 2050 | 32.5 | 100% | 32.5 | 32.5 | SolarPV-Tracking | 1axPV_sun | Solar_1Axis | IID_Solar |  |  |  | IID_Solar_for_Other | 2010 | 2050 | 0 | IID | 32.5 | 1 | 32.5 | 1 | 1 | 2050-12-31 | 1 | #N/A | #N/A | No | #N/A | #N/A | Not Found | #N/A | #N/A | #N/A | Not Found | #N/A | #N/A | #N/A | #N/A | #N/A |  |  |  |  | No |  | No | No | No
| SGREGY_6_SANGER | Algonquin Power Sanger 2 | caiso | PGE_Valley | PGE_Valley | Pacific Gas and Electric Valley | PGE_Valley | CAISO | 1990-12-11 | 2050-12-31 | 1991 | 2050 | 48.08 | 99.54% | 48.08 | 48.3 | CCWhole-NatGas-Aero | CC_NG | CC | CAISO_CCGT2 |  |  |  | CAISO_CCGT2 | 1991 | 2050 | 0 | CAISO | 48.3 | 1 | 48.3 | 1 | 1 | 2050-12-31 | 1 | SGREGY_6_SANGER | FC | No | 48.2942 | 48.2942 | NQC List | 48.08 | 48.08 | NATURAL GAS | NQC List | 48.08 | 48.08 | NATURAL GAS | 48.08 | 48.08 | 48.08 | 48.08 |  |  | No |  | No | No | No
| Shasta_1 | Shasta 1 | teppc | BANC | BANC | Balancing Authority of Northern California | SMUD | BANC | 1949-04-01 | 2050-12-31 | 1949 | 2050 | 142 | 100% | 142 | 142 | Hydro | Hydro_Standard | Hydro | BANC_Hydro |  |  |  | BANC_Hydro | 1949 | 2050 | 0 | BANC | 142 | 1 | 142 | 1 | 1 | 2050-12-31 | 1 | #N/A | #N/A | No | #N/A | #N/A | Not Found | #N/A | #N/A | #N/A | Not Found | #N/A | #N/A | #N/A | #N/A | #N/A |  |  |  |  | No |  | No | No | No
| Shasta_2 | Shasta 2 | teppc | BANC | BANC | Balancing Authority of Northern California | SMUD | BANC | 1948-07-01 | 2050-12-31 | 1948 | 2050 | 142 | 100% | 142 | 142 | Hydro | Hydro_Standard | Hydro | BANC_Hydro |  |  |  | BANC_Hydro | 1948 | 2050 | 0 | BANC | 142 | 1 | 142 | 1 | 1 | 2050-12-31 | 1 | #N/A | #N/A | No | #N/A | #N/A | Not Found | #N/A | #N/A | #N/A | Not Found | #N/A | #N/A | #N/A | #N/A | #N/A |  |  |  |  | No |  | No | No | No
| Shasta_3 | Shasta 3 | teppc | BANC | BANC | Balancing Authority of Northern California | SMUD | BANC | 1944-06-01 | 2050-12-31 | 1944 | 2050 | 142 | 100% | 142 | 142 | Hydro | Hydro_Standard | Hydro | BANC_Hydro |  |  |  | BANC_Hydro | 1944 | 2050 | 0 | BANC | 142 | 1 | 142 | 1 | 1 | 2050-12-31 | 1 | #N/A | #N/A | No | #N/A | #N/A | Not Found | #N/A | #N/A | #N/A | Not Found | #N/A | #N/A | #N/A | #N/A | #N/A |  |  |  |  | No |  | No | No | No
| Shasta_4 | Shasta 4 | teppc | BANC | BANC | Balancing Authority of Northern California | SMUD | BANC | 1944-06-01 | 2050-12-31 | 1944 | 2050 | 142 | 100% | 142 | 142 | Hydro | Hydro_Standard | Hydro | BANC_Hydro |  |  |  | BANC_Hydro | 1944 | 2050 | 0 | BANC | 142 | 1 | 142 | 1 | 1 | 2050-12-31 | 1 | #N/A | #N/A | No | #N/A | #N/A | Not Found | #N/A | #N/A | #N/A | Not Found | #N/A | #N/A | #N/A | #N/A | #N/A |  |  |  |  | No |  | No | No | No
| Shasta_5 | Shasta 5 | teppc | BANC | BANC | Balancing Authority of Northern California | SMUD | BANC | 1948-03-01 | 2050-12-31 | 1948 | 2050 | 142 | 100% | 142 | 142 | Hydro | Hydro_Standard | Hydro | BANC_Hydro |  |  |  | BANC_Hydro | 1948 | 2050 | 0 | BANC | 142 | 1 | 142 | 1 | 1 | 2050-12-31 | 1 | #N/A | #N/A | No | #N/A | #N/A | Not Found | #N/A | #N/A | #N/A | Not Found | #N/A | #N/A | #N/A | #N/A | #N/A |  |  |  |  | No |  | No | No | No
| SHCG1_1 | SHCG-1-1 | teppc | AESO | AESO | Alberta Electric System Operator | BCHA_AESO | Excluded | 2009-03-01 | 2050-12-01 | 2009 | 2050 | 23 | 100% | 23 | 23 | CT-AB-Cogen | Cogen_NG | Cogen | Excluded_CHP |  |  |  | Excluded | 2009 | 2050 | 0 | Excluded | 23 | 1 | 23 | 1 | 1 | 2050-12-01 | 1 | #N/A | #N/A | No | 0 | 0 | Not Found | #N/A | #N/A | #N/A | Not Found | #N/A | #N/A | #N/A | 0 | 0 | 0 | 0 |  |  | No |  | No | No | No
| Sheep_Creek_Road_Solar_Generation_Facility_Project | Sheep Creek Road Solar Generation Facility Project | rps | SCE | SCE | Southern California Edison | SCE | CAISO | 2020-12-01 | 2050-12-31 | 2020 | 2050 | 3 | 100% | 3 | 3 | Solar PV - Ground mountSolar: Fixed Tilt | FixedPV_sun | Solar_Fixed | CAISO_Solar |  |  |  | CAISO_Solar_for_CAISO | 2021 | 2050 | 0 | CAISO | 3 | 0.95 | 2.85 | 1 | 1 | 2050-12-31 | 1 | Sheep Creek Road Solar Generation Facility Project | EO | Yes | 0.7695 | 0.399 | Not Found | #N/A | #N/A | #N/A | Not Found | #N/A | #N/A | #N/A | 0.7695 | 0.399 | 0.7695 | 0.399 |  |  | Yes |  | No | No | No
| Sheep_Creek1 | Sheep Creek Hydro-TB1 | teppc | PNM | PNM | Public Service Company of New Mexico | PNM_EPE | SW | 1984-01-01 | 2050-12-31 | 1984 | 2050 | 1.3 | 100% | 1.3 | 1.3 | Hydro | Hydro_Standard | Hydro | SW_Hydro |  |  |  | SW_Hydro | 1984 | 2050 | 0 | SW | 1.3 | 1 | 1.3 | 1 | 1 | 2050-12-31 | 1 | #N/A | #N/A | No | #N/A | #N/A | Not Found | #N/A | #N/A | #N/A | Not Found | #N/A | #N/A | #N/A | #N/A | #N/A |  |  |  |  | No |  | No | No | No
| Sheerness_2_2 | Sheerness 2-2 | teppc | AESO | AESO | Alberta Electric System Operator | BCHA_AESO | Excluded | 1990-01-01 | 2028-12-31 | 1990 | 2028 | 408 | 100% | 408 | 408 | ST-Coal | Steam_Coal | Coal | Excluded_Coal |  |  |  | Excluded | 1990 | 2028 | 0 | Excluded | 408 | 1 | 408 | 1 | 1 | 2028-12-31 | 1 | #N/A | #N/A | No | 0 | 0 | Not Found | #N/A | #N/A | #N/A | Not Found | #N/A | #N/A | #N/A | 0 | 0 | 0 | 0 |  |  | No |  | No | No | No
| Sheerness_2_2_Gas | Sheerness 2-2 | teppc | BCHA | BCHA | British Columbia Transmission Company | BCHA_AESO | Excluded | 1990-01-01 | 2050-12-31 | 1990 | 2050 | 408 | 100% | 408 | 408 | CCWhole-NatGas-Industrial | CC_NG | CC | Excluded_CCGT |  |  |  | Excluded | 1990 | 2050 | 0 | Excluded | 408 | 1 | 408 | 1 | 1 | 2050-12-31 | 1 | #N/A | #N/A | No | 0 | 0 | Not Found | #N/A | #N/A | #N/A | Not Found | #N/A | #N/A | #N/A | 0 | 0 | 0 | 0 |  |  | No |  | No | No | No
| Sheerness1_1 | Sheerness 1-1 | teppc | AESO | AESO | Alberta Electric System Operator | BCHA_AESO | Excluded | 1986-01-01 | 2028-12-31 | 1986 | 2028 | 408 | 100% | 408 | 408 | ST-Coal | Steam_Coal | Coal | Excluded_Coal |  |  |  | Excluded | 1986 | 2028 | 0 | Excluded | 408 | 1 | 408 | 1 | 1 | 2028-12-31 | 1 | #N/A | #N/A | No | 0 | 0 | Not Found | #N/A | #N/A | #N/A | Not Found | #N/A | #N/A | #N/A | 0 | 0 | 0 | 0 |  |  | No |  | No | No | No
| Sheerness1_1_Gas | Sheerness 2-2 | teppc | BCHA | BCHA | British Columbia Transmission Company | BCHA_AESO | Excluded | 1990-01-01 | 2050-12-31 | 1990 | 2050 | 418.5 | 100% | 418.5 | 418.5 | CCWhole-NatGas-Industrial | CC_NG | CC | Excluded_CCGT |  |  |  | Excluded | 1990 | 2050 | 0 | Excluded | 418.5 | 1 | 418.5 | 1 | 1 | 2050-12-31 | 1 | #N/A | #N/A | No | 0 | 0 | Not Found | #N/A | #N/A | #N/A | Not Found | #N/A | #N/A | #N/A | 0 | 0 | 0 | 0 |  |  | No |  | No | No | No
| SHELRF_1_UNITS | SHELL OIL REFINERY AGGREGATE | caiso | PGE_Bay | PGE_Bay | Pacific Gas and Electric Bay | PGE_Bay | CAISO | 1995-01-01 | 2050-12-31 | 1995 | 2050 | 98 | 98% | 98 | 100 | COMBINED CYCLE_NATURAL GAS | CT_NG | CT | CAISO_Peaker2 |  |  |  | CAISO_Peaker2 | 1995 | 2050 | 0 | CAISO | 100 | 1 | 100 | 1 | 1 | 2050-12-31 | 1 | SHELRF_1_UNITS | FC | No | 96.1296 | 96.1296 | NQC List | 28.98 | 27.9 | NATURAL GAS | NQC List | 27.71 | 26.98 | NATURAL GAS | 27.71 | 26.98 | 28.98 | 27.9 |  |  | No |  | No | No | No
| SHELTON | SHELTON | teppc | BPAT | BPAT | Bonneville Power Administration – Transmission | BPAT | NW | 1950-01-01 | 2050-12-31 | 1950 | 2050 | 5 | 100% | 5 | 5 | Hydro | Hydro_Standard | Hydro | NW_Hydro |  |  |  | NW_Hydro | 1950 | 2050 | 0 | NW | 5 | 1 | 5 | 1 | 1 | 2050-12-31 | 1 | #N/A | #N/A | No | #N/A | #N/A | Not Found | #N/A | #N/A | #N/A | Not Found | #N/A | #N/A | #N/A | #N/A | #N/A |  |  |  |  | No |  | No | No | No
| ShepardEnrgyCC_Total | ShepardEnergyCC (Total CC Plant) | teppc | AESO | AESO | Alberta Electric System Operator | BCHA_AESO | Excluded | 2015-06-01 | 2050-12-31 | 2015 | 2050 | 870 | 100% | 870 | 870 | CCWhole-NatGas-Industrial | CC_NG | CC | Excluded_CCGT |  |  |  | Excluded | 2015 | 2050 | 0 | Excluded | 870 | 1 | 870 | 1 | 1 | 2050-12-31 | 1 | #N/A | #N/A | No | 0 | 0 | Not Found | #N/A | #N/A | #N/A | Not Found | #N/A | #N/A | #N/A | 0 | 0 | 0 | 0 |  |  | No |  | No | No | No
| Sherritt_2_2 | Sherritt 2-2 | teppc | AESO | AESO | Alberta Electric System Operator | BCHA_AESO | Excluded | 1986-04-15 | 2050-12-01 | 1986 | 2050 | 3 | 100% | 3 | 3 | CT-NatGas-Industrial | CT_NG | CT | Excluded_Peaker |  |  |  | Excluded | 1986 | 2050 | 0 | Excluded | 3 | 1 | 3 | 1 | 1 | 2050-12-01 | 1 | #N/A | #N/A | No | 0 | 0 | Not Found | #N/A | #N/A | #N/A | Not Found | #N/A | #N/A | #N/A | 0 | 0 | 0 | 0 |  |  | No |  | No | No | No
| Sherritt_SOLAR3 | Sherritt SOLAR-3 | teppc | AESO | AESO | Alberta Electric System Operator | BCHA_AESO | Excluded | 1986-04-15 | 2050-12-01 | 1986 | 2050 | 3.5 | 100% | 3.5 | 3.5 | CT-NatGas-Industrial | CT_NG | CT | Excluded_Peaker |  |  |  | Excluded | 1986 | 2050 | 0 | Excluded | 3.5 | 1 | 3.5 | 1 | 1 | 2050-12-01 | 1 | #N/A | #N/A | No | 0 | 0 | Not Found | #N/A | #N/A | #N/A | Not Found | #N/A | #N/A | #N/A | 0 | 0 | 0 | 0 |  |  | No |  | No | No | No
| Sherritt1_1 | Sherritt 1-1 | teppc | AESO | AESO | Alberta Electric System Operator | BCHA_AESO | Excluded | 1986-04-15 | 2050-12-01 | 1986 | 2050 | 3 | 100% | 3 | 3 | CT-NatGas-Industrial | CT_NG | CT | Excluded_Peaker |  |  |  | Excluded | 1986 | 2050 | 0 | Excluded | 3 | 1 | 3 | 1 | 1 | 2050-12-01 | 1 | #N/A | #N/A | No | 0 | 0 | Not Found | #N/A | #N/A | #N/A | Not Found | #N/A | #N/A | #N/A | 0 | 0 | 0 | 0 |  |  | No |  | No | No | No
| Shingle_Creek_1 | Shingle Creek-1 | teppc | CISC | CISC | Southern California Edison | SCE | CAISO | 1983-08-01 | 2050-12-31 | 1983 | 2050 | 0.22 | 100% | 0.22 | 0.22 | Hydro | Hydro_Standard | Hydro | CAISO_Hydro |  |  |  | CAISO_Hydro | 1983 | 2050 | 0 | CAISO | 0.22 | 1 | 0.22 | 1 | 1 | 2050-12-31 | 1 | Shingle_Creek_1 | #N/A | No | 0.18607 | 0.18607 | Not Found | #N/A | #N/A | #N/A | Not Found | #N/A | #N/A | #N/A | 0.18607 | 0.18607 | 0.18607 | 0.18607 |  |  | No |  | No | No | No
| ShoshnFalls1 | Shoshone Falls-1 | teppc | IPMV | IPMV | Idaho Magic Valley | IPCO | NW | 1909-06-01 | 2030-01-01 | 1909 | 2029 | 12 | 100% | 12 | 12 | Hydro | Hydro_Standard | Hydro | NW_Hydro |  |  |  | NW_Hydro | 1909 | 2029 | 0 | NW | 12 | 1 | 12 | 1 | 1 | 2030-01-01 | 1 | #N/A | #N/A | No | #N/A | #N/A | Not Found | #N/A | #N/A | #N/A | Not Found | #N/A | #N/A | #N/A | #N/A | #N/A |  |  |  |  | No |  | No | No | No
| ShoshnFalls2 | Shoshone Falls-2 | teppc | IPFE | IPFE | Idaho Far East | IPCO | NW | 1907-08-01 | 2050-12-31 | 1907 | 2050 | 0.4 | 100% | 0.4 | 0.4 | Hydro | Hydro_Standard | Hydro | NW_Hydro |  |  |  | NW_Hydro | 1907 | 2050 | 0 | NW | 0.4 | 1 | 0.4 | 1 | 1 | 2050-12-31 | 1 | #N/A | #N/A | No | #N/A | #N/A | Not Found | #N/A | #N/A | #N/A | Not Found | #N/A | #N/A | #N/A | #N/A | #N/A |  |  |  |  | No |  | No | No | No
| ShoshnFalls3 | Shoshone Falls-3 | teppc | IPFE | IPFE | Idaho Far East | IPCO | NW | 1921-08-01 | 2050-12-31 | 1921 | 2050 | 11.5 | 100% | 11.5 | 11.5 | Hydro | Hydro_Standard | Hydro | NW_Hydro |  |  |  | NW_Hydro | 1921 | 2050 | 0 | NW | 11.5 | 1 | 11.5 | 1 | 1 | 2050-12-31 | 1 | #N/A | #N/A | No | #N/A | #N/A | Not Found | #N/A | #N/A | #N/A | Not Found | #N/A | #N/A | #N/A | #N/A | #N/A |  |  |  |  | No |  | No | No | No
| Shoshone_1 | Shoshone Dam 1 | teppc | WACM | WACM | Western Area Power Administration, Colorado-Missouri Region | WACM | Excluded | 1921-12-01 | 2050-12-31 | 1921 | 2050 | 3.33 | 100% | 3.33 | 3.33 | Hydro | Hydro_Standard | Hydro | Excluded_Hydro |  |  |  | Excluded | 1922 | 2050 | 0 | Excluded | 3.33 | 1 | 3.33 | 1 | 1 | 2050-12-31 | 1 | #N/A | #N/A | No | 0 | 0 | Not Found | #N/A | #N/A | #N/A | Not Found | #N/A | #N/A | #N/A | 0 | 0 | 0 | 0 |  |  | No |  | No | No | No
| Shoshone_A | Shoshone A | teppc | PSCO | PSCO | Public Service Company of Colorado | PSCO | Excluded | 1908-12-01 | 2039-12-31 | 1908 | 2039 | 7 | 100% | 7 | 7 | Hydro | Hydro_Standard | Hydro | Excluded_Hydro |  |  |  | Excluded | 1909 | 2039 | 0 | Excluded | 7 | 1 | 7 | 1 | 1 | 2039-12-31 | 1 | #N/A | #N/A | No | 0 | 0 | Not Found | #N/A | #N/A | #N/A | Not Found | #N/A | #N/A | #N/A | 0 | 0 | 0 | 0 |  |  | No |  | No | No | No
| Shoshone_B | Shoshone B | teppc | PSCO | PSCO | Public Service Company of Colorado | PSCO | Excluded | 1908-12-01 | 2039-12-31 | 1908 | 2039 | 8 | 100% | 8 | 8 | Hydro | Hydro_Standard | Hydro | Excluded_Hydro |  |  |  | Excluded | 1909 | 2039 | 0 | Excluded | 8 | 1 | 8 | 1 | 1 | 2039-12-31 | 1 | #N/A | #N/A | No | 0 | 0 | Not Found | #N/A | #N/A | #N/A | Not Found | #N/A | #N/A | #N/A | 0 | 0 | 0 | 0 |  |  | No |  | No | No | No
| Shuswap_1 | Shuswap-1_Shuswap-1_BCH-SHU | teppc | BCHA | BCHA | British Columbia Transmission Company | BCHA_AESO | Excluded | 1929-01-01 | 2033-03-31 | 1929 | 2032 | 3 | 100% | 3 | 3 | Hydro | Hydro_Standard | Hydro | Excluded_Hydro |  |  |  | Excluded | 1929 | 2032 | 0 | Excluded | 3 | 1 | 3 | 1 | 1 | 2033-03-31 | 1 | #N/A | #N/A | No | 0 | 0 | Not Found | #N/A | #N/A | #N/A | Not Found | #N/A | #N/A | #N/A | 0 | 0 | 0 | 0 |  |  | No |  | No | No | No
| Shuswap_2 | Shuswap-2_Shuswap-2_BCH-SHU | teppc | BCHA | BCHA | British Columbia Transmission Company | BCHA_AESO | Excluded | 1929-01-01 | 2033-03-31 | 1929 | 2032 | 3 | 100% | 3 | 3 | Hydro | Hydro_Standard | Hydro | Excluded_Hydro |  |  |  | Excluded | 1929 | 2032 | 0 | Excluded | 3 | 1 | 3 | 1 | 1 | 2033-03-31 | 1 | #N/A | #N/A | No | 0 | 0 | Not Found | #N/A | #N/A | #N/A | Not Found | #N/A | #N/A | #N/A | 0 | 0 | 0 | 0 |  |  | No |  | No | No | No
| Shute_Creek021A | Shute Creek Facility-021A | teppc | PAWY | PAWY | Wyoming, PACE Utility | PACE | NW | 2005-05-01 | 2050-12-31 | 2005 | 2050 | 35.79 | 100% | 35.79 | 35.79 | CT-NatGas-Industrial | CT_NG | CT | NW_Peaker |  |  |  | NW_Peaker | 2005 | 2050 | 0 | NW | 35.79 | 1 | 35.79 | 1 | 1 | 2050-12-31 | 1 | #N/A | #N/A | No | 35.79 | 35.79 | Not Found | #N/A | #N/A | #N/A | Not Found | #N/A | #N/A | #N/A | 35.79 | 35.79 | 35.79 | 35.79 |  |  | No |  | No | No | No
| Shute_Creek021B | Shute Creek Facility-021B | teppc | PAWY | PAWY | Wyoming, PACE Utility | PACE | NW | 2005-05-01 | 2050-12-31 | 2005 | 2050 | 35.79 | 100% | 35.79 | 35.79 | CT-NatGas-Industrial | CT_NG | CT | NW_Peaker |  |  |  | NW_Peaker | 2005 | 2050 | 0 | NW | 35.79 | 1 | 35.79 | 1 | 1 | 2050-12-31 | 1 | #N/A | #N/A | No | 35.79 | 35.79 | Not Found | #N/A | #N/A | #N/A | Not Found | #N/A | #N/A | #N/A | 35.79 | 35.79 | 35.79 | 35.79 |  |  | No |  | No | No | No
| Shute_Creek021C | Shute Creek Facility-021C | teppc | PAWY | PAWY | Wyoming, PACE Utility | PACE | NW | 1999-05-01 | 2050-12-31 | 1999 | 2050 | 36 | 100% | 36 | 36 | CT-NatGas-Industrial | CT_NG | CT | NW_Peaker |  |  |  | NW_Peaker | 1999 | 2050 | 0 | NW | 36 | 1 | 36 | 1 | 1 | 2050-12-31 | 1 | #N/A | #N/A | No | 36 | 36 | Not Found | #N/A | #N/A | #N/A | Not Found | #N/A | #N/A | #N/A | 36 | 36 | 36 | 36 |  |  | No |  | No | No | No
| SHUTLE_6_CREST |  | caiso | SCE | SCE | Southern California Edison | SCE | CAISO |  | 2050-12-31 | 1900 | 2050 | 4 | 100% | 4 | 4 | n/a | 1axPV_sun | Solar_1Axis | CAISO_Solar |  |  |  | CAISO_Solar_for_CAISO | 1900 | 2050 | 0 | CAISO | 4 | 1 | 4 | 1 | 1 | 2050-12-31 | 1 | SHUTLE_6_CREST | EO | Yes | 1.08 | 0.56 | NQC List | 0 | 0 | SUN | NQC List | 0 | 0 | SUN | 0 | 0 | 0 | 0 |  |  | No |  | Yes | No | No
| SIERRA_1_UNITS | HIGH SIERRA LIMITED | caiso | PGE_Valley | PGE_Valley | Pacific Gas and Electric Valley | PGE_Valley | CAISO | 1989-02-24 | 2050-12-31 | 1989 | 2050 | 52.43 | 100% | 52.43 | 52.43 | CT-NatGas-Aero | CT_NG | CT | CAISO_Peaker2 |  |  |  | CAISO_Peaker2 | 1989 | 2050 | 0 | CAISO | 52.43 | 1 | 52.43 | 1 | 1 | 2050-12-31 | 1 | SIERRA_1_UNITS | FC | No | 50.4007 | 50.4007 | NQC List | 49.57 | 50.13 | NATURAL GAS | NQC List | 49.57 | 50.13 | NATURAL GAS | 49.57 | 50.13 | 49.57 | 50.13 |  |  | No |  | No | No | No
| Silver_Sage | Silver Sage Wind SSW01 | teppc | WACM | WACM | Western Area Power Administration, Colorado-Missouri Region | WACM | Excluded | 2009-10-01 | 2050-12-31 | 2009 | 2050 | 42 | 100% | 42 | 42 | WT-Onshore | wind_onshorewind | Wind | Excluded_Wind |  |  |  | Excluded | 2010 | 2050 | 0 | Excluded | 42 | 1 | 42 | 1 | 1 | 2050-12-31 | 1 | #N/A | #N/A | No | 0 | 0 | Not Found | #N/A | #N/A | #N/A | Not Found | #N/A | #N/A | #N/A | 0 | 0 | 0 | 0 |  |  | No |  | No | No | No
| Silver_State_North_1 | Silver State North 56188 | teppc | NEVP | NEVP | Nevada Power Company | NEVP | SW | 1998-04-01 | 2050-12-31 | 1998 | 2050 | 30 | 100% | 30 | 30 | SolarPV-NonTracking | FixedPV_sun | Solar_Fixed | SW_Solar |  |  |  | SW_Solar_for_Other | 1998 | 2050 | 0 | SW | 30 | 1 | 30 | 1 | 1 | 2050-12-31 | 1 | #N/A | #N/A | No | #N/A | #N/A | Not Found | #N/A | #N/A | #N/A | Not Found | #N/A | #N/A | #N/A | #N/A | #N/A |  |  |  |  | No |  | No | No | No
| Silver_State_North_2 | Silver State North 56188 | teppc | NEVP | NEVP | Nevada Power Company | NEVP | SW | 2012-03-01 | 2050-12-31 | 2012 | 2050 | 28 | 100% | 28 | 28 | SolarPV-NonTracking | FixedPV_sun | Solar_Fixed | SW_Solar |  |  |  | SW_Solar_for_Other | 2012 | 2050 | 0 | SW | 28 | 1 | 28 | 1 | 1 | 2050-12-31 | 1 | #N/A | #N/A | No | #N/A | #N/A | Not Found | #N/A | #N/A | #N/A | Not Found | #N/A | #N/A | #N/A | #N/A | #N/A |  |  |  |  | No |  | No | No | No
| Silverhawk_CC | SilverhawkCC (Total CC Plant) | teppc | NEVP | NEVP | Nevada Power Company | NEVP | SW | 2004-05-01 | 2039-12-31 | 2004 | 2039 | 566 | 100% | 566 | 566 | CCWhole-NatGas-Industrial | CC_NG | CC | SW_CCGT |  |  |  | SW_CCGT | 2004 | 2039 | 0 | SW | 566 | 1 | 566 | 1 | 1 | 2039-12-31 | 1 | #N/A | #N/A | No | 566 | 566 | Not Found | #N/A | #N/A | #N/A | Not Found | #N/A | #N/A | #N/A | 566 | 566 | 566 | 566 |  |  | No |  | No | No | No
| Simcoe_Solar |  | teppc | IPTV | IPTV | Idaho Treasure Valley | IPCO | NW | 2016-12-31 | 2050-12-31 | 2017 | 2050 | 20 | 100% | 20 | 20 | SolarPV-Fixed | FixedPV_sun | Solar_Fixed | NW_Solar |  |  |  | NW_Solar_for_Other | 2017 | 2050 | 0 | NW | 20 | 1 | 20 | 1 | 1 | 2050-12-31 | 1 | #N/A | #N/A | No | #N/A | #N/A | Not Found | #N/A | #N/A | #N/A | Not Found | #N/A | #N/A | #N/A | #N/A | #N/A |  |  |  |  | No |  | No | No | No
| Simplot_Leasing | Simplot Leasing Don Plant-GEN1 | teppc | IPFE | IPFE | Idaho Far East | IPCO | NW | 1986-02-01 | 2050-12-31 | 1986 | 2050 | 15.9 | 100% | 15.9 | 15.9 | ST-Other | ST_Unknown | Steam | NW_Peaker |  |  |  | NW_Peaker | 1986 | 2050 | 0 | NW | 15.9 | 1 | 15.9 | 1 | 1 | 2050-12-31 | 1 | #N/A | #N/A | No | 15.9 | 15.9 | Not Found | #N/A | #N/A | #N/A | Not Found | #N/A | #N/A | #N/A | 15.9 | 15.9 | 15.9 | 15.9 |  |  | No |  | No | No | No
| SimpsonTacoma | Simpson Tacoma Kraft Biomass-STG1 | teppc | TPWR | TPWR | Tacoma Power | BPAT | NW | 2009-07-01 | 2050-12-31 | 2009 | 2050 | 64 | 100% | 64 | 64 | Bio-ST | ST_Biomass | Biomass/Wood | NW_Biomass |  |  |  | NW_Biomass_for_Other | 2009 | 2050 | 0 | NW | 64 | 1 | 64 | 1 | 1 | 2050-12-31 | 1 | #N/A | #N/A | No | 44.672 | 44.672 | Not Found | #N/A | #N/A | #N/A | Not Found | #N/A | #N/A | #N/A | 44.672 | 44.672 | 44.672 | 44.672 |  |  | No |  | No | No | No
| Siphon1 | Siphon Power Project-GEN1 | teppc | PACW | PACW | PacifiCorp – West | PACW | NW | 1989-08-01 | 2050-12-31 | 1989 | 2050 | 2.7 | 100% | 2.7 | 2.7 | Hydro | Hydro_Standard | Hydro | NW_Hydro |  |  |  | NW_Hydro | 1989 | 2050 | 0 | NW | 2.7 | 1 | 2.7 | 1 | 1 | 2050-12-31 | 1 | #N/A | #N/A | No | #N/A | #N/A | Not Found | #N/A | #N/A | #N/A | Not Found | #N/A | #N/A | #N/A | #N/A | #N/A |  |  |  |  | No |  | No | No | No
| Siphon2 | Siphon Power Project-GEN2 | teppc | BPAT | BPAT | Bonneville Power Administration – Transmission | BPAT | NW | 1989-08-01 | 2050-12-31 | 1989 | 2050 | 2.7 | 100% | 2.7 | 2.7 | Hydro | Hydro_Standard | Hydro | NW_Hydro |  |  |  | NW_Hydro | 1989 | 2050 | 0 | NW | 2.7 | 1 | 2.7 | 1 | 1 | 2050-12-31 | 1 | #N/A | #N/A | No | #N/A | #N/A | Not Found | #N/A | #N/A | #N/A | Not Found | #N/A | #N/A | #N/A | #N/A | #N/A |  |  |  |  | No |  | No | No | No
| SISQUC_1_SMARIA | Santa Maria II LFG Power Plant | caiso | PGE_Valley | PGE_Valley | Pacific Gas and Electric Valley | PGE_Valley | CAISO | 2010-09-27 | 2050-12-31 | 2010 | 2050 | 1.03 | 72.54% | 1.03 | 1.42 | n/a | Biogas_ | Biogas_LandfillGas | CAISO_Biomass |  |  |  | CAISO_Biomass_for_CAISO | 2011 | 2050 | 0 | CAISO | 1.42 | 1 | 1.42 | 1 | 1 | 2050-12-31 | 1 | SISQUC_1_SMARIA | FC | No | 0.99116 | 0.99116 | NQC List | 1.11 | 1.03 | BIOGAS | NQC List | 0.85 | 1.03 | BIOGAS | 0.85 | 1.03 | 1.11 | 1.03 |  |  | No |  | No | No | No
| Site_C_G1_1 | Site C G1-1_Site C G1-1_BCH-STC | teppc | BCHA | BCHA | British Columbia Transmission Company | BCHA_AESO | Excluded | 2023-04-01 | 2033-03-31 | 2023 | 2032 | 183.3 | 100% | 183.3 | 183.3 | Hydro | Hydro_Standard | Hydro | Excluded_Hydro |  |  |  | Excluded | 2023 | 2032 | 0 | Excluded | 183.3 | 1 | 183.3 | 1 | 1 | 2033-03-31 | 1 | #N/A | #N/A | No | 0 | 0 | Not Found | #N/A | #N/A | #N/A | Not Found | #N/A | #N/A | #N/A | 0 | 0 | 0 | 0 |  |  | No |  | No | No | No
| Site_C_G2_2 | Site C G2-2_Site C G2-2_BCH-STC | teppc | BCHA | BCHA | British Columbia Transmission Company | BCHA_AESO | Excluded | 2023-04-01 | 2033-03-31 | 2023 | 2032 | 183.3 | 100% | 183.3 | 183.3 | Hydro | Hydro_Standard | Hydro | Excluded_Hydro |  |  |  | Excluded | 2023 | 2032 | 0 | Excluded | 183.3 | 1 | 183.3 | 1 | 1 | 2033-03-31 | 1 | #N/A | #N/A | No | 0 | 0 | Not Found | #N/A | #N/A | #N/A | Not Found | #N/A | #N/A | #N/A | 0 | 0 | 0 | 0 |  |  | No |  | No | No | No
| Site_C_G3_3 | Site C G3-3_Site C G3-3_BCH-STC | teppc | BCHA | BCHA | British Columbia Transmission Company | BCHA_AESO | Excluded | 2023-04-01 | 2033-03-31 | 2023 | 2032 | 183.3 | 100% | 183.3 | 183.3 | Hydro | Hydro_Standard | Hydro | Excluded_Hydro |  |  |  | Excluded | 2023 | 2032 | 0 | Excluded | 183.3 | 1 | 183.3 | 1 | 1 | 2033-03-31 | 1 | #N/A | #N/A | No | 0 | 0 | Not Found | #N/A | #N/A | #N/A | Not Found | #N/A | #N/A | #N/A | 0 | 0 | 0 | 0 |  |  | No |  | No | No | No
| Site_C_G4_4 | Site C G4-4_Site C G4-4_BCH-STC | teppc | BCHA | BCHA | British Columbia Transmission Company | BCHA_AESO | Excluded | 2023-04-01 | 2033-03-31 | 2023 | 2032 | 183.3 | 100% | 183.3 | 183.3 | Hydro | Hydro_Standard | Hydro | Excluded_Hydro |  |  |  | Excluded | 2023 | 2032 | 0 | Excluded | 183.3 | 1 | 183.3 | 1 | 1 | 2033-03-31 | 1 | #N/A | #N/A | No | 0 | 0 | Not Found | #N/A | #N/A | #N/A | Not Found | #N/A | #N/A | #N/A | 0 | 0 | 0 | 0 |  |  | No |  | No | No | No
| Site_C_G5_5 | Site C G5-5_Site C G5-5_BCH-STC | teppc | BCHA | BCHA | British Columbia Transmission Company | BCHA_AESO | Excluded | 2023-04-01 | 2033-03-31 | 2023 | 2032 | 183.3 | 100% | 183.3 | 183.3 | Hydro | Hydro_Standard | Hydro | Excluded_Hydro |  |  |  | Excluded | 2023 | 2032 | 0 | Excluded | 183.3 | 1 | 183.3 | 1 | 1 | 2033-03-31 | 1 | #N/A | #N/A | No | 0 | 0 | Not Found | #N/A | #N/A | #N/A | Not Found | #N/A | #N/A | #N/A | 0 | 0 | 0 | 0 |  |  | No |  | No | No | No
| Site_C_G6_6 | Site C G6-6_Site C G6-6_BCH-STC | teppc | BCHA | BCHA | British Columbia Transmission Company | BCHA_AESO | Excluded | 2023-04-01 | 2033-03-31 | 2023 | 2032 | 183.3 | 100% | 183.3 | 183.3 | Hydro | Hydro_Standard | Hydro | Excluded_Hydro |  |  |  | Excluded | 2023 | 2032 | 0 | Excluded | 183.3 | 1 | 183.3 | 1 | 1 | 2033-03-31 | 1 | #N/A | #N/A | No | 0 | 0 | Not Found | #N/A | #N/A | #N/A | Not Found | #N/A | #N/A | #N/A | 0 | 0 | 0 | 0 |  |  | No |  | No | No | No
| SKERN_6_SOLAR1 | South Kern Solar PV Plant | caiso | PGE_Valley | PGE_Valley | Pacific Gas and Electric Valley | PGE_Valley | CAISO | 2015-04-07 | 2050-12-31 | 2015 | 2050 | 20 | 100% | 20 | 20 | n/a | PVgeneric_sun | Solar_Fixed | CAISO_Solar |  |  |  | CAISO_Solar_for_CAISO | 2015 | 2050 | 0 | CAISO | 20 | 1 | 20 | 1 | 1 | 2050-12-31 | 1 | SKERN_6_SOLAR1 | FC | No | 5.4 | 2.8 | NQC List | 5.4 | 2.8 | SUN | NQC List | 5.4 | 2.8 | SUN | 5.4 | 2.8 | 5.4 | 2.8 |  |  | No |  | No | No | No
| SKERN_6_SOLAR2 | SKIC Solar | caiso | PGE_Valley | PGE_Valley | Pacific Gas and Electric Valley | PGE_Valley | CAISO | 2017-01-11 | 2050-12-31 | 2017 | 2050 | 10 | 100% | 10 | 10 | PVgeneric_sun | PVgeneric_sun | Solar_Fixed | CAISO_Solar |  |  |  | CAISO_Solar_for_CAISO | 2017 | 2050 | 0 | CAISO | 10 | 1 | 10 | 1 | 1 | 2050-12-31 | 1 | SKERN_6_SOLAR2 | FC | No | 2.7 | 1.4 | NQC List | 2.7 | 1.4 | SUN | NQC List | 2.7 | 1.4 | SUN | 2.7 | 1.4 | 2.7 | 1.4 |  |  | No |  | No | No | No
| Skookum_Crk1 | Skookum Creek Power Project-1_Skookum Creek Power Project-1_IPP-SKO | teppc | BCHA | BCHA | British Columbia Transmission Company | BCHA_AESO | Excluded | 2014-01-01 | 2054-01-01 | 2014 | 2053 | 14.6 | 100% | 14.6 | 14.6 | Hydro | Hydro_Standard | Hydro | Excluded_Hydro |  |  |  | Excluded | 2014 | 2053 | 0 | Excluded | 14.6 | 1 | 14.6 | 1 | 1 | 2050-12-31 | 1 | #N/A | #N/A | No | 0 | 0 | Not Found | #N/A | #N/A | #N/A | Not Found | #N/A | #N/A | #N/A | 0 | 0 | 0 | 0 |  |  | No |  | No | No | No
| Skookum_Crk2 | Skookum Creek Power Project-2_Skookum Creek Power Project-2_IPP-SKO | teppc | BCHA | BCHA | British Columbia Transmission Company | BCHA_AESO | Excluded | 2014-01-01 | 2054-01-01 | 2014 | 2053 | 14.6 | 100% | 14.6 | 14.6 | Hydro | Hydro_Standard | Hydro | Excluded_Hydro |  |  |  | Excluded | 2014 | 2053 | 0 | Excluded | 14.6 | 1 | 14.6 | 1 | 1 | 2050-12-31 | 1 | #N/A | #N/A | No | 0 | 0 | Not Found | #N/A | #N/A | #N/A | Not Found | #N/A | #N/A | #N/A | 0 | 0 | 0 | 0 |  |  | No |  | No | No | No
| Skookumchuck1 | Skookumchuck-1 | teppc | PNM | PNM | Public Service Company of New Mexico | PNM_EPE | SW | 1990-09-01 | 2050-12-31 | 1990 | 2050 | 1 | 100% | 1 | 1 | Hydro | Hydro_Standard | Hydro | SW_Hydro |  |  |  | SW_Hydro | 1991 | 2050 | 0 | SW | 1 | 1 | 1 | 1 | 1 | 2050-12-31 | 1 | #N/A | #N/A | No | #N/A | #N/A | Not Found | #N/A | #N/A | #N/A | Not Found | #N/A | #N/A | #N/A | #N/A | #N/A |  |  |  |  | No |  | No | No | No
| Skookumchuk | Skookumchuk Power Project (Purcell CG)-1_Skookumchuk Power Project (Purcell CG)-1_IPP-CRS | teppc | BCHA | BCHA | British Columbia Transmission Company | BCHA_AESO | Excluded | 2009-11-13 | 2040-09-30 | 2009 | 2039 | 51.3 | 100% | 51.3 | 51.3 | Bio-ST | ST_Biomass | Biomass/Wood | Excluded_Biomass |  |  |  | Excluded | 2010 | 2039 | 0 | Excluded | 51.3 | 1 | 51.3 | 1 | 1 | 2040-09-30 | 1 | #N/A | #N/A | No | 0 | 0 | Not Found | #N/A | #N/A | #N/A | Not Found | #N/A | #N/A | #N/A | 0 | 0 | 0 | 0 |  |  | No |  | No | No | No
| Slate_1_2 | RE Slate 1-2 | other | PGE_Valley | PGE_Valley | Pacific Gas and Electric Valley | PGE_Valley | CAISO | 2021-06-30 | 2050-12-01 | 2021 | 2050 | 150 | 100% | 150 | 150 | Solar PV - Ground mountSolar: Tracking (1 Axis) | 1axPV_sun | 1axPV_sun | CAISO_Solar |  |  |  | CAISO_Solar_for_CAISO | 2021 | 2050 | 0 | CAISO | 150 | 0.95 | 142.5 | 1 | 1 | 2050-12-01 | 1 | RE Slate 1-2 | #N/A | No | 38.475 | 19.95 | Not Found | #N/A | #N/A | #N/A | Not Found | #N/A | #N/A | #N/A | 38.475 | 19.95 | 38.475 | 19.95 |  |  | No |  | No | Yes | Yes
| Slate_Creek | Slate Creek-GEN1 | teppc | PACW | PACW | PacifiCorp – West | PACW | NW | 1990-05-01 | 2050-12-31 | 1990 | 2050 | 4.2 | 100% | 4.2 | 4.2 | HydroRPS | Hydro_Standard | Hydro | NW_Hydro |  |  |  | NW_Hydro | 1990 | 2050 | 0 | NW | 4.2 | 1 | 4.2 | 1 | 1 | 2050-12-31 | 1 | #N/A | #N/A | No | #N/A | #N/A | Not Found | #N/A | #N/A | #N/A | Not Found | #N/A | #N/A | #N/A | #N/A | #N/A |  |  |  |  | No |  | No | No | No
| Slate_Stanford | RE Slate (Stanford) | other | PGE_Valley | PGE_Valley | Pacific Gas and Electric Valley | PGE_Valley | CAISO | 2021-06-30 | 2050-12-01 | 2021 | 2050 | 63 | 100% | 63 | 63 | Solar PV - Ground mountSolar: Tracking (1 Axis) | 1axPV_sun | 1axPV_sun | CAISO_Solar |  |  |  | CAISO_Solar_for_CAISO | 2021 | 2050 | 0 | CAISO | 63 | 0.95 | 59.85 | 1 | 1 | 2050-12-01 | 1 | RE Slate (Stanford) | EO | Yes | 16.1595 | 8.379 | Not Found | #N/A | #N/A | #N/A | Not Found | #N/A | #N/A | #N/A | 16.1595 | 8.379 | 16.1595 | 8.379 |  |  | Yes |  | No | No | No
| SlaveLakePulp | SlaveLakePulp | teppc | AESO | AESO | Alberta Electric System Operator | BCHA_AESO | Excluded | 2015-07-30 | 2050-12-01 | 2015 | 2050 | 9 | 100% | 9 | 9 | Bio-ST | ST_Biomass | Biomass/Wood | Excluded_Biomass |  |  |  | Excluded | 2015 | 2050 | 0 | Excluded | 9 | 1 | 9 | 1 | 1 | 2050-12-01 | 1 | #N/A | #N/A | No | 0 | 0 | Not Found | #N/A | #N/A | #N/A | Not Found | #N/A | #N/A | #N/A | 0 | 0 | 0 | 0 |  |  | No |  | No | No | No
| Slide_Creek_1 | Slide Creek-1 | teppc | PACW | PACW | PacifiCorp – West | PACW | NW | 1951-07-01 | 2050-12-31 | 1951 | 2050 | 18 | 100% | 18 | 18 | Hydro | Hydro_Standard | Hydro | NW_Hydro |  |  |  | NW_Hydro | 1951 | 2050 | 0 | NW | 18 | 1 | 18 | 1 | 1 | 2050-12-31 | 1 | #N/A | #N/A | No | #N/A | #N/A | Not Found | #N/A | #N/A | #N/A | Not Found | #N/A | #N/A | #N/A | #N/A | #N/A |  |  |  |  | No |  | No | No | No
| SLRMS3_2_SRMSR1 | SILVER RIDGE MOUNT SIGNAL 3 | caiso | SDGE | SDGE | San Diego Gas and Electric | SDGE | CAISO | 2018-10-09 | 2050-12-31 | 2018 | 2050 | 250 | 100% | 250 | 250 | PHOTO VOLTAIC_SUN | PVgeneric_sun | Solar_Fixed | CAISO_Solar |  |  |  | CAISO_Solar_for_CAISO | 2019 | 2050 | 0 | CAISO | 250 | 1 | 250 | 1 | 1 | 2050-12-31 | 1 | SLRMS3_2_SRMSR1 | FC | No | 67.5 | 35 | NQC List | 67.5 | 35 | SUN | NQC List | 67.5 | 35 | SUN | 67.5 | 35 | 67.5 | 35 |  |  | No |  | No | Yes | Yes
| SLST13_2_SOLAR1 | Quinto Solar PV Project | caiso | PGE_Valley | PGE_Valley | Pacific Gas and Electric Valley | PGE_Valley | CAISO | 2015-11-30 | 2050-12-31 | 2015 | 2050 | 107.6 | 100% | 107.6 | 107.6 | n/a | PVgeneric_sun | Solar_Fixed | CAISO_Solar |  |  |  | CAISO_Solar_for_CAISO | 2016 | 2050 | 0 | CAISO | 107.6 | 1 | 107.6 | 1 | 1 | 2050-12-31 | 1 | SLST13_2_SOLAR1 | FC | No | 29.052 | 15.064 | NQC List | 29.05 | 15.06 | SUN | NQC List | 29.05 | 15.06 | SUN | 29.05 | 15.06 | 29.05 | 15.06 |  |  | No |  | No | No | No
| SLSTR1_2_SOLAR1 | Solar Star 1 | caiso | SCE | SCE | Southern California Edison | SCE | CAISO | 2015-06-25 | 2050-12-31 | 2015 | 2050 | 310 | 100% | 310 | 310 | n/a | PVgeneric_sun | Solar_Fixed | CAISO_Solar |  |  |  | CAISO_Solar_for_CAISO | 2015 | 2050 | 0 | CAISO | 310 | 1 | 310 | 1 | 1 | 2050-12-31 | 1 | SLSTR1_2_SOLAR1 | FC | No | 83.7 | 43.4 | NQC List | 83.7 | 43.4 | SUN | NQC List | 83.7 | 43.4 | SUN | 83.7 | 43.4 | 83.7 | 43.4 |  |  | No |  | No | No | No
| SLSTR2_2_SOLAR2 | Solar Star 2 | caiso | SCE | SCE | Southern California Edison | SCE | CAISO | 2015-06-19 | 2050-12-31 | 2015 | 2050 | 276 | 100% | 276 | 276 | n/a | PVgeneric_sun | Solar_Fixed | CAISO_Solar |  |  |  | CAISO_Solar_for_CAISO | 2015 | 2050 | 0 | CAISO | 276 | 1 | 276 | 1 | 1 | 2050-12-31 | 1 | SLSTR2_2_SOLAR2 | FC | No | 74.52 | 38.64 | NQC List | 74.52 | 38.64 | SUN | NQC List | 74.52 | 38.64 | SUN | 74.52 | 38.64 | 74.52 | 38.64 |  |  | No |  | No | No | No
| SLUISP_2_UNITS | SAN LUIS (GIANELLI) PUMP-GEN (AGGREGATE) | caiso | PGE_Valley | PGE_Valley | Pacific Gas and Electric Valley | PGE_Valley | CAISO | 1967-01-01 | 2050-12-31 | 1967 | 2050 | 0 | 0% |  |  | n/a | Hydro_PumpedStorage | PSH | CAISO_Existing_Pumped_Storage |  |  |  | CAISO_Existing_Pumped_Storage | 1967 | 2050 | 0 | CAISO | 0 | 1 | 0 | 1 | 1 | 2050-12-31 | 1 | SLUISP_2_UNITS | FC | No | 0 | 0 | NQC List | 0 | 0 | WATER | NQC List | 45 | 37.65 | WATER | 45 | 37.65 | 0 | 0 |  |  | No |  | No | No | No
| SLYCRK_1_UNIT_1 | SLY CREEK HYDRO | caiso | PGE_Valley | PGE_Valley | Pacific Gas and Electric Valley | PGE_Valley | CAISO | 1983-01-01 | 2050-12-31 | 1983 | 2050 | 13 | 100% | 13 | 13 | n/a | Hydro_Standard | Hydro | CAISO_Hydro |  |  |  | CAISO_Hydro | 1983 | 2050 | 0 | CAISO | 13 | 1 | 13 | 1 | 1 | 2050-12-31 | 1 | SLYCRK_1_UNIT 1 | FC | No | 10.9949 | 10.9949 | NQC List | 8.6 | 6.4 | WATER | NQC List | 13 | 13 | WATER | 13 | 13 | 8.6 | 6.4 |  |  | No |  | No | No | No
| Smith_Falls__EWEB_ | Smith Falls Hydro Project-GEN1 | teppc | BPAT | BPAT | Bonneville Power Administration – Transmission | BPAT | NW | 1990-01-01 | 2050-12-31 | 1990 | 2050 | 18 | 100% | 18 | 18 | Hydro | Hydro_Standard | Hydro | NW_Hydro |  |  |  | NW_Hydro | 1990 | 2050 | 0 | NW | 18 | 1 | 18 | 1 | 1 | 2050-12-31 | 1 | #N/A | #N/A | No | #N/A | #N/A | Not Found | #N/A | #N/A | #N/A | Not Found | #N/A | #N/A | #N/A | #N/A | #N/A |  |  |  |  | No |  | No | No | No
| SmithCreek | Smith Creek | teppc | PNM | PNM | Public Service Company of New Mexico | PNM_EPE | SW | 2010-04-15 | 2050-12-31 | 2010 | 2050 | 0.08 | 100% | 0.08 | 0.08 | Hydro | Hydro_Standard | Hydro | SW_Hydro |  |  |  | SW_Hydro | 2010 | 2050 | 0 | SW | 0.08 | 1 | 0.08 | 1 | 1 | 2050-12-31 | 1 | #N/A | #N/A | No | #N/A | #N/A | Not Found | #N/A | #N/A | #N/A | Not Found | #N/A | #N/A | #N/A | #N/A | #N/A |  |  |  |  | No |  | No | No | No
| SMPRIP_1_SMPSON | Ripon Cogeneration Unit 1 | caiso | PGE_Valley | PGE_Valley | Pacific Gas and Electric Valley | PGE_Valley | CAISO | 1988-04-19 | 2050-12-31 | 1988 | 2050 | 46.05 | 100% | 46.05 | 46.05 |  | Cogen_NG | Cogen | CAISO_CHP |  |  |  | CAISO_CHP | 1988 | 2050 | 0 | CAISO | 46.05 | 1 | 46.05 | 1 | 1 | 2050-12-31 | 1 | SMPRIP_1_SMPSON | FC | No | 29.1957 | 29.1957 | NQC List | 46.05 | 46.05 | NATURAL GAS | NQC List | 46.05 | 46.05 | NATURAL GAS | 46.05 | 46.05 | 46.05 | 46.05 |  |  | No |  | No | No | No
| SMRCOS_6_LNDFIL | San Marcos Energy | caiso | SDGE | SDGE | San Diego Gas and Electric | SDGE | CAISO | 2011-05-20 | 2050-12-31 | 2011 | 2050 | 1.5 | 100% | 1.5 | 1.5 | n/a | Biogas_ | Biogas_LandfillGas | CAISO_Biomass |  |  |  | CAISO_Biomass_for_CAISO | 2011 | 2050 | 0 | CAISO | 1.5 | 1 | 1.5 | 1 | 1 | 2050-12-31 | 1 | SMRCOS_6_LNDFIL | FC | No | 1.047 | 1.047 | NQC List | 1.5 | 1.5 | BIOGAS | NQC List | 1.5 | 1.5 | BIOGAS | 1.5 | 1.5 | 1.5 | 1.5 |  |  | No |  | No | No | No
| SMT_0_6 | SAN MATIAS | teppc | CFE | CFE | Comisión Federal de Electricidad | CFE | Excluded | 2018-03-19 | 2050-12-31 | 2018 | 2050 | 29.7 | 100% | 29.7 | 29.7 | WT-Onshore | wind_onshorewind | Wind | Excluded_Wind |  |  |  | Excluded | 2018 | 2050 | 0 | Excluded | 29.7 | 1 | 29.7 | 1 | 1 | 2050-12-31 | 1 | #N/A | #N/A | No | 0 | 0 | Not Found | #N/A | #N/A | #N/A | Not Found | #N/A | #N/A | #N/A | 0 | 0 | 0 | 0 |  |  | No |  | No | No | No
| SMUDGO_7_UNIT_1 | SONOMA POWER PLANT | caiso | PGE_Bay | PGE_Bay | Pacific Gas and Electric Bay | PGE_Bay | CAISO | 1983-01-01 | 2050-12-31 | 1983 | 2050 | 47 | 88.68% | 47 | 53 | n/a | Geothermal_steam | Geothermal | CAISO_Geothermal |  |  |  | CAISO_Geothermal_for_CAISO | 1983 | 2050 | 0 | CAISO | 53 | 1 | 53 | 1 | 1 | 2050-12-31 | 1 | SMUDGO_7_UNIT 1 | FC | No | 32.648 | 32.648 | NQC List | 47 | 47 | GEOTHERMAL | NQC List | 47 | 47 | GEOTHERMAL | 47 | 47 | 47 | 47 |  |  | No |  | No | No | No
| SMYRNA_1_DL1SR1 | Delano Land 1 | caiso | PGE_Valley | PGE_Valley | Pacific Gas and Electric Valley | PGE_Valley | CAISO | 2017-12-28 | 2050-12-31 | 2018 | 2050 | 1 | 100% | 1 | 1 | PHOTO VOLTAIC_SUN | PVgeneric_sun | Solar_Fixed | CAISO_Solar |  |  |  | CAISO_Solar_for_CAISO | 2018 | 2050 | 0 | CAISO | 1 | 1 | 1 | 1 | 1 | 2050-12-31 | 1 | SMYRNA_1_DL1SR1 | ID | No | 0.27 | 0.14 | NQC List | 0.27 | 0.14 | SUN | NQC List | 0.27 | 0.14 | SUN | 0.27 | 0.14 | 0.27 | 0.14 |  |  | No |  | No | No | No
| Snake_River | Snake River Pottery-1 | teppc | IPFE | IPFE | Idaho Far East | IPCO | NW | 1984-11-30 | 2030-04-15 | 1984 | 2029 | 0.07 | 100% | 0.07 | 0.07 | Hydro | Hydro_Standard | Hydro | NW_Hydro |  |  |  | NW_Hydro | 1985 | 2029 | 0 | NW | 0.07 | 1 | 0.07 | 1 | 1 | 2030-04-15 | 1 | #N/A | #N/A | No | #N/A | #N/A | Not Found | #N/A | #N/A | #N/A | Not Found | #N/A | #N/A | #N/A | #N/A | #N/A |  |  |  |  | No |  | No | No | No
| SNCLRA_2_HOWLNG |  | caiso | SCE | SCE | Southern California Edison | SCE | CAISO | 2013-10-01 | 2050-12-31 | 2013 | 2050 | 10.5 | 80.77% | 10.5 | 13 | ST_Biomass | ST_Biomass | Biomass/Wood | CAISO_Biomass |  |  |  | CAISO_Biomass_for_CAISO | 2014 | 2050 | 0 | CAISO | 13 | 1 | 13 | 1 | 1 | 2050-12-31 | 1 | SNCLRA_2_HOWLNG | FC | No | 9.074 | 9.074 | NQC List | 5.45 | 9.12 | NATURAL GAS | NQC List | 8.72 | 9.91 | NATURAL GAS | 8.72 | 9.91 | 5.45 | 9.12 |  |  | No |  | No | No | No
| SNCLRA_2_SPRHYD | Springville Hydroelectric Generator | caiso | SCE | SCE | Southern California Edison | SCE | CAISO | 1994-03-17 | 2050-12-31 | 1994 | 2050 | 1 | 100% | 1 | 1 | n/a | Hydro_Standard | Hydro | CAISO_Small_Hydro |  |  |  | CAISO_Small_Hydro_for_CAISO | 1994 | 2050 | 0 | CAISO | 1 | 1 | 1 | 1 | 1 | 2050-12-31 | 1 | SNCLRA_2_SPRHYD | FC | No | 0.5 | 0.5 | NQC List | 0.14 | 0.13 | WATER | NQC List | 0.18 | 0.12 | WATER | 0.18 | 0.12 | 0.14 | 0.13 |  |  | No |  | No | No | No
| SNCLRA_2_UNIT | Channel Islands Power | caiso | SCE | SCE | Southern California Edison | SCE | CAISO | 1985-01-01 | 2050-12-31 | 1985 | 2050 | 27.5 | 100% | 27.5 | 27.5 | COMBINED CYCLE_NATURAL GAS | Cogen_NG | Cogen | CAISO_CHP |  |  |  | CAISO_CHP | 1985 | 2050 | 0 | CAISO | 27.5 | 1 | 27.5 | 1 | 1 | 2050-12-31 | 1 | SNCLRA_2_UNIT | FC | No | 17.435 | 17.435 | NQC List | 27.5 | 27.5 | NATURAL GAS | NQC List | 27.5 | 27.5 | NATURAL GAS | 27.5 | 27.5 | 27.5 | 27.5 |  |  | No |  | No | No | No
| SNCLRA_2_UNIT1 | New Indy Oxnard | caiso | SCE | SCE | Southern California Edison | SCE | CAISO | 1986-03-14 | 2050-12-31 | 1986 | 2050 | 17.57 | 63.2% | 17.57 | 27.8 | CT-NatGas-Aero | Cogen_NG | Cogen | CAISO_CHP |  |  |  | CAISO_CHP | 1986 | 2050 | 0 | CAISO | 27.8 | 1 | 27.8 | 1 | 1 | 2050-12-31 | 1 | SNCLRA_2_UNIT1 | FC | No | 17.6252 | 17.6252 | NQC List | 15.67 | 15.53 | NATURAL GAS | NQC List | 15.63 | 15.94 | NATURAL GAS | 15.63 | 15.94 | 15.67 | 15.53 |  |  | No |  | No | No | No
| SNCLRA_6_OXGEN | E.F. OXNARD INCORPORATED | caiso | SCE | SCE | Southern California Edison | SCE | CAISO | 1990-04-13 | 2050-12-31 | 1990 | 2050 | 33.61 | 69.3% | 33.61 | 48.5 | CT-NatGas-Aero | Cogen_NG | Cogen | CAISO_CHP |  |  |  | CAISO_CHP | 1990 | 2050 | 0 | CAISO | 48.5 | 1 | 48.5 | 1 | 1 | 2050-12-31 | 1 | SNCLRA_6_OXGEN | FC | No | 30.749 | 30.749 | NQC List | 47.7 | 47.7 | NATURAL GAS | NQC List | 35.38 | 32.48 | NATURAL GAS | 35.38 | 32.48 | 47.7 | 47.7 |  |  | No |  | No | No | No
| SNCLRA_6_PROCGN | PROCTER AND GAMBLE OXNARD II | caiso | SCE | SCE | Southern California Edison | SCE | CAISO | 1998-11-17 | 2050-12-31 | 1998 | 2050 | 45.8 | 92.53% | 45.8 | 49.5 | CT-NatGas-Aero | Cogen_NG | Cogen | CAISO_CHP |  |  |  | CAISO_CHP | 1999 | 2050 | 0 | CAISO | 49.5 | 1 | 49.5 | 1 | 1 | 2050-12-31 | 1 | SNCLRA_6_PROCGN | FC | No | 31.383 | 31.383 | NQC List | 30.37 | 30.31 | NATURAL GAS | NQC List | 45.47 | 45.25 | NATURAL GAS | 45.47 | 45.25 | 30.37 | 30.31 |  |  | No |  | No | No | No
| SNCLRA_6_QF | SANTA CLARA QFS | caiso | SCE | SCE | Southern California Edison | SCE | CAISO | 1987-01-01 | 2050-12-31 | 1987 | 2050 | 1.65 | 100% | 1.65 | 1.65 | n/a | Cogen_NG | Cogen | CAISO_Small_Hydro |  |  |  | CAISO_Small_Hydro_for_CAISO | 1987 | 2050 | 0 | CAISO | 1.65 | 1 | 1.65 | 1 | 1 | 2050-12-31 | 1 | SNCLRA_6_QF | FC | No | 0.825 | 0.825 | NQC List | 0 | 0 | OTHER | NQC List | 0 | 0 | OTHER | 0 | 0 | 0 | 0 |  |  | No |  | No | No | No
| SNDBAR_7_UNIT_1 | SANDBAR | caiso | PGE_Valley | PGE_Valley | Pacific Gas and Electric Valley | PGE_Valley | CAISO | 1986-05-19 | 2050-12-31 | 1986 | 2050 | 16.2 | 100% | 16.2 | 16.2 | n/a | Hydro_Standard | Hydro | CAISO_Hydro |  |  |  | CAISO_Hydro | 1986 | 2050 | 0 | CAISO | 16.2 | 1 | 16.2 | 1 | 1 | 2050-12-31 | 1 | SNDBAR_7_UNIT 1 | FC | No | 13.7014 | 13.7014 | NQC List | 13.64 | 11.53 | WATER | NQC List | 12.88 | 10.28 | WATER | 12.88 | 10.28 | 13.64 | 11.53 |  |  | No |  | No | No | No
| Snedigar_1 | Snedigar-1 | teppc | IPFE | IPFE | Idaho Far East | IPCO | NW | 1985-11-01 | 2030-04-15 | 1985 | 2029 | 0.54 | 100% | 0.54 | 0.54 | Hydro | Hydro_Standard | Hydro | NW_Hydro |  |  |  | NW_Hydro | 1986 | 2029 | 0 | NW | 0.54 | 1 | 0.54 | 1 | 1 | 2030-04-15 | 1 | #N/A | #N/A | No | #N/A | #N/A | Not Found | #N/A | #N/A | #N/A | Not Found | #N/A | #N/A | #N/A | #N/A | #N/A |  |  |  |  | No |  | No | No | No
| SNMALF_6_UNITS | Sonoma County Landfill | caiso | PGE_Bay | PGE_Bay | Pacific Gas and Electric Bay | PGE_Bay | CAISO | 1993-04-30 | 2050-12-31 | 1993 | 2050 | 3.46 | 69.2% | 3.46 | 5 | n/a | Biogas_ | Biogas_LandfillGas | CAISO_Biomass |  |  |  | CAISO_Biomass_for_CAISO | 1993 | 2050 | 0 | CAISO | 5 | 1 | 5 | 1 | 1 | 2050-12-31 | 1 | SNMALF_6_UNITS | FC | No | 3.49 | 3.49 | NQC List | 3.06 | 2.64 | BIOGAS | NQC List | 3.12 | 3.27 | BIOGAS | 3.12 | 3.27 | 3.06 | 2.64 |  |  | No |  | No | No | No
| SNOQCAV12 | SNOQ SW | teppc | PSEI | PSEI | Puget Sound Energy | BPAT | NW | 1950-01-01 | 2050-12-31 | 1950 | 2050 | 1.8 | 100% | 1.8 | 1.8 | HYDRO | Hydro_Standard | Hydro | NW_Hydro |  |  |  | NW_Hydro | 1950 | 2050 | 0 | NW | 1.8 | 1 | 1.8 | 1 | 1 | 2050-12-31 | 1 | #N/A | #N/A | No | #N/A | #N/A | Not Found | #N/A | #N/A | #N/A | Not Found | #N/A | #N/A | #N/A | #N/A | #N/A |  |  |  |  | No |  | No | No | No
| SNOQCAV13 | SNOQ SW | teppc | PSEI | PSEI | Puget Sound Energy | BPAT | NW | 1950-01-01 | 2050-12-31 | 1950 | 2050 | 1.8 | 100% | 1.8 | 1.8 | HYDRO | Hydro_Standard | Hydro | NW_Hydro |  |  |  | NW_Hydro | 1950 | 2050 | 0 | NW | 1.8 | 1 | 1.8 | 1 | 1 | 2050-12-31 | 1 | #N/A | #N/A | No | #N/A | #N/A | Not Found | #N/A | #N/A | #N/A | Not Found | #N/A | #N/A | #N/A | #N/A | #N/A |  |  |  |  | No |  | No | No | No
| SNOQCAV14 | SNOQ SW | teppc | PSEI | PSEI | Puget Sound Energy | BPAT | NW | 1950-01-01 | 2050-12-31 | 1950 | 2050 | 1.8 | 100% | 1.8 | 1.8 | HYDRO | Hydro_Standard | Hydro | NW_Hydro |  |  |  | NW_Hydro | 1950 | 2050 | 0 | NW | 1.8 | 1 | 1.8 | 1 | 1 | 2050-12-31 | 1 | #N/A | #N/A | No | #N/A | #N/A | Not Found | #N/A | #N/A | #N/A | Not Found | #N/A | #N/A | #N/A | #N/A | #N/A |  |  |  |  | No |  | No | No | No
| Snoqualmie1_1_4 | Snoqualmie-1 (Repowered) | teppc | PSEI | PSEI | Puget Sound Energy | BPAT | NW | 2013-06-01 | 2050-12-31 | 2013 | 2050 | 7.2 | 100% | 7.2 | 7.2 | Hydro | Hydro_Standard | Hydro | NW_Hydro |  |  |  | NW_Hydro | 2013 | 2050 | 0 | NW | 7.2 | 1 | 7.2 | 1 | 1 | 2050-12-31 | 1 | #N/A | #N/A | No | #N/A | #N/A | Not Found | #N/A | #N/A | #N/A | Not Found | #N/A | #N/A | #N/A | #N/A | #N/A |  |  |  |  | No |  | No | No | No
| Snoqualmie1_5 | Snoqualmie-5 (Repowered) | teppc | PSEI | PSEI | Puget Sound Energy | BPAT | NW | 2013-06-01 | 2050-12-31 | 2013 | 2050 | 6.7 | 100% | 6.7 | 6.7 | Hydro | Hydro_Standard | Hydro | NW_Hydro |  |  |  | NW_Hydro | 2013 | 2050 | 0 | NW | 6.7 | 1 | 6.7 | 1 | 1 | 2050-12-31 | 1 | #N/A | #N/A | No | #N/A | #N/A | Not Found | #N/A | #N/A | #N/A | Not Found | #N/A | #N/A | #N/A | #N/A | #N/A |  |  |  |  | No |  | No | No | No
| Snoqualmie2_6 | Snoqualmie 2-6 (Repowered) | teppc | PSEI | PSEI | Puget Sound Energy | BPAT | NW | 2013-06-01 | 2050-12-31 | 2013 | 2050 | 13.7 | 100% | 13.7 | 13.7 | Hydro | Hydro_Standard | Hydro | NW_Hydro |  |  |  | NW_Hydro | 2013 | 2050 | 0 | NW | 13.7 | 1 | 13.7 | 1 | 1 | 2050-12-31 | 1 | #N/A | #N/A | No | #N/A | #N/A | Not Found | #N/A | #N/A | #N/A | Not Found | #N/A | #N/A | #N/A | #N/A | #N/A |  |  |  |  | No |  | No | No | No
| Snoqualmie2_7 | Snoqualmie 2-7 (Repowered) | teppc | PSEI | PSEI | Puget Sound Energy | BPAT | NW | 2013-06-01 | 2050-12-31 | 2013 | 2050 | 27 | 100% | 27 | 27 | Hydro | Hydro_Standard | Hydro | NW_Hydro |  |  |  | NW_Hydro | 2013 | 2050 | 0 | NW | 27 | 1 | 27 | 1 | 1 | 2050-12-31 | 1 | #N/A | #N/A | No | #N/A | #N/A | Not Found | #N/A | #N/A | #N/A | Not Found | #N/A | #N/A | #N/A | #N/A | #N/A |  |  |  |  | No |  | No | No | No
| SNORA_2_SNRSLR | SG Sorrento | caiso | IID | SDGE | San Diego Gas and Electric | SDGE | CAISO |  | 2050-12-31 | 1900 | 2050 | 50 | 100% | 50 | 50 | PHOTO VOLTAIC_SUN | PVgeneric_sun | Solar_Fixed | CAISO_Solar |  |  |  | CAISO_Solar_for_CAISO | 1900 | 2050 | 0 | CAISO | 50 | 1 | 50 | 1 | 1 | 2050-12-31 | 1 | SNORA_2_SNRSLR | #N/A | No | 13.5 | 7 | Specified Imports | 13.5 | 7 | SP. IMPORTS (OTHER OR UNKNOWN) | Specified Imports | #N/A | #N/A | #N/A | 13.5 | 7 | 13.5 | 7 |  |  | No |  | Yes | No | No
| Snowflake_White_Mtn | Novo-BioPower Plant G3¦Snowflake White Mountain Power G3¦Abitibi | teppc | AZPS | AZPS | Arizona Public Service Company | AZPS | SW | 2008-06-01 | 2050-12-31 | 2008 | 2050 | 16 | 100% | 16 | 16 | Bio-ST | ST_Biomass | Biomass/Wood | SW_Biomass |  |  |  | SW_Biomass_for_Other | 2008 | 2050 | 0 | SW | 16 | 1 | 16 | 1 | 1 | 2050-12-31 | 1 | #N/A | #N/A | No | 11.168 | 11.168 | Not Found | #N/A | #N/A | #N/A | Not Found | #N/A | #N/A | #N/A | 11.168 | 11.168 | 11.168 | 11.168 |  |  | No |  | No | No | No
| Soda_1 | Soda-1 | teppc | PAID | PAID | Idaho, PACE Utility | IPCO | NW | 1923-12-01 | 2050-12-31 | 1923 | 2050 | 7 | 100% | 7 | 7 | Hydro | Hydro_Standard | Hydro | NW_Hydro |  |  |  | NW_Hydro | 1924 | 2050 | 0 | NW | 7 | 1 | 7 | 1 | 1 | 2050-12-31 | 1 | #N/A | #N/A | No | #N/A | #N/A | Not Found | #N/A | #N/A | #N/A | Not Found | #N/A | #N/A | #N/A | #N/A | #N/A |  |  |  |  | No |  | No | No | No
| Soda_2 | Soda-2 | teppc | PAID | PAID | Idaho, PACE Utility | IPCO | NW | 1923-12-01 | 2050-12-31 | 1923 | 2050 | 7 | 100% | 7 | 7 | Hydro | Hydro_Standard | Hydro | NW_Hydro |  |  |  | NW_Hydro | 1924 | 2050 | 0 | NW | 7 | 1 | 7 | 1 | 1 | 2050-12-31 | 1 | #N/A | #N/A | No | #N/A | #N/A | Not Found | #N/A | #N/A | #N/A | Not Found | #N/A | #N/A | #N/A | #N/A | #N/A |  |  |  |  | No |  | No | No | No
| Soda_Lake_Geothermal | Soda Lake Geothermal No I II-OEC1 | teppc | SPPC | SPPC | Nevada Power Company | NEVP | SW | 1990-10-01 | 2030-01-01 | 1990 | 2029 | 12 | 100% | 12 | 12 | Geo-BinaryCycle | Geothermal_steam | Geothermal | SW_Geothermal |  |  |  | SW_Geothermal_for_Other | 1991 | 2029 | 0 | SW | 12 | 1 | 12 | 1 | 1 | 2030-01-01 | 1 | #N/A | #N/A | No | 7.392 | 7.392 | Not Found | #N/A | #N/A | #N/A | Not Found | #N/A | #N/A | #N/A | 7.392 | 7.392 | 7.392 | 7.392 |  |  | No |  | No | No | No
| Soda_Springs_1 | Soda Springs-1 | teppc | PACW | PACW | PacifiCorp – West | PACW | NW | 1952-03-01 | 2050-12-31 | 1952 | 2050 | 11 | 100% | 11 | 11 | Hydro | Hydro_Standard | Hydro | NW_Hydro |  |  |  | NW_Hydro | 1952 | 2050 | 0 | NW | 11 | 1 | 11 | 1 | 1 | 2050-12-31 | 1 | #N/A | #N/A | No | #N/A | #N/A | Not Found | #N/A | #N/A | #N/A | Not Found | #N/A | #N/A | #N/A | #N/A | #N/A |  |  |  |  | No |  | No | No | No
| SODER_W1_1 | SODER_W1-1 | teppc | AESO | AESO | Alberta Electric System Operator | BCHA_AESO | Excluded | 2006-08-01 | 2050-12-01 | 2006 | 2050 | 34.5 | 100% | 34.5 | 34.5 | WT-Onshore | wind_onshorewind | Wind | Excluded_Wind |  |  |  | Excluded | 2006 | 2050 | 0 | Excluded | 34.5 | 1 | 34.5 | 1 | 1 | 2050-12-01 | 1 | #N/A | #N/A | No | 0 | 0 | Not Found | #N/A | #N/A | #N/A | Not Found | #N/A | #N/A | #N/A | 0 | 0 | 0 | 0 |  |  | No |  | No | No | No
| SODER_W2_1 | SODER_W2-1 | teppc | AESO | AESO | Alberta Electric System Operator | BCHA_AESO | Excluded | 2006-08-01 | 2050-12-01 | 2006 | 2050 | 34.5 | 100% | 34.5 | 34.5 | WT-Onshore | wind_onshorewind | Wind | Excluded_Wind |  |  |  | Excluded | 2006 | 2050 | 0 | Excluded | 34.5 | 1 | 34.5 | 1 | 1 | 2050-12-01 | 1 | #N/A | #N/A | No | 0 | 0 | Not Found | #N/A | #N/A | #N/A | Not Found | #N/A | #N/A | #N/A | 0 | 0 | 0 | 0 |  |  | No |  | No | No | No
| SOL_GEN | ELCEN_PV_13.8_GEN1 | teppc | IID | IID | Imperial Irrigation District | IID | IID | 1982-03-01 | 2050-12-31 | 1982 | 2050 | 20 | 100% | 20 | 20 | SolarPV-NonTracking | FixedPV_sun | Solar_Fixed | IID_Solar |  |  |  | IID_Solar_for_Other | 1982 | 2050 | 0 | IID | 20 | 1 | 20 | 1 | 1 | 2050-12-31 | 1 | #N/A | #N/A | No | #N/A | #N/A | Not Found | #N/A | #N/A | #N/A | Not Found | #N/A | #N/A | #N/A | #N/A | #N/A |  |  |  |  | No |  | No | No | No
| Solana_1 | Solana Generating Station GEN1¦Q044STG1 | teppc | AZPS | AZPS | Arizona Public Service Company | AZPS | SW | 2013-07-23 | 2050-12-31 | 2013 | 2050 | 140 | 100% | 140 | 140 | SolarThermal-CSP6 | SolarThermal_sun | Solar_Thermal | SW_Solar |  |  |  | SW_Solar_for_Other | 2013 | 2050 | 0 | SW | 140 | 1 | 140 | 1 | 1 | 2050-12-31 | 1 | #N/A | #N/A | No | #N/A | #N/A | Not Found | #N/A | #N/A | #N/A | Not Found | #N/A | #N/A | #N/A | #N/A | #N/A |  |  |  |  | No |  | No | No | No
| Solana_2 | Solana Generating Station GEN2¦Q044STG2 | teppc | AZPS | AZPS | Arizona Public Service Company | AZPS | SW | 2013-07-23 | 2050-12-31 | 2013 | 2050 | 140 | 100% | 140 | 140 | SolarThermal-CSP6 | SolarThermal_sun | Solar_Thermal | SW_Solar |  |  |  | SW_Solar_for_Other | 2013 | 2050 | 0 | SW | 140 | 1 | 140 | 1 | 1 | 2050-12-31 | 1 | #N/A | #N/A | No | #N/A | #N/A | Not Found | #N/A | #N/A | #N/A | Not Found | #N/A | #N/A | #N/A | #N/A | #N/A |  |  |  |  | No |  | No | No | No
| SONOMA_1_PN5SR1 |  | caiso | PGE_Bay | PGE_Bay | Pacific Gas and Electric Bay | PGE_Bay | CAISO |  | 2050-12-31 | 1900 | 2050 | 0 | 0% |  |  | Unknown | Unknown | None | CAISO_Unknown |  |  |  | #N/A | 1900 | 2050 | 0 | CAISO | 0 | 1 | 0 | 1 | 1 | 2050-12-31 | 1 | SONOMA_1_PN5SR1 | #N/A | No | #N/A | #N/A | Not Found | #N/A | #N/A | #N/A | Not Found | #N/A | #N/A | #N/A | #N/A | #N/A |  |  |  |  | No |  | Yes | Yes | Yes
| Soo_River_1 | Soo River-1_Soo River-1_IPP-SOR | teppc | BCHA | BCHA | British Columbia Transmission Company | BCHA_AESO | Excluded | 1994-05-25 | 2040-05-25 | 1994 | 2039 | 6.67 | 100% | 6.67 | 6.67 | Hydro | Hydro_Standard | Hydro | Excluded_Hydro |  |  |  | Excluded | 1994 | 2039 | 0 | Excluded | 6.67 | 1 | 6.67 | 1 | 1 | 2040-05-25 | 1 | #N/A | #N/A | No | 0 | 0 | Not Found | #N/A | #N/A | #N/A | Not Found | #N/A | #N/A | #N/A | 0 | 0 | 0 | 0 |  |  | No |  | No | No | No
| Soo_River_2 | Soo River-2_Soo River-2_IPP-SOR | teppc | BCHA | BCHA | British Columbia Transmission Company | BCHA_AESO | Excluded | 1994-05-25 | 2040-05-25 | 1994 | 2039 | 6.67 | 100% | 6.67 | 6.67 | Hydro | Hydro_Standard | Hydro | Excluded_Hydro |  |  |  | Excluded | 1994 | 2039 | 0 | Excluded | 6.67 | 1 | 6.67 | 1 | 1 | 2040-05-25 | 1 | #N/A | #N/A | No | 0 | 0 | Not Found | #N/A | #N/A | #N/A | Not Found | #N/A | #N/A | #N/A | 0 | 0 | 0 | 0 |  |  | No |  | No | No | No
| SoTreatmentCC_Total | South Treatment Plant (Total CC Plant) | teppc | PNM | PNM | Public Service Company of New Mexico | PNM_EPE | SW | 2005-01-01 | 2050-12-31 | 2005 | 2050 | 8 | 100% | 8 | 8 | Bio-CCWhole | CC_Biomass | Biomass/Wood | SW_Biomass |  |  |  | SW_Biomass_for_Other | 2005 | 2050 | 0 | SW | 8 | 1 | 8 | 1 | 1 | 2050-12-31 | 1 | #N/A | #N/A | No | 5.584 | 5.584 | Not Found | #N/A | #N/A | #N/A | Not Found | #N/A | #N/A | #N/A | 5.584 | 5.584 | 5.584 | 5.584 |  |  | No |  | No | No | No
| SOUTH_2_UNIT | SOUTH HYDRO | caiso | PGE_Valley | PGE_Valley | Pacific Gas and Electric Valley | PGE_Valley | CAISO | 1979-01-01 | 2050-12-31 | 1979 | 2050 | 7.1 | 100% | 7.1 | 7.1 | n/a | Hydro_Standard | Hydro | CAISO_Small_Hydro |  |  |  | CAISO_Small_Hydro_for_CAISO | 1979 | 2050 | 0 | CAISO | 7.1 | 1 | 7.1 | 1 | 1 | 2050-12-31 | 1 | SOUTH_2_UNIT | FC | No | 3.55 | 3.55 | NQC List | 1.79 | 2.14 | WATER | NQC List | 0.98 | 1.53 | WATER | 0.98 | 1.53 | 1.79 | 2.14 |  |  | No |  | No | No | No
| South_Hurlburt_Wind | South Hurlburt Wind LLC-4 AKA Shepherds Flat | teppc | TPWR | TPWR | Tacoma Power | BPAT | NW | 2012-09-01 | 2050-12-31 | 2012 | 2050 | 145 | 100% | 145 | 145 | WT-Onshore | wind_onshorewind | Wind | NW_Wind | CAISO | 145 |  | NW_Wind_for_Other | 2013 | 2050 | 0 | CAISO | 145 | 1 | 145 | 1 | 1 | 2050-12-31 | 1 | #N/A | #N/A | No | #N/A | #N/A | Not Found | #N/A | #N/A | #N/A | Not Found | #N/A | #N/A | #N/A | #N/A | #N/A |  |  |  |  | No |  | No | No | No
| South_Peak_Wind |  | teppc | NWMT | NWMT | NorthWestern Energy | NWMT_WAUW | NW | 1950-01-01 | 2050-12-31 | 1950 | 2050 | 80 | 100% | 80 | 80 | WT-Onshore | wind_onshorewind | Wind | NW_Wind |  |  |  | NW_Wind_for_Other | 1950 | 2050 | 0 | NW | 80 | 1 | 80 | 1 | 1 | 2050-12-31 | 1 | #N/A | #N/A | No | #N/A | #N/A | Not Found | #N/A | #N/A | #N/A | Not Found | #N/A | #N/A | #N/A | #N/A | #N/A |  |  |  |  | No |  | No | No | No
| South_Point_CC | SouthPointCC (Total CC Plant) | teppc | WALC | WALC | Western Area Power Administration, Lower Colorado Region | WALC | SW | 2001-06-01 | 2050-12-31 | 2001 | 2050 | 550 | 100% | 550 | 550 | CCWhole-NatGas-Industrial | CC_NG | CC | SW_CCGT |  |  |  | SW_CCGT | 2001 | 2050 | 0 | SW | 550 | 1 | 550 | 1 | 1 | 2050-12-31 | 1 | #N/A | #N/A | No | 550 | 550 | Not Found | #N/A | #N/A | #N/A | Not Found | #N/A | #N/A | #N/A | 550 | 550 | 550 | 550 |  |  | No |  | No | No | No
| South_Valley | South Valley Solar Project 1 | teppc | PNM | PNM | Public Service Company of New Mexico | PNM_EPE | SW | 2015-12-29 | 2050-12-31 | 2016 | 2050 | 7.6 | 100% | 7.6 | 7.6 | SolarPV-Tracking | 1axPV_sun | Solar_1Axis | SW_Solar |  |  |  | SW_Solar_for_Other | 2016 | 2050 | 0 | SW | 7.6 | 1 | 7.6 | 1 | 1 | 2050-12-31 | 1 | #N/A | #N/A | No | #N/A | #N/A | Not Found | #N/A | #N/A | #N/A | Not Found | #N/A | #N/A | #N/A | #N/A | #N/A |  |  |  |  | No |  | No | No | No
| SouthDryCreekHydro1 | South Dry Creek Hydro-1 | teppc | IPFE | IPFE | Idaho Far East | IPCO | NW | 1985-09-01 | 2050-12-31 | 1985 | 2050 | 2 | 100% | 2 | 2 | Hydro | Hydro_Standard | Hydro | NW_Hydro |  |  |  | NW_Hydro | 1986 | 2050 | 0 | NW | 2 | 1 | 2 | 1 | 1 | 2050-12-31 | 1 | #N/A | #N/A | No | #N/A | #N/A | Not Found | #N/A | #N/A | #N/A | Not Found | #N/A | #N/A | #N/A | #N/A | #N/A |  |  |  |  | No |  | No | No | No
| SouthForkTolt | South Fork Tolt-1 | teppc | SCL | SCL | Seattle Department of Lighting | BPAT | NW | 1995-11-01 | 2050-12-31 | 1995 | 2050 | 16.8 | 100% | 16.8 | 16.8 | Hydro | Hydro_Standard | Hydro | NW_Hydro |  |  |  | NW_Hydro | 1996 | 2050 | 0 | NW | 16.8 | 1 | 16.8 | 1 | 1 | 2050-12-31 | 1 | #N/A | #N/A | No | #N/A | #N/A | Not Found | #N/A | #N/A | #N/A | Not Found | #N/A | #N/A | #N/A | #N/A | #N/A |  |  |  |  | No |  | No | No | No
| SPA_Cogen_3_CC | Campbells Cogen (Total CC Plant) | teppc | BANC | BANC | Balancing Authority of Northern California | SMUD | BANC | 1997-12-01 | 2050-12-31 | 1997 | 2050 | 157 | 100% | 157 | 157 | CCWhole-NatGas-Aero | CC_NG | CC | BANC_CCGT |  |  |  | BANC_CCGT | 1998 | 2050 | 0 | BANC | 157 | 1 | 157 | 1 | 1 | 2050-12-31 | 1 | #N/A | #N/A | No | 157 | 157 | Not Found | #N/A | #N/A | #N/A | Not Found | #N/A | #N/A | #N/A | 157 | 157 | 157 | 157 |  |  | No |  | No | No | No
ground truthing fix | SpanishForkWind2 | Spanish Fork Wind Park 2 LLC-1 | teppc | CISC | CISC | Southern California Edison | PACE | NW | 2008-08-01 | 2050-12-31 | 2008 | 2050 | 19 | 100% | 19 | 19 | WT-Onshore | wind_onshorewind | Wind | CAISO_Wind |  |  |  | CAISO_Wind_for_Other | 2008 | 2050 | 0 | NW | 19 | 1 | 19 | 1 | 1 | 2050-12-31 | 1 | SpanishForkWind2 | #N/A | No | 3.99 | 2.85 | Not Found | #N/A | #N/A | #N/A | Not Found | #N/A | #N/A | #N/A | 3.99 | 2.85 | 3.99 | 2.85 |  |  | No |  | No | No | No
| SPAULD_6_UNIT_3 | SPAULDING HYDRO PH 3 UNIT | caiso | PGE_Valley | PGE_Valley | Pacific Gas and Electric Valley | PGE_Valley | CAISO | 1928-01-01 | 2050-12-31 | 1928 | 2050 | 6.5 | 100% | 6.5 | 6.5 | n/a | Hydro_Standard | Hydro | CAISO_Hydro |  |  |  | CAISO_Hydro | 1928 | 2050 | 0 | CAISO | 6.5 | 1 | 6.5 | 1 | 1 | 2050-12-31 | 1 | SPAULD_6_UNIT 3 | FC | No | 5.4975 | 5.4975 | NQC List | 3.48 | 2.89 | WATER | NQC List | 1.59 | 2.88 | WATER | 1.59 | 2.88 | 3.48 | 2.89 |  |  | No |  | No | No | No
| SPAULD_6_UNIT12 | SPAULDING HYDRO PH 1 & 2 AGGREGATE | caiso | PGE_Valley | PGE_Valley | Pacific Gas and Electric Valley | PGE_Valley | CAISO | 1929-01-01 | 2050-12-31 | 1929 | 2050 | 11.4 | 100% | 11.4 | 11.4 | n/a | Hydro_Standard | Hydro | CAISO_Hydro |  |  |  | CAISO_Hydro | 1929 | 2050 | 0 | CAISO | 11.4 | 1 | 11.4 | 1 | 1 | 2050-12-31 | 1 | SPAULD_6_UNIT12 | FC | No | 9.6417 | 9.6417 | NQC List | 4.4 | 1.4 | WATER | NQC List | 11.4 | 11.4 | WATER | 11.4 | 11.4 | 4.4 | 1.4 |  |  | No |  | No | No | No
| SPBURN_2_UNIT_1 |  | caiso | PGE_Valley | PGE_Valley | Pacific Gas and Electric Valley | PGE_Valley | CAISO | 1986-01-01 | 2050-12-31 | 1986 | 2050 | 13.05 | 59.32% | 13.05 | 22 | n/a | ST_Biomass | Biomass/Wood | CAISO_Biomass |  |  |  | CAISO_Biomass_for_CAISO | 1986 | 2050 | 0 | CAISO | 22 | 1 | 22 | 1 | 1 | 2050-12-31 | 1 | SPBURN_2_UNIT 1 | FC | No | 15.356 | 15.356 | NQC List | 11.16 | 11.38 | BIOMASS | NQC List | 13.25 | 12.54 | BIOMASS | 13.25 | 12.54 | 11.16 | 11.38 |  |  | No |  | No | No | No
| SPBURN_7_SNOWMT | SPBURN_7_SNOWMT | caiso | PGE_Valley | PGE_Valley | Pacific Gas and Electric Valley | PGE_Valley | CAISO | 1990-03-28 | 2050-12-31 | 1990 | 2050 | 3 | 100% | 3 | 3 | n/a | Hydro_Standard | Hydro | CAISO_Small_Hydro |  |  |  | CAISO_Small_Hydro_for_CAISO | 1990 | 2050 | 0 | CAISO | 3 | 1 | 3 | 1 | 1 | 2050-12-31 | 1 | SPBURN_7_SNOWMT | FC | No | 1.5 | 1.5 | NQC List | 0 | 0 | WATER | NQC List | 0 | 0 | WATER | 0 | 0 | 0 | 0 |  |  | No |  | No | No | No
| Spectrum | Spectrum Nevada Solar-1 | teppc | NEVP | NEVP | Nevada Power Company | NEVP | SW | 1998-04-01 | 2050-12-31 | 1998 | 2050 | 30 | 100% | 30 | 30 | SolarPV-NonTracking | FixedPV_sun | Solar_Fixed | SW_Solar |  |  |  | SW_Solar_for_Other | 1998 | 2050 | 0 | SW | 30 | 1 | 30 | 1 | 1 | 2050-12-31 | 1 | #N/A | #N/A | No | #N/A | #N/A | Not Found | #N/A | #N/A | #N/A | Not Found | #N/A | #N/A | #N/A | #N/A | #N/A |  |  |  |  | No |  | No | No | No
| SPI_LI_2_UNIT_1 |  | caiso | PGE_Valley | PGE_Valley | Pacific Gas and Electric Valley | PGE_Valley | CAISO | 1986-06-03 | 2050-12-31 | 1986 | 2050 | 9.68 | 56.28% | 9.68 | 17.2 | n/a | ST_Biomass | Biomass/Wood | CAISO_Biomass |  |  |  | CAISO_Biomass_for_CAISO | 1986 | 2050 | 0 | CAISO | 17.2 | 1 | 17.2 | 1 | 1 | 2050-12-31 | 1 | SPI LI_2_UNIT 1 | FC | No | 12.0056 | 12.0056 | NQC List | 9.48 | 9.19 | BIOMASS | NQC List | 9.93 | 9.69 | BIOMASS | 9.93 | 9.69 | 9.48 | 9.19 |  |  | No |  | No | No | No
| SPIAND_1_ANDSN2 |  | caiso | PGE_Valley | PGE_Valley | Pacific Gas and Electric Valley | PGE_Valley | CAISO | 2015-09-09 | 2050-12-31 | 2015 | 2050 | 18.93 | 69.72% | 18.93 | 27.15 | n/a | ST_Biomass | Biomass/Wood | CAISO_Biomass |  |  |  | CAISO_Biomass_for_CAISO | 2016 | 2050 | 0 | CAISO | 27.15 | 1 | 27.15 | 1 | 1 | 2050-12-31 | 1 | SPIAND_1_ANDSN2 | FC | No | 18.9507 | 18.9507 | NQC List | 18.17 | 18.37 | BIOMASS | NQC List | 20.28 | 19.52 | BIOMASS | 20.28 | 19.52 | 18.17 | 18.37 |  |  | No |  | No | No | No
| SPICER_1_UNITS | SPICER HYDRO UNITS 1-3 AGGREGATE | caiso | PGE_Valley | PGE_Valley | Pacific Gas and Electric Valley | PGE_Valley | CAISO | 1990-01-01 | 2050-12-31 | 1990 | 2050 | 6 | 100% | 6 | 6 | n/a | Hydro_Standard | Hydro | CAISO_Small_Hydro |  |  |  | CAISO_Small_Hydro_for_CAISO | 1990 | 2050 | 0 | CAISO | 6 | 1 | 6 | 1 | 1 | 2050-12-31 | 1 | SPICER_1_UNITS | FC | No | 3 | 3 | NQC List | 6 | 6 | WATER | NQC List | 6 | 6 | WATER | 6 | 6 | 6 | 6 |  |  | No |  | No | No | No
| SPIFBD_1_PL1X2 |  | caiso | PGE_Valley | PGE_Valley | Pacific Gas and Electric Valley | PGE_Valley | CAISO | 2001-05-29 | 2050-12-31 | 2001 | 2050 | 6.87 | 91.6% | 6.87 | 7.5 | n/a | Cogen_NG | Cogen | CAISO_CHP |  |  |  | CAISO_CHP | 2001 | 2050 | 0 | CAISO | 7.5 | 1 | 7.5 | 1 | 1 | 2050-12-31 | 1 | SPIFBD_1_PL1X2 | FC | No | 4.755 | 4.755 | NQC List | 2.87 | 2.65 | BIOMASS | NQC List | 5.67 | 5.58 | BIOMASS | 5.67 | 5.58 | 2.87 | 2.65 |  |  | No |  | No | No | No
| Spillimacheen_1 | Spillimacheen-1_Spillimacheen-1_BCH-SPN | teppc | BCHA | BCHA | British Columbia Transmission Company | BCHA_AESO | Excluded | 1954-12-01 | 2033-03-31 | 1954 | 2032 | 1 | 100% | 1 | 1 | Hydro | Hydro_Standard | Hydro | Excluded_Hydro |  |  |  | Excluded | 1955 | 2032 | 0 | Excluded | 1 | 1 | 1 | 1 | 1 | 2033-03-31 | 1 | #N/A | #N/A | No | 0 | 0 | Not Found | #N/A | #N/A | #N/A | Not Found | #N/A | #N/A | #N/A | 0 | 0 | 0 | 0 |  |  | No |  | No | No | No
| Spillimacheen_2 | Spillimacheen-2_Spillimacheen-2_BCH-SPN | teppc | BCHA | BCHA | British Columbia Transmission Company | BCHA_AESO | Excluded | 1954-12-01 | 2033-03-31 | 1954 | 2032 | 1 | 100% | 1 | 1 | Hydro | Hydro_Standard | Hydro | Excluded_Hydro |  |  |  | Excluded | 1955 | 2032 | 0 | Excluded | 1 | 1 | 1 | 1 | 1 | 2033-03-31 | 1 | #N/A | #N/A | No | 0 | 0 | Not Found | #N/A | #N/A | #N/A | Not Found | #N/A | #N/A | #N/A | 0 | 0 | 0 | 0 |  |  | No |  | No | No | No
| Spillimacheen_3 | Spillimacheen-3_Spillimacheen-3_BCH-SPN | teppc | BCHA | BCHA | British Columbia Transmission Company | BCHA_AESO | Excluded | 1954-12-01 | 2033-03-31 | 1954 | 2032 | 2.8 | 100% | 2.8 | 2.8 | Hydro | Hydro_Standard | Hydro | Excluded_Hydro |  |  |  | Excluded | 1955 | 2032 | 0 | Excluded | 2.8 | 1 | 2.8 | 1 | 1 | 2033-03-31 | 1 | #N/A | #N/A | No | 0 | 0 | Not Found | #N/A | #N/A | #N/A | Not Found | #N/A | #N/A | #N/A | 0 | 0 | 0 | 0 |  |  | No |  | No | No | No
| Spindle_Hill_1 | Spindle Hill Energy Center GEN1 | teppc | PSCO | PSCO | Public Service Company of Colorado | PSCO | Excluded | 2007-06-01 | 2050-12-31 | 2007 | 2050 | 154 | 100% | 154 | 154 | CT-NatGas-Industrial | CT_NG | CT | Excluded_Peaker |  |  |  | Excluded | 2007 | 2050 | 0 | Excluded | 154 | 1 | 154 | 1 | 1 | 2050-12-31 | 1 | #N/A | #N/A | No | 0 | 0 | Not Found | #N/A | #N/A | #N/A | Not Found | #N/A | #N/A | #N/A | 0 | 0 | 0 | 0 |  |  | No |  | No | No | No
| Spindle_Hill_2 | Spindle Hill Energy Center GEN2 | teppc | PSCO | PSCO | Public Service Company of Colorado | PSCO | Excluded | 2007-06-01 | 2050-12-31 | 2007 | 2050 | 154 | 100% | 154 | 154 | CT-NatGas-Industrial | CT_NG | CT | Excluded_Peaker |  |  |  | Excluded | 2007 | 2050 | 0 | Excluded | 154 | 1 | 154 | 1 | 1 | 2050-12-31 | 1 | #N/A | #N/A | No | 0 | 0 | Not Found | #N/A | #N/A | #N/A | Not Found | #N/A | #N/A | #N/A | 0 | 0 | 0 | 0 |  |  | No |  | No | No | No
| Spion_Kop | Spion Kop Wind Farm-SKW25 | teppc | NWMT | NWMT | NorthWestern Energy | NWMT_WAUW | NW | 2012-12-31 | 2050-12-01 | 2013 | 2050 | 40 | 100% | 40 | 40 | WT-Onshore | wind_onshorewind | Wind | NW_Wind |  |  |  | NW_Wind_for_Other | 2013 | 2050 | 0 | NW | 40 | 1 | 40 | 1 | 1 | 2050-12-01 | 1 | #N/A | #N/A | No | #N/A | #N/A | Not Found | #N/A | #N/A | #N/A | Not Found | #N/A | #N/A | #N/A | #N/A | #N/A |  |  |  |  | No |  | No | No | No
| Spirit_Mountain | Spirit Mountain 1 | teppc | WACM | WACM | Western Area Power Administration, Colorado-Missouri Region | WACM | Excluded | 1995-06-01 | 2050-12-31 | 1995 | 2050 | 5 | 100% | 5 | 5 | Hydro | Hydro_Standard | Hydro | Excluded_Hydro |  |  |  | Excluded | 1995 | 2050 | 0 | Excluded | 5 | 1 | 5 | 1 | 1 | 2050-12-31 | 1 | #N/A | #N/A | No | 0 | 0 | Not Found | #N/A | #N/A | #N/A | Not Found | #N/A | #N/A | #N/A | 0 | 0 | 0 | 0 |  |  | No |  | No | No | No
| Spokane1 | Wheelabrator Spokane-GEN1 | teppc | AVA | AVA | Avista Corp. | BPAT | NW | 1991-09-01 | 2050-12-31 | 1991 | 2050 | 26 | 100% | 26 | 26 | Bio-ST | ST_Biomass | Biomass/Wood | NW_Biomass |  |  |  | NW_Biomass_for_Other | 1992 | 2050 | 0 | NW | 26 | 1 | 26 | 1 | 1 | 2050-12-31 | 1 | #N/A | #N/A | No | 18.148 | 18.148 | Not Found | #N/A | #N/A | #N/A | Not Found | #N/A | #N/A | #N/A | 18.148 | 18.148 | 18.148 | 18.148 |  |  | No |  | No | No | No
| SPQUIN_6_SRPCQU |  | caiso | PGE_Valley | PGE_Valley | Pacific Gas and Electric Valley | PGE_Valley | CAISO | 1983-01-14 | 2050-12-31 | 1983 | 2050 | 21.98 | 91.58% | 21.98 | 24 | n/a | ST_Biomass | Biomass/Wood | CAISO_Biomass |  |  |  | CAISO_Biomass_for_CAISO | 1983 | 2050 | 0 | CAISO | 24 | 1 | 24 | 1 | 1 | 2050-12-31 | 1 | SPQUIN_6_SRPCQU | FC | No | 16.752 | 16.752 | NQC List | 18.16 | 18.09 | BIOMASS | NQC List | 19.94 | 21.42 | BIOMASS | 19.94 | 21.42 | 18.16 | 18.09 |  |  | No |  | No | No | No
| Spray1_1 | Spray1-1 | teppc | AESO | AESO | Alberta Electric System Operator | BCHA_AESO | Excluded | 1954-01-01 | 2050-12-01 | 1954 | 2050 | 46 | 100% | 46 | 46 | Hydro | Hydro_Standard | Hydro | Excluded_Hydro |  |  |  | Excluded | 1954 | 2050 | 0 | Excluded | 46 | 1 | 46 | 1 | 1 | 2050-12-01 | 1 | #N/A | #N/A | No | 0 | 0 | Not Found | #N/A | #N/A | #N/A | Not Found | #N/A | #N/A | #N/A | 0 | 0 | 0 | 0 |  |  | No |  | No | No | No
| Spray2_1 | Spray2-1 | teppc | AESO | AESO | Alberta Electric System Operator | BCHA_AESO | Excluded | 1954-01-01 | 2050-12-01 | 1954 | 2050 | 46 | 100% | 46 | 46 | Hydro | Hydro_Standard | Hydro | Excluded_Hydro |  |  |  | Excluded | 1954 | 2050 | 0 | Excluded | 46 | 1 | 46 | 1 | 1 | 2050-12-01 | 1 | #N/A | #N/A | No | 0 | 0 | Not Found | #N/A | #N/A | #N/A | Not Found | #N/A | #N/A | #N/A | 0 | 0 | 0 | 0 |  |  | No |  | No | No | No
| SPRGAP_1_UNIT_1 | SPRING GAP HYDRO | caiso | PGE_Valley | PGE_Valley | Pacific Gas and Electric Valley | PGE_Valley | CAISO | 1921-01-01 | 2050-12-31 | 1921 | 2050 | 7 | 100% | 7 | 7 | n/a | Hydro_Standard | Hydro | CAISO_Hydro |  |  |  | CAISO_Hydro | 1921 | 2050 | 0 | CAISO | 7 | 1 | 7 | 1 | 1 | 2050-12-31 | 1 | SPRGAP_1_UNIT 1 | FC | No | 5.9204 | 5.9204 | NQC List | 0.09 | 2.66 | WATER | NQC List | 0.01 | 1.95 | WATER | 0.01 | 1.95 | 0.09 | 2.66 |  |  | No |  | No | No | No
| SPRGVL_2_CREST |  | caiso | SCE | SCE | Southern California Edison | SCE | CAISO |  | 2050-12-31 | 1900 | 2050 | 14 | 100% | 14 | 14 | PVgeneric_sun | PVgeneric_sun | Solar_Fixed | CAISO_Solar |  |  |  | CAISO_Solar_for_CAISO | 1900 | 2050 | 0 | CAISO | 14 | 1 | 14 | 1 | 1 | 2050-12-31 | 1 | SPRGVL_2_CREST | EO | Yes | 3.78 | 1.96 | NQC List | 0 | 0 | SUN | NQC List | 0 | 0 | SUN | 0 | 0 | 0 | 0 |  |  | No |  | Yes | No | No
| SPRGVL_2_QF | SPRINGVILLE QFS | caiso | SCE | SCE | Southern California Edison | SCE | CAISO | 1991-02-01 | 2050-12-31 | 1991 | 2050 | 0.01 | 5.556% | 0.01 | 0.18 | n/a | Cogen_NG | Cogen | CAISO_CHP |  |  |  | CAISO_CHP | 1991 | 2050 | 0 | CAISO | 0.18 | 1 | 0.18 | 1 | 1 | 2050-12-31 | 1 | SPRGVL_2_QF | FC | No | 0.11412 | 0.11412 | NQC List | 0.18 | 0.18 | OTHER | NQC List | 0.18 | 0.17 | OTHER | 0.18 | 0.17 | 0.18 | 0.18 |  |  | No |  | No | No | No
| SPRGVL_2_TULE | TULE RIVER HYDRO PLANT (PG&E) | caiso | SCE | SCE | Southern California Edison | SCE | CAISO | 1914-01-01 | 2050-12-31 | 1914 | 2050 | 6.4 | 100% | 6.4 | 6.4 | n/a | Hydro_Standard | Hydro | CAISO_Small_Hydro |  |  |  | CAISO_Small_Hydro_for_CAISO | 1914 | 2050 | 0 | CAISO | 6.4 | 1 | 6.4 | 1 | 1 | 2050-12-31 | 1 | SPRGVL_2_TULE | FC | No | 3.2 | 3.2 | NQC List | 0 | 0 | WATER | NQC List | 0 | 0 | WATER | 0 | 0 | 0 | 0 |  |  | No |  | No | No | No
| SPRGVL_2_TULESC | TULE RIVER HYDRO PLANT (SCE) | caiso | SCE | SCE | Southern California Edison | SCE | CAISO | 1909-01-01 | 2050-12-31 | 1909 | 2050 | 2.5 | 100% | 2.5 | 2.5 | n/a | Hydro_Standard | Hydro | CAISO_Small_Hydro |  |  |  | CAISO_Small_Hydro_for_CAISO | 1909 | 2050 | 0 | CAISO | 2.5 | 1 | 2.5 | 1 | 1 | 2050-12-31 | 1 | SPRGVL_2_TULESC | FC | No | 1.25 | 1.25 | NQC List | 0.44 | 0 | WATER | NQC List | 0 | 0 | WATER | 0 | 0 | 0.44 | 0 |  |  | No |  | No | No | No
| Spring_Canyon_1 | Spring Canyon I Energy Center 1 | teppc | PSCO | PSCO | Public Service Company of Colorado | PSCO | Excluded | 2006-02-01 | 2050-12-31 | 2006 | 2050 | 60 | 100% | 60 | 60 | WT-Onshore | wind_onshorewind | Wind | Excluded_Wind |  |  |  | Excluded | 2006 | 2050 | 0 | Excluded | 60 | 1 | 60 | 1 | 1 | 2050-12-31 | 1 | #N/A | #N/A | No | 0 | 0 | Not Found | #N/A | #N/A | #N/A | Not Found | #N/A | #N/A | #N/A | 0 | 0 | 0 | 0 |  |  | No |  | No | No | No
| Spring_Canyon_2_3 | Spring Canyon II & III Energy Center | teppc | PSCO | PSCO | Public Service Company of Colorado | PSCO | Excluded | 2014-12-01 | 2050-12-31 | 2014 | 2050 | 60 | 100% | 60 | 60 | WT-Onshore | wind_onshorewind | Wind | Excluded_Wind |  |  |  | Excluded | 2015 | 2050 | 0 | Excluded | 60 | 1 | 60 | 1 | 1 | 2050-12-31 | 1 | #N/A | #N/A | No | 0 | 0 | Not Found | #N/A | #N/A | #N/A | Not Found | #N/A | #N/A | #N/A | 0 | 0 | 0 | 0 |  |  | No |  | No | No | No
| Spring_Creek_1 | Spring Creek Dam 1 | teppc | BANC | BANC | Balancing Authority of Northern California | SMUD | BANC | 1964-01-01 | 2050-12-31 | 1964 | 2050 | 96 | 100% | 96 | 96 | Hydro | Hydro_Standard | Hydro | BANC_Hydro |  |  |  | BANC_Hydro | 1964 | 2050 | 0 | BANC | 96 | 1 | 96 | 1 | 1 | 2050-12-31 | 1 | #N/A | #N/A | No | #N/A | #N/A | Not Found | #N/A | #N/A | #N/A | Not Found | #N/A | #N/A | #N/A | #N/A | #N/A |  |  |  |  | No |  | No | No | No
| Spring_Creek_2 | Spring Creek Dam 2 | teppc | BANC | BANC | Balancing Authority of Northern California | SMUD | BANC | 1964-01-01 | 2050-12-31 | 1964 | 2050 | 96 | 100% | 96 | 96 | Hydro | Hydro_Standard | Hydro | BANC_Hydro |  |  |  | BANC_Hydro | 1964 | 2050 | 0 | BANC | 96 | 1 | 96 | 1 | 1 | 2050-12-31 | 1 | #N/A | #N/A | No | #N/A | #N/A | Not Found | #N/A | #N/A | #N/A | Not Found | #N/A | #N/A | #N/A | #N/A | #N/A |  |  |  |  | No |  | No | No | No
| Spring_Valley_Wind | Spring Valley Wind Project-WTG¦Osceola | teppc | SPPC | SPPC | Nevada Power Company | NEVP | SW | 2012-08-16 | 2050-12-31 | 2012 | 2050 | 150 | 100% | 150 | 150 | WT-Onshore | wind_onshorewind | Wind | SW_Wind |  |  |  | SW_Wind_for_Other | 2013 | 2050 | 0 | SW | 150 | 1 | 150 | 1 | 1 | 2050-12-31 | 1 | #N/A | #N/A | No | #N/A | #N/A | Not Found | #N/A | #N/A | #N/A | Not Found | #N/A | #N/A | #N/A | #N/A | #N/A |  |  |  |  | No |  | No | No | No
| Springbok_1 | Springbok Solar Farm I Project SB1¦Q18PV¦Springbok 1 | teppc | LDWP | LDWP | Los Angeles Department of Water and Power | LADWP | LDWP | 2016-06-01 | 2050-12-31 | 2016 | 2050 | 108 | 100% | 108 | 108 | SolarPV-Tracking | 1axPV_sun | Solar_1Axis | LDWP_Solar |  |  |  | LDWP_Solar_for_Other | 2016 | 2050 | 0 | LDWP | 108 | 1 | 108 | 1 | 1 | 2050-12-31 | 1 | #N/A | #N/A | No | #N/A | #N/A | Not Found | #N/A | #N/A | #N/A | Not Found | #N/A | #N/A | #N/A | #N/A | #N/A |  |  |  |  | No |  | No | No | No
| Springbok_2 | Springbok 2 Solar Farm (Homes Ranch) SB2¦Q19PV | teppc | LDWP | LDWP | Los Angeles Department of Water and Power | LADWP | LDWP | 2016-06-01 | 2050-12-31 | 2016 | 2050 | 165 | 100% | 165 | 165 | SolarPV-Tracking | 1axPV_sun | Solar_1Axis | LDWP_Solar |  |  |  | LDWP_Solar_for_Other | 2016 | 2050 | 0 | LDWP | 165 | 1 | 165 | 1 | 1 | 2050-12-31 | 1 | #N/A | #N/A | No | #N/A | #N/A | Not Found | #N/A | #N/A | #N/A | Not Found | #N/A | #N/A | #N/A | #N/A | #N/A |  |  |  |  | No |  | No | No | No
| Springbok_3 | Springbok 3 Solar Farm (Sons Ranch) 1¦Q18Q19 | teppc | LDWP | LDWP | Los Angeles Department of Water and Power | LADWP | LDWP | 2018-06-01 | 2050-12-31 | 2018 | 2050 | 90 | 100% | 90 | 90 | SolarPV-Tracking | 1axPV_sun | Solar_1Axis | LDWP_Solar |  |  |  | LDWP_Solar_for_Other | 2018 | 2050 | 0 | LDWP | 90 | 1 | 90 | 1 | 1 | 2050-12-31 | 1 | #N/A | #N/A | No | #N/A | #N/A | Not Found | #N/A | #N/A | #N/A | Not Found | #N/A | #N/A | #N/A | #N/A | #N/A |  |  |  |  | No |  | No | No | No
| Springerville_1 | Springerville 1 | teppc | TEPC | TEPC | Tucson Electric Power Company | TEPC | SW | 1985-06-01 | 2050-12-31 | 1985 | 2050 | 387 | 100% | 387 | 387 | ST-Coal | Steam_Coal | Coal | SW_Coal |  |  |  | SW_Coal | 1985 | 2050 | 0 | SW | 387 | 1 | 387 | 1 | 1 | 2050-12-31 | 1 | #N/A | #N/A | No | 387 | 387 | Not Found | #N/A | #N/A | #N/A | Not Found | #N/A | #N/A | #N/A | 387 | 387 | 387 | 387 |  |  | No |  | No | No | No
| Springerville_2 | Springerville 2 | teppc | TEPC | TEPC | Tucson Electric Power Company | TEPC | SW | 1990-06-01 | 2050-12-31 | 1990 | 2050 | 406 | 100% | 406 | 406 | ST-Coal | Steam_Coal | Coal | SW_Coal |  |  |  | SW_Coal | 1990 | 2050 | 0 | SW | 406 | 1 | 406 | 1 | 1 | 2050-12-31 | 1 | #N/A | #N/A | No | 406 | 406 | Not Found | #N/A | #N/A | #N/A | Not Found | #N/A | #N/A | #N/A | 406 | 406 | 406 | 406 |  |  | No |  | No | No | No
| Springerville_3 | Springerville 3 | teppc | TEPC | TEPC | Tucson Electric Power Company | TEPC | SW | 2014-06-01 | 2050-12-31 | 2014 | 2050 | 417 | 100% | 417 | 417 | ST-Coal | Steam_Coal | Coal | SW_Coal |  |  |  | SW_Coal | 2014 | 2050 | 0 | SW | 417 | 1 | 417 | 1 | 1 | 2050-12-31 | 1 | #N/A | #N/A | No | 417 | 417 | Not Found | #N/A | #N/A | #N/A | Not Found | #N/A | #N/A | #N/A | 417 | 417 | 417 | 417 |  |  | No |  | No | No | No
| Springerville_4 | Springerville 4 | teppc | TEPC | TEPC | Tucson Electric Power Company | TEPC | SW | 2009-12-17 | 2050-12-31 | 2010 | 2050 | 415 | 100% | 415 | 415 | ST-Coal | Steam_Coal | Coal | SW_Coal |  |  |  | SW_Coal | 2010 | 2050 | 0 | SW | 415 | 1 | 415 | 1 | 1 | 2050-12-31 | 1 | #N/A | #N/A | No | 415 | 415 | Not Found | #N/A | #N/A | #N/A | Not Found | #N/A | #N/A | #N/A | 415 | 415 | 415 | 415 |  |  | No |  | No | No | No
| Sprott_FortGT_2 | Sprott Fort Macleod GT-2 | teppc | BCHA | BCHA | British Columbia Transmission Company | BCHA_AESO | Excluded | 2015-07-31 | 2050-12-31 | 2015 | 2050 | 20 | 100% | 20 | 20 | CT-NatGas-Industrial | CT_NG | CT | Excluded_Peaker |  |  |  | Excluded | 2015 | 2050 | 0 | Excluded | 20 | 1 | 20 | 1 | 1 | 2050-12-31 | 1 | #N/A | #N/A | No | 0 | 0 | Not Found | #N/A | #N/A | #N/A | Not Found | #N/A | #N/A | #N/A | 0 | 0 | 0 | 0 |  |  | No |  | No | No | No
| Squamish | Squamish Power Project (aka woodfiber)-1_Squamish Power Project (aka woodfiber)-_IPP-WFR | teppc | BCHA | BCHA | British Columbia Transmission Company | BCHA_AESO | Excluded | 2013-04-01 | 2033-05-30 | 2013 | 2032 | 1.4 | 100% | 1.4 | 1.4 | Bio-ST | ST_Biomass | Biomass/Wood | Excluded_Biomass |  |  |  | Excluded | 2013 | 2032 | 0 | Excluded | 1.4 | 1 | 1.4 | 1 | 1 | 2033-05-30 | 1 | #N/A | #N/A | No | 0 | 0 | Not Found | #N/A | #N/A | #N/A | Not Found | #N/A | #N/A | #N/A | 0 | 0 | 0 | 0 |  |  | No |  | No | No | No
| SRINTL_6_UNIT | SRI INTERNATIONAL | caiso | PGE_Bay | PGE_Bay | Pacific Gas and Electric Bay | PGE_Bay | CAISO | 1987-03-10 | 2050-12-31 | 1987 | 2050 | 0.78 | 11.3% | 0.78 | 6.9 | CT-NatGas-Aero | Cogen_NG | Cogen | CAISO_CHP |  |  |  | CAISO_CHP | 1987 | 2050 | 0 | CAISO | 6.9 | 1 | 6.9 | 1 | 1 | 2050-12-31 | 1 | SRINTL_6_UNIT | FC | No | 4.3746 | 4.3746 | NQC List | 0.76 | 0.9 | NATURAL GAS | NQC List | 0.78 | 0.75 | NATURAL GAS | 0.78 | 0.75 | 0.76 | 0.9 |  |  | No |  | No | No | No
| SS_Creek | SS Creek Hydro Project-1_SS Creek Hydro Project-1_IPP-SSZ | teppc | PSCO | PSCO | Public Service Company of Colorado | PSCO | Excluded | 2015-11-01 | 2045-11-01 | 2015 | 2044 | 7 | 100% | 7 | 7 | Hydro | Hydro_Standard | Hydro | Excluded_Hydro |  |  |  | Excluded | 2016 | 2045 | 0 | Excluded | 7 | 1 | 7 | 1 | 1 | 2045-11-01 | 1 | #N/A | #N/A | No | 0 | 0 | Not Found | #N/A | #N/A | #N/A | Not Found | #N/A | #N/A | #N/A | 0 | 0 | 0 | 0 |  |  | No |  | No | No | No
| ST_DIST_PV | NRG-1_Roadrunner Solar-1 | teppc | EPE | EPE | El Paso Electric Company | PNM_EPE | SW | 2011-08-29 | 2031-08-31 | 2011 | 2030 | 20 | 100% | 20 | 20 | SolarPV-Tracking | 1axPV_sun | Solar_1Axis | SW_Solar |  |  |  | SW_Solar_for_Other | 2012 | 2030 | 0 | SW | 20 | 1 | 20 | 1 | 1 | 2031-08-31 | 1 | #N/A | #N/A | No | #N/A | #N/A | Not Found | #N/A | #N/A | #N/A | Not Found | #N/A | #N/A | #N/A | #N/A | #N/A |  |  |  |  | No |  | No | No | No
| St_Marys_Dam | CHD St Marys Dam-1 | teppc | AESO | AESO | Alberta Electric System Operator | BCHA_AESO | Excluded | 1986-04-15 | 2050-12-01 | 1986 | 2050 | 2.3 | 100% | 2.3 | 2.3 | Hydro | Hydro_Standard | Hydro | Excluded_Hydro |  |  |  | Excluded | 1986 | 2050 | 0 | Excluded | 2.3 | 1 | 2.3 | 1 | 1 | 2050-12-01 | 1 | #N/A | #N/A | No | 0 | 0 | Not Found | #N/A | #N/A | #N/A | Not Found | #N/A | #N/A | #N/A | 0 | 0 | 0 | 0 |  |  | No |  | No | No | No
| Stagecoach | Stagecoach Hydro-1 | teppc | PSCO | PSCO | Public Service Company of Colorado | PSCO | Excluded | 1989-10-01 | 2030-04-15 | 1989 | 2029 | 0.82 | 100% | 0.82 | 0.82 | Hydro | Hydro_Standard | Hydro | Excluded_Hydro |  |  |  | Excluded | 1990 | 2029 | 0 | Excluded | 0.82 | 1 | 0.82 | 1 | 1 | 2030-04-15 | 1 | #N/A | #N/A | No | 0 | 0 | Not Found | #N/A | #N/A | #N/A | Not Found | #N/A | #N/A | #N/A | 0 | 0 | 0 | 0 |  |  | No |  | No | No | No
| STANDBY_AGG__3 | STANDBY AGG.-3 | teppc | PNM | PNM | Public Service Company of New Mexico | PNM_EPE | SW | 2003-07-01 | 2030-04-15 | 2003 | 2029 | 62.2 | 100% | 62.2 | 62.2 | CT-OilDistillate | CT_Oil | CT | SW_Peaker |  |  |  | SW_Peaker | 2003 | 2029 | 0 | SW | 62.2 | 1 | 62.2 | 1 | 1 | 2030-04-15 | 1 | #N/A | #N/A | No | 62.2 | 62.2 | Not Found | #N/A | #N/A | #N/A | Not Found | #N/A | #N/A | #N/A | 62.2 | 62.2 | 62.2 | 62.2 |  |  | No |  | No | No | No
| STANIS_7_UNIT_1 | STANISLAUS HYDRO | caiso | PGE_Valley | PGE_Valley | Pacific Gas and Electric Valley | PGE_Valley | CAISO | 1963-01-01 | 2050-12-31 | 1963 | 2050 | 91 | 100% | 91 | 91 | n/a | Hydro_Standard | Hydro | CAISO_Hydro |  |  |  | CAISO_Hydro | 1963 | 2050 | 0 | CAISO | 91 | 1 | 91 | 1 | 1 | 2050-12-31 | 1 | STANIS_7_UNIT 1 | FC | No | 76.9646 | 76.9646 | NQC List | 62.8 | 59.39 | WATER | NQC List | 91 | 91 | WATER | 91 | 91 | 62.8 | 59.39 |  |  | No |  | No | No | No
| Stanton_1 | Stanton-1 | teppc | BPAT | BPAT | Bonneville Power Administration – Transmission | BPAT | NW | 2012-01-10 | 2037-01-10 | 2012 | 2036 | 0.31 | 100% | 0.31 | 0.31 | SolarPV-NonTracking | FixedPV_sun | Solar_Fixed | NW_Solar |  |  |  | NW_Solar_for_Other | 2012 | 2036 | 0 | NW | 0.31 | 1 | 0.31 | 1 | 1 | 2037-01-10 | 1 | #N/A | #N/A | No | #N/A | #N/A | Not Found | #N/A | #N/A | #N/A | Not Found | #N/A | #N/A | #N/A | #N/A | #N/A |  |  |  |  | No |  | No | No | No
| Star_Point_Wind | Star Point Wind Project LLC-1 | teppc | TPWR | TPWR | Tacoma Power | BPAT | NW | 2010-02-01 | 2050-12-31 | 2010 | 2050 | 98.7 | 100% | 98.7 | 98.7 | WT-Onshore | wind_onshorewind | Wind | NW_Wind |  |  |  | NW_Wind_for_Other | 2010 | 2050 | 0 | NW | 98.7 | 1 | 98.7 | 1 | 1 | 2050-12-31 | 1 | #N/A | #N/A | No | #N/A | #N/A | Not Found | #N/A | #N/A | #N/A | Not Found | #N/A | #N/A | #N/A | #N/A | #N/A |  |  |  |  | No |  | No | No | No
| Stateline |  | teppc | BPAT | BPAT | Bonneville Power Administration – Transmission | BPAT | NW | 2001-12-01 | 2050-12-31 | 2001 | 2050 | 100 | 100% | 100 | 100 | WT-Onshore | wind_onshorewind | Wind | NW_Wind |  |  |  | NW_Wind_for_Other | 2002 | 2050 | 0 | NW | 100 | 1 | 100 | 1 | 1 | 2050-12-31 | 1 | #N/A | #N/A | No | #N/A | #N/A | Not Found | #N/A | #N/A | #N/A | Not Found | #N/A | #N/A | #N/A | #N/A | #N/A |  |  |  |  | No |  | No | No | No
| STAUFF_1_UNIT | RHODIA INC. (RHONE-POULENC) | caiso | PGE_Bay | PGE_Bay | Pacific Gas and Electric Bay | PGE_Bay | CAISO | 1977-06-01 | 2050-12-31 | 1977 | 2050 | 0.01 | 0.2174% | 0.01 | 4.6 | ST-Other | Cogen_NG | Cogen | CAISO_CHP |  |  |  | CAISO_CHP | 1977 | 2050 | 0 | CAISO | 4.6 | 1 | 4.6 | 1 | 1 | 2050-12-31 | 1 | STAUFF_1_UNIT | FC | No | 2.9164 | 2.9164 | NQC List | 0.04 | 0.03 | NATURAL GAS | NQC List | 0.01 | 0.01 | NATURAL GAS | 0.01 | 0.01 | 0.04 | 0.03 |  |  | No |  | No | No | No
| Stave_Falls_1 | Stave Falls-1_Stave Falls New-1_BCH-SFN | teppc | BCHA | BCHA | British Columbia Transmission Company | BCHA_AESO | Excluded | 1999-10-01 | 2033-03-31 | 1999 | 2032 | 45.5 | 100% | 45.5 | 45.5 | Hydro | Hydro_Standard | Hydro | Excluded_Hydro |  |  |  | Excluded | 2000 | 2032 | 0 | Excluded | 45.5 | 1 | 45.5 | 1 | 1 | 2033-03-31 | 1 | #N/A | #N/A | No | 0 | 0 | Not Found | #N/A | #N/A | #N/A | Not Found | #N/A | #N/A | #N/A | 0 | 0 | 0 | 0 |  |  | No |  | No | No | No
| Stave_Falls_2 | Stave Falls-2_Stave Falls New-2_BCH-SFN | teppc | BCHA | BCHA | British Columbia Transmission Company | BCHA_AESO | Excluded | 1999-10-01 | 2033-03-31 | 1999 | 2032 | 45.5 | 100% | 45.5 | 45.5 | Hydro | Hydro_Standard | Hydro | Excluded_Hydro |  |  |  | Excluded | 2000 | 2032 | 0 | Excluded | 45.5 | 1 | 45.5 | 1 | 1 | 2033-03-31 | 1 | #N/A | #N/A | No | 0 | 0 | Not Found | #N/A | #N/A | #N/A | Not Found | #N/A | #N/A | #N/A | 0 | 0 | 0 | 0 |  |  | No |  | No | No | No
| Steamboat_2_1 | Steamboat II-T201¦Far West¦Steamboat Far West¦Steamboat 2 | teppc | SPPC | SPPC | Nevada Power Company | NEVP | SW | 1992-09-01 | 2050-12-31 | 1992 | 2050 | 11.3 | 100% | 11.3 | 11.3 | Geo-BinaryCycle | Geothermal_steam | Geothermal | SW_Geothermal |  |  |  | SW_Geothermal_for_Other | 1993 | 2050 | 0 | SW | 11.3 | 1 | 11.3 | 1 | 1 | 2050-12-31 | 1 | #N/A | #N/A | No | 6.9608 | 6.9608 | Not Found | #N/A | #N/A | #N/A | Not Found | #N/A | #N/A | #N/A | 6.9608 | 6.9608 | 6.9608 | 6.9608 |  |  | No |  | No | No | No
| Steamboat_2_2 | Steamboat II-T202¦Far West¦Steamboat Far West¦Steamboat 2 | teppc | SPPC | SPPC | Nevada Power Company | NEVP | SW | 1992-09-01 | 2050-12-31 | 1992 | 2050 | 11.3 | 100% | 11.3 | 11.3 | Geo-BinaryCycle | Geothermal_steam | Geothermal | SW_Geothermal |  |  |  | SW_Geothermal_for_Other | 1993 | 2050 | 0 | SW | 11.3 | 1 | 11.3 | 1 | 1 | 2050-12-31 | 1 | #N/A | #N/A | No | 6.9608 | 6.9608 | Not Found | #N/A | #N/A | #N/A | Not Found | #N/A | #N/A | #N/A | 6.9608 | 6.9608 | 6.9608 | 6.9608 |  |  | No |  | No | No | No
| Steamboat_3_1 | Steamboat III-T301¦Far West¦Steamboat Far West¦Steamboat 3 | teppc | SPPC | SPPC | Nevada Power Company | NEVP | SW | 1992-10-01 | 2050-12-31 | 1992 | 2050 | 11.3 | 100% | 11.3 | 11.3 | Geo-BinaryCycle | Geothermal_steam | Geothermal | SW_Geothermal |  |  |  | SW_Geothermal_for_Other | 1993 | 2050 | 0 | SW | 11.3 | 1 | 11.3 | 1 | 1 | 2050-12-31 | 1 | #N/A | #N/A | No | 6.9608 | 6.9608 | Not Found | #N/A | #N/A | #N/A | Not Found | #N/A | #N/A | #N/A | 6.9608 | 6.9608 | 6.9608 | 6.9608 |  |  | No |  | No | No | No
| Steamboat_3_2 | Steamboat III-T302¦Far West¦Steamboat Far West¦Steamboat 3 | teppc | SPPC | SPPC | Nevada Power Company | NEVP | SW | 1992-10-01 | 2050-12-31 | 1992 | 2050 | 11.3 | 100% | 11.3 | 11.3 | Geo-BinaryCycle | Geothermal_steam | Geothermal | SW_Geothermal |  |  |  | SW_Geothermal_for_Other | 1993 | 2050 | 0 | SW | 11.3 | 1 | 11.3 | 1 | 1 | 2050-12-31 | 1 | #N/A | #N/A | No | 6.9608 | 6.9608 | Not Found | #N/A | #N/A | #N/A | Not Found | #N/A | #N/A | #N/A | 6.9608 | 6.9608 | 6.9608 | 6.9608 |  |  | No |  | No | No | No
| Stegall_DCI | Stegall DC Intertie (Fictional Resource) | teppc | PSCO | PSCO | Public Service Company of Colorado | PSCO | Excluded | 1986-04-15 | 2050-12-31 | 1986 | 2050 | 110 | 100% | 110 | 110 | DC-Intertie | Intertie_NOTGEN | None | Excluded_Imports |  |  |  | Excluded | 1986 | 2050 | 0 | Excluded | 110 | 1 | 110 | 1 | 1 | 2050-12-31 | 1 | #N/A | #N/A | No | 0 | 0 | Not Found | #N/A | #N/A | #N/A | Not Found | #N/A | #N/A | #N/A | 0 | 0 | 0 | 0 |  |  | No |  | No | No | No
| STEVENS_SOL | STEVENSVILLE | teppc | PAUT | PAUT | Utah, PACE Utility | PACE | NW | 2016-01-01 | 2050-12-31 | 2016 | 2050 | 79.2 | 100% | 79.2 | 79.2 | SolarPV-NonTracking | FixedPV_sun | Solar_Fixed | NW_Solar |  |  |  | NW_Solar_for_Other | 2016 | 2050 | 0 | NW | 79.2 | 1 | 79.2 | 1 | 1 | 2050-12-31 | 1 | #N/A | #N/A | No | #N/A | #N/A | Not Found | #N/A | #N/A | #N/A | Not Found | #N/A | #N/A | #N/A | #N/A | #N/A |  |  |  |  | No |  | No | No | No
| Stewart_Mountain | Stewart Mountain SM | teppc | SRP | SRP | Salt River Project | SRP | SW | 1930-03-01 | 2050-12-31 | 1930 | 2050 | 13 | 100% | 13 | 13 | Hydro | Hydro_Standard | Hydro | SW_Hydro |  |  |  | SW_Hydro | 1930 | 2050 | 0 | SW | 13 | 1 | 13 | 1 | 1 | 2050-12-31 | 1 | #N/A | #N/A | No | #N/A | #N/A | Not Found | #N/A | #N/A | #N/A | Not Found | #N/A | #N/A | #N/A | #N/A | #N/A |  |  |  |  | No |  | No | No | No
| STIGCT_2_LODI | LODI STIG UNIT | caiso | PGE_Valley | PGE_Valley | Pacific Gas and Electric Valley | PGE_Valley | CAISO | 1996-01-01 | 2050-12-31 | 1996 | 2050 | 49.5 | 99.2% | 49.5 | 49.9 | CT-NatGas-Aero | CT_NG | CT | CAISO_Peaker1 |  |  |  | CAISO_Peaker1 | 1996 | 2050 | 0 | CAISO | 49.9 | 1 | 49.9 | 1 | 1 | 2050-12-31 | 1 | STIGCT_2_LODI | FC | No | 46.0944 | 46.0944 | NQC List | 49.5 | 49.5 | NATURAL GAS | NQC List | 49.5 | 49.5 | NATURAL GAS | 49.5 | 49.5 | 49.5 | 49.5 |  |  | No |  | No | No | No
| Stillwater_Geo_1 | Enel Stillwater Facility 1¦CRD_IPP_GO_G1 | teppc | SPPC | SPPC | Nevada Power Company | NEVP | SW | 2009-09-01 | 2050-12-31 | 2009 | 2050 | 11.2 | 100% | 11.2 | 11.2 | Geo-BinaryCycle | Geothermal_steam | Geothermal | SW_Geothermal |  |  |  | SW_Geothermal_for_Other | 2010 | 2050 | 0 | SW | 11.2 | 1 | 11.2 | 1 | 1 | 2050-12-31 | 1 | #N/A | #N/A | No | 6.8992 | 6.8992 | Not Found | #N/A | #N/A | #N/A | Not Found | #N/A | #N/A | #N/A | 6.8992 | 6.8992 | 6.8992 | 6.8992 |  |  | No |  | No | No | No
| Stillwater_Geo_2 | Enel Stillwater Facility 2¦CRD_IPP_GO_G2 | teppc | SPPC | SPPC | Nevada Power Company | NEVP | SW | 2009-09-01 | 2050-12-31 | 2009 | 2050 | 11.2 | 100% | 11.2 | 11.2 | Geo-BinaryCycle | Geothermal_steam | Geothermal | SW_Geothermal |  |  |  | SW_Geothermal_for_Other | 2010 | 2050 | 0 | SW | 11.2 | 1 | 11.2 | 1 | 1 | 2050-12-31 | 1 | #N/A | #N/A | No | 6.8992 | 6.8992 | Not Found | #N/A | #N/A | #N/A | Not Found | #N/A | #N/A | #N/A | 6.8992 | 6.8992 | 6.8992 | 6.8992 |  |  | No |  | No | No | No
| Stillwater_Geo_3 | Enel Stillwater Facility 3¦CRD_IPP_GO_G3 | teppc | SPPC | SPPC | Nevada Power Company | NEVP | SW | 2009-09-01 | 2050-12-31 | 2009 | 2050 | 11.2 | 100% | 11.2 | 11.2 | Geo-BinaryCycle | Geothermal_steam | Geothermal | SW_Geothermal |  |  |  | SW_Geothermal_for_Other | 2010 | 2050 | 0 | SW | 11.2 | 1 | 11.2 | 1 | 1 | 2050-12-31 | 1 | #N/A | #N/A | No | 6.8992 | 6.8992 | Not Found | #N/A | #N/A | #N/A | Not Found | #N/A | #N/A | #N/A | 6.8992 | 6.8992 | 6.8992 | 6.8992 |  |  | No |  | No | No | No
| Stillwater_Geo_4 | Enel Stillwater Facility 4¦CRD_IPP_GO_G4 | teppc | SPPC | SPPC | Nevada Power Company | NEVP | SW | 2009-09-01 | 2050-12-31 | 2009 | 2050 | 11.2 | 100% | 11.2 | 11.2 | Geo-BinaryCycle | Geothermal_steam | Geothermal | SW_Geothermal |  |  |  | SW_Geothermal_for_Other | 2010 | 2050 | 0 | SW | 11.2 | 1 | 11.2 | 1 | 1 | 2050-12-31 | 1 | #N/A | #N/A | No | 6.8992 | 6.8992 | Not Found | #N/A | #N/A | #N/A | Not Found | #N/A | #N/A | #N/A | 6.8992 | 6.8992 | 6.8992 | 6.8992 |  |  | No |  | No | No | No
| Stillwater_Solar | Stillwater Facility-1¦CRD_IPP_PV_G1 | teppc | SPPC | SPPC | Nevada Power Company | NEVP | SW | 1988-02-01 | 2030-01-01 | 1988 | 2029 | 22 | 100% | 22 | 22 | SolarPV-NonTracking | FixedPV_sun | Solar_Fixed | SW_Solar |  |  |  | SW_Solar_for_Other | 1988 | 2029 | 0 | SW | 22 | 1 | 22 | 1 | 1 | 2030-01-01 | 1 | #N/A | #N/A | No | #N/A | #N/A | Not Found | #N/A | #N/A | #N/A | Not Found | #N/A | #N/A | #N/A | #N/A | #N/A |  |  |  |  | No |  | No | No | No
| STNRES_1_UNIT | Covanta Stanislaus | caiso | PGE_Valley | PGE_Valley | Pacific Gas and Electric Valley | PGE_Valley | CAISO | 1988-09-06 | 2050-12-31 | 1988 | 2050 | 19.48 | 97.89% | 19.48 | 19.9 | n/a | ST_Biomass | Biomass/Wood | CAISO_Biomass |  |  |  | CAISO_Biomass_for_CAISO | 1989 | 2050 | 0 | CAISO | 19.9 | 1 | 19.9 | 1 | 1 | 2050-12-31 | 1 | STNRES_1_UNIT | FC | No | 13.8902 | 13.8902 | NQC List | 18.01 | 17.7 | WASTE TO POWER | NQC List | 18.26 | 17.65 | WASTE TO POWER | 18.26 | 17.65 | 18.01 | 17.7 |  |  | No |  | No | No | No
| STOILS_1_UNITS | STOILS_1_UNIT 2 | caiso | PGE_Bay | PGE_Bay | Pacific Gas and Electric Bay | PGE_Bay | CAISO | 1992-08-31 | 2050-12-31 | 1992 | 2050 | 0.06 | 0.1068% | 0.06 | 56.2 | ST-NatGas | Cogen_NG | Cogen | CAISO_CHP |  |  |  | CAISO_CHP | 1993 | 2050 | 0 | CAISO | 56.2 | 1 | 56.2 | 1 | 1 | 2050-12-31 | 1 | STOILS_1_UNITS | FC | No | 35.6308 | 35.6308 | NQC List | 0 | 0 | NATURAL GAS | NQC List | 5.14 | 0.07 | NATURAL GAS | 5.14 | 0.07 | 0 | 0 |  |  | No |  | No | No | No
| Stokke1 | Stokke (SKK, Kwalsa Energy)-1_Stokke (SKK, Kwalsa Energy)-1_IPP-SKK | teppc | BCHA | BCHA | British Columbia Transmission Company | BCHA_AESO | Excluded | 2009-11-12 | 2049-10-19 | 2009 | 2048 | 11.02 | 100% | 11.02 | 11.02 | Hydro | Hydro_Standard | Hydro | Excluded_Hydro |  |  |  | Excluded | 2010 | 2049 | 0 | Excluded | 11.02 | 1 | 11.02 | 1 | 1 | 2049-10-19 | 1 | #N/A | #N/A | No | 0 | 0 | Not Found | #N/A | #N/A | #N/A | Not Found | #N/A | #N/A | #N/A | 0 | 0 | 0 | 0 |  |  | No |  | No | No | No
| Stokke2 | Stokke (SKK, Kwalsa Energy)-2_Stokke (SKK, Kwalsa Energy)-2_IPP-SKK | teppc | BCHA | BCHA | British Columbia Transmission Company | BCHA_AESO | Excluded | 2009-11-12 | 2049-10-19 | 2009 | 2048 | 11.02 | 100% | 11.02 | 11.02 | Hydro | Hydro_Standard | Hydro | Excluded_Hydro |  |  |  | Excluded | 2010 | 2049 | 0 | Excluded | 11.02 | 1 | 11.02 | 1 | 1 | 2049-10-19 | 1 | #N/A | #N/A | No | 0 | 0 | Not Found | #N/A | #N/A | #N/A | Not Found | #N/A | #N/A | #N/A | 0 | 0 | 0 | 0 |  |  | No |  | No | No | No
| Stone_Creek_1 | Stone Creek-1 | teppc | PGE | PGE | Portland General Electric Company | PortlandGE | NW | 1994-01-01 | 2050-12-31 | 1994 | 2050 | 12 | 100% | 12 | 12 | Hydro | Hydro_Standard | Hydro | NW_Hydro |  |  |  | NW_Hydro | 1994 | 2050 | 0 | NW | 12 | 1 | 12 | 1 | 1 | 2050-12-31 | 1 | #N/A | #N/A | No | #N/A | #N/A | Not Found | #N/A | #N/A | #N/A | Not Found | #N/A | #N/A | #N/A | #N/A | #N/A |  |  |  |  | No |  | No | No | No
| STOREY_2_MDRCH2 | Madera Chowchilla 2 | caiso | PGE_Valley | PGE_Valley | Pacific Gas and Electric Valley | PGE_Valley | CAISO | 1986-04-11 | 2050-12-31 | 1986 | 2050 | 0.56 | 100% | 0.56 | 0.56 | n/a | Hydro_Standard | Hydro | CAISO_Small_Hydro |  |  |  | CAISO_Small_Hydro_for_CAISO | 1986 | 2050 | 0 | CAISO | 0.56 | 1 | 0.56 | 1 | 1 | 2050-12-31 | 1 | STOREY_2_MDRCH2 | FC | No | 0.28 | 0.28 | NQC List | 0.38 | 0.28 | WATER | NQC List | 0.28 | 0.15 | WATER | 0.28 | 0.15 | 0.38 | 0.28 |  |  | No |  | No | No | No
| STOREY_2_MDRCH3 | Madera Chowchilla 3 | caiso | PGE_Valley | PGE_Valley | Pacific Gas and Electric Valley | PGE_Valley | CAISO | 1986-04-16 | 2050-12-31 | 1986 | 2050 | 0.42 | 100% | 0.42 | 0.42 | n/a | Hydro_Standard | Hydro | CAISO_Small_Hydro |  |  |  | CAISO_Small_Hydro_for_CAISO | 1986 | 2050 | 0 | CAISO | 0.42 | 1 | 0.42 | 1 | 1 | 2050-12-31 | 1 | STOREY_2_MDRCH3 | FC | No | 0.21 | 0.21 | NQC List | 0.22 | 0.11 | WATER | NQC List | 0.19 | 0.05 | WATER | 0.19 | 0.05 | 0.22 | 0.11 |  |  | No |  | No | No | No
| STOREY_2_MDRCH4 | Madera Chowchilla 4 | caiso | PGE_Valley | PGE_Valley | Pacific Gas and Electric Valley | PGE_Valley | CAISO |  | 2050-12-31 | 1900 | 2050 | 0.92 | 100% | 0.92 | 0.92 | HYDRO_WATER | Hydro_Standard | Hydro | CAISO_Small_Hydro |  |  |  | CAISO_Small_Hydro_for_CAISO | 1900 | 2050 | 0 | CAISO | 0.92 | 1 | 0.92 | 1 | 1 | 2050-12-31 | 1 | STOREY_2_MDRCH4 | FC | No | 0.46 | 0.46 | NQC List | 0.36 | 0.27 | WATER | NQC List | 0.2 | 0.19 | WATER | 0.2 | 0.19 | 0.36 | 0.27 |  |  | No |  | Yes | No | No
| STOREY_7_MDRCHW | Madera Canal Site 980 | caiso | PGE_Valley | PGE_Valley | Pacific Gas and Electric Valley | PGE_Valley | CAISO | 1985-02-02 | 2050-12-31 | 1985 | 2050 | 1.84 | 100% | 1.84 | 1.84 | n/a | Hydro_Standard | Hydro | CAISO_Small_Hydro |  |  |  | CAISO_Small_Hydro_for_CAISO | 1985 | 2050 | 0 | CAISO | 1.84 | 1 | 1.84 | 1 | 1 | 2050-12-31 | 1 | STOREY_7_MDRCHW | FC | No | 0.92 | 0.92 | NQC List | 0.61 | 0.42 | WATER | NQC List | 0.82 | 0.42 | WATER | 0.82 | 0.42 | 0.61 | 0.42 |  |  | No |  | No | No | No
| Strathcona_1 | Strathcona-1_Strathcona-1_BCH-SCA | teppc | BCHA | BCHA | British Columbia Transmission Company | BCHA_AESO | Excluded | 1958-01-01 | 2033-03-31 | 1958 | 2032 | 32.5 | 100% | 32.5 | 32.5 | Hydro | Hydro_Standard | Hydro | Excluded_Hydro |  |  |  | Excluded | 1958 | 2032 | 0 | Excluded | 32.5 | 1 | 32.5 | 1 | 1 | 2033-03-31 | 1 | #N/A | #N/A | No | 0 | 0 | Not Found | #N/A | #N/A | #N/A | Not Found | #N/A | #N/A | #N/A | 0 | 0 | 0 | 0 |  |  | No |  | No | No | No
| Strathcona_2 | Strathcona-2_Strathcona-2_BCH-SCA | teppc | BCHA | BCHA | British Columbia Transmission Company | BCHA_AESO | Excluded | 1958-01-01 | 2033-03-31 | 1958 | 2032 | 32.5 | 100% | 32.5 | 32.5 | Hydro | Hydro_Standard | Hydro | Excluded_Hydro |  |  |  | Excluded | 1958 | 2032 | 0 | Excluded | 32.5 | 1 | 32.5 | 1 | 1 | 2033-03-31 | 1 | #N/A | #N/A | No | 0 | 0 | Not Found | #N/A | #N/A | #N/A | Not Found | #N/A | #N/A | #N/A | 0 | 0 | 0 | 0 |  |  | No |  | No | No | No
| StrawberryCreek1 | Strawberry Creek-1 | teppc | CISC | CISC | Southern California Edison | SCE | CAISO | 1951-01-01 | 2050-12-31 | 1951 | 2050 | 0.5 | 100% | 0.5 | 0.5 | Hydro | Hydro_Standard | Hydro | CAISO_Hydro |  |  |  | CAISO_Hydro | 1951 | 2050 | 0 | CAISO | 0.5 | 1 | 0.5 | 1 | 1 | 2050-12-31 | 1 | StrawberryCreek1 | #N/A | No | 0.42288 | 0.42288 | Not Found | #N/A | #N/A | #N/A | Not Found | #N/A | #N/A | #N/A | 0.42288 | 0.42288 | 0.42288 | 0.42288 |  |  | No |  | No | No | No
| StrawberryCreek2 | Strawberry Creek-2 | teppc | CISC | CISC | Southern California Edison | SCE | CAISO | 1951-01-01 | 2050-12-31 | 1951 | 2050 | 0.5 | 100% | 0.5 | 0.5 | Hydro | Hydro_Standard | Hydro | CAISO_Hydro |  |  |  | CAISO_Hydro | 1951 | 2050 | 0 | CAISO | 0.5 | 1 | 0.5 | 1 | 1 | 2050-12-31 | 1 | StrawberryCreek2 | #N/A | No | 0.42288 | 0.42288 | Not Found | #N/A | #N/A | #N/A | Not Found | #N/A | #N/A | #N/A | 0.42288 | 0.42288 | 0.42288 | 0.42288 |  |  | No |  | No | No | No
| StrawberryCreek3 | Strawberry Creek-3 | teppc | CISC | CISC | Southern California Edison | SCE | CAISO | 1951-01-01 | 2050-12-31 | 1951 | 2050 | 0.5 | 100% | 0.5 | 0.5 | Hydro | Hydro_Standard | Hydro | CAISO_Hydro |  |  |  | CAISO_Hydro | 1951 | 2050 | 0 | CAISO | 0.5 | 1 | 0.5 | 1 | 1 | 2050-12-31 | 1 | StrawberryCreek3 | #N/A | No | 0.42288 | 0.42288 | Not Found | #N/A | #N/A | #N/A | Not Found | #N/A | #N/A | #N/A | 0.42288 | 0.42288 | 0.42288 | 0.42288 |  |  | No |  | No | No | No
| Strontia_Springs | Strontia Springs Hydro Plant 1 and 2¦Strontia Springs | teppc | PSCO | PSCO | Public Service Company of Colorado | PSCO | Excluded | 1951-01-01 | 2050-12-31 | 1951 | 2050 | 1 | 100% | 1 | 1 | Hydro | Hydro_Standard | Hydro | Excluded_Hydro |  |  |  | Excluded | 1951 | 2050 | 0 | Excluded | 1 | 1 | 1 | 1 | 1 | 2050-12-31 | 1 | #N/A | #N/A | No | 0 | 0 | Not Found | #N/A | #N/A | #N/A | Not Found | #N/A | #N/A | #N/A | 0 | 0 | 0 | 0 |  |  | No |  | No | No | No
| STROUD_6_SOLAR |  | caiso | PGE_Valley | PGE_Valley | Pacific Gas and Electric Valley | PGE_Valley | CAISO | 2011-10-04 | 2050-12-31 | 2011 | 2050 | 20 | 100% | 20 | 20 | n/a | PVgeneric_sun | Solar_Fixed | CAISO_Solar |  |  |  | CAISO_Solar_for_CAISO | 2012 | 2050 | 0 | CAISO | 20 | 1 | 20 | 1 | 1 | 2050-12-31 | 1 | STROUD_6_SOLAR | ID | No | 5.4 | 2.8 | NQC List | 5.4 | 2.8 | SUN | NQC List | 5.4 | 2.8 | SUN | 5.4 | 2.8 | 5.4 | 2.8 |  |  | No |  | No | No | No
| STROUD_6_WWHSR1 | Winter Wheat Solar Farm | caiso | PGE_Valley | PGE_Valley | Pacific Gas and Electric Valley | PGE_Valley | CAISO |  | 2050-12-31 | 1900 | 2050 | 1.5 | 100% | 1.5 | 1.5 | PHOTO VOLTAIC_SUN | PVgeneric_sun | Solar_Fixed | CAISO_Solar |  |  |  | CAISO_Solar_for_CAISO | 1900 | 2050 | 0 | CAISO | 1.5 | 1 | 1.5 | 1 | 1 | 2050-12-31 | 1 | STROUD_6_WWHSR1 | EO | Yes | 0.405 | 0.21 | NQC List | 0 | 0 | SUN | NQC List | 0 | 0 | SUN | 0 | 0 | 0 | 0 |  |  | No |  | Yes | No | No
| SUB10_13 | SUB10_13 | teppc | BCHA | BCHA | British Columbia Transmission Company | BCHA_AESO | Excluded | 1950-01-01 | 2050-12-31 | 1950 | 2050 | 4 | 100% | 4 | 4 | MotorLoad | Load | Load | Excluded_Load |  |  |  | Excluded | 1950 | 2050 | 0 | Excluded | 4 | 1 | 4 | 1 | 1 | 2050-12-31 | 1 | #N/A | #N/A | No | 0 | 0 | Not Found | #N/A | #N/A | #N/A | Not Found | #N/A | #N/A | #N/A | 0 | 0 | 0 | 0 |  |  | No |  | No | No | No
| SUB12B | SUB12B | teppc | BCHA | BCHA | British Columbia Transmission Company | BCHA_AESO | Excluded | 1950-01-01 | 2050-12-31 | 1950 | 2050 | 7 | 100% | 7 | 7 | MotorLoad | Load | Load | Excluded_Load |  |  |  | Excluded | 1950 | 2050 | 0 | Excluded | 7 | 1 | 7 | 1 | 1 | 2050-12-31 | 1 | #N/A | #N/A | No | 0 | 0 | Not Found | #N/A | #N/A | #N/A | Not Found | #N/A | #N/A | #N/A | 0 | 0 | 0 | 0 |  |  | No |  | No | No | No
| SUB12B24 | SUB12B24 | teppc | BCHA | BCHA | British Columbia Transmission Company | BCHA_AESO | Excluded | 1950-01-01 | 2050-12-31 | 1950 | 2050 | 1 | 100% | 1 | 1 | MotorLoad | Load | Load | Excluded_Load |  |  |  | Excluded | 1950 | 2050 | 0 | Excluded | 1 | 1 | 1 | 1 | 1 | 2050-12-31 | 1 | #N/A | #N/A | No | 0 | 0 | Not Found | #N/A | #N/A | #N/A | Not Found | #N/A | #N/A | #N/A | 0 | 0 | 0 | 0 |  |  | No |  | No | No | No
| SUB5_2 | SUB5_2 | teppc | BCHA | BCHA | British Columbia Transmission Company | BCHA_AESO | Excluded | 1950-01-01 | 2050-12-31 | 1950 | 2050 | 5 | 100% | 5 | 5 | MotorLoad | Load | Load | Excluded_Load |  |  |  | Excluded | 1950 | 2050 | 0 | Excluded | 5 | 1 | 5 | 1 | 1 | 2050-12-31 | 1 | #N/A | #N/A | No | 0 | 0 | Not Found | #N/A | #N/A | #N/A | Not Found | #N/A | #N/A | #N/A | 0 | 0 | 0 | 0 |  |  | No |  | No | No | No
| SUB7_2 | SUB7_2 | teppc | BCHA | BCHA | British Columbia Transmission Company | BCHA_AESO | Excluded | 1950-01-01 | 2050-12-31 | 1950 | 2050 | 5 | 100% | 5 | 5 | MotorLoad | Load | Load | Excluded_Load |  |  |  | Excluded | 1950 | 2050 | 0 | Excluded | 5 | 1 | 5 | 1 | 1 | 2050-12-31 | 1 | #N/A | #N/A | No | 0 | 0 | Not Found | #N/A | #N/A | #N/A | Not Found | #N/A | #N/A | #N/A | 0 | 0 | 0 | 0 |  |  | No |  | No | No | No
| Sullivan_1 | Sullivan-1 | teppc | PGE | PGE | Portland General Electric Company | PortlandGE | NW | 1952-12-01 | 2050-12-31 | 1952 | 2050 | 1.2 | 100% | 1.2 | 1.2 | Hydro | Hydro_Standard | Hydro | NW_Hydro |  |  |  | NW_Hydro | 1953 | 2050 | 0 | NW | 1.2 | 1 | 1.2 | 1 | 1 | 2050-12-31 | 1 | #N/A | #N/A | No | #N/A | #N/A | Not Found | #N/A | #N/A | #N/A | Not Found | #N/A | #N/A | #N/A | #N/A | #N/A |  |  |  |  | No |  | No | No | No
| Sullivan_10 | Sullivan-10 | teppc | CISC | CISC | Southern California Edison | SCE | CAISO | 1952-12-01 | 2050-12-31 | 1952 | 2050 | 1.2 | 100% | 1.2 | 1.2 | Hydro | Hydro_Standard | Hydro | CAISO_Hydro |  |  |  | CAISO_Hydro | 1953 | 2050 | 0 | CAISO | 1.2 | 1 | 1.2 | 1 | 1 | 2050-12-31 | 1 | Sullivan_10 | #N/A | No | 1.0149 | 1.0149 | Not Found | #N/A | #N/A | #N/A | Not Found | #N/A | #N/A | #N/A | 1.0149 | 1.0149 | 1.0149 | 1.0149 |  |  | No |  | No | No | No
| Sullivan_11 | Sullivan-11 | teppc | CISC | CISC | Southern California Edison | SCE | CAISO | 1952-12-01 | 2050-12-31 | 1952 | 2050 | 1.2 | 100% | 1.2 | 1.2 | Hydro | Hydro_Standard | Hydro | CAISO_Hydro |  |  |  | CAISO_Hydro | 1953 | 2050 | 0 | CAISO | 1.2 | 1 | 1.2 | 1 | 1 | 2050-12-31 | 1 | Sullivan_11 | #N/A | No | 1.0149 | 1.0149 | Not Found | #N/A | #N/A | #N/A | Not Found | #N/A | #N/A | #N/A | 1.0149 | 1.0149 | 1.0149 | 1.0149 |  |  | No |  | No | No | No
| Sullivan_12 | Sullivan-12 | teppc | CISC | CISC | Southern California Edison | SCE | CAISO | 1952-12-01 | 2050-12-31 | 1952 | 2050 | 1.2 | 100% | 1.2 | 1.2 | Hydro | Hydro_Standard | Hydro | CAISO_Hydro |  |  |  | CAISO_Hydro | 1953 | 2050 | 0 | CAISO | 1.2 | 1 | 1.2 | 1 | 1 | 2050-12-31 | 1 | Sullivan_12 | #N/A | No | 1.0149 | 1.0149 | Not Found | #N/A | #N/A | #N/A | Not Found | #N/A | #N/A | #N/A | 1.0149 | 1.0149 | 1.0149 | 1.0149 |  |  | No |  | No | No | No
| Sullivan_13 | Sullivan-13 | teppc | CISC | CISC | Southern California Edison | SCE | CAISO | 1952-12-01 | 2050-12-31 | 1952 | 2050 | 1.2 | 100% | 1.2 | 1.2 | Hydro | Hydro_Standard | Hydro | CAISO_Hydro |  |  |  | CAISO_Hydro | 1953 | 2050 | 0 | CAISO | 1.2 | 1 | 1.2 | 1 | 1 | 2050-12-31 | 1 | Sullivan_13 | #N/A | No | 1.0149 | 1.0149 | Not Found | #N/A | #N/A | #N/A | Not Found | #N/A | #N/A | #N/A | 1.0149 | 1.0149 | 1.0149 | 1.0149 |  |  | No |  | No | No | No
| Sullivan_2 | Sullivan-2 | teppc | CISC | CISC | Southern California Edison | SCE | CAISO | 1952-12-01 | 2050-12-31 | 1952 | 2050 | 1.2 | 100% | 1.2 | 1.2 | Hydro | Hydro_Standard | Hydro | CAISO_Hydro |  |  |  | CAISO_Hydro | 1953 | 2050 | 0 | CAISO | 1.2 | 1 | 1.2 | 1 | 1 | 2050-12-31 | 1 | Sullivan_2 | #N/A | No | 1.0149 | 1.0149 | Not Found | #N/A | #N/A | #N/A | Not Found | #N/A | #N/A | #N/A | 1.0149 | 1.0149 | 1.0149 | 1.0149 |  |  | No |  | No | No | No
| Sullivan_3 | Sullivan-3 | teppc | CISC | CISC | Southern California Edison | SCE | CAISO | 1952-12-01 | 2050-12-31 | 1952 | 2050 | 1.2 | 100% | 1.2 | 1.2 | Hydro | Hydro_Standard | Hydro | CAISO_Hydro |  |  |  | CAISO_Hydro | 1953 | 2050 | 0 | CAISO | 1.2 | 1 | 1.2 | 1 | 1 | 2050-12-31 | 1 | Sullivan_3 | #N/A | No | 1.0149 | 1.0149 | Not Found | #N/A | #N/A | #N/A | Not Found | #N/A | #N/A | #N/A | 1.0149 | 1.0149 | 1.0149 | 1.0149 |  |  | No |  | No | No | No
| Sullivan_4 | Sullivan-4 | teppc | CISC | CISC | Southern California Edison | SCE | CAISO | 1952-12-01 | 2050-12-31 | 1952 | 2050 | 1.2 | 100% | 1.2 | 1.2 | Hydro | Hydro_Standard | Hydro | CAISO_Hydro |  |  |  | CAISO_Hydro | 1953 | 2050 | 0 | CAISO | 1.2 | 1 | 1.2 | 1 | 1 | 2050-12-31 | 1 | Sullivan_4 | #N/A | No | 1.0149 | 1.0149 | Not Found | #N/A | #N/A | #N/A | Not Found | #N/A | #N/A | #N/A | 1.0149 | 1.0149 | 1.0149 | 1.0149 |  |  | No |  | No | No | No
| Sullivan_5 | Sullivan-5 | teppc | CISC | CISC | Southern California Edison | SCE | CAISO | 1952-12-01 | 2050-12-31 | 1952 | 2050 | 1.2 | 100% | 1.2 | 1.2 | Hydro | Hydro_Standard | Hydro | CAISO_Hydro |  |  |  | CAISO_Hydro | 1953 | 2050 | 0 | CAISO | 1.2 | 1 | 1.2 | 1 | 1 | 2050-12-31 | 1 | Sullivan_5 | #N/A | No | 1.0149 | 1.0149 | Not Found | #N/A | #N/A | #N/A | Not Found | #N/A | #N/A | #N/A | 1.0149 | 1.0149 | 1.0149 | 1.0149 |  |  | No |  | No | No | No
| Sullivan_6 | Sullivan-6 | teppc | CISC | CISC | Southern California Edison | SCE | CAISO | 1952-12-01 | 2050-12-31 | 1952 | 2050 | 1.2 | 100% | 1.2 | 1.2 | Hydro | Hydro_Standard | Hydro | CAISO_Hydro |  |  |  | CAISO_Hydro | 1953 | 2050 | 0 | CAISO | 1.2 | 1 | 1.2 | 1 | 1 | 2050-12-31 | 1 | Sullivan_6 | #N/A | No | 1.0149 | 1.0149 | Not Found | #N/A | #N/A | #N/A | Not Found | #N/A | #N/A | #N/A | 1.0149 | 1.0149 | 1.0149 | 1.0149 |  |  | No |  | No | No | No
| Sullivan_7 | Sullivan-7 | teppc | CISC | CISC | Southern California Edison | SCE | CAISO | 1952-12-01 | 2050-12-31 | 1952 | 2050 | 1.2 | 100% | 1.2 | 1.2 | Hydro | Hydro_Standard | Hydro | CAISO_Hydro |  |  |  | CAISO_Hydro | 1953 | 2050 | 0 | CAISO | 1.2 | 1 | 1.2 | 1 | 1 | 2050-12-31 | 1 | Sullivan_7 | #N/A | No | 1.0149 | 1.0149 | Not Found | #N/A | #N/A | #N/A | Not Found | #N/A | #N/A | #N/A | 1.0149 | 1.0149 | 1.0149 | 1.0149 |  |  | No |  | No | No | No
| Sullivan_8 | Sullivan-8 | teppc | CISC | CISC | Southern California Edison | SCE | CAISO | 1952-12-01 | 2050-12-31 | 1952 | 2050 | 1.2 | 100% | 1.2 | 1.2 | Hydro | Hydro_Standard | Hydro | CAISO_Hydro |  |  |  | CAISO_Hydro | 1953 | 2050 | 0 | CAISO | 1.2 | 1 | 1.2 | 1 | 1 | 2050-12-31 | 1 | Sullivan_8 | #N/A | No | 1.0149 | 1.0149 | Not Found | #N/A | #N/A | #N/A | Not Found | #N/A | #N/A | #N/A | 1.0149 | 1.0149 | 1.0149 | 1.0149 |  |  | No |  | No | No | No
| Sullivan_9 | Sullivan-9 | teppc | CISC | CISC | Southern California Edison | SCE | CAISO | 1924-05-01 | 2050-12-31 | 1924 | 2050 | 1 | 100% | 1 | 1 | Hydro | Hydro_Standard | Hydro | CAISO_Hydro |  |  |  | CAISO_Hydro | 1924 | 2050 | 0 | CAISO | 1 | 1 | 1 | 1 | 1 | 2050-12-31 | 1 | Sullivan_9 | #N/A | No | 0.84576 | 0.84576 | Not Found | #N/A | #N/A | #N/A | Not Found | #N/A | #N/A | #N/A | 0.84576 | 0.84576 | 0.84576 | 0.84576 |  |  | No |  | No | No | No
| SumasPowerCC_Total | SumasPowerCC (Total CC Plant) | teppc | PSEI | PSEI | Puget Sound Energy | BPAT | NW | 1993-03-01 | 2050-12-31 | 1993 | 2050 | 139.2 | 100% | 139.2 | 139.2 | CCWhole-NatGas-Industrial | CC_NG | CC | NW_CCGT |  |  |  | NW_CCGT | 1993 | 2050 | 0 | NW | 139.2 | 1 | 139.2 | 1 | 1 | 2050-12-31 | 1 | #N/A | #N/A | No | 139.2 | 139.2 | Not Found | #N/A | #N/A | #N/A | Not Found | #N/A | #N/A | #N/A | 139.2 | 139.2 | 139.2 | 139.2 |  |  | No |  | No | No | No
| Summer_Falls1 | Summer Falls Power Plant-1 | teppc | TPWR | TPWR | Tacoma Power | BPAT | NW | 1985-01-01 | 2050-12-31 | 1985 | 2050 | 47 | 100% | 47 | 47 | Hydro | Hydro_Standard | Hydro | NW_Hydro |  |  |  | NW_Hydro | 1985 | 2050 | 0 | NW | 47 | 1 | 47 | 1 | 1 | 2050-12-31 | 1 | #N/A | #N/A | No | #N/A | #N/A | Not Found | #N/A | #N/A | #N/A | Not Found | #N/A | #N/A | #N/A | #N/A | #N/A |  |  |  |  | No |  | No | No | No
| Summer_Falls2 | Summer Falls Power Plant-2 | teppc | TPWR | TPWR | Tacoma Power | BPAT | NW | 1985-01-01 | 2050-12-31 | 1985 | 2050 | 47 | 100% | 47 | 47 | Hydro | Hydro_Standard | Hydro | NW_Hydro |  |  |  | NW_Hydro | 1985 | 2050 | 0 | NW | 47 | 1 | 47 | 1 | 1 | 2050-12-31 | 1 | #N/A | #N/A | No | #N/A | #N/A | Not Found | #N/A | #N/A | #N/A | Not Found | #N/A | #N/A | #N/A | #N/A | #N/A |  |  |  |  | No |  | No | No | No
| SummerviewG1 | SummerviewG1-1 | teppc | AESO | AESO | Alberta Electric System Operator | BCHA_AESO | Excluded | 2004-09-30 | 2050-12-01 | 2004 | 2050 | 41.4 | 100% | 41.4 | 41.4 | WT-Onshore | wind_onshorewind | Wind | Excluded_Wind |  |  |  | Excluded | 2005 | 2050 | 0 | Excluded | 41.4 | 1 | 41.4 | 1 | 1 | 2050-12-01 | 1 | #N/A | #N/A | No | 0 | 0 | Not Found | #N/A | #N/A | #N/A | Not Found | #N/A | #N/A | #N/A | 0 | 0 | 0 | 0 |  |  | No |  | No | No | No
| SummerviewG2 | SummerviewG2-1 | teppc | AESO | AESO | Alberta Electric System Operator | BCHA_AESO | Excluded | 2004-09-30 | 2050-12-01 | 2004 | 2050 | 27 | 100% | 27 | 27 | WT-Onshore | wind_onshorewind | Wind | Excluded_Wind |  |  |  | Excluded | 2005 | 2050 | 0 | Excluded | 27 | 1 | 27 | 1 | 1 | 2050-12-01 | 1 | #N/A | #N/A | No | 0 | 0 | Not Found | #N/A | #N/A | #N/A | Not Found | #N/A | #N/A | #N/A | 0 | 0 | 0 | 0 |  |  | No |  | No | No | No
| SummerviewG3 | SummerviewG3-1 | teppc | AESO | AESO | Alberta Electric System Operator | BCHA_AESO | Excluded | 2010-02-12 | 2050-12-31 | 2010 | 2050 | 45 | 100% | 45 | 45 | WT-Onshore | wind_onshorewind | Wind | Excluded_Wind |  |  |  | Excluded | 2010 | 2050 | 0 | Excluded | 45 | 1 | 45 | 1 | 1 | 2050-12-31 | 1 | #N/A | #N/A | No | 0 | 0 | Not Found | #N/A | #N/A | #N/A | Not Found | #N/A | #N/A | #N/A | 0 | 0 | 0 | 0 |  |  | No |  | No | No | No
| SummerviewG4 | SummerviewG4-2 | teppc | AESO | AESO | Alberta Electric System Operator | BCHA_AESO | Excluded | 2010-02-12 | 2050-12-31 | 2010 | 2050 | 18 | 100% | 18 | 18 | WT-Onshore | wind_onshorewind | Wind | Excluded_Wind |  |  |  | Excluded | 2010 | 2050 | 0 | Excluded | 18 | 1 | 18 | 1 | 1 | 2050-12-31 | 1 | #N/A | #N/A | No | 0 | 0 | Not Found | #N/A | #N/A | #N/A | Not Found | #N/A | #N/A | #N/A | 0 | 0 | 0 | 0 |  |  | No |  | No | No | No
| SummitG1 | SummitG1-1 | teppc | AESO | AESO | Alberta Electric System Operator | BCHA_AESO | Excluded | 2010-07-01 | 2050-12-31 | 2010 | 2050 | 48 | 100% | 48 | 48 | CT-NatGas-Industrial | CT_NG | CT | Excluded_Peaker |  |  |  | Excluded | 2010 | 2050 | 0 | Excluded | 48 | 1 | 48 | 1 | 1 | 2050-12-31 | 1 | #N/A | #N/A | No | 0 | 0 | Not Found | #N/A | #N/A | #N/A | Not Found | #N/A | #N/A | #N/A | 0 | 0 | 0 | 0 |  |  | No |  | No | No | No
| SummitG2 | SummitG2-2 | teppc | AESO | AESO | Alberta Electric System Operator | BCHA_AESO | Excluded | 2010-07-01 | 2050-12-31 | 2010 | 2050 | 48 | 100% | 48 | 48 | CT-NatGas-Industrial | CT_NG | CT | Excluded_Peaker |  |  |  | Excluded | 2010 | 2050 | 0 | Excluded | 48 | 1 | 48 | 1 | 1 | 2050-12-31 | 1 | #N/A | #N/A | No | 0 | 0 | Not Found | #N/A | #N/A | #N/A | Not Found | #N/A | #N/A | #N/A | 0 | 0 | 0 | 0 |  |  | No |  | No | No | No
| SummitG3 | SummitG3-3 | teppc | AESO | AESO | Alberta Electric System Operator | BCHA_AESO | Excluded | 2010-07-01 | 2050-12-31 | 2010 | 2050 | 48 | 100% | 48 | 48 | CT-NatGas-Industrial | CT_NG | CT | Excluded_Peaker |  |  |  | Excluded | 2010 | 2050 | 0 | Excluded | 48 | 1 | 48 | 1 | 1 | 2050-12-31 | 1 | #N/A | #N/A | No | 0 | 0 | Not Found | #N/A | #N/A | #N/A | Not Found | #N/A | #N/A | #N/A | 0 | 0 | 0 | 0 |  |  | No |  | No | No | No
| SUMWHT_6_SWSSR1 |  | caiso | PGE_Valley | PGE_Valley | Pacific Gas and Electric Valley | PGE_Valley | CAISO | 2018-10-11 | 2050-12-31 | 2018 | 2050 | 18.5 | 100% | 18.5 | 18.5 | PVgeneric_sun | PVgeneric_sun | Solar_Fixed | CAISO_Solar |  |  |  | CAISO_Solar_for_CAISO | 2019 | 2050 | 0 | CAISO | 18.5 | 1 | 18.5 | 1 | 1 | 2050-12-31 | 1 | SUMWHT_6_SWSSR1 | ID | No | 4.995 | 2.59 | NQC List | 5 | 2.59 | SUN | NQC List | 5 | 2.59 | SUN | 5 | 2.59 | 5 | 2.59 |  |  | No |  | No | Yes | Yes
| Sun_Edison_Victorville_Solar | Sun Edison Victorville Solar | rps | SCE | SDG&E | San Diego Gas and Electric | SDGE | CAISO | 2015-11-30 | 2050-12-31 | 2015 | 2050 | 10 | 100% | 10 | 10 | Solar PV - Ground mountSolar: Tracking (1 Axis) | 1axPV_sun | Solar_1Axis | CAISO_Solar |  |  |  | CAISO_Solar_for_CAISO | 2016 | 2050 | 0 | CAISO | 10 | 1 | 10 | 1 | 1 | 2050-12-31 | 1 | Sun Edison Victorville Solar | #N/A | No | 2.7 | 1.4 | Not Found | #N/A | #N/A | #N/A | Not Found | #N/A | #N/A | #N/A | 2.7 | 1.4 | 2.7 | 1.4 |  |  | No |  | No | No | No
| Sun_Streams__LLC | Sun Streams, LLC | rps | SRP | SCE | Southern California Edison | SCE | CAISO | 2020-01-01 | 2050-12-31 | 2020 | 2050 | 160 | 100% | 160 | 160 | Solar PV - Ground mountSolar: Tracking (1 Axis) | 1axPV_sun | Solar_1Axis | CAISO_Solar |  |  |  | CAISO_Solar_for_CAISO | 2020 | 2050 | 0 | CAISO | 160 | 1 | 160 | 1 | 1 | 2050-12-31 | 1 | Sunstream Solar 1 | 0 | No | 43.2 | 22.4 | Specified Imports | #N/A | #N/A | #N/A | Specified Imports | 40.5 | 21 | SP. IMPORTS (SUN) | 40.5 | 21 | 40.5 | 21 |  |  | No |  | No | No | No
| Suncor1 | Suncor 1-1 | teppc | AESO | AESO | Alberta Electric System Operator | BCHA_AESO | Excluded | 1986-04-15 | 2050-12-01 | 1986 | 2050 | 34.4 | 100% | 34.4 | 34.4 | CT-AB-Cogen | Cogen_NG | Cogen | Excluded_CHP |  |  |  | Excluded | 1986 | 2050 | 0 | Excluded | 34.4 | 1 | 34.4 | 1 | 1 | 2050-12-01 | 1 | #N/A | #N/A | No | 0 | 0 | Not Found | #N/A | #N/A | #N/A | Not Found | #N/A | #N/A | #N/A | 0 | 0 | 0 | 0 |  |  | No |  | No | No | No
| Suncor2 | Suncor 2-1 | teppc | AESO | AESO | Alberta Electric System Operator | BCHA_AESO | Excluded | 1986-04-15 | 2050-12-01 | 1986 | 2050 | 31.4 | 100% | 31.4 | 31.4 | CT-AB-Cogen | Cogen_NG | Cogen | Excluded_CHP |  |  |  | Excluded | 1986 | 2050 | 0 | Excluded | 31.4 | 1 | 31.4 | 1 | 1 | 2050-12-01 | 1 | #N/A | #N/A | No | 0 | 0 | Not Found | #N/A | #N/A | #N/A | Not Found | #N/A | #N/A | #N/A | 0 | 0 | 0 | 0 |  |  | No |  | No | No | No
| Sundance_AZ_01 | Sundance Energy CT1 | teppc | AZPS | AZPS | Arizona Public Service Company | AZPS | SW | 2002-05-01 | 2050-12-31 | 2002 | 2050 | 44 | 100% | 44 | 44 | CT-NatGas-Aero | CT_NG | CT | SW_Peaker |  |  |  | SW_Peaker | 2002 | 2050 | 0 | SW | 44 | 1 | 44 | 1 | 1 | 2050-12-31 | 1 | #N/A | #N/A | No | 44 | 44 | Not Found | #N/A | #N/A | #N/A | Not Found | #N/A | #N/A | #N/A | 44 | 44 | 44 | 44 |  |  | No |  | No | No | No
| Sundance_AZ_02 | Sundance Energy CT2 | teppc | AZPS | AZPS | Arizona Public Service Company | AZPS | SW | 2002-05-01 | 2050-12-31 | 2002 | 2050 | 44 | 100% | 44 | 44 | CT-NatGas-Aero | CT_NG | CT | SW_Peaker |  |  |  | SW_Peaker | 2002 | 2050 | 0 | SW | 44 | 1 | 44 | 1 | 1 | 2050-12-31 | 1 | #N/A | #N/A | No | 44 | 44 | Not Found | #N/A | #N/A | #N/A | Not Found | #N/A | #N/A | #N/A | 44 | 44 | 44 | 44 |  |  | No |  | No | No | No
| Sundance_AZ_03 | Sundance Energy CT3 | teppc | AZPS | AZPS | Arizona Public Service Company | AZPS | SW | 2002-05-01 | 2050-12-31 | 2002 | 2050 | 44 | 100% | 44 | 44 | CT-NatGas-Aero | CT_NG | CT | SW_Peaker |  |  |  | SW_Peaker | 2002 | 2050 | 0 | SW | 44 | 1 | 44 | 1 | 1 | 2050-12-31 | 1 | #N/A | #N/A | No | 44 | 44 | Not Found | #N/A | #N/A | #N/A | Not Found | #N/A | #N/A | #N/A | 44 | 44 | 44 | 44 |  |  | No |  | No | No | No
| Sundance_AZ_04 | Sundance Energy CT4 | teppc | AZPS | AZPS | Arizona Public Service Company | AZPS | SW | 2002-05-01 | 2050-12-31 | 2002 | 2050 | 44 | 100% | 44 | 44 | CT-NatGas-Aero | CT_NG | CT | SW_Peaker |  |  |  | SW_Peaker | 2002 | 2050 | 0 | SW | 44 | 1 | 44 | 1 | 1 | 2050-12-31 | 1 | #N/A | #N/A | No | 44 | 44 | Not Found | #N/A | #N/A | #N/A | Not Found | #N/A | #N/A | #N/A | 44 | 44 | 44 | 44 |  |  | No |  | No | No | No
| Sundance_AZ_05 | Sundance Energy CT5 | teppc | AZPS | AZPS | Arizona Public Service Company | AZPS | SW | 2002-05-01 | 2050-12-31 | 2002 | 2050 | 44 | 100% | 44 | 44 | CT-NatGas-Aero | CT_NG | CT | SW_Peaker |  |  |  | SW_Peaker | 2002 | 2050 | 0 | SW | 44 | 1 | 44 | 1 | 1 | 2050-12-31 | 1 | #N/A | #N/A | No | 44 | 44 | Not Found | #N/A | #N/A | #N/A | Not Found | #N/A | #N/A | #N/A | 44 | 44 | 44 | 44 |  |  | No |  | No | No | No
| Sundance_AZ_06 | Sundance Energy CT6 | teppc | AZPS | AZPS | Arizona Public Service Company | AZPS | SW | 2002-05-01 | 2050-12-31 | 2002 | 2050 | 44 | 100% | 44 | 44 | CT-NatGas-Aero | CT_NG | CT | SW_Peaker |  |  |  | SW_Peaker | 2002 | 2050 | 0 | SW | 44 | 1 | 44 | 1 | 1 | 2050-12-31 | 1 | #N/A | #N/A | No | 44 | 44 | Not Found | #N/A | #N/A | #N/A | Not Found | #N/A | #N/A | #N/A | 44 | 44 | 44 | 44 |  |  | No |  | No | No | No
| Sundance_AZ_07 | Sundance Energy CT7 | teppc | AZPS | AZPS | Arizona Public Service Company | AZPS | SW | 2002-05-01 | 2050-12-31 | 2002 | 2050 | 44 | 100% | 44 | 44 | CT-NatGas-Aero | CT_NG | CT | SW_Peaker |  |  |  | SW_Peaker | 2002 | 2050 | 0 | SW | 44 | 1 | 44 | 1 | 1 | 2050-12-31 | 1 | #N/A | #N/A | No | 44 | 44 | Not Found | #N/A | #N/A | #N/A | Not Found | #N/A | #N/A | #N/A | 44 | 44 | 44 | 44 |  |  | No |  | No | No | No
| Sundance_AZ_08 | Sundance Energy CT8 | teppc | AZPS | AZPS | Arizona Public Service Company | AZPS | SW | 2002-05-01 | 2050-12-31 | 2002 | 2050 | 44 | 100% | 44 | 44 | CT-NatGas-Aero | CT_NG | CT | SW_Peaker |  |  |  | SW_Peaker | 2002 | 2050 | 0 | SW | 44 | 1 | 44 | 1 | 1 | 2050-12-31 | 1 | #N/A | #N/A | No | 44 | 44 | Not Found | #N/A | #N/A | #N/A | Not Found | #N/A | #N/A | #N/A | 44 | 44 | 44 | 44 |  |  | No |  | No | No | No
| Sundance_AZ_09 | Sundance Energy CT9 | teppc | AZPS | AZPS | Arizona Public Service Company | AZPS | SW | 2002-05-01 | 2050-12-31 | 2002 | 2050 | 44 | 100% | 44 | 44 | CT-NatGas-Aero | CT_NG | CT | SW_Peaker |  |  |  | SW_Peaker | 2002 | 2050 | 0 | SW | 44 | 1 | 44 | 1 | 1 | 2050-12-31 | 1 | #N/A | #N/A | No | 44 | 44 | Not Found | #N/A | #N/A | #N/A | Not Found | #N/A | #N/A | #N/A | 44 | 44 | 44 | 44 |  |  | No |  | No | No | No
| Sundance_AZ_10 | Sundance Energy CT10 | teppc | AZPS | AZPS | Arizona Public Service Company | AZPS | SW | 2002-05-01 | 2050-12-31 | 2002 | 2050 | 44 | 100% | 44 | 44 | CT-NatGas-Aero | CT_NG | CT | SW_Peaker |  |  |  | SW_Peaker | 2002 | 2050 | 0 | SW | 44 | 1 | 44 | 1 | 1 | 2050-12-31 | 1 | #N/A | #N/A | No | 44 | 44 | Not Found | #N/A | #N/A | #N/A | Not Found | #N/A | #N/A | #N/A | 44 | 44 | 44 | 44 |  |  | No |  | No | No | No
| SundanceAB1 | SUNDANCE1-1 | teppc | AESO | AESO | Alberta Electric System Operator | BCHA_AESO | Excluded | 1970-01-01 | 2019-12-31 | 1970 | 2019 | 280 | 100% | 280 | 280 | ST-Coal | Steam_Coal | Coal | Excluded_Coal |  |  |  | Excluded | 1970 | 2019 | 0 | Excluded | 280 | 1 | 280 | 1 | 1 | 2019-12-31 | 1 | #N/A | #N/A | No | 0 | 0 | Not Found | #N/A | #N/A | #N/A | Not Found | #N/A | #N/A | #N/A | 0 | 0 | 0 | 0 |  |  | No |  | No | No | No
| SundanceAB2 | SUNDANCE2-2 | teppc | AESO | AESO | Alberta Electric System Operator | BCHA_AESO | Excluded | 1973-01-01 | 2019-12-31 | 1973 | 2019 | 280 | 100% | 280 | 280 | ST-Coal | Steam_Coal | Coal | Excluded_Coal |  |  |  | Excluded | 1973 | 2019 | 0 | Excluded | 280 | 1 | 280 | 1 | 1 | 2019-12-31 | 1 | #N/A | #N/A | No | 0 | 0 | Not Found | #N/A | #N/A | #N/A | Not Found | #N/A | #N/A | #N/A | 0 | 0 | 0 | 0 |  |  | No |  | No | No | No
| SundanceAB3 | SUNDANCE3-3 | teppc | BCHA | BCHA | British Columbia Transmission Company | BCHA_AESO | Excluded | 1976-01-01 | 2030-01-01 | 1976 | 2029 | 353 | 100% | 353 | 353 | ST-Coal | Steam_Coal | Coal | Excluded_Coal |  |  |  | Excluded | 1976 | 2029 | 0 | Excluded | 353 | 1 | 353 | 1 | 1 | 2030-01-01 | 1 | #N/A | #N/A | No | 0 | 0 | Not Found | #N/A | #N/A | #N/A | Not Found | #N/A | #N/A | #N/A | 0 | 0 | 0 | 0 |  |  | No |  | No | No | No
| SundanceAB3_Gas | Sheerness 2-2 | teppc | AESO | AESO | Alberta Electric System Operator | BCHA_AESO | Excluded | 1990-01-01 | 2050-12-31 | 1990 | 2050 | 353 | 100% | 353 | 353 | ST-NatGas | ST_NG | Steam | Excluded_ST |  |  |  | Excluded | 1990 | 2050 | 0 | Excluded | 353 | 1 | 353 | 1 | 1 | 2050-12-31 | 1 | #N/A | #N/A | No | 0 | 0 | Not Found | #N/A | #N/A | #N/A | Not Found | #N/A | #N/A | #N/A | 0 | 0 | 0 | 0 |  |  | No |  | No | No | No
| SundanceAB4 | SUNDANCE4-4 | teppc | BCHA | BCHA | British Columbia Transmission Company | BCHA_AESO | Excluded | 2007-09-01 | 2030-01-01 | 2007 | 2029 | 406 | 100% | 406 | 406 | ST-Coal | Steam_Coal | Coal | Excluded_Coal |  |  |  | Excluded | 2008 | 2029 | 0 | Excluded | 406 | 1 | 406 | 1 | 1 | 2030-01-01 | 1 | #N/A | #N/A | No | 0 | 0 | Not Found | #N/A | #N/A | #N/A | Not Found | #N/A | #N/A | #N/A | 0 | 0 | 0 | 0 |  |  | No |  | No | No | No
| SundanceAB4_Gas | Sheerness 2-2 | teppc | AESO | AESO | Alberta Electric System Operator | BCHA_AESO | Excluded | 1990-01-01 | 2050-12-31 | 1990 | 2050 | 406 | 100% | 406 | 406 | ST-NatGas | ST_NG | Steam | Excluded_ST |  |  |  | Excluded | 1990 | 2050 | 0 | Excluded | 406 | 1 | 406 | 1 | 1 | 2050-12-31 | 1 | #N/A | #N/A | No | 0 | 0 | Not Found | #N/A | #N/A | #N/A | Not Found | #N/A | #N/A | #N/A | 0 | 0 | 0 | 0 |  |  | No |  | No | No | No
| SundanceAB5 | SUNDANCE5-5 | teppc | BCHA | BCHA | British Columbia Transmission Company | BCHA_AESO | Excluded | 2009-10-01 | 2030-01-01 | 2009 | 2029 | 406 | 100% | 406 | 406 | ST-Coal | Steam_Coal | Coal | Excluded_Coal |  |  |  | Excluded | 2010 | 2029 | 0 | Excluded | 406 | 1 | 406 | 1 | 1 | 2030-01-01 | 1 | #N/A | #N/A | No | 0 | 0 | Not Found | #N/A | #N/A | #N/A | Not Found | #N/A | #N/A | #N/A | 0 | 0 | 0 | 0 |  |  | No |  | No | No | No
| SundanceAB5_Gas | Sheerness 2-2 | teppc | AESO | AESO | Alberta Electric System Operator | BCHA_AESO | Excluded | 1990-01-01 | 2050-12-31 | 1990 | 2050 | 406 | 100% | 406 | 406 | ST-NatGas | ST_NG | Steam | Excluded_ST |  |  |  | Excluded | 1990 | 2050 | 0 | Excluded | 406 | 1 | 406 | 1 | 1 | 2050-12-31 | 1 | #N/A | #N/A | No | 0 | 0 | Not Found | #N/A | #N/A | #N/A | Not Found | #N/A | #N/A | #N/A | 0 | 0 | 0 | 0 |  |  | No |  | No | No | No
| SundanceAB6 | SUNDANCE6-1 | teppc | BCHA | BCHA | British Columbia Transmission Company | BCHA_AESO | Excluded | 2001-10-01 | 2028-12-31 | 2001 | 2028 | 401 | 100% | 401 | 401 | ST-Coal | Steam_Coal | Coal | Excluded_Coal |  |  |  | Excluded | 2002 | 2028 | 0 | Excluded | 401 | 1 | 401 | 1 | 1 | 2028-12-31 | 1 | #N/A | #N/A | No | 0 | 0 | Not Found | #N/A | #N/A | #N/A | Not Found | #N/A | #N/A | #N/A | 0 | 0 | 0 | 0 |  |  | No |  | No | No | No
| SundanceAB6_Gas | Sheerness 2-2 | teppc | AESO | AESO | Alberta Electric System Operator | BCHA_AESO | Excluded | 1990-01-01 | 2050-12-31 | 1990 | 2050 | 401 | 100% | 401 | 401 | ST-NatGas | ST_NG | Steam | Excluded_ST |  |  |  | Excluded | 1990 | 2050 | 0 | Excluded | 401 | 1 | 401 | 1 | 1 | 2050-12-31 | 1 | #N/A | #N/A | No | 0 | 0 | Not Found | #N/A | #N/A | #N/A | Not Found | #N/A | #N/A | #N/A | 0 | 0 | 0 | 0 |  |  | No |  | No | No | No
| Sundt_RICE_01 | PortWestward1CC (Total CC Plant) | teppc | TEPC | TEPC | Tucson Electric Power Company | TEPC | SW | 2019-09-01 | 2050-12-31 | 2019 | 2050 | 18.9 | 100% | 18.9 | 18.9 | ICE-NatGas | ICE_NG | ICE | SW_Peaker |  |  |  | SW_Peaker | 2020 | 2050 | 0 | SW | 18.9 | 1 | 18.9 | 1 | 1 | 2050-12-31 | 1 | #N/A | #N/A | No | 18.9 | 18.9 | Not Found | #N/A | #N/A | #N/A | Not Found | #N/A | #N/A | #N/A | 18.9 | 18.9 | 18.9 | 18.9 |  |  | No |  | No | No | No
| Sundt_RICE_02 | PortWestward1CC (Total CC Plant) | teppc | TEPC | TEPC | Tucson Electric Power Company | TEPC | SW | 2019-09-01 | 2050-12-31 | 2019 | 2050 | 18.9 | 100% | 18.9 | 18.9 | ICE-NatGas | ICE_NG | ICE | SW_Peaker |  |  |  | SW_Peaker | 2020 | 2050 | 0 | SW | 18.9 | 1 | 18.9 | 1 | 1 | 2050-12-31 | 1 | #N/A | #N/A | No | 18.9 | 18.9 | Not Found | #N/A | #N/A | #N/A | Not Found | #N/A | #N/A | #N/A | 18.9 | 18.9 | 18.9 | 18.9 |  |  | No |  | No | No | No
| Sundt_RICE_03 | PortWestward1CC (Total CC Plant) | teppc | TEPC | TEPC | Tucson Electric Power Company | TEPC | SW | 2019-09-01 | 2050-12-31 | 2019 | 2050 | 18.9 | 100% | 18.9 | 18.9 | ICE-NatGas | ICE_NG | ICE | SW_Peaker |  |  |  | SW_Peaker | 2020 | 2050 | 0 | SW | 18.9 | 1 | 18.9 | 1 | 1 | 2050-12-31 | 1 | #N/A | #N/A | No | 18.9 | 18.9 | Not Found | #N/A | #N/A | #N/A | Not Found | #N/A | #N/A | #N/A | 18.9 | 18.9 | 18.9 | 18.9 |  |  | No |  | No | No | No
| Sundt_RICE_04 | PortWestward1CC (Total CC Plant) | teppc | TEPC | TEPC | Tucson Electric Power Company | TEPC | SW | 2019-09-01 | 2050-12-31 | 2019 | 2050 | 18.9 | 100% | 18.9 | 18.9 | ICE-NatGas | ICE_NG | ICE | SW_Peaker |  |  |  | SW_Peaker | 2020 | 2050 | 0 | SW | 18.9 | 1 | 18.9 | 1 | 1 | 2050-12-31 | 1 | #N/A | #N/A | No | 18.9 | 18.9 | Not Found | #N/A | #N/A | #N/A | Not Found | #N/A | #N/A | #N/A | 18.9 | 18.9 | 18.9 | 18.9 |  |  | No |  | No | No | No
| Sundt_RICE_05 | PortWestward1CC (Total CC Plant) | teppc | TEPC | TEPC | Tucson Electric Power Company | TEPC | SW | 2019-09-01 | 2050-12-31 | 2019 | 2050 | 18.9 | 100% | 18.9 | 18.9 | ICE-NatGas | ICE_NG | ICE | SW_Peaker |  |  |  | SW_Peaker | 2020 | 2050 | 0 | SW | 18.9 | 1 | 18.9 | 1 | 1 | 2050-12-31 | 1 | #N/A | #N/A | No | 18.9 | 18.9 | Not Found | #N/A | #N/A | #N/A | Not Found | #N/A | #N/A | #N/A | 18.9 | 18.9 | 18.9 | 18.9 |  |  | No |  | No | No | No
| Sundt_RICE_06 | PortWestward1CC (Total CC Plant) | teppc | TEPC | TEPC | Tucson Electric Power Company | TEPC | SW | 2019-09-01 | 2050-12-31 | 2019 | 2050 | 18.9 | 100% | 18.9 | 18.9 | ICE-NatGas | ICE_NG | ICE | SW_Peaker |  |  |  | SW_Peaker | 2020 | 2050 | 0 | SW | 18.9 | 1 | 18.9 | 1 | 1 | 2050-12-31 | 1 | #N/A | #N/A | No | 18.9 | 18.9 | Not Found | #N/A | #N/A | #N/A | Not Found | #N/A | #N/A | #N/A | 18.9 | 18.9 | 18.9 | 18.9 |  |  | No |  | No | No | No
| Sundt_RICE_07 | PortWestward1CC (Total CC Plant) | teppc | TEPC | TEPC | Tucson Electric Power Company | TEPC | SW | 2019-09-01 | 2050-12-31 | 2019 | 2050 | 18.9 | 100% | 18.9 | 18.9 | ICE-NatGas | ICE_NG | ICE | SW_Peaker |  |  |  | SW_Peaker | 2020 | 2050 | 0 | SW | 18.9 | 1 | 18.9 | 1 | 1 | 2050-12-31 | 1 | #N/A | #N/A | No | 18.9 | 18.9 | Not Found | #N/A | #N/A | #N/A | Not Found | #N/A | #N/A | #N/A | 18.9 | 18.9 | 18.9 | 18.9 |  |  | No |  | No | No | No
| Sundt_RICE_08 | PortWestward1CC (Total CC Plant) | teppc | TEPC | TEPC | Tucson Electric Power Company | TEPC | SW | 2019-09-01 | 2050-12-31 | 2019 | 2050 | 18.9 | 100% | 18.9 | 18.9 | ICE-NatGas | ICE_NG | ICE | SW_Peaker |  |  |  | SW_Peaker | 2020 | 2050 | 0 | SW | 18.9 | 1 | 18.9 | 1 | 1 | 2050-12-31 | 1 | #N/A | #N/A | No | 18.9 | 18.9 | Not Found | #N/A | #N/A | #N/A | Not Found | #N/A | #N/A | #N/A | 18.9 | 18.9 | 18.9 | 18.9 |  |  | No |  | No | No | No
| Sundt_RICE_09 | PortWestward1CC (Total CC Plant) | teppc | TEPC | TEPC | Tucson Electric Power Company | TEPC | SW | 2019-09-01 | 2050-12-31 | 2019 | 2050 | 18.9 | 100% | 18.9 | 18.9 | ICE-NatGas | ICE_NG | ICE | SW_Peaker |  |  |  | SW_Peaker | 2020 | 2050 | 0 | SW | 18.9 | 1 | 18.9 | 1 | 1 | 2050-12-31 | 1 | #N/A | #N/A | No | 18.9 | 18.9 | Not Found | #N/A | #N/A | #N/A | Not Found | #N/A | #N/A | #N/A | 18.9 | 18.9 | 18.9 | 18.9 |  |  | No |  | No | No | No
| Sundt_RICE_10 | PortWestward1CC (Total CC Plant) | teppc | TEPC | TEPC | Tucson Electric Power Company | TEPC | SW | 2019-09-01 | 2050-12-31 | 2019 | 2050 | 18.9 | 100% | 18.9 | 18.9 | ICE-NatGas | ICE_NG | ICE | SW_Peaker |  |  |  | SW_Peaker | 2020 | 2050 | 0 | SW | 18.9 | 1 | 18.9 | 1 | 1 | 2050-12-31 | 1 | #N/A | #N/A | No | 18.9 | 18.9 | Not Found | #N/A | #N/A | #N/A | Not Found | #N/A | #N/A | #N/A | 18.9 | 18.9 | 18.9 | 18.9 |  |  | No |  | No | No | No
| SunE_Alamosa | SunE Alamosa1 LLC 1 and 2¦SunE Alamosa 1 and 2 | teppc | PSCO | PSCO | Public Service Company of Colorado | PSCO | Excluded | 1987-02-23 | 2050-12-31 | 1987 | 2050 | 9 | 100% | 9 | 9 | SolarPV-NonTracking | FixedPV_sun | Solar_Fixed | Excluded_Solar |  |  |  | Excluded | 1987 | 2050 | 0 | Excluded | 9 | 1 | 9 | 1 | 1 | 2050-12-31 | 1 | #N/A | #N/A | No | 0 | 0 | Not Found | #N/A | #N/A | #N/A | Not Found | #N/A | #N/A | #N/A | 0 | 0 | 0 | 0 |  |  | No |  | No | No | No
| Sunnyside_Cgn | Sunnyside Cogen Associates-GEN1 | teppc | PAUT | PAUT | Utah, PACE Utility | PACE | NW | 1993-02-01 | 2050-12-31 | 1993 | 2050 | 58.103 | 100% | 58.103 | 58.103 | ST-Coal | Steam_Coal | Coal | NW_Coal |  |  |  | NW_Coal | 1993 | 2050 | 0 | NW | 58.103 | 1 | 58.103 | 1 | 1 | 2050-12-31 | 1 | #N/A | #N/A | No | 58.103 | 58.103 | Not Found | #N/A | #N/A | #N/A | Not Found | #N/A | #N/A | #N/A | 58.103 | 58.103 | 58.103 | 58.103 |  |  | No |  | No | No | No
| SunPeak_IID | Imperial Valley Solar Project (SunPeak) 1¦NILAND_13.2_SUNPEAK | teppc | IID | IID | Imperial Irrigation District | IID | IID | 1961-08-01 | 2030-04-15 | 1961 | 2029 | 23 | 100% | 23 | 23 | SolarPV-NonTracking | FixedPV_sun | Solar_Fixed | IID_Solar |  |  |  | IID_Solar_for_Other | 1961 | 2029 | 0 | IID | 23 | 1 | 23 | 1 | 1 | 2030-04-15 | 1 | #N/A | #N/A | No | #N/A | #N/A | Not Found | #N/A | #N/A | #N/A | Not Found | #N/A | #N/A | #N/A | #N/A | #N/A |  |  |  |  | No |  | No | No | No
| SunPeak_NVE_5657 | Sun Peak Project 5657 | teppc | NEVP | NEVP | Nevada Power Company | NEVP | SW | 1991-06-01 | 2030-01-01 | 1991 | 2029 | 70 | 100% | 70 | 70 | CT-NatGas-Industrial | CT_NG | CT | SW_Peaker |  |  |  | SW_Peaker | 1991 | 2029 | 0 | SW | 70 | 1 | 70 | 1 | 1 | 2030-01-01 | 1 | #N/A | #N/A | No | 70 | 70 | Not Found | #N/A | #N/A | #N/A | Not Found | #N/A | #N/A | #N/A | 70 | 70 | 70 | 70 |  |  | No |  | No | No | No
| SunPeak_NVE_5658 | Sun Peak Project 5658 | teppc | NEVP | NEVP | Nevada Power Company | NEVP | SW | 1991-06-01 | 2030-01-01 | 1991 | 2029 | 70 | 100% | 70 | 70 | CT-NatGas-Industrial | CT_NG | CT | SW_Peaker |  |  |  | SW_Peaker | 1991 | 2029 | 0 | SW | 70 | 1 | 70 | 1 | 1 | 2030-01-01 | 1 | #N/A | #N/A | No | 70 | 70 | Not Found | #N/A | #N/A | #N/A | Not Found | #N/A | #N/A | #N/A | 70 | 70 | 70 | 70 |  |  | No |  | No | No | No
| SunPeak_NVE_5659 | Sun Peak Project 5659 | teppc | NEVP | NEVP | Nevada Power Company | NEVP | SW | 1991-06-01 | 2030-01-01 | 1991 | 2029 | 70 | 100% | 70 | 70 | CT-NatGas-Industrial | CT_NG | CT | SW_Peaker |  |  |  | SW_Peaker | 1991 | 2029 | 0 | SW | 70 | 1 | 70 | 1 | 1 | 2030-01-01 | 1 | #N/A | #N/A | No | 70 | 70 | Not Found | #N/A | #N/A | #N/A | Not Found | #N/A | #N/A | #N/A | 70 | 70 | 70 | 70 |  |  | No |  | No | No | No
| SUNRIS_2_PL1X3 | Sunrise Power Project AGGREGATE II | caiso | PGE_Valley | PGE_Valley | Pacific Gas and Electric Valley | PGE_Valley | CAISO | 2001-06-07 | 2050-12-31 | 2001 | 2050 | 586.02 | 100% | 586.02 | 586.02 | CCWhole-NatGas-Industrial | CC_NG | CC | CAISO_CCGT1 |  |  |  | CAISO_CCGT1 | 2001 | 2050 | 0 | CAISO | 586.02 | 1 | 586.02 | 1 | 1 | 2050-12-31 | 1 | SUNRIS_2_PL1X3 | FC | No | 550.5476 | 550.5476 | NQC List | 586.02 | 586.02 | NATURAL GAS | NQC List | 586.02 | 586.02 | NATURAL GAS | 586.02 | 586.02 | 586.02 | 586.02 |  |  | No |  | No | No | No
| SUNSET_2_UNITS | MIDWAY SUNSET COGENERATION PLANT | caiso | PGE_Valley | PGE_Valley | Pacific Gas and Electric Valley | PGE_Valley | CAISO | 1989-12-18 | 2050-12-31 | 1990 | 2050 | 232.23 | 93.64% | 232.23 | 248 | CT-NatGas-Industrial | Cogen_NG | Cogen | CAISO_CHP |  |  |  | CAISO_CHP | 1990 | 2050 | 0 | CAISO | 248 | 1 | 248 | 1 | 1 | 2050-12-31 | 1 | SUNSET_2_UNITS | FC | No | 157.232 | 157.232 | NQC List | 165.4 | 167.3 | NATURAL GAS | NQC List | 229.5 | 232.23 | NATURAL GAS | 229.5 | 232.23 | 165.4 | 167.3 |  |  | No |  | No | No | No
| Sunshine | Sunshine Hydro-1 | teppc | PSCO | PSCO | Public Service Company of Colorado | PSCO | Excluded | 1987-09-01 | 2030-04-15 | 1987 | 2029 | 0.7 | 100% | 0.7 | 0.7 | Hydro | Hydro_Standard | Hydro | Excluded_Hydro |  |  |  | Excluded | 1988 | 2029 | 0 | Excluded | 0.7 | 1 | 0.7 | 1 | 1 | 2030-04-15 | 1 | #N/A | #N/A | No | 0 | 0 | Not Found | #N/A | #N/A | #N/A | Not Found | #N/A | #N/A | #N/A | 0 | 0 | 0 | 0 |  |  | No |  | No | No | No
| SUNSLR_1_SSVSR1 | Sunshine Valley Solar, LLC | rps | NEVP | SCE | Southern California Edison | SCE | CAISO | 2020-01-01 | 2050-12-31 | 2020 | 2050 | 104 | 100% | 104 | 104 | Solar PV - Ground mountSolar: Fixed Tilt | FixedPV_sun | Solar_Fixed | CAISO_Solar |  |  |  | CAISO_Solar_for_CAISO | 2020 | 2050 | 0 | CAISO | 104 | 1 | 104 | 1 | 1 | 2050-12-31 | 1 | SUNSLR_1_SSVSR1 | ID | No | 28.08 | 14.56 | NQC List | 27 | 14 | SUN | NQC List | 22.95 | 11.9 | SUN | 22.95 | 11.9 | 27 | 14 |  |  | No |  | No | No | No
| SUNSHN_2_LNDFL | Sunshine Gas Producers | caiso | SCE | SCE | Southern California Edison | SCE | CAISO | 2014-09-01 | 2050-12-31 | 2014 | 2050 | 15.45 | 77.25% | 15.45 | 20 | n/a | CT_Biomass | Biogas_LandfillGas | CAISO_Biomass |  |  |  | CAISO_Biomass_for_CAISO | 2015 | 2050 | 0 | CAISO | 20 | 1 | 20 | 1 | 1 | 2050-12-31 | 1 | SUNSHN_2_LNDFL | ID | No | 13.96 | 13.96 | NQC List | 16.46 | 16.84 | BIOGAS | NQC List | 15.86 | 15.4 | BIOGAS | 15.86 | 15.4 | 16.46 | 16.84 |  |  | No |  | No | No | No
| SutterEnergyCC_Total | SutterEnergyCC (Total CC Plant) | teppc | BANC | BANC | Balancing Authority of Northern California | SMUD | BANC | 2001-08-01 | 2050-12-31 | 2001 | 2050 | 525 | 100% | 525 | 525 | CCWhole-NatGas-Industrial | CC_NG | CC | BANC_CCGT |  |  |  | BANC_CCGT | 2001 | 2050 | 0 | BANC | 525 | 1 | 525 | 1 | 1 | 2050-12-31 | 1 | #N/A | #N/A | No | 525 | 525 | Not Found | #N/A | #N/A | #N/A | Not Found | #N/A | #N/A | #N/A | 525 | 525 | 525 | 525 |  |  | No |  | No | No | No
| Swan_Falls_1 | Swan Falls-1 | teppc | IPTV | IPTV | Idaho Treasure Valley | IPCO | NW | 1994-03-01 | 2050-12-31 | 1994 | 2050 | 12.5 | 100% | 12.5 | 12.5 | Hydro | Hydro_Standard | Hydro | NW_Hydro |  |  |  | NW_Hydro | 1994 | 2050 | 0 | NW | 12.5 | 1 | 12.5 | 1 | 1 | 2050-12-31 | 1 | #N/A | #N/A | No | #N/A | #N/A | Not Found | #N/A | #N/A | #N/A | Not Found | #N/A | #N/A | #N/A | #N/A | #N/A |  |  |  |  | No |  | No | No | No
| Swan_Falls_2 | Swan Falls-2 | teppc | IPTV | IPTV | Idaho Treasure Valley | IPCO | NW | 1994-05-01 | 2050-12-31 | 1994 | 2050 | 12.5 | 100% | 12.5 | 12.5 | Hydro | Hydro_Standard | Hydro | NW_Hydro |  |  |  | NW_Hydro | 1994 | 2050 | 0 | NW | 12.5 | 1 | 12.5 | 1 | 1 | 2050-12-31 | 1 | #N/A | #N/A | No | #N/A | #N/A | Not Found | #N/A | #N/A | #N/A | Not Found | #N/A | #N/A | #N/A | #N/A | #N/A |  |  |  |  | No |  | No | No | No
| SwanHillsSagCC | Swan Hills Sagitawah-1 | teppc | BCHA | BCHA | British Columbia Transmission Company | BCHA_AESO | Excluded | 2015-10-01 | 2050-12-31 | 2015 | 2050 | 75 | 100% | 75 | 75 | CCWhole-SynGas | CC_Syngas | CC | Excluded_CCGT |  |  |  | Excluded | 2016 | 2050 | 0 | Excluded | 75 | 1 | 75 | 1 | 1 | 2050-12-31 | 1 | #N/A | #N/A | No | 0 | 0 | Not Found | #N/A | #N/A | #N/A | Not Found | #N/A | #N/A | #N/A | 0 | 0 | 0 | 0 |  |  | No |  | No | No | No
| SwanHillsSagCT | Swan Hills Sagitawah Generating Facility-2 | teppc | BCHA | BCHA | British Columbia Transmission Company | BCHA_AESO | Excluded | 2015-10-01 | 2050-12-31 | 2015 | 2050 | 344 | 100% | 344 | 344 | CT-SynGas | CT_Syngas | CT | Excluded_Peaker |  |  |  | Excluded | 2016 | 2050 | 0 | Excluded | 344 | 1 | 344 | 1 | 1 | 2050-12-31 | 1 | #N/A | #N/A | No | 0 | 0 | Not Found | #N/A | #N/A | #N/A | Not Found | #N/A | #N/A | #N/A | 0 | 0 | 0 | 0 |  |  | No |  | No | No | No
| SwaukValleyRanchWind | Swauk Valley Ranch Wind | teppc | PNM | PNM | Public Service Company of New Mexico | PNM_EPE | SW | 2013-03-01 | 2050-12-31 | 2013 | 2050 | 4.3 | 100% | 4.3 | 4.3 | WT-Onshore | wind_onshorewind | Wind | SW_Wind |  |  |  | SW_Wind_for_Other | 2013 | 2050 | 0 | SW | 4.3 | 1 | 4.3 | 1 | 1 | 2050-12-31 | 1 | #N/A | #N/A | No | #N/A | #N/A | Not Found | #N/A | #N/A | #N/A | Not Found | #N/A | #N/A | #N/A | #N/A | #N/A |  |  |  |  | No |  | No | No | No
| SWEETWATER | SWEETWATER | teppc | PAWY | PAWY | Wyoming, PACE Utility | PACE | NW | 2018-01-01 | 2050-12-31 | 2018 | 2050 | 80 | 100% | 80 | 80 | SolarPV-NonTracking | FixedPV_sun | Solar_Fixed | NW_Solar |  |  |  | NW_Solar_for_Other | 2018 | 2050 | 0 | NW | 80 | 1 | 80 | 1 | 1 | 2050-12-31 | 1 | #N/A | #N/A | No | #N/A | #N/A | Not Found | #N/A | #N/A | #N/A | Not Found | #N/A | #N/A | #N/A | #N/A | #N/A |  |  |  |  | No |  | No | No | No
| Swift_1_HY11 | Swift 1-HY11 | teppc | PACW | PACW | PacifiCorp – West | PACW | NW | 1958-12-01 | 2050-12-31 | 1958 | 2050 | 80 | 100% | 80 | 80 | Hydro | Hydro_Standard | Hydro | NW_Hydro |  |  |  | NW_Hydro | 1959 | 2050 | 0 | NW | 80 | 1 | 80 | 1 | 1 | 2050-12-31 | 1 | #N/A | #N/A | No | #N/A | #N/A | Not Found | #N/A | #N/A | #N/A | Not Found | #N/A | #N/A | #N/A | #N/A | #N/A |  |  |  |  | No |  | No | No | No
| Swift_1_HY12 | Swift 1-HY12 | teppc | PACW | PACW | PacifiCorp – West | PACW | NW | 1958-12-02 | 2050-12-31 | 1959 | 2050 | 80 | 100% | 80 | 80 | Hydro | Hydro_Standard | Hydro | NW_Hydro |  |  |  | NW_Hydro | 1959 | 2050 | 0 | NW | 80 | 1 | 80 | 1 | 1 | 2050-12-31 | 1 | #N/A | #N/A | No | #N/A | #N/A | Not Found | #N/A | #N/A | #N/A | Not Found | #N/A | #N/A | #N/A | #N/A | #N/A |  |  |  |  | No |  | No | No | No
| Swift_1_HY13 | Swift 1-HY13 | teppc | PACW | PACW | PacifiCorp – West | PACW | NW | 1958-12-03 | 2050-12-31 | 1959 | 2050 | 80 | 100% | 80 | 80 | Hydro | Hydro_Standard | Hydro | NW_Hydro |  |  |  | NW_Hydro | 1959 | 2050 | 0 | NW | 80 | 1 | 80 | 1 | 1 | 2050-12-31 | 1 | #N/A | #N/A | No | #N/A | #N/A | Not Found | #N/A | #N/A | #N/A | Not Found | #N/A | #N/A | #N/A | #N/A | #N/A |  |  |  |  | No |  | No | No | No
| SWIFT_1_NAS | Yerba Buena Battery | caiso | PGE_Valley | PGE_Valley | Pacific Gas and Electric Valley | PGE_Valley | CAISO |  | 2050-12-31 | 1900 | 2050 | 4.8 | 100% | 4.8 | 4.8 | Battery_ | Battery_ | Battery Storage | CAISO_Li_Battery |  |  |  | CAISO_Li_Battery | 1900 | 2050 | 0 | CAISO | 4.8 | 1 | 4.8 | 1 | 1 | 2050-12-31 | 1 | SWIFT_1_NAS | PD | No | 4.8 | 4.8 | NQC List | 3 | 3 | LESR | NQC List | 3 | 3 | LESR | 4.8 | 4.8 | 4.8 | 4.8 |  | Not incremental | No |  | Yes | No | No
| Swift_2_21 | Swift 2-21 | teppc | BPAT | BPAT | Bonneville Power Administration – Transmission | BPAT | NW | 1959-01-01 | 2050-12-31 | 1959 | 2050 | 35 | 100% | 35 | 35 | Hydro | Hydro_Standard | Hydro | NW_Hydro |  |  |  | NW_Hydro | 1959 | 2050 | 0 | NW | 35 | 1 | 35 | 1 | 1 | 2050-12-31 | 1 | #N/A | #N/A | No | #N/A | #N/A | Not Found | #N/A | #N/A | #N/A | Not Found | #N/A | #N/A | #N/A | #N/A | #N/A |  |  |  |  | No |  | No | No | No
| Swift_2_22 | Swift 2-22 | teppc | BPAT | BPAT | Bonneville Power Administration – Transmission | BPAT | NW | 1958-12-01 | 2050-12-31 | 1958 | 2050 | 35 | 100% | 35 | 35 | Hydro | Hydro_Standard | Hydro | NW_Hydro |  |  |  | NW_Hydro | 1959 | 2050 | 0 | NW | 35 | 1 | 35 | 1 | 1 | 2050-12-31 | 1 | #N/A | #N/A | No | #N/A | #N/A | Not Found | #N/A | #N/A | #N/A | Not Found | #N/A | #N/A | #N/A | #N/A | #N/A |  |  |  |  | No |  | No | No | No
| SYCAMR_2_UNIT_1 | Sycamore Cogeneration Unit 1 | caiso | SCE | SCE | Southern California Edison | SCE | CAISO | 1987-01-01 | 2050-12-31 | 1987 | 2050 | 85 | 100% | 85 | 85 | CT-NatGas-Industrial | Cogen_NG | Cogen | CAISO_CHP |  |  |  | CAISO_CHP | 1987 | 2050 | 0 | CAISO | 85 | 1 | 85 | 1 | 1 | 2050-12-31 | 1 | SYCAMR_2_UNIT 1 | FC | No | 53.89 | 53.89 | NQC List | 76.4 | 78.53 | NATURAL GAS | NQC List | 77.41 | 77.99 | NATURAL GAS | 77.41 | 77.99 | 76.4 | 78.53 |  |  | No |  | No | No | No
| SYCAMR_2_UNIT_2 | Sycamore Cogeneration Unit 2 | caiso | SCE | SCE | Southern California Edison | SCE | CAISO | 1987-01-01 | 2050-12-31 | 1987 | 2050 | 85 | 109% | 85 | 78 | CT-NatGas-Industrial | CT_NG | CT | CAISO_Peaker2 |  |  |  | CAISO_Peaker2 | 1987 | 2050 | 0 | CAISO | 78 | 1 | 78 | 1 | 1 | 2050-12-31 | 1 | SYCAMR_2_UNIT 2 | FC | No | 74.9811 | 74.9811 | NQC List | 78 | 78 | NATURAL GAS | NQC List | 80 | 80 | NATURAL GAS | 80 | 80 | 78 | 78 |  |  | No |  | No | No | No
| SYCAMR_2_UNIT_3 |  | caiso | SCE | SCE | Southern California Edison | SCE | CAISO | 1987-01-01 | 2050-12-31 | 1987 | 2050 | 85 | 100% | 85 | 85 | CT-NatGas-Industrial | Cogen_NG | Cogen | CAISO_CHP |  |  |  | CAISO_CHP | 1987 | 2050 | 0 | CAISO | 85 | 1 | 85 | 1 | 1 | 2050-12-31 | 1 | SYCAMR_2_UNIT 3 | FC | No | 53.89 | 53.89 | NQC List | 78 | 78 | NATURAL GAS | NQC List | 80 | 80 | NATURAL GAS | 80 | 80 | 78 | 78 |  |  | No |  | No | No | No
| SYCAMR_2_UNIT_4 | Sycamore Cogeneration Unit 4 | caiso | SCE | SCE | Southern California Edison | SCE | CAISO | 1987-01-01 | 2050-12-31 | 1987 | 2050 | 85 | 100% | 85 | 85 |  | CT_NG | CT | CAISO_Peaker2 |  |  |  | CAISO_Peaker2 | 1987 | 2050 | 0 | CAISO | 85 | 1 | 85 | 1 | 1 | 2050-12-31 | 1 | SYCAMR_2_UNIT 4 | FC | No | 81.7102 | 81.7102 | NQC List | 78 | 78 | NATURAL GAS | NQC List | 80 | 80 | NATURAL GAS | 80 | 80 | 78 | 78 |  |  | No |  | No | No | No
| SygitowiczCreek | Sygitowicz Creek | teppc | PNM | PNM | Public Service Company of New Mexico | PNM_EPE | SW | 1986-01-01 | 2050-12-31 | 1986 | 2050 | 0.45 | 100% | 0.45 | 0.45 | Hydro | Hydro_Standard | Hydro | SW_Hydro |  |  |  | SW_Hydro | 1986 | 2050 | 0 | SW | 0.45 | 1 | 0.45 | 1 | 1 | 2050-12-31 | 1 | #N/A | #N/A | No | #N/A | #N/A | Not Found | #N/A | #N/A | #N/A | Not Found | #N/A | #N/A | #N/A | #N/A | #N/A |  |  |  |  | No |  | No | No | No
| SyncrudeCC_Total | SyncrudeCC (Total CC Plant) | teppc | AESO | AESO | Alberta Electric System Operator | BCHA_AESO | Excluded | 1978-01-01 | 2050-12-01 | 1978 | 2050 | 528.2 | 100% | 528.2 | 528.2 | CC-AB-Cogen | Cogen_NG | Cogen | Excluded_CHP |  |  |  | Excluded | 1978 | 2050 | 0 | Excluded | 528.2 | 1 | 528.2 | 1 | 1 | 2050-12-01 | 1 | #N/A | #N/A | No | 0 | 0 | Not Found | #N/A | #N/A | #N/A | Not Found | #N/A | #N/A | #N/A | 0 | 0 | 0 | 0 |  |  | No |  | No | No | No
| TABER_WG1_1 | TABER_WG1-1 | teppc | AESO | AESO | Alberta Electric System Operator | BCHA_AESO | Excluded | 2007-09-01 | 2050-12-01 | 2007 | 2050 | 40 | 100% | 40 | 40 | WT-Onshore | wind_onshorewind | Wind | Excluded_Wind |  |  |  | Excluded | 2008 | 2050 | 0 | Excluded | 40 | 1 | 40 | 1 | 1 | 2050-12-01 | 1 | #N/A | #N/A | No | 0 | 0 | Not Found | #N/A | #N/A | #N/A | Not Found | #N/A | #N/A | #N/A | 0 | 0 | 0 | 0 |  |  | No |  | No | No | No
| TABER_WG2_2 | TABER_WG2-2 | teppc | AESO | AESO | Alberta Electric System Operator | BCHA_AESO | Excluded | 2006-12-01 | 2050-12-01 | 2006 | 2050 | 40 | 100% | 40 | 40 | WT-Onshore | wind_onshorewind | Wind | Excluded_Wind |  |  |  | Excluded | 2007 | 2050 | 0 | Excluded | 40 | 1 | 40 | 1 | 1 | 2050-12-01 | 1 | #N/A | #N/A | No | 0 | 0 | Not Found | #N/A | #N/A | #N/A | Not Found | #N/A | #N/A | #N/A | 0 | 0 | 0 | 0 |  |  | No |  | No | No | No
| Tacoma_1_2 | Tacoma 1 & 2 | teppc | PSCO | PSCO | Public Service Company of Colorado | PSCO | Excluded | 1983-01-01 | 2050-12-31 | 1983 | 2050 | 4.6 | 100% | 4.6 | 4.6 | Hydro | Hydro_Standard | Hydro | Excluded_Hydro |  |  |  | Excluded | 1983 | 2050 | 0 | Excluded | 4.6 | 1 | 4.6 | 1 | 1 | 2050-12-31 | 1 | #N/A | #N/A | No | 0 | 0 | Not Found | #N/A | #N/A | #N/A | Not Found | #N/A | #N/A | #N/A | 0 | 0 | 0 | 0 |  |  | No |  | No | No | No
| Tamarack | Tamarack Energy Partnership-GEN1 | teppc | IPTV | IPTV | Idaho Treasure Valley | IPCO | NW | 1983-06-01 | 2050-12-31 | 1983 | 2050 | 5 | 100% | 5 | 5 | Bio-ST | ST_Biomass | Biomass/Wood | NW_Biomass |  |  |  | NW_Biomass_for_Other | 1983 | 2050 | 0 | NW | 5 | 1 | 5 | 1 | 1 | 2050-12-31 | 1 | #N/A | #N/A | No | 3.49 | 3.49 | Not Found | #N/A | #N/A | #N/A | Not Found | #N/A | #N/A | #N/A | 3.49 | 3.49 | 3.49 | 3.49 |  |  | No |  | No | No | No
| TANHIL_6_SOLART | Berry Cogen 18 | caiso | PGE_Valley | PGE_Valley | Pacific Gas and Electric Valley | PGE_Valley | CAISO | 1986-01-01 | 2050-12-31 | 1986 | 2050 | 17 | 100% | 17 | 17 | CT-NatGas-Aero | PVgeneric_sun | Solar_Fixed | CAISO_CHP |  |  |  | CAISO_CHP | 1986 | 2050 | 0 | CAISO | 17 | 1 | 17 | 1 | 1 | 2050-12-31 | 1 | TANHIL_6_SOLART | FC | No | 10.778 | 10.778 | NQC List | 9.92 | 9.79 | NATURAL GAS | NQC List | 9.92 | 10.27 | NATURAL GAS | 9.92 | 10.27 | 9.92 | 9.79 |  |  | No |  | No | No | No
| TaylorHydro | TaylorHydroPlant-G-1 | teppc | AESO | AESO | Alberta Electric System Operator | BCHA_AESO | Excluded | 2000-03-01 | 2050-12-01 | 2000 | 2050 | 14 | 100% | 14 | 14 | Hydro | Hydro_Standard | Hydro | Excluded_Hydro |  |  |  | Excluded | 2000 | 2050 | 0 | Excluded | 14 | 1 | 14 | 1 | 1 | 2050-12-01 | 1 | #N/A | #N/A | No | 0 | 0 | Not Found | #N/A | #N/A | #N/A | Not Found | #N/A | #N/A | #N/A | 0 | 0 | 0 | 0 |  |  | No |  | No | No | No
| TaylorWind1_1 | TaylorWind1-1 | teppc | BCHA | BCHA | British Columbia Transmission Company | BCHA_AESO | Excluded | 2004-12-01 | 2050-12-01 | 2004 | 2050 | 1.01 | 100% | 1.01 | 1.01 | WT-Onshore | wind_onshorewind | Wind | Excluded_Wind |  |  |  | Excluded | 2005 | 2050 | 0 | Excluded | 1.01 | 1 | 1.01 | 1 | 1 | 2050-12-01 | 1 | #N/A | #N/A | No | 0 | 0 | Not Found | #N/A | #N/A | #N/A | Not Found | #N/A | #N/A | #N/A | 0 | 0 | 0 | 0 |  |  | No |  | No | No | No
| TaylorWind2_2 | TaylorWind2-2 | teppc | BCHA | BCHA | British Columbia Transmission Company | BCHA_AESO | Excluded | 2004-12-01 | 2050-12-01 | 2004 | 2050 | 1.01 | 100% | 1.01 | 1.01 | WT-Onshore | wind_onshorewind | Wind | Excluded_Wind |  |  |  | Excluded | 2005 | 2050 | 0 | Excluded | 1.01 | 1 | 1.01 | 1 | 1 | 2050-12-01 | 1 | #N/A | #N/A | No | 0 | 0 | Not Found | #N/A | #N/A | #N/A | Not Found | #N/A | #N/A | #N/A | 0 | 0 | 0 | 0 |  |  | No |  | No | No | No
| TaylorWind3_3 | TaylorWind3-3 | teppc | BCHA | BCHA | British Columbia Transmission Company | BCHA_AESO | Excluded | 2004-12-01 | 2050-12-01 | 2004 | 2050 | 1.01 | 100% | 1.01 | 1.01 | WT-Onshore | wind_onshorewind | Wind | Excluded_Wind |  |  |  | Excluded | 2005 | 2050 | 0 | Excluded | 1.01 | 1 | 1.01 | 1 | 1 | 2050-12-01 | 1 | #N/A | #N/A | No | 0 | 0 | Not Found | #N/A | #N/A | #N/A | Not Found | #N/A | #N/A | #N/A | 0 | 0 | 0 | 0 |  |  | No |  | No | No | No
| TBLMTN_6_QF | SMALL QF AGGREGATION - PARADISE | caiso | PGE_Valley | PGE_Valley | Pacific Gas and Electric Valley | PGE_Valley | CAISO | 1983-01-01 | 2050-12-31 | 1983 | 2050 | 2.6 | 100% | 2.6 | 2.6 | n/a | Hydro_Standard | Hydro | CAISO_Small_Hydro |  |  |  | CAISO_Small_Hydro_for_CAISO | 1983 | 2050 | 0 | CAISO | 2.6 | 1 | 2.6 | 1 | 1 | 2050-12-31 | 1 | TBLMTN_6_QF | FC | No | 1.3 | 1.3 | NQC List | 0.23 | 0.25 | WATER | NQC List | 0.18 | 0.22 | WATER | 0.18 | 0.22 | 0.23 | 0.25 |  |  | No |  | No | No | No
| Techren_V |  | teppc | NEVP | NEVP | Nevada Power Company | NEVP | SW | 2021-12-31 | 2050-12-31 | 2022 | 2050 | 26 | 100% | 26 | 26 | SolarPV-Tracking | 1axPV_sun | Solar_1Axis | SW_Solar |  |  |  | SW_Solar_for_Other | 2022 | 2050 | 0 | SW | 26 | 0.95 | 24.7 | 1 | 1 | 2050-12-31 | 1 | #N/A | #N/A | No | #N/A | #N/A | Not Found | #N/A | #N/A | #N/A | Not Found | #N/A | #N/A | #N/A | #N/A | #N/A |  |  |  |  | No |  | No | No | No
| Teckla_DVAR_1 | Teckla DVAR 1 | teppc | WACM | WACM | Western Area Power Administration, Colorado-Missouri Region | WACM | Excluded | 2009-04-15 | 2050-12-31 | 2009 | 2050 | 0.5 | 100% | 0.5 | 0.5 | VAR-Device | VAR_NOTGEN | None | Excluded_Var-DEVICE |  |  |  | Excluded | 2009 | 2050 | 0 | Excluded | 0.5 | 1 | 0.5 | 1 | 1 | 2050-12-31 | 1 | #N/A | #N/A | No | 0 | 0 | Not Found | #N/A | #N/A | #N/A | Not Found | #N/A | #N/A | #N/A | 0 | 0 | 0 | 0 |  |  | No |  | No | No | No
| Teckla_DVAR_2 | Teckla DVAR 2 | teppc | WACM | WACM | Western Area Power Administration, Colorado-Missouri Region | WACM | Excluded | 2009-04-15 | 2050-12-31 | 2009 | 2050 | 0.5 | 100% | 0.5 | 0.5 | VAR-Device | VAR_NOTGEN | None | Excluded_Var-DEVICE |  |  |  | Excluded | 2009 | 2050 | 0 | Excluded | 0.5 | 1 | 0.5 | 1 | 1 | 2050-12-31 | 1 | #N/A | #N/A | No | 0 | 0 | Not Found | #N/A | #N/A | #N/A | Not Found | #N/A | #N/A | #N/A | 0 | 0 | 0 | 0 |  |  | No |  | No | No | No
| TEHAPI_2_WIND1 | Wind Wall Monolith 1 | caiso | SCE | SCE | Southern California Edison | SCE | CAISO | 1985-11-13 | 2020-03-31 | 1985 | 2019 | 14.89 | 100% | 14.89 | 14.89 | n/a | wind_onshorewind | Wind | CAISO_Wind |  |  |  | CAISO_Wind_for_CAISO | 1986 | 2019 | 0 | CAISO | 14.89 | 1 | 14.89 | 1 | 1 | 2020-03-31 | 1 | TEHAPI_2_WIND1 | FC | No | 3.1269 | 2.2335 | Not Found | #N/A | #N/A | #N/A | NQC List | 3.13 | 2.23 | WIND | 3.13 | 2.23 | 3.13 | 2.23 |  |  | No |  | No | No | No
| TEHAPI_2_WIND2 | Wind Wall Monolith 2 | caiso | SCE | SCE | Southern California Edison | SCE | CAISO | 1986-12-05 | 2020-03-31 | 1987 | 2019 | 21.24 | 100% | 21.24 | 21.24 | n/a | wind_onshorewind | Wind | CAISO_Wind |  |  |  | CAISO_Wind_for_CAISO | 1987 | 2019 | 0 | CAISO | 21.24 | 1 | 21.24 | 1 | 1 | 2020-03-31 | 1 | TEHAPI_2_WIND2 | FC | No | 4.4604 | 3.186 | Not Found | #N/A | #N/A | #N/A | NQC List | 4.46 | 3.19 | WIND | 4.46 | 3.19 | 4.46 | 3.19 |  |  | No |  | No | No | No
| TENGEN_2_PL1X2 | Berry Petroleum Placerita, Unit 1 | caiso | SCE | SCE | Southern California Edison | SCE | CAISO | 1990-03-06 | 2050-12-31 | 1990 | 2050 | 37.64 | 93.63% | 37.64 | 40.2 | CT-NatGas-Aero | Cogen_NG | Cogen | CAISO_CHP |  |  |  | CAISO_CHP | 1990 | 2050 | 0 | CAISO | 40.2 | 1 | 40.2 | 1 | 1 | 2050-12-31 | 1 | TENGEN_2_PL1X2 | FC | No | 25.4868 | 25.4868 | NQC List | 35.13 | 34.79 | NATURAL GAS | NQC List | 37.6 | 37.59 | NATURAL GAS | 37.6 | 37.59 | 35.13 | 34.79 |  |  | No |  | No | No | No
| TERMEX_2_PL1X3 | TDM | caiso | CFE | SDGE | San Diego Gas and Electric | SDGE | CAISO | 2003-07-30 | 2050-12-31 | 2003 | 2050 | 596 | 95.36% | 596 | 625 | CCWhole-NatGas-Industrial | CC_NG | CC | CAISO_CCGT1 |  |  |  | CAISO_CCGT1 | 2003 | 2050 | 0 | CAISO | 625 | 1 | 625 | 1 | 1 | 2050-12-31 | 1 | TERMEX_2_PL1X3 | FC | No | 587.1681 | 587.1681 | NQC List | 593 | 596 | NATURAL GAS | NQC List | 593 | 596 | NATURAL GAS | 593 | 596 | 593 | 596 |  |  | No |  | No | No | No
| Tesla | Tesla 1 | teppc | WACM | WACM | Western Area Power Administration, Colorado-Missouri Region | WACM | Excluded | 1997-04-01 | 2050-12-31 | 1997 | 2050 | 27.5 | 100% | 27.5 | 27.5 | Hydro | Hydro_Standard | Hydro | Excluded_Hydro |  |  |  | Excluded | 1997 | 2050 | 0 | Excluded | 27.5 | 1 | 27.5 | 1 | 1 | 2050-12-31 | 1 | #N/A | #N/A | No | 0 | 0 | Not Found | #N/A | #N/A | #N/A | Not Found | #N/A | #N/A | #N/A | 0 | 0 | 0 | 0 |  |  | No |  | No | No | No
| TESLA_1_QF | SMALL QF AGGREGATION - STOCKTON | caiso | PGE_Valley | PGE_Valley | Pacific Gas and Electric Valley | PGE_Valley | CAISO | 1982-01-01 | 2050-12-31 | 1982 | 2050 | 2 | 100% | 2 | 2 | n/a | Cogen_NG | Cogen | CAISO_Small_Hydro |  |  |  | CAISO_Small_Hydro_for_CAISO | 1982 | 2050 | 0 | CAISO | 2 | 1 | 2 | 1 | 1 | 2050-12-31 | 1 | TESLA_1_QF | FC | No | 1 | 1 | NQC List | 0.35 | 0.32 | OTHER | NQC List | 0.26 | 0.25 | OTHER | 0.26 | 0.25 | 0.35 | 0.32 |  |  | No |  | No | No | No
| TesoroCgn1 | Tesoro SLC Cogeneration Plant-1 | teppc | PAUT | PAUT | Utah, PACE Utility | PACE | NW | 2004-06-01 | 2050-12-31 | 2004 | 2050 | 12.5 | 100% | 12.5 | 12.5 | CT-NatGas-Industrial | CT_NG | CT | NW_Peaker |  |  |  | NW_Peaker | 2004 | 2050 | 0 | NW | 12.5 | 1 | 12.5 | 1 | 1 | 2050-12-31 | 1 | #N/A | #N/A | No | 12.5 | 12.5 | Not Found | #N/A | #N/A | #N/A | Not Found | #N/A | #N/A | #N/A | 12.5 | 12.5 | 12.5 | 12.5 |  |  | No |  | No | No | No
| TesoroCgn2 | Tesoro SLC Cogeneration Plant-2 | teppc | PAUT | PAUT | Utah, PACE Utility | PACE | NW | 2004-06-01 | 2050-12-31 | 2004 | 2050 | 12.5 | 100% | 12.5 | 12.5 | CT-NatGas-Industrial | CT_NG | CT | NW_Peaker |  |  |  | NW_Peaker | 2004 | 2050 | 0 | NW | 12.5 | 1 | 12.5 | 1 | 1 | 2050-12-31 | 1 | #N/A | #N/A | No | 12.5 | 12.5 | Not Found | #N/A | #N/A | #N/A | Not Found | #N/A | #N/A | #N/A | 12.5 | 12.5 | 12.5 | 12.5 |  |  | No |  | No | No | No
| TesoroICs | Tesoro ICs | teppc | PNM | PNM | Public Service Company of New Mexico | PNM_EPE | SW | 2002-01-01 | 2050-12-31 | 2002 | 2050 | 18 | 100% | 18 | 18 | ICE-NatGas | ICE_NG | ICE | SW_Peaker |  |  |  | SW_Peaker | 2002 | 2050 | 0 | SW | 18 | 1 | 18 | 1 | 1 | 2050-12-31 | 1 | #N/A | #N/A | No | 18 | 18 | Not Found | #N/A | #N/A | #N/A | Not Found | #N/A | #N/A | #N/A | 18 | 18 | 18 | 18 |  |  | No |  | No | No | No
| The_Dalles | The Dalles | teppc | BPAT | BPAT | Bonneville Power Administration – Transmission | BPAT | NW | 1957-10-01 | 2050-12-31 | 1957 | 2050 | 1823 | 100% | 1823 | 1823 | Hydro | Hydro_Standard | Hydro | NW_Hydro |  |  |  | NW_Hydro | 1958 | 2050 | 0 | NW | 1823 | 1 | 1823 | 1 | 1 | 2050-12-31 | 1 | #N/A | #N/A | No | #N/A | #N/A | Not Found | #N/A | #N/A | #N/A | Not Found | #N/A | #N/A | #N/A | #N/A | #N/A |  |  |  |  | No |  | No | No | No
| ThermoNo1_2 | Thermo No 1-2 | teppc | CISC | CISC | Southern California Edison | SCE | CAISO | 2013-04-01 | 2050-12-31 | 2013 | 2050 | 0 | 0% | 0 | 14 | Geo-BinaryCycle | Geothermal_steam | Geothermal | CAISO_Geothermal |  |  |  | CAISO_Geothermal_for_CAISO | 2013 | 2050 | 0 | CAISO | 14 | 1 | 14 | 1 | 1 | 2050-12-31 | 1 | ThermoNo1-2 | #N/A | No | 8.624 | 8.624 | Not Found | #N/A | #N/A | #N/A | Not Found | #N/A | #N/A | #N/A | 8.624 | 8.624 | 8.624 | 8.624 |  |  | No |  | No | No | No
| THMENG_1_UNIT_1 |  | caiso | PGE_Valley | PGE_Valley | Pacific Gas and Electric Valley | PGE_Valley | CAISO | 1990-04-26 | 2018-08-29 | 1990 | 2017 | 0 | 0% |  | 0 | n/a | Cogen_NG | Cogen | CAISO_CHP |  |  |  | CAISO_CHP | 1990 | 2017 | 0 | CAISO | 0 | 1 | 0 | 1 | 1 | 2018-08-29 | 1 | THMENG_1_UNIT 1 | #N/A | No | 0 | 0 | Not Found | #N/A | #N/A | #N/A | Not Found | #N/A | #N/A | #N/A | 0 | 0 | 0 | 0 |  |  | No |  | No | No | No
| Thompson_Falls1 | Thompson Falls-TF1 | teppc | NWMT | NWMT | NorthWestern Energy | NWMT_WAUW | NW | 1917-07-01 | 2050-12-31 | 1917 | 2050 | 5 | 100% | 5 | 5 | Hydro | Hydro_Standard | Hydro | NW_Hydro |  |  |  | NW_Hydro | 1917 | 2050 | 0 | NW | 5 | 1 | 5 | 1 | 1 | 2050-12-31 | 1 | #N/A | #N/A | No | #N/A | #N/A | Not Found | #N/A | #N/A | #N/A | Not Found | #N/A | #N/A | #N/A | #N/A | #N/A |  |  |  |  | No |  | No | No | No
| Thompson_Falls2 | Thompson Falls-TF2 | teppc | NWMT | NWMT | NorthWestern Energy | NWMT_WAUW | NW | 1917-05-01 | 2050-12-31 | 1917 | 2050 | 5 | 100% | 5 | 5 | Hydro | Hydro_Standard | Hydro | NW_Hydro |  |  |  | NW_Hydro | 1917 | 2050 | 0 | NW | 5 | 1 | 5 | 1 | 1 | 2050-12-31 | 1 | #N/A | #N/A | No | #N/A | #N/A | Not Found | #N/A | #N/A | #N/A | Not Found | #N/A | #N/A | #N/A | #N/A | #N/A |  |  |  |  | No |  | No | No | No
| Thompson_Falls3 | Thompson Falls-TF3 | teppc | NWMT | NWMT | NorthWestern Energy | NWMT_WAUW | NW | 1916-11-01 | 2050-12-31 | 1916 | 2050 | 5 | 100% | 5 | 5 | Hydro | Hydro_Standard | Hydro | NW_Hydro |  |  |  | NW_Hydro | 1917 | 2050 | 0 | NW | 5 | 1 | 5 | 1 | 1 | 2050-12-31 | 1 | #N/A | #N/A | No | #N/A | #N/A | Not Found | #N/A | #N/A | #N/A | Not Found | #N/A | #N/A | #N/A | #N/A | #N/A |  |  |  |  | No |  | No | No | No
| Thompson_Falls4 | Thompson Falls-TF4 | teppc | NWMT | NWMT | NorthWestern Energy | NWMT_WAUW | NW | 1916-11-01 | 2050-12-31 | 1916 | 2050 | 5 | 100% | 5 | 5 | Hydro | Hydro_Standard | Hydro | NW_Hydro |  |  |  | NW_Hydro | 1917 | 2050 | 0 | NW | 5 | 1 | 5 | 1 | 1 | 2050-12-31 | 1 | #N/A | #N/A | No | #N/A | #N/A | Not Found | #N/A | #N/A | #N/A | Not Found | #N/A | #N/A | #N/A | #N/A | #N/A |  |  |  |  | No |  | No | No | No
| Thompson_Falls5 | Thompson Falls-TF5 | teppc | NWMT | NWMT | NorthWestern Energy | NWMT_WAUW | NW | 1915-07-01 | 2050-12-31 | 1915 | 2050 | 5 | 100% | 5 | 5 | Hydro | Hydro_Standard | Hydro | NW_Hydro |  |  |  | NW_Hydro | 1915 | 2050 | 0 | NW | 5 | 1 | 5 | 1 | 1 | 2050-12-31 | 1 | #N/A | #N/A | No | #N/A | #N/A | Not Found | #N/A | #N/A | #N/A | Not Found | #N/A | #N/A | #N/A | #N/A | #N/A |  |  |  |  | No |  | No | No | No
| Thompson_Falls6 | Thompson Falls-TF6 | teppc | NWMT | NWMT | NorthWestern Energy | NWMT_WAUW | NW | 1915-07-01 | 2050-12-31 | 1915 | 2050 | 5 | 100% | 5 | 5 | Hydro | Hydro_Standard | Hydro | NW_Hydro |  |  |  | NW_Hydro | 1915 | 2050 | 0 | NW | 5 | 1 | 5 | 1 | 1 | 2050-12-31 | 1 | #N/A | #N/A | No | #N/A | #N/A | Not Found | #N/A | #N/A | #N/A | Not Found | #N/A | #N/A | #N/A | #N/A | #N/A |  |  |  |  | No |  | No | No | No
| Thompson_Falls7 | Thompson Falls-TF7 | teppc | NWMT | NWMT | NorthWestern Energy | NWMT_WAUW | NW | 1996-01-01 | 2050-12-31 | 1996 | 2050 | 57.1 | 100% | 57.1 | 57.1 | Hydro | Hydro_Standard | Hydro | NW_Hydro |  |  |  | NW_Hydro | 1996 | 2050 | 0 | NW | 57.1 | 1 | 57.1 | 1 | 1 | 2050-12-31 | 1 | #N/A | #N/A | No | #N/A | #N/A | Not Found | #N/A | #N/A | #N/A | Not Found | #N/A | #N/A | #N/A | #N/A | #N/A |  |  |  |  | No |  | No | No | No
| ThousandSpring1 | Thousand Springs-1 | teppc | IPFE | IPFE | Idaho Far East | IPCO | NW | 1912-08-01 | 2050-12-31 | 1912 | 2050 | 1 | 100% | 1 | 1 | Hydro | Hydro_Standard | Hydro | NW_Hydro |  |  |  | NW_Hydro | 1912 | 2050 | 0 | NW | 1 | 1 | 1 | 1 | 1 | 2050-12-31 | 1 | #N/A | #N/A | No | #N/A | #N/A | Not Found | #N/A | #N/A | #N/A | Not Found | #N/A | #N/A | #N/A | #N/A | #N/A |  |  |  |  | No |  | No | No | No
| ThousandSpring2 | Thousand Springs-2 | teppc | IPFE | IPFE | Idaho Far East | IPCO | NW | 1912-08-01 | 2050-12-31 | 1912 | 2050 | 1 | 100% | 1 | 1 | Hydro | Hydro_Standard | Hydro | NW_Hydro |  |  |  | NW_Hydro | 1912 | 2050 | 0 | NW | 1 | 1 | 1 | 1 | 1 | 2050-12-31 | 1 | #N/A | #N/A | No | #N/A | #N/A | Not Found | #N/A | #N/A | #N/A | Not Found | #N/A | #N/A | #N/A | #N/A | #N/A |  |  |  |  | No |  | No | No | No
| ThousandSpring3 | Thousand Springs-3 | teppc | IPFE | IPFE | Idaho Far East | IPCO | NW | 1920-05-01 | 2050-12-31 | 1920 | 2050 | 6.8 | 100% | 6.8 | 6.8 | Hydro | Hydro_Standard | Hydro | NW_Hydro |  |  |  | NW_Hydro | 1920 | 2050 | 0 | NW | 6.8 | 1 | 6.8 | 1 | 1 | 2050-12-31 | 1 | #N/A | #N/A | No | #N/A | #N/A | Not Found | #N/A | #N/A | #N/A | Not Found | #N/A | #N/A | #N/A | #N/A | #N/A |  |  |  |  | No |  | No | No | No
| ThousandSprings | Thousand Springs Wind Park-TSWP | teppc | IPFE | IPFE | Idaho Far East | IPCO | NW | 2010-12-22 | 2050-12-31 | 2011 | 2050 | 12 | 100% | 12 | 12 | WT-Onshore | wind_onshorewind | Wind | NW_Wind |  |  |  | NW_Wind_for_Other | 2011 | 2050 | 0 | NW | 12 | 1 | 12 | 1 | 1 | 2050-12-31 | 1 | #N/A | #N/A | No | #N/A | #N/A | Not Found | #N/A | #N/A | #N/A | Not Found | #N/A | #N/A | #N/A | #N/A | #N/A |  |  |  |  | No |  | No | No | No
ground truthing fix | Three_Mile_Canyon |  | teppc | CISC | CISC | Southern California Edison | PACW | NW | 2009-06-01 | 2050-12-31 | 2009 | 2050 | 100 | 1010% | 100 | 9.9 | WT-Onshore | wind_onshorewind | Wind | NW_Wind |  |  |  | NW_Wind_for_Other | 2009 | 2050 | 0 | NW | 9.9 | 1 | 9.9 | 1 | 1 | 2050-12-31 | 1 | Three Mile Canyon | #N/A | No | #N/A | #N/A | Not Found | #N/A | #N/A | #N/A | Not Found | #N/A | #N/A | #N/A | #N/A | #N/A |  |  |  |  | No |  | No | No | No
| Three_Sisters_1 | Three Sisters-1 | teppc | AESO | AESO | Alberta Electric System Operator | BCHA_AESO | Excluded | 1954-01-01 | 2050-12-01 | 1954 | 2050 | 3 | 100% | 3 | 3 | Hydro | Hydro_Standard | Hydro | Excluded_Hydro |  |  |  | Excluded | 1954 | 2050 | 0 | Excluded | 3 | 1 | 3 | 1 | 1 | 2050-12-01 | 1 | #N/A | #N/A | No | 0 | 0 | Not Found | #N/A | #N/A | #N/A | Not Found | #N/A | #N/A | #N/A | 0 | 0 | 0 | 0 |  |  | No |  | No | No | No
| Thunderegg_Solar |  | teppc | IPFE | IPFE | Idaho Far East | IPCO | NW | 2016-12-31 | 2050-12-31 | 2017 | 2050 | 140 | 100% | 140 | 140 | SolarPV-NonTracking | FixedPV_sun | Solar_Fixed | NW_Solar |  |  |  | NW_Solar_for_Other | 2017 | 2050 | 0 | NW | 140 | 1 | 140 | 1 | 1 | 2050-12-31 | 1 | #N/A | #N/A | No | #N/A | #N/A | Not Found | #N/A | #N/A | #N/A | Not Found | #N/A | #N/A | #N/A | #N/A | #N/A |  |  |  |  | No |  | No | No | No
| Tiber_Dam | Tiber Dam Hydroelectric Plant-HY1 | teppc | WAUW | WAUW | Western Area Power Administration, Upper Great Plains – West | NWMT_WAUW | NW | 2005-06-26 | 2040-12-31 | 2005 | 2040 | 7.5 | 100% | 7.5 | 7.5 | Hydro | Hydro_Standard | Hydro | NW_Hydro |  |  |  | NW_Hydro | 2005 | 2040 | 0 | NW | 7.5 | 1 | 7.5 | 1 | 1 | 2040-12-31 | 1 | #N/A | #N/A | No | #N/A | #N/A | Not Found | #N/A | #N/A | #N/A | Not Found | #N/A | #N/A | #N/A | #N/A | #N/A |  |  |  |  | No |  | No | No | No
| TIDWTR_2_UNITS |  | caiso | PGE_Bay | PGE_Bay | Pacific Gas and Electric Bay | PGE_Bay | CAISO | 1987-02-23 | 2050-12-31 | 1987 | 2050 | 14.84 | 12.93% | 14.84 | 114.8 | CCWhole-NatGas-Aero | CT_NG | CT | CAISO_Peaker1 |  |  |  | CAISO_Peaker1 | 1987 | 2050 | 0 | CAISO | 114.8 | 1 | 114.8 | 1 | 1 | 2050-12-31 | 1 | TIDWTR_2_UNITS | FC | No | 106.0448 | 106.0448 | NQC List | 13.71 | 9.45 | NATURAL GAS | NQC List | 11.19 | 8.61 | NATURAL GAS | 11.19 | 8.61 | 13.71 | 9.45 |  |  | No |  | No | No | No
| Tierra_del_Sol__Solar_Farm | Tierra del Sol Solar Farm | rps | IID | SDG&E | San Diego Gas and Electric | SDGE | CAISO | 2016-06-28 | 2050-12-31 | 2016 | 2050 | 45 | 100% | 45 | 45 | Solar PV - Ground mountSolar: Tracking (2 Axis) | 2axPV_sun | Solar_2Axis | CAISO_Solar |  |  |  | CAISO_Solar_for_CAISO | 2016 | 2050 | 0 | CAISO | 45 | 1 | 45 | 1 | 1 | 2050-12-31 | 1 | Tierra del Sol Solar Farm | #N/A | No | 12.15 | 6.3 | Not Found | #N/A | #N/A | #N/A | Not Found | #N/A | #N/A | #N/A | 12.15 | 6.3 | 12.15 | 6.3 |  |  | No |  | No | No | No
| TietonDamHydroUNIT1 | Tieton Dam Hydro Electric Project-UNIT1 | teppc | PACW | PACW | PacifiCorp – West | PACW | NW | 2006-09-01 | 2050-12-31 | 2006 | 2050 | 6.9 | 100% | 6.9 | 6.9 | Hydro | Hydro_Standard | Hydro | NW_Small_Hydro | CAISO | 6.9 |  | NW_Small_Hydro_for_Other | 2007 | 2050 | 0 | CAISO | 6.9 | 1 | 6.9 | 1 | 1 | 2050-12-31 | 1 | #N/A | #N/A | No | 3.45 | 3.45 | Not Found | #N/A | #N/A | #N/A | Not Found | #N/A | #N/A | #N/A | 3.45 | 3.45 | 3.45 | 3.45 |  |  | No |  | No | No | No
| TietonDamHydroUNIT2 | Tieton Dam Hydro Electric Project-UNIT2 | teppc | CISC | CISC | Southern California Edison | SCE | CAISO | 2006-09-01 | 2050-12-31 | 2006 | 2050 | 6.9 | 100% | 6.9 | 6.9 | Hydro | Hydro_Standard | Hydro | CAISO_Hydro |  |  |  | CAISO_Hydro | 2007 | 2050 | 0 | CAISO | 6.9 | 1 | 6.9 | 1 | 1 | 2050-12-31 | 1 | TietonDamHydroUNIT2 | #N/A | No | 5.8358 | 5.8358 | Not Found | #N/A | #N/A | #N/A | Not Found | #N/A | #N/A | #N/A | 5.8358 | 5.8358 | 5.8358 | 5.8358 |  |  | No |  | No | No | No
| TIFFNY_1_DILLON | TIFFNY_1_DILLON | caiso | SCE | SCE | Southern California Edison | SCE | CAISO | 2008-04-18 | 2050-12-31 | 2008 | 2050 | 45 | 100% | 45 | 45 | n/a | wind_onshorewind | Wind | CAISO_Wind |  |  |  | CAISO_Wind_for_CAISO | 2008 | 2050 | 0 | CAISO | 45 | 1 | 45 | 1 | 1 | 2050-12-31 | 1 | TIFFNY_1_DILLON | FC | No | 9.45 | 6.75 | NQC List | 9.45 | 6.75 | WIND | NQC List | 9.45 | 6.75 | WIND | 9.45 | 6.75 | 9.45 | 6.75 |  |  | No |  | No | No | No
| TIGRCK_7_UNITS | TIGER CREEK HYDRO AGGREGATE | caiso | PGE_Valley | PGE_Valley | Pacific Gas and Electric Valley | PGE_Valley | CAISO | 1931-01-01 | 2050-12-31 | 1931 | 2050 | 62 | 100% | 62 | 62 | n/a | Hydro_Standard | Hydro | CAISO_Hydro |  |  |  | CAISO_Hydro | 1931 | 2050 | 0 | CAISO | 62 | 1 | 62 | 1 | 1 | 2050-12-31 | 1 | TIGRCK_7_UNITS | FC | No | 52.4374 | 52.4374 | NQC List | 40.4 | 32.8 | WATER | NQC List | 62 | 62 | WATER | 62 | 62 | 40.4 | 32.8 |  |  | No |  | No | No | No
| Tipella1 | Tipella (TPA, Kwalsa Energy)-1_Tipella (TPA, Kwalsa Energy)-1_IPP-TPA | teppc | BCHA | BCHA | British Columbia Transmission Company | BCHA_AESO | Excluded | 2009-11-12 | 2049-10-19 | 2009 | 2048 | 9.68 | 100% | 9.68 | 9.68 | Hydro | Hydro_Standard | Hydro | Excluded_Hydro |  |  |  | Excluded | 2010 | 2049 | 0 | Excluded | 9.68 | 1 | 9.68 | 1 | 1 | 2049-10-19 | 1 | #N/A | #N/A | No | 0 | 0 | Not Found | #N/A | #N/A | #N/A | Not Found | #N/A | #N/A | #N/A | 0 | 0 | 0 | 0 |  |  | No |  | No | No | No
| Tipella2 | Tipella (TPA, Kwalsa Energy)-2_Tipella (TPA, Kwalsa Energy)-2_IPP-TPA | teppc | BCHA | BCHA | British Columbia Transmission Company | BCHA_AESO | Excluded | 2009-11-12 | 2049-10-19 | 2009 | 2048 | 9.68 | 100% | 9.68 | 9.68 | Hydro | Hydro_Standard | Hydro | Excluded_Hydro |  |  |  | Excluded | 2010 | 2049 | 0 | Excluded | 9.68 | 1 | 9.68 | 1 | 1 | 2049-10-19 | 1 | #N/A | #N/A | No | 0 | 0 | Not Found | #N/A | #N/A | #N/A | Not Found | #N/A | #N/A | #N/A | 0 | 0 | 0 | 0 |  |  | No |  | No | No | No
| TKOPWR_6_HYDRO | Bear Creek Hydroelectric Project | caiso | PGE_Valley | PGE_Valley | Pacific Gas and Electric Valley | PGE_Valley | CAISO | 1986-01-15 | 2050-12-31 | 1986 | 2050 | 2.83 | 100% | 2.83 | 2.83 | n/a | Hydro_Standard | Hydro | CAISO_Small_Hydro |  |  |  | CAISO_Small_Hydro_for_CAISO | 1986 | 2050 | 0 | CAISO | 2.83 | 1 | 2.83 | 1 | 1 | 2050-12-31 | 1 | TKOPWR_6_HYDRO | FC | No | 1.415 | 1.415 | NQC List | 0 | 0 | WATER | NQC List | 0 | 0 | WATER | 0 | 0 | 0 | 0 |  |  | No |  | No | No | No
| TMPLTN_2_SOLAR | Vintner Solar | caiso | PGE_Valley | PGE_Valley | Pacific Gas and Electric Valley | PGE_Valley | CAISO | 2014-03-05 | 2050-12-31 | 2014 | 2050 | 1.5 | 100% | 1.5 | 1.5 | n/a | PVgeneric_sun | Solar_Fixed | CAISO_Solar |  |  |  | CAISO_Solar_for_CAISO | 2014 | 2050 | 0 | CAISO | 1.5 | 1 | 1.5 | 1 | 1 | 2050-12-31 | 1 | TMPLTN_2_SOLAR | FC | No | 0.405 | 0.21 | NQC List | 0.41 | 0.21 | SUN | NQC List | 0.41 | 0.21 | SUN | 0.41 | 0.21 | 0.41 | 0.21 |  |  | No |  | No | No | No
| TOADTW_6_UNIT | TOAD TOWN | caiso | PGE_Valley | PGE_Valley | Pacific Gas and Electric Valley | PGE_Valley | CAISO | 1986-01-01 | 2050-12-31 | 1986 | 2050 | 1.5 | 100% | 1.5 | 1.5 | n/a | Hydro_Standard | Hydro | CAISO_Small_Hydro |  |  |  | CAISO_Small_Hydro_for_CAISO | 1986 | 2050 | 0 | CAISO | 1.5 | 1 | 1.5 | 1 | 1 | 2050-12-31 | 1 | TOADTW_6_UNIT | FC | No | 0.75 | 0.75 | NQC List | 0.52 | 0.2 | WATER | NQC List | 0.44 | 0.11 | WATER | 0.44 | 0.11 | 0.52 | 0.2 |  |  | No |  | No | No | No
| Toketee_Falls_1 | Toketee Falls-1 | teppc | PACW | PACW | PacifiCorp – West | PACW | NW | 1950-02-01 | 2050-12-31 | 1950 | 2050 | 14.67 | 100% | 14.67 | 14.67 | Hydro | Hydro_Standard | Hydro | NW_Hydro |  |  |  | NW_Hydro | 1950 | 2050 | 0 | NW | 14.67 | 1 | 14.67 | 1 | 1 | 2050-12-31 | 1 | #N/A | #N/A | No | #N/A | #N/A | Not Found | #N/A | #N/A | #N/A | Not Found | #N/A | #N/A | #N/A | #N/A | #N/A |  |  |  |  | No |  | No | No | No
| Toketee_Falls_2 | Toketee Falls-2 | teppc | PACW | PACW | PacifiCorp – West | PACW | NW | 1949-12-01 | 2050-12-31 | 1949 | 2050 | 14.67 | 100% | 14.67 | 14.67 | Hydro | Hydro_Standard | Hydro | NW_Hydro |  |  |  | NW_Hydro | 1950 | 2050 | 0 | NW | 14.67 | 1 | 14.67 | 1 | 1 | 2050-12-31 | 1 | #N/A | #N/A | No | #N/A | #N/A | Not Found | #N/A | #N/A | #N/A | Not Found | #N/A | #N/A | #N/A | #N/A | #N/A |  |  |  |  | No |  | No | No | No
| Toketee_Falls_3 | Toketee Falls-3 | teppc | PACW | PACW | PacifiCorp – West | PACW | NW | 1905-05-03 | 2050-12-31 | 1905 | 2050 | 14.67 | 100% | 14.67 | 14.67 | Hydro | Hydro_Standard | Hydro | NW_Hydro |  |  |  | NW_Hydro | 1905 | 2050 | 0 | NW | 14.67 | 1 | 14.67 | 1 | 1 | 2050-12-31 | 1 | #N/A | #N/A | No | #N/A | #N/A | Not Found | #N/A | #N/A | #N/A | Not Found | #N/A | #N/A | #N/A | #N/A | #N/A |  |  |  |  | No |  | No | No | No
| ToledoMill1 | Georgia Pacific Toledo Mill-TG1 | teppc | PNM | PNM | Public Service Company of New Mexico | PNM_EPE | SW | 2004-12-01 | 2050-12-31 | 2004 | 2050 | 15 | 100% | 15 | 15 | Bio-ST | ST_Biomass | Biomass/Wood | SW_Biomass |  |  |  | SW_Biomass_for_Other | 2005 | 2050 | 0 | SW | 15 | 1 | 15 | 1 | 1 | 2050-12-31 | 1 | #N/A | #N/A | No | 10.47 | 10.47 | Not Found | #N/A | #N/A | #N/A | Not Found | #N/A | #N/A | #N/A | 10.47 | 10.47 | 10.47 | 10.47 |  |  | No |  | No | No | No
| TOPAZ_2_SOLAR | Topaz Solar Farms | caiso | PGE_Bay | PGE_Bay | Pacific Gas and Electric Bay | PGE_Bay | CAISO | 2014-10-27 | 2050-12-31 | 2014 | 2050 | 550 | 100% | 550 | 550 | n/a | PVgeneric_sun | Solar_Fixed | CAISO_Solar |  |  |  | CAISO_Solar_for_CAISO | 2015 | 2050 | 0 | CAISO | 550 | 1 | 550 | 1 | 1 | 2050-12-31 | 1 | TOPAZ_2_SOLAR | FC | No | 148.5 | 77 | NQC List | 148.5 | 77 | SUN | NQC List | 148.5 | 77 | SUN | 148.5 | 77 | 148.5 | 77 |  |  | No |  | No | No | No
| TopoftheWorld | Top of the World Windpower Project-TOTW1 | teppc | PAWY | PAWY | Wyoming, PACE Utility | PACE | NW | 2010-10-28 | 2050-12-31 | 2010 | 2050 | 200.2 | 100% | 200.2 | 200.2 | WT-Onshore | wind_onshorewind | Wind | NW_Wind |  |  |  | NW_Wind_for_Other | 2011 | 2050 | 0 | NW | 200.2 | 1 | 200.2 | 1 | 1 | 2050-12-31 | 1 | #N/A | #N/A | No | #N/A | #N/A | Not Found | #N/A | #N/A | #N/A | Not Found | #N/A | #N/A | #N/A | #N/A | #N/A |  |  |  |  | No |  | No | No | No
| TORTLA_1_SOLAR | Longboat Solar | caiso | SCE | SCE | Southern California Edison | SCE | CAISO | 2016-12-16 | 2050-12-31 | 2017 | 2050 | 20 | 100% | 20 | 20 | PVgeneric_sun | PVgeneric_sun | Solar_Fixed | CAISO_Solar |  |  |  | CAISO_Solar_for_CAISO | 2017 | 2050 | 0 | CAISO | 20 | 1 | 20 | 1 | 1 | 2050-12-31 | 1 | TORTLA_1_SOLAR | FC | No | 5.4 | 2.8 | NQC List | 5.4 | 2.8 | SUN | NQC List | 5.4 | 2.8 | SUN | 5.4 | 2.8 | 5.4 | 2.8 |  |  | No |  | No | No | No
| Total_Joslyn_1 | Total Joslyn-1 | teppc | BCHA | BCHA | British Columbia Transmission Company | BCHA_AESO | Excluded | 2015-10-16 | 2050-12-31 | 2015 | 2050 | 85 | 100% | 85 | 85 | CT-NatGas-Industrial | CT_NG | CT | Excluded_Peaker |  |  |  | Excluded | 2016 | 2050 | 0 | Excluded | 85 | 1 | 85 | 1 | 1 | 2050-12-31 | 1 | #N/A | #N/A | No | 0 | 0 | Not Found | #N/A | #N/A | #N/A | Not Found | #N/A | #N/A | #N/A | 0 | 0 | 0 | 0 |  |  | No |  | No | No | No
| Towaoc | Towaoc 1 | teppc | WACM | WACM | Western Area Power Administration, Colorado-Missouri Region | WACM | Excluded | 1993-05-01 | 2050-12-31 | 1993 | 2050 | 12.1 | 100% | 12.1 | 12.1 | Hydro | Hydro_Standard | Hydro | Excluded_Hydro |  |  |  | Excluded | 1993 | 2050 | 0 | Excluded | 12.1 | 1 | 12.1 | 1 | 1 | 2050-12-31 | 1 | #N/A | #N/A | No | 0 | 0 | Not Found | #N/A | #N/A | #N/A | Not Found | #N/A | #N/A | #N/A | 0 | 0 | 0 | 0 |  |  | No |  | No | No | No
| Tracy_3 | Tracy ST 3 | teppc | SPPC | SPPC | Nevada Power Company | NEVP | SW | 1974-10-01 | 2030-01-01 | 1974 | 2029 | 113 | 100% | 113 | 113 | ST-NatGas | ST_NG | Steam | SW_ST |  |  |  | SW_ST | 1975 | 2029 | 0 | SW | 113 | 1 | 113 | 1 | 1 | 2030-01-01 | 1 | #N/A | #N/A | No | 112.9507 | 112.9507 | Not Found | #N/A | #N/A | #N/A | Not Found | #N/A | #N/A | #N/A | 112.9507 | 112.9507 | 112.9507 | 112.9507 |  |  | No |  | No | No | No
| Tracy_NV_CC1 | TracyNVCC1 (Total CC Plant) | teppc | SPPC | SPPC | Nevada Power Company | NEVP | SW | 2012-11-01 | 2050-12-31 | 2012 | 2050 | 110.2 | 100% | 110.2 | 110.2 | CCWhole-NatGas-Industrial | CC_NG | CC | SW_CCGT |  |  |  | SW_CCGT | 2013 | 2050 | 0 | SW | 110.2 | 1 | 110.2 | 1 | 1 | 2050-12-31 | 1 | #N/A | #N/A | No | 110.2 | 110.2 | Not Found | #N/A | #N/A | #N/A | Not Found | #N/A | #N/A | #N/A | 110.2 | 110.2 | 110.2 | 110.2 |  |  | No |  | No | No | No
| Tracy_NV_CC2 | TracyNVCC1 (Total CC Plant) | teppc | SPPC | SPPC | Nevada Power Company | NEVP | SW | 1997-03-01 | 2044-12-31 | 1997 | 2044 | 530 | 100% | 530 | 530 | CCWhole-NatGas-Industrial | CC_NG | CC | SW_CCGT |  |  |  | SW_CCGT | 1997 | 2044 | 0 | SW | 530 | 1 | 530 | 1 | 1 | 2044-12-31 | 1 | #N/A | #N/A | No | 530 | 530 | Not Found | #N/A | #N/A | #N/A | Not Found | #N/A | #N/A | #N/A | 530 | 530 | 530 | 530 |  |  | No |  | No | No | No
| Trail_Bridge | Trail Bridge-HY1 | teppc | PNM | PNM | Public Service Company of New Mexico | PNM_EPE | SW | 1962-12-01 | 2030-04-15 | 1962 | 2029 | 10 | 100% | 10 | 10 | Hydro | Hydro_Standard | Hydro | SW_Hydro |  |  |  | SW_Hydro | 1963 | 2029 | 0 | SW | 10 | 1 | 10 | 1 | 1 | 2030-04-15 | 1 | #N/A | #N/A | No | #N/A | #N/A | Not Found | #N/A | #N/A | #N/A | Not Found | #N/A | #N/A | #N/A | #N/A | #N/A |  |  |  |  | No |  | No | No | No
| TRANWND_25637_QF | TRANWND_25637 | teppc | CISC | CISC | Southern California Edison | SCE | CAISO | 2014-12-13 | 2050-12-31 | 2015 | 2050 | 0 | 0% | 40 | 0 | WT-Onshore | wind_onshorewind | Wind | CAISO_Wind |  |  |  | CAISO_Wind_for_CAISO | 2015 | 2050 | 0 | CAISO | 0 | 1 | 0 | 1 | 1 | 2050-12-31 | 1 | TRANWND_25637_QF | #N/A | No | 0 | 0 | Not Found | #N/A | #N/A | #N/A | Not Found | #N/A | #N/A | #N/A | 0 | 0 | 0 | 0 |  |  | No |  | No | No | No
| TRE_G2 | TRE G2 | teppc | BCHA | BCHA | British Columbia Transmission Company | BCHA_AESO | Excluded | 2018-03-30 | 2050-03-30 | 2018 | 2049 | 3.5 | 100% | 3.5 | 3.5 | hydro | Hydro_Standard | Hydro | Excluded_Hydro |  |  |  | Excluded | 2018 | 2049 | 0 | Excluded | 3.5 | 1 | 3.5 | 1 | 1 | 2050-03-30 | 1 | #N/A | #N/A | No | 0 | 0 | Not Found | #N/A | #N/A | #N/A | Not Found | #N/A | #N/A | #N/A | 0 | 0 | 0 | 0 |  |  | No |  | No | No | No
| TrethewayCreek1 | Tretheway Creek-1_Tretheway Creek-1_IPP-TWY | teppc | BCHA | BCHA | British Columbia Transmission Company | BCHA_AESO | Excluded | 2015-11-01 | 2055-11-01 | 2015 | 2054 | 10.59 | 100% | 10.59 | 10.59 | Hydro | Hydro_Standard | Hydro | Excluded_Hydro |  |  |  | Excluded | 2016 | 2055 | 0 | Excluded | 10.59 | 1 | 10.59 | 1 | 1 | 2050-12-31 | 1 | #N/A | #N/A | No | 0 | 0 | Not Found | #N/A | #N/A | #N/A | Not Found | #N/A | #N/A | #N/A | 0 | 0 | 0 | 0 |  |  | No |  | No | No | No
| TrethewayCreek2 | Tretheway Creek-2_Tretheway Creek-2_IPP-TWY | teppc | BCHA | BCHA | British Columbia Transmission Company | BCHA_AESO | Excluded | 2015-11-01 | 2055-11-01 | 2015 | 2054 | 10.59 | 100% | 10.59 | 10.59 | Hydro | Hydro_Standard | Hydro | Excluded_Hydro |  |  |  | Excluded | 2016 | 2055 | 0 | Excluded | 10.59 | 1 | 10.59 | 1 | 1 | 2050-12-31 | 1 | #N/A | #N/A | No | 0 | 0 | Not Found | #N/A | #N/A | #N/A | Not Found | #N/A | #N/A | #N/A | 0 | 0 | 0 | 0 |  |  | No |  | No | No | No
| Trinity_1 | Trinity 1 | teppc | BANC | BANC | Balancing Authority of Northern California | SMUD | BANC | 1963-12-01 | 2050-12-31 | 1963 | 2050 | 70 | 100% | 70 | 70 | Hydro | Hydro_Standard | Hydro | BANC_Hydro |  |  |  | BANC_Hydro | 1964 | 2050 | 0 | BANC | 70 | 1 | 70 | 1 | 1 | 2050-12-31 | 1 | #N/A | #N/A | No | #N/A | #N/A | Not Found | #N/A | #N/A | #N/A | Not Found | #N/A | #N/A | #N/A | #N/A | #N/A |  |  |  |  | No |  | No | No | No
| Trinity_2 | Trinity 2 | teppc | BANC | BANC | Balancing Authority of Northern California | SMUD | BANC | 1963-12-01 | 2050-12-31 | 1963 | 2050 | 70 | 100% | 70 | 70 | Hydro | Hydro_Standard | Hydro | BANC_Hydro |  |  |  | BANC_Hydro | 1964 | 2050 | 0 | BANC | 70 | 1 | 70 | 1 | 1 | 2050-12-31 | 1 | #N/A | #N/A | No | #N/A | #N/A | Not Found | #N/A | #N/A | #N/A | Not Found | #N/A | #N/A | #N/A | #N/A | #N/A |  |  |  |  | No |  | No | No | No
| Trio_1 | Trio-1_Trio-1_IPP-TRE | teppc | BCHA | BCHA | British Columbia Transmission Company | BCHA_AESO | Excluded | 2015-05-01 | 2055-05-01 | 2015 | 2054 | 25.5 | 100% | 25.5 | 25.5 | Hydro | Hydro_Standard | Hydro | Excluded_Hydro |  |  |  | Excluded | 2015 | 2054 | 0 | Excluded | 25.5 | 1 | 25.5 | 1 | 1 | 2050-12-31 | 1 | #N/A | #N/A | No | 0 | 0 | Not Found | #N/A | #N/A | #N/A | Not Found | #N/A | #N/A | #N/A | 0 | 0 | 0 | 0 |  |  | No |  | No | No | No
| Trio_2 | Trio-2_Trio-2_IPP-TRE | teppc | PSCO | PSCO | Public Service Company of Colorado | PSCO | Excluded | 2015-05-01 | 2055-05-01 | 2015 | 2054 | 13.75 | 100% | 13.75 | 13.75 | Hydro | Hydro_Standard | Hydro | Excluded_Hydro |  |  |  | Excluded | 2015 | 2054 | 0 | Excluded | 13.75 | 1 | 13.75 | 1 | 1 | 2050-12-31 | 1 | #N/A | #N/A | No | 0 | 0 | Not Found | #N/A | #N/A | #N/A | Not Found | #N/A | #N/A | #N/A | 0 | 0 | 0 | 0 |  |  | No |  | No | No | No
| TRNQL8_2_AMASR1 | Tranquillity 8 Amarillo | caiso | PGE_Valley | PGE_Valley | Pacific Gas and Electric Valley | PGE_Valley | CAISO | 2017-12-26 | 2050-12-31 | 2018 | 2050 | 20 | 100% | 20 | 20 | PHOTO VOLTAIC_SUN | PVgeneric_sun | Solar_Fixed | CAISO_Solar |  |  |  | CAISO_Solar_for_CAISO | 2018 | 2050 | 0 | CAISO | 20 | 1 | 20 | 1 | 1 | 2050-12-31 | 1 | TRNQL8_2_AMASR1 | ID | No | 5.4 | 2.8 | NQC List | 5.4 | 2.8 | SUN | NQC List | 5.4 | 2.8 | SUN | 5.4 | 2.8 | 5.4 | 2.8 |  |  | No |  | No | No | No
| TRNQL8_2_AZUSR1 | Tranquillity 8 Azul | caiso | PGE_Valley | PGE_Valley | Pacific Gas and Electric Valley | PGE_Valley | CAISO | 2017-12-26 | 2050-12-31 | 2018 | 2050 | 20 | 100% | 20 | 20 | PHOTO VOLTAIC_SUN | PVgeneric_sun | Solar_Fixed | CAISO_Solar |  |  |  | CAISO_Solar_for_CAISO | 2018 | 2050 | 0 | CAISO | 20 | 1 | 20 | 1 | 1 | 2050-12-31 | 1 | TRNQL8_2_AZUSR1 | ID | No | 5.4 | 2.8 | NQC List | 5.4 | 2.8 | SUN | NQC List | 5.4 | 2.8 | SUN | 5.4 | 2.8 | 5.4 | 2.8 |  |  | No |  | No | No | No
| TRNQL8_2_ROJSR1 | Tranquillity 8 Rojo | caiso | PGE_Valley | PGE_Valley | Pacific Gas and Electric Valley | PGE_Valley | CAISO | 2018-04-14 | 2050-12-31 | 2018 | 2050 | 100 | 100% | 100 | 100 | PHOTO VOLTAIC_SUN | PVgeneric_sun | Solar_Fixed | CAISO_Solar |  |  |  | CAISO_Solar_for_CAISO | 2018 | 2050 | 0 | CAISO | 100 | 1 | 100 | 1 | 1 | 2050-12-31 | 1 | TRNQL8_2_ROJSR1 | ID | No | 27 | 14 | NQC List | 27 | 14 | SUN | NQC List | 8.1 | 4.2 | SUN | 8.1 | 4.2 | 27 | 14 |  |  | No |  | No | Yes | Yes
| TRNQL8_2_VERSR1 | Tranquillity 8 Verde | caiso | PGE_Valley | PGE_Valley | Pacific Gas and Electric Valley | PGE_Valley | CAISO | 2018-04-17 | 2050-12-31 | 2018 | 2050 | 60 | 100% | 60 | 60 | PHOTO VOLTAIC_SUN | PVgeneric_sun | Solar_Fixed | CAISO_Solar |  |  |  | CAISO_Solar_for_CAISO | 2018 | 2050 | 0 | CAISO | 60 | 1 | 60 | 1 | 1 | 2050-12-31 | 1 | TRNQL8_2_VERSR1 | ID | No | 16.2 | 8.4 | NQC List | 16.2 | 8.4 | SUN | NQC List | 0 | 0 | SUN | 0 | 0 | 16.2 | 8.4 |  |  | No |  | No | Yes | Yes
| TRNQLT_2_SOLAR | Tranquillity | caiso | PGE_Valley | PGE_Valley | Pacific Gas and Electric Valley | PGE_Valley | CAISO | 2016-07-28 | 2050-12-31 | 2016 | 2050 | 200 | 100% | 200 | 200 | n/a | PVgeneric_sun | Solar_Fixed | CAISO_Solar |  |  |  | CAISO_Solar_for_CAISO | 2016 | 2050 | 0 | CAISO | 200 | 1 | 200 | 1 | 1 | 2050-12-31 | 1 | TRNQLT_2_SOLAR | ID | No | 54 | 28 | NQC List | 54 | 28 | SUN | NQC List | 54 | 28 | SUN | 54 | 28 | 54 | 28 |  |  | No |  | No | No | No
| TRNSWD_1_QF |  | caiso | SCE | SCE | Southern California Edison | SCE | CAISO | 1984-12-03 | 2050-12-31 | 1985 | 2050 | 38.97 | 100% | 38.97 | 38.97 | n/a | wind_onshorewind | Wind | CAISO_Wind |  |  |  | CAISO_Wind_for_CAISO | 1985 | 2050 | 0 | CAISO | 38.97 | 1 | 38.97 | 1 | 1 | 2050-12-31 | 1 | TRNSWD_1_QF | FC | No | 8.1837 | 5.8455 | NQC List | 8.18 | 5.85 | WIND | NQC List | 8.18 | 5.85 | WIND | 8.18 | 5.85 | 8.18 | 5.85 |  |  | No |  | No | No | No
| TroutCoBillngsleyCrk | Trout-Co-1 a.k.a. Billingsley Creek | teppc | IPFE | IPFE | Idaho Far East | IPCO | NW | 1986-12-01 | 2030-04-15 | 1986 | 2029 | 0.24 | 100% | 0.24 | 0.24 | Hydro | Hydro_Standard | Hydro | NW_Hydro |  |  |  | NW_Hydro | 1987 | 2029 | 0 | NW | 0.24 | 1 | 0.24 | 1 | 1 | 2030-04-15 | 1 | #N/A | #N/A | No | #N/A | #N/A | Not Found | #N/A | #N/A | #N/A | Not Found | #N/A | #N/A | #N/A | #N/A | #N/A |  |  |  |  | No |  | No | No | No
| TuanaGulch | Tuana Gulch Wind Park-TGWP | teppc | IPFE | IPFE | Idaho Far East | IPCO | NW | 2010-12-22 | 2050-12-31 | 2011 | 2050 | 10.5 | 100% | 10.5 | 10.5 | WT-Onshore | wind_onshorewind | Wind | NW_Wind |  |  |  | NW_Wind_for_Other | 2011 | 2050 | 0 | NW | 10.5 | 1 | 10.5 | 1 | 1 | 2050-12-31 | 1 | #N/A | #N/A | No | #N/A | #N/A | Not Found | #N/A | #N/A | #N/A | Not Found | #N/A | #N/A | #N/A | #N/A | #N/A |  |  |  |  | No |  | No | No | No
| TuanaSprings | Tuana Springs-1 | teppc | IPMV | IPMV | Idaho Magic Valley | IPCO | NW | 2010-05-11 | 2050-12-31 | 2010 | 2050 | 35.7 | 100% | 35.7 | 35.7 | WT-Onshore | wind_onshorewind | Wind | NW_Wind |  |  |  | NW_Wind_for_Other | 2010 | 2050 | 0 | NW | 35.7 | 1 | 35.7 | 1 | 1 | 2050-12-31 | 1 | #N/A | #N/A | No | #N/A | #N/A | Not Found | #N/A | #N/A | #N/A | Not Found | #N/A | #N/A | #N/A | #N/A | #N/A |  |  |  |  | No |  | No | No | No
| Tucannon_River_Wind |  | teppc | PGE | PGE | Portland General Electric Company | PortlandGE | NW | 2014-12-16 | 2050-12-31 | 2015 | 2050 | 9 | 100% | 9 | 9 | WT-Onshore | wind_onshorewind | Wind | NW_Wind |  |  |  | NW_Wind_for_Other | 2015 | 2050 | 0 | NW | 9 | 1 | 9 | 1 | 1 | 2050-12-31 | 1 | #N/A | #N/A | No | #N/A | #N/A | Not Found | #N/A | #N/A | #N/A | Not Found | #N/A | #N/A | #N/A | #N/A | #N/A |  |  |  |  | No |  | No | No | No
| TULEWD_1_TULWD1 | Tule Wind | caiso | SDGE | SDGE | San Diego Gas and Electric | SDGE | CAISO | 2018-01-05 | 2050-12-31 | 2018 | 2050 | 127.6 | 97.78% | 127.6 | 130.5 | WIND_WIND | wind_onshorewind | Wind | CAISO_Wind |  |  |  | CAISO_Wind_for_CAISO | 2018 | 2050 | 0 | CAISO | 130.5 | 1 | 130.5 | 1 | 1 | 2050-12-31 | 1 | TULEWD_1_TULWD1 | FC | No | 27.405 | 19.575 | NQC List | 27.41 | 19.58 | WIND | NQC List | 26.8 | 19.14 | WIND | 26.8 | 19.14 | 27.41 | 19.58 |  |  | No |  | No | No | No
| TULLCK_7_UNITS | Tullock Hydro | caiso | PGE_Valley | PGE_Valley | Pacific Gas and Electric Valley | PGE_Valley | CAISO | 1958-01-01 | 2050-12-31 | 1958 | 2050 | 25.9 | 100% | 25.9 | 25.9 | n/a | Hydro_Standard | Hydro | CAISO_Hydro |  |  |  | CAISO_Hydro | 1958 | 2050 | 0 | CAISO | 25.9 | 1 | 25.9 | 1 | 1 | 2050-12-31 | 1 | TULLCK_7_UNITS | FC | No | 21.9053 | 21.9053 | NQC List | 20.24 | 14.46 | WATER | NQC List | 18.85 | 12.66 | WATER | 18.85 | 12.66 | 20.24 | 14.46 |  |  | No |  | No | No | No
| Tumbler_Ridge1 | Tumbler Ridge Wind-1_Tumbler Ridge Wind-1_IPP-TRW | teppc | BCHA | BCHA | British Columbia Transmission Company | BCHA_AESO | Excluded | 2014-11-01 | 2039-11-01 | 2014 | 2038 | 10.5 | 100% | 10.5 | 10.5 | WT-Onshore | wind_onshorewind | Wind | Excluded_Wind |  |  |  | Excluded | 2015 | 2039 | 0 | Excluded | 10.5 | 1 | 10.5 | 1 | 1 | 2039-11-01 | 1 | #N/A | #N/A | No | 0 | 0 | Not Found | #N/A | #N/A | #N/A | Not Found | #N/A | #N/A | #N/A | 0 | 0 | 0 | 0 |  |  | No |  | No | No | No
| Tumbler_Ridge2 | Tumbler Ridge Wind-2_Tumbler Ridge Wind-2_IPP-TRW | teppc | BCHA | BCHA | British Columbia Transmission Company | BCHA_AESO | Excluded | 2014-11-01 | 2039-11-01 | 2014 | 2038 | 11.2 | 100% | 11.2 | 11.2 | WT-Onshore | wind_onshorewind | Wind | Excluded_Wind |  |  |  | Excluded | 2015 | 2039 | 0 | Excluded | 11.2 | 1 | 11.2 | 1 | 1 | 2039-11-01 | 1 | #N/A | #N/A | No | 0 | 0 | Not Found | #N/A | #N/A | #N/A | Not Found | #N/A | #N/A | #N/A | 0 | 0 | 0 | 0 |  |  | No |  | No | No | No
| Tumbler_Ridge3 | Tumbler Ridge Wind-3_Tumbler Ridge Wind-3_IPP-TRW | teppc | BCHA | BCHA | British Columbia Transmission Company | BCHA_AESO | Excluded | 2014-11-01 | 2039-11-01 | 2014 | 2038 | 4.8 | 100% | 4.8 | 4.8 | WT-Onshore | wind_onshorewind | Wind | Excluded_Wind |  |  |  | Excluded | 2015 | 2039 | 0 | Excluded | 4.8 | 1 | 4.8 | 1 | 1 | 2039-11-01 | 1 | #N/A | #N/A | No | 0 | 0 | Not Found | #N/A | #N/A | #N/A | Not Found | #N/A | #N/A | #N/A | 0 | 0 | 0 | 0 |  |  | No |  | No | No | No
| Tumbler_Ridge4 | Tumbler Ridge Wind-4_Tumbler Ridge Wind-4_IPP-TRW | teppc | BCHA | BCHA | British Columbia Transmission Company | BCHA_AESO | Excluded | 2014-11-01 | 2039-11-01 | 2014 | 2038 | 19.2 | 100% | 19.2 | 19.2 | WT-Onshore | wind_onshorewind | Wind | Excluded_Wind |  |  |  | Excluded | 2015 | 2039 | 0 | Excluded | 19.2 | 1 | 19.2 | 1 | 1 | 2039-11-01 | 1 | #N/A | #N/A | No | 0 | 0 | Not Found | #N/A | #N/A | #N/A | Not Found | #N/A | #N/A | #N/A | 0 | 0 | 0 | 0 |  |  | No |  | No | No | No
| Tumbler_Ridge5 | Tumbler Ridge Wind-5_Tumbler Ridge Wind-5_IPP-TRW | teppc | BCHA | BCHA | British Columbia Transmission Company | BCHA_AESO | Excluded | 2014-11-01 | 2039-11-01 | 2014 | 2038 | 1.5 | 100% | 1.5 | 1.5 | WT-Onshore | wind_onshorewind | Wind | Excluded_Wind |  |  |  | Excluded | 2015 | 2039 | 0 | Excluded | 1.5 | 1 | 1.5 | 1 | 1 | 2039-11-01 | 1 | #N/A | #N/A | No | 0 | 0 | Not Found | #N/A | #N/A | #N/A | Not Found | #N/A | #N/A | #N/A | 0 | 0 | 0 | 0 |  |  | No |  | No | No | No
| TUNGSTEN_P1 | Tungsten Geothermal | teppc | SPPC | SPPC | Nevada Power Company | NEVP | SW | 2017-01-01 | 2050-12-31 | 2017 | 2050 | 43.5 | 100% | 43.5 | 43.5 | Renewable Thermal | Geothermal_steam | Geothermal | SW_Geothermal |  |  |  | SW_Geothermal_for_Other | 2017 | 2050 | 0 | SW | 43.5 | 1 | 43.5 | 1 | 1 | 2050-12-31 | 1 | #N/A | #N/A | No | 26.796 | 26.796 | Not Found | #N/A | #N/A | #N/A | Not Found | #N/A | #N/A | #N/A | 26.796 | 26.796 | 26.796 | 26.796 |  |  | No |  | No | No | No
| Tunnel | Tunnel 1 Power Project-GEN1_61023 | teppc | IPFE | IPFE | Idaho Far East | IPCO | NW | 1993-06-08 | 2050-12-31 | 1993 | 2050 | 7 | 100% | 7 | 7 | Hydro | Hydro_Standard | Hydro | NW_Hydro |  |  |  | NW_Hydro | 1993 | 2050 | 0 | NW | 7 | 1 | 7 | 1 | 1 | 2050-12-31 | 1 | #N/A | #N/A | No | #N/A | #N/A | Not Found | #N/A | #N/A | #N/A | Not Found | #N/A | #N/A | #N/A | #N/A | #N/A |  |  |  |  | No |  | No | No | No
| Tuolumne_Wind | Tuolumne Wind Project-W1 | teppc | TPWR | TPWR | Tacoma Power | BPAT | NW | 2009-05-01 | 2050-12-31 | 2009 | 2050 | 68.3 | 100% | 68.3 | 68.3 | WT-Onshore | wind_onshorewind | Wind | NW_Wind |  |  |  | NW_Wind_for_Other | 2009 | 2050 | 0 | NW | 68.3 | 1 | 68.3 | 1 | 1 | 2050-12-31 | 1 | #N/A | #N/A | No | #N/A | #N/A | Not Found | #N/A | #N/A | #N/A | Not Found | #N/A | #N/A | #N/A | #N/A | #N/A |  |  |  |  | No |  | No | No | No
| TUPMAN_1_BIOGAS | ABEC Bidart-Stockale #1 | caiso | PGE_Valley | PGE_Valley | Pacific Gas and Electric Valley | PGE_Valley | CAISO | 2013-03-20 | 2050-12-31 | 2013 | 2050 | 0.41 | 68.33% | 0.41 | 0.6 | n/a | Biogas_ | Biogas_LandfillGas | CAISO_Biomass |  |  |  | CAISO_Biomass_for_CAISO | 2013 | 2050 | 0 | CAISO | 0.6 | 1 | 0.6 | 1 | 1 | 2050-12-31 | 1 | TUPMAN_1_BIOGAS | FC | No | 0.4188 | 0.4188 | NQC List | 0.3 | 0.26 | BIOGAS | NQC List | 0.22 | 0.21 | BIOGAS | 0.22 | 0.21 | 0.3 | 0.26 |  |  | No |  | No | No | No
| Turnbull1 | Turnbull Hydro-1 | teppc | CISC | CISC | Southern California Edison | SCE | CAISO | 2011-09-16 | 2050-12-31 | 2011 | 2050 | 5.3 | 100% | 5.3 | 5.3 | HydroRPS | Hydro_Standard | Hydro | CAISO_Hydro |  |  |  | CAISO_Hydro | 2012 | 2050 | 0 | CAISO | 5.3 | 1 | 5.3 | 1 | 1 | 2050-12-31 | 1 | Turnbull1 | #N/A | No | 4.4826 | 4.4826 | Not Found | #N/A | #N/A | #N/A | Not Found | #N/A | #N/A | #N/A | 4.4826 | 4.4826 | 4.4826 | 4.4826 |  |  | No |  | No | No | No
| Turnbull2 | Turnbull Hydro-2 | teppc | CISC | CISC | Southern California Edison | SCE | CAISO | 2011-09-16 | 2050-12-31 | 2011 | 2050 | 7.7 | 100% | 7.7 | 7.7 | HydroRPS | Hydro_Standard | Hydro | CAISO_Hydro |  |  |  | CAISO_Hydro | 2012 | 2050 | 0 | CAISO | 7.7 | 1 | 7.7 | 1 | 1 | 2050-12-31 | 1 | Turnbull2 | #N/A | No | 6.5124 | 6.5124 | Not Found | #N/A | #N/A | #N/A | Not Found | #N/A | #N/A | #N/A | 6.5124 | 6.5124 | 6.5124 | 6.5124 |  |  | No |  | No | No | No
| TURQ_GEN | Turquoise Solar | teppc | SPPC | SPPC | Nevada Power Company | NEVP | SW | 2018-01-01 | 2050-12-31 | 2018 | 2050 | 61 | 100% | 61 | 61 | SolarPV-NonTracking | FixedPV_sun | Solar_Fixed | SW_Solar | CAISO | 10 |  | SW_Solar_for_Other | 2018 | 2050 | 51 | CAISO | 10 | 1 | 10 | 1 | 1 | 2050-12-31 | 1 | #N/A | #N/A | No | #N/A | #N/A | Not Found | #N/A | #N/A | #N/A | Not Found | #N/A | #N/A | #N/A | #N/A | #N/A |  |  |  |  | No |  | No | No | No
| Tuscarora_G9200 | Hot Sulphur Springs (Tuscarora Project) G9200 | teppc | SPPC | SPPC | Nevada Power Company | NEVP | SW | 2012-01-11 | 2050-12-31 | 2012 | 2050 | 12 | 100% | 12 | 12 | Geo-BinaryCycle | Geothermal_steam | Geothermal | SW_Geothermal |  |  |  | SW_Geothermal_for_Other | 2012 | 2050 | 0 | SW | 12 | 1 | 12 | 1 | 1 | 2050-12-31 | 1 | #N/A | #N/A | No | 7.392 | 7.392 | Not Found | #N/A | #N/A | #N/A | Not Found | #N/A | #N/A | #N/A | 7.392 | 7.392 | 7.392 | 7.392 |  |  | No |  | No | No | No
| Tuscarora_G9201 | Hot Sulphur Springs (Tuscarora Project) G9250 | teppc | SPPC | SPPC | Nevada Power Company | NEVP | SW | 2012-01-11 | 2050-12-31 | 2012 | 2050 | 12 | 100% | 12 | 12 | Geo-BinaryCycle | Geothermal_steam | Geothermal | SW_Geothermal |  |  |  | SW_Geothermal_for_Other | 2012 | 2050 | 0 | SW | 12 | 1 | 12 | 1 | 1 | 2050-12-31 | 1 | #N/A | #N/A | No | 7.392 | 7.392 | Not Found | #N/A | #N/A | #N/A | Not Found | #N/A | #N/A | #N/A | 7.392 | 7.392 | 7.392 | 7.392 |  |  | No |  | No | No | No
| Twin_Buttes_1 | Twin Buttes WT1 | teppc | PSCO | PSCO | Public Service Company of Colorado | PSCO | Excluded | 2007-10-01 | 2050-12-01 | 2007 | 2050 | 75 | 100% | 75 | 75 | WT-Onshore | wind_onshorewind | Wind | Excluded_Wind |  |  |  | Excluded | 2008 | 2050 | 0 | Excluded | 75 | 1 | 75 | 1 | 1 | 2050-12-01 | 1 | #N/A | #N/A | No | 0 | 0 | Not Found | #N/A | #N/A | #N/A | Not Found | #N/A | #N/A | #N/A | 0 | 0 | 0 | 0 |  |  | No |  | No | No | No
| Twin_Buttes_2 | Twin Buttes II Wind Project¦Twin Buttes Wind Project-WT2 | teppc | PSCO | PSCO | Public Service Company of Colorado | PSCO | Excluded | 2017-12-01 | 2050-12-31 | 2017 | 2050 | 76 | 100% | 76 | 76 | WT-Onshore | wind_onshorewind | Wind | Excluded_Wind |  |  |  | Excluded | 2018 | 2050 | 0 | Excluded | 76 | 1 | 76 | 1 | 1 | 2050-12-31 | 1 | #N/A | #N/A | No | 0 | 0 | Not Found | #N/A | #N/A | #N/A | Not Found | #N/A | #N/A | #N/A | 0 | 0 | 0 | 0 |  |  | No |  | No | No | No
| Twin_Falls_1 | Twin Falls-1 | teppc | IPMV | IPMV | Idaho Magic Valley | IPCO | NW | 1935-03-01 | 2050-12-31 | 1935 | 2050 | 8.43 | 100% | 8.43 | 8.43 | Hydro | Hydro_Standard | Hydro | NW_Hydro |  |  |  | NW_Hydro | 1935 | 2050 | 0 | NW | 8.43 | 1 | 8.43 | 1 | 1 | 2050-12-31 | 1 | #N/A | #N/A | No | #N/A | #N/A | Not Found | #N/A | #N/A | #N/A | Not Found | #N/A | #N/A | #N/A | #N/A | #N/A |  |  |  |  | No |  | No | No | No
| Twin_Falls_2 | Twin Falls-2 | teppc | IPMV | IPMV | Idaho Magic Valley | IPCO | NW | 1995-07-01 | 2050-12-31 | 1995 | 2050 | 44.3 | 100% | 44.3 | 44.3 | Hydro | Hydro_Standard | Hydro | NW_Hydro |  |  |  | NW_Hydro | 1995 | 2050 | 0 | NW | 44.3 | 1 | 44.3 | 1 | 1 | 2050-12-31 | 1 | #N/A | #N/A | No | #N/A | #N/A | Not Found | #N/A | #N/A | #N/A | Not Found | #N/A | #N/A | #N/A | #N/A | #N/A |  |  |  |  | No |  | No | No | No
| Twin_Falls1 | Twin Falls Hydro-UNI1 | teppc | PSEI | PSEI | Puget Sound Energy | BPAT | NW | 1989-12-01 | 2050-12-31 | 1989 | 2050 | 12 | 100% | 12 | 12 | Hydro | Hydro_Standard | Hydro | NW_Hydro |  |  |  | NW_Hydro | 1990 | 2050 | 0 | NW | 12 | 1 | 12 | 1 | 1 | 2050-12-31 | 1 | #N/A | #N/A | No | #N/A | #N/A | Not Found | #N/A | #N/A | #N/A | Not Found | #N/A | #N/A | #N/A | #N/A | #N/A |  |  |  |  | No |  | No | No | No
| Twin_Falls2 | Twin Falls Hydro-UNI2 | teppc | PSEI | PSEI | Puget Sound Energy | BPAT | NW | 1989-12-01 | 2050-12-31 | 1989 | 2050 | 12 | 100% | 12 | 12 | Hydro | Hydro_Standard | Hydro | NW_Hydro |  |  |  | NW_Hydro | 1990 | 2050 | 0 | NW | 12 | 1 | 12 | 1 | 1 | 2050-12-31 | 1 | #N/A | #N/A | No | #N/A | #N/A | Not Found | #N/A | #N/A | #N/A | Not Found | #N/A | #N/A | #N/A | #N/A | #N/A |  |  |  |  | No |  | No | No | No
| TWISSL_6_SOLAR | Nickel 1 ("NLH1") | caiso | PGE_Valley | PGE_Valley | Pacific Gas and Electric Valley | PGE_Valley | CAISO | 2012-11-27 | 2050-12-31 | 2012 | 2050 | 1.5 | 100% | 1.5 | 1.5 | n/a | PVgeneric_sun | Solar_Fixed | CAISO_Solar |  |  |  | CAISO_Solar_for_CAISO | 2013 | 2050 | 0 | CAISO | 1.5 | 1 | 1.5 | 1 | 1 | 2050-12-31 | 1 | TWISSL_6_SOLAR | FC | No | 0.405 | 0.21 | NQC List | 0.41 | 0.21 | SUN | NQC List | 0.41 | 0.21 | SUN | 0.41 | 0.21 | 0.41 | 0.21 |  |  | No |  | No | No | No
| TWISSL_6_SOLAR1 | Coronal Lost Hills | caiso | SCE | SCE | Southern California Edison | SCE | CAISO | 2015-05-15 | 2050-12-31 | 2015 | 2050 | 20 | 100% | 20 | 20 | n/a | PVgeneric_sun | Solar_Fixed | CAISO_Solar |  |  |  | CAISO_Solar_for_CAISO | 2015 | 2050 | 0 | CAISO | 20 | 1 | 20 | 1 | 1 | 2050-12-31 | 1 | TWISSL_6_SOLAR1 | FC | No | 5.4 | 2.8 | NQC List | 5.4 | 2.8 | SUN | NQC List | 5.4 | 2.8 | SUN | 5.4 | 2.8 | 5.4 | 2.8 |  |  | No |  | No | No | No
| Two_Dot | Two Dot Wind Farm-1 | teppc | NWMT | NWMT | NorthWestern Energy | NWMT_WAUW | NW | 2013-03-31 | 2050-12-31 | 2013 | 2050 | 9.7 | 100% | 9.7 | 9.7 | WT-Onshore | wind_onshorewind | Wind | NW_Wind |  |  |  | NW_Wind_for_Other | 2013 | 2050 | 0 | NW | 9.7 | 1 | 9.7 | 1 | 1 | 2050-12-31 | 1 | #N/A | #N/A | No | #N/A | #N/A | Not Found | #N/A | #N/A | #N/A | Not Found | #N/A | #N/A | #N/A | #N/A | #N/A |  |  |  |  | No |  | No | No | No
| RECTOR_2_TFDBM1 | Two Fiets | rps | SCE | SCE | Southern California Edison | SCE | CAISO | 2019-01-25 | 2050-12-31 | 2019 | 2050 | 0 | 0% |  | 0.8 | Digester gasnan | Biogas_ | Biogas_LandfillGas | CAISO_Biomass |  |  |  | CAISO_Biomass_for_CAISO | 2019 | 2050 | 0 | CAISO | 0.8 | 1 | 0.8 | 1 | 1 | 2050-12-31 | 1 | RECTOR_2_TFDBM1 | EO | Yes | 0.5584 | 0.5584 | NQC List | 0 | 0 | BIOGAS | NQC List | 0 | 0 | BIOGAS | 0 | 0 | 0 | 0 |  |  | No |  | No | No | No
| Two_Ponds | Two Ponds Windfarm-1 | teppc | IPFE | IPFE | Idaho Far East | IPCO | NW | 2012-07-21 | 2050-12-31 | 2012 | 2050 | 23 | 100% | 23 | 23 | WT-Onshore | wind_onshorewind | Wind | NW_Wind |  |  |  | NW_Wind_for_Other | 2012 | 2050 | 0 | NW | 23 | 1 | 23 | 1 | 1 | 2050-12-31 | 1 | #N/A | #N/A | No | #N/A | #N/A | Not Found | #N/A | #N/A | #N/A | Not Found | #N/A | #N/A | #N/A | #N/A | #N/A |  |  |  |  | No |  | No | No | No
| TX_ELK_6_SOLAR1 | Castor | caiso | PGE_Valley | PGE_Valley | Pacific Gas and Electric Valley | PGE_Valley | CAISO | 2016-04-02 | 2050-12-31 | 2016 | 2050 | 1.5 | 100% | 1.5 | 1.5 | n/a | PVgeneric_sun | Solar_Fixed | CAISO_Solar |  |  |  | CAISO_Solar_for_CAISO | 2016 | 2050 | 0 | CAISO | 1.5 | 1 | 1.5 | 1 | 1 | 2050-12-31 | 1 | TX-ELK_6_SOLAR1 | EO | Yes | 0.405 | 0.21 | NQC List | 0 | 0 | SUN | NQC List | 0 | 0 | SUN | 0 | 0 | 0 | 0 |  |  | No |  | No | No | No
| TXMCKT_6_UNIT |  | caiso | PGE_Valley | PGE_Valley | Pacific Gas and Electric Valley | PGE_Valley | CAISO | 1994-10-01 | 2050-12-31 | 1994 | 2050 | 3.39 | 30.27% | 3.39 | 11.2 | CT-NatGas-Aero | Cogen_NG | Cogen | CAISO_CHP |  |  |  | CAISO_CHP | 1995 | 2050 | 0 | CAISO | 11.2 | 1 | 11.2 | 1 | 1 | 2050-12-31 | 1 | TXMCKT_6_UNIT | FC | No | 7.1008 | 7.1008 | NQC List | 1.3 | 1.78 | NATURAL GAS | NQC List | 2.08 | 2.13 | NATURAL GAS | 2.08 | 2.13 | 1.3 | 1.78 |  |  | No |  | No | No | No
| Tyson_Creek_1 | Tyson Creek-1_Tyson Creek-1_IPP-TYS | teppc | BCHA | BCHA | British Columbia Transmission Company | BCHA_AESO | Excluded | 2009-12-31 | 2049-12-22 | 2010 | 2049 | 9.3 | 100% | 9.3 | 9.3 | Hydro | Hydro_Standard | Hydro | Excluded_Hydro |  |  |  | Excluded | 2010 | 2049 | 0 | Excluded | 9.3 | 1 | 9.3 | 1 | 1 | 2049-12-22 | 1 | #N/A | #N/A | No | 0 | 0 | Not Found | #N/A | #N/A | #N/A | Not Found | #N/A | #N/A | #N/A | 0 | 0 | 0 | 0 |  |  | No |  | No | No | No
| U_Bonnington_1 | U Bonnington-1_U Bonnington-1_FBC-UBO | teppc | BCHA | BCHA | British Columbia Transmission Company | BCHA_AESO | Excluded | 1999-11-11 | 2033-03-31 | 1999 | 2032 | 5.5 | 100% | 5.5 | 5.5 | Hydro | Hydro_Standard | Hydro | Excluded_Hydro |  |  |  | Excluded | 2000 | 2032 | 0 | Excluded | 5.5 | 1 | 5.5 | 1 | 1 | 2033-03-31 | 1 | #N/A | #N/A | No | 0 | 0 | Not Found | #N/A | #N/A | #N/A | Not Found | #N/A | #N/A | #N/A | 0 | 0 | 0 | 0 |  |  | No |  | No | No | No
| U_Bonnington_2 | U Bonnington-2_U Bonnington-2_FBC-UBO | teppc | BCHA | BCHA | British Columbia Transmission Company | BCHA_AESO | Excluded | 1999-11-11 | 2033-03-31 | 1999 | 2032 | 5.5 | 100% | 5.5 | 5.5 | Hydro | Hydro_Standard | Hydro | Excluded_Hydro |  |  |  | Excluded | 2000 | 2032 | 0 | Excluded | 5.5 | 1 | 5.5 | 1 | 1 | 2033-03-31 | 1 | #N/A | #N/A | No | 0 | 0 | Not Found | #N/A | #N/A | #N/A | Not Found | #N/A | #N/A | #N/A | 0 | 0 | 0 | 0 |  |  | No |  | No | No | No
| U_Bonnington_3 | U Bonnington-3_U Bonnington-3_FBC-UBO | teppc | BCHA | BCHA | British Columbia Transmission Company | BCHA_AESO | Excluded | 1999-11-11 | 2033-03-31 | 1999 | 2032 | 5.5 | 100% | 5.5 | 5.5 | Hydro | Hydro_Standard | Hydro | Excluded_Hydro |  |  |  | Excluded | 2000 | 2032 | 0 | Excluded | 5.5 | 1 | 5.5 | 1 | 1 | 2033-03-31 | 1 | #N/A | #N/A | No | 0 | 0 | Not Found | #N/A | #N/A | #N/A | Not Found | #N/A | #N/A | #N/A | 0 | 0 | 0 | 0 |  |  | No |  | No | No | No
| U_Bonnington_4 | U Bonnington-4_U Bonnington-4_FBC-UBO | teppc | BCHA | BCHA | British Columbia Transmission Company | BCHA_AESO | Excluded | 1999-11-11 | 2033-03-31 | 1999 | 2032 | 5.5 | 100% | 5.5 | 5.5 | Hydro | Hydro_Standard | Hydro | Excluded_Hydro |  |  |  | Excluded | 2000 | 2032 | 0 | Excluded | 5.5 | 1 | 5.5 | 1 | 1 | 2033-03-31 | 1 | #N/A | #N/A | No | 0 | 0 | Not Found | #N/A | #N/A | #N/A | Not Found | #N/A | #N/A | #N/A | 0 | 0 | 0 | 0 |  |  | No |  | No | No | No
| U_Bonnington_5 | U Bonnington-5_U Bonnington-5_FBC-UBO | teppc | BCHA | BCHA | British Columbia Transmission Company | BCHA_AESO | Excluded | 1999-11-11 | 2033-03-31 | 1999 | 2032 | 22 | 100% | 22 | 22 | Hydro | Hydro_Standard | Hydro | Excluded_Hydro |  |  |  | Excluded | 2000 | 2032 | 0 | Excluded | 22 | 1 | 22 | 1 | 1 | 2033-03-31 | 1 | #N/A | #N/A | No | 0 | 0 | Not Found | #N/A | #N/A | #N/A | Not Found | #N/A | #N/A | #N/A | 0 | 0 | 0 | 0 |  |  | No |  | No | No | No
| U_Bonnington_6 | U Bonnington-6_U Bonnington-6_FBC-UBO | teppc | BCHA | BCHA | British Columbia Transmission Company | BCHA_AESO | Excluded | 1999-11-11 | 2033-03-31 | 1999 | 2032 | 19 | 100% | 19 | 19 | Hydro | Hydro_Standard | Hydro | Excluded_Hydro |  |  |  | Excluded | 2000 | 2032 | 0 | Excluded | 19 | 1 | 19 | 1 | 1 | 2033-03-31 | 1 | #N/A | #N/A | No | 0 | 0 | Not Found | #N/A | #N/A | #N/A | Not Found | #N/A | #N/A | #N/A | 0 | 0 | 0 | 0 |  |  | No |  | No | No | No
| UC_Davis_MC | UC Davis Medical Center Cogen | teppc | BANC | BANC | Balancing Authority of Northern California | SMUD | BANC | 1998-08-01 | 2050-12-31 | 1998 | 2050 | 27 | 100% | 27 | 27 | CCWhole-NatGas-Aero | CC_NG | CC | BANC_CCGT |  |  |  | BANC_CCGT | 1998 | 2050 | 0 | BANC | 27 | 1 | 27 | 1 | 1 | 2050-12-31 | 1 | #N/A | #N/A | No | 27 | 27 | Not Found | #N/A | #N/A | #N/A | Not Found | #N/A | #N/A | #N/A | 27 | 27 | 27 | 27 |  |  | No |  | No | No | No
| UKIAH_7_LAKEMN | UKIAH LAKE MENDOCINO HYDRO | caiso | PGE_Bay | PGE_Bay | Pacific Gas and Electric Bay | PGE_Bay | CAISO | 2007-07-02 | 2050-12-31 | 2007 | 2050 | 3.5 | 100% | 3.5 | 3.5 | n/a | Hydro_Standard | Hydro | CAISO_Small_Hydro |  |  |  | CAISO_Small_Hydro_for_CAISO | 2007 | 2050 | 0 | CAISO | 3.5 | 1 | 3.5 | 1 | 1 | 2050-12-31 | 1 | UKIAH_7_LAKEMN | FC | No | 1.75 | 1.75 | NQC List | 1.7 | 1.7 | WATER | NQC List | 1.7 | 1.7 | WATER | 1.7 | 1.7 | 1.7 | 1.7 |  |  | No |  | No | No | No
| ULTPCH_1_UNIT_1 | Pacific Ultrapower Chinese Station | caiso | PGE_Valley | PGE_Valley | Pacific Gas and Electric Valley | PGE_Valley | CAISO | 1986-06-04 | 2050-12-31 | 1986 | 2050 | 15.85 | 88.06% | 15.85 | 18 | n/a | ST_Biomass | Biomass/Wood | CAISO_Biomass |  |  |  | CAISO_Biomass_for_CAISO | 1986 | 2050 | 0 | CAISO | 18 | 1 | 18 | 1 | 1 | 2050-12-31 | 1 | ULTPCH_1_UNIT 1 | FC | No | 12.564 | 12.564 | NQC List | 17.95 | 17.9 | BIOMASS | NQC List | 16.19 | 15.85 | BIOMASS | 16.19 | 15.85 | 17.95 | 17.9 |  |  | No |  | No | No | No
| ULTPFR_1_UNIT_1 | Rio Bravo Fresno | caiso | PGE_Valley | PGE_Valley | Pacific Gas and Electric Valley | PGE_Valley | CAISO | 1988-07-20 | 2050-12-31 | 1988 | 2050 | 19.04 | 78.35% | 19.04 | 24.3 | n/a | ST_Biomass | Biomass/Wood | CAISO_Biomass |  |  |  | CAISO_Biomass_for_CAISO | 1988 | 2050 | 0 | CAISO | 24.3 | 1 | 24.3 | 1 | 1 | 2050-12-31 | 1 | ULTPFR_1_UNIT 1 | FC | No | 16.9614 | 16.9614 | NQC List | 23.76 | 23.66 | BIOMASS | NQC List | 24.07 | 19.04 | BIOMASS | 24.07 | 19.04 | 23.76 | 23.66 |  |  | No |  | No | No | No
| ULTRCK_2_UNIT | Rio Bravo Rocklin | caiso | PGE_Valley | PGE_Valley | Pacific Gas and Electric Valley | PGE_Valley | CAISO | 1989-06-09 | 2050-12-31 | 1989 | 2050 | 18.47 | 75.7% | 18.47 | 24.4 | n/a | ST_Biomass | Biomass/Wood | CAISO_Biomass |  |  |  | CAISO_Biomass_for_CAISO | 1989 | 2050 | 0 | CAISO | 24.4 | 1 | 24.4 | 1 | 1 | 2050-12-31 | 1 | ULTRCK_2_UNIT | FC | No | 17.0312 | 17.0312 | NQC List | 23.24 | 24.2 | BIOMASS | NQC List | 22.83 | 18.47 | BIOMASS | 22.83 | 18.47 | 23.24 | 24.2 |  |  | No |  | No | No | No
| UNCHEM_1_UNIT | CONTRA COSTA CARBON PLANT | caiso | PGE_Bay | PGE_Bay | Pacific Gas and Electric Bay | PGE_Bay | CAISO | 1983-01-01 | 2050-12-31 | 1983 | 2050 | 9.14 | 48.11% | 9.14 | 19 | ST-Coal | Cogen_NG | Cogen | CAISO_CHP |  |  |  | CAISO_CHP | 1983 | 2050 | 0 | CAISO | 19 | 1 | 19 | 1 | 1 | 2050-12-31 | 1 | UNCHEM_1_UNIT | FC | No | 12.046 | 12.046 | NQC List | 15.37 | 10.84 | COAL | NQC List | 13.1 | 10.21 | COAL | 13.1 | 10.21 | 15.37 | 10.84 |  |  | No |  | No | No | No
| Union_Valley | Union Valley 1 | teppc | BANC | BANC | Balancing Authority of Northern California | SMUD | BANC | 1963-10-01 | 2050-12-31 | 1963 | 2050 | 46 | 100% | 46 | 46 | Hydro | Hydro_Standard | Hydro | BANC_Hydro |  |  |  | BANC_Hydro | 1964 | 2050 | 0 | BANC | 46 | 1 | 46 | 1 | 1 | 2050-12-31 | 1 | #N/A | #N/A | No | #N/A | #N/A | Not Found | #N/A | #N/A | #N/A | Not Found | #N/A | #N/A | #N/A | #N/A | #N/A |  |  |  |  | No |  | No | No | No
| UNOCAL_1_UNITS | TOSCO (RODEO PLANT) | caiso | PGE_Bay | PGE_Bay | Pacific Gas and Electric Bay | PGE_Bay | CAISO | 1987-05-21 | 2050-12-31 | 1987 | 2050 | 0.06 | 0.1204% | 0.06 | 49.85 | CT-NatGas-Aero | CT_NG | CT | CAISO_Peaker1 |  |  |  | CAISO_Peaker1 | 1987 | 2050 | 0 | CAISO | 49.85 | 1 | 49.85 | 1 | 1 | 2050-12-31 | 1 | UNOCAL_1_UNITS | FC | No | 46.0482 | 46.0482 | NQC List | 0.02 | 0.36 | NATURAL GAS | NQC List | 0.07 | 0.31 | NATURAL GAS | 0.07 | 0.31 | 0.02 | 0.36 |  |  | No |  | No | No | No
| UNVRSY_1_UNIT_1 |  | caiso | PGE_Valley | PGE_Valley | Pacific Gas and Electric Valley | PGE_Valley | CAISO | 1986-01-01 | 2050-12-31 | 1986 | 2050 | 35.65 | 93.82% | 35.65 | 38 | n/a | Cogen_NG | Cogen | CAISO_CHP |  |  |  | CAISO_CHP | 1986 | 2050 | 0 | CAISO | 38 | 1 | 38 | 1 | 1 | 2050-12-31 | 1 | UNVRSY_1_UNIT 1 | FC | No | 24.092 | 24.092 | NQC List | 34.39 | 34.53 | NATURAL GAS | NQC List | 34.03 | 34.36 | NATURAL GAS | 34.03 | 34.36 | 34.39 | 34.53 |  |  | No |  | No | No | No
| UofA1 | U of A 1-1 | teppc | AESO | AESO | Alberta Electric System Operator | BCHA_AESO | Excluded | 2000-01-01 | 2050-12-01 | 2000 | 2050 | 16 | 100% | 16 | 16 | CT-AB-Cogen | Cogen_NG | Cogen | Excluded_CHP |  |  |  | Excluded | 2000 | 2050 | 0 | Excluded | 16 | 1 | 16 | 1 | 1 | 2050-12-01 | 1 | #N/A | #N/A | No | 0 | 0 | Not Found | #N/A | #N/A | #N/A | Not Found | #N/A | #N/A | #N/A | 0 | 0 | 0 | 0 |  |  | No |  | No | No | No
| UofA2 | U of A 2-1 | teppc | AESO | AESO | Alberta Electric System Operator | BCHA_AESO | Excluded | 1994-01-01 | 2050-12-01 | 1994 | 2050 | 26 | 100% | 26 | 26 | CT-AB-Cogen | Cogen_NG | Cogen | Excluded_CHP |  |  |  | Excluded | 1994 | 2050 | 0 | Excluded | 26 | 1 | 26 | 1 | 1 | 2050-12-01 | 1 | #N/A | #N/A | No | 0 | 0 | Not Found | #N/A | #N/A | #N/A | Not Found | #N/A | #N/A | #N/A | 0 | 0 | 0 | 0 |  |  | No |  | No | No | No
| UofC_Cgn1 | UofC Cogeneration-1 | teppc | BCHA | BCHA | British Columbia Transmission Company | BCHA_AESO | Excluded | 2011-10-01 | 2050-12-31 | 2011 | 2050 | 15 | 100% | 15 | 15 | CT-NatGas-Industrial | CT_NG | CT | Excluded_Peaker |  |  |  | Excluded | 2012 | 2050 | 0 | Excluded | 15 | 1 | 15 | 1 | 1 | 2050-12-31 | 1 | #N/A | #N/A | No | 0 | 0 | Not Found | #N/A | #N/A | #N/A | Not Found | #N/A | #N/A | #N/A | 0 | 0 | 0 | 0 |  |  | No |  | No | No | No
| UofOR_CC_Total | UofOR-CC (Total CC Plant) | teppc | BPAT | BPAT | Bonneville Power Administration – Transmission | BPAT | NW | 2012-10-01 | 2050-12-31 | 2012 | 2050 | 11 | 100% | 11 | 11 | CCWhole-NatGas-Aero | CC_NG | CC | NW_CCGT |  |  |  | NW_CCGT | 2013 | 2050 | 0 | NW | 11 | 1 | 11 | 1 | 1 | 2050-12-31 | 1 | #N/A | #N/A | No | 11 | 11 | Not Found | #N/A | #N/A | #N/A | Not Found | #N/A | #N/A | #N/A | 11 | 11 | 11 | 11 |  |  | No |  | No | No | No
| Upper_Baker_1 | Upper Baker-1 | teppc | PSEI | PSEI | Puget Sound Energy | BPAT | NW | 1958-12-01 | 2050-12-31 | 1958 | 2050 | 52.4 | 100% | 52.4 | 52.4 | Hydro | Hydro_Standard | Hydro | NW_Hydro |  |  |  | NW_Hydro | 1959 | 2050 | 0 | NW | 52.4 | 1 | 52.4 | 1 | 1 | 2050-12-31 | 1 | #N/A | #N/A | No | #N/A | #N/A | Not Found | #N/A | #N/A | #N/A | Not Found | #N/A | #N/A | #N/A | #N/A | #N/A |  |  |  |  | No |  | No | No | No
| Upper_Baker_2 | Upper Baker-2 | teppc | PSEI | PSEI | Puget Sound Energy | BPAT | NW | 1958-12-01 | 2050-12-31 | 1958 | 2050 | 52.4 | 100% | 52.4 | 52.4 | Hydro | Hydro_Standard | Hydro | NW_Hydro |  |  |  | NW_Hydro | 1959 | 2050 | 0 | NW | 52.4 | 1 | 52.4 | 1 | 1 | 2050-12-31 | 1 | #N/A | #N/A | No | #N/A | #N/A | Not Found | #N/A | #N/A | #N/A | Not Found | #N/A | #N/A | #N/A | #N/A | #N/A |  |  |  |  | No |  | No | No | No
| Upper_Bear | Upper Bear Hydro-1_Upper Bear Hydro-1_IPP-BHU | teppc | BCHA | BCHA | British Columbia Transmission Company | BCHA_AESO | Excluded | 2012-05-31 | 2052-05-13 | 2012 | 2051 | 10 | 100% | 10 | 10 | Hydro | Hydro_Standard | Hydro | Excluded_Hydro |  |  |  | Excluded | 2012 | 2051 | 0 | Excluded | 10 | 1 | 10 | 1 | 1 | 2050-12-31 | 1 | #N/A | #N/A | No | 0 | 0 | Not Found | #N/A | #N/A | #N/A | Not Found | #N/A | #N/A | #N/A | 0 | 0 | 0 | 0 |  |  | No |  | No | No | No
| Upper_Beaver_1 | Upper Beaver-1_UPRBEAVR_UPPER BEAVER | teppc | IPFE | IPFE | Idaho Far East | IPCO | NW | 1906-12-01 | 2050-12-31 | 1906 | 2050 | 1.32 | 100% | 1.32 | 1.32 | Hydro | Hydro_Standard | Hydro | NW_Hydro |  |  |  | NW_Hydro | 1907 | 2050 | 0 | NW | 1.32 | 1 | 1.32 | 1 | 1 | 2050-12-31 | 1 | #N/A | #N/A | No | #N/A | #N/A | Not Found | #N/A | #N/A | #N/A | Not Found | #N/A | #N/A | #N/A | #N/A | #N/A |  |  |  |  | No |  | No | No | No
| Upper_Beaver_2 | Upper Beaver-2_UPRBEAVR_UPPER BEAVER_60032 | teppc | IPFE | IPFE | Idaho Far East | IPCO | NW | 1906-12-01 | 2050-12-31 | 1906 | 2050 | 1.2 | 100% | 1.2 | 1.2 | Hydro | Hydro_Standard | Hydro | NW_Hydro |  |  |  | NW_Hydro | 1907 | 2050 | 0 | NW | 1.2 | 1 | 1.2 | 1 | 1 | 2050-12-31 | 1 | #N/A | #N/A | No | #N/A | #N/A | Not Found | #N/A | #N/A | #N/A | Not Found | #N/A | #N/A | #N/A | #N/A | #N/A |  |  |  |  | No |  | No | No | No
| Upper_Clowhom_1 | Upper Clowhom-1_Upper Clowhom-1_IPP-UCH | teppc | BCHA | BCHA | British Columbia Transmission Company | BCHA_AESO | Excluded | 2010-03-15 | 2035-03-20 | 2010 | 2034 | 10.99 | 100% | 10.99 | 10.99 | Hydro | Hydro_Standard | Hydro | Excluded_Hydro |  |  |  | Excluded | 2010 | 2034 | 0 | Excluded | 10.99 | 1 | 10.99 | 1 | 1 | 2035-03-20 | 1 | #N/A | #N/A | No | 0 | 0 | Not Found | #N/A | #N/A | #N/A | Not Found | #N/A | #N/A | #N/A | 0 | 0 | 0 | 0 |  |  | No |  | No | No | No
| Upper_Dawson_1 | Upper Dawson 1 | teppc | TIDC | TIDC | Turlock Irrigation District | TID | BANC | 1983-11-01 | 2050-12-31 | 1983 | 2050 | 5 | 100% | 5 | 5 | Hydro | Hydro_Standard | Hydro | BANC_Hydro |  |  |  | BANC_Hydro | 1984 | 2050 | 0 | BANC | 5 | 1 | 5 | 1 | 1 | 2050-12-31 | 1 | #N/A | #N/A | No | #N/A | #N/A | Not Found | #N/A | #N/A | #N/A | Not Found | #N/A | #N/A | #N/A | #N/A | #N/A |  |  |  |  | No |  | No | No | No
| Upper_Falls_1 | Upper Falls-1 | teppc | AVA | AVA | Avista Corp. | BPAT | NW | 1922-04-01 | 2050-12-31 | 1922 | 2050 | 10 | 100% | 10 | 10 | Hydro | Hydro_Standard | Hydro | NW_Hydro |  |  |  | NW_Hydro | 1922 | 2050 | 0 | NW | 10 | 1 | 10 | 1 | 1 | 2050-12-31 | 1 | #N/A | #N/A | No | #N/A | #N/A | Not Found | #N/A | #N/A | #N/A | Not Found | #N/A | #N/A | #N/A | #N/A | #N/A |  |  |  |  | No |  | No | No | No
| Upper_Gorge | Upper Gorge 1 | teppc | LDWP | LDWP | Los Angeles Department of Water and Power | LADWP | LDWP | 1952-05-01 | 2050-12-31 | 1952 | 2050 | 37.5 | 100% | 37.5 | 37.5 | Hydro | Hydro_Standard | Hydro | LDWP_Hydro |  |  |  | LDWP_Hydro | 1952 | 2050 | 0 | LDWP | 37.5 | 1 | 37.5 | 1 | 1 | 2050-12-31 | 1 | #N/A | #N/A | No | #N/A | #N/A | Not Found | #N/A | #N/A | #N/A | Not Found | #N/A | #N/A | #N/A | #N/A | #N/A |  |  |  |  | No |  | No | No | No
| Upper_Lillooet1 | Upper Lillooet River-1_Upper Lillooet River-1_IPP-ULL | teppc | BCHA | BCHA | British Columbia Transmission Company | BCHA_AESO | Excluded | 2016-06-01 | 2056-06-01 | 2016 | 2055 | 18.5 | 100% | 18.5 | 18.5 | Hydro | Hydro_Standard | Hydro | Excluded_Hydro |  |  |  | Excluded | 2016 | 2055 | 0 | Excluded | 18.5 | 1 | 18.5 | 1 | 1 | 2050-12-31 | 1 | #N/A | #N/A | No | 0 | 0 | Not Found | #N/A | #N/A | #N/A | Not Found | #N/A | #N/A | #N/A | 0 | 0 | 0 | 0 |  |  | No |  | No | No | No
| Upper_Lillooet2 | Upper Lillooet River-2_Upper Lillooet River-2_IPP-ULL | teppc | BCHA | BCHA | British Columbia Transmission Company | BCHA_AESO | Excluded | 2016-06-01 | 2056-06-01 | 2016 | 2055 | 18.5 | 100% | 18.5 | 18.5 | Hydro | Hydro_Standard | Hydro | Excluded_Hydro |  |  |  | Excluded | 2016 | 2055 | 0 | Excluded | 18.5 | 1 | 18.5 | 1 | 1 | 2050-12-31 | 1 | #N/A | #N/A | No | 0 | 0 | Not Found | #N/A | #N/A | #N/A | Not Found | #N/A | #N/A | #N/A | 0 | 0 | 0 | 0 |  |  | No |  | No | No | No
| Upper_Lillooet3 | Upper Lillooet River-3_Upper Lillooet River-3_IPP-ULL | teppc | BCHA | BCHA | British Columbia Transmission Company | BCHA_AESO | Excluded | 2016-06-01 | 2056-06-01 | 2016 | 2055 | 18.5 | 100% | 18.5 | 18.5 | Hydro | Hydro_Standard | Hydro | Excluded_Hydro |  |  |  | Excluded | 2016 | 2055 | 0 | Excluded | 18.5 | 1 | 18.5 | 1 | 1 | 2050-12-31 | 1 | #N/A | #N/A | No | 0 | 0 | Not Found | #N/A | #N/A | #N/A | Not Found | #N/A | #N/A | #N/A | 0 | 0 | 0 | 0 |  |  | No |  | No | No | No
| Upper_Lillooet4 | Upper Lillooet River-4_Upper Lillooet River-4_IPP-ULL | teppc | BCHA | BCHA | British Columbia Transmission Company | BCHA_AESO | Excluded | 2016-06-01 | 2056-06-01 | 2016 | 2055 | 18.5 | 100% | 18.5 | 18.5 | Hydro | Hydro_Standard | Hydro | Excluded_Hydro |  |  |  | Excluded | 2016 | 2055 | 0 | Excluded | 18.5 | 1 | 18.5 | 1 | 1 | 2050-12-31 | 1 | #N/A | #N/A | No | 0 | 0 | Not Found | #N/A | #N/A | #N/A | Not Found | #N/A | #N/A | #N/A | 0 | 0 | 0 | 0 |  |  | No |  | No | No | No
| Upper_Malad_1 | Upper Malad-1 | teppc | IPFE | IPFE | Idaho Far East | IPCO | NW | 1948-06-01 | 2050-12-31 | 1948 | 2050 | 8.27 | 100% | 8.27 | 8.27 | Hydro | Hydro_Standard | Hydro | NW_Hydro |  |  |  | NW_Hydro | 1948 | 2050 | 0 | NW | 8.27 | 1 | 8.27 | 1 | 1 | 2050-12-31 | 1 | #N/A | #N/A | No | #N/A | #N/A | Not Found | #N/A | #N/A | #N/A | Not Found | #N/A | #N/A | #N/A | #N/A | #N/A |  |  |  |  | No |  | No | No | No
| Upper_Mamquam_1 | Upper Mamquam-1_Upper Mamquam-1_IPP-UMH | teppc | BCHA | BCHA | British Columbia Transmission Company | BCHA_AESO | Excluded | 2005-07-30 | 2040-07-23 | 2005 | 2039 | 12.5 | 100% | 12.5 | 12.5 | Hydro | Hydro_Standard | Hydro | Excluded_Hydro |  |  |  | Excluded | 2005 | 2039 | 0 | Excluded | 12.5 | 1 | 12.5 | 1 | 1 | 2040-07-23 | 1 | #N/A | #N/A | No | 0 | 0 | Not Found | #N/A | #N/A | #N/A | Not Found | #N/A | #N/A | #N/A | 0 | 0 | 0 | 0 |  |  | No |  | No | No | No
| Upper_Mamquam_2 | Upper Mamquam-2_Upper Mamquam-2_IPP-UMH | teppc | BCHA | BCHA | British Columbia Transmission Company | BCHA_AESO | Excluded | 2005-07-30 | 2040-07-23 | 2005 | 2039 | 12.5 | 100% | 12.5 | 12.5 | Hydro | Hydro_Standard | Hydro | Excluded_Hydro |  |  |  | Excluded | 2005 | 2039 | 0 | Excluded | 12.5 | 1 | 12.5 | 1 | 1 | 2040-07-23 | 1 | #N/A | #N/A | No | 0 | 0 | Not Found | #N/A | #N/A | #N/A | Not Found | #N/A | #N/A | #N/A | 0 | 0 | 0 | 0 |  |  | No |  | No | No | No
| Upper_Molina | Upper Molina 1 | teppc | WACM | WACM | Western Area Power Administration, Colorado-Missouri Region | WACM | Excluded | 1962-12-01 | 2050-12-31 | 1962 | 2050 | 8.6 | 100% | 8.6 | 8.6 | Hydro | Hydro_Standard | Hydro | Excluded_Hydro |  |  |  | Excluded | 1963 | 2050 | 0 | Excluded | 8.6 | 1 | 8.6 | 1 | 1 | 2050-12-31 | 1 | #N/A | #N/A | No | 0 | 0 | Not Found | #N/A | #N/A | #N/A | Not Found | #N/A | #N/A | #N/A | 0 | 0 | 0 | 0 |  |  | No |  | No | No | No
| Upper_Salmon1 | Upper Salmon A-1 | teppc | IPMV | IPMV | Idaho Magic Valley | IPCO | NW | 1937-09-01 | 2050-12-31 | 1937 | 2050 | 9 | 100% | 9 | 9 | Hydro | Hydro_Standard | Hydro | NW_Hydro |  |  |  | NW_Hydro | 1938 | 2050 | 0 | NW | 9 | 1 | 9 | 1 | 1 | 2050-12-31 | 1 | #N/A | #N/A | No | #N/A | #N/A | Not Found | #N/A | #N/A | #N/A | Not Found | #N/A | #N/A | #N/A | #N/A | #N/A |  |  |  |  | No |  | No | No | No
| Upper_Salmon2 | Upper Salmon A-2 | teppc | IPMV | IPMV | Idaho Magic Valley | IPCO | NW | 1937-09-01 | 2050-12-31 | 1937 | 2050 | 9 | 100% | 9 | 9 | Hydro | Hydro_Standard | Hydro | NW_Hydro |  |  |  | NW_Hydro | 1938 | 2050 | 0 | NW | 9 | 1 | 9 | 1 | 1 | 2050-12-31 | 1 | #N/A | #N/A | No | #N/A | #N/A | Not Found | #N/A | #N/A | #N/A | Not Found | #N/A | #N/A | #N/A | #N/A | #N/A |  |  |  |  | No |  | No | No | No
| Upper_Salmon3 | Upper Salmon B-1 | teppc | IPMV | IPMV | Idaho Magic Valley | IPCO | NW | 1947-09-01 | 2050-12-31 | 1947 | 2050 | 8.25 | 100% | 8.25 | 8.25 | Hydro | Hydro_Standard | Hydro | NW_Hydro |  |  |  | NW_Hydro | 1948 | 2050 | 0 | NW | 8.25 | 1 | 8.25 | 1 | 1 | 2050-12-31 | 1 | #N/A | #N/A | No | #N/A | #N/A | Not Found | #N/A | #N/A | #N/A | Not Found | #N/A | #N/A | #N/A | #N/A | #N/A |  |  |  |  | No |  | No | No | No
| Upper_Salmon4 | Upper Salmon B-2 | teppc | IPMV | IPMV | Idaho Magic Valley | IPCO | NW | 1947-09-01 | 2050-12-31 | 1947 | 2050 | 8.25 | 100% | 8.25 | 8.25 | Hydro | Hydro_Standard | Hydro | NW_Hydro |  |  |  | NW_Hydro | 1948 | 2050 | 0 | NW | 8.25 | 1 | 8.25 | 1 | 1 | 2050-12-31 | 1 | #N/A | #N/A | No | #N/A | #N/A | Not Found | #N/A | #N/A | #N/A | Not Found | #N/A | #N/A | #N/A | #N/A | #N/A |  |  |  |  | No |  | No | No | No
| Upper_Stave1 | Upper Stave Energy (USR)-1_Upper Stave Energy (USR)-1_IPP-USR | teppc | BCHA | BCHA | British Columbia Transmission Company | BCHA_AESO | Excluded | 2009-10-01 | 2049-11-02 | 2009 | 2048 | 4.77 | 100% | 4.77 | 4.77 | Hydro | Hydro_Standard | Hydro | Excluded_Hydro |  |  |  | Excluded | 2010 | 2049 | 0 | Excluded | 4.77 | 1 | 4.77 | 1 | 1 | 2049-11-02 | 1 | #N/A | #N/A | No | 0 | 0 | Not Found | #N/A | #N/A | #N/A | Not Found | #N/A | #N/A | #N/A | 0 | 0 | 0 | 0 |  |  | No |  | No | No | No
| Upper_Stave2 | Upper Stave Energy (USR)-2_Upper Stave Energy (USR)-2_IPP-USR | teppc | BCHA | BCHA | British Columbia Transmission Company | BCHA_AESO | Excluded | 2009-10-01 | 2049-11-02 | 2009 | 2048 | 11.04 | 100% | 11.04 | 11.04 | Hydro | Hydro_Standard | Hydro | Excluded_Hydro |  |  |  | Excluded | 2010 | 2049 | 0 | Excluded | 11.04 | 1 | 11.04 | 1 | 1 | 2049-11-02 | 1 | #N/A | #N/A | No | 0 | 0 | Not Found | #N/A | #N/A | #N/A | Not Found | #N/A | #N/A | #N/A | 0 | 0 | 0 | 0 |  |  | No |  | No | No | No
| Upper_Stave3 | Upper Stave Energy (USR)-3_Upper Stave Energy (USR)-3_IPP-USR | teppc | BCHA | BCHA | British Columbia Transmission Company | BCHA_AESO | Excluded | 2009-10-01 | 2049-11-02 | 2009 | 2048 | 11.04 | 100% | 11.04 | 11.04 | Hydro | Hydro_Standard | Hydro | Excluded_Hydro |  |  |  | Excluded | 2010 | 2049 | 0 | Excluded | 11.04 | 1 | 11.04 | 1 | 1 | 2049-11-02 | 1 | #N/A | #N/A | No | 0 | 0 | Not Found | #N/A | #N/A | #N/A | Not Found | #N/A | #N/A | #N/A | 0 | 0 | 0 | 0 |  |  | No |  | No | No | No
| Upper_Stave4 | Upper Stave Energy (USR)-4_Upper Stave Energy (USR)-4_IPP-USR | teppc | BCHA | BCHA | British Columbia Transmission Company | BCHA_AESO | Excluded | 2009-10-01 | 2049-11-02 | 2009 | 2048 | 11.04 | 100% | 11.04 | 11.04 | Hydro | Hydro_Standard | Hydro | Excluded_Hydro |  |  |  | Excluded | 2010 | 2049 | 0 | Excluded | 11.04 | 1 | 11.04 | 1 | 1 | 2049-11-02 | 1 | #N/A | #N/A | No | 0 | 0 | Not Found | #N/A | #N/A | #N/A | Not Found | #N/A | #N/A | #N/A | 0 | 0 | 0 | 0 |  |  | No |  | No | No | No
| UpperPwr4 | Upper Power Plant-4 | teppc | CISC | CISC | Southern California Edison | SCE | CAISO | 1982-09-01 | 2050-12-31 | 1982 | 2050 | 8 | 100% | 8 | 8 | Hydro | Hydro_Standard | Hydro | CAISO_Hydro |  |  |  | CAISO_Hydro | 1983 | 2050 | 0 | CAISO | 8 | 1 | 8 | 1 | 1 | 2050-12-31 | 1 | UpperPwr4 | #N/A | No | 6.7661 | 6.7661 | Not Found | #N/A | #N/A | #N/A | Not Found | #N/A | #N/A | #N/A | 6.7661 | 6.7661 | 6.7661 | 6.7661 |  |  | No |  | No | No | No
| UpprTobaValley1 | Upper Toba Valley-1_Upper Toba Valley-1_IPP-UTR | teppc | BCHA | BCHA | British Columbia Transmission Company | BCHA_AESO | Excluded | 2016-05-01 | 2056-05-01 | 2016 | 2055 | 29.05 | 100% | 29.05 | 29.05 | Hydro | Hydro_Standard | Hydro | Excluded_Hydro |  |  |  | Excluded | 2016 | 2055 | 0 | Excluded | 29.05 | 1 | 29.05 | 1 | 1 | 2050-12-31 | 1 | #N/A | #N/A | No | 0 | 0 | Not Found | #N/A | #N/A | #N/A | Not Found | #N/A | #N/A | #N/A | 0 | 0 | 0 | 0 |  |  | No |  | No | No | No
| UpprTobaValley2 | Upper Toba Valley-2_Upper Toba Valley-2_IPP-UTR | teppc | BCHA | BCHA | British Columbia Transmission Company | BCHA_AESO | Excluded | 2016-05-01 | 2056-05-01 | 2016 | 2055 | 29.05 | 100% | 29.05 | 29.05 | Hydro | Hydro_Standard | Hydro | Excluded_Hydro |  |  |  | Excluded | 2016 | 2055 | 0 | Excluded | 29.05 | 1 | 29.05 | 1 | 1 | 2050-12-31 | 1 | #N/A | #N/A | No | 0 | 0 | Not Found | #N/A | #N/A | #N/A | Not Found | #N/A | #N/A | #N/A | 0 | 0 | 0 | 0 |  |  | No |  | No | No | No
| Upriver_Dam1 | Upriver Dam Hydro Plant-GEN1 | teppc | AVA | AVA | Avista Corp. | BPAT | NW | 1936-01-01 | 2050-12-31 | 1936 | 2050 | 2 | 100% | 2 | 2 | Hydro | Hydro_Standard | Hydro | NW_Hydro |  |  |  | NW_Hydro | 1936 | 2050 | 0 | NW | 2 | 1 | 2 | 1 | 1 | 2050-12-31 | 1 | #N/A | #N/A | No | #N/A | #N/A | Not Found | #N/A | #N/A | #N/A | Not Found | #N/A | #N/A | #N/A | #N/A | #N/A |  |  |  |  | No |  | No | No | No
| Upriver_Dam2 | Upriver Dam Hydro Plant-GEN2 | teppc | AVA | AVA | Avista Corp. | BPAT | NW | 1936-01-01 | 2050-12-31 | 1936 | 2050 | 2 | 100% | 2 | 2 | Hydro | Hydro_Standard | Hydro | NW_Hydro |  |  |  | NW_Hydro | 1936 | 2050 | 0 | NW | 2 | 1 | 2 | 1 | 1 | 2050-12-31 | 1 | #N/A | #N/A | No | #N/A | #N/A | Not Found | #N/A | #N/A | #N/A | Not Found | #N/A | #N/A | #N/A | #N/A | #N/A |  |  |  |  | No |  | No | No | No
| Upriver_Dam3 | Upriver Dam Hydro Plant-GEN3 | teppc | AVA | AVA | Avista Corp. | BPAT | NW | 1936-01-01 | 2050-12-31 | 1936 | 2050 | 2 | 100% | 2 | 2 | Hydro | Hydro_Standard | Hydro | NW_Hydro |  |  |  | NW_Hydro | 1936 | 2050 | 0 | NW | 2 | 1 | 2 | 1 | 1 | 2050-12-31 | 1 | #N/A | #N/A | No | #N/A | #N/A | Not Found | #N/A | #N/A | #N/A | Not Found | #N/A | #N/A | #N/A | #N/A | #N/A |  |  |  |  | No |  | No | No | No
| Upriver_Dam4 | Upriver Dam Hydro Plant-GEN4 | teppc | AVA | AVA | Avista Corp. | BPAT | NW | 1984-06-01 | 2050-12-31 | 1984 | 2050 | 5.85 | 100% | 5.85 | 5.85 | Hydro | Hydro_Standard | Hydro | NW_Hydro |  |  |  | NW_Hydro | 1984 | 2050 | 0 | NW | 5.85 | 1 | 5.85 | 1 | 1 | 2050-12-31 | 1 | #N/A | #N/A | No | #N/A | #N/A | Not Found | #N/A | #N/A | #N/A | Not Found | #N/A | #N/A | #N/A | #N/A | #N/A |  |  |  |  | No |  | No | No | No
| Upriver_Dam5 | Upriver Dam Hydro Plant-GEN5 | teppc | AVA | AVA | Avista Corp. | BPAT | NW | 1984-06-01 | 2050-12-31 | 1984 | 2050 | 5.85 | 100% | 5.85 | 5.85 | Hydro | Hydro_Standard | Hydro | NW_Hydro |  |  |  | NW_Hydro | 1984 | 2050 | 0 | NW | 5.85 | 1 | 5.85 | 1 | 1 | 2050-12-31 | 1 | #N/A | #N/A | No | #N/A | #N/A | Not Found | #N/A | #N/A | #N/A | Not Found | #N/A | #N/A | #N/A | #N/A | #N/A |  |  |  |  | No |  | No | No | No
| US_Magnesium1 | US Magnesium-GT1 | teppc | PAUT | PAUT | Utah, PACE Utility | PACE | NW | 1972-01-01 | 2050-12-31 | 1972 | 2050 | 16 | 100% | 16 | 16 | CT-NatGas-Aero | CT_NG | CT | NW_Peaker |  |  |  | NW_Peaker | 1972 | 2050 | 0 | NW | 16 | 1 | 16 | 1 | 1 | 2050-12-31 | 1 | #N/A | #N/A | No | 16 | 16 | Not Found | #N/A | #N/A | #N/A | Not Found | #N/A | #N/A | #N/A | 16 | 16 | 16 | 16 |  |  | No |  | No | No | No
| US_Magnesium2 | US Magnesium-GT2 | teppc | PAUT | PAUT | Utah, PACE Utility | PACE | NW | 1972-01-01 | 2050-12-31 | 1972 | 2050 | 16 | 100% | 16 | 16 | CT-NatGas-Aero | CT_NG | CT | NW_Peaker |  |  |  | NW_Peaker | 1972 | 2050 | 0 | NW | 16 | 1 | 16 | 1 | 1 | 2050-12-31 | 1 | #N/A | #N/A | No | 16 | 16 | Not Found | #N/A | #N/A | #N/A | Not Found | #N/A | #N/A | #N/A | 16 | 16 | 16 | 16 |  |  | No |  | No | No | No
| US_Magnesium3 | US Magnesium-GT3 | teppc | PAUT | PAUT | Utah, PACE Utility | PACE | NW | 1972-01-01 | 2050-12-31 | 1972 | 2050 | 16 | 100% | 16 | 16 | CT-NatGas-Aero | CT_NG | CT | NW_Peaker |  |  |  | NW_Peaker | 1972 | 2050 | 0 | NW | 16 | 1 | 16 | 1 | 1 | 2050-12-31 | 1 | #N/A | #N/A | No | 16 | 16 | Not Found | #N/A | #N/A | #N/A | Not Found | #N/A | #N/A | #N/A | 16 | 16 | 16 | 16 |  |  | No |  | No | No | No
| USWND2_1_WIND1 | Golden Hills A | caiso | PGE_Bay | PGE_Bay | Pacific Gas and Electric Bay | PGE_Bay | CAISO | 2015-12-18 | 2050-12-31 | 2016 | 2050 | 42.96 | 100% | 42.96 | 42.96 | n/a | wind_onshorewind | Wind | CAISO_Wind |  |  |  | CAISO_Wind_for_CAISO | 2016 | 2050 | 0 | CAISO | 42.96 | 1 | 42.96 | 1 | 1 | 2050-12-31 | 1 | USWND2_1_WIND1 | FC | No | 9.0216 | 6.444 | NQC List | 9.02 | 6.44 | WIND | NQC List | 9.02 | 6.44 | WIND | 9.02 | 6.44 | 9.02 | 6.44 |  |  | No |  | No | No | No
| USWND2_1_WIND2 | Golden Hills B | caiso | PGE_Bay | PGE_Bay | Pacific Gas and Electric Bay | PGE_Bay | CAISO | 2015-12-18 | 2050-12-31 | 2016 | 2050 | 42.96 | 100% | 42.96 | 42.96 | n/a | wind_onshorewind | Wind | CAISO_Wind |  |  |  | CAISO_Wind_for_CAISO | 2016 | 2050 | 0 | CAISO | 42.96 | 1 | 42.96 | 1 | 1 | 2050-12-31 | 1 | USWND2_1_WIND2 | FC | No | 9.0216 | 6.444 | NQC List | 9.02 | 6.44 | WIND | NQC List | 9.02 | 6.44 | WIND | 9.02 | 6.44 | 9.02 | 6.44 |  |  | No |  | No | No | No
| USWND2_1_WIND3 | Golden Hills C | caiso | PGE_Bay | PGE_Bay | Pacific Gas and Electric Bay | PGE_Bay | CAISO | 2017-11-08 | 2050-12-31 | 2017 | 2050 | 46 | 100% | 46 | 46 | wind_onshorewind | wind_onshorewind | Wind | CAISO_Wind |  |  |  | CAISO_Wind_for_CAISO | 2018 | 2050 | 0 | CAISO | 46 | 1 | 46 | 1 | 1 | 2050-12-31 | 1 | USWND2_1_WIND3 | FC | No | 9.66 | 6.9 | NQC List | 9.66 | 6.9 | WIND | NQC List | 9.66 | 6.9 | WIND | 9.66 | 6.9 | 9.66 | 6.9 |  |  | No |  | No | No | No
| USWND4_2_UNIT2 | Altamont Landfill Gas to Energy | caiso | PGE_Bay | PGE_Bay | Pacific Gas and Electric Bay | PGE_Bay | CAISO | 1989-03-01 | 2050-12-31 | 1989 | 2050 | 7.4 | 100% | 7.4 | 7.4 | COMBUSTION TURBINE_BIOGAS | CT_Biomass | Biogas_LandfillGas | CAISO_Biomass |  |  |  | CAISO_Biomass_for_CAISO | 1989 | 2050 | 0 | CAISO | 7.4 | 1 | 7.4 | 1 | 1 | 2050-12-31 | 1 | USWND4_2_UNIT2 | FC | No | 5.1652 | 5.1652 | NQC List | 7.4 | 7.4 | BIOGAS | NQC List | 7.4 | 7.4 | BIOGAS | 7.4 | 7.4 | 7.4 | 7.4 |  |  | No |  | No | No | No
| USWNDR_2_SMUD | SOLANO WIND FARM | caiso | PGE_Bay | PGE_Bay | Pacific Gas and Electric Bay | PGE_Bay | CAISO | 1994-01-01 | 2050-12-31 | 1994 | 2050 | 102.18 | 100% | 102.18 | 102.18 | n/a | wind_onshorewind | Wind | CAISO_Wind | BANC | 102.18 |  | CAISO_Wind_for_Other | 1994 | 2050 | 0 | BANC | 102.18 | 1 | 102.18 | 1 | 1 | 2050-12-31 | 1 | USWNDR_2_SMUD | FC | No | 21.4578 | 15.327 | NQC List | 21.46 | 15.33 | WIND | NQC List | 21.46 | 15.33 | WIND | 21.46 | 15.33 | 21.46 | 15.33 |  |  | No |  | No | No | No
| USWNDR_2_SMUD2 | Solano Wind Project Phase 3 | caiso | PGE_Bay | PGE_Bay | Pacific Gas and Electric Bay | PGE_Bay | CAISO | 2012-04-18 | 2050-12-31 | 2012 | 2050 | 127.8 | 100% | 127.8 | 127.8 | n/a | wind_onshorewind | Wind | CAISO_Wind | BANC | 127.8 |  | CAISO_Wind_for_Other | 2012 | 2050 | 0 | BANC | 127.8 | 1 | 127.8 | 1 | 1 | 2050-12-31 | 1 | USWNDR_2_SMUD2 | FC | No | 26.838 | 19.17 | NQC List | 26.84 | 19.17 | WIND | NQC List | 26.84 | 19.17 | WIND | 26.84 | 19.17 | 26.84 | 19.17 |  |  | No |  | No | No | No
| USWNDR_2_UNITS |  | caiso | PGE_Bay | PGE_Bay | Pacific Gas and Electric Bay | PGE_Bay | CAISO | 1994-01-01 | 2015-12-31 | 1994 | 2015 | 8 | 100% | 8 | 8 | n/a | wind_onshorewind | Wind | CAISO_Wind |  |  |  | CAISO_Wind_for_CAISO | 1994 | 2015 | 0 | CAISO | 8 | 1 | 8 | 1 | 1 | 2015-12-31 | 1 | USWNDR_2_UNITS | #N/A | No | 1.68 | 1.2 | Not Found | #N/A | #N/A | #N/A | Not Found | #N/A | #N/A | #N/A | 1.68 | 1.2 | 1.68 | 1.2 |  |  | No |  | No | No | No
| USWPJR_2_UNITS | Vasco Wind | caiso | PGE_Bay | PGE_Bay | Pacific Gas and Electric Bay | PGE_Bay | CAISO | 1988-01-01 | 2050-12-31 | 1988 | 2050 | 78.2 | 100% | 78.2 | 78.2 | n/a | wind_onshorewind | Wind | CAISO_Wind |  |  |  | CAISO_Wind_for_CAISO | 1988 | 2050 | 0 | CAISO | 78.2 | 1 | 78.2 | 1 | 1 | 2050-12-31 | 1 | USWPJR_2_UNITS | FC | No | 16.422 | 11.73 | NQC List | 16.42 | 11.73 | WIND | NQC List | 16.42 | 11.73 | WIND | 16.42 | 11.73 | 16.42 | 11.73 |  |  | No |  | No | No | No
| V2_GEN | SMALL GEN UNKNOWN | teppc | IID | IID | Imperial Irrigation District | IID | IID | 2017-02-28 | 2050-12-31 | 2017 | 2050 | 3.1 | 100% | 3.1 | 3.1 | SolarPV-NonTracking | FixedPV_sun | Solar_Fixed | IID_Solar |  |  |  | IID_Solar_for_Other | 2017 | 2050 | 0 | IID | 3.1 | 1 | 3.1 | 1 | 1 | 2050-12-31 | 1 | #N/A | #N/A | No | #N/A | #N/A | Not Found | #N/A | #N/A | #N/A | Not Found | #N/A | #N/A | #N/A | #N/A | #N/A |  |  |  |  | No |  | No | No | No
| V3_GEN | SMALL GEN UNKNOWN | teppc | IID | IID | Imperial Irrigation District | IID | IID | 2017-03-21 | 2050-12-31 | 2017 | 2050 | 3.1 | 100% | 3.1 | 3.1 | SolarPV-NonTracking | FixedPV_sun | Solar_Fixed | IID_Solar |  |  |  | IID_Solar_for_Other | 2017 | 2050 | 0 | IID | 3.1 | 1 | 3.1 | 1 | 1 | 2050-12-31 | 1 | #N/A | #N/A | No | #N/A | #N/A | Not Found | #N/A | #N/A | #N/A | Not Found | #N/A | #N/A | #N/A | #N/A | #N/A |  |  |  |  | No |  | No | No | No
| VACADX_1_NAS | VACA-DIXON BATTERY | caiso | PGE_Valley | PGE_Valley | Pacific Gas and Electric Valley | PGE_Valley | CAISO | 2013-09-06 | 2050-12-31 | 2013 | 2050 | 1.85 | 100% | 1.85 | 1.85 | n/a | Battery_ | Battery Storage | CAISO_Li_Battery |  |  |  | CAISO_Li_Battery | 2014 | 2050 | 0 | CAISO | 1.85 | 1 | 1.85 | 1 | 1 | 2050-12-31 | 1 | VACADX_1_NAS | ID | No | 1.85 | 1.85 | NQC List | 1 | 1 | LESR | NQC List | 1 | 1 | LESR | 1.85 | 1.85 | 1.85 | 1.85 |  | Not incremental | No |  | No | No | No
| VACADX_1_SOLAR |  | caiso | PGE_Valley | PGE_Valley | Pacific Gas and Electric Valley | PGE_Valley | CAISO | 2009-12-23 | 2050-12-31 | 2010 | 2050 | 2.5 | 100% | 2.5 | 2.5 | n/a | PVgeneric_sun | Solar_Fixed | CAISO_Solar |  |  |  | CAISO_Solar_for_CAISO | 2010 | 2050 | 0 | CAISO | 2.5 | 1 | 2.5 | 1 | 1 | 2050-12-31 | 1 | VACADX_1_SOLAR | FC | No | 0.675 | 0.35 | NQC List | 0.68 | 0.35 | SUN | NQC List | 0.68 | 0.35 | SUN | 0.68 | 0.35 | 0.68 | 0.35 |  |  | No |  | No | No | No
| VACADX_1_UNITA1 | CalPeak Power Vaca Dixon Unit 1 | caiso | PGE_Valley | PGE_Valley | Pacific Gas and Electric Valley | PGE_Valley | CAISO | 2002-06-21 | 2050-12-31 | 2002 | 2050 | 48 | 94.84% | 48 | 50.61 | CT-NatGas-Aero | CT_NG | CT | CAISO_Peaker2 |  |  |  | CAISO_Peaker2 | 2002 | 2050 | 0 | CAISO | 50.61 | 1 | 50.61 | 1 | 1 | 2050-12-31 | 1 | VACADX_1_UNITA1 | FC | No | 48.6512 | 48.6512 | NQC List | 50.61 | 50.61 | NATURAL GAS | NQC List | 50.61 | 50.61 | NATURAL GAS | 50.61 | 50.61 | 50.61 | 50.61 |  |  | No |  | No | No | No
| Vale_Solar__OR_ |  | teppc | IPTV | IPTV | Idaho Treasure Valley | IPCO | NW | 2016-12-31 | 2050-12-31 | 2017 | 2050 | 140 | 100% | 140 | 140 | SolarPV-NonTracking | FixedPV_sun | Solar_Fixed | NW_Solar |  |  |  | NW_Solar_for_Other | 2017 | 2050 | 0 | NW | 140 | 1 | 140 | 1 | 1 | 2050-12-31 | 1 | #N/A | #N/A | No | #N/A | #N/A | Not Found | #N/A | #N/A | #N/A | Not Found | #N/A | #N/A | #N/A | #N/A | #N/A |  |  |  |  | No |  | No | No | No
| Vale_Solar_2 |  | teppc | IPTV | IPTV | Idaho Treasure Valley | IPCO | NW | 1950-01-01 | 2050-12-31 | 1950 | 2050 | 3 | 100% | 3 | 3 | Solar | PVgeneric_sun | Solar_Fixed | NW_Solar |  |  |  | NW_Solar_for_Other | 1950 | 2050 | 0 | NW | 3 | 1 | 3 | 1 | 1 | 2050-12-31 | 1 | #N/A | #N/A | No | #N/A | #N/A | Not Found | #N/A | #N/A | #N/A | Not Found | #N/A | #N/A | #N/A | #N/A | #N/A |  |  |  |  | No |  | No | No | No
| Valencia_AZ_1 | Valencia GT1 | teppc | TEPC | TEPC | Tucson Electric Power Company | TEPC | SW | 1989-08-01 | 2050-12-31 | 1989 | 2050 | 14 | 100% | 14 | 14 | CT-NatGas-Aero | CT_NG | CT | SW_Peaker |  |  |  | SW_Peaker | 1989 | 2050 | 0 | SW | 14 | 1 | 14 | 1 | 1 | 2050-12-31 | 1 | #N/A | #N/A | No | 14 | 14 | Not Found | #N/A | #N/A | #N/A | Not Found | #N/A | #N/A | #N/A | 14 | 14 | 14 | 14 |  |  | No |  | No | No | No
| Valencia_AZ_2 | Valencia GT2 | teppc | TEPC | TEPC | Tucson Electric Power Company | TEPC | SW | 1989-08-01 | 2050-12-31 | 1989 | 2050 | 14 | 100% | 14 | 14 | CT-NatGas-Aero | CT_NG | CT | SW_Peaker |  |  |  | SW_Peaker | 1989 | 2050 | 0 | SW | 14 | 1 | 14 | 1 | 1 | 2050-12-31 | 1 | #N/A | #N/A | No | 14 | 14 | Not Found | #N/A | #N/A | #N/A | Not Found | #N/A | #N/A | #N/A | 14 | 14 | 14 | 14 |  |  | No |  | No | No | No
| Valencia_AZ_3 | Valencia GT3 | teppc | TEPC | TEPC | Tucson Electric Power Company | TEPC | SW | 1989-08-01 | 2050-12-31 | 1989 | 2050 | 14 | 100% | 14 | 14 | CT-NatGas-Aero | CT_NG | CT | SW_Peaker |  |  |  | SW_Peaker | 1989 | 2050 | 0 | SW | 14 | 1 | 14 | 1 | 1 | 2050-12-31 | 1 | #N/A | #N/A | No | 14 | 14 | Not Found | #N/A | #N/A | #N/A | Not Found | #N/A | #N/A | #N/A | 14 | 14 | 14 | 14 |  |  | No |  | No | No | No
| Valencia_AZ_4 | Valencia GT4 | teppc | TEPC | TEPC | Tucson Electric Power Company | TEPC | SW | 2006-06-01 | 2050-12-31 | 2006 | 2050 | 21 | 100% | 21 | 21 | CT-NatGas-Aero | CT_NG | CT | SW_Peaker |  |  |  | SW_Peaker | 2006 | 2050 | 0 | SW | 21 | 1 | 21 | 1 | 1 | 2050-12-31 | 1 | #N/A | #N/A | No | 21 | 21 | Not Found | #N/A | #N/A | #N/A | Not Found | #N/A | #N/A | #N/A | 21 | 21 | 21 | 21 |  |  | No |  | No | No | No
| Valencia_NM_1 | Valencia Energy Facility CTG1 | teppc | PNM | PNM | Public Service Company of New Mexico | PNM_EPE | SW | 2008-06-01 | 2050-12-31 | 2008 | 2050 | 145 | 100% | 145 | 145 | CT-NatGas-Industrial | CT_NG | CT | SW_Peaker |  |  |  | SW_Peaker | 2008 | 2050 | 0 | SW | 145 | 1 | 145 | 1 | 1 | 2050-12-31 | 1 | #N/A | #N/A | No | 145 | 145 | Not Found | #N/A | #N/A | #N/A | Not Found | #N/A | #N/A | #N/A | 145 | 145 | 145 | 145 |  |  | No |  | No | No | No
| Valentine_Solar__LLC | Valentine Solar, LLC | rps | SCE | SCE | Southern California Edison | SCE | CAISO | 2019-12-01 | 2050-12-31 | 2019 | 2050 | 100 | 100% | 100 | 100 | Solar PV - Ground mountSolar: Tracking (1 Axis) | 1axPV_sun | Solar_1Axis | CAISO_Solar |  |  |  | CAISO_Solar_for_CAISO | 2020 | 2050 | 0 | CAISO | 100 | 1 | 100 | 1 | 1 | 2050-12-31 | 1 | VALTNE_2_AVASR1 | FC | No | 27 | 14 | NQC List | 27 | 14 | SUN | NQC List | 27 | 14 | SUN | 27 | 14 | 27 | 14 |  |  | No |  | No | No | No
| ValeSolar_3 |  | teppc | IPTV | IPTV | Idaho Treasure Valley | IPCO | NW | 1950-01-01 | 2050-12-31 | 1950 | 2050 | 3 | 100% | 3 | 3 | Solar | PVgeneric_sun | Solar_Fixed | NW_Solar |  |  |  | NW_Solar_for_Other | 1950 | 2050 | 0 | NW | 3 | 1 | 3 | 1 | 1 | 2050-12-31 | 1 | #N/A | #N/A | No | #N/A | #N/A | Not Found | #N/A | #N/A | #N/A | Not Found | #N/A | #N/A | #N/A | #N/A | #N/A |  |  |  |  | No |  | No | No | No
| VALLEY_5_PERRIS | MWD Perris Hydroelectric Recovery Plant | caiso | SCE | SCE | Southern California Edison | SCE | CAISO | 1983-01-01 | 2050-12-31 | 1983 | 2050 | 7.94 | 100% | 7.94 | 7.94 | n/a | Hydro_Standard | Hydro | CAISO_Small_Hydro |  |  |  | CAISO_Small_Hydro_for_CAISO | 1983 | 2050 | 0 | CAISO | 7.94 | 1 | 7.94 | 1 | 1 | 2050-12-31 | 1 | VALLEY_5_PERRIS | FC | No | 3.97 | 3.97 | NQC List | 7.94 | 7.94 | WATER | NQC List | 7.94 | 7.94 | WATER | 7.94 | 7.94 | 7.94 | 7.94 |  |  | No |  | No | No | No
| VALLEY_5_REDMTN | MWD Red Mountain Hydroelectric Recovery | caiso | SCE | SCE | Southern California Edison | SCE | CAISO | 1985-01-01 | 2050-12-31 | 1985 | 2050 | 5.9 | 100% | 5.9 | 5.9 | n/a | Hydro_Standard | Hydro | CAISO_Hydro |  |  |  | CAISO_Hydro | 1985 | 2050 | 0 | CAISO | 5.9 | 1 | 5.9 | 1 | 1 | 2050-12-31 | 1 | VALLEY_5_REDMTN | FC | No | 4.99 | 4.99 | NQC List | 1.33 | 2.3 | WATER | NQC List | 2.13 | 3.57 | WATER | 2.13 | 3.57 | 1.33 | 2.3 |  |  | No |  | No | No | No
| VALLEY_5_RTS044 | SPVP044 | caiso | SCE | SCE | Southern California Edison | SCE | CAISO | 2012-12-30 | 2019-11-30 | 2013 | 2018 | 8 | 100% | 8 | 8 | n/a | PVgeneric_sun | Solar_Fixed | CAISO_Solar |  |  |  | CAISO_Solar_for_CAISO | 2013 | 2019 | 0 | CAISO | 8 | 1 | 8 | 1 | 1 | 2019-11-30 | 1 | VALLEY_5_RTS044 | FC | No | 2.16 | 1.12 | Not Found | #N/A | #N/A | #N/A | NQC List | 2.16 | 1.12 | SUN | 2.16 | 1.12 | 2.16 | 1.12 |  |  | No |  | No | No | No
| VALLEY_5_SOLAR1 | Kona Solar - Meridian #1 | caiso | SCE | SCE | Southern California Edison | SCE | CAISO | 2015-04-13 | 2050-12-31 | 2015 | 2050 | 1.49 | 100% | 1.49 | 1.49 | n/a | PVgeneric_sun | Solar_Fixed | CAISO_Solar |  |  |  | CAISO_Solar_for_CAISO | 2015 | 2050 | 0 | CAISO | 1.49 | 1 | 1.49 | 1 | 1 | 2050-12-31 | 1 | VALLEY_5_SOLAR1 | EO | Yes | 0.4023 | 0.2086 | NQC List | 0 | 0 | SUN | NQC List | 0 | 0 | SUN | 0 | 0 | 0 | 0 |  |  | No |  | No | No | No
| VALLEY_5_SOLAR2 | AP North Lake Solar | caiso | SCE | SCE | Southern California Edison | SCE | CAISO | 2015-08-11 | 2050-12-31 | 2015 | 2050 | 20 | 100% | 20 | 20 | n/a | PVgeneric_sun | Solar_Fixed | CAISO_Solar |  |  |  | CAISO_Solar_for_CAISO | 2016 | 2050 | 0 | CAISO | 20 | 1 | 20 | 1 | 1 | 2050-12-31 | 1 | VALLEY_5_SOLAR2 | ID | No | 5.4 | 2.8 | NQC List | 5.4 | 2.8 | SUN | NQC List | 5.4 | 2.8 | SUN | 5.4 | 2.8 | 5.4 | 2.8 |  |  | No |  | No | No | No
| Valley_CC | ValleyCC (Total CC Plant) | teppc | LDWP | LDWP | Los Angeles Department of Water and Power | LADWP | LDWP | 1985-01-01 | 2050-12-31 | 1985 | 2050 | 529 | 100% | 529 | 529 | CCWhole-NatGas-Industrial | CC_NG | CC | LDWP_CCGT |  |  |  | LDWP_CCGT | 1985 | 2050 | 0 | LDWP | 529 | 1 | 529 | 1 | 1 | 2050-12-31 | 1 | #N/A | #N/A | No | 529 | 529 | Not Found | #N/A | #N/A | #N/A | Not Found | #N/A | #N/A | #N/A | 529 | 529 | 529 | 529 |  |  | No |  | No | No | No
| Valley_Unit_5 | Valley (Los Angeles) CT 5 | teppc | LDWP | LDWP | Los Angeles Department of Water and Power | LADWP | LDWP | 2001-08-01 | 2050-12-31 | 2001 | 2050 | 47 | 100% | 47 | 47 | CT-NatGas-Industrial | CT_NG | CT | LDWP_Peaker |  |  |  | LDWP_Peaker | 2001 | 2050 | 0 | LDWP | 47 | 1 | 47 | 1 | 1 | 2050-12-31 | 1 | #N/A | #N/A | No | 47 | 47 | Not Found | #N/A | #N/A | #N/A | Not Found | #N/A | #N/A | #N/A | 47 | 47 | 47 | 47 |  |  | No |  | No | No | No
| Valleyview1_1 | Valleyview1-1 | teppc | AESO | AESO | Alberta Electric System Operator | BCHA_AESO | Excluded | 2001-12-01 | 2050-12-01 | 2001 | 2050 | 45 | 100% | 45 | 45 | CT-NatGas-Industrial | CT_NG | CT | Excluded_Peaker |  |  |  | Excluded | 2002 | 2050 | 0 | Excluded | 45 | 1 | 45 | 1 | 1 | 2050-12-01 | 1 | #N/A | #N/A | No | 0 | 0 | Not Found | #N/A | #N/A | #N/A | Not Found | #N/A | #N/A | #N/A | 0 | 0 | 0 | 0 |  |  | No |  | No | No | No
| Valleyview2_1 | Valleyview2-1 | teppc | AESO | AESO | Alberta Electric System Operator | BCHA_AESO | Excluded | 2008-12-01 | 2050-12-01 | 2008 | 2050 | 45 | 100% | 45 | 45 | CT-NatGas-Industrial | CT_NG | CT | Excluded_Peaker |  |  |  | Excluded | 2009 | 2050 | 0 | Excluded | 45 | 1 | 45 | 1 | 1 | 2050-12-01 | 1 | #N/A | #N/A | No | 0 | 0 | Not Found | #N/A | #N/A | #N/A | Not Found | #N/A | #N/A | #N/A | 0 | 0 | 0 | 0 |  |  | No |  | No | No | No
| Valmont_6 | Valmont CT 6 | teppc | PSCO | PSCO | Public Service Company of Colorado | PSCO | Excluded | 1972-12-01 | 2050-12-31 | 1972 | 2050 | 53 | 100% | 53 | 53 | CT-NatGas-Industrial | CT_NG | CT | Excluded_Peaker |  |  |  | Excluded | 1973 | 2050 | 0 | Excluded | 53 | 1 | 53 | 1 | 1 | 2050-12-31 | 1 | #N/A | #N/A | No | 0 | 0 | Not Found | #N/A | #N/A | #N/A | Not Found | #N/A | #N/A | #N/A | 0 | 0 | 0 | 0 |  |  | No |  | No | No | No
| Valmont_7 | Valmont CT Project UN7 | teppc | PSCO | PSCO | Public Service Company of Colorado | PSCO | Excluded | 2000-06-01 | 2050-12-31 | 2000 | 2050 | 37 | 100% | 37 | 37 | CT-NatGas-Aero | CT_NG | CT | Excluded_Peaker |  |  |  | Excluded | 2000 | 2050 | 0 | Excluded | 37 | 1 | 37 | 1 | 1 | 2050-12-31 | 1 | #N/A | #N/A | No | 0 | 0 | Not Found | #N/A | #N/A | #N/A | Not Found | #N/A | #N/A | #N/A | 0 | 0 | 0 | 0 |  |  | No |  | No | No | No
| Valmont_8 | Valmont CT Project UN8 | teppc | PSCO | PSCO | Public Service Company of Colorado | PSCO | Excluded | 2001-07-01 | 2050-12-31 | 2001 | 2050 | 37 | 100% | 37 | 37 | CT-NatGas-Aero | CT_NG | CT | Excluded_Peaker |  |  |  | Excluded | 2001 | 2050 | 0 | Excluded | 37 | 1 | 37 | 1 | 1 | 2050-12-31 | 1 | #N/A | #N/A | No | 0 | 0 | Not Found | #N/A | #N/A | #N/A | Not Found | #N/A | #N/A | #N/A | 0 | 0 | 0 | 0 |  |  | No |  | No | No | No
| Van_Der_Kooi_Dairy_Digester | Van Der Kooi Dairy Digester | rps | PGE_Valley | PGE_Valley | Pacific Gas and Electric Valley | PGE_Valley | CAISO | 2020-06-12 | 2050-12-31 | 2020 | 2050 | 0 | 0% |  | 0.8 | Digester gasnan | Biogas_ | Biogas_LandfillGas | CAISO_Biomass |  |  |  | CAISO_Biomass_for_CAISO | 2020 | 2050 | 0 | CAISO | 0.8 | 1 | 0.8 | 1 | 1 | 2050-12-31 | 1 | Van Der Kooi Dairy Digester | #N/A | No | 0.5584 | 0.5584 | Not Found | #N/A | #N/A | #N/A | Not Found | #N/A | #N/A | #N/A | 0.5584 | 0.5584 | 0.5584 | 0.5584 |  |  | No |  | No | Yes | Yes
| Van_Horn_1 | Van Horn-1 | teppc | BPAT | BPAT | Bonneville Power Administration – Transmission | BPAT | NW | 2012-05-30 | 2032-05-30 | 2012 | 2031 | 0.17 | 100% | 0.17 | 0.17 | SolarPV-NonTracking | FixedPV_sun | Solar_Fixed | NW_Solar |  |  |  | NW_Solar_for_Other | 2012 | 2031 | 0 | NW | 0.17 | 1 | 0.17 | 1 | 1 | 2032-05-30 | 1 | #N/A | #N/A | No | #N/A | #N/A | Not Found | #N/A | #N/A | #N/A | Not Found | #N/A | #N/A | #N/A | #N/A | #N/A |  |  |  |  | No |  | No | No | No
| Vancouver1 | Vancouver Landfill Gas Utilization - Ph 1-1_Vancouver Landfill Gas Utilization - Ph 1-1_IPP-VLG | teppc | BCHA | BCHA | British Columbia Transmission Company | BCHA_AESO | Excluded | 2003-09-21 | 2040-09-21 | 2003 | 2039 | 1.6667 | 100% | 1.6667 | 1.6667 | Bio-ST | ST_Biomass | Biomass/Wood | Excluded_Biomass |  |  |  | Excluded | 2004 | 2039 | 0 | Excluded | 1.6667 | 1 | 1.6667 | 1 | 1 | 2040-09-21 | 1 | #N/A | #N/A | No | 0 | 0 | Not Found | #N/A | #N/A | #N/A | Not Found | #N/A | #N/A | #N/A | 0 | 0 | 0 | 0 |  |  | No |  | No | No | No
| Vancouver2 | Vancouver Landfill Gas Utilization - Ph 1-2_Vancouver Landfill Gas Utilization - Ph 1-2_IPP-VLG | teppc | BCHA | BCHA | British Columbia Transmission Company | BCHA_AESO | Excluded | 2003-09-21 | 2040-09-21 | 2003 | 2039 | 1.6667 | 100% | 1.6667 | 1.6667 | Bio-ST | ST_Biomass | Biomass/Wood | Excluded_Biomass |  |  |  | Excluded | 2004 | 2039 | 0 | Excluded | 1.6667 | 1 | 1.6667 | 1 | 1 | 2040-09-21 | 1 | #N/A | #N/A | No | 0 | 0 | Not Found | #N/A | #N/A | #N/A | Not Found | #N/A | #N/A | #N/A | 0 | 0 | 0 | 0 |  |  | No |  | No | No | No
| Vancouver3 | Vancouver Landfill Gas Utilization - Ph 1-3_Vancouver Landfill Gas Utilization - Ph 1-3_IPP-VLG | teppc | BCHA | BCHA | British Columbia Transmission Company | BCHA_AESO | Excluded | 2003-09-21 | 2040-09-21 | 2003 | 2039 | 1.6667 | 100% | 1.6667 | 1.6667 | Bio-ST | ST_Biomass | Biomass/Wood | Excluded_Biomass |  |  |  | Excluded | 2004 | 2039 | 0 | Excluded | 1.6667 | 1 | 1.6667 | 1 | 1 | 2040-09-21 | 1 | #N/A | #N/A | No | 0 | 0 | Not Found | #N/A | #N/A | #N/A | Not Found | #N/A | #N/A | #N/A | 0 | 0 | 0 | 0 |  |  | No |  | No | No | No
| Vancouver4 | Vancouver Landfill Gas Utilization - Ph 2-4_Vancouver Landfill Gas Utilization - Ph 2-4_IPP-VLG | teppc | BCHA | BCHA | British Columbia Transmission Company | BCHA_AESO | Excluded | 2006-10-02 | 2040-10-02 | 2006 | 2039 | 1.85 | 100% | 1.85 | 1.85 | Bio-ST | ST_Biomass | Biomass/Wood | Excluded_Biomass |  |  |  | Excluded | 2007 | 2040 | 0 | Excluded | 1.85 | 1 | 1.85 | 1 | 1 | 2040-10-02 | 1 | #N/A | #N/A | No | 0 | 0 | Not Found | #N/A | #N/A | #N/A | Not Found | #N/A | #N/A | #N/A | 0 | 0 | 0 | 0 |  |  | No |  | No | No | No
| Vansycle_I | Vansycle-WGNS | teppc | BPAT | BPAT | Bonneville Power Administration – Transmission | BPAT | NW | 1998-10-01 | 2050-12-31 | 1998 | 2050 | 25.1 | 100% | 25.1 | 25.1 | WT-Onshore | wind_onshorewind | Wind | NW_Wind |  |  |  | NW_Wind_for_Other | 1999 | 2050 | 0 | NW | 25.1 | 1 | 25.1 | 1 | 1 | 2050-12-31 | 1 | #N/A | #N/A | No | #N/A | #N/A | Not Found | #N/A | #N/A | #N/A | Not Found | #N/A | #N/A | #N/A | #N/A | #N/A |  |  |  |  | No |  | No | No | No
| Vansycle_II | Vansycle II Wind Energy Center-SIE23 | teppc | PACW | PACW | PacifiCorp – West | PACW | NW | 2009-11-01 | 2050-12-31 | 2009 | 2050 | 100 | 100% | 100 | 100 | WT-Onshore | wind_onshorewind | Wind | NW_Wind |  |  |  | NW_Wind_for_Other | 2010 | 2050 | 0 | NW | 100 | 1 | 100 | 1 | 1 | 2050-12-31 | 1 | #N/A | #N/A | No | #N/A | #N/A | Not Found | #N/A | #N/A | #N/A | Not Found | #N/A | #N/A | #N/A | #N/A | #N/A |  |  |  |  | No |  | No | No | No
| Vansycle_OR | FPL Energy Vansycle LLC (OR)-V-47 | teppc | TPWR | TPWR | Tacoma Power | BPAT | NW | 2002-02-01 | 2050-12-31 | 2002 | 2050 | 119.46 | 100% | 119.46 | 119.46 | WT-Onshore | wind_onshorewind | Wind | NW_Wind |  |  |  | NW_Wind_for_Other | 2002 | 2050 | 0 | NW | 119.46 | 1 | 119.46 | 1 | 1 | 2050-12-31 | 1 | #N/A | #N/A | No | #N/A | #N/A | Not Found | #N/A | #N/A | #N/A | Not Found | #N/A | #N/A | #N/A | #N/A | #N/A |  |  |  |  | No |  | No | No | No
| Vansycle_WA | FPL Energy Vansycle LLC (WA)-V-47 | teppc | TPWR | TPWR | Tacoma Power | BPAT | NW | 2001-12-01 | 2050-12-31 | 2001 | 2050 | 180.18 | 100% | 180.18 | 180.18 | WT-Onshore | wind_onshorewind | Wind | NW_Wind |  |  |  | NW_Wind_for_Other | 2002 | 2050 | 0 | NW | 180.18 | 1 | 180.18 | 1 | 1 | 2050-12-31 | 1 | #N/A | #N/A | No | #N/A | #N/A | Not Found | #N/A | #N/A | #N/A | Not Found | #N/A | #N/A | #N/A | #N/A | #N/A |  |  |  |  | No |  | No | No | No
| Vantage | Vantage Wind Energy LLC-1 | teppc | PSEI | PSEI | Puget Sound Energy | BPAT | NW | 2010-10-01 | 2050-12-31 | 2010 | 2050 | 96 | 100% | 96 | 96 | WT-Onshore | wind_onshorewind | Wind | NW_Wind | CAISO | 96 |  | NW_Wind_for_Other | 2011 | 2050 | 0 | CAISO | 96 | 1 | 96 | 1 | 1 | 2050-12-31 | 1 | #N/A | #N/A | No | #N/A | #N/A | Not Found | #N/A | #N/A | #N/A | Not Found | #N/A | #N/A | #N/A | #N/A | #N/A |  |  |  |  | No |  | No | No | No
| VEAVST_1_SOLAR | Community Solar | caiso | IID | SCE | Southern California Edison | SCE | CAISO |  | 2050-12-31 | 1900 | 2050 | 14.4 | 100% | 14.4 | 14.4 | PVgeneric_sun | PVgeneric_sun | Solar_Fixed | CAISO_Solar |  |  |  | CAISO_Solar_for_CAISO | 1900 | 2050 | 0 | CAISO | 14.4 | 1 | 14.4 | 1 | 1 | 2050-12-31 | 1 | VEAVST_1_SOLAR | EO | Yes | 3.888 | 2.016 | NQC List | 0 | 0 | SUN | NQC List | 0 | 0 | SUN | 0 | 0 | 0 | 0 |  |  | No |  | Yes | No | No
| VEDDER_1_SEKERN | TEXACO EXPLORATION & PROD (SE KERN RIVER | caiso | PGE_Valley | PGE_Valley | Pacific Gas and Electric Valley | PGE_Valley | CAISO | 1989-01-31 | 2050-12-31 | 1989 | 2050 | 3.55 | 10.3% | 3.55 | 34.47 | CT-NatGas-Aero | Cogen_NG | Cogen | CAISO_CHP |  |  |  | CAISO_CHP | 1989 | 2050 | 0 | CAISO | 34.47 | 1 | 34.47 | 1 | 1 | 2050-12-31 | 1 | VEDDER_1_SEKERN | FC | No | 21.854 | 21.854 | NQC List | 0.06 | 0.1 | NATURAL GAS | NQC List | 2.19 | 0.73 | NATURAL GAS | 2.19 | 0.73 | 0.06 | 0.1 |  |  | No |  | No | No | No
| VEGA_6_SOLAR1 | Vega Solar | caiso | PGE_Valley | PGE_Valley | Pacific Gas and Electric Valley | PGE_Valley | CAISO | 2015-03-23 | 2050-12-31 | 2015 | 2050 | 20 | 100% | 20 | 20 | n/a | PVgeneric_sun | Solar_Fixed | CAISO_Solar |  |  |  | CAISO_Solar_for_CAISO | 2015 | 2050 | 0 | CAISO | 20 | 1 | 20 | 1 | 1 | 2050-12-31 | 1 | VEGA_6_SOLAR1 | EO | Yes | 5.4 | 2.8 | NQC List | 0 | 0 | SUN | NQC List | 0 | 0 | SUN | 0 | 0 | 0 | 0 |  |  | No |  | No | No | No
| VENWD_1_WIND1 | Windpark Unlimited 1 | caiso | SCE | SCE | Southern California Edison | SCE | CAISO | 1985-12-31 | 2050-12-31 | 1986 | 2050 | 0 | 0% | 9.43 | 0 | n/a | wind_onshorewind | Wind | CAISO_Wind |  |  |  | CAISO_Wind_for_CAISO | 1986 | 2050 | 0 | CAISO | 0 | 1 | 0 | 1 | 1 | 2050-12-31 | 1 | VENWD_1_WIND1 | FC | No | 0 | 0 | Not Found | #N/A | #N/A | #N/A | NQC List | 1.98 | 1.41 | WIND | 1.98 | 1.41 | 1.98 | 1.41 |  |  | No |  | No | No | No
| VENWD_1_WIND2 | Windpark Unlimited 2 | caiso | SCE | SCE | Southern California Edison | SCE | CAISO | 1985-12-31 | 2050-12-31 | 1986 | 2050 | 0 | 0% | 16.05 | 0 | n/a | wind_onshorewind | Wind | CAISO_Wind |  |  |  | CAISO_Wind_for_CAISO | 1986 | 2050 | 0 | CAISO | 0 | 1 | 0 | 1 | 1 | 2050-12-31 | 1 | VENWD_1_WIND2 | FC | No | 0 | 0 | Not Found | #N/A | #N/A | #N/A | NQC List | 3.37 | 2.41 | WIND | 3.37 | 2.41 | 3.37 | 2.41 |  |  | No |  | No | No | No
| VENWD_1_WIND3 | Painted Hills Windpark | caiso | SCE | SCE | Southern California Edison | SCE | CAISO | 1985-12-01 | 2050-12-31 | 1985 | 2050 | 0 | 0% | 19.04 | 0 | n/a | wind_onshorewind | Wind | CAISO_Wind |  |  |  | CAISO_Wind_for_CAISO | 1986 | 2050 | 0 | CAISO | 0 | 1 | 0 | 1 | 1 | 2050-12-31 | 1 | VENWD_1_WIND3 | FC | No | 0 | 0 | Not Found | #N/A | #N/A | #N/A | NQC List | 4 | 2.86 | WIND | 4 | 2.86 | 4 | 2.86 |  |  | No |  | No | No | No
| VERNON_6_GONZL1 | H. Gonzales Unit #1 | caiso | SCE | SCE | Southern California Edison | SCE | CAISO | 1987-01-01 | 2050-12-31 | 1987 | 2050 | 5.75 | 100% | 5.75 | 5.75 | CT-NatGas-Aero | CT_NG | CT | CAISO_Peaker2 |  |  |  | CAISO_Peaker2 | 1987 | 2050 | 0 | CAISO | 5.75 | 1 | 5.75 | 1 | 1 | 2050-12-31 | 1 | VERNON_6_GONZL1 | FC | No | 5.5275 | 5.5275 | NQC List | 5.75 | 5.75 | NATURAL GAS | NQC List | 5.75 | 5.75 | NATURAL GAS | 5.75 | 5.75 | 5.75 | 5.75 |  |  | No |  | No | No | No
| VERNON_6_GONZL2 | H. Gonzales Unit #2 | caiso | SCE | SCE | Southern California Edison | SCE | CAISO | 1987-01-01 | 2050-12-31 | 1987 | 2050 | 5.75 | 100% | 5.75 | 5.75 | CT-NatGas-Aero | CT_NG | CT | CAISO_Peaker2 |  |  |  | CAISO_Peaker2 | 1987 | 2050 | 0 | CAISO | 5.75 | 1 | 5.75 | 1 | 1 | 2050-12-31 | 1 | VERNON_6_GONZL2 | FC | No | 5.5275 | 5.5275 | NQC List | 5.75 | 5.75 | NATURAL GAS | NQC List | 5.75 | 5.75 | NATURAL GAS | 5.75 | 5.75 | 5.75 | 5.75 |  |  | No |  | No | No | No
| VERNON_6_MALBRG | Malburg Generating Station | caiso | SCE | SCE | Southern California Edison | SCE | CAISO | 2005-10-17 | 2050-12-31 | 2005 | 2050 | 134 | 100% | 134 | 134 | CCWhole-NatGas-Industrial | CC_NG | CC | CAISO_CCGT2 |  |  |  | CAISO_CCGT2 | 2006 | 2050 | 0 | CAISO | 134 | 1 | 134 | 1 | 1 | 2050-12-31 | 1 | VERNON_6_MALBRG | FC | No | 133.9838 | 133.9838 | NQC List | 134 | 134 | NATURAL GAS | NQC List | 134 | 134 | NATURAL GAS | 134 | 134 | 134 | 134 |  |  | No |  | No | No | No
| GUERNS_6_VH2BM1 | Verwey-Hanford Dairy Digester Genset #2 | rps | PGE_Valley | PGE_Valley | Pacific Gas and Electric Valley | PGE_Valley | CAISO | 2019-02-13 | 2050-12-31 | 2019 | 2050 | 0 | 0% |  | 1.028 | Digester gasnan | Biogas_ | Biogas_LandfillGas | CAISO_Biomass |  |  |  | CAISO_Biomass_for_CAISO | 2019 | 2050 | 0 | CAISO | 1.028 | 1 | 1.028 | 1 | 1 | 2050-12-31 | 1 | GUERNS_6_VH2BM1 | #N/A | No | 0.71754 | 0.71754 | Not Found | #N/A | #N/A | #N/A | Not Found | #N/A | #N/A | #N/A | 0.71754 | 0.71754 | 0.71754 | 0.71754 |  |  | No |  | No | Yes | Yes
| GUERNS_6_HD3BM3 | Verwey-Hanford Dairy Digester III | rps | PGE_Valley | PGE_Valley | Pacific Gas and Electric Valley | PGE_Valley | CAISO | 2019-02-13 | 2050-12-31 | 2019 | 2050 | 0 | 0% |  | 1.1 | Digester gasnan | Biogas_ | Biogas_LandfillGas | CAISO_Biomass |  |  |  | CAISO_Biomass_for_CAISO | 2019 | 2050 | 0 | CAISO | 1.1 | 1 | 1.1 | 1 | 1 | 2050-12-31 | 1 | GUERNS_6_HD3BM3 | #N/A | No | 0.7678 | 0.7678 | Not Found | #N/A | #N/A | #N/A | Not Found | #N/A | #N/A | #N/A | 0.7678 | 0.7678 | 0.7678 | 0.7678 |  |  | No |  | No | Yes | Yes
| Verwey_Madera_Dairy_Digester_Genset__2 | Verwey Madera Dairy Digester Genset #2 | rps | PGE_Valley | PGE_Valley | Pacific Gas and Electric Valley | PGE_Valley | CAISO | 2019-01-11 | 2050-12-31 | 2019 | 2050 | 0 | 0% |  | 0.8 | Digester gasnan | Biogas_ | Biogas_LandfillGas | CAISO_Biomass |  |  |  | CAISO_Biomass_for_CAISO | 2019 | 2050 | 0 | CAISO | 0.8 | 1 | 0.8 | 1 | 1 | 2050-12-31 | 1 | SCHNDR_1_OS2BM2 | EO | Yes | 0.5584 | 0.5584 | NQC List | 0 | 0 | BIOGAS | NQC List | 0 | 0 | #N/A | 0 | 0 | 0 | 0 |  |  | No |  | No | No | No
| VESTAL_2_KERN | KERN RIVER PH 3 UNITS 1 & 2 AGGREGATE | caiso | SCE | PGE_Valley | Pacific Gas and Electric Valley | PGE_Valley | CAISO | 1907-01-01 | 2050-12-31 | 1907 | 2050 | 36.8 | 100% | 36.8 | 36.8 | n/a | Hydro_Standard | Hydro | CAISO_Hydro |  |  |  | CAISO_Hydro | 1907 | 2050 | 0 | CAISO | 36.8 | 1 | 36.8 | 1 | 1 | 2050-12-31 | 1 | VESTAL_2_KERN | FC | No | 31.1241 | 31.1241 | NQC List | 22.25 | 12.24 | WATER | NQC List | 12.63 | 6.88 | WATER | 12.63 | 6.88 | 22.25 | 12.24 |  |  | No |  | No | No | No
| VESTAL_2_RTS042 | SPVP042 Porterville Solar | caiso | SCE | SCE | Southern California Edison | SCE | CAISO | 2012-11-24 | 2050-12-31 | 2012 | 2050 | 5 | 100% | 5 | 5 | n/a | PVgeneric_sun | Solar_Fixed | CAISO_Solar |  |  |  | CAISO_Solar_for_CAISO | 2013 | 2050 | 0 | CAISO | 5 | 1 | 5 | 1 | 1 | 2050-12-31 | 1 | VESTAL_2_RTS042 | EO | Yes | 1.35 | 0.7 | NQC List | 0 | 0 | SUN | NQC List | 0 | 0 | SUN | 0 | 0 | 0 | 0 |  |  | No |  | No | No | No
| VESTAL_2_SOLAR1 | NICOLIS | caiso | SCE | SCE | Southern California Edison | SCE | CAISO | 2016-09-15 | 2050-12-31 | 2016 | 2050 | 20 | 100% | 20 | 20 | PVgeneric_sun | PVgeneric_sun | Solar_Fixed | CAISO_Solar |  |  |  | CAISO_Solar_for_CAISO | 2017 | 2050 | 0 | CAISO | 20 | 1 | 20 | 1 | 1 | 2050-12-31 | 1 | VESTAL_2_SOLAR1 | FC | No | 5.4 | 2.8 | NQC List | 5.4 | 2.8 | SUN | NQC List | 5.4 | 2.8 | SUN | 5.4 | 2.8 | 5.4 | 2.8 |  |  | No |  | No | No | No
| VESTAL_2_SOLAR2 | TROPICO | caiso | SCE | SCE | Southern California Edison | SCE | CAISO | 2016-09-14 | 2050-12-31 | 2016 | 2050 | 14 | 100% | 14 | 14 | PVgeneric_sun | PVgeneric_sun | Solar_Fixed | CAISO_Solar |  |  |  | CAISO_Solar_for_CAISO | 2017 | 2050 | 0 | CAISO | 14 | 1 | 14 | 1 | 1 | 2050-12-31 | 1 | VESTAL_2_SOLAR2 | FC | No | 3.78 | 1.96 | NQC List | 3.78 | 1.96 | SUN | NQC List | 3.78 | 1.96 | SUN | 3.78 | 1.96 | 3.78 | 1.96 |  |  | No |  | No | No | No
| VESTAL_2_UNIT1 |  | caiso | SCE | SCE | Southern California Edison | SCE | CAISO | 2016-06-30 | 2050-12-31 | 2016 | 2050 | 5 | 100% | 5 | 5 | n/a | PVgeneric_sun | Solar_Fixed | CAISO_CHP |  |  |  | CAISO_CHP | 2016 | 2050 | 0 | CAISO | 5 | 1 | 5 | 1 | 1 | 2050-12-31 | 1 | VESTAL_2_UNIT1 | FC | No | 3.17 | 3.17 | NQC List | 3.52 | 4.15 | NATURAL GAS | NQC List | 4.03 | 4.42 | NATURAL GAS | 4.03 | 4.42 | 3.52 | 4.15 |  |  | No |  | No | No | No
| VESTAL_2_WELLHD | Wellhead Power Delano | caiso | SCE | SCE | Southern California Edison | SCE | CAISO | 2013-01-16 | 2050-12-31 | 2013 | 2050 | 49 | 100% | 49 | 49 | CT-NatGas-Aero | CT_NG | CT | CAISO_Peaker2 |  |  |  | CAISO_Peaker2 | 2013 | 2050 | 0 | CAISO | 49 | 1 | 49 | 1 | 1 | 2050-12-31 | 1 | VESTAL_2_WELLHD | FC | No | 47.1035 | 47.1035 | NQC List | 49 | 49 | NATURAL GAS | NQC List | 49 | 49 | NATURAL GAS | 49 | 49 | 49 | 49 |  |  | No |  | No | No | No
| VESTAL_6_QF | VESTAL QFS | caiso | SCE | SCE | Southern California Edison | SCE | CAISO | 1989-01-01 | 2050-12-31 | 1989 | 2050 | 12.3 | 100% | 12.3 | 12.3 | n/a | Hydro_Standard | Hydro | CAISO_Small_Hydro |  |  |  | CAISO_Small_Hydro_for_CAISO | 1989 | 2050 | 0 | CAISO | 12.3 | 1 | 12.3 | 1 | 1 | 2050-12-31 | 1 | VESTAL_6_QF | FC | No | 6.15 | 6.15 | NQC List | 8.65 | 5.17 | WATER | NQC List | 5.49 | 2.73 | WATER | 5.49 | 2.73 | 8.65 | 5.17 |  |  | No |  | No | No | No
| VI_MBUS_189201_1A | VI-MBUS WDAT1A | teppc | PNM | PNM | Public Service Company of New Mexico | PNM_EPE | SW | 2016-03-16 | 2050-12-31 | 2016 | 2050 | 7.5 | 100% | 7.5 | 7.5 | SolarPV-NonTracking | FixedPV_sun | Solar_Fixed | SW_Solar |  |  |  | SW_Solar_for_Other | 2016 | 2050 | 0 | SW | 7.5 | 1 | 7.5 | 1 | 1 | 2050-12-31 | 1 | #N/A | #N/A | No | #N/A | #N/A | Not Found | #N/A | #N/A | #N/A | Not Found | #N/A | #N/A | #N/A | #N/A | #N/A |  |  |  |  | No |  | No | No | No
| VI_MBUS_189203_1B | VI-MBUS WDAT1B | teppc | PNM | PNM | Public Service Company of New Mexico | PNM_EPE | SW | 2016-03-16 | 2050-12-31 | 2016 | 2050 | 7.5 | 100% | 7.5 | 7.5 | SolarPV-NonTracking | FixedPV_sun | Solar_Fixed | SW_Solar |  |  |  | SW_Solar_for_Other | 2016 | 2050 | 0 | SW | 7.5 | 1 | 7.5 | 1 | 1 | 2050-12-31 | 1 | #N/A | #N/A | No | #N/A | #N/A | Not Found | #N/A | #N/A | #N/A | Not Found | #N/A | #N/A | #N/A | #N/A | #N/A |  |  |  |  | No |  | No | No | No
| VICTOR_1_CREST |  | caiso | SCE | SCE | Southern California Edison | SCE | CAISO |  | 2050-12-31 | 1900 | 2050 | 24.49 | 100% | 24.49 | 24.49 | n/a | PVgeneric_sun | Solar_Fixed | CAISO_Solar |  |  |  | CAISO_Solar_for_CAISO | 1900 | 2050 | 0 | CAISO | 24.49 | 1 | 24.49 | 1 | 1 | 2050-12-31 | 1 | VICTOR_1_CREST | EO | Yes | 6.6123 | 3.4286 | NQC List | 0 | 0 | SUN | NQC List | 0 | 0 | SUN | 0 | 0 | 0 | 0 |  |  | No |  | Yes | No | No
| VICTOR_1_EXSLRA | Expressway Solar A | caiso | SCE | SCE | Southern California Edison | SCE | CAISO | 2014-05-07 | 2050-12-31 | 2014 | 2050 | 2 | 100% | 2 | 2 | n/a | PVgeneric_sun | Solar_Fixed | CAISO_Solar |  |  |  | CAISO_Solar_for_CAISO | 2014 | 2050 | 0 | CAISO | 2 | 1 | 2 | 1 | 1 | 2050-12-31 | 1 | VICTOR_1_EXSLRA | FC | No | 0.54 | 0.28 | NQC List | 0.54 | 0.28 | SUN | NQC List | 0.54 | 0.28 | SUN | 0.54 | 0.28 | 0.54 | 0.28 |  |  | No |  | No | No | No
| VICTOR_1_EXSLRB | Expressway Solar B | caiso | SCE | SCE | Southern California Edison | SCE | CAISO | 2014-05-07 | 2050-12-31 | 2014 | 2050 | 2 | 100% | 2 | 2 | n/a | PVgeneric_sun | Solar_Fixed | CAISO_Solar |  |  |  | CAISO_Solar_for_CAISO | 2014 | 2050 | 0 | CAISO | 2 | 1 | 2 | 1 | 1 | 2050-12-31 | 1 | VICTOR_1_EXSLRB | FC | No | 0.54 | 0.28 | NQC List | 0.54 | 0.28 | SUN | NQC List | 0.54 | 0.28 | SUN | 0.54 | 0.28 | 0.54 | 0.28 |  |  | No |  | No | No | No
| VICTOR_1_LVSLR1 | Lone Valley Solar Park 1 | caiso | SCE | SCE | Southern California Edison | SCE | CAISO | 2014-11-19 | 2050-12-31 | 2014 | 2050 | 10 | 100% | 10 | 10 | n/a | PVgeneric_sun | Solar_Fixed | CAISO_Solar |  |  |  | CAISO_Solar_for_CAISO | 2015 | 2050 | 0 | CAISO | 10 | 1 | 10 | 1 | 1 | 2050-12-31 | 1 | VICTOR_1_LVSLR1 | EO | Yes | 2.7 | 1.4 | NQC List | 0 | 0 | SUN | NQC List | 0 | 0 | SUN | 0 | 0 | 0 | 0 |  |  | No |  | No | No | No
| VICTOR_1_LVSLR2 | Lone Valley Solar Park 2 | caiso | SCE | SCE | Southern California Edison | SCE | CAISO | 2014-11-22 | 2050-12-31 | 2014 | 2050 | 20 | 100% | 20 | 20 | n/a | PVgeneric_sun | Solar_Fixed | CAISO_Solar |  |  |  | CAISO_Solar_for_CAISO | 2015 | 2050 | 0 | CAISO | 20 | 1 | 20 | 1 | 1 | 2050-12-31 | 1 | VICTOR_1_LVSLR2 | EO | Yes | 5.4 | 2.8 | NQC List | 0 | 0 | SUN | NQC List | 0 | 0 | SUN | 0 | 0 | 0 | 0 |  |  | No |  | No | No | No
| VICTOR_1_SLRHES | Sunedison - Hesperia | caiso | SCE | SCE | Southern California Edison | SCE | CAISO | 2014-08-08 | 2050-12-31 | 2014 | 2050 | 1.5 | 100% | 1.5 | 1.5 | n/a | PVgeneric_sun | Solar_Fixed | CAISO_Solar |  |  |  | CAISO_Solar_for_CAISO | 2015 | 2050 | 0 | CAISO | 1.5 | 1 | 1.5 | 1 | 1 | 2050-12-31 | 1 | VICTOR_1_SLRHES | EO | Yes | 0.405 | 0.21 | NQC List | 0 | 0 | SUN | NQC List | 0 | 0 | SUN | 0 | 0 | 0 | 0 |  |  | No |  | No | No | No
| VICTOR_1_SOLAR1 | Victor Phelan Solar One | caiso | SCE | SCE | Southern California Edison | SCE | CAISO | 2013-11-18 | 2050-12-31 | 2013 | 2050 | 17.5 | 100% | 17.5 | 17.5 | n/a | PVgeneric_sun | Solar_Fixed | CAISO_Solar |  |  |  | CAISO_Solar_for_CAISO | 2014 | 2050 | 0 | CAISO | 17.5 | 1 | 17.5 | 1 | 1 | 2050-12-31 | 1 | VICTOR_1_SOLAR1 | EO | Yes | 4.725 | 2.45 | NQC List | 0 | 0 | SUN | NQC List | 0 | 0 | SUN | 0 | 0 | 0 | 0 |  |  | No |  | No | No | No
| VICTOR_1_SOLAR2 | Alamo Solar | caiso | SCE | SCE | Southern California Edison | SCE | CAISO | 2015-05-15 | 2050-12-31 | 2015 | 2050 | 20 | 100% | 20 | 20 | n/a | PVgeneric_sun | Solar_Fixed | CAISO_Solar |  |  |  | CAISO_Solar_for_CAISO | 2015 | 2050 | 0 | CAISO | 20 | 1 | 20 | 1 | 1 | 2050-12-31 | 1 | VICTOR_1_SOLAR2 | EO | Yes | 5.4 | 2.8 | NQC List | 0 | 0 | SUN | NQC List | 0 | 0 | SUN | 0 | 0 | 0 | 0 |  |  | No |  | No | No | No
| VICTOR_1_SOLAR3 | Adelanto Solar 2 | caiso | SCE | SCE | Southern California Edison | SCE | CAISO | 2015-07-01 | 2050-12-31 | 2015 | 2050 | 7 | 100% | 7 | 7 | n/a | PVgeneric_sun | Solar_Fixed | CAISO_Solar |  |  |  | CAISO_Solar_for_CAISO | 2015 | 2050 | 0 | CAISO | 7 | 1 | 7 | 1 | 1 | 2050-12-31 | 1 | VICTOR_1_SOLAR3 | FC | No | 1.89 | 0.98 | NQC List | 1.89 | 0.98 | SUN | NQC List | 1.89 | 0.98 | SUN | 1.89 | 0.98 | 1.89 | 0.98 |  |  | No |  | No | No | No
| VICTOR_1_SOLAR4 | Adelanto Solar | caiso | SCE | SCE | Southern California Edison | SCE | CAISO | 2015-09-03 | 2050-12-31 | 2015 | 2050 | 20 | 100% | 20 | 20 | n/a | PVgeneric_sun | Solar_Fixed | CAISO_Solar |  |  |  | CAISO_Solar_for_CAISO | 2016 | 2050 | 0 | CAISO | 20 | 1 | 20 | 1 | 1 | 2050-12-31 | 1 | VICTOR_1_SOLAR4 | EO | Yes | 5.4 | 2.8 | NQC List | 0 | 0 | SUN | NQC List | 0 | 0 | SUN | 0 | 0 | 0 | 0 |  |  | No |  | No | No | No
| VICTOR_1_VDRYFA | Victor Dry Farm Ranch A | caiso | SCE | SCE | Southern California Edison | SCE | CAISO | 2015-06-12 | 2050-12-31 | 2015 | 2050 | 5 | 100% | 5 | 5 | n/a | PVgeneric_sun | Solar_Fixed | CAISO_Solar |  |  |  | CAISO_Solar_for_CAISO | 2015 | 2050 | 0 | CAISO | 5 | 1 | 5 | 1 | 1 | 2050-12-31 | 1 | VICTOR_1_VDRYFA | FC | No | 1.35 | 0.7 | NQC List | 1.35 | 0.7 | SUN | NQC List | 1.35 | 0.7 | SUN | 1.35 | 0.7 | 1.35 | 0.7 |  |  | No |  | No | No | No
| VICTOR_1_VDRYFB | Victor Dry Farm Ranch B | caiso | SCE | SCE | Southern California Edison | SCE | CAISO | 2015-06-12 | 2050-12-31 | 2015 | 2050 | 5 | 100% | 5 | 5 | n/a | PVgeneric_sun | Solar_Fixed | CAISO_Solar |  |  |  | CAISO_Solar_for_CAISO | 2015 | 2050 | 0 | CAISO | 5 | 1 | 5 | 1 | 1 | 2050-12-31 | 1 | VICTOR_1_VDRYFB | EO | Yes | 1.35 | 0.7 | NQC List | 0 | 0 | SUN | NQC List | 0 | 0 | SUN | 0 | 0 | 0 | 0 |  |  | No |  | No | No | No
| VILLPK_2_VALLYV | MWD Valley View Hydroelectric Recovery P | caiso | SCE | SCE | Southern California Edison | SCE | CAISO | 1985-01-01 | 2050-12-31 | 1985 | 2050 | 4.1 | 100% | 4.1 | 4.1 | n/a | Hydro_Standard | Hydro | CAISO_Hydro |  |  |  | CAISO_Hydro | 1985 | 2050 | 0 | CAISO | 4.1 | 1 | 4.1 | 1 | 1 | 2050-12-31 | 1 | VILLPK_2_VALLYV | FC | No | 3.4676 | 3.4676 | NQC List | 4.1 | 4.1 | WATER | NQC List | 4.1 | 4.1 | WATER | 4.1 | 4.1 | 4.1 | 4.1 |  |  | No |  | No | No | No
| VILLPK_6_MWDYOR | Yorba Linda Hydroelectric Recovery Plant | caiso | SCE | SCE | Southern California Edison | SCE | CAISO | 1981-01-01 | 2050-12-31 | 1981 | 2050 | 5.1 | 100% | 5.1 | 5.1 | n/a | Hydro_Standard | Hydro | CAISO_Hydro |  |  |  | CAISO_Hydro | 1981 | 2050 | 0 | CAISO | 5.1 | 1 | 5.1 | 1 | 1 | 2050-12-31 | 1 | VILLPK_6_MWDYOR | FC | No | 4.3134 | 4.3134 | NQC List | 4.27 | 4.01 | WATER | NQC List | 3.6 | 3.4 | WATER | 3.6 | 3.4 | 4.27 | 4.01 |  |  | No |  | No | No | No
| VINCNT_2_QF | VINCENT QFS | caiso | SCE | SCE | Southern California Edison | SCE | CAISO | 1985-01-01 | 2020-03-13 | 1985 | 2019 | 207 | 100% | 207 | 207 | n/a | wind_onshorewind | Wind | CAISO_Wind |  |  |  | CAISO_Wind_for_CAISO | 1985 | 2019 | 0 | CAISO | 207 | 1 | 207 | 1 | 1 | 2020-03-13 | 1 | VINCNT_2_QF | FC | No | 43.47 | 31.05 | Not Found | #N/A | #N/A | #N/A | NQC List | 43.47 | 31.05 | WIND | 43.47 | 31.05 | 43.47 | 31.05 |  |  | No |  | No | No | No
| VINCNT_2_WESTWD | Oasis Power Plant | caiso | SCE | SCE | Southern California Edison | SCE | CAISO | 2005-03-31 | 2050-12-31 | 2005 | 2050 | 59 | 100% | 59 | 59 | n/a | wind_onshorewind | Wind | CAISO_Wind |  |  |  | CAISO_Wind_for_CAISO | 2005 | 2050 | 0 | CAISO | 59 | 1 | 59 | 1 | 1 | 2050-12-31 | 1 | VINCNT_2_WESTWD | FC | No | 12.39 | 8.85 | NQC List | 12.39 | 8.85 | WIND | NQC List | 12.39 | 8.85 | WIND | 12.39 | 8.85 | 12.39 | 8.85 |  |  | No |  | No | No | No
| Virginia_Smith_DCI | Virginia Smith DC Intertie (Fictional Resource) | teppc | WACM | WACM | Western Area Power Administration, Colorado-Missouri Region | WACM | Excluded | 1985-04-15 | 2050-12-31 | 1985 | 2050 | 200 | 100% | 200 | 200 | DC-Intertie | Intertie_NOTGEN | None | Excluded_Imports |  |  |  | Excluded | 1985 | 2050 | 0 | Excluded | 200 | 1 | 200 | 1 | 1 | 2050-12-31 | 1 | #N/A | #N/A | No | 0 | 0 | Not Found | #N/A | #N/A | #N/A | Not Found | #N/A | #N/A | #N/A | 0 | 0 | 0 | 0 |  |  | No |  | No | No | No
| VISTA_2_FCELL | CSUSB fuel cell | caiso | SCE | SCE | Southern California Edison | SCE | CAISO | 2013-09-01 | 2050-12-31 | 2013 | 2050 | 0 | 0% |  | 1.4 | OTHER_NATURAL GAS | Cogen_NG | Cogen | CAISO_CHP |  |  |  | CAISO_CHP | 2014 | 2050 | 0 | CAISO | 1.4 | 1 | 1.4 | 1 | 1 | 2050-12-31 | 1 | VISTA_2_FCELL | #N/A | No | 0.8876 | 0.8876 | Not Found | #N/A | #N/A | #N/A | Not Found | #N/A | #N/A | #N/A | 0.8876 | 0.8876 | 0.8876 | 0.8876 |  |  | No |  | No | No | No
| VISTA_2_RIALTO | Rialto RT Solar | caiso | SCE | SCE | Southern California Edison | SCE | CAISO | 2011-03-01 | 2050-12-31 | 2011 | 2050 | 1 | 100% | 1 | 1 | n/a | PVgeneric_sun | Solar_Fixed | CAISO_Solar |  |  |  | CAISO_Solar_for_CAISO | 2011 | 2050 | 0 | CAISO | 1 | 1 | 1 | 1 | 1 | 2050-12-31 | 1 | VISTA_2_RIALTO | FC | No | 0.27 | 0.14 | NQC List | 0.27 | 0.14 | SUN | NQC List | 0.27 | 0.14 | SUN | 0.27 | 0.14 | 0.27 | 0.14 |  |  | No |  | No | No | No
| VISTA_2_RTS028 | SPVP028 | caiso | SCE | SCE | Southern California Edison | SCE | CAISO | 2013-08-08 | 2050-12-31 | 2013 | 2050 | 3.5 | 100% | 3.5 | 3.5 | n/a | PVgeneric_sun | Solar_Fixed | CAISO_Solar |  |  |  | CAISO_Solar_for_CAISO | 2014 | 2050 | 0 | CAISO | 3.5 | 1 | 3.5 | 1 | 1 | 2050-12-31 | 1 | VISTA_2_RTS028 | FC | No | 0.945 | 0.49 | NQC List | 0.95 | 0.49 | SUN | NQC List | 0.95 | 0.49 | SUN | 0.95 | 0.49 | 0.95 | 0.49 |  |  | No |  | No | No | No
| VISTA_6_QF | VISTA QFS | caiso | SCE | SCE | Southern California Edison | SCE | CAISO | 1983-01-01 | 2050-12-31 | 1983 | 2050 | 0.18 | 100% | 0.18 | 0.18 | n/a | Cogen_NG | Cogen | CAISO_Small_Hydro |  |  |  | CAISO_Small_Hydro_for_CAISO | 1983 | 2050 | 0 | CAISO | 0.18 | 1 | 0.18 | 1 | 1 | 2050-12-31 | 1 | VISTA_6_QF | FC | No | 0.09 | 0.09 | NQC List | 0.12 | 0.12 | OTHER | NQC List | 0.1 | 0.09 | OTHER | 0.1 | 0.09 | 0.12 | 0.12 |  |  | No |  | No | No | No
| VLCNTR_6_VCSLR | Cole Grade | caiso | SDGE | SDGE | San Diego Gas and Electric | SDGE | CAISO |  | 2050-12-31 | 1900 | 2050 | 2.33 | 100% | 2.33 | 2.33 | PHOTO VOLTAIC_SUN | PVgeneric_sun | Solar_Fixed | CAISO_Solar |  |  |  | CAISO_Solar_for_CAISO | 1900 | 2050 | 0 | CAISO | 2.33 | 1 | 2.33 | 1 | 1 | 2050-12-31 | 1 | VLCNTR_6_VCSLR | FC | No | 0.6291 | 0.3262 | NQC List | 0.63 | 0.33 | SUN | NQC List | 0.63 | 0.33 | SUN | 0.63 | 0.33 | 0.63 | 0.33 |  |  | No |  | Yes | No | No
| VLCNTR_6_VCSLR1 | Valley Center 1 | caiso | SDGE | SDGE | San Diego Gas and Electric | SDGE | CAISO | 2013-12-31 | 2050-12-31 | 2014 | 2050 | 2.5 | 100% | 2.5 | 2.5 | n/a | PVgeneric_sun | Solar_Fixed | CAISO_Solar |  |  |  | CAISO_Solar_for_CAISO | 2014 | 2050 | 0 | CAISO | 2.5 | 1 | 2.5 | 1 | 1 | 2050-12-31 | 1 | VLCNTR_6_VCSLR1 | FC | No | 0.675 | 0.35 | NQC List | 0.68 | 0.35 | SUN | NQC List | 0.68 | 0.35 | SUN | 0.68 | 0.35 | 0.68 | 0.35 |  |  | No |  | No | No | No
| VLCNTR_6_VCSLR2 | Valley Center 2 | caiso | SDGE | SDGE | San Diego Gas and Electric | SDGE | CAISO | 2013-12-31 | 2050-12-31 | 2014 | 2050 | 5 | 100% | 5 | 5 | n/a | PVgeneric_sun | Solar_Fixed | CAISO_Solar |  |  |  | CAISO_Solar_for_CAISO | 2014 | 2050 | 0 | CAISO | 5 | 1 | 5 | 1 | 1 | 2050-12-31 | 1 | VLCNTR_6_VCSLR2 | FC | No | 1.35 | 0.7 | NQC List | 1.35 | 0.7 | SUN | NQC List | 1.35 | 0.7 | SUN | 1.35 | 0.7 | 1.35 | 0.7 |  |  | No |  | No | No | No
| VLYHOM_7_SSJID | Woodward Power Plant | caiso | PGE_Valley | PGE_Valley | Pacific Gas and Electric Valley | PGE_Valley | CAISO | 1982-04-16 | 2050-12-31 | 1982 | 2050 | 3 | 100% | 3 | 3 | n/a | Hydro_Standard | Hydro | CAISO_Small_Hydro |  |  |  | CAISO_Small_Hydro_for_CAISO | 1982 | 2050 | 0 | CAISO | 3 | 1 | 3 | 1 | 1 | 2050-12-31 | 1 | VLYHOM_7_SSJID | FC | No | 1.5 | 1.5 | NQC List | 0.72 | 0.13 | WATER | NQC List | 0.65 | 0.07 | WATER | 0.65 | 0.07 | 0.72 | 0.13 |  |  | No |  | No | No | No
| Volcano_Creek_1 | Volcano Creek-1_Volcano Creek-1_IPP-VOL | teppc | BCHA | BCHA | British Columbia Transmission Company | BCHA_AESO | Excluded | 2015-11-01 | 2075-11-01 | 2015 | 2074 | 8.9 | 100% | 8.9 | 8.9 | Hydro | Hydro_Standard | Hydro | Excluded_Hydro |  |  |  | Excluded | 2016 | 2075 | 0 | Excluded | 8.9 | 1 | 8.9 | 1 | 1 | 2050-12-31 | 1 | #N/A | #N/A | No | 0 | 0 | Not Found | #N/A | #N/A | #N/A | Not Found | #N/A | #N/A | #N/A | 0 | 0 | 0 | 0 |  |  | No |  | No | No | No
| Volcano_Creek_2 | Volcano Creek-2_Volcano Creek-2_IPP-VOL | teppc | BCHA | BCHA | British Columbia Transmission Company | BCHA_AESO | Excluded | 2015-11-01 | 2075-11-01 | 2015 | 2074 | 8.9 | 100% | 8.9 | 8.9 | Hydro | Hydro_Standard | Hydro | Excluded_Hydro |  |  |  | Excluded | 2016 | 2075 | 0 | Excluded | 8.9 | 1 | 8.9 | 1 | 1 | 2050-12-31 | 1 | #N/A | #N/A | No | 0 | 0 | Not Found | #N/A | #N/A | #N/A | Not Found | #N/A | #N/A | #N/A | 0 | 0 | 0 | 0 |  |  | No |  | No | No | No
| VOLTA_2_UNIT_1 | VOLTA HYDRO UNIT 1 | caiso | PGE_Valley | PGE_Valley | Pacific Gas and Electric Valley | PGE_Valley | CAISO | 1980-01-01 | 2050-12-31 | 1980 | 2050 | 9.1 | 100% | 9.1 | 9.1 | n/a | Hydro_Standard | Hydro | CAISO_Hydro |  |  |  | CAISO_Hydro | 1980 | 2050 | 0 | CAISO | 9.1 | 1 | 9.1 | 1 | 1 | 2050-12-31 | 1 | VOLTA_2_UNIT 1 | FC | No | 7.6965 | 7.6965 | NQC List | 4.82 | 4.84 | WATER | NQC List | 4.07 | 3.92 | WATER | 4.07 | 3.92 | 4.82 | 4.84 |  |  | No |  | No | No | No
| VOLTA_2_UNIT_2 | Volta Hydro Unit 2 | caiso | PGE_Valley | PGE_Valley | Pacific Gas and Electric Valley | PGE_Valley | CAISO | 1981-01-01 | 2050-12-31 | 1981 | 2050 | 1 | 100% | 1 | 1 | n/a | Hydro_Standard | Hydro | CAISO_Hydro |  |  |  | CAISO_Hydro | 1981 | 2050 | 0 | CAISO | 1 | 1 | 1 | 1 | 1 | 2050-12-31 | 1 | VOLTA_2_UNIT 2 | FC | No | 0.84576 | 0.84576 | NQC List | 0.57 | 0.57 | WATER | NQC List | 0.47 | 0.45 | WATER | 0.47 | 0.45 | 0.57 | 0.57 |  |  | No |  | No | No | No
| VOLTA_6_BAILCK | Bailey Creek Ranch | caiso | PGE_Valley | PGE_Valley | Pacific Gas and Electric Valley | PGE_Valley | CAISO | 1982-05-26 | 2050-12-31 | 1982 | 2050 | 0.63 | 100% | 0.63 | 0.63 | n/a | Hydro_Standard | Hydro | CAISO_Hydro |  |  |  | CAISO_Hydro | 1982 | 2050 | 0 | CAISO | 0.63 | 1 | 0.63 | 1 | 1 | 2050-12-31 | 1 | VOLTA_6_BAILCK | EO | Yes | 0.53283 | 0.53283 | NQC List | 0 | 0 | WATER | NQC List | 0 | 0 | WATER | 0 | 0 | 0 | 0 |  |  | No |  | No | No | No
| VOLTA_6_DIGHYD | Digger Creek Ranch Hydro | caiso | PGE_Valley | PGE_Valley | Pacific Gas and Electric Valley | PGE_Valley | CAISO | 2014-07-02 | 2050-12-31 | 2014 | 2050 | 0.6 | 100% | 0.6 | 0.6 | n/a | Hydro_Standard | Hydro | CAISO_Small_Hydro |  |  |  | CAISO_Small_Hydro_for_CAISO | 2014 | 2050 | 0 | CAISO | 0.6 | 1 | 0.6 | 1 | 1 | 2050-12-31 | 1 | VOLTA_6_DIGHYD | FC | No | 0.3 | 0.3 | NQC List | 0.4 | 0.36 | WATER | NQC List | 0.34 | 0.31 | WATER | 0.34 | 0.31 | 0.4 | 0.36 |  |  | No |  | No | No | No
| VOLTA_7_QFUNTS | VOLTA_7_QFUNTS | caiso | PGE_Valley | PGE_Valley | Pacific Gas and Electric Valley | PGE_Valley | CAISO | 2007-03-01 | 2050-12-31 | 2007 | 2050 | 1.3 | 100% | 1.3 | 1.3 | n/a | Hydro_Standard | Hydro | CAISO_Small_Hydro |  |  |  | CAISO_Small_Hydro_for_CAISO | 2007 | 2050 | 0 | CAISO | 1.3 | 1 | 1.3 | 1 | 1 | 2050-12-31 | 1 | VOLTA_7_QFUNTS | FC | No | 0.65 | 0.65 | NQC List | 0.12 | 0.07 | WATER | NQC List | 0.09 | 0.06 | WATER | 0.09 | 0.06 | 0.12 | 0.07 |  |  | No |  | No | No | No
| VOYAGR_2_VOYWD1 | Voyager Wind I, LLC | rps | SCE | SCE | Southern California Edison | SCE | CAISO | 2020-01-01 | 2050-12-31 | 2020 | 2050 | 132 | 100% | 132 | 132 | Windnan | wind_onshorewind | Wind | CAISO_Wind |  |  |  | CAISO_Wind_for_CAISO | 2020 | 2050 | 0 | CAISO | 132 | 1 | 132 | 1 | 1 | 2050-12-31 | 1 | VOYAGR_2_VOYWD1 | FC | No | 27.72 | 19.8 | NQC List | 27.53 | 19.67 | WIND | NQC List | 27.53 | 19.67 | WIND | 27.53 | 19.67 | 27.53 | 19.67 |  |  | No |  | No | No | No
| VOYAGR_2_VOYWD2 |  | caiso | SCE | SCE | Southern California Edison | SCE | CAISO | 2018-12-19 | 2050-12-31 | 2019 | 2050 | 128.7 | 100% | 128.7 | 128.7 | wind_onshorewind | wind_onshorewind | Wind | CAISO_Wind |  |  |  | CAISO_Wind_for_CAISO | 2019 | 2050 | 0 | CAISO | 128.7 | 1 | 128.7 | 1 | 1 | 2050-12-31 | 1 | VOYAGR_2_VOYWD2 | FC | No | 27.027 | 19.305 | NQC List | 27.03 | 19.31 | WIND | NQC List | 27.03 | 19.31 | WIND | 27.03 | 19.31 | 27.03 | 19.31 |  |  | No |  | No | Yes | Yes
| VOYAGR_2_VOYWD3 |  | caiso | SCE | SCE | Southern California Edison | SCE | CAISO | 2018-12-29 | 2050-12-31 | 2019 | 2050 | 43.2 | 100% | 43.2 | 43.2 | wind_onshorewind | wind_onshorewind | Wind | CAISO_Wind |  |  |  | CAISO_Wind_for_CAISO | 2019 | 2050 | 0 | CAISO | 43.2 | 1 | 43.2 | 1 | 1 | 2050-12-31 | 1 | VOYAGR_2_VOYWD3 | FC | No | 9.072 | 6.48 | NQC List | 9.07 | 6.48 | WIND | NQC List | 9.07 | 6.48 | WIND | 9.07 | 6.48 | 9.07 | 6.48 |  |  | No |  | No | No | No
| VOYAGR_2_VOYWD4 |  | caiso | SCE | SCE | Southern California Edison | SCE | CAISO | 2018-12-29 | 2050-12-31 | 2019 | 2050 | 21.6 | 100% | 21.6 | 21.6 | wind_onshorewind | wind_onshorewind | Wind | CAISO_Wind |  |  |  | CAISO_Wind_for_CAISO | 2019 | 2050 | 0 | CAISO | 21.6 | 1 | 21.6 | 1 | 1 | 2050-12-31 | 1 | VOYAGR_2_VOYWD4 | FC | No | 4.536 | 3.24 | NQC List | 4.54 | 3.24 | WIND | NQC List | 4.54 | 3.24 | WIND | 4.54 | 3.24 | 4.54 | 3.24 |  |  | No |  | No | Yes | Yes
| VSTAES_6_VESBT1_Stage1only | Vista Energy Storage, 10 MW, 40 MWh battery. (Stage 1 of contract) | caiso | SDGE | SDGE | San Diego Gas and Electric | SDGE | CAISO | 2021-08-01 | 2022-07-31 | 2021 | 2021 | 40 | 400% | 40 | 10 | Battery_ | Battery_ | Battery Storage | CAISO_Li_Battery |  |  |  | CAISO_Li_Battery | 2021 | 2021 | 0 | CAISO | 10 | 1 |  | 1 | 1 | 2022-07-31 | 1 | VSTAES_6_VESBT1 | ID | No | #VALUE! | #VALUE! | NQC List | 11 | 11 | LESR | NQC List | 11 | 11 | LESR | [5 empty] | Incremental | No | Yes | No | Yes | Yes
| VSTAES_6_VESBT1 | Vista Energy Storage | caiso | SDGE | SDGE | San Diego Gas and Electric | SDGE | CAISO | 2022-08-01 | 2050-12-31 | 2022 | 2050 | 40 | 200% | 40 | 20 | Battery_ | Battery_ | Battery Storage | CAISO_Li_Battery |  |  |  | CAISO_Li_Battery | 2022 | 2050 | 0 | CAISO | 20 | 1 |  | 1 | 1 | 2050-12-31 | 1 | VSTAES_6_VESBT1 | ID | No | #VALUE! | #VALUE! | NQC List | 11 | 11 | LESR | NQC List | 11 | 11 | LESR | [5 empty] | Incremental | No | Yes | No | Yes | Yes
ground truthing fix | Vulcan_1 | Vulcan GEN1¦Geothermal Power Company-GEN1 | teppc | IID | IID | Imperial Irrigation District | SCE | CAISO | 1973-06-01 | 2050-12-31 | 1973 | 2050 | 38 | 100% | 38 | 38 | Geo-DoubleFlash | Geothermal_steam | Geothermal | CAISO_Geothermal |  |  |  | CAISO_Geothermal_for_CAISO | 1973 | 2050 | 0 | CAISO | 38 | 1 | 38 | 1 | 1 | 2050-12-31 | 1 | #N/A | #N/A | No | 23.408 | 23.408 | Not Found | #N/A | #N/A | #N/A | Not Found | #N/A | #N/A | #N/A | 23.408 | 23.408 | 23.408 | 23.408 |  |  | No |  | No | No | No
ground truthing fix | Vulcan_2 | Vulcan GEN2¦Geothermal Power Company-GEN2 | teppc | IID | IID | Imperial Irrigation District | SRP | SW | 1993-06-01 | 2050-12-31 | 1993 | 2050 | 10.74 | 100% | 10.74 | 10.74 | Geo-DoubleFlash | Geothermal_steam | Geothermal | SW_Geothermal |  |  |  | SW_Geothermal_for_Other | 1993 | 2050 | 0 | SW | 10.74 | 1 | 10.74 | 1 | 1 | 2050-12-31 | 1 | #N/A | #N/A | No | 6.6158 | 6.6158 | Not Found | #N/A | #N/A | #N/A | Not Found | #N/A | #N/A | #N/A | 6.6158 | 6.6158 | 6.6158 | 6.6158 |  |  | No |  | No | No | No
ground truthing fix | Vulcan_Expander | Vulcan 3¦Vulcan Expander¦Vulcan-BN Geothermal Power Company-GEN3 | teppc | IID | IID | Imperial Irrigation District | APS | SW | 1973-06-01 | 2050-12-31 | 1973 | 2050 | 10.5 | 100% | 10.5 | 10.5 | Geo-DoubleFlash | Geothermal_steam | Geothermal | SW_Geothermal |  |  |  | SW_Geothermal_for_Other | 1973 | 2050 | 0 | SW | 10.5 | 1 | 10.5 | 1 | 1 | 2050-12-31 | 1 | #N/A | #N/A | No | 6.468 | 6.468 | Not Found | #N/A | #N/A | #N/A | Not Found | #N/A | #N/A | #N/A | 6.468 | 6.468 | 6.468 | 6.468 |  |  | No |  | No | No | No
| Waddell_PS1 | Waddell Pumped Storage PS1 | teppc | WALC | WALC | Western Area Power Administration, Lower Colorado Region | WALC | SW | 1994-05-01 | 2050-12-31 | 1994 | 2050 | 10.9 | 100% | 10.9 | 10.9 | PS-Hydro | Hydro_PumpedStorage | PSH | SW_Existing_Pumped_Storage |  |  |  | #N/A | 1994 | 2050 | 0 | SW | 10.9 | 1 | 10.9 | 1 | 1 | 2050-12-31 | 1 | #N/A | #N/A | No | #N/A | #N/A | Not Found | #N/A | #N/A | #N/A | Not Found | #N/A | #N/A | #N/A | #N/A | #N/A |  |  |  |  | No |  | No | No | No
| Waddell_PS3 | Waddell Pumped Storage PG3 | teppc | WALC | WALC | Western Area Power Administration, Lower Colorado Region | WALC | SW | 1994-05-01 | 2050-12-31 | 1994 | 2050 | 10.9 | 100% | 10.9 | 10.9 | PS-Hydro | Hydro_PumpedStorage | PSH | SW_Existing_Pumped_Storage |  |  |  | #N/A | 1994 | 2050 | 0 | SW | 10.9 | 1 | 10.9 | 1 | 1 | 2050-12-31 | 1 | #N/A | #N/A | No | #N/A | #N/A | Not Found | #N/A | #N/A | #N/A | Not Found | #N/A | #N/A | #N/A | #N/A | #N/A |  |  |  |  | No |  | No | No | No
| Waddell_PS6 | Waddell Pumped Storage PG6 | teppc | WALC | WALC | Western Area Power Administration, Lower Colorado Region | WALC | SW | 1994-05-01 | 2050-12-31 | 1994 | 2050 | 10.9 | 100% | 10.9 | 10.9 | PS-Hydro | Hydro_PumpedStorage | PSH | SW_Existing_Pumped_Storage |  |  |  | #N/A | 1994 | 2050 | 0 | SW | 10.9 | 1 | 10.9 | 1 | 1 | 2050-12-31 | 1 | #N/A | #N/A | No | #N/A | #N/A | Not Found | #N/A | #N/A | #N/A | Not Found | #N/A | #N/A | #N/A | #N/A | #N/A |  |  |  |  | No |  | No | No | No
| Waddell_PS7 | Waddell Pumped Storage PG7 | teppc | WALC | WALC | Western Area Power Administration, Lower Colorado Region | WALC | SW | 1994-05-01 | 2050-12-31 | 1994 | 2050 | 10.9 | 100% | 10.9 | 10.9 | PS-Hydro | Hydro_PumpedStorage | PSH | SW_Existing_Pumped_Storage |  |  |  | #N/A | 1994 | 2050 | 0 | SW | 10.9 | 1 | 10.9 | 1 | 1 | 2050-12-31 | 1 | #N/A | #N/A | No | #N/A | #N/A | Not Found | #N/A | #N/A | #N/A | Not Found | #N/A | #N/A | #N/A | #N/A | #N/A |  |  |  |  | No |  | No | No | No
| WADHAM_6_UNIT | Wadham Energy LP | caiso | PGE_Valley | PGE_Valley | Pacific Gas and Electric Valley | PGE_Valley | CAISO | 1989-03-24 | 2050-12-31 | 1989 | 2050 | 24.49 | 84.24% | 24.49 | 29.07 | n/a | ST_Biomass | Biomass/Wood | CAISO_Biomass |  |  |  | CAISO_Biomass_for_CAISO | 1989 | 2050 | 0 | CAISO | 29.07 | 1 | 29.07 | 1 | 1 | 2050-12-31 | 1 | WADHAM_6_UNIT | FC | No | 20.2909 | 20.2909 | NQC List | 23.96 | 24.11 | WASTE TO POWER | NQC List | 24.24 | 24.29 | WASTE TO POWER | 24.24 | 24.29 | 23.96 | 24.11 |  |  | No |  | No | No | No
| Wahleach_1 | Wahleach-1_Wahleach-1_BCH-WAH | teppc | BCHA | BCHA | British Columbia Transmission Company | BCHA_AESO | Excluded | 1952-01-01 | 2033-03-31 | 1952 | 2032 | 65 | 100% | 65 | 65 | Hydro | Hydro_Standard | Hydro | Excluded_Hydro |  |  |  | Excluded | 1952 | 2032 | 0 | Excluded | 65 | 1 | 65 | 1 | 1 | 2033-03-31 | 1 | #N/A | #N/A | No | 0 | 0 | Not Found | #N/A | #N/A | #N/A | Not Found | #N/A | #N/A | #N/A | 0 | 0 | 0 | 0 |  |  | No |  | No | No | No
| WALCRK_2_CTG1 |  | caiso | SCE | SCE | Southern California Edison | SCE | CAISO | 2013-03-21 | 2050-12-31 | 2013 | 2050 | 96 | 99.55% | 96 | 96.43 | CT-NatGas-Industrial | CT_NG | CT | CAISO_Peaker1 |  |  |  | CAISO_Peaker1 | 2013 | 2050 | 0 | CAISO | 96.43 | 1 | 96.43 | 1 | 1 | 2050-12-31 | 1 | WALCRK_2_CTG1 | FC | No | 89.0758 | 89.0758 | NQC List | 96.43 | 96.43 | NATURAL GAS | NQC List | 96.43 | 96.43 | NATURAL GAS | 96.43 | 96.43 | 96.43 | 96.43 |  |  | No |  | No | No | No
| WALCRK_2_CTG2 |  | caiso | SCE | SCE | Southern California Edison | SCE | CAISO | 2013-03-21 | 2050-12-31 | 2013 | 2050 | 96 | 99.06% | 96 | 96.91 | CT-NatGas-Industrial | CT_NG | CT | CAISO_Peaker1 |  |  |  | CAISO_Peaker1 | 2013 | 2050 | 0 | CAISO | 96.91 | 1 | 96.91 | 1 | 1 | 2050-12-31 | 1 | WALCRK_2_CTG2 | FC | No | 89.5192 | 89.5192 | NQC List | 96.91 | 96.91 | NATURAL GAS | NQC List | 96.91 | 96.91 | NATURAL GAS | 96.91 | 96.91 | 96.91 | 96.91 |  |  | No |  | No | No | No
| WALCRK_2_CTG3 |  | caiso | SCE | SCE | Southern California Edison | SCE | CAISO | 2013-03-21 | 2050-12-31 | 2013 | 2050 | 96 | 99.33% | 96 | 96.65 | CT-NatGas-Industrial | CT_NG | CT | CAISO_Peaker1 |  |  |  | CAISO_Peaker1 | 2013 | 2050 | 0 | CAISO | 96.65 | 1 | 96.65 | 1 | 1 | 2050-12-31 | 1 | WALCRK_2_CTG3 | FC | No | 89.279 | 89.279 | NQC List | 96.65 | 96.65 | NATURAL GAS | NQC List | 96.65 | 96.65 | NATURAL GAS | 96.65 | 96.65 | 96.65 | 96.65 |  |  | No |  | No | No | No
| WALCRK_2_CTG4 |  | caiso | SCE | SCE | Southern California Edison | SCE | CAISO | 2013-03-29 | 2050-12-31 | 2013 | 2050 | 96 | 99.49% | 96 | 96.49 | CT-NatGas-Industrial | CT_NG | CT | CAISO_Peaker1 |  |  |  | CAISO_Peaker1 | 2013 | 2050 | 0 | CAISO | 96.49 | 1 | 96.49 | 1 | 1 | 2050-12-31 | 1 | WALCRK_2_CTG4 | FC | No | 89.1312 | 89.1312 | NQC List | 96.49 | 96.49 | NATURAL GAS | NQC List | 96.49 | 96.49 | NATURAL GAS | 96.49 | 96.49 | 96.49 | 96.49 |  |  | No |  | No | No | No
| WALCRK_2_CTG5 |  | caiso | SCE | SCE | Southern California Edison | SCE | CAISO | 2013-04-30 | 2050-12-31 | 2013 | 2050 | 96.65 | 100% | 96.65 | 96.65 | CT-NatGas-Industrial | CT_NG | CT | CAISO_Peaker1 |  |  |  | CAISO_Peaker1 | 2013 | 2050 | 0 | CAISO | 96.65 | 1 | 96.65 | 1 | 1 | 2050-12-31 | 1 | WALCRK_2_CTG5 | FC | No | 89.279 | 89.279 | NQC List | 96.65 | 96.65 | NATURAL GAS | NQC List | 96.65 | 96.65 | NATURAL GAS | 96.65 | 96.65 | 96.65 | 96.65 |  |  | No |  | No | No | No
| Walden_North_1 | Walden North-1_Walden North-1_IPP-WDN | teppc | BCHA | BCHA | British Columbia Transmission Company | BCHA_AESO | Excluded | 1994-04-01 | 2033-12-15 | 1994 | 2033 | 3.6 | 100% | 3.6 | 3.6 | Hydro | Hydro_Standard | Hydro | Excluded_Hydro |  |  |  | Excluded | 1994 | 2033 | 0 | Excluded | 3.6 | 1 | 3.6 | 1 | 1 | 2033-12-15 | 1 | #N/A | #N/A | No | 0 | 0 | Not Found | #N/A | #N/A | #N/A | Not Found | #N/A | #N/A | #N/A | 0 | 0 | 0 | 0 |  |  | No |  | No | No | No
| Walden_North_2 | Walden North-2_Walden North-2_IPP-WDN | teppc | BCHA | BCHA | British Columbia Transmission Company | BCHA_AESO | Excluded | 1994-04-01 | 2033-12-15 | 1994 | 2033 | 3.6 | 100% | 3.6 | 3.6 | Hydro | Hydro_Standard | Hydro | Excluded_Hydro |  |  |  | Excluded | 1994 | 2033 | 0 | Excluded | 3.6 | 1 | 3.6 | 1 | 1 | 2033-12-15 | 1 | #N/A | #N/A | No | 0 | 0 | Not Found | #N/A | #N/A | #N/A | Not Found | #N/A | #N/A | #N/A | 0 | 0 | 0 | 0 |  |  | No |  | No | No | No
| Walden_North_3 | Walden North-3_Walden North-3_IPP-WDN | teppc | BCHA | BCHA | British Columbia Transmission Company | BCHA_AESO | Excluded | 1994-04-01 | 2033-12-15 | 1994 | 2033 | 3.6 | 100% | 3.6 | 3.6 | Hydro | Hydro_Standard | Hydro | Excluded_Hydro |  |  |  | Excluded | 1994 | 2033 | 0 | Excluded | 3.6 | 1 | 3.6 | 1 | 1 | 2033-12-15 | 1 | #N/A | #N/A | No | 0 | 0 | Not Found | #N/A | #N/A | #N/A | Not Found | #N/A | #N/A | #N/A | 0 | 0 | 0 | 0 |  |  | No |  | No | No | No
| Walden_North_4 | Walden North-4_Walden North-4_IPP-WDN | teppc | BCHA | BCHA | British Columbia Transmission Company | BCHA_AESO | Excluded | 1994-04-01 | 2033-12-15 | 1994 | 2033 | 3.6 | 100% | 3.6 | 3.6 | Hydro | Hydro_Standard | Hydro | Excluded_Hydro |  |  |  | Excluded | 1994 | 2033 | 0 | Excluded | 3.6 | 1 | 3.6 | 1 | 1 | 2033-12-15 | 1 | #N/A | #N/A | No | 0 | 0 | Not Found | #N/A | #N/A | #N/A | Not Found | #N/A | #N/A | #N/A | 0 | 0 | 0 | 0 |  |  | No |  | No | No | No
| Walden_North_5 | Walden North-5_Walden North-5_IPP-WDN | teppc | BCHA | BCHA | British Columbia Transmission Company | BCHA_AESO | Excluded | 1993-03-01 | 2033-12-15 | 1993 | 2033 | 3.6 | 100% | 3.6 | 3.6 | Hydro | Hydro_Standard | Hydro | Excluded_Hydro |  |  |  | Excluded | 1993 | 2033 | 0 | Excluded | 3.6 | 1 | 3.6 | 1 | 1 | 2033-12-15 | 1 | #N/A | #N/A | No | 0 | 0 | Not Found | #N/A | #N/A | #N/A | Not Found | #N/A | #N/A | #N/A | 0 | 0 | 0 | 0 |  |  | No |  | No | No | No
| Walnut_1 | Walnut 1 | teppc | TIDC | TIDC | Turlock Irrigation District | TID | BANC | 1986-04-01 | 2050-12-31 | 1986 | 2050 | 24.8 | 100% | 24.8 | 24.8 | CT-NatGas-Industrial | CT_NG | CT | BANC_Peaker |  |  |  | BANC_Peaker | 1986 | 2050 | 0 | BANC | 24.8 | 1 | 24.8 | 1 | 1 | 2050-12-31 | 1 | #N/A | #N/A | No | 24.8 | 24.8 | Not Found | #N/A | #N/A | #N/A | Not Found | #N/A | #N/A | #N/A | 24.8 | 24.8 | 24.8 | 24.8 |  |  | No |  | No | No | No
| Walnut_2 | Walnut 2 | teppc | TIDC | TIDC | Turlock Irrigation District | TID | BANC | 1986-04-01 | 2050-12-31 | 1986 | 2050 | 24.8 | 100% | 24.8 | 24.8 | CT-NatGas-Industrial | CT_NG | CT | BANC_Peaker |  |  |  | BANC_Peaker | 1986 | 2050 | 0 | BANC | 24.8 | 1 | 24.8 | 1 | 1 | 2050-12-31 | 1 | #N/A | #N/A | No | 24.8 | 24.8 | Not Found | #N/A | #N/A | #N/A | Not Found | #N/A | #N/A | #N/A | 24.8 | 24.8 | 24.8 | 24.8 |  |  | No |  | No | No | No
| WALNUT_2_SOLAR | Industry MetroLink PV 1 | caiso | SCE | SCE | Southern California Edison | SCE | CAISO | 2012-04-03 | 2050-12-31 | 2012 | 2050 | 1.5 | 100% | 1.5 | 1.5 | n/a | PVgeneric_sun | Solar_Fixed | CAISO_Solar |  |  |  | CAISO_Solar_for_CAISO | 2012 | 2050 | 0 | CAISO | 1.5 | 1 | 1.5 | 1 | 1 | 2050-12-31 | 1 | WALNUT_2_SOLAR | EO | Yes | 0.405 | 0.21 | NQC List | 0 | 0 | SUN | NQC List | 0 | 0 | SUN | 0 | 0 | 0 | 0 |  |  | No |  | No | No | No
| WALNUT_6_HILLGEN | Puente Hills | caiso | SCE | SCE | Southern California Edison | SCE | CAISO | 1986-01-01 | 2050-12-31 | 1986 | 2050 | 38.62 | 82.17% | 38.62 | 47 | n/a | Biogas_ | Biogas_LandfillGas | CAISO_Biomass |  |  |  | CAISO_Biomass_for_CAISO | 1986 | 2050 | 0 | CAISO | 47 | 1 | 47 | 1 | 1 | 2050-12-31 | 1 | WALNUT_6_HILLGEN | FC | No | 32.806 | 32.806 | NQC List | 27.43 | 27.6 | BIOGAS | NQC List | 32.97 | 33.06 | BIOGAS | 32.97 | 33.06 | 27.43 | 27.6 |  |  | No |  | No | No | No
| WALNUT_7_WCOVCT |  | caiso | SCE | SCE | Southern California Edison | SCE | CAISO | 1996-10-05 | 2018-12-04 | 1996 | 2018 | 5 | 111.1% | 5 | 4.5 | n/a | Geothermal_steam | Geothermal | CAISO_Geothermal |  |  |  | CAISO_Geothermal_for_CAISO | 1997 | 2018 | 0 | CAISO | 4.5 | 1 | 4.5 | 1 | 1 | 2018-12-04 | 1 | WALNUT_7_WCOVCT | #N/A | No | 2.772 | 2.772 | Not Found | #N/A | #N/A | #N/A | Not Found | #N/A | #N/A | #N/A | 2.772 | 2.772 | 2.772 | 2.772 |  |  | No |  | No | No | No
| WALNUT_7_WCOVST | MM West Covina - ST Unit | caiso | SCE | SCE | Southern California Edison | SCE | CAISO | 1996-10-05 | 2050-12-31 | 1996 | 2050 | 5.68 | 87.38% | 5.68 | 6.5 | n/a | Steam_Biogas | Biogas_LandfillGas | CAISO_Biomass |  |  |  | CAISO_Biomass_for_CAISO | 1997 | 2050 | 0 | CAISO | 6.5 | 1 | 6.5 | 1 | 1 | 2050-12-31 | 1 | WALNUT_7_WCOVST | FC | No | 4.537 | 4.537 | NQC List | 5.19 | 5.51 | BIOGAS | NQC List | 5.37 | 5.61 | BIOGAS | 5.37 | 5.61 | 5.19 | 5.51 |  |  | No |  | No | No | No
| Walnut_Energy_CC | WalnutEnergyCC (Total CC Plant) | teppc | TIDC | TIDC | Turlock Irrigation District | TID | BANC | 2006-03-01 | 2050-12-31 | 2006 | 2050 | 286 | 100% | 286 | 286 | CCWhole-NatGas-Industrial | CC_NG | CC | BANC_CCGT |  |  |  | BANC_CCGT | 2006 | 2050 | 0 | BANC | 286 | 1 | 286 | 1 | 1 | 2050-12-31 | 1 | #N/A | #N/A | No | 286 | 286 | Not Found | #N/A | #N/A | #N/A | Not Found | #N/A | #N/A | #N/A | 286 | 286 | 286 | 286 |  |  | No |  | No | No | No
| WalterHardman1 | Walter Hardman-1_Walter Hardman-1_BCH-WHN | teppc | BCHA | BCHA | British Columbia Transmission Company | BCHA_AESO | Excluded | 1960-01-01 | 2033-03-31 | 1960 | 2032 | 4 | 100% | 4 | 4 | Hydro | Hydro_Standard | Hydro | Excluded_Hydro |  |  |  | Excluded | 1960 | 2032 | 0 | Excluded | 4 | 1 | 4 | 1 | 1 | 2033-03-31 | 1 | #N/A | #N/A | No | 0 | 0 | Not Found | #N/A | #N/A | #N/A | Not Found | #N/A | #N/A | #N/A | 0 | 0 | 0 | 0 |  |  | No |  | No | No | No
| WalterHardman2 | Walter Hardman-2_Walter Hardman-2_BCH-WHN | teppc | BCHA | BCHA | British Columbia Transmission Company | BCHA_AESO | Excluded | 1960-01-01 | 2033-03-31 | 1960 | 2032 | 4 | 100% | 4 | 4 | Hydro | Hydro_Standard | Hydro | Excluded_Hydro |  |  |  | Excluded | 1960 | 2032 | 0 | Excluded | 4 | 1 | 4 | 1 | 1 | 2033-03-31 | 1 | #N/A | #N/A | No | 0 | 0 | Not Found | #N/A | #N/A | #N/A | Not Found | #N/A | #N/A | #N/A | 0 | 0 | 0 | 0 |  |  | No |  | No | No | No
| Walterville_1 | Walterville-1 | teppc | BPAT | BPAT | Bonneville Power Administration – Transmission | BPAT | NW | 1948-12-01 | 2050-12-31 | 1948 | 2050 | 8 | 100% | 8 | 8 | Hydro | Hydro_Standard | Hydro | NW_Hydro |  |  |  | NW_Hydro | 1949 | 2050 | 0 | NW | 8 | 1 | 8 | 1 | 1 | 2050-12-31 | 1 | #N/A | #N/A | No | #N/A | #N/A | Not Found | #N/A | #N/A | #N/A | Not Found | #N/A | #N/A | #N/A | #N/A | #N/A |  |  |  |  | No |  | No | No | No
| Wanapum | Wanapum-1 | teppc | GCPD | GCPD | Grant County Public Utility District | BPAT | NW | 1963-09-01 | 2050-11-30 | 1963 | 2049 | 1175 | 100% | 1175 | 1175 | Hydro | Hydro_Standard | Hydro | NW_Hydro |  |  |  | NW_Hydro | 1964 | 2050 | 0 | NW | 1175 | 1 | 1175 | 1 | 1 | 2050-11-30 | 1 | #N/A | #N/A | No | #N/A | #N/A | Not Found | #N/A | #N/A | #N/A | Not Found | #N/A | #N/A | #N/A | #N/A | #N/A |  |  |  |  | No |  | No | No | No
| Waneta1 | Waneta-1_Waneta-1_FBC-WAN | teppc | BCHA | BCHA | British Columbia Transmission Company | BCHA_AESO | Excluded | 2002-11-11 | 2033-03-31 | 2002 | 2032 | 120 | 100% | 120 | 120 | Hydro | Hydro_Standard | Hydro | Excluded_Hydro |  |  |  | Excluded | 2003 | 2032 | 0 | Excluded | 120 | 1 | 120 | 1 | 1 | 2033-03-31 | 1 | #N/A | #N/A | No | 0 | 0 | Not Found | #N/A | #N/A | #N/A | Not Found | #N/A | #N/A | #N/A | 0 | 0 | 0 | 0 |  |  | No |  | No | No | No
| Waneta1_Exp | Waneta Expansion-1_Waneta Expansion-1_IPP-WAX | teppc | BCHA | BCHA | British Columbia Transmission Company | BCHA_AESO | Excluded | 2015-04-01 | 2033-03-31 | 2015 | 2032 | 167.5 | 100% | 167.5 | 167.5 | Hydro | Hydro_Standard | Hydro | Excluded_Hydro |  |  |  | Excluded | 2015 | 2032 | 0 | Excluded | 167.5 | 1 | 167.5 | 1 | 1 | 2033-03-31 | 1 | #N/A | #N/A | No | 0 | 0 | Not Found | #N/A | #N/A | #N/A | Not Found | #N/A | #N/A | #N/A | 0 | 0 | 0 | 0 |  |  | No |  | No | No | No
| Waneta2 | Waneta-2_Waneta-2_FBC-WAN | teppc | BCHA | BCHA | British Columbia Transmission Company | BCHA_AESO | Excluded | 2002-11-11 | 2033-03-31 | 2002 | 2032 | 120 | 100% | 120 | 120 | Hydro | Hydro_Standard | Hydro | Excluded_Hydro |  |  |  | Excluded | 2003 | 2032 | 0 | Excluded | 120 | 1 | 120 | 1 | 1 | 2033-03-31 | 1 | #N/A | #N/A | No | 0 | 0 | Not Found | #N/A | #N/A | #N/A | Not Found | #N/A | #N/A | #N/A | 0 | 0 | 0 | 0 |  |  | No |  | No | No | No
| Waneta2_Exp | Waneta Expansion-2_Waneta Expansion-2_IPP-WAX | teppc | BCHA | BCHA | British Columbia Transmission Company | BCHA_AESO | Excluded | 2015-04-01 | 2033-03-31 | 2015 | 2032 | 167.5 | 100% | 167.5 | 167.5 | Hydro | Hydro_Standard | Hydro | Excluded_Hydro |  |  |  | Excluded | 2015 | 2032 | 0 | Excluded | 167.5 | 1 | 167.5 | 1 | 1 | 2033-03-31 | 1 | #N/A | #N/A | No | 0 | 0 | Not Found | #N/A | #N/A | #N/A | Not Found | #N/A | #N/A | #N/A | 0 | 0 | 0 | 0 |  |  | No |  | No | No | No
| Waneta3 | Waneta-3_Waneta-3_FBC-WAN | teppc | BCHA | BCHA | British Columbia Transmission Company | BCHA_AESO | Excluded | 2002-11-11 | 2033-03-31 | 2002 | 2032 | 120 | 100% | 120 | 120 | Hydro | Hydro_Standard | Hydro | Excluded_Hydro |  |  |  | Excluded | 2003 | 2032 | 0 | Excluded | 120 | 1 | 120 | 1 | 1 | 2033-03-31 | 1 | #N/A | #N/A | No | 0 | 0 | Not Found | #N/A | #N/A | #N/A | Not Found | #N/A | #N/A | #N/A | 0 | 0 | 0 | 0 |  |  | No |  | No | No | No
| Waneta4 | Waneta-4_Waneta-4_FBC-WAN | teppc | BCHA | BCHA | British Columbia Transmission Company | BCHA_AESO | Excluded | 2002-11-11 | 2033-03-31 | 2002 | 2032 | 120 | 100% | 120 | 120 | Hydro | Hydro_Standard | Hydro | Excluded_Hydro |  |  |  | Excluded | 2003 | 2032 | 0 | Excluded | 120 | 1 | 120 | 1 | 1 | 2033-03-31 | 1 | #N/A | #N/A | No | 0 | 0 | Not Found | #N/A | #N/A | #N/A | Not Found | #N/A | #N/A | #N/A | 0 | 0 | 0 | 0 |  |  | No |  | No | No | No
| WarmSpringsPwr | Warm Springs Power Enterprises-1 | teppc | PACW | PACW | PacifiCorp – West | PACW | NW | 1982-06-01 | 2050-12-31 | 1982 | 2050 | 19.6 | 100% | 19.6 | 19.6 | Hydro | Hydro_Standard | Hydro | NW_Hydro |  |  |  | NW_Hydro | 1982 | 2050 | 0 | NW | 19.6 | 1 | 19.6 | 1 | 1 | 2050-12-31 | 1 | #N/A | #N/A | No | #N/A | #N/A | Not Found | #N/A | #N/A | #N/A | Not Found | #N/A | #N/A | #N/A | #N/A | #N/A |  |  |  |  | No |  | No | No | No
| WARNE_2_UNIT | WARNE HYDRO AGGREGATE | caiso | SCE | SCE | Southern California Edison | SCE | CAISO | 1982-01-01 | 2050-12-31 | 1982 | 2050 | 76 | 100% | 76 | 76 | n/a | Hydro_Standard | Hydro | CAISO_Hydro |  |  |  | CAISO_Hydro | 1982 | 2050 | 0 | CAISO | 76 | 1 | 76 | 1 | 1 | 2050-12-31 | 1 | WARNE_2_UNIT | FC | No | 64.2781 | 64.2781 | NQC List | 41.52 | 42.5 | WATER | NQC List | 41.58 | 42.93 | WATER | 41.58 | 42.93 | 41.52 | 42.5 |  |  | No |  | No | No | No
| WATERTON_2_2 | SHELL WATERTON 2-2 | teppc | AESO | AESO | Alberta Electric System Operator | BCHA_AESO | Excluded | 1986-04-15 | 2050-12-01 | 1986 | 2050 | 4.9 | 100% | 4.9 | 4.9 | CT-NatGas-Industrial | CT_NG | CT | Excluded_Peaker |  |  |  | Excluded | 1986 | 2050 | 0 | Excluded | 4.9 | 1 | 4.9 | 1 | 1 | 2050-12-01 | 1 | #N/A | #N/A | No | 0 | 0 | Not Found | #N/A | #N/A | #N/A | Not Found | #N/A | #N/A | #N/A | 0 | 0 | 0 | 0 |  |  | No |  | No | No | No
| Waterton_Dam | CHD Waterton Dam-1 | teppc | AESO | AESO | Alberta Electric System Operator | BCHA_AESO | Excluded | 1986-04-15 | 2050-12-01 | 1986 | 2050 | 2.7 | 100% | 2.7 | 2.7 | Hydro | Hydro_Standard | Hydro | Excluded_Hydro |  |  |  | Excluded | 1986 | 2050 | 0 | Excluded | 2.7 | 1 | 2.7 | 1 | 1 | 2050-12-01 | 1 | #N/A | #N/A | No | 0 | 0 | Not Found | #N/A | #N/A | #N/A | Not Found | #N/A | #N/A | #N/A | 0 | 0 | 0 | 0 |  |  | No |  | No | No | No
| WATERTON1_1 | SHELL WATERTON 1-1 | teppc | AESO | AESO | Alberta Electric System Operator | BCHA_AESO | Excluded | 1986-04-15 | 2050-12-01 | 1986 | 2050 | 5.4 | 100% | 5.4 | 5.4 | CT-NatGas-Industrial | CT_NG | CT | Excluded_Peaker |  |  |  | Excluded | 1986 | 2050 | 0 | Excluded | 5.4 | 1 | 5.4 | 1 | 1 | 2050-12-01 | 1 | #N/A | #N/A | No | 0 | 0 | Not Found | #N/A | #N/A | #N/A | Not Found | #N/A | #N/A | #N/A | 0 | 0 | 0 | 0 |  |  | No |  | No | No | No
| WAUKNA_1_SOLAR | Corcoran Solar | caiso | PGE_Valley | PGE_Valley | Pacific Gas and Electric Valley | PGE_Valley | CAISO | 2013-08-14 | 2050-12-31 | 2013 | 2050 | 20 | 100% | 20 | 20 | n/a | PVgeneric_sun | Solar_Fixed | CAISO_Solar |  |  |  | CAISO_Solar_for_CAISO | 2014 | 2050 | 0 | CAISO | 20 | 1 | 20 | 1 | 1 | 2050-12-31 | 1 | WAUKNA_1_SOLAR | ID | No | 5.4 | 2.8 | NQC List | 5.4 | 2.8 | SUN | NQC List | 5.4 | 2.8 | SUN | 5.4 | 2.8 | 5.4 | 2.8 |  |  | No |  | No | No | No
| WAUKNA_1_SOLAR2 | Corcoran 2 | caiso | PGE_Valley | PGE_Valley | Pacific Gas and Electric Valley | PGE_Valley | CAISO | 2015-05-20 | 2050-12-31 | 2015 | 2050 | 19.75 | 100% | 19.75 | 19.75 | n/a | PVgeneric_sun | Solar_Fixed | CAISO_Solar |  |  |  | CAISO_Solar_for_CAISO | 2015 | 2050 | 0 | CAISO | 19.75 | 1 | 19.75 | 1 | 1 | 2050-12-31 | 1 | WAUKNA_1_SOLAR2 | FC | No | 5.3325 | 2.765 | NQC List | 5.33 | 2.77 | SUN | NQC List | 5.33 | 2.77 | SUN | 5.33 | 2.77 | 5.33 | 2.77 |  |  | No |  | No | No | No
| WCH_4G1 | WCH 4G1 | teppc | BCHA | BCHA | British Columbia Transmission Company | BCHA_AESO | Excluded | 2018-03-18 | 2050-03-30 | 2018 | 2049 | 4.2 | 100% | 4.2 | 4.2 | hydro | Hydro_Standard | Hydro | Excluded_Hydro |  |  |  | Excluded | 2018 | 2049 | 0 | Excluded | 4.2 | 1 | 4.2 | 1 | 1 | 2050-03-30 | 1 | #N/A | #N/A | No | 0 | 0 | Not Found | #N/A | #N/A | #N/A | Not Found | #N/A | #N/A | #N/A | 0 | 0 | 0 | 0 |  |  | No |  | No | No | No
| WDAT1_1A | WDAT (VEA) | teppc | VEA | VEA | Valley Electric Association | NEVP | SW | 2018-03-30 | 2050-12-31 | 2018 | 2050 | 7.5 | 100% | 7.5 | 7.5 | SolarPV-NonTracking | FixedPV_sun | Solar_Fixed | SW_Solar |  |  |  | SW_Solar_for_Other | 2018 | 2050 | 0 | SW | 7.5 | 1 | 7.5 | 1 | 1 | 2050-12-31 | 1 | #N/A | #N/A | No | #N/A | #N/A | Not Found | #N/A | #N/A | #N/A | Not Found | #N/A | #N/A | #N/A | #N/A | #N/A |  |  |  |  | No |  | No | No | No
| WDAT1_1B | WDAT (VEA) | teppc | VEA | VEA | Valley Electric Association | NEVP | SW | 2018-03-30 | 2050-12-31 | 2018 | 2050 | 7.5 | 100% | 7.5 | 7.5 | SolarPV-NonTracking | FixedPV_sun | Solar_Fixed | SW_Solar |  |  |  | SW_Solar_for_Other | 2018 | 2050 | 0 | SW | 7.5 | 1 | 7.5 | 1 | 1 | 2050-12-31 | 1 | #N/A | #N/A | No | #N/A | #N/A | Not Found | #N/A | #N/A | #N/A | Not Found | #N/A | #N/A | #N/A | #N/A | #N/A |  |  |  |  | No |  | No | No | No
| WDLEAF_7_UNIT_1 | WOODLEAF HYDRO | caiso | PGE_Valley | PGE_Valley | Pacific Gas and Electric Valley | PGE_Valley | CAISO | 1963-01-01 | 2050-12-31 | 1963 | 2050 | 60 | 100% | 60 | 60 | n/a | Hydro_Standard | Hydro | CAISO_Hydro |  |  |  | CAISO_Hydro | 1963 | 2050 | 0 | CAISO | 60 | 1 | 60 | 1 | 1 | 2050-12-31 | 1 | WDLEAF_7_UNIT 1 | FC | No | 50.7459 | 50.7459 | NQC List | 60 | 48 | WATER | NQC List | 60 | 60 | WATER | 60 | 60 | 60 | 48 |  |  | No |  | No | No | No
| WEBER_6_FORWRD | Forward | caiso | PGE_Valley | PGE_Valley | Pacific Gas and Electric Valley | PGE_Valley | CAISO | 2014-02-05 | 2050-12-31 | 2014 | 2050 | 4.2 | 100% | 4.2 | 4.2 |  | Biogas_ | Biogas_LandfillGas | CAISO_Biomass |  |  |  | CAISO_Biomass_for_CAISO | 2014 | 2050 | 0 | CAISO | 4.2 | 1 | 4.2 | 1 | 1 | 2050-12-31 | 1 | WEBER_6_FORWRD | FC | No | 2.9316 | 2.9316 | NQC List | 3.97 | 3.71 | BIOGAS | NQC List | 3.9 | 3.66 | BIOGAS | 3.9 | 3.66 | 3.97 | 3.71 |  |  | No |  | No | No | No
| Weeks_Falls | Weeks Falls-GEN1 | teppc | PNM | PNM | Public Service Company of New Mexico | PNM_EPE | SW | 1990-06-01 | 2050-12-31 | 1990 | 2050 | 4.3 | 100% | 4.3 | 4.3 | Hydro | Hydro_Standard | Hydro | SW_Hydro |  |  |  | SW_Hydro | 1990 | 2050 | 0 | SW | 4.3 | 1 | 4.3 | 1 | 1 | 2050-12-31 | 1 | #N/A | #N/A | No | #N/A | #N/A | Not Found | #N/A | #N/A | #N/A | Not Found | #N/A | #N/A | #N/A | #N/A | #N/A |  |  |  |  | No |  | No | No | No
| WeldwoodTG1 | WeldwoodTG1-1 | teppc | AESO | AESO | Alberta Electric System Operator | BCHA_AESO | Excluded | 1958-01-01 | 2050-12-01 | 1958 | 2050 | 19 | 100% | 19 | 19 | Bio-ST | ST_Biomass | Biomass/Wood | Excluded_Biomass |  |  |  | Excluded | 1958 | 2050 | 0 | Excluded | 19 | 1 | 19 | 1 | 1 | 2050-12-01 | 1 | #N/A | #N/A | No | 0 | 0 | Not Found | #N/A | #N/A | #N/A | Not Found | #N/A | #N/A | #N/A | 0 | 0 | 0 | 0 |  |  | No |  | No | No | No
| WeldwoodTG2 | WeldwoodTG2-1 | teppc | AESO | AESO | Alberta Electric System Operator | BCHA_AESO | Excluded | 1990-01-01 | 2050-12-01 | 1990 | 2050 | 29 | 100% | 29 | 29 | Bio-ST | ST_Biomass | Biomass/Wood | Excluded_Biomass |  |  |  | Excluded | 1990 | 2050 | 0 | Excluded | 29 | 1 | 29 | 1 | 1 | 2050-12-01 | 1 | #N/A | #N/A | No | 0 | 0 | Not Found | #N/A | #N/A | #N/A | Not Found | #N/A | #N/A | #N/A | 0 | 0 | 0 | 0 |  |  | No |  | No | No | No
| Wells | Wells-U-1 | teppc | DOPD | DOPD | Douglas County Public Utility District | BPAT | NW | 1967-09-01 | 2050-12-31 | 1967 | 2050 | 840 | 100% | 840 | 840 | Hydro | Hydro_Standard | Hydro | NW_Hydro |  |  |  | NW_Hydro | 1968 | 2050 | 0 | NW | 840 | 1 | 840 | 1 | 1 | 2050-12-31 | 1 | #N/A | #N/A | No | #N/A | #N/A | Not Found | #N/A | #N/A | #N/A | Not Found | #N/A | #N/A | #N/A | #N/A | #N/A |  |  |  |  | No |  | No | No | No
| West_Cadotte_1 | Genalta West Cadotte 1 | teppc | AESO | AESO | Alberta Electric System Operator | BCHA_AESO | Excluded | 2015-04-01 | 2050-12-31 | 2015 | 2050 | 32.8 | 100% | 32.8 | 32.8 | CT-NatGas-Industrial | CT_NG | CT | Excluded_Peaker |  |  |  | Excluded | 2015 | 2050 | 0 | Excluded | 32.8 | 1 | 32.8 | 1 | 1 | 2050-12-31 | 1 | #N/A | #N/A | No | 0 | 0 | Not Found | #N/A | #N/A | #N/A | Not Found | #N/A | #N/A | #N/A | 0 | 0 | 0 | 0 |  |  | No |  | No | No | No
| West_Cadotte_2 | Genalta West Cadotte 2 | teppc | BCHA | BCHA | British Columbia Transmission Company | BCHA_AESO | Excluded | 2015-04-01 | 2050-12-31 | 2015 | 2050 | 3.1 | 100% | 3.1 | 3.1 | CT-NatGas-Industrial | CT_NG | CT | Excluded_Peaker |  |  |  | Excluded | 2015 | 2050 | 0 | Excluded | 3.1 | 1 | 3.1 | 1 | 1 | 2050-12-31 | 1 | #N/A | #N/A | No | 0 | 0 | Not Found | #N/A | #N/A | #N/A | Not Found | #N/A | #N/A | #N/A | 0 | 0 | 0 | 0 |  |  | No |  | No | No | No
| West_Cadotte_3 | Genalta West Cadotte 3 | teppc | BCHA | BCHA | British Columbia Transmission Company | BCHA_AESO | Excluded | 2015-04-01 | 2050-12-31 | 2015 | 2050 | 3.1 | 100% | 3.1 | 3.1 | CT-NatGas-Industrial | CT_NG | CT | Excluded_Peaker |  |  |  | Excluded | 2015 | 2050 | 0 | Excluded | 3.1 | 1 | 3.1 | 1 | 1 | 2050-12-31 | 1 | #N/A | #N/A | No | 0 | 0 | Not Found | #N/A | #N/A | #N/A | Not Found | #N/A | #N/A | #N/A | 0 | 0 | 0 | 0 |  |  | No |  | No | No | No
| West_Phoenix_1B | West Phoenix CC 1B | teppc | AZPS | AZPS | Arizona Public Service Company | AZPS | SW | 1976-06-01 | 2050-12-31 | 1976 | 2050 | 95 | 100% | 95 | 95 | CCWhole-NatGas-SingleShaft | CC_NG | CC | SW_CCGT |  |  |  | SW_CCGT | 1976 | 2050 | 0 | SW | 95 | 1 | 95 | 1 | 1 | 2050-12-31 | 1 | #N/A | #N/A | No | 95 | 95 | Not Found | #N/A | #N/A | #N/A | Not Found | #N/A | #N/A | #N/A | 95 | 95 | 95 | 95 |  |  | No |  | No | No | No
| West_Phoenix_2B | West Phoenix CC 2B | teppc | AZPS | AZPS | Arizona Public Service Company | AZPS | SW | 1976-06-01 | 2050-12-31 | 1976 | 2050 | 95 | 100% | 95 | 95 | CCWhole-NatGas-SingleShaft | CC_NG | CC | SW_CCGT |  |  |  | SW_CCGT | 1976 | 2050 | 0 | SW | 95 | 1 | 95 | 1 | 1 | 2050-12-31 | 1 | #N/A | #N/A | No | 95 | 95 | Not Found | #N/A | #N/A | #N/A | Not Found | #N/A | #N/A | #N/A | 95 | 95 | 95 | 95 |  |  | No |  | No | No | No
| West_Phoenix_3B | West Phoenix CC 3B | teppc | AZPS | AZPS | Arizona Public Service Company | AZPS | SW | 1976-06-01 | 2050-12-31 | 1976 | 2050 | 95 | 100% | 95 | 95 | CCWhole-NatGas-SingleShaft | CC_NG | CC | SW_CCGT |  |  |  | SW_CCGT | 1976 | 2050 | 0 | SW | 95 | 1 | 95 | 1 | 1 | 2050-12-31 | 1 | #N/A | #N/A | No | 95 | 95 | Not Found | #N/A | #N/A | #N/A | Not Found | #N/A | #N/A | #N/A | 95 | 95 | 95 | 95 |  |  | No |  | No | No | No
| West_Phoenix_GT1 | West Phoenix 1 and 2 GT1 | teppc | AZPS | AZPS | Arizona Public Service Company | AZPS | SW | 1972-05-01 | 2050-12-31 | 1972 | 2050 | 50 | 100% | 50 | 50 | CT-NatGas-Industrial | CT_NG | CT | SW_Peaker |  |  |  | SW_Peaker | 1972 | 2050 | 0 | SW | 50 | 1 | 50 | 1 | 1 | 2050-12-31 | 1 | #N/A | #N/A | No | 50 | 50 | Not Found | #N/A | #N/A | #N/A | Not Found | #N/A | #N/A | #N/A | 50 | 50 | 50 | 50 |  |  | No |  | No | No | No
| West_Phoenix_GT2 | West Phoenix 1 and 2 GT2 | teppc | AZPS | AZPS | Arizona Public Service Company | AZPS | SW | 1973-07-01 | 2050-12-31 | 1973 | 2050 | 50 | 100% | 50 | 50 | CT-NatGas-Industrial | CT_NG | CT | SW_Peaker |  |  |  | SW_Peaker | 1973 | 2050 | 0 | SW | 50 | 1 | 50 | 1 | 1 | 2050-12-31 | 1 | #N/A | #N/A | No | 50 | 50 | Not Found | #N/A | #N/A | #N/A | Not Found | #N/A | #N/A | #N/A | 50 | 50 | 50 | 50 |  |  | No |  | No | No | No
| West_Valley1 | West Valley Generation Project-U1 | teppc | PAUT | PAUT | Utah, PACE Utility | PACE | NW | 2001-10-01 | 2050-12-31 | 2001 | 2050 | 39 | 100% | 39 | 39 | CT-NatGas-Aero | CT_NG | CT | NW_Peaker |  |  |  | NW_Peaker | 2002 | 2050 | 0 | NW | 39 | 1 | 39 | 1 | 1 | 2050-12-31 | 1 | #N/A | #N/A | No | 39 | 39 | Not Found | #N/A | #N/A | #N/A | Not Found | #N/A | #N/A | #N/A | 39 | 39 | 39 | 39 |  |  | No |  | No | No | No
| West_Valley2 | West Valley Generation Project-U2 | teppc | PAUT | PAUT | Utah, PACE Utility | PACE | NW | 2001-10-01 | 2050-12-31 | 2001 | 2050 | 39 | 100% | 39 | 39 | CT-NatGas-Aero | CT_NG | CT | NW_Peaker |  |  |  | NW_Peaker | 2002 | 2050 | 0 | NW | 39 | 1 | 39 | 1 | 1 | 2050-12-31 | 1 | #N/A | #N/A | No | 39 | 39 | Not Found | #N/A | #N/A | #N/A | Not Found | #N/A | #N/A | #N/A | 39 | 39 | 39 | 39 |  |  | No |  | No | No | No
| West_Valley3 | West Valley Generation Project-U3 | teppc | PAUT | PAUT | Utah, PACE Utility | PACE | NW | 2002-06-01 | 2050-12-31 | 2002 | 2050 | 39 | 100% | 39 | 39 | CT-NatGas-Aero | CT_NG | CT | NW_Peaker |  |  |  | NW_Peaker | 2002 | 2050 | 0 | NW | 39 | 1 | 39 | 1 | 1 | 2050-12-31 | 1 | #N/A | #N/A | No | 39 | 39 | Not Found | #N/A | #N/A | #N/A | Not Found | #N/A | #N/A | #N/A | 39 | 39 | 39 | 39 |  |  | No |  | No | No | No
| West_Valley4 | West Valley Generation Project-U4 | teppc | PAUT | PAUT | Utah, PACE Utility | PACE | NW | 2002-06-01 | 2050-12-31 | 2002 | 2050 | 39 | 100% | 39 | 39 | CT-NatGas-Aero | CT_NG | CT | NW_Peaker |  |  |  | NW_Peaker | 2002 | 2050 | 0 | NW | 39 | 1 | 39 | 1 | 1 | 2050-12-31 | 1 | #N/A | #N/A | No | 39 | 39 | Not Found | #N/A | #N/A | #N/A | Not Found | #N/A | #N/A | #N/A | 39 | 39 | 39 | 39 |  |  | No |  | No | No | No
| West_Valley5 | West Valley Generation Project-U5 | teppc | PAUT | PAUT | Utah, PACE Utility | PACE | NW | 2002-10-01 | 2050-12-31 | 2002 | 2050 | 39 | 100% | 39 | 39 | CT-NatGas-Aero | CT_NG | CT | NW_Peaker |  |  |  | NW_Peaker | 2003 | 2050 | 0 | NW | 39 | 1 | 39 | 1 | 1 | 2050-12-31 | 1 | #N/A | #N/A | No | 39 | 39 | Not Found | #N/A | #N/A | #N/A | Not Found | #N/A | #N/A | #N/A | 39 | 39 | 39 | 39 |  |  | No |  | No | No | No
| Western_A101 | Western 102 Generating Station A101 | teppc | SPPC | SPPC | Nevada Power Company | NEVP | SW | 2005-11-01 | 2050-12-31 | 2005 | 2050 | 8.3 | 100% | 8.3 | 8.3 | ICE-NatGas | ICE_NG | ICE | SW_Peaker |  |  |  | SW_Peaker | 2006 | 2050 | 0 | SW | 8.3 | 1 | 8.3 | 1 | 1 | 2050-12-31 | 1 | #N/A | #N/A | No | 8.3 | 8.3 | Not Found | #N/A | #N/A | #N/A | Not Found | #N/A | #N/A | #N/A | 8.3 | 8.3 | 8.3 | 8.3 |  |  | No |  | No | No | No
| Western_B102 | Western 102 Generating Station B102 | teppc | SPPC | SPPC | Nevada Power Company | NEVP | SW | 2005-11-01 | 2050-12-31 | 2005 | 2050 | 8.3 | 100% | 8.3 | 8.3 | ICE-NatGas | ICE_NG | ICE | SW_Peaker |  |  |  | SW_Peaker | 2006 | 2050 | 0 | SW | 8.3 | 1 | 8.3 | 1 | 1 | 2050-12-31 | 1 | #N/A | #N/A | No | 8.3 | 8.3 | Not Found | #N/A | #N/A | #N/A | Not Found | #N/A | #N/A | #N/A | 8.3 | 8.3 | 8.3 | 8.3 |  |  | No |  | No | No | No
| Western_B202 | Western 102 Generating Station B202 | teppc | SPPC | SPPC | Nevada Power Company | NEVP | SW | 2005-11-01 | 2050-12-31 | 2005 | 2050 | 8.3 | 100% | 8.3 | 8.3 | ICE-NatGas | ICE_NG | ICE | SW_Peaker |  |  |  | SW_Peaker | 2006 | 2050 | 0 | SW | 8.3 | 1 | 8.3 | 1 | 1 | 2050-12-31 | 1 | #N/A | #N/A | No | 8.3 | 8.3 | Not Found | #N/A | #N/A | #N/A | Not Found | #N/A | #N/A | #N/A | 8.3 | 8.3 | 8.3 | 8.3 |  |  | No |  | No | No | No
| Western_C102 | Western 102 Generating Station C102 | teppc | SPPC | SPPC | Nevada Power Company | NEVP | SW | 2005-11-01 | 2050-12-31 | 2005 | 2050 | 8.3 | 100% | 8.3 | 8.3 | ICE-NatGas | ICE_NG | ICE | SW_Peaker |  |  |  | SW_Peaker | 2006 | 2050 | 0 | SW | 8.3 | 1 | 8.3 | 1 | 1 | 2050-12-31 | 1 | #N/A | #N/A | No | 8.3 | 8.3 | Not Found | #N/A | #N/A | #N/A | Not Found | #N/A | #N/A | #N/A | 8.3 | 8.3 | 8.3 | 8.3 |  |  | No |  | No | No | No
| Western_C202 | Western 102 Generating Station C202 | teppc | SPPC | SPPC | Nevada Power Company | NEVP | SW | 2005-11-01 | 2050-12-31 | 2005 | 2050 | 8.3 | 100% | 8.3 | 8.3 | ICE-NatGas | ICE_NG | ICE | SW_Peaker |  |  |  | SW_Peaker | 2006 | 2050 | 0 | SW | 8.3 | 1 | 8.3 | 1 | 1 | 2050-12-31 | 1 | #N/A | #N/A | No | 8.3 | 8.3 | Not Found | #N/A | #N/A | #N/A | Not Found | #N/A | #N/A | #N/A | 8.3 | 8.3 | 8.3 | 8.3 |  |  | No |  | No | No | No
| Western_D101 | Western 102 Generating Station D101 | teppc | SPPC | SPPC | Nevada Power Company | NEVP | SW | 2005-11-01 | 2050-12-31 | 2005 | 2050 | 8.3 | 100% | 8.3 | 8.3 | ICE-NatGas | ICE_NG | ICE | SW_Peaker |  |  |  | SW_Peaker | 2006 | 2050 | 0 | SW | 8.3 | 1 | 8.3 | 1 | 1 | 2050-12-31 | 1 | #N/A | #N/A | No | 8.3 | 8.3 | Not Found | #N/A | #N/A | #N/A | Not Found | #N/A | #N/A | #N/A | 8.3 | 8.3 | 8.3 | 8.3 |  |  | No |  | No | No | No
| Western_E102 | Western 102 Generating Station E102 | teppc | SPPC | SPPC | Nevada Power Company | NEVP | SW | 2005-11-01 | 2050-12-31 | 2005 | 2050 | 8.3 | 100% | 8.3 | 8.3 | ICE-NatGas | ICE_NG | ICE | SW_Peaker |  |  |  | SW_Peaker | 2006 | 2050 | 0 | SW | 8.3 | 1 | 8.3 | 1 | 1 | 2050-12-31 | 1 | #N/A | #N/A | No | 8.3 | 8.3 | Not Found | #N/A | #N/A | #N/A | Not Found | #N/A | #N/A | #N/A | 8.3 | 8.3 | 8.3 | 8.3 |  |  | No |  | No | No | No
| Western_E202 | Western 102 Generating Station E202 | teppc | SPPC | SPPC | Nevada Power Company | NEVP | SW | 2005-11-01 | 2050-12-31 | 2005 | 2050 | 8.3 | 100% | 8.3 | 8.3 | ICE-NatGas | ICE_NG | ICE | SW_Peaker |  |  |  | SW_Peaker | 2006 | 2050 | 0 | SW | 8.3 | 1 | 8.3 | 1 | 1 | 2050-12-31 | 1 | #N/A | #N/A | No | 8.3 | 8.3 | Not Found | #N/A | #N/A | #N/A | Not Found | #N/A | #N/A | #N/A | 8.3 | 8.3 | 8.3 | 8.3 |  |  | No |  | No | No | No
| Western_F102 | Western 102 Generating Station F102 | teppc | SPPC | SPPC | Nevada Power Company | NEVP | SW | 2005-11-01 | 2050-12-31 | 2005 | 2050 | 8.3 | 100% | 8.3 | 8.3 | ICE-NatGas | ICE_NG | ICE | SW_Peaker |  |  |  | SW_Peaker | 2006 | 2050 | 0 | SW | 8.3 | 1 | 8.3 | 1 | 1 | 2050-12-31 | 1 | #N/A | #N/A | No | 8.3 | 8.3 | Not Found | #N/A | #N/A | #N/A | Not Found | #N/A | #N/A | #N/A | 8.3 | 8.3 | 8.3 | 8.3 |  |  | No |  | No | No | No
| Western_F202 | Western 102 Generating Station F202 | teppc | SPPC | SPPC | Nevada Power Company | NEVP | SW | 2005-11-01 | 2050-12-31 | 2005 | 2050 | 8.3 | 100% | 8.3 | 8.3 | ICE-NatGas | ICE_NG | ICE | SW_Peaker |  |  |  | SW_Peaker | 2006 | 2050 | 0 | SW | 8.3 | 1 | 8.3 | 1 | 1 | 2050-12-31 | 1 | #N/A | #N/A | No | 8.3 | 8.3 | Not Found | #N/A | #N/A | #N/A | Not Found | #N/A | #N/A | #N/A | 8.3 | 8.3 | 8.3 | 8.3 |  |  | No |  | No | No | No
| Western_G102 | Western 102 Generating Station G102 | teppc | SPPC | SPPC | Nevada Power Company | NEVP | SW | 2005-11-01 | 2050-12-31 | 2005 | 2050 | 8.3 | 100% | 8.3 | 8.3 | ICE-NatGas | ICE_NG | ICE | SW_Peaker |  |  |  | SW_Peaker | 2006 | 2050 | 0 | SW | 8.3 | 1 | 8.3 | 1 | 1 | 2050-12-31 | 1 | #N/A | #N/A | No | 8.3 | 8.3 | Not Found | #N/A | #N/A | #N/A | Not Found | #N/A | #N/A | #N/A | 8.3 | 8.3 | 8.3 | 8.3 |  |  | No |  | No | No | No
| Western_G202 | Western 102 Generating Station G202 | teppc | SPPC | SPPC | Nevada Power Company | NEVP | SW | 2005-11-01 | 2050-12-31 | 2005 | 2050 | 8.3 | 100% | 8.3 | 8.3 | ICE-NatGas | ICE_NG | ICE | SW_Peaker |  |  |  | SW_Peaker | 2006 | 2050 | 0 | SW | 8.3 | 1 | 8.3 | 1 | 1 | 2050-12-31 | 1 | #N/A | #N/A | No | 8.3 | 8.3 | Not Found | #N/A | #N/A | #N/A | Not Found | #N/A | #N/A | #N/A | 8.3 | 8.3 | 8.3 | 8.3 |  |  | No |  | No | No | No
| Western_H102 | Western 102 Generating Station H102 | teppc | SPPC | SPPC | Nevada Power Company | NEVP | SW | 2005-11-01 | 2050-12-31 | 2005 | 2050 | 8.3 | 100% | 8.3 | 8.3 | ICE-NatGas | ICE_NG | ICE | SW_Peaker |  |  |  | SW_Peaker | 2006 | 2050 | 0 | SW | 8.3 | 1 | 8.3 | 1 | 1 | 2050-12-31 | 1 | #N/A | #N/A | No | 8.3 | 8.3 | Not Found | #N/A | #N/A | #N/A | Not Found | #N/A | #N/A | #N/A | 8.3 | 8.3 | 8.3 | 8.3 |  |  | No |  | No | No | No
| Western_H202 | Western 102 Generating Station H202 | teppc | SPPC | SPPC | Nevada Power Company | NEVP | SW | 2005-11-01 | 2050-12-31 | 2005 | 2050 | 8.3 | 100% | 8.3 | 8.3 | ICE-NatGas | ICE_NG | ICE | SW_Peaker |  |  |  | SW_Peaker | 2006 | 2050 | 0 | SW | 8.3 | 1 | 8.3 | 1 | 1 | 2050-12-31 | 1 | #N/A | #N/A | No | 8.3 | 8.3 | Not Found | #N/A | #N/A | #N/A | Not Found | #N/A | #N/A | #N/A | 8.3 | 8.3 | 8.3 | 8.3 |  |  | No |  | No | No | No
| WESTLOCKG1_1 | WESTLOCKG1-1 | teppc | AESO | AESO | Alberta Electric System Operator | BCHA_AESO | Excluded | 1996-01-01 | 2050-12-01 | 1996 | 2050 | 16.9 | 100% | 16.9 | 16.9 | Bio-ST | ST_Biomass | Biomass/Wood | Excluded_Biomass |  |  |  | Excluded | 1996 | 2050 | 0 | Excluded | 16.9 | 1 | 16.9 | 1 | 1 | 2050-12-01 | 1 | #N/A | #N/A | No | 0 | 0 | Not Found | #N/A | #N/A | #N/A | Not Found | #N/A | #N/A | #N/A | 0 | 0 | 0 | 0 |  |  | No |  | No | No | No
| WestPhoenix_CC4 | WestPhoenixCC4 (Total CC Plant) | teppc | AZPS | AZPS | Arizona Public Service Company | AZPS | SW | 2001-06-01 | 2050-12-31 | 2001 | 2050 | 118.8 | 100% | 118.8 | 118.8 | CCWhole-NatGas-Industrial | CC_NG | CC | SW_CCGT |  |  |  | SW_CCGT | 2001 | 2050 | 0 | SW | 118.8 | 1 | 118.8 | 1 | 1 | 2050-12-31 | 1 | #N/A | #N/A | No | 118.8 | 118.8 | Not Found | #N/A | #N/A | #N/A | Not Found | #N/A | #N/A | #N/A | 118.8 | 118.8 | 118.8 | 118.8 |  |  | No |  | No | No | No
| WestPhoenix_CC5 | WestPhoenixCC5 (Total CC Plant) | teppc | AZPS | AZPS | Arizona Public Service Company | AZPS | SW | 2003-08-01 | 2050-12-31 | 2003 | 2050 | 515.6 | 100% | 515.6 | 515.6 | CCWhole-NatGas-Industrial | CC_NG | CC | SW_CCGT |  |  |  | SW_CCGT | 2003 | 2050 | 0 | SW | 515.6 | 1 | 515.6 | 1 | 1 | 2050-12-31 | 1 | #N/A | #N/A | No | 515.6 | 515.6 | Not Found | #N/A | #N/A | #N/A | Not Found | #N/A | #N/A | #N/A | 515.6 | 515.6 | 515.6 | 515.6 |  |  | No |  | No | No | No
| WESTPT_2_UNIT | West Point Hydro Plant | caiso | PGE_Valley | PGE_Valley | Pacific Gas and Electric Valley | PGE_Valley | CAISO | 1948-01-01 | 2050-12-31 | 1948 | 2050 | 14 | 100% | 14 | 14 |  | Hydro_Standard | Hydro | CAISO_Small_Hydro |  |  |  | CAISO_Small_Hydro_for_CAISO | 1948 | 2050 | 0 | CAISO | 14 | 1 | 14 | 1 | 1 | 2050-12-31 | 1 | WESTPT_2_UNIT | FC | No | 7 | 7 | NQC List | 12 | 10.34 | WATER | NQC List | 14 | 14 | WATER | 14 | 14 | 12 | 10.34 |  |  | No |  | No | No | No
| WestSide | West Side | teppc | PACW | PACW | PacifiCorp – West | PACW | NW | 1908-10-01 | 2030-01-01 | 1908 | 2029 | 0.6 | 100% | 0.6 | 0.6 | Hydro | Hydro_Standard | Hydro | NW_Hydro |  |  |  | NW_Hydro | 1909 | 2029 | 0 | NW | 0.6 | 1 | 0.6 | 1 | 1 | 2030-01-01 | 1 | #N/A | #N/A | No | #N/A | #N/A | Not Found | #N/A | #N/A | #N/A | Not Found | #N/A | #N/A | #N/A | #N/A | #N/A |  |  |  |  | No |  | No | No | No
| WEY_13G1 | WEY 13G1 | teppc | BCHA | BCHA | British Columbia Transmission Company | BCHA_AESO | Excluded | 2018-03-30 | 2050-03-30 | 2018 | 2049 | 24 | 100% | 24 | 24 | Bio-ICE | ICE_Biomass | Biomass/Wood | Excluded_Biomass |  |  |  | Excluded | 2018 | 2049 | 0 | Excluded | 24 | 1 | 24 | 1 | 1 | 2050-03-30 | 1 | #N/A | #N/A | No | 0 | 0 | Not Found | #N/A | #N/A | #N/A | Not Found | #N/A | #N/A | #N/A | 0 | 0 | 0 | 0 |  |  | No |  | No | No | No
| WEY_13T1 | WEY 13T1 | teppc | BCHA | BCHA | British Columbia Transmission Company | BCHA_AESO | Excluded | 2018-03-30 | 2050-03-30 | 2018 | 2049 | 18 | 100% | 18 | 18 | Bio-ICE | ICE_Biomass | Biomass/Wood | Excluded_Biomass |  |  |  | Excluded | 2018 | 2049 | 0 | Excluded | 18 | 1 | 18 | 1 | 1 | 2050-03-30 | 1 | #N/A | #N/A | No | 0 | 0 | Not Found | #N/A | #N/A | #N/A | Not Found | #N/A | #N/A | #N/A | 0 | 0 | 0 | 0 |  |  | No |  | No | No | No
| WeyerhaeuserBio | Weyerhaeuser Biomass-1 | teppc | AESO | AESO | Alberta Electric System Operator | BCHA_AESO | Excluded | 2011-03-01 | 2050-12-31 | 2011 | 2050 | 15 | 100% | 15 | 15 | Bio-ST | ST_Biomass | Biomass/Wood | Excluded_Biomass |  |  |  | Excluded | 2011 | 2050 | 0 | Excluded | 15 | 1 | 15 | 1 | 1 | 2050-12-31 | 1 | #N/A | #N/A | No | 0 | 0 | Not Found | #N/A | #N/A | #N/A | Not Found | #N/A | #N/A | #N/A | 0 | 0 | 0 | 0 |  |  | No |  | No | No | No
| WeyerhaeuserWA2 | Weyerhaeuser Longview WA-TG2 | teppc | BPAT | BPAT | Bonneville Power Administration – Transmission | BPAT | NW | 1948-01-01 | 2050-12-31 | 1948 | 2050 | 7.8 | 100% | 7.8 | 7.8 | Bio-ST | ST_Biomass | Biomass/Wood | NW_Biomass |  |  |  | NW_Biomass_for_Other | 1948 | 2050 | 0 | NW | 7.8 | 1 | 7.8 | 1 | 1 | 2050-12-31 | 1 | #N/A | #N/A | No | 5.4444 | 5.4444 | Not Found | #N/A | #N/A | #N/A | Not Found | #N/A | #N/A | #N/A | 5.4444 | 5.4444 | 5.4444 | 5.4444 |  |  | No |  | No | No | No
| WeyerhaeuserWA4 | Weyerhaeuser Longview WA-TG4 | teppc | BPAT | BPAT | Bonneville Power Administration – Transmission | BPAT | NW | 1954-01-01 | 2050-12-31 | 1954 | 2050 | 4 | 100% | 4 | 4 | Bio-ST | ST_Biomass | Biomass/Wood | NW_Biomass |  |  |  | NW_Biomass_for_Other | 1954 | 2050 | 0 | NW | 4 | 1 | 4 | 1 | 1 | 2050-12-31 | 1 | #N/A | #N/A | No | 2.792 | 2.792 | Not Found | #N/A | #N/A | #N/A | Not Found | #N/A | #N/A | #N/A | 2.792 | 2.792 | 2.792 | 2.792 |  |  | No |  | No | No | No
| WeyerhaeuserWA5 | Weyerhaeuser Longview WA-TG5 | teppc | BPAT | BPAT | Bonneville Power Administration – Transmission | BPAT | NW | 1976-01-01 | 2050-12-31 | 1976 | 2050 | 37.2 | 100% | 37.2 | 37.2 | Bio-ST | ST_Biomass | Biomass/Wood | NW_Biomass |  |  |  | NW_Biomass_for_Other | 1976 | 2050 | 0 | NW | 37.2 | 1 | 37.2 | 1 | 1 | 2050-12-31 | 1 | #N/A | #N/A | No | 25.9656 | 25.9656 | Not Found | #N/A | #N/A | #N/A | Not Found | #N/A | #N/A | #N/A | 25.9656 | 25.9656 | 25.9656 | 25.9656 |  |  | No |  | No | No | No
| WFRESN_1_SOLAR | Joya Del Sol | caiso | PGE_Valley | PGE_Valley | Pacific Gas and Electric Valley | PGE_Valley | CAISO | 2012-12-21 | 2050-12-31 | 2013 | 2050 | 1.5 | 100% | 1.5 | 1.5 |  | PVgeneric_sun | Solar_Fixed | CAISO_Solar |  |  |  | CAISO_Solar_for_CAISO | 2013 | 2050 | 0 | CAISO | 1.5 | 1 | 1.5 | 1 | 1 | 2050-12-31 | 1 | WFRESN_1_SOLAR | EO | Yes | 0.405 | 0.21 | NQC List | 0 | 0 | SUN | NQC List | 0 | 0 | SUN | 0 | 0 | 0 | 0 |  |  | No |  | No | No | No
| WGM_4G1 | WGM 4G1 | teppc | BCHA | BCHA | British Columbia Transmission Company | BCHA_AESO | Excluded | 2018-08-31 | 2050-03-30 | 2018 | 2049 | 5.35 | 100% | 5.35 | 5.35 | hydro | Hydro_Standard | Hydro | Excluded_Hydro |  |  |  | Excluded | 2019 | 2049 | 0 | Excluded | 5.35 | 1 | 5.35 | 1 | 1 | 2050-03-30 | 1 | #N/A | #N/A | No | 0 | 0 | Not Found | #N/A | #N/A | #N/A | Not Found | #N/A | #N/A | #N/A | 0 | 0 | 0 | 0 |  |  | No |  | No | No | No
| Whatshan_1 | Whatshan-1_Whatshan-1_BCH-WGS | teppc | BCHA | BCHA | British Columbia Transmission Company | BCHA_AESO | Excluded | 1951-01-01 | 2033-03-31 | 1951 | 2032 | 54 | 100% | 54 | 54 | Hydro | Hydro_Standard | Hydro | Excluded_Hydro |  |  |  | Excluded | 1951 | 2032 | 0 | Excluded | 54 | 1 | 54 | 1 | 1 | 2033-03-31 | 1 | #N/A | #N/A | No | 0 | 0 | Not Found | #N/A | #N/A | #N/A | Not Found | #N/A | #N/A | #N/A | 0 | 0 | 0 | 0 |  |  | No |  | No | No | No
| Wheat_Field | Wheat Field Wind Power Project-GEN1 | teppc | TPWR | TPWR | Tacoma Power | BPAT | NW | 2009-04-01 | 2050-12-31 | 2009 | 2050 | 96.6 | 100% | 96.6 | 96.6 | WT-Onshore | wind_onshorewind | Wind | NW_Wind |  |  |  | NW_Wind_for_Other | 2009 | 2050 | 0 | NW | 96.6 | 1 | 96.6 | 1 | 1 | 2050-12-31 | 1 | #N/A | #N/A | No | #N/A | #N/A | Not Found | #N/A | #N/A | #N/A | Not Found | #N/A | #N/A | #N/A | #N/A | #N/A |  |  |  |  | No |  | No | No | No
| WHEATL_6_LNDFIL | G2 ENERGY, OSTROM ROAD LLC | caiso | PGE_Valley | PGE_Valley | Pacific Gas and Electric Valley | PGE_Valley | CAISO | 2009-01-08 | 2050-12-31 | 2009 | 2050 | 3.55 | 100% | 3.55 | 3.55 |  | Biogas_ | Biogas_LandfillGas | CAISO_Biomass |  |  |  | CAISO_Biomass_for_CAISO | 2009 | 2050 | 0 | CAISO | 3.55 | 1 | 3.55 | 1 | 1 | 2050-12-31 | 1 | WHEATL_6_LNDFIL | FC | No | 2.4779 | 2.4779 | NQC List | 3.16 | 3.22 | BIOGAS | NQC List | 3.05 | 3.07 | BIOGAS | 3.05 | 3.07 | 3.16 | 3.22 |  |  | No |  | No | No | No
| Whiskeytown | Whiskeytown 1 | teppc | BANC | BANC | Balancing Authority of Northern California | SMUD | BANC | 1986-09-01 | 2050-12-31 | 1986 | 2050 | 5 | 100% | 5 | 5 | Hydro | Hydro_Standard | Hydro | BANC_Small_Hydro |  |  |  | BANC_Small_Hydro_for_Other | 1987 | 2050 | 0 | BANC | 5 | 1 | 5 | 1 | 1 | 2050-12-31 | 1 | #N/A | #N/A | No | 2.5 | 2.5 | Not Found | #N/A | #N/A | #N/A | Not Found | #N/A | #N/A | #N/A | 2.5 | 2.5 | 2.5 | 2.5 |  |  | No |  | No | No | No
| WhistlingRidge1 | Whistling Ridge Wind-WT (1) | teppc | TPWR | TPWR | Tacoma Power | BPAT | NW | 2018-12-31 | 2050-04-15 | 2019 | 2049 | 70 | 100% | 70 | 70 | WT-Onshore | wind_onshorewind | Wind | NW_Wind |  |  |  | NW_Wind_for_Other | 2019 | 2049 | 0 | NW | 70 | 1 | 70 | 1 | 1 | 2050-04-15 | 1 | #N/A | #N/A | No | #N/A | #N/A | Not Found | #N/A | #N/A | #N/A | Not Found | #N/A | #N/A | #N/A | #N/A | #N/A |  |  |  |  | No |  | No | No | No
| White_Creek1 | White Creek Wind Farm-1 | teppc | TPWR | TPWR | Tacoma Power | BPAT | NW | 2007-12-01 | 2050-12-31 | 2007 | 2050 | 102.35 | 100% | 102.35 | 102.35 | WT-Onshore | wind_onshorewind | Wind | NW_Wind |  |  |  | NW_Wind_for_Other | 2008 | 2050 | 0 | NW | 102.35 | 1 | 102.35 | 1 | 1 | 2050-12-31 | 1 | #N/A | #N/A | No | #N/A | #N/A | Not Found | #N/A | #N/A | #N/A | Not Found | #N/A | #N/A | #N/A | #N/A | #N/A |  |  |  |  | No |  | No | No | No
| White_Creek2 | White Creek Wind Farm-2 | teppc | TPWR | TPWR | Tacoma Power | BPAT | NW | 2007-12-01 | 2050-12-31 | 2007 | 2050 | 102.35 | 100% | 102.35 | 102.35 | WT-Onshore | wind_onshorewind | Wind | NW_Wind |  |  |  | NW_Wind_for_Other | 2008 | 2050 | 0 | NW | 102.35 | 1 | 102.35 | 1 | 1 | 2050-12-31 | 1 | #N/A | #N/A | No | #N/A | #N/A | Not Found | #N/A | #N/A | #N/A | Not Found | #N/A | #N/A | #N/A | #N/A | #N/A |  |  |  |  | No |  | No | No | No
| White_Rock_1 | White Rock H1 | teppc | BANC | BANC | Balancing Authority of Northern California | SMUD | BANC | 1968-06-01 | 2050-01-01 | 1968 | 2049 | 110 | 100% | 110 | 110 | Hydro | Hydro_Standard | Hydro | BANC_Hydro |  |  |  | BANC_Hydro | 1968 | 2049 | 0 | BANC | 110 | 1 | 110 | 1 | 1 | 2050-01-01 | 1 | #N/A | #N/A | No | #N/A | #N/A | Not Found | #N/A | #N/A | #N/A | Not Found | #N/A | #N/A | #N/A | #N/A | #N/A |  |  |  |  | No |  | No | No | No
| White_Rock_2 | White Rock H2 | teppc | BANC | BANC | Balancing Authority of Northern California | SMUD | BANC | 2013-08-01 | 2050-12-31 | 2013 | 2050 | 125 | 100% | 125 | 125 | Hydro | Hydro_Standard | Hydro | BANC_Hydro |  |  |  | BANC_Hydro | 2013 | 2050 | 0 | BANC | 125 | 1 | 125 | 1 | 1 | 2050-12-31 | 1 | #N/A | #N/A | No | #N/A | #N/A | Not Found | #N/A | #N/A | #N/A | Not Found | #N/A | #N/A | #N/A | #N/A | #N/A |  |  |  |  | No |  | No | No | No
| WHITECOURT_CGN | WHITECOURT COGEN-1 | teppc | AESO | AESO | Alberta Electric System Operator | BCHA_AESO | Excluded | 1994-12-01 | 2050-12-01 | 1994 | 2050 | 23 | 100% | 23 | 23 | Bio-ST | ST_Biomass | Biomass/Wood | Excluded_Biomass |  |  |  | Excluded | 1995 | 2050 | 0 | Excluded | 23 | 1 | 23 | 1 | 1 | 2050-12-01 | 1 | #N/A | #N/A | No | 0 | 0 | Not Found | #N/A | #N/A | #N/A | Not Found | #N/A | #N/A | #N/A | 0 | 0 | 0 | 0 |  |  | No |  | No | No | No
| Whitehead_K1 | Whitehead-K1 | teppc | PAUT | PAUT | Utah, PACE Utility | PACE | NW | 1986-10-01 | 2050-12-31 | 1986 | 2050 | 7 | 100% | 7 | 7 | ICE-NatGas | ICE_NG | ICE | NW_Peaker |  |  |  | NW_Peaker | 1987 | 2050 | 0 | NW | 7 | 1 | 7 | 1 | 1 | 2050-12-31 | 1 | #N/A | #N/A | No | 7 | 7 | Not Found | #N/A | #N/A | #N/A | Not Found | #N/A | #N/A | #N/A | 7 | 7 | 7 | 7 |  |  | No |  | No | No | No
| Whitehead_K2 | Whitehead-K2 | teppc | PAUT | PAUT | Utah, PACE Utility | PACE | NW | 1986-08-01 | 2050-12-31 | 1986 | 2050 | 7 | 100% | 7 | 7 | ICE-NatGas | ICE_NG | ICE | NW_Peaker |  |  |  | NW_Peaker | 1986 | 2050 | 0 | NW | 7 | 1 | 7 | 1 | 1 | 2050-12-31 | 1 | #N/A | #N/A | No | 7 | 7 | Not Found | #N/A | #N/A | #N/A | Not Found | #N/A | #N/A | #N/A | 7 | 7 | 7 | 7 |  |  | No |  | No | No | No
| Whitehead_K3 | Whitehead-K3 | teppc | PAUT | PAUT | Utah, PACE Utility | PACE | NW | 2000-03-01 | 2050-12-31 | 2000 | 2050 | 7 | 100% | 7 | 7 | ICE-NatGas | ICE_NG | ICE | NW_Peaker |  |  |  | NW_Peaker | 2000 | 2050 | 0 | NW | 7 | 1 | 7 | 1 | 1 | 2050-12-31 | 1 | #N/A | #N/A | No | 7 | 7 | Not Found | #N/A | #N/A | #N/A | Not Found | #N/A | #N/A | #N/A | 7 | 7 | 7 | 7 |  |  | No |  | No | No | No
| Whitehead_K4 | Whitehead-K4 | teppc | PAUT | PAUT | Utah, PACE Utility | PACE | NW | 2002-12-01 | 2050-12-31 | 2002 | 2050 | 5 | 100% | 5 | 5 | ICE-NatGas | ICE_NG | ICE | NW_Peaker |  |  |  | NW_Peaker | 2003 | 2050 | 0 | NW | 5 | 1 | 5 | 1 | 1 | 2050-12-31 | 1 | #N/A | #N/A | No | 5 | 5 | Not Found | #N/A | #N/A | #N/A | Not Found | #N/A | #N/A | #N/A | 5 | 5 | 5 | 5 |  |  | No |  | No | No | No
| Whitehorn_2 | Whitehorn-2 | teppc | PSEI | PSEI | Puget Sound Energy | BPAT | NW | 1981-10-01 | 2050-12-31 | 1981 | 2050 | 84.6 | 100% | 84.6 | 84.6 | CT-NatGas-Industrial | CT_NG | CT | NW_Peaker |  |  |  | NW_Peaker | 1982 | 2050 | 0 | NW | 84.6 | 1 | 84.6 | 1 | 1 | 2050-12-31 | 1 | #N/A | #N/A | No | 84.6 | 84.6 | Not Found | #N/A | #N/A | #N/A | Not Found | #N/A | #N/A | #N/A | 84.6 | 84.6 | 84.6 | 84.6 |  |  | No |  | No | No | No
| Whitehorn_3 | Whitehorn-3 | teppc | PSEI | PSEI | Puget Sound Energy | BPAT | NW | 1981-10-01 | 2050-12-31 | 1981 | 2050 | 84.6 | 100% | 84.6 | 84.6 | CT-NatGas-Industrial | CT_NG | CT | NW_Peaker |  |  |  | NW_Peaker | 1982 | 2050 | 0 | NW | 84.6 | 1 | 84.6 | 1 | 1 | 2050-12-31 | 1 | #N/A | #N/A | No | 84.6 | 84.6 | Not Found | #N/A | #N/A | #N/A | Not Found | #N/A | #N/A | #N/A | 84.6 | 84.6 | 84.6 | 84.6 |  |  | No |  | No | No | No
| WhiteWaterRanch | White Water Ranch-1 | teppc | IPFE | IPFE | Idaho Far East | IPCO | NW | 1985-08-01 | 2030-04-15 | 1985 | 2029 | 0.16 | 100% | 0.16 | 0.16 | Hydro | Hydro_Standard | Hydro | NW_Hydro |  |  |  | NW_Hydro | 1985 | 2029 | 0 | NW | 0.16 | 1 | 0.16 | 1 | 1 | 2030-04-15 | 1 | #N/A | #N/A | No | #N/A | #N/A | Not Found | #N/A | #N/A | #N/A | Not Found | #N/A | #N/A | #N/A | #N/A | #N/A |  |  |  |  | No |  | No | No | No
| WHITNY_6_SOLAR | Whitney Point Solar | caiso | PGE_Valley | PGE_Valley | Pacific Gas and Electric Valley | PGE_Valley | CAISO | 2017-04-14 | 2050-12-31 | 2017 | 2050 | 20 | 100% | 20 | 20 | PVgeneric_sun | PVgeneric_sun | Solar_Fixed | CAISO_Solar |  |  |  | CAISO_Solar_for_CAISO | 2017 | 2050 | 0 | CAISO | 20 | 1 | 20 | 1 | 1 | 2050-12-31 | 1 | WHITNY_6_SOLAR | EO | Yes | 5.4 | 2.8 | NQC List | 0 | 0 | SUN | NQC List | 0 | 0 | SUN | 0 | 0 | 0 | 0 |  |  | No |  | No | No | No
| WHTWTR_1_WINDA1 | Whitewater Hill Wind Project | caiso | SCE | SCE | Southern California Edison | SCE | CAISO | 2002-08-31 | 2050-12-31 | 2002 | 2050 | 61.5 | 100% | 61.5 | 61.5 |  | wind_onshorewind | Wind | CAISO_Wind |  |  |  | CAISO_Wind_for_CAISO | 2003 | 2050 | 0 | CAISO | 61.5 | 1 | 61.5 | 1 | 1 | 2050-12-31 | 1 | WHTWTR_1_WINDA1 | FC | No | 12.915 | 9.225 | NQC List | 12.92 | 9.23 | WIND | NQC List | 12.92 | 9.23 | WIND | 12.92 | 9.23 | 12.92 | 9.23 |  |  | No |  | No | No | No
| Wild_Horse_W3 | Wild Horse-W3 | teppc | PSEI | PSEI | Puget Sound Energy | BPAT | NW | 2009-11-01 | 2050-12-31 | 2009 | 2050 | 44 | 100% | 44 | 44 | WT-Onshore | wind_onshorewind | Wind | NW_Wind |  |  |  | NW_Wind_for_Other | 2010 | 2050 | 0 | NW | 44 | 1 | 44 | 1 | 1 | 2050-12-31 | 1 | #N/A | #N/A | No | #N/A | #N/A | Not Found | #N/A | #N/A | #N/A | Not Found | #N/A | #N/A | #N/A | #N/A | #N/A |  |  |  |  | No |  | No | No | No
| Wild_Horse_Wind_1 | Wild Horse-W1 | teppc | PSEI | PSEI | Puget Sound Energy | BPAT | NW | 2006-12-01 | 2050-12-31 | 2006 | 2050 | 113.3 | 100% | 113.3 | 113.3 | WT-Onshore | wind_onshorewind | Wind | NW_Wind |  |  |  | NW_Wind_for_Other | 2007 | 2050 | 0 | NW | 113.3 | 1 | 113.3 | 1 | 1 | 2050-12-31 | 1 | #N/A | #N/A | No | #N/A | #N/A | Not Found | #N/A | #N/A | #N/A | Not Found | #N/A | #N/A | #N/A | #N/A | #N/A |  |  |  |  | No |  | No | No | No
| Wild_Horse_Wind_2_3 | Wild Horse-W2 | teppc | PSEI | PSEI | Puget Sound Energy | BPAT | NW | 2006-09-01 | 2050-12-31 | 2006 | 2050 | 115.3 | 100% | 115.3 | 115.3 | WT-Onshore | wind_onshorewind | Wind | NW_Wind |  |  |  | NW_Wind_for_Other | 2007 | 2050 | 0 | NW | 115.3 | 1 | 115.3 | 1 | 1 | 2050-12-31 | 1 | #N/A | #N/A | No | #N/A | #N/A | Not Found | #N/A | #N/A | #N/A | Not Found | #N/A | #N/A | #N/A | #N/A | #N/A |  |  |  |  | No |  | No | No | No
| Wild_Rose_1 | Wild Rose 1¦Don A Campbell 1 | teppc | SPPC | SPPC | Nevada Power Company | NEVP | SW | 1985-08-01 | 2030-04-15 | 1985 | 2029 | 25 | 100% | 25 | 25 | Geo-BinaryCycle | Geothermal_steam | Geothermal | SW_Geothermal |  |  |  | SW_Geothermal_for_Other | 1985 | 2029 | 0 | SW | 25 | 1 | 25 | 1 | 1 | 2030-04-15 | 1 | #N/A | #N/A | No | 15.4 | 15.4 | Not Found | #N/A | #N/A | #N/A | Not Found | #N/A | #N/A | #N/A | 15.4 | 15.4 | 15.4 | 15.4 |  |  | No |  | No | No | No
| Wild_Rose_2 | Wild Rose 2¦Don Campbell 2 | teppc | SPPC | SPPC | Nevada Power Company | NEVP | SW | 2015-09-01 | 2050-12-31 | 2015 | 2050 | 25 | 100% | 25 | 25 | Geo-BinaryCycle | Geothermal_steam | Geothermal | SW_Geothermal |  |  |  | SW_Geothermal_for_Other | 2016 | 2050 | 0 | SW | 25 | 1 | 25 | 1 | 1 | 2050-12-31 | 1 | #N/A | #N/A | No | 15.4 | 15.4 | Not Found | #N/A | #N/A | #N/A | Not Found | #N/A | #N/A | #N/A | 15.4 | 15.4 | 15.4 | 15.4 |  |  | No |  | No | No | No
| Wildmare_Wind_1 | Wildmare Wind-1_Wildmare Wind-1_IPP-WDM | teppc | BCHA | BCHA | British Columbia Transmission Company | BCHA_AESO | Excluded | 2015-11-01 | 2040-11-01 | 2015 | 2039 | 36 | 100% | 36 | 36 | WT-Onshore | wind_onshorewind | Wind | Excluded_Wind |  |  |  | Excluded | 2016 | 2040 | 0 | Excluded | 36 | 1 | 36 | 1 | 1 | 2040-11-01 | 1 | #N/A | #N/A | No | 0 | 0 | Not Found | #N/A | #N/A | #N/A | Not Found | #N/A | #N/A | #N/A | 0 | 0 | 0 | 0 |  |  | No |  | No | No | No
| Wildmare_Wind_2 | Wildmare Wind-2_Wildmare Wind-2_IPP-WDM | teppc | BCHA | BCHA | British Columbia Transmission Company | BCHA_AESO | Excluded | 2015-11-01 | 2040-11-01 | 2015 | 2039 | 14.4 | 100% | 14.4 | 14.4 | WT-Onshore | wind_onshorewind | Wind | Excluded_Wind |  |  |  | Excluded | 2016 | 2040 | 0 | Excluded | 14.4 | 1 | 14.4 | 1 | 1 | 2040-11-01 | 1 | #N/A | #N/A | No | 0 | 0 | Not Found | #N/A | #N/A | #N/A | Not Found | #N/A | #N/A | #N/A | 0 | 0 | 0 | 0 |  |  | No |  | No | No | No
| Wildmare_Wind_3 | Wildmare Wind-3_Wildmare Wind-3_IPP-WDM | teppc | BCHA | BCHA | British Columbia Transmission Company | BCHA_AESO | Excluded | 2015-11-01 | 2040-11-01 | 2015 | 2039 | 27 | 100% | 27 | 27 | WT-Onshore | wind_onshorewind | Wind | Excluded_Wind |  |  |  | Excluded | 2016 | 2040 | 0 | Excluded | 27 | 1 | 27 | 1 | 1 | 2040-11-01 | 1 | #N/A | #N/A | No | 0 | 0 | Not Found | #N/A | #N/A | #N/A | Not Found | #N/A | #N/A | #N/A | 0 | 0 | 0 | 0 |  |  | No |  | No | No | No
| WildRoseWind01 | Naturener Wild Rose Wind Farm Phase 1-01 | teppc | BCHA | BCHA | British Columbia Transmission Company | BCHA_AESO | Excluded | 2014-07-31 | 2050-12-31 | 2014 | 2050 | 21 | 100% | 21 | 21 | WT-Onshore | wind_onshorewind | Wind | Excluded_Wind |  |  |  | Excluded | 2014 | 2050 | 0 | Excluded | 21 | 1 | 21 | 1 | 1 | 2050-12-31 | 1 | #N/A | #N/A | No | 0 | 0 | Not Found | #N/A | #N/A | #N/A | Not Found | #N/A | #N/A | #N/A | 0 | 0 | 0 | 0 |  |  | No |  | No | No | No
| WildRoseWind03 | Naturener Wild Rose Wind Farm Phase 1-03 | teppc | BCHA | BCHA | British Columbia Transmission Company | BCHA_AESO | Excluded | 2014-07-31 | 2050-12-31 | 2014 | 2050 | 21 | 100% | 21 | 21 | WT-Onshore | wind_onshorewind | Wind | Excluded_Wind |  |  |  | Excluded | 2014 | 2050 | 0 | Excluded | 21 | 1 | 21 | 1 | 1 | 2050-12-31 | 1 | #N/A | #N/A | No | 0 | 0 | Not Found | #N/A | #N/A | #N/A | Not Found | #N/A | #N/A | #N/A | 0 | 0 | 0 | 0 |  |  | No |  | No | No | No
| WildRoseWind04 | Naturener Wild Rose Wind Farm Phase 1-04 | teppc | BCHA | BCHA | British Columbia Transmission Company | BCHA_AESO | Excluded | 2014-07-31 | 2050-12-31 | 2014 | 2050 | 19.5 | 100% | 19.5 | 19.5 | WT-Onshore | wind_onshorewind | Wind | Excluded_Wind |  |  |  | Excluded | 2014 | 2050 | 0 | Excluded | 19.5 | 1 | 19.5 | 1 | 1 | 2050-12-31 | 1 | #N/A | #N/A | No | 0 | 0 | Not Found | #N/A | #N/A | #N/A | Not Found | #N/A | #N/A | #N/A | 0 | 0 | 0 | 0 |  |  | No |  | No | No | No
| WildRoseWind05 | Naturener Wild Rose Wind Farm Phase 1-05 | teppc | BCHA | BCHA | British Columbia Transmission Company | BCHA_AESO | Excluded | 2014-07-31 | 2050-12-31 | 2014 | 2050 | 19.5 | 100% | 19.5 | 19.5 | WT-Onshore | wind_onshorewind | Wind | Excluded_Wind |  |  |  | Excluded | 2014 | 2050 | 0 | Excluded | 19.5 | 1 | 19.5 | 1 | 1 | 2050-12-31 | 1 | #N/A | #N/A | No | 0 | 0 | Not Found | #N/A | #N/A | #N/A | Not Found | #N/A | #N/A | #N/A | 0 | 0 | 0 | 0 |  |  | No |  | No | No | No
| WildRoseWind07 | Naturener Wild Rose Wind Farm Phase 1-07 | teppc | BCHA | BCHA | British Columbia Transmission Company | BCHA_AESO | Excluded | 2014-07-31 | 2050-12-31 | 2014 | 2050 | 19.5 | 100% | 19.5 | 19.5 | WT-Onshore | wind_onshorewind | Wind | Excluded_Wind |  |  |  | Excluded | 2014 | 2050 | 0 | Excluded | 19.5 | 1 | 19.5 | 1 | 1 | 2050-12-31 | 1 | #N/A | #N/A | No | 0 | 0 | Not Found | #N/A | #N/A | #N/A | Not Found | #N/A | #N/A | #N/A | 0 | 0 | 0 | 0 |  |  | No |  | No | No | No
| WildRoseWind08 | Naturener Wild Rose Wind Farm Phase 1-08 | teppc | PNM | PNM | Public Service Company of New Mexico | PNM_EPE | SW | 2014-07-31 | 2050-12-31 | 2014 | 2050 | 21 | 100% | 21 | 21 | WT-Onshore | wind_onshorewind | Wind | SW_Wind |  |  |  | SW_Wind_for_Other | 2014 | 2050 | 0 | SW | 21 | 1 | 21 | 1 | 1 | 2050-12-31 | 1 | #N/A | #N/A | No | #N/A | #N/A | Not Found | #N/A | #N/A | #N/A | Not Found | #N/A | #N/A | #N/A | #N/A | #N/A |  |  |  |  | No |  | No | No | No
| WildRoseWind09 | Naturener Wild Rose Wind Farm Phase 1-09 | teppc | BCHA | BCHA | British Columbia Transmission Company | BCHA_AESO | Excluded | 2014-07-31 | 2050-12-31 | 2014 | 2050 | 21 | 100% | 21 | 21 | WT-Onshore | wind_onshorewind | Wind | Excluded_Wind |  |  |  | Excluded | 2014 | 2050 | 0 | Excluded | 21 | 1 | 21 | 1 | 1 | 2050-12-31 | 1 | #N/A | #N/A | No | 0 | 0 | Not Found | #N/A | #N/A | #N/A | Not Found | #N/A | #N/A | #N/A | 0 | 0 | 0 | 0 |  |  | No |  | No | No | No
| Wilkins_Wind | Wilkins Wind-WT (10 x 2.5) | teppc | PNM | PNM | Public Service Company of New Mexico | PNM_EPE | SW | 2016-12-01 | 2050-04-15 | 2016 | 2049 | 25 | 100% | 25 | 25 | WT-Onshore | wind_onshorewind | Wind | SW_Wind |  |  |  | SW_Wind_for_Other | 2017 | 2049 | 0 | SW | 25 | 1 | 25 | 1 | 1 | 2050-04-15 | 1 | #N/A | #N/A | No | #N/A | #N/A | Not Found | #N/A | #N/A | #N/A | Not Found | #N/A | #N/A | #N/A | #N/A | #N/A |  |  |  |  | No |  | No | No | No
| Williams_Fork | Williams Fork Hydro Plant GEN1-GEN2 | teppc | WACM | WACM | Western Area Power Administration, Colorado-Missouri Region | WACM | Excluded | 1959-07-01 | 2050-12-31 | 1959 | 2050 | 3 | 100% | 3 | 3 | Hydro | Hydro_Standard | Hydro | Excluded_Hydro |  |  |  | Excluded | 1959 | 2050 | 0 | Excluded | 3 | 1 | 3 | 1 | 1 | 2050-12-31 | 1 | #N/A | #N/A | No | 0 | 0 | Not Found | #N/A | #N/A | #N/A | Not Found | #N/A | #N/A | #N/A | 0 | 0 | 0 | 0 |  |  | No |  | No | No | No
| Willow_Springs_Solar__LLC | Willow Springs Solar, LLC | rps | SCE | SCE | Southern California Edison | SCE | CAISO | 2019-10-31 | 2050-12-31 | 2019 | 2050 | 108 | 100% | 108 | 108 | Solar PV - Ground mountSolar: Tracking (1 Axis) | 1axPV_sun | Solar_1Axis | CAISO_Solar |  |  |  | CAISO_Solar_for_CAISO | 2020 | 2050 | 0 | CAISO | 108 | 1 | 108 | 1 | 1 | 2050-12-31 | 0 | DSFLWR_2_WS2SR1 | FC | No | 29.16 | 15.12 | NQC List | 27 | 14 | SUN | NQC List | 27 | 14 | SUN | 27 | 14 | 27 | 14 |  |  | No |  | No | No | No
| WillowCreekEC | Willow Creek Energy Center-1 | teppc | TPWR | TPWR | Tacoma Power | BPAT | NW | 2009-02-01 | 2050-12-31 | 2009 | 2050 | 72 | 100% | 72 | 72 | WT-Onshore | wind_onshorewind | Wind | NW_Wind |  |  |  | NW_Wind_for_Other | 2009 | 2050 | 0 | NW | 72 | 1 | 72 | 1 | 1 | 2050-12-31 | 0 | #N/A | #N/A | No | #N/A | #N/A | Not Found | #N/A | #N/A | #N/A | Not Found | #N/A | #N/A | #N/A | #N/A | #N/A |  |  |  |  | No |  | No | No | No
| WilsonLake1 | Wilson Lake Hydroelectric Project-1 | teppc | IPTV | IPTV | Idaho Treasure Valley | IPCO | NW | 1993-05-18 | 2050-12-31 | 1993 | 2050 | 7.3 | 100% | 7.3 | 7.3 | Hydro | Hydro_Standard | Hydro | NW_Hydro |  |  |  | NW_Hydro | 1993 | 2050 | 0 | NW | 7.3 | 1 | 7.3 | 1 | 1 | 2050-12-31 | 0 | #N/A | #N/A | No | #N/A | #N/A | Not Found | #N/A | #N/A | #N/A | Not Found | #N/A | #N/A | #N/A | #N/A | #N/A |  |  |  |  | No |  | No | No | No
| WilsonLake2 | Wilson Lake Hydroelectric Project-2 | teppc | IPFE | IPFE | Idaho Far East | IPCO | NW | 1993-05-18 | 2050-12-31 | 1993 | 2050 | 4.2 | 100% | 4.2 | 4.2 | Hydro | Hydro_Standard | Hydro | NW_Hydro |  |  |  | NW_Hydro | 1993 | 2050 | 0 | NW | 4.2 | 1 | 4.2 | 1 | 1 | 2050-12-31 | 0 | #N/A | #N/A | No | #N/A | #N/A | Not Found | #N/A | #N/A | #N/A | Not Found | #N/A | #N/A | #N/A | #N/A | #N/A |  |  |  |  | No |  | No | No | No
| SUNSPT_2_WNASR1 | Windhub Solar A Solar Project | rps | SCE | SCE | Southern California Edison | SCE | CAISO | 2019-12-01 | 2050-12-31 | 2019 | 2050 | 20 | 100% | 20 | 20 | Solar PV - Ground mountSolar: Tracking (1 Axis) | 1axPV_sun | Solar_1Axis | CAISO_Solar |  |  |  | CAISO_Solar_for_CAISO | 2020 | 2050 | 0 | CAISO | 20 | 1 | 20 | 1 | 1 | 2050-12-31 | 0 | SUNSPT_2_WNASR1 | FC | No | 5.4 | 2.8 | NQC List | 5.4 | 2.8 | SUN | NQC List | 5.4 | 2.8 | SUN | 5.4 | 2.8 | 5.4 | 2.8 |  |  | No |  | No | No | No
| Windy_Flats_Wind | Windy Flats Wind Project-1 | teppc | TPWR | TPWR | Tacoma Power | BPAT | NW | 2010-01-01 | 2050-12-31 | 2010 | 2050 | 202.4 | 100% | 202.4 | 202.4 | WT-Onshore | wind_onshorewind | Wind | NW_Wind |  |  |  | NW_Wind_for_Other | 2010 | 2050 | 0 | NW | 202.4 | 1 | 202.4 | 1 | 1 | 2050-12-31 | 0 | #N/A | #N/A | No | #N/A | #N/A | Not Found | #N/A | #N/A | #N/A | Not Found | #N/A | #N/A | #N/A | #N/A | #N/A |  |  |  |  | No |  | No | No | No
| WindyFlats2 | Windy Flats Wind Project-2 | teppc | TPWR | TPWR | Tacoma Power | BPAT | NW | 2010-01-01 | 2050-12-31 | 2010 | 2050 | 59.8 | 100% | 59.8 | 59.8 | WT-Onshore | wind_onshorewind | Wind | NW_Wind |  |  |  | NW_Wind_for_Other | 2010 | 2050 | 0 | NW | 59.8 | 1 | 59.8 | 1 | 1 | 2050-12-31 | 0 | #N/A | #N/A | No | #N/A | #N/A | Not Found | #N/A | #N/A | #N/A | Not Found | #N/A | #N/A | #N/A | #N/A | #N/A |  |  |  |  | No |  | No | No | No
| WindyFlats3 | Windy Flats 3 (Windy Point 3)-WT (43 x 2.3) | teppc | TPWR | TPWR | Tacoma Power | BPAT | NW | 2013-12-01 | 2050-12-31 | 2013 | 2050 | 98.9 | 100% | 98.9 | 98.9 | WT-Onshore | wind_onshorewind | Wind | NW_Wind |  |  |  | NW_Wind_for_Other | 2014 | 2050 | 0 | NW | 98.9 | 1 | 98.9 | 1 | 1 | 2050-12-31 | 0 | #N/A | #N/A | No | #N/A | #N/A | Not Found | #N/A | #N/A | #N/A | Not Found | #N/A | #N/A | #N/A | #N/A | #N/A |  |  |  |  | No |  | No | No | No
| WinteringHills1 | Suncor Wintering Hills-G1 | teppc | AESO | AESO | Alberta Electric System Operator | BCHA_AESO | Excluded | 2011-09-01 | 2050-12-31 | 2011 | 2050 | 16 | 100% | 16 | 16 | WT-Onshore | wind_onshorewind | Wind | Excluded_Wind |  |  |  | Excluded | 2012 | 2050 | 0 | Excluded | 16 | 1 | 16 | 1 | 1 | 2050-12-31 | 0 | #N/A | #N/A | No | 0 | 0 | Not Found | #N/A | #N/A | #N/A | Not Found | #N/A | #N/A | #N/A | 0 | 0 | 0 | 0 |  |  | No |  | No | No | No
| WinteringHills2 | Suncor Wintering Hills-G2 | teppc | AESO | AESO | Alberta Electric System Operator | BCHA_AESO | Excluded | 2011-09-01 | 2050-12-31 | 2011 | 2050 | 14.4 | 100% | 14.4 | 14.4 | WT-Onshore | wind_onshorewind | Wind | Excluded_Wind |  |  |  | Excluded | 2012 | 2050 | 0 | Excluded | 14.4 | 1 | 14.4 | 1 | 1 | 2050-12-31 | 0 | #N/A | #N/A | No | 0 | 0 | Not Found | #N/A | #N/A | #N/A | Not Found | #N/A | #N/A | #N/A | 0 | 0 | 0 | 0 |  |  | No |  | No | No | No
| WinteringHills3 | Suncor Wintering Hills-G3 | teppc | AESO | AESO | Alberta Electric System Operator | BCHA_AESO | Excluded | 2011-09-01 | 2050-12-31 | 2011 | 2050 | 12.8 | 100% | 12.8 | 12.8 | WT-Onshore | wind_onshorewind | Wind | Excluded_Wind |  |  |  | Excluded | 2012 | 2050 | 0 | Excluded | 12.8 | 1 | 12.8 | 1 | 1 | 2050-12-31 | 0 | #N/A | #N/A | No | 0 | 0 | Not Found | #N/A | #N/A | #N/A | Not Found | #N/A | #N/A | #N/A | 0 | 0 | 0 | 0 |  |  | No |  | No | No | No
| WinteringHills4 | Suncor Wintering Hills-G4 | teppc | AESO | AESO | Alberta Electric System Operator | BCHA_AESO | Excluded | 2011-09-01 | 2050-12-31 | 2011 | 2050 | 16 | 100% | 16 | 16 | WT-Onshore | wind_onshorewind | Wind | Excluded_Wind |  |  |  | Excluded | 2012 | 2050 | 0 | Excluded | 16 | 1 | 16 | 1 | 1 | 2050-12-31 | 0 | #N/A | #N/A | No | 0 | 0 | Not Found | #N/A | #N/A | #N/A | Not Found | #N/A | #N/A | #N/A | 0 | 0 | 0 | 0 |  |  | No |  | No | No | No
| WinteringHills5 | Suncor Wintering Hills-G5 | teppc | AESO | AESO | Alberta Electric System Operator | BCHA_AESO | Excluded | 2011-09-01 | 2050-12-31 | 2011 | 2050 | 14.4 | 100% | 14.4 | 14.4 | WT-Onshore | wind_onshorewind | Wind | Excluded_Wind |  |  |  | Excluded | 2012 | 2050 | 0 | Excluded | 14.4 | 1 | 14.4 | 1 | 1 | 2050-12-31 | 0 | #N/A | #N/A | No | 0 | 0 | Not Found | #N/A | #N/A | #N/A | Not Found | #N/A | #N/A | #N/A | 0 | 0 | 0 | 0 |  |  | No |  | No | No | No
| WinteringHills6 | Suncor Wintering Hills-G6 | teppc | AESO | AESO | Alberta Electric System Operator | BCHA_AESO | Excluded | 2011-09-01 | 2050-12-31 | 2011 | 2050 | 14.4 | 100% | 14.4 | 14.4 | WT-Onshore | wind_onshorewind | Wind | Excluded_Wind |  |  |  | Excluded | 2012 | 2050 | 0 | Excluded | 14.4 | 1 | 14.4 | 1 | 1 | 2050-12-31 | 0 | #N/A | #N/A | No | 0 | 0 | Not Found | #N/A | #N/A | #N/A | Not Found | #N/A | #N/A | #N/A | 0 | 0 | 0 | 0 |  |  | No |  | No | No | No
| WISE_1_UNIT_1 | Wise Hydro Unit 1 | caiso | PGE_Valley | PGE_Valley | Pacific Gas and Electric Valley | PGE_Valley | CAISO | 1917-01-01 | 2050-12-31 | 1917 | 2050 | 14.5 | 100% | 14.5 | 14.5 |  | Hydro_Standard | Hydro | CAISO_Hydro |  |  |  | CAISO_Hydro | 1917 | 2050 | 0 | CAISO | 14.5 | 1 | 14.5 | 1 | 1 | 2050-12-31 | 0 | WISE_1_UNIT 1 | FC | No | 12.2636 | 12.2636 | NQC List | 8.9 | 6.42 | WATER | NQC List | 14.5 | 14.5 | WATER | 14.5 | 14.5 | 8.9 | 6.42 |  |  | No |  | No | No | No
| WISE_1_UNIT_2 | WISE HYDRO UNIT 2 | caiso | PGE_Valley | PGE_Valley | Pacific Gas and Electric Valley | PGE_Valley | CAISO | 1986-01-01 | 2050-12-31 | 1986 | 2050 | 3.2 | 100% | 3.2 | 3.2 |  | Hydro_Standard | Hydro | CAISO_Hydro |  |  |  | CAISO_Hydro | 1986 | 2050 | 0 | CAISO | 3.2 | 1 | 3.2 | 1 | 1 | 2050-12-31 | 0 | WISE_1_UNIT 2 | FC | No | 2.7064 | 2.7064 | NQC List | 0 | 0 | WATER | NQC List | 3.2 | 3.2 | WATER | 3.2 | 3.2 | 0 | 0 |  |  | No |  | No | No | No
| WISHON_6_UNITS | Wishon/San Joaquin #1-A AGGREGATE | caiso | PGE_Valley | PGE_Valley | Pacific Gas and Electric Valley | PGE_Valley | CAISO | 1910-01-01 | 2050-12-31 | 1910 | 2050 | 18.4 | 100% | 18.4 | 18.4 |  | Hydro_Standard | Hydro | CAISO_Small_Hydro |  |  |  | CAISO_Small_Hydro_for_CAISO | 1910 | 2050 | 0 | CAISO | 18.4 | 1 | 18.4 | 1 | 1 | 2050-12-31 | 0 | WISHON_6_UNITS | FC | No | 9.2 | 9.2 | NQC List | 0 | 0 | WATER | NQC List | 18.4 | 18.4 | WATER | 18.4 | 18.4 | 0 | 0 |  |  | No |  | No | No | No
| WISTRA_2_WRSSR1 | Wistaria Ranch Solar | caiso | SDGE | SDGE | San Diego Gas and Electric | SDGE | CAISO | 2018-12-01 | 2050-12-31 | 2018 | 2050 | 100 | 100% | 100 | 100 | PHOTO VOLTAIC_SUN | PVgeneric_sun | Solar_Fixed | CAISO_Solar |  |  |  | CAISO_Solar_for_CAISO | 2019 | 2050 | 0 | CAISO | 100 | 1 | 100 | 1 | 1 | 2050-12-31 | 0 | WISTRA_2_WRSSR1 | FC | No | 27 | 14 | NQC List | 27 | 14 | SUN | NQC List | 27 | 14 | SUN | 27 | 14 | 27 | 14 |  |  | No |  | No | Yes | Yes
| WLDWD_1_SOLAR1 | Wildwood Solar I | caiso | SCE | SCE | Southern California Edison | SCE | CAISO | 2015-02-19 | 2050-12-31 | 2015 | 2050 | 20 | 100% | 20 | 20 |  | PVgeneric_sun | Solar_Fixed | CAISO_Solar |  |  |  | CAISO_Solar_for_CAISO | 2015 | 2050 | 0 | CAISO | 20 | 1 | 20 | 1 | 1 | 2050-12-31 | 0 | WLDWD_1_SOLAR1 | FC | No | 5.4 | 2.8 | NQC List | 5.4 | 2.8 | SUN | NQC List | 5.4 | 2.8 | SUN | 5.4 | 2.8 | 5.4 | 2.8 |  |  | No |  | No | No | No
| WLDWD_1_SOLAR2 | Wildwood Solar 2 | caiso | SCE | SCE | Southern California Edison | SCE | CAISO | 2016-12-01 | 2050-12-31 | 2016 | 2050 | 15 | 100% | 15 | 15 | PVgeneric_sun | PVgeneric_sun | Solar_Fixed | CAISO_Solar |  |  |  | CAISO_Solar_for_CAISO | 2017 | 2050 | 0 | CAISO | 15 | 1 | 15 | 1 | 1 | 2050-12-31 | 0 | WLDWD_1_SOLAR2 | FC | No | 4.05 | 2.1 | NQC List | 4.05 | 2.1 | SUN | NQC List | 4.05 | 2.1 | SUN | 4.05 | 2.1 | 4.05 | 2.1 |  |  | No |  | No | No | No
| WNDMAS_2_UNIT_1 | BUENA VISTA ENERGY, LLC | caiso | PGE_Bay | PGE_Bay | Pacific Gas and Electric Bay | PGE_Bay | CAISO | 1983-12-24 | 2050-12-31 | 1984 | 2050 | 38 | 100% | 38 | 38 |  | wind_onshorewind | Wind | CAISO_Wind |  |  |  | CAISO_Wind_for_CAISO | 1984 | 2050 | 0 | CAISO | 38 | 1 | 38 | 1 | 1 | 2050-12-31 | 0 | WNDMAS_2_UNIT 1 | FC | No | 7.98 | 5.7 | NQC List | 7.98 | 5.7 | WIND | NQC List | 7.98 | 5.7 | WIND | 7.98 | 5.7 | 7.98 | 5.7 |  |  | No |  | No | No | No
| WNDSTR_2_WIND | Windstar | caiso | SCE | SCE | Southern California Edison | SCE | CAISO | 2012-01-28 | 2050-12-31 | 2012 | 2050 | 120 | 100% | 120 | 120 |  | wind_onshorewind | Wind | CAISO_Wind |  |  |  | CAISO_Wind_for_CAISO | 2012 | 2050 | 0 | CAISO | 120 | 1 | 120 | 1 | 1 | 2050-12-31 | 0 | WNDSTR_2_WIND | FC | No | 25.2 | 18 | NQC List | 25.2 | 18 | WIND | NQC List | 25.2 | 18 | WIND | 25.2 | 18 | 25.2 | 18 |  |  | No |  | No | No | No
| WOLFSK_1_UNITA1 | Wolfskill Energy Center | caiso | PGE_Valley | PGE_Valley | Pacific Gas and Electric Valley | PGE_Valley | CAISO | 2003-03-22 | 2050-12-31 | 2003 | 2050 | 46.9 | 100% | 46.9 | 46.9 | CT-NatGas-Aero | CT_NG | CT | CAISO_Peaker1 |  |  |  | CAISO_Peaker1 | 2003 | 2050 | 0 | CAISO | 46.9 | 1 | 46.9 | 1 | 1 | 2050-12-31 | 0 | WOLFSK_1_UNITA1 | FC | No | 43.3232 | 43.3232 | NQC List | 46.9 | 46.9 | NATURAL GAS | NQC List | 46.9 | 46.9 | NATURAL GAS | 46.9 | 46.9 | 46.9 | 46.9 |  |  | No |  | No | No | No
| Wolverine_Creek |  | teppc | PAID | PAID | Idaho, PACE Utility | IPCO | NW | 2006-02-01 | 2050-12-31 | 2006 | 2050 | 19 | 100% | 19 | 19 | WT-Onshore | wind_onshorewind | Wind | NW_Wind |  |  |  | NW_Wind_for_Other | 2006 | 2050 | 0 | NW | 19 | 1 | 19 | 1 | 1 | 2050-12-31 | 0 | #N/A | #N/A | No | #N/A | #N/A | Not Found | #N/A | #N/A | #N/A | Not Found | #N/A | #N/A | #N/A | #N/A | #N/A |  |  |  |  | No |  | No | No | No
| Woodland_1 | Woodland NA1 | teppc | BANC | BANC | Balancing Authority of Northern California | SMUD | BANC | 1993-11-01 | 2050-12-31 | 1993 | 2050 | 49 | 100% | 49 | 49 | CT-NatGas-Industrial | CT_NG | CT | BANC_Peaker |  |  |  | BANC_Peaker | 1994 | 2050 | 0 | BANC | 49 | 1 | 49 | 1 | 1 | 2050-12-31 | 0 | #N/A | #N/A | No | 49 | 49 | Not Found | #N/A | #N/A | #N/A | Not Found | #N/A | #N/A | #N/A | 49 | 49 | 49 | 49 |  |  | No |  | No | No | No
| Woodland_3A | Woodland IC 3A | teppc | BANC | BANC | Balancing Authority of Northern California | SMUD | BANC | 2011-07-22 | 2050-12-31 | 2011 | 2050 | 8.2 | 100% | 8.2 | 8.2 | ICE-NatGas | ICE_NG | ICE | BANC_Peaker |  |  |  | BANC_Peaker | 2011 | 2050 | 0 | BANC | 8.2 | 1 | 8.2 | 1 | 1 | 2050-12-31 | 0 | #N/A | #N/A | No | 8.2 | 8.2 | Not Found | #N/A | #N/A | #N/A | Not Found | #N/A | #N/A | #N/A | 8.2 | 8.2 | 8.2 | 8.2 |  |  | No |  | No | No | No
| Woodland_3B | Woodland IC 3B | teppc | BANC | BANC | Balancing Authority of Northern California | SMUD | BANC | 2011-07-22 | 2050-12-31 | 2011 | 2050 | 8.2 | 100% | 8.2 | 8.2 | ICE-NatGas | ICE_NG | ICE | BANC_Peaker |  |  |  | BANC_Peaker | 2011 | 2050 | 0 | BANC | 8.2 | 1 | 8.2 | 1 | 1 | 2050-12-31 | 0 | #N/A | #N/A | No | 8.2 | 8.2 | Not Found | #N/A | #N/A | #N/A | Not Found | #N/A | #N/A | #N/A | 8.2 | 8.2 | 8.2 | 8.2 |  |  | No |  | No | No | No
| Woodland_3C | Woodland IC 3C | teppc | BANC | BANC | Balancing Authority of Northern California | SMUD | BANC | 2011-07-22 | 2050-12-31 | 2011 | 2050 | 8.2 | 100% | 8.2 | 8.2 | ICE-NatGas | ICE_NG | ICE | BANC_Peaker |  |  |  | BANC_Peaker | 2011 | 2050 | 0 | BANC | 8.2 | 1 | 8.2 | 1 | 1 | 2050-12-31 | 0 | #N/A | #N/A | No | 8.2 | 8.2 | Not Found | #N/A | #N/A | #N/A | Not Found | #N/A | #N/A | #N/A | 8.2 | 8.2 | 8.2 | 8.2 |  |  | No |  | No | No | No
| Woodland_3D | Woodland IC 3D | teppc | BANC | BANC | Balancing Authority of Northern California | SMUD | BANC | 2011-07-22 | 2050-12-31 | 2011 | 2050 | 8.2 | 100% | 8.2 | 8.2 | ICE-NatGas | ICE_NG | ICE | BANC_Peaker |  |  |  | BANC_Peaker | 2011 | 2050 | 0 | BANC | 8.2 | 1 | 8.2 | 1 | 1 | 2050-12-31 | 0 | #N/A | #N/A | No | 8.2 | 8.2 | Not Found | #N/A | #N/A | #N/A | Not Found | #N/A | #N/A | #N/A | 8.2 | 8.2 | 8.2 | 8.2 |  |  | No |  | No | No | No
| Woodland_3E | Woodland IC 3E | teppc | BANC | BANC | Balancing Authority of Northern California | SMUD | BANC | 2011-07-22 | 2050-12-31 | 2011 | 2050 | 8.2 | 100% | 8.2 | 8.2 | ICE-NatGas | ICE_NG | ICE | BANC_Peaker |  |  |  | BANC_Peaker | 2011 | 2050 | 0 | BANC | 8.2 | 1 | 8.2 | 1 | 1 | 2050-12-31 | 0 | #N/A | #N/A | No | 8.2 | 8.2 | Not Found | #N/A | #N/A | #N/A | Not Found | #N/A | #N/A | #N/A | 8.2 | 8.2 | 8.2 | 8.2 |  |  | No |  | No | No | No
| Woodland_3F | Woodland IC 3F | teppc | BANC | BANC | Balancing Authority of Northern California | SMUD | BANC | 2011-07-22 | 2050-12-31 | 2011 | 2050 | 8.2 | 100% | 8.2 | 8.2 | ICE-NatGas | ICE_NG | ICE | BANC_Peaker |  |  |  | BANC_Peaker | 2011 | 2050 | 0 | BANC | 8.2 | 1 | 8.2 | 1 | 1 | 2050-12-31 | 0 | #N/A | #N/A | No | 8.2 | 8.2 | Not Found | #N/A | #N/A | #N/A | Not Found | #N/A | #N/A | #N/A | 8.2 | 8.2 | 8.2 | 8.2 |  |  | No |  | No | No | No
| Woodland_CC | WoodlandCC (Total CC Plant) | teppc | BANC | BANC | Balancing Authority of Northern California | SMUD | BANC | 2003-08-01 | 2050-12-31 | 2003 | 2050 | 84.2 | 100% | 84.2 | 84.2 | CCWhole-NatGas-Industrial | CC_NG | CC | BANC_CCGT |  |  |  | BANC_CCGT | 2003 | 2050 | 0 | BANC | 84.2 | 1 | 84.2 | 1 | 1 | 2050-12-31 | 0 | #N/A | #N/A | No | 84.2 | 84.2 | Not Found | #N/A | #N/A | #N/A | Not Found | #N/A | #N/A | #N/A | 84.2 | 84.2 | 84.2 | 84.2 |  |  | No |  | No | No | No
| WOODWR_1_HYDRO | Quinten Luallen | caiso | PGE_Valley | PGE_Valley | Pacific Gas and Electric Valley | PGE_Valley | CAISO |  | 2050-12-31 | 1900 | 2050 | 7.3 | 100% | 7.3 | 7.3 | Hydro_Standard | Hydro_Standard | Hydro | CAISO_Hydro |  |  |  | CAISO_Hydro | 1900 | 2050 | 0 | CAISO | 7.3 | 1 | 7.3 | 1 | 1 | 2050-12-31 | 0 | WOODWR_1_HYDRO | EO | Yes | 6.1741 | 6.1741 | NQC List | 0 | 0 | WATER | NQC List | 0 | 0 | WATER | 0 | 0 | 0 | 0 |  |  | No |  | Yes | No | No
| Wrangler | Wrangler-1 | teppc | BPAT | BPAT | Bonneville Power Administration – Transmission | BPAT | NW | 2011-10-13 | 2036-10-13 | 2011 | 2035 | 0.48 | 100% | 0.48 | 0.48 | SolarPV-Tracking | 1axPV_sun | Solar_1Axis | NW_Solar |  |  |  | NW_Solar_for_Other | 2012 | 2036 | 0 | NW | 0.48 | 1 | 0.48 | 1 | 1 | 2036-10-13 | 0 | #N/A | #N/A | No | #N/A | #N/A | Not Found | #N/A | #N/A | #N/A | Not Found | #N/A | #N/A | #N/A | #N/A | #N/A |  |  |  |  | No |  | No | No | No
| WRGHTP_7_AMENGY | SMALL QF AGGREGATION - LOS BANOS | caiso | PGE_Valley | PGE_Valley | Pacific Gas and Electric Valley | PGE_Valley | CAISO | 1986-02-01 | 2050-12-31 | 1986 | 2050 | 2.5 | 100% | 2.5 | 2.5 |  | Hydro_Standard | Hydro | CAISO_Hydro |  |  |  | CAISO_Hydro | 1986 | 2050 | 0 | CAISO | 2.5 | 1 | 2.5 | 1 | 1 | 2050-12-31 | 0 | WRGHTP_7_AMENGY | FC | No | 2.1144 | 2.1144 | NQC List | 0.78 | 0.75 | WATER | NQC List | 0.53 | 0.62 | WATER | 0.53 | 0.62 | 0.78 | 0.75 |  |  | No |  | No | No | No
| WSENGY_1_UNIT_1 | Wheelabrator Shasta | caiso | PGE_Valley | PGE_Valley | Pacific Gas and Electric Valley | PGE_Valley | CAISO | 1987-10-30 | 2050-12-31 | 1987 | 2050 | 45.79 | 91.58% | 45.79 | 50 |  | ST_Biomass | Biomass/Wood | CAISO_Biomass |  |  |  | CAISO_Biomass_for_CAISO | 1988 | 2050 | 0 | CAISO | 50 | 1 | 50 | 1 | 1 | 2050-12-31 | 0 | WSENGY_1_UNIT 1 | FC | No | 34.9 | 34.9 | NQC List | 34.42 | 38.31 | BIOMASS | NQC List | 40.68 | 41.18 | BIOMASS | 40.68 | 41.18 | 34.42 | 38.31 |  |  | No |  | No | No | No
| WSMR_I_WSMR1 | WSMR I-WSMR1 | teppc | BPAT | BPAT | Bonneville Power Administration – Transmission | BPAT | NW | 2009-12-01 | 2029-12-01 | 2009 | 2029 | 4.2 | 100% | 4.2 | 4.2 | SolarPV-NonTracking | FixedPV_sun | Solar_Fixed | NW_Solar |  |  |  | NW_Solar_for_Other | 2010 | 2029 | 0 | NW | 4.2 | 1 | 4.2 | 1 | 1 | 2029-12-01 | 0 | #N/A | #N/A | No | #N/A | #N/A | Not Found | #N/A | #N/A | #N/A | Not Found | #N/A | #N/A | #N/A | #N/A | #N/A |  |  |  |  | No |  | No | No | No
| WSMR_I_WSMR2 | WSMR I-WSMR2 | teppc | BPAT | BPAT | Bonneville Power Administration – Transmission | BPAT | NW | 2009-12-01 | 2029-12-01 | 2009 | 2029 | 0.4 | 100% | 0.4 | 0.4 | SolarPV-NonTracking | FixedPV_sun | Solar_Fixed | NW_Solar |  |  |  | NW_Solar_for_Other | 2010 | 2029 | 0 | NW | 0.4 | 1 | 0.4 | 1 | 1 | 2029-12-01 | 0 | #N/A | #N/A | No | #N/A | #N/A | Not Found | #N/A | #N/A | #N/A | Not Found | #N/A | #N/A | #N/A | #N/A | #N/A |  |  |  |  | No |  | No | No | No
| WSNR_2_CVPDYN | Central Valley 1 | caiso | BANC | PGE_Valley | Pacific Gas and Electric Valley | PGE_Valley | CAISO |  | 2050-12-31 | 1900 | 2050 | 5 | 100% | 5 | 5 | HYDRO_WATER | Hydro_Standard | Hydro | CAISO_Hydro |  |  |  | CAISO_Hydro | 1900 | 2050 | 0 | CAISO | 5 | 1 | 5 | 1 | 1 | 2050-12-31 | 0 | Central Valley 1 | 0 | No | 4.2288 | 4.2288 | Specified Imports | 10 | 10 | SP. IMPORTS (WATER) | Specified Imports | 10 | 10 | SP. IMPORTS (WATER) | 10 | 10 | 10 | 10 |  |  | No |  | Yes | No | No
| WSNR_2_TESLADYN | Central Valley Tesla | caiso | BANC | PGE_Valley | Pacific Gas and Electric Valley | PGE_Valley | CAISO |  | 2050-12-31 | 1900 | 2050 | 5 | 100% | 5 | 5 | HYDRO_WATER | Hydro_Standard | Hydro | CAISO_Hydro |  |  |  | CAISO_Hydro | 1900 | 2050 | 0 | CAISO | 5 | 1 | 5 | 1 | 1 | 2050-12-31 | 0 | Central Valley Tesla | 0 | No | 4.2288 | 4.2288 | Specified Imports | 10 | 10 | SP. IMPORTS (WATER) | Specified Imports | 10 | 10 | SP. IMPORTS (WATER) | 10 | 10 | 10 | 10 |  |  | No |  | Yes | No | No
| WSNR_5_TRCYDYN | Central Valley Tracy | caiso | BANC | PGE_Valley | Pacific Gas and Electric Valley | PGE_Valley | CAISO |  | 2050-12-31 | 1900 | 2050 | 5 | 100% | 5 | 5 | HYDRO_WATER | Hydro_Standard | Hydro | CAISO_Hydro |  |  |  | CAISO_Hydro | 1900 | 2050 | 0 | CAISO | 5 | 1 | 5 | 1 | 1 | 2050-12-31 | 0 | Central Valley Tracy | 0 | No | 4.2288 | 4.2288 | Specified Imports | 10 | 10 | SP. IMPORTS (WATER) | Specified Imports | 10 | 10 | SP. IMPORTS (WATER) | 10 | 10 | 10 | 10 |  |  | No |  | Yes | No | No
| Wygen_1 | Wygen 1 1 | teppc | WACM | WACM | Western Area Power Administration, Colorado-Missouri Region | WACM | Excluded | 2003-02-01 | 2050-12-31 | 2003 | 2050 | 93.7 | 100% | 93.7 | 93.7 | ST-Coal | Steam_Coal | Coal | Excluded_Coal |  |  |  | Excluded | 2003 | 2050 | 0 | Excluded | 93.7 | 1 | 93.7 | 1 | 1 | 2050-12-31 | 0 | #N/A | #N/A | No | 0 | 0 | Not Found | #N/A | #N/A | #N/A | Not Found | #N/A | #N/A | #N/A | 0 | 0 | 0 | 0 |  |  | No |  | No | No | No
| Wygen_2 | Wygen 2 1 | teppc | WACM | WACM | Western Area Power Administration, Colorado-Missouri Region | WACM | Excluded | 2008-01-01 | 2050-12-01 | 2008 | 2050 | 95 | 100% | 95 | 95 | ST-Coal | Steam_Coal | Coal | Excluded_Coal |  |  |  | Excluded | 2008 | 2050 | 0 | Excluded | 95 | 1 | 95 | 1 | 1 | 2050-12-01 | 0 | #N/A | #N/A | No | 0 | 0 | Not Found | #N/A | #N/A | #N/A | Not Found | #N/A | #N/A | #N/A | 0 | 0 | 0 | 0 |  |  | No |  | No | No | No
| Wygen_3 | Wygen 3 5 | teppc | WACM | WACM | Western Area Power Administration, Colorado-Missouri Region | WACM | Excluded | 2010-04-01 | 2050-12-31 | 2010 | 2050 | 100 | 100% | 100 | 100 | ST-Coal | Steam_Coal | Coal | Excluded_Coal |  |  |  | Excluded | 2010 | 2050 | 0 | Excluded | 100 | 1 | 100 | 1 | 1 | 2050-12-31 | 0 | #N/A | #N/A | No | 0 | 0 | Not Found | #N/A | #N/A | #N/A | Not Found | #N/A | #N/A | #N/A | 0 | 0 | 0 | 0 |  |  | No |  | No | No | No
| Wynoochee | Wynoochee-1 | teppc | TPWR | TPWR | Tacoma Power | BPAT | NW | 1994-01-01 | 2050-12-31 | 1994 | 2050 | 12.8 | 100% | 12.8 | 12.8 | Hydro | Hydro_Standard | Hydro | NW_Hydro |  |  |  | NW_Hydro | 1994 | 2050 | 0 | NW | 12.8 | 1 | 12.8 | 1 | 1 | 2050-12-31 | 0 | #N/A | #N/A | No | #N/A | #N/A | Not Found | #N/A | #N/A | #N/A | Not Found | #N/A | #N/A | #N/A | #N/A | #N/A |  |  |  |  | No |  | No | No | No
| Wyodak | Wyodak-1 | teppc | PAWY | PAWY | Wyoming, PACE Utility | PACE | NW | 1978-09-01 | 2050-12-31 | 1978 | 2050 | 340 | 100% | 340 | 340 | ST-Coal | Steam_Coal | Coal | NW_Coal |  |  |  | NW_Coal | 1979 | 2050 | 0 | NW | 340 | 1 | 340 | 1 | 1 | 2050-12-31 | 0 | #N/A | #N/A | No | 340 | 340 | Not Found | #N/A | #N/A | #N/A | Not Found | #N/A | #N/A | #N/A | 340 | 340 | 340 | 340 |  |  | No |  | No | No | No
| YahooCreek | Yahoo Creek-YCWP_60032 | teppc | IPFE | IPFE | Idaho Far East | IPCO | NW | 2010-12-21 | 2050-12-31 | 2011 | 2050 | 21 | 100% | 21 | 21 | WT-Onshore | wind_onshorewind | Wind | NW_Wind |  |  |  | NW_Wind_for_Other | 2011 | 2050 | 0 | NW | 21 | 1 | 21 | 1 | 1 | 2050-12-31 | 0 | #N/A | #N/A | No | #N/A | #N/A | Not Found | #N/A | #N/A | #N/A | Not Found | #N/A | #N/A | #N/A | #N/A | #N/A |  |  |  |  | No |  | No | No | No
| YakamaDrop2 | Yakama Drop 2-1 | teppc | PNM | PNM | Public Service Company of New Mexico | PNM_EPE | SW | 1942-08-01 | 2050-12-31 | 1942 | 2050 | 2.5 | 100% | 2.5 | 2.5 | Hydro | Hydro_Standard | Hydro | SW_Hydro |  |  |  | SW_Hydro | 1942 | 2050 | 0 | SW | 2.5 | 1 | 2.5 | 1 | 1 | 2050-12-31 | 0 | #N/A | #N/A | No | #N/A | #N/A | Not Found | #N/A | #N/A | #N/A | Not Found | #N/A | #N/A | #N/A | #N/A | #N/A |  |  |  |  | No |  | No | No | No
| YakamaDrop3_1 | Yakama Drop 3-1 | teppc | PNM | PNM | Public Service Company of New Mexico | PNM_EPE | SW | 1931-12-01 | 2050-12-31 | 1931 | 2050 | 0.8 | 100% | 0.8 | 0.8 | Hydro | Hydro_Standard | Hydro | SW_Hydro |  |  |  | SW_Hydro | 1932 | 2050 | 0 | SW | 0.8 | 1 | 0.8 | 1 | 1 | 2050-12-31 | 0 | #N/A | #N/A | No | #N/A | #N/A | Not Found | #N/A | #N/A | #N/A | Not Found | #N/A | #N/A | #N/A | #N/A | #N/A |  |  |  |  | No |  | No | No | No
| YakamaDrop3_2 | Yakama Drop 3-2 | teppc | PNM | PNM | Public Service Company of New Mexico | PNM_EPE | SW | 1931-12-01 | 2050-12-31 | 1931 | 2050 | 0.8 | 100% | 0.8 | 0.8 | Hydro | Hydro_Standard | Hydro | SW_Hydro |  |  |  | SW_Hydro | 1932 | 2050 | 0 | SW | 0.8 | 1 | 0.8 | 1 | 1 | 2050-12-31 | 0 | #N/A | #N/A | No | #N/A | #N/A | Not Found | #N/A | #N/A | #N/A | Not Found | #N/A | #N/A | #N/A | #N/A | #N/A |  |  |  |  | No |  | No | No | No
| Yale1 | Yale-1 | teppc | PACW | PACW | PacifiCorp – West | PACW | NW | 1953-09-01 | 2050-12-31 | 1953 | 2050 | 67 | 100% | 67 | 67 | Hydro | Hydro_Standard | Hydro | NW_Hydro |  |  |  | NW_Hydro | 1954 | 2050 | 0 | NW | 67 | 1 | 67 | 1 | 1 | 2050-12-31 | 0 | #N/A | #N/A | No | #N/A | #N/A | Not Found | #N/A | #N/A | #N/A | Not Found | #N/A | #N/A | #N/A | #N/A | #N/A |  |  |  |  | No |  | No | No | No
| Yale2 | Yale-2 | teppc | PACW | PACW | PacifiCorp – West | PACW | NW | 1953-11-01 | 2050-12-31 | 1953 | 2050 | 67 | 100% | 67 | 67 | Hydro | Hydro_Standard | Hydro | NW_Hydro |  |  |  | NW_Hydro | 1954 | 2050 | 0 | NW | 67 | 1 | 67 | 1 | 1 | 2050-12-31 | 0 | #N/A | #N/A | No | #N/A | #N/A | Not Found | #N/A | #N/A | #N/A | Not Found | #N/A | #N/A | #N/A | #N/A | #N/A |  |  |  |  | No |  | No | No | No
| Yellowstone_Eng | Yellowstone Energy LP-GEN1 | teppc | NWMT | NWMT | NorthWestern Energy | NWMT_WAUW | NW | 1995-06-01 | 2050-12-31 | 1995 | 2050 | 64 | 100% | 64 | 64 | ST-Coal | Steam_Coal | Coal | NW_Coal |  |  |  | NW_Coal | 1995 | 2050 | 0 | NW | 64 | 1 | 64 | 1 | 1 | 2050-12-31 | 0 | #N/A | #N/A | No | 64 | 64 | Not Found | #N/A | #N/A | #N/A | Not Found | #N/A | #N/A | #N/A | 64 | 64 | 64 | 64 |  |  | No |  | No | No | No
| Yellowtail_1 | Yellowtail 1 | teppc | WACM | WACM | Western Area Power Administration, Colorado-Missouri Region | WACM | Excluded | 1966-11-01 | 2050-12-31 | 1966 | 2050 | 65.79 | 100% | 65.79 | 65.79 | Hydro | Hydro_Standard | Hydro | Excluded_Hydro |  |  |  | Excluded | 1967 | 2050 | 0 | Excluded | 65.79 | 1 | 65.79 | 1 | 1 | 2050-12-31 | 0 | #N/A | #N/A | No | 0 | 0 | Not Found | #N/A | #N/A | #N/A | Not Found | #N/A | #N/A | #N/A | 0 | 0 | 0 | 0 |  |  | No |  | No | No | No
| Yellowtail_2 | Yellowtail 2 | teppc | WACM | WACM | Western Area Power Administration, Colorado-Missouri Region | WACM | Excluded | 1966-10-01 | 2050-12-31 | 1966 | 2050 | 65.79 | 100% | 65.79 | 65.79 | Hydro | Hydro_Standard | Hydro | Excluded_Hydro |  |  |  | Excluded | 1967 | 2050 | 0 | Excluded | 65.79 | 1 | 65.79 | 1 | 1 | 2050-12-31 | 0 | #N/A | #N/A | No | 0 | 0 | Not Found | #N/A | #N/A | #N/A | Not Found | #N/A | #N/A | #N/A | 0 | 0 | 0 | 0 |  |  | No |  | No | No | No
| Yellowtail_3 | Yellowtail 3 | teppc | WACM | WACM | Western Area Power Administration, Colorado-Missouri Region | WACM | Excluded | 1966-11-01 | 2050-12-31 | 1966 | 2050 | 65.79 | 100% | 65.79 | 65.79 | Hydro | Hydro_Standard | Hydro | Excluded_Hydro |  |  |  | Excluded | 1967 | 2050 | 0 | Excluded | 65.79 | 1 | 65.79 | 1 | 1 | 2050-12-31 | 0 | #N/A | #N/A | No | 0 | 0 | Not Found | #N/A | #N/A | #N/A | Not Found | #N/A | #N/A | #N/A | 0 | 0 | 0 | 0 |  |  | No |  | No | No | No
| Yellowtail_4 | Yellowtail 4 | teppc | WACM | WACM | Western Area Power Administration, Colorado-Missouri Region | WACM | Excluded | 1966-10-01 | 2050-12-31 | 1966 | 2050 | 65.79 | 100% | 65.79 | 65.79 | Hydro | Hydro_Standard | Hydro | Excluded_Hydro |  |  |  | Excluded | 1967 | 2050 | 0 | Excluded | 65.79 | 1 | 65.79 | 1 | 1 | 2050-12-31 | 0 | #N/A | #N/A | No | 0 | 0 | Not Found | #N/A | #N/A | #N/A | Not Found | #N/A | #N/A | #N/A | 0 | 0 | 0 | 0 |  |  | No |  | No | No | No
| Yelm_1 | Yelm-1 | teppc | PNM | PNM | Public Service Company of New Mexico | PNM_EPE | SW | 1929-12-01 | 2050-12-31 | 1929 | 2050 | 3 | 100% | 3 | 3 | Hydro | Hydro_Standard | Hydro | SW_Hydro |  |  |  | SW_Hydro | 1930 | 2050 | 0 | SW | 3 | 1 | 3 | 1 | 1 | 2050-12-31 | 0 | #N/A | #N/A | No | #N/A | #N/A | Not Found | #N/A | #N/A | #N/A | Not Found | #N/A | #N/A | #N/A | #N/A | #N/A |  |  |  |  | No |  | No | No | No
| Yelm_2 | Yelm-2 | teppc | PNM | PNM | Public Service Company of New Mexico | PNM_EPE | SW | 1929-12-01 | 2050-12-31 | 1929 | 2050 | 3 | 100% | 3 | 3 | Hydro | Hydro_Standard | Hydro | SW_Hydro |  |  |  | SW_Hydro | 1930 | 2050 | 0 | SW | 3 | 1 | 3 | 1 | 1 | 2050-12-31 | 0 | #N/A | #N/A | No | #N/A | #N/A | Not Found | #N/A | #N/A | #N/A | Not Found | #N/A | #N/A | #N/A | #N/A | #N/A |  |  |  |  | No |  | No | No | No
| Yelm_3 | Yelm-3 | teppc | PNM | PNM | Public Service Company of New Mexico | PNM_EPE | SW | 1954-12-01 | 2050-12-31 | 1954 | 2050 | 6 | 100% | 6 | 6 | Hydro | Hydro_Standard | Hydro | SW_Hydro |  |  |  | SW_Hydro | 1955 | 2050 | 0 | SW | 6 | 1 | 6 | 1 | 1 | 2050-12-31 | 0 | #N/A | #N/A | No | #N/A | #N/A | Not Found | #N/A | #N/A | #N/A | Not Found | #N/A | #N/A | #N/A | #N/A | #N/A |  |  |  |  | No |  | No | No | No
| YoungsCreek | Youngs Creek Hydroelectric Project-1 | teppc | PNM | PNM | Public Service Company of New Mexico | PNM_EPE | SW | 2010-12-01 | 2050-12-31 | 2010 | 2050 | 7.5 | 100% | 7.5 | 7.5 | Hydro | Hydro_Standard | Hydro | SW_Hydro |  |  |  | SW_Hydro | 2011 | 2050 | 0 | SW | 7.5 | 1 | 7.5 | 1 | 1 | 2050-12-31 | 0 | #N/A | #N/A | No | #N/A | #N/A | Not Found | #N/A | #N/A | #N/A | Not Found | #N/A | #N/A | #N/A | #N/A | #N/A |  |  |  |  | No |  | No | No | No
| YUBACT_1_SUNSWT | YUBA CITY COGEN | caiso | PGE_Valley | PGE_Valley | Pacific Gas and Electric Valley | PGE_Valley | CAISO | 1990-12-27 | 2050-12-31 | 1991 | 2050 | 49.97 | 100% | 49.97 | 49.97 | CT-NatGas-Aero | CT_NG | CT | CAISO_Peaker1 |  |  |  | CAISO_Peaker1 | 1991 | 2050 | 0 | CAISO | 49.97 | 1 | 49.97 | 1 | 1 | 2050-12-31 | 0 | YUBACT_1_SUNSWT | FC | No | 46.1591 | 46.1591 | NQC List | 49.97 | 49.97 | NATURAL GAS | NQC List | 49.97 | 49.97 | NATURAL GAS | 49.97 | 49.97 | 49.97 | 49.97 |  |  | No |  | No | No | No
| YUBACT_6_UNITA1 | Yuba City Energy Center (Calpine) | caiso | PGE_Valley | PGE_Valley | Pacific Gas and Electric Valley | PGE_Valley | CAISO | 2002-07-26 | 2050-12-31 | 2002 | 2050 | 47.6 | 100% | 47.6 | 47.6 | CT-NatGas-Aero | CT_NG | CT | CAISO_Peaker2 |  |  |  | CAISO_Peaker2 | 2002 | 2050 | 0 | CAISO | 47.6 | 1 | 47.6 | 1 | 1 | 2050-12-31 | 0 | YUBACT_6_UNITA1 | FC | No | 45.7577 | 45.7577 | NQC List | 47.6 | 47.6 | NATURAL GAS | NQC List | 47.6 | 47.6 | NATURAL GAS | 47.6 | 47.6 | 47.6 | 47.6 |  |  | No |  | No | No | No
| Yucca_GT1 | Yucca CT GT1 | teppc | AZPS | AZPS | Arizona Public Service Company | AZPS | SW | 1971-07-01 | 2050-12-31 | 1971 | 2050 | 22 | 100% | 22 | 22 | CT-NatGas-Industrial | CT_NG | CT | SW_Peaker |  |  |  | SW_Peaker | 1971 | 2050 | 0 | SW | 22 | 1 | 22 | 1 | 1 | 2050-12-31 | 0 | #N/A | #N/A | No | 22 | 22 | Not Found | #N/A | #N/A | #N/A | Not Found | #N/A | #N/A | #N/A | 22 | 22 | 22 | 22 |  |  | No |  | No | No | No
| Yucca_GT2 | Yucca CT GT2 | teppc | AZPS | AZPS | Arizona Public Service Company | AZPS | SW | 1971-07-01 | 2050-12-31 | 1971 | 2050 | 22 | 100% | 22 | 22 | CT-NatGas-Industrial | CT_NG | CT | SW_Peaker |  |  |  | SW_Peaker | 1971 | 2050 | 0 | SW | 22 | 1 | 22 | 1 | 1 | 2050-12-31 | 0 | #N/A | #N/A | No | 22 | 22 | Not Found | #N/A | #N/A | #N/A | Not Found | #N/A | #N/A | #N/A | 22 | 22 | 22 | 22 |  |  | No |  | No | No | No
| Yucca_GT21 | Yucca CT GT21 | teppc | IID | IID | Imperial Irrigation District | IID | IID | 1978-12-01 | 2050-12-31 | 1978 | 2050 | 22 | 100% | 22 | 22 | CT-OilDistillate | CT_Oil | CT | IID_Peaker |  |  |  | IID_Peaker | 1979 | 2050 | 0 | IID | 22 | 1 | 22 | 1 | 1 | 2050-12-31 | 0 | #N/A | #N/A | No | 22 | 22 | Not Found | #N/A | #N/A | #N/A | Not Found | #N/A | #N/A | #N/A | 22 | 22 | 22 | 22 |  |  | No |  | No | No | No
| Yucca_GT3 | Yucca CT GT3 | teppc | AZPS | AZPS | Arizona Public Service Company | AZPS | SW | 1973-06-01 | 2050-12-31 | 1973 | 2050 | 53 | 100% | 53 | 53 | CT-NatGas-Industrial | CT_NG | CT | SW_Peaker |  |  |  | SW_Peaker | 1973 | 2050 | 0 | SW | 53 | 1 | 53 | 1 | 1 | 2050-12-31 | 0 | #N/A | #N/A | No | 53 | 53 | Not Found | #N/A | #N/A | #N/A | Not Found | #N/A | #N/A | #N/A | 53 | 53 | 53 | 53 |  |  | No |  | No | No | No
| Yucca_GT4 | Yucca CT GT4 | teppc | AZPS | AZPS | Arizona Public Service Company | AZPS | SW | 1974-07-01 | 2050-12-31 | 1974 | 2050 | 53 | 100% | 53 | 53 | CT-OilDistillate | CT_Oil | CT | SW_Peaker |  |  |  | SW_Peaker | 1974 | 2050 | 0 | SW | 53 | 1 | 53 | 1 | 1 | 2050-12-31 | 0 | #N/A | #N/A | No | 53 | 53 | Not Found | #N/A | #N/A | #N/A | Not Found | #N/A | #N/A | #N/A | 53 | 53 | 53 | 53 |  |  | No |  | No | No | No
| Yucca_GT5 | Yucca CT GT5 | teppc | AZPS | AZPS | Arizona Public Service Company | AZPS | SW | 2008-06-01 | 2050-12-31 | 2008 | 2050 | 49.3 | 100% | 49.3 | 49.3 | CT-NatGas-Aero | CT_NG | CT | SW_Peaker |  |  |  | SW_Peaker | 2008 | 2050 | 0 | SW | 49.3 | 1 | 49.3 | 1 | 1 | 2050-12-31 | 0 | #N/A | #N/A | No | 49.3 | 49.3 | Not Found | #N/A | #N/A | #N/A | Not Found | #N/A | #N/A | #N/A | 49.3 | 49.3 | 49.3 | 49.3 |  |  | No |  | No | No | No
| Yucca_GT6 | Yucca CT GT6 | teppc | AZPS | AZPS | Arizona Public Service Company | AZPS | SW | 2008-06-01 | 2050-12-31 | 2008 | 2050 | 49.3 | 100% | 49.3 | 49.3 | CT-NatGas-Aero | CT_NG | CT | SW_Peaker |  |  |  | SW_Peaker | 2008 | 2050 | 0 | SW | 49.3 | 1 | 49.3 | 1 | 1 | 2050-12-31 | 0 | #N/A | #N/A | No | 49.3 | 49.3 | Not Found | #N/A | #N/A | #N/A | Not Found | #N/A | #N/A | #N/A | 49.3 | 49.3 | 49.3 | 49.3 |  |  | No |  | No | No | No
| Yucca_ST1 | Yucca ST1 | teppc | IID | IID | Imperial Irrigation District | IID | IID | 1959-04-01 | 2050-12-31 | 1959 | 2050 | 75 | 100% | 75 | 75 | ST-NatGas | ST_NG | Steam | IID_Peaker |  |  |  | IID_Peaker | 1959 | 2050 | 0 | IID | 75 | 1 | 75 | 1 | 1 | 2050-12-31 | 0 | #N/A | #N/A | No | 75 | 75 | Not Found | #N/A | #N/A | #N/A | Not Found | #N/A | #N/A | #N/A | 75 | 75 | 75 | 75 |  |  | No |  | No | No | No
| Yuma_Cogen_CC | YumaCogenCC (Total CC Plant) | teppc | AZPS | AZPS | Arizona Public Service Company | AZPS | SW | 1994-05-01 | 2050-12-31 | 1994 | 2050 | 56.2 | 100% | 56.2 | 56.2 | CCWhole-NatGas-Industrial | CC_NG | CC | SW_CCGT |  |  |  | SW_CCGT | 1994 | 2050 | 0 | SW | 56.2 | 1 | 56.2 | 1 | 1 | 2050-12-31 | 0 | #N/A | #N/A | No | 56.2 | 56.2 | Not Found | #N/A | #N/A | #N/A | Not Found | #N/A | #N/A | #N/A | 56.2 | 56.2 | 56.2 | 56.2 |  |  | No |  | No | No | No
Added storage per 11-2020 SERVM baseline reconciliation | VISTRA_5_DALBT1 | Dallas Energy Storage | gcl (CAISO masterfile) |  |  |  | PGE_Unknown | CAISO | 2021-06-01 | 2050-12-31 | 2021 | 2050 | 100 | 100% | 100 | 100 |  |  | Battery Storage | CAISO_Li_Battery |  |  |  | CAISO_Li_Battery | 2021 | 2050 |  | CAISO | 100 | 1 |  | 1 | 1 | 2050-12-31 | 0 | VISTRA_5_DALBT1 | #N/A | No | #VALUE! | #VALUE! | Not Found | #N/A | #N/A | #N/A | Not Found | #N/A | #N/A | #N/A | [5 empty] | Not incremental | No | Yes | No | No | No
Added storage per 11-2020 SERVM baseline reconciliation | VISTRA_5_DALBT2 | Dallas Energy Storage 2 | gcl (CAISO masterfile) |  |  |  | PGE_Unknown | CAISO | 2021-06-01 | 2050-12-31 | 2021 | 2050 | 100 | 100% | 100 | 100 |  |  | Battery Storage | CAISO_Li_Battery |  |  |  | CAISO_Li_Battery | 2021 | 2050 |  | CAISO | 100 | 1 |  | 1 | 1 | 2050-12-31 | 0 | VISTRA_5_DALBT2 | #N/A | No | #VALUE! | #VALUE! | Not Found | #N/A | #N/A | #N/A | Not Found | #N/A | #N/A | #N/A | [5 empty] | Not incremental | No | Yes | No | No | No
Added storage per 11-2020 SERVM baseline reconciliation | VISTRA_5_DALBT3 | Dallas Energy Storage 3 | gcl (CAISO masterfile) |  |  |  | PGE_Unknown | CAISO | 2021-06-01 | 2050-12-31 | 2021 | 2050 | 100 | 100% | 100 | 100 |  |  | Battery Storage | CAISO_Li_Battery |  |  |  | CAISO_Li_Battery | 2021 | 2050 |  | CAISO | 100 | 1 |  | 1 | 1 | 2050-12-31 | 0 | VISTRA_5_DALBT3 | #N/A | No | #VALUE! | #VALUE! | Not Found | #N/A | #N/A | #N/A | Not Found | #N/A | #N/A | #N/A | [5 empty] | Not incremental | No | Yes | No | No | No
Added storage per 11-2020 SERVM baseline reconciliation | WSTWND_2_M89WD1 | Mojave 89 | gcl (CAISO masterfile) |  |  |  | SCE | CAISO | 2020-08-04 | 2050-12-31 | 2020 | 2050 | 82.65 | 100% | 82.65 | 82.65 |  |  | Battery Storage | CAISO_Li_Battery |  |  |  | CAISO_Li_Battery | 2021 | 2050 |  | CAISO | 82.65 | 1 | 82.65 | 1 | 1 | 2050-12-31 | 0 | WSTWND_2_M89WD1 | FC | No | 82.65 | 82.65 | NQC List | 17.36 | 12.4 | WIND | NQC List | 17.36 | 12.4 | WIND | 17.36 | 12.4 | 17.36 | 12.4 |  |  | No |  | No | Yes | Yes
Added storage per 11-2020 SERVM baseline reconciliation | DSRTHV_2_DH2BT1 | Desert Harvest BESS | gcl (CAISO masterfile) |  |  |  | SCE | CAISO |  | 2050-12-31 | 1900 | 2050 | 35 | 100% | 35 | 35 |  |  | Battery Storage | CAISO_Li_Battery |  |  |  | CAISO_Li_Battery | 1900 | 2050 |  | CAISO | 35 | 1 | 35 | 1 | 1 | 2050-12-31 | 0 | DSRTHV_2_DH2BT1 | #N/A | No | 35 | 35 | Not Found | #N/A | #N/A | #N/A | Not Found | #N/A | #N/A | #N/A | 35 | 35 | 35 | 35 |  |  | No |  | Yes | Yes | Yes
Added storage per 11-2020 SERVM baseline reconciliation | JOANEC_2_STABT1 | Santa Ana Storage 1 | gcl (CAISO masterfile) |  |  |  | SCE | CAISO |  | 2050-12-31 | 1900 | 2050 | 20 | 100% | 20 | 20 |  |  | Battery Storage | CAISO_Li_Battery |  |  |  | CAISO_Li_Battery | 1900 | 2050 |  | CAISO | 20 | 1 | 20 | 1 | 1 | 2050-12-31 |  | JOANEC_2_STABT1 | #N/A | No | 20 | 20 | Not Found | #N/A | #N/A | #N/A | Not Found | #N/A | #N/A | #N/A | 20 | 20 | 20 | 20 |  |  | No |  | Yes | Yes | Yes
Added storage per 11-2020 SERVM baseline reconciliation | GATEWY_2_GESBT1 | Gateway Energy Stroage | gcl (CAISO masterfile) |  |  |  | SDGE | CAISO | 2020-09-16 | 2050-12-31 | 2020 | 2050 | 250 | 100% | 250 | 250 |  |  | Battery Storage | CAISO_Li_Battery |  |  |  | CAISO_Li_Battery | 2021 | 2050 |  | CAISO | 250 | 1 | 250 | 1 | 1 | 2050-12-31 | 0 | GATEWY_2_GESBT1 | ID | No | 250 | 250 | NQC List | 50 | 50 | LESR | NQC List | 30 | 57.5 | LESR | 250 | 250 | 250 | 250 |  | Incremental | No |  | No | Yes | Yes
Added storage per 11-2020 SERVM baseline reconciliation | KYCORA_6_KMSBT1 | Kearny Mesa Storage | gcl (CAISO masterfile) |  |  |  | SDGE | CAISO | 2020-02-13 | 2050-12-31 | 2020 | 2050 | 1 | 100% | 1 | 1 |  |  | Battery Storage | CAISO_Li_Battery |  |  |  | CAISO_Li_Battery | 2020 | 2050 |  | CAISO | 1 | 1 | 1 | 1 | 1 | 2050-12-31 | 0 | KYCORA_6_KMSBT1 | EO | Yes | 1 | 1 | NQC List | 0 | 0 | LESR | NQC List | 0 | 0 | #N/A | 0 | 0 | 1 | 1 |  | Incremental | No |  | No | Yes | Yes
Added storage per 11-2020 SERVM baseline reconciliation | PRCTVY_1_MIGBT1 | Miguel BESS | gcl (CAISO masterfile) |  |  |  | SDGE | CAISO | 2018-12-12 | 2050-12-31 | 2019 | 2050 | 2 | 100% | 2 | 2 |  |  | Battery Storage | CAISO_Li_Battery |  |  |  | CAISO_Li_Battery | 2019 | 2050 |  | CAISO | 2 | 1 | 2 | 1 | 1 | 2050-12-31 | 0 | PRCTVY_1_MIGBT1 | EO | Yes | 2 | 2 | NQC List | 0 | 0 | LESR | NQC List | 0 | 0 | LESR | 2 | 2 | 2 | 2 |  |  | No |  | No | No | No
Added storage per 11-2020 SERVM baseline reconciliation | ALAMIT_7_ES1 | Alamitos Energy Storage | gcl (CAISO masterfile) |  |  |  | SCE | CAISO | 2021-01-01 | 2050-12-31 | 2021 | 2050 | 100 | 100% | 100 | 100 |  |  | Battery Storage | CAISO_Li_Battery |  |  |  | CAISO_Li_Battery | 2021 | 2050 |  | CAISO | 100 | 1 | 100 | 1 | 1 | 2050-12-31 |  | ALAMIT_7_ES1 | #N/A | No | 100 | 100 | Not Found | #N/A | #N/A | #N/A | Not Found | #N/A | #N/A | #N/A | 100 | 100 | 100 | 100 |  | Not incremental | No |  | No | No | No
Added per 11-2020 SERVM baseline reconciliation | ALMASL_2_GS4SR4 | Almasol Generating Station 4 | gcl (CAISO masterfile) |  |  |  | CISO | CAISO |  | 2050-12-31 | 1900 | 2050 | 100 | 100% | 100 | 100 |  |  |  | CAISO_Solar |  |  |  | CAISO_Solar_for_CAISO | 1900 | 2050 |  | CAISO | 100 | 1 | 100 | 1 | 1 | 2050-12-31 |  | ALMASL_2_GS4SR4 | #N/A | No | 27 | 14 | Not Found | #N/A | #N/A | #N/A | Not Found | #N/A | #N/A | #N/A | 27 | 14 | 27 | 14 |  |  | No |  | Yes | Yes | Yes
Added per 11-2020 SERVM baseline reconciliation | APLHIL_1_SFKHY1 | South Fork Powerhouse | gcl (CAISO masterfile) |  |  |  | CISO | CAISO |  | 2050-12-31 | 1900 | 2050 | 2.68 | 100% | 2.68 | 2.68 |  |  |  | CAISO_Hydro |  |  |  | CAISO_Hydro | 1900 | 2050 |  | CAISO | 2.68 | 1 | 2.68 | 1 | 1 | 2050-12-31 |  | APLHIL_1_SFKHY1 | #N/A | No | 2.2666 | 2.2666 | Not Found | #N/A | #N/A | #N/A | Not Found | #N/A | #N/A | #N/A | 2.2666 | 2.2666 | 2.2666 | 2.2666 |  |  | No |  | Yes | Yes | Yes
Added per 11-2020 SERVM baseline reconciliation | BGSKYN_2_ASPSR2 | Antelope Solar 2 San Pablo | gcl (CAISO masterfile) |  |  |  | CISO | CAISO | 2019-08-03 | 2050-12-31 | 2019 | 2050 | 100 | 100% | 100 | 100 |  |  |  | CAISO_Solar |  |  |  | CAISO_Solar_for_CAISO | 2020 | 2050 |  | CAISO | 100 | 1 | 100 | 1 | 1 | 2050-12-31 |  | BGSKYN_2_ASPSR2 | ID | No | 27 | 14 | NQC List | 27 | 14 | SUN | NQC List | 27 | 14 | SUN | 27 | 14 | 27 | 14 |  |  | No |  | No | No | No
Added per 11-2020 SERVM baseline reconciliation | BGSKYN_2_BS3SR3 | Big Sky Solar 3 | gcl (CAISO masterfile) |  |  |  | CISO | CAISO | 2019-09-14 | 2050-12-31 | 2019 | 2050 | 20 | 100% | 20 | 20 |  |  |  | CAISO_Solar |  |  |  | CAISO_Solar_for_CAISO | 2020 | 2050 |  | CAISO | 20 | 1 | 20 | 1 | 1 | 2050-12-31 |  | BGSKYN_2_BS3SR3 | FC | No | 5.4 | 2.8 | NQC List | 5.4 | 2.8 | SUN | NQC List | 5.4 | 2.8 | SUN | 5.4 | 2.8 | 5.4 | 2.8 |  |  | No |  | No | Yes | Yes
Added per 11-2020 SERVM baseline reconciliation | CABALO_2_M2BSR1 | Mustang 2 Barbaro Solar | gcl (CAISO masterfile) |  |  |  | CISO | CAISO | 2020-11-01 | 2050-12-31 | 2020 | 2050 | 50 | 100% | 50 | 50 |  |  |  | CAISO_Solar |  |  |  | CAISO_Solar_for_CAISO | 2021 | 2050 |  | CAISO | 50 | 0.95 | 47.5 | 1 | 1 | 2050-12-31 |  | CABALO_2_M2BSR1 | #N/A | No | 12.825 | 6.65 | Not Found | #N/A | #N/A | #N/A | Not Found | #N/A | #N/A | #N/A | 12.825 | 6.65 | 12.825 | 6.65 |  |  | No |  | No | Yes | Yes
Added per 11-2020 SERVM baseline reconciliation | CABALO_2_M2WSR2 | Mustang 2 Whirlaway Solar | gcl (CAISO masterfile) |  |  |  | CISO | CAISO | 2020-11-01 | 2050-12-31 | 2020 | 2050 | 100 | 100% | 100 | 100 |  |  |  | CAISO_Solar |  |  |  | CAISO_Solar_for_CAISO | 2021 | 2050 |  | CAISO | 100 | 0.95 | 95 | 1 | 1 | 2050-12-31 |  | CABALO_2_M2WSR2 | #N/A | No | 25.65 | 13.3 | Not Found | #N/A | #N/A | #N/A | Not Found | #N/A | #N/A | #N/A | 25.65 | 13.3 | 25.65 | 13.3 |  |  | No |  | No | No | No
Added per 11-2020 SERVM baseline reconciliation | CAMDEN_6_RDDBM1 | RuAnn Dairy Digester BioMAT | gcl (CAISO masterfile) |  |  |  | CISO | CAISO |  | 2050-12-31 | 1900 | 2050 | 0.55 | 100% | 0.55 | 0.55 |  |  |  | CAISO_Biomass |  |  |  | CAISO_Biomass_for_CAISO | 1900 | 2050 |  | CAISO | 0.55 | 1 | 0.55 | 1 | 1 | 2050-12-31 |  | CAMDEN_6_RDDBM1 | #N/A | No | 0.3839 | 0.3839 | Not Found | #N/A | #N/A | #N/A | Not Found | #N/A | #N/A | #N/A | 0.3839 | 0.3839 | 0.3839 | 0.3839 |  |  | No |  | Yes | Yes | Yes
Added per 11-2020 SERVM baseline reconciliation | COLGNS_2_CNSSR1 | ColGreen North Shore | gcl (CAISO masterfile) |  |  |  | IID | IID | 2018-12-31 | 2050-12-31 | 2019 | 2050 | 74.8 | 100% | 74.8 | 74.8 |  |  |  | CAISO_Solar |  |  |  | CAISO_Solar_for_Other | 2019 | 2050 |  | IID | 74.8 | 1 | 74.8 | 1 | 1 | 2050-12-31 |  | COLGNS_2_CNSSR1 | #N/A | No | 20.196 | 10.472 | Specified Imports | 20.2 | 10.47 | SP. IMPORTS (SUN) | Specified Imports | #N/A | #N/A | #N/A | 20.196 | 10.472 | 20.2 | 10.47 |  |  | No |  | No | No | No
Added per 11-2020 SERVM baseline reconciliation | DRACKR_2_D4SR4B | Dracker Solar Unit 4B | gcl (CAISO masterfile) |  |  |  | CISO | CAISO | 2020-03-01 | 2050-12-31 | 2020 | 2050 | 62.5 | 100% | 62.5 | 62.5 |  |  |  | CAISO_Solar |  |  |  | CAISO_Solar_for_CAISO | 2020 | 2050 |  | CAISO | 62.5 | 1 | 62.5 | 1 | 1 | 2050-12-31 |  | DRACKR_2_D4SR4B | #N/A | No | 16.875 | 8.75 | Not Found | #N/A | #N/A | #N/A | Not Found | #N/A | #N/A | #N/A | 16.875 | 8.75 | 16.875 | 8.75 |  |  | No |  | No | Yes | Yes
Added per 11-2020 SERVM baseline reconciliation | DRACKR_2_DS3SR3 | Dracker Solar Unit 3 | gcl (CAISO masterfile) |  |  |  | CISO | CAISO | 2020-05-19 | 2050-12-31 | 2020 | 2050 | 125 | 100% | 125 | 125 |  |  |  | CAISO_Solar |  |  |  | CAISO_Solar_for_CAISO | 2020 | 2050 |  | CAISO | 125 | 1 | 125 | 1 | 1 | 2050-12-31 |  | DRACKR_2_DS3SR3 | FC | No | 33.75 | 17.5 | NQC List | 0 | 0 | SUN | NQC List | 33.75 | 17.5 | SUN | 33.75 | 17.5 | 0 | 0 |  |  | No |  | No | Yes | Yes
Added per 11-2020 SERVM baseline reconciliation | DRACKR_2_DS4SR4 | Dracker Solar Unit 4 | gcl (CAISO masterfile) |  |  |  | CISO | CAISO | 2020-08-24 | 2050-12-31 | 2020 | 2050 | 62.5 | 100% | 62.5 | 62.5 |  |  |  | CAISO_Solar |  |  |  | CAISO_Solar_for_CAISO | 2021 | 2050 |  | CAISO | 62.5 | 1 | 62.5 | 1 | 1 | 2050-12-31 |  | DRACKR_2_DS4SR4 | FC | No | 16.875 | 8.75 | Not Found | #N/A | #N/A | #N/A | NQC List |  | 8.75 | SUN |  | 8.75 |  | 8.75 |  |  | No |  | No | Yes | Yes
Added per 11-2020 SERVM baseline reconciliation | DSRTHV_2_DH1SR1 | Desert Harvest | gcl (CAISO masterfile) |  |  |  | CISO | CAISO | 2020-12-01 | 2050-12-31 | 2020 | 2050 | 80 | 100% | 80 | 80 |  |  |  | CAISO_Solar |  |  |  | CAISO_Solar_for_CAISO | 2021 | 2050 |  | CAISO | 80 | 0.95 |  | 1 | 1 | 2050-12-31 |  | DSRTHV_2_DH1SR1 | #N/A | No | #VALUE! | #VALUE! | Not Found | #N/A | #N/A | #N/A | Not Found | #N/A | #N/A | #N/A | [6 empty] | Yes | Yes | No | No | No
Added per 11-2020 SERVM baseline reconciliation | DSRTHV_2_DH2SR2 | Desert Harvest 2 | gcl (CAISO masterfile) |  |  |  | CISO | CAISO | 2020-12-01 | 2050-12-31 | 2020 | 2050 | 35 | 100% | 35 | 35 |  |  |  | CAISO_Solar |  |  |  | CAISO_Solar_for_CAISO | 2021 | 2050 |  | CAISO | 35 | 0.95 | 33.25 | 1 | 1 | 2050-12-31 |  | DSRTHV_2_DH2SR2 | #N/A | No | 8.9775 | 4.655 | Not Found | #N/A | #N/A | #N/A | Not Found | #N/A | #N/A | #N/A | 8.9775 | 4.655 | 8.9775 | 4.655 |  |  | No |  | No | Yes | Yes
Added per 11-2020 SERVM baseline reconciliation | GRADYW_5_GDYWD1 | Grady Wind | gcl (CAISO masterfile) |  |  |  | AZPS | SW | 2019-08-01 | 2050-12-31 | 2019 | 2050 | 200 | 100% | 200 | 200 |  |  |  | CAISO_Wind |  |  |  | CAISO_Wind_for_Other | 2019 | 2050 |  | SW | 200 | 1 | 200 | 1 | 1 | 2050-12-31 |  | GRADYW_5_GDYWD1 | #N/A | No | 42 | 30 | Specified Imports | 46.31 | 33.08 | SP. IMPORTS (WIND) | Specified Imports | #N/A | #N/A | #N/A | 42 | 30 | 46.31 | 33.08 |  |  | No |  | No | No | No
Added per 11-2020 SERVM baseline reconciliation | HARDWK_6_STWBM1 | Still Water Ranch Dairy | gcl (CAISO masterfile) |  |  |  | CISO | CAISO | 2020-05-26 | 2050-12-31 | 2020 | 2050 | 1 | 100% | 1 | 1 |  |  |  | CAISO_Biomass |  |  |  | CAISO_Biomass_for_CAISO | 2020 | 2050 |  | CAISO | 1 | 1 | 1 | 1 | 1 | 2050-12-31 |  | HARDWK_6_STWBM1 | #N/A | No | 0.698 | 0.698 | Not Found | #N/A | #N/A | #N/A | Not Found | #N/A | #N/A | #N/A | 0.698 | 0.698 | 0.698 | 0.698 |  |  | No |  | No | Yes | Yes
Added per 11-2020 SERVM baseline reconciliation | KRAMER_2_SEGS 8 | KRAMER JUNCTION 8 | gcl (CAISO masterfile) |  |  |  | CISO | CAISO | 2020-05-30 | 2050-12-31 | 2020 | 2050 | 80 | 100% | 80 | 80 |  |  |  | CAISO_Solar |  |  |  | CAISO_Solar_for_CAISO | 2020 | 2050 |  | CAISO | 80 | 1 | 80 | 1 | 1 | 2050-12-31 |  | KRAMER_2_SEGS 8 | FC | No | 21.6 | 11.2 | NQC List | 21.6 | 11.2 | SUN | NQC List | 21.6 | 11.2 | SUN | 21.6 | 11.2 | 21.6 | 11.2 |  |  | No |  | No | Yes | Yes
Added per 11-2020 SERVM baseline reconciliation | LTBEAR_1_LB3SR3 | Little Bear 3 Solar | gcl (CAISO masterfile) |  |  |  | CISO | CAISO | 2020-12-01 | 2050-12-31 | 2020 | 2050 | 20 | 100% | 20 | 20 |  |  |  | CAISO_Solar |  |  |  | CAISO_Solar_for_CAISO | 2021 | 2050 |  | CAISO | 20 | 0.95 |  | 1 | 1 | 2050-12-31 |  | LTBEAR_1_LB3SR3 | #N/A | No | #VALUE! | #VALUE! | Not Found | #N/A | #N/A | #N/A | Not Found | #N/A | #N/A | #N/A | [6 empty] | No | Yes | No | No | No
Added per 11-2020 SERVM baseline reconciliation | LTBEAR_1_LB4SR4 | Little Bear 4 | gcl (CAISO masterfile) |  |  |  | CISO | CAISO | 2020-12-01 | 2050-12-31 | 2020 | 2050 | 50 | 100% | 50 | 50 |  |  |  | CAISO_Solar |  |  |  | CAISO_Solar_for_CAISO | 2021 | 2050 |  | CAISO | 50 | 0.95 |  | 1 | 1 | 2050-12-31 |  | LTBEAR_1_LB4SR4 | #N/A | No | #VALUE! | #VALUE! | Not Found | #N/A | #N/A | #N/A | Not Found | #N/A | #N/A | #N/A | [6 empty] | Yes | Yes | No | No | No
Added per 11-2020 SERVM baseline reconciliation | LTBEAR_1_LB4SR5 | Little Bear 4 Solar 5 | gcl (CAISO masterfile) |  |  |  | CISO | CAISO | 2020-12-01 | 2050-12-31 | 2020 | 2050 | 50 | 100% | 50 | 50 |  |  |  | CAISO_Solar |  |  |  | CAISO_Solar_for_CAISO | 2021 | 2050 |  | CAISO | 50 | 0.95 |  | 1 | 1 | 2050-12-31 |  | LTBEAR_1_LB4SR5 | #N/A | No | #VALUE! | #VALUE! | Not Found | #N/A | #N/A | #N/A | Not Found | #N/A | #N/A | #N/A | [6 empty] | No | Yes | No | No | No
Added per 11-2020 SERVM baseline reconciliation | LTBERA_1_LB1SR1 | Little Bear Solar 1 | gcl (CAISO masterfile) |  |  |  | CISO | CAISO | 2020-12-01 | 2050-12-31 | 2020 | 2050 | 40 | 100% | 40 | 40 |  |  |  | CAISO_Solar |  |  |  | CAISO_Solar_for_CAISO | 2021 | 2050 |  | CAISO | 40 | 0.95 |  | 1 | 1 | 2050-12-31 |  | LTBERA_1_LB1SR1 | #N/A | No | #VALUE! | #VALUE! | Not Found | #N/A | #N/A | #N/A | Not Found | #N/A | #N/A | #N/A | [6 empty] | No | Yes | No | No | No
Added per 11-2020 SERVM baseline reconciliation | PIUTE_6_GNBSR1 | Green Beanworks B | gcl (CAISO masterfile) |  |  |  | CISO | CAISO | 2018-12-28 | 2050-12-31 | 2019 | 2050 | 3 | 100% | 3 | 3 |  |  |  | CAISO_Solar |  |  |  | CAISO_Solar_for_CAISO | 2019 | 2050 |  | CAISO | 3 | 1 | 3 | 1 | 1 | 2050-12-31 |  | PIUTE_6_GNBSR1 | FC | No | 0.81 | 0.42 | NQC List | 0.81 | 0.42 | SUN | NQC List | 0.81 | 0.42 | SUN | 0.81 | 0.42 | 0.81 | 0.42 |  |  | No |  | No | Yes | Yes
Added per 11-2020 SERVM baseline reconciliation | RNDSBG_1_HZASR1 | Hazel A | gcl (CAISO masterfile) | SCE | SCE | Southern California Edison | CISO | CAISO | 2019-11-11 | 2050-12-31 | 2019 | 2050 | 2.99 | 100% | 2.99 | 2.99 | Solar PV - Ground mountSolar: Tracking (1 Axis) | 1axPV_sun | Solar_1Axis | CAISO_Solar |  |  |  | CAISO_Solar_for_CAISO | 2020 | 2050 |  | CAISO | 2.99 | 1 | 2.99 | 1 | 1 | 2050-12-31 |  | RNDSBG_1_HZASR1 | FC | No | 0.8073 | 0.4186 | NQC List | 0.81 | 0.42 | SUN | NQC List | 0.81 | 0.42 | SUN | 0.81 | 0.42 | 0.81 | 0.42 |  |  | No |  | No | Yes | Yes
Added per 11-2020 SERVM baseline reconciliation | RTEDDY_2_SC1SR3 | Rosamond West Solar Clean | gcl (CAISO masterfile) |  |  |  | CISO | CAISO |  | 2050-12-31 | 1900 | 2050 | 40 | 100% | 40 | 40 |  |  |  | CAISO_Solar |  |  |  | CAISO_Solar_for_CAISO | 1900 | 2050 |  | CAISO | 40 | 1 | 40 | 1 | 1 | 2050-12-31 |  | RTEDDY_2_SC1SR3 | #N/A | No | 10.8 | 5.6 | Not Found | #N/A | #N/A | #N/A | Not Found | #N/A | #N/A | #N/A | 10.8 | 5.6 | 10.8 | 5.6 |  |  | No |  | Yes | Yes | Yes
Added per 11-2020 SERVM baseline reconciliation | RTEDDY_2_SEBSR3 | Rosamond West Solar East Bay 3 | gcl (CAISO masterfile) |  |  |  | CISO | CAISO |  | 2050-12-31 | 1900 | 2050 | 56 | 100% | 56 | 56 |  |  |  | CAISO_Solar |  |  |  | CAISO_Solar_for_CAISO | 1900 | 2050 |  | CAISO | 56 | 1 |  | 1 | 1 | 2050-12-31 |  | RTEDDY_2_SEBSR3 | #N/A | No | #VALUE! | #VALUE! | Not Found | #N/A | #N/A | #N/A | Not Found | #N/A | #N/A | #N/A | [6 empty] | No | Yes | Yes | No | No
Added per 11-2020 SERVM baseline reconciliation | RTEDDY_2_SEBSR4 | Rosamond West Solar East Bay 4 | gcl (CAISO masterfile) |  |  |  | CISO | CAISO |  | 2050-12-31 | 1900 | 2050 | 56 | 100% | 56 | 56 |  |  |  | CAISO_Solar |  |  |  | CAISO_Solar_for_CAISO | 1900 | 2050 |  | CAISO | 56 | 1 |  | 1 | 1 | 2050-12-31 |  | RTEDDY_2_SEBSR4 | #N/A | No | #VALUE! | #VALUE! | Not Found | #N/A | #N/A | #N/A | Not Found | #N/A | #N/A | #N/A | [6 empty] | No | Yes | Yes | No | No
Added per 11-2020 SERVM baseline reconciliation | RTEDDY_2_SPASR4 | Rosamond West Solar Palo Alto | gcl (CAISO masterfile) |  |  |  | CISO | CAISO |  | 2050-12-31 | 1900 | 2050 | 26 | 100% | 26 | 26 |  |  |  | CAISO_Solar |  |  |  | CAISO_Solar_for_CAISO | 1900 | 2050 |  | CAISO | 26 | 1 | 26 | 1 | 1 | 2050-12-31 |  | RTEDDY_2_SPASR4 | #N/A | No | 7.02 | 3.64 | Not Found | #N/A | #N/A | #N/A | Not Found | #N/A | #N/A | #N/A | 7.02 | 3.64 | 7.02 | 3.64 |  |  | No |  | Yes | Yes | Yes
Added per 11-2020 SERVM baseline reconciliation | RTEDDY_2_SRXSR4 | Rosamond West Solar Rosie X | gcl (CAISO masterfile) |  |  |  | CISO | CAISO |  | 2050-12-31 | 1900 | 2050 | 14 | 100% | 14 | 14 |  |  |  | CAISO_Solar |  |  |  | CAISO_Solar_for_CAISO | 1900 | 2050 |  | CAISO | 14 | 1 | 14 | 1 | 1 | 2050-12-31 |  | RTEDDY_2_SRXSR4 | #N/A | No | 3.78 | 1.96 | Not Found | #N/A | #N/A | #N/A | Not Found | #N/A | #N/A | #N/A | 3.78 | 1.96 | 3.78 | 1.96 |  |  | No |  | Yes | Yes | Yes
Added per 11-2020 SERVM baseline reconciliation | SPANSH_6_FBEHY1 | Five Bears Hydroelectric | gcl (CAISO masterfile) |  |  |  | CISO | CAISO | 2020-06-01 | 2050-12-31 | 2020 | 2050 | 0.99 | 100% | 0.99 | 0.99 |  |  |  | CAISO_Hydro |  |  |  | CAISO_Hydro | 2020 | 2050 |  | CAISO | 0.99 | 1 | 0.99 | 1 | 1 | 2050-12-31 |  | SPANSH_6_FBEHY1 | #N/A | No | 0.83731 | 0.83731 | Not Found | #N/A | #N/A | #N/A | Not Found | #N/A | #N/A | #N/A | 0.83731 | 0.83731 | 0.83731 | 0.83731 |  |  | No |  | No | No | No
Added per 11-2020 SERVM baseline reconciliation | TEHAPI_2_PW1WD1 | Point Wind 1 | gcl (CAISO masterfile) |  |  |  | CISO | CAISO |  | 2050-12-31 | 1900 | 2050 | 46.011 | 100% | 46.011 | 46.011 |  |  |  | CAISO_Wind |  |  |  | CAISO_Wind_for_CAISO | 1900 | 2050 |  | CAISO | 46.011 | 1 | 46.011 | 1 | 1 | 2050-12-31 |  | TEHAPI_2_PW1WD1 | #N/A | No | 9.6623 | 6.9017 | Not Found | #N/A | #N/A | #N/A | Not Found | #N/A | #N/A | #N/A | 9.6623 | 6.9017 | 9.6623 | 6.9017 |  |  | No |  | Yes | Yes | Yes
Added per 11-2020 SERVM baseline reconciliation | TEHAPI_2_PW2WD2 | Point Wind 2 | gcl (CAISO masterfile) |  |  |  | CISO | CAISO |  | 2050-12-31 | 1900 | 2050 | 14.4 | 100% | 14.4 | 14.4 |  |  |  | CAISO_Wind |  |  |  | CAISO_Wind_for_CAISO | 1900 | 2050 |  | CAISO | 14.4 | 1 | 14.4 | 1 | 1 | 2050-12-31 |  | TEHAPI_2_PW2WD2 | #N/A | No | 3.024 | 2.16 | Not Found | #N/A | #N/A | #N/A | Not Found | #N/A | #N/A | #N/A | 3.024 | 2.16 | 3.024 | 2.16 |  |  | No |  | Yes | Yes | Yes
Added per 11-2020 SERVM baseline reconciliation | TITANS_2_TTSSR1 | Titan Solar 1 Pseudo | gcl (CAISO masterfile) |  |  |  | IID | IID | 2021-01-01 | 2050-12-31 | 2021 | 2050 | 70 | 100% | 70 | 70 |  |  |  | CAISO_Solar |  |  |  | CAISO_Solar_for_Other | 2021 | 2050 |  | IID | 70 | 0.95 | 66.5 | 1 | 1 | 2050-12-31 |  | TITANS_2_TTSSR1 | #N/A | No | 17.955 | 9.31 | Specified Imports | 18.9 | 9.8 | SP. IMPORTS (SUN) | Not Found | #N/A | #N/A | #N/A | 17.955 | 9.31 | 18.9 | 9.8 |  |  | No |  | No | No | No
Added per 11-2020 SERVM baseline reconciliation | TULARE_2_TULBM1 | Tulare BioMAT Fuel Cell | gcl (CAISO masterfile) |  |  |  | CISO | CAISO | 2019-12-20 | 2050-12-31 | 2020 | 2050 | 2.8 | 100% | 2.8 | 2.8 |  |  |  | CAISO_Biomass |  |  |  | CAISO_Biomass_for_CAISO | 2020 | 2050 |  | CAISO | 2.8 | 1 | 2.8 | 1 | 1 | 2050-12-31 |  | TULARE_2_TULBM1 | EO | Yes | 1.9544 | 1.9544 | NQC List | 0 | 0 | OTHER | NQC List | 0 | 0 | #N/A | 0 | 0 | 0 | 0 |  |  | No |  | No | No | No
Added per 11-2020 SERVM baseline reconciliation | USWNDR_2_LABWD1 | LaBrisa Wind Project | gcl (CAISO masterfile) |  |  |  | CISO | CAISO | 2019-06-28 | 2050-12-31 | 2019 | 2050 | 9 | 100% | 9 | 9 |  |  |  | CAISO_Wind |  |  |  | CAISO_Wind_for_CAISO | 2019 | 2050 |  | CAISO | 9 | 1 | 9 | 1 | 1 | 2050-12-31 |  | USWNDR_2_LABWD1 | FC | No | 1.89 | 1.35 | NQC List | 1.89 | 1.35 | WIND | NQC List | 1.89 | 1.35 | WIND | 1.89 | 1.35 | 1.89 | 1.35 |  |  | No |  | No | Yes | Yes
Added per 11-2020 SERVM baseline reconciliation | VOLTA_7_PONHY1 | VOLTA_7_PONHY1 | gcl (CAISO masterfile) |  |  |  | CISO | CAISO | 2020-03-20 | 2050-12-31 | 2020 | 2050 | 1.25 | 100% | 1.25 | 1.25 |  |  |  | CAISO_Hydro |  |  |  | CAISO_Hydro | 2020 | 2050 |  | CAISO | 1.25 | 1 | 1.25 | 1 | 1 | 2050-12-31 |  | VOLTA_7_PONHY1 | FC | No | 1.0572 | 1.0572 | NQC List | 0.9 | 0.91 | WATER | NQC List | 0.9 | 0.89 | WATER | 0.9 | 0.89 | 0.9 | 0.91 |  |  | No |  | No | Yes | Yes
Added per 11-2020 SERVM baseline reconciliation | VOYAGR_2_VOAWD5 | Voyager Wind Oasis Alta | gcl (CAISO masterfile) |  |  |  | CISO | CAISO |  | 2050-12-31 | 1900 | 2050 | 14.14 | 100% | 14.14 | 14.14 |  |  |  | CAISO_Wind |  |  |  | CAISO_Wind_for_CAISO | 1900 | 2050 |  | CAISO | 14.14 | 1 | 14.14 | 1 | 1 | 2050-12-31 |  | VOYAGR_2_VOAWD5 | #N/A | No | 2.9694 | 2.121 | Not Found | #N/A | #N/A | #N/A | Not Found | #N/A | #N/A | #N/A | 2.9694 | 2.121 | 2.9694 | 2.121 |  |  | No |  | Yes | Yes | Yes
Added per 11-2020 SERVM baseline reconciliation | WHITEH_2_MEADDYN1 | White Hills A | gcl (CAISO masterfile) |  |  |  | WALC | WALC | 2021-01-01 | 2050-12-31 | 2021 | 2050 | 50 | 100% | 50 | 50 |  |  |  | CAISO_Wind |  |  |  | CAISO_Wind_for_Other | 2021 | 2050 |  | WALC | 50 | 0.95 | 47.5 | 1 | 1 | 2050-12-31 |  | WHITEH_2_MEADDYN1 | #N/A | No | 9.975 | 7.125 | Specified Imports | 10.5 | 7.5 | SP. IMPORTS (WIND) | Not Found | #N/A | #N/A | #N/A | 9.975 | 7.125 | 10.5 | 7.5 |  |  | No |  | No | No | No
Added per 11-2020 SERVM baseline reconciliation | WHITEH_2_MEADDYN2 | White Hills B | gcl (CAISO masterfile) |  |  |  | WALC | WALC | 2021-01-01 | 2050-12-31 | 2021 | 2050 | 300 | 100% | 300 | 300 |  |  |  | CAISO_Wind |  |  |  | CAISO_Wind_for_Other | 2021 | 2050 |  | WALC | 300 | 0.95 | 285 | 1 | 1 | 2050-12-31 |  | WHITEH_2_MEADDYN2 | #N/A | No | 59.85 | 42.75 | Specified Imports | 63 | 45 | SP. IMPORTS (WIND) | Not Found | #N/A | #N/A | #N/A | 59.85 | 42.75 | 63 | 45 |  |  | No |  | No | No | No
Added per 11-2020 SERVM baseline reconciliation | WRGTSR_2_WSFSR1 | Wright Solar Freeman | gcl (CAISO masterfile) |  |  |  | CISO | CAISO | 2019-12-31 | 2022-12-31 | 2020 | 2022 | 200 | 100% | 200 | 200 |  |  |  | CAISO_Solar |  |  |  | CAISO_Solar_for_CAISO | 2020 | 2022 |  | CAISO | 200 | 1 | 200 | 1 | 1 | 2022-12-31 |  | WRGTSR_2_WSFSR1 | FC | No | 54 | 28 | NQC List | 54 | 28 | SUN | NQC List | 54 | 28 | SUN | 54 | 28 | 54 | 28 |  |  | No |  | No | No | No
| Zeballos_Lake_1 | Zeballos Lake-1_Zeballos Lake-1_IPP-ZBL | teppc | BCHA | BCHA | British Columbia Transmission Company | BCHA_AESO | Excluded | 2009-06-13 | 2029-06-13 | 2009 | 2028 | 9.38 | 100% | 9.38 | 9.38 | Hydro | Hydro_Standard | Hydro | Excluded_Hydro |  |  |  | Excluded | 2009 | 2028 | 0 | Excluded | 9.38 | 1 | 9.38 | 1 | 1 | 2029-06-13 | 0 | #N/A | #N/A | No | 0 | 0 | Not Found | #N/A | #N/A | #N/A | Not Found | #N/A | #N/A | #N/A | 0 | 0 | 0 | 0 |  |  | No |  | No | No | No
| Zeballos_Lake_2 | Zeballos Lake-2_Zeballos Lake-2_IPP-ZBL | teppc | BCHA | BCHA | British Columbia Transmission Company | BCHA_AESO | Excluded | 2009-06-13 | 2029-06-13 | 2009 | 2028 | 9.38 | 100% | 9.38 | 9.38 | Hydro | Hydro_Standard | Hydro | Excluded_Hydro |  |  |  | Excluded | 2009 | 2028 | 0 | Excluded | 9.38 | 1 | 9.38 | 1 | 1 | 2029-06-13 | 0 | #N/A | #N/A | No | 0 | 0 | Not Found | #N/A | #N/A | #N/A | Not Found | #N/A | #N/A | #N/A | 0 | 0 | 0 | 0 |  |  | No |  | No | No | No
| Zeballos_Lake_3 | Zeballos Lake-3_Zeballos Lake-3_IPP-ZBL | teppc | BCHA | BCHA | British Columbia Transmission Company | BCHA_AESO | Excluded | 2009-06-13 | 2029-06-13 | 2009 | 2028 | 3.09 | 100% | 3.09 | 3.09 | Hydro | Hydro_Standard | Hydro | Excluded_Hydro |  |  |  | Excluded | 2009 | 2028 | 0 | Excluded | 3.09 | 1 | 3.09 | 1 | 1 | 2029-06-13 | 0 | #N/A | #N/A | No | 0 | 0 | Not Found | #N/A | #N/A | #N/A | Not Found | #N/A | #N/A | #N/A | 0 | 0 | 0 | 0 |  |  | No |  | No | No | No
| ZOND_6_UNIT | ZOND WINDSYSTEMS INC. | caiso | PGE_Bay | PGE_Bay | Pacific Gas and Electric Bay | PGE_Bay | CAISO | 1985-12-30 | 2050-12-31 | 1986 | 2050 | 17.1 | 100% | 17.1 | 17.1 |  | wind_onshorewind | Wind | CAISO_Wind |  |  |  | CAISO_Wind_for_CAISO | 1986 | 2050 | 0 | CAISO | 17.1 | 1 | 17.1 | 1 | 1 | 2050-12-31 | 0 | ZOND_6_UNIT | FC | No | 3.591 | 2.565 | NQC List | 3.59 | 2.57 | WIND | NQC List | 3.59 | 2.57 | WIND | 3.59 | 2.57 | 3.59 | 2.57 |  |  | No |  | No | No | No
| zzebraGENWD13C |  | teppc | AESO | AESO | Alberta Electric System Operator | BCHA_AESO | Excluded | 1986-04-15 | 2030-01-01 | 1986 | 2029 | 155 | 100% | 155 | 155 | WT-Onshore | wind_onshorewind | Wind | Excluded_Wind |  |  |  | Excluded | 1986 | 2029 | 0 | Excluded | 155 | 1 | 155 | 1 | 1 | 2030-01-01 | 0 | #N/A | #N/A | No | 0 | 0 | Not Found | #N/A | #N/A | #N/A | Not Found | #N/A | #N/A | #N/A | 0 | 0 | 0 | 0 |  |  | No |  | No | No | No
| zzebraHLG_25G_1 | Unknown Type & Dynamic Model in Power Flow | teppc | BCHA | BCHA | British Columbia Transmission Company | BCHA_AESO | Excluded | 1986-04-15 | 2030-01-01 | 1986 | 2029 | 1.6 | 100% | 1.6 | 1.6 | ST-NatGas | ST_NG | Steam | Excluded_ST |  |  |  | Excluded | 1986 | 2029 | 0 | Excluded | 1.6 | 1 | 1.6 | 1 | 1 | 2030-01-01 | 0 | #N/A | #N/A | No | 0 | 0 | Not Found | #N/A | #N/A | #N/A | Not Found | #N/A | #N/A | #N/A | 0 | 0 | 0 | 0 |  |  | No |  | No | No | No
| zzebraLOI_6G1 | Unknown Type & Dynamic Model in Power Flow | teppc | BCHA | BCHA | British Columbia Transmission Company | BCHA_AESO | Excluded | 1986-04-15 | 2030-01-01 | 1986 | 2029 | 19.35 | 100% | 19.35 | 19.35 | Hydro | Hydro_Standard | Hydro | Excluded_Hydro |  |  |  | Excluded | 1986 | 2029 | 0 | Excluded | 19.35 | 1 | 19.35 | 1 | 1 | 2030-01-01 | 0 | #N/A | #N/A | No | 0 | 0 | Not Found | #N/A | #N/A | #N/A | Not Found | #N/A | #N/A | #N/A | 0 | 0 | 0 | 0 |  |  | No |  | No | No | No
| zzebraNLG__4G_1 | Unknown Type & Dynamic Model in Power Flow | teppc | BCHA | BCHA | British Columbia Transmission Company | BCHA_AESO | Excluded | 1986-04-15 | 2030-01-01 | 1986 | 2029 | 0.63 | 100% | 0.63 | 0.63 | Bio-ST | ST_Biomass | Biomass/Wood | Excluded_Biomass |  |  |  | Excluded | 1986 | 2029 | 0 | Excluded | 0.63 | 1 | 0.63 | 1 | 1 | 2030-01-01 | 0 | #N/A | #N/A | No | 0 | 0 | Not Found | #N/A | #N/A | #N/A | Not Found | #N/A | #N/A | #N/A | 0 | 0 | 0 | 0 |  |  | No |  | No | No | No
| zzebraNLG__4G_2 | Unknown Type & Dynamic Model in Power Flow | teppc | BCHA | BCHA | British Columbia Transmission Company | BCHA_AESO | Excluded | 1986-04-15 | 2030-01-01 | 1986 | 2029 | 0.63 | 100% | 0.63 | 0.63 | Bio-ST | ST_Biomass | Biomass/Wood | Excluded_Biomass |  |  |  | Excluded | 1986 | 2029 | 0 | Excluded | 0.63 | 1 | 0.63 | 1 | 1 | 2030-01-01 | 0 | #N/A | #N/A | No | 0 | 0 | Not Found | #N/A | #N/A | #N/A | Not Found | #N/A | #N/A | #N/A | 0 | 0 | 0 | 0 |  |  | No |  | No | No | No
Added for RA stack | STANTN_2_STAGT1 | Stanton Energy Reliability Center 1 | caiso |  |  |  | CISO | CAISO | 2020-07-01 | 2050-12-31 | 2020 | 2050 |  |  |  | 49 |  |  | CT | CAISO_Peaker1 |  |  |  | CAISO_Peaker1 | 2020 | 2050 | 0 | CAISO | 49 | 1 | 49 | 1 | 1 | 2050-12-31 |  | STANTN_2_STAGT1 | FC | No | 45.263 | 45.263 | NQC List | 49.65 | 49.65 | NATURAL GAS | NQC List | 49 | 49 | NATURAL GAS | 49 | 49 | 49.65 | 49.65 |  |  | No |  | No | No | No
Added for RA stack | STANTN_2_STAGT2 | Stanton Energy Reliability Center 2 | caiso |  |  |  | CISO | CAISO | 2020-07-01 | 2050-12-31 | 2020 | 2050 |  |  |  | 49 |  |  | CT | CAISO_Peaker1 |  |  |  | CAISO_Peaker1 | 2020 | 2050 | 0 | CAISO | 49 | 1 | 49 | 1 | 1 | 2050-12-31 |  | STANTN_2_STAGT2 | FC | No | 45.263 | 45.263 | NQC List | 49.65 | 49.65 | NATURAL GAS | NQC List | 49 | 49 | NATURAL GAS | 49 | 49 | 49.65 | 49.65 |  |  | No |  | No | No | No
Note on AI7: Formula updated to remove thermal retention function (cells above)
Note on BD7: Hard-coded for public version of the model
Note on BE7: Defer to RDT data if resource is in Gen List and RDT AND RDT has project viability data
Note on BH7: Includes manual adjustments
Note on C3718: 20 MW, 80 MWh battery. (Stage 2 of contract)
Note on Q3925: NOTE: 150 MW will be online in 2021 per Dev Resources, but counting all here for consistency of Gen_List w/ SERVM
Note on J3959: Estimated
Note on J3964: Estimated
Note on J3965: Estimated
Note on K3966: Replaced by hybrid resource in RDT on 1/1/2023

## Additions to Baseline + D.19inc
Offsets
[9 empty] | Mid Need | 0
These tables are hard-coded based on summing LSE contracts by resource types (incl. scenario ELCCs and project viability scores). LSE contract details were removed from the public model since they contain confidential information. | [8 empty] | High Need | 8
[6 empty] | Active Scenario | Mid Need |  | Low Need | 16
[9 empty] | Mid Need | 24
[6 empty] | ACTIVE | ACTIVE | ACTIVE | ACTIVE | ACTIVE | ACTIVE | ACTIVE | Mid Need | Mid Need | Mid Need | Mid Need | Mid Need | Mid Need | Mid Need | High Need | High Need | High Need | High Need | High Need | High Need | High Need | Low Need | Low Need | Low Need | Low Need | Low Need | Low Need | Low Need | Custom | Custom | Custom | Custom | Custom | Custom | Custom | (Formulas for recreating confidential version)
B. Additions to IRP Baseline per LSE Filings | [40 empty] | B. RDT* Resources
NAMEPLATE MW | [40 empty] | NAMPLATE MW
Additions to IRP Baseline per LSE Filings (before project viability weighting) | [40 empty] | RDT* Resources (before project viability weighting)
| RA Stack Resource | Resource Data Template "Resource Type" | ELCC Type |  |  | 2020 | 2021 | 2022 | 2023 | 2024 | 2025 | 2026 | 2020 | 2021 | 2022 | 2023 | 2024 | 2025 | 2026 | 2020 | 2021 | 2022 | 2023 | 2024 | 2025 | 2026 | 2020 | 2021 | 2022 | 2023 | 2024 | 2025 | 2026 | 2020 | 2021 | 2022 | 2023 | 2024 | 2025 | 2026 |  | RA Stack Resource | RDT "Resource Type" | ELCC Type |  | 2020 | 2021 | 2022 | 2023 | 2024 | 2025 | 2026
| Energy Storage | caiso_battery | CAISO_New_Li_Battery |  |  | 24.548 | 1073.1676 | 1285.4176 | 1310.4176 | 1315.4176 | 1315.4176 | 1315.4176 | 24.548 | 1073.1676 | 1285.4176 | 1310.4176 | 1315.4176 | 1315.4176 | 1315.4176 | 24.548 | 1073.1676 | 1285.4176 | 1310.4176 | 1315.4176 | 1315.4176 | 1315.4176 | 24.548 | 1073.1676 | 1285.4176 | 1310.4176 | 1315.4176 | 1315.4176 | 1315.4176 | 24.548 | 1073.1676 | 1285.4176 | 1310.4176 | 1315.4176 | 1315.4176 | 1315.4176 |  | Energy Storage | caiso_battery | CAISO_New_Li_Battery |  | #REF! | #REF! | #REF! | #REF! | #REF! | #REF! | #REF! | Nameplate MW
| Hybrid | caiso_hybrid |  |  |  | 1.3 | 391.8 | 664.8 | 1420.3 | 1320.8 | 1320.8 | 1320.8 | 1.3 | 391.8 | 664.8 | 1420.3 | 1320.8 | 1320.8 | 1320.8 | 1.3 | 391.8 | 664.8 | 1420.3 | 1320.8 | 1320.8 | 1320.8 | 1.3 | 391.8 | 664.8 | 1420.3 | 1320.8 | 1320.8 | 1320.8 | 1.3 | 391.8 | 664.8 | 1420.3 | 1320.8 | 1320.8 | 1320.8 |  | Hybrid | caiso_hybrid |  |  | #REF! | #REF! | #REF! | #REF! | #REF! | #REF! | #REF! | Nameplate MW
|  | Storage MW |  |  |  | 1.3 | 119.5 | 179.5 | 446 | 399.5 | 399.5 | 399.5 | 1.3 | 119.5 | 179.5 | 446 | 399.5 | 399.5 | 399.5 | 1.3 | 119.5 | 179.5 | 446 | 399.5 | 399.5 | 399.5 | 1.3 | 119.5 | 179.5 | 446 | 399.5 | 399.5 | 399.5 | 1.3 | 119.5 | 179.5 | 446 | 399.5 | 399.5 | 399.5 |  |  | Storage MW |  |  | #REF! | #REF! | #REF! | #REF! | #REF! | #REF! | #REF! | Nameplate MW
|  | Solar MW |  |  |  | 99.8 | 320.3 | 547.9 | 1270.9 | 1177.9 | 1177.9 | 1177.9 | 99.8 | 320.3 | 547.9 | 1270.9 | 1177.9 | 1177.9 | 1177.9 | 99.8 | 320.3 | 547.9 | 1270.9 | 1177.9 | 1177.9 | 1177.9 | 99.8 | 320.3 | 547.9 | 1270.9 | 1177.9 | 1177.9 | 1177.9 | 99.8 | 320.3 | 547.9 | 1270.9 | 1177.9 | 1177.9 | 1177.9 |  |  | Solar MW |  |  | #REF! | #REF! | #REF! | #REF! | #REF! | #REF! | #REF! | Nameplate MW
| Solar | caiso_solar | CAISO_Solar_for_CAISO |  |  | 0 | 871.556 | 1556.056 | 1916.056 | 1916.056 | 1916.056 | 1916.056 | 0 | 871.556 | 1556.056 | 1916.056 | 1916.056 | 1916.056 | 1916.056 | 0 | 871.556 | 1556.056 | 1916.056 | 1916.056 | 1916.056 | 1916.056 | 0 | 871.556 | 1556.056 | 1916.056 | 1916.056 | 1916.056 | 1916.056 | 0 | 871.556 | 1556.056 | 1916.056 | 1916.056 | 1916.056 | 1916.056 |  | Solar | caiso_solar | CAISO_Solar_for_CAISO |  | #REF! | #REF! | #REF! | #REF! | #REF! | #REF! | #REF! | Nameplate MW
| Wind | caiso_wind | CAISO_Wind_for_CAISO |  |  | 0 | 708.996 | 874.296 | 874.296 | 874.296 | 874.296 | 874.296 | 0 | 708.996 | 874.296 | 874.296 | 874.296 | 874.296 | 874.296 | 0 | 708.996 | 874.296 | 874.296 | 874.296 | 874.296 | 874.296 | 0 | 708.996 | 874.296 | 874.296 | 874.296 | 874.296 | 874.296 | 0 | 708.996 | 874.296 | 874.296 | 874.296 | 874.296 | 874.296 |  | Wind | caiso_wind | CAISO_Wind_for_CAISO |  | #REF! | #REF! | #REF! | #REF! | #REF! | #REF! | #REF! | Nameplate MW
| Biomass | caiso_biogas |  |  |  | 0 | 3 | 3 | 3 | 3 | 3 | 3 | 0 | 3 | 3 | 3 | 3 | 3 | 3 | 0 | 3 | 3 | 3 | 3 | 3 | 3 | 0 | 3 | 3 | 3 | 3 | 3 | 3 | 0 | 3 | 3 | 3 | 3 | 3 | 3 |  | Biomass | caiso_biogas |  |  | #REF! | #REF! | #REF! | #REF! | #REF! | #REF! | #REF! | Nameplate MW
| Biomass | caiso_biomass |  |  |  | 0 | 9.908 | 15.788 | 15.788 | 15.788 | 15.788 | 15.788 | 0 | 9.908 | 15.788 | 15.788 | 15.788 | 15.788 | 15.788 | 0 | 9.908 | 15.788 | 15.788 | 15.788 | 15.788 | 15.788 | 0 | 9.908 | 15.788 | 15.788 | 15.788 | 15.788 | 15.788 | 0 | 9.908 | 15.788 | 15.788 | 15.788 | 15.788 | 15.788 |  | Biomass | caiso_biomass |  |  | #REF! | #REF! | #REF! | #REF! | #REF! | #REF! | #REF! | Nameplate MW
| Thermal | caiso_ccgt1 |  |  |  | 0 | 0 | 0 | 0 | 0 | 0 | 0 | 0 | 0 | 0 | 0 | 0 | 0 | 0 | 0 | 0 | 0 | 0 | 0 | 0 | 0 | 0 | 0 | 0 | 0 | 0 | 0 | 0 | 0 | 0 | 0 | 0 | 0 | 0 | 0 |  | Thermal | caiso_ccgt1 |  |  | #REF! | #REF! | #REF! | #REF! | #REF! | #REF! | #REF! | Nameplate MW
| Thermal | caiso_chp | CAISO_CHP |  |  | 0 | 0 | 0 | 0 | 0 | 0 | 0 | 0 | 0 | 0 | 0 | 0 | 0 | 0 | 0 | 0 | 0 | 0 | 0 | 0 | 0 | 0 | 0 | 0 | 0 | 0 | 0 | 0 | 0 | 0 | 0 | 0 | 0 | 0 | 0 |  | Thermal | caiso_chp | CAISO_CHP |  | #REF! | #REF! | #REF! | #REF! | #REF! | #REF! | #REF! | Nameplate MW
| Geothermal | caiso_geothermal | CAISO_Geothermal |  |  | 0 | 0 | 14 | 14 | 14 | 14 | 14 | 0 | 0 | 14 | 14 | 14 | 14 | 14 | 0 | 0 | 14 | 14 | 14 | 14 | 14 | 0 | 0 | 14 | 14 | 14 | 14 | 14 | 0 | 0 | 14 | 14 | 14 | 14 | 14 |  | Geothermal | caiso_geothermal | CAISO_Geothermal |  | #REF! | #REF! | #REF! | #REF! | #REF! | #REF! | #REF! | Nameplate MW
| Exclude | caiso_loadmod |  |  |  | 5.012 | 28.9197 | 28.9197 | 28.9197 | 27.9197 | 6.4339 | 6.4339 | 5.012 | 28.9197 | 28.9197 | 28.9197 | 27.9197 | 6.4339 | 6.4339 | 5.012 | 28.9197 | 28.9197 | 28.9197 | 27.9197 | 6.4339 | 6.4339 | 5.012 | 28.9197 | 28.9197 | 28.9197 | 27.9197 | 6.4339 | 6.4339 | 5.012 | 28.9197 | 28.9197 | 28.9197 | 27.9197 | 6.4339 | 6.4339 |  | Exclude | caiso_loadmod |  |  | #REF! | #REF! | #REF! | #REF! | #REF! | #REF! | #REF! | Nameplate MW
| Specified Imports | caiso_specified_imports |  |  |  | 74.8 | 74.8 | 74.8 | 74.8 | 74.8 | 189.2 | 189.2 | 74.8 | 74.8 | 74.8 | 74.8 | 74.8 | 189.2 | 189.2 | 74.8 | 74.8 | 74.8 | 74.8 | 74.8 | 189.2 | 189.2 | 74.8 | 74.8 | 74.8 | 74.8 | 74.8 | 189.2 | 189.2 | 74.8 | 74.8 | 74.8 | 74.8 | 74.8 | 189.2 | 189.2 |  | Specified Imports | caiso_specified_imports |  |  | #REF! | #REF! | #REF! | #REF! | #REF! | #REF! | #REF! | Nameplate MW
| Exclude | caiso_unknown |  |  |  | 0 | 0 | 0 | 0 | 0 | 0 | 0 | 0 | 0 | 0 | 0 | 0 | 0 | 0 | 0 | 0 | 0 | 0 | 0 | 0 | 0 | 0 | 0 | 0 | 0 | 0 | 0 | 0 | 0 | 0 | 0 | 0 | 0 | 0 | 0 |  | Exclude | caiso_unknown |  |  | #REF! | #REF! | #REF! | #REF! | #REF! | #REF! | #REF! | Nameplate MW
| Exclude | sellers_choice |  |  |  | 0 | 0 | 0 | 0 | 0 | 0 | 0 | 0 | 0 | 0 | 0 | 0 | 0 | 0 | 0 | 0 | 0 | 0 | 0 | 0 | 0 | 0 | 0 | 0 | 0 | 0 | 0 | 0 | 0 | 0 | 0 | 0 | 0 | 0 | 0 |  | Exclude | sellers_choice |  |  | #REF! | #REF! | #REF! | #REF! | #REF! | #REF! | #REF! | Nameplate MW
| Exclude | blended |  |  |  | 0 | 0 | 0 | 0 | 0 | 0 | 0 | 0 | 0 | 0 | 0 | 0 | 0 | 0 | 0 | 0 | 0 | 0 | 0 | 0 | 0 | 0 | 0 | 0 | 0 | 0 | 0 | 0 | 0 | 0 | 0 | 0 | 0 | 0 | 0 |  | Exclude | blended |  |  | #REF! | #REF! | #REF! | #REF! | #REF! | #REF! | #REF! | Nameplate MW
| Exclude | unspecified_import |  |  |  | 0 | 0 | 0 | 0 | 0 | 0 | 0 | 0 | 0 | 0 | 0 | 0 | 0 | 0 | 0 | 0 | 0 | 0 | 0 | 0 | 0 | 0 | 0 | 0 | 0 | 0 | 0 | 0 | 0 | 0 | 0 | 0 | 0 | 0 | 0 |  | Exclude | unspecified_import |  |  | #REF! | #REF! | #REF! | #REF! | #REF! | #REF! | #REF! | Nameplate MW
| Exclude | unspecified_non_import |  |  |  | 0 | 0 | 0 | 0 | 0 | 0 | 0 | 0 | 0 | 0 | 0 | 0 | 0 | 0 | 0 | 0 | 0 | 0 | 0 | 0 | 0 | 0 | 0 | 0 | 0 | 0 | 0 | 0 | 0 | 0 | 0 | 0 | 0 | 0 | 0 |  | Exclude | unspecified_non_import |  |  | #REF! | #REF! | #REF! | #REF! | #REF! | #REF! | #REF! | Nameplate MW
|  | TOTAL |  |  |  | 105.66 | 3162.1473 | 4517.0773 | 5657.5773 | 5562.0773 | 5654.9914 | 5654.9914 | 105.66 | 3162.1473 | 4517.0773 | 5657.5773 | 5562.0773 | 5654.9914 | 5654.9914 | 105.66 | 3162.1473 | 4517.0773 | 5657.5773 | 5562.0773 | 5654.9914 | 5654.9914 | 105.66 | 3162.1473 | 4517.0773 | 5657.5773 | 5562.0773 | 5654.9914 | 5654.9914 | 105.66 | 3162.1473 | 4517.0773 | 5657.5773 | 5562.0773 | 5654.9914 | 5654.9914 |  |  | TOTAL |  |  | #REF! | #REF! | #REF! | #REF! | #REF! | #REF! | #REF! | Nameplate MW
Additions to IRP Baseline per LSE Filings (after project viability weighting) | [40 empty] | RDT* Resources (after project viability weighting)
| RA Stack Resource | Resource Data Template "Resource Type" | ELCC Type |  |  | 2020 | 2021 | 2022 | 2023 | 2024 | 2025 | 2026 | 2020 | 2021 | 2022 | 2023 | 2024 | 2025 | 2026 | 2020 | 2021 | 2022 | 2023 | 2024 | 2025 | 2026 | 2020 | 2021 | 2022 | 2023 | 2024 | 2025 | 2026 | 2020 | 2021 | 2022 | 2023 | 2024 | 2025 | 2026 |  | RA Stack Resource | RDT "Resource Type" | ELCC Type |  | 2020 | 2021 | 2022 | 2023 | 2024 | 2025 | 2026
| Energy Storage | caiso_battery | CAISO_New_Li_Battery |  |  | 24.548 | 502.5 | 1099.488 | 1174.8061 | 1217.4996 | 1254.291 | 1275.3138 | 24.548 | 502.5 | 1099.488 | 1174.8061 | 1217.4996 | 1254.291 | 1275.3138 | 24.548 | 502.5 | 1099.488 | 1174.8061 | 1217.4996 | 1254.291 | 1275.3138 | 24.548 | 1073.1676 | 1285.4176 | 1310.4176 | 1315.4176 | 1315.4176 | 1315.4176 | 24.548 | 502.5 | 1099.488 | 1174.8061 | 1217.4996 | 1254.291 | 1275.3138 |  | Energy Storage | caiso_battery | CAISO_New_Li_Battery |  | #REF! | #REF! | #REF! | #REF! | #REF! | #REF! | #REF! | Nameplate MW (viability discounted)
| Hybrid | caiso_hybrid |  |  |  | 1.3 | 151.3 | 491.948 | 1081.812 | 1080.6636 | 1151.3956 | 1204.5043 | 1.3 | 151.3 | 491.948 | 1081.812 | 1080.6636 | 1151.3956 | 1204.5043 | 1.3 | 151.3 | 491.948 | 1081.812 | 1080.6636 | 1151.3956 | 1204.5043 | 1.3 | 391.8 | 664.8 | 1420.3 | 1320.8 | 1320.8 | 1320.8 | 1.3 | 151.3 | 491.948 | 1081.812 | 1080.6636 | 1151.3956 | 1204.5043 |  | Hybrid | caiso_hybrid |  |  | #REF! | #REF! | #REF! | #REF! | #REF! | #REF! | #REF! | Nameplate MW (viability discounted)
|  | Storage MW |  |  |  | 1.3 | 39.3 | 135.74 | 338.04 | 326.0206 | 350.1541 | 368.8466 | 1.3 | 39.3 | 135.74 | 338.04 | 326.0206 | 350.1541 | 368.8466 | 1.3 | 39.3 | 135.74 | 338.04 | 326.0206 | 350.1541 | 368.8466 | 1.3 | 119.5 | 179.5 | 446 | 399.5 | 399.5 | 399.5 | 1.3 | 39.3 | 135.74 | 338.04 | 326.0206 | 350.1541 | 368.8466 |  |  | Storage MW |  |  | #REF! | #REF! | #REF! | #REF! | #REF! | #REF! | #REF! | Nameplate MW (viability discounted)
|  | Solar MW |  |  |  | 99.8 | 159.8 | 406.04 | 955.565 | 950.2812 | 1016.0031 | 1067.8244 | 99.8 | 159.8 | 406.04 | 955.565 | 950.2812 | 1016.0031 | 1067.8244 | 99.8 | 159.8 | 406.04 | 955.565 | 950.2812 | 1016.0031 | 1067.8244 | 99.8 | 320.3 | 547.9 | 1270.9 | 1177.9 | 1177.9 | 1177.9 | 99.8 | 159.8 | 406.04 | 955.565 | 950.2812 | 1016.0031 | 1067.8244 |  |  | Solar MW |  |  | #REF! | #REF! | #REF! | #REF! | #REF! | #REF! | #REF! | Nameplate MW (viability discounted)
| Solar | caiso_solar | CAISO_Solar_for_CAISO |  |  | 0 | 482.5 | 1281.732 | 1606.7176 | 1701.475 | 1793.4427 | 1860.2802 | 0 | 482.5 | 1281.732 | 1606.7176 | 1701.475 | 1793.4427 | 1860.2802 | 0 | 482.5 | 1281.732 | 1606.7176 | 1701.475 | 1793.4427 | 1860.2802 | 0 | 871.556 | 1556.056 | 1916.056 | 1916.056 | 1916.056 | 1916.056 | 0 | 482.5 | 1281.732 | 1606.7176 | 1701.475 | 1793.4427 | 1860.2802 |  | Solar | caiso_solar | CAISO_Solar_for_CAISO |  | #REF! | #REF! | #REF! | #REF! | #REF! | #REF! | #REF! | Nameplate MW (viability discounted)
| Wind | caiso_wind | CAISO_Wind_for_CAISO |  |  | 0 | 445.036 | 746.944 | 790.095 | 820.2518 | 842.2784 | 856.4616 | 0 | 445.036 | 746.944 | 790.095 | 820.2518 | 842.2784 | 856.4616 | 0 | 445.036 | 746.944 | 790.095 | 820.2518 | 842.2784 | 856.4616 | 0 | 708.996 | 874.296 | 874.296 | 874.296 | 874.296 | 874.296 | 0 | 445.036 | 746.944 | 790.095 | 820.2518 | 842.2784 | 856.4616 |  | Wind | caiso_wind | CAISO_Wind_for_CAISO |  | #REF! | #REF! | #REF! | #REF! | #REF! | #REF! | #REF! | Nameplate MW (viability discounted)
| Biomass | caiso_biogas |  |  |  | 0 | 0 | 2.16 | 2.565 | 2.7787 | 2.8519 | 2.8519 | 0 | 0 | 2.16 | 2.565 | 2.7787 | 2.8519 | 2.8519 | 0 | 0 | 2.16 | 2.565 | 2.7787 | 2.8519 | 2.8519 | 0 | 3 | 3 | 3 | 3 | 3 | 3 | 0 | 0 | 2.16 | 2.565 | 2.7787 | 2.8519 | 2.8519 |  | Biomass | caiso_biogas |  |  | #REF! | #REF! | #REF! | #REF! | #REF! | #REF! | #REF! | Nameplate MW (viability discounted)
| Biomass | caiso_biomass |  |  |  | 0 | 0 | 7.8438 | 9.625 | 11.1262 | 12.6013 | 13.8799 | 0 | 0 | 7.8438 | 9.625 | 11.1262 | 12.6013 | 13.8799 | 0 | 0 | 7.8438 | 9.625 | 11.1262 | 12.6013 | 13.8799 | 0 | 9.908 | 15.788 | 15.788 | 15.788 | 15.788 | 15.788 | 0 | 0 | 7.8438 | 9.625 | 11.1262 | 12.6013 | 13.8799 |  | Biomass | caiso_biomass |  |  | #REF! | #REF! | #REF! | #REF! | #REF! | #REF! | #REF! | Nameplate MW (viability discounted)
| Thermal | caiso_ccgt1 |  |  |  | 0 | 0 | 0 | 0 | 0 | 0 | 0 | 0 | 0 | 0 | 0 | 0 | 0 | 0 | 0 | 0 | 0 | 0 | 0 | 0 | 0 | 0 | 0 | 0 | 0 | 0 | 0 | 0 | 0 | 0 | 0 | 0 | 0 | 0 | 0 |  | Thermal | caiso_ccgt1 |  |  | #REF! | #REF! | #REF! | #REF! | #REF! | #REF! | #REF! | Nameplate MW (viability discounted)
| Thermal | caiso_chp | CAISO_CHP |  |  | 0 | 0 | 0 | 0 | 0 | 0 | 0 | 0 | 0 | 0 | 0 | 0 | 0 | 0 | 0 | 0 | 0 | 0 | 0 | 0 | 0 | 0 | 0 | 0 | 0 | 0 | 0 | 0 | 0 | 0 | 0 | 0 | 0 | 0 | 0 |  | Thermal | caiso_chp | CAISO_CHP |  | #REF! | #REF! | #REF! | #REF! | #REF! | #REF! | #REF! | Nameplate MW (viability discounted)
| Geothermal | caiso_geothermal | CAISO_Geothermal |  |  | 0 | 0 | 10.64 | 11.935 | 12.7837 | 13.3044 | 13.4794 | 0 | 0 | 10.64 | 11.935 | 12.7837 | 13.3044 | 13.4794 | 0 | 0 | 10.64 | 11.935 | 12.7837 | 13.3044 | 13.4794 | 0 | 0 | 14 | 14 | 14 | 14 | 14 | 0 | 0 | 10.64 | 11.935 | 12.7837 | 13.3044 | 13.4794 |  | Geothermal | caiso_geothermal | CAISO_Geothermal |  | #REF! | #REF! | #REF! | #REF! | #REF! | #REF! | #REF! | Nameplate MW (viability discounted)
| Exclude | caiso_loadmod |  |  |  | 4.012 | 0 | 4.1232 | 4.6386 | 4.8963 | 5.0251 | 5.0251 | 4.012 | 0 | 4.1232 | 4.6386 | 4.8963 | 5.0251 | 5.0251 | 4.012 | 0 | 4.1232 | 4.6386 | 4.8963 | 5.0251 | 5.0251 | 5.012 | 28.9197 | 28.9197 | 28.9197 | 27.9197 | 6.4339 | 6.4339 | 4.012 | 0 | 4.1232 | 4.6386 | 4.8963 | 5.0251 | 5.0251 |  | Exclude | caiso_loadmod |  |  | #REF! | #REF! | #REF! | #REF! | #REF! | #REF! | #REF! | Nameplate MW (viability discounted)
| Specified Imports | caiso_specified_imports |  |  |  | 74.8 | 74.8 | 74.8 | 74.8 | 74.8 | 165.1474 | 172.6763 | 74.8 | 74.8 | 74.8 | 74.8 | 74.8 | 165.1474 | 172.6763 | 74.8 | 74.8 | 74.8 | 74.8 | 74.8 | 165.1474 | 172.6763 | 74.8 | 74.8 | 74.8 | 74.8 | 74.8 | 189.2 | 189.2 | 74.8 | 74.8 | 74.8 | 74.8 | 74.8 | 165.1474 | 172.6763 |  | Specified Imports | caiso_specified_imports |  |  | #REF! | #REF! | #REF! | #REF! | #REF! | #REF! | #REF! | Nameplate MW (viability discounted)
| Exclude | caiso_unknown |  |  |  | 0 | 0 | 0 | 0 | 0 | 0 | 0 | 0 | 0 | 0 | 0 | 0 | 0 | 0 | 0 | 0 | 0 | 0 | 0 | 0 | 0 | 0 | 0 | 0 | 0 | 0 | 0 | 0 | 0 | 0 | 0 | 0 | 0 | 0 | 0 |  | Exclude | caiso_unknown |  |  | #REF! | #REF! | #REF! | #REF! | #REF! | #REF! | #REF! | Nameplate MW (viability discounted)
| Exclude | sellers_choice |  |  |  | 0 | 0 | 0 | 0 | 0 | 0 | 0 | 0 | 0 | 0 | 0 | 0 | 0 | 0 | 0 | 0 | 0 | 0 | 0 | 0 | 0 | 0 | 0 | 0 | 0 | 0 | 0 | 0 | 0 | 0 | 0 | 0 | 0 | 0 | 0 |  | Exclude | sellers_choice |  |  | #REF! | #REF! | #REF! | #REF! | #REF! | #REF! | #REF! | Nameplate MW (viability discounted)
| Exclude | blended |  |  |  | 0 | 0 | 0 | 0 | 0 | 0 | 0 | 0 | 0 | 0 | 0 | 0 | 0 | 0 | 0 | 0 | 0 | 0 | 0 | 0 | 0 | 0 | 0 | 0 | 0 | 0 | 0 | 0 | 0 | 0 | 0 | 0 | 0 | 0 | 0 |  | Exclude | blended |  |  | #REF! | #REF! | #REF! | #REF! | #REF! | #REF! | #REF! | Nameplate MW (viability discounted)
| Exclude | unspecified_import |  |  |  | 0 | 0 | 0 | 0 | 0 | 0 | 0 | 0 | 0 | 0 | 0 | 0 | 0 | 0 | 0 | 0 | 0 | 0 | 0 | 0 | 0 | 0 | 0 | 0 | 0 | 0 | 0 | 0 | 0 | 0 | 0 | 0 | 0 | 0 | 0 |  | Exclude | unspecified_import |  |  | #REF! | #REF! | #REF! | #REF! | #REF! | #REF! | #REF! | Nameplate MW (viability discounted)
| Exclude | unspecified_non_import |  |  |  | 0 | 0 | 0 | 0 | 0 | 0 | 0 | 0 | 0 | 0 | 0 | 0 | 0 | 0 | 0 | 0 | 0 | 0 | 0 | 0 | 0 | 0 | 0 | 0 | 0 | 0 | 0 | 0 | 0 | 0 | 0 | 0 | 0 | 0 | 0 |  | Exclude | unspecified_non_import |  |  | #REF! | #REF! | #REF! | #REF! | #REF! | #REF! | #REF! | Nameplate MW (viability discounted)
|  | TOTAL |  |  |  | 104.66 | 1656.136 | 3719.679 | 4756.9943 | 4926.2749 | 5240.3378 | 5404.4726 | 104.66 | 1656.136 | 3719.679 | 4756.9943 | 4926.2749 | 5240.3378 | 5404.4726 | 104.66 | 1656.136 | 3719.679 | 4756.9943 | 4926.2749 | 5240.3378 | 5404.4726 | 105.66 | 3162.1473 | 4517.0773 | 5657.5773 | 5562.0773 | 5654.9914 | 5654.9914 | 104.66 | 1656.136 | 3719.679 | 4756.9943 | 4926.2749 | 5240.3378 | 5404.4726 |  |  | TOTAL |  |  | #REF! | #REF! | #REF! | #REF! | #REF! | #REF! | #REF! | Nameplate MW (viability discounted)
NQC MW | [40 empty] | NQC MW
Additions to IRP Baseline per LSE Filings (NQC MW before project viability weighting) | [40 empty] | RDT* Resources (NQC MW before project viability discount)
| RA Stack Resource | Resource Data Template "Resource Type" | ELCC Type |  |  | 2020 | 2021 | 2022 | 2023 | 2024 | 2025 | 2026 | 2020 | 2021 | 2022 | 2023 | 2024 | 2025 | 2026 | 2020 | 2021 | 2022 | 2023 | 2024 | 2025 | 2026 | 2020 | 2021 | 2022 | 2023 | 2024 | 2025 | 2026 | 2020 | 2021 | 2022 | 2023 | 2024 | 2025 | 2026 |  | RA Stack Resource | RDT "Resource Type" | ELCC Type | ELCC or NQC % | 2020 | 2021 | 2022 | 2023 | 2024 | 2025 | 2026
| Energy Storage | caiso_battery | CAISO_New_Li_Battery |  |  | 24.548 | 1073.1676 | 1285.4176 | 1310.4176 | 1315.4176 | 1315.4176 | 1315.4176 | 24.548 | 1073.1676 | 1285.4176 | 1310.4176 | 1315.4176 | 1315.4176 | 1315.4176 | 24.548 | 1073.1676 | 1285.4176 | 1310.4176 | 1315.4176 | 1315.4176 | 1315.4176 | 24.548 | 1073.1676 | 1285.4176 | 1310.4176 | 1315.4176 | 1315.4176 | 1315.4176 | 24.548 | 1073.1676 | 1285.4176 | 1310.4176 | 1315.4176 | 1315.4176 | 1315.4176 |  | Energy Storage | caiso_battery | CAISO_New_Li_Battery | 100% | #REF! | #REF! | #REF! | #REF! | #REF! | #REF! | #REF! | NQC MW (viability discounted)
| Hybrid | caiso_hybrid |  |  |  | 15.272 | 151.994 | 218.8133 | 480.7096 | 421.3139 | 417.4699 | 413.0477 | 15.272 | 151.994 | 218.8133 | 480.7096 | 421.3139 | 417.4699 | 413.0477 | 15.272 | 151.994 | 220.2746 | 484.7932 | 423.4403 | 418.3739 | 413.4586 | 15.272 | 151.994 | 218.1882 | 478.5013 | 419.9914 | 416.6665 | 412.6177 | 15.272 | 151.994 | 218.8133 | 480.7096 | 421.3139 | 417.4699 | 413.0477 |  | Hybrid | caiso_hybrid |  | Method per inputs above | #REF! | #REF! | #REF! | #REF! | #REF! | #REF! | #REF! | NQC MW (viability discounted)
| Solar | caiso_solar | CAISO_Solar_for_CAISO |  |  | 0 | 122.0178 | 197.5914 | 214.2022 | 197.1175 | 187.2531 | 175.905 | 0 | 122.0178 | 197.5914 | 214.2022 | 197.1175 | 187.2531 | 175.905 | 0 | 122.0178 | 203.7596 | 223.9527 | 202.5741 | 189.5729 | 176.9594 | 0 | 122.0178 | 194.9529 | 208.9292 | 193.7237 | 185.1915 | 174.8014 | 0 | 122.0178 | 197.5914 | 214.2022 | 197.1175 | 187.2531 | 175.905 |  | Solar | caiso_solar | CAISO_Solar_for_CAISO | Varies by year | #REF! | #REF! | #REF! | #REF! | #REF! | #REF! | #REF! | NQC MW (viability discounted)
| Wind | caiso_wind | CAISO_Wind_for_CAISO |  |  | 0 | 106.3494 | 131.1444 | 131.1444 | 131.1444 | 131.1444 | 131.1444 | 0 | 106.3494 | 131.1444 | 131.1444 | 131.1444 | 131.1444 | 131.1444 | 0 | 106.3494 | 131.1444 | 131.1444 | 131.1444 | 131.1444 | 131.1444 | 0 | 106.3494 | 131.1444 | 131.1444 | 131.1444 | 131.1444 | 131.1444 | 0 | 106.3494 | 131.1444 | 131.1444 | 131.1444 | 131.1444 | 131.1444 |  | Wind | caiso_wind | CAISO_Wind_for_CAISO | Varies by year | #REF! | #REF! | #REF! | #REF! | #REF! | #REF! | #REF! | NQC MW (viability discounted)
| Biomass | caiso_biogas |  |  |  | 0 | 2.7 | 2.7 | 2.7 | 2.7 | 2.7 | 2.7 | 0 | 2.7 | 2.7 | 2.7 | 2.7 | 2.7 | 2.7 | 0 | 2.7 | 2.7 | 2.7 | 2.7 | 2.7 | 2.7 | 0 | 2.7 | 2.7 | 2.7 | 2.7 | 2.7 | 2.7 | 0 | 2.7 | 2.7 | 2.7 | 2.7 | 2.7 | 2.7 |  | Biomass | caiso_biogas |  | 90% | #REF! | #REF! | #REF! | #REF! | #REF! | #REF! | #REF! | NQC MW (viability discounted)
| Biomass | caiso_biomass |  |  |  | 0 | 8.9172 | 14.2092 | 14.2092 | 14.2092 | 14.2092 | 14.2092 | 0 | 8.9172 | 14.2092 | 14.2092 | 14.2092 | 14.2092 | 14.2092 | 0 | 8.9172 | 14.2092 | 14.2092 | 14.2092 | 14.2092 | 14.2092 | 0 | 8.9172 | 14.2092 | 14.2092 | 14.2092 | 14.2092 | 14.2092 | 0 | 8.9172 | 14.2092 | 14.2092 | 14.2092 | 14.2092 | 14.2092 |  | Biomass | caiso_biomass |  | 90% | #REF! | #REF! | #REF! | #REF! | #REF! | #REF! | #REF! | NQC MW (viability discounted)
| Thermal | caiso_ccgt1 |  |  |  | 0 | 0 | 0 | 0 | 0 | 0 | 0 | 0 | 0 | 0 | 0 | 0 | 0 | 0 | 0 | 0 | 0 | 0 | 0 | 0 | 0 | 0 | 0 | 0 | 0 | 0 | 0 | 0 | 0 | 0 | 0 | 0 | 0 | 0 | 0 |  | Thermal | caiso_ccgt1 |  | 100% | #REF! | #REF! | #REF! | #REF! | #REF! | #REF! | #REF! | NQC MW (viability discounted)
| Thermal | caiso_chp | CAISO_CHP |  |  | 0 | 0 | 0 | 0 | 0 | 0 | 0 | 0 | 0 | 0 | 0 | 0 | 0 | 0 | 0 | 0 | 0 | 0 | 0 | 0 | 0 | 0 | 0 | 0 | 0 | 0 | 0 | 0 | 0 | 0 | 0 | 0 | 0 | 0 | 0 |  | Thermal | caiso_chp | CAISO_CHP | 80% | #REF! | #REF! | #REF! | #REF! | #REF! | #REF! | #REF! | NQC MW (viability discounted)
| Geothermal | caiso_geothermal | CAISO_Geothermal |  |  | 0 | 0 | 11.62 | 11.62 | 11.62 | 11.62 | 11.62 | 0 | 0 | 11.62 | 11.62 | 11.62 | 11.62 | 11.62 | 0 | 0 | 11.62 | 11.62 | 11.62 | 11.62 | 11.62 | 0 | 0 | 11.62 | 11.62 | 11.62 | 11.62 | 11.62 | 0 | 0 | 11.62 | 11.62 | 11.62 | 11.62 | 11.62 |  | Geothermal | caiso_geothermal | CAISO_Geothermal | 83% | #REF! | #REF! | #REF! | #REF! | #REF! | #REF! | #REF! | NQC MW (viability discounted)
| Exclude | caiso_loadmod |  |  |  | 0 | 0 | 0 | 0 | 0 | 0 | 0 | [29 empty] | Exclude | caiso_loadmod | [9 empty] | NQC MW (viability discounted)
| Specified Imports | caiso_specified_imports |  |  |  | 74.8 | 74.8 | 74.8 | 74.8 | 74.8 | 189.2 | 189.2 | 74.8 | 74.8 | 74.8 | 74.8 | 74.8 | 189.2 | 189.2 | 74.8 | 74.8 | 74.8 | 74.8 | 74.8 | 189.2 | 189.2 | 74.8 | 74.8 | 74.8 | 74.8 | 74.8 | 189.2 | 189.2 | 74.8 | 74.8 | 74.8 | 74.8 | 74.8 | 189.2 | 189.2 |  | Specified Imports | caiso_specified_imports |  | 100% | #REF! | #REF! | #REF! | #REF! | #REF! | #REF! | #REF! | NQC MW (viability discounted)
| Exclude | caiso_unknown |  |  |  | 0 | 0 | 0 | 0 | 0 | 0 | 0 | [29 empty] | Exclude | caiso_unknown | [9 empty] | NQC MW (viability discounted)
| Exclude | sellers_choice |  |  |  | 0 | 0 | 0 | 0 | 0 | 0 | 0 | [29 empty] | Exclude | sellers_choice | [9 empty] | NQC MW (viability discounted)
| Exclude | blended |  |  |  | 0 | 0 | 0 | 0 | 0 | 0 | 0 | [29 empty] | Exclude | blended | [9 empty] | NQC MW (viability discounted)
| Exclude | unspecified_import |  |  |  | 0 | 0 | 0 | 0 | 0 | 0 | 0 | [29 empty] | Exclude | unspecified_import | [9 empty] | NQC MW (viability discounted)
| Exclude | unspecified_non_import |  |  |  | 0 | 0 | 0 | 0 | 0 | 0 | 0 | [29 empty] | Exclude | unspecified_non_import | [9 empty] | NQC MW (viability discounted)
|  | TOTAL |  |  |  | 114.62 | 1539.946 | 1936.2958 | 2239.803 | 2168.3226 | 2269.0141 | 2253.2439 | 114.62 | 1539.946 | 1936.2958 | 2239.803 | 2168.3226 | 2269.0141 | 2253.2439 | 114.62 | 1539.946 | 1943.9254 | 2253.6371 | 2175.9055 | 2272.2379 | 2254.7092 | 114.62 | 1539.946 | 1933.0323 | 2232.3217 | 2163.6062 | 2266.1492 | 2251.7103 | 114.62 | 1539.946 | 1936.2958 | 2239.803 | 2168.3226 | 2269.0141 | 2253.2439 |  |  | TOTAL |  |  | #REF! | #REF! | #REF! | #REF! | #REF! | #REF! | #REF! | NQC MW (viability discounted)
Additions to IRP Baseline per LSE Filings (NQC MW after project viability weighting) | [40 empty] | RDT* Resources (NQC MW after project viability discount)
| RA Stack Resource | Resource Data Template "Resource Type" | ELCC Type |  |  | 2020 | 2021 | 2022 | 2023 | 2024 | 2025 | 2026 | 2020 | 2021 | 2022 | 2023 | 2024 | 2025 | 2026 | 2020 | 2021 | 2022 | 2023 | 2024 | 2025 | 2026 | 2020 | 2021 | 2022 | 2023 | 2024 | 2025 | 2026 | 2020 | 2021 | 2022 | 2023 | 2024 | 2025 | 2026 |  | RA Stack Resource | RDT "Resource Type" | ELCC Type | ELCC or NQC % | 2020 | 2021 | 2022 | 2023 | 2024 | 2025 | 2026
| Energy Storage | caiso_battery | CAISO_New_Li_Battery |  |  | 24.548 | 502.5 | 1099.488 | 1174.8061 | 1217.4996 | 1254.291 | 1275.3138 | 24.548 | 502.5 | 1099.488 | 1174.8061 | 1217.4996 | 1254.291 | 1275.3138 | 24.548 | 502.5 | 1099.488 | 1174.8061 | 1217.4996 | 1254.291 | 1275.3138 | 24.548 | 1073.1676 | 1285.4176 | 1310.4176 | 1315.4176 | 1315.4176 | 1315.4176 | 24.548 | 502.5 | 1099.488 | 1174.8061 | 1217.4996 | 1254.291 | 1275.3138 |  | Energy Storage | caiso_battery | CAISO_New_Li_Battery | 100% | #REF! | #REF! | #REF! | #REF! | #REF! | #REF! | #REF! | NQC MW (viability discounted)
| Hybrid | caiso_hybrid |  |  |  | 15.272 | 58.312 | 169.585 | 375.6332 | 352.4308 | 371.6289 | 384.304 | 15.272 | 58.312 | 169.585 | 375.6332 | 352.4308 | 371.6289 | 384.304 | 15.272 | 58.312 | 170.709 | 378.754 | 354.1682 | 372.4153 | 384.6786 | 15.272 | 151.994 | 218.1882 | 478.5013 | 419.9914 | 416.6665 | 412.6177 | 15.272 | 58.312 | 169.585 | 375.6332 | 352.4308 | 371.6289 | 384.304 |  | Hybrid | caiso_hybrid |  | Method per inputs above | #REF! | #REF! | #REF! | #REF! | #REF! | #REF! | #REF! | NQC MW (viability discounted)
| Solar | caiso_solar | CAISO_Solar_for_CAISO |  |  | 0 | 67.55 | 162.7571 | 179.6202 | 175.0422 | 175.2703 | 170.7845 | 0 | 67.55 | 162.7571 | 179.6202 | 175.0422 | 175.2703 | 170.7845 | 0 | 67.55 | 167.8379 | 187.7966 | 179.8876 | 177.4416 | 171.8082 | 0 | 122.0178 | 194.9529 | 208.9292 | 193.7237 | 185.1915 | 174.8014 | 0 | 67.55 | 162.7571 | 179.6202 | 175.0422 | 175.2703 | 170.7845 |  | Solar | caiso_solar | CAISO_Solar_for_CAISO | Varies by year | #REF! | #REF! | #REF! | #REF! | #REF! | #REF! | #REF! | NQC MW (viability discounted)
| Wind | caiso_wind | CAISO_Wind_for_CAISO |  |  | 0 | 66.7554 | 112.0416 | 118.5143 | 123.0378 | 126.3418 | 128.4692 | 0 | 66.7554 | 112.0416 | 118.5143 | 123.0378 | 126.3418 | 128.4692 | 0 | 66.7554 | 112.0416 | 118.5143 | 123.0378 | 126.3418 | 128.4692 | 0 | 106.3494 | 131.1444 | 131.1444 | 131.1444 | 131.1444 | 131.1444 | 0 | 66.7554 | 112.0416 | 118.5143 | 123.0378 | 126.3418 | 128.4692 |  | Wind | caiso_wind | CAISO_Wind_for_CAISO | Varies by year | #REF! | #REF! | #REF! | #REF! | #REF! | #REF! | #REF! | NQC MW (viability discounted)
| Biomass | caiso_biogas |  |  |  | 0 | 0 | 1.944 | 2.3085 | 2.5009 | 2.5667 | 2.5667 | 0 | 0 | 1.944 | 2.3085 | 2.5009 | 2.5667 | 2.5667 | 0 | 0 | 1.944 | 2.3085 | 2.5009 | 2.5667 | 2.5667 | 0 | 2.7 | 2.7 | 2.7 | 2.7 | 2.7 | 2.7 | 0 | 0 | 1.944 | 2.3085 | 2.5009 | 2.5667 | 2.5667 |  | Biomass | caiso_biogas |  | 90% | #REF! | #REF! | #REF! | #REF! | #REF! | #REF! | #REF! | NQC MW (viability discounted)
| Biomass | caiso_biomass |  |  |  | 0 | 0 | 7.0594 | 8.6625 | 10.0136 | 11.3412 | 12.4919 | 0 | 0 | 7.0594 | 8.6625 | 10.0136 | 11.3412 | 12.4919 | 0 | 0 | 7.0594 | 8.6625 | 10.0136 | 11.3412 | 12.4919 | 0 | 8.9172 | 14.2092 | 14.2092 | 14.2092 | 14.2092 | 14.2092 | 0 | 0 | 7.0594 | 8.6625 | 10.0136 | 11.3412 | 12.4919 |  | Biomass | caiso_biomass |  | 90% | #REF! | #REF! | #REF! | #REF! | #REF! | #REF! | #REF! | NQC MW (viability discounted)
| Thermal | caiso_ccgt1 |  |  |  | 0 | 0 | 0 | 0 | 0 | 0 | 0 | 0 | 0 | 0 | 0 | 0 | 0 | 0 | 0 | 0 | 0 | 0 | 0 | 0 | 0 | 0 | 0 | 0 | 0 | 0 | 0 | 0 | 0 | 0 | 0 | 0 | 0 | 0 | 0 |  | Thermal | caiso_ccgt1 |  | 100% | #REF! | #REF! | #REF! | #REF! | #REF! | #REF! | #REF! | NQC MW (viability discounted)
| Thermal | caiso_chp | CAISO_CHP |  |  | 0 | 0 | 0 | 0 | 0 | 0 | 0 | 0 | 0 | 0 | 0 | 0 | 0 | 0 | 0 | 0 | 0 | 0 | 0 | 0 | 0 | 0 | 0 | 0 | 0 | 0 | 0 | 0 | 0 | 0 | 0 | 0 | 0 | 0 | 0 |  | Thermal | caiso_chp | CAISO_CHP | 80% | #REF! | #REF! | #REF! | #REF! | #REF! | #REF! | #REF! | NQC MW (viability discounted)
| Geothermal | caiso_geothermal | CAISO_Geothermal |  |  | 0 | 0 | 8.8312 | 9.906 | 10.6105 | 11.0426 | 11.1879 | 0 | 0 | 8.8312 | 9.906 | 10.6105 | 11.0426 | 11.1879 | 0 | 0 | 8.8312 | 9.906 | 10.6105 | 11.0426 | 11.1879 | 0 | 0 | 11.62 | 11.62 | 11.62 | 11.62 | 11.62 | 0 | 0 | 8.8312 | 9.906 | 10.6105 | 11.0426 | 11.1879 |  | Geothermal | caiso_geothermal | CAISO_Geothermal | 83% | #REF! | #REF! | #REF! | #REF! | #REF! | #REF! | #REF! | NQC MW (viability discounted)
| Exclude | caiso_loadmod |  |  |  | 0 | 0 | 0 | 0 | 0 | 0 | 0 | [29 empty] | Exclude | caiso_loadmod | [9 empty] | NQC MW (viability discounted)
| Specified Imports | caiso_specified_imports |  |  |  | 74.8 | 74.8 | 74.8 | 74.8 | 74.8 | 165.1474 | 172.6763 | 74.8 | 74.8 | 74.8 | 74.8 | 74.8 | 165.1474 | 172.6763 | 74.8 | 74.8 | 74.8 | 74.8 | 74.8 | 165.1474 | 172.6763 | 74.8 | 74.8 | 74.8 | 74.8 | 74.8 | 189.2 | 189.2 | 74.8 | 74.8 | 74.8 | 74.8 | 74.8 | 165.1474 | 172.6763 |  | Specified Imports | caiso_specified_imports |  | 100% | #REF! | #REF! | #REF! | #REF! | #REF! | #REF! | #REF! | NQC MW (viability discounted)
| Exclude | caiso_unknown |  |  |  | 0 | 0 | 0 | 0 | 0 | 0 | 0 | [29 empty] | Exclude | caiso_unknown | [9 empty] | NQC MW (viability discounted)
| Exclude | sellers_choice |  |  |  | 0 | 0 | 0 | 0 | 0 | 0 | 0 | [29 empty] | Exclude | sellers_choice | [9 empty] | NQC MW (viability discounted)
| Exclude | blended |  |  |  | 0 | 0 | 0 | 0 | 0 | 0 | 0 | [29 empty] | Exclude | blended | [9 empty] | NQC MW (viability discounted)
| Exclude | unspecified_import |  |  |  | 0 | 0 | 0 | 0 | 0 | 0 | 0 | [29 empty] | Exclude | unspecified_import | [9 empty] | NQC MW (viability discounted)
| Exclude | unspecified_non_import |  |  |  | 0 | 0 | 0 | 0 | 0 | 0 | 0 | [29 empty] | Exclude | unspecified_non_import | [9 empty] | NQC MW (viability discounted)
|  | TOTAL |  |  |  | 114.62 | 769.9174 | 1636.5064 | 1944.2509 | 1965.9352 | 2117.6299 | 2157.7944 | 114.62 | 769.9174 | 1636.5064 | 1944.2509 | 1965.9352 | 2117.6299 | 2157.7944 | 114.62 | 769.9174 | 1642.7112 | 1955.548 | 1972.5181 | 2120.5876 | 2159.1927 | 114.62 | 1539.946 | 1933.0323 | 2232.3217 | 2163.6062 | 2266.1492 | 2251.7103 | 114.62 | 769.9174 | 1636.5064 | 1944.2509 | 1965.9352 | 2117.6299 | 2157.7944 |  |  | TOTAL |  |  | #REF! | #REF! | #REF! | #REF! | #REF! | #REF! | #REF! | NQC MW (viability discounted)
C. D.19-11-016 Procurement Order Accounting
NOTE: values are hard-coded per low/mid/high need scenarios due to removal of confidential LSE contract data from the public version of the model
|  |  |  | In-development |  | 2020 | 2021 | 2022 | 2023 | 2024 | 2025 | 2026 | 2020 | 2021 | 2022 | 2023 | 2024 | 2025 | 2026 | 2020 | 2021 | 2022 | 2023 | 2024 | 2025 | 2026 | 2020 | 2021 | 2022 | 2023 | 2024 | 2025 | 2026 | 2020 | 2021 | 2022 | 2023 | 2024 | 2025 | 2026
|  |  |  | caiso_solar | Incremental Solar (Nameplate) | 0 | 142.5 | 806.372 | 1123.8376 | 1214.835 | 1306.8027 | 1373.6402 | 0 | 142.5 | 806.372 | 1123.8376 | 1214.835 | 1306.8027 | 1373.6402 | 0 | 142.5 | 806.372 | 1123.8376 | 1214.835 | 1306.8027 | 1373.6402 | 0 | 381.156 | 1065.656 | 1425.656 | 1425.656 | 1425.656 | 1425.656 | 0 | 142.5 | 806.372 | 1123.8376 | 1214.835 | 1306.8027 | 1373.6402
|  |  |  | caiso_solar | Incremental Solar (NQC) | 0 | 19.95 | 112.8921 | 157.3373 | 170.0769 | 182.9524 | 192.3096 | 0 | 19.95 | 112.8921 | 157.3373 | 170.0769 | 182.9524 | 192.3096 | 0 | 19.95 | 112.8921 | 157.3373 | 170.0769 | 182.9524 | 192.3096 | 0 | 53.3618 | 149.1918 | 199.5918 | 199.5918 | 199.5918 | 199.5918 | 0 | 19.95 | 112.8921 | 157.3373 | 170.0769 | 182.9524 | 192.3096
|  |  |  | caiso_wind | Incremental Wind (Nameplate) | 0 | 445.036 | 652.444 | 690.345 | 717.8768 | 739.9034 | 754.0866 | 0 | 445.036 | 652.444 | 690.345 | 717.8768 | 739.9034 | 754.0866 | 0 | 445.036 | 652.444 | 690.345 | 717.8768 | 739.9034 | 754.0866 | 0 | 708.996 | 769.296 | 769.296 | 769.296 | 769.296 | 769.296 | 0 | 445.036 | 652.444 | 690.345 | 717.8768 | 739.9034 | 754.0866
|  |  |  | caiso_wind | Incremental Wind (NQC) | 0 | 66.7554 | 97.8666 | 103.5517 | 107.6815 | 110.9855 | 113.113 | 0 | 66.7554 | 97.8666 | 103.5517 | 107.6815 | 110.9855 | 113.113 | 0 | 66.7554 | 97.8666 | 103.5517 | 107.6815 | 110.9855 | 113.113 | 0 | 106.3494 | 115.3944 | 115.3944 | 115.3944 | 115.3944 | 115.3944 | 0 | 66.7554 | 97.8666 | 103.5517 | 107.6815 | 110.9855 | 113.113
|  |  |  | caiso_hybrid | Incremental Hybrid (NQC) | 0 | 43.04 | 158.0042 | 351.5953 | 332.1143 | 354.4912 | 370.8827 | 0 | 43.04 | 158.0042 | 351.5953 | 332.1143 | 354.4912 | 370.8827 | 0 | 43.04 | 158.0042 | 351.5953 | 332.1143 | 354.4912 | 370.8827 | 0 | 136.722 | 195.8004 | 442.9524 | 388.6404 | 388.6404 | 388.6404 | 0 | 43.04 | 158.0042 | 351.5953 | 332.1143 | 354.4912 | 370.8827
|  |  |  | non-solar/wind/hybrid | Incremental Non-Solar/Wind/Hybrid (NQC) | 0 | 0 | 257.4956 | 281.9936 | 304.3541 | 326.3838 | 340.2745 | 0 | 0 | 257.4956 | 281.9936 | 304.3541 | 326.3838 | 340.2745 | 0 | 0 | 257.4956 | 281.9936 | 304.3541 | 326.3838 | 340.2745 | 0 | 268.9172 | 353.0792 | 353.0792 | 353.0792 | 353.0792 | 353.0792 | 0 | 0 | 257.4956 | 281.9936 | 304.3541 | 326.3838 | 340.2745
|  |  |  | Total | Incremental capacity | 0 | 129.7454 | 626.2585 | 894.4779 | 914.2268 | 974.813 | 1016.5799 | 0 | 129.7454 | 626.2585 | 894.4779 | 914.2268 | 974.813 | 1016.5799 | 0 | 129.7454 | 626.2585 | 894.4779 | 914.2268 | 974.813 | 1016.5799 | 0 | 565.3504 | 813.4658 | 1111.0178 | 1056.7058 | 1056.7058 | 1056.7058 | 0 | 129.7454 | 626.2585 | 894.4779 | 914.2268 | 974.813 | 1016.5799

## D1911016 Baseline
Source: D.19-11-016 Baseline Resources available here: https://www.cpuc.ca.gov/WorkArea/DownloadAsset.aspx?id=6442463663. Yellow highlighted cells include updates made by CPUC staff.
SOURCE | CAISO RESOURCE ID | Project ID | LOCAL AREA | LOCAL SUB-AREA | GENERATOR NAME or Project Name | Offtaker | TEPPC Common Case ID | TYPE (CAISO) | TYPE (TEPPC) | Net Dependable Capacity MW | Sept NQC MW | Contract Capacity MW | Annual Energy GWh | Risk Adjustment | Risk Adj Annual Energy GWh | RESOLVE TYPE (no blanks) | Copied from CONV_CAISO_Gen_List | Copied from REN_Existing_Resources | Edited Flag | Combined Lookup SERVM Name
NQC List and Master Generating Capability List | GLNARM_7_UNIT 1 |  | LA Basin | Western | GLEN ARM UNIT 1 |  | Glenarm_GT1 | PEAKER | CT-NatGas-Aero |  | 22.07 |  |  |  |  | CAISO_Peaker2 | 1 |  |  | GLNARM_7_UNIT_1
NQC List and Master Generating Capability List | GRNLF1_1_UNITS |  | Sierra | Bogue, Drum-Rio Oso, South of Table Mountain | GREENLEAF #1 COGEN AGGREGATE |  | GreenleafCC-Total | COGENERATION | CCWhole-NatGas-Aero | [6 empty] | CAISO_CHP | 1 |  |  | GRNLF1_1_UNITS
NQC List and Master Generating Capability List | ALAMO_6_UNIT |  | Big Creek-Ventura | Big Creek | ALAMO POWER PLANT |  |  | HYDRO | n/a | 17 | 2.61 |  |  |  |  | CAISO_Hydro | 1 |  |  | ALAMO_6_UNIT
NQC List and Master Generating Capability List | ALLGNY_6_HYDRO1 |  | Sierra | South of Table Mountain | Salmon Creek Hydroelectric Project |  |  | HYDRO | n/a | 0.52 | 0 |  |  |  |  | CAISO_Hydro | 1 |  |  | ALLGNY_6_HYDRO1
NQC List and Master Generating Capability List | GLNARM_7_UNIT 2 |  | LA Basin | Western | GLEN ARM UNIT 2 |  | Glenarm_GT2 | PEAKER | CT-NatGas-Aero | 22.3 | 22.3 |  |  |  |  | CAISO_Peaker2 | 1 |  |  | GLNARM_7_UNIT_2
NQC List and Master Generating Capability List | OGROVE_6_PL1X2 |  | San Diego-IV | San Diego | Orange Grove Energy Center |  | OrangeGrove1 | PEAKER | CT-NatGas-Industrial | 75 | 96 |  |  |  |  | CAISO_Peaker2 | 1 |  |  | OGROVE_6_PL1X2
NQC List and Master Generating Capability List | OGROVE_6_PL1X2 |  | San Diego-IV | San Diego | Orange Grove Energy Center |  | OrangeGrove2 | PEAKER | CT-NatGas-Industrial | 75 | 96 |  |  |  |  | CAISO_Peaker2 | 1 |  |  | OGROVE_6_PL1X2
NQC List and Master Generating Capability List | INDIGO_1_UNIT 2 |  | LA Basin | Eastern | INDIGO PEAKER UNIT 2 |  | Indigo2 | PEAKER | CT-NatGas-Aero | 44.53 | 42 |  |  |  |  | CAISO_Peaker2 | 1 |  |  | INDIGO_1_UNIT_2
NQC List and Master Generating Capability List | INDIGO_1_UNIT 3 |  | LA Basin | Eastern | INDIGO PEAKER UNIT 3 |  | Indigo3 | PEAKER | CT-NatGas-Aero | 43.69 | 42 |  |  |  |  | CAISO_Peaker2 | 1 |  |  | INDIGO_1_UNIT_3
NQC List and Master Generating Capability List | MKTRCK_1_UNIT 1 |  | CAISO System |  | MCKITTRICK LIMITED |  | McKittrick_Ltd | COGENERATION | CT-NatGas-Industrial | 47.49 | 42.12 |  |  |  |  | CAISO_Peaker2 | 1 |  |  | MKTRCK_1_UNIT_1
NQC List and Master Generating Capability List | ARCOGN_2_UNITS |  | LA Basin | Western | WATSON COGENERATION |  | WatsonCogenCC-Total | COGENERATION | CCWhole-NatGas-Industrial | 416.6 | 256.73 |  |  |  |  | CAISO_CHP | 1 |  |  | ARCOGN_2_UNITS
NQC List and Master Generating Capability List | BALCHS_7_UNIT 1 |  | Fresno | Wilson, Herndon | BALCH 1 PH UNIT 1 |  |  | HYDRO | n/a | 33 | 31 |  |  |  |  | CAISO_Hydro | 1 |  |  | BALCHS_7_UNIT_1
NQC List and Master Generating Capability List | BALCHS_7_UNIT 2 |  | Fresno | Wilson, Herndon | BALCH 2 PH UNIT 2 |  |  | HYDRO | n/a | 52.5 | 52.5 |  |  |  |  | CAISO_Hydro | 1 |  |  | BALCHS_7_UNIT_2
NQC List and Master Generating Capability List | BALCHS_7_UNIT 3 |  | Fresno | Wilson, Herndon | BALCH 2 PH UNIT 3 |  |  | HYDRO | n/a | 54.6 | 54.6 |  |  |  |  | CAISO_Hydro | 1 |  |  | BALCHS_7_UNIT_3
NQC List and Master Generating Capability List | BANGOR_6_HYDRO |  | Sierra | South of Table Mountain | Virginia Ranch Dam Powerplant |  |  | HYDRO | n/a | 1 | 1 |  |  |  |  | CAISO_Hydro | 1 |  |  | BANGOR_6_HYDRO
NQC List and Master Generating Capability List | GOLETA_6_ELLWOD |  | Big Creek-Ventura | Ventura, S.Clara, Moorpark | ELLWOOD ENERGY SUPPORT FACILITY |  | Ellwood_1 | PEAKER | CT-NatGas-Industrial | 54 | 54 |  |  |  |  | CAISO_Peaker2 | 1 |  |  | GOLETA_6_ELLWOD
NQC List and Master Generating Capability List | BASICE_2_UNITS |  | CAISO System |  | CALPINE AMERICAN I COGEN. |  |  | COGENERATION | n/a |  | 120 |  |  |  |  | CAISO_CHP | 1 |  |  | BASICE_2_UNITS
NQC List and Master Generating Capability List | HINSON_6_LBECH1 |  | LA Basin | Western | HINSON_6_LBECH1 |  | LongBeach_GT1 | PEAKER | CT-NatGas-Aero | 65 | 65 |  |  |  |  | CAISO_Peaker2 | 1 |  |  | HINSON_6_LBECH1
NQC List and Master Generating Capability List | HINSON_6_LBECH2 |  | LA Basin | Western | HINSON_6_LBECH2 |  | LongBeach_GT2 | PEAKER | CT-NatGas-Aero | 65 | 65 |  |  |  |  | CAISO_Peaker2 | 1 |  |  | HINSON_6_LBECH2
NQC List and Master Generating Capability List | BELDEN_7_UNIT 1 |  | Sierra | South of Palermo, South of Table Mountain | BELDEN HYDRO |  |  | HYDRO | n/a | 119 | 119 |  |  |  |  | CAISO_Hydro | 1 |  |  | BELDEN_7_UNIT_1
NQC List and Master Generating Capability List | BIGCRK_2_EXESWD |  | Big Creek-Ventura | Big Creek, Rector, Vestal | BIG CREEK HYDRO PROJECT PSP |  |  | HYDRO | n/a | 34 | 773.6 |  |  |  |  | CAISO_Hydro | 1 |  |  | BIGCRK_2_EXESWD
NQC List and Master Generating Capability List | BIGCRK_7_DAM7 |  | Big Creek-Ventura |  |  |  |  | HYDRO | n/a | 0.3 | 0 |  |  |  |  | CAISO_Hydro | 1 |  |  | BIGCRK_7_DAM7
NQC List and Master Generating Capability List | BIGCRK_7_MAMRES |  | Big Creek-Ventura |  |  |  |  | HYDRO | n/a | 1.25 | 0 |  |  |  |  | CAISO_Hydro | 1 |  |  | BIGCRK_7_MAMRES
NQC List and Master Generating Capability List | BLACK_7_UNIT 1 |  | CAISO System |  | JAMES B. BLACK 1 |  |  | HYDRO | n/a | 85 | 85 |  |  |  |  | CAISO_Hydro | 1 |  |  | BLACK_7_UNIT_1
NQC List and Master Generating Capability List | BLACK_7_UNIT 2 |  | CAISO System |  | JAMES B. BLACK 2 |  |  | HYDRO | n/a | 84.1 | 84.1 |  |  |  |  | CAISO_Hydro | 1 |  |  | BLACK_7_UNIT_2
NQC List and Master Generating Capability List | HINSON_6_LBECH3 |  | LA Basin | Western | HINSON_6_LBECH3 |  | LongBeach_GT3 | PEAKER | CT-NatGas-Aero | 65 | 65 |  |  |  |  | CAISO_Peaker2 | 1 |  |  | HINSON_6_LBECH3
NQC List and Master Generating Capability List | HINSON_6_LBECH4 |  | LA Basin | Western | HINSON_6_LBECH4 |  | LongBeach_GT4 | PEAKER | CT-NatGas-Aero | 65 | 65 |  |  |  |  | CAISO_Peaker2 | 1 |  |  | HINSON_6_LBECH4
NQC List and Master Generating Capability List | BOWMN_6_UNIT |  | Sierra | Drum-Rio Oso, South of Palermo, South of Table Mountain | BOWMAN |  |  | HYDRO | n/a | [6 empty] | CAISO_Hydro | 1 |  |  | #N/A
NQC List and Master Generating Capability List | BRDGVL_7_BAKER |  | Humboldt |  | Baker Station Hydro |  |  | HYDRO | n/a | 1.49 | 0 |  |  |  |  | CAISO_Hydro | 1 |  |  | BRDGVL_7_BAKER
NQC List and Master Generating Capability List | CORONS_6_CLRWTR |  | LA Basin | Eastern | Clearwater Power Plant |  | ClearwaterCC-Total | THERMAL | CCWhole-NatGas-Aero | 23.8 | 28 |  |  |  |  | CAISO_CCGT2 | 1 |  |  | CORONS_6_CLRWTR
NQC List and Master Generating Capability List | BUCKCK_2_HYDRO |  | Sierra |  | Lassen Station Hydro |  |  | HYDRO | n/a | 0.99 | 0 |  |  |  |  | CAISO_Hydro | 1 |  |  | BUCKCK_2_HYDRO
NQC List and Master Generating Capability List | BUCKCK_7_PL1X2 |  | Sierra | South of Palermo, South of Table Mountain | BUCKS CREEK AGGREGATE |  |  | HYDRO | n/a | 32.5 | 57.25 |  |  |  |  | CAISO_Hydro | 1 |  |  | BUCKCK_7_PL1X2
NQC List and Master Generating Capability List | BUTTVL_7_UNIT 1 |  | CAISO System |  | BUTT VALLEY HYDRO |  |  | HYDRO | n/a | 39.5 | 39.5 |  |  |  |  | CAISO_Hydro | 1 |  |  | BUTTVL_7_UNIT_1
NQC List and Master Generating Capability List | AGRICO_7_UNIT |  | Fresno | Wilson, Herndon | Fresno Cogen |  | FresnoCogenCC-Total | COGENERATION | CCWhole-NatGas-Industrial | 7.5 | 50.6 |  |  |  |  | CAISO_CCGT2 | 1 |  |  | AGRICO_7_UNIT
NQC List and Master Generating Capability List | CAMPFW_7_FARWST |  | Sierra | South of Table Mountain | CAMP FAR WEST HYDRO |  |  | HYDRO | n/a | 8 | 0.57 |  |  |  |  | CAISO_Hydro | 1 |  |  | CAMPFW_7_FARWST
NQC List and Master Generating Capability List | CARBOU_7_PL2X3 |  | CAISO System |  | CARIBOU PH 1 UNIT 2 & 3 AGGREGATE |  |  | HYDRO | n/a | 49 | 49 |  |  |  |  | CAISO_Hydro | 1 |  |  | CARBOU_7_PL2X3
NQC List and Master Generating Capability List | CARBOU_7_PL4X5 |  | CAISO System |  | CARIBOU PH 2 UNIT 4 & 5 AGGREGATE |  |  | HYDRO | n/a | 61 | 120 |  |  |  |  | CAISO_Hydro | 1 |  |  | CARBOU_7_PL4X5
NQC List and Master Generating Capability List | CARBOU_7_UNIT 1 |  | CAISO System |  | CARIBOU PH 1 UNIT 1 |  |  | HYDRO | n/a | 24 | 24 |  |  |  |  | CAISO_Hydro | 1 |  |  | CARBOU_7_UNIT_1
NQC List and Master Generating Capability List | CEDRCK_6_UNIT |  | CAISO System |  | Water Wheel Ranch |  |  | HYDRO | n/a | 0.98 | 0.11 |  |  |  |  | CAISO_Hydro | 1 |  |  | CEDRCK_6_UNIT
NQC List and Master Generating Capability List | CENTER_2_QF |  | LA Basin | Western | CENTER QFS |  | Center_Area_Agg | COGENERATION | CT-NatGas-Industrial | [6 empty] | CAISO_CHP | 1 |  |  | #N/A
NQC List and Master Generating Capability List | CENTER_2_RHONDO |  | LA Basin | Western | MWD Rio Hondo Hydroelectric Recovery Pla |  |  | HYDRO | n/a | 1.91 | 1.91 |  |  |  |  | CAISO_Hydro | 1 |  |  | CENTER_2_RHONDO
NQC List and Master Generating Capability List | OTAY_6_PL1X2 |  | San Diego-IV | San Diego | Chula Vista Energy Center, LLC |  | Chula_Vista | PEAKER | CT-NatGas-Aero | 35.5 | 35.5 |  |  |  |  | CAISO_Peaker2 | 1 |  |  | OTAY_6_PL1X2
NQC List and Master Generating Capability List | GILRPP_1_PL1X2 |  | Bay Area | Llagas, South Bay-Moss Landing | GILROY ENERGY CENTER UNITS 1&2 AGGREGATE |  | GilroyEnergyPeaking1 | PEAKER | CT-NatGas-Aero | 49.9 | 95.2 |  |  |  |  | CAISO_Peaker2 | 1 |  |  | GILRPP_1_PL1X2
NQC List and Master Generating Capability List | GILRPP_1_PL1X2 |  | Bay Area | Llagas, South Bay-Moss Landing | GILROY ENERGY CENTER UNITS 1&2 AGGREGATE |  | GilroyEnergyPeaking2 | PEAKER | CT-NatGas-Aero | 49.9 | 95.2 |  |  |  |  | CAISO_Peaker2 | 1 |  |  | GILRPP_1_PL1X2
NQC List and Master Generating Capability List | GILRPP_1_PL3X4 |  | Bay Area | Llagas, South Bay-Moss Landing | GILROY ENERGY CENTER, UNIT #3 |  | GilroyEnergyPeaking3 | PEAKER | CT-NatGas-Aero | 46.2 | 46.2 |  |  |  |  | CAISO_Peaker2 | 1 |  |  | GILRPP_1_PL3X4
NQC List and Master Generating Capability List | LMBEPK_2_UNITA1 |  | Bay Area | Contra Costa | Lambie Energy Center, Unit #1 |  | Lambie_EC | PEAKER | CT-NatGas-Aero | 47.5 | 47.5 |  |  |  |  | CAISO_Peaker2 | 1 |  |  | LMBEPK_2_UNITA1
NQC List and Master Generating Capability List | LMBEPK_2_UNITA3 |  | Bay Area | Contra Costa | Goose Haven Energy Center, Unit #1 |  | Goose_Haven | PEAKER | CT-NatGas-Aero | 47.4 | 47.4 |  |  |  |  | CAISO_Peaker2 | 1 |  |  | LMBEPK_2_UNITA3
NQC List and Master Generating Capability List | CHEVCD_6_UNIT |  | CAISO System |  | CHEVRON USA (TAFT/CADET) |  |  | COGENERATION | n/a | 11.5 | 1.09 |  |  |  |  | CAISO_CHP | 1 |  |  | CHEVCD_6_UNIT
NQC List and Master Generating Capability List | CHEVCO_6_UNIT 1 |  | Fresno | Wilson, Coalinga | CHEVRON USA (COALINGA) |  | Coalinga_25D1 | COGENERATION | CT-NatGas-Aero | 16.5 | 1.94 |  |  |  |  | CAISO_CHP | 1 |  |  | CHEVCO_6_UNIT_1
NQC List and Master Generating Capability List | CHEVCO_6_UNIT 1 |  | Fresno | Wilson, Coalinga | CHEVRON USA (COALINGA) |  | Coalinga_6C1 | COGENERATION | CT-NatGas-Aero | 16.5 | 1.94 |  |  |  |  | CAISO_CHP | 1 |  |  | CHEVCO_6_UNIT_1
NQC List and Master Generating Capability List | CHEVCO_6_UNIT 2 |  | Fresno | Wilson, Coalinga | AERA ENERGY LLC. (COALINGA) |  |  | COGENERATION | n/a | 8.5 | 0.86 |  |  |  |  | CAISO_CHP | 1 |  |  | CHEVCO_6_UNIT_2
NQC List and Master Generating Capability List | CHEVCY_1_UNIT |  | CAISO System |  | CHEVRON USA (CYMRIC) |  | Cymric_31X1 | COGENERATION | CT-NatGas-Aero | 24.3 | 2.85 |  |  |  |  | CAISO_CHP | 1 |  |  | CHEVCY_1_UNIT
NQC List and Master Generating Capability List | CHEVCY_1_UNIT |  | CAISO System |  | CHEVRON USA (CYMRIC) |  | Cymric_31X2 | COGENERATION | CT-NatGas-Aero | 24.3 | 2.85 |  |  |  |  | CAISO_CHP | 1 |  |  | CHEVCY_1_UNIT
NQC List and Master Generating Capability List | CHEVCY_1_UNIT |  | CAISO System |  | CHEVRON USA (CYMRIC) |  | Cymric_36W1 | COGENERATION | CT-NatGas-Aero | 24.3 | 2.85 |  |  |  |  | CAISO_CHP | 1 |  |  | CHEVCY_1_UNIT
NQC List and Master Generating Capability List | CHEVCY_1_UNIT |  | CAISO System |  | CHEVRON USA (CYMRIC) |  | Cymric_36W2 | COGENERATION | CT-NatGas-Aero | 24.3 | 2.85 |  |  |  |  | CAISO_CHP | 1 |  |  | CHEVCY_1_UNIT
NQC List and Master Generating Capability List | CHEVCY_1_UNIT |  | CAISO System |  | CHEVRON USA (CYMRIC) |  | Cymric_36W3 | COGENERATION | CT-NatGas-Aero | 24.3 | 2.85 |  |  |  |  | CAISO_CHP | 1 |  |  | CHEVCY_1_UNIT
NQC List and Master Generating Capability List | CHEVCY_1_UNIT |  | CAISO System |  | CHEVRON USA (CYMRIC) |  | Cymric_36W4 | COGENERATION | CT-NatGas-Aero | 24.3 | 2.85 |  |  |  |  | CAISO_CHP | 1 |  |  | CHEVCY_1_UNIT
NQC List and Master Generating Capability List | CHEVCY_1_UNIT |  | CAISO System |  | CHEVRON USA (CYMRIC) |  | Cymric_6Z1 | COGENERATION | CT-NatGas-Aero | 24.3 | 2.85 |  |  |  |  | CAISO_CHP | 1 |  |  | CHEVCY_1_UNIT
NQC List and Master Generating Capability List | CHEVCY_1_UNIT |  | CAISO System |  | CHEVRON USA (CYMRIC) |  | Cymric_6Z2 | COGENERATION | CT-NatGas-Aero | 24.3 | 2.85 |  |  |  |  | CAISO_CHP | 1 |  |  | CHEVCY_1_UNIT
NQC List and Master Generating Capability List | CHEVMN_2_UNITS |  | LA Basin | Western | CHEVRON U.S.A. UNITS 1 & 2 AGGREGATE |  | ElSegndCogCC1-Total | COGENERATION | CCWhole-NatGas-Aero | 124.87 | 9.78 |  |  |  |  | CAISO_CHP | 1 |  |  | CHEVMN_2_UNITS
NQC List and Master Generating Capability List | CHEVMN_2_UNITS |  | LA Basin | Western | CHEVRON U.S.A. UNITS 1 & 2 AGGREGATE |  | ElSegndCogCC2-Total | COGENERATION | CCWhole-NatGas-Aero | 124.87 | 9.78 |  |  |  |  | CAISO_CHP | 1 |  |  | CHEVMN_2_UNITS
NQC List and Master Generating Capability List | CHEVMN_2_UNITS |  | LA Basin | Western | CHEVRON U.S.A. UNITS 1 & 2 AGGREGATE |  | ElSegndCogCC3-Total | COGENERATION | CCWhole-NatGas-Aero | 124.87 | 9.78 |  |  |  |  | CAISO_CHP | 1 |  |  | CHEVMN_2_UNITS
NQC List and Master Generating Capability List | CHICPK_7_UNIT 1 |  | Sierra | Placer, Drum-Rio Oso, South of Rio Oso, South of Palermo, South of Table Mountain | CHICAGO PARK 1, BEAR RIVER CA |  |  | HYDRO | n/a | 42 | 42 |  |  |  |  | CAISO_Hydro | 1 |  |  | CHICPK_7_UNIT_1
NQC List and Master Generating Capability List | CHINO_6_CIMGEN |  | LA Basin | Eastern | O.L.S. ENERGY COMPANY -- CHINO |  | OLSChinoCC-Total | COGENERATION | CCWhole-NatGas-Industrial | 26 | 26 |  |  |  |  | CAISO_CHP | 1 |  |  | CHINO_6_CIMGEN
NQC List and Master Generating Capability List | CHWCHL_1_UNIT |  | Fresno | Wilson, Herndon | CHOW 2 PEAKER PLANT |  | Chowchilla2_01 | THERMAL | ICE-NatGas | 48.6 | 48 |  |  |  |  | CAISO_Reciprocating_Engine | 1 |  |  | CHWCHL_1_UNIT
NQC List and Master Generating Capability List | CHWCHL_1_UNIT |  | Fresno | Wilson, Herndon | CHOW 2 PEAKER PLANT |  | Chowchilla2_02 | THERMAL | ICE-NatGas | 48.6 | 48 |  |  |  |  | CAISO_Reciprocating_Engine | 1 |  |  | CHWCHL_1_UNIT
NQC List and Master Generating Capability List | CHWCHL_1_UNIT |  | Fresno | Wilson, Herndon | CHOW 2 PEAKER PLANT |  | Chowchilla2_03 | THERMAL | ICE-NatGas | 48.6 | 48 |  |  |  |  | CAISO_Reciprocating_Engine | 1 |  |  | CHWCHL_1_UNIT
NQC List and Master Generating Capability List | CHWCHL_1_UNIT |  | Fresno | Wilson, Herndon | CHOW 2 PEAKER PLANT |  | Chowchilla2_04 | THERMAL | ICE-NatGas | 48.6 | 48 |  |  |  |  | CAISO_Reciprocating_Engine | 1 |  |  | CHWCHL_1_UNIT
NQC List and Master Generating Capability List | CHWCHL_1_UNIT |  | Fresno | Wilson, Herndon | CHOW 2 PEAKER PLANT |  | Chowchilla2_05 | THERMAL | ICE-NatGas | 48.6 | 48 |  |  |  |  | CAISO_Reciprocating_Engine | 1 |  |  | CHWCHL_1_UNIT
NQC List and Master Generating Capability List | CHWCHL_1_UNIT |  | Fresno | Wilson, Herndon | CHOW 2 PEAKER PLANT |  | Chowchilla2_06 | THERMAL | ICE-NatGas | 48.6 | 48 |  |  |  |  | CAISO_Reciprocating_Engine | 1 |  |  | CHWCHL_1_UNIT
NQC List and Master Generating Capability List | CHWCHL_1_UNIT |  | Fresno | Wilson, Herndon | CHOW 2 PEAKER PLANT |  | Chowchilla2_07 | THERMAL | ICE-NatGas | 48.6 | 48 |  |  |  |  | CAISO_Reciprocating_Engine | 1 |  |  | CHWCHL_1_UNIT
NQC List and Master Generating Capability List | CHWCHL_1_UNIT |  | Fresno | Wilson, Herndon | CHOW 2 PEAKER PLANT |  | Chowchilla2_08 | THERMAL | ICE-NatGas | 48.6 | 48 |  |  |  |  | CAISO_Reciprocating_Engine | 1 |  |  | CHWCHL_1_UNIT
NQC List and Master Generating Capability List | CHWCHL_1_UNIT |  | Fresno | Wilson, Herndon | CHOW 2 PEAKER PLANT |  | Chowchilla2_09 | THERMAL | ICE-NatGas | 48.6 | 48 |  |  |  |  | CAISO_Reciprocating_Engine | 1 |  |  | CHWCHL_1_UNIT
NQC List and Master Generating Capability List | CHWCHL_1_UNIT |  | Fresno | Wilson, Herndon | CHOW 2 PEAKER PLANT |  | Chowchilla2_10 | THERMAL | ICE-NatGas | 48.6 | 48 |  |  |  |  | CAISO_Reciprocating_Engine | 1 |  |  | CHWCHL_1_UNIT
NQC List and Master Generating Capability List | CHWCHL_1_UNIT |  | Fresno | Wilson, Herndon | CHOW 2 PEAKER PLANT |  | Chowchilla2_11 | THERMAL | ICE-NatGas | 48.6 | 48 |  |  |  |  | CAISO_Reciprocating_Engine | 1 |  |  | CHWCHL_1_UNIT
NQC List and Master Generating Capability List | CHWCHL_1_UNIT |  | Fresno | Wilson, Herndon | CHOW 2 PEAKER PLANT |  | Chowchilla2_12 | THERMAL | ICE-NatGas | 48.6 | 48 |  |  |  |  | CAISO_Reciprocating_Engine | 1 |  |  | CHWCHL_1_UNIT
NQC List and Master Generating Capability List | CHWCHL_1_UNIT |  | Fresno | Wilson, Herndon | CHOW 2 PEAKER PLANT |  | Chowchilla2_13 | THERMAL | ICE-NatGas | 48.6 | 48 |  |  |  |  | CAISO_Reciprocating_Engine | 1 |  |  | CHWCHL_1_UNIT
NQC List and Master Generating Capability List | CHWCHL_1_UNIT |  | Fresno | Wilson, Herndon | CHOW 2 PEAKER PLANT |  | Chowchilla2_14 | THERMAL | ICE-NatGas | 48.6 | 48 |  |  |  |  | CAISO_Reciprocating_Engine | 1 |  |  | CHWCHL_1_UNIT
NQC List and Master Generating Capability List | CHWCHL_1_UNIT |  | Fresno | Wilson, Herndon | CHOW 2 PEAKER PLANT |  | Chowchilla2_15 | THERMAL | ICE-NatGas | 48.6 | 48 |  |  |  |  | CAISO_Reciprocating_Engine | 1 |  |  | CHWCHL_1_UNIT
NQC List and Master Generating Capability List | CHWCHL_1_UNIT |  | Fresno | Wilson, Herndon | CHOW 2 PEAKER PLANT |  | Chowchilla2_16 | THERMAL | ICE-NatGas | 48.6 | 48 |  |  |  |  | CAISO_Reciprocating_Engine | 1 |  |  | CHWCHL_1_UNIT
NQC List and Master Generating Capability List | CLOVER_2_UNIT |  | CAISO System |  | Clover Creek |  |  | HYDRO | n/a | 0.99 | 0.06 |  |  |  |  | CAISO_Hydro | 1 |  |  | CLOVER_2_UNIT
NQC List and Master Generating Capability List | CLRMTK_1_QF |  | Bay Area | Oakland | SMALL QF AGGREGATION - OAKLAND |  |  | COGENERATION | n/a | 1.25 | 0 |  |  |  |  | CAISO_CHP | 1 |  |  | CLRMTK_1_QF
NQC List and Master Generating Capability List | ELCAJN_7_GT1 |  | San Diego-IV | San Diego | EL CAJON |  | El_Cajon_GT | PEAKER | CT-NatGas-Industrial | [6 empty] | CAISO_Peaker2 | 1 |  |  | #N/A
NQC List and Master Generating Capability List | OAK C_7_UNIT 1 |  | Bay Area | Oakland | OAKLAND STATION C GT UNIT 1 |  | Oakland_Pwr1 | PEAKER | CT-OilDistillate | 55 | 55 |  |  |  |  | CAISO_Peaker2 | 1 |  |  | OAK_C_7_UNIT_1
NQC List and Master Generating Capability List | OAK C_7_UNIT 2 |  | Bay Area | Oakland | OAKLAND STATION C GT UNIT 2 |  | Oakland_Pwr2 | PEAKER | CT-OilDistillate | 55 | 55 |  |  |  |  | CAISO_Peaker2 | 1 |  |  | OAK_C_7_UNIT_2
NQC List and Master Generating Capability List | OAK C_7_UNIT 3 |  | Bay Area | Oakland | OAKLAND STATION C GT UNIT 3 |  | Oakland_Pwr3 | PEAKER | CT-OilDistillate | 55 | 55 |  |  |  |  | CAISO_Peaker2 | 1 |  |  | OAK_C_7_UNIT_3
NQC List and Master Generating Capability List | COLGA1_6_SHELLW |  | Fresno | Wilson, Coalinga | COALINGA COGENERATION COMPANY |  | CoalingaCogen | COGENERATION | CT-NatGas-Aero | [6 empty] | CAISO_CHP | 1 |  |  | #N/A
NQC List and Master Generating Capability List | COLGAT_7_UNIT 1 |  | Sierra | South of Table Mountain | Colgate Powerhouse Unit 1 |  |  | HYDRO | n/a | 176.72 | 156.74 |  |  |  |  | CAISO_Hydro | 1 |  |  | COLGAT_7_UNIT_1
NQC List and Master Generating Capability List | COLGAT_7_UNIT 2 |  | Sierra | South of Table Mountain | Colgate Powerhouse Unit 2 |  |  | HYDRO | n/a | 175.67 | 156.71 |  |  |  |  | CAISO_Hydro | 1 |  |  | COLGAT_7_UNIT_2
NQC List and Master Generating Capability List | SCHLTE_1_PL1X3 |  | Stockton | Tesla-Bellota | Tracy Combined Cycle Power Plant |  | TracyCACC-Total | PEAKER | CCWhole-NatGas-Industrial | 165 | 314.34 |  |  |  |  | CAISO_CCGT2 | 1 |  |  | SCHLTE_1_PL1X3
NQC List and Master Generating Capability List | COLVIL_7_PL1X2 |  | CAISO System |  | COLLIERVILLE HYDRO UNIT 1 & 2 AGGREGATE |  |  | HYDRO | n/a | 126 | 246.86 |  |  |  |  | CAISO_Hydro | 1 |  |  | COLVIL_7_PL1X2
NQC List and Master Generating Capability List | HARBGN_7_UNITS |  | LA Basin | Western | HARBOR COGEN COMBINED CYCLE |  | HarborCgnCC-Total | THERMAL | CCWhole-NatGas-Industrial | 13.6 | 100 |  |  |  |  | CAISO_CCGT2 | 1 |  |  | HARBGN_7_UNITS
NQC List and Master Generating Capability List | COVERD_2_QFUNTS |  | CAISO System |  | COVE ROAD HYDRO QF UNITS |  |  | HYDRO | n/a | 5.75 | 0 |  |  |  |  | CAISO_Hydro | 1 |  |  | COVERD_2_QFUNTS
NQC List and Master Generating Capability List | CRESTA_7_PL1X2 |  | Sierra | South of Palermo, South of Table Mountain | CRESTA PH UNIT 1 & 2 AGGREGATE |  |  | HYDRO | n/a | 70.4 | 70.4 |  |  |  |  | CAISO_Hydro | 1 |  |  | CRESTA_7_PL1X2
NQC List and Master Generating Capability List | CROKET_7_UNIT |  | Bay Area | Pittsburg | CROCKETT COGEN |  | Crockett_Cogen | COGENERATION | CCWhole-NatGas-SingleShaft | 240 | 165.57 |  |  |  |  | CAISO_CHP | 1 |  |  | CROKET_7_UNIT
NQC List and Master Generating Capability List | ANAHM_7_CT |  | LA Basin | Western | ANAHEIM COMBUSTION TURBINE |  | Anaheim_GT | PEAKER | CT-NatGas-Aero | 42.81 | 40.64 |  |  |  |  | CAISO_Peaker2 | 1 |  |  | ANAHM_7_CT
NQC List and Master Generating Capability List | INDIGO_1_UNIT 1 |  | LA Basin | Eastern | INDIGO PEAKER UNIT 1 |  | Indigo1 | PEAKER | CT-NatGas-Aero | 44 | 42 |  |  |  |  | CAISO_Peaker2 | 1 |  |  | INDIGO_1_UNIT_1
NQC List and Master Generating Capability List | CHALK_1_UNIT |  | CAISO System |  | CHALK CLIFF LIMITED |  | Chalk_Cliff | COGENERATION | CT-NatGas-Aero | 48.67 | 43.72 |  |  |  |  | CAISO_Peaker2 | 1 |  |  | CHALK_1_UNIT
NQC List and Master Generating Capability List | BEARMT_1_UNIT |  | Kern | South Kern PP, West Park | Bear Mountain Limited |  | BearMountain_CA | COGENERATION | CT-NatGas-Aero | 49.21 | 44 |  |  |  |  | CAISO_Peaker2 | 1 |  |  | BEARMT_1_UNIT
NQC List and Master Generating Capability List | DEADCK_1_UNIT |  | Sierra | Drum-Rio Oso, South of Table Mountain | DEADCK_1_UNIT |  |  | HYDRO | n/a | 2 | 0 |  |  |  |  | CAISO_Hydro | 1 |  |  | DEADCK_1_UNIT
NQC List and Master Generating Capability List | DUANE_1_PL1X3 |  | Bay Area | San Jose, South Bay-Moss Landing | DONALD VON RAESFELD POWER PROJECT |  | DonVonRsfldCC-Total | THERMAL | CCWhole-NatGas-Industrial | 53.6 | 143.5 |  |  |  |  | CAISO_CCGT2 | 1 |  |  | DUANE_1_PL1X3
NQC List and Master Generating Capability List | DEXZEL_1_UNIT |  | Kern | South Kern PP, Kern Oil | Western Power and Steam Cogeneration |  |  | COGENERATION | n/a | 20 | 17.43 |  |  |  |  | CAISO_CHP | 1 |  |  | DEXZEL_1_UNIT
NQC List and Master Generating Capability List | DIABLO_7_UNIT 1 |  | CAISO System |  | Diablo Canyon Unit 1 |  | DiabloCanyon1 | NUCLEAR | ST-Nuclear | 1150 | 1140 |  |  |  |  | CAISO_Nuclear | 1 |  |  | DIABLO_7_UNIT_1
NQC List and Master Generating Capability List | DIABLO_7_UNIT 2 |  | CAISO System |  | Diablo Canyon Unit 2 |  | DiabloCanyon2 | NUCLEAR | ST-Nuclear | 1150 | 1140 |  |  |  |  | CAISO_Nuclear | 1 |  |  | DIABLO_7_UNIT_2
NQC List and Master Generating Capability List | DINUBA_6_UNIT |  | Fresno | Wilson, Herndon, Reedley | DINUBA GENERATION PROJECT |  | Dinuba_1 | THERMAL | ST-NatGas | 12 | 0 |  |  |  |  | CAISO_ST | 1 |  |  | DINUBA_6_UNIT
NQC List and Master Generating Capability List | DISCOV_1_CHEVRN |  | Kern | South Kern PP, Kern Oil | CHEVRON USA (EASTRIDGE) |  | Eastridge2 | COGENERATION | CT-NatGas-Aero | 48.8 | 2.34 |  |  |  |  | CAISO_CHP | 1 |  |  | DISCOV_1_CHEVRN
NQC List and Master Generating Capability List | DIVSON_6_NSQF |  | San Diego-IV | San Diego | DIVISION NAVAL STATION COGEN |  | DivisnNavalCC-Total | COGENERATION | CCWhole-NatGas-Aero | [6 empty] | CAISO_CHP | 1 |  |  | DIVSON_6_NSQF
NQC List and Master Generating Capability List | DMDVLY_1_UNITS |  | LA Basin | Eastern | DIAMOND VALLEY LAKE PUMP-GEN PLANT |  |  | HYDRO | n/a | 3.3 | 2.48 |  |  |  |  | CAISO_Hydro | 1 |  |  | DMDVLY_1_UNITS
NQC List and Master Generating Capability List | DONNLS_7_UNIT |  | Stockton | Tesla-Bellota, Stanislaus | Donnells Hydro |  |  | HYDRO | n/a |  | 72 |  |  |  |  | CAISO_Hydro | 1 |  |  | DONNLS_7_UNIT
NQC List and Master Generating Capability List | YUBACT_1_SUNSWT |  | Sierra | Pease, Drum-Rio Oso, South of Table Mountain | YUBA CITY COGEN |  | Yuba_City_Cogen | COGENERATION | CT-NatGas-Aero | 49.97 | 49.97 |  |  |  |  | CAISO_CHP | 1 |  |  | YUBACT_1_SUNSWT
NQC List and Master Generating Capability List | LIVOAK_1_UNIT 1 |  | Kern | South Kern PP, Kern Oil | LIVE OAK LIMITED |  | LiveOakCogen | COGENERATION | CT-NatGas-Aero | 49.7 | 43 |  |  |  |  | CAISO_Peaker2 | 1 |  |  | LIVOAK_1_UNIT_1
NQC List and Master Generating Capability List | SIERRA_1_UNITS |  | Kern | South Kern PP | HIGH SIERRA LIMITED |  | HighSierra1 | COGENERATION | CT-NatGas-Aero | 52.43 | 50.13 |  |  |  |  | CAISO_Peaker2 | 1 |  |  | SIERRA_1_UNITS
NQC List and Master Generating Capability List | SIERRA_1_UNITS |  | Kern | South Kern PP | HIGH SIERRA LIMITED |  | HighSierra2 | COGENERATION | CT-NatGas-Aero | 52.43 | 50.13 |  |  |  |  | CAISO_Peaker2 | 1 |  |  | SIERRA_1_UNITS
NQC List and Master Generating Capability List | DOUBLC_1_UNITS |  | Kern | South Kern PP | DOUBLE "C" LIMITED |  | DoubleC1 | COGENERATION | CT-NatGas-Aero | 52.23 | 50.03 |  |  |  |  | CAISO_Peaker2 | 1 |  |  | DOUBLC_1_UNITS
NQC List and Master Generating Capability List | DOUBLC_1_UNITS |  | Kern | South Kern PP | DOUBLE "C" LIMITED |  | DoubleC2 | COGENERATION | CT-NatGas-Aero | 52.23 | 50.03 |  |  |  |  | CAISO_Peaker2 | 1 |  |  | DOUBLC_1_UNITS
NQC List and Master Generating Capability List | DRUM_7_PL1X2 |  | Sierra | Drum-Rio Oso, South of Palermo, South of Table Mountain | Drum PH 1 Units 1 & 2 Aggregate |  |  | HYDRO | n/a | 13 | 26 |  |  |  |  | CAISO_Hydro | 1 |  |  | DRUM_7_PL1X2
NQC List and Master Generating Capability List | DRUM_7_PL3X4 |  | Sierra | Drum-Rio Oso, South of Palermo, South of Table Mountain | Drum PH 1 Units 3 & 4 Aggregate |  |  | HYDRO | n/a | 16 | 28.9 |  |  |  |  | CAISO_Hydro | 1 |  |  | DRUM_7_PL3X4
NQC List and Master Generating Capability List | DRUM_7_UNIT 5 |  | Sierra | Drum-Rio Oso, South of Palermo, South of Table Mountain | DRUM PH 2 UNIT 5 |  |  | HYDRO | n/a | 50 | 50 |  |  |  |  | CAISO_Hydro | 1 |  |  | DRUM_7_UNIT_5
NQC List and Master Generating Capability List | VERNON_6_MALBRG |  | LA Basin | Western | Malburg Generating Station |  | MalburgCC-Total | THERMAL | CCWhole-NatGas-Industrial | 50 | 134 |  |  |  |  | CAISO_CCGT2 | 1 |  |  | VERNON_6_MALBRG
NQC List and Master Generating Capability List | DVLCYN_1_UNITS |  | LA Basin | Eastern | DEVIL CANYON HYDRO UNITS 1-4 AGGREGATE |  |  | HYDRO | n/a | 80 | 50.21 |  |  |  |  | CAISO_Hydro | 1 |  |  | DVLCYN_1_UNITS
NQC List and Master Generating Capability List | EASTWD_7_UNIT |  | Big Creek-Ventura | Big Creek, Rector, Vestal | EASTWOOD PUMP-GEN |  |  | HYDRO | n/a | 200 | 199 |  |  |  |  | CAISO_PS | 1 |  |  | EASTWD_7_UNIT
NQC List and Master Generating Capability List | COLTON_6_AGUAM1 |  | LA Basin | Eastern | AGUA MANSA UNIT 1 (CITY OF COLTON) |  | Agua_Mansa | PEAKER | CT-NatGas-Aero | 43 | 43 |  |  |  |  | CAISO_Peaker2 | 1 |  |  | COLTON_6_AGUAM1
NQC List and Master Generating Capability List | ELCAJN_6_UNITA1 |  | San Diego-IV | San Diego | Cuyamaca Peak Energy Plant |  |  | PEAKER | n/a | 45.42 | 45.42 |  |  |  |  | CAISO_Peaker1 | 1 |  |  | ELCAJN_6_UNITA1
NQC List and Master Generating Capability List | AGRICO_6_PL3N5 |  | Fresno | Wilson, Herndon | Fresno Peaker |  | FresnoPeakr_CT | COGENERATION | CT-NatGas-Aero | 22.69 | 22.69 |  |  |  |  | CAISO_Peaker2 | 1 |  |  | AGRICO_6_PL3N5
NQC List and Master Generating Capability List | ELECTR_7_PL1X3 |  | CAISO System |  | ELECTRA PH UNIT 1 & 2 AGGREGATE |  |  | HYDRO | n/a | 31.7 | 93 |  |  |  |  | CAISO_Hydro | 1 |  |  | ELECTR_7_PL1X3
NQC List and Master Generating Capability List | ELKCRK_6_STONYG |  | CAISO System |  | STONEY GORGE HYDRO AGGREGATE |  |  | HYDRO | n/a | 4.9 | 1.4 |  |  |  |  | CAISO_Hydro | 1 |  |  | ELKCRK_6_STONYG
NQC List and Master Generating Capability List | KINGCO_1_KINGBR |  | Fresno | Wilson, Herndon, Hanford | Kingsburg Cogen |  | KingsburgCgnCC-Total | COGENERATION | CCWhole-NatGas-Industrial | 34.5 | 34.5 |  |  |  |  | CAISO_CHP | 1 |  |  | KINGCO_1_KINGBR
NQC List and Master Generating Capability List | LGHTHP_6_ICEGEN |  | LA Basin | Western | CARSON COGENERATION |  | CarsonCC-Total | COGENERATION | CCWhole-NatGas-Aero |  | 48 |  |  |  |  | CAISO_CCGT1 | 1 |  |  | LGHTHP_6_ICEGEN
NQC List and Master Generating Capability List | ESCO_6_GLMQF |  | San Diego-IV | San Diego | Goal Line Cogen |  | GoalLineCC-Total | COGENERATION | CCWhole-NatGas-Industrial | 49.9 | 34.79 |  |  |  |  | CAISO_CHP | 1 |  |  | ESCO_6_GLMQF
NQC List and Master Generating Capability List | ELCAJN_6_LM6K |  | San Diego-IV | San Diego | El Cajon Energy Center |  | El_Cajon_EC | PEAKER | CT-NatGas-Industrial | 48.1 | 48.1 |  |  |  |  | CAISO_Peaker2 | 1 |  |  | ELCAJN_6_LM6K
NQC List and Master Generating Capability List | STIGCT_2_LODI |  | Sierra | South of Rio Oso, South of Palermo, South of Table Mountain | LODI STIG UNIT |  | LodiSTIG | PEAKER | CT-NatGas-Aero | 49.9 | 49.5 |  |  |  |  | CAISO_Peaker2 | 1 |  |  | STIGCT_2_LODI
NQC List and Master Generating Capability List | KNGCTY_6_UNITA1 |  | CAISO System |  | King City Energy Center, Unit #1 |  | KingCityPeaking | PEAKER | CT-NatGas-Aero | 44.6 | 44.6 |  |  |  |  | CAISO_Peaker2 | 1 |  |  | KNGCTY_6_UNITA1
NQC List and Master Generating Capability List | CALPIN_1_AGNEW |  | Bay Area | San Jose, South Bay-Moss Landing | Agnews Power Plant |  | AgnewsCC-Total | COGENERATION | CCWhole-NatGas-Aero | 28.56 | 28.56 |  |  |  |  | CAISO_CCGT1 | 1 |  |  | CALPIN_1_AGNEW
NQC List and Master Generating Capability List | ETIWND_2_UNIT1 |  | LA Basin | Eastern | New-Indy Ontario, LLC |  |  | COGENERATION | n/a | 33.6 | 8.57 |  |  |  |  | CAISO_CHP | 1 |  |  | ETIWND_2_UNIT1
NQC List and Master Generating Capability List | RVRVEW_1_UNITA1 |  | Bay Area | Contra Costa | Riverview Energy Center (GP Antioch) |  | Riverview_EC | PEAKER | CT-NatGas-Aero | 47.6 | 47.6 |  |  |  |  | CAISO_Peaker2 | 1 |  |  | RVRVEW_1_UNITA1
NQC List and Master Generating Capability List | ETIWND_7_UNIT 3 |  | LA Basin | Eastern | ETIWANDA GEN STA. UNIT 3 |  | Etiwanda3 | THERMAL | ST-NatGas | [6 empty] | CAISO_ST | 1 |  |  | #N/A
NQC List and Master Generating Capability List | ETIWND_7_UNIT 4 |  | LA Basin | Eastern | ETIWANDA GEN STA. UNIT 4 |  | Etiwanda4 | THERMAL | ST-NatGas | [6 empty] | CAISO_ST | 1 |  |  | #N/A
NQC List and Master Generating Capability List | EXCHEC_7_UNIT 1 |  | Fresno | Wilson | EXCHEQUER HYDRO |  |  | HYDRO | n/a | 94.5 | 90.72 |  |  |  |  | CAISO_Hydro | 1 |  |  | EXCHEC_7_UNIT_1
NQC List and Master Generating Capability List | FELLOW_7_QFUNTS |  | CAISO System |  | Fellow QF Aggregate |  |  | THERMAL | n/a | 6.2 | 1.1 |  |  |  |  | CAISO_CHP | 1 |  |  | FELLOW_7_QFUNTS
NQC List and Master Generating Capability List | FMEADO_6_HELLHL |  | Sierra | South of Rio Oso, South of Palermo, South of Table Mountain | FMEADO_6_HELLHL |  |  | HYDRO | n/a | 0.6 | 0.35 |  |  |  |  | CAISO_Hydro | 1 |  |  | FMEADO_6_HELLHL
NQC List and Master Generating Capability List | FORBST_7_UNIT 1 |  | Sierra | Drum-Rio Oso, South of Table Mountain | FORBESTOWN HYDRO |  |  | HYDRO | n/a | 37.5 | 37.5 |  |  |  |  | CAISO_Hydro | 1 |  |  | FORBST_7_UNIT_1
NQC List and Master Generating Capability List | FORKBU_6_UNIT |  | CAISO System |  | HYPOWER, INC. (FORKS OF BUTTE) |  |  | HYDRO | n/a | 14.3 | 0.4 |  |  |  |  | CAISO_Hydro | 1 |  |  | FORKBU_6_UNIT
NQC List and Master Generating Capability List | FRITO_1_LAY |  | CAISO System |  | FRITO-LAY |  | Frito_Lay_Cogen | COGENERATION | CT-NatGas-Aero | 6 | 0.07 |  |  |  |  | CAISO_CHP | 1 |  |  | FRITO_1_LAY
NQC List and Master Generating Capability List | FTSWRD_6_TRFORK |  | Humboldt | None | Three Forks Water Power Project |  |  | HYDRO | n/a | 1.63 | 0.09 |  |  |  |  | CAISO_Hydro | 1 |  |  | FTSWRD_6_TRFORK
NQC List and Master Generating Capability List | FTSWRD_7_QFUNTS |  | Humboldt | None | FTSWRD_7_QFUNTS |  |  | HYDRO | n/a | 1.6 | 0 |  |  |  |  | CAISO_Hydro | 1 |  |  | FTSWRD_7_QFUNTS
NQC List and Master Generating Capability List | FULTON_1_QF |  | NCNB | Fulton, Lakeville | SMALL QF AGGREGATION - ZENIA |  |  | HYDRO | n/a | 1 | 0.05 |  |  |  |  | CAISO_Hydro | 1 |  |  | FULTON_1_QF
NQC List and Master Generating Capability List | GARNET_2_HYDRO |  | LA Basin |  | Whitewater Hydro |  |  | HYDRO | n/a | 1 | 0.69 |  |  |  |  | CAISO_Hydro | 1 |  |  | GARNET_2_HYDRO
NQC List and Master Generating Capability List | LECEF_1_UNITS |  | Bay Area | San Jose, South Bay-Moss Landing | LOS ESTEROS ENERGY FACILITY AGGREGATE |  | LosEsterosCC-Total | PEAKER | CCWhole-NatGas-Aero | 49.9 | 304 |  |  |  |  | CAISO_CCGT2 | 1 |  |  | LECEF_1_UNITS
NQC List and Master Generating Capability List | RUSCTY_2_UNITS |  | Bay Area | Ames | Russell City Energy Center |  | RussellCityCC-Total | THERMAL | CCWhole-NatGas-Industrial | 254 | 613.22 |  |  |  |  | CAISO_CCGT2 | 1 |  |  | RUSCTY_2_UNITS
NQC List and Master Generating Capability List | WOLFSK_1_UNITA1 |  | CAISO System |  | Wolfskill Energy Center, Unit #1 |  | Wolfskill | PEAKER | CT-NatGas-Aero | 46.9 | 46.9 |  |  |  |  | CAISO_Peaker2 | 1 |  |  | WOLFSK_1_UNITA1
NQC List and Master Generating Capability List | YUBACT_6_UNITA1 |  | Sierra | Pease, Drum-Rio Oso, South of Table Mountain | Yuba City Energy Center (Calpine) |  | Yuba_City_EC | PEAKER | CT-NatGas-Aero | 47.6 | 47.6 |  |  |  |  | CAISO_Peaker2 | 1 |  |  | YUBACT_6_UNITA1
NQC List and Master Generating Capability List | ALMEGT_1_UNIT 1 |  | Bay Area | Oakland | ALAMEDA GT UNIT 1 |  | Alameda1 | PEAKER | CT-NatGas-Aero | 25 | 23.4 |  |  |  |  | CAISO_Peaker2 | 1 |  |  | ALMEGT_1_UNIT_1
NQC List and Master Generating Capability List | LODI25_2_UNIT 1 |  | Stockton | Lockeford | LODI GAS TURBINE |  | Lodi_1 | PEAKER | CT-NatGas-Aero | 25 | 23.8 |  |  |  |  | CAISO_Peaker2 | 1 |  |  | LODI25_2_UNIT_1
NQC List and Master Generating Capability List | GWFPWR_1_UNITS |  | Fresno | Wilson, Herndon, Hanford | HANFORD PEAKER PLANT |  | HanfordEnergy1 | PEAKER | CT-NatGas-Aero | 98.46 | 92.58 |  |  |  |  | CAISO_Peaker2 | 1 |  |  | GWFPWR_1_UNITS
NQC List and Master Generating Capability List | GWFPWR_1_UNITS |  | Fresno | Wilson, Herndon, Hanford | HANFORD PEAKER PLANT |  | HanfordEnergy2 | PEAKER | CT-NatGas-Aero | 98.46 | 92.58 |  |  |  |  | CAISO_Peaker2 | 1 |  |  | GWFPWR_1_UNITS
NQC List and Master Generating Capability List | PNOCHE_1_PL1X2 |  | Fresno | Wilson, Herndon | Panoche Peaker |  | PanochePeakerCT | PEAKER | CT-NatGas-Aero | 49.97 | 49.97 |  |  |  |  | CAISO_Peaker2 | 1 |  |  | PNOCHE_1_PL1X2
NQC List and Master Generating Capability List | CSCGNR_1_UNIT 1 |  | Bay Area | San Jose, South Bay-Moss Landing | GIANERA PEAKER UNIT 1 |  | Gianera_1 | PEAKER | CT-NatGas-Aero | 24.75 | 24 |  |  |  |  | CAISO_Peaker2 | 1 |  |  | CSCGNR_1_UNIT_1
NQC List and Master Generating Capability List | GOLETA_6_EXGEN |  | Big Creek-Ventura | Ventura, S.Clara, Moorpark | EXXON COMPANY USA |  | SantaYnezCC-Total | COGENERATION | CCWhole-NatGas-Aero | 48.2 | 0 |  |  |  |  | CAISO_CHP | 1 |  |  | GOLETA_6_EXGEN
NQC List and Master Generating Capability List | GOLETA_6_GAVOTA |  | Big Creek-Ventura | Ventura, S.Clara, Moorpark | Point Arguello Pipeline Company |  | GaviotaOil1 | COGENERATION | CT-NatGas-Aero | 9.9 | 0 |  |  |  |  | CAISO_CHP | 1 |  |  | GOLETA_6_GAVOTA
NQC List and Master Generating Capability List | GOLETA_6_GAVOTA |  | Big Creek-Ventura | Ventura, S.Clara, Moorpark | Point Arguello Pipeline Company |  | GaviotaOil2 | COGENERATION | CT-NatGas-Aero | 9.9 | 0 |  |  |  |  | CAISO_CHP | 1 |  |  | GOLETA_6_GAVOTA
NQC List and Master Generating Capability List | GOLETA_6_GAVOTA |  | Big Creek-Ventura | Ventura, S.Clara, Moorpark | Point Arguello Pipeline Company |  | GaviotaOil3 | COGENERATION | CT-NatGas-Aero | 9.9 | 0 |  |  |  |  | CAISO_CHP | 1 |  |  | GOLETA_6_GAVOTA
NQC List and Master Generating Capability List | GOLETA_6_GAVOTA |  | Big Creek-Ventura | Ventura, S.Clara, Moorpark | Point Arguello Pipeline Company |  | GaviotaOil4 | COGENERATION | CT-NatGas-Aero | 9.9 | 0 |  |  |  |  | CAISO_CHP | 1 |  |  | GOLETA_6_GAVOTA
NQC List and Master Generating Capability List | GOLETA_6_GAVOTA |  | Big Creek-Ventura | Ventura, S.Clara, Moorpark | Point Arguello Pipeline Company |  | GaviotaOil5 | COGENERATION | CT-NatGas-Aero | 9.9 | 0 |  |  |  |  | CAISO_CHP | 1 |  |  | GOLETA_6_GAVOTA
NQC List and Master Generating Capability List | LAROA2_2_UNITA1 |  | San Diego-IV | None | LR2 |  | LaRosita2CC-Total | THERMAL | CCWhole-NatGas-Industrial | 155 | 322 |  |  |  |  | CAISO_CCGT2 | 1 |  |  | LAROA2_2_UNITA1
NQC List and Master Generating Capability List | GRNLF2_1_UNIT |  | Sierra | Pease, Drum-Rio Oso, South of Table Mountain | GREENLEAF II COGEN |  | Greenleaf2 | COGENERATION | CT-NatGas-Aero | 49.5 | 32.85 |  |  |  |  | CAISO_CHP | 1 |  |  | GRNLF2_1_UNIT
NQC List and Master Generating Capability List | GRSCRK_6_BGCKWW |  | Humboldt | None | BIG CREEK WATER WORKS - CEDAR FLAT |  |  | HYDRO | n/a | 5 | 0 |  |  |  |  | CAISO_Hydro | 1 |  |  | GRSCRK_6_BGCKWW
NQC List and Master Generating Capability List | GRZZLY_1_BERKLY |  | Bay Area | None | PE - BERKELEY, INC. |  | PE-BerkeleyCC-Total | COGENERATION | CCWhole-NatGas-Industrial | 26.35 | 14.17 |  |  |  |  | CAISO_CHP | 1 |  |  | GRZZLY_1_BERKLY
NQC List and Master Generating Capability List | CSCGNR_1_UNIT 2 |  | Bay Area | San Jose, South Bay-Moss Landing | GIANERA PEAKER UNIT 2 |  | Gianera_2 | PEAKER | CT-NatGas-Aero | 24.75 | 24 |  |  |  |  | CAISO_Peaker2 | 1 |  |  | CSCGNR_1_UNIT_2
NQC List and Master Generating Capability List | ALMEGT_1_UNIT 2 |  | Bay Area | Oakland | ALAMEDA GT UNIT 2 |  | Alameda2 | PEAKER | CT-NatGas-Aero | 25 | 23.5 |  |  |  |  | CAISO_Peaker2 | 1 |  |  | ALMEGT_1_UNIT_2
NQC List and Master Generating Capability List | HAASPH_7_PL1X2 |  | Fresno | Wilson, Herndon | HAAS PH UNIT 1 & 2 AGGREGATE |  |  | HYDRO | n/a | 72 | 144 |  |  |  |  | CAISO_Hydro | 1 |  |  | HAASPH_7_PL1X2
NQC List and Master Generating Capability List | LAROA1_2_UNITA1 |  | San Diego-IV | None | LR1 |  | LaRosita1CC-Total | THERMAL | CCWhole-NatGas-Industrial | [6 empty] | CAISO_CCGT2 | 1 |  |  | #N/A
NQC List and Master Generating Capability List | HATLOS_6_LSCRK |  | CAISO System |  | Lost Creek 1 & 2 Hydro Conversion |  |  | HYDRO | n/a | 1.7 | 0.81 |  |  |  |  | CAISO_Hydro | 1 |  |  | HATLOS_6_LSCRK
NQC List and Master Generating Capability List | HATLOS_6_QFUNTS |  | CAISO System |  | HAT CREEK HYDRO QF UNITS |  |  | HYDRO | n/a | [6 empty] | CAISO_Hydro | 1 |  |  | #N/A
NQC List and Master Generating Capability List | HELMPG_7_UNIT 1 |  | Fresno | Wilson | HELMS PUMP-GEN UNIT 1 |  |  | HYDRO | n/a | 407 | 407 |  |  |  |  | CAISO_PS | 1 |  |  | HELMPG_7_UNIT_1
NQC List and Master Generating Capability List | HELMPG_7_UNIT 2 |  | Fresno | Wilson | HELMS PUMP-GEN UNIT 2 |  |  | HYDRO | n/a | 407 | 407 |  |  |  |  | CAISO_PS | 1 |  |  | HELMPG_7_UNIT_2
NQC List and Master Generating Capability List | HELMPG_7_UNIT 3 |  | Fresno | Wilson | HELMS PUMP-GEN UNIT 3 |  |  | HYDRO | n/a | 404 | 404 |  |  |  |  | CAISO_PS | 1 |  |  | HELMPG_7_UNIT_3
NQC List and Master Generating Capability List | LMBEPK_2_UNITA2 |  | Bay Area | Contra Costa | Creed Energy Center, Unit #1 |  | Creed_Energy | PEAKER | CT-NatGas-Aero | 47.6 | 47.6 |  |  |  |  | CAISO_Peaker2 | 1 |  |  | LMBEPK_2_UNITA2
NQC List and Master Generating Capability List | HENRTA_6_UNITA2 |  | Fresno | Wilson | GWF HENRIETTA PEAKER PLANT UNIT 2 |  | Henrietta2 | PEAKER | CT-NatGas-Aero | 49.42 | 45.88 |  |  |  |  | CAISO_Peaker2 | 1 |  |  | HENRTA_6_UNITA2
NQC List and Master Generating Capability List | LODIEC_2_PL1X2 |  | Sierra | South of Rio Oso, South of Palermo, South of Table Mountain | Lodi Energy Center |  | LodiEnergyCC-Total | THERMAL | CCWhole-NatGas-Industrial | 116.9 | 302.58 |  |  |  |  | CAISO_CCGT1 | 1 |  |  | LODIEC_2_PL1X2
NQC List and Master Generating Capability List | HIGGNS_1_COMBIE |  | Sierra | Drum-Rio Oso, South of Rio Oso, South of Palermo, South of Table Mountain | Combie South |  |  | HYDRO | n/a | 1.5 | 0.01 |  |  |  |  | CAISO_Hydro | 1 |  |  | HIGGNS_1_COMBIE
NQC List and Master Generating Capability List | HIGGNS_7_QFUNTS |  | Sierra | Drum-Rio Oso, South of Rio Oso, South of Palermo, South of Table Mountain | HIGGNS_7_QFUNTS |  |  | HYDRO | n/a | 0.5 | 0.21 |  |  |  |  | CAISO_Hydro | 1 |  |  | HIGGNS_7_QFUNTS
NQC List and Master Generating Capability List | HILAND_7_YOLOWD |  | NCNB | Eagle Rock, Fulton, Lakeville | CLEAR LAKE UNIT 1 |  |  | HYDRO | n/a | 3.75 | 0 |  |  |  |  | CAISO_Hydro | 1 |  |  | HILAND_7_YOLOWD
NQC List and Master Generating Capability List | HINSON_6_CARBGN |  | LA Basin | Western | BP WILMINGTON CALCINER |  | WilmingtonCalciner | COGENERATION | ST-WasteHeat | 30 | 29.28 |  |  |  |  | CAISO_CHP | 1 |  |  | HINSON_6_CARBGN
NQC List and Master Generating Capability List | ESCNDO_6_UNITB1 |  | San Diego-IV | San Diego | CalPeak Power Enterprise Unit 1 |  | EnterprisePeakr | PEAKER | CT-NatGas-Industrial | 48.04 | 48.04 |  |  |  |  | CAISO_Peaker2 | 1 |  |  | ESCNDO_6_UNITB1
NQC List and Master Generating Capability List | HENRTA_6_UNITA1 |  | Fresno | Wilson | GWF HENRIETTA PEAKER PLANT UNIT 1 |  | Henrietta1 | PEAKER | CT-NatGas-Aero | 49.98 | 45.99 |  |  |  |  | CAISO_Peaker2 | 1 |  |  | HENRTA_6_UNITA1
NQC List and Master Generating Capability List | ESCNDO_6_PL1X2 |  | San Diego-IV | San Diego | MMC Escondido Aggregate |  | MMC-Escondido | THERMAL | CT-NatGas-Industrial | 48.71 | 48.71 |  |  |  |  | CAISO_Peaker2 | 1 |  |  | ESCNDO_6_PL1X2
NQC List and Master Generating Capability List | PNOCHE_1_UNITA1 |  | Fresno | Wilson | CalPeak Power Panoche Unit 1 |  | CPeakPanochePkr | PEAKER | CT-NatGas-Aero | 52.01 | 52.01 |  |  |  |  | CAISO_Peaker2 | 1 |  |  | PNOCHE_1_UNITA1
NQC List and Master Generating Capability List | HOLGAT_1_BORAX |  | CAISO System |  | U.S. Borax, Unit 1 |  | US_Borax_GEN1 | COGENERATION | CT-NatGas-Aero | 48.2 | 11.63 |  |  |  |  | CAISO_CHP | 1 |  |  | HOLGAT_1_BORAX
NQC List and Master Generating Capability List | HUMBPP_1_UNITS3 |  | Humboldt | None | Humboldt Bay Generating Station 3 |  | HumboldtBayIC08 | THERMAL | ICE-NatGas | 65.08 | 65.08 |  |  |  |  | CAISO_Reciprocating_Engine | 1 |  |  | HUMBPP_1_UNITS3
NQC List and Master Generating Capability List | HUMBPP_1_UNITS3 |  | Humboldt | None | Humboldt Bay Generating Station 3 |  | HumboldtBayIC09 | THERMAL | ICE-NatGas | 65.08 | 65.08 |  |  |  |  | CAISO_Reciprocating_Engine | 1 |  |  | HUMBPP_1_UNITS3
NQC List and Master Generating Capability List | HUMBPP_1_UNITS3 |  | Humboldt | None | Humboldt Bay Generating Station 3 |  | HumboldtBayIC10 | THERMAL | ICE-NatGas | 65.08 | 65.08 |  |  |  |  | CAISO_Reciprocating_Engine | 1 |  |  | HUMBPP_1_UNITS3
NQC List and Master Generating Capability List | HUMBPP_6_UNITS |  | Humboldt | None | Humboldt Bay Generating Station 1 |  | HumboldtBayIC01 | COGENERATION | ICE-NatGas | 97.62 | 97.62 |  |  |  |  | CAISO_Reciprocating_Engine | 1 |  |  | HUMBPP_6_UNITS
NQC List and Master Generating Capability List | HUMBPP_6_UNITS |  | Humboldt | None | Humboldt Bay Generating Station 1 |  | HumboldtBayIC02 | COGENERATION | ICE-NatGas | 97.62 | 97.62 |  |  |  |  | CAISO_Reciprocating_Engine | 1 |  |  | HUMBPP_6_UNITS
NQC List and Master Generating Capability List | HUMBPP_6_UNITS |  | Humboldt | None | Humboldt Bay Generating Station 1 |  | HumboldtBayIC03 | COGENERATION | ICE-NatGas | 97.62 | 97.62 |  |  |  |  | CAISO_Reciprocating_Engine | 1 |  |  | HUMBPP_6_UNITS
NQC List and Master Generating Capability List | HUMBPP_6_UNITS |  | Humboldt | None | Humboldt Bay Generating Station 1 |  | HumboldtBayIC04 | COGENERATION | ICE-NatGas | 97.62 | 97.62 |  |  |  |  | CAISO_Reciprocating_Engine | 1 |  |  | HUMBPP_6_UNITS
NQC List and Master Generating Capability List | HUMBPP_6_UNITS |  | Humboldt | None | Humboldt Bay Generating Station 1 |  | HumboldtBayIC05 | COGENERATION | ICE-NatGas | 97.62 | 97.62 |  |  |  |  | CAISO_Reciprocating_Engine | 1 |  |  | HUMBPP_6_UNITS
NQC List and Master Generating Capability List | HUMBPP_6_UNITS |  | Humboldt | None | Humboldt Bay Generating Station 1 |  | HumboldtBayIC06 | COGENERATION | ICE-NatGas | 97.62 | 97.62 |  |  |  |  | CAISO_Reciprocating_Engine | 1 |  |  | HUMBPP_6_UNITS
NQC List and Master Generating Capability List | HUMBPP_6_UNITS |  | Humboldt | None | Humboldt Bay Generating Station 1 |  | HumboldtBayIC07 | COGENERATION | ICE-NatGas | 97.62 | 97.62 |  |  |  |  | CAISO_Reciprocating_Engine | 1 |  |  | HUMBPP_6_UNITS
NQC List and Master Generating Capability List | HUMBSB_1_QF |  | Humboldt | None | SMALL QF AGGREGATION - TRINITY |  |  | HYDRO | n/a | 1.25 | 0 |  |  |  |  | CAISO_Hydro | 1 |  |  | HUMBSB_1_QF
NQC List and Master Generating Capability List | HYTTHM_2_UNITS |  | CAISO System |  | HYATT-THERMALITO PUMP-GEN (AGGREGATE) |  |  | HYDRO | n/a | 141.6 | 459.42 |  |  |  |  | CAISO_Hydro | 1 |  |  | HYTTHM_2_UNITS
NQC List and Master Generating Capability List | VACADX_1_UNITA1 |  | CAISO System |  | CalPeak Power Vaca Dixon Unit 1 |  | VacaDixonPeaker | PEAKER | CT-NatGas-Aero | 50.61 | 50.61 |  |  |  |  | CAISO_Peaker2 | 1 |  |  | VACADX_1_UNITA1
NQC List and Master Generating Capability List | BORDER_6_UNITA1 |  | San Diego-IV | San Diego | CalPeak Power Border Unit 1 |  | BorderPeaker | PEAKER | CT-NatGas-Industrial | 51.25 | 51.25 |  |  |  |  | CAISO_Peaker2 | 1 |  |  | BORDER_6_UNITA1
NQC List and Master Generating Capability List | PNCHPP_1_PL1X2 |  | Fresno | Wilson | Midway Peaking Aggregate |  | Starwood1 | PEAKER | CT-NatGas-Aero | 119.91 | 110.52 |  |  |  |  | CAISO_Peaker2 | 1 |  |  | PNCHPP_1_PL1X2
NQC List and Master Generating Capability List | INDVLY_1_UNITS |  | NCNB | Eagle Rock, Fulton, Lakeville | Indian Valley Hydro |  |  | HYDRO | n/a | 3.01 | 0.85 |  |  |  |  | CAISO_Hydro | 1 |  |  | INDVLY_1_UNITS
NQC List and Master Generating Capability List | BUCKBL_2_PL1X3 |  | CAISO System |  | Blythe Energy Center |  | BlytheCC-Total | THERMAL | CCWhole-NatGas-Industrial | 493.63 | 490 |  |  |  |  | CAISO_CCGT2 | 1 |  |  | BUCKBL_2_PL1X3
NQC List and Master Generating Capability List | ELSEGN_2_UN1011 |  | LA Basin | Western | El Segundo Energy Center 5/6 |  | ElSegndEnrgCC1-Total | THERMAL | CCWhole-NatGas-Industrial | 263 | 263 |  |  |  |  | CAISO_CCGT2 | 1 |  |  | ELSEGN_2_UN1011
NQC List and Master Generating Capability List | INTKEP_2_UNITS |  | CAISO System |  | CCSF Hetch_Hetchy Hydro Aggregate |  |  | HYDRO | n/a | 52 | 239 |  |  |  |  | CAISO_Hydro | 1 |  |  | INTKEP_2_UNITS
NQC List and Master Generating Capability List | KANAKA_1_UNIT |  | Sierra | Drum-Rio Oso, South of Table Mountain | KANAKA |  |  | HYDRO | n/a | [6 empty] | CAISO_Hydro | 1 |  |  | KANAKA_1_UNIT
NQC List and Master Generating Capability List | KEARNY_7_KY3 |  | San Diego-IV | San Diego | KEARNY GT3 AGGREGATE |  |  | PEAKER | n/a | [6 empty] | CAISO_Peaker2 | 1 |  |  | #N/A
NQC List and Master Generating Capability List | KEKAWK_6_UNIT |  | Humboldt | None | STS HYDROPOWER LTD. (KEKAWAKA) |  |  | HYDRO | n/a | 5.5 | 0 |  |  |  |  | CAISO_Hydro | 1 |  |  | KEKAWK_6_UNIT
NQC List and Master Generating Capability List | PNCHPP_1_PL1X2 |  | Fresno | Wilson | Midway Peaking Aggregate |  | Starwood2 | PEAKER | CT-NatGas-Aero | 119.91 | 110.52 |  |  |  |  | CAISO_Peaker2 | 1 |  |  | PNCHPP_1_PL1X2
NQC List and Master Generating Capability List | RVSIDE_6_RERCU2 |  | LA Basin | Eastern | Riverside Energy Res. Ctr Unit 2 |  | RiversideERC2 | COGENERATION | CT-NatGas-Aero | 48.5 | 48.5 |  |  |  |  | CAISO_Peaker2 | 1 |  |  | RVSIDE_6_RERCU2
NQC List and Master Generating Capability List | MNDALY_6_MCGRTH |  | Big Creek-Ventura | Ventura, S.Clara, Moorpark | McGrath Beach Peaker |  | McGrathPeaker | PEAKER | CT-NatGas-Aero | 47.2 | 47.2 |  |  |  |  | CAISO_Peaker1 | 1 |  |  | MNDALY_6_MCGRTH
NQC List and Master Generating Capability List | BARRE_6_PEAKER |  | LA Basin | Western | Barre Peaker |  | BarrePeaker | PEAKER | CT-NatGas-Aero | 47 | 47 |  |  |  |  | CAISO_Peaker1 | 1 |  |  | BARRE_6_PEAKER
NQC List and Master Generating Capability List | KERKH2_7_UNIT 1 |  | Fresno | Wilson, Herndon | KERKHOFF PH 2 UNIT #1 |  |  | HYDRO | n/a | 153.9 | 153.9 |  |  |  |  | CAISO_Hydro | 1 |  |  | KERKH2_7_UNIT_1
NQC List and Master Generating Capability List | CENTER_6_PEAKER |  | LA Basin | Western | Center Peaker |  | CenterPeaker | PEAKER | CT-NatGas-Aero | 47.11 | 47.11 |  |  |  |  | CAISO_Peaker1 | 1 |  |  | CENTER_6_PEAKER
NQC List and Master Generating Capability List | MIRLOM_6_PEAKER |  | LA Basin | Eastern | Mira Loma Peaker |  | MiraLomaPeaker | PEAKER | CT-NatGas-Aero | 46 | 46 |  |  |  |  | CAISO_Peaker1 | 1 |  |  | MIRLOM_6_PEAKER
NQC List and Master Generating Capability List | KERNRG_1_UNITS |  | CAISO System |  | South Belridge Cogen Facility |  | SouthBelridge1 | COGENERATION | CT-NatGas-Aero | 55.2 | 0.42 |  |  |  |  | CAISO_CHP | 1 |  |  | KERNRG_1_UNITS
NQC List and Master Generating Capability List | KERNRG_1_UNITS |  | CAISO System |  | South Belridge Cogen Facility |  | SouthBelridge2 | COGENERATION | CT-NatGas-Aero | 55.2 | 0.42 |  |  |  |  | CAISO_CHP | 1 |  |  | KERNRG_1_UNITS
NQC List and Master Generating Capability List | KERNRG_1_UNITS |  | CAISO System |  | South Belridge Cogen Facility |  | SouthBelridge3 | COGENERATION | CT-NatGas-Aero | 55.2 | 0.42 |  |  |  |  | CAISO_CHP | 1 |  |  | KERNRG_1_UNITS
NQC List and Master Generating Capability List | ELSEGN_2_UN2021 |  | LA Basin | Western | El Segundo Energy Center 7/8 |  | ElSegndEnrgCC2-Total | THERMAL | CCWhole-NatGas-Industrial | 228 | 263.68 |  |  |  |  | CAISO_CCGT1 | 1 |  |  | ELSEGN_2_UN2021
NQC List and Master Generating Capability List | ETIWND_6_GRPLND |  | LA Basin | Eastern | Grapeland Peaker |  | GrapelandPeaker | PEAKER | CT-NatGas-Aero | 47.39 | 47.39 |  |  |  |  | CAISO_Peaker1 | 1 |  |  | ETIWND_6_GRPLND
NQC List and Master Generating Capability List | LACIEN_2_VENICE |  | LA Basin | Western | MWD Venice Hydroelectric Recovery Plant |  |  | HYDRO | n/a | 9.95 | 0.17 |  |  |  |  | CAISO_Hydro | 1 |  |  | LACIEN_2_VENICE
NQC List and Master Generating Capability List | LAKHDG_6_UNIT 1 |  | San Diego-IV | San Diego | Lake Hodges Pumped Storage-Unit1 |  |  | HYDRO | n/a | 20 | 20 |  |  |  |  | CAISO_PS | 1 |  |  | LAKHDG_6_UNIT_1
NQC List and Master Generating Capability List | LAKHDG_6_UNIT 2 |  | San Diego-IV | San Diego | Lake Hodges Pumped Storage-Unit2 |  |  | HYDRO | n/a | 20 | 20 |  |  |  |  | CAISO_PS | 1 |  |  | LAKHDG_6_UNIT_2
NQC List and Master Generating Capability List | OTMESA_2_PL1X3 |  | San Diego-IV | San Diego | OTAY MESA ENERGY CENTER |  | OtayMesaCC-Total | THERMAL | CCWhole-NatGas-Industrial | 290.7 | 603.6 |  |  |  |  | CAISO_CCGT1 | 1 |  |  | OTMESA_2_PL1X3
NQC List and Master Generating Capability List | MOSSLD_2_PSP1 |  | Bay Area | South Bay-Moss Landing | MOSS LANDING POWER BLOCK 1 |  | MossLandingCC1-Total | THERMAL | CCWhole-NatGas-Industrial | 176 | 510 |  |  |  |  | CAISO_CCGT1 | 1 |  |  | MOSSLD_2_PSP1
NQC List and Master Generating Capability List | MOSSLD_2_PSP2 |  | Bay Area | South Bay-Moss Landing | MOSS LANDING POWER BLOCK 2 |  | MossLandingCC2-Total | THERMAL | CCWhole-NatGas-Industrial | 176 | 510 |  |  |  |  | CAISO_CCGT1 | 1 |  |  | MOSSLD_2_PSP2
NQC List and Master Generating Capability List | COLUSA_2_PL1X3 |  | CAISO System |  | Colusa Generating Station |  | ColusaCC-Total | THERMAL | CCWhole-NatGas-Industrial | 641 | 607.51 |  |  |  |  | CAISO_CCGT1 | 1 |  |  | COLUSA_2_PL1X3
NQC List and Master Generating Capability List | RVSIDE_6_RERCU1 |  | LA Basin | Eastern | Riverside Energy Res. Ctr Unit 1 |  | RiversideERC1 | COGENERATION | CT-NatGas-Aero | 48.35 | 48.35 |  |  |  |  | CAISO_Peaker1 | 1 |  |  | RVSIDE_6_RERCU1
NQC List and Master Generating Capability List | LARKSP_6_UNIT 2 |  | San Diego-IV | San Diego | LARKSPUR PEAKER UNIT 2 |  | Larkspur2 | PEAKER | CT-NatGas-Industrial | 47.98 | 46 |  |  |  |  | CAISO_Peaker1 | 1 |  |  | LARKSP_6_UNIT_2
NQC List and Master Generating Capability List | LMEC_1_PL1X3 |  | Bay Area | Pittsburg | Los Medanos Energy Center AGGREGATE |  | LosMedanosCC-Total | THERMAL | CCWhole-NatGas-Industrial | 580 | 574.53 |  |  |  |  | CAISO_CCGT1 | 1 |  |  | LMEC_1_PL1X3
NQC List and Master Generating Capability List | MRCHNT_2_PL1X3 |  | CAISO System |  | Desert Star Energy Center |  | DesertStarCC-Total | THERMAL | CCWhole-NatGas-Industrial | 201 | 419.25 |  |  |  |  | CAISO_CCGT1 | 1 |  |  | MRCHNT_2_PL1X3
NQC List and Master Generating Capability List | TERMEX_2_PL1X3 |  | San Diego-IV | None | TDM |  | TermoMexiCC-Total | THERMAL | CCWhole-NatGas-Industrial | 180 | 596 |  |  |  |  | CAISO_CCGT1 | 1 |  |  | TERMEX_2_PL1X3
NQC List and Master Generating Capability List | HIDSRT_2_UNITS |  | CAISO System |  | HIGH DESERT POWER PROJECT AGGREGATE |  | HighDesertCC-Total | THERMAL | CCWhole-NatGas-Industrial | 830 | 830 |  |  |  |  | CAISO_CCGT1 | 1 |  |  | HIDSRT_2_UNITS
NQC List and Master Generating Capability List | LAPLMA_2_UNIT 1 |  | CAISO System |  | La Paloma Generating Plant Unit #1 |  | LaPaloma1 | THERMAL | CCWhole-NatGas-SingleShaft | 259.8 | 259.8 |  |  |  |  | CAISO_CCGT1 | 1 |  |  | LAPLMA_2_UNIT_1
NQC List and Master Generating Capability List | LAPLMA_2_UNIT 2 |  | CAISO System |  | La Paloma Generating Plant Unit #2 |  | LaPaloma2 | THERMAL | CCWhole-NatGas-SingleShaft | 260.2 | 260.2 |  |  |  |  | CAISO_CCGT1 | 1 |  |  | LAPLMA_2_UNIT_2
NQC List and Master Generating Capability List | RVSIDE_2_RERCU3 |  | LA Basin | Eastern | Riverside Energy Res. Ctr Unit 3 |  | RiversideERC3 | PEAKER | CT-NatGas-Aero | 49 | 49 |  |  |  |  | CAISO_Peaker1 | 1 |  |  | RVSIDE_2_RERCU3
NQC List and Master Generating Capability List | MALAGA_1_PL1X2 |  | Fresno | Wilson, Herndon | Malaga Power Aggregate |  | KingsRiverGT2 | THERMAL | CT-NatGas-Aero | 48.5 | 96 |  |  |  |  | CAISO_Peaker1 | 1 |  |  | MALAGA_1_PL1X2
NQC List and Master Generating Capability List | RVSIDE_2_RERCU4 |  | LA Basin | Eastern | Riverside Energy Res. Ctr Unit 4 |  | RiversideERC4 | PEAKER | CT-NatGas-Aero | 49 | 49 |  |  |  |  | CAISO_Peaker1 | 1 |  |  | RVSIDE_2_RERCU4
NQC List and Master Generating Capability List | GLNARM_7_UNIT 3 |  | LA Basin | Western | GLEN ARM UNIT 3 |  | Glenarm_GT3 | PEAKER | CT-NatGas-Aero | 44.83 | 44.83 |  |  |  |  | CAISO_Peaker1 | 1 |  |  | GLNARM_7_UNIT_3
NQC List and Master Generating Capability List | LAPLMA_2_UNIT 3 |  | CAISO System |  | La Paloma Generating Plant Unit #3 |  | LaPaloma3 | THERMAL | CCWhole-NatGas-SingleShaft | 256.15 | 256.15 |  |  |  |  | CAISO_CCGT1 | 1 |  |  | LAPLMA_2_UNIT_3
NQC List and Master Generating Capability List | MRGT_6_MMAREF |  | San Diego-IV | San Diego | Miramar Energy Facility |  | MiramarEnergy1 | PEAKER | CT-NatGas-Industrial | 45 | 45 |  |  |  |  | CAISO_Peaker1 | 1 |  |  | MRGT_6_MMAREF
NQC List and Master Generating Capability List | METEC_2_PL1X3 |  | Bay Area | South Bay-Moss Landing | Metcalf Energy Center |  | MetcalfEnrgyCC-Total | THERMAL | CCWhole-NatGas-Industrial | 593.16 | 580 |  |  |  |  | CAISO_CCGT1 | 1 |  |  | METEC_2_PL1X3
NQC List and Master Generating Capability List | LOWGAP_1_SUPHR |  | Humboldt | None | Mill & Sulphur Creek Hydro |  |  | HYDRO | n/a | 0.99 | 0 |  |  |  |  | CAISO_Hydro | 1 |  |  | LOWGAP_1_SUPHR
NQC List and Master Generating Capability List | LOWGAP_7_QFUNTS |  | CAISO System |  | LOWGAP_7_QFUNTS |  |  | HYDRO | n/a | 1.35 | 0.46 |  |  |  |  | CAISO_Hydro | 1 |  |  | LOWGAP_7_QFUNTS
NQC List and Master Generating Capability List | LARKSP_6_UNIT 1 |  | San Diego-IV | San Diego | LARKSPUR PEAKER UNIT 1 |  | Larkspur1 | PEAKER | CT-NatGas-Industrial | 46.1 | 46 |  |  |  |  | CAISO_Peaker1 | 1 |  |  | LARKSP_6_UNIT_1
NQC List and Master Generating Capability List | MRGT_6_MEF2 |  | San Diego-IV | San Diego | Miramar Energy Facility II |  | MiramarEnergy2 | PEAKER | CT-NatGas-Industrial | 44 | 44 |  |  |  |  | CAISO_Peaker1 | 1 |  |  | MRGT_6_MEF2
NQC List and Master Generating Capability List | MALCHQ_7_UNIT 1 |  | CAISO System |  | MALACHA HYDRO L.P. |  |  | HYDRO | n/a | 32.5 | 0 |  |  |  |  | CAISO_Hydro | 1 |  |  | MALCHQ_7_UNIT_1
NQC List and Master Generating Capability List | MCCALL_1_QF |  | Fresno | Wilson, Herndon | SMALL QF AGGREGATION - FRESNO |  |  | HYDRO | n/a | 2.5 | 0.75 |  |  |  |  | CAISO_Hydro | 1 |  |  | MCCALL_1_QF
NQC List and Master Generating Capability List | MESAP_1_QF |  | CAISO System |  | SMALL QF AGGREGATION - SAN LUIS OBISPO |  |  | HYDRO | n/a | 1 | 0 |  |  |  |  | CAISO_Hydro | 1 |  |  | MESAP_1_QF
NQC List and Master Generating Capability List | METCLF_1_QF |  | Bay Area | None | SMALL QF AGGREGATION - SANTA CLARA WD |  |  | HYDRO | n/a | [6 empty] | CAISO_Hydro | 1 |  |  | METCLF_1_QF
NQC List and Master Generating Capability List | LEBECS_2_UNITS |  | Big Creek-Ventura | Big Creek | Pastoria Energy Facility |  | PastoriaCC1-Total | THERMAL | CCWhole-NatGas-Industrial | 184 | 765 |  |  |  |  | CAISO_CCGT1 | 1 |  |  | LEBECS_2_UNITS
NQC List and Master Generating Capability List | MIDSET_1_UNIT 1 |  | CAISO System |  | MIDSET COGEN. CO. |  | Mid_Set_Cogen | COGENERATION | CT-NatGas-Industrial | [6 empty] | CAISO_CHP | 1 |  |  | #N/A
NQC List and Master Generating Capability List | MIRLOM_2_CORONA |  | LA Basin | Eastern | MWD Corona Hydroelectric Recovery Plant |  |  | HYDRO | n/a | 2.85 | 1.66 |  |  |  |  | CAISO_Hydro | 1 |  |  | MIRLOM_2_CORONA
NQC List and Master Generating Capability List | MIRLOM_2_TEMESC |  | LA Basin | Eastern | MWD Temescal Hydroelectric Recovery Plan |  |  | HYDRO | n/a | 2.85 | 0.37 |  |  |  |  | CAISO_Hydro | 1 |  |  | MIRLOM_2_TEMESC
NQC List and Master Generating Capability List | MIRLOM_6_DELGEN |  | LA Basin | Eastern | CORONA ENERGY PARTNERS LTD. |  | Corona_Cogen | COGENERATION | CT-NatGas-Aero | [6 empty] | CAISO_CHP | 1 |  |  | #N/A
NQC List and Master Generating Capability List | SENTNL_2_CTG1 |  | LA Basin | Eastern | Sentinel Unit 1 |  | SentinelEnergyCTG1 | THERMAL | CT-NatGas-Industrial | 103.76 | 103.76 |  |  |  |  | CAISO_Peaker1 | 1 |  |  | SENTNL_2_CTG1
NQC List and Master Generating Capability List | MIRLOM_7_MWDLKM |  | LA Basin | Eastern | Lake Mathews Hydroelectric Recovery Plan |  |  | HYDRO | n/a | 5 | 1.8 |  |  |  |  | CAISO_Hydro | 1 |  |  | MIRLOM_7_MWDLKM
NQC List and Master Generating Capability List | MISSIX_1_QF |  | Bay Area | None | SMALL QF AGGREGATION - SAB FRABCUSCI |  |  | COGENERATION | n/a | 1 | 0.01 |  |  |  |  | CAISO_CHP | 1 |  |  | MISSIX_1_QF
NQC List and Master Generating Capability List | SENTNL_2_CTG2 |  | LA Basin | Eastern | Sentinel Unit 2 |  | SentinelEnergyCTG2 | THERMAL | CT-NatGas-Industrial | 95.34 | 95.34 |  |  |  |  | CAISO_Peaker1 | 1 |  |  | SENTNL_2_CTG2
NQC List and Master Generating Capability List | SENTNL_2_CTG3 |  | LA Basin | Eastern | Sentinel Unit 3 |  | SentinelEnergyCTG3 | THERMAL | CT-NatGas-Industrial | 96.85 | 96.85 |  |  |  |  | CAISO_Peaker1 | 1 |  |  | SENTNL_2_CTG3
NQC List and Master Generating Capability List | SENTNL_2_CTG4 |  | LA Basin | Eastern | Sentinel Unit 4 |  | SentinelEnergyCTG4 | THERMAL | CT-NatGas-Industrial | 102.47 | 102.47 |  |  |  |  | CAISO_Peaker1 | 1 |  |  | SENTNL_2_CTG4
NQC List and Master Generating Capability List | MOJAVE_1_SIPHON |  | LA Basin | Eastern | MOJAVE SIPHON POWER PLANT |  |  | HYDRO | n/a | 14.36 | 3.03 |  |  |  |  | CAISO_Hydro | 1 |  |  | MOJAVE_1_SIPHON
NQC List and Master Generating Capability List | LAPLMA_2_UNIT 4 |  | CAISO System |  | LA PALOMA GENERATING PLANT, UNIT #4 |  | LaPaloma4 | THERMAL | CCWhole-NatGas-SingleShaft |  | 253.29 |  |  |  |  | CAISO_CCGT1 | 1 |  |  | LAPLMA_2_UNIT_4
NQC List and Master Generating Capability List | ELKHIL_2_PL1X3 |  | CAISO System |  | ELK HILLS COMBINED CYCLE (AGGREGATE) |  | ElkHillsCC-Total | THERMAL | CCWhole-NatGas-Industrial | 223 | 380 |  |  |  |  | CAISO_CCGT1 | 1 |  |  | ELKHIL_2_PL1X3
NQC List and Master Generating Capability List | LEBECS_2_UNITS |  | Big Creek-Ventura | Big Creek | Pastoria Energy Facility |  | PastoriaCC2-Total | THERMAL | CCWhole-NatGas-Industrial | 184 | 765 |  |  |  |  | CAISO_CCGT1 | 1 |  |  | LEBECS_2_UNITS
NQC List and Master Generating Capability List | SENTNL_2_CTG5 |  | LA Basin | Eastern | Sentinel Unit 5 |  | SentinelEnergyCTG5 | THERMAL | CT-NatGas-Industrial | 103.81 | 103.81 |  |  |  |  | CAISO_Peaker1 | 1 |  |  | SENTNL_2_CTG5
NQC List and Master Generating Capability List | SENTNL_2_CTG6 |  | LA Basin | Eastern | Sentinel Unit 6 |  | SentinelEnergyCTG6 | THERMAL | CT-NatGas-Industrial | 100.99 | 100.99 |  |  |  |  | CAISO_Peaker1 | 1 |  |  | SENTNL_2_CTG6
NQC List and Master Generating Capability List | MRGT_7_UNITS |  | San Diego-IV | San Diego | MIRAMAR COMBUSTION TURBINE AGGREGATE |  |  | PEAKER | n/a | [6 empty] | CAISO_Peaker2 | 1 |  |  | #N/A
NQC List and Master Generating Capability List | MTNPOS_1_UNIT |  | Kern | South Kern PP, Kern Oil | MT.POSO COGENERATION CO. |  | MtPosoCogen | COGENERATION | Bio-ST | 46.64 | 33.05 |  |  |  |  | CAISO_CHP | 1 |  |  | MTNPOS_1_UNIT
NQC List and Master Generating Capability List | NIMTG_6_NIQF |  | San Diego-IV | San Diego | NORTH ISLAND QF |  | NorthIslandCC-Total | COGENERATION | CCWhole-NatGas-Industrial | [6 empty] | CAISO_CHP | 1 |  |  | NIMTG_6_NIQF
NQC List and Master Generating Capability List | SENTNL_2_CTG7 |  | LA Basin | Eastern | Sentinel Unit 7 |  | SentinelEnergyCTG7 | THERMAL | CT-NatGas-Industrial | 97.06 | 97.06 |  |  |  |  | CAISO_Peaker1 | 1 |  |  | SENTNL_2_CTG7
NQC List and Master Generating Capability List | SENTNL_2_CTG8 |  | LA Basin | Eastern | Sentinel Unit 8 |  | SentinelEnergyCTG8 | THERMAL | CT-NatGas-Industrial | 101.8 | 101.8 |  |  |  |  | CAISO_Peaker1 | 1 |  |  | SENTNL_2_CTG8
NQC List and Master Generating Capability List | PNCHEG_2_PL1X4 |  | CAISO System |  | PANOCHE ENERGY CENTER (Aggregated) |  | PanocheEC1 | PEAKER | CT-NatGas-Aero | 127.3 | 400.1 |  |  |  |  | CAISO_Peaker1 | 1 |  |  | PNCHEG_2_PL1X4
NQC List and Master Generating Capability List | PNCHEG_2_PL1X4 |  | CAISO System |  | PANOCHE ENERGY CENTER (Aggregated) |  | PanocheEC2 | PEAKER | CT-NatGas-Aero | 127.3 | 400.1 |  |  |  |  | CAISO_Peaker1 | 1 |  |  | PNCHEG_2_PL1X4
NQC List and Master Generating Capability List | PNCHEG_2_PL1X4 |  | CAISO System |  | PANOCHE ENERGY CENTER (Aggregated) |  | PanocheEC3 | PEAKER | CT-NatGas-Aero | 127.3 | 400.1 |  |  |  |  | CAISO_Peaker1 | 1 |  |  | PNCHEG_2_PL1X4
NQC List and Master Generating Capability List | OILFLD_7_QFUNTS |  | CAISO System |  | Nacimiento Hydroelectric Plant |  |  | HYDRO | n/a | 3.8 | 1.3 |  |  |  |  | CAISO_Hydro | 1 |  |  | OILFLD_7_QFUNTS
NQC List and Master Generating Capability List | OLINDA_2_COYCRK |  | LA Basin | Western | MWD Coyote Creek Hydroelectric Recovery |  |  | HYDRO | n/a | 3.13 | 3.13 |  |  |  |  | CAISO_Hydro | 1 |  |  | OLINDA_2_COYCRK
NQC List and Master Generating Capability List | OLINDA_2_LNDFL2 |  | LA Basin | Western | Brea Power II |  | Brea2CC-Total | THERMAL | CCWhole-NatGas-Aero | 28.1 | 24.84 |  |  |  |  | CAISO_CHP | 1 |  |  | OLINDA_2_LNDFL2
NQC List and Master Generating Capability List | OLINDA_2_QF |  | LA Basin | Western | OLINDA QFS |  |  | HYDRO | n/a | 0.4 | 0 |  |  |  |  | CAISO_Hydro | 1 |  |  | OLINDA_2_QF
NQC List and Master Generating Capability List | PNCHEG_2_PL1X4 |  | CAISO System |  | PANOCHE ENERGY CENTER (Aggregated) |  | PanocheEC4 | PEAKER | CT-NatGas-Aero | 127.3 | 400.1 |  |  |  |  | CAISO_Peaker1 | 1 |  |  | PNCHEG_2_PL1X4
NQC List and Master Generating Capability List | WALCRK_2_CTG1 |  | LA Basin | Western | Walnut Creek Energy Park Unit 1 |  | WalnutCreekEPark1 | THERMAL | CT-NatGas-Industrial | 96.43 | 96.43 |  |  |  |  | CAISO_Peaker1 | 1 |  |  | WALCRK_2_CTG1
NQC List and Master Generating Capability List | WALCRK_2_CTG2 |  | LA Basin | Western | Walnut Creek Energy Park Unit 2 |  | WalnutCreekEPark2 | THERMAL | CT-NatGas-Industrial | 96.91 | 96.91 |  |  |  |  | CAISO_Peaker1 | 1 |  |  | WALCRK_2_CTG2
NQC List and Master Generating Capability List | WALCRK_2_CTG3 |  | LA Basin | Western | Walnut Creek Energy Park Unit 3 |  | WalnutCreekEPark3 | THERMAL | CT-NatGas-Industrial | 96.65 | 96.65 |  |  |  |  | CAISO_Peaker1 | 1 |  |  | WALCRK_2_CTG3
NQC List and Master Generating Capability List | ONLLPP_6_UNITS |  | Fresno | Wilson | O'NEILL PUMP-GEN (AGGREGATE) |  |  | HYDRO | n/a | 25.2 | 12.01 |  |  |  |  | CAISO_Hydro | 1 |  |  | ONLLPP_6_UNITS
NQC List and Master Generating Capability List | ORLND_6_HIGHLI |  | CAISO System |  | High Line Canal Hydro |  |  | HYDRO | n/a | 0.5 | 0.01 |  |  |  |  | CAISO_Hydro | 1 |  |  | ORLND_6_HIGHLI
NQC List and Master Generating Capability List | OROVIL_6_UNIT |  | Sierra | Drum-Rio Oso, South of Table Mountain | Oroville Cogeneration, LP |  | OrovilleCogen1 | COGENERATION | ICE-NatGas | 7.5 | 7.5 |  |  |  |  | CAISO_Reciprocating_Engine | 1 |  |  | OROVIL_6_UNIT
NQC List and Master Generating Capability List | OROVIL_6_UNIT |  | Sierra | Drum-Rio Oso, South of Table Mountain | Oroville Cogeneration, LP |  | OrovilleCogen2 | COGENERATION | ICE-NatGas | 7.5 | 7.5 |  |  |  |  | CAISO_Reciprocating_Engine | 1 |  |  | OROVIL_6_UNIT
NQC List and Master Generating Capability List | OROVIL_6_UNIT |  | Sierra | Drum-Rio Oso, South of Table Mountain | Oroville Cogeneration, LP |  | OrovilleCogen3 | COGENERATION | ICE-NatGas | 7.5 | 7.5 |  |  |  |  | CAISO_Reciprocating_Engine | 1 |  |  | OROVIL_6_UNIT
NQC List and Master Generating Capability List | OROVIL_6_UNIT |  | Sierra | Drum-Rio Oso, South of Table Mountain | Oroville Cogeneration, LP |  | OrovilleCogen4 | COGENERATION | ICE-NatGas | 7.5 | 7.5 |  |  |  |  | CAISO_Reciprocating_Engine | 1 |  |  | OROVIL_6_UNIT
NQC List and Master Generating Capability List | OROVIL_6_UNIT |  | Sierra | Drum-Rio Oso, South of Table Mountain | Oroville Cogeneration, LP |  | OrovilleCogen5 | COGENERATION | ICE-NatGas | 7.5 | 7.5 |  |  |  |  | CAISO_Reciprocating_Engine | 1 |  |  | OROVIL_6_UNIT
NQC List and Master Generating Capability List | OROVIL_6_UNIT |  | Sierra | Drum-Rio Oso, South of Table Mountain | Oroville Cogeneration, LP |  | OrovilleCogen6 | COGENERATION | ICE-NatGas | 7.5 | 7.5 |  |  |  |  | CAISO_Reciprocating_Engine | 1 |  |  | OROVIL_6_UNIT
NQC List and Master Generating Capability List | OROVIL_6_UNIT |  | Sierra | Drum-Rio Oso, South of Table Mountain | Oroville Cogeneration, LP |  | OrovilleCogen7 | COGENERATION | ICE-NatGas | 7.5 | 7.5 |  |  |  |  | CAISO_Reciprocating_Engine | 1 |  |  | OROVIL_6_UNIT
NQC List and Master Generating Capability List | WALCRK_2_CTG4 |  | LA Basin | Western | Walnut Creek Energy Park Unit 4 |  | WalnutCreekEPark4 | THERMAL | CT-NatGas-Industrial | 96.49 | 96.49 |  |  |  |  | CAISO_Peaker1 | 1 |  |  | WALCRK_2_CTG4
NQC List and Master Generating Capability List | GATWAY_2_PL1X3 |  | Bay Area | Contra Costa | GATEWAY GENERATING STATION |  | GatewayCC-Total | THERMAL | CCWhole-NatGas-Industrial | 585 | 533.12 |  |  |  |  | CAISO_CCGT1 | 1 |  |  | GATWAY_2_PL1X3
NQC List and Master Generating Capability List | PADUA_2_ONTARO |  | LA Basin | Eastern | ONTARIO/SIERRA HYDRO PSP |  |  | HYDRO | n/a | 1.92 | 0.32 |  |  |  |  | CAISO_Hydro | 1 |  |  | PADUA_2_ONTARO
NQC List and Master Generating Capability List | PADUA_6_MWDSDM |  | LA Basin | Eastern | San Dimas Hydroelectric Recovery Plant |  |  | HYDRO | n/a | 9.9 | 3 |  |  |  |  | CAISO_Hydro | 1 |  |  | PADUA_6_MWDSDM
NQC List and Master Generating Capability List | PADUA_6_QF |  | LA Basin | Eastern | PADUA QFS |  |  | HYDRO | n/a | 1.82 | 0.38 |  |  |  |  | CAISO_Hydro | 1 |  |  | PADUA_6_QF
NQC List and Master Generating Capability List | PADUA_7_SDIMAS |  | LA Basin | Eastern | San Dimas Wash Hydro |  |  | HYDRO | n/a | 1.05 | 1.05 |  |  |  |  | CAISO_Hydro | 1 |  |  | PADUA_7_SDIMAS
NQC List and Master Generating Capability List | DELTA_2_PL1X4 |  | Bay Area | Pittsburg | DELTA ENERGY CENTER AGGREGATE |  | DeltaEnergyCC-Total | THERMAL | CCWhole-NatGas-Industrial | 212.5 | 813 |  |  |  |  | CAISO_CCGT1 | 1 |  |  | DELTA_2_PL1X4
NQC List and Master Generating Capability List | PARDEB_6_UNITS |  | CAISO System |  | Pardee Power House |  |  | HYDRO | n/a | 10 | 14 |  |  |  |  | CAISO_Hydro | 1 |  |  | PARDEB_6_UNITS
NQC List and Master Generating Capability List | PINFLT_7_UNITS |  | Fresno | Wilson, Herndon | PINE FLAT HYDRO AGGREGATE |  |  | HYDRO | n/a | 63.3 | 28.58 |  |  |  |  | CAISO_Hydro | 1 |  |  | PINFLT_7_UNITS
NQC List and Master Generating Capability List | PIT1_7_UNIT 1 |  | CAISO System |  | PIT PH 1 UNIT 1 |  |  | HYDRO | n/a | 32 | 32 |  |  |  |  | CAISO_Hydro | 1 |  |  | PIT1_7_UNIT_1
NQC List and Master Generating Capability List | PIT1_7_UNIT 2 |  | CAISO System |  | PIT PH 1 UNIT 2 |  |  | HYDRO | n/a | 32 | 32 |  |  |  |  | CAISO_Hydro | 1 |  |  | PIT1_7_UNIT_2
NQC List and Master Generating Capability List | PIT3_7_PL1X3 |  | CAISO System |  | PIT PH 3 UNITS 1, 2 & 3 AGGREGATE |  |  | HYDRO | n/a | 24 | 70.6 |  |  |  |  | CAISO_Hydro | 1 |  |  | PIT3_7_PL1X3
NQC List and Master Generating Capability List | PIT4_7_PL1X2 |  | CAISO System |  | PIT PH 4 UNITS 1 & 2 AGGREGATE |  |  | HYDRO | n/a | 55 | 95 |  |  |  |  | CAISO_Hydro | 1 |  |  | PIT4_7_PL1X2
NQC List and Master Generating Capability List | PIT5_7_PL1X2 |  | CAISO System |  | PIT PH 5 UNITS 1 & 2 AGGREGATE |  |  | HYDRO | n/a | 41 | 82 |  |  |  |  | CAISO_Hydro | 1 |  |  | PIT5_7_PL1X2
NQC List and Master Generating Capability List | PIT5_7_PL3X4 |  | CAISO System |  | PIT PH 5 UNITS 3 & 4 AGGREGATE |  |  | HYDRO | n/a | 41 | 82 |  |  |  |  | CAISO_Hydro | 1 |  |  | PIT5_7_PL3X4
NQC List and Master Generating Capability List | PIT5_7_QFUNTS |  | CAISO System |  | PIT 5 HYDRO QF UNITS |  |  | HYDRO | n/a | 1.1 | 0.05 |  |  |  |  | CAISO_Hydro | 1 |  |  | PIT5_7_QFUNTS
NQC List and Master Generating Capability List | PIT6_7_UNIT 1 |  | CAISO System |  | PIT PH 6 UNIT 1 |  |  | HYDRO | n/a | 39 | 39 |  |  |  |  | CAISO_Hydro | 1 |  |  | PIT6_7_UNIT_1
NQC List and Master Generating Capability List | PIT6_7_UNIT 2 |  | CAISO System |  | PIT PH 6 UNIT 2 |  |  | HYDRO | n/a | 40 | 40 |  |  |  |  | CAISO_Hydro | 1 |  |  | PIT6_7_UNIT_2
NQC List and Master Generating Capability List | PIT7_7_UNIT 1 |  | CAISO System |  | PIT PH 7 UNIT 1 |  |  | HYDRO | n/a | 55.7 | 55.7 |  |  |  |  | CAISO_Hydro | 1 |  |  | PIT7_7_UNIT_1
NQC List and Master Generating Capability List | PIT7_7_UNIT 2 |  | CAISO System |  | PIT PH 7 UNIT 2 |  |  | HYDRO | n/a | 54.6 | 54.6 |  |  |  |  | CAISO_Hydro | 1 |  |  | PIT7_7_UNIT_2
NQC List and Master Generating Capability List | PLACVL_1_RCKCRE |  | Sierra | Placerville, South of Rio Oso, South of Palermo, South of Table Mountain | PLACER UNIT (ROCK CREEK) |  |  | HYDRO | n/a | 5 | 1.19 |  |  |  |  | CAISO_Hydro | 1 |  |  | PLACVL_1_RCKCRE
NQC List and Master Generating Capability List | WALCRK_2_CTG5 |  | LA Basin | Western | Walnut Creek Energy Park Unit 5 |  | WalnutCreekEPark5 | THERMAL | CT-NatGas-Industrial | 96.65 | 96.65 |  |  |  |  | CAISO_Peaker1 | 1 |  |  | WALCRK_2_CTG5
NQC List and Master Generating Capability List | GLNARM_7_UNIT 4 |  | LA Basin | Western | GLEN ARM UNIT 4 |  | Glenarm_GT4 | PEAKER | CT-NatGas-Aero | 42.42 | 42.42 |  |  |  |  | CAISO_Peaker1 | 1 |  |  | GLNARM_7_UNIT_4
NQC List and Master Generating Capability List | COCOPP_2_CTG1 |  | Bay Area | Contra Costa | Marsh Landing 1 |  | MarshLanding1 | THERMAL | CT-NatGas-Industrial | 204.2 | 190.9 |  |  |  |  | CAISO_Peaker1 | 1 |  |  | COCOPP_2_CTG1
NQC List and Master Generating Capability List | COCOPP_2_CTG2 |  | Bay Area | Contra Costa | Marsh Landing 2 |  | MarshLanding2 | THERMAL | CT-NatGas-Industrial | 202.7 | 191.1 |  |  |  |  | CAISO_Peaker1 | 1 |  |  | COCOPP_2_CTG2
NQC List and Master Generating Capability List | COCOPP_2_CTG3 |  | Bay Area | Contra Costa | Marsh Landing 3 |  | MarshLanding3 | THERMAL | CT-NatGas-Industrial |  | 190.4 |  |  |  |  | CAISO_Peaker1 | 1 |  |  | COCOPP_2_CTG3
NQC List and Master Generating Capability List | COCOPP_2_CTG4 |  | Bay Area | Contra Costa | Marsh Landing 4 |  | MarshLanding4 | THERMAL | CT-NatGas-Industrial | 204.29 | 191.8 |  |  |  |  | CAISO_Peaker1 | 1 |  |  | COCOPP_2_CTG4
NQC List and Master Generating Capability List | KELSO_2_UNITS |  | Bay Area | Contra Costa | Mariposa Energy |  | Mariposa1 | PEAKER | CT-NatGas-Aero | 49.4 | 194.59 |  |  |  |  | CAISO_Peaker1 | 1 |  |  | KELSO_2_UNITS
NQC List and Master Generating Capability List | KELSO_2_UNITS |  | Bay Area | Contra Costa | Mariposa Energy |  | Mariposa2 | PEAKER | CT-NatGas-Aero | 49.4 | 194.59 |  |  |  |  | CAISO_Peaker1 | 1 |  |  | KELSO_2_UNITS
NQC List and Master Generating Capability List | POEPH_7_UNIT 1 |  | Sierra | South of Palermo, South of Table Mountain | POE HYDRO UNIT 1 |  |  | HYDRO | n/a | 69 | 60 |  |  |  |  | CAISO_Hydro | 1 |  |  | POEPH_7_UNIT_1
NQC List and Master Generating Capability List | POEPH_7_UNIT 2 |  | Sierra | South of Palermo, South of Table Mountain | POE HYDRO UNIT 2 |  |  | HYDRO | n/a | 68.5 | 60 |  |  |  |  | CAISO_Hydro | 1 |  |  | POEPH_7_UNIT_2
NQC List and Master Generating Capability List | POTTER_7_VECINO |  | NCNB | Eagle Rock, Fulton, Lakeville | Vecino Vineyards LLC |  |  | HYDRO | n/a | 1.25 | 0 |  |  |  |  | CAISO_Hydro | 1 |  |  | POTTER_7_VECINO
NQC List and Master Generating Capability List | PTLOMA_6_NTCCGN |  | San Diego-IV | San Diego | AEI MCRD STEAM TURBINE |  | NTC-MCRD-CC-Total | COGENERATION | CCWhole-NatGas-Industrial | [6 empty] | CAISO_CHP | 1 |  |  | PTLOMA_6_NTCCGN
NQC List and Master Generating Capability List | PTLOMA_6_NTCQF |  | San Diego-IV | San Diego | NTC/MCRD COGENERATION |  | NTC-MCRD-CC-Total | COGENERATION | CCWhole-NatGas-Industrial | 22.3 | 15.31 |  |  |  |  | CAISO_CHP | 1 |  |  | PTLOMA_6_NTCQF
NQC List and Master Generating Capability List | RECTOR_2_QF |  | Big Creek-Ventura | Big Creek, Rector, Vestal | RECTOR QFS |  |  | HYDRO | n/a | 17 | 0 |  |  |  |  | CAISO_Hydro | 1 |  |  | RECTOR_2_QF
NQC List and Master Generating Capability List | REDBLF_6_UNIT |  | CAISO System |  | RED BLUFF PEAKER PLANT |  | Red_Bluff_IC1 | PEAKER | ICE-NatGas | 44 | 44 |  |  |  |  | CAISO_Reciprocating_Engine | 1 |  |  | REDBLF_6_UNIT
NQC List and Master Generating Capability List | REDBLF_6_UNIT |  | CAISO System |  | RED BLUFF PEAKER PLANT |  | Red_Bluff_IC10 | PEAKER | ICE-NatGas | 44 | 44 |  |  |  |  | CAISO_Reciprocating_Engine | 1 |  |  | REDBLF_6_UNIT
NQC List and Master Generating Capability List | REDBLF_6_UNIT |  | CAISO System |  | RED BLUFF PEAKER PLANT |  | Red_Bluff_IC11 | PEAKER | ICE-NatGas | 44 | 44 |  |  |  |  | CAISO_Reciprocating_Engine | 1 |  |  | REDBLF_6_UNIT
NQC List and Master Generating Capability List | REDBLF_6_UNIT |  | CAISO System |  | RED BLUFF PEAKER PLANT |  | Red_Bluff_IC12 | PEAKER | ICE-NatGas | 44 | 44 |  |  |  |  | CAISO_Reciprocating_Engine | 1 |  |  | REDBLF_6_UNIT
NQC List and Master Generating Capability List | REDBLF_6_UNIT |  | CAISO System |  | RED BLUFF PEAKER PLANT |  | Red_Bluff_IC13 | PEAKER | ICE-NatGas | 44 | 44 |  |  |  |  | CAISO_Reciprocating_Engine | 1 |  |  | REDBLF_6_UNIT
NQC List and Master Generating Capability List | REDBLF_6_UNIT |  | CAISO System |  | RED BLUFF PEAKER PLANT |  | Red_Bluff_IC14 | PEAKER | ICE-NatGas | 44 | 44 |  |  |  |  | CAISO_Reciprocating_Engine | 1 |  |  | REDBLF_6_UNIT
NQC List and Master Generating Capability List | REDBLF_6_UNIT |  | CAISO System |  | RED BLUFF PEAKER PLANT |  | Red_Bluff_IC15 | PEAKER | ICE-NatGas | 44 | 44 |  |  |  |  | CAISO_Reciprocating_Engine | 1 |  |  | REDBLF_6_UNIT
NQC List and Master Generating Capability List | REDBLF_6_UNIT |  | CAISO System |  | RED BLUFF PEAKER PLANT |  | Red_Bluff_IC16 | PEAKER | ICE-NatGas | 44 | 44 |  |  |  |  | CAISO_Reciprocating_Engine | 1 |  |  | REDBLF_6_UNIT
NQC List and Master Generating Capability List | REDBLF_6_UNIT |  | CAISO System |  | RED BLUFF PEAKER PLANT |  | Red_Bluff_IC2 | PEAKER | ICE-NatGas | 44 | 44 |  |  |  |  | CAISO_Reciprocating_Engine | 1 |  |  | REDBLF_6_UNIT
NQC List and Master Generating Capability List | REDBLF_6_UNIT |  | CAISO System |  | RED BLUFF PEAKER PLANT |  | Red_Bluff_IC3 | PEAKER | ICE-NatGas | 44 | 44 |  |  |  |  | CAISO_Reciprocating_Engine | 1 |  |  | REDBLF_6_UNIT
NQC List and Master Generating Capability List | REDBLF_6_UNIT |  | CAISO System |  | RED BLUFF PEAKER PLANT |  | Red_Bluff_IC4 | PEAKER | ICE-NatGas | 44 | 44 |  |  |  |  | CAISO_Reciprocating_Engine | 1 |  |  | REDBLF_6_UNIT
NQC List and Master Generating Capability List | REDBLF_6_UNIT |  | CAISO System |  | RED BLUFF PEAKER PLANT |  | Red_Bluff_IC5 | PEAKER | ICE-NatGas | 44 | 44 |  |  |  |  | CAISO_Reciprocating_Engine | 1 |  |  | REDBLF_6_UNIT
NQC List and Master Generating Capability List | REDBLF_6_UNIT |  | CAISO System |  | RED BLUFF PEAKER PLANT |  | Red_Bluff_IC6 | PEAKER | ICE-NatGas | 44 | 44 |  |  |  |  | CAISO_Reciprocating_Engine | 1 |  |  | REDBLF_6_UNIT
NQC List and Master Generating Capability List | REDBLF_6_UNIT |  | CAISO System |  | RED BLUFF PEAKER PLANT |  | Red_Bluff_IC7 | PEAKER | ICE-NatGas | 44 | 44 |  |  |  |  | CAISO_Reciprocating_Engine | 1 |  |  | REDBLF_6_UNIT
NQC List and Master Generating Capability List | REDBLF_6_UNIT |  | CAISO System |  | RED BLUFF PEAKER PLANT |  | Red_Bluff_IC8 | PEAKER | ICE-NatGas | 44 | 44 |  |  |  |  | CAISO_Reciprocating_Engine | 1 |  |  | REDBLF_6_UNIT
NQC List and Master Generating Capability List | REDBLF_6_UNIT |  | CAISO System |  | RED BLUFF PEAKER PLANT |  | Red_Bluff_IC9 | PEAKER | ICE-NatGas | 44 | 44 |  |  |  |  | CAISO_Reciprocating_Engine | 1 |  |  | REDBLF_6_UNIT
NQC List and Master Generating Capability List | RIOBRV_6_UNIT 1 |  | CAISO System |  | KERN HYDRO (OLCESE) |  |  | HYDRO | n/a | 14 | 3.39 |  |  |  |  | CAISO_Hydro | 1 |  |  | RIOBRV_6_UNIT_1
NQC List and Master Generating Capability List | RIOOSO_1_QF |  | Sierra | Drum-Rio Oso, South of Palermo, South of Table Mountain | SMALL QF AGGREGATION - GRASS VALLEY |  |  | HYDRO | n/a | 1.7 | 1.08 |  |  |  |  | CAISO_Hydro | 1 |  |  | RIOOSO_1_QF
NQC List and Master Generating Capability List | SUNRIS_2_PL1X3 |  | CAISO System |  | Sunrise Power Project AGGREGATE II |  | SunriseCC-Total | THERMAL | CCWhole-NatGas-Industrial | 272 | 586.02 |  |  |  |  | CAISO_CCGT1 | 1 |  |  | SUNRIS_2_PL1X3
NQC List and Master Generating Capability List | KELSO_2_UNITS |  | Bay Area | Contra Costa | Mariposa Energy |  | Mariposa3 | PEAKER | CT-NatGas-Aero | 49.4 | 194.59 |  |  |  |  | CAISO_Peaker1 | 1 |  |  | KELSO_2_UNITS
NQC List and Master Generating Capability List | KELSO_2_UNITS |  | Bay Area | Contra Costa | Mariposa Energy |  | Mariposa4 | PEAKER | CT-NatGas-Aero | 49.4 | 194.59 |  |  |  |  | CAISO_Peaker1 | 1 |  |  | KELSO_2_UNITS
NQC List and Master Generating Capability List | ANAHM_2_CANYN1 |  | LA Basin | Western | CANYON POWER PLANT UNIT 1 |  | Canyon_Pwr1 | PEAKER | CT-NatGas-Aero | 49.4 | 49.4 |  |  |  |  | CAISO_Peaker1 | 1 |  |  | ANAHM_2_CANYN1
NQC List and Master Generating Capability List | ANAHM_2_CANYN2 |  | LA Basin | Western | CANYON POWER PLANT UNIT 2 |  | Canyon_Pwr2 | PEAKER | CT-NatGas-Aero | 49.4 | 48 |  |  |  |  | CAISO_Peaker1 | 1 |  |  | ANAHM_2_CANYN2
NQC List and Master Generating Capability List | ANAHM_2_CANYN3 |  | LA Basin | Western | CANYON POWER PLANT UNIT 3 |  | Canyon_Pwr3 | PEAKER | CT-NatGas-Aero | 49.4 | 48 |  |  |  |  | CAISO_Peaker1 | 1 |  |  | ANAHM_2_CANYN3
NQC List and Master Generating Capability List | ANAHM_2_CANYN4 |  | LA Basin | Western | CANYON POWER PLANT UNIT 4 |  | Canyon_Pwr4 | PEAKER | CT-NatGas-Aero | 49.4 | 49.4 |  |  |  |  | CAISO_Peaker1 | 1 |  |  | ANAHM_2_CANYN4
NQC List and Master Generating Capability List | VESTAL_2_WELLHD |  | Big Creek-Ventura | Big Creek, Vestal | Wellhead Power Delano |  | Wellhead | THERMAL | CT-NatGas-Aero | 49 | 49 |  |  |  |  | CAISO_Peaker1 | 1 |  |  | VESTAL_2_WELLHD
NQC List and Master Generating Capability List | BOGUE_1_UNITA1 |  | Sierra | Bogue, Drum-Rio Oso, South of Table Mountain | Feather River Energy Center, Unit #1 |  | Feather_River | PEAKER | CT-NatGas-Aero | 47.6 | 47.6 |  |  |  |  | CAISO_Peaker1 | 1 |  |  | BOGUE_1_UNITA1
NQC List and Master Generating Capability List | BDGRCK_1_UNITS |  | Kern | South Kern PP | BADGER CREEK LIMITED |  | Badger_Creek | COGENERATION | CT-NatGas-Industrial | 48.08 | 38.6 |  |  |  |  | CAISO_Peaker1 | 1 |  |  | BDGRCK_1_UNITS
NQC List and Master Generating Capability List | SALIRV_2_UNIT |  | CAISO System |  | SALINAS RIVER COGEN CO. |  | SalinasRiverCgn | COGENERATION | CT-NatGas-Industrial | 39 | 22.68 |  |  |  |  | CAISO_CHP | 1 |  |  | SALIRV_2_UNIT
NQC List and Master Generating Capability List | SALTSP_7_UNITS |  | CAISO System |  | SALT SPRINGS HYDRO AGGREGATE |  |  | HYDRO | n/a | 34 | 46 |  |  |  |  | CAISO_Hydro | 1 |  |  | SALTSP_7_UNITS
NQC List and Master Generating Capability List | SAMPSN_6_KELCO1 |  | San Diego-IV | San Diego | KELCO QUALIFYING FACILITY |  | C_P_Kelco1 | COGENERATION | CT-NatGas-Industrial | 25 | 1.74 |  |  |  |  | CAISO_CHP | 1 |  |  | SAMPSN_6_KELCO1
NQC List and Master Generating Capability List | SAMPSN_6_KELCO1 |  | San Diego-IV | San Diego | KELCO QUALIFYING FACILITY |  | C_P_Kelco2 | COGENERATION | CT-NatGas-Industrial | 25 | 1.74 |  |  |  |  | CAISO_CHP | 1 |  |  | SAMPSN_6_KELCO1
NQC List and Master Generating Capability List | SAMPSN_6_KELCO1 |  | San Diego-IV | San Diego | KELCO QUALIFYING FACILITY |  | C_P_Kelco3 | COGENERATION | CT-NatGas-Industrial | 25 | 1.74 |  |  |  |  | CAISO_CHP | 1 |  |  | SAMPSN_6_KELCO1
NQC List and Master Generating Capability List | SARGNT_2_UNIT |  | CAISO System |  | SARGENT CANYON COGEN. COMPANY |  | Sargent_Canyon | COGENERATION | CT-NatGas-Industrial | [6 empty] | CAISO_CHP | 1 |  |  | #N/A
NQC List and Master Generating Capability List | SAUGUS_6_PTCHGN |  | Big Creek-Ventura | Big Creek | COUNTY OF LOS ANGELES -- PITCHLE |  | PitchesHnrRanch | COGENERATION | CT-NatGas-Aero | [6 empty] | CAISO_CHP | 1 |  |  | SAUGUS_6_PTCHGN
NQC List and Master Generating Capability List | SAUGUS_6_QF |  | Big Creek-Ventura | Big Creek | SAUGUS QFS |  |  | HYDRO | n/a | 2.19 | 0.62 |  |  |  |  | CAISO_Hydro | 1 |  |  | SAUGUS_6_QF
NQC List and Master Generating Capability List | SBERDO_2_PSP3 |  | LA Basin | Eastern | Mountainview Gen Sta. Unit 3 |  | MtnviewCC3-Total | THERMAL | CCWhole-NatGas-Industrial | 555 | 555 |  |  |  |  | CAISO_CCGT1 | 1 |  |  | SBERDO_2_PSP3
NQC List and Master Generating Capability List | SBERDO_2_PSP4 |  | LA Basin | Eastern | Mountainview Gen Sta. Unit 4 |  | MtnviewCC4-Total | THERMAL | CCWhole-NatGas-Industrial | 202 | 555 |  |  |  |  | CAISO_CCGT1 | 1 |  |  | SBERDO_2_PSP4
NQC List and Master Generating Capability List | SBERDO_2_QF |  | LA Basin | Eastern | SAN BERADINO QFS |  |  | COGENERATION | n/a | 10.6 | 0.09 |  |  |  |  | CAISO_CHP | 1 |  |  | SBERDO_2_QF
NQC List and Master Generating Capability List | PALOMR_2_PL1X3 |  | San Diego-IV | San Diego | Palomar Energy Center |  | PalomarCC-Total | THERMAL | CCWhole-NatGas-Industrial | 575 | 565.61 |  |  |  |  | CAISO_CCGT1 | 1 |  |  | PALOMR_2_PL1X3
NQC List and Master Generating Capability List | SEARLS_7_ARGUS |  | CAISO System |  | NORTH AMERICAN ARGUS |  | Argus_Cogen8 | COGENERATION | ST-Coal | 19 | 3.96 |  |  |  |  | CAISO_CHP | 1 |  |  | SEARLS_7_ARGUS
NQC List and Master Generating Capability List | SEARLS_7_ARGUS |  | CAISO System |  | NORTH AMERICAN ARGUS |  | Argus_Cogen9 | COGENERATION | ST-Coal | 19 | 3.96 |  |  |  |  | CAISO_CHP | 1 |  |  | SEARLS_7_ARGUS
NQC List and Master Generating Capability List | PIOPIC_2_CTG1 |  | San Diego-IV | San Diego | Pio Pico Unit 1 |  | PioPicoEnergyCenter1 | UNKNOWN | CT-NatGas-Aero | 111.3 | 111.3 |  |  |  |  | CAISO_Peaker1 | 1 |  |  | PIOPIC_2_CTG1
NQC List and Master Generating Capability List | PIOPIC_2_CTG2 |  | San Diego-IV | San Diego | Pio Pico Unit 2 |  | PioPicoEnergyCenter2 | UNKNOWN | CT-NatGas-Aero | 112.7 | 112.7 |  |  |  |  | CAISO_Peaker1 | 1 |  |  | PIOPIC_2_CTG2
NQC List and Master Generating Capability List | PIOPIC_2_CTG3 |  | San Diego-IV | San Diego | Pio Pico Unit 3 |  | PioPicoEnergyCenter3 | UNKNOWN | CT-NatGas-Aero | 112 | 112 |  |  |  |  | CAISO_Peaker1 | 1 |  |  | PIOPIC_2_CTG3
NQC List and Master Generating Capability List | RVSIDE_6_SPRING |  | LA Basin | Eastern | SPRINGS GENERATION PROJECT AGGREGATE |  | Springs1 | PEAKER | CT-NatGas-Aero | 36 | 36 |  |  |  |  | CAISO_Peaker1 | 1 |  |  | RVSIDE_6_SPRING
NQC List and Master Generating Capability List | RVSIDE_6_SPRING |  | LA Basin | Eastern | SPRINGS GENERATION PROJECT AGGREGATE |  | Springs2 | PEAKER | CT-NatGas-Aero | 36 | 36 |  |  |  |  | CAISO_Peaker1 | 1 |  |  | RVSIDE_6_SPRING
NQC List and Master Generating Capability List | RVSIDE_6_SPRING |  | LA Basin | Eastern | SPRINGS GENERATION PROJECT AGGREGATE |  | Springs3 | PEAKER | CT-NatGas-Aero | 36 | 36 |  |  |  |  | CAISO_Peaker1 | 1 |  |  | RVSIDE_6_SPRING
NQC List and Master Generating Capability List | RVSIDE_6_SPRING |  | LA Basin | Eastern | SPRINGS GENERATION PROJECT AGGREGATE |  | Springs4 | PEAKER | CT-NatGas-Aero | 36 | 36 |  |  |  |  | CAISO_Peaker1 | 1 |  |  | RVSIDE_6_SPRING
NQC List and Master Generating Capability List | DREWS_6_PL1X4 |  | LA Basin | Eastern | DREWS UNIT AGGREGATE |  | Drews1 | PEAKER | CT-NatGas-Aero | 10.8 | 36 |  |  |  |  | CAISO_Peaker1 | 1 |  |  | DREWS_6_PL1X4
NQC List and Master Generating Capability List | SGREGY_6_SANGER |  | Fresno | Wilson | DYNAMIS COGEN |  | AlgonquinCC-Total | COGENERATION | CCWhole-NatGas-Aero | 48.3 | 48.08 |  |  |  |  | CAISO_CHP | 1 |  |  | SGREGY_6_SANGER
NQC List and Master Generating Capability List | DREWS_6_PL1X4 |  | LA Basin | Eastern | DREWS UNIT AGGREGATE |  | Drews2 | PEAKER | CT-NatGas-Aero | 10.8 | 36 |  |  |  |  | CAISO_Peaker1 | 1 |  |  | DREWS_6_PL1X4
NQC List and Master Generating Capability List | DREWS_6_PL1X4 |  | LA Basin | Eastern | DREWS UNIT AGGREGATE |  | Drews3 | PEAKER | CT-NatGas-Aero | 10.8 | 36 |  |  |  |  | CAISO_Peaker1 | 1 |  |  | DREWS_6_PL1X4
NQC List and Master Generating Capability List | SLUISP_2_UNITS |  | CAISO System |  | SAN LUIS (GIANELLI) PUMP-GEN (AGGREGATE) |  |  | HYDRO | n/a | 53 | 37.65 |  |  |  |  | CAISO_PS | 1 |  |  | SLUISP_2_UNITS
NQC List and Master Generating Capability List | DREWS_6_PL1X4 |  | LA Basin | Eastern | DREWS UNIT AGGREGATE |  | Drews4 | PEAKER | CT-NatGas-Aero | 10.8 | 36 |  |  |  |  | CAISO_Peaker1 | 1 |  |  | DREWS_6_PL1X4
NQC List and Master Generating Capability List | SNCLRA_2_SPRHYD |  | Big Creek-Ventura |  | Springville Hydroelectric Generator |  |  | HYDRO | n/a | 1 | 0.12 |  |  |  |  | CAISO_Hydro | 1 |  |  | SNCLRA_2_SPRHYD
NQC List and Master Generating Capability List | SNCLRA_2_UNIT1 |  | Big Creek-Ventura |  | New Indy Oxnard |  | OxnardPaperMill | COGENERATION | CT-NatGas-Aero | 27.8 | 15.94 |  |  |  |  | CAISO_CHP | 1 |  |  | SNCLRA_2_UNIT1
NQC List and Master Generating Capability List | SNCLRA_6_OXGEN |  | Big Creek-Ventura | Ventura, S.Clara, Moorpark | E.F. OXNARD INCORPORATED |  | EF_Oxnard | COGENERATION | CT-NatGas-Aero | 48.5 | 32.48 |  |  |  |  | CAISO_CHP | 1 |  |  | SNCLRA_6_OXGEN
NQC List and Master Generating Capability List | SNCLRA_6_PROCGN |  | Big Creek-Ventura | Ventura, S.Clara, Moorpark | PROCTER AND GAMBLE OXNARD II |  | Oxnard_GEN2 | COGENERATION | CT-NatGas-Aero | 49.5 | 45.25 |  |  |  |  | CAISO_CHP | 1 |  |  | SNCLRA_6_PROCGN
NQC List and Master Generating Capability List | SOUTH_2_UNIT |  | CAISO System |  | SOUTH HYDRO |  |  | HYDRO | n/a | 7.1 | 1.53 |  |  |  |  | CAISO_Hydro | 1 |  |  | SOUTH_2_UNIT
NQC List and Master Generating Capability List | SPBURN_7_SNOWMT |  | CAISO System |  | SPBURN_7_SNOWMT |  |  | HYDRO | n/a | 3 | 0 |  |  |  |  | CAISO_Hydro | 1 |  |  | SPBURN_7_SNOWMT
NQC List and Master Generating Capability List | SRINTL_6_UNIT |  | Bay Area | None | SRI INTERNATIONAL |  | SRI_Int_Cgn | COGENERATION | CT-NatGas-Aero | 6.9 | 0.75 |  |  |  |  | CAISO_CHP | 1 |  |  | SRINTL_6_UNIT
NQC List and Master Generating Capability List | STANIS_7_UNIT 1 |  | Stockton | Tesla-Bellota, Stanislaus | STANISLAUS HYDRO |  |  | HYDRO | n/a | 91 | 91 |  |  |  |  | CAISO_Hydro | 1 |  |  | STANIS_7_UNIT_1
NQC List and Master Generating Capability List | STAUFF_1_UNIT |  | Bay Area | None | RHODIA INC. (RHONE-POULENC) |  | MartinezRegen | COGENERATION | ST-Other | 4.6 | 0.01 |  |  |  |  | CAISO_CHP | 1 |  |  | STAUFF_1_UNIT
NQC List and Master Generating Capability List | CENTRY_6_PL1X4 |  | LA Basin | Eastern | CENTURY GENERATING PLANT (AGGREGATE) |  | Century1 | PEAKER | CT-NatGas-Aero | 41.4 | 36 |  |  |  |  | CAISO_Peaker1 | 1 |  |  | CENTRY_6_PL1X4
NQC List and Master Generating Capability List | STOILS_1_UNITS |  | Bay Area | Pittsburg | Chevron Richmond Refinery |  | RichmondCgn2 | COGENERATION | ST-NatGas | 62.5 | 0.07 |  |  |  |  | CAISO_CHP | 1 |  |  | STOILS_1_UNITS
NQC List and Master Generating Capability List | STOILS_1_UNITS |  | Bay Area | Pittsburg | Chevron Richmond Refinery |  | RichmondCgn1 | COGENERATION | ST-NatGas | 62.5 | 0.07 |  |  |  |  | CAISO_CHP | 1 |  |  | STOILS_1_UNITS
NQC List and Master Generating Capability List | STOREY_2_MDRCH2 |  | Fresno |  | Madera-Chowchilla Two |  |  | HYDRO | n/a | 0.56 | 0.15 |  |  |  |  | CAISO_Hydro | 1 |  |  | STOREY_2_MDRCH2
NQC List and Master Generating Capability List | STOREY_2_MDRCH3 |  | Fresno |  | Madera-Chowchilla Three |  |  | HYDRO | n/a | 0.42 | 0.05 |  |  |  |  | CAISO_Hydro | 1 |  |  | STOREY_2_MDRCH3
NQC List and Master Generating Capability List | STOREY_7_MDRCHW |  | Fresno | Wilson | Madera Canal Site 980 |  |  | HYDRO | n/a | 1.84 | 0.42 |  |  |  |  | CAISO_Hydro | 1 |  |  | STOREY_7_MDRCHW
NQC List and Master Generating Capability List | CENTRY_6_PL1X4 |  | LA Basin | Eastern | CENTURY GENERATING PLANT (AGGREGATE) |  | Century2 | PEAKER | CT-NatGas-Aero | 41.4 | 36 |  |  |  |  | CAISO_Peaker1 | 1 |  |  | CENTRY_6_PL1X4
NQC List and Master Generating Capability List | CENTRY_6_PL1X4 |  | LA Basin | Eastern | CENTURY GENERATING PLANT (AGGREGATE) |  | Century3 | PEAKER | CT-NatGas-Aero | 41.4 | 36 |  |  |  |  | CAISO_Peaker1 | 1 |  |  | CENTRY_6_PL1X4
NQC List and Master Generating Capability List | CENTRY_6_PL1X4 |  | LA Basin | Eastern | CENTURY GENERATING PLANT (AGGREGATE) |  | Century4 | PEAKER | CT-NatGas-Aero | 41.4 | 36 |  |  |  |  | CAISO_Peaker1 | 1 |  |  | CENTRY_6_PL1X4
NQC List and Master Generating Capability List | SYCAMR_2_UNIT 1 |  | Big Creek-Ventura | Big Creek | Sycamore Cogeneration Unit 1 |  | Sycamore_CgnAB | COGENERATION | CT-NatGas-Industrial | 80 | 77.99 |  |  |  |  | CAISO_CHP | 1 |  |  | SYCAMR_2_UNIT_1
NQC List and Master Generating Capability List | MALAGA_1_PL1X2 |  | Fresno | Wilson, Herndon | Malaga Power Aggregate |  | KingsRiverGT1 | THERMAL | CT-NatGas-Aero | 48.5 | 96 |  |  |  |  | CAISO_Peaker1 | 1 |  |  | MALAGA_1_PL1X2
NQC List and Master Generating Capability List | SYCAMR_2_UNIT 3 |  | Big Creek-Ventura | Big Creek | Sycamore Cogeneration Unit 3 |  | Sycamore_CgnCG | COGENERATION | CT-NatGas-Industrial | 80 | 80 |  |  |  |  | CAISO_CHP | 1 |  |  | SYCAMR_2_UNIT_3
NQC List and Master Generating Capability List | VERNON_6_GONZL2 |  | LA Basin | Western | H. Gonzales Unit #2 |  | H._Gonzales_G2 | PEAKER | CT-NatGas-Aero | 5.75 | 5.75 |  |  |  |  | CAISO_Peaker1 | 1 |  |  | VERNON_6_GONZL2
NQC List and Master Generating Capability List | TANHIL_6_SOLART |  | CAISO System |  | BERRY PETROLEUM COGEN 18 AGGREGATE |  | BerryTanneHills18-1 | COGENERATION | CT-NatGas-Aero | 17 | 10.27 |  |  |  |  | CAISO_CHP | 1 |  |  | TANHIL_6_SOLART
NQC List and Master Generating Capability List | TANHIL_6_SOLART |  | CAISO System |  | BERRY PETROLEUM COGEN 18 AGGREGATE |  | BerryTanneHills18-2 | COGENERATION | CT-NatGas-Aero | 17 | 10.27 |  |  |  |  | CAISO_CHP | 1 |  |  | TANHIL_6_SOLART
NQC List and Master Generating Capability List | TBLMTN_6_QF |  | CAISO System |  | SMALL QF AGGREGATION - PARADISE |  |  | HYDRO | n/a | 1.7 | 0.22 |  |  |  |  | CAISO_Hydro | 1 |  |  | TBLMTN_6_QF
NQC List and Master Generating Capability List | TENGEN_2_PL1X2 |  | Big Creek-Ventura | Big Creek | Berry Cogen 42 |  | BerryPlaceritaCogen1 | COGENERATION | CT-NatGas-Aero | 22.7 | 37.59 |  |  |  |  | CAISO_CHP | 1 |  |  | TENGEN_2_PL1X2
NQC List and Master Generating Capability List | TENGEN_2_PL1X2 |  | Big Creek-Ventura | Big Creek | Berry Cogen 42 |  | BerryPlaceritaCogen2 | COGENERATION | CT-NatGas-Aero | 22.7 | 37.59 |  |  |  |  | CAISO_CHP | 1 |  |  | TENGEN_2_PL1X2
NQC List and Master Generating Capability List | TESLA_1_QF |  | CAISO System |  | SMALL QF AGGREGATION - STOCKTON |  |  | HYDRO | n/a | 2 | 0.25 |  |  |  |  | CAISO_Hydro | 1 |  |  | TESLA_1_QF
NQC List and Master Generating Capability List | TIDWTR_2_UNITS |  | Bay Area | Pittsburg | MARTINEZ COGEN LIMITED PARTNERSHIP |  | MartinezCC-Total | COGENERATION | CCWhole-NatGas-Aero | 114.8 | 8.61 |  |  |  |  | CAISO_CHP | 1 |  |  | TIDWTR_2_UNITS
NQC List and Master Generating Capability List | TIGRCK_7_UNITS |  | CAISO System |  | TIGER CREEK HYDRO AGGREGATE |  |  | HYDRO | n/a | 31 | 62 |  |  |  |  | CAISO_Hydro | 1 |  |  | TIGRCK_7_UNITS
NQC List and Master Generating Capability List | TKOPWR_6_HYDRO |  | CAISO System |  | Bear Creek Hydroelectric Project |  |  | HYDRO | n/a | 2.83 | 0 |  |  |  |  | CAISO_Hydro | 1 |  |  | TKOPWR_6_HYDRO
NQC List and Master Generating Capability List | TXMCKT_6_UNIT |  | CAISO System |  | McKittrick Cogen |  | McKittrick1_RP | COGENERATION | CT-NatGas-Aero | 11.2 | 2.13 |  |  |  |  | CAISO_CHP | 1 |  |  | TXMCKT_6_UNIT
NQC List and Master Generating Capability List | TXMCKT_6_UNIT |  | CAISO System |  | McKittrick Cogen |  | McKittrick2_RP | COGENERATION | CT-NatGas-Aero | 11.2 | 2.13 |  |  |  |  | CAISO_CHP | 1 |  |  | TXMCKT_6_UNIT
NQC List and Master Generating Capability List | UNCHEM_1_UNIT |  | Bay Area | Pittsburg | CONTRA COSTA CARBON PLANT |  | Phillips_Carbon | COGENERATION | ST-Coal | 19 | 10.21 |  |  |  |  | CAISO_CHP | 1 |  |  | UNCHEM_1_UNIT
NQC List and Master Generating Capability List | UNOCAL_1_UNITS |  | Bay Area | Pittsburg | TOSCO (RODEO PLANT) |  | Phillips_RodeoC | COGENERATION | CT-NatGas-Aero | 49.85 | 0.31 |  |  |  |  | CAISO_CHP | 1 |  |  | UNOCAL_1_UNITS
NQC List and Master Generating Capability List | UNOCAL_1_UNITS |  | Bay Area | Pittsburg | TOSCO (RODEO PLANT) |  | Phillips_RodeoB | COGENERATION | CT-NatGas-Aero | 49.85 | 0.31 |  |  |  |  | CAISO_CHP | 1 |  |  | UNOCAL_1_UNITS
NQC List and Master Generating Capability List | UNOCAL_1_UNITS |  | Bay Area | Pittsburg | TOSCO (RODEO PLANT) |  | Phillips_RodeoA | COGENERATION | CT-NatGas-Aero | 49.85 | 0.31 |  |  |  |  | CAISO_CHP | 1 |  |  | UNOCAL_1_UNITS
NQC List and Master Generating Capability List | UNVRSY_1_UNIT 1 |  | CAISO System |  | Berry Cogen 38 - Unit 1 |  |  | COGENERATION | n/a | 38 | 34.36 |  |  |  |  | CAISO_CHP | 1 |  |  | UNVRSY_1_UNIT_1
NQC List and Master Generating Capability List | VERNON_6_GONZL1 |  | LA Basin | Western | H. Gonzales Unit #1 |  | H._Gonzales_G1 | PEAKER | CT-NatGas-Aero | 5.75 | 5.75 |  |  |  |  | CAISO_Peaker1 | 1 |  |  | VERNON_6_GONZL1
NQC List and Master Generating Capability List | VALLEY_5_PERRIS |  | LA Basin | Eastern | MWD Perris Hydroelectric Recovery Plant |  |  | HYDRO | n/a | 7.94 | 7.94 |  |  |  |  | CAISO_Hydro | 1 |  |  | VALLEY_5_PERRIS
NQC List and Master Generating Capability List | VALLEY_5_REDMTN |  | LA Basin | Eastern | MWD Red Mountain Hydroelectric Recovery |  |  | HYDRO | n/a | 5.9 | 3.57 |  |  |  |  | CAISO_Hydro | 1 |  |  | VALLEY_5_REDMTN
NQC List and Master Generating Capability List | VEDDER_1_SEKERN |  | Kern | South Kern PP, Kern Oil | TEXACO EXPLORATION & PROD (SE KERN RIVER |  | SEKernRiverCgn1 | COGENERATION | CT-NatGas-Aero | 34.47 | 0.73 |  |  |  |  | CAISO_CHP | 1 |  |  | VEDDER_1_SEKERN
NQC List and Master Generating Capability List | KERNFT_1_UNITS |  | Kern | South Kern PP | KERN FRONT LIMITED |  | Kern_Front_KF1 | COGENERATION | CT-NatGas-Aero | 52.4 | 49.11 |  |  |  |  | CAISO_CHP | 1 |  |  | KERNFT_1_UNITS
NQC List and Master Generating Capability List | KERNFT_1_UNITS |  | Kern | South Kern PP | KERN FRONT LIMITED |  | Kern_Front_KF2 | COGENERATION | CT-NatGas-Aero | 52.4 | 49.11 |  |  |  |  | CAISO_CHP | 1 |  |  | KERNFT_1_UNITS
NQC List and Master Generating Capability List | GILROY_1_UNIT |  | Bay Area | Llagas, South Bay-Moss Landing | GILROY COGEN AGGREGATE |  | GilroyCC-Total | COGENERATION | CCWhole-NatGas-Industrial | 120 | 110 |  |  |  |  | CAISO_CCGT1 | 1 |  |  | GILROY_1_UNIT
NQC List and Master Generating Capability List | VESTAL_2_KERN |  | Big Creek-Ventura | Big Creek, Vestal | KERN RIVER PH 3 UNITS 1 & 2 AGGREGATE |  |  | HYDRO | n/a | 36.8 | 6.88 |  |  |  |  | CAISO_Hydro | 1 |  |  | VESTAL_2_KERN
NQC List and Master Generating Capability List | CSCCOG_1_UNIT 1 |  | Bay Area | San Jose, South Bay-Moss Landing | SANTA CLARA CO-GEN |  | Santa_ClaraCgn1 | COGENERATION | CT-NatGas-Aero | 7 | 6 |  |  |  |  | CAISO_Peaker1 | 1 |  |  | CSCCOG_1_UNIT_1
NQC List and Master Generating Capability List | VILLPK_2_VALLYV |  | LA Basin | Western | MWD Valley View Hydroelectric Recovery P |  |  | HYDRO | n/a | 4.1 | 4.1 |  |  |  |  | CAISO_Hydro | 1 |  |  | VILLPK_2_VALLYV
NQC List and Master Generating Capability List | VILLPK_6_MWDYOR |  | LA Basin | Western | Yorba Linda Hydroelectric Recovery Plant |  |  | HYDRO | n/a | 5.1 | 3.4 |  |  |  |  | CAISO_Hydro | 1 |  |  | VILLPK_6_MWDYOR
NQC List and Master Generating Capability List | VOLTA_6_BAILCK |  | CAISO System |  |  |  |  | HYDRO | n/a | 0.63 | 0 |  |  |  |  | CAISO_Hydro | 1 |  |  | VOLTA_6_BAILCK
NQC List and Master Generating Capability List | VOLTA_6_DIGHYD |  | CAISO System |  | Digger Creek Ranch Hydro |  |  | HYDRO | n/a | 0.6 | 0.31 |  |  |  |  | CAISO_Hydro | 1 |  |  | VOLTA_6_DIGHYD
NQC List and Master Generating Capability List | VOLTA_7_QFUNTS |  | CAISO System |  | VOLTA_7_QFUNTS |  |  | HYDRO | n/a | 1.3 | 0.06 |  |  |  |  | CAISO_Hydro | 1 |  |  | VOLTA_7_QFUNTS
NQC List and Master Generating Capability List | CSCCOG_1_UNIT 1 |  | Bay Area | San Jose, South Bay-Moss Landing | SANTA CLARA CO-GEN |  | Santa_ClaraCgn2 | COGENERATION | CT-NatGas-Aero | 7 | 6 |  |  |  |  | CAISO_Peaker1 | 1 |  |  | CSCCOG_1_UNIT_1
NQC List and Master Generating Capability List | SUNSET_2_UNITS |  | CAISO System |  | MIDWAY SUNSET COGENERATION PLANT |  | MidwaySunsetA | COGENERATION | CT-NatGas-Industrial | 248 | 232.23 |  |  |  |  | CAISO_Peaker1 | 1 |  |  | SUNSET_2_UNITS
NQC List and Master Generating Capability List | SUNSET_2_UNITS |  | CAISO System |  | MIDWAY SUNSET COGENERATION PLANT |  | MidwaySunsetB | COGENERATION | CT-NatGas-Industrial | 248 | 232.23 |  |  |  |  | CAISO_Peaker1 | 1 |  |  | SUNSET_2_UNITS
NQC List and Master Generating Capability List | SUNSET_2_UNITS |  | CAISO System |  | MIDWAY SUNSET COGENERATION PLANT |  | MidwaySunsetC | COGENERATION | CT-NatGas-Industrial | 248 | 232.23 |  |  |  |  | CAISO_Peaker1 | 1 |  |  | SUNSET_2_UNITS
NQC List and Master Generating Capability List | SYCAMR_2_UNIT 2 |  | Big Creek-Ventura | Big Creek | Sycamore Cogeneration Unit 2 |  | Sycamore_CgnBG | COGENERATION | CT-NatGas-Industrial | 80 | 80 |  |  |  |  | CAISO_Peaker1 | 1 |  |  | SYCAMR_2_UNIT_2
NQC List and Master Generating Capability List | WARNE_2_UNIT |  | Big Creek-Ventura | Big Creek | WARNE HYDRO AGGREGATE |  |  | HYDRO | n/a | 39.1 | 20.26 |  |  |  |  | CAISO_Hydro | 1 |  |  | WARNE_2_UNIT
NQC List and Master Generating Capability List | WDLEAF_7_UNIT 1 |  | Sierra | Drum-Rio Oso, South of Table Mountain | WOODLEAF HYDRO |  |  | HYDRO | n/a | 60 | 60 |  |  |  |  | CAISO_Hydro | 1 |  |  | WDLEAF_7_UNIT_1
NQC List and Master Generating Capability List | SYCAMR_2_UNIT 4 |  | Big Creek-Ventura | Big Creek | Sycamore Cogeneration Unit 4 |  | Sycamore_CgnDG | COGENERATION |  |  | 80 |  |  |  |  | CAISO_Peaker1 | 1 |  |  | SYCAMR_2_UNIT_4
NQC List and Master Generating Capability List | WRGHTP_7_AMENGY |  | Fresno | Wilson | SMALL QF AGGREGATION - LOS BANOS |  |  | HYDRO |  | 2.5 | 0.62 |  |  |  |  | CAISO_Hydro | 1 |  |  | WRGHTP_7_AMENGY
NQC List and Master Generating Capability List | OMAR_2_UNIT 1 |  | Big Creek-Ventura | Big Creek | KERN RIVER COGENERATION CO. UNIT 1 |  | KernRiverCgn1 | COGENERATION |  | 78 | 72.34 |  |  |  |  | CAISO_Peaker1 | 1 |  |  | OMAR_2_UNIT_1
NQC List and Master Generating Capability List | OMAR_2_UNIT 2 |  | Big Creek-Ventura | Big Creek | KERN RIVER COGENERATION CO. UNIT 2 |  | KernRiverCgn2 | COGENERATION |  | 78.11 | 72.82 |  |  |  |  | CAISO_Peaker1 | 1 |  |  | OMAR_2_UNIT_2
NQC List and Master Generating Capability List | OMAR_2_UNIT 3 |  | Big Creek-Ventura | Big Creek | KERN RIVER COGENERATION CO. UNIT 3 |  | KernRiverCgn3 | COGENERATION |  | 81.41 | 75.76 |  |  |  |  | CAISO_Peaker1 | 1 |  |  | OMAR_2_UNIT_3
NQC List and Master Generating Capability List | OMAR_2_UNIT 4 |  | Big Creek-Ventura | Big Creek | KERN RIVER COGENERATION CO. UNIT 4 |  | KernRiverCgn4 | COGENERATION |  | 81.44 | 81.44 |  |  |  |  | CAISO_Peaker1 | 1 |  |  | OMAR_2_UNIT_4
NQC List and Master Generating Capability List | SMPRIP_1_SMPSON |  | CAISO System |  | Ripon Cogeneration Unit 1 |  | Ripon_Mill_GEN1 | COGENERATION |  | 46.05 | 46.05 |  |  |  |  | CAISO_Peaker1 | 1 |  |  | SMPRIP_1_SMPSON
TEPPC 2026 Common Case | n/a (Palo Verde) |  | External |  | Palo Verde 1 |  | Palo_Verde_1 | NUCLEAR | [7 empty] | CAISO_Nuclear | 1 |  | 1 | Palo_Verde_1
TEPPC 2026 Common Case | n/a (Palo Verde) |  | External |  | Palo Verde 2 |  | Palo_Verde_2 | NUCLEAR | [7 empty] | CAISO_Nuclear | 1 |  | 1 | Palo_Verde_2
TEPPC 2026 Common Case | n/a (Palo Verde) |  | External |  | Palo Verde 3 |  | Palo_Verde_3 | NUCLEAR | [7 empty] | CAISO_Nuclear | 1 |  | 1 | Palo_Verde_3
TEPPC 2026 Common Case | SCEHOV_2_HOOVER |  | External |  | SCEHOV_2_HOOVER |  |  | HYDRO | [7 empty] | CAISO_Hydro | 1 |  | 1 | SCEHOV_2_HOOVER
NQC List and Master Generating Capability List | GLNARM_2_UNIT 5 |  | LA Basin | Western | GLENARM UNIT 5 |  | Glenarm_GT5 | UNKNOWN |  | 65.81 | 65 |  |  |  |  | CAISO_Peaker2 | 1 |  |  | GLNARM_2_UNIT_5
A.14-11-018 | TBD (Puente) |  | Big Creek-Ventura |  | Puente Power Project |  |  | UNKNOWN |  |  |  | 262 |  |  |  | CAISO_Peaker1 | 1 |  |  | #N/A
D.15-11-041 | ALAMIT_2_PL1X3 |  | LA Basin | Western | AlamitosCC-OTC replacement |  |  | UNKNOWN |  |  |  | 640 |  |  |  | CAISO_CCGT1 | 1 |  | 1 | AlamitosCC_Total
D.15-11-041 | HNTGBH_2_PL1X3 |  | LA Basin | Western | Huntington Beach |  |  | UNKNOWN |  |  |  | 644 |  |  |  | CAISO_CCGT1 | 1 |  | 1 | HuntBeachCC_Total
D.15-11-041 | STANTN_2_STAGT2 |  | LA Basin |  | Stanton Peaker Facility (STANTN_2_STAGT2) |  |  | UNKNOWN |  |  |  | 49 |  |  |  | CAISO_Peaker1 | 1 |  | 1 | #N/A
D.15-11-041 | STANTN_2_STAGT1 |  | LA Basin |  | Stanton Peaker Facility (STANTN_2_STAGT1) |  |  | UNKNOWN |  |  |  | 49 |  |  |  | CAISO_Peaker1 | 1 |  | 1 | #N/A
D.15-11-041 | TBD (Encina) |  | San Diego-IV | San Diego | Encina Gas Peaker |  |  | UNKNOWN |  |  |  | 500 |  |  |  | CAISO_Peaker1 | 1 |  |  | #N/A
Oct 2016 IOU Contracts Database | CSTRVL_7_QFUNTS | PG10009 |  |  | Monterey Regional Water | PG&E |  |  |  | 2 | 0.05 | 1.74 | 0.24 | 1 | 0.24 | Biomass |  | 1 |  | CSTRVL_7_QFUNTS
Oct 2016 IOU Contracts Database |  | PG10015 |  |  | City Of Watsonville | PG&E | [5 empty] | 0.55 | 0.07 | 1 | 0.07 | Biomass |  | 1 |  | MOSSLD_1_QF
Oct 2016 IOU Contracts Database | CSTOGA_6_LNDFIL | PG10020 |  |  | Clover Flat LFG | PG&E |  |  |  | 0.85 | 0 | 0.848 | 5.747 | 1 | 5.747 | Biomass |  | 1 |  | CSTOGA_6_LNDFIL
Oct 2016 IOU Contracts Database |  | PG1013 |  |  | Gas Recovery Sys. (American Cyn) | PG&E | [5 empty] | 1.5 | 7.785 | 1 | 7.785 | Biomass |  | 1 |  | #N/A
Oct 2016 IOU Contracts Database |  | PG1016 |  |  | Gas Recovery Sys. (Newby Island 2) | PG&E | [5 empty] | 4.2 | 25.952 | 1 | 25.952 | Biomass |  | 1 |  | #N/A
Oct 2016 IOU Contracts Database | USWND4_2_UNITS | PG1024 |  |  | Waste Management Renewable Energy | PG&E | [5 empty] | 13.2 | 44.407 | 1 | 44.407 | Biomass |  | 1 |  | #N/A
Oct 2016 IOU Contracts Database | SANLOB_1_LNDFIL | PG1025 |  |  | Toro SLO Landfill | PG&E |  |  |  | 1.5 | 0 | 1.5 | 11.2 | 1 | 11.2 | Biomass |  | 1 |  | SANLOB_1_LNDFIL
Oct 2016 IOU Contracts Database |  | PG1029 |  |  | Blake's Landing - 80kW Generator | PG&E | [5 empty] | 0.08 | 0.6 | 1 | 0.6 | Biomass |  | 1 |  | #N/A
Oct 2016 IOU Contracts Database |  | PG1030 |  |  | Castelanelli Bros. Biogas | PG&E | [5 empty] | 0.3 | 1.3 | 1 | 1.3 | Biomass |  | 1 |  | #N/A
Oct 2016 IOU Contracts Database | SISQUC_1_SMARIA | PG1031 |  |  | Santa Maria II | PG&E |  |  |  | 1.42 | 1.03 | 1.42 | 12.439 | 1 | 12.439 | Biomass |  | 1 |  | SISQUC_1_SMARIA
Oct 2016 IOU Contracts Database | OLDRIV_6_BIOGAS | PG1034 |  |  | ABEC Bidart-Old River LLC | PG&E |  |  |  | 2 | 1.67 | 1.84 | 12.95 | 1 | 12.95 | Biomass |  | 1 |  | OLDRIV_6_BIOGAS
Oct 2016 IOU Contracts Database | TUPMAN_1_BIOGAS | PG1035 |  |  | ABEC Bidart-Stockdale LLC | PG&E |  |  |  | 0.6 | 0.21 | 0.6 | 1.4 | 1 | 1.4 | Biomass |  | 1 |  | TUPMAN_1_BIOGAS
Oct 2016 IOU Contracts Database | PEABDY_2_LNDFL1 | PG1046 |  |  | Potrero Hills Landfill | PG&E |  |  |  | 8 | 7.09 | 8 | 56.1 | 1 | 56.1 | Biomass |  | 1 |  | PEABDY_2_LNDFL1
Oct 2016 IOU Contracts Database | SUNSHN_2_LNDFL | PG1049 |  |  | Sunshine Landfill | PG&E |  |  |  | 4.6 | 15.4 | 18.96 | 132.87 | 1 | 132.87 | Biomass |  | 1 |  | SUNSHN_2_LNDFL
Oct 2016 IOU Contracts Database | PACLUM_6_UNIT | PG2000 |  |  | Eel River Power LLC | PG&E |  |  |  | 28.8 | 15.4 | 28.8 | 113.674 | 1 | 113.674 | Biomass |  | 1 |  | PACLUM_6_UNIT
Oct 2016 IOU Contracts Database | BURNYF_2_UNIT 1 | PG2001 |  |  | Burney Forest Products | PG&E |  |  |  | 31 | 28.19 | 31 | 212.555 | 1 | 212.555 | Biomass |  | 1 |  | BURNYF_2_UNIT_1
Oct 2016 IOU Contracts Database | COLPIN_6_COLLNS | PG2002 |  |  | Collins Pine | PG&E | [5 empty] | 12 | 27.909 | 1 | 27.909 | Biomass |  | 1 |  | #N/A
Oct 2016 IOU Contracts Database | MENBIO_6_UNIT | PG2003 |  |  | Covanta Mendota L. P. | PG&E | [5 empty] | 25 | 169.974 | 1 | 169.974 | Biomass |  | 1 |  | MENBIO_6_UNIT
Oct 2016 IOU Contracts Database | FAIRHV_6_UNIT | PG2004 |  |  | DG Fairhaven Power, LLC | PG&E |  |  |  | 18.75 | 13.95 | 17.25 | 102.661 | 1 | 102.661 | Biomass |  | 1 |  | FAIRHV_6_UNIT
Oct 2016 IOU Contracts Database | BIOMAS_1_UNIT 1 | PG2006 |  |  | Woodland Biomass | PG&E |  |  |  | 25.5 | 23.33 | 25 | 175 | 1 | 175 | Biomass |  | 1 |  | BIOMAS_1_UNIT_1
Oct 2016 IOU Contracts Database |  | PG2007 |  |  | HL Power | PG&E | [5 empty] | 32 | 166.019 | 1 | 166.019 | Biomass |  | 1 |  | #N/A
Oct 2016 IOU Contracts Database | ULTPCH_1_UNIT 1 | PG2012 |  |  | Pacific-Ultrapower Chinese Station | PG&E |  |  |  | 18 | 15.85 | 22 | 127.398 | 1 | 127.398 | Biomass |  | 1 |  | ULTPCH_1_UNIT_1
Oct 2016 IOU Contracts Database | ULTPFR_1_UNIT 1 | PG2014 |  |  | Rio Bravo Fresno | PG&E |  |  |  | 24.3 | 19.04 | 26.5 | 170.282 | 1 | 170.282 | Biomass |  | 1 |  | ULTPFR_1_UNIT_1
Oct 2016 IOU Contracts Database | ULTRCK_2_UNIT | PG2015 |  |  | Rio Bravo Rocklin | PG&E |  |  |  | 24.4 | 18.47 | 25 | 168.097 | 1 | 168.097 | Biomass |  | 1 |  | ULTRCK_2_UNIT
Oct 2016 IOU Contracts Database | THMENG_1_UNIT 1 | PG2022 |  |  | Thermal Energy Dev. Corp. | PG&E | [5 empty] | 21 | 142.518 | 1 | 142.518 | Biomass |  | 1 |  | #N/A
Oct 2016 IOU Contracts Database | WSENGY_1_UNIT 1 | PG2025 |  |  | Wheelabrator Shasta | PG&E |  |  |  | 50 | 41.18 | 54.9 | 388.822 | 1 | 388.822 | Biomass |  | 1 |  | WSENGY_1_UNIT_1
Oct 2016 IOU Contracts Database | WADHAM_6_UNIT | PG2026 |  |  | Wadham Energy LP | PG&E |  |  |  | 29.07 | 24.29 | 26.5 | 141 | 1 | 141 | Biomass |  | 1 |  | WADHAM_6_UNIT
Oct 2016 IOU Contracts Database |  | PG2027 |  |  | Sierra Pacific Industries (SPI) REC Purchase Amended & Restated | PG&E | [5 empty] | 0 | 100 | 1 | 100 | Biomass |  | 1 |  | #N/A
Oct 2016 IOU Contracts Database | MTNPOS_1_UNIT | PG2029 |  |  | Mt. Poso | PG&E |  |  |  | 46.64 | 33.05 | 44 | 234.7655 | 1 | 234.7655 | Biomass |  | 1 |  | MTNPOS_1_UNIT
Oct 2016 IOU Contracts Database | ELNIDP_6_BIOMAS | PG2031 |  |  | El Nido Biomass Facility | PG&E |  |  |  | 10.5 | 8.93 | 9 | 72 | 1 | 72 | Biomass |  | 1 |  | ELNIDP_6_BIOMAS
Oct 2016 IOU Contracts Database | CHWCHL_1_BIOMAS | PG2032 |  |  | Chowchilla Biomass Facility | PG&E |  |  |  | 10.8 | 9.64 | 9 | 72 | 1 | 72 | Biomass |  | 1 |  | CHWCHL_1_BIOMAS
Oct 2016 IOU Contracts Database | COGNAT_1_UNIT | PG2048 |  |  | DTE Stockton | PG&E |  |  |  | 45 | 45 | 44.5 | 315 | 1 | 315 | Biomass |  | 1 |  | COGNAT_1_UNIT
Oct 2016 IOU Contracts Database |  | PG2050 |  |  | Ortigalita Power Company (Madera Project) | PG&E | [5 empty] | 0.75 | 5.585 | 1 | 5.585 | Biomass |  | 1 |  | #N/A
Oct 2016 IOU Contracts Database | SPIAND_1_ANDSN2 | PG2800 |  |  | SPI Biomass Portfolio | PG&E |  |  |  | 27.15 | 19.52 | 58 | 346 | 1 | 346 | Biomass |  | 1 |  | SPIAND_1_ANDSN2
Oct 2016 IOU Contracts Database | WINAMD_6_UNIT 1 | PG30009 |  |  | Amedee Geothermal Venture 1 PURPA | PG&E | [5 empty] | 0.69 | 3.5 | 1 | 3.5 | Geothermal |  | 1 |  | #N/A
Oct 2016 IOU Contracts Database |  | PG3008 |  |  | Wendel Energy Operations 1, LLC | PG&E | [5 empty] | 0.7 | 3.137 | 1 | 3.137 | Geothermal |  | 1 |  | #N/A
Oct 2016 IOU Contracts Database | ADLIN_1_UNITS | PG3009 |  |  | Geysers - 2010 - 50/250/425 MW | PG&E |  |  |  | 22 | 16 | 250 | 2080 | 1 | 2080 | Geothermal |  | 1 |  | ADLIN_1_UNITS
Oct 2016 IOU Contracts Database |  | PG3010 |  |  | Geysers 2008 (175 MW) | PG&E | [5 empty] | 175 | 1533 | 1 | 1533 | Geothermal |  | 1 |  | #N/A
Oct 2016 IOU Contracts Database | CONTRL_1_CASAD1 | PG3028 |  |  | Mammoth G1 - RAM 2 | PG&E |  |  |  | 10 | 6.05 | 7.5 | 52.82 | 1 | 52.82 | Geothermal |  | 1 |  | CONTRL_1_CASAD1
Oct 2016 IOU Contracts Database | CONTRL_1_CASAD3 | PG3029 |  |  | Mammoth G3 - RAM 1 | PG&E |  |  |  | 14 | 8.47 | 14 | 98.51 | 1 | 98.51 | Geothermal |  | 1 |  | CONTRL_1_CASAD3
Oct 2016 IOU Contracts Database | RIOOSO_1_QF | PG40002 |  |  | Swiss America | PG&E |  |  |  | 1.7 | 1.08 | 0.1 | 0.286 | 1 | 0.286 | Small_Hydro |  | 1 |  | RIOOSO_1_QF
Oct 2016 IOU Contracts Database | FTSWRD_7_QFUNTS | PG40003 |  |  | Tom Benninghoven | PG&E |  |  |  | 1.6 | 0 | 0.025 | 0.078 | 1 | 0.078 | Small_Hydro |  | 1 |  | FTSWRD_7_QFUNTS
Oct 2016 IOU Contracts Database | CTNWDP_1_QF | PG40007 |  |  | Hat Creek Hereford Ranch | PG&E |  |  |  | 0.5 | 0.01 | 0.1 | 0.311 | 1 | 0.311 | Small_Hydro |  | 1 |  | CTNWDP_1_QF
Oct 2016 IOU Contracts Database | RIOOSO_1_QF | PG40011 |  |  | Charcoal Ravine | PG&E |  |  |  | 1.7 | 1.08 | 0.075 | 0.019 | 1 | 0.019 | Small_Hydro |  | 1 |  | RIOOSO_1_QF
Oct 2016 IOU Contracts Database | TBLMTN_6_QF | PG40016 |  |  | James B. Peter | PG&E |  |  |  | 1.7 | 0.22 | 0.015 | 0.118 | 1 | 0.118 | Small_Hydro |  | 1 |  | TBLMTN_6_QF
Oct 2016 IOU Contracts Database | VOLTA_7_QFUNTS | PG40018 |  |  | Sutter's Mill | PG&E |  |  |  | 1.3 | 0.06 | 0.15 | 0.748 | 1 | 0.748 | Small_Hydro |  | 1 |  | VOLTA_7_QFUNTS
Oct 2016 IOU Contracts Database |  | PG40020 |  |  | Eric And Debbie Wattenburg | PG&E | [5 empty] | 0.275 | 0.281 | 1 | 0.281 | Small_Hydro |  | 1 |  | #N/A
Oct 2016 IOU Contracts Database | TESLA_1_QF | PG40024 |  |  | Rock Creek Water District | PG&E |  |  |  | 2 | 0.25 | 0.7 | 0.961 | 1 | 0.961 | Small_Hydro |  | 1 |  | TESLA_1_QF
Oct 2016 IOU Contracts Database | FORKBU_6_UNIT | PG40026 |  |  | Hypower, Inc. | PG&E |  |  |  | 14.3 | 0.4 | 10.8 | 41.988 | 1 | 41.988 | Small_Hydro |  | 1 |  | FORKBU_6_UNIT
Oct 2016 IOU Contracts Database | BOWMN_6_HYDRO | PG40029 |  |  | Nevada Irrigation District/Bowman Hyroelectric Project | PG&E |  |  |  | 3.6 | 2.35 | 3.6 | 13.077 | 1 | 13.077 | Small_Hydro |  | 1 |  | BOWMN_6_HYDRO
Oct 2016 IOU Contracts Database | MALCHQ_7_UNIT 1 | PG40030 |  |  | Malacha Hydro L.P. | PG&E |  |  |  | 32.5 | 0 | 26 | 55.131 | 1 | 55.131 | Small_Hydro |  | 1 |  | MALCHQ_7_UNIT_1
Oct 2016 IOU Contracts Database | TESLA_1_QF | PG40033 |  |  | Schaads Hydro | PG&E |  |  |  | 2 | 0.25 | 0.23 | 0.614 | 1 | 0.614 | Small_Hydro |  | 1 |  | TESLA_1_QF
Oct 2016 IOU Contracts Database |  | PG40035 |  |  | Steve & Bonnie Tetrick | PG&E | [5 empty] | 0.1 | 0.19 | 1 | 0.19 | Small_Hydro |  | 1 |  | #N/A
Oct 2016 IOU Contracts Database | TBLMTN_6_QF | PG40038 |  |  | Lofton Ranch | PG&E |  |  |  | 1.7 | 0.22 | 0.3 | 1.021 | 1 | 1.021 | Small_Hydro |  | 1 |  | TBLMTN_6_QF
Oct 2016 IOU Contracts Database |  | PG4004 |  |  | Arbuckle Mountain Hydro | PG&E | [5 empty] | 0.3 | 0.471 | 1 | 0.471 | Small_Hydro |  | 1 |  | #N/A
Oct 2016 IOU Contracts Database | CURTIS_1_CANLCK | PG40046 |  |  | Canal Creek Power Plant (RETA) | PG&E |  |  |  | 0.9 | 0 | 0.9 | 1.182 | 1 | 1.182 | Small_Hydro |  | 1 |  | CURTIS_1_CANLCK
Oct 2016 IOU Contracts Database |  | PG40048 |  |  | Eagle Hydro | PG&E | [5 empty] | 0.48 | 1.486 | 1 | 1.486 | Small_Hydro |  | 1 |  | #N/A
Oct 2016 IOU Contracts Database |  | PG40051 |  |  | Wright Ranch Hydroelectric (fka Bertha Wright Bertillion) | PG&E | [5 empty] | 0.04 | 0.01 | 1 | 0.01 | Small_Hydro |  | 1 |  | #N/A
Oct 2016 IOU Contracts Database | LOWGAP_7_MATHEW | PG40052 |  |  | Humboldt Bay MWD | PG&E | [5 empty] | 2 | 5.52 | 1 | 5.52 | Small_Hydro |  | 1 |  | #N/A
Oct 2016 IOU Contracts Database |  | PG40058 |  |  | David O. Harde | PG&E | [5 empty] | 0.1 | 0.014 | 1 | 0.014 | Small_Hydro |  | 1 |  | #N/A
Oct 2016 IOU Contracts Database |  | PG40059 |  |  | John Neerhout Jr. | PG&E | [5 empty] | 0.085 | 0.08 | 1 | 0.08 | Small_Hydro |  | 1 |  | IGNACO_1_QF
Oct 2016 IOU Contracts Database | TBLMTN_6_QF | PG40062 |  |  | James Crane Hydro | PG&E |  |  |  | 1.7 | 0.22 | 0.0025 | 0.006 | 1 | 0.006 | Small_Hydro |  | 1 |  | TBLMTN_6_QF
Oct 2016 IOU Contracts Database | ETIWND_6_MWDETI | PG40063 |  |  | Etiwanda - Metropolitan Water District (MWD) | PG&E |  |  |  | 24 | 4.94 | 24 | 5.66 | 1 | 5.66 | Small_Hydro |  | 1 |  | ETIWND_6_MWDETI
Oct 2016 IOU Contracts Database |  | PG4007 |  |  | Browns Valley Irrigation District FiT | PG&E | [5 empty] | 1.04 | 5.2 | 1 | 5.2 | Small_Hydro |  | 1 |  | #N/A
Oct 2016 IOU Contracts Database | KEKAWK_6_UNIT | PG40076 |  |  | Kekawaka Creek Hydroelectric Facility - RAM 4 | PG&E |  |  |  | 5.5 | 0 | 5.5 | 13.26 | 1 | 13.26 | Small_Hydro |  | 1 |  | KEKAWK_6_UNIT
Oct 2016 IOU Contracts Database | VOLTA_6_DIGHYD | PG40077 |  |  | Digger Creek Hydro | PG&E |  |  |  | 0.6 | 0.31 | 0.65 | 3.5 | 1 | 3.5 | Small_Hydro |  | 1 |  | VOLTA_6_DIGHYD
Oct 2016 IOU Contracts Database |  | PG40078 |  |  | Cedar Flat | PG&E | [5 empty] | 0.3 | 1.1 | 1 | 1.1 | Small_Hydro |  | 1 |  | #N/A
Oct 2016 IOU Contracts Database |  | PG40079 |  |  | Clover Leaf | PG&E | [5 empty] | 0.2 | 0.8 | 1 | 0.8 | Small_Hydro |  | 1 |  | #N/A
Oct 2016 IOU Contracts Database |  | PG40080 |  |  | McFadden Hydroelectric Facility (SB32) | PG&E | [5 empty] | 0.356 | 1.446 | 1 | 1.446 | Small_Hydro |  | 1 |  | #N/A
Oct 2016 IOU Contracts Database | BRDGVL_7_BAKER | PG40081 |  |  | Baker Creek Hydroelectric Project (SB32) | PG&E |  |  |  | 1.49 | 0 | 1.495 | 4.25 | 1 | 4.25 | Small_Hydro |  | 1 |  | BRDGVL_7_BAKER
Oct 2016 IOU Contracts Database | CEDRCK_6_UNIT | PG40082 |  |  | Water Wheel Ranch | PG&E |  |  |  | 0.98 | 0.11 | 0.975 | 3.4 | 1 | 3.4 | Small_Hydro |  | 1 |  | CEDRCK_6_UNIT
Oct 2016 IOU Contracts Database | ALLGNY_6_HYDRO1 | PG40083 |  |  | Salmon Creek Hydroelectric Project | PG&E |  |  |  | 0.52 | 0 | 0.52 | 2.29 | 1 | 2.29 | Small_Hydro |  | 1 |  | ALLGNY_6_HYDRO1
Oct 2016 IOU Contracts Database |  | PG40084 |  |  | Mill Sulphur Creek Project (SB32) (ReMAT) | PG&E | [5 empty] | 0.995 | 2.45 | 1 | 2.45 | Small_Hydro |  | 1 |  | #N/A
Oct 2016 IOU Contracts Database | STOREY_2_MDRCH2 | PG40085 |  |  | Site 1174 (Madera Chowchilla) | PG&E |  |  |  | 0.56 | 0.15 | 0.563 | 2.3798 | 1 | 2.3798 | Small_Hydro |  | 1 |  | STOREY_2_MDRCH2
Oct 2016 IOU Contracts Database | STOREY_7_MDRCHW | PG40086 |  |  | Site 980 (Madera Chowchilla) | PG&E |  |  |  | 1.84 | 0.42 | 1.835 | 7.0078 | 1 | 7.0078 | Small_Hydro |  | 1 |  | STOREY_7_MDRCHW
Oct 2016 IOU Contracts Database | STOREY_2_MDRCH4 | PG40087 |  |  | Site 1923 (Madera Chowchilla) | PG&E |  |  |  | 0.92 | 0.19 | 0.916 | 2.8778 | 1 | 2.8778 | Small_Hydro |  | 1 |  | STOREY_2_MDRCH4
Oct 2016 IOU Contracts Database | STOREY_2_MDRCH3 | PG40088 |  |  | Site 1302 (Madera Chowchilla) | PG&E |  |  |  | 0.42 | 0.05 | 0.424 | 1.005 | 1 | 1.005 | Small_Hydro |  | 1 |  | STOREY_2_MDRCH3
Oct 2016 IOU Contracts Database | CNTRVL_6_UNIT | PG40089 |  |  | Centerville Powerhouse | PG&E |  |  |  | 6.4 | 4.57 | 6.4 | 0 | 1 | 0 | Small_Hydro |  | 1 |  | CNTRVL_6_UNIT
Oct 2016 IOU Contracts Database | KILARC_2_UNIT 1 | PG40090 |  |  | Kilarc Powerhouse | PG&E |  |  |  | 1.5 | 0.99 | 3.2 | 17.0281 | 1 | 17.0281 | Small_Hydro |  | 1 |  | KILARC_2_UNIT_1
Oct 2016 IOU Contracts Database | BNNIEN_7_ALTAPH | PG40091 |  |  | Alta Powerhouse | PG&E |  |  |  | 1 | 0.56 | 1 | 4.6035 | 1 | 4.6035 | Small_Hydro |  | 1 |  | BNNIEN_7_ALTAPH
Oct 2016 IOU Contracts Database | CLRKRD_6_LIMESD | PG40092 |  |  | Lime Saddle Powerhouse | PG&E |  |  |  | 2 | 0.46 | 2 | 6.9773 | 1 | 6.9773 | Small_Hydro |  | 1 |  | CLRKRD_6_LIMESD
Oct 2016 IOU Contracts Database | COWCRK_2_UNIT | PG40093 |  |  | Cow Creek Powerhouse | PG&E |  |  |  | 2 | 0.15 | 1.8 | 8.7549 | 1 | 8.7549 | Small_Hydro |  | 1 |  | COWCRK_2_UNIT
Oct 2016 IOU Contracts Database | POTTER_6_UNIT 1 | PG40094 |  |  | Potter Valley Powerhouse | PG&E | [5 empty] | 9.2 | 38.762 | 1 | 38.762 | Small_Hydro |  | 1 |  | #N/A
Oct 2016 IOU Contracts Database | DEERCR_6_UNIT 1 | PG40095 |  |  | Deer Creek Powerhouse | PG&E |  |  |  | 7 | 3.05 | 5.7 | 25.3698 | 1 | 25.3698 | Small_Hydro |  | 1 |  | DEERCR_6_UNIT_1
Oct 2016 IOU Contracts Database | WISHON_6_UNIT 1 | PG40096 |  |  | Wishon Powerhouse | PG&E | [5 empty] | 20 | 67.3407 | 1 | 67.3407 | Small_Hydro |  | 1 |  | #N/A
Oct 2016 IOU Contracts Database | SPRGVL_2_TULE | PG40097 |  |  | Tule Powerhouse | PG&E |  |  |  | 6.4 | 0 | 6.4 | 23.7344 | 1 | 23.7344 | Small_Hydro |  | 1 |  | SPRGVL_2_TULE
Oct 2016 IOU Contracts Database | HALSEY_6_UNIT | PG40098 |  |  | Halsey Powerhouse | PG&E |  |  |  | 13.5 | 13.5 | 11 | 65.0713 | 1 | 65.0713 | Small_Hydro |  | 1 |  | HALSEY_6_UNIT
Oct 2016 IOU Contracts Database | WISE_1_UNIT 1 | PG40099 |  |  | Wise Powerhouse | PG&E |  |  |  | 14.5 | 14.5 | 14 | 82.8199 | 1 | 82.8199 | Small_Hydro |  | 1 |  | WISE_1_UNIT_1
Oct 2016 IOU Contracts Database |  | PG4010 |  |  | Calaveras PUD-Hydro #1 | PG&E | [5 empty] | 0.09 | 0.4 | 1 | 0.4 | Small_Hydro |  | 1 |  | #N/A
Oct 2016 IOU Contracts Database | CRNEVL_6_SJQN 2 | PG40100 |  |  | San Joaquin #2 Powerhouse | PG&E |  |  |  | 3.2 | 0.48 | 3.2 | 11.1343 | 1 | 11.1343 | Small_Hydro |  | 1 |  | CRNEVL_6_SJQN_2
Oct 2016 IOU Contracts Database | CRNEVL_6_SJQN 1 | PG40101 |  |  | San Joaquin #1-A Powerhouse | PG&E | [5 empty] | 0.4 | 1.6276 | 1 | 1.6276 | Small_Hydro |  | 1 |  | #N/A
Oct 2016 IOU Contracts Database | CRNEVL_6_CRNVA | PG40102 |  |  | Crane Valley Powerhouse | PG&E |  |  |  | 0.9 | 0.23 | 0.9 | 3.378 | 1 | 3.378 | Small_Hydro |  | 1 |  | CRNEVL_6_CRNVA
Oct 2016 IOU Contracts Database | HMLTBR_6_UNITS | PG40103 |  |  | Hamilton Branch Powerhouse | PG&E |  |  |  | 4.9 | 0.89 | 4.8 | 28.63 | 1 | 28.63 | Small_Hydro |  | 1 |  | HMLTBR_6_UNITS
Oct 2016 IOU Contracts Database | KRNCNY_6_UNIT | PG40104 |  |  | Kern Canyon Powerhouse | PG&E |  |  |  | 11.5 | 0.56 | 11.5 | 53.9328 | 1 | 53.9328 | Small_Hydro |  | 1 |  | KRNCNY_6_UNIT
Oct 2016 IOU Contracts Database | HATCR1_7_UNIT | PG40105 |  |  | Hat Creek #1 Powerhouse | PG&E |  |  |  | 8.5 | 1.81 | 8.5 | 34.3708 | 1 | 34.3708 | Small_Hydro |  | 1 |  | HATCR1_7_UNIT
Oct 2016 IOU Contracts Database | SPRGAP_1_UNIT 1 | PG40106 |  |  | Spring Gap Powerhouse | PG&E |  |  |  | 7 | 1.95 | 7 | 46.3777 | 1 | 46.3777 | Small_Hydro |  | 1 |  | SPRGAP_1_UNIT_1
Oct 2016 IOU Contracts Database | HATCR1_7_UNIT | PG40107 |  |  | Hat Creek #2 Powerhouse | PG&E |  |  |  | 8.5 | 1.81 | 8.5 | 46.7365 | 1 | 46.7365 | Small_Hydro |  | 1 |  | HATCR1_7_UNIT
Oct 2016 IOU Contracts Database | CRNEVL_6_SJQN 3 | PG40108 |  |  | San Joaquin #3 Powerhouse | PG&E |  |  |  | 4.2 | 0 | 4.2 | 14.548 | 1 | 14.548 | Small_Hydro |  | 1 |  | CRNEVL_6_SJQN_3
Oct 2016 IOU Contracts Database | SPAULD_6_UNIT 1 | PG40109 |  |  | Spaulding #1 Powerhouse | PG&E | [5 empty] | 7 | 10.1225 | 1 | 10.1225 | Small_Hydro |  | 1 |  | #N/A
Oct 2016 IOU Contracts Database |  | PG4011 |  |  | Calaveras PUD-Hydro #2 | PG&E | [5 empty] | 0.09 | 0.4 | 1 | 0.4 | Small_Hydro |  | 1 |  | #N/A
Oct 2016 IOU Contracts Database | SPAULD_6_UNIT 2 | PG40110 |  |  | Spaulding #2 Powerhouse | PG&E | [5 empty] | 4.4 | 49.4552 | 1 | 49.4552 | Small_Hydro |  | 1 |  | #N/A
Oct 2016 IOU Contracts Database | SPAULD_6_UNIT 3 | PG40111 |  |  | Spaulding #3 Powerhouse | PG&E |  |  |  | 6.5 | 2.88 | 5.8 | 40.0979 | 1 | 40.0979 | Small_Hydro |  | 1 |  | SPAULD_6_UNIT_3
Oct 2016 IOU Contracts Database | MERCFL_6_UNIT | PG40112 |  |  | Merced Falls Powerhouse | PG&E |  |  |  | 3.5 | 3.36 | 3.5 | 11.1049 | 1 | 11.1049 | Small_Hydro |  | 1 |  | MERCFL_6_UNIT
Oct 2016 IOU Contracts Database | PHOENX_1_UNIT | PG40113 |  |  | Phoenix Powerhouse | PG&E |  |  |  | 2 | 0.82 | 2 | 11.9572 | 1 | 11.9572 | Small_Hydro |  | 1 |  | PHOENX_1_UNIT
Oct 2016 IOU Contracts Database | NAROW1_2_UNIT | PG40114 |  |  | Narrows #1 Powerhouse | PG&E |  |  |  | 12 | 12 | 12 | 85.2574 | 1 | 85.2574 | Small_Hydro |  | 1 |  | NAROW1_2_UNIT
Oct 2016 IOU Contracts Database | DUTCH1_7_UNIT 1 | PG40115 |  |  | Dutch Flat #1 Powerhouse | PG&E |  |  |  | 22 | 22 | 22 | 77.4944 | 1 | 77.4944 | Small_Hydro |  | 1 |  | DUTCH1_7_UNIT_1
Oct 2016 IOU Contracts Database | WESTPT_2_UNIT | PG40116 |  |  | West Point Powerhouse | PG&E |  |  |  | 14 | 14 | 14.5 | 102.2942 | 1 | 102.2942 | Small_Hydro |  | 1 |  | WESTPT_2_UNIT
Oct 2016 IOU Contracts Database | DSABLA_7_UNIT | PG40117 |  |  | DeSabla Powerhouse | PG&E |  |  |  | 18.5 | 2.65 | 18.5 | 87.3228 | 1 | 87.3228 | Small_Hydro |  | 1 |  | DSABLA_7_UNIT
Oct 2016 IOU Contracts Database | PLACVL_1_CHILIB | PG40118 |  |  | Chili Bar Powerhouse | PG&E |  |  |  | 8.4 | 8.4 | 7 | 33.6255 | 1 | 33.6255 | Small_Hydro |  | 1 |  | PLACVL_1_CHILIB
Oct 2016 IOU Contracts Database | COLEMN_2_UNIT | PG40119 |  |  | Coleman Powerhouse | PG&E |  |  |  | 13 | 4.25 | 13 | 60.2174 | 1 | 60.2174 | Small_Hydro |  | 1 |  | COLEMN_2_UNIT
Oct 2016 IOU Contracts Database |  | PG4012 |  |  | Calaveras PUD-Hydro #3 | PG&E | [5 empty] | 0.09 | 0.4 | 1 | 0.4 | Small_Hydro |  | 1 |  | #N/A
Oct 2016 IOU Contracts Database | INSKIP_2_UNIT | PG40120 |  |  | Inskip Powerhouse | PG&E |  |  |  | 8 | 1.36 | 8 | 52.7556 | 1 | 52.7556 | Small_Hydro |  | 1 |  | INSKIP_2_UNIT
Oct 2016 IOU Contracts Database | SOUTH_2_UNIT | PG40121 |  |  | South Powerhouse | PG&E |  |  |  | 7.1 | 1.53 | 7 | 47.6949 | 1 | 47.6949 | Small_Hydro |  | 1 |  | SOUTH_2_UNIT
Oct 2016 IOU Contracts Database | VOLTA_2_UNIT 1 | PG40122 |  |  | Volta 1 Powerhouse | PG&E |  |  |  | 9.1 | 3.92 | 9 | 38.4064 | 1 | 38.4064 | Small_Hydro |  | 1 |  | VOLTA_2_UNIT_1
Oct 2016 IOU Contracts Database | VOLTA_2_UNIT 2 | PG40123 |  |  | Volta 2 Powerhouse | PG&E |  |  |  | 1 | 0.45 | 0.9 | 6.1655 | 1 | 6.1655 | Small_Hydro |  | 1 |  | VOLTA_2_UNIT_2
Oct 2016 IOU Contracts Database | BUCKCK_7_OAKFLT | PG40124 |  |  | Oak Flat Powerhouse | PG&E |  |  |  | 1.3 | 1.3 | 1.3 | 7.2218 | 1 | 7.2218 | Small_Hydro |  | 1 |  | BUCKCK_7_OAKFLT
Oct 2016 IOU Contracts Database | TOADTW_6_UNIT | PG40125 |  |  | Toadtown Powerhouse | PG&E |  |  |  | 1.5 | 0.11 | 1.5 | 4.9739 | 1 | 4.9739 | Small_Hydro |  | 1 |  | TOADTW_6_UNIT
Oct 2016 IOU Contracts Database | NWCSTL_7_UNIT 1 | PG40126 |  |  | Newcastle Powerhouse | PG&E |  |  |  | 12 | 0.13 | 11.5 | 37.9693 | 1 | 37.9693 | Small_Hydro |  | 1 |  | NWCSTL_7_UNIT_1
Oct 2016 IOU Contracts Database | WISE_1_UNIT 1 | PG40127 |  |  | Wise #2 Powerhouse | PG&E |  |  |  | 14.5 | 14.5 | 3.1 | 2.2801 | 1 | 2.2801 | Small_Hydro |  | 1 |  | WISE_1_UNIT_1
Oct 2016 IOU Contracts Database | KERKH1_7_UNIT 1 | PG40128 |  |  | Kerckhoff Powerhouse | PG&E |  |  |  | 13 | 13 | 25.4 | 19.3903 | 1 | 19.3903 | Small_Hydro |  | 1 |  | KERKH1_7_UNIT_1
Oct 2016 IOU Contracts Database | RCKCRK_7_UNIT 2 | PG40129 |  |  | Rock Creek Powerhouse | PG&E |  |  |  | 56.9 | 56.9 | 11 | 31.9 | 1 | 31.9 | Small_Hydro |  | 1 |  | RCKCRK_7_UNIT_2
Oct 2016 IOU Contracts Database | PLACVL_1_RCKCRE | PG40131 |  |  | Rock Creek (SB32) | PG&E |  |  |  | 5 | 1.19 | 2.796 | 6.324 | 1 | 6.324 | Small_Hydro |  | 1 |  | PLACVL_1_RCKCRE
Oct 2016 IOU Contracts Database | MONTPH_7_UNITS | PG40137 |  |  | Solano Irrigation District (SID)(ID/WA) | PG&E |  |  |  | 12.5 | 5.43 | 11.9 | 32.82 | 1 | 32.82 | Small_Hydro |  | 1 |  | MONTPH_7_UNITS
Oct 2016 IOU Contracts Database | HAYPRS_6_QFUNTS | PG4019 |  |  | Eif Haypress, LLC (Lwr) | PG&E |  |  |  | 14.8 | 0 | 6.1 | 8.211 | 1 | 8.211 | Small_Hydro |  | 1 |  | HAYPRS_6_QFUNTS
Oct 2016 IOU Contracts Database | HAYPRS_6_QFUNTS | PG4020 |  |  | Eif Haypress LLC (Mdl) | PG&E |  |  |  | 14.8 | 0 | 8.7 | 8.521 | 1 | 8.521 | Small_Hydro |  | 1 |  | HAYPRS_6_QFUNTS
Oct 2016 IOU Contracts Database | ELDORO_7_UNIT 1 | PG4022 |  |  | El Dorado (Montgomery Ck) | PG&E |  |  |  | 11 | 11 | 2.6 | 8.701 | 1 | 8.701 | Small_Hydro |  | 1 |  | ELDORO_7_UNIT_1
Oct 2016 IOU Contracts Database | FULTON_1_QF | PG4025 |  |  | Far West Power Corporation | PG&E |  |  |  | 1 | 0.05 | 0.4 | 0.196 | 1 | 0.196 | Small_Hydro |  | 1 |  | FULTON_1_QF
Oct 2016 IOU Contracts Database | TBLMTN_6_QF | PG4026 |  |  | Five Bears Hydroelectric | PG&E |  |  |  | 1.7 | 0.22 | 0.99 | 1.043 | 1 | 1.043 | Small_Hydro |  | 1 |  | TBLMTN_6_QF
Oct 2016 IOU Contracts Database | TESLA_1_QF | PG4035 |  |  | Jackson Valley Irrigation District FiT | PG&E |  |  |  | 2 | 0.25 | 0.455 | 2.3 | 1 | 2.3 | Small_Hydro |  | 1 |  | TESLA_1_QF
Oct 2016 IOU Contracts Database | RIOBRV_6_UNIT 1 | PG4039 |  |  | Olcese Water District | PG&E |  |  |  | 14 | 3.39 | 16 | 33.967 | 1 | 33.967 | Small_Hydro |  | 1 |  | RIOBRV_6_UNIT_1
Oct 2016 IOU Contracts Database | MCCALL_1_QF | PG4040 |  |  | Kings River Hydro Co. | PG&E |  |  |  | 2.5 | 0.75 | 1 | 1.388 | 1 | 1.388 | Small_Hydro |  | 1 |  | MCCALL_1_QF
Oct 2016 IOU Contracts Database | TBLMTN_6_QF | PG4041 |  |  | Lassen Station Hydro | PG&E |  |  |  | 1.7 | 0.22 | 0.99 | 2.688 | 1 | 2.688 | Small_Hydro |  | 1 |  | TBLMTN_6_QF
Oct 2016 IOU Contracts Database | HATLOS_6_QFUNTS | PG4050 |  |  | Mega Renewables (Bidwell Ditch) | PG&E | [5 empty] | 2 | 11.09 | 1 | 11.09 | Small_Hydro |  | 1 |  | #N/A
Oct 2016 IOU Contracts Database | COVERD_2_QFUNTS | PG4051 |  |  | Mega Renewables (Hatchet Crk) | PG&E |  |  |  | 5.75 | 0 | 7 | 17.681 | 1 | 17.681 | Small_Hydro |  | 1 |  | COVERD_2_QFUNTS
Oct 2016 IOU Contracts Database | COVERD_2_QFUNTS | PG4052 |  |  | Mega Renewables (Roaring Crk) | PG&E |  |  |  | 5.75 | 0 | 2 | 6.044 | 1 | 6.044 | Small_Hydro |  | 1 |  | COVERD_2_QFUNTS
Oct 2016 IOU Contracts Database | PIT5_7_QFUNTS | PG4053 |  |  | Mega Renewables (Silver Springs) | PG&E |  |  |  | 1.1 | 0.05 | 0.6 | 2.141 | 1 | 2.141 | Small_Hydro |  | 1 |  | PIT5_7_QFUNTS
Oct 2016 IOU Contracts Database | LOWGAP_1_SUPHR | PG4055 |  |  | Mill & Sulphur Creek | PG&E |  |  |  | 0.99 | 0 | 0.995 | 1.85 | 1 | 1.85 | Small_Hydro |  | 1 |  | LOWGAP_1_SUPHR
Oct 2016 IOU Contracts Database | PIT5_7_QFUNTS | PG4057 |  |  | Nelson Creek Power Inc. | PG&E |  |  |  | 1.1 | 0.05 | 1.1 | 2.9 | 1 | 2.9 | Small_Hydro |  | 1 |  | PIT5_7_QFUNTS
Oct 2016 IOU Contracts Database | DUTCH2_7_UNIT 1 | PG4058 |  |  | Nevada Irrigation District (NID) (RPS) - Dutch Flat / Rollins / Bowman | PG&E |  |  |  | 26 | 26 | 42.6 | 188.3872 | 1 | 188.3872 | Small_Hydro |  | 1 |  | DUTCH2_7_UNIT_1
Oct 2016 IOU Contracts Database | OLSEN_2_UNIT | PG4064 |  |  | Olsen Power Partners | PG&E |  |  |  | 5.8 | 0 | 5 | 8.804 | 1 | 8.804 | Small_Hydro |  | 1 |  | OLSEN_2_UNIT
Oct 2016 IOU Contracts Database | MCCALL_1_QF | PG4065 |  |  | Orange Cove Irrigation Dist. | PG&E |  |  |  | 2.5 | 0.75 | 0.45 | 3.386 | 1 | 3.386 | Small_Hydro |  | 1 |  | MCCALL_1_QF
Oct 2016 IOU Contracts Database | FMEADO_7_UNIT | PG4067 |  |  | PCWA (RPS) - French Meadows / Oxbow / Hell Hole | PG&E |  |  |  |  | 16 | 24.6 | 93 | 1 | 93 | Small_Hydro |  | 1 |  | FMEADO_7_UNIT
Oct 2016 IOU Contracts Database | METCLF_1_QF | PG4071 |  |  | Santa Clara Valley Water Dist. | PG&E | [5 empty] | 0.8 | 0.795 | 1 | 0.795 | Small_Hydro |  | 1 |  | METCLF_1_QF
Oct 2016 IOU Contracts Database | SPBURN_7_SNOWMT | PG4076 |  |  | Snow Mountain Hydro LLC (Burney Creek) | PG&E |  |  |  | 3 | 0 | 3 | 5.564 | 1 | 5.564 | Small_Hydro |  | 1 |  | SPBURN_7_SNOWMT
Oct 2016 IOU Contracts Database | COVERD_2_QFUNTS | PG4077 |  |  | Snow Mountain Hydro LLC (Cove) | PG&E |  |  |  | 5.75 | 0 | 5 | 14.826 | 1 | 14.826 | Small_Hydro |  | 1 |  | COVERD_2_QFUNTS
Oct 2016 IOU Contracts Database | VOLTA_7_QFUNTS | PG4080 |  |  | Snow Mountain Hydro LLC (Ponderosa Bailey Creek) | PG&E |  |  |  | 1.3 | 0.06 | 1.1 | 2.25 | 1 | 2.25 | Small_Hydro |  | 1 |  | VOLTA_7_QFUNTS
Oct 2016 IOU Contracts Database | KANAKA_1_UNIT | PG4087 |  |  | Sts Hydropower Ltd. (Kanaka) | PG&E | [5 empty] | 1.1 | 1.688 | 1 | 1.688 | Small_Hydro |  | 1 |  | KANAKA_1_UNIT
Oct 2016 IOU Contracts Database | KEKAWK_6_UNIT | PG4088 |  |  | STS Hydropower (Kekawaka) | PG&E |  |  |  | 5.5 | 0 | 5.445 | 16 | 1 | 16 | Small_Hydro |  | 1 |  | KEKAWK_6_UNIT
Oct 2016 IOU Contracts Database | TKOPWR_2_UNIT | PG4092 |  |  | Tko Power (South Bear Creek) | PG&E | [5 empty] | 3 | 4.232 | 1 | 4.232 | Small_Hydro |  | 1 |  | #N/A
Oct 2016 IOU Contracts Database | SNDBAR_7_UNIT 1 | PG4094 |  |  | Tri-Dam Authority | PG&E |  |  |  | 16.2 | 10.28 | 16.2 | 78.197 | 1 | 78.197 | Small_Hydro |  | 1 |  | SNDBAR_7_UNIT_1
Oct 2016 IOU Contracts Database | DEADCK_1_UNIT | PG4099 |  |  | Yuba County Water Agency (Deadwood Creek) | PG&E |  |  |  | 2 | 0 | 2 | 2.918 | 1 | 2.918 | Small_Hydro |  | 1 |  | DEADCK_1_UNIT
Oct 2016 IOU Contracts Database | TBLMTN_6_QF | PG4100 |  |  | Yuba County Water Agency (Fish Release) | PG&E |  |  |  | 1.7 | 0.22 | 0.15 | 1.054 | 1 | 1.054 | Small_Hydro |  | 1 |  | TBLMTN_6_QF
Oct 2016 IOU Contracts Database |  | PG4101 |  |  | Cox Ave Hydro | PG&E | [5 empty] | 0.112 | 0.6 | 1 | 0.6 | Small_Hydro |  | 1 |  | #N/A
Oct 2016 IOU Contracts Database | FTSWRD_6_TRFORK | PG4102 |  |  | Norman Ross Burgess - Three Forks Water Power Project | PG&E |  |  |  | 1.63 | 0.09 | 1.625 | 8 | 1 | 8 | Small_Hydro |  | 1 |  | FTSWRD_6_TRFORK
Oct 2016 IOU Contracts Database |  | PG4103 |  |  | Wolfsen Bypass FiT | PG&E | [5 empty] | 0.98 | 5 | 1 | 5 | Small_Hydro |  | 1 |  | #N/A
Oct 2016 IOU Contracts Database | GRSCRK_6_BGCKWW | PG4104 |  |  | Big Creek Waterworks | PG&E |  |  |  | 5 | 0 | 4.8 | 8 | 1 | 8 | Small_Hydro |  | 1 |  | GRSCRK_6_BGCKWW
Oct 2016 IOU Contracts Database | ELDORO_7_UNIT 1 | PG4105 |  |  | El Dorado Irrigation District | PG&E |  |  |  | 11 | 11 | 22 | 99.3 | 1 | 99.3 | Small_Hydro |  | 1 |  | ELDORO_7_UNIT_1
Oct 2016 IOU Contracts Database |  | PG4106 |  |  | San Luis Bypass FiT | PG&E | [5 empty] | 0.6 | 3 | 1 | 3 | Small_Hydro |  | 1 |  | #N/A
Oct 2016 IOU Contracts Database | RIOOSO_1_QF | PG4107 |  |  | NID Scotts Flat FiT | PG&E |  |  |  | 1.7 | 1.08 | 0.85 | 3.203 | 1 | 3.203 | Small_Hydro |  | 1 |  | RIOOSO_1_QF
Oct 2016 IOU Contracts Database |  | PG4108 |  |  | T&G Hydro | PG&E | [5 empty] | 0.52 | 2.596 | 1 | 2.596 | Small_Hydro |  | 1 |  | #N/A
Oct 2016 IOU Contracts Database |  | PG4109 |  |  | Vecino Vineyards FiT | PG&E | [5 empty] | 0.33 | 0.1 | 1 | 0.1 | Small_Hydro |  | 1 |  | #N/A
Oct 2016 IOU Contracts Database | HIGGNS_1_COMBIE | PG4110 |  |  | Combie North FiT | PG&E |  |  |  | 1.5 | 0.01 | 0.5 | 1.316 | 1 | 1.316 | Small_Hydro |  | 1 |  | HIGGNS_1_COMBIE
Oct 2016 IOU Contracts Database | HIGGNS_1_COMBIE | PG4111 |  |  | Combie South FiT | PG&E |  |  |  | 1.5 | 0.01 | 1.5 | 3.947 | 1 | 3.947 | Small_Hydro |  | 1 |  | HIGGNS_1_COMBIE
Oct 2016 IOU Contracts Database | HATLOS_6_LSCRK | PG4112 |  |  | Snow Mountain Hydro (Lost Creek 1) - Contract | PG&E |  |  |  | 1.7 | 0.81 | 1.1 | 9.636 | 1 | 9.636 | Small_Hydro |  | 1 |  | HATLOS_6_LSCRK
Oct 2016 IOU Contracts Database | HATLOS_6_LSCRK | PG4113 |  |  | Snow Mountain Hydro (Lost Creek 2) - Contract | PG&E |  |  |  | 1.7 | 0.81 | 0.5 | 4.38 | 1 | 4.38 | Small_Hydro |  | 1 |  | HATLOS_6_LSCRK
Oct 2016 IOU Contracts Database |  | PG4114 |  |  | SGE Site 1 | PG&E | [5 empty] | 0.0375 | 0.166 | 1 | 0.166 | Small_Hydro |  | 1 |  | #N/A
Oct 2016 IOU Contracts Database | KELYRG_6_UNIT | PG4115 |  |  | SFWP (RPS) - Sly Creek / Kelly Ridge | PG&E |  |  |  | 11 | 11 | 23 | 106 | 1 | 106 | Small_Hydro |  | 1 |  | KELYRG_6_UNIT
Oct 2016 IOU Contracts Database |  | PG4116 |  |  | Buckeye Hydroelectric Project | PG&E | [5 empty] | 0.4 | 1.997 | 1 | 1.997 | Small_Hydro |  | 1 |  | #N/A
Oct 2016 IOU Contracts Database |  | PG4117 |  |  | Tunnel Hill Hydroelectric Project | PG&E | [5 empty] | 0.6 | 2.996 | 1 | 2.996 | Small_Hydro |  | 1 |  | #N/A
Oct 2016 IOU Contracts Database | TBLMTN_6_QF | PG4126 |  |  | South Sutter Water FiT | PG&E |  |  |  | 1.7 | 0.22 | 0.395 | 2 | 1 | 2 | Small_Hydro |  | 1 |  | TBLMTN_6_QF
Oct 2016 IOU Contracts Database |  | PG4128 |  |  | PCWA- Lincoln Metering and Hydroelectric Station | PG&E | [5 empty] | 0.32 | 1.62 | 1 | 1.62 | Small_Hydro |  | 1 |  | #N/A
Oct 2016 IOU Contracts Database |  | PG50001 |  |  | Villa Sorriso Solar | PG&E | [5 empty] | 0.0072 | 0.002 | 1 | 0.002 | Solar |  | 1 |  | #N/A
Oct 2016 IOU Contracts Database |  | PG50004 |  |  | GreenLight- Peacock Solar Project | PG&E | [5 empty] | 0.999 | 1.3986 | 0.84 | 1.1748 | Solar |  | 1 |  | #N/A
Oct 2016 IOU Contracts Database | HENRTA_6_SOLAR1 | PG50007 |  |  | ImMODO- Lemoore 1 | PG&E |  |  |  | 1.5 | 0 | 1.5 | 2.1 | 1 | 2.1 | Solar |  | 1 |  | HENRTA_6_SOLAR1
Oct 2016 IOU Contracts Database |  | PG50015 |  |  | Pristine Sun- 2154 Foote | PG&E | [5 empty] | 0.25 | 0.35 | 0.84 | 0.294 | Solar |  | 1 |  | #N/A
Oct 2016 IOU Contracts Database |  | PG50017 |  |  | Pristine Sun- 2192 Ramirez | PG&E | [5 empty] | 0.5 | 0.7 | 0.84 | 0.588 | Solar |  | 1 |  | #N/A
Oct 2016 IOU Contracts Database | BKRFLD_2_SOLAR1 | PG50018 |  |  | Bakersfield 111 | PG&E |  |  |  | 1.38 | 0.19 | 1.4 | 19.6 | 1 | 19.6 | Solar |  | 1 |  | BKRFLD_2_SOLAR1
Oct 2016 IOU Contracts Database | LAMONT_1_SOLAR3 | PG50020 |  |  | Woodmere Solar Farm - RAM 4 | PG&E |  |  |  | 14.99 | 2.1 | 15 | 32.92 | 1 | 32.92 | Solar |  | 1 |  | LAMONT_1_SOLAR3
Oct 2016 IOU Contracts Database | LHILLS_6_SOLAR1 | PG50021 |  |  | CED Lost Hills Solar, LLC (fka Blackwell Solar Park, LLC) - RAM 4 | PG&E |  |  |  | 20 | 2.8 | 20 | 48.16 | 1 | 48.16 | Solar |  | 1 |  | LHILLS_6_SOLAR1
Oct 2016 IOU Contracts Database | PUTHCR_1_SOLAR1 | PG50022 |  |  | Putah Creek Solar Farms (SB32) | PG&E |  |  |  | 1.98 | 0.28 | 2 | 4.64 | 1 | 4.64 | Solar |  | 1 |  | PUTHCR_1_SOLAR1
Oct 2016 IOU Contracts Database | S_RITA_6_SOLAR1 | PG50023 |  |  | NDP1 (SB32) | PG&E |  |  |  | 1.5 | 0 | 1.5 | 2.822 | 1 | 2.822 | Solar |  | 1 |  | S_RITA_6_SOLAR1
Oct 2016 IOU Contracts Database |  | PG50024 |  |  | Peterson Rd. Solar I (SB32) (ReMAT) | PG&E | [5 empty] | 2 | 3.7532 | 0.84 | 3.1527 | Solar |  | 1 |  | #N/A
Oct 2016 IOU Contracts Database |  | PG50025 |  |  | RGA2 Solar (SB32) (ReMAT) | PG&E | [5 empty] | 1.75 | 3.4306 | 0.84 | 2.8817 | Solar |  | 1 |  | #N/A
Oct 2016 IOU Contracts Database |  | PG50026 |  |  | 2184 Gruber (SB32) | PG&E | [5 empty] | 1.52 | 2.9021 | 0.84 | 2.4377 | Solar |  | 1 |  | ORLND_6_SOLAR1
Oct 2016 IOU Contracts Database | MENBIO_6_RENEW1 | PG50028 |  |  | CalRENEW-1 (1st Amended & Restated) | PG&E |  |  |  | 5 | 0.7 | 5 | 9 | 1 | 9 | Solar |  | 1 |  | MENBIO_6_RENEW1
Oct 2016 IOU Contracts Database |  | PG50029 |  |  | 3N Energy Woodland | PG&E | [5 empty] | 0.5 | 0.92888 | 0.84 | 0.78026 | Solar |  | 1 |  | #N/A
Oct 2016 IOU Contracts Database |  | PG50030 |  |  | Camden 1 FIT (GASNA 30P) | PG&E | [5 empty] | 2 | 4.667 | 0.84 | 3.9203 | Solar |  | 1 |  | #N/A
Oct 2016 IOU Contracts Database |  | PG50031 |  |  | Gustine 1 FIT 2 (GASNA 60P) | PG&E | [5 empty] | 2 | 4.622 | 0.84 | 3.8825 | Solar |  | 1 |  | #N/A
Oct 2016 IOU Contracts Database |  | PG50032 |  |  | 2105 Hart (Pristine Sun) | PG&E | [5 empty] | 0.5 | 1.0416 | 0.84 | 0.87491 | Solar |  | 1 |  | #N/A
Oct 2016 IOU Contracts Database |  | PG50035 |  |  | SF Service Center Solar Array 2 | PG&E | [5 empty] | 0.11 | 0 | 1 | 0 | Solar |  | 1 |  | #N/A
Oct 2016 IOU Contracts Database |  | PG50036 |  |  | Vaca Dixon Solar Station | PG&E | [5 empty] | 2 | 2.9826 | 1 | 2.9826 | Solar |  | 1 |  | VACADX_1_SOLAR
Oct 2016 IOU Contracts Database | SCHNDR_1_WSTSDE | PG50037 |  |  | Westside Solar Station | PG&E |  |  |  | 15 | 2.1 | 15 | 30.2119 | 1 | 30.2119 | Solar |  | 1 |  | SCHNDR_1_WSTSDE
Oct 2016 IOU Contracts Database | SCHNDR_1_FIVPTS | PG50038 |  |  | Five Points Solar Station | PG&E |  |  |  | 15 | 2.1 | 15 | 30.1413 | 1 | 30.1413 | Solar |  | 1 |  | SCHNDR_1_FIVPTS
Oct 2016 IOU Contracts Database | STROUD_6_SOLAR | PG50039 |  |  | Stroud Solar Station | PG&E |  |  |  | 20 | 2.8 | 20 | 40.2665 | 1 | 40.2665 | Solar |  | 1 |  | STROUD_6_SOLAR
Oct 2016 IOU Contracts Database | CANTUA_1_SOLAR | PG50040 |  |  | Cantua Solar Station | PG&E |  |  |  | 20 | 2.8 | 20 | 43.4617 | 1 | 43.4617 | Solar |  | 1 |  | CANTUA_1_SOLAR
Oct 2016 IOU Contracts Database | HURON_6_SOLAR | PG50041 |  |  | Huron Solar Station | PG&E |  |  |  | 20 | 2.8 | 20 | 43.766 | 1 | 43.766 | Solar |  | 1 |  | HURON_6_SOLAR
Oct 2016 IOU Contracts Database | GIFFEN_6_SOLAR | PG50042 |  |  | Giffen Solar Station | PG&E |  |  |  | 10 | 1.4 | 10 | 21.7286 | 1 | 21.7286 | Solar |  | 1 |  | GIFFEN_6_SOLAR
Oct 2016 IOU Contracts Database | GATES_2_SOLAR | PG50043 |  |  | Gates Solar Station | PG&E |  |  |  | 20 | 2.8 | 20 | 45.5861 | 1 | 45.5861 | Solar |  | 1 |  | GATES_2_SOLAR
Oct 2016 IOU Contracts Database | GATES_2_WSOLAR | PG50044 |  |  | West Gates Solar Station | PG&E |  |  |  | 10 | 1.4 | 10 | 22.4306 | 1 | 22.4306 | Solar |  | 1 |  | GATES_2_WSOLAR
Oct 2016 IOU Contracts Database | GUERNS_6_SOLAR | PG50045 |  |  | Guernsey Solar Station | PG&E |  |  |  | 20 | 2.8 | 20 | 52.0157 | 1 | 52.0157 | Solar |  | 1 |  | GUERNS_6_SOLAR
Oct 2016 IOU Contracts Database |  | PG50046 |  |  | 2241 Alavi (SB32) | PG&E | [5 empty] | 2.1 | 5.5736 | 0.84 | 4.6818 | Solar |  | 1 |  | #N/A
Oct 2016 IOU Contracts Database |  | PG50047 |  |  | 2275 Hattesen (SB32) | PG&E | [5 empty] | 1.88 | 4.6013 | 0.84 | 3.8651 | Solar |  | 1 |  | #N/A
Oct 2016 IOU Contracts Database |  | PG50048 |  |  | Maricopa West Solar PV 2, LLC | PG&E | [5 empty] | 20 | 54.947 | 0.84 | 46.1555 | Solar |  | 1 |  | #N/A
Oct 2016 IOU Contracts Database | GLDFGR_6_SOLAR2 | PG50049 |  |  | Portal Ridge Solar C Project | PG&E |  |  |  | 11.4 | 1.6 | 11.4 | 29.7 | 1 | 29.7 | Solar |  | 1 |  | GLDFGR_6_SOLAR2
Oct 2016 IOU Contracts Database | OROLOM_1_SOLAR1 | PG50050 |  |  | SR Solis Oro Loma Teresina, LLC- Project A | PG&E |  |  |  | 10 | 0 | 10 | 25.91 | 1 | 25.91 | Solar |  | 1 |  | OROLOM_1_SOLAR1
Oct 2016 IOU Contracts Database | OROLOM_1_SOLAR1 | PG50051 |  |  | Sunray 20 | PG&E |  |  |  | 10 | 0 | 20 | 51.36 | 1 | 51.36 | Solar |  | 1 |  | OROLOM_1_SOLAR1
Oct 2016 IOU Contracts Database | AVENAL_6_AVSLR1 | PG50052 |  |  | SR Solis Rocket, LLC - Project A | PG&E |  |  |  | 7.9 | 0 | 7.9 | 19.71 | 1 | 19.71 | Solar |  | 1 |  | AVENAL_6_AVSLR1
Oct 2016 IOU Contracts Database | OROLOM_1_SOLAR2 | PG50053 |  |  | SR Solis Oro Loma Teresina, LLC- Project B | PG&E |  |  |  | 10 | 0 | 10 | 25.91 | 1 | 25.91 | Solar |  | 1 |  | OROLOM_1_SOLAR2
Oct 2016 IOU Contracts Database | AVENAL_6_AVSLR2 | PG50054 |  |  | SR Solis Rocket, LLC - Project B | PG&E |  |  |  | 7.9 | 0 | 7.9 | 19.71 | 1 | 19.71 | Solar |  | 1 |  | AVENAL_6_AVSLR2
Oct 2016 IOU Contracts Database |  | PG50055 |  |  | Pristine Sun - 2042 Baldwin (SB32) | PG&E | [5 empty] | 1.25 | 3.0481 | 0.84 | 2.5604 | Solar |  | 1 |  | #N/A
Oct 2016 IOU Contracts Database |  | PG50056 |  |  | Pristine Sun - 2245 Gentry (SB32) | PG&E | [5 empty] | 2.3 | 5.448 | 0.84 | 4.5764 | Solar |  | 1 |  | #N/A
Oct 2016 IOU Contracts Database |  | PG50057 |  |  | Pristine Sun - 2257 Campbell (SB32) | PG&E | [5 empty] | 0.75 | 1.7726 | 0.84 | 1.489 | Solar |  | 1 |  | #N/A
Oct 2016 IOU Contracts Database |  | PG50058 |  |  | Pristine Sun - 2272 McCall (SB32) | PG&E | [5 empty] | 0.5 | 1.0838 | 0.84 | 0.91035 | Solar |  | 1 |  | #N/A
Oct 2016 IOU Contracts Database | PEORIA_1_SOLAR | PG5012 |  |  | Fresh Air Energy IV, LLC - Sonora 1 | PG&E |  |  |  | 1.5 | 0.21 | 1.5 | 2.098 | 1 | 2.098 | Solar |  | 1 |  | PEORIA_1_SOLAR
Oct 2016 IOU Contracts Database | LOCKFD_1_BEARCK | PG5019 |  |  | Bear Creek Solar Project | PG&E |  |  |  | 1.5 | 0.21 | 1.5 | 2.1 | 1 | 2.1 | Solar |  | 1 |  | LOCKFD_1_BEARCK
Oct 2016 IOU Contracts Database | ARVINN_6_ORION1 | PG5024 |  |  | Orion Solar - PV 1 | PG&E |  |  |  | 12 | 1.68 | 12 | 28 | 1 | 28 | Solar |  | 1 |  | ARVINN_6_ORION1
Oct 2016 IOU Contracts Database |  | PG5025 |  |  | Ignite Solar Holdings 1 - Achomawi | PG&E | [5 empty] | 1.5 | 2.1 | 1 | 2.1 | Solar |  | 1 |  | PIT1_6_FRIVRA
Oct 2016 IOU Contracts Database |  | PG5026 |  |  | Ignite Solar Holdings 1 - Ahjumawi | PG&E | [5 empty] | 1.5 | 2.1 | 1 | 2.1 | Solar |  | 1 |  | MCARTH_6_FRIVRB
Oct 2016 IOU Contracts Database | KNGBRG_1_KBSLR1 | PG5029 |  |  | Kingsburg 1 | PG&E |  |  |  | 1.5 | 0 | 1.5 | 2.1 | 1 | 2.1 | Solar |  | 1 |  | KNGBRG_1_KBSLR1
Oct 2016 IOU Contracts Database | KNGBRG_1_KBSLR2 | PG5030 |  |  | Kingsburg 2 | PG&E |  |  |  | 1.5 | 0 | 1.5 | 2.1 | 1 | 2.1 | Solar |  | 1 |  | KNGBRG_1_KBSLR2
Oct 2016 IOU Contracts Database |  | PG5031 |  |  | Kingsburg 3 | PG&E | [5 empty] | 0.75 | 1.1 | 1 | 1.1 | Solar |  | 1 |  | #N/A
Oct 2016 IOU Contracts Database | WFRESN_1_SOLAR | PG5032 |  |  | La Joya Del Sol #1 | PG&E |  |  |  | 1.5 | 0 | 1.5 | 2.1 | 1 | 2.1 | Solar |  | 1 |  | WFRESN_1_SOLAR
Oct 2016 IOU Contracts Database | MSOLAR_2_SOLAR1 | PG5038 |  |  | Mesquite Solar 1 | PG&E |  |  |  | 165 | 23.1 | 150 | 305 | 1 | 305 | Solar |  | 1 |  | MSOLAR_2_SOLAR1
Oct 2016 IOU Contracts Database | TWISSL_6_SOLAR | PG5039 |  |  | Nickel 1 (New) | PG&E |  |  |  | 1.5 | 0.21 | 1.5 | 2.098 | 1 | 2.098 | Solar |  | 1 |  | TWISSL_6_SOLAR
Oct 2016 IOU Contracts Database | COCOSB_6_SOLAR | PG5042 |  |  | Oakley Executive Solar Project | PG&E |  |  |  | 1.5 | 0 | 1.5 | 2.1 | 1 | 2.1 | Solar |  | 1 |  | COCOSB_6_SOLAR
Oct 2016 IOU Contracts Database |  | PG5046 |  |  | Pristine Sun Alvares 2041 | PG&E | [5 empty] | 0.25 | 0.4 | 1 | 0.4 | Solar |  | 1 |  | #N/A
Oct 2016 IOU Contracts Database |  | PG5050 |  |  | Pristine Sun Buzzelle | PG&E | [5 empty] | 0.999 | 1.4 | 1 | 1.4 | Solar |  | 1 |  | #N/A
Oct 2016 IOU Contracts Database |  | PG5051 |  |  | Pristine Sun Christensen | PG&E | [5 empty] | 0.999 | 1.4 | 1 | 1.4 | Solar |  | 1 |  | #N/A
Oct 2016 IOU Contracts Database |  | PG5053 |  |  | Pristine Sun Cotton | PG&E | [5 empty] | 0.999 | 1.4 | 1 | 1.4 | Solar |  | 1 |  | #N/A
Oct 2016 IOU Contracts Database |  | PG5057 |  |  | Pristine Sun Fitzjarrell | PG&E | [5 empty] | 0.999 | 1.4 | 1 | 1.4 | Solar |  | 1 |  | #N/A
Oct 2016 IOU Contracts Database | LIVEOK_6_SOLAR | PG5059 |  |  | Pristine Sun Harris | PG&E |  |  |  | 1.25 | 0.07 | 1.25 | 1.8 | 1 | 1.8 | Solar |  | 1 |  | LIVEOK_6_SOLAR
Oct 2016 IOU Contracts Database | ELCAP_1_SOLAR | PG5060 |  |  | Pristine Sun Helton | PG&E |  |  |  | 1.5 | 0 | 1.5 | 2.1 | 1 | 2.1 | Solar |  | 1 |  | ELCAP_1_SOLAR
Oct 2016 IOU Contracts Database |  | PG5061 |  |  | Pristine Sun Hill | PG&E | [5 empty] | 0.75 | 1.1 | 1 | 1.1 | Solar |  | 1 |  | #N/A
Oct 2016 IOU Contracts Database |  | PG5062 |  |  | Pristine Sun Jardine | PG&E | [5 empty] | 0.999 | 1.4 | 1 | 1.4 | Solar |  | 1 |  | #N/A
Oct 2016 IOU Contracts Database |  | PG5063 |  |  | Pristine Sun Jarvis | PG&E | [5 empty] | 0.999 | 1.4 | 1 | 1.4 | Solar |  | 1 |  | #N/A
Oct 2016 IOU Contracts Database |  | PG5071 |  |  | Pristine Sun Rogers | PG&E | [5 empty] | 0.25 | 0.7 | 1 | 0.7 | Solar |  | 1 |  | #N/A
Oct 2016 IOU Contracts Database |  | PG5073 |  |  | Pristine Sun Scherz | PG&E | [5 empty] | 0.5 | 0.7 | 1 | 0.7 | Solar |  | 1 |  | #N/A
Oct 2016 IOU Contracts Database |  | PG5074 |  |  | Pristine Sun Smotherman | PG&E | [5 empty] | 0.25 | 0.35 | 1 | 0.35 | Solar |  | 1 |  | #N/A
Oct 2016 IOU Contracts Database |  | PG5075 |  |  | Pristine Sun Stroing | PG&E | [5 empty] | 0.75 | 1.1 | 1 | 1.1 | Solar |  | 1 |  | #N/A
Oct 2016 IOU Contracts Database | REEDLY_6_SOLAR | PG5076 |  |  | Pristine Sun Terzian | PG&E |  |  |  | 1.23 | 0 | 1.25 | 1.8 | 1 | 1.8 | Solar |  | 1 |  | REEDLY_6_SOLAR
Oct 2016 IOU Contracts Database | KANSAS_6_SOLAR | PG5077 |  |  | Kansas South - PV 1 | PG&E |  |  |  |  | 0 | 20 | 48.223 | 1 | 48.223 | Solar |  | 1 |  | KANSAS_6_SOLAR
Oct 2016 IOU Contracts Database | HOLSTR_1_SOLAR | PG5078 |  |  | Enerparc CA1 (FKA San Benito Smart Park) | PG&E |  |  |  | 1.5 | 0 | 1.5 | 2.1 | 1 | 2.1 | Solar |  | 1 |  | HOLSTR_1_SOLAR
Oct 2016 IOU Contracts Database | JAYNE_6_WLSLR | PG5080 |  |  | Westlands Solar Farms PV1 | PG&E |  |  |  | 18 | 0 | 18 | 36 | 1 | 36 | Solar |  | 1 |  | JAYNE_6_WLSLR
Oct 2016 IOU Contracts Database | ALPSLR_1_NTHSLR | PG5081 |  |  | Alpaugh North | PG&E |  |  |  | 20 | 2.8 | 20 | 33 | 1 | 33 | Solar |  | 1 |  | ALPSLR_1_NTHSLR
Oct 2016 IOU Contracts Database | ALPSLR_1_SPSSLR | PG5082 |  |  | Alpaugh 50 | PG&E |  |  |  | 50 | 7 | 50 | 113 | 1 | 113 | Solar |  | 1 |  | ALPSLR_1_SPSSLR
Oct 2016 IOU Contracts Database | NEENCH_6_SOLAR | PG5083 |  |  | Alpine Solar Project | PG&E |  |  |  |  | 9.24 | 66 | 140 | 1 | 140 | Solar |  | 1 |  | NEENCH_6_SOLAR
Oct 2016 IOU Contracts Database | AVSOLR_2_SOLAR | PG5084 |  |  | AV Solar Ranch One | PG&E |  |  |  | 241.5 | 33.81 | 241.5 | 621 | 1 | 621 | Solar |  | 1 |  | AVSOLR_2_SOLAR
Oct 2016 IOU Contracts Database | ATWELL_1_SOLAR | PG5085 |  |  | Atwell Island | PG&E |  |  |  | 20 | 2.8 | 20 | 33 | 1 | 33 | Solar |  | 1 |  | ATWELL_1_SOLAR
Oct 2016 IOU Contracts Database | AVENAL_6_AVPARK | PG5086 |  |  | Avenal Park (Eurus) | PG&E |  |  |  | 6 | 0 | 6 | 10 | 1 | 10 | Solar |  | 1 |  | AVENAL_6_AVPARK
Oct 2016 IOU Contracts Database | COPMTN_2_SOLAR1 | PG5087 |  |  | CM48 (fka Sempra Copper Mountain 1) | PG&E |  |  |  | 48 | 6.72 | 48 | 100 | 1 | 100 | Solar |  | 1 |  | COPMTN_2_SOLAR1
Oct 2016 IOU Contracts Database | WAUKNA_1_SOLAR | PG5088 |  |  | Corcoran | PG&E |  |  |  | 20 | 2.8 | 20 | 33 | 1 | 33 | Solar |  | 1 |  | WAUKNA_1_SOLAR
Oct 2016 IOU Contracts Database | DSRTSN_2_SOLAR2 | PG5089 |  |  | Desert Center Solar Farm | PG&E |  |  |  | 129.8 | 35 | 300 | 619 | 1 | 619 | Solar |  | 1 |  | DSRTSN_2_SOLAR2
Oct 2016 IOU Contracts Database | CAVLSR_2_BSOLAR | PG5090 |  |  | High Plains Ranch III | PG&E |  |  |  | 40 | 5.6 | 40 | 112 | 1 | 112 | Solar |  | 1 |  | CAVLSR_2_BSOLAR
Oct 2016 IOU Contracts Database | LOCKFD_1_KSOLAR | PG5091 |  |  | Kettleman Solar Project | PG&E |  |  |  | 1 | 0.14 | 1 | 1.4 | 1 | 1.4 | Solar |  | 1 |  | LOCKFD_1_KSOLAR
Oct 2016 IOU Contracts Database | AVENAL_6_SANDDG | PG5092 |  |  | Sand Drag (Eurus) | PG&E |  |  |  | 19 | 0 | 19 | 30 | 1 | 30 | Solar |  | 1 |  | AVENAL_6_SANDDG
Oct 2016 IOU Contracts Database | AVENAL_6_SUNCTY | PG5093 |  |  | Sun City Project (Eurus) | PG&E |  |  |  | 20 | 0 | 20 | 32 | 1 | 32 | Solar |  | 1 |  | AVENAL_6_SUNCTY
Oct 2016 IOU Contracts Database | TMPLTN_2_SOLAR | PG5094 |  |  | Vintner Solar Project | PG&E |  |  |  | 1.5 | 0.21 | 1.5 | 2.1 | 1 | 2.1 | Solar |  | 1 |  | TMPLTN_2_SOLAR
Oct 2016 IOU Contracts Database | OLIVEP_1_SOLAR | PG5095 |  |  | White River | PG&E |  |  |  | 20 | 2.8 | 20 | 33 | 1 | 33 | Solar |  | 1 |  | OLIVEP_1_SOLAR
Oct 2016 IOU Contracts Database | COPMTN_2_CM10 | PG5096 |  |  | CM10 (fka Sempra El Dorado Solar) | PG&E |  |  |  | 10 | 1.4 | 10 | 23 | 1 | 23 | Solar |  | 1 |  | COPMTN_2_CM10
Oct 2016 IOU Contracts Database | CAVLSR_2_RSOLAR | PG5097 |  |  | High Plains Ranch II | PG&E |  |  |  | 210 | 29.4 | 210 | 587.3582 | 1 | 587.3582 | Solar |  | 1 |  | CAVLSR_2_RSOLAR
Oct 2016 IOU Contracts Database | TOPAZ_2_SOLAR | PG5098 |  |  | Topaz Solar Farm | PG&E |  |  |  | 550 | 77 | 550 | 1275.1258 | 1 | 1275.1258 | Solar |  | 1 |  | TOPAZ_2_SOLAR
Oct 2016 IOU Contracts Database | AGUCAL_5_SOLAR1 | PG5103 |  |  | Agua Caliente Solar Project | PG&E |  |  |  | 290 | 0 | 290 | 688 | 1 | 688 | Solar |  | 1 |  | AGUCAL_5_SOLAR1
Oct 2016 IOU Contracts Database | CLOVDL_1_SOLAR | PG5111 |  |  | Cloverdale Solar FSEC 1 | PG&E |  |  |  | 1.5 | 0.21 | 1.5 | 2.1 | 1 | 2.1 | Solar |  | 1 |  | CLOVDL_1_SOLAR
Oct 2016 IOU Contracts Database | COPMT2_2_SOLAR2 | PG5115 |  |  | Copper Mountain Solar 2 | PG&E |  |  |  | 155 | 21.7 | 150 | 303 | 1 | 303 | Solar |  | 1 |  | COPMT2_2_SOLAR2
Oct 2016 IOU Contracts Database |  | PG5116 |  |  | Cuyama Solar Array | PG&E | [5 empty] | 40 | 104 | 0.84 | 87.36 | Solar |  | 1 |  | CUYAMS_6_CUYSR1
Oct 2016 IOU Contracts Database | HENRTS_1_SOLAR | PG5121 |  |  | Henrietta Solar | PG&E |  |  |  | 100 | 14 | 100 | 244.41 | 1 | 244.41 | Solar |  | 1 |  | HENRTS_1_SOLAR
Oct 2016 IOU Contracts Database | LEPRFD_1_KANSAS | PG5127 |  |  | Kansas | PG&E |  |  |  | 20 | 2.8 | 20 | 46.9 | 1 | 46.9 | Solar |  | 1 |  | LEPRFD_1_KANSAS
Oct 2016 IOU Contracts Database |  | PG5130 |  |  | Lost Hills Solar | PG&E | [5 empty] | 20 | 47 | 1 | 47 | Solar |  | 1 |  | #N/A
Oct 2016 IOU Contracts Database | MNDOTA_1_SOLAR1 | PG5131 |  |  | North Star Solar | PG&E |  |  |  | 60 | 8.4 | 60 | 136 | 1 | 136 | Solar |  | 1 |  | MNDOTA_1_SOLAR1
Oct 2016 IOU Contracts Database | OLIVEP_1_SOLAR2 | PG5147 |  |  | White River Solar 2 - RAM 2 | PG&E |  |  |  | 19.75 | 2.77 | 19.75 | 44 | 1 | 44 | Solar |  | 1 |  | OLIVEP_1_SOLAR2
Oct 2016 IOU Contracts Database |  | PG5150 |  |  | Midway Solar Farm I | PG&E | [5 empty] | 50 | 119.34 | 0.84 | 100.2456 | Solar |  | 1 |  | #N/A
Oct 2016 IOU Contracts Database | ASTORA_2_SOLAR1 | PG5155 |  |  | RE Astoria LLC | PG&E |  |  |  | 100 | 14 | 100 | 298.14 | 1 | 298.14 | Solar |  | 1 |  | ASTORA_2_SOLAR1
Oct 2016 IOU Contracts Database |  | PG5156 |  |  | California Flats Solar Project | PG&E | [5 empty] | 150 | 380.71 | 0.84 | 319.7964 | Solar |  | 1 |  | CALFTN_2_SOLAR
Oct 2016 IOU Contracts Database |  | PG5158 |  |  | Blackwell Solar | PG&E | [5 empty] | 12 | 28 | 0.84 | 23.52 | Solar |  | 1 |  | BLCKWL_6_SOLAR1
Oct 2016 IOU Contracts Database | ACACIA_6_SOLAR | PG5159 |  |  | West Antelope - RAM 1 | PG&E |  |  |  | 20 | 2.8 | 20 | 53 | 1 | 53 | Solar |  | 1 |  | ACACIA_6_SOLAR
Oct 2016 IOU Contracts Database | PLAINV_6_BSOLAR | PG5160 |  |  | Western Antelope Blue Sky Ranch A - RAM 1 | PG&E |  |  |  | 20 | 0 | 20 | 47.73 | 1 | 47.73 | Solar |  | 1 |  | PLAINV_6_BSOLAR
Oct 2016 IOU Contracts Database | KNTSTH_6_SOLAR | PG5161 |  |  | Kent South - PV 2 | PG&E |  |  |  | 20 | 0 | 20 | 48 | 1 | 48 | Solar |  | 1 |  | KNTSTH_6_SOLAR
Oct 2016 IOU Contracts Database | SKERN_6_SOLAR1 | PG5163 |  |  | Algonquin SKIC 20 Solar - PV 2 | PG&E |  |  |  | 20 | 2.8 | 20 | 47 | 1 | 47 | Solar |  | 1 |  | SKERN_6_SOLAR1
Oct 2016 IOU Contracts Database | VICTOR_1_SOLAR2 | PG5164 |  |  | Alamo Solar, LLC - RAM 2 | PG&E |  |  |  | 20 | 0 | 20 | 49.76 | 1 | 49.76 | Solar |  | 1 |  | VICTOR_1_SOLAR2
Oct 2016 IOU Contracts Database | CORCAN_1_SOLAR1 | PG5165 |  |  | CID Solar PV Project - RAM 2 | PG&E |  |  |  | 20 | 2.8 | 19.76 | 49.7 | 1 | 49.7 | Solar |  | 1 |  | CORCAN_1_SOLAR1
Oct 2016 IOU Contracts Database | CUMBIA_1_SOLAR | PG5167 |  |  | Columbia Solar Energy | PG&E |  |  |  | 19 | 2.66 | 19 | 40.6 | 1 | 40.6 | Solar |  | 1 |  | CUMBIA_1_SOLAR
Oct 2016 IOU Contracts Database | 7STDRD_1_SOLAR1 | PG5170 |  |  | Shafter Solar - RAM 3 | PG&E |  |  |  | 20 | 2.8 | 19.98 | 52.57 | 1 | 52.57 | Solar |  | 1 |  | 7STDRD_1_SOLAR1
Oct 2016 IOU Contracts Database | MRLSDS_6_SOLAR1 | PG5171 |  |  | Morelos Del Sol - RAM 3 | PG&E |  |  |  |  | 2.1 | 15 | 32.63 | 1 | 32.63 | Solar |  | 1 |  | MRLSDS_6_SOLAR1
Oct 2016 IOU Contracts Database | OLDRV1_6_SOLAR | PG5172 |  |  | RE Old River One - RAM 3 | PG&E |  |  |  | 20 | 2.8 | 20 | 51.88 | 1 | 51.88 | Solar |  | 1 |  | OLDRV1_6_SOLAR
Oct 2016 IOU Contracts Database | DAVIS_1_SOLAR1 | PG5173 |  |  | Yolo County Grassland #3 | PG&E |  |  |  | 1 | 0 | 1 | 1.4 | 1 | 1.4 | Solar |  | 1 |  | DAVIS_1_SOLAR1
Oct 2016 IOU Contracts Database | DAVIS_1_SOLAR2 | PG5174 |  |  | Yolo County Grassland #4 | PG&E |  |  |  | 1 | 0 | 1 | 1.4 | 1 | 1.4 | Solar |  | 1 |  | DAVIS_1_SOLAR2
Oct 2016 IOU Contracts Database | HOLSTR_1_SOLAR2 | PG5180 |  |  | Ecos Energy - Hollister Project | PG&E |  |  |  | 1.5 | 0.21 | 1.5 | 2.1 | 1 | 2.1 | Solar |  | 1 |  | HOLSTR_1_SOLAR2
Oct 2016 IOU Contracts Database | MERCED_1_SOLAR2 | PG5181 |  |  | Ecos Energy - Merced Solar Project | PG&E |  |  |  | 1.5 | 0 | 1.5 | 2.1 | 1 | 2.1 | Solar |  | 1 |  | MERCED_1_SOLAR2
Oct 2016 IOU Contracts Database | MERCED_1_SOLAR1 | PG5182 |  |  | Ecos Energy - Mission Solar | PG&E |  |  |  | 1.5 | 0 | 1.5 | 2.1 | 1 | 2.1 | Solar |  | 1 |  | MERCED_1_SOLAR1
Oct 2016 IOU Contracts Database |  | PG5184 |  |  | APEX 646-460 | PG&E | [5 empty] | 0.75 | 1.1 | 1 | 1.1 | Solar |  | 1 |  | #N/A
Oct 2016 IOU Contracts Database | KERMAN_6_SOLAR1 | PG5185 |  |  | Fresno Cogeneration - Fresno Solar South | PG&E |  |  |  | 1.5 | 0 | 1.5 | 2.1 | 1 | 2.1 | Solar |  | 1 |  | KERMAN_6_SOLAR1
Oct 2016 IOU Contracts Database | KERMAN_6_SOLAR2 | PG5186 |  |  | Fresno Cogeneration - Fresno Solar West | PG&E |  |  |  | 1.5 | 0 | 1.5 | 2.1 | 1 | 2.1 | Solar |  | 1 |  | KERMAN_6_SOLAR2
Oct 2016 IOU Contracts Database |  | PG5190 |  |  | Greenlight - Sirius Solar Project | PG&E | [5 empty] | 0.999 | 1.3986 | 1 | 1.3986 | Solar |  | 1 |  | #N/A
Oct 2016 IOU Contracts Database | TX-ELK_6_SOLAR1 | PG5191 |  |  | Greenlight - Castor Solar Project | PG&E |  |  |  | 1.5 | 0 | 1.5 | 2.1 | 1 | 2.1 | Solar |  | 1 |  | TX_ELK_6_SOLAR1
Oct 2016 IOU Contracts Database | GENESI_2_STG | PG6000 |  |  | Genesis Solar (Station) Energy Project | PG&E |  |  |  | 140 | 35 | 250 | 524 | 1 | 524 | Solar |  | 1 |  | GENESI_2_STG
Oct 2016 IOU Contracts Database | IVANPA_1_UNIT1 | PG6004 |  |  | Ivanpah Unit 1 | PG&E |  |  |  |  | 17.64 | 114.46 | 294.88 | 1 | 294.88 | Solar |  | 1 |  | IVANPA_1_UNIT1
Oct 2016 IOU Contracts Database | IVANPA_1_UNIT3 | PG6005 |  |  | Ivanpah Unit 3 | PG&E |  |  |  |  | 18.62 | 126.1 | 325.92 | 1 | 325.92 | Solar |  | 1 |  | IVANPA_1_UNIT3
Oct 2016 IOU Contracts Database | SANDLT_2_SUNITS | PG6013 |  |  | Mojave Solar Project | PG&E |  |  |  | 275 | 38.5 | 250 | 617.24 | 1 | 617.24 | Solar |  | 1 |  | SANDLT_2_SUNITS
Oct 2016 IOU Contracts Database |  | PG7001 |  |  | Altamont Midway Ltd. | PG&E | [5 empty] | 48.9 | 13.071 | 1 | 13.071 | Wind |  | 1 |  | #N/A
Oct 2016 IOU Contracts Database |  | PG70014 |  |  | Donald R. Chenoweth | PG&E | [5 empty] | 0.01 | 0.009 | 1 | 0.009 | Wind |  | 1 |  | NEWARK_1_QF
Oct 2016 IOU Contracts Database |  | PG7002 |  |  | Altamont Power LLC (3-4 ) | PG&E | [5 empty] | 4.05 | 10.603 | 1 | 10.603 | Wind |  | 1 |  | #N/A
Oct 2016 IOU Contracts Database |  | PG70026 |  |  | Forebay Wind LLC - Cwes | PG&E | [5 empty] | 2.1 | 0.537 | 1 | 0.537 | Wind |  | 1 |  | #N/A
Oct 2016 IOU Contracts Database |  | PG7003 |  |  | Altamont Power LLC (4-4) | PG&E | [5 empty] | 19 | 31.554 | 1 | 31.554 | Wind |  | 1 |  | #N/A
Oct 2016 IOU Contracts Database |  | PG70033 |  |  | Tres Vaqueros Wind Farms, LLC | PG&E | [5 empty] | 28 | 16.759 | 1 | 16.759 | Wind |  | 1 |  | #N/A
Oct 2016 IOU Contracts Database | RTREE_2_WIND2 | PG70037 |  |  | Rising Tree Wind Farm II LLC - RAM 4 | PG&E |  |  |  | 19.8 | 2.97 | 19.8 | 68.93 | 1 | 68.93 | Wind |  | 1 |  | RTREE_2_WIND2
Oct 2016 IOU Contracts Database |  | PG70039 |  |  | Altech III - RAM 5 | PG&E | [5 empty] | 20 | 53.13 | 0.84 | 44.6292 | Wind |  | 1 |  | #N/A
Oct 2016 IOU Contracts Database |  | PG7005 |  |  | Altamont Power LLC (6-4) | PG&E | [5 empty] | 19 | 28.122 | 1 | 28.122 | Wind |  | 1 |  | #N/A
Oct 2016 IOU Contracts Database | USWNDR_2_UNITS | PG7009 |  |  | Edf Renewable Windfarm V, Inc. (10 MW) | PG&E | [5 empty] | 10 | 21.831 | 1 | 21.831 | Wind |  | 1 |  | USWNDR_2_UNITS
Oct 2016 IOU Contracts Database |  | PG7010 |  |  | Green Ridge Power LLC (100 MW - A) | PG&E | [5 empty] | 43.1 | 80.995 | 1 | 80.995 | Wind |  | 1 |  | #N/A
Oct 2016 IOU Contracts Database |  | PG7013 |  |  | Green Ridge Power LLC (100 MW - D) | PG&E | [5 empty] | 15 | 21.327 | 1 | 21.327 | Wind |  | 1 |  | #N/A
Oct 2016 IOU Contracts Database |  | PG7014 |  |  | Green Ridge Power LLC (110 MW) | PG&E | [5 empty] | 144.1 | 194.704 | 1 | 194.704 | Wind |  | 1 |  | #N/A
Oct 2016 IOU Contracts Database |  | PG7015 |  |  | Green Ridge Power LLC (23.8 MW) | PG&E | [5 empty] | 10.8 | 24.593 | 1 | 24.593 | Wind |  | 1 |  | #N/A
Oct 2016 IOU Contracts Database |  | PG7017 |  |  | Green Ridge Power LLC (5.9 MW) | PG&E | [5 empty] | 5.9 | 11.209 | 1 | 11.209 | Wind |  | 1 |  | #N/A
Oct 2016 IOU Contracts Database | USWNDR_2_UNITS | PG7019 |  |  | Edf Renewable Windfarm V, Inc. (70 MW - B) | PG&E | [5 empty] | 0.7 | 18.687 | 1 | 18.687 | Wind |  | 1 |  | USWNDR_2_UNITS
Oct 2016 IOU Contracts Database | USWNDR_2_UNITS | PG7020 |  |  | Edf Renewable Windfarm V, Inc. (70 MW - C) | PG&E | [5 empty] | 6.5 | 32.728 | 1 | 32.728 | Wind |  | 1 |  | USWNDR_2_UNITS
Oct 2016 IOU Contracts Database | USWNDR_2_UNITS | PG7021 |  |  | Edf Renewable Windfarm V, Inc. (70 MW - D) | PG&E | [5 empty] | 1.5 | 1.516 | 1 | 1.516 | Wind |  | 1 |  | USWNDR_2_UNITS
Oct 2016 IOU Contracts Database |  | PG7022 |  |  | Green Ridge Power LLC (70 MW) | PG&E | [5 empty] | 54 | 92.998 | 1 | 92.998 | Wind |  | 1 |  | #N/A
Oct 2016 IOU Contracts Database | INTTRB_6_UNIT | PG7023 |  |  | International Turbine Research | PG&E |  |  |  | 18.4 | 2.76 | 34 | 24.576 | 1 | 24.576 | Wind |  | 1 |  | INTTRB_6_UNIT
Oct 2016 IOU Contracts Database |  | PG7026 |  |  | Northwind Energy | PG&E | [5 empty] | 27 | 13.464 | 1 | 13.464 | Wind |  | 1 |  | #N/A
Oct 2016 IOU Contracts Database |  | PG7027 |  |  | Patterson Pass Wind Farm LLC | PG&E | [5 empty] | 22 | 36.404 | 1 | 36.404 | Wind |  | 1 |  | #N/A
Oct 2016 IOU Contracts Database |  | PG7028 |  |  | Forebay Wind LLC - Altech | PG&E | [5 empty] | 5.76 | 4.146 | 1 | 4.146 | Wind |  | 1 |  | #N/A
Oct 2016 IOU Contracts Database |  | PG7030 |  |  | Forebay Wind LLC - Seawest | PG&E | [5 empty] | 0.065 | 0.046 | 1 | 0.046 | Wind |  | 1 |  | #N/A
Oct 2016 IOU Contracts Database |  | PG7031 |  |  | Forebay Wind LLC - Taxvest | PG&E | [5 empty] | 0.715 | 4.083 | 1 | 4.083 | Wind |  | 1 |  | #N/A
Oct 2016 IOU Contracts Database |  | PG7032 |  |  | Forebay Wind LLC - Viking | PG&E | [5 empty] | 1.69 | 1.169 | 1 | 1.169 | Wind |  | 1 |  | #N/A
Oct 2016 IOU Contracts Database |  | PG7033 |  |  | Forebay Wind LLC - Western | PG&E | [5 empty] | 2.7 | 1.299 | 1 | 1.299 | Wind |  | 1 |  | #N/A
Oct 2016 IOU Contracts Database |  | PG7036 |  |  | Blackspring Ridge IA | PG&E | [5 empty] | 150 | 445 | 1 | 445 | Wind |  | 1 |  | #N/A
Oct 2016 IOU Contracts Database |  | PG7037 |  |  | Blackspring Ridge IB | PG&E | [5 empty] | 150 | 445 | 1 | 445 | Wind |  | 1 |  | #N/A
Oct 2016 IOU Contracts Database |  | PG7038 |  |  | Halkirk I Wind Project | PG&E | [5 empty] | 150 | 485 | 1 | 485 | Wind |  | 1 |  | #N/A
Oct 2016 IOU Contracts Database | BRDSLD_2_SHLO3A | PG7039 |  |  | Shiloh III Wind Project | PG&E |  |  |  | 102.5 | 15.38 | 100 | 341 | 1 | 341 | Wind |  | 1 |  | BRDSLD_2_SHLO3A
Oct 2016 IOU Contracts Database | USWPJR_2_UNITS | PG7040 |  |  | Vasco Wind Energy Center | PG&E |  |  |  | 78.2 | 11.73 | 78.2 | 211 | 1 | 211 | Wind |  | 1 |  | USWPJR_2_UNITS
Oct 2016 IOU Contracts Database | BRODIE_2_WIND | PG7041 |  |  | Coram Brodie | PG&E |  |  |  | 24 | 15.3 | 102 | 285.941 | 1 | 285.941 | Wind |  | 1 |  | BRODIE_2_WIND
Oct 2016 IOU Contracts Database | BRDSLD_2_MTZUMA | PG7042 |  |  | Montezuma Wind Energy Center | PG&E |  |  |  | 36.8 | 5.52 | 36.8 | 129 | 1 | 129 | Wind |  | 1 |  | BRDSLD_2_MTZUMA
Oct 2016 IOU Contracts Database |  | PG7043 |  |  | Vantage Wind Energy Center | PG&E | [5 empty] | 90 | 277 | 1 | 277 | Wind |  | 1 |  | #N/A
Oct 2016 IOU Contracts Database | HATRDG_2_WIND | PG7044 |  |  | Hatchet Ridge | PG&E |  |  |  | 102 | 15.3 | 103.2 | 303 | 1 | 303 | Wind |  | 1 |  | HATRDG_2_WIND
Oct 2016 IOU Contracts Database |  | PG7045 |  |  | Klondike IIIA | PG&E | [5 empty] | 90 | 263.258 | 1 | 263.258 | Wind |  | 1 |  | #N/A
Oct 2016 IOU Contracts Database |  | PG7051 |  |  | Klondike Wind Power Project III | PG&E | [5 empty] | 85 | 265 | 1 | 265 | Wind |  | 1 |  | #N/A
Oct 2016 IOU Contracts Database |  | PG7052 |  |  | Rattlesnake Road (Arlington) Wind Power Project | PG&E | [5 empty] | 102.9 | 240 | 1 | 240 | Wind |  | 1 |  | #N/A
Oct 2016 IOU Contracts Database | BRDSLD_2_SHILO2 | PG7053 |  |  | Shiloh II Wind Project | PG&E |  |  |  | 150 | 22.5 | 150 | 426.3682 | 1 | 426.3682 | Wind |  | 1 |  | BRDSLD_2_SHILO2
Oct 2016 IOU Contracts Database | WNDMAS_2_UNIT 1 | PG7054 |  |  | Buena Vista | PG&E |  |  |  | 38 | 5.7 | 43 | 108 | 1 | 108 | Wind |  | 1 |  | WNDMAS_2_UNIT_1
Oct 2016 IOU Contracts Database | BRDSLD_2_SHILO1 | PG7055 |  |  | Shiloh I Wind Project | PG&E |  |  |  | 150 | 22.5 | 75 | 225 | 1 | 225 | Wind |  | 1 |  | BRDSLD_2_SHILO1
Oct 2016 IOU Contracts Database | BRDSLD_2_MTZUM2 | PG7069 |  |  | Montezuma II Wind Energy Center | PG&E |  |  |  | 78.2 | 11.73 | 78.2 | 201 | 1 | 201 | Wind |  | 1 |  | BRDSLD_2_MTZUM2
Oct 2016 IOU Contracts Database | JAWBNE_2_NSRWND | PG7071 |  |  | North Sky River Energy Center | PG&E |  |  |  | 160 | 24 | 162 | 419.3742 | 1 | 419.3742 | Wind |  | 1 |  | JAWBNE_2_NSRWND
Oct 2016 IOU Contracts Database | BRDSLD_2_SHLO3B | PG7084 |  |  | Shiloh IV | PG&E |  |  |  | 100 | 15 | 100 | 269 | 1 | 269 | Wind |  | 1 |  | BRDSLD_2_SHLO3B
Oct 2016 IOU Contracts Database | FLOWD2_2_FPLWND | PG7091 |  |  | Diablo Winds (2) | PG&E |  |  |  | 18 | 2.7 | 18 | 62.02 | 1 | 62.02 | Wind |  | 1 |  | FLOWD2_2_FPLWND
Oct 2016 IOU Contracts Database | ARBWD_6_QF | PG7094 |  |  | Wind Resource II - RAM 2 | PG&E |  |  |  |  | 2.99 | 19.955 | 46.41 | 1 | 46.41 | Wind |  | 1 |  | ARBWD_6_QF
Oct 2016 IOU Contracts Database |  | PG7095 |  |  | Sand Hill Wind, LLC - RAM 3 | PG&E | [5 empty] | 20 | 43.76 | 0.84 | 36.7584 | Wind |  | 1 |  | #N/A
Oct 2016 IOU Contracts Database | NZWIND_6_CALWND | PG7096 |  |  | Wind Resource I - RAM 1 | PG&E |  |  |  | 9 | 1.35 | 8.71 | 15.41 | 1 | 15.41 | Wind |  | 1 |  | NZWIND_6_CALWND
Oct 2016 IOU Contracts Database | SPRGVL_2_QF | SC11007 |  |  | Royal Farms | SCE |  |  |  | 0.18 | 0.17 | 0.075 | 0.11 | 1 | 0.11 | Biomass |  | 1 |  | SPRGVL_2_QF
Oct 2016 IOU Contracts Database | RHONDO_6_PUENTE | SC11009 |  |  | L.A. Co. Sanitation Dist CSD 2610 | SCE | [5 empty] | 3.9 | 5.84 | 1 | 5.84 | Biomass |  | 1 |  | RHONDO_6_PUENTE
Oct 2016 IOU Contracts Database | CHINO_2_QF | SC11077 |  |  | L.A. Co. Sanitation Dist Spadra | SCE |  |  |  | 0.58 | 0 | 8 | 42.09 | 1 | 42.09 | Biomass |  | 1 |  | CHINO_2_QF
Oct 2016 IOU Contracts Database |  | SC11087 |  |  | Royal Farms #2 | SCE | [5 empty] | 0.1 | 0.11 | 1 | 0.11 | Biomass |  | 1 |  | SPRGVL_2_QF
Oct 2016 IOU Contracts Database | WALNUT_6_HILLGEN | SC11090 |  |  | L.A. Co. Sanitation Dist (Puente Hills) | SCE |  |  |  | 47 | 33.06 | 50 | 378.65 | 1 | 378.65 | Biomass |  | 1 |  | WALNUT_6_HILLGEN
Oct 2016 IOU Contracts Database |  | SC11099 |  |  | Inland Empire Utilities Agency | SCE | [5 empty] | 0.58 | 1.14 | 1 | 1.14 | Biomass |  | 1 |  | CHINO_2_QF
Oct 2016 IOU Contracts Database | VALLEY_7_UNITA1 | SC11193 |  |  | WMES El Sobrante | SCE | [5 empty] | 3.77 | 17 | 1 | 17 | Biomass |  | 1 |  | #N/A
Oct 2016 IOU Contracts Database | MOORPK_7_UNITA1 | SC11195 |  |  | WMES Simi Valley | SCE | [5 empty] | 2.49 | 11 | 1 | 11 | Biomass |  | 1 |  | #N/A
Oct 2016 IOU Contracts Database | GOLETA_6_TAJIGS | SC11210 |  |  | MM Tajiguas Energy LLC | SCE |  |  |  | 2.84 | 2.84 | 2.84 | 19 | 1 | 19 | Biomass |  | 1 |  | GOLETA_6_TAJIGS
Oct 2016 IOU Contracts Database | SAUGUS_2_TOLAND | SC11221 |  |  | Toland Road Landfill | SCE | [5 empty] | 1.5 | 9.2 | 1 | 9.2 | Biomass |  | 1 |  | SAUGUS_2_TOLAND
Oct 2016 IOU Contracts Database | VALLEY_7_BADLND | SC11225 |  |  | Badlands Landfill (Riverside County San. District) | SCE | [5 empty] | 1.1 | 6.57 | 1 | 6.57 | Biomass |  | 1 |  | #N/A
Oct 2016 IOU Contracts Database |  | SC12804 |  |  | Orange County Sanitation District (f/k/a 1098) | SCE | [5 empty] | 12 | 0.01 | 1 | 0.01 | Biomass |  | 1 |  | #N/A
Oct 2016 IOU Contracts Database | MIRAGE_2_COCHLA | SC21038 |  |  | Desert View Power, Inc. | SCE | [5 empty] | 49.9 | 354.05 | 1 | 354.05 | Biomass |  | 1 |  | #N/A
Oct 2016 IOU Contracts Database |  | SC33001 |  |  | Heber Geothermal Company | SCE | [5 empty] | 52 | 297.7 | 1 | 297.7 | Geothermal |  | 1 |  | #N/A
Oct 2016 IOU Contracts Database | MIRAGE_2_COCHLA | SC33021 |  |  | Second Imperial Geothermal Co. | SCE | [5 empty] | 37 | 222.88 | 1 | 222.88 | Geothermal |  | 1 |  | #N/A
Oct 2016 IOU Contracts Database | CONTRL_1_QF | SC33027 |  |  | Mammoth Pacific L P II (MP2) | SCE |  |  |  | 13.4 | 7.84 | 10.5 | 82.88 | 1 | 82.88 | Geothermal |  | 1 |  | CONTRL_1_QF
Oct 2016 IOU Contracts Database | BLM_2_UNITS | SC33030 |  |  | Coso Energy Developers (BLM) | SCE |  |  |  | 24 | 72 | 75 | 373.26 | 1 | 373.26 | Geothermal |  | 1 |  | BLM_2_UNITS
Oct 2016 IOU Contracts Database | MIRAGE_2_COCHLA | SC33050 |  |  | Salton Sea IV | SCE | [5 empty] | 36 | 261.5808 | 1 | 261.5808 | Geothermal |  | 1 |  | #N/A
Oct 2016 IOU Contracts Database | CALGEN_1_UNITS | SC33103 |  |  | Coso Clean Power, LLC (f/k/a 3008,3029,3030) | SCE |  |  |  | 32.2 | 92.2 | 204 | 1217.9185 | 1 | 1217.9185 | Geothermal |  | 1 |  | CALGEN_1_UNITS
Oct 2016 IOU Contracts Database | MIRAGE_2_COCHLA | SC33104 |  |  | Ormesa Geothermal I, II, GEM | SCE | [5 empty] | 63 | 385.76 | 1 | 385.76 | Geothermal |  | 1 |  | #N/A
Oct 2016 IOU Contracts Database | CONTRL_1_OXBOW | SC33106 |  |  | Terra-Gen Dixie Valley, LLC (f/k/a 3011) | SCE |  |  |  | 60 | 51.24 | 50 | 394.2 | 1 | 394.2 | Geothermal |  | 1 |  | CONTRL_1_OXBOW
Oct 2016 IOU Contracts Database |  | SC33108 |  |  | ORNI 18, LLC | SCE | [5 empty] | 33.178 | 95.0042 | 1 | 95.0042 | Geothermal |  | 1 |  | #N/A
Oct 2016 IOU Contracts Database | GYS5X6_7_UNITS | SC33117 |  |  | Geysers Power Company, LLC (f/k/a 3107) | SCE |  |  |  | 55 | 85 | 225 | 1971 | 1 | 1971 | Geothermal |  | 1 |  | GYS5X6_7_UNITS
Oct 2016 IOU Contracts Database | BISHOP_1_ALAMO | SC40001 |  |  | Bishop Creek No. 2 | SCE |  |  |  | 13.4 | 7.56 | 0 | 12.3881 | 1 | 12.3881 | Small_Hydro |  | 1 |  | BISHOP_1_ALAMO
Oct 2016 IOU Contracts Database | BISHOP_1_UNITS | SC40002 |  |  | Bishop Creek No. 3 | SCE |  |  |  | 15.8 | 8.34 | 0 | 18.254 | 1 | 18.254 | Small_Hydro |  | 1 |  | BISHOP_1_UNITS
Oct 2016 IOU Contracts Database | BISHOP_1_UNITS | SC40003 |  |  | Bishop Creek No. 4 | SCE |  |  |  | 15.8 | 8.34 | 0 | 18.5101 | 1 | 18.5101 | Small_Hydro |  | 1 |  | BISHOP_1_UNITS
Oct 2016 IOU Contracts Database | BISHOP_1_ALAMO | SC40004 |  |  | Bishop Creek No. 5 | SCE |  |  |  | 13.4 | 7.56 | 0 | 7.6664 | 1 | 7.6664 | Small_Hydro |  | 1 |  | BISHOP_1_ALAMO
Oct 2016 IOU Contracts Database | BISHOP_1_ALAMO | SC40005 |  |  | Bishop Creek No. 6 | SCE |  |  |  | 13.4 | 7.56 | 0 | 2.7078 | 1 | 2.7078 | Small_Hydro |  | 1 |  | BISHOP_1_ALAMO
Oct 2016 IOU Contracts Database | MONLTH_6_BOREL | SC40006 |  |  | Borel | SCE |  |  |  | 11 | 0 | 0 | 0 | 1 | 0 | Small_Hydro |  | 1 |  | MONLTH_6_BOREL
Oct 2016 IOU Contracts Database | ETIWND_2_FONTNA | SC40007 |  |  | Fontana | SCE |  |  |  | 2.56 | 0.22 | 0 | 1.9682 | 1 | 1.9682 | Small_Hydro |  | 1 |  | ETIWND_2_FONTNA
Oct 2016 IOU Contracts Database | RECTOR_2_KAWH 1 | SC40008 |  |  | Kaweah No. 1 | SCE |  |  |  | 2.25 | 0.38 | 0 | 8.7026 | 1 | 8.7026 | Small_Hydro |  | 1 |  | RECTOR_2_KAWH_1
Oct 2016 IOU Contracts Database | RECTOR_2_KAWH 2 | SC40009 |  |  | Kaweah No. 2 | SCE | [5 empty] | 0 | 5.344 | 1 | 5.344 | Small_Hydro |  | 1 |  | #N/A
Oct 2016 IOU Contracts Database | RECTOR_2_KAWH 3 | SC40010 |  |  | Kaweah No. 3 | SCE | [5 empty] | 0 | 14.2507 | 1 | 14.2507 | Small_Hydro |  | 1 |  | #N/A
Oct 2016 IOU Contracts Database | KERRGN_1_UNIT 1 | SC40011 |  |  | Kern River No. 1 | SCE |  |  |  | 25.6 | 17.99 | 0 | 109.8979 | 1 | 109.8979 | Small_Hydro |  | 1 |  | KERRGN_1_UNIT_1
Oct 2016 IOU Contracts Database | CONTRL_1_LUNDY | SC40012 |  |  | Lundy | SCE |  |  |  | 3 | 1.28 | 0 | 2.2242 | 1 | 2.2242 | Small_Hydro |  | 1 |  | CONTRL_1_LUNDY
Oct 2016 IOU Contracts Database | ETIWND_2_FONTNA | SC40013 |  |  | Lytle Creek | SCE |  |  |  | 2.56 | 0.22 | 0 | 0.33359 | 1 | 0.33359 | Small_Hydro |  | 1 |  | ETIWND_2_FONTNA
Oct 2016 IOU Contracts Database | BIGCRK_7_MAMRES | SC40014 |  |  | Mammoth Pool Fish Water Generator | SCE |  |  |  | 1.25 | 0 | 0 | 0 | 1 | 0 | Small_Hydro |  | 1 |  | BIGCRK_7_MAMRES
Oct 2016 IOU Contracts Database | SBERDO_6_MILLCK | SC40015 |  |  | Mill Creek No. 1 | SCE |  |  |  | 3.93 | 1.06 | 0 | 1.4129 | 1 | 1.4129 | Small_Hydro |  | 1 |  | SBERDO_6_MILLCK
Oct 2016 IOU Contracts Database | SBERDO_6_MILLCK | SC40016 |  |  | Mill Creek No. 3 | SCE |  |  |  | 3.93 | 1.06 | 0 | 5.2983 | 1 | 5.2983 | Small_Hydro |  | 1 |  | SBERDO_6_MILLCK
Oct 2016 IOU Contracts Database | PADUA_2_ONTARO | SC40017 |  |  | Ontario No. 1 | SCE |  |  |  | 1.92 | 0.32 | 0 | 1.1001 | 1 | 1.1001 | Small_Hydro |  | 1 |  | PADUA_2_ONTARO
Oct 2016 IOU Contracts Database | PADUA_2_ONTARO | SC40018 |  |  | Ontario No. 2 | SCE |  |  |  | 1.92 | 0.32 | 0 | 0.58673 | 1 | 0.58673 | Small_Hydro |  | 1 |  | PADUA_2_ONTARO
Oct 2016 IOU Contracts Database | CONTRL_1_POOLE | SC40019 |  |  | Poole Plant | SCE |  |  |  | 10.9 | 0.8 | 0 | 19.25 | 1 | 19.25 | Small_Hydro |  | 1 |  | CONTRL_1_POOLE
Oct 2016 IOU Contracts Database | BGCRK1_7_PORTAL | SC40020 |  |  | Portal Power Plant | SCE | [5 empty] | 0 | 15.87 | 1 | 15.87 | Small_Hydro |  | 1 |  | #N/A
Oct 2016 IOU Contracts Database | CONTRL_1_RUSHCK | SC40021 |  |  | Rush Creek | SCE |  |  |  | 11.94 | 3.46 | 0 | 21.4446 | 1 | 21.4446 | Small_Hydro |  | 1 |  | CONTRL_1_RUSHCK
Oct 2016 IOU Contracts Database | SBERDO_2_SNTANA | SC40022 |  |  | Santa Ana No. 1 | SCE |  |  |  | 6.95 | 0.3 | 0 | 2.0687 | 1 | 2.0687 | Small_Hydro |  | 1 |  | SBERDO_2_SNTANA
Oct 2016 IOU Contracts Database | SBERDO_2_SNTANA | SC40023 |  |  | Santa Ana No. 3 | SCE |  |  |  | 6.95 | 0.3 | 0 | 2.0041 | 1 | 2.0041 | Small_Hydro |  | 1 |  | SBERDO_2_SNTANA
Oct 2016 IOU Contracts Database | PADUA_2_ONTARO | SC40024 |  |  | Sierra | SCE |  |  |  | 1.92 | 0.32 | 0 | 0.8801 | 1 | 0.8801 | Small_Hydro |  | 1 |  | PADUA_2_ONTARO
Oct 2016 IOU Contracts Database | SPRGVL_2_TULESC | SC40025 |  |  | Tule River | SCE |  |  |  | 2.5 | 0 | 0 | 7.0944 | 1 | 7.0944 | Small_Hydro |  | 1 |  | SPRGVL_2_TULESC
Oct 2016 IOU Contracts Database | CONTRL_1_QF | SC44004 |  |  | Hi Head Hydro Incorporated | SCE |  |  |  | 13.4 | 7.84 | 0.35 | 1.8 | 1 | 1.8 | Small_Hydro |  | 1 |  | CONTRL_1_QF
Oct 2016 IOU Contracts Database | CONTRL_1_QF | SC44008 |  |  | Desert Power Company | SCE |  |  |  | 13.4 | 7.84 | 0.948 | 1.57 | 1 | 1.57 | Small_Hydro |  | 1 |  | CONTRL_1_QF
Oct 2016 IOU Contracts Database | ANTLPE_2_QF | SC44013 |  |  | Tehachapi Cummings Co. Water District | SCE |  |  |  | 14 | 0.6 | 0.035 | 0 | 1 | 0 | Small_Hydro |  | 1 |  | ANTLPE_2_QF
Oct 2016 IOU Contracts Database | VISTA_6_QF | SC44014 |  |  | San Bernardino MWD | SCE |  |  |  | 0.18 | 0.09 | 0.178 | 0.4 | 1 | 0.4 | Small_Hydro |  | 1 |  | VISTA_6_QF
Oct 2016 IOU Contracts Database |  | SC44016 |  |  | Walnut Valley Water District | SCE | [5 empty] | 0.125 | 0.72 | 1 | 0.72 | Small_Hydro |  | 1 |  | #N/A
Oct 2016 IOU Contracts Database | RHONDO_2_QF | SC44029 |  |  | LA CO Flood Control District ** | SCE | [5 empty] | 4.975 | 16.51 | 1 | 16.51 | Small_Hydro |  | 1 |  | #N/A
Oct 2016 IOU Contracts Database | VESTAL_6_QF | SC44030 |  |  | Daniel M. Bates | SCE |  |  |  | 12.3 | 2.73 | 0.35 | 1.17 | 1 | 1.17 | Small_Hydro |  | 1 |  | VESTAL_6_QF
Oct 2016 IOU Contracts Database |  | SC44031 |  |  | Richard Moss | SCE | [5 empty] | 0.155 | 0.46 | 1 | 0.46 | Small_Hydro |  | 1 |  | #N/A
Oct 2016 IOU Contracts Database |  | SC44032 |  |  | Walnut Valley Water District (#2) | SCE | [5 empty] | 0.025 | 0 | 1 | 0 | Small_Hydro |  | 1 |  | #N/A
Oct 2016 IOU Contracts Database | VESTAL_6_QF | SC44034 |  |  | Central Hydroelectric Corp. | SCE |  |  |  | 12.3 | 2.73 | 11.95 | 41.21 | 1 | 41.21 | Small_Hydro |  | 1 |  | VESTAL_6_QF
Oct 2016 IOU Contracts Database | PADUA_6_QF | SC44035 |  |  | Three Valleys MWD (Fulton Road) | SCE |  |  |  | 1.82 | 0.38 | 0.2 | 1.05 | 1 | 1.05 | Small_Hydro |  | 1 |  | PADUA_6_QF
Oct 2016 IOU Contracts Database |  | SC44036 |  |  | Three Valleys MWD (Miramar) | SCE | [5 empty] | 0.52 | 0.73 | 1 | 0.73 | Small_Hydro |  | 1 |  | #N/A
Oct 2016 IOU Contracts Database | PADUA_6_QF | SC44037 |  |  | Three Valleys MWD (Williams) | SCE |  |  |  | 1.82 | 0.38 | 0.35 | 1.56 | 1 | 1.56 | Small_Hydro |  | 1 |  | PADUA_6_QF
Oct 2016 IOU Contracts Database | RECTOR_2_QF | SC44039 |  |  | Kaweah River Power Authority | SCE |  |  |  | 17 | 0 | 17 | 54.7 | 1 | 54.7 | Small_Hydro |  | 1 |  | RECTOR_2_QF
Oct 2016 IOU Contracts Database | GOLETA_2_QF | SC44051 |  |  | Montecito Water District | SCE |  |  |  | 0.4 | 0.05 | 0.13 | 0.63 | 1 | 0.63 | Small_Hydro |  | 1 |  | GOLETA_2_QF
Oct 2016 IOU Contracts Database |  | SC44052 |  |  | Calleguas MWD - Unit 3 (Santa Rosa) | SCE | [5 empty] | 0.25 | 0.44 | 1 | 0.44 | Small_Hydro |  | 1 |  | #N/A
Oct 2016 IOU Contracts Database | BARRE_2_QF | SC44054 |  |  | City of Santa Ana | SCE |  |  |  | 0.2 | 0 | 0.195 | 0.02 | 1 | 0.02 | Small_Hydro |  | 1 |  | BARRE_2_QF
Oct 2016 IOU Contracts Database | SAUGUS_6_QF | SC44058 |  |  | United Water Conservation District | SCE |  |  |  | 2.19 | 0.62 | 0.935 | 0 | 1 | 0 | Small_Hydro |  | 1 |  | SAUGUS_6_QF
Oct 2016 IOU Contracts Database | CONTRL_1_QF | SC44071 |  |  | Deep Springs College | SCE |  |  |  | 13.4 | 7.84 | 0.1 | 0 | 1 | 0 | Small_Hydro |  | 1 |  | CONTRL_1_QF
Oct 2016 IOU Contracts Database | SNCLRA_6_QF | SC44076 |  |  | Camrosa County Water District | SCE |  |  |  | 1.65 | 0 | 0.15 | 0 | 1 | 0 | Small_Hydro |  | 1 |  | SNCLRA_6_QF
Oct 2016 IOU Contracts Database |  | SC44100 |  |  | San Bernardino MWD (Unit 3) | SCE | [5 empty] | 0.075 | 0 | 1 | 0 | Small_Hydro |  | 1 |  | #N/A
Oct 2016 IOU Contracts Database | OLINDA_2_QF | SC44137 |  |  | American Energy, Inc. (Fullerton Hydro) | SCE |  |  |  | 0.4 | 0 | 0.4 | 0.78 | 1 | 0.78 | Small_Hydro |  | 1 |  | OLINDA_2_QF
Oct 2016 IOU Contracts Database |  | SC44145 |  |  | Mesa Consolidated Water District | SCE | [5 empty] | 0.05 | 0 | 1 | 0 | Small_Hydro |  | 1 |  | #N/A
Oct 2016 IOU Contracts Database | PADUA_6_QF | SC44150 |  |  | Water Facilities Authority | SCE |  |  |  | 1.82 | 0.38 | 0.224 | 0.05 | 1 | 0.05 | Small_Hydro |  | 1 |  | PADUA_6_QF
Oct 2016 IOU Contracts Database | SNCLRA_6_QF | SC44152 |  |  | Calleguas MWD (Springville Hydro) | SCE |  |  |  | 1.65 | 0 | 1 | 1.14 | 1 | 1.14 | Small_Hydro |  | 1 |  | SNCLRA_6_QF
Oct 2016 IOU Contracts Database |  | SC44202 |  |  | Bishop Tungsten Development, LLC | SCE | [5 empty] | 0.25 | 1.56 | 1 | 1.56 | Small_Hydro |  | 1 |  | #N/A
Oct 2016 IOU Contracts Database |  | SC44205 |  |  | California Water Service Company (PV Station 37) | SCE | [5 empty] | 0.325 | 1.9 | 0.84 | 1.596 | Small_Hydro |  | 1 |  | #N/A
Oct 2016 IOU Contracts Database |  | SC44206 |  |  | Isabella Fishflow Hydroelectric Project LLC | SCE | [5 empty] | 0.86 | 3.2 | 1 | 3.2 | Small_Hydro |  | 1 |  | #N/A
Oct 2016 IOU Contracts Database |  | SC44207 |  |  | Monte Vista Water District (f/k/a 4147) | SCE | [5 empty] | 0.865 | 1.4 | 1 | 1.4 | Small_Hydro |  | 1 |  | #N/A
Oct 2016 IOU Contracts Database | SPRGVL_2_QF | SC44208 |  |  | Lower Tule River Irrigation Dist. (f/k/a 4028) | SCE |  |  |  | 0.18 | 0.17 | 1.4 | 0.78 | 1 | 0.78 | Small_Hydro |  | 1 |  | SPRGVL_2_QF
Oct 2016 IOU Contracts Database |  | SC44209 |  |  | White Mountain Ranch LLC (f/k/a 4006) | SCE | [5 empty] | 0.29 | 0.85 | 1 | 0.85 | Small_Hydro |  | 1 |  | #N/A
Oct 2016 IOU Contracts Database | MOORPK_6_QF | SC44210 |  |  | Calleguas MWD (Conejos, f/k/a 4010) | SCE |  |  |  | 0.8 | 0.8 | 0.717 | 0.43 | 1 | 0.43 | Small_Hydro |  | 1 |  | MOORPK_6_QF
Oct 2016 IOU Contracts Database |  | SC44216 |  |  | Gibralter Conduit Hydroelectric Plant (f/k/a 4012) | SCE | [5 empty] | 0.75 | 1.87 | 1 | 1.87 | Small_Hydro |  | 1 |  | #N/A
Oct 2016 IOU Contracts Database |  | SC44222 |  |  | Goleta Water District (Van Horne) (f/k/a 4055) | SCE | [5 empty] | 0.25 | 1.2 | 1 | 1.2 | Small_Hydro |  | 1 |  | #N/A
Oct 2016 IOU Contracts Database | GARNET_2_HYDRO | SC44225 |  |  | Desert Water Agency (Whitewater) (f/k/a 4025) | SCE |  |  |  | 1 | 0.69 | 1 | 7.4 | 1 | 7.4 | Small_Hydro |  | 1 |  | GARNET_2_HYDRO
Oct 2016 IOU Contracts Database |  | SC44252 |  |  | Calleguas MWD (Springville Hydro) (f/k/a 4152) | SCE | [5 empty] | 1 | 2.25 | 1 | 2.25 | Small_Hydro |  | 1 |  | #N/A
Oct 2016 IOU Contracts Database |  | SC44255 |  |  | Calleguas MWD (East Portal Hydroelectric Generating Station, f/k/a 4022) | SCE | [5 empty] | 1.25 | 6 | 1 | 6 | Small_Hydro |  | 1 |  | #N/A
Oct 2016 IOU Contracts Database | CHINO_2_SOLAR | SC50002 |  |  | SPVP002 - Chino | SCE |  |  |  | 1 | 0.14 | 0 | 0.14 | 1 | 0.14 | Solar |  | 1 |  | CHINO_2_SOLAR
Oct 2016 IOU Contracts Database | VISTA_2_RIALTO | SC50003 |  |  | SPVP003 - Rialto | SCE |  |  |  | 1 | 0.14 | 0 | 0.14 | 1 | 0.14 | Solar |  | 1 |  | VISTA_2_RIALTO
Oct 2016 IOU Contracts Database | SBERDO_2_RTS005 | SC50005 |  |  | SPVP005 - Redlands | SCE |  |  |  | 2.5 | 0.35 | 0 | 0.4 | 1 | 0.4 | Solar |  | 1 |  | SBERDO_2_RTS005
Oct 2016 IOU Contracts Database | MIRLOM_2_ONTARO | SC50006 |  |  | SPVP006 - Ontario | SCE |  |  |  | 5.5 | 0.77 | 0 | 0.36 | 1 | 0.36 | Solar |  | 1 |  | MIRLOM_2_ONTARO
Oct 2016 IOU Contracts Database | SBERDO_2_RTS007 | SC50007 |  |  | SPVP007 - Redlands | SCE |  |  |  | 2.5 | 0.35 | 0 | 0.4 | 1 | 0.4 | Solar |  | 1 |  | SBERDO_2_RTS007
Oct 2016 IOU Contracts Database | DEVERS_1_SOLAR1 | SC50008 |  |  | SPVP008 - Ontario | SCE |  |  |  | 12 | 0 | 0 | 0.36 | 1 | 0.36 | Solar |  | 1 |  | DEVERS_1_SOLAR1
Oct 2016 IOU Contracts Database | DEVERS_1_SOLAR2 | SC50009 |  |  | SPVP009 - Ontario | SCE |  |  |  | 9 | 0 | 0 | 0.18 | 1 | 0.18 | Solar |  | 1 |  | DEVERS_1_SOLAR2
Oct 2016 IOU Contracts Database | ETIWND_2_RTS010 | SC50010 |  |  | SPVP010 - Fontana | SCE |  |  |  | 1.5 | 0.21 | 0 | 0.27 | 1 | 0.27 | Solar |  | 1 |  | ETIWND_2_RTS010
Oct 2016 IOU Contracts Database | SBERDO_2_RTS011 | SC50011 |  |  | SPVP011 - Redlands | SCE |  |  |  | 3.5 | 0.49 | 0 | 0.56 | 1 | 0.56 | Solar |  | 1 |  | SBERDO_2_RTS011
Oct 2016 IOU Contracts Database |  | SC50012 |  |  | SPVP012 - Ontario | SCE | [5 empty] | 0 | 0.09 | 1 | 0.09 | Solar |  | 1 |  | #N/A
Oct 2016 IOU Contracts Database | SBERDO_2_RTS013 | SC50013 |  |  | SPVP013 - Redlands | SCE |  |  |  | 3.5 | 0.49 | 0 | 0.56 | 1 | 0.56 | Solar |  | 1 |  | SBERDO_2_RTS013
Oct 2016 IOU Contracts Database | ETIWND_2_RTS015 | SC50015 |  |  | SPVP015 - Fontana | SCE |  |  |  | 3 | 0.42 | 0 | 0.53 | 1 | 0.53 | Solar |  | 1 |  | ETIWND_2_RTS015
Oct 2016 IOU Contracts Database | SBERDO_2_RTS016 | SC50016 |  |  | SPVP016 - Redlands | SCE |  |  |  | 1.5 | 0.21 | 0 | 0.24 | 1 | 0.24 | Solar |  | 1 |  | SBERDO_2_RTS016
Oct 2016 IOU Contracts Database | ETIWND_2_RTS017 | SC50017 |  |  | SPVP017 - Fontana | SCE |  |  |  | 3.5 | 0.49 | 0 | 0.56 | 1 | 0.56 | Solar |  | 1 |  | ETIWND_2_RTS017
Oct 2016 IOU Contracts Database | ETIWND_2_RTS018 | SC50018 |  |  | SPVP018 - Fontana | SCE |  |  |  | 1.5 | 0.21 | 0 | 0.32 | 1 | 0.32 | Solar |  | 1 |  | ETIWND_2_RTS018
Oct 2016 IOU Contracts Database | SBERDO_2_REDLND | SC50022 |  |  | SPVP022 - Redlands | SCE |  |  |  | 2 | 0.28 | 0 | 0.36 | 1 | 0.36 | Solar |  | 1 |  | SBERDO_2_REDLND
Oct 2016 IOU Contracts Database | ETIWND_2_RTS023 | SC50023 |  |  | SPVP023 - Fontana | SCE |  |  |  | 2.5 | 0.35 | 0 | 0.45 | 1 | 0.45 | Solar |  | 1 |  | ETIWND_2_RTS023
Oct 2016 IOU Contracts Database | ETIWND_2_RTS026 | SC50026 |  |  | SPVP026 - Rialto | SCE |  |  |  | 6 | 0.84 | 0 | 0.97 | 1 | 0.97 | Solar |  | 1 |  | ETIWND_2_RTS026
Oct 2016 IOU Contracts Database | ETIWND_2_RTS027 | SC50027 |  |  | SPVP027 - Rialto | SCE |  |  |  | 2 | 0.28 | 0 | 0.34 | 1 | 0.34 | Solar |  | 1 |  | ETIWND_2_RTS027
Oct 2016 IOU Contracts Database | VISTA_2_RTS028 | SC50028 |  |  | SPVP028 - San Bernardino | SCE |  |  |  | 3.5 | 0.49 | 0 | 0.56 | 1 | 0.56 | Solar |  | 1 |  | VISTA_2_RTS028
Oct 2016 IOU Contracts Database | MIRLOM_2_RTS032 | SC50032 |  |  | SPVP032 - Ontario | SCE |  |  |  | 1.5 | 0.21 | 0 | 0.27 | 1 | 0.27 | Solar |  | 1 |  | MIRLOM_2_RTS032
Oct 2016 IOU Contracts Database | MIRLOM_2_RTS033 | SC50033 |  |  | SPVP033 - Ontario | SCE |  |  |  | 1 | 0.14 | 0 | 0.18 | 1 | 0.18 | Solar |  | 1 |  | MIRLOM_2_RTS033
Oct 2016 IOU Contracts Database | VESTAL_2_RTS042 | SC50042 |  |  | SPVP042 - Porterville | SCE |  |  |  | 5 | 0 | 0 | 0.9 | 1 | 0.9 | Solar |  | 1 |  | VESTAL_2_RTS042
Oct 2016 IOU Contracts Database | VALLEY_5_RTS044 | SC50044 |  |  | SPVP044 - Perris | SCE |  |  |  | 8 | 1.12 | 0 | 1.27 | 1 | 1.27 | Solar |  | 1 |  | VALLEY_5_RTS044
Oct 2016 IOU Contracts Database | SBERDO_2_RTS048 | SC50048 |  |  | SPVP048 - Redlands | SCE |  |  |  | 5 | 0 | 0 | 0.74 | 1 | 0.74 | Solar |  | 1 |  | SBERDO_2_RTS048
Oct 2016 IOU Contracts Database |  | SC55010 |  |  | Curtis, Edwin | SCE | [5 empty] | 0.0013 | 0 | 1 | 0 | Solar |  | 1 |  | #N/A
Oct 2016 IOU Contracts Database |  | SC55066 |  |  | SCAQMD Solar Port | SCE | [5 empty] | 0.073 | 0 | 1 | 0 | Solar |  | 1 |  | #N/A
Oct 2016 IOU Contracts Database | BLYTHE_1_SOLAR1 | SC55207 |  |  | NRG Solar Blythe LLC | SCE |  |  |  |  | 0 | 21 | 49.67 | 1 | 49.67 | Solar |  | 1 |  | BLYTHE_1_SOLAR1
Oct 2016 IOU Contracts Database | DSRTSN_2_SOLAR1 | SC55217 |  |  | Desert Sunlight 250, LLC | SCE |  |  |  | 156.9 | 42 | 250 | 571 | 1 | 571 | Solar |  | 1 |  | DSRTSN_2_SOLAR1
Oct 2016 IOU Contracts Database | DSRTSL_2_SOLAR1 | SC55218 |  |  | Desert Stateline | SCE |  |  |  | 148.1 | 41.47 | 300 | 673 | 1 | 673 | Solar |  | 1 |  | DSRTSL_2_SOLAR1
Oct 2016 IOU Contracts Database | GLDTWN_6_SOLAR | SC55240 |  |  | RE Rio Grande, LLC | SCE |  |  |  | 5 | 0.7 | 5 | 11.4 | 1 | 11.4 | Solar |  | 1 |  | GLDTWN_6_SOLAR
Oct 2016 IOU Contracts Database | RSMSLR_6_SOLAR2 | SC55247 |  |  | RE Rosamond Two, LLC | SCE |  |  |  | 20 | 2.8 | 20 | 47.3 | 1 | 47.3 | Solar |  | 1 |  | RSMSLR_6_SOLAR2
Oct 2016 IOU Contracts Database | VICTOR_1_SOLAR1 | SC55249 |  |  | RE Victor Phelan Solar One, LLC | SCE |  |  |  | 17.5 | 0 | 17.5 | 49.1 | 1 | 49.1 | Solar |  | 1 |  | VICTOR_1_SOLAR1
Oct 2016 IOU Contracts Database | GLOW_6_SOLAR | SC55252 |  |  | TA - High Desert LLC (Antelope) | SCE |  |  |  | 20 | 0 | 20 | 55.56 | 1 | 55.56 | Solar |  | 1 |  | GLOW_6_SOLAR
Oct 2016 IOU Contracts Database | CORONS_2_SOLAR | SC55277 |  |  | Temescal Canyon | SCE |  |  |  | 0.99 | 0 | 1.4993 | 1.5 | 1 | 1.5 | Solar |  | 1 |  | CORONS_2_SOLAR
Oct 2016 IOU Contracts Database | WAUKNA_1_SOLAR2 | SC55283 |  |  | CED Corcoran Solar 2, LLC | SCE |  |  |  | 19.75 | 2.77 | 19.75 | 39.62 | 1 | 39.62 | Solar |  | 1 |  | WAUKNA_1_SOLAR2
Oct 2016 IOU Contracts Database | PRIMM_2_SOLAR1 | SC55284 |  |  | Silver State Solar Power, LLC | SCE |  |  |  | 136.5 | 35 | 250 | 613.2 | 1 | 613.2 | Solar |  | 1 |  | PRIMM_2_SOLAR1
Oct 2016 IOU Contracts Database | LAMONT_1_SOLAR1 | SC55297 |  |  | Regulus Solar, LLC | SCE |  |  |  | 60 | 8.4 | 60 | 173.4 | 1 | 173.4 | Solar |  | 1 |  | LAMONT_1_SOLAR1
Oct 2016 IOU Contracts Database | ADOBEE_1_SOLAR | SC55298 |  |  | Adobe Solar, LLC | SCE |  |  |  | 20 | 2.8 | 20 | 53.5 | 1 | 53.5 | Solar |  | 1 |  | ADOBEE_1_SOLAR
Oct 2016 IOU Contracts Database | DELAMO_2_SOLRC1 | SC55369 |  |  | Golden Springs, LLC, (Building C1) | SCE |  |  |  | 1.16 | 0 | 1.1815 | 2.04 | 1 | 2.04 | Solar |  | 1 |  | DELAMO_2_SOLRC1
Oct 2016 IOU Contracts Database | DELAMO_2_SOLRD | SC55370 |  |  | Golden Springs, LLC, (Building D) | SCE |  |  |  | 1.25 | 0 | 1.2599 | 2.19 | 1 | 2.19 | Solar |  | 1 |  | DELAMO_2_SOLRD
Oct 2016 IOU Contracts Database | WALNUT_2_SOLAR | SC55371 |  |  | Industry Metrolink PV 1 | SCE |  |  |  | 1.5 | 0 | 1.5 | 2.85 | 1 | 2.85 | Solar |  | 1 |  | WALNUT_2_SOLAR
Oct 2016 IOU Contracts Database | CHINO_2_SASOLR | SC55394 |  |  | SS San Antonio West LLC (Chino South Building E) | SCE |  |  |  | 1.5 | 0 | 1.5 | 3 | 1 | 3 | Solar |  | 1 |  | CHINO_2_SASOLR
Oct 2016 IOU Contracts Database | LITLRK_6_SEPV01 | SC55396 |  |  | SEPV1, LLC | SCE |  |  |  | 2 | 0 | 2 | 4.96 | 1 | 4.96 | Solar |  | 1 |  | LITLRK_6_SEPV01
Oct 2016 IOU Contracts Database | DEVERS_1_SEPV05 | SC55397 |  |  | SEPV2, LLC | SCE |  |  |  | 2 | 0 | 2 | 4.58 | 1 | 4.58 | Solar |  | 1 |  | DEVERS_1_SEPV05
Oct 2016 IOU Contracts Database | BUCKWD_1_NPALM1 | SC55408 |  |  | North Palm Springs #1A | SCE |  |  |  | 2.4 | 0.34 | 2.3521 | 5.29 | 1 | 5.29 | Solar |  | 1 |  | BUCKWD_1_NPALM1
Oct 2016 IOU Contracts Database | GARNET_1_SOLAR | SC55411 |  |  | North Palm Springs #4A | SCE |  |  |  | 4 | 0 | 4.12 | 9.4 | 1 | 9.4 | Solar |  | 1 |  | GARNET_1_SOLAR
Oct 2016 IOU Contracts Database | SLSTR1_2_SOLAR1 | SC55412 |  |  | Solar Star California XIX, LLC (AVPV I) | SCE |  |  |  | 151.5 | 43.4 | 310 | 778.2484 | 1 | 778.2484 | Solar |  | 1 |  | SLSTR1_2_SOLAR1
Oct 2016 IOU Contracts Database | SLSTR2_2_SOLAR2 | SC55413 |  |  | Solar Star California XX, LLC (AVPV II) | SCE |  |  |  | 276 | 38.64 | 276 | 717.9969 | 1 | 717.9969 | Solar |  | 1 |  | SLSTR2_2_SOLAR2
Oct 2016 IOU Contracts Database | SLST13_2_SOLAR1 | SC55415 |  |  | Solar Star California XIII, LLC (Quinto) | SCE |  |  |  | 107.6 | 15.06 | 108 | 275 | 1 | 275 | Solar |  | 1 |  | SLST13_2_SOLAR1
Oct 2016 IOU Contracts Database |  | SC55434 |  |  | One Miracle Property, LLC | SCE | [5 empty] | 0.75 | 1.31 | 1 | 1.31 | Solar |  | 1 |  | #N/A
Oct 2016 IOU Contracts Database |  | SC55439 |  |  | Powhatan Solar Power Generation Station 1, LLC | SCE | [5 empty] | 1.496 | 4.42 | 1 | 4.42 | Solar |  | 1 |  | #N/A
Oct 2016 IOU Contracts Database |  | SC55440 |  |  | Otoe Solar Power Generation Station 1, LLC | SCE | [5 empty] | 1.496 | 3.58 | 1 | 3.58 | Solar |  | 1 |  | #N/A
Oct 2016 IOU Contracts Database |  | SC55442 |  |  | Navajo Solar Power Generation Station 1, LLC | SCE | [5 empty] | 1.496 | 4.44 | 1 | 4.44 | Solar |  | 1 |  | #N/A
Oct 2016 IOU Contracts Database | DELSUR_6_DRYFRB | SC55447 |  |  | Lancaster Dry Farm Ranch B, LLC | SCE |  |  |  | 5 | 0.7 | 5 | 13 | 1 | 13 | Solar |  | 1 |  | DELSUR_6_DRYFRB
Oct 2016 IOU Contracts Database | VICTOR_1_VDRYFA | SC55459 |  |  | Victor Dry Farm Ranch A, LLC | SCE |  |  |  | 5 | 0.7 | 5 | 10.29 | 1 | 10.29 | Solar |  | 1 |  | VICTOR_1_VDRYFA
Oct 2016 IOU Contracts Database | VICTOR_1_VDRYFB | SC55460 |  |  | Victor Dry Farm Ranch B, LLC | SCE |  |  |  | 5 | 0 | 5 | 10.29 | 1 | 10.29 | Solar |  | 1 |  | VICTOR_1_VDRYFB
Oct 2016 IOU Contracts Database | PLAINV_6_SOLARC | SC55463 |  |  | Central Antelope Dry Ranch C, LLC (A&R) | SCE |  |  |  | 20 | 0 | 20 | 41.23 | 1 | 41.23 | Solar |  | 1 |  | PLAINV_6_SOLARC
Oct 2016 IOU Contracts Database | PLAINV_6_NLRSR1 | SC55468 |  |  | North Lancaster Ranch, LLC (A&R) | SCE |  |  |  | 20 | 0 | 20 | 41.23 | 1 | 41.23 | Solar |  | 1 |  | PLAINV_6_NLRSR1
Oct 2016 IOU Contracts Database | PLAINV_6_SOLAR3 | SC55469 |  |  | Sierra Solar Greenworks, LLC (A&R) | SCE |  |  |  | 20 | 0 | 20 | 41.23 | 1 | 41.23 | Solar |  | 1 |  | PLAINV_6_SOLAR3
Oct 2016 IOU Contracts Database |  | SC55476 |  |  | American Solar Greenworks, LLC (A&R) | SCE | [5 empty] | 6.5 | 30.92 | 0.84 | 25.9728 | Solar |  | 1 |  | #N/A
Oct 2016 IOU Contracts Database | VICTOR_1_EXSLRA | SC55477 |  |  | Expressway Solar A | SCE |  |  |  | 2 | 0.28 | 2 | 5.11 | 1 | 5.11 | Solar |  | 1 |  | VICTOR_1_EXSLRA
Oct 2016 IOU Contracts Database | VICTOR_1_EXSLRB | SC55478 |  |  | Expressway Solar B | SCE |  |  |  | 2 | 0.28 | 2 | 5.11 | 1 | 5.11 | Solar |  | 1 |  | VICTOR_1_EXSLRB
Oct 2016 IOU Contracts Database | VESTAL_2_SOLAR1 | SC55485 |  |  | Nicolis, LLC (Weldon Solar) | SCE |  |  |  | 20 | 2.8 | 20 | 51.87 | 1 | 51.87 | Solar |  | 1 |  | VESTAL_2_SOLAR1
Oct 2016 IOU Contracts Database | GARNET_1_SOLAR2 | SC55488 |  |  | Garnet Solar Power Generation Station, 1 LLC | SCE |  |  |  | 4 | 0.56 | 4 | 9.41 | 1 | 9.41 | Solar |  | 1 |  | GARNET_1_SOLAR2
Oct 2016 IOU Contracts Database | VESTAL_2_SOLAR2 | SC55490 |  |  | Tropico, LLC (Great Lakes) | SCE |  |  |  | 14 | 1.96 | 14 | 36.31 | 1 | 36.31 | Solar |  | 1 |  | VESTAL_2_SOLAR2
Oct 2016 IOU Contracts Database | GLDTWN_6_COLUM3 | SC55493 |  |  | RE Columbia Three LLC | SCE |  |  |  | 10 | 1.4 | 10 | 24.9 | 1 | 24.9 | Solar |  | 1 |  | GLDTWN_6_COLUM3
Oct 2016 IOU Contracts Database | BLKCRK_2_SOLAR1 | SC55494 |  |  | McCoy Solar, LLC | SCE |  |  |  | 125 | 35 | 250 | 680 | 1 | 680 | Solar |  | 1 |  | BLKCRK_2_SOLAR1
Oct 2016 IOU Contracts Database |  | SC55496 |  |  | Industry Solar Power Generation Station 1, LLC | SCE | [5 empty] | 1.496 | 4.39 | 1 | 4.39 | Solar |  | 1 |  | #N/A
Oct 2016 IOU Contracts Database |  | SC55509 |  |  | Newberry Solar 1, LLC | SCE | [5 empty] | 1.492 | 3.38 | 1 | 3.38 | Solar |  | 1 |  | #N/A
Oct 2016 IOU Contracts Database |  | SC55510 |  |  | USFS San Dimas Technology and Development Center | SCE | [5 empty] | 0.25 | 0.2 | 1 | 0.2 | Solar |  | 1 |  | #N/A
Oct 2016 IOU Contracts Database | LITLRK_6_SOLAR4 | SC55512 |  |  | Little Rock - Pham Solar PV, LLC | SCE |  |  |  | 3 | 0.42 | 3 | 10.01 | 1 | 10.01 | Solar |  | 1 |  | LITLRK_6_SOLAR4
Oct 2016 IOU Contracts Database |  | SC55514 |  |  | Neenach Solar 1B South, LLC | SCE | [5 empty] | 1.5 | 4.83 | 0.84 | 4.0572 | Solar |  | 1 |  | #N/A
Oct 2016 IOU Contracts Database |  | SC55517 |  |  | L-8 Solar Project, LLC | SCE | [5 empty] | 1.5 | 3.2 | 1 | 3.2 | Solar |  | 1 |  | #N/A
Oct 2016 IOU Contracts Database |  | SC55518 |  |  | Heliocentric, LLC | SCE | [5 empty] | 1.5 | 3.2 | 1 | 3.2 | Solar |  | 1 |  | #N/A
Oct 2016 IOU Contracts Database |  | SC55520 |  |  | Treen Solar 1, LLC | SCE | [5 empty] | 1 | 3.07 | 1 | 3.07 | Solar |  | 1 |  | #N/A
Oct 2016 IOU Contracts Database |  | SC55521 |  |  | Treen Solar 2, LLC | SCE | [5 empty] | 1 | 3.07 | 1 | 3.07 | Solar |  | 1 |  | #N/A
Oct 2016 IOU Contracts Database |  | SC55522 |  |  | Annie Power, LLC | SCE | [5 empty] | 1.5 | 4.6 | 1 | 4.6 | Solar |  | 1 |  | #N/A
Oct 2016 IOU Contracts Database |  | SC55523 |  |  | JRam Solar 1, LLC | SCE | [5 empty] | 1.5 | 4.6 | 1 | 4.6 | Solar |  | 1 |  | #N/A
Oct 2016 IOU Contracts Database |  | SC55524 |  |  | JRam Solar 2, LLC | SCE | [5 empty] | 1.5 | 4.6 | 1 | 4.6 | Solar |  | 1 |  | #N/A
Oct 2016 IOU Contracts Database |  | SC55525 |  |  | JRam Solar 3, LLC | SCE | [5 empty] | 1 | 3.07 | 1 | 3.07 | Solar |  | 1 |  | #N/A
Oct 2016 IOU Contracts Database |  | SC55536 |  |  | Sandra Energy, LLC | SCE | [5 empty] | 1.5 | 4.6 | 1 | 4.6 | Solar |  | 1 |  | #N/A
Oct 2016 IOU Contracts Database |  | SC55539 |  |  | Dreamer Solar, LLC | SCE | [5 empty] | 1.5 | 4.6 | 1 | 4.6 | Solar |  | 1 |  | #N/A
Oct 2016 IOU Contracts Database |  | SC55541 |  |  | Drew Energy, LLC | SCE | [5 empty] | 1 | 3.07 | 1 | 3.07 | Solar |  | 1 |  | #N/A
Oct 2016 IOU Contracts Database |  | SC55549 |  |  | Voyager Solar 1, LLC | SCE | [5 empty] | 1.5 | 4.6 | 1 | 4.6 | Solar |  | 1 |  | #N/A
Oct 2016 IOU Contracts Database |  | SC55550 |  |  | Voyager Solar 2, LLC | SCE | [5 empty] | 1.5 | 4.6 | 1 | 4.6 | Solar |  | 1 |  | #N/A
Oct 2016 IOU Contracts Database |  | SC55551 |  |  | Voyager Solar 3, LLC | SCE | [5 empty] | 1 | 3.07 | 1 | 3.07 | Solar |  | 1 |  | #N/A
Oct 2016 IOU Contracts Database |  | SC55559 |  |  | Becca Solar, LLC | SCE | [5 empty] | 1.5 | 4.6 | 1 | 4.6 | Solar |  | 1 |  | #N/A
Oct 2016 IOU Contracts Database |  | SC55560 |  |  | Toro Power 1, LLC | SCE | [5 empty] | 1.5 | 4.6 | 1 | 4.6 | Solar |  | 1 |  | #N/A
Oct 2016 IOU Contracts Database |  | SC55561 |  |  | Toro Power 2, LLC | SCE | [5 empty] | 0.5 | 1.53 | 1 | 1.53 | Solar |  | 1 |  | #N/A
Oct 2016 IOU Contracts Database |  | SC55562 |  |  | Radiance Solar 5 LLC | SCE | [5 empty] | 1.5 | 3.86 | 1 | 3.86 | Solar |  | 1 |  | #N/A
Oct 2016 IOU Contracts Database |  | SC55563 |  |  | Radiance Solar 4 LLC | SCE | [5 empty] | 1.5 | 3.86 | 1 | 3.86 | Solar |  | 1 |  | #N/A
Oct 2016 IOU Contracts Database | DEVERS_1_SOLAR1 | SC55568 |  |  | Highlander Solar 1 (f/k/a SEPV8) | SCE |  |  |  | 12 | 0 | 12 | 33.06 | 1 | 33.06 | Solar |  | 1 |  | DEVERS_1_SOLAR1
Oct 2016 IOU Contracts Database | DEVERS_1_SOLAR2 | SC55569 |  |  | Highlander Solar 2 (f/k/a SEPV9) | SCE |  |  |  | 9 | 0 | 9 | 24.82 | 1 | 24.82 | Solar |  | 1 |  | DEVERS_1_SOLAR2
Oct 2016 IOU Contracts Database |  | SC55570 |  |  | Summer Solar C2, LLC | SCE | [5 empty] | 1.5 | 3.87 | 1 | 3.87 | Solar |  | 1 |  | #N/A
Oct 2016 IOU Contracts Database |  | SC55571 |  |  | Summer Solar D2, LLC | SCE | [5 empty] | 1 | 2.31 | 1 | 2.31 | Solar |  | 1 |  | #N/A
Oct 2016 IOU Contracts Database |  | SC55572 |  |  | Summer Solar A2, LLC | SCE | [5 empty] | 1.5 | 3.87 | 1 | 3.87 | Solar |  | 1 |  | #N/A
Oct 2016 IOU Contracts Database |  | SC55573 |  |  | Summer Solar B2, LLC | SCE | [5 empty] | 1.5 | 3.87 | 1 | 3.87 | Solar |  | 1 |  | #N/A
Oct 2016 IOU Contracts Database |  | SC55574 |  |  | Rodeo Solar C2, LLC | SCE | [5 empty] | 1.5 | 3.97 | 1 | 3.97 | Solar |  | 1 |  | #N/A
Oct 2016 IOU Contracts Database |  | SC55578 |  |  | Rodeo Solar D2, LLC | SCE | [5 empty] | 1.5 | 3.97 | 1 | 3.97 | Solar |  | 1 |  | #N/A
Oct 2016 IOU Contracts Database |  | SC55585 |  |  | Expressway Solar C2, LLC | SCE | [5 empty] | 1.5 | 3.97 | 1 | 3.97 | Solar |  | 1 |  | #N/A
Oct 2016 IOU Contracts Database |  | SC55587 |  |  | Tulare PV1, LLC (Exeter 1) | SCE | [5 empty] | 1 | 2.02 | 1 | 2.02 | Solar |  | 1 |  | #N/A
Oct 2016 IOU Contracts Database |  | SC55588 |  |  | Tulare PV1, LLC (Exeter 2) | SCE | [5 empty] | 1 | 2.02 | 1 | 2.02 | Solar |  | 1 |  | VALLEY_5_SOLAR1
Oct 2016 IOU Contracts Database |  | SC55589 |  |  | Tulare PV1, LLC (Exeter 3) | SCE | [5 empty] | 1.5 | 3.02 | 1 | 3.02 | Solar |  | 1 |  | #N/A
Oct 2016 IOU Contracts Database |  | SC55590 |  |  | Tulare PV1, LLC (Lindsay 1) | SCE | [5 empty] | 1.5 | 3.02 | 1 | 3.02 | Solar |  | 1 |  | #N/A
Oct 2016 IOU Contracts Database |  | SC55591 |  |  | Tulare PV1, LLC (Lindsay 3) | SCE | [5 empty] | 1.5 | 3.02 | 1 | 3.02 | Solar |  | 1 |  | #N/A
Oct 2016 IOU Contracts Database |  | SC55592 |  |  | Tulare PV1, LLC (Lindsay 4) | SCE | [5 empty] | 1 | 2.02 | 1 | 2.02 | Solar |  | 1 |  | #N/A
Oct 2016 IOU Contracts Database |  | SC55597 |  |  | Tulare PV1, LLC (Ivanhoe 1) | SCE | [5 empty] | 1.5 | 3.02 | 1 | 3.02 | Solar |  | 1 |  | #N/A
Oct 2016 IOU Contracts Database |  | SC55598 |  |  | Tulare PV1, LLC (Ivanhoe 2) | SCE | [5 empty] | 0.5 | 1.01 | 1 | 1.01 | Solar |  | 1 |  | #N/A
Oct 2016 IOU Contracts Database |  | SC55599 |  |  | Tulare PV1, LLC (Ivanhoe 3) | SCE | [5 empty] | 1.5 | 3.02 | 1 | 3.02 | Solar |  | 1 |  | #N/A
Oct 2016 IOU Contracts Database |  | SC55600 |  |  | Tulare PV1, LLC (Porterville 1) | SCE | [5 empty] | 1 | 2.02 | 1 | 2.02 | Solar |  | 1 |  | #N/A
Oct 2016 IOU Contracts Database |  | SC55601 |  |  | Tulare PV1, LLC (Porterville 2) | SCE | [5 empty] | 1 | 2.02 | 1 | 2.02 | Solar |  | 1 |  | #N/A
Oct 2016 IOU Contracts Database |  | SC55602 |  |  | Tulare PV1, LLC (Porterville 5) | SCE | [5 empty] | 1.5 | 3.02 | 1 | 3.02 | Solar |  | 1 |  | #N/A
Oct 2016 IOU Contracts Database |  | SC55603 |  |  | Sequoia PV1, LLC (Tulare 1) | SCE | [5 empty] | 1.5 | 3.02 | 1 | 3.02 | Solar |  | 1 |  | #N/A
Oct 2016 IOU Contracts Database |  | SC55604 |  |  | Sequoia PV1, LLC (Tulare 2) | SCE | [5 empty] | 1.5 | 3.02 | 1 | 3.02 | Solar |  | 1 |  | #N/A
Oct 2016 IOU Contracts Database |  | SC55605 |  |  | Kettering 1 (f/k/a Ever CT Solar Farm, LLC - Site 1A) | SCE | [5 empty] | 1 | 2 | 1 | 2 | Solar |  | 1 |  | #N/A
Oct 2016 IOU Contracts Database |  | SC55606 |  |  | Kettering 2 (f/k/a Ever CT Solar Farm, LLC - Site 1B) | SCE | [5 empty] | 1 | 2 | 1 | 2 | Solar |  | 1 |  | #N/A
Oct 2016 IOU Contracts Database |  | SC55607 |  |  | Division 1 (f/k/a Ever CT Solar Farm, LLC - Site 2A) | SCE | [5 empty] | 1.5 | 3.06 | 1 | 3.06 | Solar |  | 1 |  | #N/A
Oct 2016 IOU Contracts Database |  | SC55609 |  |  | Division 2 (f/k/a Ever CT Solar Farm, LLC - Site 2B) | SCE | [5 empty] | 1 | 2.04 | 1 | 2.04 | Solar |  | 1 |  | #N/A
Oct 2016 IOU Contracts Database |  | SC55610 |  |  | Division 3 (f/k/a Ever CT Solar Farm, LLC - Site 2C) | SCE | [5 empty] | 1 | 2.04 | 1 | 2.04 | Solar |  | 1 |  | #N/A
Oct 2016 IOU Contracts Database |  | SC55617 |  |  | Diamond Valley Solar, LLC | SCE | [5 empty] | 1.25 | 2.69 | 1 | 2.69 | Solar |  | 1 |  | PADUA_2_SOLAR1
Oct 2016 IOU Contracts Database |  | SC55618 |  |  | Marinos Ventures, LLC | SCE | [5 empty] | 0.2832 | 0.68 | 1 | 0.68 | Solar |  | 1 |  | #N/A
Oct 2016 IOU Contracts Database |  | SC55619 |  |  | Sequoia PV1, LLC (Farmersville 1) | SCE | [5 empty] | 1.5 | 3.02 | 1 | 3.02 | Solar |  | 1 |  | #N/A
Oct 2016 IOU Contracts Database |  | SC55620 |  |  | Sequoia PV1, LLC (Farmersville 2) | SCE | [5 empty] | 1.5 | 3.02 | 1 | 3.02 | Solar |  | 1 |  | #N/A
Oct 2016 IOU Contracts Database | VICTOR_1_LVSLR1 | SC55621 |  |  | Lone Valley Solar Park I, LLC (f/k/a Agincourt) | SCE |  |  |  | 10 | 0 | 10 | 26.52 | 1 | 26.52 | Solar |  | 1 |  | VICTOR_1_LVSLR1
Oct 2016 IOU Contracts Database | VICTOR_1_LVSLR2 | SC55622 |  |  | Lone Valley Solar Park II, LLC (f/k/a Marathon) | SCE |  |  |  | 20 | 0 | 20 | 53.9 | 1 | 53.9 | Solar |  | 1 |  | VICTOR_1_LVSLR2
Oct 2016 IOU Contracts Database |  | SC55625 |  |  | US Topco Energy, Inc. (Soccer Center) | SCE | [5 empty] | 3 | 7.07 | 0.84 | 5.9388 | Solar |  | 1 |  | OASIS_6_SOLAR3
Oct 2016 IOU Contracts Database | ARVINN_6_ORION2 | SC55626 |  |  | Orion Solar II, LLC | SCE |  |  |  | 8 | 1.12 | 8 | 21.65 | 1 | 21.65 | Solar |  | 1 |  | ARVINN_6_ORION2
Oct 2016 IOU Contracts Database | TWISSL_6_SOLAR1 | SC55627 |  |  | Coronal Lost Hills, LLC | SCE |  |  |  | 20 | 2.8 | 20 | 52.38 | 1 | 52.38 | Solar |  | 1 |  | TWISSL_6_SOLAR1
Oct 2016 IOU Contracts Database | VEGA_6_SOLAR1 | SC55628 |  |  | Vega Solar, LLC | SCE |  |  |  | 20 | 0 | 20 | 50.25 | 1 | 50.25 | Solar |  | 1 |  | VEGA_6_SOLAR1
Oct 2016 IOU Contracts Database | LITLRK_6_SOLAR2 | SC55629 |  |  | FTS Master Tenant 2, LLC (SEPV18) | SCE |  |  |  | 2 | 0.28 | 2 | 6.4672 | 1 | 6.4672 | Solar |  | 1 |  | LITLRK_6_SOLAR2
Oct 2016 IOU Contracts Database | ADMEST_6_SOLAR | SC55630 |  |  | RE Adams East | SCE |  |  |  | 19 | 0 | 19 | 47.39 | 1 | 47.39 | Solar |  | 1 |  | ADMEST_6_SOLAR
Oct 2016 IOU Contracts Database |  | SC55631 |  |  | Sequoia PV1, LLC (Farmersville 3) | SCE | [5 empty] | 1.5 | 3.02 | 1 | 3.02 | Solar |  | 1 |  | #N/A
Oct 2016 IOU Contracts Database |  | SC55645 |  |  | Sequoia PV3 LLC (Porterville 6) | SCE | [5 empty] | 1.5 | 3.02 | 1 | 3.02 | Solar |  | 1 |  | #N/A
Oct 2016 IOU Contracts Database |  | SC55646 |  |  | Sequoia PV3 LLC (Porterville 7) | SCE | [5 empty] | 1.5 | 3.02 | 1 | 3.02 | Solar |  | 1 |  | #N/A
Oct 2016 IOU Contracts Database |  | SC55649 |  |  | SunE W12DG-C, LLC | SCE | [5 empty] | 0.999 | 1.95 | 1 | 1.95 | Solar |  | 1 |  | #N/A
Oct 2016 IOU Contracts Database | VICTOR_1_SLRHES | SC55650 |  |  | DG Solar Lessee, LLC (Hesperia) | SCE |  |  |  | 1.5 | 0 | 1.5 | 3.3 | 1 | 3.3 | Solar |  | 1 |  | VICTOR_1_SLRHES
Oct 2016 IOU Contracts Database | ETIWND_2_CHMPNE | SC55652 |  |  | California PV Energy, LLC (Champagne Ave) | SCE |  |  |  | 1 | 0 | 1.3 | 2.06 | 1 | 2.06 | Solar |  | 1 |  | ETIWND_2_CHMPNE
Oct 2016 IOU Contracts Database | CHINO_2_JURUPA | SC55653 |  |  | California PV Energy, LLC (Jurupa Ave) | SCE |  |  |  | 1.5 | 0 | 2 | 3.13 | 1 | 3.13 | Solar |  | 1 |  | CHINO_2_JURUPA
Oct 2016 IOU Contracts Database |  | SC55656 |  |  | DG Solar Lessee, LLC (Snowline-Duncan Road North) | SCE | [5 empty] | 1.5 | 4.06 | 1 | 4.06 | Solar |  | 1 |  | #N/A
Oct 2016 IOU Contracts Database |  | SC55657 |  |  | DG Solar Lessee, LLC (Snowline-Duncan Road South) | SCE | [5 empty] | 1 | 2.74 | 1 | 2.74 | Solar |  | 1 |  | #N/A
Oct 2016 IOU Contracts Database |  | SC55660 |  |  | Victor Mesa Linda C2 LLC | SCE | [5 empty] | 1.5 | 3.97 | 1 | 3.97 | Solar |  | 1 |  | #N/A
Oct 2016 IOU Contracts Database |  | SC55661 |  |  | Victor Mesa Linda D2 LLC | SCE | [5 empty] | 1.5 | 3.97 | 1 | 3.97 | Solar |  | 1 |  | #N/A
Oct 2016 IOU Contracts Database |  | SC55662 |  |  | Victor Mesa Linda E2 LLC | SCE | [5 empty] | 1.5 | 3.97 | 1 | 3.97 | Solar |  | 1 |  | #N/A
Oct 2016 IOU Contracts Database |  | SC55667 |  |  | Sequoia PV2, LLC (Hanford 1) | SCE | [5 empty] | 1.5 | 3.02 | 1 | 3.02 | Solar |  | 1 |  | #N/A
Oct 2016 IOU Contracts Database |  | SC55668 |  |  | Sequoia PV2, LLC (Hanford 2) | SCE | [5 empty] | 1.5 | 3.02 | 1 | 3.02 | Solar |  | 1 |  | #N/A
Oct 2016 IOU Contracts Database |  | SC55674 |  |  | Coronus Joshua Tree East 5 LLC | SCE | [5 empty] | 1.5 | 3.6 | 0.84 | 3.024 | Solar |  | 1 |  | #N/A
Oct 2016 IOU Contracts Database |  | SC55675 |  |  | Desert Hot Springs 1 | SCE | [5 empty] | 1 | 2.57 | 1 | 2.57 | Solar |  | 1 |  | #N/A
Oct 2016 IOU Contracts Database | DEVERS_2_DHSPG2 | SC55676 |  |  | Desert Hot Springs 2 | SCE | [5 empty] | 1.5 | 3.72 | 1 | 3.72 | Solar |  | 1 | 1 | DEVERS_2_DHSPG2
Oct 2016 IOU Contracts Database |  | SC55688 |  |  | Gales A West | SCE | [5 empty] | 1.5 | 3.24 | 0.84 | 2.7216 | Solar |  | 1 |  | #N/A
Oct 2016 IOU Contracts Database |  | SC55689 |  |  | Gales B East | SCE | [5 empty] | 1.5 | 3.24 | 0.84 | 2.7216 | Solar |  | 1 |  | #N/A
Oct 2016 IOU Contracts Database |  | SC55690 |  |  | DG Solar Lessee, LLC (Snowline-White Road North) | SCE | [5 empty] | 1.5 | 4.14 | 1 | 4.14 | Solar |  | 1 |  | #N/A
Oct 2016 IOU Contracts Database |  | SC55691 |  |  | DG Solar Lessee, LLC (Snowline-White Road Central) | SCE | [5 empty] | 1.5 | 4.14 | 1 | 4.14 | Solar |  | 1 |  | #N/A
Oct 2016 IOU Contracts Database |  | SC55692 |  |  | Mitchell Solar, LLC | SCE | [5 empty] | 1.5 | 4.6 | 1 | 4.6 | Solar |  | 1 |  | #N/A
Oct 2016 IOU Contracts Database |  | SC55693 |  |  | Rudy Solar, LLC | SCE | [5 empty] | 1.5 | 4.6 | 1 | 4.6 | Solar |  | 1 |  | #N/A
Oct 2016 IOU Contracts Database |  | SC55694 |  |  | Madelyn Solar, LLC | SCE | [5 empty] | 1.5 | 4.6 | 1 | 4.6 | Solar |  | 1 |  | #N/A
Oct 2016 IOU Contracts Database |  | SC55695 |  |  | DG Solar Lessee, LLC (Snowline-White Road South) | SCE | [5 empty] | 1.5 | 4.14 | 1 | 4.14 | Solar |  | 1 |  | #N/A
Oct 2016 IOU Contracts Database |  | SC55700 |  |  | Adelanto West 1 | SCE | [5 empty] | 1.5 | 3.6 | 1 | 3.6 | Solar |  | 1 |  | #N/A
Oct 2016 IOU Contracts Database |  | SC55701 |  |  | Adelanto West 2 | SCE | [5 empty] | 1.5 | 3.6 | 1 | 3.6 | Solar |  | 1 |  | #N/A
Oct 2016 IOU Contracts Database |  | SC55702 |  |  | Venable #1 North | SCE | [5 empty] | 1.5 | 3.41 | 0.84 | 2.8644 | Solar |  | 1 |  | #N/A
Oct 2016 IOU Contracts Database |  | SC55703 |  |  | Venable #2 South | SCE | [5 empty] | 1.5 | 3.41 | 0.84 | 2.8644 | Solar |  | 1 |  | #N/A
Oct 2016 IOU Contracts Database |  | SC55715 |  |  | Lancaster Solar 1 | SCE | [5 empty] | 1.5 | 4.73 | 1 | 4.73 | Solar |  | 1 |  | #N/A
Oct 2016 IOU Contracts Database |  | SC55716 |  |  | Lancaster Solar 2 | SCE | [5 empty] | 1.5 | 4.73 | 1 | 4.73 | Solar |  | 1 |  | #N/A
Oct 2016 IOU Contracts Database | OASIS_6_SOLAR1 | SC55740 |  |  | Morgan Lancaster I, LLC | SCE |  |  |  | 1.5 | 0 | 1.5 | 4.73 | 1 | 4.73 | Solar |  | 1 |  | OASIS_6_SOLAR1
Oct 2016 IOU Contracts Database |  | SC55744 |  |  | PVNavitator, LLC | SCE | [5 empty] | 3 | 6 | 0.84 | 5.04 | Solar |  | 1 |  | #N/A
Oct 2016 IOU Contracts Database | PMDLET_6_SOLAR1 | SC55745 |  |  | SEPV Palmdale East, LLC | SCE |  |  |  | 10 | 1.4 | 10 | 27 | 1 | 27 | Solar |  | 1 |  | PMDLET_6_SOLAR1
Oct 2016 IOU Contracts Database | ROSMND_6_SOLAR | SC55748 |  |  | Lancaster WAD B, LLC | SCE |  |  |  | 3 | 0.42 | 3 | 8.98 | 1 | 8.98 | Solar |  | 1 |  | ROSMND_6_SOLAR
Oct 2016 IOU Contracts Database | PMPJCK_1_SOLAR1 | SC55753 |  |  | Pumpjack Solar I, LLC | SCE |  |  |  | 20 | 2.8 | 20 | 54.43 | 1 | 54.43 | Solar |  | 1 |  | PMPJCK_1_SOLAR1
Oct 2016 IOU Contracts Database | CATLNA_2_SOLAR2 | SC55755 |  |  | Catalina Solar 2, LLC | SCE |  |  |  | 18 | 2.52 | 17.986 | 55.69 | 1 | 55.69 | Solar |  | 1 |  | CATLNA_2_SOLAR2
Oct 2016 IOU Contracts Database | MNDOTA_1_SOLAR2 | SC55756 |  |  | Citizen Solar B, LLC | SCE |  |  |  | 5 | 0 | 5 | 11 | 1 | 11 | Solar |  | 1 |  | MNDOTA_1_SOLAR2
Oct 2016 IOU Contracts Database | WLDWD_1_SOLAR1 | SC55757 |  |  | Wildwood Solar I, LLC | SCE |  |  |  | 20 | 2.8 | 20 | 54.17 | 1 | 54.17 | Solar |  | 1 |  | WLDWD_1_SOLAR1
Oct 2016 IOU Contracts Database | VICTOR_1_SOLAR4 | SC55758 |  |  | Adelanto Solar, LLC | SCE |  |  |  | 20 | 0 | 20 | 61.84 | 1 | 61.84 | Solar |  | 1 |  | VICTOR_1_SOLAR4
Oct 2016 IOU Contracts Database | LAMONT_1_SOLAR5 | SC55759 |  |  | 67RK 8ME, LLC | SCE |  |  |  | 16.66 | 2.33 | 16.66 | 47.89 | 1 | 47.89 | Solar |  | 1 |  | LAMONT_1_SOLAR5
Oct 2016 IOU Contracts Database | LITLRK_6_SOLAR1 | SC55767 |  |  | Lancaster Little Rock C LLC | SCE |  |  |  | 5 | 0.7 | 5 | 11 | 1 | 11 | Solar |  | 1 |  | LITLRK_6_SOLAR1
Oct 2016 IOU Contracts Database |  | SC55772 |  |  | Maricopa East Solar PV2, LLC | SCE | [5 empty] | 18 | 46.76 | 0.84 | 39.2784 | Solar |  | 1 |  | #N/A
Oct 2016 IOU Contracts Database | OASIS_6_SOLAR2 | SC55774 |  |  | NRG Solar Oasis LLC | SCE |  |  |  |  | 2.8 | 20 | 63.41 | 1 | 63.41 | Solar |  | 1 |  | OASIS_6_SOLAR2
Oct 2016 IOU Contracts Database | ATWEL2_1_SOLAR1 | SC55777 |  |  | CED Atwell Island West, LLC | SCE |  |  |  | 20 | 2.8 | 20 | 49.4 | 1 | 49.4 | Solar |  | 1 |  | ATWEL2_1_SOLAR1
Oct 2016 IOU Contracts Database | MOJAVW_2_SOLAR | SC55778 |  |  | SEPV Mojave West, LLC | SCE |  |  |  | 20 | 2.8 | 20 | 59.25 | 1 | 59.25 | Solar |  | 1 |  | MOJAVW_2_SOLAR
Oct 2016 IOU Contracts Database | ADERA_1_SOLAR1 | SC55781 |  |  | Adera Solar | SCE |  |  |  | 20 | 0 | 20 | 43.99 | 1 | 43.99 | Solar |  | 1 |  | ADERA_1_SOLAR1
Oct 2016 IOU Contracts Database |  | SC55785 |  |  | Park Meridian 1 | SCE | [5 empty] | 1.49 | 3.05 | 1 | 3.05 | Solar |  | 1 |  | #N/A
Oct 2016 IOU Contracts Database |  | SC55786 |  |  | Terra Francesco 1 | SCE | [5 empty] | 1.49 | 2.99 | 1 | 2.99 | Solar |  | 1 |  | CHINO_2_SOLAR2
Oct 2016 IOU Contracts Database | PADUA_2_SOLAR1 | SC55787 |  |  | Rancho Cucamonga Distribution Center 1 | SCE |  |  |  | 1.75 | 0 | 1.75 | 3.44 | 1 | 3.44 | Solar |  | 1 |  | PADUA_2_SOLAR1
Oct 2016 IOU Contracts Database |  | SC55788 |  |  | Lancaster Solar 1 | SCE | [5 empty] | 3.75 | 10.41 | 0.84 | 8.7444 | Solar |  | 1 |  | REDMAN_2_SOLAR
Oct 2016 IOU Contracts Database |  | SC55789 |  |  | SunE - Mira Loma | SCE | [5 empty] | 0.5 | 1.1 | 0.84 | 0.924 | Solar |  | 1 |  | #N/A
Oct 2016 IOU Contracts Database |  | SC55790 |  |  | SunE - Dupont Ontario | SCE | [5 empty] | 0.5 | 1.09 | 0.84 | 0.9156 | Solar |  | 1 |  | #N/A
Oct 2016 IOU Contracts Database | ETIWND_2_SOLAR2 | SC55791 |  |  | SunE - Rochester | SCE |  |  |  | 1 | 0 | 1 | 1.93 | 1 | 1.93 | Solar |  | 1 |  | ETIWND_2_SOLAR2
Oct 2016 IOU Contracts Database |  | SC55794 |  |  | SunE - Redlands | SCE | [5 empty] | 1.5 | 3.11 | 0.84 | 2.6124 | Solar |  | 1 |  | #N/A
Oct 2016 IOU Contracts Database |  | SC55795 |  |  | SunE - E Philadelphia Ontario | SCE | [5 empty] | 1 | 2.09 | 0.84 | 1.7556 | Solar |  | 1 |  | #N/A
Oct 2016 IOU Contracts Database | CENTER_2_SOLAR1 | SC55796 |  |  | SunE - Pico Rivera | SCE |  |  |  | 0.9 | 0 | 0.9 | 1.82 | 1 | 1.82 | Solar |  | 1 |  | CENTER_2_SOLAR1
Oct 2016 IOU Contracts Database | DELAMO_2_SOLAR1 | SC55799 |  |  | Golden Springs Bldg H | SCE |  |  |  | 1.5 | 0.21 | 1.5 | 2.81 | 1 | 2.81 | Solar |  | 1 |  | DELAMO_2_SOLAR1
Oct 2016 IOU Contracts Database | DELAMO_2_SOLAR2 | SC55800 |  |  | Golden Springs Bldg M | SCE |  |  |  | 1.75 | 0.25 | 1.75 | 3.38 | 1 | 3.38 | Solar |  | 1 |  | DELAMO_2_SOLAR2
Oct 2016 IOU Contracts Database | VICTOR_1_SOLAR3 | SC55801 |  |  | Adelanto Solar 2 | SCE |  |  |  | 7 | 0.98 | 7 | 19.86 | 1 | 19.86 | Solar |  | 1 |  | VICTOR_1_SOLAR3
Oct 2016 IOU Contracts Database | COPMT4_2_SOLAR4 | SC55804 |  |  | Copper Mountain Solar 4, LLC | SCE |  |  |  | 92 | 12.88 | 93.6 | 258 | 1 | 258 | Solar |  | 1 |  | COPMT4_2_SOLAR4
Oct 2016 IOU Contracts Database |  | SC55805 |  |  | 88FT 8ME LLC (Mount Signal II) | SCE | [5 empty] | 153.52 | 421.1982 | 0.84 | 353.8065 | Solar |  | 1 |  | 88FT_8ME_LLC__Mount_Signal_II_
Oct 2016 IOU Contracts Database |  | SC55808 |  |  | 93LF 8ME LLC (Mount Signal V) | SCE | [5 empty] | 252.32 | 691.5969 | 0.84 | 580.9414 | Solar |  | 1 |  | #N/A
Oct 2016 IOU Contracts Database | LOTUS_6_LSFSR1 | SC55810 |  |  | 41MB 8ME LLC | SCE | [5 empty] | 51.3 | 130.6991 | 0.84 | 109.7873 | Solar |  | 1 | 1 | 41MB_8ME_LLC
Oct 2016 IOU Contracts Database |  | SC55813 |  |  | Tribal Solar, LLC | SCE | [5 empty] | 328 | 898.3801 | 0.84 | 754.6393 | Solar |  | 1 |  | #N/A
Oct 2016 IOU Contracts Database |  | SC55816 |  |  | Panoche Valley Solar, LLC | SCE | [5 empty] | 246.713 | 698.075 | 0.84 | 586.383 | Solar |  | 1 |  | #N/A
Oct 2016 IOU Contracts Database | TORTLA_1_SOLAR | SC55822 |  |  | Longboat Solar, LLC | SCE |  |  |  | 20 | 2.8 | 20 | 64.232 | 1 | 64.232 | Solar |  | 1 |  | TORTLA_1_SOLAR
Oct 2016 IOU Contracts Database | SKERN_6_SOLAR2 | SC55823 |  |  | Algonquin SKIC 10 Solar, LLC | SCE |  |  |  | 10 | 1.4 | 10 | 25.9735 | 1 | 25.9735 | Solar |  | 1 |  | SKERN_6_SOLAR2
Oct 2016 IOU Contracts Database | GLDFGR_6_SOLAR1 | SC55826 |  |  | Portal Ridge Solar B, LLC | SCE |  |  |  | 20 | 2.8 | 20 | 47.62 | 1 | 47.62 | Solar |  | 1 |  | GLDFGR_6_SOLAR1
Oct 2016 IOU Contracts Database | PMPJCK_1_SOLAR2 | SC55827 |  |  | Rio Bravo Solar I, LLC | SCE |  |  |  | 20 | 2.8 | 20 | 55.7876 | 1 | 55.7876 | Solar |  | 1 |  | PMPJCK_1_SOLAR2
Oct 2016 IOU Contracts Database | PMPJCK_1_RB2SLR | SC55828 |  |  | Rio Bravo Solar II, LLC | SCE |  |  |  | 20 | 2.8 | 20 | 55.7876 | 1 | 55.7876 | Solar |  | 1 |  | PMPJCK_1_RB2SLR
Oct 2016 IOU Contracts Database | WLDWD_1_SOLAR2 | SC55829 |  |  | Wildwood Solar II, LLC | SCE |  |  |  | 15 | 2.1 | 15 | 44.2657 | 1 | 44.2657 | Solar |  | 1 |  | WLDWD_1_SOLAR2
Oct 2016 IOU Contracts Database |  | SC55831 |  |  | San Jacinto Solar 14.5, LLC | SCE | [5 empty] | 14.5 | 36.16 | 0.84 | 30.3744 | Solar |  | 1 |  | #N/A
Oct 2016 IOU Contracts Database |  | SC55832 |  |  | San Jacinto Solar 5.5, LLC | SCE | [5 empty] | 5.5 | 13.72 | 0.84 | 11.5248 | Solar |  | 1 |  | #N/A
Oct 2016 IOU Contracts Database |  | SC55833 |  |  | Jacumba Solar, LLC | SCE | [5 empty] | 20 | 51.01 | 0.84 | 42.8484 | Solar |  | 1 |  | JACMSR_1_JACSR1
Oct 2016 IOU Contracts Database | GARLND_2_GASLRA | SC55834 |  |  | RE Garland A, LLC | SCE |  |  |  | 20 | 2.8 | 20 | 61.71 | 1 | 61.71 | Solar |  | 1 |  | GARLND_2_GASLRA
Oct 2016 IOU Contracts Database | CEDUCR_2_SOLAR1 | SC55835 |  |  | SR Solis Vestal Almond, LLC | SCE |  |  |  | 20 | 0 | 20 | 52.09 | 1 | 52.09 | Solar |  | 1 |  | CEDUCR_2_SOLAR1
Oct 2016 IOU Contracts Database | CEDUCR_2_SOLAR2 | SC55836 |  |  | SR Solis Vestal Herder, LLC | SCE |  |  |  | 20 | 0 | 20 | 52.09 | 1 | 52.09 | Solar |  | 1 |  | CEDUCR_2_SOLAR2
Oct 2016 IOU Contracts Database | CEDUCR_2_SOLAR4 | SC55837 |  |  | SR Solis Vestal Fireman, LLC | SCE |  |  |  | 20 | 0 | 20 | 52.09 | 1 | 52.09 | Solar |  | 1 |  | CEDUCR_2_SOLAR4
Oct 2016 IOU Contracts Database | CEDUCR_2_SOLAR3 | SC55838 |  |  | SR Solis Crown, LLC | SCE |  |  |  | 15 | 0 | 15 | 41.13 | 1 | 41.13 | Solar |  | 1 |  | CEDUCR_2_SOLAR3
Oct 2016 IOU Contracts Database |  | SC55840 |  |  | Joshua Tree Solar Farm, LLC | SCE | [5 empty] | 20 | 53.61 | 0.84 | 45.0324 | Solar |  | 1 |  | #N/A
Oct 2016 IOU Contracts Database | DELSUR_6_SOLAR1 | SC55843 |  |  | FTS Project Owner 1, LLC (Summer North) | SCE |  |  |  | 6.5 | 0.91 | 6.5 | 16.68 | 1 | 16.68 | Solar |  | 1 |  | DELSUR_6_SOLAR1
Oct 2016 IOU Contracts Database |  | SC55844 |  |  | SunE- Victorville | SCE | [5 empty] | 5 | 11.15 | 0.84 | 9.366 | Solar |  | 1 |  | #N/A
Oct 2016 IOU Contracts Database |  | SC55845 |  |  | SunE- Elm Fontana | SCE | [5 empty] | 1.5 | 2.84 | 0.84 | 2.3856 | Solar |  | 1 |  | #N/A
Oct 2016 IOU Contracts Database |  | SC55846 |  |  | SunE- Cherry Fontana | SCE | [5 empty] | 0.8 | 1.66 | 0.84 | 1.3944 | Solar |  | 1 |  | #N/A
Oct 2016 IOU Contracts Database |  | SC55847 |  |  | SunE- Fontana | SCE | [5 empty] | 0.9 | 1.82 | 0.84 | 1.5288 | Solar |  | 1 |  | #N/A
Oct 2016 IOU Contracts Database |  | SC55848 |  |  | SunE- Jurupa Ontario | SCE | [5 empty] | 1.2 | 2.24 | 0.84 | 1.8816 | Solar |  | 1 |  | #N/A
Oct 2016 IOU Contracts Database |  | SC55855 |  |  | SunE- Santa Ana | SCE | [5 empty] | 1.4 | 2.51 | 0.84 | 2.1084 | Solar |  | 1 |  | #N/A
Oct 2016 IOU Contracts Database |  | SC55856 |  |  | SunE- Cucamonga Ontario West | SCE | [5 empty] | 1.88 | 3.78 | 0.84 | 3.1752 | Solar |  | 1 |  | #N/A
Oct 2016 IOU Contracts Database |  | SC55859 |  |  | Boomer Solar 2 | SCE | [5 empty] | 1 | 2.08 | 0.84 | 1.7472 | Solar |  | 1 |  | #N/A
Oct 2016 IOU Contracts Database |  | SC55860 |  |  | Boomer Solar 6 | SCE | [5 empty] | 0.88 | 1.69 | 0.84 | 1.4196 | Solar |  | 1 |  | #N/A
Oct 2016 IOU Contracts Database |  | SC55861 |  |  | Boomer Solar 7 | SCE | [5 empty] | 1.2 | 2.31 | 0.84 | 1.9404 | Solar |  | 1 |  | #N/A
Oct 2016 IOU Contracts Database |  | SC55865 |  |  | Boomer Solar 12 | SCE | [5 empty] | 0.7 | 1.36 | 0.84 | 1.1424 | Solar |  | 1 |  | #N/A
Oct 2016 IOU Contracts Database |  | SC55867 |  |  | Boomer Solar 15 | SCE | [5 empty] | 0.9 | 1.77 | 0.84 | 1.4868 | Solar |  | 1 |  | #N/A
Oct 2016 IOU Contracts Database |  | SC55869 |  |  | Boomer Solar 17 | SCE | [5 empty] | 0.88 | 1.68 | 0.84 | 1.4112 | Solar |  | 1 |  | #N/A
Oct 2016 IOU Contracts Database |  | SC55870 |  |  | Boomer Solar 18 | SCE | [5 empty] | 1.76 | 3.39 | 0.84 | 2.8476 | Solar |  | 1 |  | #N/A
Oct 2016 IOU Contracts Database |  | SC55871 |  |  | Boomer Solar 22 | SCE | [5 empty] | 0.56 | 1.12 | 0.84 | 0.9408 | Solar |  | 1 |  | #N/A
Oct 2016 IOU Contracts Database |  | SC55872 |  |  | SunE- Quarry Corona | SCE | [5 empty] | 1.75 | 3.38 | 0.84 | 2.8392 | Solar |  | 1 |  | #N/A
Oct 2016 IOU Contracts Database |  | SC55873 |  |  | SunE- Mission Pomona | SCE | [5 empty] | 3.5 | 6.98 | 0.84 | 5.8632 | Solar |  | 1 |  | #N/A
Oct 2016 IOU Contracts Database | DELAMO_2_SOLAR4 | SC55874 |  |  | Golden Springs Building F | SCE |  |  |  | 1.3 | 0.18 | 1.32 | 2.77 | 1 | 2.77 | Solar |  | 1 |  | DELAMO_2_SOLAR4
Oct 2016 IOU Contracts Database | DELAMO_2_SOLAR3 | SC55875 |  |  | Golden Springs Building G | SCE |  |  |  | 1.25 | 0.18 | 1.248 | 2.59 | 1 | 2.59 | Solar |  | 1 |  | DELAMO_2_SOLAR3
Oct 2016 IOU Contracts Database | DELAMO_2_SOLAR5 | SC55876 |  |  | Golden Springs Building L | SCE |  |  |  | 1 | 0.14 | 1 | 1.84 | 1 | 1.84 | Solar |  | 1 |  | DELAMO_2_SOLAR5
Oct 2016 IOU Contracts Database | DELAMO_2_SOLAR6 | SC55877 |  |  | Freeway Springs | SCE |  |  |  | 2 | 0.28 | 2 | 4.39 | 1 | 4.39 | Solar |  | 1 |  | DELAMO_2_SOLAR6
Oct 2016 IOU Contracts Database | ETIWND_2_SOLAR5 | SC55878 |  |  | Dulles | SCE |  |  |  | 2 | 0 | 2 | 3.82 | 1 | 3.82 | Solar |  | 1 |  | ETIWND_2_SOLAR5
Oct 2016 IOU Contracts Database | SEGS_1_SEGS2 | SC65005 |  |  | Sunray Energy, Inc. | SCE | [5 empty] | 13.8 | 6.685 | 1 | 6.685 | Solar |  | 1 |  | #N/A
Oct 2016 IOU Contracts Database | KRAMER_1_SEGS37 | SC65020 |  |  | Luz Solar Partners Ltd. VI | SCE | [5 empty] | 35 | 58.98 | 1 | 58.98 | Solar |  | 1 |  | KRAMER_1_SEGS37
Oct 2016 IOU Contracts Database | KRAMER_1_SEGS37 | SC65021 |  |  | Luz Solar Partners Ltd. VII | SCE | [5 empty] | 35 | 54.73 | 1 | 54.73 | Solar |  | 1 |  | KRAMER_1_SEGS37
Oct 2016 IOU Contracts Database | KRAMER_2_SEGS89 | SC65050 |  |  | Luz Solar Partners Ltd. VIII | SCE |  |  |  | 92 | 22.4 | 80 | 158.88 | 1 | 158.88 | Solar |  | 1 |  | KRAMER_2_SEGS89
Oct 2016 IOU Contracts Database | KRAMER_2_SEGS89 | SC65051 |  |  | Luz Solar Partners Ltd. IX | SCE |  |  |  | 92 | 22.4 | 80 | 170.04 | 1 | 170.04 | Solar |  | 1 |  | KRAMER_2_SEGS89
Oct 2016 IOU Contracts Database | IVANPA_1_UNIT2 | SC65208 |  |  | Solar Partners I, LLC (Ivanpah) | SCE |  |  |  | 133 | 18.62 | 128 | 335.15 | 1 | 335.15 | Solar |  | 1 |  | IVANPA_1_UNIT2
Oct 2016 IOU Contracts Database | ANTLPE_2_QF | SC76012 |  |  | ON Wind Energy LLC | SCE |  |  |  | 14 | 0.6 | 2.4 | 0.96 | 1 | 0.96 | Wind |  | 1 |  | ANTLPE_2_QF
Oct 2016 IOU Contracts Database | ENWIND_2_WIND2 | SC76024 |  |  | Ridgetop Energy, LLC (I) | SCE |  |  |  | 38.24 | 5.74 | 65 | 145.32 | 1 | 145.32 | Wind |  | 1 |  | ENWIND_2_WIND2
Oct 2016 IOU Contracts Database | DEVERS_1_QF | SC76031 |  |  | EUI Management PH Inc. | SCE |  |  |  | 28.5 | 1.2 | 25.535 | 47.39 | 1 | 47.39 | Wind |  | 1 |  | DEVERS_1_QF
Oct 2016 IOU Contracts Database | ANTLPE_2_QF | SC76037 |  |  | Tehachapi Power Purchase Contract Trust | SCE |  |  |  | 14 | 0.6 | 56 | 109.23 | 1 | 109.23 | Wind |  | 1 |  | ANTLPE_2_QF
Oct 2016 IOU Contracts Database | NZWIND_6_WDSTR2 | SC76040 |  |  | Wind Stream Operations, LLC (VG # 2) | SCE |  |  |  | 4.07 | 0.61 | 6.925 | 10.84 | 1 | 10.84 | Wind |  | 1 |  | NZWIND_6_WDSTR2
Oct 2016 IOU Contracts Database | NZWIND_6_WDSTR3 | SC76041 |  |  | Wind Stream Operations, LLC (VG # 3) | SCE |  |  |  | 3.86 | 0.58 | 6.015 | 9.35 | 1 | 9.35 | Wind |  | 1 |  | NZWIND_6_WDSTR3
Oct 2016 IOU Contracts Database | NZWIND_6_WDSTR4 | SC76042 |  |  | Wind Stream Operations, LLC (VG # 4) | SCE |  |  |  | 6.77 | 1.02 | 6.77 | 8.94 | 1 | 8.94 | Wind |  | 1 |  | NZWIND_6_WDSTR4
Oct 2016 IOU Contracts Database | VINCNT_2_QF | SC76043 |  |  | AES Tehachapi Wind, LLC 85-A | SCE |  |  |  | 207 | 31.05 | 17 | 20.46 | 1 | 20.46 | Wind |  | 1 |  | VINCNT_2_QF
Oct 2016 IOU Contracts Database | VINCNT_2_QF | SC76044 |  |  | AES Tehachapi Wind, LLC 85-B | SCE |  |  |  | 207 | 31.05 | 22.5 | 27.65 | 1 | 27.65 | Wind |  | 1 |  | VINCNT_2_QF
Oct 2016 IOU Contracts Database |  | SC76051 |  |  | Section 20 Trust | SCE | [5 empty] | 13.51 | 40.11 | 1 | 40.11 | Wind |  | 1 |  | #N/A
Oct 2016 IOU Contracts Database | DEVERS_1_QF | SC76053 |  |  | Difwind Farms Limited V | SCE |  |  |  | 28.5 | 1.2 | 7.9 | 14.46 | 1 | 14.46 | Wind |  | 1 |  | DEVERS_1_QF
Oct 2016 IOU Contracts Database | MIDWD_2_WIND2 | SC76055 |  |  | Coram Energy, LLC | SCE |  |  |  | 3 | 0.45 | 3 | 11.36 | 1 | 11.36 | Wind |  | 1 |  | MIDWD_2_WIND2
Oct 2016 IOU Contracts Database | ENWIND_2_WIND1 | SC76057 |  |  | Cameron Ridge LLC (III) | SCE |  |  |  | 47.1 | 7.07 | 47.12 | 137.69 | 1 | 137.69 | Wind |  | 1 |  | ENWIND_2_WIND1
Oct 2016 IOU Contracts Database |  | SC76061 |  |  | Western Wind Energy Corp (Windridge) | SCE | [5 empty] | 4.5 | 1.38 | 1 | 1.38 | Wind |  | 1 |  | #N/A
Oct 2016 IOU Contracts Database | VINCNT_2_QF | SC76063 |  |  | Desert Winds I PPC Trust | SCE |  |  |  | 207 | 31.05 | 48 | 76.28 | 1 | 76.28 | Wind |  | 1 |  | VINCNT_2_QF
Oct 2016 IOU Contracts Database | JAWBNE_2_SRWND | SC76065 |  |  | Sky River Patnership (Wilderness I) | SCE |  |  |  | 77 | 11.55 | 36.775 | 81.71 | 1 | 81.71 | Wind |  | 1 |  | JAWBNE_2_SRWND
Oct 2016 IOU Contracts Database | JAWBNE_2_SRWND | SC76066 |  |  | Sky River Partnership (Wilderness II) | SCE |  |  |  | 77 | 11.55 | 19.8 | 43.4 | 1 | 43.4 | Wind |  | 1 |  | JAWBNE_2_SRWND
Oct 2016 IOU Contracts Database | JAWBNE_2_SRWND | SC76067 |  |  | Sky River Partnership (Wilderness III) | SCE |  |  |  | 77 | 11.55 | 20.925 | 44.13 | 1 | 44.13 | Wind |  | 1 |  | JAWBNE_2_SRWND
Oct 2016 IOU Contracts Database | DEVERS_1_QF | SC76087 |  |  | Section 16-29 Trust (Altech III) | SCE |  |  |  | 28.5 | 1.2 | 32.874 | 76.95 | 1 | 76.95 | Wind |  | 1 |  | DEVERS_1_QF
Oct 2016 IOU Contracts Database | ALTWD_1_QF | SC76088 |  |  | Difwind Partners | SCE |  |  |  |  | 4.33 | 15.063 | 27.14 | 1 | 27.14 | Wind |  | 1 |  | ALTWD_1_QF
Oct 2016 IOU Contracts Database | ANTLPE_2_QF | SC76089 |  |  | CTV Power Purchase Contract Trust | SCE |  |  |  | 14 | 0.6 | 14 | 30.88 | 1 | 30.88 | Wind |  | 1 |  | ANTLPE_2_QF
Oct 2016 IOU Contracts Database |  | SC76090 |  |  | Alta Mesa Pwr. Purch. Contract Trust | SCE | [5 empty] | 27 | 62.9 | 1 | 62.9 | Wind |  | 1 |  | #N/A
Oct 2016 IOU Contracts Database | ANTLPE_2_QF | SC76092 |  |  | Ridgetop Energy, LLC (II) | SCE |  |  |  | 14 | 0.6 | 28 | 80.65 | 1 | 80.65 | Wind |  | 1 |  | ANTLPE_2_QF
Oct 2016 IOU Contracts Database | DEVERS_1_QF | SC76094 |  |  | Section 22 Trust (San Jacinto) | SCE |  |  |  | 28.5 | 1.2 | 18.95 | 42.18 | 1 | 42.18 | Wind |  | 1 |  | DEVERS_1_QF
Oct 2016 IOU Contracts Database | DEVERS_1_QF | SC76095 |  |  | Dutch Energy | SCE |  |  |  | 28.5 | 1.2 | 8 | 20.55 | 1 | 20.55 | Wind |  | 1 |  | DEVERS_1_QF
Oct 2016 IOU Contracts Database | DEVERS_1_QF | SC76096 |  |  | Westwind Trust | SCE |  |  |  | 28.5 | 1.2 | 22.5 | 25.24 | 1 | 25.24 | Wind |  | 1 |  | DEVERS_1_QF
Oct 2016 IOU Contracts Database | VINCNT_2_QF | SC76102 |  |  | Victory Garden Phase IV Partner - 6102 | SCE |  |  |  | 207 | 31.05 | 6.975 | 16.4 | 1 | 16.4 | Wind |  | 1 |  | VINCNT_2_QF
Oct 2016 IOU Contracts Database | VINCNT_2_QF | SC76103 |  |  | Victory Garden Phase IV Partner - 6103 | SCE |  |  |  | 207 | 31.05 | 6.975 | 12.81 | 1 | 12.81 | Wind |  | 1 |  | VINCNT_2_QF
Oct 2016 IOU Contracts Database | VINCNT_2_QF | SC76104 |  |  | Victory Garden Phase IV Partner - 6104 | SCE |  |  |  | 207 | 31.05 | 6.975 | 15.54 | 1 | 15.54 | Wind |  | 1 |  | VINCNT_2_QF
Oct 2016 IOU Contracts Database | VINCNT_2_QF | SC76105 |  |  | Terra-Gen 251 Wind, LLC (Monolith X) | SCE |  |  |  | 207 | 31.05 | 5.31 | 9.82 | 1 | 9.82 | Wind |  | 1 |  | VINCNT_2_QF
Oct 2016 IOU Contracts Database | VINCNT_2_QF | SC76106 |  |  | Terra-Gen 251 Wind, LLC (Monolith XI) | SCE |  |  |  | 207 | 31.05 | 4.99 | 8.21 | 1 | 8.21 | Wind |  | 1 |  | VINCNT_2_QF
Oct 2016 IOU Contracts Database | VINCNT_2_QF | SC76107 |  |  | Terra-Gen 251 Wind, LLC (Monolith XII) | SCE |  |  |  | 207 | 31.05 | 6.72 | 10.15 | 1 | 10.15 | Wind |  | 1 |  | VINCNT_2_QF
Oct 2016 IOU Contracts Database | VINCNT_2_QF | SC76108 |  |  | Terra-Gen 251 Wind, LLC (Monolith XIII) | SCE |  |  |  | 207 | 31.05 | 5.67 | 7.66 | 1 | 7.66 | Wind |  | 1 |  | VINCNT_2_QF
Oct 2016 IOU Contracts Database | ANTLPE_2_QF | SC76111 |  |  | Wind Stream Operations, LLC (Northwind) | SCE |  |  |  | 14 | 0.6 | 6.445 | 8.65 | 1 | 8.65 | Wind |  | 1 |  | ANTLPE_2_QF
Oct 2016 IOU Contracts Database | DEVERS_1_QF | SC76112 |  |  | SA | SCE |  |  |  | 28.5 | 1.2 | 19.265 | 36.31 | 1 | 36.31 | Wind |  | 1 |  | DEVERS_1_QF
Oct 2016 IOU Contracts Database | VINCNT_2_QF | SC76113 |  |  | Desert Winds II Pwr Purch Trst | SCE |  |  |  | 207 | 31.05 | 75 | 201.9 | 1 | 201.9 | Wind |  | 1 |  | VINCNT_2_QF
Oct 2016 IOU Contracts Database | VINCNT_2_QF | SC76114 |  |  | Desert Wind III PPC Trust | SCE |  |  |  | 207 | 31.05 | 40.5 | 74.46 | 1 | 74.46 | Wind |  | 1 |  | VINCNT_2_QF
Oct 2016 IOU Contracts Database |  | SC76213 |  |  | BNY Western Trust Company | SCE | [5 empty] | 5.93 | 29.73 | 1 | 29.73 | Wind |  | 1 |  | #N/A
Oct 2016 IOU Contracts Database | ANTLPE_2_QF | SC76234 |  |  | Oak Creek Energy Systems Inc. | SCE |  |  |  | 14 | 0.6 | 27.9 | 72.76 | 1 | 72.76 | Wind |  | 1 |  | ANTLPE_2_QF
Oct 2016 IOU Contracts Database | BLAST_1_WIND | SC76304 |  |  | Mountain View Power Partners IV, LLC | SCE |  |  |  | 49 | 7.35 | 49 | 165 | 1 | 165 | Wind |  | 1 |  | BLAST_1_WIND
Oct 2016 IOU Contracts Database | TIFFNY_1_DILLON | SC76305 |  |  | Dillon Wind LLC (A&R) | SCE |  |  |  | 45 | 6.75 | 45 | 137.97 | 1 | 137.97 | Wind |  | 1 |  | TIFFNY_1_DILLON
Oct 2016 IOU Contracts Database | WNDSTR_2_WIND | SC76307 |  |  | Windstar Energy, LLC | SCE |  |  |  | 60 | 18 | 120 | 281.7216 | 1 | 281.7216 | Wind |  | 1 |  | WNDSTR_2_WIND
Oct 2016 IOU Contracts Database | ALTA4A_2_CPCW1 | SC76314 |  |  | Alta Windpower I | SCE |  |  |  | 150 | 22.5 | 150 | 395.6938 | 1 | 395.6938 | Wind |  | 1 |  | ALTA4A_2_CPCW1
Oct 2016 IOU Contracts Database | ALTA4B_2_CPCW2 | SC76315 |  |  | Alta Windpower II | SCE |  |  |  | 150 | 22.5 | 150 | 336.1938 | 1 | 336.1938 | Wind |  | 1 |  | ALTA4B_2_CPCW2
Oct 2016 IOU Contracts Database | ALTA4B_2_CPCW3 | SC76316 |  |  | Alta Windpower III | SCE |  |  |  | 150 | 22.5 | 150 | 369.9268 | 1 | 369.9268 | Wind |  | 1 |  | ALTA4B_2_CPCW3
Oct 2016 IOU Contracts Database | ALTA3A_2_CPCE4 | SC76317 |  |  | Alta Windpower IV | SCE |  |  |  | 102 | 15.3 | 102 | 239.9 | 1 | 239.9 | Wind |  | 1 |  | ALTA3A_2_CPCE4
Oct 2016 IOU Contracts Database | ALTA3A_2_CPCE5 | SC76318 |  |  | Alta Windpower V | SCE |  |  |  | 168 | 25.2 | 168 | 394.4102 | 1 | 394.4102 | Wind |  | 1 |  | ALTA3A_2_CPCE5
Oct 2016 IOU Contracts Database | ALTA4B_2_CPCW6 | SC76319 |  |  | Mustang Hills, LLC | SCE |  |  |  | 150 | 22.5 | 150 | 352.152 | 1 | 352.152 | Wind |  | 1 |  | ALTA4B_2_CPCW6
Oct 2016 IOU Contracts Database | ALT6DN_2_WIND7 | SC76320 |  |  | Pinyon Pines I | SCE |  |  |  | 168 | 25.2 | 168 | 394.4102 | 1 | 394.4102 | Wind |  | 1 |  | ALT6DN_2_WIND7
Oct 2016 IOU Contracts Database | ALTA3A_2_CPCE8 | SC76321 |  |  | Alta Windpower VIII | SCE |  |  |  | 150 | 22.5 | 150 | 352.152 | 1 | 352.152 | Wind |  | 1 |  | ALTA3A_2_CPCE8
Oct 2016 IOU Contracts Database | ALT6DS_2_WIND9 | SC76322 |  |  | Pinyon Pines II | SCE |  |  |  | 132 | 19.8 | 132 | 309.8938 | 1 | 309.8938 | Wind |  | 1 |  | ALT6DS_2_WIND9
Oct 2016 IOU Contracts Database | ALTA6E_2_WIND10 | SC76323 |  |  | Alta Windpower X | SCE |  |  |  | 138 | 20.7 | 138 | 323.9798 | 1 | 323.9798 | Wind |  | 1 |  | ALTA6E_2_WIND10
Oct 2016 IOU Contracts Database | ALTA6B_2_WIND11 | SC76324 |  |  | Alta Windpower XI | SCE |  |  |  | 90 | 13.5 | 90 | 211.2912 | 1 | 211.2912 | Wind |  | 1 |  | ALTA6B_2_WIND11
Oct 2016 IOU Contracts Database |  | SC76330 |  |  | N. Hurlburt Wind, LLC | SCE | [5 empty] | 265 | 567.121 | 1 | 567.121 | Wind |  | 1 |  | #N/A
Oct 2016 IOU Contracts Database |  | SC76331 |  |  | S. Hurlburt Wind, LLC | SCE | [5 empty] | 290 | 599.0606 | 1 | 599.0606 | Wind |  | 1 |  | #N/A
Oct 2016 IOU Contracts Database |  | SC76332 |  |  | Horseshoe Bend Wind, LLC | SCE | [5 empty] | 290 | 641.3762 | 1 | 641.3762 | Wind |  | 1 |  | #N/A
Oct 2016 IOU Contracts Database | MTWIND_1_UNIT 1 | SC76333 |  |  | Mountain View Power Partners, LLC | SCE |  |  |  | 44.4 | 6.66 | 66.6 | 219.9 | 1 | 219.9 | Wind |  | 1 |  | MTWIND_1_UNIT_1
Oct 2016 IOU Contracts Database |  | SC76334 |  |  | Goshen Phase II, LLC | SCE | [5 empty] | 124.5 | 338 | 1 | 338 | Wind |  | 1 |  | #N/A
Oct 2016 IOU Contracts Database |  | SC76355 |  |  | Coram Energy LLC | SCE | [5 empty] | 3 | 10.51 | 0.84 | 8.8284 | Wind |  | 1 |  | #N/A
Oct 2016 IOU Contracts Database | GARNET_2_WIND4 | SC76358 |  |  | San Gorgonio Westwinds II- Windustries, LLC (f/k/a 6058) | SCE |  |  |  | 9.8 | 1.47 | 9.8 | 28.33 | 1 | 28.33 | Wind |  | 1 |  | GARNET_2_WIND4
Oct 2016 IOU Contracts Database | RTREE_2_WIND3 | SC76361 |  |  | Rising Tree Wind Farm III, LLC (f/k/a Alta XIII) | SCE |  |  |  | 99 | 14.85 | 100 | 234.768 | 1 | 234.768 | Wind |  | 1 |  | RTREE_2_WIND3
Oct 2016 IOU Contracts Database | RTREE_2_WIND1 | SC76362 |  |  | Rising Tree Wind Farm, LLC | SCE |  |  |  | 79.2 | 11.88 | 80 | 245.28 | 1 | 245.28 | Wind |  | 1 |  | RTREE_2_WIND1
Oct 2016 IOU Contracts Database |  | SC76366 |  |  | Mogul Energy Partnership I | SCE | [5 empty] | 4 | 9.67 | 1 | 9.67 | Wind |  | 1 |  | #N/A
Oct 2016 IOU Contracts Database | MIDWD_6_WNDLND | SC76367 |  |  | Windland Refresh, LLC | SCE |  |  |  |  | 1.12 | 7.46 | 18.29 | 1 | 18.29 | Wind |  | 1 |  | MIDWD_6_WNDLND
Oct 2016 IOU Contracts Database | FLOWD_2_WIND1 | SC76391 |  |  | Cameron Ridge II, LLC (f/k/a 6091) | SCE |  |  |  | 11.9 | 1.79 | 11.9 | 35.44 | 1 | 35.44 | Wind |  | 1 |  | FLOWD_2_WIND1
Oct 2016 IOU Contracts Database |  | SC76396 |  |  | Smoke Tree Wind, LLC | SCE | [5 empty] | 16 | 47.65 | 1 | 47.65 | Wind |  | 1 |  | #N/A
Oct 2016 IOU Contracts Database | MIDWD_2_WIND1 | SC76397 |  |  | Windland Refresh 2, LLC (f/k/a 6097) | SCE |  |  |  |  | 1.17 | 7.81 | 19.84 | 1 | 19.84 | Wind |  | 1 |  | MIDWD_2_WIND1
Oct 2016 IOU Contracts Database | OTAY_6_UNITB1 | SD1000 |  |  | Otay Landfill I | SDG&E |  |  |  | 3 | 2.05 | 1.5 | 13.14 | 1 | 13.14 | Biomass |  | 1 |  | OTAY_6_UNITB1
Oct 2016 IOU Contracts Database | OTAY_6_UNITB1 | SD1001 |  |  | Otay Landfill 2 | SDG&E |  |  |  | 3 | 2.05 | 1.5 | 13.14 | 1 | 13.14 | Biomass |  | 1 |  | OTAY_6_UNITB1
Oct 2016 IOU Contracts Database | CHILLS_1_SYCENG | SD1004 |  |  | Sycamore Energy 1 LLC | SDG&E |  |  |  | 1.5 | 0.51 | 1.5 | 11.78 | 1 | 11.78 | Biomass |  | 1 |  | CHILLS_1_SYCENG
Oct 2016 IOU Contracts Database | OTAY_7_UNITC1 | SD1008 |  |  | Otay Landfill 3 | SDG&E | [5 empty] | 3.8 | 22 | 1 | 22 | Biomass |  | 1 |  | #N/A
Oct 2016 IOU Contracts Database | CPSTNO_7_PRMADS | SD1009 |  |  | MM Prima Deshecha | SDG&E |  |  |  | 6.1 | 5.42 | 6.1 | 35 | 1 | 35 | Biomass |  | 1 |  | CPSTNO_7_PRMADS
Oct 2016 IOU Contracts Database | SMRCOS_6_LNDFIL | SD1012 |  |  | San Marcos Energy | SDG&E |  |  |  | 1.5 | 1.5 | 1.5 | 12 | 1 | 12 | Biomass |  | 1 |  | SMRCOS_6_LNDFIL
Oct 2016 IOU Contracts Database | OTAY_6_LNDFL5 | SD1013 |  |  | Otay Landfill V | SDG&E |  |  |  | 1.5 | 0 | 1.5 | 12.48 | 1 | 12.48 | Biomass |  | 1 |  | OTAY_6_LNDFL5
Oct 2016 IOU Contracts Database | OTAY_6_LNDFL6 | SD1014 |  |  | Otay Landfill VI | SDG&E |  |  |  | 1.5 | 0 | 1.5 | 12.48 | 1 | 12.48 | Biomass |  | 1 |  | OTAY_6_LNDFL6
Oct 2016 IOU Contracts Database | MSHGTS_6_MMARLF | SD1026 |  |  | MM San Diego-Miramar (RAM) | SDG&E |  |  |  | 5 | 3.43 | 4.5 | 17.2 | 1 | 17.2 | Biomass |  | 1 |  | MSHGTS_6_MMARLF
Oct 2016 IOU Contracts Database | CHILLS_7_UNITA1 | SD1028 |  |  | Sycamore Energy 2 LLC | SDG&E |  |  |  | 2.25 | 1.74 | 2.25 | 13.4 | 1 | 13.4 | Biomass |  | 1 |  | CHILLS_7_UNITA1
Oct 2016 IOU Contracts Database | PANDOL_6_UNIT | SD2000 |  |  | Covanta Delano Inc (formerly AES Delano) | SDG&E | [5 empty] | 49 | 332.661 | 1 | 332.661 | Biomass |  | 1 |  | PANDOL_6_UNIT
Oct 2016 IOU Contracts Database | BLULKE_6_BLUELK | SD2001 |  |  | Blue Lake Power | SDG&E |  |  |  | 12 |  | 11 | 90 | 1 | 90 | Biomass |  | 1 |  | BLULKE_6_BLUELK
Oct 2016 IOU Contracts Database |  | SD3000 |  |  | Calpine Geysers | SDG&E | [5 empty] | 13 | 9 | 1 | 9 | Geothermal |  | 1 |  | #N/A
Oct 2016 IOU Contracts Database | CCRITA_7_RPPCHF | SD4000 |  |  | SDCWA - Rancho Penasquitos Hydro | SDG&E |  |  |  | 5.25 | 3.27 | 4.5 | 20 | 1 | 20 | Small_Hydro |  | 1 |  | CCRITA_7_RPPCHF
Oct 2016 IOU Contracts Database | CBRLLO_6_PLSTP1 | SD4001 |  |  | City of San Diego - Point Loma | SDG&E | [5 empty] | 4.8 | 22 | 1 | 22 | Biomass |  | 1 |  | #N/A
Oct 2016 IOU Contracts Database |  | SD4002 |  |  | Rugraw Inc. (Lassen Lodge Hydro) | SDG&E | [5 empty] | 5 | 21.7 | 0.84 | 18.228 | Small_Hydro |  | 1 |  | #N/A
Oct 2016 IOU Contracts Database | MSSION_2_QF | SD4005 |  |  | Badger Filtration Plant | SDG&E |  |  |  | 2 | 0.58 | 1.49 | 1 | 1 | 1 | Small_Hydro |  | 1 |  | MSSION_2_QF
Oct 2016 IOU Contracts Database |  | SD4006 |  |  | Olivenhain Municipal Water District | SDG&E | [5 empty] | 0.45 | 1.5 | 1 | 1.5 | Small_Hydro |  | 1 |  | #N/A
Oct 2016 IOU Contracts Database |  | SD4007 |  |  | City of Oceanside - San Francisco Peak Hydro Plant | SDG&E | [5 empty] | 0.35 | 0.4 | 1 | 0.4 | Small_Hydro |  | 1 |  | MSSION_2_QF
Oct 2016 IOU Contracts Database |  | SD4008 |  |  | City of Escondido - Bear Valley | SDG&E | [5 empty] | 1.5 | 19.71 | 1 | 19.71 | Small_Hydro |  | 1 |  | #N/A
Oct 2016 IOU Contracts Database | CNTNLA_2_SOLAR1 | SD5001 |  |  | Centinela Solar Energy Facility (Centinela I) | SDG&E |  |  |  | 125 | 17.5 | 125 | 270 | 1 | 270 | Solar |  | 1 |  | CNTNLA_2_SOLAR1
Oct 2016 IOU Contracts Database | CNTNLA_2_SOLAR2 | SD5002 |  |  | Centinela Solar Energy Facility Expansion (Centinela II) | SDG&E |  |  |  | 45.6 | 0 | 45 | 137.196 | 1 | 137.196 | Solar |  | 1 |  | CNTNLA_2_SOLAR2
Oct 2016 IOU Contracts Database | CSLR4S_2_SOLAR | SD5003 |  |  | CSolar IV South - Imperial Solar Energy Center-South | SDG&E |  |  |  | 130 | 18.2 | 130 | 273 | 1 | 273 | Solar |  | 1 |  | CSLR4S_2_SOLAR
Oct 2016 IOU Contracts Database | IVWEST_2_SOLAR1 | SD5004 |  |  | CSolar IV West - Imperial Solar Energy Center-West | SDG&E |  |  |  | 150 | 21 | 150 | 356 | 1 | 356 | Solar |  | 1 |  | IVWEST_2_SOLAR1
Oct 2016 IOU Contracts Database | BREGGO_6_SOLAR | SD5005 |  |  | NRG Solar Borrego | SDG&E |  |  |  |  | 3.64 | 26 | 59 | 1 | 59 | Solar |  | 1 |  | BREGGO_6_SOLAR
Oct 2016 IOU Contracts Database | BREGGO_6_DEGRSL | SD5008 |  |  | Desert Green Solar Farm | SDG&E |  |  |  | 6.3 | 0.88 | 6.3 | 13.3 | 1 | 13.3 | Solar |  | 1 |  | BREGGO_6_DEGRSL
Oct 2016 IOU Contracts Database | CPVERD_2_SOLAR | SD5016 |  |  | Campo Verde Solar | SDG&E |  |  |  | 139 | 19.46 | 139 | 368.7021 | 1 | 368.7021 | Solar |  | 1 |  | CPVERD_2_SOLAR
Oct 2016 IOU Contracts Database | CRELMN_6_RAMON1 | SD5026 |  |  | Sol Orchard 20 - Ramona 1 | SDG&E |  |  |  | 2 | 0.28 | 2 | 1.8 | 1 | 1.8 | Solar |  | 1 |  | CRELMN_6_RAMON1
Oct 2016 IOU Contracts Database | CRELMN_6_RAMON2 | SD5027 |  |  | Sol Orchard 21 - Ramona 2 | SDG&E |  |  |  | 5 | 0.7 | 5 | 1.8 | 1 | 1.8 | Solar |  | 1 |  | CRELMN_6_RAMON2
Oct 2016 IOU Contracts Database |  | SD5028 |  |  | Sol Orchard 22 - Valley Center 1 | SDG&E | [5 empty] | 2.5 | 1.7 | 1 | 1.7 | Solar |  | 1 |  | VLCNTR_6_VCSLR1
Oct 2016 IOU Contracts Database | VLCNTR_6_VCSLR2 | SD5029 |  |  | Sol Orchard 23 - Valley Center 2 | SDG&E |  |  |  | 5 | 0.7 | 5 | 1.7 | 1 | 1.7 | Solar |  | 1 |  | VLCNTR_6_VCSLR2
Oct 2016 IOU Contracts Database |  | SD5031 |  |  | Tierra del Sol Solar Farm | SDG&E | [5 empty] | 45 | 113 | 0.84 | 94.92 | Solar |  | 1 |  | Tierra_del_Sol__Solar_Farm
Oct 2016 IOU Contracts Database | ARLVAL_5_SOLAR | SD5032 |  |  | Arlington Valley Solar Energy II - AVS II | SDG&E |  |  |  | 127 | 17.78 | 127 | 359.9019 | 1 | 359.9019 | Solar |  | 1 |  | ARLVAL_5_SOLAR
Oct 2016 IOU Contracts Database | CATLNA_2_SOLAR | SD5033 |  |  | Catalina Solar | SDG&E |  |  |  | 110 | 15.4 | 109.4 | 253.5 | 1 | 253.5 | Solar |  | 1 |  | CATLNA_2_SOLAR
Oct 2016 IOU Contracts Database | ALHMBR_1_ALHSLR | SD5034 |  |  | SG2 Imperial Valley | SDG&E |  |  |  | 50 | 7 | 50 | 141.9652 | 1 | 141.9652 | Solar |  | 1 |  | ALHMBR_1_ALHSLR
Oct 2016 IOU Contracts Database | ARKANS_1_ARKSLR | SD5034 |  |  | SG2 Imperial Valley | SDG&E |  |  |  | 50 | 7 | 50 | 141.9652 | 1 | 141.9652 | Solar |  | 1 |  | ARKANS_1_ARKSLR
Oct 2016 IOU Contracts Database | SNORA_2_SNRSLR | SD5034 |  |  | SG2 Imperial Valley | SDG&E |  |  |  | 50 | 7 | 50 | 141.9652 | 1 | 141.9652 | Solar |  | 1 |  | SNORA_2_SNRSLR
Oct 2016 IOU Contracts Database | IVSLRP_2_SOLAR1 | SD5037 |  |  | Imperial Valley Solar 1, LLC - Silver Ridge Mt. Signal | SDG&E |  |  |  | 200 | 28 | 200 | 495.274 | 1 | 495.274 | Solar |  | 1 |  | IVSLRP_2_SOLAR1
Oct 2016 IOU Contracts Database |  | SD5040 |  |  | SDG&E Solar Energy Project | SDG&E | [5 empty] | 17 | 30 | 0.84 | 25.2 | Solar |  | 1 |  | CRELMN_6_RAMSR3
Oct 2016 IOU Contracts Database | DEVERS_1_SOLAR | SD5048 |  |  | Cascade Solar | SDG&E |  |  |  | 18.5 | 0 | 18.4 | 55 | 1 | 55 | Solar |  | 1 |  | DEVERS_1_SOLAR
Oct 2016 IOU Contracts Database | CALPSS_6_SOLAR1 | SD5049 |  |  | 70SM1 8ME, LLC (Gestamp Calipatria) | SDG&E |  |  |  | 19.9 | 2.79 | 20 | 48 | 1 | 48 | Solar |  | 1 |  | CALPSS_6_SOLAR1
Oct 2016 IOU Contracts Database | ANZA_6_SOLAR1 | SD5050 |  |  | TallBear Seville | SDG&E |  |  |  | 20 | 2.8 | 20 | 59 | 1 | 59 | Solar |  | 1 |  | ANZA_6_SOLAR1
Oct 2016 IOU Contracts Database | MARCPW_6_SOLAR1 | SD5052 |  |  | Maricopa West | SDG&E |  |  |  | 20 | 2.8 | 20 | 57.55 | 1 | 57.55 | Solar |  | 1 |  | MARCPW_6_SOLAR1
Oct 2016 IOU Contracts Database |  | SD5053 |  |  | Buckman Springs PV 1 | SDG&E | [5 empty] | 1.5 | 3.348 | 0.84 | 2.8123 | Solar |  | 1 |  | #N/A
Oct 2016 IOU Contracts Database |  | SD5054 |  |  | Buckman Springs PV 2 | SDG&E | [5 empty] | 1.5 | 3.35 | 0.84 | 2.814 | Solar |  | 1 |  | #N/A
Oct 2016 IOU Contracts Database |  | SD5055 |  |  | Viejas Blvd PV 1 | SDG&E | [5 empty] | 1.5 | 3.349 | 0.84 | 2.8132 | Solar |  | 1 |  | #N/A
Oct 2016 IOU Contracts Database |  | SD5056 |  |  | Calico Ranch Solar Project | SDG&E | [5 empty] | 1 | 2.3289 | 0.84 | 1.9563 | Solar |  | 1 |  | #N/A
Oct 2016 IOU Contracts Database |  | SD5058 |  |  | Sun Edison Victorville Solar | SDG&E | [5 empty] | 10 | 27.32 | 0.84 | 22.9488 | Solar |  | 1 |  | Sun_Edison_Victorville_Solar
Oct 2016 IOU Contracts Database |  | SD5063 |  |  | SEPV Boulevard 2 | SDG&E | [5 empty] | 2.9 | 9.274 | 0.84 | 7.7902 | Solar |  | 1 |  | SEPV_Boulevard_2
Oct 2016 IOU Contracts Database | LILIAC_6_SOLAR | SD5064 |  |  | NLP Granger A82, LLC | SDG&E |  |  |  | 3 | 0.42 | 3 | 8.45 | 1 | 8.45 | Solar |  | 1 |  | LILIAC_6_SOLAR
Oct 2016 IOU Contracts Database | VINCNT_2_WESTWD | SD7000 |  |  | Oasis Power | SDG&E |  |  |  | 59 | 8.85 | 60 | 173 | 1 | 173 | Wind |  | 1 |  | VINCNT_2_WESTWD
Oct 2016 IOU Contracts Database | MTWIND_1_UNIT 3 | SD7001 |  |  | Iberdrola - Mountain Wind | SDG&E |  |  |  | 22.44 | 3.37 | 22.8 | 81.5 | 1 | 81.5 | Wind |  | 1 |  | MTWIND_1_UNIT_3
Oct 2016 IOU Contracts Database | PWEST_1_UNIT | SD7002 |  |  | Iberdrola - Phoenix West | SDG&E |  |  |  | 2.1 | 0.32 | 2.1 | 7.5 | 1 | 7.5 | Wind |  | 1 |  | PWEST_1_UNIT
Oct 2016 IOU Contracts Database | GARNET_1_UNITS | SD7003 |  |  | FPL Energy Green Power Wind | SDG&E |  |  |  | 16.5 | 2.48 | 16.5 | 36 | 1 | 36 | Wind |  | 1 |  | GARNET_1_UNITS
Oct 2016 IOU Contracts Database | CRSTWD_6_KUMYAY | SD7004 |  |  | Kumeyaay Wind Energy Facility | SDG&E |  |  |  | 50 | 7.5 | 50 | 134.32 | 1 | 134.32 | Wind |  | 1 |  | CRSTWD_6_KUMYAY
Oct 2016 IOU Contracts Database |  | SD7005 |  |  | NaturEner Glacier 1 | SDG&E | [5 empty] | 106.5 | 325 | 1 | 325 | Wind |  | 1 |  | #N/A
Oct 2016 IOU Contracts Database |  | SD7006 |  |  | NaturEner Glacier 2 | SDG&E | [5 empty] | 103.5 | 310 | 1 | 310 | Wind |  | 1 |  | #N/A
Oct 2016 IOU Contracts Database |  | SD7007 |  |  | NaturEner Rim Rock | SDG&E | [5 empty] | 189 | 645 | 1 | 645 | Wind |  | 1 |  | #N/A
Oct 2016 IOU Contracts Database | ROSMDW_2_WIND1 | SD7014 |  |  | Pacific Wind Project | SDG&E |  |  |  | 140 | 21 | 140 | 350.3349 | 1 | 350.3349 | Wind |  | 1 |  | ROSMDW_2_WIND1
Oct 2016 IOU Contracts Database | MIDWD_7_CORAMB | SD7015 |  |  | Coram Energy | SDG&E |  |  |  | 7.5 | 1.13 | 7.5 | 27 | 1 | 27 | Wind |  | 1 |  | MIDWD_7_CORAMB
Oct 2016 IOU Contracts Database | OCTILO_5_WIND | SD7016 |  |  | Ocotillo Express Wind Project | SDG&E |  |  |  | 265 | 39.75 | 265 | 789.2764 | 1 | 789.2764 | Wind |  | 1 |  | OCTILO_5_WIND
Oct 2016 IOU Contracts Database | ENERSJ_2_WIND | SD7017 |  |  | Energia Sierra Juarez | SDG&E |  |  |  |  | 23.27 | 155.1 | 400 | 1 | 400 | Wind |  | 1 |  | ENERSJ_2_WIND
Oct 2016 IOU Contracts Database | MANZNA_2_WIND | SD7019 |  |  | Iberdrola - Manzana | SDG&E |  |  |  | 189 | 28.35 | 100 | 260 | 1 | 260 | Wind |  | 1 |  | MANZNA_2_WIND
Oct 2016 IOU Contracts Database | OAKWD_6_ZEPHWD | SD7029 |  |  | Oak Creek Wind - Zephyr | SDG&E |  |  |  | 3.5 | 0.53 | 3.5 | 6.8 | 1 | 6.8 | Wind |  | 1 |  | OAKWD_6_ZEPHWD
Oct 2016 IOU Contracts Database | GARNET_2_WIND1 | SD7030 |  |  | San Gorgonio | SDG&E |  |  |  | 11.2 | 1.68 | 11.2 | 32.38 | 1 | 32.38 | Wind |  | 1 |  | GARNET_2_WIND1
Oct 2016 IOU Contracts Database |  | PG50033 |  |  | AT&T Park Solar Arrays | PG&E | [5 empty] | 0.07 | 0 | 1 | 0 | Solar |  | 1 |  | #N/A
Oct 2016 IOU Contracts Database |  | PG50034 |  |  | SF Service Center Solar Array 1 | PG&E | [5 empty] | 0.11 | 0 | 1 | 0 | Solar |  | 1 |  | #N/A
Oct 2016 IOU Contracts Database |  | SC55659 |  |  | Victor Mesa Linda B2 LLC | SCE | [5 empty] | 1.5 | 3.97 | 1 | 3.97 | Solar |  | 1 |  | #N/A
Oct 2016 IOU Contracts Database |  | SD4062 |  |  | OCI Solar Lakeside | SDG&E | [5 empty] | 2 | 5.4 | 0.84 | 4.536 | Solar |  | 1 |  | OCI_Solar_Lakeside
Oct 2016 IOU Contracts Database |  | SD4064 |  |  | SEPV Boulevard 2 | SDG&E | [5 empty] | 2.9 | 9.274 | 0.84 | 7.7902 | Solar |  | 1 |  | SEPV_Boulevard_2
Oct 2016 IOU Contracts Database |  | SC55762 |  |  | Central Antelope Dry Ranch B, LLC | SCE | [5 empty] | 3 | 8.063 | 0.84 | 6.7729 | Solar |  | 1 |  | DELSUR_6_BSOLAR
Oct 2016 IOU Contracts Database |  | PG50061 |  |  | Aspiration Solar G LLC (1) (PV 3 RFO) | PG&E | [5 empty] | 9 | 23.28 | 0.84 | 19.5552 | Solar |  | 1 |  | GIFFEN_6_SOLAR1
Oct 2016 IOU Contracts Database | FRESHW_1_SOLAR1 | PG50059 |  |  | CED Corcoran Solar 3, LLC (PV 3 RFO) | PG&E |  |  |  | 20 | 0 | 20 | 49.23 | 1 | 49.23 | Solar |  | 1 |  | FRESHW_1_SOLAR1
Oct 2016 IOU Contracts Database | PAIGES_6_SOLAR | PG50060 |  |  | Westside Solar, LLC (1) (PV 3 RFO) | PG&E |  |  |  | 20 | 0 | 20 | 55.25 | 1 | 55.25 | Solar |  | 1 |  | PAIGES_6_SOLAR
Oct 2016 IOU Contracts Database | VLCNTR_6_VCSLR | SD5065 |  |  | NLP Valley Center Solar, LLC | SDG&E |  |  |  | 2.33 | 0.33 | 2.33 | 6.755 | 1 | 6.755 | Solar |  | 1 |  | VLCNTR_6_VCSLR
Oct 2016 IOU Contracts Database | GARNET_2_WIND5 | SC76452 |  |  | Yavi Energy (f/k/a 6052) | SCE |  |  |  | 3 | 0.45 | 3 | 5.6 | 1 | 5.6 | Wind |  | 1 |  | GARNET_2_WIND5
Oct 2016 IOU Contracts Database | KRAMER_1_SEGSR3 | SC65817 |  |  | Luz Solar Partners Ltd, III (SEGS III) (f/k/a 5017) | SCE |  |  |  | 30 | 4.2 | 30 | 68.33 | 1 | 68.33 | Solar |  | 1 |  | KRAMER_1_SEGSR3
Oct 2016 IOU Contracts Database | KRAMER_1_SEGSR4 | SC65818 |  |  | Luz Solar Partners Ltd, IV (SEGS IV) (f/k/a 5018) | SCE |  |  |  | 30 | 4.2 | 30 | 68.33 | 1 | 68.33 | Solar |  | 1 |  | KRAMER_1_SEGSR4
Oct 2016 IOU Contracts Database | KRAMER_1_SEGS37 | SC65819 |  |  | Luz Solar Partners Ltd, V (SEGS V) (f/k/a 5019) | SCE | [5 empty] | 30 | 68.33 | 1 | 68.33 | Solar |  | 1 |  | KRAMER_1_SEGS37
Oct 2016 IOU Contracts Database | DRACKR_2_SOLAR2 | SC55885 |  |  | Blythe Solar II, LLC | SCE |  |  |  | 125 | 17.5 | 131.2 | 385.128 | 1 | 385.128 | Solar |  | 1 |  | DRACKR_2_SOLAR2
Oct 2016 IOU Contracts Database |  | SC76368 |  |  | Broadview Energy KW, LLC | SCE | [5 empty] | 142.6 | 602.1 | 0.84 | 505.764 | Wind |  | 1 |  | #N/A
Oct 2016 IOU Contracts Database |  | SC76379 |  |  | Broadview Energy JN, LLC | SCE | [5 empty] | 181.7 | 767.2 | 0.84 | 644.448 | Wind |  | 1 |  | #N/A
Oct 2016 IOU Contracts Database | GARLND_2_GASLR | SC55888 |  |  | RE Garland, LLC | SCE |  |  |  | 180 | 25.2 | 186.96 | 574.15 | 1 | 574.15 | Solar |  | 1 |  | GARLND_2_GASLR
Oct 2016 IOU Contracts Database |  | SC76462 |  |  | Energy Development & Const. Corp. (f/k/a 6062) | SCE | [5 empty] | 11.7 | 33.8224 | 1 | 33.8224 | Wind |  | 1 |  | #N/A
Oct 2016 IOU Contracts Database | MSOLAR_2_SOLAR2 | SC55880 |  |  | Mesquite Solar 2 | SCE | [5 empty] | 100.815 | 301.7 | 0.84 | 253.428 | Solar |  | 1 | 1 | MSOLAR_2_SOLAR2
Oct 2016 IOU Contracts Database | TKOPWR_6_HYDRO | SC44213 |  |  | TKO Power Inc. (South Bear Creek) | SCE |  |  |  | 2.83 | 0 | 2.834 | 9.728 | 1 | 9.728 | Small_Hydro |  | 1 |  | TKOPWR_6_HYDRO
Oct 2016 IOU Contracts Database |  | SC33118 |  |  | Geysers Power Company, LLC | SCE | [5 empty] | 50 | 438 | 1 | 438 | Geothermal |  | 1 |  | #N/A
Oct 2016 IOU Contracts Database | TULEWD_1_TULWD1 | SC76372 |  |  | Tule Wind | SCE | [5 empty] | 132 | 380.892 | 0.84 | 319.9493 | Wind |  | 1 | 1 | TULEWD_1_TULWD1
Oct 2016 IOU Contracts Database |  | PG40139 |  |  | Goose Valley Hydro (SB32) | PG&E | [5 empty] | 0.28 | 0.79471 | 1 | 0.79471 | Small_Hydro |  | 1 |  | #N/A
Oct 2016 IOU Contracts Database | BUCKCK_2_HYDRO | PG40140 |  |  | Lassen Station Hydro (SB32) | PG&E |  |  |  | 0.99 | 0 | 0.995 | 3.42 | 1 | 3.42 | Small_Hydro |  | 1 |  | BUCKCK_2_HYDRO
Oct 2016 IOU Contracts Database | MONTPH_7_UNIT 1 | PG40135 |  |  | Solano Irrigation District (SID)(ID/WA) | PG&E | [5 empty] | 11.9 | 32.82 | 1 | 32.82 | Small_Hydro |  | 1 |  | #N/A
Oct 2016 IOU Contracts Database |  | PG50063 |  |  | Oak Leaf Solar X (SB32) | PG&E | [5 empty] | 3 | 7.7659 | 0.84 | 6.5234 | Solar |  | 1 |  | #N/A
Oct 2016 IOU Contracts Database |  | PG50062 |  |  | Merced 2 - (SB32) | PG&E | [5 empty] | 1.5 | 3.466 | 0.84 | 2.9114 | Solar |  | 1 |  | #N/A
Oct 2016 IOU Contracts Database | CAPWD_1_QF | SC76456 |  |  | Edom Hills Project 1, LLC | SCE |  |  |  |  | 2.93 | 19.55 | 45.97 | 1 | 45.97 | Wind |  | 1 |  | CAPWD_1_QF
Oct 2016 IOU Contracts Database | RATSKE_2_NROSR1 | SC55814 |  |  | North Rosamond Solar, LLC | SCE | [5 empty] | 160 | 488 | 0.84 | 409.92 | Solar |  | 1 | 1 | North_Rosamond_Solar__LLC
Oct 2016 IOU Contracts Database |  | SC55882 |  |  | Sun Streams, LLC | SCE | [5 empty] | 160 | 467 | 0.84 | 392.28 | Solar |  | 1 |  | Sun_Streams__LLC
Oct 2016 IOU Contracts Database |  | SC55883 |  |  | Willow Springs Solar, LLC | SCE | [5 empty] | 108 | 330 | 0.84 | 277.2 | Solar |  | 1 |  | Willow_Springs_Solar__LLC
Oct 2016 IOU Contracts Database |  | SC55884 |  |  | Sunshine Valley Solar, LLC | SCE | [5 empty] | 104 | 302 | 0.84 | 253.68 | Solar |  | 1 |  | Sunshine_Valley_Solar__LLC
Oct 2016 IOU Contracts Database | VALTNE_2_AVASR1 | SC55886 |  |  | Valentine Solar, LLC | SCE | [5 empty] | 111.2 | 328 | 0.84 | 275.52 | Solar |  | 1 | 1 | Valentine_Solar__LLC
Oct 2016 IOU Contracts Database |  | SC55889 |  |  | Blythe Solar III, LLC | SCE | [5 empty] | 136.8 | 385 | 0.84 | 323.4 | Solar |  | 1 |  | Blythe_Solar_III__LLC
Oct 2016 IOU Contracts Database |  | PG2047 |  |  | Central Valley Ag Power | PG&E | [5 empty] | 1.5 | 11.2 | 1 | 11.2 | Biomass |  | 1 |  | #N/A
Oct 2016 IOU Contracts Database |  | SC55579 |  |  | Summer Solar E2, LLC | SCE | [5 empty] | 1.5 | 3.97 | 1 | 3.97 | Solar |  | 1 |  | #N/A
Oct 2016 IOU Contracts Database |  | SC55581 |  |  | Summer Solar F2, LLC | SCE | [5 empty] | 1.5 | 3.97 | 1 | 3.97 | Solar |  | 1 |  | #N/A
Oct 2016 IOU Contracts Database |  | SC55582 |  |  | Summer Solar G2, LLC | SCE | [5 empty] | 1.5 | 3.97 | 1 | 3.97 | Solar |  | 1 |  | #N/A
Oct 2016 IOU Contracts Database |  | SC55583 |  |  | Summer Solar H2, LLC | SCE | [5 empty] | 1.5 | 3.97 | 1 | 3.97 | Solar |  | 1 |  | #N/A
Oct 2016 IOU Contracts Database |  | SC55219 |  |  | Mirasol Murrieta 1 | SCE | [5 empty] | 1 | 1.96 | 0.84 | 1.6464 | Solar |  | 1 |  | #N/A
Oct 2016 IOU Contracts Database |  | SC55220 |  |  | Mirasol Pomona 1 | SCE | [5 empty] | 0.5 | 0.88 | 0.84 | 0.7392 | Solar |  | 1 |  | #N/A
Oct 2016 IOU Contracts Database |  | SC44352 |  |  | Calleguas MWD - Unit 3 (Santa Rosa) | SCE | [5 empty] | 0.25 | 0.75 | 1 | 0.75 | Small_Hydro |  | 1 |  | #N/A
Oct 2016 IOU Contracts Database |  | PG50064 |  |  | 2126 Lovell (SB32) | PG&E | [5 empty] | 0.833 | 2.029 | 0.84 | 1.7044 | Solar |  | 1 |  | #N/A
Oct 2016 IOU Contracts Database |  | SD5066 |  |  | Del Sur Elementary School | SDG&E | [5 empty] | 0.041 | 0.08 | 1 | 0.08 | Solar |  | 1 |  | #N/A
Oct 2016 IOU Contracts Database |  | SD5067 |  |  | Fairfield Grossmont Trolley | SDG&E | [5 empty] | 0.0647 | 0.097 | 1 | 0.097 | Solar |  | 1 |  | #N/A
Oct 2016 IOU Contracts Database |  | SD5068 |  |  | Hunter Industries | SDG&E | [5 empty] | 0.102 | 0.174 | 1 | 0.174 | Solar |  | 1 |  | #N/A
Oct 2016 IOU Contracts Database |  | SD5069 |  |  | Innovative Cold Storage Enterprises (ICE) | SDG&E | [5 empty] | 0.504 | 0.798 | 1 | 0.798 | Solar |  | 1 |  | #N/A
Oct 2016 IOU Contracts Database |  | SD5070 |  |  | Ladera Ranch I | SDG&E | [5 empty] | 0.05 | 0.071 | 1 | 0.071 | Solar |  | 1 |  | #N/A
Oct 2016 IOU Contracts Database |  | SD5071 |  |  | Pacific Station | SDG&E | [5 empty] | 0.10922 | 0.119 | 1 | 0.119 | Solar |  | 1 |  | #N/A
Oct 2016 IOU Contracts Database |  | SD5072 |  |  | Sanford-Burnhan Medical Research Institute I | SDG&E | [5 empty] | 0.2002 | 0.397 | 1 | 0.397 | Solar |  | 1 |  | #N/A
Oct 2016 IOU Contracts Database |  | SD5073 |  |  | SDCCD - Skills Center | SDG&E | [5 empty] | 0.056 | 0.094 | 1 | 0.094 | Solar |  | 1 |  | #N/A
Oct 2016 IOU Contracts Database |  | SD5074 |  |  | Towers at Bressi Ranch | SDG&E | [5 empty] | 0.08 | 0.13 | 1 | 0.13 | Solar |  | 1 |  | #N/A
Oct 2016 IOU Contracts Database |  | SD5075 |  |  | Wilco Investments | SDG&E | [5 empty] | 0.3843 | 0.584 | 1 | 0.584 | Solar |  | 1 |  | #N/A
Oct 2016 IOU Contracts Database |  | SD5076 |  |  | X-nth | SDG&E | [5 empty] | 0.04 | 0.068 | 1 | 0.068 | Solar |  | 1 |  | #N/A
Oct 2016 IOU Contracts Database |  | SC76369 |  |  | El Cabo Wind, LLC | SCE | [5 empty] | 298 | 1245.199 | 0.84 | 1045.9671 | Wind |  | 1 |  | ELCABO_5_ECWSCEDYN
Oct 2016 IOU Contracts Database | VOYAGR_2_VOYWD1 | SC76380 |  |  | Voyager Wind I, LLC | SCE | [5 empty] | 132 | 439.4016 | 0.84 | 369.0973 | Wind |  | 1 | 1 | Voyager_Wind_I__LLC
Oct 2016 IOU Contracts Database |  | SD5079 |  |  | Pala (SDG&E Solar Energy Project) | SDG&E | [5 empty] | 2 | 4.2 | 0.84 | 3.528 | Solar |  | 1 |  | #N/A
Oct 2016 IOU Contracts Database |  | SD5078 |  |  | Amylin Pharmaceuticals | SDG&E | [5 empty] | 0.2 | 0.382 | 1 | 0.382 | Solar |  | 1 |  | #N/A
Oct 2016 IOU Contracts Database |  | SC55245 |  |  | RE: Walker Pass | SCE | [5 empty] | 20 | 732 | 0.84 | 614.88 | Solar |  | 1 |  | LITLRK_6_SOLAR1
Oct 2016 IOU Contracts Database | SNMALF_6_UNITS | SC11238 |  |  | Sonoma County Landfill LFGTE Project | SCE |  |  |  | 5 | 3.27 | 5 | 35 | 1 | 35 | Biomass |  | 1 |  | SNMALF_6_UNITS
Oct 2016 IOU Contracts Database |  | SC55222 |  |  | SunE (Bell Tustin) | SCE | [5 empty] | 1.131 | 2.33 | 0.84 | 1.9572 | Solar |  | 1 |  | #N/A
Oct 2016 IOU Contracts Database |  | SC55246 |  |  | RE: Tranquility 8 | SCE | [5 empty] | 200 | 557.2 | 1 | 557.2 | Solar |  | 1 |  | TRNQL8_2_AZUSR1
Oct 2016 IOU Contracts Database |  | SD5077 |  |  | 97WI8ME LLC (Midway Solar Farm III) | SDG&E | [5 empty] | 20 | 61.072 | 0.84 | 51.3005 | Solar |  | 1 | 1 | #N/A
Oct 2016 IOU Contracts Database |  | SC55223 |  |  | SunE (Red Hill) | SCE | [5 empty] | 1.036 | 1.99 | 0.84 | 1.6716 | Solar |  | 1 |  | #N/A
Oct 2016 IOU Contracts Database |  | SC55405 |  |  | SUNRAY SEGS I | SCE | [5 empty] | 13.8 | 41 | 0.84 | 34.44 | Solar |  | 1 |  | GALE_1_SR3SR3
Oct 2016 IOU Contracts Database |  | SC55226 |  |  | Caliente Springs, LLC | SCE | [5 empty] | 0.928 | 1.95 | 0.84 | 1.638 | Solar |  | 1 |  | #N/A
Oct 2016 IOU Contracts Database |  | PG50082 |  |  | 2235 Leong | PG&E | [5 empty] | 1.75 | 4.093 | 0.84 | 3.4381 | Solar |  | 1 |  | #N/A
Oct 2016 IOU Contracts Database |  | PG50080 |  |  | 2207 Ritchie | PG&E | [5 empty] | 0.333 | 0.777 | 0.84 | 0.65268 | Solar |  | 1 |  | #N/A
Oct 2016 IOU Contracts Database |  | SC44316 |  |  | Walnut Valley Water District | SCE | [5 empty] | 0.125 | 0.65 | 1 | 0.65 | Small_Hydro |  | 1 |  | #N/A
Oct 2016 IOU Contracts Database |  | SC55251 |  |  | Milestone Wildomar, LLC | SCE | [5 empty] | 1.224 | 2.109 | 0.84 | 1.7716 | Solar |  | 1 |  | #N/A
Oct 2016 IOU Contracts Database | CLOVER_2_UNIT | PG80007 |  |  | Hydro Partners (Clover Creek) | PG&E |  |  |  | 0.99 | 0.06 | 0.999 | 7.5 | 1 | 7.5 | Small_Hydro |  | 1 |  | CLOVER_2_UNIT
Oct 2016 IOU Contracts Database |  | PG50068 |  |  | Bayshore Solar A | PG&E | [5 empty] | 20 | 57.0178 | 0.84 | 47.895 | Solar |  | 1 |  | #N/A
Oct 2016 IOU Contracts Database |  | PG50070 |  |  | Bayshore Solar C | PG&E | [5 empty] | 20 | 57.0178 | 0.84 | 47.895 | Solar |  | 1 |  | #N/A
Oct 2016 IOU Contracts Database |  | PG50069 |  |  | Bayshore Solar B | PG&E | [5 empty] | 20 | 57.0178 | 0.84 | 47.895 | Solar |  | 1 |  | #N/A
Oct 2016 IOU Contracts Database |  | PG50072 |  |  | San Joaquin 1A | PG&E | [5 empty] | 20 | 49.7939 | 0.84 | 41.8269 | Solar |  | 1 |  | #N/A
Oct 2016 IOU Contracts Database |  | PG50078 |  |  | Java Solar | PG&E | [5 empty] | 13.5 | 35.9384 | 0.84 | 30.1883 | Solar |  | 1 |  | Java_Solar
Oct 2016 IOU Contracts Database | DAIRLD_1_MD1SL1 | PG50083 |  |  | Madera 1 | PG&E | [5 empty] | 1.5 | 3.9293 | 0.84 | 3.3006 | Solar |  | 1 | 1 | DAIRLD_1_MD1SL1
Oct 2016 IOU Contracts Database | INDVLY_1_UNITS | PG80008 |  |  | Indian Valley Hydro 4 | PG&E |  |  |  | 3.01 | 0.85 | 2.9 | 3 | 1 | 3 | Small_Hydro |  | 1 |  | INDVLY_1_UNITS
Oct 2016 IOU Contracts Database |  | SC55519 |  |  | One Ten Partners, LLC | SCE | [5 empty] | 2 | 6.252 | 0.84 | 5.2517 | Solar |  | 1 |  | LITLRK_6_SOLAR3
Oct 2016 IOU Contracts Database |  | SC55747 |  |  | AVS Phase 2 | SCE | [5 empty] | 3 | 7.685 | 0.84 | 6.4554 | Solar |  | 1 |  | AVS_Phase_2
Oct 2016 IOU Contracts Database |  | SC55262 |  |  | Antelope DSR 3, LLC | SCE | [5 empty] | 20 | 56 | 0.84 | 47.04 | Solar |  | 1 |  | Antelope_DSR_3__LLC
Oct 2016 IOU Contracts Database | SUNSPT_2_WNASR1 | SC55261 |  |  | Windhub Solar A Solar Project | SCE | [5 empty] | 20 | 51 | 0.84 | 42.84 | Solar |  | 1 | 1 | Windhub_Solar_A_Solar_Project
Oct 2016 IOU Contracts Database |  | SC44226 |  |  | Desert Water Agency (Snow Creek) | SCE | [5 empty] | 0 | 2.29 | 0.84 | 1.9236 | Small_Hydro |  | 1 |  | #N/A
Oct 2016 IOU Contracts Database |  | SC55258 |  |  | Green Beanworks C | SCE | [5 empty] | 0 | 8.9 | 0.84 | 7.476 | Solar |  | 1 |  | #N/A
Oct 2016 IOU Contracts Database | AKINGS_6_AMESR1 | SC55263 |  |  | American Kings Solar, LLC | SCE | [5 empty] | 128 | 348 | 0.84 | 292.32 | Solar |  | 1 | 1 | American_Kings_Solar__LLC
Oct 2016 IOU Contracts Database |  | PG80009 |  |  | Mini Hydro | PG&E | [5 empty] | 0.15 | 1.1826 | 1 | 1.1826 | Small_Hydro |  | 1 |  | #N/A
Oct 2016 IOU Contracts Database |  | SC76496 |  |  | Smoke Tree Wind, LLC | SCE | [5 empty] | 0 | 12.73 | 0.84 | 10.6932 | Wind |  | 1 |  | #N/A
Other | CSTRVL_7_PL1X2 | 3PH-60107A |  |  | Marina Landfill Gas (Monterey Regional Waste Management Dst) | 3Phase |  |  |  | 4.53 | 4.17 | 5.08 | 28.492 | 1 | 28.492 | Biomass |  | 1 |  | CSTRVL_7_PL1X2
Other | PANSEA_1_PANARO | 3PH-60370A |  |  | Mesa Wind Power Corporation | 3Phase |  |  |  |  | 4.5 | 29.9 | 5.0297 | 1 | 5.0297 | Wind |  | 1 |  | PANSEA_1_PANARO
Other | BRDSLD_2_HIWIND | ALW-2011-1 |  |  | High Winds | ALW |  |  |  | 162 | 24.3 | 5.994 | 12.1885 | 1 | 12.1885 | Wind |  | 1 |  | BRDSLD_2_HIWIND
Other | GARNET_1_WIND | ALW-2011-2 |  |  | Garnet Wind Energy Center | ALW |  |  |  | 6.5 | 0.98 | 6.5 | 20.0718 | 1 | 20.0718 | Wind |  | 1 |  | GARNET_1_WIND
Other | VALLEY_5_PERRIS | ALW-2011-3 |  |  | Perris | ALW |  |  |  | 7.94 | 7.94 | 1.7277 | 3.7588 | 1 | 3.7588 | Small_Hydro |  | 1 |  | VALLEY_5_PERRIS
Other | VALLEY_5_PERRIS | ALW-2011-3 |  |  | Valley View | ALW |  |  |  | 7.94 | 7.94 | 0.89216 | 1.7369 | 1 | 1.7369 | Small_Hydro |  | 1 |  | VALLEY_5_PERRIS
Other | VALLEY_5_PERRIS | ALW-2011-3 |  |  | Coyote Creek | ALW |  |  |  | 7.94 | 7.94 | 0.68109 | 1.6509 | 1 | 1.6509 | Small_Hydro |  | 1 |  | VALLEY_5_PERRIS
Other | VALLEY_5_PERRIS | ALW-2011-3 |  |  | Rio Hondo Power Plant | ALW |  |  |  | 7.94 | 7.94 | 0.41562 | 0.86403 | 1 | 0.86403 | Small_Hydro |  | 1 |  | VALLEY_5_PERRIS
Other | PADUA_7_SDIMAS | ALW-2011-4 |  |  | San Dimas Wash | ALW |  |  |  | 1.05 | 1.05 | 1.05 | 2.0481 | 1 | 2.0481 | Small_Hydro |  | 1 |  | PADUA_7_SDIMAS
Other | CAMLOT_2_SOLAR2 | ALW-2014-1 |  |  | Columbia Two, LLC | ALW |  |  |  | 15 | 2.1 | 1.2855 | 0.15924 | 1 | 0.15924 | Solar |  | 1 |  | CAMLOT_2_SOLAR2
Other | SPICER_1_UNIT 1 | AMP-2011-1 |  |  | Spicer | AMP | [5 empty] | 0.6 | 1.7758 | 1 | 1.7758 | Small_Hydro |  | 1 |  | #N/A
Other | RICHMN_7_BAYENV | AMP-2011-11 |  |  | Nove Power Plant | AMP |  |  |  | 2.5 | 0.8 | 1 | 13.068 | 1 | 13.068 | Biomass |  | 1 |  | RICHMN_7_BAYENV
Other |  | AMP-2011-12 |  |  | Graeagle | AMP | [5 empty] | 0.44 | 2.7872 | 1 | 2.7872 | Small_Hydro |  | 1 |  | #N/A
Other | ESQUON_6_LNDFIL | AMP-2011-13 |  |  | Butte County Neal Road Landfill | AMP |  |  |  | 2.1 | 0 | 2.16 | 15.3475 | 1 | 15.3475 | Biomass |  | 1 |  | ESQUON_6_LNDFIL
Other |  | AMP-2011-14 |  |  | Nimbus | AMP | [5 empty] | 0.1458 | 0.5975 | 1 | 0.5975 | Small_Hydro |  | 1 |  | #N/A
Other |  | AMP-2011-14 |  |  | Stampede | AMP | [5 empty] | 0.03942 | 0.12873 | 1 | 0.12873 | Small_Hydro |  | 1 |  | #N/A
Other | LEWSTN_7_UNIT 1 | AMP-2011-14 |  |  | Lewiston | AMP | [5 empty] | 0.00378 | 0.022019 | 1 | 0.022019 | Small_Hydro |  | 1 |  | #N/A
Other | GRNVLY_7_SCLAND | AMP-2011-3 |  |  | Ameresco Santa Cruz Energy | AMP |  |  |  | 3.04 | 2.27 | 1.59 | 7.1808 | 1 | 7.1808 | Biomass |  | 1 |  | GRNVLY_7_SCLAND
Other | BRDSLD_2_HIWIND | AMP-2011-4 |  |  | High Winds | AMP |  |  |  | 162 | 24.3 | 9.9954 | 20.3252 | 1 | 20.3252 | Wind |  | 1 |  | BRDSLD_2_HIWIND
Other | OXMTN_6_LNDFIL | AMP-2011-5 |  |  | Ox Mountain Landfill aka Half Moon Bay | AMP |  |  |  | 10.62 | 10.47 | 5.73 | 43.7908 | 1 | 43.7908 | Biomass |  | 1 |  | OXMTN_6_LNDFIL
Other | KIRKER_7_KELCYN | AMP-2011-6 |  |  | Keller Canyon Landfill (Pittsburg) | AMP |  |  |  | 3.56 | 3.38 | 1.92 | 14.8521 | 1 | 14.8521 | Biomass |  | 1 |  | KIRKER_7_KELCYN
Other | NCPA_7_GP1UN1 | AMP-2011-7 |  |  | Geothermal 1 | AMP |  |  |  | 38.85 | 31 | 9.284 | 76.1483 | 1 | 76.1483 | Geothermal |  | 1 |  | NCPA_7_GP1UN1
Other | NCPA_7_GP2UN3 | AMP-2011-8 |  |  | Geothermal 2 | AMP |  |  |  | 42.42 | 0 | 9.284 | 69.0754 | 1 | 69.0754 | Geothermal |  | 1 |  | NCPA_7_GP2UN3
Other | BRDSLD_2_HIWIND | APU-2011-1 |  |  | High Winds | APU |  |  |  | 162 | 24.3 | 6 | 12.2007 | 1 | 12.2007 | Wind |  | 1 |  | BRDSLD_2_HIWIND
Other |  | APU-2011-2 |  |  | Pleasant Valley (WEST Wyoming Wind Energy Center) | APU | [5 empty] | 29.8926 | 51.3162 | 1 | 51.3162 | Wind |  | 1 |  | #N/A
Other | MIRAGE_2_COCHLA | APU-2011-3 |  |  | Heber Geothermal Co | APU | [5 empty] | 38.1 | 192.7169 | 1 | 192.7169 | Geothermal |  | 1 |  | #N/A
Other | OLINDA_2_LNDFL2 | APU-2011-4 |  |  | Brea Expansion Plant | APU |  |  |  | 28.1 | 24.84 | 32.8 | 177.9583 | 1 | 177.9583 | Biomass |  | 1 |  | OLINDA_2_LNDFL2
Other | OLINDA_2_LNDFL2 | APU-2011-4 |  |  | Brea Power Partners LP (Gen 1-3) | APU |  |  |  | 28.1 | 24.84 | 5.6 | 21.1247 | 1 | 21.1247 | Biomass |  | 1 |  | OLINDA_2_LNDFL2
Other | VALLEY_5_PERRIS | APU-2011-5 |  |  | Perris | APU |  |  |  | 7.94 | 7.94 | 4.4837 | 9.7545 | 1 | 9.7545 | Small_Hydro |  | 1 |  | VALLEY_5_PERRIS
Other | VALLEY_5_PERRIS | APU-2011-5 |  |  | Valley View | APU |  |  |  | 7.94 | 7.94 | 2.3153 | 4.5076 | 1 | 4.5076 | Small_Hydro |  | 1 |  | VALLEY_5_PERRIS
Other | VALLEY_5_PERRIS | APU-2011-5 |  |  | Coyote Creek | APU |  |  |  | 7.94 | 7.94 | 1.7675 | 4.2843 | 1 | 4.2843 | Small_Hydro |  | 1 |  | VALLEY_5_PERRIS
Other | VALLEY_5_PERRIS | APU-2011-5 |  |  | Rio Hondo Power Plant | APU |  |  |  | 7.94 | 7.94 | 1.0786 | 2.2423 | 1 | 2.2423 | Small_Hydro |  | 1 |  | VALLEY_5_PERRIS
Other | DEVERS_1_QF | APU-2011-9 |  |  | San Gorgonio Farms Wind Farm | APU |  |  |  | 28.5 | 1.2 | 31 | 72.7535 | 1 | 72.7535 | Wind |  | 1 |  | DEVERS_1_QF
Other |  | APU-2013-5 |  |  | Thermo No.1 BE-01 | APU | [5 empty] | 15 | 56.5761 | 1 | 56.5761 | Geothermal |  | 1 |  | #N/A
Other |  | APU-2012-11 |  |  | Anaheim Solar Energy Plant | APU | [5 empty] | 2 | 1.187 | 1 | 1.187 | Solar |  | 1 |  | #N/A
Other | MIRAGE_2_COCHLA | BANN-2011-1 |  |  | Heber Geothermal Co | Banning | [5 empty] | 6.35 | 32.1195 | 1 | 32.1195 | Geothermal |  | 1 |  | #N/A
Other | NCPA_7_GP1UN1 | BMS-2011-3 |  |  | Geothermal 1 | BMS |  |  |  | 38.85 | 31 | 0.1265 | 1.0376 | 1 | 1.0376 | Geothermal |  | 1 |  | NCPA_7_GP1UN1
Other | NCPA_7_GP2UN3 | BMS-2011-4 |  |  | Geothermal 2 | BMS |  |  |  | 42.42 | 0 | 0.1265 | 0.94119 | 1 | 0.94119 | Geothermal |  | 1 |  | NCPA_7_GP2UN3
Other |  | BMS-2011-5 |  |  | Nimbus | BMS | [5 empty] | 0.03765 | 0.15429 | 1 | 0.15429 | Small_Hydro |  | 1 |  | #N/A
Other |  | BMS-2011-5 |  |  | Stampede | BMS | [5 empty] | 0.010179 | 0.033242 | 1 | 0.033242 | Small_Hydro |  | 1 |  | #N/A
Other | LEWSTN_7_UNIT 1 | BMS-2011-5 |  |  | Lewiston | BMS | [5 empty] | 0.00097611 | 0.0056861 | 1 | 0.0056861 | Small_Hydro |  | 1 |  | #N/A
Other |  | CCSF-2011-15 |  |  | Southeast Digester Gas Cogen Plant | CCSF | [5 empty] | 2.1 | 7.6095 | 1 | 7.6095 | Biomass |  | 1 |  | #N/A
Other |  | CCSF-2011-16 |  |  | Southeast Wastwater Treatment Plant/CCSF | CCSF | [5 empty] | 2 | 0.156 | 1 | 0.156 | Solar |  | 1 |  | #N/A
Other | MARTIN_1_SUNSET | CCSF-2011-17 |  |  | Sunset Reservoir North Basin | CCSF |  |  |  | 4.5 | 0.63 | 4.96 | 6.134 | 1 | 6.134 | Solar |  | 1 |  | MARTIN_1_SUNSET
Other | INTKEP_2_UNITS | CCSF-2011-5 |  |  | Moccasin Low Head | CCSF |  |  |  | 52 | 239 | 2.9 | 5.0141 | 1 | 5.0141 | Small_Hydro |  | 1 |  | INTKEP_2_UNITS
Other | INTKEP_2_UNITS | CCSF-62549A/62550A/62551A |  |  | Kirkwood (1-3) | CCSF |  |  |  | 52 | 239 | 118.2 | 508.649 | 1 | 508.649 | Small_Hydro |  | 1 |  | INTKEP_2_UNITS
Other | BRDSLD_2_HIWIND | CLTN-2011-2 |  |  | High Winds | Colton |  |  |  | 162 | 24.3 | 2.997 | 6.0943 | 1 | 6.0943 | Wind |  | 1 |  | BRDSLD_2_HIWIND
Other | VALLEY_5_PERRIS | CLTN-2011-3 |  |  | Perris | Colton |  |  |  | 7.94 | 7.94 | 1.7277 | 3.7588 | 1 | 3.7588 | Small_Hydro |  | 1 |  | VALLEY_5_PERRIS
Other | VALLEY_5_PERRIS | CLTN-2011-3 |  |  | Valley View | Colton |  |  |  | 7.94 | 7.94 | 0.89216 | 1.7369 | 1 | 1.7369 | Small_Hydro |  | 1 |  | VALLEY_5_PERRIS
Other | VALLEY_5_PERRIS | CLTN-2011-3 |  |  | Coyote Creek | Colton |  |  |  | 7.94 | 7.94 | 0.68109 | 1.6509 | 1 | 1.6509 | Small_Hydro |  | 1 |  | VALLEY_5_PERRIS
Other | VALLEY_5_PERRIS | CLTN-2011-3 |  |  | Rio Hondo Power Plant | Colton |  |  |  | 7.94 | 7.94 | 0.41562 | 0.86403 | 1 | 0.86403 | Small_Hydro |  | 1 |  | VALLEY_5_PERRIS
Other | DMDVLY_1_GEN 1 | CLTN-2013-1 |  |  | Diamond Valley Lake | Colton | [5 empty] | 29.7 | 27.6206 | 1 | 27.6206 | Small_Hydro |  | 1 |  | #N/A
Other | DMDVLY_1_GEN 1 | CLTN-2013-1 |  |  | Red Mountain | Colton | [5 empty] | 5.9 | 23.2144 | 1 | 23.2144 | Small_Hydro |  | 1 |  | #N/A
Other | DMDVLY_1_GEN 1 | CLTN-2013-1 |  |  | Temescal | Colton | [5 empty] | 2.85 | 14.7071 | 1 | 14.7071 | Small_Hydro |  | 1 |  | #N/A
Other | DMDVLY_1_GEN 1 | CLTN-2013-1 |  |  | Corona | Colton | [5 empty] | 2.85 | 13.9377 | 1 | 13.9377 | Small_Hydro |  | 1 |  | #N/A
Other |  | CLTN-2015-1 |  |  | Colton Solar One LLC | Colton | [5 empty] | 2.5 | 6.0444 | 1 | 6.0444 | Solar |  | 1 |  | #N/A
Other |  | CLTN-2015-1 |  |  | Colton Solar Two LLC | Colton | [5 empty] | 0.998 | 2.4129 | 1 | 2.4129 | Solar |  | 1 |  | #N/A
Other |  | CNE-MISC-1 |  |  | San Gorgonio Wind | CNE | [5 empty] | 49.5 | 183.708 | 1 | 183.708 | Wind |  | 1 |  | #N/A
Other | GONZLS_6_UNIT | CPA-2011-1 |  |  | Ameresco Johnson Canyon | CPA |  |  |  | 1.42 | 1.23 | 1.41 | 7.832 | 1 | 7.832 | Biomass |  | 1 |  | GONZLS_6_UNIT
Other | KIRKER_7_KELCYN | CPA-2011-2 |  |  | Keller Canyon Landfill (Pittsburg) | CPA |  |  |  | 3.56 | 3.38 | 1.92 | 14.8521 | 1 | 14.8521 | Biomass |  | 1 |  | KIRKER_7_KELCYN
Other | OXMTN_6_LNDFIL | CPA-2011-3 |  |  | Ox Mountain Landfill aka Half Moon Bay | CPA |  |  |  | 10.62 | 10.47 | 5.73 | 43.7908 | 1 | 43.7908 | Biomass |  | 1 |  | OXMTN_6_LNDFIL
Other | GRNVLY_7_SCLAND | CPA-2011-4 |  |  | Ameresco Santa Cruz Energy | CPA |  |  |  | 3.04 | 2.27 | 1.59 | 7.1808 | 1 | 7.1808 | Biomass |  | 1 |  | GRNVLY_7_SCLAND
Other | BRDSLD_2_HIWIND | CPA-2011-5 |  |  | High Winds | CPA |  |  |  | 162 | 24.3 | 20.007 | 40.6833 | 1 | 40.6833 | Wind |  | 1 |  | BRDSLD_2_HIWIND
Other | BRDSLD_2_SHILO1 | CPA-2011-6 |  |  | Shiloh I Wind | CPA |  |  |  | 150 | 22.5 | 25 | 66.2188 | 1 | 66.2188 | Wind |  | 1 |  | BRDSLD_2_SHILO1
Other | SPICER_1_UNIT 1 | CPA-2011-7 |  |  | Spicer | CPA | [5 empty] | 1.3752 | 4.0701 | 1 | 4.0701 | Small_Hydro |  | 1 |  | #N/A
Other |  | CPA-2011-8 |  |  | Nimbus | CPA | [5 empty] | 1.5687 | 6.4288 | 1 | 6.4288 | Small_Hydro |  | 1 |  | #N/A
Other |  | CPA-2011-8 |  |  | Stampede | CPA | [5 empty] | 0.42414 | 1.385 | 1 | 1.385 | Small_Hydro |  | 1 |  | #N/A
Other | LEWSTN_7_UNIT 1 | CPA-2011-8 |  |  | Lewiston | CPA | [5 empty] | 0.040671 | 0.23692 | 1 | 0.23692 | Small_Hydro |  | 1 |  | #N/A
Other | EEKTMN_6_SOLAR1 | CPA-2015-1 |  |  | EE K Solar 1 - Kettleman Solar | CPA |  |  |  | 20 | 0 | 20 | 48.3552 | 1 | 48.3552 | Solar |  | 1 |  | EEKTMN_6_SOLAR1
Other | LAMONT_1_SOLAR4 | CPA-2015-2 |  |  | Hayworth Solar Farm | CPA |  |  |  | 26.66 | 3.73 | 27 | 65.2795 | 1 | 65.2795 | Solar |  | 1 |  | LAMONT_1_SOLAR4
Other | CORRAL_6_SJOAQN | CPA-2014-1 |  |  | Ameresco San Joaquin LLC | CPA |  |  |  | 4.3 | 3.57 | 4.34 | 20.615 | 1 | 20.615 | Biomass |  | 1 |  | CORRAL_6_SJOAQN
Other |  | DE-60974A |  |  | H.W. Hill Landfill Gas Power Plant AKA ROOSEVELT BIOGAS | DE | [5 empty] | 26 | 64.5165 | 1 | 64.5165 | Biomass |  | 1 |  | #N/A
Other |  | ESPA-2011-1 |  |  | Nimbus | ESPA | [5 empty] | 0.086971 | 0.35642 | 1 | 0.35642 | Small_Hydro |  | 1 |  | #N/A
Other |  | ESPA-2011-1 |  |  | Stampede | ESPA | [5 empty] | 0.023514 | 0.076788 | 1 | 0.076788 | Small_Hydro |  | 1 |  | #N/A
Other | LEWSTN_7_UNIT 1 | ESPA-2011-1 |  |  | Lewiston | ESPA | [5 empty] | 0.0022548 | 0.013135 | 1 | 0.013135 | Small_Hydro |  | 1 |  | #N/A
Other | NCPA_7_GP1UN1 | GEU-2011-3 |  |  | Geothermal 1 | GEU |  |  |  | 38.85 | 31 | 0.187 | 1.5338 | 1 | 1.5338 | Geothermal |  | 1 |  | NCPA_7_GP1UN1
Other | NCPA_7_GP2UN3 | GEU-2011-4 |  |  | Geothermal 2 | GEU |  |  |  | 42.42 | 0 | 0.187 | 1.3913 | 1 | 1.3913 | Geothermal |  | 1 |  | NCPA_7_GP2UN3
Other |  | GEU-2011-5 |  |  | Nimbus | GEU | [5 empty] | 0.0837 | 0.34301 | 1 | 0.34301 | Small_Hydro |  | 1 |  | #N/A
Other |  | GEU-2011-5 |  |  | Stampede | GEU | [5 empty] | 0.02263 | 0.073899 | 1 | 0.073899 | Small_Hydro |  | 1 |  | #N/A
Other | LEWSTN_7_UNIT 1 | GEU-2011-5 |  |  | Lewiston | GEU | [5 empty] | 0.00217 | 0.012641 | 1 | 0.012641 | Small_Hydro |  | 1 |  | #N/A
Other | GRIDLY_6_SOLAR | GEU-2012-6 |  |  | Gridley Main Two | GEU |  |  |  | 2.5 | 0 | 2.5 | 4.843 | 1 | 4.843 | Solar |  | 1 |  | GRIDLY_6_SOLAR
Other | GRIDLY_6_SOLAR | GEU-2012-6 |  |  | Gridley Main One | GEU |  |  |  | 2.5 | 0 | 1 | 2.0205 | 1 | 2.0205 | Solar |  | 1 |  | GRIDLY_6_SOLAR
Other |  | GLEN-2011-1 |  |  | Grayson 3-5 | Glendale | [5 empty] | 0 | 66.4192 | 1 | 66.4192 | Other |  | 1 |  | #N/A
Other |  | GLEN-2011-2 |  |  | Tieton | Glendale | [5 empty] | 28.734 | 23.9418 | 1 | 23.9418 | Small_Hydro |  | 1 |  | #N/A
Other | BRDSLD_2_HIWIND | GLEN-2011-3 |  |  | High Winds | Glendale |  |  |  | 162 | 24.3 | 8.991 | 18.2828 | 1 | 18.2828 | Wind |  | 1 |  | BRDSLD_2_HIWIND
Other |  | GLEN-2011-4 |  |  | Pleasant Valley (WEST Wyoming Wind Energy Center) | Glendale | [5 empty] | 9.7688 | 16.7699 | 1 | 16.7699 | Wind |  | 1 |  | #N/A
Other |  | GLEN-2011-5 |  |  | Pebble Springs | Glendale | [5 empty] | 19.74 | 50.2505 | 1 | 50.2505 | Wind |  | 1 |  | #N/A
Other | MIRAGE_2_COCHLA | GLEN-2011-6 |  |  | Heber Geothermal Co | Glendale | [5 empty] | 9.525 | 48.1792 | 1 | 48.1792 | Geothermal |  | 1 |  | #N/A
Other | NCPA_7_GP1UN1 | HED-2011-3 |  |  | Geothermal 1 | HED |  |  |  | 38.85 | 31 | 1.7875 | 14.6612 | 1 | 14.6612 | Geothermal |  | 1 |  | NCPA_7_GP1UN1
Other | NCPA_7_GP2UN3 | HED-2011-4 |  |  | Geothermal 2 | HED |  |  |  | 42.42 | 0 | 1.7875 | 13.2995 | 1 | 13.2995 | Geothermal |  | 1 |  | NCPA_7_GP2UN3
Other | SPICER_1_UNIT 1 | HED-2011-5 |  |  | Spicer | HED | [5 empty] | 0.0906 | 0.26814 | 1 | 0.26814 | Small_Hydro |  | 1 |  | #N/A
Other | NCPA_7_GP1UN1 | LODI-2011-3 |  |  | Geothermal 1 | Lodi |  |  |  | 38.85 | 31 | 5.654 | 46.3747 | 1 | 46.3747 | Geothermal |  | 1 |  | NCPA_7_GP1UN1
Other | NCPA_7_GP2UN3 | LODI-2011-4 |  |  | Geothermal 2 | Lodi |  |  |  | 42.42 | 0 | 5.654 | 42.0672 | 1 | 42.0672 | Geothermal |  | 1 |  | NCPA_7_GP2UN3
Other | SPICER_1_UNIT 1 | LODI-2011-6 |  |  | Spicer | Lodi | [5 empty] | 0.6222 | 1.8415 | 1 | 1.8415 | Small_Hydro |  | 1 |  | #N/A
Other |  | LODI-2011-7 |  |  | Nimbus | Lodi | [5 empty] | 0.066216 | 0.27136 | 1 | 0.27136 | Small_Hydro |  | 1 |  | #N/A
Other |  | LODI-2011-7 |  |  | Stampede | Lodi | [5 empty] | 0.017903 | 0.058463 | 1 | 0.058463 | Small_Hydro |  | 1 |  | #N/A
Other | LEWSTN_7_UNIT 1 | LODI-2011-7 |  |  | Lewiston | Lodi | [5 empty] | 0.0017167 | 0.01 | 1 | 0.01 | Small_Hydro |  | 1 |  | #N/A
Other | NCPA_7_GP1UN1 | LOMP-2011-3 |  |  | Geothermal 1 | Lompoc |  |  |  | 38.85 | 31 | 2.024 | 16.601 | 1 | 16.601 | Geothermal |  | 1 |  | NCPA_7_GP1UN1
Other | NCPA_7_GP2UN3 | LOMP-2011-4 |  |  | Geothermal 2 | Lompoc |  |  |  | 42.42 | 0 | 2.024 | 15.0591 | 1 | 15.0591 | Geothermal |  | 1 |  | NCPA_7_GP2UN3
Other |  | LOMP-2011-6 |  |  | Nimbus | Lompoc | [5 empty] | 0.034506 | 0.14141 | 1 | 0.14141 | Small_Hydro |  | 1 |  | #N/A
Other |  | LOMP-2011-6 |  |  | Stampede | Lompoc | [5 empty] | 0.0093294 | 0.030466 | 1 | 0.030466 | Small_Hydro |  | 1 |  | #N/A
Other | LEWSTN_7_UNIT 1 | LOMP-2011-6 |  |  | Lewiston | Lompoc | [5 empty] | 0.0008946 | 0.0052113 | 1 | 0.0052113 | Small_Hydro |  | 1 |  | #N/A
Other | SPICER_1_UNIT 1 | LOMP-2011-7 |  |  | Spicer | Lompoc | [5 empty] | 0.138 | 0.40843 | 1 | 0.40843 | Small_Hydro |  | 1 |  | #N/A
Other | PARDEB_2_UNIT 1 | MCE-60536A |  |  | Pardee Power Plant | MCE | [5 empty] | 23.6 | 95.3248 | 1 | 95.3248 | Small_Hydro |  | 1 |  | #N/A
Other | PEABDY_2_LNDFIL | MCE-61205A |  |  | Hay Road - Silicon Valley Biomass | MCE |  |  |  | 1.6 | 1.51 | 1.6 | 11.7188 | 1 | 11.7188 | Biomass |  | 1 |  | PEABDY_2_LNDFIL
Other | PLSNTG_7_LNCLND | MCE-61632A |  |  | Lincoln Landfill - WPWMA | MCE |  |  |  | 4.98 | 2.92 | 4.86 | 21.9753 | 1 | 21.9753 | Biomass |  | 1 |  | PLSNTG_7_LNCLND
Other | CORCAN_1_SOLAR2 | MCE-62355A |  |  | Corcoran City | MCE |  |  |  | 11 | 1.54 | 11 | 26.5954 | 1 | 26.5954 | Solar |  | 1 |  | CORCAN_1_SOLAR2
Other | GOOSLK_1_SOLAR1 | MCE-62357A |  |  | Cottonwood Goose Lake LLC | MCE |  |  |  | 12 | 1.68 | 12 | 29.0131 | 1 | 29.0131 | Solar |  | 1 |  | GOOSLK_1_SOLAR1
Other | BRDSLD_2_HIWIND | MEID-2013-1 |  |  | High Winds | MEID |  |  |  | 162 | 24.3 | 5.0058 | 10.1791 | 1 | 10.1791 | Wind |  | 1 |  | BRDSLD_2_HIWIND
Other |  | MEID-2013-2 |  |  | Nimbus | MEID | [5 empty] | 0.04455 | 0.18257 | 1 | 0.18257 | Small_Hydro |  | 1 |  | #N/A
Other | LEWSTN_7_UNIT 1 | MEID-2013-2 |  |  | Lewiston | MEID | [5 empty] | 0.001155 | 0.0067282 | 1 | 0.0067282 | Small_Hydro |  | 1 |  | #N/A
Other |  | MEID-61088A |  |  | Bennett Creek Windfarm, LLC | MEID | [5 empty] | 0 | 0.12138 | 1 | 0.12138 | Wind |  | 1 |  | #N/A
Other |  | MEID-61089A |  |  | Hot Springs Windfarm, LLC, Mountain Wind Power II; Nine Canyon Wind Project - Phase 3 | MEID | [5 empty] | 0 | 0.31601 | 1 | 0.31601 | Wind |  | 1 |  | #N/A
Other |  | MEID-61202A |  |  | Juniper Canyon Wind Power | MEID | [5 empty] | 4.6721 | 7.1957 | 1 | 7.1957 | Wind |  | 1 |  | #N/A
Other | MSHGTS_6_MMARLF | NOBLE-60481A |  |  | Miramar Energy LLC | NOBLE |  |  |  | 5 | 3.43 | 3.2 | 20.804 | 1 | 20.804 | Biomass |  | 1 |  | MSHGTS_6_MMARLF
Other | FROGTN_7_UTICA | NOBLE-60520A |  |  | Angels | NOBLE | [5 empty] | 1.4 | 5.608 | 1 | 5.608 | Small_Hydro |  | 1 |  | #N/A
Other | FROGTN_7_UTICA | NOBLE-60521A |  |  | Murphys | NOBLE | [5 empty] | 4.5 | 14.4021 | 1 | 14.4021 | Small_Hydro |  | 1 |  | #N/A
Other | MESAS_2_QF | NOBLE-60633A |  |  | Total Energy Facilities | NOBLE |  |  |  | 2.9 | 0 | 38.4 | 135.1533 | 1 | 135.1533 | Biomass |  | 1 |  | MESAS_2_QF
Other | MOORPK_2_CALABS | NOBLE-60866A |  |  | Calabasas Gas-to-Energy | NOBLE |  |  |  | 6.96 | 4.62 | 13.8 | 44.5878 | 1 | 44.5878 | Biomass |  | 1 |  | MOORPK_2_CALABS
Other |  | POAK-2011-1 |  |  | CA - Port of Oakland - Site 1 | Port of Oakland | [5 empty] | 0.899 | 1.334 | 1 | 1.334 | Solar |  | 1 |  | #N/A
Other |  | POAK-2011-2 |  |  | Nimbus | Port of Oakland | [5 empty] | 0.059164 | 0.24246 | 1 | 0.24246 | Small_Hydro |  | 1 |  | #N/A
Other |  | POAK-2011-2 |  |  | Stampede | Port of Oakland | [5 empty] | 0.015996 | 0.052236 | 1 | 0.052236 | Small_Hydro |  | 1 |  | #N/A
Other | LEWSTN_7_UNIT 1 | POAK-2011-2 |  |  | Lewiston | Port of Oakland | [5 empty] | 0.0015339 | 0.0089352 | 1 | 0.0089352 | Small_Hydro |  | 1 |  | #N/A
Other |  | POAK-2011-3 |  |  | Nimbus | Port of Oakland | [5 empty] | 0.017928 | 0.073471 | 1 | 0.073471 | Small_Hydro |  | 1 |  | #N/A
Other |  | POAK-2011-3 |  |  | Stampede | Port of Oakland | [5 empty] | 0.0048472 | 0.015829 | 1 | 0.015829 | Small_Hydro |  | 1 |  | #N/A
Other | LEWSTN_7_UNIT 1 | POAK-2011-3 |  |  | Lewiston | Port of Oakland | [5 empty] | 0.0004648 | 0.0027076 | 1 | 0.0027076 | Small_Hydro |  | 1 |  | #N/A
Other | OAK L_7_EBMUD | POAK-2012-4 |  |  | EBMUD WWTP Power Generation Station | Port of Oakland | [5 empty] | 6.45 | 24.453 | 1 | 24.453 | Biomass |  | 1 |  | #N/A
Other | OAK L_1_GTG1 | POAK-62025A |  |  | EBMUD WWTP Digester Gas Turbine | Port of Oakland |  |  |  | 4.6 | 0 | 4.6 | 25.8443 | 1 | 25.8443 | Biomass |  | 1 |  | OAK_L_1_GTG1
Other |  | PPC-2011-1 |  |  | Nimbus | PPC | [5 empty] | 0.047478 | 0.19457 | 1 | 0.19457 | Small_Hydro |  | 1 |  | #N/A
Other |  | PPC-2011-1 |  |  | Stampede | PPC | [5 empty] | 0.012837 | 0.041919 | 1 | 0.041919 | Small_Hydro |  | 1 |  | #N/A
Other | LEWSTN_7_UNIT 1 | PPC-2011-1 |  |  | Lewiston | PPC | [5 empty] | 0.0012309 | 0.0071704 | 1 | 0.0071704 | Small_Hydro |  | 1 |  | #N/A
Other | SAUGUS_7_LOPEZ | PPG-60480A |  |  | MM Lopez Energy LLC | PPG |  |  |  | 6.1 | 5.47 | 6.06 | 46.0372 | 1 | 46.0372 | Biomass |  | 1 |  | SAUGUS_7_LOPEZ
Other | SANTGO_6_COYOTE | PPG-60485A |  |  | Coyote Canyon | PPG | [5 empty] | 20 | 46.6675 | 1 | 46.6675 | Biomass |  | 1 |  | #N/A
Other | SAUGUS_7_CHIQCN | PWP-2011-1 |  |  | Chiquita Canyon | PWP |  |  |  | 8 | 4.88 | 7.6667 | 37.394 | 1 | 37.394 | Biomass |  | 1 |  | SAUGUS_7_CHIQCN
Other | WALNUT_7_WCOVST | PWP-2011-11 |  |  | MM West Covina LLC, Gen 2 | PWP |  |  |  | 6.5 | 5.61 | 7.1 | 36.646 | 1 | 36.646 | Biomass |  | 1 |  | WALNUT_7_WCOVST
Other | AZUSA_2_HYDRO | PWP-2011-2 |  |  | Azusa | PWP | [5 empty] | 3 | 2.6888 | 1 | 2.6888 | Small_Hydro |  | 1 |  | #N/A
Other | GLNARM_7_UNIT 3 | PWP-2011-21 |  |  | GLENARM - UNITS 2, 3, 4 | PWP |  |  |  | 44.83 | 44.83 | 0 | 0 | 1 | 0 | Other |  | 1 |  | GLNARM_7_UNIT_3
Other | BRDWAY_7_UNIT 1 | PWP-2011-24 |  |  | Broadway Unit B-3 | PWP | [5 empty] | 0 | 0 | 1 | 0 | Other |  | 1 |  | #N/A
Other |  | PWP-2011-4 |  |  | Milford Wind WT11 | PWP | [5 empty] | 5.0875 | 10.1378 | 1 | 10.1378 | Wind |  | 1 |  | #N/A
Other | BRDSLD_2_HIWIND | PWP-2011-5 |  |  | High Winds | PWP |  |  |  | 162 | 24.3 | 5.994 | 12.1885 | 1 | 12.1885 | Wind |  | 1 |  | BRDSLD_2_HIWIND
Other | MIRAGE_2_COCHLA | PWP-2011-6 |  |  | Heber Geothermal Co | PWP | [5 empty] | 9.525 | 48.1792 | 1 | 48.1792 | Geothermal |  | 1 |  | #N/A
Other |  | PWP-2011-8 |  |  | Magnolia Power Project (Biomethane portion) | PWP | [5 empty] | 0 | 114.8191 | 1 | 114.8191 | Other |  | 1 |  | #N/A
Other | CAMLOT_2_SOLAR2 | PWP-2014-3 |  |  | Columbia Two, LLC | PWP |  |  |  | 15 | 2.1 | 2.571 | 0.31848 | 1 | 0.31848 | Solar |  | 1 |  | CAMLOT_2_SOLAR2
Other | DINUBA_6_UNIT | PWP-60272A |  |  | Dinuba Energy | PWP |  |  |  | 12 | 0 | 12 | 70.8485 | 1 | 70.8485 | Biomass |  | 1 |  | DINUBA_6_UNIT
Other | GYSRVL_7_WSPRNG | PWRPA-2011-1 |  |  | Warm Springs | PWRPA |  |  |  | 3.75 | 0.42 | 2.79 | 12.6914 | 1 | 12.6914 | Small_Hydro |  | 1 |  | GYSRVL_7_WSPRNG
Other |  | PWRPA-2011-2 |  |  | Nimbus | PWRPA | [5 empty] | 0.92231 | 3.7797 | 1 | 3.7797 | Small_Hydro |  | 1 |  | #N/A
Other |  | PWRPA-2011-2 |  |  | Stampede | PWRPA | [5 empty] | 0.24937 | 0.81432 | 1 | 0.81432 | Small_Hydro |  | 1 |  | #N/A
Other | LEWSTN_7_UNIT 1 | PWRPA-2011-2 |  |  | Lewiston | PWRPA | [5 empty] | 0.023912 | 0.13929 | 1 | 0.13929 | Small_Hydro |  | 1 |  | #N/A
Other | SNMALF_6_UNITS | PWRPA-2011-3 |  |  | Central LF (Sonoma) Phase II Units 1-4 | PWRPA |  |  |  | 5 | 3.27 | 3.2 | 18.3772 | 1 | 18.3772 | Biomass |  | 1 |  | SNMALF_6_UNITS
Other | SNMALF_6_UNITS | PWRPA-2011-3 |  |  | Central LF (Sonoma) Phase I Units 1-4 | PWRPA |  |  |  | 5 | 3.27 | 3.2 | 18.1547 | 1 | 18.1547 | Biomass |  | 1 |  | SNMALF_6_UNITS
Other | CHINO_7_MILIKN | RCMU-2013-2 |  |  | MN Milliken Genco LLC, Unit 1-2 | RCMU |  |  |  | 1.9 | 1.21 | 2.6 | 9.8977 | 1 | 9.8977 | Biomass |  | 1 |  | CHINO_7_MILIKN
Other | ETIWND_7_MIDVLY | RCMU-2013-3 |  |  | MN Mid Valley Genco LLC, 1-2 | RCMU | [5 empty] | 2.6 | 12.5317 | 1 | 12.5317 | Biomass |  | 1 |  | #N/A
Other |  | RPU-2011-2 |  |  | Salton Sea Unit 5 | RPU | [5 empty] | 49.9 | 324.0137 | 1 | 324.0137 | Geothermal |  | 1 |  | #N/A
Other | BUCKWD_7_WINTCV | RPU-2011-3 |  |  | Wintec Energy #2-A | RPU |  |  |  | 1.32 | 0.2 | 1.32 | 3.9299 | 1 | 3.9299 | Wind |  | 1 |  | BUCKWD_7_WINTCV
Other | STNRES_1_UNIT | RPU-2012-4 |  |  | Stanislaus Resource Recovery Facility | RPU |  |  |  | 19.9 | 17.65 | 24 | 132.277 | 1 | 132.277 | Biomass |  | 1 |  | STNRES_1_UNIT
Other | GARNET_1_WT3WND | RPU-2012-5 |  |  | WAGNER WIND, LLC | RPU |  |  |  | 6 | 0 | 6 | 18.3631 | 1 | 18.3631 | Wind |  | 1 |  | GARNET_1_WT3WND
Other | CAMLOT_2_SOLAR2 | RPU-2014-2 |  |  | Columbia Two, LLC | RPU |  |  |  | 15 | 2.1 | 11.1435 | 1.3804 | 1 | 1.3804 | Solar |  | 1 |  | CAMLOT_2_SOLAR2
Other | VALLEY_5_SOLAR2 | RPU-2015-1 |  |  | AP North Lake Solar - Diamond Valley Lake Solar | RPU |  |  |  | 20 | 2.8 | 20 | 48.3552 | 1 | 48.3552 | Solar |  | 1 |  | VALLEY_5_SOLAR2
Other | RVSIDE_6_SOLAR1 | RPU-2015-2 |  |  | Tequesquite Landfill Solar Project | RPU |  |  |  | 7.5 | 1.05 | 7.5 | 18.1332 | 1 | 18.1332 | Solar |  | 1 |  | RVSIDE_6_SOLAR1
Other | TRNSWD_1_QF | RPU-2014-1 |  |  | Cabazon Wind Partners, LLC | RPU |  |  |  |  | 5.85 | 41 | 109.6637 | 1 | 109.6637 | Wind |  | 1 |  | TRNSWD_1_QF
Other |  | SHLL-62288A |  |  | Palouse Wind | Shell | [5 empty] | 104.4 | 130.05 | 1 | 130.05 | Wind |  | 1 |  | #N/A
Other | NCPA_7_GP1UN1 | SVP-2011-1 |  |  | Geothermal 1 | SVP |  |  |  | 38.85 | 31 | 24.4148 | 200.2524 | 1 | 200.2524 | Geothermal |  | 1 |  | NCPA_7_GP1UN1
Other | ELKCRK_6_STONYG | SVP-2011-10 |  |  | Stony Gorge | SVP |  |  |  | 4.9 | 1.4 | 5 | 11.9313 | 1 | 11.9313 | Small_Hydro |  | 1 |  | ELKCRK_6_STONYG
Other | CSCHYD_2_UNIT 2 | SVP-2011-11 |  |  | High Line Canal | SVP | [5 empty] | 0.5 | 0 | 1 | 0 | Small_Hydro |  | 1 |  | #N/A
Other | WHEATL_6_LNDFIL | SVP-2011-12 |  |  | Ostrom Road aka G2 Energy Project | SVP |  |  |  | 3.55 | 3.07 | 3.2 | 15.0869 | 1 | 15.0869 | Biomass |  | 1 |  | WHEATL_6_LNDFIL
Other | GRIZLY_1_UNIT 1 | SVP-2011-13 |  |  | Grizzly | SVP |  |  |  | 20 | 20 | 21 | 35.7591 | 1 | 35.7591 | Small_Hydro |  | 1 |  | GRIZLY_1_UNIT_1
Other |  | SVP-2011-15 |  |  | Big Horn 1 | SVP | [5 empty] | 105 | 278.6177 | 1 | 278.6177 | Wind |  | 1 |  | #N/A
Other |  | SVP-2011-16 |  |  | Big Horn 2 | SVP | [5 empty] | 17.5 | 42.4571 | 1 | 42.4571 | Wind |  | 1 |  | #N/A
Other | MANZNA_2_WIND | SVP-2011-17 |  |  | Manzana Wind | SVP |  |  |  | 189 | 28.35 | 50.0094 | 139.9108 | 1 | 139.9108 | Wind |  | 1 |  | MANZNA_2_WIND
Other | NCPA_7_GP2UN3 | SVP-2011-2 |  |  | Geothermal 2 | SVP |  |  |  | 42.42 | 0 | 24.4148 | 181.6523 | 1 | 181.6523 | Geothermal |  | 1 |  | NCPA_7_GP2UN3
Other | SPICER_1_UNIT 1 | SVP-2011-3 |  |  | Spicer | SVP | [5 empty] | 2.2212 | 6.5739 | 1 | 6.5739 | Small_Hydro |  | 1 |  | #N/A
Other |  | SVP-2011-6 |  |  | Nimbus | SVP | [5 empty] | 1.2239 | 5.0157 | 1 | 5.0157 | Small_Hydro |  | 1 |  | #N/A
Other |  | SVP-2011-6 |  |  | Stampede | SVP | [5 empty] | 0.33091 | 1.0806 | 1 | 1.0806 | Small_Hydro |  | 1 |  | #N/A
Other | LEWSTN_7_UNIT 1 | SVP-2011-6 |  |  | Lewiston | SVP | [5 empty] | 0.031731 | 0.18484 | 1 | 0.18484 | Small_Hydro |  | 1 |  | #N/A
Other | BLCKBT_2_STONEY | SVP-2011-9 |  |  | Black Butte | SVP |  |  |  | 6.2 | 1.5 | 6.19 | 14.4775 | 1 | 14.4775 | Small_Hydro |  | 1 |  | BLCKBT_2_STONEY
Other | RSMSLR_6_SOLAR1 | SVP-2013-2 |  |  | RE Rosamond One | SVP |  |  |  | 20 | 2.8 | 20 | 53.2107 | 1 | 53.2107 | Solar |  | 1 |  | RSMSLR_6_SOLAR1
Other | TULLCK_7_UNIT 1 | SVP-60071A |  |  | Tulloch | SVP | [5 empty] | 17.1 | 102.716 | 1 | 102.716 | Small_Hydro |  | 1 |  | #N/A
Other | BEARDS_7_UNIT 1 | SVP-2014-1 |  |  | Beardsley | SVP |  |  |  | 11.5 | 6.46 | 9.99 | 46.9204 | 1 | 46.9204 | Small_Hydro |  | 1 |  | BEARDS_7_UNIT_1
Other | FRIANT_6_UNITS | SVP-60156A 62380A 62381A |  |  | Friant-Kern Hydro Facility (River Outlet, Madera Canal, F-K) | SVP |  |  |  | 25 | 8.34 | 30.57 | 72.8787 | 1 | 72.8787 | Small_Hydro |  | 1 |  | FRIANT_6_UNITS
Other | CAYTNO_2_VASCO | SVP-2014-2 |  |  | Ameresco Vasco Road LLC | SVP |  |  |  | 4.3 | 3.58 | 4.34 | 30.279 | 1 | 30.279 | Biomass |  | 1 |  | CAYTNO_2_VASCO
Other | WEBER_6_FORWRD | SVP-2014-3 |  |  | Ameresco Forward LLC | SVP |  |  |  | 4.2 | 3.66 | 4.34 | 19.044 | 1 | 19.044 | Biomass |  | 1 |  | WEBER_6_FORWRD
Other | ZOND_6_UNIT | SVP-2011-14 |  |  | Santa Clara 85C | SVP |  |  |  | 17.1 | 2.57 | 18 | 16.4098 | 1 | 16.4098 | Wind |  | 1 |  | ZOND_6_UNIT
Other |  | TDPUD-2011-1 |  |  | TRANS JORDAN | TDPUD | [5 empty] | 3.36 | 16.8686 | 1 | 16.8686 | Biomass |  | 1 |  | #N/A
Other |  | TDPUD-2012-10 |  |  | Pleasant Valley (WEST Wyoming Wind Energy Center) | TDPUD | [5 empty] | 2.0417 | 3.505 | 1 | 3.505 | Wind |  | 1 |  | #N/A
Other |  | TDPUD-2012-8 |  |  | Horse Butte Wind | TDPUD | [5 empty] | 15.1966 | 11.4433 | 1 | 11.4433 | Wind |  | 1 |  | #N/A
Other |  | TDPUD-61355A |  |  | Salt Lake Landfill Gas Recovery | TDPUD | [5 empty] | 2.24 | 6.0053 | 1 | 6.0053 | Biomass |  | 1 |  | #N/A
Other | NCPA_7_GP1UN1 | UKIAH-2011-3 |  |  | Geothermal 1 | Ukiah |  |  |  | 38.85 | 31 | 3.0855 | 25.3076 | 1 | 25.3076 | Geothermal |  | 1 |  | NCPA_7_GP1UN1
Other | NCPA_7_GP2UN3 | UKIAH-2011-4 |  |  | Geothermal 2 | Ukiah |  |  |  | 42.42 | 0 | 3.0855 | 22.9569 | 1 | 22.9569 | Geothermal |  | 1 |  | NCPA_7_GP2UN3
Other | UKIAH_7_LAKEMN | UKIAH-2011-6 |  |  | Lake Mendocino | Ukiah |  |  |  | 3.5 | 1.7 | 3.5 | 5.0912 | 1 | 5.0912 | Small_Hydro |  | 1 |  | UKIAH_7_LAKEMN
Other |  | UKIAH-2011-7 |  |  | Nimbus | Ukiah | [5 empty] | 0.043956 | 0.18014 | 1 | 0.18014 | Small_Hydro |  | 1 |  | #N/A
Other |  | UKIAH-2011-7 |  |  | Stampede | Ukiah | [5 empty] | 0.011884 | 0.038809 | 1 | 0.038809 | Small_Hydro |  | 1 |  | #N/A
Other | LEWSTN_7_UNIT 1 | UKIAH-2011-7 |  |  | Lewiston | Ukiah | [5 empty] | 0.0011396 | 0.0066385 | 1 | 0.0066385 | Small_Hydro |  | 1 |  | #N/A
Other | SPICER_1_UNIT 1 | UKIAH-2011-8 |  |  | Spicer | Ukiah | [5 empty] | 0.1224 | 0.36226 | 1 | 0.36226 | Small_Hydro |  | 1 |  | #N/A
Other | VERNON_7_CTG1 | VERN-2014-1 |  |  | Malburg Generating Station | Vernon | [5 empty] | 0 | 105.1625 | 1 | 105.1625 | Other |  | 1 |  | VERNON_6_MALBRG
Other | MSOLAR_2_SOLAR3 |  |  |  | Mesquite Solar 3, LLC | WAPA |  |  |  | 152 | 21.28 | 152 | 399.456 | 1 | 399.456 | Solar |  | 1 |  | MSOLAR_2_SOLAR3
Other | BIGSKY_2_SOLAR6 |  |  |  | Solverde 1 | CDWR |  |  |  | 85 | 11.9 | 85 | 223.38 | 1 | 223.38 | Solar |  | 1 |  | BIGSKY_2_SOLAR6
Other | ASTORA_2_SOLAR2 |  |  |  | Astoria 2 | City of Azusa |  |  |  | 75 | 10.5 | 2 | 5.256 | 1 | 5.256 | Solar |  | 1 |  | ASTORA_2_SOLAR2
Other | ASTORA_2_SOLAR2 |  |  |  | Astoria 2 | City of Banning |  |  |  | 75 | 10.5 | 8 | 21.024 | 1 | 21.024 | Solar |  | 1 |  | ASTORA_2_SOLAR2
Other | ASTORA_2_SOLAR2 |  |  |  | Astoria 2 | City of Colton |  |  |  | 75 | 10.5 | 5 | 13.14 | 1 | 13.14 | Solar |  | 1 |  | ASTORA_2_SOLAR2
Other | ASTORA_2_SOLAR2 |  |  |  | Astoria 2 | City of Vernon |  |  |  | 75 | 10.5 | 30 | 78.84 | 1 | 78.84 | Solar |  | 1 |  | ASTORA_2_SOLAR2
Other | ASTORA_2_SOLAR2 |  |  |  | Astoria 2 | Corona |  |  |  | 75 | 10.5 | 2 | 5.256 | 1 | 5.256 | Solar |  | 1 |  | ASTORA_2_SOLAR2
Other | ASTORA_2_SOLAR2 |  |  |  | Astoria 2 | Lodi |  |  |  | 75 | 10.5 | 10 | 26.28 | 1 | 26.28 | Solar |  | 1 |  | ASTORA_2_SOLAR2
Other | ASTORA_2_SOLAR2 |  |  |  | Astoria 2 | Moreno Valley |  |  |  | 75 | 10.5 | 2 | 5.256 | 1 | 5.256 | Solar |  | 1 |  | ASTORA_2_SOLAR2
Other | ASTORA_2_SOLAR2 |  |  |  | Astoria 2 | Rancho Cucamonga |  |  |  | 75 | 10.5 | 6 | 15.768 | 1 | 15.768 | Solar |  | 1 |  | ASTORA_2_SOLAR2
Other | ASTORA_2_SOLAR2 |  |  |  | Astoria 2 | PWRPA |  |  |  | 75 | 10.5 | 10 | 26.28 | 1 | 26.28 | Solar |  | 1 |  | ASTORA_2_SOLAR2
Other | EXCLSG_1_SOLAR |  |  |  | Excelsior Solar | UC |  |  |  | 60 | 8.4 | 60 | 157.68 | 1 | 157.68 | Solar |  | 1 |  | EXCLSG_1_SOLAR
Other | RTEDDY_2_SOLAR2 |  |  |  | Rosamond West Solar 2 | TIDC |  |  |  | 54 | 7.56 | 55 | 144.54 | 1 | 144.54 | Solar |  | 1 |  | RTEDDY_2_SOLAR2
Other | RTEDDY_2_SOLAR1 |  |  |  | Rosamond West Solar 1 | Stanford |  |  |  | 54 | 7.56 | 54 | 141.912 | 1 | 141.912 | Solar |  | 1 |  | RTEDDY_2_SOLAR1
Other | BIGSKY_2_SOLAR7 |  |  |  | Big Sky Solar 1 | SCPPA |  |  |  | 50 | 7 | 50 | 131.4 | 1 | 131.4 | Solar |  | 1 |  | BIGSKY_2_SOLAR7
Other | USWND2_1_WIND2 |  |  |  | Golden Hills B | Google |  |  |  | 42.96 | 6.44 | 42.96 | 112.8989 | 1 | 112.8989 | Wind |  | 1 |  | USWND2_1_WIND2
Other | BIGSKY_2_SOLAR2 |  |  |  | Big Sky Solar 4 | City of Palo Alto |  |  |  | 40 | 5.6 | 40 | 105.12 | 1 | 105.12 | Solar |  | 1 |  | BIGSKY_2_SOLAR2
Other | MSTANG_2_SOLAR3 |  |  |  | Mustang 3 | SCP/MCE |  |  |  | 40 | 5.6 | 40 | 105.12 | 1 | 105.12 | Solar |  | 1 |  | MSTANG_2_SOLAR3
Other | MSTANG_2_SOLAR |  |  |  | Mustang | SCP/MCE |  |  |  | 30 | 4.2 | 30 | 78.84 | 1 | 78.84 | Solar |  | 1 |  | MSTANG_2_SOLAR
Other | MSTANG_2_SOLAR4 |  |  |  | Mustang 4 | SCP/MCE |  |  |  | 30 | 4.2 | 30 | 78.84 | 1 | 78.84 | Solar |  | 1 |  | MSTANG_2_SOLAR4
Other | BIGSKY_2_SOLAR1 |  |  |  | Antelope Big Sky Ranch | SCPPA |  |  |  | 20 | 2.8 | 20 | 52.56 | 1 | 52.56 | Solar |  | 1 |  | BIGSKY_2_SOLAR1
Other | BIGSKY_2_SOLAR4 |  |  |  | Western Antelope Blue Sky Ranch B | City of Palo Alto |  |  |  | 20 | 2.8 | 20 | 52.56 | 1 | 52.56 | Solar |  | 1 |  | BIGSKY_2_SOLAR4
Other | BLYTHE_1_SOLAR2 |  |  |  | Blythe Green 1 | Cisco |  |  |  |  | 0 | 20 | 52.56 | 1 | 52.56 | Solar |  | 1 |  | BLYTHE_1_SOLAR2
Other | CRWCKS_1_SOLAR1 |  |  |  | Crow Creek Solar 1 | City of Palo Alto |  |  |  | 20 | 0 | 20 | 52.56 | 1 | 52.56 | Solar |  | 1 |  | CRWCKS_1_SOLAR1
Other | KNGBRD_2_SOLAR1 |  |  |  | Kingbird Solar A | SCPPA |  |  |  | 20 | 2.8 | 20 | 52.56 | 1 | 52.56 | Solar |  | 1 |  | KNGBRD_2_SOLAR1
Other | KNGBRD_2_SOLAR2 |  |  |  | Kingbird Solar B | SCPPA |  |  |  | 20 | 2.8 | 20 | 52.56 | 1 | 52.56 | Solar |  | 1 |  | KNGBRD_2_SOLAR2
Other | PLAINV_6_DSOLAR |  |  |  | Western Antelope Dry Ranch | City of Lancaster |  |  |  | 10 | 1.4 | 10 | 26.28 | 1 | 26.28 | Solar |  | 1 |  | PLAINV_6_DSOLAR
Other | PBLOSM_2_SOLAR |  |  |  | PearBlossom | CDWR |  |  |  | 9.5 | 1.33 | 9.5 | 24.966 | 1 | 24.966 | Solar |  | 1 |  | PBLOSM_2_SOLAR
Other | BIGSKY_2_SOLAR5 |  |  |  | Big Sky Solar 2 | SCPPA |  |  |  | 5 | 0.7 | 5 | 13.14 | 1 | 13.14 | Solar |  | 1 |  | BIGSKY_2_SOLAR5
Other | USWND2_1_WIND1 |  |  |  | Golden Hills A | Google |  |  |  | 42.96 | 6.44 | 4.3 | 11.3004 | 1 | 11.3004 | Wind |  | 1 |  | USWND2_1_WIND1
Other | DRACKR_2_SOLAR1 |  |  |  | Dracker Solar Unit 1 | Unknown |  |  |  | 110 | 15.4 | 110 | 289.08 | 1 | 289.08 | Solar |  | 1 |  | DRACKR_2_SOLAR1
Other | WRGTSR_2_WSFSR1 |  |  |  | Wright Solar Park | PCE | [5 empty] | 200 | 550.78 | 0.84 | 462.6552 | Solar |  | 1 | 1 | #N/A
Other | CABALO_2_M2WSR2 |  |  |  | Mustang 2 | PCE | [5 empty] | 100 | 295.182 | 0.84 | 247.9529 | Solar |  | 1 | 1 | #N/A
Other |  |  |  |  | 50001 SCWA North and South Ponds | SCPA | [5 empty] | 7 | 16.581 | 0.84 | 13.9281 | Solar |  | 1 |  | #N/A
Other |  |  |  |  | 50002 SCWA R1 & R2 Ponds | SCPA | [5 empty] | 2 | 16.581 | 0.84 | 13.9281 | Solar |  | 1 |  | #N/A
Other |  |  |  |  | 50003 SCWA R4 Pond | SCPA | [5 empty] | 1.5 | 16.581 | 0.84 | 13.9281 | Solar |  | 1 |  | #N/A
Other |  |  |  |  | 50004 SCWA R5 Pond | SCPA | [5 empty] | 2 | 16.581 | 0.84 | 13.9281 | Solar |  | 1 |  | #N/A
Other |  |  |  |  | Golden Hills North | SCPA | [5 empty] | 41.2 | 108.2736 | 0.84 | 90.9498 | Wind |  | 1 |  | #N/A
Other | BGSKYN_2_ASPSR2 |  |  |  | Antelope II Expansion | MCE | [5 empty] | 105 | 290.471 | 0.84 | 243.9956 | Solar |  | 1 | 1 | #N/A
Other | LTBERA_1_LB1SR1 |  |  |  | Little Bear 1 | MCE | [5 empty] | 40 | 109.499 | 0.84 | 91.9792 | Solar |  | 1 | 1 | #N/A
Other | LTBEAR_1_LB3SR3 |  |  |  | Little Bear 3 | MCE | [5 empty] | 20 | 54.75 | 0.84 | 45.99 | Solar |  | 1 | 1 | #N/A
Other | LTBEAR_1_LB4SR4 |  |  |  | Little Bear 4 | MCE | [5 empty] | 50 | 136.874 | 0.84 | 114.9742 | Solar |  | 1 | 1 | #N/A
Other | LTBEAR_1_LB4SR5 |  |  |  | Little Bear 5 | MCE | [5 empty] | 50 | 136.874 | 0.84 | 114.9742 | Solar |  | 1 | 1 | #N/A
Other | VOYAGR_2_VOYWD3 |  |  |  | Voyager Wind III | MCE | [5 empty] | 42 | 138 | 0.84 | 115.92 | Wind |  | 1 | 1 | VOYAGR_2_VOYWD3
Other |  |  |  |  | Los Banos Wind | MCE | [5 empty] | 125 | 372.2 | 0.84 | 312.648 | Wind |  | 1 |  | #N/A
Other | DSRTHV_2_DH1SR1 |  |  |  | Desert Harvest | MCE | [5 empty] | 80 | 261.597 | 0.84 | 219.7415 | Solar |  | 1 | 1 | #N/A
Other |  |  |  |  | Freethy 1 (FIT) | MCE | [5 empty] | 1 | 1.8 | 1 | 1.8 | Solar |  | 1 |  | #N/A
Other |  |  |  |  | Freethy 2 (FIT) | MCE | [5 empty] | 1 | 1.8 | 1 | 1.8 | Solar |  | 1 |  | #N/A
Other | ALAMIT_7_ES1 |  |  |  | AES Alamitos ES | [6 empty] | 100 |  |  |  | Li_Battery |  |  | 1 | #N/A
Other |  |  |  |  | Stem Energy DRES - 402039 | [6 empty] | 7 |  |  |  | Li_Battery |  |  |  | #N/A
Other |  |  |  |  | Stem Energy DRES - 402040 | [6 empty] | 78 |  |  |  | Li_Battery |  |  |  | #N/A
Other |  |  |  |  | Ice Bear PLS - 431058 | [6 empty] | 1.92 |  |  |  | Li_Battery |  |  |  | #N/A
Other |  |  |  |  | Ice Bear PLS - 431061 | [6 empty] | 1.92 |  |  |  | Li_Battery |  |  |  | #N/A
Other |  |  |  |  | Ice Bear PLS - 431064 | [6 empty] | 1.92 |  |  |  | Li_Battery |  |  |  | #N/A
Other |  |  |  |  | Ice Bear PLS - 431067 | [6 empty] | 1.92 |  |  |  | Li_Battery |  |  |  | #N/A
Other |  |  |  |  | Ice Bear PLS - 431070 | [6 empty] | 1.92 |  |  |  | Li_Battery |  |  |  | #N/A
Other |  |  |  |  | Ice Bear PLS - 431145 | [6 empty] | 1.28 |  |  |  | Li_Battery |  |  |  | #N/A
Other |  |  |  |  | Ice Bear PLS - 431148 | [6 empty] | 1.28 |  |  |  | Li_Battery |  |  |  | #N/A
Other |  |  |  |  | Ice Bear PLS - 431151 | [6 empty] | 1.28 |  |  |  | Li_Battery |  |  |  | #N/A
Other |  |  |  |  | Ice Bear PLS - 431154 | [6 empty] | 1.28 |  |  |  | Li_Battery |  |  |  | #N/A
Other |  |  |  |  | Ice Bear PLS - 431157 | [6 empty] | 1.28 |  |  |  | Li_Battery |  |  |  | #N/A
Other |  |  |  |  | Ice Bear PLS - 431163 | [6 empty] | 1.28 |  |  |  | Li_Battery |  |  |  | #N/A
Other |  |  |  |  | Ice Bear PLS - 431166 | [6 empty] | 1.28 |  |  |  | Li_Battery |  |  |  | #N/A
Other |  |  |  |  | HEBT Irvine1 DRES | [6 empty] | 5 |  |  |  | Li_Battery |  |  |  | #N/A
Other |  |  |  |  | HEBT Irvine2 DRES | [6 empty] | 5 |  |  |  | Li_Battery |  |  |  | #N/A
Other |  |  |  |  | HEBT WLA1 DRES | [6 empty] | 25 |  |  |  | Li_Battery |  |  |  | #N/A
Other |  |  |  |  | HEBT WLA2 DRES | [6 empty] | 15 |  |  |  | Li_Battery |  |  |  | #N/A
Other |  |  |  |  | W Power - Stanton - 1 | [6 empty] | 1.3 |  |  |  | Li_Battery |  |  |  | #N/A
Other |  |  |  |  | Powin Energy - Milligan ESS 1 - ES001 | [6 empty] | 2 |  |  |  | Li_Battery |  |  |  | #N/A
Other |  |  |  |  | AltaGas Pomona Energy Inc. - Pomona battery storage 1 - ES004 | [6 empty] | 20 |  |  |  | Li_Battery |  |  |  | #N/A
Other |  |  |  |  | Tesla - Mira Loma | [6 empty] | 20 |  |  |  | Li_Battery |  |  |  | #N/A
Other |  |  |  |  | Powin SBI, LLC | [6 empty] | 10 |  |  |  | Li_Battery |  |  |  | #N/A
Other |  |  |  |  | Convergent OCES 1 | [6 empty] | 20 |  |  |  | Li_Battery |  |  |  | #N/A
Other |  |  |  |  | Convergent OCES 2 | [6 empty] | 9 |  |  |  | Li_Battery |  |  |  | #N/A
Other |  |  |  |  | Convergent OCES 3 | [6 empty] | 6 |  |  |  | Li_Battery |  |  |  | #N/A
Other |  |  |  |  | Swell Energy Fund 1 | [6 empty] | 5 |  |  |  | Li_Battery |  |  |  | #N/A
Other |  |  |  |  | HEJF1 | [6 empty] | 10 |  |  |  | Li_Battery |  |  |  | #N/A
Other |  |  |  |  | HEJF2 | [6 empty] | 5 |  |  |  | Li_Battery |  |  |  | #N/A
Other |  |  |  |  | PLS/TES - Long Beach Convention Center | [6 empty] | 0.82 |  |  |  | Li_Battery |  |  |  | #N/A
Other |  |  |  |  | PLS/TES - Lockheed Martin | [6 empty] | 1.19 |  |  |  | Li_Battery |  |  |  | #N/A
Other |  |  |  |  | PLS/TES - Golden West College | [6 empty] | 0.8 |  |  |  | Li_Battery |  |  |  | #N/A
Other |  |  |  |  | PLS/TES - Molina Healthcare | [6 empty] | 1.14 |  |  |  | Li_Battery |  |  |  | #N/A
Other |  |  |  |  | PLS/TES - Cypress College | [6 empty] | 0.7 |  |  |  | Li_Battery |  |  |  | #N/A
Other |  |  |  |  | PLS/TES - Santa Ana College Central | [6 empty] | 0.53 |  |  |  | Li_Battery |  |  |  | #N/A
Other |  |  |  |  | PLS/TES - Mt San Antonio College | [6 empty] | 1.5 |  |  |  | Li_Battery |  |  |  | #N/A
Other |  |  |  |  | PLS/TES - Chaffey College | [6 empty] | 0.8 |  |  |  | Li_Battery |  |  |  | #N/A
Other |  |  |  |  | SCE EGT - Grapeland | [6 empty] | 10 |  |  |  | Li_Battery |  |  |  | #N/A
Other |  |  |  |  | SCE EGT - Center | [6 empty] | 10 |  |  |  | Li_Battery |  |  |  | #N/A
Other |  |  |  |  | Tehachapi Storage Project (TSP) | [6 empty] | 8 |  |  |  | Li_Battery |  |  |  | #N/A
Other |  |  |  |  | Irvine Smart Grid-Community Energy Storge | [6 empty] | 0.03 |  |  |  | Li_Battery |  |  |  | #N/A
Other |  |  |  |  | Irvine Smart Grid-Containerized Energy Storage | [6 empty] | 2 |  |  |  | Li_Battery |  |  |  | #N/A
Other |  |  |  |  | Irvine Smart Grid- Residential ES Unit | [6 empty] | 0.06 |  |  |  | Li_Battery |  |  |  | #N/A
Other |  |  |  |  | Discovery Science Center | [6 empty] | 0.1 |  |  |  | Li_Battery |  |  |  | #N/A
Other |  |  |  |  | Catalina Island Battery Storage | [6 empty] | 1 |  |  |  | Li_Battery |  |  |  | #N/A
Other |  |  |  |  | Distribution Energy Storage Integration ("DESI") 2 | [6 empty] | 1.4 |  |  |  | Li_Battery |  |  |  | #N/A
Other |  |  |  |  | Mercury 4 | [6 empty] | 2.8 |  |  |  | Li_Battery |  |  |  | #N/A
Other |  |  |  |  | V2G-LA AFB | [6 empty] | 0.65 |  |  |  | Li_Battery |  |  |  | #N/A
Other |  |  |  |  | SGIP-SCE | [6 empty] | 96 |  |  |  | Li_Battery |  |  |  | #N/A
Other |  |  |  |  | 2014 SGIP-SCE | [6 empty] | 10.8 |  |  |  | Li_Battery |  |  |  | #N/A
Other |  |  |  |  | Distribution Energy Storage Integration ("DESI") 1 | [6 empty] | 2.4 |  |  |  | Li_Battery |  |  |  | #N/A
Other |  |  |  |  | Silverstrand Grid, LLC | [6 empty] | 11 |  |  |  | Li_Battery |  |  |  | #N/A
Other |  |  |  |  | Painter Energy Storage, LLC | [6 empty] | 10 |  |  |  | Li_Battery |  |  |  | #N/A
Other |  |  |  |  | Strata Saticoy, LLC | [6 empty] | 100 |  |  |  | Li_Battery |  |  |  | #N/A
Other |  |  |  |  | Swell Energy VPP Fund 2019-I LLC | [6 empty] | 14 |  |  |  | Li_Battery |  |  |  | #N/A
Other |  |  |  |  | Enel Bella Energy Storage, LLC | [6 empty] | 10 |  |  |  | Li_Battery |  |  |  | #N/A
Other |  |  |  |  | Orni 34 LLC | [6 empty] | 10 |  |  |  | Li_Battery |  |  |  | #N/A
Other |  |  |  |  | AltaGas Power Holdings (U.S.) Inc. | [6 empty] | 40 |  |  |  | Li_Battery |  |  |  | #N/A
Other | VACADX_1_NAS |  |  |  | Vaca-Dixon Battery Energy Storage System | [6 empty] | 2 |  |  |  | Li_Battery |  |  | 1 | VACADX_1_NAS
Other | SWIFT_1_NAS |  |  |  | Yerba Buena Battery Energy Storage System | [6 empty] | 4 |  |  |  | Li_Battery |  |  | 1 | SWIFT_1_NAS
Other |  |  |  |  | Henrietta D Energy Storage | [6 empty] | 10 |  |  |  | Li_Battery |  |  |  | #N/A
Other |  |  |  |  | SGIP-PG&E | [6 empty] | 43.318 |  |  |  | Li_Battery |  |  |  | #N/A
Other |  |  |  |  | Browns Valley Energy Storage | [6 empty] | 0.5 |  |  |  | Li_Battery |  |  |  | #N/A
Other |  |  |  |  | Cascade Energy Storage | [6 empty] | 25 |  |  |  | Li_Battery |  |  |  | #N/A
Other |  |  |  |  | Diablo Energy Storage | [6 empty] | 50 |  |  |  | Li_Battery |  |  |  | #N/A
Other |  |  |  |  | Llagas Energy Storage | [6 empty] | 20 |  |  |  | Li_Battery |  |  |  | #N/A
Other | VISTRA_5_DALBT1 |  |  |  | Vistra Moss Landing Energy Storage | [6 empty] | 100 |  |  |  | Li_Battery |  |  | 1 | #N/A
Other | VISTRA_5_DALBT2 |  |  |  | Vistra Moss Landing Energy Storage | [6 empty] | 100 |  |  |  | Li_Battery |  |  | 1 | #N/A
Other | VISTRA_5_DALBT3 |  |  |  | Vistra Moss Landing Energy Storage | [6 empty] | 100 |  |  |  | Li_Battery |  |  | 1 | #N/A
Other |  |  |  |  | Hummingbird Energy Storage | [6 empty] | 75 |  |  |  | Li_Battery |  |  |  | #N/A
Other |  |  |  |  | mNOC AERS Energy Storage | [6 empty] | 10 |  |  |  | Li_Battery |  |  |  | #N/A
Other |  |  |  |  | Moss Landing Energy Storage | [6 empty] | 182.5 |  |  |  | Li_Battery |  |  |  | #N/A
Other |  |  |  |  | Gonzales Bank 3 | [6 empty] | 1 |  |  |  | Li_Battery |  |  |  | #N/A
Other |  |  |  |  | Gonzales Bank 4 | [6 empty] | 1.75 |  |  |  | Li_Battery |  |  |  | #N/A
Other |  |  |  |  | Lake Hodges Contract | [6 empty] | 40 |  |  |  | Li_Battery |  |  | 1 | #N/A
Other |  |  |  |  | 2012 GRC Energy storage - distribution | [6 empty] | 6.15 |  |  |  | Li_Battery |  |  |  | #N/A
Other |  |  |  |  | expedited energy storage - distribution | [6 empty] | 37.5 |  |  |  | Li_Battery |  |  |  | #N/A
Other |  |  |  |  | SGIPSGIP-SDGE | [6 empty] | 30 |  |  |  | Li_Battery |  |  |  | #N/A
Other |  |  |  |  | Miramar BESS | [6 empty] | 30 |  |  |  | Li_Battery |  |  |  | #N/A
Other |  |  |  |  | Fallbrook BESS | [6 empty] | 8.85 |  |  |  | Li_Battery |  |  |  | #N/A
Other |  |  |  |  | Capristrano Energy Storage | [6 empty] | 4 |  |  |  | Li_Battery |  |  |  | #N/A
Other |  |  |  |  | Don Lee BSS | [6 empty] | 6.5 |  |  |  | Li_Battery |  |  |  | #N/A
Other |  |  |  |  | Pomerado energy storage | [6 empty] | 3 |  |  |  | Li_Battery |  |  |  | #N/A

## Storage Incrementality
Storage Incrementality for D.19-11-016
Developed using CPUC data on IOU energy storage procurement progress. Impacts incrementality of new storage procurement towards the D.19-11-016 targets.
Not incremental means not incremental for D.19-11-016 (due to being procure for another CPUC order)
IOU | Project Name | Name (Gen_List) | Name (RDT) | MW | Connection Type | CPUC Counting Assumption
PG&E | Diablo Energy Storage – Tranche 2/ Contra Costa County |  | DIABLO ENERGY STORAGE_2020_T2 | 50 |  | Incremental
PG&E | Diablo Energy Storage – Tranche 3/ Contra Costa County |  | DIABLO ENERGY STORAGE_2020_T3 | 50 |  | Incremental
PG&E | Dynegy/MOSS100 Energy Storage/Monterey County |  | DYNERGY_MOSS100 | 100 |  | Incremental
PG&E | LS Power/Coso Battery/Inyo County |  | COSO | 60 |  | Incremental
PG&E | LS Power/Diablo Energy Storage – Tranche 1/ Contra Costa County |  | DIABLO ENERGY STORAGE_2020_T1 | 50 |  | Incremental
PG&E | LS Power/Gateway Energy Storage, LLC/San Diego County |  | GATEWAY ENERGY STORAGE_2020 | 50 |  | Incremental
PG&E | NextEra/Blythe Energy Storage 100/Riverside County |  | BLYTHE ENERGY STORAGE | 63 |  | Incremental
PG&E | mNoc AERS |  | MNOC AERS ENERGY STORAGE | 10 | BTM Aggregate | Not incremental
PG&E | SGIP | n/a | n/a | 64.09 | Customer | Not incremental
PG&E | SGIP | n/a | n/a | 64.09 | Customer | Not incremental
PG&E | Browns Valley |  |  | 0.5 | Distribution | Not incremental
PG&E | Gonzales Bank #3 |  |  | 1.02 | Distribution | Not incremental
PG&E | Gonzales Bank #4 |  |  | 1.8 | Distribution | Not incremental
PG&E | Huron |  |  | 6.37 | Distribution | Not incremental
PG&E | Liagas |  | Llagas Energy Storage | 20 | Distribution | Not incremental
PG&E | Santa Nella Canal |  |  | 9.52 | Distribution | Not incremental
PG&E | Santa Nella Ortig |  |  | 4.48 | Distribution | Not incremental
PG&E | Vaca-Dixon | VACA-DIXON BATTERY |  | 2 | Distribution | Not incremental
PG&E | Yerba Buena | Yerba Buena Battery |  | 4 | Distribution | Not incremental
PG&E | Cascade Energy Storage |  | CASCADE ENERGY STORAGE | 25 | Transmission | Not incremental
PG&E | Diablo |  | DIABLO ENERGY STORAGE | 50 | Transmission | Not incremental
PG&E | Hummingbird |  | HUMMINGBIRD ENERGY STORAGE | 75 | Transmission | Not incremental
PG&E | Moss Landing |  | Moss Landing Energy Storage | 182.5 | Transmission | Not incremental
PG&E | Sierra |  | SIERRA ENERGY STORAGE | 10 | Transmission | Not incremental
PG&E | Vistra Moss Landing | Dallas Energy Storage | VISTRA MOSS LANDING ENERGY STORAGE | 300 | Transmission | Not incremental
PG&E | Vistra Moss Landing | Dallas Energy Storage 2 | VISTRA MOSS LANDING ENERGY STORAGE |  | Transmission | Not incremental
PG&E | Vistra Moss Landing | Dallas Energy Storage 3 | VISTRA MOSS LANDING ENERGY STORAGE |  | Transmission | Not incremental
SCE | Cedar Technologies |  |  | 5 |  | Not incremental
SCE | LS Power, Gateway Energy Storage, LLC/Gateway Energy Storage/ San Diego County | Gateway Energy Stroage | GATEWAY ENERGY STORAGE_SCE | 100 |  | Incremental
SCE | NextEra, Blythe Energy Storage II, LLC/ Blythe Energy Storage II/ Riverside County |  | BLYTHE ENERGY STORAGE II | 115 |  | Incremental
SCE | NextEra, Blythe Energy Storage III, LLC/ Blythe Energy Storage III/ Riverside County |  | BLYTHE ENERGY STORAGE III | 115 |  | Incremental
SCE | NextEra, McCoy Energy Storage, LLC/McCoy Energy Storage/ Riverside County |  | MCCOY ENERGY STORAGE | 230 |  | Incremental
SCE | Southern Power Company, SP Garland Solar Storage, LLC/SP Garland Solar Storage/ Kern County |  |  | 88 |  | Incremental
SCE | Southern Power, SP Tranquility Solar Storage, LLC/SP Tranquility Solar Storage/Fresno County |  |  | 44 |  | Incremental
SCE | Terra-Gen, Edwards Sanborn Energy Storage I, LLC/Edwards Sanborn Energy Storage I/ Kern County |  | EDWARDS SANBORN STORAGE I | 50 |  | Incremental
SCE | Vallecito |  | Orni 34 LLC | 10 |  | Not incremental
SCE | Cypress College |  |  | 0.7 | Customer | Not incremental
SCE | HEBT Irvine 1 DRES |  |  | 5 | Customer | Not incremental
SCE | HEBT Irvine 2 DRES |  |  | 5 | Customer | Not incremental
SCE | HEBT WLA1 |  |  | 25 | Customer | Not incremental
SCE | Ice Bear |  | ICE BEAR PLS - 431154 | 1.92 | Customer | Not incremental
SCE | Lockheed Martin |  |  | 1.19 | Customer | Not incremental
SCE | Long Beach Convention Center |  |  | 0.82 | Customer | Not incremental
SCE | Molina Health Care |  |  | 1.14 | Customer | Not incremental
SCE | PLS/TES Chafey College |  |  | 0.8 | Customer | Not incremental
SCE | PLS/TES MT. San Antonio College |  |  | 1.5 | Customer | Not incremental
SCE | PLS/TES Santa Ana College |  |  | 0.53 | Customer | Not incremental
SCE | Stem |  |  | 20 | Customer | Not incremental
SCE | Acorn Energy Storage |  | ACORN I ENERGY STORAGE | 1.5 | Distribution | Not incremental
SCE | Convergent Orange County Energy Storage -3 |  | ORANGE COUNTY ENERGY STORAGE 3 | 6 | Distribution | Not incremental
SCE | Convergent Orange County Energy Storage-2 |  | ORANGE COUNTY ENERGY STORAGE 2 | 9 | Distribution | Not incremental
SCE | Distributed Energy Storage Integration |  |  | 2.4 | Distribution | Not incremental
SCE | Enel |  | ENEL BELLA ENERGY STORAGE, LLC | 10 | Distribution | Not incremental
SCE | Gemini |  |  | 3.5 | Distribution | Not incremental
SCE | HEJ1 - Hecate Energy Johanna 10 MW |  | HECATE GRID 10MW | 10 | Distribution | Not incremental
SCE | HEJ2 *Hecate Energy Johanna - 5 MW |  | HECATE GRID 5MW | 5 | Distribution | Not incremental
SCE | Irvine Smart Grid |  |  | 0.03 | Distribution | Not incremental
SCE | Johanna Energy Center LLC |  | JOHANNA ENERGY CENTER | 20 | Distribution | Not incremental
SCE | Mecury 4 |  |  | 2.8 | Distribution | Not incremental
SCE | Mercury 1 |  |  | 3 | Distribution | Not incremental
SCE | Mercury 2 |  |  | 3.5 | Distribution | Not incremental
SCE | Painter Energy Storage |  | PAINTER ENERGY STORAGE, LLC | 10 | Distribution | Not incremental
SCE | Powin Energy |  |  | 2 | Distribution | Not incremental
SCE | SCE EGT |  |  | 10 | Distribution | Not incremental
SCE | Silverstand |  | SILVERSTRAND GRID, LLC | 11 | Distribution | Not incremental
SCE | Strata Saticoy |  | STRATA SATICOY, LLC | 100 | Distribution | Not incremental
SCE | Swell Energy Fund |  | SWELL ENERGY FUND†1 | 5 | Distribution | Not incremental
SCE | Tehachapi | Tehachapi Storage Project |  | 8 | Distribution | Not incremental
SCE | W Power Station |  | W POWER - STANTON - 1 | 1.3 | Distribution | Not incremental
SCE | Wildcat Energy Storage |  | WILDCAT I ENERGY STORAGE | 3 | Distribution | Not incremental
SCE | AES ES Alamitos | Alamitos Energy Storage | AES ALAMITOS ES | 100 | Transmission | Not incremental
SCE | Altagas Pomona Energy | Pomona Energy Storage |  | 20 | Transmission | Not incremental
SCE | Altagas Power Holdings |  | ALTAGAS POWER HOLDINGS (U.S.) INC. | 40 | Transmission | Not incremental
SCE | Hybrid Electric Building Technologies |  |  | 35 | Transmission | Not incremental
SCE | Tesla Mira Loma 1 and 2 | Mira Loma BESS A |  | 20 | Transmission | Not incremental
SCE | Tesla Mira Loma 1 and 2 | Mira Loma BESS B |  |  | Transmission | Not incremental
SDG&E | Fluence Kearny | Kearny Mesa Storage | FLUENCE KEARNY BESS_1 | 20 |  | Incremental
SDG&E | Fluence Kearny | Kearny Mesa Storage | FLUENCE KEARNY BESS_2 |  |  | Incremental
SDG&E | Fluence Melrose |  | FLUENCE MELROSE BESS_1 | 20 |  | Incremental
SDG&E | Fluence Melrose |  | FLUENCE MELROSE BESS_2 |  |  | Incremental
SDG&E | Valley Center Energy Storage |  | VALLEY CENTER BESS_1 | 50 |  | Incremental
SDG&E | Valley Center Energy Storage |  | VALLEY CENTER BESS_2 |  |  | Incremental
SDG&E | Valley Center Energy Storage II |  | VALLEY CENTER BESS II_1 | 54 |  | Incremental
SDG&E | Valley Center Energy Storage II |  | VALLEY CENTER BESS II_2 |  |  | Incremental
SDG&E | Vista Energy Storage, LLC & LS Power (stage 1) | Vista Energy Storage, 10 MW, 40 MWh battery. (Stage 1 of contract) | VSTAES_6_VESBT1_Stage1only | 10 |  | Incremental
SDG&E | Vista Energy Storage, LLC & LS Power (stage 2) | Vista Energy Storage | VSTAES_6_VESBT1 | 10 |  | Incremental
SDG&E | Customer/SGIP |  |  | 30 | Customer | Not incremental
SDG&E | Borrego Battery |  |  | 0.3 | Distribution | Not incremental
SDG&E | Borrego Spring Unit #1 |  |  | 0.05 | Distribution | Not incremental
SDG&E | Borrego Spring Unit #2 |  |  | 0.025 | Distribution | Not incremental
SDG&E | Borrego Spring Unit #3 |  |  | 0.025 | Distribution | Not incremental
SDG&E | Borrego Spring Unit #4 |  |  | 0.025 | Distribution | Not incremental
SDG&E | Carmel Valley |  |  | 0.3 | Distribution | Not incremental
SDG&E | Del Lago Park n Ride |  |  | 0.05 | Distribution | Not incremental
SDG&E | El Cajon | Eastern BESS 1 |  | 7.5 | Distribution | Not incremental
SDG&E | GRC Unit 1 |  |  | 0.05 | Distribution | Not incremental
SDG&E | GRC Unit 2 |  |  | 0.025 | Distribution | Not incremental
SDG&E | GRC Unit 3 |  |  | 0.025 | Distribution | Not incremental
SDG&E | GRC Unit 4 |  |  | 0.025 | Distribution | Not incremental
SDG&E | GRC Unit 5 |  |  | 1 | Distribution | Not incremental
SDG&E | GRC Unit 6 |  |  | 1 | Distribution | Not incremental
SDG&E | GRC Unit 7 |  |  | 1 | Distribution | Not incremental
SDG&E | GRC Unit 8 |  |  | 1 | Distribution | Not incremental
SDG&E | GRC Unit 9 |  |  | 1 | Distribution | Not incremental
SDG&E | Integrated Test Facility |  |  | 0.05 | Distribution | Not incremental
SDG&E | Ortega Hwy |  |  | 0 | Distribution | Not incremental
SDG&E | Pala EoS |  |  | 0.06 | Distribution | Not incremental
SDG&E | Escondido | Escondido BESS 1 |  | 30 | Transmission | Not incremental
SDG&E | Escondido | Escondido BESS 2 |  | 30 | Transmission | Not incremental
SDG&E | Escondido | Escondido BESS 3 |  | 30 | Transmission | Not incremental
SDG&E | Fallbrook |  | FALLBROOK BESS | 8.85 | Transmission | Not incremental
SDG&E | Lake Hodges Pumped Hydro | Lake Hodges Pumped Storage-Unit1 |  | 40 | Transmission | Not incremental
SDG&E | Lake Hodges Pumped Hydro | Lake Hodges Pumped Storage-Unit2 |  |  | Transmission | Not incremental
SDG&E | Mirmar |  | MIRAMAR BESS | 30 | Transmission | Not incremental

## 2020 ELCC Lookup
Stack analysis will use CPUC NQC List based NQCs for existing resources
IF NQCs are not found in the NQC list (or specified import list), then the resource type NQC %s below are used
NQCs below are from RESOLVE's resource level NQC multiplier or SERVM/RA 2020 values for wind and solar
RESOLVE Values (except for wind/solar from SERVM/RA)
| 2020 | 2020
| Aug | Sept | <-- Monthly differences only apply to the SERVM wind and solar values
Resource Name | Firm Capacity Contribution | Firm Capacity Contribution
BANC_Biomass_for_Other | 69.8% | 69.8%
BANC_CCGT | 100% | 100%
BANC_Geothermal_for_Other | 61.6% | 61.6%
BANC_Peaker | 100% | 100%
BANC_Small_Hydro_for_CAISO | 50% | 50%
BANC_Small_Hydro_for_Other | 50% | 50%
CAISO_Advanced_CCGT | 95% | 95%
CAISO_Aero_CT | 95% | 95%
CAISO_Biomass_for_CAISO | 69.8% | 69.8%
CAISO_Biomass_for_Other | 69.8% | 69.8%
CAISO_CCGT1 | 93.95% | 93.95%
CAISO_CCGT2 | 99.99% | 99.99%
CAISO_CHP | 63.4% | 63.4%
CAISO_Coal | 98.01% | 98.01%
CAISO_Existing_Pumped_Storage | 100% | 100%
CAISO_New_Pumped_Storage | 100% | 100%
CAISO_New_Flow_Battery | 100% | 100%
CAISO_New_Flow_Battery_2 | 75.9% | 75.9%
CAISO_New_Flow_Battery_3 | 49.9% | 49.9%
CAISO_New_Flow_Battery_4 | 25.4% | 25.4%
CAISO_New_Flow_Battery_5 | 6.3% | 6.3%
CAISO_Li_Battery | 100% | 100%
CAISO_New_Li_Battery | 100% | 100%
CAISO_BTM_Li_Battery | 100% | 100%
CAISO_New_Li_Battery_2 | 75.9% | 75.9%
CAISO_New_Li_Battery_3 | 49.9% | 49.9%
CAISO_New_Li_Battery_4 | 25.4% | 25.4%
CAISO_New_Li_Battery_5 | 6.3% | 6.3%
CAISO_New_Li_Battery_6 | 0% | 0%
CAISO_Geothermal_for_CAISO | 61.6% | 61.6%
CAISO_Geothermal_for_Other | 61.6% | 61.6%
CAISO_Hydro | 84.58% | 84.58%
CAISO_Nuclear | 99.32% | 99.32%
CAISO_Peaker1 | 92.37% | 92.37%
CAISO_Peaker2 | 96.13% | 96.13%
CAISO_Reciprocating_Engine | 99.76% | 99.76%
CAISO_Shed_DR_Existing | 100% | 100%
CAISO_Small_Hydro_for_CAISO | 50% | 50%
CAISO_Small_Hydro_for_Other | 50% | 50%
CAISO_Solar_for_CAISO | 27% | 14% | SERVM/RA based
CAISO_Solar_for_Other | 27% | 14% | SERVM/RA based
CAISO_ST | 99.96% | 99.96%
CAISO_Wind_for_CAISO | 21% | 15% | SERVM/RA based
CAISO_Wind_for_Other | 21% | 15% | SERVM/RA based
Greater_Imperial_Geothermal | 88.09% | 88.09%
IID_Biomass_for_Other | 69.8% | 69.8%
IID_CCGT | 100% | 100%
IID_Geothermal_for_CAISO | 61.6% | 61.6%
IID_Geothermal_for_Other | 61.6% | 61.6%
IID_Peaker | 100% | 100%
IID_Small_Hydro_for_Other | 50% | 50%
InState_Biomass | 85% | 85%
Inyokern_North_Kramer_Geothermal | 80% | 80%
LDWP_Biomass_for_Other | 69.8% | 69.8%
LDWP_CCGT | 100% | 100%
LDWP_Coal | 100% | 100%
LDWP_Geothermal_for_Other | 61.6% | 61.6%
LDWP_Nuclear | 100% | 100%
LDWP_Peaker | 100% | 100%
LDWP_Small_Hydro_for_Other | 50% | 50%
LDWP_ST | 99.96% | 99.96%
Northern_California_Ex_Geothermal | 81% | 81%
NW_Biomass_for_CAISO | 69.8% | 69.8%
NW_Biomass_for_Other | 69.8% | 69.8%
NW_CCGT | 100% | 100%
NW_Coal | 100% | 100%
NW_Geothermal_for_CAISO | 61.6% | 61.6%
NW_Geothermal_for_Other | 61.6% | 61.6%
NW_Nuclear | 100% | 100%
NW_Peaker | 100% | 100%
NW_Small_Hydro_for_CAISO | 50% | 50%
NW_Small_Hydro_for_Other | 50% | 50%
Pacific_Northwest_Geothermal | 84.33% | 84.33%
Riverside_Palm_Springs_Geothermal | 80% | 80%
Solano_Geothermal | 90% | 90%
Southern_Nevada_Geothermal | 84.33% | 84.33%
SW_Biomass_for_Other | 69.8% | 69.8%
SW_CCGT | 100% | 100%
SW_Coal | 100% | 100%
SW_Geothermal_for_Other | 61.6% | 61.6%
SW_Nuclear | 100% | 100%
SW_Peaker | 100% | 100%
SW_Small_Hydro_for_Other | 50% | 50%
SW_ST | 99.96% | 99.96%
Excluded | 0% | 0%

## ELCC Surface Model
ELCC Surface Model | Source: 2019-20 CPUC IRP RESOLVE Model
|  |  |  | 2020 | 2021 | 2022 | 2023 | 2024 | 2025 | 2026 | Source | Notes
Loads |  | Peak MW (before any load adjustments) |  | 49788.1121 | 49942.8358 | 50244.7575 | 50645.1922 | 51037.6513 | 51403.4171 | 51749.5707 | 2019 IEPR | Via RESOLVE 2019 IEPR Scenario Tool (RESOLVE peak that adds back in BTM PV and BTM storage)
|  | Peak MW (after any load adjustments) |  | 49788.1121 | 49942.8358 | 50244.7575 | 50645.1922 | 51037.6513 | 51403.4171 | 51749.5707 |  | Incl. BTM and High Elec load scenario adjustments
|  | Annual MWh (before adjustment) |  | 241311598.2917 | 243067901.8866 | 245182685.4386 | 247714229.3391 | 249986560.6629 | 252146725.8562 | 254104529.5574 | 2019 IEPR | Via RESOLVE 2019 IEPR Scenario Tool (uses "Annual Load (excl. BTM PV) MWh" from PRM tab)
|  | Annual MWh (after any load adjustments) |  | 241311598.2917 | 243067901.8866 | 245182685.4386 | 247714229.3391 | 249986560.6629 | 252146725.8562 | 254104529.5574 |  | Incl. BTM and High Elec load scenario adjustments
|  | T+D Losses (IEPR) | 7.24%
MW Capacity |  | BTM Solar (nameplate MW) | 2019 IEPR Mid AAPV | 10238.2853 | 11831.6691 | 13180.0718 | 14373.7832 | 15449.3327 | 16450.2148 | 17408.5879 | 2019 IEPR | Via RESOLVE 2019 IEPR Scenario Tool
|  | BTM Solar (peak MW contribution) | 2019 IEPR Mid AAPV | 4788.759 | 5454.495 | 5665.592 | 5906.586 | 6108.94 | 6239.393 | 6383.956 | 2019 IEPR | Via RESOLVE 2019 IEPR Scenario Tool (E3 calculation backed out from IEPR hourly loads + BTM PV)
|  | CAISO Solar (nameplate MW) - IRP Baseline | Solar | 13405.1 | 13915.05 | 13915.05 | 13727.875 | 13727.875 | 13727.875 | 13727.875 | RESOLVE Gen List
|  | CAISO Solar (nameplate MW) - Additions to IRP Baseline | Solar | 99.8 | 642.3 | 1687.772 | 2562.2826 | 2651.7562 | 2809.4458 | 2928.1046
|  | CAISO Wind (nameplate MW) - IRP Baseline | Wind | 6807.321 | 7139.821 | 7139.821 | 7139.821 | 7139.821 | 7139.821 | 7139.821 | RESOLVE Gen List
|  | CAISO Wind (nameplate MW) - Additions to IRP Baseline | Wind | 0 | 445.036 | 746.944 | 790.095 | 820.2518 | 842.2784 | 856.4616
MWh Generation |  | BTM Solar (CF, grossed up for T+D losses) |  | 21.03% | 21.2% | 21.49% | 21.64% | 21.72% | 21.75% | 21.75% |  | Via RESOLVE 2019 IEPR Scenario Tool (grossed up for T+D losses)
MWh Generation |  | BTM Solar (MWh) |  | 18862579.6444 | 21969946.7307 | 24814950.8587 | 27249734.0507 | 29400269.5775 | 31348049.0874 | 33169517.8942 | 2019 IEPR
|  | CAISO Solar (MWh) - Existing | Solar | 33200696.6176 | 34460508.0949 | 34460508.0949 | 33996866.5614 | 33996866.5614 | 33996866.5614 | 33996866.5614 | RESOLVE Gen List |  | 28% | RESOLVE AC CF for existing CAISO solar in 2020
|  | CAISO Solar (MWh) - New In-Dev. | Solar | 266788.1256 | 1717014.1591 | 4511798.7956 | 6849564.9152 | 7088748.2169 | 7510288.4976 | 7827490.3804
|  | CAISO Wind (MWh) - Existing | Wind | 16982592.2712 | 17811036.0451 | 17811036.0451 | 17811036.0451 | 17811036.0451 | 17811036.0451 | 17811036.0451 | RESOLVE Gen List |  | 28% | RESOLVE CF for existing CAISO wind in 2020
|  | CAISO Wind (MWh) - New In-Dev. | Wind | 0 | 1196177.3396 | 2007652.1602 | 2123634.3468 | 2204690.3085 | 2263893.9453 | 2302015.9899
ELCC Surface Outputs |  | Variable Renewable ELCC from Surface |  | 8382.0989 | 8665.4313 | 8829.8872 | 8917.2035 | 8988.0335 | 9052.8737 | 9112.5137
|  | ELCC to share between bulk resources |  | 3593.3399 | 3210.9363 | 3164.2952 | 3010.6175 | 2879.0935 | 2813.4807 | 2728.5577
Avg. ELCC %s by Technology |  | Avg. ELCCs | Wind ELCC | 15% | 15% | 15% | 15% | 15% | 15% | 15% | SERVM | Sept 2020 Monthly ELCC (alternative values simply change the portfolio ELCC allocation between solar and wind)
|  |  | BTM Solar | 46.77% | 46.1% | 42.99% | 41.09% | 39.54% | 37.93% | 36.67%
|  |  | Utility Solar | 19.05% | 14.24% | 12.7% | 11.18% | 10.29% | 9.773% | 9.181%
|  |  | TOTAL ELCC MW | 8382.0989 | 8665.4313 | 8829.8872 | 8917.2035 | 8988.0335 | 9052.8737 | 9112.5137
|  |  | Matches Surface? | TRUE | TRUE | TRUE | TRUE | TRUE | TRUE | TRUE
Marginal ELCC %s by Technology |  | Marginal ELCCs | Wind | 28.65% | 28.53% | 28.46% | 28.56% | 28.52% | 28.47% | 28.44% | Surface model
|  |  | Solar | 3.528% | 2.28% | 2.274% | 1.9% | 1.898% | 1.895% | 1.893% | Surface model
|  |  |  | 2020 | 2021 | 2022 | 2023 | 2024 | 2025 | 2026
elcc_surface_facet | solar_coefficient | wind_coefficient | facet_intercept | ELCC (MW) | [8 empty] | Solar Marginal ELCC % | Wind Marginal ELCC %
1 | 1.2489 | 0.34768 | 0 | 14702.8317 | 16279.4328 | 17737.8543 | 18805.0007 | 19393.5597 | 19972.6603 | 20498.9098 |  |  | 63.2% | 17.6%
2 | 1.3371 | 0.308 | 0 | 15515.8854 | 17178.0164 | 18729.3906 | 19870.9693 | 20500.3907 | 21119.9878 | 21683.1639 |  |  | 67.67% | 15.59%
3 | 1.3371 | 0.26154 | 0.0046459 | 15584.408 | 17228.6052 | 18774.1339 | 19916.9112 | 20547.6542 | 21168.6674 | 21733.2855 |  |  | 67.67% | 13.24%
4 | 1.3802 | 0.24215 | 0.0065852 | 16078.3112 | 17764.608 | 19356.1492 | 20536.0789 | 21187.553 | 21829.0667 | 22412.4025 |  |  | 69.85% | 12.25%
5 | 0.97324 | 0.41004 | 0.012406 | 12562.3842 | 13848.7313 | 15010.6656 | 15849.197 | 16314.207 | 16770.8613 | 17185.7376 |  |  | 49.25% | 20.75%
6 | 1.1118 | 0.34768 | 0.0061704 | 13529.5699 | 14949.356 | 16255.4756 | 17208.4744 | 17735.2492 | 18253.2599 | 18724.0049 |  |  | 56.27% | 17.6%
7 | 1.1118 | 0.28477 | 0.012461 | 13622.351 | 15017.8543 | 16316.0589 | 17270.6807 | 17799.2451 | 18319.1732 | 18791.8706 |  |  | 56.27% | 14.41%
8 | 1.1634 | 0.26154 | 0.012461 | 14098.4104 | 15543.9932 | 16896.6234 | 17894.8268 | 18447.317 | 18990.9566 | 19485.2753 |  |  | 58.88% | 13.24%
9 | 0.51207 | 0.47137 | 0.053912 | 9864.5227 | 10651.2927 | 11316.8279 | 11780.6335 | 12046.6533 | 12305.8099 | 12541.4126 |  |  | 25.91% | 23.85%
10 | 0.64836 | 0.41004 | 0.041646 | 10510.4267 | 11427.4889 | 12232.9829 | 12806.9147 | 13131.2751 | 13448.5343 | 13736.9626 |  |  | 32.81% | 20.75%
11 | 0.64836 | 0.31886 | 0.050764 | 10644.9124 | 11526.7768 | 12320.7981 | 12897.0824 | 13224.0367 | 13544.0752 | 13835.3335 |  |  | 32.81% | 16.14%
12 | 0.72409 | 0.28477 | 0.047356 | 11173.5277 | 12128.3231 | 13001.1489 | 13639.9954 | 14000.7072 | 14354.2801 | 14676.0734 |  |  | 36.64% | 14.41%
13 | 0.14667 | 0.50919 | 0.10324 | 8507.8643 | 8897.0288 | 9172.5422 | 9345.8769 | 9460.5702 | 9569.1946 | 9668.409 |  |  | 7.423% | 25.77%
14 | 0.23071 | 0.47137 | 0.091895 | 8717.8597 | 9186.7815 | 9547.456 | 9787.1838 | 9936.3675 | 10079.4366 | 10209.9158 |  |  | 11.68% | 23.85%
15 | 0.23071 | 0.33697 | 0.10533 | 8916.0893 | 9333.1301 | 9676.8941 | 9920.0893 | 10073.0965 | 10220.2623 | 10354.9129 |  |  | 11.68% | 17.05%
16 | 0.27096 | 0.31886 | 0.10171 | 9106.8316 | 9562.3491 | 9947.4444 | 10223.1611 | 10393.3969 | 10557.7209 | 10707.9715 |  |  | 13.71% | 16.14%
17 | 0.063958 | 0.51661 | 0.11813 | 8382.0989 | 8681.3795 | 8869.5523 | 8978.609 | 9060.4959 | 9136.3997 | 9206.0249 |  |  | 3.237% | 26.14%
18 | 0.080457 | 0.50919 | 0.11516 | 8386.3601 | 8701.1839 | 8905.8515 | 9027.6453 | 9116.012 | 9198.4064 | 9273.9127 |  |  | 4.072% | 25.77%
19 | 0.080457 | 0.33953 | 0.13212 | 8636.5931 | 8885.9256 | 9069.2462 | 9195.4172 | 9288.6104 | 9376.1762 | 9456.9481 |  |  | 4.072% | 17.18%
20 | 0.086145 | 0.33697 | 0.13136 | 8650.8061 | 8905.5368 | 9094.6214 | 9225.2859 | 9320.8136 | 9410.7107 | 9493.5987 |  |  | 4.36% | 17.05%
21 | 0.034771 | 0.51964 | 0.1247 | 8404.5543 | 8672.4849 | 8830.2975 | 8917.2035 | 8988.0335 | 9052.8737 | 9112.5137 |  |  | 1.76% | 26.3%
22 | 0.041507 | 0.51661 | 0.12318 | 8391.2014 | 8665.4313 | 8829.8872 | 8921.8723 | 8995.229 | 9062.6084 | 9124.5446 |  |  | 2.101% | 26.14%
23 | 0.041507 | 0.33997 | 0.14084 | 8651.7329 | 8857.7761 | 9000.0066 | 9096.549 | 9174.9308 | 9247.6945 | 9315.113 |  |  | 2.101% | 17.2%
24 | 0.042489 | 0.33953 | 0.14067 | 8651.9866 | 8858.9552 | 9002.1677 | 9099.4684 | 9178.2361 | 9251.3862 | 9319.1548 |  |  | 2.15% | 17.18%
|  |  |  | 8382.0989 | 8665.4313 | 8829.8872 | 8917.2035 | 8988.0335 | 9052.8737 | 9112.5137
Updated 2019-20 IRP Baseline Resources | MW
Resource Type |  | resource | capacity_factor | 2020 | 2021 | 2022 | 2023 | 2024 | 2025 | 2026
Solar |  | CAISO_Solar_for_Other | 27.7% | 86.8 | 153.3 | 153.3 | 153.3 | 153.3 | 153.3 | 153.3
Solar |  | CAISO_Solar_for_CAISO | 28.28% | 13318.3 | 13761.75 | 13761.75 | 13574.575 | 13574.575 | 13574.575 | 13574.575 |  | NOTE: this includes both FCDS and EO solar
Wind |  | CAISO_Wind_for_Other | 28.44% | 498.98 | 831.48 | 831.48 | 831.48 | 831.48 | 831.48 | 831.48
Wind |  | CAISO_Wind_for_CAISO | 28.48% | 6308.341 | 6308.341 | 6308.341 | 6308.341 | 6308.341 | 6308.341 | 6308.341
Updated 2019-20 IRP Baseline Resources | MWh
Resource Type |  | resource | capacity_factor | 2020 | 2021 | 2022 | 2023 | 2024 | 2025 | 2026
Solar |  | CAISO_Solar_for_Other | 27.7% | 210622.9619 | 371987.3279 | 371987.3279 | 371987.3279 | 371987.3279 | 371987.3279 | 371987.3279
Solar |  | CAISO_Solar_for_CAISO | 28.28% | 32990073.6557 | 34088520.767 | 34088520.767 | 33624879.2335 | 33624879.2335 | 33624879.2335 | 33624879.2335
Wind |  | CAISO_Wind_for_Other | 28.44% | 1243238.7197 | 2071682.4935 | 2071682.4935 | 2071682.4935 | 2071682.4935 | 2071682.4935 | 2071682.4935
Wind |  | CAISO_Wind_for_CAISO | 28.48% | 15739353.5515 | 15739353.5515 | 15739353.5515 | 15739353.5515 | 15739353.5515 | 15739353.5515 | 15739353.5515
Additions to IRP Baseline | MW
Resource Type | id | resource | capacity_factor | 2020 | 2021 | 2022 | 2023 | 2024 | 2025 | 2026
Solar | New_solar | Solar (stand-alone) | 27.7% | 0 | 482.5 | 1281.732 | 1606.7176 | 1701.475 | 1793.4427 | 1860.2802
Solar | New_solar | Solar (hybrid) | 28.28% | 99.8 | 159.8 | 406.04 | 955.565 | 950.2812 | 1016.0031 | 1067.8244
Wind | New_wind | Wind | 28.44% | 0 | 445.036 | 746.944 | 790.095 | 820.2518 | 842.2784 | 856.4616
Additions to IRP Baseline | MWh
Resource Type | id | resource | capacity_factor | 2020 | 2021 | 2022 | 2023 | 2024 | 2025 | 2026
Solar | New_solar | Solar (stand-alone) | 30.52% | 0 | 1289832.3708 | 3426361.4156 | 4295122.0771 | 4548430.0456 | 4794280.7888 | 4972952.6701
Solar | New_solar | Solar (hybrid) | 30.52% | 266788.1256 | 427181.7883 | 1085437.38 | 2554442.8382 | 2540318.1712 | 2716007.7087 | 2854537.7103
Wind | New_wind | Wind | 30.68% | 0 | 1196177.3396 | 2007652.1602 | 2123634.3468 | 2204690.3085 | 2263893.9453 | 2302015.9899

## Storage ELCCs
Data below is from the CPUC IRP Astrape Battery ELCC Study (2-21-20) |  |  |  |  | NOTE: these ELCCs are shown for reference and not used in the need determination because the storage penetration in the resource stack is all contained in the first 100% ELCC tranche of storage.
Table 2: Energy Storage Capacity Value 2022
Battery Capacity (MW) | Average Capacity Value | Incremental Capacity Value | Marginal Capacity Value
5265 | 100.2% | 100.2% | 100%
7674 | 99.5% | 98.1% | 88.8%
10530 | 94.2% | 80.1% | 76.2%
13034 | 90.2% | 73% | 66.4%
15795 | 84.8% | 59.7% | 54.2%
18426 | 79.8% | 49.6% | 44.8%
21060 | 74.8% | 40% | 33.9%
23960 | 69.2% | 28.4% | 24.1%
26325 | 64.9% | 21.7% | 21.7%
Table 2: Energy Storage Capacity Value 2030
[6 empty] | ELCC | ELCC
Battery Capacity (MW) | Average Capacity Value | Incremental Capacity Value | Marginal Capacity Value |  |  | Avg Based | Incr Based
5265 | 100.6% | 100.6% | 100% |  |  | 5296.59 | 5296.59
7674 | 100% | 98.6% | 91.4% |  |  | 7674 | 7671.864
10530 | 95.7% | 84.2% | 79.8% |  |  | 10077.21 | 10076.616
13034 | 92% | 76.3% | 72.1% |  |  | 11991.28 | 11987.168
15795 | 87.9% | 68.4% | 65.5% |  |  | 13883.805 | 13875.692
18426 | 84.3% | 62.8% | 59.1%
21060 | 80.7% | 55.2% | 50.8%
23960 | 76.6% | 47% | 44.1%
26325 | 73.5% | 42.3% | 42.3%
[Estimated] Energy Storage Capacity Value (2026, avg of 2022 and 2030)
Battery Capacity (MW) | Average Capacity Value | Incremental Capacity Value | Marginal Capacity Value |  | Estimated 2026 incremental capacity value shows that first ~5.3 GW of batteries get 100% ELCC, then incremental value starts to decline.
5265 | 100.4% | 100.4% | 100%
7674 | 99.75% | 98.35% | 90.1%
10530 | 94.95% | 82.15% | 78%
13034 | 91.1% | 74.65% | 69.25% |  | 11873.974
15795 | 86.35% | 64.05% | 59.85%
18426 | 82.05% | 56.2% | 51.95%
21060 | 77.75% | 47.6% | 42.35%
23960 | 72.9% | 37.7% | 34.1%
26325 | 69.2% | 32% | 32%
Storage ELCCs | [11 empty] | Additional Storage on top of Stack Model Resources
|  |  |  | 2020 | 2021 | 2022 | 2023 | 2024 | 2025 | 2026 | Cumulative Nameplate MW | ELCC % (incremental) | ELCC MW | Cumulative ELCC MW | Total Cumulative ELCC MW
|  |  | CAISO Gross Peak (estimated) | 50461.4301 | 50719.3256 | 51057.8079 | 51499.2491 | 51937.3024 | 52327.6269 | 52700.4179
|  |  | Storage Modeled (Li-ion + batteries + hybrid batteries) | 397.9101 | 1336.0841 | 2092.5772 | 2435.6273 | 2533.625 | 2663.3922 | 2773.2576 | 2773.2576 |  |  |  | 2773.2576
|  |  | Tranche 1: Remaining 100% Marginal ELCC Storage | 4867.0899 | 3928.9159 | 3172.4228 | 2829.3727 | 2731.375 | 2601.6078 | 2491.7424 | 5265 | 100% | 2491.7424 | 2491.7424 | 5265
|  |  | Tranche 2 | 2409 | 2409 | 2409 | 2409 | 2409 | 2409 | 2409 | 7674 | 98.35% | 2369.2515 | 4860.9939 | 7634.2515
|  |  | Tranche 3 | 2856 | 2856 | 2856 | 2856 | 2856 | 2856 | 2856 | 10530 | 82.15% | 2346.204 | 7207.1979 | 9980.4555
|  |  | Tranche 4 | 2504 | 2504 | 2504 | 2504 | 2504 | 2504 | 2504 | 13034 | 74.65% | 1869.236 | 9076.4339 | 11849.6915
|  |  | Tranche 5 | 2761 | 2761 | 2761 | 2761 | 2761 | 2761 | 2761 | 15795 | 64.05% | 1768.4205 | 10844.8544 | 13618.112

## 2021 Tech Factors
2021 ELCC Values and Technology Factors | [5 empty] | Source: 2021 CPUC NQC List
Non-Dispatchable Solar, Wind, Biomass, Cogeneration, Geothermal, and
Hydro Technology Factors for Compliance Year 2021
Solar PV and Solar Thermal
| Month | CY 2021 Solar ELCC
| 1 | 4%
| 2 | 3%
| 3 | 18%
| 4 | 15%
| 5 | 16%
| 6 | 31%
| 7 | 39%
| 8 | 27%
| 9 | 14%
| 10 | 2%
| 11 | 2%
| 12 | 0%
Wind
| Month | CY 2021 Wind ELCC
| 1 | 14%
| 2 | 12%
| 3 | 28%
| 4 | 25%
| 5 | 25%
| 6 | 33%
| 7 | 23%
| 8 | 21%
| 9 | 15%
| 10 | 8%
| 11 | 12%
| 12 | 13%
Biomass
| Month | 2017 | 2018 | 2019 | Average
| 1 | 80.96% | 90.99% | 92.72% | 88.22%
| 2 | 92.27% | 89.28% | 91.51% | 91.02%
| 3 | 87.74% | 86.41% | 92.75% | 88.97%
| 4 | 80.41% | 84.6% | 89.64% | 84.88%
| 5 | 90.89% | 87.56% | 91.2% | 89.88%
| 6 | 94.2% | 91.16% | 94.68% | 93.35%
| 7 | 89% | 91.99% | 94.12% | 91.71%
| 8 | 96.51% | 93.03% | 92.72% | 94.08%
| 9 | 93.28% | 94.6% | 93.55% | 93.81%
| 10 | 85.5% | 88.19% | 88.59% | 87.43%
| 11 | 90.07% | 87.81% | 92.42% | 90.1%
| 12 | 90.78% | 91.68% | 92.64% | 91.7%
Cogeneration
| Month | 2017 | 2018 | 2019 | Average
| 1 | 76.56% | 82.97% | 88.11% | 82.55%
| 2 | 83.37% | 74.38% | 85.79% | 81.18%
| 3 | 74.77% | 74.77% | 86.63% | 78.73%
| 4 | 64.15% | 68.71% | 87.67% | 73.51%
| 5 | 77.41% | 80.1% | 81.94% | 79.82%
| 6 | 87.86% | 87.99% | 86.84% | 87.56%
| 7 | 85.75% | 80.81% | 86.81% | 84.46%
| 8 | 82.77% | 88.88% | 88.24% | 86.63%
| 9 | 84.81% | 78.86% | 86.1% | 83.26%
| 10 | 69.68% | 71.8% | 82.52% | 74.67%
| 11 | 82.71% | 74.57% | 90.53% | 82.6%
| 12 | 86.01% | 88.14% | 89.75% | 87.97%
Geothermal
| Month | 2017 | 2018 | 2019 | Average
| 1 | 96.59% | 93.94% | 98.38% | 96.3%
| 2 | 92.98% | 94.32% | 97.64% | 94.98%
| 3 | 85.05% | 90.32% | 94.75% | 90.04%
| 4 | 87.27% | 62.84% | 88.36% | 79.49%
| 5 | 80.28% | 71.41% | 94.86% | 82.18%
| 6 | 69.76% | 73.97% | 91.37% | 78.37%
| 7 | 84.11% | 90.99% | 93.87% | 89.66%
| 8 | 75.37% | 94.93% | 94.95% | 88.42%
| 9 | 77.89% | 93.16% | 91.05% | 87.37%
| 10 | 81.98% | 91.37% | 88.31% | 87.22%
| 11 | 93.04% | 95.05% | 97.34% | 95.14%
| 12 | 93.79% | 98.43% | 99.18% | 97.13%
Hydro
| Month | 2017 | 2018 | 2019 | Average
| 1 | 57.34% | 61.65% | 61.45% | 60.14%
| 2 | 67.34% | 64.72% | 63.18% | 65.08%
| 3 | 82.65% | 67.02% | 83.15% | 77.61%
| 4 | 76.73% | 71.57% | 77.76% | 75.36%
| 5 | 63.22% | 72.76% | 73.41% | 69.8%
| 6 | 76.74% | 71.81% | 68.07% | 72.21%
| 7 | 79.68% | 74.49% | 81.48% | 78.55%
| 8 | 72.33% | 70.23% | 72.78% | 71.78%
| 9 | 71.85% | 76.54% | 69.5% | 72.63%
| 10 | 64.19% | 69.76% | 69.18% | 67.71%
| 11 | 60.29% | 55.56% | 61.79% | 59.22%
| 12 | 74.53% | 59.2% | 66.6% | 66.77%
Please refer any questions regarding these tables to:
Simone Brant, CPUC, 415-703-5239, simone.brant@cpuc.ca.gov

## 2020 Tech Factors
2020 ELCC Values and Technology Factors | [5 empty] | Source: 2020 CPUC NQC List
Non-Dispatchable Solar, Wind, Biomass, Cogeneration, Geothermal, and
Hydro Technology Factors for Compliance Year 2020
2020 ELCC Summary
Solar PV and Solar Thermal
| Month | CY 2020 Solar ELCC | [5 empty] | CY 2020 Solar ELCC | CY 2020 Wind ELCC | CY 2020 Biomass Factor | CY 2020 Geothermal Factor | CY 2020 Cogeneration Factor | CY 2020 Hydro Factor
| 1 | 4% |  |  |  |  | Month | Solar | Wind | Biomass | Geothermal | Cogen | Hydro
| 2 | 3% |  |  |  |  | 1 | 4% | 14% | 82% | 95% | 81% | 60%
| 3 | 18% |  |  |  |  | 2 | 3% | 12% | 86% | 92% | 79% | 70%
| 4 | 15% |  |  |  |  | 3 | 18% | 28% | 84% | 88% | 73% | 73%
| 5 | 16% |  |  |  |  | 4 | 15% | 25% | 76% | 76% | 66% | 72%
| 6 | 31% |  |  |  |  | 5 | 16% | 25% | 83% | 74% | 79% | 69%
| 7 | 39% |  |  |  |  | 6 | 31% | 33% | 89% | 70% | 85% | 74%
| 8 | 27% |  |  |  |  | 7 | 39% | 23% | 87% | 84% | 83% | 73%
| 9 | 14% |  |  |  |  | 8 | 27% | 21% | 90% | 82% | 83% | 72%
| 10 | 2% |  |  |  |  | 9 | 14% | 15% | 90% | 83% | 80% | 71%
| 11 | 2% |  |  |  |  | 10 | 2% | 8% | 81% | 86% | 72% | 64%
| 12 | 0% |  |  |  |  | 11 | 2% | 12% | 85% | 93% | 78% | 56%
[7 empty] | 12 | 0% | 13% | 86% | 95% | 82% | 64%
Wind
| Month | CY 2020 Wind ELCC
| 1 | 14%
| 2 | 12%
| 3 | 28% |  |  |  |  | Solar | 8000 | 8000
| 4 | 25% |  |  |  |  | Wind | 2000 | 2000
| 5 | 25%
| 6 | 33% |  |  |  |  | Surface Marginal ELCCs (2025) | Approx. Aug (HIGH) | Approx. Sept (LOW)
| 7 | 23% |  |  |  |  | Solar | 1.895% | 1.895%
| 8 | 21% |  |  |  |  | Wind | 28.47% | 28.47%
| 9 | 15%
| 10 | 8% |  |  |  |  | Impact vs. using 2020 ELCCs | 1858.9343 | 698.9343
| 11 | 12%
| 12 | 13%
Biomass
| Month | 2016 | 2017 | 2018 | CY 2020 Biomass Factor
| 1 | 87% | 73% | 85% | 82%
| 2 | 91% | 85% | 84% | 86%
| 3 | 84% | 82% | 86% | 84%
| 4 | 76% | 74% | 79% | 76%
| 5 | 84% | 83% | 83% | 83%
| 6 | 92% | 88% | 86% | 89%
| 7 | 91% | 83% | 87% | 87%
| 8 | 91% | 90% | 89% | 90%
| 9 | 92% | 87% | 90% | 90%
| 10 | 80% | 78% | 84% | 81%
| 11 | 86% | 83% | 85% | 85%
| 12 | 88% | 85% | 86% | 86%
Cogeneration
| Month | 2016 | 2017 | 2018 | CY 2020 Cogeneration Factor
| 1 | 87% | 75% | 80% | 81%
| 2 | 84% | 82% | 71% | 79%
| 3 | 70% | 74% | 75% | 73%
| 4 | 67% | 63% | 68% | 66%
| 5 | 83% | 76% | 79% | 79%
| 6 | 85% | 86% | 84% | 85%
| 7 | 86% | 84% | 79% | 83%
| 8 | 81% | 82% | 85% | 83%
| 9 | 78% | 83% | 80% | 80%
| 10 | 73% | 69% | 74% | 72%
| 11 | 80% | 81% | 72% | 78%
| 12 | 81% | 84% | 82% | 82%
Geothermal
| Month | 2016 | 2017 | 2018 | CY 2020 Geothermal Factor
| 1 | 95% | 97% | 94% | 95%
| 2 | 89% | 93% | 94% | 92%
| 3 | 88% | 85% | 90% | 88%
| 4 | 79% | 87% | 63% | 76%
| 5 | 69% | 80% | 71% | 74%
| 6 | 67% | 70% | 74% | 70%
| 7 | 77% | 84% | 91% | 84%
| 8 | 76% | 75% | 95% | 82%
| 9 | 78% | 78% | 93% | 83%
| 10 | 86% | 82% | 91% | 86%
| 11 | 90% | 93% | 95% | 93%
| 12 | 94% | 94% | 98% | 95%
Hydro
| Month | 2016 | 2017 | 2018 | CY 2020 Hydro Factor
| 1 | 59% | 58% | 61% | 60%
| 2 | 76% | 68% | 65% | 70%
| 3 | 70% | 83% | 67% | 73%
| 4 | 68% | 77% | 73% | 72%
| 5 | 70% | 64% | 72% | 69%
| 6 | 72% | 77% | 72% | 74%
| 7 | 66% | 80% | 74% | 73%
| 8 | 74% | 72% | 70% | 72%
| 9 | 65% | 72% | 77% | 71%
| 10 | 57% | 64% | 69% | 64%
| 11 | 53% | 60% | 55% | 56%
| 12 | 60% | 73% | 58% | 64%
Please refer any questions regarding these tables to:
Simone Brant, CPUC, 415-703-5239, simone.brant@cpuc.ca.gov

## Lists
Average CF
[11 empty] | Baseline_Solar | 28.36% |  |  | Unique list
[11 empty] | Baseline_Wind | 29.63% |  |  | Discount
[11 empty] | New_Solar | 30.52% |  |  | None
[11 empty] | New_Wind | 30.68%
Renewables |  | RESOLVE Resource Name Lookup | [5 empty] | RESOLVE ELCC Surface Inputs
Resource Name |  | RESOLVE Modeled Capacity (MW) | Zone_Contract_Tech | Zone | Contract | Technology |  | resource_variable_renewable_prm
BANC_Biomass | [6 empty] | id | resource | capacity_factor | elcc_solar_bin | elcc_wind_bin | local_variable_renewable_nqc_fraction | Category | Scenario | Viability Type | Score |  | 2020 | 2021 | 2022 | 2023 | 2024 | 2025 | 2026
BANC_Geothermal |  | Thermal, Hydro and Pumped Storage Capacity, CAISO |  |  |  |  | 1 | Customer_PV | 20.08% | 1 | 0 | 0.5 |  | Discount | viability_cod_reasonableness | 1 | Discountviability_cod_reasonableness1 | 100% | 100% | 100% | 100% | 100% | 100% | 100%
BANC_Small_Hydro |  | CAISO_CHP | CAISO_CAISO_CAISO_CHP | CAISO | CAISO | CAISO_CHP | 2 | CAISO_Solar_for_Other | 27.7% | 1 | 0 | 0 | Baseline_Solar | Discount | viability_cod_reasonableness | 2 | Discountviability_cod_reasonableness2 | 100% | 0% | 80% | 90% | 95% | 97.5% | 97.5%
BANC_Solar |  | CAISO_Nuclear | CAISO_CAISO_CAISO_Nuclear | CAISO | CAISO | CAISO_Nuclear | 3 | CAISO_Solar_for_CAISO | 28.28% | 1 | 0 | 0 | Baseline_Solar | Discount | viability_cod_reasonableness | 3 | Discountviability_cod_reasonableness3 | 100% | 0% | 60% | 70% | 80% | 90% | 97.5%
BANC_Wind |  | CAISO_CCGT1 | CAISO_CAISO_CAISO_CCGT1 | CAISO | CAISO | CAISO_CCGT1 | 4 | CAISO_Wind_for_Other | 28.44% | 0 | 1 | 0 | Baseline_Wind | Discount | viability_technical_feasibility | 1 | Discountviability_technical_feasibility1 | 100% | 100% | 100% | 100% | 100% | 100% | 100%
IID_Biomass |  | CAISO_CCGT2 | CAISO_CAISO_CAISO_CCGT2 | CAISO | CAISO | CAISO_CCGT2 | 5 | CAISO_Wind_for_CAISO | 28.48% | 0 | 1 | 0 | Baseline_Wind | Discount | viability_technical_feasibility | 2 | Discountviability_technical_feasibility2 | 100% | 90% | 90% | 90% | 90% | 90% | 90%
IID_Geothermal |  | CAISO_Coal | CAISO_CAISO_CAISO_Coal | CAISO | CAISO | CAISO_Coal | 6 | Carrizo_Solar | 30.78% | 1 | 0 | 0 | New_Solar | Discount | viability_resource_sufficiency | 1 | Discountviability_resource_sufficiency1 | 100% | 100% | 100% | 100% | 100% | 100% | 100%
IID_Small_Hydro |  | CAISO_Peaker1 | CAISO_CAISO_CAISO_Peaker1 | CAISO | CAISO | CAISO_Peaker1 | 7 | Carrizo_Wind | 31.13% | 0 | 1 | 0 | New_Wind | Discount | viability_resource_sufficiency | 2 | Discountviability_resource_sufficiency2 | 100% | 100% | 100% | 100% | 100% | 100% | 100%
IID_Solar |  | CAISO_Peaker2 | CAISO_CAISO_CAISO_Peaker2 | CAISO | CAISO | CAISO_Peaker2 | 8 | Central_Valley_North_Los_Banos_Solar | 29.43% | 1 | 0 | 0 | New_Solar | Discount | viability_financing | 1 | Discountviability_financing1 | 100% | 100% | 100% | 100% | 100% | 100% | 100%
IID_Wind |  | CAISO_Advanced_CCGT | CAISO_CAISO_CAISO_Advanced_CCGT | CAISO | CAISO | CAISO_Advanced_CCGT | 9 | Central_Valley_North_Los_Banos_Wind | 31.13% | 0 | 1 | 0 | New_Wind | Discount | viability_financing | 2 | Discountviability_financing2 | 100% | 0% | 90% | 95% | 97.5% | 97.5% | 97.5%
LDWP_Biomass |  | CAISO_Aero_CT | CAISO_CAISO_CAISO_Aero_CT | CAISO | CAISO | CAISO_Aero_CT | 10 | Distributed_Solar | 21.27% | 1 | 0 | 0 |  | Discount | viability_financing | 3 | Discountviability_financing3 | 100% | 0% | 80% | 85% | 90% | 95% | 97.5%
LDWP_Geothermal |  | CAISO_Reciprocating_Engine | CAISO_CAISO_CAISO_Reciprocating_Engine | CAISO | CAISO | CAISO_Reciprocating_Engine | 11 | Mountain_Pass_El_Dorado_Solar | 30.7% | 1 | 0 | 0 | New_Solar | Discount | viability_financing | 4 | Discountviability_financing4 | 100% | 0% | 70% | 80% | 85% | 90% | 95%
LDWP_Small_Hydro |  | CAISO_Hydro | CAISO_CAISO_CAISO_Hydro | CAISO | CAISO | CAISO_Hydro | 12 | Greater_Imperial_Solar | 31.33% | 1 | 0 | 0 | New_Solar | None | viability_cod_reasonableness | 1 | Noneviability_cod_reasonableness1 | 100% | 100% | 100% | 100% | 100% | 100% | 100%
LDWP_Solar |  | CAISO_Existing_Pumped_Storage | CAISO_CAISO_CAISO_Existing_Pumped_Storage | CAISO | CAISO | CAISO_Existing_Pumped_Storage | 13 | Greater_Imperial_Wind | 33.94% | 0 | 1 | 0 | New_Wind | None | viability_cod_reasonableness | 2 | Noneviability_cod_reasonableness2 | 100% | 100% | 100% | 100% | 100% | 100% | 100%
LDWP_Wind |  | CAISO_ST | CAISO_CAISO_CAISO_ST | CAISO | CAISO | CAISO_ST | 14 | Greater_Kramer_Wind | 31.04% | 0 | 1 | 0 | New_Wind | None | viability_cod_reasonableness | 3 | Noneviability_cod_reasonableness3 | 100% | 100% | 100% | 100% | 100% | 100% | 100%
NW_Biomass |  | CAISO_Li_Battery | CAISO_CAISO_CAISO_Li_Battery | CAISO | CAISO | CAISO_Li_Battery | 15 | Humboldt_Wind | 29.23% | 0 | 1 | 0 | New_Wind | None | viability_technical_feasibility | 1 | Noneviability_technical_feasibility1 | 100% | 100% | 100% | 100% | 100% | 100% | 100%
NW_Geothermal | [6 empty] | 16 | Inyokern_North_Kramer_Solar | 32.22% | 1 | 0 | 0 | New_Solar | None | viability_technical_feasibility | 2 | Noneviability_technical_feasibility2 | 100% | 100% | 100% | 100% | 100% | 100% | 100%
NW_Small_Hydro | [6 empty] | 17 | Kern_Greater_Carrizo_Solar | 30.78% | 1 | 0 | 0 | New_Solar | None | viability_resource_sufficiency | 1 | Noneviability_resource_sufficiency1 | 100% | 100% | 100% | 100% | 100% | 100% | 100%
NW_Solar |  | Thermal, Hydro and Pumped Storage Capacity, Non-CAISO |  |  |  |  | 18 | Kern_Greater_Carrizo_Wind | 31.13% | 0 | 1 | 0 | New_Wind | None | viability_resource_sufficiency | 2 | Noneviability_resource_sufficiency2 | 100% | 100% | 100% | 100% | 100% | 100% | 100%
NW_Wind |  | NW_Nuclear | NW_NW_NW_Nuclear | NW | NW | NW_Nuclear | 19 | Kramer_Inyokern_Ex_Solar | 32.22% | 1 | 0 | 0 | New_Solar | None | viability_financing | 1 | Noneviability_financing1 | 100% | 100% | 100% | 100% | 100% | 100% | 100%
SW_Biomass |  | NW_Coal | NW_NW_NW_Coal | NW | NW | NW_Coal | 20 | Kramer_Inyokern_Ex_Wind | 31.04% | 0 | 1 | 0 | New_Wind | None | viability_financing | 2 | Noneviability_financing2 | 100% | 100% | 100% | 100% | 100% | 100% | 100%
SW_Geothermal |  | NW_CCGT | NW_NW_NW_CCGT | NW | NW | NW_CCGT | 21 | North_Victor_Solar | 32.22% | 1 | 0 | 0 | New_Solar | None | viability_financing | 3 | Noneviability_financing3 | 100% | 100% | 100% | 100% | 100% | 100% | 100%
SW_Small_Hydro |  | NW_Peaker | NW_NW_NW_Peaker | NW | NW | NW_Peaker | 22 | Northern_California_Ex_Solar | 27.95% | 1 | 0 | 0 | New_Solar | None | viability_financing | 4 | Noneviability_financing4 | 100% | 100% | 100% | 100% | 100% | 100% | 100%
SW_Solar |  | NW_Hydro | NW_NW_NW_Hydro | NW | NW | NW_Hydro | 23 | Northern_California_Ex_Wind | 29.23% | 0 | 1 | 0 | New_Wind
SW_Wind |  | NW_Existing_Pumped_Storage | SW_SW_NW_Existing_Pumped_Storage | SW | SW | NW_Existing_Pumped_Storage | 24 | NW_Ext_Tx_Wind | 30.38% | 0 | 1 | 0 | New_Wind
CAISO_Biomass |  | SW_Nuclear | SW_SW_SW_Nuclear | SW | SW | SW_Nuclear | 25 | Riverside_Palm_Springs_Solar | 31.33% | 1 | 0 | 0 | New_Solar
CAISO_Geothermal |  | SW_Coal | SW_SW_SW_Coal | SW | SW | SW_Coal | 26 | Sacramento_River_Solar | 27.95% | 1 | 0 | 0 | New_Solar
CAISO_Small_Hydro |  | SW_CCGT | SW_SW_SW_CCGT | SW | SW | SW_CCGT | 27 | Sacramento_River_Wind | 29.23% | 0 | 1 | 0 | New_Wind
CAISO_Solar |  | SW_Peaker | SW_SW_SW_Peaker | SW | SW | SW_Peaker | 28 | SCADSNV_Solar | 31.03% | 1 | 0 | 0 | New_Solar
CAISO_Wind |  | SW_Hydro | SW_SW_SW_Hydro | SW | SW | SW_Hydro | 29 | SCADSNV_Wind | 29.7% | 0 | 1 | 0 | New_Wind
|  | SW_ST | SW_SW_SW_ST | SW | SW | SW_ST | 30 | Solano_Solar | 29.19% | 1 | 0 | 0 | New_Solar
|  | SW_Existing_Pumped_Storage | LDWP_LDWP_SW_Existing_Pumped_Storage | LDWP | LDWP | SW_Existing_Pumped_Storage | 31 | Solano_subzone_Solar | 29.19% | 1 | 0 | 0 | New_Solar
|  | LDWP_Nuclear | LDWP_LDWP_LDWP_Nuclear | LDWP | LDWP | LDWP_Nuclear | 32 | Solano_subzone_Wind | 30.35% | 0 | 1 | 0 | New_Wind
|  | LDWP_Coal | LDWP_LDWP_LDWP_Coal | LDWP | LDWP | LDWP_Coal | 33 | Solano_Wind | 30.35% | 0 | 1 | 0 | New_Wind
|  | LDWP_CCGT | LDWP_LDWP_LDWP_CCGT | LDWP | LDWP | LDWP_CCGT | 34 | Southern_California_Desert_Ex_Solar | 31.03% | 1 | 0 | 0 | New_Solar
|  | LDWP_Hydro | LDWP_LDWP_LDWP_Hydro | LDWP | LDWP | LDWP_Hydro | 35 | Southern_California_Desert_Ex_Wind | 29.7% | 0 | 1 | 0 | New_Wind
|  | LDWP_Peaker | LDWP_LDWP_LDWP_Peaker | LDWP | LDWP | LDWP_Peaker | 36 | Southern_Nevada_Solar | 31.33% | 1 | 0 | 0 | New_Solar
|  | LDWP_ST | LDWP_LDWP_LDWP_ST | LDWP | LDWP | LDWP_ST | 37 | Southern_Nevada_Wind | 28.1% | 0 | 1 | 0 | New_Wind
|  | LDWP_Existing_Pumped_Storage | LDWP_LDWP_LDWP_Existing_Pumped_Storage | LDWP | LDWP | LDWP_Existing_Pumped_Storage | 38 | SW_Ext_Tx_Wind | 36.16% | 0 | 1 | 0 | New_Wind
|  | IID_CCGT | IID_IID_IID_CCGT | IID | IID | IID_CCGT | 39 | Tehachapi_Ex_Solar | 32.31% | 1 | 0 | 0 | New_Solar
|  | IID_Peaker | IID_IID_IID_Peaker | IID | IID | IID_Peaker | 40 | Tehachapi_Solar | 32.31% | 1 | 0 | 0 | New_Solar
|  | IID_Hydro | IID_IID_IID_Hydro | IID | IID | IID_Hydro | 41 | Tehachapi_Wind | 34.3% | 0 | 1 | 0 | New_Wind
|  | BANC_Hydro | BANC_BANC_BANC_Hydro | BANC | BANC | BANC_Hydro | 42 | Westlands_Ex_Solar | 30.78% | 1 | 0 | 0 | New_Solar
|  | BANC_CCGT | BANC_BANC_BANC_CCGT | BANC | BANC | BANC_CCGT | 43 | Westlands_Ex_Wind | 31.13% | 0 | 1 | 0 | New_Wind
|  | BANC_Peaker | BANC_BANC_BANC_Peaker | BANC | BANC | BANC_Peaker | 44 | Westlands_Solar | 30.78% | 1 | 0 | 0 | New_Solar
|  | NW_Hydro_for_CAISO |  |  |  |  | 45 | Arizona_Solar | 31.33% | 1 | 0 | 0 | New_Solar
[7 empty] | 46 | Arizona_Wind | 29.93% | 0 | 1 | 0
[7 empty] | 47 | Baja_California_Solar | 31.03% | 1 | 0 | 0
|  | Renewable Capacity, Non-CAISO |  |  |  |  | 48 | Baja_California_Wind | 36.21% | 0 | 1 | 0
| BANC_Biomass | BANC_Biomass_for_Other | BANC_Other_Biomass | BANC | Other | Biomass | 49 | Idaho_Wind | 31.82% | 0 | 1 | 0
| BANC_Geothermal | BANC_Geothermal_for_Other | BANC_Other_Geothermal | BANC | Other | Geothermal | 50 | New_Mexico_Solar | 30.44% | 1 | 0 | 0
| BANC_Small_Hydro | BANC_Small_Hydro_for_Other | BANC_Other_Small_Hydro | BANC | Other | Small_Hydro | 51 | New_Mexico_Wind | 44.05% | 0 | 1 | 0
| BANC_Solar | BANC_Solar_for_Other | BANC_Other_Solar | BANC | Other | Solar | 52 | Utah_Solar | 28.95% | 1 | 0 | 0
| BANC_Wind | BANC_Wind_for_Other | BANC_Other_Wind | BANC | Other | Wind | 53 | Utah_Wind | 30.79% | 0 | 1 | 0
| IID_Biomass | IID_Biomass_for_Other | IID_Other_Biomass | IID | Other | Biomass | 54 | Wyoming_Wind | 44.25% | 0 | 1 | 0
| IID_Geothermal | IID_Geothermal_for_Other | IID_Other_Geothermal | IID | Other | Geothermal | 55 | Pacific_Northwest_Wind | 32.12% | 0 | 1 | 0
| IID_Small_Hydro | IID_Small_Hydro_for_Other | IID_Other_Small_Hydro | IID | Other | Small_Hydro | 56 | Diablo_Canyon_Offshore_Wind | 45.91% | 0 | 1 | 0
| IID_Solar | IID_Solar_for_Other | IID_Other_Solar | IID | Other | Solar | 57 | Humboldt_Bay_Offshore_Wind | 51.54% | 0 | 1 | 0
| IID_Wind | IID_Wind_for_Other | IID_Other_Wind | IID | Other | Wind | 58 | Morro_Bay_Offshore_Wind | 55.48% | 0 | 1 | 0
| LDWP_Biomass | LDWP_Biomass_for_Other | LDWP_Other_Biomass | LDWP | Other | Biomass | 59 | Diablo_Canyon_Offshore_Wind_Ext_Tx | 45.91% | 0 | 1 | 0
| LDWP_Geothermal | LDWP_Geothermal_for_Other | LDWP_Other_Geothermal | LDWP | Other | Geothermal | 60 | Cape_Mendocino_Offshore_Wind | 52.91% | 0 | 1 | 0
| LDWP_Small_Hydro | LDWP_Small_Hydro_for_Other | LDWP_Other_Small_Hydro | LDWP | Other | Small_Hydro | 61 | Del_Norte_Offshore_Wind | 51.63% | 0 | 1 | 0
| LDWP_Solar | LDWP_Solar_for_Other | LDWP_Other_Solar | LDWP | Other | Solar
| LDWP_Wind | LDWP_Wind_for_Other | LDWP_Other_Wind | LDWP | Other | Wind
| NW_Biomass | NW_Biomass_for_Other | NW_Other_Biomass | NW | Other | Biomass
| NW_Geothermal | NW_Geothermal_for_Other | NW_Other_Geothermal | NW | Other | Geothermal
| NW_Small_Hydro | NW_Small_Hydro_for_Other | NW_Other_Small_Hydro | NW | Other | Small_Hydro
| NW_Solar | NW_Solar_for_Other | NW_Other_Solar | NW | Other | Solar
| NW_Wind | NW_Wind_for_Other | NW_Other_Wind | NW | Other | Wind
| SW_Biomass | SW_Biomass_for_Other | SW_Other_Biomass | SW | Other | Biomass
| SW_Geothermal | SW_Geothermal_for_Other | SW_Other_Geothermal | SW | Other | Geothermal
| SW_Small_Hydro | SW_Small_Hydro_for_Other | SW_Other_Small_Hydro | SW | Other | Small_Hydro
| SW_Solar | SW_Solar_for_Other | SW_Other_Solar | SW | Other | Solar
| SW_Wind | SW_Wind_for_Other | SW_Other_Wind | SW | Other | Wind
| CAISO_Biomass | CAISO_Biomass_for_Other | CAISO_Other_Biomass | CAISO | Other | Biomass
| CAISO_Geothermal | CAISO_Geothermal_for_Other | CAISO_Other_Geothermal | CAISO | Other | Geothermal
| CAISO_Small_Hydro | CAISO_Small_Hydro_for_Other | CAISO_Other_Small_Hydro | CAISO | Other | Small_Hydro
| CAISO_Solar | CAISO_Solar_for_Other | CAISO_Other_Solar | CAISO | Other | Solar
| CAISO_Wind | CAISO_Wind_for_Other | CAISO_Other_Wind | CAISO | Other | Wind
|  | Renewable Capacity from Gen List, CAISO (MW) |  | Zone | Contract | Technology
| BANC_Small_Hydro | BANC_Small_Hydro_for_CAISO | BANC_CAISO_Small_Hydro | BANC | CAISO | Small_Hydro
| CAISO_Biomass | CAISO_Biomass_for_CAISO | CAISO_CAISO_Biomass | CAISO | CAISO | Biomass
| CAISO_Geothermal | CAISO_Geothermal_for_CAISO | CAISO_CAISO_Geothermal | CAISO | CAISO | Geothermal
| CAISO_Small_Hydro | CAISO_Small_Hydro_for_CAISO | CAISO_CAISO_Small_Hydro | CAISO | CAISO | Small_Hydro
| CAISO_Solar | CAISO_Solar_for_CAISO | CAISO_CAISO_Solar | CAISO | CAISO | Solar
| CAISO_Wind | CAISO_Wind_for_CAISO | CAISO_CAISO_Wind | CAISO | CAISO | Wind
| IID_Geothermal | IID_Geothermal_for_CAISO | IID_CAISO_Geothermal | IID | CAISO | Geothermal
| IID_Solar | IID_Solar_for_CAISO | IID_CAISO_Solar | IID | CAISO | Solar
| LDWP_Wind | LDWP_Wind_for_CAISO | LDWP_CAISO_Wind | LDWP | CAISO | Wind
| NW_Biomass | NW_Biomass_for_CAISO | NW_CAISO_Biomass | NW | CAISO | Biomass
| NW_Geothermal | NW_Geothermal_for_CAISO | NW_CAISO_Geothermal | NW | CAISO | Geothermal
| NW_Small_Hydro | NW_Small_Hydro_for_CAISO | NW_CAISO_Small_Hydro | NW | CAISO | Small_Hydro
| NW_Wind | NW_Wind_for_CAISO | NW_CAISO_Wind | NW | CAISO | Wind
| SW_Solar | SW_Solar_for_CAISO | SW_CAISO_Solar | SW | CAISO | Solar
| SW_Wind | SW_Wind_for_CAISO | SW_CAISO_Wind | SW | CAISO | Wind