## Summary
Pacific Gas and Electric Company RegStation Replacment Costs Data (R.24-09-012)
Summary
Row ID | Program Category | Row Name | Value | Definition | PG&E Notes
D1 | Regulator station replacement programs | Cost per service, for regulator station replacement | 1323.6979 | Average cost of replacing gas distribution regulator stations, per service. Also shown in next table, row E1, final column. | Any ratesetting activity should rely on the forecast presented in the Rate Case. The value presented in this spreadsheet is different from the forecast methodology used in the General Rate Case (GRC) or other proceedings. See 'Costs by Operating District' tab, row E1, final column.
D2 | Regulator station replacement programs | Cost per customer meter, for regulator station replacement | 1079.9468 | Average cost of replacing gas distribution regulator stations, per meter. Also shown in next table, row E2, final column. | Any ratesetting activity should rely on the forecast presented in the Rate Case. The value presented in this spreadsheet is different from the forecast methodology used in the GRC or other proceedings. See 'Costs by Operating District' tab, row E2, final column.
D3 | Regulator station replacement programs | Cost per regulator station replaced | 3209943.2696 | Average cost of replacing a gas distribution regulator station. Also shown in next table, row E3, final column. | Any ratesetting activity should rely on the forecast presented in the Rate Case. The value presented in this spreadsheet is different from the forecast methodology used in the GRC or other proceedings. See 'Costs by Operating District' tab, row E3, final column.
D4 | Regulator station replacement programs | Services per station, for replaced regulator stations | 3925.288 | Average number of services served by a replaced regulator station. Also shown in next table, row E4, final column. | See 'Costs by Operating District' tab, row E4, final column.
D5 | Regulator station replacement programs | Meters per station, for replaced regulator stations | 4131.1422 | Average number of meters[1] served by a replaced regulator station. Also shown in next table, row E5, final column. | See 'Costs by Operating District' tab, row E5, final column.
D6 | Regulator station replacement programs | Regulator stations replaced per year | 17 | Average regulator stations replaced per year. Also shown in next table, row E6, final column. | See 'Costs by Operating District' tab, row E6, final column.
D7 | Regulator station replacement programs | Services affected by replaced regulator stations | 66729.8957 | Services served by replaced regulator stations. Also shown in next table, row E7, final column. | See 'Costs by Operating District' tab, row E7, final column.
D8 | Regulator station replacement programs | Meters affected by replaced regulator stations | 3901.6343 | Meters served by replaced regulator stations. Also shown in next table, row E8, final column. | See 'Costs by Operating District' tab, row E8, final column.
D9 | Regulator station replacement programs | Total costs, for regulator station replacement | 54770463.48 | Total costs of regulator station replacement program work orders. Also shown in next table, row E9, final column. | Any ratesetting activity should rely on the forecast presented in the Rate Case. The value presented in this spreadsheet is different from the forecast methodology used in the GRC or other proceedings. See 'Costs by Operating District' tab, row E9, final column.
D10 (b) | NA | Maintenance cost per regulator station | 14969.6709 | Average cost of regulator station maintenance, per service, not including replacement costs. Also shown in later table, cell H1. | Values in row H1 of the 'Maintenance Costs - PG&E.xlsx', tab 'Medium-Pr Regulator Stations' tab are separated into calculated averages for medium-pressure regulator stations, and low-pressure regulator stations. The value reported here in row D10 is the average of all costs for medium and low pressure stations divided by the total count of medium and low pressure regulator stations (i.e. [value of H3 for low pressure + value of H3 for medium pressure + value of H4 for low pressure + value of H4 for medium pressure] divided by [value of H2 for low pressure + value of H2 for medium pressure]. To avoid formula breakage, only value was copied in this row. Any ratesetting activity should rely on the forecast presented in the GRC. The value presented in this spreadsheet is different from the forecast methodology used in the GRC or other proceedings.
D11 | Regulator station replacement programs | Project planning period, for regulator station replacement | 792.5735 | Average days between the date that the regulator station was identified for replacement and the date that replacement activities broke ground. Also shown in next table, row E14, final column. | See 'Costs by Operating District' tab, row E14, final column.
[1] Meters analogous to “customers” reported in existing data.

## Costs by Operating District
Pacific Gas and Electric Company RegStation Replacment Costs Data (R.24-09-012)
Costs By Operating District
Row ID | Program Category | Row Name | Definition | Central Coast | Da Anza | Diablo | East Bay | Fresno | Kern | Humboldt | Mission | North Bay | Sonoma | North Valley | Peninsula | Sacramento | San Francisco | Sierra | San Jose | Stockton | Yosemite | Totals or Averages Across All Operating Districts | Calculation type requested for 'All Operating Districts' | PG&E Notes
E1 | Regulator station replacement programs | Cost per service, for regulator station replacement | Average cost of replacing gas distribution regulator stations, per service. Calculated by dividing E9 by E7. | 1208.5177 | 903.6114 | 1163.8709 | 1404.6737 | 592.4561 | 486.012 | 0 | 266.0079 | 1830.7878 | 2191.6903 | 368.2927 | 1788.0063 | 759.0361 | 0 | 1234.33 | 1029.7284 | 17110.5068 | 1184.0354 | 1323.6979 | [average] | The values for "Cost per service , for regulator station replacement" were derived using recorded costs and units for low-pressure and medium-pressure regulator stations, a sub-set of all the projects in the Regulator Station Rebuild program (50C) from 2021 - 2024 (each year's value taken as is, values not escalated into 2024$ for the average calculation). Any ratesetting activity should rely on the forecast presented in the General Rate Case (GRC). The value presented in this spreadsheet is different from the forecast methodology used in GRC or other proceedings. Due to volumes of work differing by PG&E operating districts (divisions), PG&E provides a weighted average for this value in the last column.
E2 | Regulator station replacement programs | Cost per customer meter, for regulator station replacement | Average cost of replacing gas distribution regulator stations, per meter. Calculated by dividing E9 by E8. | 903.1214 | 623.3307 | 818.7309 | 1104.5303 | 459.9704 | 399.1016 | 0 | 548.4352 | 1517.6498 | 1732.3706 | 242.3763 | 1301.5037 | 589.8575 | 0 | 945.6436 | 780.428 | 15381.2535 | 1030.5024 | 1079.9468 | [average] | The values for "Cost per customer meter, for regulator station replacement" were derived using recorded costs and units for low-pressure and medium-pressure regulator stations, a sub-set of all the projects in the Regulator Station Rebuild program (50C) from 2021 - 2024 (each year's value taken as is, values not escalated into 2024$ for the average calculation). Any ratesetting activity should rely on the forecast presented in the GRC. The value presented in this spreadsheet is different from the forecast methodology used in the GRC or other proceedings. For the total column, PG&E provides a weighted average for this value due to volumes of work differing by PG&E operating division. Due to volumes of work differing by PG&E operating districts (divisions), PG&E provides a weighted average for this value in the last column.
E3 | Regulator station replacement programs | Cost per regulator station replaced | Average cost of replacing a gas distribution regulator station. Calculated by dividing E9 by E6. | 3074252.1823 | 3239567.2983 | 3048953.91 | 3283640.0814 | 4086094.0533 | 3226512 | 0 | 2917276.7387 | 4306764.945 | 6420878.945 | 1884799.225 | 3149342.2929 | 2535334.085 | 0 | 2593250.235 | 4244429.44 | 2891675.65 | 3365620.725 | 3209943.2696 | [average] | The values for "Cost per regulator station replaced" were obtained using recorded costs and units for low-pressure and medium-pressure regulator stations, a sub-set of all the projects in the Regulator Station Rebuild program (50C) from 2021 - 2024 (each year's value taken as is, values not escalated into 2024$ for the average calculation). Any ratesetting activity should rely on the forecast presented in the GRC. The value presented in this spreadsheet is different from the forecast methodology used in the GRC or other proceedings. Due to volumes of work differing by PG&E operating districts (divisions), PG&E provides a weighted average for this value in the last column.
E4 | Regulator station replacement programs | Services per station, for replaced regulator stations | Average number of services served by a replaced regulator station. Calculated by dividing E7 by E6. | 2543.8205 | 3585.1333 | 2619.6667 | 2337.6533 | 6896.8718 | 6638.75 | 0 | 10966.8812 | 2352.4107 | 2929.6471 | 5117.6667 | 1761.3709 | 3340.2024 | 0 | 2100.9375 | 4121.8921 | 169 | 2842.5 | 3925.288 | [average] | Due to volumes of work differing by PG&E operating districts (divisions), PG&E provides a weighted average for this value in the last column.
E5 | Regulator station replacement programs | Meters per station, for replaced regulator stations | Average number of meters served by a replaced regulator station. Calculated by dividing E8 by E6. | 3404.0299 | 5197.1889 | 3724 | 2972.8837 | 8883.3846 | 8084.4375 | 0 | 5319.2732 | 2837.7857 | 3706.4118 | 7776.3333 | 2419.7722 | 4298.2143 | 0 | 2742.3125 | 5438.5921 | 188 | 3266 | 4131.1422 | [average] | Due to volumes of work differing by PG&E operating districts (divisions), PG&E provides a weighted average for this value in the last column.
E6 | Regulator station replacement programs | Regulator stations replaced per year | Average regulator stations replaced per year. | 3.25 | 1.5 | 0.5 | 1.75 | 0.75 | 0.25 | 0 | 2 | 0.5 | 0.5 | 0.5 | 1.75 | 1.5 | 0 | 1 | 0.5 | 0.25 | 0.5 | 17 | [total] | The value for "Regulator stations replaced per year" was obtained as an average per year over 2021 to 2024 of the number of low-pressure and medium-pressure regulator stations [as requested in the 'Definitions' tab, section h, item i (medium-pressure not including HPR), and ii (low-pressure) as well as footnote 11], in the 50C program (Regulator stations Rebuild) that had a unit capture. MAT 50C is tracking costs for all GD regulator stations. Depending on complexity and work scope, the life-cycle of projects can vary widely, with the major phases being project initiation, design and scoping, execution, documentation, mapping, and closeout. Therefore, each year, there are multiple projects that incur costs but that do not count as a completed unit.
E7 | Regulator station replacement programs | Services affected by replaced regulator stations | Average number of services served by replaced regulator stations. In cases where a pressure district is served by more than one regulator station, include only the replaced regulator station’s share of the pressure district’s services in the calculation.[1] | 8267.4167 | 5377.7 | 1309.8333 | 4090.8934 | 5172.6538 | 1659.6875 | 0 | 21933.7625 | 1176.2054 | 1464.8235 | 2558.8333 | 3082.3991 | 5010.3036 | 0 | 2100.9375 | 2060.9461 | 42.25 | 1421.25 | 66729.8957 | [total] | The value for "Services affected by replaced regulator stations' was derived from a count of services per Hydraulically Independent System (HIS) as of October 2025 (i.e. not an average). In the case where an HIS includes multiple low-pressure or medium-pressure stations, the total count of services in that HIS were divided equally between the different stations. Values reported are the total number of services affected by the station replacement work completed in 2021-2024, divided by 4 to obtain an average per year.
E8 | Regulator station replacement programs | Meters affected by replaced regulator stations | Average number of meters served by replaced regulator stations. In cases where a pressure district is served by more than one regulator station, include only the replaced regulator station’s share of the pressure district’s meters in the calculation.[2] | 11063.0972 | 7795.7833 | 1862 | 5202.5465 | 6662.5385 | 2021.1094 | 0 | 10638.5464 | 1418.8929 | 1853.2059 | 3888.1667 | 4234.6013 | 6447.3214 | 0 | 2742.3125 | 2719.2961 | 47 | 1633 | 3901.6343 | [total] | The value for "Meters affected by replaced regulator stations", was derived from a count of meters per HIS as of October 2025 (i.e. not an average). In the case where an HIS includes multiple low-pressure or medium-pressure stations, the total count of meters in that HIS were divided equally between the different stations. Values reported are the total number of services affected by the station replacement work completed in 2021-2024, divided by 4 to average out per year.
E9 | Regulator station replacement programs | Total costs, for regulator station replacement | Total costs of regulator station replacement program work orders. Calculated by summing E10, E11, E12 and E13. | 9991319.5925 | 4859350.9475 | 1524476.955 | 5746370.1425 | 3064570.54 | 806628 | 133129.39 | 5834553.4775 | 2153382.4725 | 3210439.4725 | 942399.6125 | 5511349.0125 | 3803001.1275 | 68298.5075 | 2593250.235 | 2122214.72 | 722918.9125 | 1682810.3625 | 54770463.48 | [total] | The value for "Total costs, for regulator station replacement" includes only the costs for low-pressure and medium-pressure distribution regulator stations incurred at the division-level. Programmatic costs affecting all divisions were not included, nor were costs for other stations such as HPR-type stations, per directions. Value calculated as E10 + E11 + E12 + E13. Any ratesetting activity should rely on the forecast presented in the GRC. The value presented in this spreadsheet is different from the forecast methodology used in the GRC or other proceedings.
| Regulator station replacement programs | Cost Group
E10 | Regulator station replacement programs | Internal Labor and Related Costs | Sum of salaries of utility employees; benefits (health, retirement, disability, etc.) associated with utility employee labor; employee travel costs, including meals, lodging, mileage, per diem, incidentals, and any other travel costs; and payroll taxes. | 4303180.92 | 1944746.19 | 633546.1675 | 2510372.465 | 1087627.575 | 401628.3375 | 75625.8825 | 2245075.735 | 818281.15 | 1380858.9725 | 454660.405 | 2362739.1375 | 1231222.255 | 20367.475 | 1105549.9675 | 999627.1075 | 322141.3925 | 710829.3575 | 22608080.4925 | [total] | The value for "Internal Labor and Related Costs" was calculated as the average per year over 2021 to 2024 (each year's value taken as is, values not escalated into 2024$) of the the cost in that category of all the projects on low-pressure and medium-pressure regulator stations in the 50C program (Regulator stations Rebuild), except the program-level (i.e. not division-specific) work. Depending on complexity and work scope, the life-cycle of projects can vary widely, with the major phases being project initiation, design and scoping, execution, documentation, mapping, and closeout. Therefore, each year, there are multiple projects that incur costs but that do not count as a completed unit. Any ratesetting activity should rely on the forecast presented in the GRC. The value presented in this spreadsheet is different from the forecast methodology used in the GRC or other proceedings.
E11 | Regulator station replacement programs | External Labor and Related Costs | Combine “external labor” and contracts costs. Includes contracts for services and for employees. Include equipment rental here. | 3370331.52 | 1684984.4175 | 558874.09 | 1383553.36 | 1145188.08 | 179024.1825 | 15151.5025 | 1931538.2475 | 877457.4175 | 1089507.685 | 237929.66 | 1607586.8625 | 1525482.1025 | 19531.0025 | 726186.145 | 592505.1675 | 152403.8575 | 532586.5675 | 17629821.8675 | [total] | The value for "External Labor and Related Costs" was calculated as the average per year over 2021 to 2024 (each year's value taken as is, values not escalated into 2024$) of the the cost in that category of all the projects on low-pressure and medium-pressure regulator stations in the 50C program (Regulator stations Rebuild), except the program-level (i.e. not division-specific) work. Depending on complexity and work scope, the life-cycle of projects can vary widely, with the major phases being project initiation, design and scoping, execution, documentation, mapping, and closeout. Therefore, each year, there are multiple projects that incur costs but that do not count as a completed unit. Any ratesetting activity should rely on the forecast presented in the General Rate Case (GRC). The value presented in this spreadsheet is different from the forecast methodology used in the GRC or other proceedings.
E12 | Regulator station replacement programs | Materials | Cost of pipe, valves, fittings, regulators, and other materials installed at the project. | 1188780.6275 | 503580.8825 | 115450.23 | 733899.2725 | 411109.73 | 79668.0475 | 9858.08 | 768545.645 | 143391.5075 | 201715.87 | 96452.565 | 645146.8075 | 549780.69 | 40841.6025 | 296203.31 | 208452.2175 | 131587.085 | 192372.385 | 6316836.555 | [total] | The value for "Materials" was calculated as average per year over 2021 to 2024 (each year's value taken as is, values not escalated into 2024$) of the the cost in that category of all the projects on low-pressure and medium-pressure regulator stations in the 50C program (Regulator stations Rebuild), except the program-level (i.e. not division-specific) work. Depending on complexity and work scope, the life-cycle of projects can vary widely, with the major phases being project initiation, design and scoping, execution, documentation, mapping, and closeout. Therefore, each year, there are multiple projects that incur costs but that do not count as a completed unit. Any ratesetting activity should rely on the forecast presented in the GRC. The value presented in this spreadsheet is different from the forecast methodology used in the GRC or other proceedings.
E13 | Regulator station replacement programs | Other Misc Costs | Sum of costs in the cost categories “Fleet,” “Permitting,” “AFUDC,” “Land,” “Other,” and “Administrative & General Costs” as defined above. | 1129026.525 | 726039.4575 | 216606.4675 | 1118545.045 | 420645.155 | 146307.4325 | 32493.925 | 889393.85 | 314252.3975 | 538356.945 | 153356.9825 | 895876.205 | 496516.08 | -12441.5725 | 465310.8125 | 321630.2275 | 116786.5775 | 247022.0525 | 8215724.565 | [total] | The value for "Other Misc Costs" was calculated as the average per year over 2021 to 2024 (each year's value taken as is, values not escalated into 2024$) of the the cost in that category of all the projects on low-pressure and medium-pressure regulator stations in the 50C program (Regulator stations Rebuild), except the program-level (i.e. not division-specific) work. Depending on complexity and work scope, the life-cycle of projects can vary widely, with the major phases being project initiation, design and scoping, execution, documentation, mapping, and closeout. Therefore, each year, there are multiple projects that incur costs but that do not count as a completed unit.
E14 | Regulator station replacement programs | Project planning period, for regulator station replacement | Average days between the date that the regulator station was identified for replacement and the date that replacement activities broke ground. | 714.9231 | 1021.3333 | 642.5 | 801.2857 | 1161 | 452 |  | 749.375 | 404 | 424.5 | 949.5 | 827.8571 | 620.8333 | 0 | 671.25 | 834 | 2662 | 779 | 792.5735 | [average] | For the value for "Project planning period, for regulator station replacement", PG&E used the average days between the order creation and the start of construction as recorded by the program management team. This is calculated only for the projects with unit capture in 2021 to 2024. Due to volumes of work differing by PG&E operating districts (divisions), PG&E provides a weighted average for this value in the last column.
E15 | Regulator station replacement programs | Project time to completion, for regulator station replacement | Average days between the date that the regulator station was identified for replacement and the date that the replacement station was placed in operation. | 919.5385 | 1222.8333 | 777.5 | 1014.8571 | 1338.6667 | 627 |  | 886.375 | 499.5 | 693 | 1015.5 | 1061.4286 | 695.5 | 0 | 772.25 | 976 | 2819 | 841 | 959.4853 | [average] | For the value for "Project time to completion, for regulator station replacement", PG&E used the average days between the order creation and the construction complete task date assoicated with the project. This is calculated only for the projects with unit capture in 2021 to 2024. Due to volumes of work differing by PG&E operating districts (divisions), PG&E provides a weighted average for this value in the last column.
[1] If all regulator stations in a pressure district serve an equal number of services, then that value would be shown in F2 for that pressure district.
[2] If all regulator stations in a pressure district serve an equal number of meters, then that value would be shown in F3 for that pressure district.

## Pressure Districts
Pacific Gas and Electric Company RegStation Replacment Costs Data (R.24-09-012)
Costs By Pressure Districts
Column ID | F1 | F2 | F3 | F4 | F5 | F6 | F7 | F8 | F9 | F10 | F11 | F12
Column Name | Pressure district | Services per regulator station | Meters per regulator station | Regulator stations | Regulator stations identified for replacement | Pressure category | Services served | Meters served | Core meters served | Non-core meters served | Operating district | Census tracts
Definition | ID number for the pressure district. | Average number of services served by regulator stations in the pressure district. Calculated by dividing F7 by F4. | Average number of meters served by regulator stations in the pressure district. Calculated by dividing F8 by F4. | Number of gas distribution regulator stations immediately serving the pressure district. | Regulator stations whose replacement is forecast to begin during the next ten years, identified consistent with each utility’s existing project selection methods, at an annual replacement rate consistent with the rates approved in each utility’s most recently adopted general rate case decision. | “Medium-pressure” or “low-pressure.” | Number of customer services connected to the pressure district. | Number of customer meters connected to the pressure district. Sum of F9 and F10. | Number of core customer meters connected to the pressure district. | Number of non-core customer meters connected to the pressure district. | Name and ID number of the operating district that the pressure district is in. | ID numbers of all 2020 census tracts overlapping the district.
NA | 114128 | 3 | 2 | 1 | TBD | Medium pressure | 3 | 2 | 2 | 0 | Sierra | 6115041001
NA | 109215 | 2 | 1 | 1 | TBD | Medium pressure | 2 | 1 | 1 | 0 | Humboldt | 6023001102
NA | 111001 | 27 | 30 | 1 | TBD | Medium pressure | 27 | 30 | 30 | 0 | Peninsula | 6081613000
NA | 110132 | 2 | 2 | 1 | TBD | Medium pressure | 2 | 2 | 2 | 0 | North Valley | 6021010501
NA | 112113 | 3 | 2 | 1 | TBD | Medium pressure | 3 | 2 | 2 | 0 | Sacramento | 6011000100, 6011000301
NA | 105022 | 125 | 129 | 1 | TBD | Medium pressure | 125 | 129 | 129 | 0 | Fresno | 6019005515
NA | 118134 | 2 | 2 | 1 | TBD | Medium pressure | 2 | 2 | 2 | 0 | Central Coast | 6053010504
NA | 114083 | 2748 | 2621 | 1 | TBD | Medium pressure | 2748 | 2621 | 2621 | 0 | Sierra | 6061023400, 6061023900
NA | 104001 | 306.5 | 585.2 | 10 | 1 | Low pressure | 3065 | 5852 | 5852 | 0 | East Bay | 6001427100, 6001427200, 6001427300, 6001427600, 6001427700, 6001427800, 6001427900, 6001428000, 6001428100, 6001428200, 6001428400, 6001428500
NA | 104002 | 598.6 | 795.4 | 5 | TBD | Medium pressure | 2993 | 3977 | 3977 | 0 | East Bay | 6001427100, 6001428100, 6001428200
NA | 104003 | 1931.7778 | 2573.6667 | 9 | TBD | Medium pressure | 17386 | 23163 | 23163 | 0 | East Bay | 6001420100, 6001420200, 6001420301, 6001420302, 6001420401, 6001420500, 6001420600, 6001421100, 6001421200, 6001421300, 6001421400, 6001421500, 6001421600, 6001421700, 6001421800, 6001421900, 6001422000, 6001422100, 6001422200, 6001422400, 6001422500, 6013354001, 6013356002, 6013389100, 6013390200, 6013391000, 6013392000
NA | 112037 | 54 | 54 | 1 | TBD | Medium pressure | 54 | 54 | 54 | 0 | North Bay | 6095252904
NA | 103018 | 420 | 456 | 1 | TBD | Medium pressure | 420 | 456 | 456 | 0 | Diablo | 6013321103, 6013347000, 6013356002
NA | 110017 | 2053.5 | 2545 | 2 | TBD | Medium pressure | 4107 | 5090 | 5090 | 0 | North Valley | 6089012000, 6089012101, 6089012102, 6089012200, 6089012301, 6089012303
NA | 108001 | 784 | 950 | 1 | TBD | Medium pressure | 784 | 950 | 950 | 0 | North Bay | 6055201700
NA | 114084 | 1606.5 | 1738.5 | 2 | TBD | Medium pressure | 3213 | 3477 | 3477 | 0 | Sacramento | 6067008127, 6067008128, 6067008129, 6067008130
NA | 118085 | 12 | 10 | 1 | TBD | Medium pressure | 12 | 10 | 10 | 0 | Central Coast | 6069000100, 6069000200
NA | 112040 | 1016 | 1129 | 1 | TBD | Medium pressure | 1016 | 1129 | 1129 | 0 | Sacramento | 6011000100
NA | 109001 | 1246.25 | 1938.5 | 4 | 1 | Medium pressure | 4985 | 7754 | 7754 | 0 | Humboldt | 6023000900, 6023001001, 6023001002, 6023001102, 6023001103, 6023001200, 6023001300
NA | 112066 | 73 | 108 | 1 | TBD | Medium pressure | 73 | 108 | 108 | 0 | Sacramento | 6067005402, 6067005502
NA | 118035 | 415 | 428 | 1 | TBD | Medium pressure | 415 | 428 | 428 | 0 | Central Coast | 6053010102, 6069000200, 6087123300
NA | 117001 | 3830.6667 | 4626.6667 | 3 | 1 | Medium pressure | 11492 | 13880 | 13880 | 0 | Yosemite | 6047000503, 6047000504, 6047000505, 6047000601, 6047000602, 6047000603, 6047000701, 6047000702, 6047000801, 6047000802, 6047000904
NA | 117013 | 1153 | 1147 | 1 | TBD | Medium pressure | 1153 | 1147 | 1147 | 0 | Yosemite | 6047000702, 6047000903
NA | 117022 | 585 | 564 | 1 | TBD | Medium pressure | 585 | 564 | 564 | 0 | Yosemite | 6047000505, 6047000702
NA | 114002 | 10047 | 13122 | 1 | TBD | Medium pressure | 10047 | 13122 | 13122 | 0 | Sierra | 6061020300, 6061020401, 6061020402, 6061020502, 6061021501, 6061021502, 6061021603, 6061021604, 6061021801, 6061021802, 6061021902
NA | 117131 | 14 | 11 | 1 | TBD | Medium pressure | 14 | 11 | 11 | 0 | Yosemite | 6039000301
NA | 105001 | 2156 | 2710 | 1 | TBD | Medium pressure | 2156 | 2710 | 2710 | 0 | Fresno | 6031001702, 6031001703
NA | 117039 | 9 | 5 | 1 | TBD | Medium pressure | 9 | 5 | 5 | 0 | Yosemite | 6039000510, 6039000517
NA | 106003 | 6638.75 | 8084.4375 | 16 | 1 | Medium pressure | 106220 | 129351 | 129351 | 0 | Kern | 6029000102, 6029000201, 6029000202, 6029000300, 6029000400, 6029000507, 6029000601, 6029000602, 6029000603, 6029000701, 6029000702, 6029000800, 6029000902, 6029000903, 6029000904, 6029000905, 6029000906, 6029000907, 6029000908, 6029000909, 6029000911, 6029000912, 6029000913, 6029000914, 6029001001, 6029001002, 6029001003, 6029001101, 6029001104, 6029001105, 6029001106, 6029001107, 6029001201, 6029001202, 6029001301, 6029001302, 6029001401, 6029001402, 6029001500, 6029001600, 6029001700, 6029001801, 6029001804, 6029001901, 6029001902, 6029002001, 6029002002, 6029002100, 6029002201, 6029002202, 6029002302, 6029002303, 6029002304, 6029002305, 6029002401, 6029002402, 6029002403, 6029002501, 6029002502, 6029002503, 6029002600, 6029002701, 6029002702, 6029002807, 6029002811, 6029002813, 6029002814, 6029002815, 6029002816, 6029002817, 6029002818, 6029002819, 6029002820, 6029002821, 6029002822, 6029002823, 6029002825, 6029002901, 6029002902, 6029003001, 6029003002, 6029003103, 6029003112, 6029003113, 6029003124, 6029003125, 6029003126, 6029003127, 6029003128, 6029003129, 6029003130, 6029003131, 6029003132, 6029003133, 6029003134, 6029003136, 6029003137, 6029003207, 6029003208, 6029003209, 6029003210, 6029003211, 6029003214, 6029003215, 6029003216, 6029003217, 6029003218, 6029003219, 6029003220, 6029003222, 6029005103, 6029005104, 6029006201
NA | 106006 | 241 | 433.3333 | 3 | TBD | Low pressure | 723 | 1300 | 1300 | 0 | Kern | 6029001201, 6029001202, 6029001301, 6029001302, 6029001401, 6029001301
NA | 104004 | 5814 | 6467 | 1 | TBD | Medium pressure | 5814 | 6467 | 6467 | 0 | East Bay | 6001409000, 6001428301, 6001428302
NA | 103015 | 6164 | 7210 | 2 | TBD | Medium pressure | 12328 | 14420 | 14420 | 0 | Diablo | 6013310000, 6013311000, 6013313203, 6013313204, 6013313205, 6013313206, 6013314102, 6013314103, 6013314105, 6013314106, 6013314200, 6013315000, 6013355201, 6013355202
NA | 114003 | 40 | 30 | 1 | TBD | Medium pressure | 40 | 30 | 30 | 0 | Sierra | 6115040902
NA | 106004 | 730.5 | 733 | 2 | TBD | Medium pressure | 1461 | 1466 | 1466 | 0 | Kern | 6029006009, 6029006010
NA | 108002 | 2485.5 | 3055 | 2 | TBD | Medium pressure | 4971 | 6110 | 6110 | 0 | North Bay | 6095250502, 6095252102, 6095252104, 6095252105, 6095252106, 6095252107
NA | 108004 | 87 | 111 | 1 | TBD | Medium pressure | 87 | 111 | 111 | 0 | North Bay | 6095252102
NA | 108003 | 1253 | 1761 | 3 | 1 | Medium pressure | 3759 | 5283 | 5283 | 0 | North Bay | 6095252000, 6095252102, 6095252107, 6095252108
NA | 104031 | 129 | 194 | 1 | TBD | Medium pressure | 129 | 194 | 194 | 0 | East Bay | 6001420401, 6001420402, 6001422000
NA | 110019 | 829 | 864 | 1 | TBD | Medium pressure | 829 | 864 | 864 | 0 | North Valley | 6007003600
NA | 105002 | 309 | 340 | 1 | TBD | Medium pressure | 309 | 340 | 340 | 0 | Fresno | 6019004100
NA | 118013 | 1276 | 1898 | 1 | TBD | Medium pressure | 1276 | 1898 | 1898 | 0 | Central Coast | 6053010306, 6053010400, 6053014601
NA | 116070 | 465 | 482 | 1 | TBD | Medium pressure | 465 | 482 | 482 | 0 | Stockton | 6077000802, 6077003900
NA | 106005 | 712 | 703 | 1 | TBD | Medium pressure | 712 | 703 | 703 | 0 | Kern | 6029005600
NA | 111002 | 1550 | 2020 | 1 | TBD | Medium pressure | 1550 | 2020 | 2020 | 0 | Peninsula | 6081600100, 6081602300
NA | 110020 | 729.5 | 776.5 | 2 | TBD | Medium pressure | 1459 | 1553 | 1553 | 0 | North Valley | 6089012701
NA | 110035 | 42 | 46 | 1 | TBD | Medium pressure | 42 | 46 | 46 | 0 | North Valley | 6007001400, 6007001500
NA | 110041 | 109 | 161 | 1 | TBD | Medium pressure | 109 | 161 | 161 | 0 | North Valley | 6007001500
NA | 108005 | 1567 | 1985 | 1 | TBD | Medium pressure | 1567 | 1985 | 1985 | 0 | North Bay | 6055201900, 6055202000
NA | 110061 | 71 | 111 | 1 | TBD | Medium pressure | 71 | 111 | 111 | 0 | North Valley | 6007002800, 6007003002
NA | 112003 | 240 | 371 | 1 | TBD | Medium pressure | 240 | 371 | 371 | 0 | Sacramento | 6067007426, 6067007427
NA | 118030 | 826.5 | 1220.5 | 2 | TBD | Medium pressure | 1653 | 2441 | 2441 | 0 | Central Coast | 6087121801, 6087121802
NA | 118152 | 15 | 78 | 1 | TBD | Medium pressure | 15 | 78 | 78 | 0 | Diablo | 6013312000
NA | 110083 | 8 | 9 | 1 | TBD | Medium pressure | 8 | 9 | 9 | 0 | North Valley | 6103000800
NA | 117030 | 2136.8 | 2414.7 | 10 | TBD | Medium pressure | 21368 | 24147 | 24147 | 0 | Yosemite | 6099002302, 6099002303, 6099002304, 6099002401, 6099002402, 6099002503, 6099002504, 6099002505, 6099002506, 6099002602, 6099002603, 6099002604, 6099002605, 6099002701, 6099002702, 6099002901, 6099002903, 6099003002, 6099003003, 6099003004, 6099003100, 6099003603, 6099003608
NA | 110021 | 10218.3333 | 15536.6667 | 3 | TBD | Medium pressure | 30655 | 46610 | 46610 | 0 | North Valley | 6007000103, 6007000401, 6007000102, 6007000103, 6007000104, 6007000201, 6007000202, 6007000300, 6007000401, 6007000403, 6007000404, 6007000501, 6007000502, 6007000601, 6007000603, 6007000604, 6007000700, 6007000800, 6007000901, 6007000903, 6007000904, 6007001000, 6007001100, 6007001200, 6007001300, 6007001400, 6007001500, 6007001602
NA | 110022 | 169.6 | 283.2 | 5 | TBD | Low pressure | 848 | 1416 | 1416 | 0 | North Valley | 6007000601, 6007000603, 6007000700, 6007001000
NA | 117002 | 1122 | 1062 | 1 | TBD | Medium pressure | 1122 | 1062 | 1062 | 0 | Yosemite | 6039000204
NA | 117003 | 3244 | 3700 | 1 | TBD | Medium pressure | 3244 | 3700 | 3700 | 0 | Yosemite | 6039000204, 6039000301, 6039000302
NA | 111003 | 215 | 224 | 1 | TBD | Medium pressure | 215 | 224 | 224 | 0 | Peninsula | 6081608800
NA | 110059 | 95 | 50 | 1 | TBD | Medium pressure | 95 | 50 | 50 | 0 | North Valley | 6007003700
NA | 112073 | 168 | 174 | 1 | TBD | Medium pressure | 168 | 174 | 174 | 0 | Sacramento | 6113010401
NA | 103002 | 16378 | 20376 | 1 | TBD | Medium pressure | 16378 | 20376 | 20376 | 0 | Diablo | 6013313204, 6013332000, 6013333101, 6013333102, 6013333200, 6013334001, 6013334006, 6013334007, 6013334008, 6013337100, 6013337300, 6013355107, 6013355202, 6013355306, 6013355307, 6013355308, 6013355309, 6013355310
NA | 109004 | 1299.5 | 1497.5 | 2 | 1 | Medium pressure | 2599 | 2995 | 2995 | 0 | Sonoma | 6097154100, 6097154201, 6097154202
NA | 112041 | 25 | 12 | 1 | TBD | Medium pressure | 25 | 12 | 12 | 0 | Sacramento | 6011000200
NA | 112043 | 37 | 8 | 1 | TBD | Medium pressure | 37 | 8 | 8 | 0 | Sacramento | 6011000200
NA | 106046 | 305 | 387 | 1 | TBD | Low pressure | 305 | 387 | 387 | 0 | Kern | 6029001402
NA | 109025 | 7 | 7 | 1 | TBD | Medium pressure | 7 | 7 | 7 | 0 | Humboldt | 6023010701, 6023010702
NA | 112009 | 788.6667 | 951 | 3 | 1 | Medium pressure | 2366 | 2853 | 2853 | 0 | Sacramento | 6011000200, 6011000500
NA | 103003 | 3794.9231 | 5131.0769 | 13 | TBD | Medium pressure | 49334 | 66704 | 66704 | 0 | Diablo | 6013315000, 6013319001, 6013320001, 6013320003, 6013320004, 6013321101, 6013321102, 6013321103, 6013321200, 6013322000, 6013323000, 6013324002, 6013324003, 6013324004, 6013325000, 6013326000, 6013327001, 6013327002, 6013328000, 6013329000, 6013330000, 6013331000, 6013332000, 6013333200, 6013334001, 6013335000, 6013336101, 6013336103, 6013336104, 6013336201, 6013336202, 6013337100, 6013337201, 6013337202, 6013337300, 6013338101, 6013338102, 6013338201, 6013338203, 6013338204, 6013340001, 6013340003, 6013340004, 6013347000, 6013348000, 6013355202
NA | 112010 | 3597 | 3674 | 1 | TBD | Medium pressure | 3597 | 3674 | 3674 | 0 | North Bay | 6095252205, 6095252206
NA | 110023 | 1317 | 1676 | 2 | TBD | Medium pressure | 2634 | 3352 | 3352 | 0 | North Valley | 6103001000, 6103001000, 6103001101, 6103001102
NA | 118058 | 307 | 319.5 | 2 | TBD | Medium pressure | 614 | 639 | 639 | 0 | Central Coast | 6053010702
NA | 110024 | 1277 | 1408 | 1 | TBD | Medium pressure | 1277 | 1408 | 1408 | 0 | North Valley | 6089012200, 6089012303
NA | 104005 | 1202 | 1595 | 1 | TBD | Medium pressure | 1202 | 1595 | 1595 | 0 | Central Coast, East Bay | 6013357000, 6013358000
NA | 106024 | 93 | 95 | 1 | TBD | Medium pressure | 93 | 95 | 95 | 0 | Kern | 6029003220, 6029003222
NA | 106037 | 10 | 13 | 1 | TBD | Medium pressure | 10 | 13 | 13 | 0 | Kern | 6029003213, 6029003823
NA | 102001 | 51 | 187 | 1 | 1 | Medium pressure | 51 | 187 | 187 | 0 | De Anza | 6085504601, 6085504700, 6085509108
NA | 102002 | 1082.3333 | 2187.6667 | 3 | TBD | Medium pressure | 3247 | 6563 | 6563 | 0 | De Anza | 6085509201, 6085509202, 6085509302, 6085509303, 6085509403, 6085509500, 6085509600, 6085509700
NA | 102004 | 4085.6933 | 5799.0933 | 75 | 6 | Medium pressure | 306427 | 434932 | 434932 | 0 | De Anza, San Jose | 6085502500, 6085500100, 6085500200, 6085500300, 6085500400, 6085500500, 6085500600, 6085500800, 6085500901, 6085500902, 6085501000, 6085501101, 6085501102, 6085501200, 6085501300, 6085501401, 6085501402, 6085501501, 6085501502, 6085501601, 6085501602, 6085501700, 6085501800, 6085501901, 6085501902, 6085502001, 6085502002, 6085502101, 6085502103, 6085502104, 6085502202, 6085502203, 6085502204, 6085502301, 6085502302, 6085502400, 6085502500, 6085502601, 6085502603, 6085502604, 6085502701, 6085502703, 6085502704, 6085502800, 6085502901, 6085502902, 6085502903, 6085502906, 6085502907, 6085502908, 6085502909, 6085502910, 6085503001, 6085503002, 6085503003, 6085503105, 6085503110, 6085503111, 6085503112, 6085503113, 6085503116, 6085503117, 6085503118, 6085503121, 6085503122, 6085503123, 6085503124, 6085503125, 6085503126, 6085503127, 6085503207, 6085503211, 6085503212, 6085503213, 6085503219, 6085503220, 6085503221, 6085503222, 6085503304, 6085503305, 6085503306, 6085503312, 6085503313, 6085503315, 6085503321, 6085503322, 6085503323, 6085503324, 6085503325, 6085503326, 6085503327, 6085503329, 6085503330, 6085503331, 6085503332, 6085503333, 6085503336, 6085503337, 6085503338, 6085503339, 6085503401, 6085503402, 6085503504, 6085503506, 6085503507, 6085503508, 6085503509, 6085503510, 6085503511, 6085503601, 6085503602, 6085503703, 6085503707, 6085503708, 6085503709, 6085503710, 6085503711, 6085503712, 6085503713, 6085503802, 6085503803, 6085503804, 6085503902, 6085503903, 6085504001, 6085504002, 6085504101, 6085504102, 6085504201, 6085504202, 6085504307, 6085504308, 6085504311, 6085504314, 6085504315, 6085504316, 6085504317, 6085504318, 6085504319, 6085504320, 6085504321, 6085504322, 6085504323, 6085504410, 6085504411, 6085504412, 6085504413, 6085504414, 6085504415, 6085504416, 6085504418, 6085504421, 6085504423, 6085504424, 6085504505, 6085504506, 6085504507, 6085504508, 6085504509, 6085504510, 6085504601, 6085504602, 6085504700, 6085504802, 6085504805, 6085504806, 6085504807, 6085504808, 6085504902, 6085504903, 6085505006, 6085505007, 6085505010, 6085505011, 6085505012, 6085505013, 6085505014, 6085505015, 6085505100, 6085505202, 6085505203, 6085505301, 6085505302, 6085505303, 6085505304, 6085505305, 6085505401, 6085505402, 6085505403, 6085505500, 6085505600, 6085505700, 6085505800, 6085505901, 6085505902, 6085506000, 6085506101, 6085506102, 6085506103, 6085506202, 6085506203, 6085506204, 6085506301, 6085506302, 6085506304, 6085506305, 6085506401, 6085506402, 6085506502, 6085506503, 6085506504, 6085506505, 6085506601, 6085506603, 6085506604, 6085506605, 6085506606, 6085506701, 6085506702, 6085506703, 6085506801, 6085506802, 6085506803, 6085506804, 6085506900, 6085507002, 6085507003, 6085507004, 6085507100, 6085507203, 6085507205, 6085507206, 6085507301, 6085507302, 6085507401, 6085507402, 6085507500, 6085507600, 6085507701, 6085507702, 6085507704, 6085507705, 6085507805, 6085507806, 6085507807, 6085507808, 6085507903, 6085507904, 6085507905, 6085507906, 6085508003, 6085508004, 6085508005, 6085508006, 6085508101, 6085508102, 6085508203, 6085508204, 6085508205, 6085508206, 6085508301, 6085508303, 6085508305, 6085508306, 6085508401, 6085508403, 6085508404, 6085508503, 6085508505, 6085508507, 6085508508, 6085508509, 6085508510, 6085508601, 6085508602, 6085508705, 6085508706, 6085508707, 6085508708, 6085508800, 6085509001, 6085509002, 6085509102, 6085509106, 6085509107, 6085509108, 6085509109, 6085509110, 6085509111, 6085509201, 6085509202, 6085509302, 6085509303, 6085509304, 6085509401, 6085509403, 6085509404, 6085509500, 6085509600, 6085509700, 6085509801, 6085509802, 6085509901, 6085509902, 6085510001, 6085510002, 6085510100, 6085510200, 6085510300, 6085510400, 6085510500, 6085510600, 6085510802, 6085511701, 6085511702, 6085511704, 6085511705, 6085511707, 6085511915, 6085511916, 6085512005, 6085512019, 6085512024, 6085512025, 6085512026
NA | 102005 | 969.75 | 1494.5 | 4 | 1 | Medium pressure | 3879 | 5978 | 5978 | 0 | De Anza | 6085504805, 6085504806, 6085504807, 6085508602, 6085508705, 6085508707, 6085508708, 6085508800, 6085508900, 6085509001, 6085509002
NA | 111004 | 2404.5 | 3265.5714 | 14 | TBD | Medium pressure | 33663 | 45718 | 45718 | 0 | Peninsula, San Francisco | 6075026403, 6075025800, 6075025900, 6075026201, 6075026302, 6075026303, 6075026401, 6075026402, 6075026403, 6075026404, 6075031302, 6075060502, 6075061000, 6075980501, 6081600100, 6081600200, 6081600300, 6081600401, 6081600402, 6081600501, 6081600502, 6081600600, 6081600701, 6081600702, 6081600800, 6081600900, 6081601000, 6081601100, 6081601200, 6081601301, 6081601302, 6081601400, 6081601501, 6081601502, 6081601601, 6081601603, 6081601604, 6081601605, 6081601800, 6081602601, 6081602602, 6081602700, 6081602800, 6081602900, 6081603000
NA | 103004 | 3571.5714 | 4454.2857 | 14 | TBD | Medium pressure | 50002 | 62360 | 62360 | 0 | Diablo, East Bay, Mission | 6001421200, 6013304001, 6013307101, 6013334200, 6013337300, 6013338201, 6013338203, 6013338204, 6013338301, 6013338302, 6013339001, 6013339003, 6013339004, 6013340001, 6013340004, 6013341000, 6013343001, 6013343002, 6013343003, 6013345105, 6013345113, 6013345114, 6013345203, 6013345204, 6013345205, 6013346101, 6013346102, 6013346203, 6013346204, 6013346205, 6013346206, 6013348000, 6013349000, 6013350000, 6013351101, 6013351103, 6013351104, 6013351105, 6013351200, 6013352101, 6013352102, 6013352201, 6013352202, 6013353001, 6013353002, 6013354002, 6013355112, 6013355302, 6013334200, 6013351105
NA | 112005 | 3159.5 | 5144.75 | 4 | TBD | Medium pressure | 12638 | 20579 | 20579 | 0 | Sacramento | 6113010505, 6113010501, 6113010505, 6113010508, 6113010509, 6113010510, 6113010511, 6113010512, 6113010513, 6113010602, 6113010609, 6113010610, 6113010611, 6113010701, 6113010703, 6113010704, 6113011207, 6113011208, 6113011301
NA | 112006 | 1683.3333 | 2559.6667 | 3 | TBD | Medium pressure | 5050 | 7679 | 7679 | 0 | North Bay, Sacramento | 6095253300, 6113010401, 6113010505, 6113010605, 6113010607, 6113010608, 6113010610
NA | 117004 | 2570 | 2802 | 1 | TBD | Medium pressure | 2570 | 2802 | 2802 | 0 | Yosemite | 6047000201, 6047000202, 6047000204, 6047000205
NA | 106013 | 243 | 243 | 1 | TBD | Medium pressure | 243 | 243 | 243 | 0 | Kern | 6029005600, 6029006500
NA | 103012 | 8212 | 10249.5 | 2 | TBD | Medium pressure | 16424 | 20499 | 20499 | 0 | Diablo | 6013302005, 6013302006, 6013302009, 6013302013, 6013305000, 6013306002, 6013306003, 6013306004, 6013307101, 6013307102, 6013307202, 6013308001, 6013308002, 6013312000, 6013355107, 6013355109, 6013355110, 6013355111
NA | 103013 | 9970 | 10362 | 1 | TBD | Medium pressure | 9970 | 10362 | 10362 | 0 | Diablo | 6013302009, 6013303207, 6013308002, 6013355107, 6013355109, 6013355110, 6013355118, 6013355119, 6013355120
NA | 103014 | 3516 | 4123 | 2 | TBD | Medium pressure | 7032 | 8246 | 8246 | 0 | Diablo | 6013307101, 6013307102, 6013307201, 6013307202, 6013307204, 6013307205, 6013313106, 6013355107
NA | 103017 | 2417 | 2529 | 1 | TBD | Medium pressure | 2417 | 2529 | 2529 | 0 | Diablo | 6013303206, 6013303208, 6013304001
NA | 103005 | 3293.5 | 3351.5 | 2 | TBD | Medium pressure | 6587 | 6703 | 6703 | 0 | Diablo | 6013304002, 6013304003, 6013304004, 6013304006, 6013304007, 6013355112
NA | 103010 | 1439.3333 | 1802 | 3 | TBD | Medium pressure | 4318 | 5406 | 5406 | 0 | Diablo | 6013309000, 6013310000, 6013311000, 6013312000
NA | 103011 | 2619.6667 | 3724 | 3 | TBD | Medium pressure | 7859 | 11172 | 11172 | 0 | Diablo | 6013311000, 6013312000, 6013313102, 6013313104, 6013313105, 6013313106, 6013313107, 6013313204, 6013313206
NA | 112007 | 1763.75 | 1953.75 | 4 | TBD | Medium pressure | 7055 | 7815 | 7815 | 0 | North Bay | 6095253300, 6095253402, 6095253403, 6095253404
NA | 117005 | 2415 | 2702 | 1 | TBD | Medium pressure | 2415 | 2702 | 2702 | 0 | Yosemite | 6047002401, 6047002403, 6047002404
NA | 110040 | 42 | 45 | 1 | TBD | Medium pressure | 42 | 45 | 45 | 0 | North Valley | 6007002200, 6007002300
NA | 114119 | 5 | 3 | 1 | TBD | Medium pressure | 5 | 3 | 3 | 0 | Sacramento | 6011000100
NA | 103031 | 2 | 2 | 1 | TBD | Medium pressure | 2 | 2 | 2 | 0 | Diablo | 6013314200, 6013315000
NA | 117139 | 4 | 4 | 1 | TBD | Medium pressure | 4 | 4 | 4 | 0 | Yosemite | 6039000506
NA | 117140 | 5 | 4 | 1 | TBD | Medium pressure | 5 | 4 | 4 | 0 | Yosemite | 6039000510, 6039001100
NA | 117124 | 18 | 20 | 1 | TBD | Medium pressure | 18 | 20 | 20 | 0 | Yosemite | 6047002100
NA | 105038 | 18 | 20 | 1 | TBD | Medium pressure | 18 | 20 | 20 | 0 | Fresno | 6031001601
NA | 117163 | 129 | 121 | 1 | 1 | Medium pressure | 129 | 121 | 121 | 0 | Yosemite | 6099003400
NA | 117133 | 4 | 3 | 1 | TBD | Medium pressure | 4 | 3 | 3 | 0 | Yosemite | 6099003400
NA | 117143 | 105 | 118 | 1 | TBD | Medium pressure | 105 | 118 | 118 | 0 | Yosemite | 6077004905
NA | 109214 | 18 | 19 | 1 | TBD | Medium pressure | 18 | 19 | 19 | 0 | Humboldt | 6023000900
NA | 106041 | 4 | 4 | 1 | TBD | Medium pressure | 4 | 4 | 4 | 0 | Kern | 6029005700
NA | 117148 | 16 | 16 | 1 | TBD | Medium pressure | 16 | 16 | 16 | 0 | Yosemite | 6047000901
NA | 117152 | 1 | 1 | 1 | TBD | Medium pressure | 1 | 1 | 1 | 0 | Yosemite | 6039000201
NA | 118155 | 3 | 2 | 1 | TBD | Medium pressure | 3 | 2 | 2 | 0 | Central Coast | 6053010504
NA | 117145 | 15 | 15 | 1 | TBD | Medium pressure | 15 | 15 | 15 | 0 | Yosemite | 6099003603
NA | 117144 | 18 | 19 | 1 | TBD | Medium pressure | 18 | 19 | 19 | 0 | Yosemite | 6099003603
NA | 112076 | 3 | 3 | 1 | TBD | Medium pressure | 3 | 3 | 3 | 0 | Sacramento | 6011000301
NA | 118008 | 197 | 206 | 1 | TBD | Medium pressure | 197 | 206 | 206 | 0 | Central Coast | 6069000100, 6085513500
NA | 110025 | 1237 | 1425 | 1 | TBD | Medium pressure | 1237 | 1425 | 1425 | 0 | North Valley | 6007001200, 6007001500
NA | 118072 | 859 | 955 | 1 | TBD | Medium pressure | 859 | 955 | 955 | 0 | Central Coast | 6053014105, 6053014109
NA | 116020 | 287 | 315.6667 | 3 | TBD | Medium pressure | 861 | 947 | 947 | 0 | Stockton | 6077005214, 6077005310, 6077005503, 6077980000
NA | 114006 | 5444 | 5694.3333 | 3 | TBD | Medium pressure | 16332 | 17083 | 17083 | 0 | Sierra | 6017030701, 6017030706, 6017030709, 6017030710, 6017030711, 6017030712, 6017030801, 6017030807, 6017030808, 6017031700, 6017031800
NA | 112057 | 37 | 51 | 1 | TBD | Medium pressure | 37 | 51 | 51 | 0 | North Bay | 6095252904, 6095252909
NA | 111005 | 2171 | 3011.25 | 4 | 2 | Medium pressure | 8684 | 12045 | 12045 | 0 | Peninsula | 6081611901, 6081611500, 6081611600, 6081611700, 6081611800, 6081611901, 6081611902, 6081612001, 6081612002, 6081612101, 6081612102, 6081612500, 6081613900, 6085511200, 6085511302
NA | 117006 | 2774 | 3088 | 1 | TBD | Medium pressure | 2774 | 3088 | 3088 | 0 | Yosemite | 6077004904, 6077004903, 6077004904, 6077004905, 6077004906
NA | 112036 | 942 | 950 | 1 | TBD | Medium pressure | 942 | 950 | 950 | 0 | Sacramento | 6113011500
NA | 109005 | 2469.3333 | 3283.5 | 6 | 1 | Medium pressure | 14816 | 19701 | 19701 | 0 | Humboldt | 6023000100, 6023000200, 6023000300, 6023000400, 6023000500, 6023000600, 6023000700, 6023000800, 6023010701, 6023010702
NA | 103024 | 16 | 18 | 1 | TBD | Medium pressure | 16 | 18 | 18 | 0 | Diablo | 6013315000
NA | 112011 | 3793.7 | 4688.3 | 10 | TBD | Medium pressure | 37937 | 46883 | 46883 | 0 | North Bay | 6095252317, 6095252203, 6095252204, 6095252205, 6095252206, 6095252305, 6095252306, 6095252310, 6095252311, 6095252312, 6095252313, 6095252314, 6095252315, 6095252316, 6095252317, 6095252401, 6095252402, 6095252501, 6095252502, 6095252604, 6095252605, 6095252606, 6095252607, 6095252608, 6095252610, 6095252611, 6095252702, 6095252703, 6095252704, 6095252705, 6095252706, 6095252707, 6095252801, 6095253108
NA | 110026 | 498 | 541 | 1 | TBD | Medium pressure | 498 | 541 | 541 | 0 | North Valley | 6089012702
NA | 114082 | 4058 | 3945 | 1 | TBD | Medium pressure | 4058 | 3945 | 3945 | 0 | Sierra | 6061023200, 6061023300
NA | 109007 | 1459 | 1653 | 1 | TBD | Medium pressure | 1459 | 1653 | 1653 | 0 | Humboldt | 6023010701, 6023010702
NA | 117007 | 2013 | 2332 | 1 | TBD | Medium pressure | 2013 | 2332 | 2332 | 0 | Yosemite | 6019008403, 6019008404, 6019008405, 6039001100
NA | 112013 | 8160.3333 | 9886.6667 | 3 | TBD | Medium pressure | 24481 | 29660 | 29660 | 0 | Sacramento, Sierra | 6017030706, 6017031700, 6067008402, 6067008403, 6067008404, 6067008501, 6067008504, 6067008505, 6067008506, 6067008507, 6067008508, 6067008509, 6067008510, 6067008512, 6067008513, 6067988300
NA | 118011 | 1778 | 1777 | 1 | TBD | Medium pressure | 1778 | 1777 | 1777 | 0 | Central Coast | 6053014104, 6053014108, 6053014109
NA | 118012 | 701 | 1885 | 1 | TBD | Medium pressure | 701 | 1885 | 1885 | 0 | Central Coast | 6053014102, 6053014105, 6053014109
NA | 109009 | 2305 | 2861.5 | 2 | 1 | Medium pressure | 4610 | 5723 | 5723 | 0 | Humboldt | 6023010800, 6023010901, 6023010902, 6023011000
NA | 105003 | 1139 | 1162.5 | 2 | TBD | Medium pressure | 2278 | 2325 | 2325 | 0 | Fresno | 6019001600, 6019001700, 6019007003, 6019007102, 6019007300
NA | 105004 | 121 | 152.5 | 2 | TBD | Low pressure | 242 | 305 | 305 | 0 | Fresno | 6019001600
NA | 105016 | 100.5 | 120 | 2 | TBD | Low pressure | 201 | 240 | 240 | 0 | Fresno | 6019000501, 6019000502, 6019002601, 6019002602
NA | 105008 | 8009.3077 | 10538.5769 | 26 | 1 | Medium pressure | 208242 | 274003 | 274003 | 0 | Fresno | 6019000602, 6019001201, 6019001413, 6019002100, 6019002501, 6019002502, 6019003001, 6019003201, 6019003600, 6019003811, 6019004211, 6019004213, 6019004215, 6019004218, 6019004302, 6019005302, 6019005405, 6019005503, 6019005504, 6019005507, 6019005514, 6019005518, 6019005522, 6019005524, 6019005527, 6019005802, 6019005805, 6019005907, 6019005911, 6019005912, 6019006001, 6019000100, 6019000200, 6019000300, 6019000400, 6019000501, 6019000502, 6019000601, 6019000602, 6019000701, 6019000702, 6019000901, 6019000902, 6019001000, 6019001100, 6019001201, 6019001202, 6019001301, 6019001303, 6019001304, 6019001407, 6019001408, 6019001409, 6019001411, 6019001412, 6019001413, 6019001415, 6019001416, 6019001417, 6019001418, 6019001500, 6019001600, 6019001700, 6019001800, 6019002000, 6019002100, 6019002200, 6019002300, 6019002400, 6019002501, 6019002502, 6019002601, 6019002602, 6019002701, 6019002702, 6019002800, 6019002903, 6019002904, 6019002905, 6019002906, 6019003001, 6019003003, 6019003004, 6019003102, 6019003103, 6019003104, 6019003201, 6019003202, 6019003301, 6019003302, 6019003401, 6019003402, 6019003500, 6019003600, 6019003701, 6019003702, 6019003804, 6019003805, 6019003807, 6019003808, 6019003809, 6019003810, 6019003811, 6019003812, 6019003900, 6019004100, 6019004205, 6019004208, 6019004210, 6019004211, 6019004212, 6019004213, 6019004214, 6019004215, 6019004216, 6019004217, 6019004218, 6019004301, 6019004302, 6019004303, 6019004404, 6019004405, 6019004406, 6019004409, 6019004410, 6019004411, 6019004503, 6019004504, 6019004505, 6019004506, 6019004601, 6019004602, 6019004703, 6019004704, 6019004705, 6019004706, 6019004801, 6019004802, 6019004901, 6019004902, 6019005000, 6019005100, 6019005202, 6019005203, 6019005204, 6019005301, 6019005302, 6019005304, 6019005305, 6019005403, 6019005405, 6019005406, 6019005407, 6019005408, 6019005409, 6019005410, 6019005503, 6019005504, 6019005505, 6019005507, 6019005508, 6019005509, 6019005512, 6019005513, 6019005514, 6019005516, 6019005518, 6019005520, 6019005522, 6019005524, 6019005525, 6019005526, 6019005527, 6019005528, 6019005529, 6019005602, 6019005605, 6019005606, 6019005607, 6019005608, 6019005701, 6019005702, 6019005703, 6019005704, 6019005801, 6019005802, 6019005804, 6019005805, 6019005904, 6019005907, 6019005911, 6019005912, 6019005913, 6019005914, 6019005915, 6019005916, 6019006001, 6019006002, 6019006101, 6019006102, 6019006201, 6019006202, 6019007600, 6019008600
NA | 105007 | 136.8 | 182 | 5 | TBD | Low pressure | 684 | 910 | 910 | 0 | Fresno | 6019000200, 6019000300
NA | 112014 | 8183 | 8320 | 1 | TBD | Medium pressure | 8183 | 8320 | 8320 | 0 | Sacramento | 6067009403, 6067009408, 6067009409, 6067009410, 6067009501, 6067009502, 6067009503, 6067009504
NA | 110003 | 750 | 577 | 1 | TBD | Medium pressure | 750 | 577 | 577 | 0 | North Valley | 6103000800, 6103000900
NA | 109060 | 290 | 303 | 1 | TBD | Medium pressure | 290 | 303 | 303 | 0 | Sonoma | 6097154100
NA | 115012 | 27 | 27 | 1 | TBD | Low pressure | 27 | 27 | 27 | 0 | San Jose | 6085512603, 6085512604
NA | 109011 | 250.5 | 270 | 2 | TBD | Medium pressure | 501 | 540 | 540 | 0 | Sonoma | 6097150303, 6097150501, 6097150502
NA | 118002 | 1807 | 2254 | 1 | TBD | Medium pressure | 1807 | 2254 | 2254 | 0 | Central Coast | 6053010804, 6053014800
NA | 106008 | 2317 | 1953 | 1 | TBD | Medium pressure | 2317 | 1953 | 1953 | 0 | Kern | 6029003212, 6029003221
NA | 114007 | 3592 | 4552 | 2 | TBD | Medium pressure | 7184 | 9104 | 9104 | 0 | Sierra | 6057000104, 6057000300, 6057000502, 6057000503, 6057000504, 6057000601, 6057000602, 6057000701, 6057000702, 6057000801, 6057000802
NA | 114026 | 1769 | 2380 | 1 | TBD | Medium pressure | 1769 | 2380 | 2380 | 0 | Sierra | 6057000502, 6057000503, 6057000504, 6057000602, 6057000702
NA | 109012 | 2312 | 2600 | 1 | TBD | Medium pressure | 2312 | 2600 | 2600 | 0 | Sonoma | 6097153405, 6097153601, 6097153602, 6097153705, 6097153711, 6097153712
NA | 118003 | 3490 | 4476 | 1 | TBD | Medium pressure | 3490 | 4476 | 4476 | 0 | Central Coast | 6053011202, 6053011203, 6053011204
NA | 110004 | 222.5 | 245.25 | 4 | TBD | Medium pressure | 890 | 981 | 981 | 0 | North Valley | 6007003300, 6007003400, 6007003502, 6007003600
NA | 110005 | 1369 | 1553.5 | 2 | TBD | Medium pressure | 2738 | 3107 | 3107 | 0 | North Valley | 6007003400, 6007003501, 6007003502
NA | 117008 | 977 | 1135 | 2 | TBD | Medium pressure | 1954 | 2270 | 2270 | 0 | Yosemite | 6047002001, 6047002002
NA | 111008 | 6995 | 7897 | 1 | TBD | Medium pressure | 6995 | 7897 | 7897 | 0 | Peninsula | 6081613501, 6081613502, 6081613600, 6081613701, 6081613702
NA | 110050 | 654 | 698 | 1 | TBD | Medium pressure | 654 | 698 | 698 | 0 | North Valley | 6021010501
NA | 108006 | 1655 | 2856 | 1 | TBD | Medium pressure | 1655 | 2856 | 2856 | 0 | Sonoma | 6041104200, 6041105001, 6041105002
NA | 109015 | 1635.6667 | 2008.6667 | 3 | TBD | Medium pressure | 4907 | 6026 | 6026 | 0 | Sonoma | 6097153902, 6097153903, 6097153904, 6097153905, 6097154000
NA | 104006 | 1930.5 | 2141 | 2 | 1 | Medium pressure | 3861 | 4282 | 4282 | 0 | East Bay | 6013356002, 6013359104, 6013359203, 6013359204
NA | 104007 | 2049.3333 | 2620.3333 | 3 | TBD | Medium pressure | 6148 | 7861 | 7861 | 0 | East Bay | 6013356001, 6013358000, 6013359104, 6013359105, 6013359203, 6013392300
NA | 108007 | 1138 | 1180 | 1 | TBD | Medium pressure | 1138 | 1180 | 1180 | 0 | North Bay | 6055201003, 6095250106, 6095252205, 6095252206
NA | 104008 | 2223 | 4295 | 1 | TBD | Medium pressure | 2223 | 4295 | 4295 | 0 | East Bay | 6013364002, 6013365003, 6013367100, 6013367200
NA | 104025 | 110 | 516 | 1 | TBD | Medium pressure | 110 | 516 | 516 | 0 | East Bay | 6013392201
NA | 117009 | 1841 | 2033 | 1 | TBD | Medium pressure | 1841 | 2033 | 2033 | 0 | Yosemite | 6047000403, 6047000404
NA | 118009 | 3915.5 | 4528.5 | 4 | TBD | Medium pressure | 15662 | 18114 | 18114 | 0 | Central Coast | 6069000300, 6053000106, 6069000100, 6069000200, 6069000300, 6069000400, 6069000501, 6069000502, 6069000601, 6069000602, 6069000701, 6069000702, 6069000801, 6069000802
NA | 109081 | 187 | 235 | 1 | TBD | Medium pressure | 187 | 235 | 235 | 0 | Sonoma | 6045011800
NA | 118167 | 56 | 64 | 1 | TBD | Medium pressure | 56 | 64 | 64 | 0 | Yosemite | 6099003300, 6099003400
NA | 117010 | 911.6667 | 904.6667 | 3 | 1 | Medium pressure | 2735 | 2714 | 2714 | 0 | Yosemite | 6099002901, 6099002903, 6099002904
NA | 105009 | 1041 | 1643 | 1 | TBD | Medium pressure | 1041 | 1643 | 1643 | 0 | Fresno | 6019007801, 6019007802
NA | 109024 | 358 | 455 | 1 | TBD | Medium pressure | 358 | 455 | 455 | 0 | Humboldt | 6023000800, 6023000900, 6023010600
NA | 116025 | 1126.5 | 1181 | 2 | TBD | Medium pressure | 2253 | 2362 | 2362 | 0 | Stockton | 6005000301, 6005000303
NA | 116027 | 1630.5 | 2074 | 2 | TBD | Medium pressure | 3261 | 4148 | 4148 | 0 | Stockton | 6005000201, 6005000303, 6005000304, 6005000401, 6005000402, 6005000500
NA | 116001 | 743 | 763 | 1 | TBD | Medium pressure | 743 | 763 | 763 | 0 | Stockton | 6077004105, 6077004106, 6077004600, 6077004703
NA | 110008 | 367 | 344 | 1 | TBD | Medium pressure | 367 | 344 | 344 | 0 | North Valley | 6089012701
NA | 112017 | 1761 | 1766 | 1 | TBD | Medium pressure | 1761 | 1766 | 1766 | 0 | North Bay | 6095252317
NA | 108062 | 103 | 159 | 1 | 1 | Medium pressure | 103 | 159 | 159 | 0 | North Bay | 6055200900, 6055201005
NA | 105011 | 4142 | 5494 | 1 | TBD | Medium pressure | 4142 | 5494 | 5494 | 0 | Fresno | 6019004003, 6019004004, 6019004005, 6019004006
NA | 118004 | 2835 | 3679 | 1 | TBD | Medium pressure | 2835 | 3679 | 3679 | 0 | Central Coast | 6053011302, 6053011303, 6053011305, 6053011306
NA | 106001 | 893 | 853 | 1 | TBD | Medium pressure | 893 | 853 | 853 | 0 | Kern | 6027000800, 6071008901
NA | 110084 | 10 | 9 | 1 | TBD | Medium pressure | 10 | 9 | 9 | 0 | North Valley | 6103000800
NA | 118073 | 516 | 90 | 1 | TBD | Medium pressure | 516 | 90 | 90 | 0 | Central Coast | 6053013100, 6053013200
NA | 118036 | 575 | 631.5 | 2 | 1 | Medium pressure | 1150 | 1263 | 1263 | 0 | Central Coast | 6087122203, 6087122205, 6087122300
NA | 112108 | 3 | 1 | 1 | TBD | Medium pressure | 3 | 1 | 1 | 0 | Sacramento | 6067009618
NA | 116077 | 169 | 188 | 2 | TBD | Medium pressure | 338 | 376 | 376 | 0 | Stockton | 6077005213, 6077005223, 6077005225
NA | 118037 | 385 | 432.75 | 4 | 1 | Medium pressure | 1540 | 1731 | 1731 | 0 | Central Coast | 6053010101, 6053010102, 6053010202, 6053014601
NA | 116003 | 3393.4167 | 3677.0833 | 12 | TBD | Medium pressure | 40721 | 44125 | 44125 | 0 | Stockton | 6077003803, 6077005106, 6077005108, 6077005109, 6077005119, 6077005122, 6077005123, 6077005124, 6077005125, 6077005126, 6077005127, 6077005129, 6077005130, 6077005131, 6077005132, 6077005133, 6077005134, 6077005135, 6077005136, 6077005137, 6077005138, 6077005139, 6077005140, 6077005141, 6077005214
NA | 109039 | 28 | 17 | 1 | TBD | Medium pressure | 28 | 17 | 17 | 0 | Sonoma | 6097151601, 6097151602
NA | 114085 | 4036 | 4373.5 | 2 | TBD | Medium pressure | 8072 | 8747 | 8747 | 0 | Sierra | 6061021304, 6061021401, 6061021403, 6061023300, 6061023400, 6061023502, 6061023700, 6061023800, 6061023900
NA | 114011 | 1993 | 2542 | 3 | TBD | Medium pressure | 5979 | 7626 | 7626 | 0 | Sierra | 6115040301, 6115040302, 6115040304, 6115040305, 6115040400, 6115040701, 6115040702, 6115040901
NA | 114013 | 1486 | 1774 | 2 | TBD | Medium pressure | 2972 | 3548 | 3548 | 0 | Sierra | 6101050701, 6101050702
NA | 117011 | 1187 | 1371 | 1 | TBD | Medium pressure | 1187 | 1371 | 1371 | 0 | Yosemite | 6047000301
NA | 117012 | 2441 | 2832 | 1 | TBD | Medium pressure | 2441 | 2832 | 2832 | 0 | Yosemite | 6047000301, 6047000305, 6047000306
NA | 116005 | 2312.1 | 2947.1 | 10 | TBD | Medium pressure | 23121 | 29471 | 29471 | 0 | Stockton | 6077004004, 6077004104, 6077004105, 6077004106, 6077004107, 6077004108, 6077004202, 6077004203, 6077004204, 6077004205, 6077004206, 6077004302, 6077004305, 6077004307, 6077004308, 6077004309, 6077004310, 6077004402, 6077004403, 6077004404, 6077004501, 6077004502, 6077004600, 6077004701, 6077004704
NA | 116004 | 97.5 | 157.5 | 2 | TBD | Low pressure | 195 | 315 | 315 | 0 | Stockton | 6077004204, 6077004302, 6077004403, 6077004404
NA | 116052 | 39 | 36 | 1 | TBD | Medium pressure | 39 | 36 | 36 | 0 | Stockton | 6077004001, 6077004106
NA | 116069 | 115 | 206 | 1 | TBD | Medium pressure | 115 | 206 | 206 | 0 | Stockton | 6077004106, 6077004108
NA | 116056 | 455 | 498 | 1 | TBD | Medium pressure | 455 | 498 | 498 | 0 | Stockton | 6077004600
NA | 116043 | 4 | 3 | 1 | TBD | Medium pressure | 4 | 3 | 3 | 0 | Stockton | 6077004104, 6077004105
NA | 111036 | 2 | 4 | 1 | TBD | Medium pressure | 2 | 4 | 4 | 0 | Peninsula | 6081606900
NA | 117014 | 4575.6667 | 4889.6667 | 3 | TBD | Medium pressure | 13727 | 14669 | 14669 | 0 | Yosemite | 6047002100, 6047002201, 6047002203, 6047002204, 6047002301, 6047002303, 6047002304, 6047002305, 6047002306
NA | 112063 | 385 | 382 | 1 | TBD | Medium pressure | 385 | 382 | 382 | 0 | Sacramento | 6011000400
NA | 117015 | 2317.5714 | 2819.1429 | 7 | TBD | Medium pressure | 16223 | 19734 | 19734 | 0 | Yosemite | 6039000510, 6039000511, 6039000512, 6039000514, 6039000515, 6039000517, 6039000518, 6039000602, 6039000603, 6039000604, 6039000701, 6039000702, 6039000801, 6039000802, 6039000901, 6039000902, 6039000903, 6039001100
NA | 117046 | 5089 | 3155 | 1 | TBD | Medium pressure | 5089 | 3155 | 3155 | 0 | Yosemite | 6039000102, 6039000509, 6039001100
NA | 117016 | 45 | 71 | 2 | TBD | Low pressure | 90 | 142 | 142 | 0 | Yosemite | 6039000802
NA | 117017 | 1566 | 1761 | 1 | TBD | Medium pressure | 1566 | 1761 | 1761 | 0 | Yosemite | 6039000513, 6039000515, 6039000602, 6039000701
NA | 116060 | 71 | 75 | 1 | TBD | Medium pressure | 71 | 75 | 75 | 0 | Stockton | 6077005004, 6077005106
NA | 116032 | 3 | 2 | 1 | TBD | Medium pressure | 3 | 2 | 2 | 0 | Stockton | 6005000303
NA | 106016 | 464 | 437 | 1 | TBD | Medium pressure | 464 | 437 | 437 | 0 | Kern | 6029003303
NA | 108008 | 3516.1333 | 4711.2 | 15 | 2 | Medium pressure | 52742 | 70668 | 70668 | 0 | North Bay, Sonoma | 6041124200, 6041106001, 6041107000, 6041108100, 6041108201, 6041108202, 6041109001, 6041109002, 6041110100, 6041110200, 6041111001, 6041111002, 6041112100, 6041112202, 6041112203, 6041112204, 6041114100, 6041114200, 6041115000, 6041116000, 6041117000, 6041118100, 6041119100, 6041119201, 6041119202, 6041120001, 6041120002, 6041121100, 6041121200, 6041123000, 6041124100, 6041124200, 6041125000, 6041126100, 6041126200, 6041127000, 6041128100, 6041128200, 6041129000, 6041130201, 6041130203, 6041130204, 6041131100
NA | 108009 | 830.6667 | 1212.3333 | 3 | 1 | Medium pressure | 2492 | 3637 | 3637 | 0 | Sonoma | 6041106002, 6041106001, 6041106002
NA | 108031 | 111 | 372 | 1 | TBD | Medium pressure | 111 | 372 | 372 | 0 | Sonoma | 6041121200, 6041122000
NA | 118014 | 5724 | 7710 | 1 | TBD | Medium pressure | 5724 | 7710 | 7710 | 0 | Central Coast | 6053014102, 6053014104, 6053014105, 6053014201, 6053014202, 6053014301, 6053014302
NA | 112018 | 4190 | 3812 | 1 | TBD | Medium pressure | 4190 | 3812 | 3812 | 0 | North Bay | 6095253501, 6095253501, 6095253502
NA | 103006 | 3256.5 | 4063 | 2 | TBD | Medium pressure | 6513 | 8126 | 8126 | 0 | Diablo | 6013316000, 6013317000, 6013318000, 6013319001, 6013319002, 6013320001, 6013321101, 6013321102, 6013321103, 6013356002
NA | 114014 | 1222 | 1752 | 3 | TBD | Medium pressure | 3666 | 5256 | 5256 | 0 | Sierra | 6115040100, 6115040100, 6115040201, 6115040202
NA | 112021 | 197 | 181 | 1 | TBD | Medium pressure | 197 | 181 | 181 | 0 | Sacramento | 6067007301
NA | 118068 | 61 | 69 | 1 | TBD | Medium pressure | 61 | 69 | 69 | 0 | Central Coast | 6087122100
NA | 109018 | 7089 | 8864 | 1 | TBD | Medium pressure | 7089 | 8864 | 8864 | 0 | Humboldt | 6023001102, 6023001200, 6023001300, 6023010300, 6023010400, 6023010502, 6023010503, 6023010504
NA | 117018 | 2222 | 2968 | 1 | TBD | Medium pressure | 2222 | 2968 | 2968 | 0 | Yosemite | 6019008301, 6019008303, 6019008304
NA | 117019 | 3485.5 | 4477.625 | 8 | 1 | Medium pressure | 27884 | 35821 | 35821 | 0 | Yosemite | 6047000901, 6047000903, 6047001003, 6047001004, 6047001005, 6047001006, 6047001007, 6047001008, 6047001101, 6047001200, 6047001301, 6047001302, 6047001401, 6047001402, 6047001501, 6047001502, 6047001503, 6047001601, 6047001603, 6047001604, 6047001700, 6047001801, 6047001901, 6047002500, 6047002601, 6047002602
NA | 117021 | 1770 | 1937 | 1 | TBD | Medium pressure | 1770 | 1937 | 1937 | 0 | Yosemite | 6047000903, 6047000904, 6047001008, 6047002500
NA | 117020 | 89.6667 | 176.3333 | 3 | TBD | Low pressure | 269 | 529 | 529 | 0 | Yosemite | 6047001301, 6047001302
NA | 118053 | 618 | 660 | 1 | 1 | Medium pressure | 618 | 660 | 660 | 0 | Central Coast | 6053014700
NA | 115013 | 2074.2667 | 2450.8667 | 15 | TBD | Medium pressure | 31114 | 36763 | 36763 | 0 | San Jose | 6085512305, 6085512308, 6085512310, 6085512401, 6085512505, 6085512510, 6085512603, 6085512604, 6085512100, 6085512200, 6085512305, 6085512307, 6085512308, 6085512309, 6085512310, 6085512311, 6085512312, 6085512313, 6085512314, 6085512401, 6085512402, 6085512505, 6085512509, 6085512510, 6085512511, 6085512512, 6085512513, 6085512514, 6085512515, 6085512516, 6085512602, 6085512603, 6085512604, 6085513500
NA | 109029 | 264 | 268 | 1 | TBD | Medium pressure | 264 | 268 | 268 | 0 | Humboldt | 6023000800, 6023010600
NA | 117023 | 120 | 163 | 3 | TBD | Low pressure | 360 | 489 | 489 | 0 | Yosemite | 6099001200, 6099001800
NA | 117024 | 91.5 | 114 | 2 | TBD | Low pressure | 183 | 228 | 228 | 0 | Yosemite | 6099001601, 6099001700, 6099002200
NA | 117025 | 3873.3889 | 4769 | 18 | 1 | Medium pressure | 69721 | 85842 | 85842 | 0 | Yosemite | 6099000403, 6099000404, 6099000405, 6099000407, 6099000501, 6099000503, 6099000505, 6099000506, 6099000511, 6099000512, 6099000513, 6099000601, 6099000602, 6099000801, 6099000803, 6099000805, 6099000806, 6099000807, 6099000905, 6099000906, 6099000907, 6099000908, 6099000909, 6099000910, 6099000911, 6099000913, 6099000914, 6099000915, 6099001001, 6099001002, 6099001100, 6099001200, 6099001300, 6099001400, 6099001500, 6099001601, 6099001603, 6099001604, 6099001700, 6099001800, 6099001900, 6099002002, 6099002004, 6099002005, 6099002006, 6099002100, 6099002200, 6099002801, 6099002802, 6099002803, 6099002901, 6099002904, 6099003003, 6099004000
NA | 118018 | 3255.7778 | 4119.6667 | 9 | 1 | Medium pressure | 29302 | 37077 | 37077 | 0 | Central Coast | 6053011001, 6053011002, 6053011604, 6053011605, 6053011606, 6053011700, 6053011801, 6053011802, 6053011901, 6053011902, 6053012000, 6053012100, 6053012200, 6053012302, 6053012503, 6053012504, 6053012601, 6053012700, 6053012800, 6053013000, 6053013100, 6053013200, 6053013300, 6053013400, 6053013500, 6053013600, 6053013700, 6053013800, 6053013900, 6053014000, 6053014108
NA | 118020 | 183 | 469.5 | 2 | 1 | Medium pressure | 366 | 939 | 939 | 0 | Central Coast | 6053013000
NA | 116007 | 7503 | 7739 | 1 | TBD | Medium pressure | 7503 | 7739 | 7739 | 0 | Diablo, Stockton | 6001451104, 6013304002, 6077005221, 6077005222, 6077005223
NA | 114032 | 19 | 17 | 1 | TBD | Medium pressure | 19 | 17 | 17 | 0 | North Valley, Sierra | 6007003502, 6101050701
NA | 114038 | 113 | 114 | 1 | TBD | Medium pressure | 113 | 114 | 114 | 0 | Sierra | 6101050702
NA | 114039 | 29 | 31 | 1 | TBD | Medium pressure | 29 | 31 | 31 | 0 | Sierra | 6101050603, 6101050702
NA | 114073 | 86 | 88 | 1 | TBD | Medium pressure | 86 | 88 | 88 | 0 | Sierra | 6101051000
NA | 114043 | 19 | 20 | 1 | TBD | Medium pressure | 19 | 20 | 20 | 0 | Sierra | 6115041001
NA | 104011 | 3835 | 7769.3333 | 6 | 1 | Medium pressure | 23010 | 46616 | 46616 | 0 | East Bay | 6001400100, 6001982100, 6001400100, 6001400200, 6001400300, 6001400400, 6001400500, 6001400600, 6001400700, 6001400800, 6001400900, 6001401000, 6001401100, 6001401200, 6001401300, 6001401400, 6001401500, 6001401600, 6001401700, 6001401800, 6001402200, 6001402400, 6001402500, 6001402600, 6001402700, 6001402801, 6001402802, 6001402900, 6001403000, 6001403100, 6001403301, 6001403302, 6001403501, 6001404000, 6001404200, 6001404300, 6001404400, 6001410500, 6001420100, 6001420200, 6001420500, 6001421100, 6001421200, 6001421300, 6001421700, 6001421800, 6001421900, 6001422000, 6001422100, 6001422200, 6001422300, 6001422400, 6001422500, 6001422700, 6001422800, 6001422901, 6001422902, 6001423000, 6001423100, 6001423200, 6001423300, 6001423400, 6001423500, 6001423601, 6001423602, 6001423700, 6001423800, 6001423901, 6001423902, 6001424001, 6001424002, 6001425102, 6001425103, 6001425104, 6001981900, 6001982000, 6001982100, 6001983200, 6013389200
NA | 110108 | 3 | 2 | 1 | TBD | Medium pressure | 3 | 2 | 2 | 0 | North Valley | 6021010502
NA | 108010 | 112 | 172 | 1 | TBD | Medium pressure | 112 | 172 | 172 | 0 | North Bay | 6055201005
NA | 108015 | 1805.4 | 2803 | 5 | TBD | Medium pressure | 9027 | 14015 | 14015 | 0 | North Bay | 6055200201, 6055200202, 6055200203, 6055200501, 6055200503, 6055200504, 6055200505, 6055200602, 6055200802, 6055200803, 6055200804
NA | 108011 | 1284 | 1541.6667 | 3 | TBD | Medium pressure | 3852 | 4625 | 4625 | 0 | North Bay | 6055200501, 6055200501, 6055200504, 6055200601, 6055200602, 6055201200
NA | 108012 | 2985.5 | 3401 | 2 | 1 | Medium pressure | 5971 | 6802 | 6802 | 0 | North Bay | 6055200202, 6055200301, 6055200302, 6055200400, 6055200503, 6055200900, 6055201003, 6055201401, 6055201402
NA | 108013 | 1762.25 | 2012 | 4 | TBD | Medium pressure | 7049 | 8048 | 8048 | 0 | North Bay | 6055200703, 6055200704, 6055200705, 6055200706, 6055200707, 6055200803, 6055200804, 6055201101, 6055201102, 6055201200
NA | 112023 | 4212 | 4754 | 2 | TBD | Medium pressure | 8424 | 9508 | 9508 | 0 | Sacramento | 6067007001, 6067007007, 6067007010, 6067007011, 6067007012, 6067007013, 6067007021, 6067007022, 6067007023, 6067007024
NA | 112024 | 9773 | 13353 | 2 | TBD | Medium pressure | 19546 | 26706 | 26706 | 0 | Sacramento | 6067007001, 6067007016, 6067007017, 6067007019, 6067007025, 6067007026, 6067007027, 6067007028, 6067007101, 6067007103, 6067007105, 6067007106, 6067007107, 6067007108, 6067007109, 6067007110, 6067007111
NA | 112038 | 1030 | 1829 | 2 | TBD | Medium pressure | 2060 | 3658 | 3658 | 0 | Sacramento | 6067007010, 6067007020
NA | 112027 | 1191 | 979 | 1 | TBD | Medium pressure | 1191 | 979 | 979 | 0 | Sacramento | 6067007101, 6067007107
NA | 114016 | 365.5 | 407 | 2 | TBD | Medium pressure | 731 | 814 | 814 | 0 | Sierra | 6057000801, 6057000802
NA | 117026 | 3574 | 4061 | 1 | TBD | Medium pressure | 3574 | 4061 | 4061 | 0 | Yosemite | 6047002001, 6099003400, 6099003501, 6099003502
NA | 112028 | 4441.6429 | 5818.4286 | 28 | 3 | Medium pressure | 124366 | 162916 | 162916 | 0 | Sacramento, Sierra | 6061020601, 6061020605, 6061020606, 6061020710, 6061020908, 6061021327, 6061022500, 6067005402, 6067005403, 6067005404, 6067005502, 6067005505, 6067005506, 6067005508, 6067005509, 6067005510, 6067005601, 6067005605, 6067005606, 6067005701, 6067005702, 6067005801, 6067005803, 6067005804, 6067005901, 6067005903, 6067005904, 6067006002, 6067006003, 6067006004, 6067006101, 6067006102, 6067006202, 6067006203, 6067006204, 6067006300, 6067006400, 6067006501, 6067006502, 6067006600, 6067006703, 6067006704, 6067006705, 6067006706, 6067006801, 6067006802, 6067006803, 6067006901, 6067006902, 6067007001, 6067007007, 6067007019, 6067007101, 6067007106, 6067007202, 6067007204, 6067007206, 6067007207, 6067007208, 6067007209, 6067007301, 6067007402, 6067007403, 6067007413, 6067007414, 6067007415, 6067007416, 6067007417, 6067007422, 6067007423, 6067007424, 6067007426, 6067007427, 6067007428, 6067007429, 6067007430, 6067007431, 6067007432, 6067007434, 6067007435, 6067007436, 6067007437, 6067007438, 6067007439, 6067007501, 6067007503, 6067007504, 6067007602, 6067007603, 6067007604, 6067007701, 6067007702, 6067007801, 6067007802, 6067007903, 6067007904, 6067007905, 6067007906, 6067008005, 6067008006, 6067008007, 6067008008, 6067008009, 6067008010, 6067008117, 6067008119, 6067008120, 6067008122, 6067008130, 6067008131, 6067008133, 6067008134, 6067008135, 6067008136, 6067008137, 6067008138, 6067008139, 6067008141, 6067008144, 6067008145, 6067008203, 6067008204, 6067008206, 6067008207, 6067008208, 6067008209, 6067008210, 6067008211, 6067008702, 6067008912
NA | 117037 | 40 | 51 | 1 | TBD | Medium pressure | 40 | 51 | 51 | 0 | Yosemite | 6039000513
NA | 108018 | 5577.3333 | 7033.3333 | 3 | TBD | Medium pressure | 16732 | 21100 | 21100 | 0 | Sonoma | 6041101100, 6041101200, 6041102100, 6041102202, 6041102203, 6041103100, 6041103200, 6041104102, 6041104103, 6041104104, 6041104200, 6041104300, 6041105001, 6041105002, 6041133000
NA | 117027 | 2619.5 | 3025.5 | 2 | TBD | Medium pressure | 5239 | 6051 | 6051 | 0 | Yosemite | 6099000102, 6099000201, 6099000202, 6099000204, 6099000205
NA | 117028 | 178.75 | 209.5 | 4 | TBD | Low pressure | 715 | 838 | 838 | 0 | Yosemite | 6099000201, 6099000202, 6099000204, 6099000205
NA | 117029 | 3603.6667 | 4111.3333 | 3 | TBD | Medium pressure | 10811 | 12334 | 12334 | 0 | Yosemite | 6099000102, 6099000201, 6099000202, 6099000301, 6099000302, 6099000303, 6099000304, 6099000403, 6099000404, 6099000405, 6099000406, 6099000407
NA | 104009 | 7310 | 7816 | 1 | TBD | Medium pressure | 7310 | 7816 | 7816 | 0 | Diablo, East Bay | 6001400100, 6001404200, 6001404300, 6001404400, 6001404502, 6001404600, 6001404700, 6001408000, 6001408100, 6001430102, 6013352202, 6013353001
NA | 104010 | 4006 | 4590 | 1 | 1 | Medium pressure | 4006 | 4590 | 4590 | 0 | East Bay | 6001408000, 6001408100, 6001409800, 6001409900, 6001410000, 6001410100, 6001430102
NA | 104012 | 330.3478 | 664.1739 | 23 | TBD | Low pressure | 7598 | 15276 | 15276 | 0 | East Bay | 6001400200, 6001400300, 6001400400, 6001400500, 6001400600, 6001400700, 6001400800, 6001400900, 6001401000, 6001401100, 6001401200, 6001401300, 6001401400, 6001401500, 6001401600, 6001402700, 6001403501, 6001421800, 6001421900, 6001422100, 6001422200, 6001422300, 6001422400, 6001422901, 6001422902, 6001423000, 6001423100, 6001423400, 6001423500, 6001423601, 6001423602, 6001423901, 6001423902, 6001424001, 6001424002, 6001425103, 6001425104
NA | 104032 | 4024.3333 | 5449.881 | 42 | 1 | Medium pressure | 169022 | 228895 | 228895 | 0 | East Bay, Mission | 6001433300, 6001433400, 6001403302, 6001405700, 6001405800, 6001405902, 6001406000, 6001406100, 6001406202, 6001406400, 6001407300, 6001407400, 6001407500, 6001408600, 6001408700, 6001408800, 6001408900, 6001409000, 6001409100, 6001409200, 6001409300, 6001409400, 6001409500, 6001409600, 6001410000, 6001410200, 6001410300, 6001410400, 6001427100, 6001427200, 6001427300, 6001427600, 6001427700, 6001427800, 6001427900, 6001428000, 6001428100, 6001428200, 6001428400, 6001428500, 6001428600, 6001428700, 6001430101, 6001430102, 6001430200, 6001430300, 6001430400, 6001430500, 6001430600, 6001430700, 6001430800, 6001430900, 6001431000, 6001431100, 6001431200, 6001432100, 6001432200, 6001432300, 6001432400, 6001432501, 6001432502, 6001432601, 6001432602, 6001432700, 6001432800, 6001433000, 6001433102, 6001433103, 6001433104, 6001433200, 6001433300, 6001433400, 6001433500, 6001433600, 6001433700, 6001433801, 6001433802, 6001433900, 6001434000, 6001435102, 6001435103, 6001435104, 6001435200, 6001435300, 6001435400, 6001435500, 6001435601, 6001435602, 6001435700, 6001435800, 6001435900, 6001436000, 6001436100, 6001436200, 6001436301, 6001436302, 6001436402, 6001436403, 6001436404, 6001436500, 6001436601, 6001436602, 6001436700, 6001436800, 6001436900, 6001437000, 6001437101, 6001437102, 6001437200, 6001437300, 6001437400, 6001437500, 6001437600, 6001437701, 6001437702, 6001437800, 6001437900, 6001438000, 6001438100, 6001438201, 6001438203, 6001438204, 6001438300, 6001438400, 6001440100, 6001440200, 6001440301, 6001440304, 6001440305, 6001440306, 6001440307, 6001440308, 6001440331, 6001440332, 6001440333, 6001440334, 6001440336, 6001440337, 6001440338, 6001441100, 6001441200, 6001441301, 6001441302, 6001441401, 6001441402, 6001441501, 6001441503, 6001441521, 6001441522, 6001441523, 6001441524, 6001441601, 6001441602, 6001441701, 6001441702, 6001441800, 6001441921, 6001441923, 6001441924, 6001441926, 6001441927, 6001441928, 6001441929, 6001442000, 6001442400, 6001442501, 6001442502, 6001442601, 6001442602, 6001442700, 6001442800, 6001442900, 6001444100, 6001444200, 6001444301, 6001444304, 6001444400, 6001444500, 6001444601, 6001444602, 6001450601
NA | 104013 | 311 | 467.8 | 5 | TBD | Low pressure | 1555 | 2339 | 2339 | 0 | East Bay | 6001407500, 6001408600, 6001408700
NA | 104022 | 352.1765 | 693.2941 | 17 | TBD | Low pressure | 5987 | 11786 | 11786 | 0 | East Bay | 6001405700, 6001405800, 6001405901, 6001405902, 6001406000, 6001406100, 6001406201, 6001406202, 6001406300, 6001406400, 6001406500, 6001406601, 6001406602, 6001407000, 6001407101, 6001407102, 6001407200, 6001407400, 6001407600
NA | 104014 | 3028.05 | 4927.45 | 20 | TBD | Medium pressure | 60561 | 98549 | 98549 | 0 | East Bay, Mission | 6001400100, 6001400200, 6001400300, 6001401200, 6001401300, 6001401400, 6001401500, 6001401600, 6001402400, 6001402600, 6001402700, 6001402801, 6001402802, 6001402900, 6001403000, 6001403100, 6001403301, 6001403302, 6001403401, 6001403402, 6001403501, 6001403502, 6001403600, 6001403701, 6001403702, 6001403800, 6001403900, 6001404000, 6001404101, 6001404102, 6001404200, 6001404300, 6001404400, 6001404501, 6001404502, 6001404700, 6001404800, 6001404900, 6001405000, 6001405100, 6001405200, 6001405301, 6001405302, 6001405401, 6001405402, 6001405500, 6001405600, 6001405700, 6001405800, 6001405901, 6001405902, 6001406000, 6001406100, 6001406201, 6001406202, 6001406300, 6001406400, 6001406500, 6001406601, 6001406602, 6001406700, 6001406800, 6001406900, 6001407000, 6001407101, 6001407102, 6001407200, 6001407300, 6001407400, 6001407500, 6001407600, 6001407700, 6001407800, 6001407900, 6001408000, 6001408100, 6001408200, 6001408300, 6001408400, 6001408500, 6001408600, 6001408700, 6001408800, 6001408900, 6001409300, 6001409400, 6001409500, 6001409600, 6001409700, 6001409800, 6001409900, 6001410100, 6001410200, 6001410300, 6001410400, 6001422700, 6001422800, 6001423700, 6001423800, 6001426100, 6001426200, 6001432100, 6001432200, 6001432300, 6001432601, 6001432602, 6001432700, 6001433000, 6001433104, 6001982000, 6001982100
NA | 104015 | 247.5 | 509.25 | 4 | TBD | Low pressure | 990 | 2037 | 2037 | 0 | East Bay | 6001401700, 6001401800, 6001402200, 6001410500
NA | 109019 | 1571 | 1711.5 | 2 | TBD | Medium pressure | 3142 | 3423 | 3423 | 0 | Sonoma | 6097151601, 6097151602, 6097152501, 6097152602
NA | 104041 | 6 | 14 | 1 | TBD | Medium pressure | 6 | 14 | 14 | 0 | East Bay | 6001425102
NA | 114017 | 2159 | 2412 | 2 | TBD | Medium pressure | 4318 | 4824 | 4824 | 0 | Sierra | 6115040400, 6115040500, 6115040600, 6115040702, 6115040901
NA | 118055 | 540 | 673 | 1 | TBD | Medium pressure | 540 | 673 | 673 | 0 | Central Coast | 6053013200, 6053013300
NA | 110047 | 29 | 21 | 1 | TBD | Medium pressure | 29 | 21 | 21 | 0 | North Valley | 6021010502
NA | 103009 | 2060.5 | 2154 | 2 | TBD | Medium pressure | 4121 | 4308 | 4308 | 0 | Diablo | 6013348000, 6013353001, 6013353002, 6013354001, 6013354002
NA | 110055 | 7 | 5 | 1 | TBD | Medium pressure | 7 | 5 | 5 | 0 | North Valley | 6021010200, 6021010501
NA | 110052 | 3182 | 3702 | 1 | TBD | Medium pressure | 3182 | 3702 | 3702 | 0 | North Valley | 6021010101, 6021010102, 6021010200
NA | 110011 | 2056.2 | 2477.4 | 5 | TBD | Medium pressure | 10281 | 12387 | 12387 | 0 | North Valley | 6007002500, 6007002602, 6007002700, 6007002800, 6007002900, 6007003001, 6007003002, 6007003100, 6007003200, 6007003300, 6007003700
NA | 110013 | 625 | 664 | 1 | TBD | Medium pressure | 625 | 664 | 664 | 0 | North Valley | 6007002800, 6007003001, 6007003002
NA | 118021 | 2111 | 2968.5 | 2 | TBD | Medium pressure | 4222 | 5937 | 5937 | 0 | Central Coast | 6053011902, 6053012100, 6053012200, 6053012302, 6053012401, 6053012402, 6053012503, 6053012504
NA | 111007-1 | 2708.3846 | 3344.5385 | 13 | 1 | Medium pressure | 35209 | 43479 | 43479 | 0 | Peninsula | 6075026303, 6081600100, 6081600600, 6081600701, 6081600702, 6081601301, 6081601302, 6081601601, 6081601603, 6081601604, 6081601700, 6081601800, 6081601901, 6081601902, 6081602001, 6081602002, 6081602201, 6081602202, 6081602300, 6081602400, 6081602500, 6081602601, 6081602602, 6081602700, 6081603000, 6081603100, 6081603200, 6081603300, 6081603400, 6081603700, 6081603801, 6081603802, 6081603900, 6081604000, 6081604102, 6081604103, 6081604104, 6081604200, 6081604400, 6081604500, 6081604600, 6081604700, 6081604800, 6081604900, 6081605000, 6081605100, 6081605200, 6081605300, 6081605400, 6081605501, 6081605502, 6081605600, 6081605800, 6081605901, 6081606300, 6081606400, 6081606500, 6081613501, 6081614000
NA | 111007-2 | 2211 | 3270.3333 | 6 | 1 | Medium pressure | 13266 | 19622 | 19622 | 0 | Peninsula | 6081602300, 6081604500, 6081608300, 6081604700, 6081606100, 6081606400, 6081606600, 6081607200, 6081607300, 6081607400, 6081607500, 6081607600, 6081607702, 6081607800, 6081607900, 6081608001, 6081608002, 6081608013, 6081608023, 6081608024, 6081608025, 6081608100, 6081608200, 6081608300, 6081608400, 6081608501, 6081608600, 6081608700, 6081609000, 6081609100, 6081609201, 6081609202, 6081609300, 6081610303, 6081610304
NA | 110014 | 10218 | 4559 | 1 | TBD | Medium pressure | 10218 | 4559 | 4559 | 0 | North Valley | 6007001800, 6007001900, 6007002000, 6007002100, 6007002200, 6007002300
NA | 117031 | 2465.6667 | 2654.6667 | 3 | TBD | Medium pressure | 7397 | 7964 | 7964 | 0 | Yosemite | 6099003201, 6099003203, 6099003204, 6099003205, 6099003206, 6099003300
NA | 112069 | 14 | 11 | 1 | TBD | Medium pressure | 14 | 11 | 11 | 0 | Sacramento | 6011000500, 6021010502
NA | 111010 | 1319.3559 | 1864.3559 | 59 | 1 | Medium pressure | 77842 | 109997 | 109997 | 0 | Peninsula | 6081608600, 6081608900, 6081611400, 6081611500, 6081605000, 6081605100, 6081605200, 6081605300, 6081605400, 6081605501, 6081605502, 6081605600, 6081605700, 6081605800, 6081605901, 6081605902, 6081606000, 6081606100, 6081606201, 6081606202, 6081606300, 6081606400, 6081606500, 6081606600, 6081606700, 6081606800, 6081606900, 6081607000, 6081607100, 6081607200, 6081607300, 6081607400, 6081607500, 6081607600, 6081607701, 6081607702, 6081607800, 6081608501, 6081608502, 6081608600, 6081608700, 6081608800, 6081608900, 6081609000, 6081609100, 6081609201, 6081609202, 6081609300, 6081609400, 6081609500, 6081609601, 6081609602, 6081609603, 6081609700, 6081609800, 6081609900, 6081610000, 6081610100, 6081610201, 6081610202, 6081610203, 6081610302, 6081610400, 6081610500, 6081610601, 6081610602, 6081610700, 6081610800, 6081610901, 6081610902, 6081611000, 6081611100, 6081611200, 6081611300, 6081611400, 6081611500, 6081611600, 6081611700, 6081612500, 6081612600, 6081612700, 6081612800, 6081612900, 6081613000, 6081613300, 6081613400, 6085511705
NA | 104016 | 8410.5 | 9984.5 | 2 | TBD | Medium pressure | 16821 | 19969 | 19969 | 0 | East Bay | 6013360101, 6013356002, 6013359102, 6013359103, 6013359104, 6013359202, 6013360101, 6013360102, 6013360200, 6013361000, 6013363000, 6013364002, 6013392201, 6013392202
NA | 103019 | 22 | 20.5 | 2 | TBD | Medium pressure | 44 | 41 | 41 | 0 | Diablo | 6013305000, 6013307202, 6013309000, 6013312000
NA | 107015 | 7 | 7 | 1 | TBD | Medium pressure | 7 | 7 | 7 | 0 | Mission | 6001451202
NA | 107019 | 12 | 11 | 1 | TBD | Medium pressure | 12 | 11 | 11 | 0 | Mission | 6001451103
NA | 107002 | 3093.5 | 3799.1875 | 16 | 1 | Medium pressure | 49496 | 60787 | 60787 | 0 | Mission | 6001450601, 6001450603, 6001450604, 6001450605, 6001450606, 6001450607, 6001450608, 6001450609, 6001450701, 6001450741, 6001450742, 6001450743, 6001450744, 6001450745, 6001450746, 6001450751, 6001450752, 6001451102, 6001451103, 6001451104, 6001451201, 6001451202, 6001451300, 6001451401, 6001451403, 6001451404, 6001451501, 6001451503, 6001451504, 6001451505, 6001451506, 6001451601, 6001451602, 6001451701, 6001451703, 6001451704
NA | 114018 | 4204 | 3515 | 1 | TBD | Medium pressure | 4204 | 3515 | 3515 | 0 | Sierra | 6115040701
NA | 104017 | 355 | 542.5 | 2 | 1 | Medium pressure | 710 | 1085 | 1085 | 0 | East Bay | 6013378000
NA | 118026 | 200 | 187 | 1 | TBD | Medium pressure | 200 | 187 | 187 | 0 | Central Coast | 6053010606, 6053014800
NA | 113014 | 179.6667 | 378 | 3 | TBD | Medium pressure | 539 | 1134 | 1134 | 0 | San Francisco | 6075013300, 6075042800, 6075060100
NA | 112067 | 156 | 152 | 1 | TBD | Medium pressure | 156 | 152 | 152 | 0 | Sacramento | 6011000400
NA | 112099 | 35 | 31 | 1 | TBD | Medium pressure | 35 | 31 | 31 | 0 | North Valley, Sacramento | 6021010502
NA | 110078 | 182 | 179 | 1 | TBD | Medium pressure | 182 | 179 | 179 | 0 | North Valley | 6089012200
NA | 110074 | 149 | 186 | 1 | TBD | Medium pressure | 149 | 186 | 186 | 0 | North Valley | 6089012301
NA | 110073 | 157 | 147 | 1 | TBD | Medium pressure | 157 | 147 | 147 | 0 | North Valley | 6089012301
NA | 110072 | 308 | 294 | 1 | TBD | Medium pressure | 308 | 294 | 294 | 0 | North Valley | 6089012301, 6089012302
NA | 110448 | 1752 | 1857 | 1 | TBD | Medium pressure | 1752 | 1857 | 1857 | 0 | North Valley | 6089011002, 6089011100
NA | 110080 | 9 | 9 | 1 | TBD | Medium pressure | 9 | 9 | 9 | 0 | North Valley | 6089011001
NA | 114081 | 703.5 | 642 | 2 | TBD | Medium pressure | 1407 | 1284 | 1284 | 0 | Sierra | 6061020908, 6061022500
NA | 110069 | 224 | 208 | 1 | TBD | Medium pressure | 224 | 208 | 208 | 0 | North Valley | 6089011803
NA | 114071 | 219 | 224 | 1 | TBD | Medium pressure | 219 | 224 | 224 | 0 | Sierra | 6061021304, 6061021328
NA | 110030 | 106 | 127 | 1 | TBD | Medium pressure | 106 | 127 | 127 | 0 | North Valley | 6007001200
NA | 117040 | 42 | 80 | 1 | TBD | Medium pressure | 42 | 80 | 80 | 0 | Yosemite | 6047000303, 6047000505, 6047000901
NA | 104037 | 22 | 14 | 1 | TBD | Medium pressure | 22 | 14 | 14 | 0 | East Bay | 6001406000
NA | 104038 | 33 | 16 | 1 | TBD | Medium pressure | 33 | 16 | 16 | 0 | East Bay | 6001401700, 6001981900, 6001982000
NA | 104047 | 22 | 22 | 1 | TBD | Medium pressure | 22 | 22 | 22 | 0 | East Bay | 6001425101
NA | 110016 | 1394 | 1595 | 1 | TBD | Medium pressure | 1394 | 1595 | 1595 | 0 | North Valley | 6103000100, 6103000600
NA | 110002 | 2551.5 | 3352.5 | 2 | TBD | Medium pressure | 5103 | 6705 | 6705 | 0 | North Valley | 6103000600, 6103000100, 6103000400, 6103000500, 6103000600, 6103000701, 6103000702, 6103000800
NA | 110012 | 3133.5556 | 3718.7778 | 9 | TBD | Medium pressure | 28202 | 33469 | 33469 | 0 | North Valley | 6089010500, 6089010702, 6089011501, 6089010100, 6089010200, 6089010300, 6089010400, 6089010500, 6089010601, 6089010602, 6089010603, 6089010702, 6089010703, 6089010704, 6089010803, 6089010804, 6089010805, 6089010806, 6089010807, 6089010900, 6089011002, 6089011100, 6089011209, 6089011300, 6089011401, 6089011402, 6089011403, 6089011501, 6089011502, 6089011600, 6089011802, 6089011803, 6089011900
NA | 104019 | 5556 | 7711.5714 | 7 | TBD | Medium pressure | 38892 | 53981 | 53981 | 0 | East Bay | 6001420200, 6001420301, 6001420302, 6013361000, 6013362000, 6013363000, 6013365002, 6013366001, 6013366002, 6013367100, 6013367200, 6013368001, 6013368002, 6013369001, 6013369002, 6013370000, 6013371000, 6013372000, 6013373000, 6013374000, 6013375000, 6013376000, 6013377000, 6013378000, 6013379000, 6013380001, 6013380002, 6013381000, 6013382000, 6013383000, 6013384000, 6013385100, 6013385200, 6013386000, 6013387000, 6013388000, 6013389100, 6013389200, 6013390100, 6013390200, 6013391000, 6013392000, 6013392201, 6013980000
NA | 104030 | 47 | 73 | 1 | TBD | Medium pressure | 47 | 73 | 73 | 0 | East Bay | 6001420302, 6001420402
NA | 104020 | 245.3333 | 350 | 3 | TBD | Low pressure | 736 | 1050 | 1050 | 0 | East Bay | 6013375000, 6013376000, 6013377000
NA | 104026 | 388 | 554 | 1 | TBD | Medium pressure | 388 | 554 | 554 | 0 | East Bay | 6013377000, 6013378000
NA | 104029 | 6 | 13 | 1 | TBD | Medium pressure | 6 | 13 | 13 | 0 | East Bay | 6013380002
NA | 110027 | 119 | 116 | 1 | 1 | Medium pressure | 119 | 116 | 116 | 0 | North Valley | 6007003600
NA | 106010 | 6473.5 | 7356 | 2 | TBD | Medium pressure | 12947 | 14712 | 14712 | 0 | Kern | 6029005300, 6029005402, 6029005405, 6029005406, 6029005407, 6029005408, 6029005409, 6029005410, 6029005509, 6029005510, 6071008901
NA | 109021 | 1542 | 1720 | 1 | TBD | Medium pressure | 1542 | 1720 | 1720 | 0 | Humboldt | 6023011100
NA | 112031 | 1352 | 1779 | 1 | 1 | Medium pressure | 1352 | 1779 | 1779 | 0 | North Bay | 6095253501, 6095253502
NA | 116008 | 1759.6667 | 2005.3333 | 3 | TBD | Medium pressure | 5279 | 6016 | 6016 | 0 | Stockton | 6077005001, 6077005003, 6077005004
NA | 106002 | 1894 | 1830 | 1 | TBD | Medium pressure | 1894 | 1830 | 1830 | 0 | Kern | 6029003203, 6029003212, 6029003213, 6029003820, 6029003823
NA | 105018 | 37 | 42 | 1 | TBD | Medium pressure | 37 | 42 | 42 | 0 | Fresno | 6019003900, 6019004003
NA | 118005 | 552 | 562 | 1 | TBD | Medium pressure | 552 | 562 | 562 | 0 | Central Coast | 6053011303
NA | 107004 | 4270 | 5149.6667 | 3 | TBD | Medium pressure | 12810 | 15449 | 15449 | 0 | Mission | 6001441503, 6001441525, 6001441921, 6001442000, 6001442100, 6001442200, 6001442301, 6001442302, 6001442400, 6001442900, 6001443001, 6001443002, 6001443103, 6001443104, 6001443105
NA | 107006 | 194 | 343 | 1 | TBD | Medium pressure | 194 | 343 | 343 | 0 | Mission | 6001441503
NA | 107007 | 2422 | 2518 | 2 | TBD | Medium pressure | 4844 | 5036 | 5036 | 0 | Mission, San Jose | 6001441525, 6001442200, 6001443102, 6001443103, 6001443104, 6001443105, 6001443200, 6001443322, 6085504424
NA | 107008 | 3409 | 4844 | 2 | TBD | Medium pressure | 6818 | 9688 | 9688 | 0 | Mission, San Jose | 6001441503, 6001441525, 6001443200, 6001443301, 6001443321, 6001443322, 6085504413, 6085504414, 6085504421, 6085504422, 6085504424, 6085504506, 6085504507
NA | 117038 | 1339 | 1420 | 2 | 1 | Medium pressure | 2678 | 2840 | 2840 | 0 | Yosemite | 6099000501, 6099000503, 6099000513, 6099000514, 6099004000
NA | 118025 | 3546.4444 | 5237.5556 | 9 | TBD | Medium pressure | 31918 | 47138 | 47138 | 0 | Central Coast | 6053010505, 6053000101, 6053000103, 6053000104, 6053000105, 6053000106, 6053000200, 6053000300, 6053000400, 6053000501, 6053000502, 6053000600, 6053000701, 6053000702, 6053000800, 6053000900, 6053001200, 6053001300, 6053001400, 6053001500, 6053001600, 6053001700, 6053001801, 6053001802, 6053010305, 6053010306, 6053010501, 6053010504, 6053010505, 6053010506, 6053010603, 6053010604, 6053010605, 6053010606, 6053010607, 6053010608, 6053014500, 6053014700, 6053980000
NA | 109028 | 87 | 84 | 1 | TBD | Medium pressure | 87 | 84 | 84 | 0 | Humboldt | 6023000100, 6023001300
NA | 116009 | 719 | 924 | 1 | TBD | Medium pressure | 719 | 924 | 924 | 0 | Stockton | 6009000301, 6009000302
NA | 118146 | 5 | 6 | 1 | TBD | Medium pressure | 5 | 6 | 6 | 0 | Central Coast | 6087122300
NA | 118022 | 353 | 375 | 1 | 1 | Medium pressure | 353 | 375 | 375 | 0 | Central Coast | 6053010702, 6053014110
NA | 105012 | 765 | 958 | 1 | TBD | Medium pressure | 765 | 958 | 958 | 0 | Fresno | 6019008200
NA | 118010 | 758 | 957 | 1 | TBD | Medium pressure | 758 | 957 | 957 | 0 | Central Coast | 6069000200
NA | 118031 | 4440 | 4724 | 1 | TBD | Medium pressure | 4440 | 4724 | 4724 | 0 | Central Coast | 6087120301, 6087120302, 6087120400, 6087120600, 6087120700, 6087120800
NA | 118066 | 318 | 337 | 1 | TBD | Medium pressure | 318 | 337 | 337 | 0 | Central Coast | 6053010202, 6053010305, 6053014700
NA | 107009 | 5413.4444 | 7215.3333 | 9 | TBD | Medium pressure | 48721 | 64938 | 64938 | 0 | Diablo, Mission | 6001450101, 6001450102, 6001450200, 6001450300, 6001450400, 6001450501, 6001450502, 6001450601, 6001450750, 6001450751, 6001450752, 6013345101, 6013345102, 6013345103, 6013345105, 6013345111, 6013345112, 6013345113, 6013345114, 6013345115, 6013345116, 6013345117, 6013345118, 6013345203, 6013345205, 6013345206, 6013346204, 6013355112, 6013355113, 6013355115, 6013355121, 6013355122, 6013355123, 6013355124, 6013355125, 6013355126
NA | 111026 | 804 | 1470 | 1 | TBD | Medium pressure | 804 | 1470 | 1470 | 0 | Peninsula | 6081612900, 6081613000
NA | 118029 | 3326.7778 | 4190.8889 | 9 | 3 | Medium pressure | 29941 | 37718 | 37718 | 0 | Central Coast | 6087100801, 6087100100, 6087100200, 6087100300, 6087100400, 6087100500, 6087100600, 6087100700, 6087100801, 6087100802, 6087100900, 6087101001, 6087101100, 6087101200, 6087120200, 6087120700, 6087120800, 6087121100, 6087121200, 6087121300, 6087121401, 6087121402, 6087121403, 6087121501, 6087121502, 6087121601, 6087121602, 6087121701, 6087121702, 6087121802, 6087122001, 6087122002, 6087122004, 6087122005, 6087122100, 6087122202, 6087122203, 6087122204, 6087122205, 6087122300
NA | 118032 | 2410 | 3274.5 | 2 | TBD | Medium pressure | 4820 | 6549 | 6549 | 0 | Central Coast | 6087100500, 6087100600, 6087100700, 6087101001, 6087101002, 6087101100, 6087101200
NA | 118033 | 1072 | 1737.5 | 2 | TBD | Medium pressure | 2144 | 3475 | 3475 | 0 | Central Coast | 6087100200, 6087100300, 6087100801, 6087100802, 6087100900, 6087120700, 6087120800, 6087121200
NA | 117033 | 196 | 194 | 2 | TBD | Medium pressure | 392 | 388 | 388 | 0 | Yosemite | 6047002002, 6047002100
NA | 109008 | 2929.6471 | 3706.4118 | 17 | 1 | Medium pressure | 49804 | 63009 | 63009 | 0 | Sonoma | 6097153002, 6097150501, 6097151403, 6097151404, 6097151503, 6097151504, 6097151505, 6097151506, 6097151601, 6097151602, 6097151701, 6097151702, 6097151800, 6097151900, 6097152000, 6097152100, 6097152201, 6097152203, 6097152204, 6097152205, 6097152300, 6097152401, 6097152402, 6097152501, 6097152502, 6097152601, 6097152602, 6097152701, 6097152702, 6097152801, 6097152803, 6097152804, 6097152903, 6097152904, 6097152905, 6097152906, 6097153001, 6097153002, 6097153005, 6097153006, 6097153804, 6097153806, 6097153807, 6097153808, 6097153809, 6097153810, 6097153811, 6097153904
NA | 109013 | 2729.8182 | 3484.2727 | 22 | 1 | Medium pressure | 60056 | 76654 | 76654 | 0 | Sonoma | 6097150702, 6097150601, 6097150602, 6097150603, 6097150607, 6097150609, 6097150610, 6097150611, 6097150612, 6097150701, 6097150702, 6097150800, 6097150901, 6097150902, 6097151000, 6097151100, 6097151203, 6097151204, 6097151205, 6097151206, 6097151301, 6097151305, 6097151306, 6097151307, 6097151308, 6097151309, 6097151310, 6097151311, 6097151403, 6097151404, 6097151405, 6097151406, 6097151505, 6097151900, 6097153002, 6097153003, 6097153005, 6097153006, 6097153102, 6097153103, 6097153104, 6097153201, 6097153202, 6097153301, 6097153302, 6097153403, 6097153404, 6097153405, 6097153406, 6097153501, 6097153502, 6097153602
NA | 118034 | 4147 | 4919 | 1 | TBD | Medium pressure | 4147 | 4919 | 4919 | 0 | Central Coast | 6087120700, 6087120800, 6087120901, 6087120902, 6087121200
NA | 105013 | 4672 | 5573 | 1 | TBD | Medium pressure | 4672 | 5573 | 5573 | 0 | Fresno | 6019007002, 6019007003, 6019007004, 6019007101, 6019007102
NA | 105014 | 187.5 | 246.25 | 4 | TBD | Low pressure | 750 | 985 | 985 | 0 | Fresno | 6019007002, 6019007101, 6019007102
NA | 113003 | 11929.9 | 26075.4 | 10 | 2 | Medium pressure | 119299 | 260754 | 260754 | 0 | Peninsula, San Francisco | 6075980900, 6075012901, 6075060400, 6075010101, 6075010102, 6075010201, 6075010202, 6075010300, 6075010401, 6075010402, 6075010500, 6075010600, 6075010701, 6075010702, 6075010800, 6075010901, 6075010902, 6075011001, 6075011002, 6075011101, 6075011102, 6075011200, 6075011300, 6075011700, 6075011800, 6075011901, 6075011902, 6075012001, 6075012002, 6075012100, 6075012202, 6075012203, 6075012204, 6075012301, 6075012302, 6075012403, 6075012404, 6075012405, 6075012406, 6075012502, 6075012503, 6075012504, 6075012601, 6075012602, 6075012700, 6075012801, 6075012802, 6075012901, 6075012902, 6075013001, 6075013002, 6075013101, 6075013102, 6075013200, 6075013300, 6075013401, 6075013402, 6075013500, 6075015100, 6075015201, 6075015202, 6075015300, 6075015401, 6075015402, 6075015500, 6075015600, 6075015701, 6075015702, 6075015801, 6075015802, 6075015900, 6075016000, 6075016101, 6075016102, 6075016200, 6075016300, 6075016400, 6075016500, 6075016601, 6075016602, 6075016700, 6075016801, 6075016802, 6075016900, 6075017000, 6075017101, 6075017102, 6075017602, 6075017603, 6075017604, 6075017700, 6075017801, 6075017803, 6075017804, 6075018000, 6075020101, 6075020102, 6075020201, 6075020202, 6075020300, 6075020401, 6075020402, 6075020500, 6075020601, 6075020602, 6075020701, 6075020702, 6075020801, 6075020802, 6075020900, 6075021000, 6075021100, 6075021200, 6075021300, 6075021400, 6075021500, 6075021600, 6075021700, 6075021800, 6075022600, 6075022702, 6075022704, 6075022801, 6075022802, 6075022803, 6075022901, 6075022902, 6075022903, 6075023001, 6075023003, 6075023102, 6075023103, 6075023200, 6075023300, 6075023400, 6075025100, 6075025200, 6075025300, 6075025401, 6075025402, 6075025403, 6075025501, 6075025502, 6075025600, 6075025701, 6075025702, 6075025800, 6075025900, 6075026001, 6075026002, 6075026003, 6075026004, 6075026100, 6075026201, 6075026202, 6075026301, 6075026302, 6075026303, 6075026401, 6075026402, 6075026403, 6075026404, 6075030101, 6075030102, 6075030201, 6075030202, 6075030301, 6075030302, 6075030400, 6075030500, 6075030600, 6075030700, 6075030800, 6075030900, 6075031000, 6075031100, 6075031201, 6075031202, 6075031301, 6075031302, 6075031401, 6075031402, 6075032601, 6075032602, 6075032700, 6075032801, 6075032802, 6075032901, 6075032902, 6075033001, 6075033002, 6075033100, 6075033201, 6075033203, 6075033204, 6075035101, 6075035102, 6075035201, 6075035202, 6075035300, 6075035400, 6075040100, 6075040200, 6075042601, 6075042602, 6075042700, 6075042800, 6075045100, 6075045201, 6075045202, 6075047600, 6075047701, 6075047702, 6075047801, 6075047802, 6075047902, 6075047903, 6075047904, 6075060100, 6075060400, 6075060502, 6075060701, 6075060702, 6075060703, 6075061000, 6075061101, 6075061102, 6075061200, 6075061401, 6075061402, 6075061501, 6075061502, 6075061503, 6075061504, 6075061505, 6075061506, 6075061507, 6075061508, 6075980200, 6075980300, 6075980501, 6075980600, 6075980900, 6081600100, 6081600300, 6081600401, 6081600402, 6081600800, 6081600900
NA | 113019 | 8 | 1 | 1 | TBD | Medium pressure | 8 | 1 | 1 | 0 | San Francisco | 6075017903
NA | 113004 | 305.8889 | 351.4444 | 9 | 2 | Low pressure | 2753 | 3163 | 3163 | 0 | San Francisco | 6075025501, 6075025502, 6075025600, 6075025900, 6075026001, 6075026002, 6075026003, 6075026004, 6075026100, 6075026201, 6075026202, 6075026301, 6075026302, 6075026303, 6075031201, 6075031202, 6075031401, 6075031402
NA | 113005 | 206 | 235.375 | 8 | 2 | Low pressure | 1648 | 1883 | 1883 | 0 | San Francisco | 6075023001, 6075023003, 6075023102, 6075023200, 6075023300, 6075023400, 6075025702, 6075025800, 6075025900, 6075026402, 6075026403, 6075061200, 6075980900
NA | 113006 | 22 | 38.5 | 2 | 1 | Low pressure | 44 | 77 | 77 | 0 | San Francisco | 6075011700, 6075012405, 6075012503, 6075012504, 6075016801, 6075016802, 6075016900, 6075017602, 6075017603, 6075017604, 6075017700, 6075020101, 6075020202
NA | 113007 | 395.75 | 426.25 | 4 | TBD | Low pressure | 1583 | 1705 | 1705 | 0 | San Francisco | 6075025501, 6075025502, 6075030600, 6075030700, 6075030800, 6075030900, 6075031100
NA | 113010 | 386.5 | 398.5 | 2 | 1 | Low pressure | 773 | 797 | 797 | 0 | San Francisco | 6075030301, 6075030302, 6075030400, 6075030800
NA | 113011 | 321 | 753 | 2 | TBD | Low pressure | 642 | 1506 | 1506 | 0 | San Francisco | 6075015401, 6075015402, 6075015600, 6075015701, 6075015702, 6075016500, 6075045100, 6075980300
NA | 113018 | 229.4 | 446.4 | 5 | 2 | Low pressure | 1147 | 2232 | 2232 | 0 | San Francisco | 6075017101, 6075020401, 6075020402, 6075021200, 6075021300, 6075021400, 6075021500, 6075021600, 6075021800, 6075030102
NA | 113012 | 35 | 47 | 1 | TBD | Medium pressure | 35 | 47 | 47 | 0 | San Francisco | 6075012602
NA | 113015 | 1877.7143 | 2176.4286 | 7 | 3 | Medium pressure | 13144 | 15235 | 15235 | 0 | San Francisco | 6075030400, 6075030800, 6075030301, 6075030302, 6075030400, 6075030800, 6075030900, 6075032602, 6075032700, 6075032801, 6075032802, 6075032901, 6075032902, 6075033001, 6075033002, 6075033100, 6075033201, 6075035102, 6075035201, 6075035300, 6075035400, 6075060400
NA | 113016 | 536 | 585 | 1 | TBD | Medium pressure | 536 | 585 | 585 | 0 | San Francisco | 6075025403, 6075025600, 6075025701
NA | 113002 | 666.3333 | 1204.6667 | 3 | 2 | Medium pressure | 1999 | 3614 | 3614 | 0 | San Francisco | 6075030900, 6075031201, 6075031301, 6075031302, 6075033201, 6075033203, 6075033204, 6075060400
NA | 113008 | 125 | 142 | 1 | TBD | Medium pressure | 125 | 142 | 142 | 0 | San Francisco | 6075020401, 6075030102, 6075030500
NA | 115002 | 76 | 106 | 1 | TBD | Low pressure | 76 | 106 | 106 | 0 | San Jose | 6085501200
NA | 115003 | 106 | 138 | 1 | TBD | Low pressure | 106 | 138 | 138 | 0 | San Jose | 6085501402, 6085501501
NA | 115022 | 4158.0909 | 5078.0909 | 11 | TBD | Medium pressure | 45739 | 55859 | 55859 | 0 | San Jose | 6085502909, 6085502910, 6085503208, 6085503210, 6085503213, 6085503217, 6085503218, 6085503220, 6085511905, 6085511907, 6085511910, 6085511911, 6085511912, 6085511913, 6085511914, 6085511915, 6085511916, 6085511917, 6085511918, 6085512001, 6085512019, 6085512021, 6085512022, 6085512023, 6085512024, 6085512026, 6085512027, 6085512029, 6085512030, 6085512031, 6085512032, 6085512034, 6085512035, 6085512036, 6085512037, 6085512038, 6085512039, 6085512042, 6085512043, 6085512045, 6085512047, 6085512052, 6085512053, 6085512054, 6085512055, 6085512056, 6085512057, 6085512058, 6085512059
NA | 115006 | 244.5 | 277.5 | 2 | TBD | Low pressure | 489 | 555 | 555 | 0 | San Jose | 6085501800, 6085502400
NA | 115016 | 564.5 | 859 | 2 | TBD | Medium pressure | 1129 | 1718 | 1718 | 0 | San Jose | 6085500100, 6085500200, 6085504318, 6085505006, 6085505100
NA | 102009 | 4 | 3 | 1 | TBD | Medium pressure | 4 | 3 | 3 | 0 | Mission, San Jose | 6001441503, 6085504602
NA | 115010 | 53.5 | 62 | 2 | TBD | Low pressure | 107 | 124 | 124 | 0 | San Jose | 6085500300, 6085505100
NA | 102010 | 61 | 79 | 1 | TBD | Medium pressure | 61 | 79 | 79 | 0 | San Jose | 6085504602
NA | 115015 | 301.75 | 477.25 | 4 | TBD | Low pressure | 1207 | 1909 | 1909 | 0 | San Jose | 6085500400, 6085500500, 6085500600, 6085505202, 6085505203, 6085505500, 6085505600, 6085505700, 6085505800
NA | 115019 | 282 | 566 | 2 | TBD | Low pressure | 564 | 1132 | 1132 | 0 | San Jose | 6085501200, 6085501300, 6085501601, 6085501602
NA | 115014 | 2777 | 3018 | 1 | TBD | Medium pressure | 2777 | 3018 | 3018 | 0 | San Jose | 6085503332, 6085503333, 6085503338, 6085503339, 6085512001
NA | 115018 | 180 | 258.5 | 2 | TBD | Low pressure | 360 | 517 | 517 | 0 | San Jose | 6085503113, 6085503121
NA | 118007 | 1969.5 | 2430 | 2 | TBD | Medium pressure | 3939 | 4860 | 4860 | 0 | Central Coast | 6053011103, 6053011104, 6053011105, 6053011106
NA | 118151 | 1 | 2 | 1 | TBD | Medium pressure | 1 | 2 | 2 | 0 | Central Coast | 6053010900, 6053014800
NA | 109023 | 1230.7778 | 1510.3333 | 9 | TBD | Medium pressure | 11077 | 13593 | 13593 | 0 | Sonoma | 6097150100, 6097150203, 6097150204, 6097150205, 6097150206, 6097150303, 6097150304, 6097150305, 6097150306
NA | 112098 | 5448.0435 | 7003.6957 | 23 | 1 | Medium pressure | 125305 | 161085 | 161085 | 0 | Sacramento | 6067000100, 6067000200, 6067000300, 6067000400, 6067000501, 6067000502, 6067000600, 6067000700, 6067000800, 6067001102, 6067001103, 6067001201, 6067001202, 6067001300, 6067001400, 6067001500, 6067001601, 6067001602, 6067001701, 6067001702, 6067001800, 6067001900, 6067002000, 6067002100, 6067002200, 6067002300, 6067002400, 6067002500, 6067002600, 6067002700, 6067002800, 6067002900, 6067003001, 6067003002, 6067003101, 6067003102, 6067003202, 6067003203, 6067003204, 6067003300, 6067003400, 6067003501, 6067003502, 6067003600, 6067003700, 6067003800, 6067003900, 6067004005, 6067004006, 6067004008, 6067004011, 6067004012, 6067004013, 6067004014, 6067004015, 6067004016, 6067004017, 6067004018, 6067004019, 6067004020, 6067004100, 6067004201, 6067004202, 6067004203, 6067004301, 6067004302, 6067004401, 6067004402, 6067004501, 6067004502, 6067004602, 6067004603, 6067004604, 6067004701, 6067004702, 6067004801, 6067004802, 6067004904, 6067004906, 6067004907, 6067004908, 6067004909, 6067004910, 6067005002, 6067005003, 6067005004, 6067005101, 6067005102, 6067005201, 6067005202, 6067005204, 6067005205, 6067005301, 6067005601, 6067008602, 6067008702, 6067008703, 6067008704, 6067008706, 6067008707, 6067008708, 6067008802, 6067008803, 6067008905, 6067008907, 6067008908, 6067008909, 6067008910, 6067008911, 6067008912, 6067008913, 6067009004, 6067009005, 6067009006, 6067009007, 6067009008, 6067009010, 6067009011, 6067009103, 6067009105, 6067009106, 6067009107, 6067009108, 6067009109, 6067009110, 6067009111, 6067009112, 6067009201, 6067009316, 6067009318, 6067009601, 6067009900
NA | 112034 | 10152.375 | 11117.125 | 8 | TBD | Medium pressure | 81219 | 88937 | 88937 | 0 | Sacramento | 6067009610, 6067009614, 6067004906, 6067004909, 6067004910, 6067005002, 6067005102, 6067009201, 6067009307, 6067009308, 6067009309, 6067009310, 6067009311, 6067009312, 6067009314, 6067009316, 6067009317, 6067009318, 6067009319, 6067009320, 6067009321, 6067009323, 6067009326, 6067009328, 6067009329, 6067009330, 6067009331, 6067009332, 6067009333, 6067009334, 6067009335, 6067009336, 6067009601, 6067009608, 6067009609, 6067009610, 6067009611, 6067009612, 6067009614, 6067009616, 6067009617, 6067009618, 6067009622, 6067009632, 6067009633, 6067009634, 6067009635, 6067009637, 6067009639, 6067009640, 6067009641, 6067009642, 6067009643, 6067009644, 6067009645, 6067009646, 6067009647, 6067009648, 6067009649, 6067009650, 6067009651, 6067009652, 6067009653
NA | 112033 | 376.2857 | 581 | 7 | TBD | Low pressure | 2634 | 4067 | 4067 | 0 | Sacramento | 6067000200, 6067000300, 6067000400, 6067000502, 6067000700, 6067000800, 6067001102, 6067001103, 6067001201, 6067001202, 6067001500, 6067001602, 6067001900, 6067002000, 6067002100, 6067002300, 6067002400, 6067002500, 6067002600, 6067005301
NA | 111011 | 1366.75 | 1993.5 | 4 | TBD | Medium pressure | 5467 | 7974 | 7974 | 0 | Peninsula | 6081600100, 6081601601, 6081601901, 6081601902, 6081602001, 6081602002, 6081602100, 6081602201, 6081602202, 6081602300
NA | 111009 | 80 | 114.4286 | 7 | 1 | Medium pressure | 560 | 801 | 801 | 0 | Peninsula | 6081602100, 6081602202, 6081602300, 6081604400, 6081605100, 6081605400, 6081984300
NA | 116018 | 249.8333 | 279.3333 | 6 | TBD | Low pressure | 1499 | 1676 | 1676 | 0 | Stockton | 6077000600, 6077001900, 6077002000
NA | 116021 | 388.8333 | 473.1667 | 6 | TBD | Low pressure | 2333 | 2839 | 2839 | 0 | Stockton | 6077000700, 6077002300, 6077002401
NA | 116016 | 120 | 134.5 | 2 | TBD | Low pressure | 240 | 269 | 269 | 0 | Stockton | 6077000900
NA | 116013 | 66 | 68 | 1 | TBD | Low pressure | 66 | 68 | 68 | 0 | Stockton | 6077000802
NA | 116019 | 130 | 141 | 1 | TBD | Low pressure | 130 | 141 | 141 | 0 | Stockton | 6077001502, 6077001600
NA | 116017 | 156 | 172 | 1 | TBD | Low pressure | 156 | 172 | 172 | 0 | Stockton | 6077001502, 6077001700
NA | 116015 | 220 | 271 | 4 | TBD | Low pressure | 880 | 1084 | 1084 | 0 | Stockton | 6077000402, 6077001300, 6077001400
NA | 116012 | 336 | 394 | 1 | TBD | Low pressure | 336 | 394 | 394 | 0 | Stockton | 6077001600, 6077001700
NA | 108016 | 727.75 | 907.5 | 4 | TBD | Medium pressure | 2911 | 3630 | 3630 | 0 | North Bay | 6055201500, 6055201602, 6055201200, 6055201500, 6055201601, 6055201602, 6055201700
NA | 111013 | 208 | 246.25 | 4 | TBD | Medium pressure | 832 | 985 | 985 | 0 | De Anza | 6085511502, 6085511608, 6085511609, 6085511705, 6085513000
NA | 111014-1 | 131.25 | 373 | 4 | TBD | Medium pressure | 525 | 1492 | 1492 | 0 | De Anza, Peninsula | 6081610202, 6081605300, 6081606100, 6081606300, 6081606800, 6081609500, 6081610000, 6081610100, 6081610201, 6081610202, 6081610203, 6081610302, 6081610500, 6081610601, 6081610602, 6081611500, 6081612500, 6081612600, 6081612900, 6085511608, 6085511609
NA | 111014-2 | 243 | 218 | 1 | TBD | Medium pressure | 243 | 218 | 218 | 0 | De Anza | 6085511608, 6085513000
NA | 108075 | 72 | 12 | 1 | TBD | Medium pressure | 72 | 12 | 12 | 0 | North Bay | 6055200802, 6055201102
NA | 116068 | 110 | 144 | 1 | TBD | Medium pressure | 110 | 144 | 144 | 0 | Stockton | 6077000700, 6077002401
NA | 116011 | 3975.25 | 5053.2083 | 24 | TBD | Medium pressure | 95406 | 121277 | 121277 | 0 | Stockton | 6077000101, 6077000102, 6077000300, 6077000401, 6077000402, 6077000500, 6077000600, 6077000700, 6077000802, 6077000803, 6077000900, 6077001000, 6077001101, 6077001102, 6077001200, 6077001300, 6077001400, 6077001501, 6077001502, 6077001600, 6077001700, 6077001800, 6077001900, 6077002000, 6077002100, 6077002201, 6077002202, 6077002300, 6077002401, 6077002402, 6077002503, 6077002504, 6077002701, 6077002702, 6077002800, 6077003106, 6077003108, 6077003109, 6077003110, 6077003111, 6077003112, 6077003115, 6077003116, 6077003117, 6077003118, 6077003119, 6077003203, 6077003205, 6077003209, 6077003210, 6077003213, 6077003214, 6077003215, 6077003216, 6077003217, 6077003218, 6077003219, 6077003305, 6077003306, 6077003307, 6077003308, 6077003310, 6077003311, 6077003312, 6077003313, 6077003403, 6077003404, 6077003405, 6077003406, 6077003407, 6077003409, 6077003410, 6077003501, 6077003502, 6077003503, 6077003504, 6077003601, 6077003602, 6077003700, 6077003803, 6077003804, 6077003805, 6077003806, 6077003807, 6077003808, 6077003900, 6077004001, 6077004003, 6077004004, 6077004106, 6077004107, 6077004108, 6077004402, 6077004800, 6077005119, 6077005131, 6077005135
NA | 107018 | 6 | 7 | 1 | TBD | Medium pressure | 6 | 7 | 7 | 0 | Mission | 6001450701
NA | 107011 | 13 | 14 | 1 | TBD | Medium pressure | 13 | 14 | 14 | 0 | Mission | 6001450701
NA | 114022 | 1140 | 1222 | 1 | TBD | Medium pressure | 1140 | 1222 | 1222 | 0 | Sierra | 6101050800
NA | 106007 | 851 | 932 | 1 | TBD | Medium pressure | 851 | 932 | 932 | 0 | Kern | 6029003400, 6029003500, 6029003600
NA | 106011 | 1060.75 | 1176.25 | 4 | TBD | Medium pressure | 4243 | 4705 | 4705 | 0 | Kern | 6029003304, 6029003400, 6029003500, 6029003600
NA | 109020 | 808 | 748 | 1 | TBD | Medium pressure | 808 | 748 | 748 | 0 | Sonoma | 6045010900
NA | 114023 | 786.5 | 842.25 | 4 | TBD | Medium pressure | 3146 | 3369 | 3369 | 0 | Sierra | 6101050501, 6101050503, 6101050601, 6101050603, 6101051000
NA | 118028 | 1820 | 1949 | 1 | TBD | Medium pressure | 1820 | 1949 | 1949 | 0 | Central Coast | 6053014110
NA | 112045 | 143 | 148 | 1 | TBD | Medium pressure | 143 | 148 | 148 | 0 | Sacramento | 6101050900
NA | 112030 | 1507 | 1710 | 1 | TBD | Medium pressure | 1507 | 1710 | 1710 | 0 | Sacramento | 6011000301, 6011000302
NA | 116023 | 3171.1429 | 3375.8571 | 7 | TBD | Medium pressure | 22198 | 23631 | 23631 | 0 | Stockton | 6077005208, 6077005211, 6077005212, 6077005213, 6077005214, 6077005215, 6077005216, 6077005217, 6077005218, 6077005219, 6077005220, 6077005223, 6077005224, 6077005225, 6077005303, 6077005307, 6077005308, 6077005311, 6077005312, 6077005403, 6077005405, 6077005406, 6077005502
NA | 116092 | 2571 | 1666 | 1 | TBD | Medium pressure | 2571 | 1666 | 1666 | 0 | Stockton | 6077005502
NA | 116024 | 1493.3333 | 2068 | 3 | TBD | Medium pressure | 4480 | 6204 | 6204 | 0 | Stockton | 6077005214, 6077005303, 6077005307, 6077005309, 6077005310, 6077005311, 6077005405, 6077005406
NA | 112012 | 552 | 1016 | 1 | 1 | Medium pressure | 552 | 1016 | 1016 | 0 | North Bay | 6095252317, 6095252801, 6095252802
NA | 117034 | 139.3333 | 186.1667 | 6 | TBD | Low pressure | 836 | 1117 | 1117 | 0 | Yosemite | 6099003802, 6099003803, 6099003804, 6099003904, 6099003905
NA | 117036 | 2819 | 3588.375 | 8 | TBD | Medium pressure | 22552 | 28707 | 28707 | 0 | Yosemite | 6047000403, 6099003603, 6099003607, 6099003608, 6099003609, 6099003610, 6099003611, 6099003612, 6099003700, 6099003802, 6099003803, 6099003804, 6099003805, 6099003904, 6099003905, 6099003906, 6099003907, 6099003908, 6099003909
NA | 116061 | 3 | 4 | 1 | TBD | Medium pressure | 3 | 4 | 4 | 0 | Stockton | 6077005503
NA | 109062 | 2 | 3 | 1 | TBD | Medium pressure | 2 | 3 | 3 | 0 | Sonoma | 6045010900
NA | 109074 | 79 | 91 | 1 | TBD | Medium pressure | 79 | 91 | 91 | 0 | Sonoma | 6045010900, 6045011300
NA | 109077 | 155 | 161 | 1 | TBD | Medium pressure | 155 | 161 | 161 | 0 | Sonoma | 6045010900
NA | 109079 | 451 | 446 | 1 | TBD | Medium pressure | 451 | 446 | 446 | 0 | Sonoma | 6045010801, 6045010900
NA | 104039 | 9 | 6 | 1 | TBD | Medium pressure | 9 | 6 | 6 | 0 | East Bay | 6001982100
NA | 109014 | 2281.3333 | 3230.6667 | 3 | TBD | Medium pressure | 6844 | 9692 | 9692 | 0 | Sonoma | 6045011300, 6045011400, 6045011501, 6045011502, 6045011600, 6045011700
NA | 112016 | 4241.8571 | 5370.8571 | 7 | TBD | Medium pressure | 29693 | 37596 | 37596 | 0 | North Bay | 6095252915, 6095252903, 6095252904, 6095252908, 6095252909, 6095252910, 6095252911, 6095252912, 6095252913, 6095252914, 6095252915, 6095253000, 6095253101, 6095253105, 6095253106, 6095253107, 6095253108, 6095253201, 6095253203, 6095253205, 6095253206, 6095253207, 6095253208
NA | 112020 | 603.5 | 942 | 2 | TBD | Medium pressure | 1207 | 1884 | 1884 | 0 | North Bay | 6095252904
NA | 108019 | 2942.5714 | 3663.5714 | 7 | TBD | Medium pressure | 20598 | 25645 | 25645 | 0 | North Bay | 6095250701, 6055201003, 6055201004, 6055201005, 6055201006, 6055201007, 6095250601, 6095250604, 6095250605, 6095250701, 6095250801, 6095250900, 6095251000, 6095251100, 6095251400, 6095251500, 6095251600, 6095251802, 6095251803, 6095251804, 6095251901, 6095251902, 6095251903
NA | 108020 | 2188 | 2734.7778 | 9 | TBD | Medium pressure | 19692 | 24613 | 24613 | 0 | North Bay | 6095250103, 6095250104, 6095250105, 6095250106, 6095250200, 6095250300, 6095250400, 6095250501, 6095250502, 6095250701, 6095251000, 6095251100, 6095251200, 6095251300, 6095251400, 6095251500, 6095251600, 6095251701, 6095251702, 6095251802, 6095251901, 6095252103, 6095252104
NA | 118038 | 1473.6667 | 2047.6667 | 3 | TBD | Medium pressure | 4421 | 6143 | 6143 | 0 | Central Coast | 6087110101, 6087110102, 6087110201, 6087110202, 6087110301, 6087110302, 6087110401, 6087110505, 6087123300
NA | 118039 | 1588.8333 | 2056.3333 | 6 | TBD | Medium pressure | 9533 | 12338 | 12338 | 0 | Central Coast | 6087110101, 6087110102, 6087110201, 6087110202, 6087110301, 6087110401, 6087110402, 6087110503, 6087110504, 6087110505, 6087110506, 6087110601, 6087110602, 6087110700, 6087122002, 6087122204, 6087122300, 6087122401, 6087122402, 6087122500, 6087123100, 6087123300
NA | 114021 | 7177.3125 | 8394.5625 | 16 | TBD | Medium pressure | 114837 | 134313 | 134313 | 0 | Sacramento, Sierra | 6061020717, 6061020601, 6061020604, 6061020605, 6061020606, 6061020607, 6061020608, 6061020710, 6061020711, 6061020712, 6061020713, 6061020714, 6061020715, 6061020717, 6061020805, 6061020806, 6061020901, 6061020908, 6061021003, 6061021034, 6061021037, 6061021038, 6061021039, 6061021040, 6061021043, 6061021044, 6061021045, 6061021046, 6061021047, 6061021048, 6061021103, 6061021106, 6061021108, 6061021109, 6061021122, 6061021123, 6061021128, 6061021129, 6061021130, 6061021131, 6061021203, 6061021204, 6061021323, 6061021324, 6061021325, 6061021326, 6061021327, 6061021328, 6061022400, 6061022500, 6061022600, 6061022800, 6061022900, 6061023000, 6061023100, 6061023501, 6061023502, 6061023600, 6061023700, 6061023800, 6067008111, 6067008113, 6067008120, 6067008124, 6067008125, 6067008128, 6067008131, 6067008132, 6067008135, 6067008136, 6067008140, 6067008141, 6067008142, 6067008143, 6067008144, 6067008145, 6067008203, 6067008210
NA | 112025 | 2277.4286 | 2782.1429 | 7 | TBD | Medium pressure | 15942 | 19475 | 19475 | 0 | Sacramento | 6113010102, 6113010103, 6113010104, 6113010105, 6113010201, 6113010203, 6113010204, 6113010310, 6113010312, 6113010313, 6113010314, 6113010315, 6113010402
NA | 110015 | 1706.5 | 1768 | 2 | TBD | Medium pressure | 3413 | 3536 | 3536 | 0 | North Valley | 6089010806, 6089011600, 6089011701, 6089011702, 6089011703
NA | 114024 | 1462 | 1597 | 1 | TBD | Medium pressure | 1462 | 1597 | 1597 | 0 | Sierra | 6101051100, 6115040800
NA | 114027 | 665 | 812 | 1 | TBD | Medium pressure | 665 | 812 | 812 | 0 | Sierra | 6115040701, 6115040702
NA | 109010 | 2005 | 2654 | 1 | TBD | Medium pressure | 2005 | 2654 | 2654 | 0 | Sonoma | 6045010601, 6045010700
NA | 110051 | 2607 | 3401 | 1 | TBD | Medium pressure | 2607 | 3401 | 3401 | 0 | North Valley | 6021010300, 6021010401, 6021010402
NA | 112039 | 2693 | 2976 | 1 | TBD | Medium pressure | 2693 | 2976 | 2976 | 0 | North Bay, Sacramento | 6095252903, 6113011301, 6113011302, 6113011303, 6113011304
NA | 103028 | 6 | 1 | 1 | TBD | Medium pressure | 6 | 1 | 1 | 0 | Diablo | 6013309000, 6013310000
NA | 112019 | 3664.4 | 4680 | 5 | TBD | Medium pressure | 18322 | 23400 | 23400 | 0 | Sacramento | 6113010800, 6113010901, 6113010902, 6113011001, 6113011002, 6113011101, 6113011102, 6113011103, 6113011203, 6113011204, 6113011207, 6113011208, 6113011209, 6113011210, 6113011211
NA | 112032 | 105.5 | 194.5 | 2 | TBD | Low pressure | 211 | 389 | 389 | 0 | Sacramento | 6113010800, 6113010902, 6113011001, 6113011101
NA | 111015 | 1800 | 1842 | 2 | TBD | Medium pressure | 3600 | 3684 | 3684 | 0 | De Anza, Peninsula | 6081613200, 6081613200, 6081613300, 6081613400, 6085511707
NA | 108017 | 375.5 | 526 | 2 | TBD | Medium pressure | 751 | 1052 | 1052 | 0 | North Bay | 6055201200, 6055201300
NA | 114012 | 2393.375 | 3202.625 | 8 | TBD | Medium pressure | 19147 | 25621 | 25621 | 0 | Sierra | 6101050101, 6101050102, 6101050201, 6101050202, 6101050301, 6101050302, 6101050401, 6101050402, 6101050403, 6101050501, 6101050503, 6101050504, 6101050601, 6101050603, 6101050604, 6101051000
NA | Totals or Averages Across All Pressure Districts | 1578.6292 | 1930.6893 | 3.2867 | 73 | NA | 8371.7982 | 11017.172 | 11017.172 | 0 | NA | NA
NA | Calculation Type requested for "Totals or Averages Across All Pressure Districts" | [average] | [average] | [average] | [total] | NA | [average] | [average] | [average] | [average] | NA | NA
NA | PG&E Notes | Calculated as F7 divided by F4 | Calculated as F8 divided by F4 | For the values in "Regulator stations", per instructions provided in the "Directions" tab, PG&E is only reporting the low-pressure and medium-pressure regulator stations inside each pressure district (PG&E's Hydraulically Independent Systems (HIS)). The pressure districts not listed in this column are not fed medium- or low-pressure stations. | For the values in "Regulator stations identified for replacement", the reported counts are for low-pressure and medium-pressure regulator stations listed for replacement unde MAT 50C in 2026 or later as of October 2025. This list will evolve with time and other stations will be added as they are identified and the project life-cycle starts. |  | For the values in "Services served", the data was derived from a snapshot as of October 2025 of the count of services per pressure district. It doesn't constitute an average over multiple years. | For the values in "Meters served", the data was derived from a snapshot as of October 2025 of the count of meters per pressure district. It doesn't constitute an average over multiple years. | For the values in "Core meters served", the data was derived from a snapshot as of October 2025 of the count of meters per pressure districts. It doesn't constitute an average over multiple years. | For the values in "Non-core meters served", the data was derived from a snapshot as of October 2025 of the count of meters per pressure districts. It doesn't constitute an average over multiple years. | For the values in "Operating Districts", the data was derived from a snapshot as of October 2025 of the count of meters per pressure districts. It doesn't constitute an average over multiple years.

## Directions
Summary
a. In the tab “Summary,” provide the rows of information shown. In the first column, provide the Row ID, as shown; in the second column, provide the Program Category, as shown; in the third column, provide the Row Name, as shown; in the fourth column, provide the value, calculated as described in the definition, averaged across 2021 through 2024; and in the fifth column, provide the Definition, as shown.
Costs by Operating District
b. In the tab “Costs by Operating District,” provide the program accomplishments and costs shown (rows), broken down by operating district (columns). In the first four columns, provide the Row ID, Program Category, Row Name and Definition, as shown. Next provide a column for each operating district, with the heading stating the district’s name and ID number, and in it, include only the information for work orders in that operating district. In the last column, provide the information across all operating districts (totals unless definition is an average, in which case provide average across all operating districts).
Pressure Districts
c. In the tab “Pressure Districts,” provide the columns of information shown for all pressure districts operated by the utility, with a row for each pressure district. In the first row, provide the Column Name, as shown; in the second row, provide the Definition, as shown; and in the following rows, provide the current value, calculated or identified as described in the definition. In the last row, provide the information across all pressure districts (totals unless definition is an average, in which case provide average across all pressure districts shown in preceding columns).

## Definitions
1. Definitions
For the data required in this template, use the following definitions unless otherwise stated:
a. Data time period: Annual for calendar years 2021-2024, averaged across these four years.
b. Main and service replacement programs:
i. PG&E: Plastic Pipeline Replacement Program (MAT Code 14D) (which covers aldyl-A); Gas Pipeline Replacement Program (14A) (which covers pre-1941 steel); Reliability Main Replacement Program (50A)
ii. SoCalGas/SDG&E: Vintage Integrity Plastic Plan (within Budget Code 277); Bare Steel Replacement Plan (within 277) (which covers pre-1972 steel without cathodic protection); Main Replacement Programs (252, 253, 255, 267, 278[1])
iii. Southwest Gas: Targeted Pipe Replacement Program (which covers Driscopipe 7000 plastic[2]) (within budget code 9636); Vintage Steel Program (which covers pre-1961 steel) (within 9636 and 9605)
c. Service-only replacement programs:
i. PG&E: Reliability Service Replacement Program (50B)
ii. SoCalGas/SDG&E: Service Replacement Programs (256, 257, 258, 260)
iii. Southwest Gas: Customer-Owned Yard Line Program (school and non-school locations)
iv. Regulator station replacement programs: PG&E: Regulator Station Rebuilds (50C)
v. SoCalGas/SDG&E: rebuilds/replacements within Regulator Stations Program (within budget code 265; exclude non-replacement activities not addressed here)
d. Operating Districts:[3]
i. PG&E: provide name and number of 18 divisions.[4]
ii. SoCalGas: provide name and number of about 50 gas districts.[5]
iii. SDG&E: provide name and number of 5 districts.[6]
iv. Southwest Gas: provide name and number of 7 districts.[7]
e. Work order: Common identifier used by the gas utility to track gas infrastructure work at a given location. For example, the replacement of five adjacent services and the mains serving them typically would be tracked as one work order. The term “project” is also used in this document to refer to a work order.
f. Costs: Provide the costs for all work orders associated with the program, as recorded for the applicable years. That is, state the amount totaled across the program’s work orders. Include costs under the year they were incurred. Include all the costs described in the cost category, regardless of what budget code they are recorded under.
g. Pressure District: Set of customer meters, services and mains that together depends on one or more gas distribution regulator stations, and not on other gas distribution regulator stations.[8] Note that operating districts and pressure districts are not the same.
i. SoCalGas: about 750 pressure systems.[9]
ii. PG&E: about 1200 hydraulically independent systems.[10]
iii. Southwest Gas: Fewer systems due to smaller footprint in California.
h. Pressure Category: Describes the pressure in a pressure district or the outgoing pressure from a regulator station that serves a pressure district.[11]
i. Medium-pressure: pressure of 1 through 60 psig, and the regulator station is not “HPR-type”
ii. Low-pressure: pressure less than 1 psig
[1] Workpaper includes these codes within work group 252. Southern California Gas Company, submitted in SoCalGas General Rate Case A.22-05-015 for years 2024-2027, Work Unit/Activity Level Estimates, SCG-04-CWP-R_Mario_Aguirre-Gas_Distribution_49456.pdf, pp. 45 &ff.
[2] Driscopipe 7000 was installed in 1974-1980. See Prepared Direct Testimony of Kevin Lang on behalf of Southwest Gas Corporation, submitted in Southwest Gas General Rate Case A.22-05-015, August 2019, https://docs.cpuc.ca.gov/PublishedDocs/SupDoc/A1908015/2695/338276400.pdf, p. 5.
[3] Consistent definitions were used for Operating District in Gas System Census Tract Data, filed by gas utilities in response to Administrative Law Judge’s Ruling Seeking Data from Gas Utilities in R.24-09-012, January 13, 14, and 17, 2024, posted on the CPUC’s R.24-09-012 webpage, https://www.cpuc.ca.gov/industries-and-topics/natural-gas/long-term-gas-planning-rulemaking. See definitions in Administrative Law Judge’s Ruling Seeking Revised Data from Gas Utilities in R.20-01-007, September 22, 2022, https://www.cpuc.ca.gov/-/media/cpuc-website/divisions/energy-division/documents/natural-gas/long-term-gas-planning-oir/rulings/revisedgassystemdataruling09212022.pdf, also available on the CPUC’s R.20-01-007 webpage, https://www.cpuc.ca.gov/industries-and-topics/natural-gas/long-term-gas-planning-rulemaking-closed.
[4] PG&E’s 18 Divisions have been reported as: Diablo, East Bay, Mission, Peninsula, De Anza, San Jose, San Francisco, Central Coast, Fresno, Kern, Stockton, Yosemite, North Bay, Sonoma, Humboldt, Northern Valley, Sacramento, and Sierra. For 14A and 14D distribution pipeline replacement contracts, these divisions are used as bid areas, while for some other contract types they may be combined into 8 larger bid areas.
[5] SoCalGas’ 50 districts have been reported as: Orange Coast – Azusa, Anaheim, Alhambra, Aliso Viejo, Downey, Garden Grove, Industry, La Jolla, Pasadena, Santa Ana, Whittier (group 1); Inland – Beaumont, Corona, Chino, Fontana, Murrieta, Ramona, Redlands, Rim Forest, Riverside, San Bernardino (group 2); Inland Desert – Blythe, El Centro, Palm Desert, Yucca Valley (group 3); Lower Los Angeles – 182nd, Belvedere, Crenshaw, Compton, Hollywood, Huntington Park, Juanita, Santa Monica, San Pedro (group 4); Upper Los Angeles/SFV – Branford, Canoga Park, Chatsworth, Glendale, Lancaster, Mojave, Simi Valley, Saticoy, Valencia (group 5); Central Coast - Goleta, Ventura/Oxnard, Santa Barbara, Santa Maria, San Luis Obispo, Templeton (group 6); and San Juaquin Valley – Bakersfield, and Visalia (group 7). The groupings are used for some contract cost purposes.
[6] SDG&E’s five districts are Beach Cities, Eastern, Metro, North Coast, and Northeast.
[7] Southwest Gas’ seven districts are: District 11-Barstow; District 12-Victorville; District 13-Big Bear; District 14-North Lake Tahoe; District 15-Truckee; District 16-South Lake Tahoe; District 19-Needles.
[8] Pressure districts are also discussed in Recommendations for SB 1221 California Natural Gas System Mapping, CPUC Energy Division Staff Proposal, February 20, 2025, https://docs.cpuc.ca.gov/PublishedDocs/Efile/G000/M556/K897/556897432.PDF, p. 15. For additional background on pressure zones, see DeWitte, Tom and Coolidge, Tom, Understanding Pressure Zones, April 2024, https://community.esri.com/t5/gas-and-pipeline-blog/understanding-pressure-zones/ba-p/1416830.
[9] SoCalGas provided pressure district data including meters served and overlapping census tracts per ruling in proceeding R.20-01-007, now available as “demand nodes csv” and “May 20 demand nodes csv” on the “Long Term Gas Planning Rulemaking-Closed” webpage, https://www.cpuc.ca.gov/industries-and-topics/natural-gas/long-term-gas-planning-rulemaking-closed.
[10] Recommendations for SB 1221 California Natural Gas System Mapping, p. 15. See also Gas System Census Tract Data Notes, filed by PG&E in response to Administrative Law Judge’s Ruling Seeking Data from Gas Utilities in R.24-09-012, January 13, 2024, https://www.cpuc.ca.gov/-/media/cpuc-website/divisions/energy-division/documents/natural-gas/long-term-gas-planning-oir/pge/gassystemcensustractdatanotes_pgne.pdf, p. B-18, also posted on the CPUC’s R.24-09-012 webpage, https://www.cpuc.ca.gov/industries-and-topics/natural-gas/long-term-gas-planning-rulemaking.
[11] Exclude HPR-type regulators from this analysis. “HPR-type” means reduces to pressure of 1 through 60 psig and is an “HPR-type” regulator station or a district served by such a station. “HPR-type” refers to a regulator station that uses any of the following spring-operated regulators: Fisher 621, Fisher 627, Fisher 630, Reliance Model HPR 10, Reliance Model HPR 20, Reliance Model HPR 268, Rockwell 141, Rockwell 141A, Rockwell 041, Sprague/Itron B35. HPR-type regulators are excluded because they are smaller and simpler than medium-pressure and low-pressure regulators. These definitions align with regulator station categories proposed in Appendix B Direction to Utilities Draft for Comment, https://docs.cpuc.ca.gov/PublishedDocs/Efile/G000/M556/K897/556897318.PDF. Transmission-level regulator stations are not included.
Note on B16: [Threaded comment] Your version of Excel allows you to read this threaded comment; however, any edits to it will get removed if the file is opened in a newer version of Excel. Learn more: https://go.microsoft.com/fwlink/?linkid=870924 Comment: Because terms like “district” can refer to different sizes and be so confusing, and utilities may be tempted to use different ones, I think it’s useful to list them in the footnotes.

## Definitions of Other Misc Costs
Cost Group | Cost Category | Definition
Other Misc Costs | Fleet | Use of utility-owned vehicles.
Other Misc Costs | Permitting | Costs of acquiring local permits.
Other Misc Costs | AFUDC | Allowance funds used during construction. Refers to the costs of construction-related borrowing.
Other Misc Costs | Land | Payments for easements or right-of-way.
Other Misc Costs | Other | Include utility-owned and utility-rented building and facilities overhead; taxes other than payroll; discounts from contractors; minor materials, e.g. fuel, office supplies and safety equipment; shipping and hazardous waste costs; and other minor costs associated with these activities. Also include these gas distribution replacement activities’ share of the cost of capital tools, e.g., pipe cutting and tapping equipment.
Other Misc Costs | Administrative & General Costs | Exclude permitting. Include other capitalized A&G costs. Note this tends to be a relatively large category.