## Cover
Preliminary RA 2026 Year-Ahead Slice of Day (SOD) Forecast Summary Tables
Description of Workbook tabs
1. Hourly Reference Forecast
This tab shows the translation of the adopted 2024 IEPR forecast to the CPUC-jurisdictional reference forecast.
The IFOM Storage Credit and LMDR credits are CPUC-approved load credits which are not already accounted for in the adopted IEPR forecast.
Estimated POU Load is CEC staff's estimate of non-CPUC-jurisdictional load in each TAC based on analysis of historic hourly loads and submitted year-ahead forecasts.
IOU/CCA Reference is the combined total of CCA and IOU load used for the LSE Type pro-rata step.
Direct Access Reference is the total direct access load used for the LSE Type pro-rata step.
CPUC Jurisdictional Reference adjusted for Load Modifier Credits is the CPUC-jurisdictional reference forecast used in the LSE forecast adjustment calculations.
Source for the adopted CED 2024 Peak Forecast:
https://efiling.energy.ca.gov/GetDocument.aspx?tn=262286
2. Monthly Peak by Jurisdiction
This tab shows the CED 2024 coincident peak forecast disaggregated by jurisdiction type (CPUC or POU), and compares the reference forecasts to the final year-ahead forecasts.
3. Summary of SOD Forecasts
This tab shows the initial (July 2025) aggregate submitted and adjusted CPUC-jurisdictional Slice of Day forecasts for the day of the monthly system peak, including adjustment components.
Field definitions are as follows:
Rank of Hour: Rank of CEC forecast of hourly load within the month, where 1 is the hour of the monthly system peak.
Submitted Hourly Forecast: The final forecast received from LSEs in April or May 2025 .
LSE-Specfic Adjustments: These adjust the LSE’s submitted hourly forecast to be consistent with expected loads based on analysis of LSE-specific data, including recorded hourly loads, weather-adjusted peaks, and load migration data.
Transmission & UFE Losses: Loss factors were applied after adding LSE-specific adustments to the submitted forecast in the availability assesment hours as defined by the CAISO for 2026.
Coincidence Adjustment: Credit for additional coincidence beyond the within-day coincidence already reflected in the LSE's hourly forecast.
Load Credits: Includes credits for incremental public goods program impacts, eligible load modifying demand response programs, and in-front-of-the-meter utility-owned storage in SCE.
LSE Type Pro-Rata: Staff estimated separate reference forecasts for aggregate direct access load, and the total of CCA and IOU load. An intermediate pro-rata adjustment was applied to bring the sum of each load type to within 5% of the applicable reference forecast.
Final Pro-Rata Adjustment: Adjustment to bring the sum of the adjusted LSE forecasts to within 1% of the CEC reference forecast.
Final Adjusted Forecast: Sum of columns D through J and is the forecast to be used for RA compliance.
2025-07-28
Lynn Marshall
Energy Assessments Division
California Energy Commission
Lynn.Marshall@energy.ca.gov

## 1. Hourly Reference Forecast
Disaggregation of CEC Hourly Forecast for Day of Monthly CAISO Peak to Jurisdiction Type (MW)
CED 2024 Planning Scenario, Forecast for 2026, Coincident with CAISO Monthly Peak
TAC | MONTH | DAY | HOUR | Rank of Hour | CED 2024 MANAGED NET LOAD | IFOM Storage Credit | CED 2024 Pumping | Estimated nonpumping POU Load | POUSHARE | CPUC Jurisdictional Reference | LMDR Credit | TotLMDR | CPUC Jurisdictional Reference adjusted for Load Modifier Credits | IOU/CCA Reference | Direct Access Reference | PrelimSAHourlyRef ra 2025 | deltaover24 | PrelimSAHourlyRefwLM RA 2025
PGE | 1 | 28 | 1 | 13 | 11750 | 0 | 471 | 1219.583 | 0.10813 | 10059.417 | 0.76249 | 0.76249 | 10058.6545 | 8952.52 | 1106.9 | 8796.71 | -909.87 | 8796.71
PGE | 1 | 28 | 2 | 16 | 11389 | 0 | 550 | 1186.62 | 0.10948 | 9652.38 | 0.78053 | 0.78053 | 9651.5995 | 8555 | 1097.38 | 8285.85 | -1092.04 | 8285.85
PGE | 1 | 28 | 3 | 19 | 11111 | 0 | 575 | 1160.3729 | 0.11013 | 9375.6271 | 0.50822 | 0.50822 | 9375.1189 | 8283.15 | 1092.48 | 7933.69 | -1095.49 | 7933.69
PGE | 1 | 28 | 4 | 20 | 10985 | 0 | 552 | 1151.947 | 0.11041 | 9281.053 | 0.26667 | 0.26667 | 9280.7863 | 8179.83 | 1101.23 | 7821.44 | -1158.77 | 7821.44
PGE | 1 | 28 | 5 | 18 | 11124 | 0 | 475 | 1180.1943 | 0.11083 | 9468.8057 | -0.0055655 | -0.0055655 | 9468.8112 | 8338.53 | 1130.28 | 8105.18 | -1076.47 | 8105.18
PGE | 1 | 28 | 6 | 14 | 11661 | 0 | 367 | 1233.6018 | 0.10923 | 10060.3982 | 0.079479 | 0.079479 | 10060.3187 | 8874.04 | 1186.36 | 8866.56 | -958.41 | 8866.56
PGE | 1 | 28 | 7 | 8 | 12710 | 0 | 269 | 1296.4408 | 0.10421 | 11144.5592 | -0.081336 | -0.081336 | 11144.6406 | 9885.06 | 1259.5 | 10213.19 | -1146.15 | 10213.19
PGE | 1 | 28 | 8 | 5 | 13418 | 0 | 262 | 1335.2952 | 0.1015 | 11820.7048 | 0.24929 | 0.24929 | 11820.4555 | 10514.59 | 1306.12 | 11009.73 | -1278.12 | 11009.73
PGE | 1 | 28 | 9 | 7 | 12998 | 0 | 258 | 1368.7584 | 0.10744 | 11371.2416 | 0.19215 | 0.19215 | 11371.0495 | 10046.59 | 1324.65 | 10727.81 | -900.4 | 10727.81
PGE | 1 | 28 | 10 | 12 | 11956 | 0 | 264 | 1375.3813 | 0.11763 | 10316.6187 | 0.32864 | 0.32864 | 10316.2901 | 8997.59 | 1319.03 | 9825.95 | -681.8 | 9825.95
PGE | 1 | 28 | 11 | 17 | 10788 | 0 | 271 | 1339.1294 | 0.12733 | 9177.8706 | 0.13367 | 0.13367 | 9177.7369 | 7867.89 | 1309.98 | 8810.32 | -957.43 | 8810.32
PGE | 1 | 28 | 12 | 22 | 9802 | 0 | 278 | 1295.4034 | 0.13601 | 8228.5966 | 0.092243 | 0.092243 | 8228.5043 | 6922.49 | 1306.1 | 7825.09 | -1239.49 | 7825.09
PGE | 1 | 28 | 13 | 24 | 9427 | 0 | 298 | 1283.1899 | 0.14056 | 7845.8101 | -0.12637 | -0.12637 | 7845.9365 | 6540.52 | 1305.29 | 7437.63 | -1231.93 | 7437.63
PGE | 1 | 28 | 14 | 23 | 9466 | 0 | 322 | 1281.5571 | 0.14015 | 7862.4429 | -0.14765 | -0.14765 | 7862.5906 | 6554.44 | 1308 | 7367.45 | -1409.79 | 7367.45
PGE | 1 | 28 | 15 | 21 | 9861 | 0 | 323 | 1270.5535 | 0.13321 | 8267.4465 | 0.084538 | 0.084538 | 8267.362 | 6962.68 | 1304.77 | 7700.82 | -1630.08 | 7691.36
PGE | 1 | 28 | 16 | 15 | 10767 | 0 | 269 | 1270.7881 | 0.12105 | 9227.2119 | 0.21747 | 0.21747 | 9226.9944 | 7920.47 | 1306.74 | 8508.88 | -1738.79 | 8499.42
PGE | 1 | 28 | 17 | 9 | 12057 | 0 | 180 | 1287.1691 | 0.10837 | 10589.8309 | 6.8543 | 6.8543 | 10582.9766 | 9239.62 | 1350.21 | 9829.45 | -1698.22 | 9819.99
PGE | 1 | 28 | 18 | 2 | 13447 | 0 | 161 | 1336.7917 | 0.10062 | 11949.2083 | 7.0552 | 7.0552 | 11942.1531 | 10601.76 | 1347.45 | 11322.5 | -1835.8 | 11313.05
PGE | 1 | 28 | 19 | 1 | 13807 | 0 | 163 | 1342.9228 | 0.098426 | 12301.0772 | 6.9121 | 6.9121 | 12294.1651 | 10987.25 | 1313.83 | 11732.03 | -2002.42 | 11722.57
PGE | 1 | 28 | 20 | 3 | 13608 | 0 | 166 | 1325.2595 | 0.098591 | 12116.7405 | 6.47 | 6.47 | 12110.2705 | 10831.56 | 1285.18 | 11607.18 | -1878.41 | 11607.18
PGE | 1 | 28 | 21 | 4 | 13332 | 0 | 179 | 1305.8432 | 0.099281 | 11847.1568 | 5.8795 | 5.8795 | 11841.2773 | 10583.16 | 1264 | 11284.48 | -1653.47 | 11284.48
PGE | 1 | 28 | 22 | 6 | 13002 | 0 | 219 | 1280.0272 | 0.10014 | 11502.9728 | -0.75294 | -0.75294 | 11503.7257 | 10291.43 | 1211.54 | 10861.07 | -1409.26 | 10861.07
PGE | 1 | 28 | 23 | 10 | 12384 | 0 | 285 | 1258.8968 | 0.10405 | 10840.1032 | -0.063201 | -0.063201 | 10840.1664 | 9661.43 | 1178.68 | 10237.67 | -1107.13 | 10237.67
PGE | 1 | 28 | 24 | 11 | 11907 | 0 | 339 | 1251.702 | 0.1082 | 10316.298 | 0.069614 | 0.069614 | 10316.2284 | 9161.05 | 1155.25 | 9628.92 | -746.34 | 9628.92
PGE | 2 | 11 | 1 | 12 | 11323 | 0 | 417 | 1254.4136 | 0.11502 | 9651.5864 | 0.73641 | 0.73641 | 9650.85 | 8528.82 | 1122.77 | 9016.6 | -406.71 | 9016.6
PGE | 2 | 11 | 2 | 16 | 10904 | 0 | 494 | 1210.6013 | 0.11629 | 9199.3987 | 0.76444 | 0.76444 | 9198.6343 | 8088.05 | 1111.35 | 8519.7 | -475.65 | 8519.7
PGE | 2 | 11 | 3 | 19 | 10533 | 0 | 539 | 1176.6627 | 0.11774 | 8817.3373 | 0.49546 | 0.49546 | 8816.8418 | 7713.05 | 1104.29 | 8104.99 | -680.34 | 8104.99
PGE | 2 | 11 | 4 | 21 | 10427 | 0 | 518 | 1173.1746 | 0.11839 | 8735.8254 | 0.25606 | 0.25606 | 8735.5694 | 7626.34 | 1109.48 | 8012.68 | -690.93 | 8012.68
PGE | 2 | 11 | 5 | 17 | 10661 | 0 | 437 | 1210.8527 | 0.11843 | 9013.1473 | -0.0095227 | -0.0095227 | 9013.1568 | 7873.79 | 1139.36 | 8332.47 | -555.54 | 8332.47
PGE | 2 | 11 | 6 | 14 | 11209 | 0 | 340 | 1265.9763 | 0.11648 | 9603.0237 | 0.079601 | 0.079601 | 9602.9441 | 8406.41 | 1196.61 | 9136.05 | -368.32 | 9136.05
PGE | 2 | 11 | 7 | 7 | 12254 | 0 | 245 | 1334.6288 | 0.11114 | 10674.3712 | -0.077958 | -0.077958 | 10674.4492 | 9403.12 | 1271.25 | 10417.43 | -532.29 | 10417.43
PGE | 2 | 11 | 8 | 6 | 12790 | 0 | 240 | 1363.6913 | 0.10866 | 11186.3087 | 0.24736 | 0.24736 | 11186.0614 | 9877 | 1309.31 | 11164.32 | -608.48 | 11164.32
PGE | 2 | 11 | 9 | 9 | 12090 | 0 | 242 | 1326.2117 | 0.11194 | 10521.7883 | 0.18747 | 0.18747 | 10521.6008 | 9194.88 | 1326.9 | 10526.51 | -391.78 | 10526.51
PGE | 2 | 11 | 10 | 13 | 10936 | 0 | 270 | 1219.3895 | 0.11432 | 9446.6105 | 0.32207 | 0.32207 | 9446.2884 | 8118.4 | 1328.21 | 9446.53 | -400.56 | 9446.53
PGE | 2 | 11 | 11 | 18 | 9857 | 0 | 299 | 1109.3056 | 0.11606 | 8448.6944 | 0.12823 | 0.12823 | 8448.5662 | 7120.77 | 1327.93 | 8441 | -624.14 | 8441
PGE | 2 | 11 | 12 | 23 | 9072 | 0 | 310 | 1017.7668 | 0.11616 | 7744.2332 | 0.093122 | 0.093122 | 7744.1401 | 6418.28 | 1325.95 | 7586.54 | -875.37 | 7586.54
PGE | 2 | 11 | 13 | 24 | 8740 | 0 | 309 | 986.6692 | 0.11703 | 7444.3308 | -0.12046 | -0.12046 | 7444.4513 | 6117.65 | 1326.68 | 7244.66 | -982.52 | 7244.66
PGE | 2 | 11 | 14 | 22 | 8775 | 0 | 329 | 988.3751 | 0.11702 | 7457.6249 | -0.14275 | -0.14275 | 7457.7676 | 6132.73 | 1324.89 | 7142.02 | -1199.7 | 7142.02
PGE | 2 | 11 | 15 | 20 | 9198 | 0 | 320 | 1053.2853 | 0.11864 | 7824.7147 | 0.086125 | 0.086125 | 7824.6286 | 6507.9 | 1316.81 | 7369.97 | -1464.49 | 7360.1
PGE | 2 | 11 | 16 | 15 | 10065 | 0 | 266 | 1119.6217 | 0.11426 | 8679.3783 | 0.21783 | 0.21783 | 8679.1604 | 7368.58 | 1310.8 | 8082.07 | -1655.04 | 8072.19
PGE | 2 | 11 | 17 | 8 | 11335 | 0 | 174 | 1216.2471 | 0.10897 | 9944.7529 | 6.7069 | 6.7069 | 9938.0461 | 8597.69 | 1347.06 | 9448.3 | -1581.31 | 9438.43
PGE | 2 | 11 | 18 | 3 | 12642 | 0 | 162 | 1295.9403 | 0.10384 | 11184.0597 | 6.7949 | 6.7949 | 11177.2648 | 9836.68 | 1347.38 | 10849.92 | -1510.17 | 10840.04
PGE | 2 | 11 | 19 | 1 | 13342 | 0 | 153 | 1338.0781 | 0.10145 | 11850.9219 | 6.7563 | 6.7563 | 11844.1656 | 10525.49 | 1325.43 | 11590.02 | -1635.79 | 11580.14
PGE | 2 | 11 | 20 | 2 | 13145 | 0 | 154 | 1322.3794 | 0.10179 | 11668.6206 | 6.3839 | 6.3839 | 11662.2367 | 10372.01 | 1296.61 | 11570.94 | -1477.44 | 11570.94
PGE | 2 | 11 | 21 | 4 | 12823 | 0 | 162 | 1296.5236 | 0.1024 | 11364.4764 | 5.8145 | 5.8145 | 11358.6619 | 10093.44 | 1271.04 | 11242.23 | -1376.44 | 11242.23
PGE | 2 | 11 | 22 | 5 | 12445 | 0 | 201 | 1266.3271 | 0.10342 | 10977.6729 | -0.69895 | -0.69895 | 10978.3719 | 9761.71 | 1215.96 | 10772.97 | -1247.18 | 10772.97
PGE | 2 | 11 | 23 | 10 | 11868 | 0 | 284 | 1240.3445 | 0.10707 | 10343.6555 | -0.056288 | -0.056288 | 10343.7118 | 9163.46 | 1180.19 | 10157.24 | -871.55 | 10157.24
PGE | 2 | 11 | 24 | 11 | 11530 | 0 | 343 | 1254.9675 | 0.11218 | 9932.0325 | 0.062363 | 0.062363 | 9931.9701 | 8779.29 | 1152.74 | 9580.14 | -455.52 | 9580.14
PGE | 3 | 18 | 1 | 14 | 11344 | 0 | 593 | 1283.1797 | 0.11935 | 9467.8203 | 0.71626 | 0.71626 | 9467.104 | 8328.6 | 1139.22 | 8250.41 | -663.31 | 8250.41
PGE | 3 | 18 | 2 | 17 | 10943 | 0 | 631 | 1233.8075 | 0.11965 | 9078.1925 | 0.73891 | 0.73891 | 9077.4536 | 7948.92 | 1129.27 | 7815.21 | -719.2 | 7815.21
PGE | 3 | 18 | 3 | 20 | 10636 | 0 | 566 | 1207.7905 | 0.11994 | 8862.2095 | 0.48584 | 0.48584 | 8861.7236 | 7734.57 | 1127.64 | 7528.62 | -856.11 | 7528.62
PGE | 3 | 18 | 4 | 19 | 10673 | 0 | 525 | 1236.0777 | 0.12181 | 8911.9223 | 0.24964 | 0.24964 | 8911.6727 | 7769.2 | 1142.72 | 7687.97 | -714.6 | 7687.97
PGE | 3 | 18 | 5 | 16 | 10990 | 0 | 408 | 1264.8287 | 0.11953 | 9317.1713 | -0.010114 | -0.010114 | 9317.1814 | 8133.45 | 1183.72 | 8134.08 | -758.73 | 8134.08
PGE | 3 | 18 | 6 | 11 | 11863 | 0 | 293 | 1383.1776 | 0.11955 | 10186.8224 | 0.081013 | 0.081013 | 10186.7414 | 8947.64 | 1239.18 | 9048.46 | -813.94 | 9048.46
PGE | 3 | 18 | 7 | 6 | 12849 | 0 | 240 | 1418.8681 | 0.11253 | 11190.1319 | -0.075657 | -0.075657 | 11190.2075 | 9892.94 | 1297.19 | 10142.29 | -858.79 | 10142.29
PGE | 3 | 18 | 8 | 7 | 12735 | 0 | 222 | 1416.9878 | 0.11324 | 11096.0122 | 0.22231 | 0.22231 | 11095.7899 | 9771.89 | 1324.12 | 10201.31 | -488.18 | 10201.31
PGE | 3 | 18 | 9 | 12 | 11848 | 0 | 234 | 1445.7281 | 0.12448 | 10168.2719 | 0.16953 | 0.16953 | 10168.1024 | 8831.22 | 1337.05 | 9520.47 | -34.78 | 9520.47
PGE | 3 | 18 | 10 | 15 | 10759 | 0 | 268 | 1463.0054 | 0.13945 | 9027.9946 | 0.31454 | 0.31454 | 9027.6801 | 7686.8 | 1341.19 | 8600.65 | 185.99 | 8600.65
PGE | 3 | 18 | 11 | 22 | 9788 | 0 | 286 | 1431.806 | 0.15068 | 8070.194 | 0.12979 | 0.12979 | 8070.0642 | 6727.27 | 1342.93 | 7734.74 | 166.97 | 7734.74
PGE | 3 | 18 | 12 | 24 | 9265 | 0 | 283 | 1341.1076 | 0.14931 | 7640.8924 | 0.094435 | 0.094435 | 7640.798 | 6293.01 | 1347.89 | 7394.34 | 343.82 | 7394.34
PGE | 3 | 18 | 13 | 23 | 9211 | 0 | 285 | 1361.3193 | 0.15251 | 7564.6807 | -0.12755 | -0.12755 | 7564.8082 | 6212.71 | 1351.97 | 7336.33 | 353.27 | 7336.33
PGE | 3 | 18 | 14 | 21 | 9410 | 0 | 279 | 1375.3879 | 0.15063 | 7755.6121 | -0.159 | -0.159 | 7755.7711 | 6404.72 | 1350.89 | 7590.92 | 357.38 | 7590.92
PGE | 3 | 18 | 15 | 18 | 9775 | 0 | 262 | 1345.0796 | 0.14139 | 8167.9204 | 0.097558 | 0.097558 | 8167.8228 | 6827.55 | 1340.37 | 8006.7 | 268.65 | 8006.7
PGE | 3 | 18 | 16 | 13 | 10506 | 0 | 212 | 1383.6864 | 0.13442 | 8910.3136 | 0.26591 | 0.26591 | 8910.0477 | 7579.37 | 1330.94 | 8801 | 237.03 | 8801
PGE | 3 | 18 | 17 | 8 | 11698 | 0 | 175 | 1429.5196 | 0.12406 | 10093.4804 | 7.1407 | 7.1407 | 10086.3397 | 8766.7 | 1326.78 | 9942.25 | 157.34 | 9933.67
PGE | 3 | 18 | 18 | 4 | 12966 | 0 | 163 | 1429.1071 | 0.11162 | 11373.8929 | 7.0496 | 7.0496 | 11366.8433 | 10020.43 | 1353.46 | 10944.31 | -160.49 | 10935.73
PGE | 3 | 18 | 19 | 1 | 13738 | 0 | 161 | 1433.0394 | 0.10555 | 12143.9606 | 6.6809 | 6.6809 | 12137.2797 | 10804.79 | 1339.17 | 11490.17 | -641.61 | 11481.59
PGE | 3 | 18 | 20 | 2 | 13597 | 0 | 162 | 1411.6979 | 0.10508 | 12023.3021 | 6.321 | 6.321 | 12016.9811 | 10712.81 | 1310.49 | 11589.75 | -600.49 | 11581.17
PGE | 3 | 18 | 21 | 3 | 13227 | 0 | 176 | 1381.6114 | 0.10586 | 11669.3886 | 5.8149 | 5.8149 | 11663.5737 | 10388.85 | 1280.53 | 11088.35 | -729.96 | 11079.77
PGE | 3 | 18 | 22 | 5 | 12742 | 0 | 238 | 1341.5139 | 0.10729 | 11162.4861 | -0.69651 | -0.69651 | 11163.1826 | 9941.48 | 1221 | 10422.26 | -560.48 | 10422.26
PGE | 3 | 18 | 23 | 9 | 12265 | 0 | 322 | 1330.4515 | 0.1114 | 10612.5485 | -0.057068 | -0.057068 | 10612.6056 | 9424.22 | 1188.33 | 9807.25 | -234.79 | 9807.25
PGE | 3 | 18 | 24 | 10 | 11964 | 0 | 448 | 1361.5028 | 0.11823 | 10154.4972 | 0.063084 | 0.063084 | 10154.4341 | 8989.5 | 1165 | 9264.36 | -252.35 | 9264.36
PGE | 4 | 22 | 1 | 14 | 11497 | 0 | 533 | 1336.7594 | 0.12192 | 9627.2406 | 0.79282 | 0.79282 | 9626.4478 | 8437.92 | 1189.32 | 8707.63 | -462.89 | 8707.63
PGE | 4 | 22 | 2 | 18 | 11061 | 0 | 548 | 1305.2549 | 0.12416 | 9207.7451 | 0.75479 | 0.75479 | 9206.9903 | 8031.46 | 1176.28 | 8215.32 | -571.57 | 8215.32
PGE | 4 | 22 | 3 | 20 | 10782 | 0 | 541 | 1283.6032 | 0.12534 | 8957.3968 | 0.48827 | 0.48827 | 8956.9086 | 7777.24 | 1180.16 | 7911.99 | -667.46 | 7911.99
PGE | 4 | 22 | 4 | 19 | 10753 | 0 | 503 | 1289.2929 | 0.12578 | 8960.7071 | 0.24503 | 0.24503 | 8960.4621 | 7750.88 | 1209.82 | 7939.2 | -775.97 | 7939.2
PGE | 4 | 22 | 5 | 17 | 11033 | 0 | 393 | 1344.4062 | 0.12635 | 9295.5938 | -0.013855 | -0.013855 | 9295.6076 | 8033.28 | 1262.31 | 8247.31 | -992.49 | 8247.31
PGE | 4 | 22 | 6 | 13 | 11716 | 0 | 264 | 1404.3371 | 0.12263 | 10047.6629 | 0.081318 | 0.081318 | 10047.5815 | 8736.54 | 1311.12 | 8949.41 | -1133.7 | 8949.41
PGE | 4 | 22 | 7 | 11 | 11906 | 0 | 234 | 1443.6931 | 0.12369 | 10228.3069 | -0.07258 | -0.07258 | 10228.3794 | 8885.6 | 1342.71 | 9199.39 | -1234.99 | 9199.39
PGE | 4 | 22 | 8 | 12 | 11433 | 0 | 227 | 1494.3849 | 0.13336 | 9711.6151 | 0.21263 | 0.21263 | 9711.4025 | 8347.81 | 1363.81 | 8891.83 | -778.56 | 8891.83
PGE | 4 | 22 | 9 | 15 | 10483 | 0 | 248 | 1490.3736 | 0.14562 | 8744.6264 | 0.16155 | 0.16155 | 8744.4648 | 7361.38 | 1383.24 | 8187.48 | -566.23 | 8187.48
PGE | 4 | 22 | 10 | 22 | 9488 | 0 | 256 | 1463.5359 | 0.15853 | 7768.4641 | 0.30125 | 0.30125 | 7768.1628 | 6357.18 | 1411.28 | 7518.31 | -651.78 | 7518.31
PGE | 4 | 22 | 11 | 24 | 8885 | 0 | 274 | 1449.9945 | 0.16839 | 7161.0055 | 0.12201 | 0.12201 | 7160.8835 | 5722.67 | 1438.34 | 7148.64 | -697.26 | 7148.64
PGE | 4 | 22 | 12 | 23 | 8744 | 0 | 269 | 1462.0636 | 0.17251 | 7012.9364 | 0.094964 | 0.094964 | 7012.8415 | 5551.89 | 1461.05 | 6997.52 | -739.41 | 6997.52
PGE | 4 | 22 | 13 | 21 | 8962 | 0 | 254 | 1480.0917 | 0.16997 | 7227.9083 | -0.12913 | -0.12913 | 7228.0374 | 5752.02 | 1475.89 | 7217.17 | -748.28 | 7217.17
PGE | 4 | 22 | 14 | 16 | 9516 | 0 | 244 | 1505.4611 | 0.16237 | 7766.5389 | -0.17662 | -0.17662 | 7766.7155 | 6286.14 | 1480.4 | 7746.17 | -622.78 | 7746.17
PGE | 4 | 22 | 15 | 10 | 10399 | 0 | 236 | 1551.4832 | 0.15266 | 8611.5168 | 0.11456 | 0.11456 | 8611.4022 | 7136.39 | 1475.12 | 8513.15 | -498.42 | 8513.15
PGE | 4 | 22 | 16 | 8 | 11452 | 0 | 190 | 1579.3043 | 0.14023 | 9682.6957 | 0.31073 | 0.31073 | 9682.385 | 8217.37 | 1465.32 | 9492.82 | -499.85 | 9492.82
PGE | 4 | 22 | 17 | 5 | 12833 | 0 | 155 | 1586.3495 | 0.12513 | 11091.6505 | 9.0052 | 9.0052 | 11082.6453 | 9644.13 | 1447.52 | 10816.06 | -375.45 | 10806.44
PGE | 4 | 22 | 18 | 3 | 14140 | 0 | 146 | 1568.5532 | 0.11209 | 12425.4468 | 8.8919 | 8.8919 | 12416.5549 | 10976.21 | 1449.24 | 12099.24 | -167.41 | 12089.61
PGE | 4 | 22 | 19 | 1 | 14657 | 0 | 152 | 1538.6938 | 0.10608 | 12966.3062 | 8.5408 | 8.5408 | 12957.7654 | 11542.03 | 1424.28 | 12527.31 | -413.43 | 12517.69
PGE | 4 | 22 | 20 | 2 | 14666 | 0 | 154 | 1517.8785 | 0.10459 | 12994.1215 | 7.9319 | 7.9319 | 12986.1895 | 11608.35 | 1385.77 | 12679.97 | -667.05 | 12670.35
PGE | 4 | 22 | 21 | 4 | 14116 | 0 | 172 | 1472.6681 | 0.10561 | 12471.3319 | 7.2635 | 7.2635 | 12464.0684 | 11132.23 | 1339.1 | 12006.27 | -679.71 | 11996.65
PGE | 4 | 22 | 22 | 6 | 13323 | 0 | 235 | 1425.637 | 0.10893 | 11662.363 | -0.7924 | -0.7924 | 11663.1554 | 10402.31 | 1260.06 | 11080.51 | -566.74 | 11080.51
PGE | 4 | 22 | 23 | 7 | 12701 | 0 | 327 | 1413.0632 | 0.1142 | 10960.9368 | -0.053851 | -0.053851 | 10960.9907 | 9736.27 | 1224.66 | 10255.1 | -318.3 | 10255.1
PGE | 4 | 22 | 24 | 9 | 12360 | 0 | 453 | 1384.2057 | 0.11625 | 10522.7943 | 0.057005 | 0.057005 | 10522.7373 | 9324.71 | 1198.08 | 9529.12 | -347.59 | 9529.12
PGE | 5 | 27 | 1 | 12 | 12281 | 0 | 515 | 1296.8968 | 0.11022 | 10469.1032 | 0.79842 | 0.79842 | 10468.3047 | 9265.47 | 1203.63 | 9749.22 | -1071.74 | 9749.22
PGE | 5 | 27 | 2 | 16 | 11740 | 0 | 574 | 1253.3587 | 0.11225 | 9912.6413 | 0.76717 | 0.76717 | 9911.8741 | 8722.32 | 1190.32 | 9160.19 | -1148.97 | 9160.19
PGE | 5 | 27 | 3 | 19 | 11418 | 0 | 579 | 1236.3651 | 0.11407 | 9602.6349 | 0.4781 | 0.4781 | 9602.1568 | 8409.92 | 1192.71 | 8751.37 | -1279 | 8751.37
PGE | 5 | 27 | 4 | 20 | 11339 | 0 | 550 | 1247.6759 | 0.11564 | 9541.3241 | 0.21644 | 0.21644 | 9541.1076 | 8319.32 | 1222 | 8673.32 | -1459.99 | 8673.32
PGE | 5 | 27 | 5 | 17 | 11582 | 0 | 427 | 1296.8945 | 0.11626 | 9858.1055 | -0.041174 | -0.041174 | 9858.1467 | 8583.81 | 1274.29 | 9025.56 | -1471.95 | 9025.56
PGE | 5 | 27 | 6 | 14 | 12000 | 0 | 317 | 1323.5669 | 0.11329 | 10359.4331 | 0.078775 | 0.078775 | 10359.3543 | 9037.21 | 1322.22 | 9518.64 | -1440.76 | 9518.64
PGE | 5 | 27 | 7 | 11 | 12261 | 0 | 297 | 1419.2823 | 0.11863 | 10544.7177 | -0.041507 | -0.041507 | 10544.7592 | 9176.89 | 1367.83 | 9963.48 | -1002.96 | 9963.48
PGE | 5 | 27 | 8 | 13 | 11987 | 0 | 298 | 1471.2624 | 0.12587 | 10217.7376 | 0.21065 | 0.21065 | 10217.527 | 8815.87 | 1401.86 | 9996.61 | -409.86 | 9996.61
PGE | 5 | 27 | 9 | 15 | 11426 | 0 | 301 | 1496.425 | 0.13451 | 9628.575 | 0.14258 | 0.14258 | 9628.4324 | 8196.6 | 1431.98 | 9723.6 | -106.67 | 9723.6
PGE | 5 | 27 | 10 | 21 | 10802 | 0 | 287 | 1494.9155 | 0.14217 | 9020.0845 | 0.23665 | 0.23665 | 9019.8478 | 7556.75 | 1463.34 | 9378.31 | -75.2 | 9378.31
PGE | 5 | 27 | 11 | 23 | 10466 | 0 | 275 | 1485.0784 | 0.14572 | 8705.9216 | 0.10028 | 0.10028 | 8705.8214 | 7216.05 | 1489.87 | 9233.17 | -69 | 9233.17
PGE | 5 | 27 | 12 | 24 | 10501 | 0 | 262 | 1485.2324 | 0.14506 | 8753.7676 | 0.098581 | 0.098581 | 8753.669 | 7242.37 | 1511.4 | 9414.95 | 48.73 | 9414.95
PGE | 5 | 27 | 13 | 22 | 10919 | 0 | 246 | 1497.0468 | 0.14026 | 9175.9532 | -0.1152 | -0.1152 | 9176.0684 | 7647.84 | 1528.11 | 9967.81 | 60.85 | 9967.81
PGE | 5 | 27 | 14 | 18 | 11526 | 0 | 241 | 1507.1291 | 0.13355 | 9777.8709 | -0.1626 | -0.1626 | 9778.0335 | 8248.86 | 1529.01 | 10666.57 | -27.03 | 10666.57
PGE | 5 | 27 | 15 | 10 | 12475 | 0 | 234 | 1541.1058 | 0.1259 | 10699.8942 | 0.18731 | 0.18731 | 10699.7069 | 9172.5 | 1527.39 | 11679.9 | -78.82 | 11679.9
PGE | 5 | 27 | 16 | 8 | 13551 | 0 | 207 | 1573.9727 | 0.11795 | 11770.0273 | 0.43487 | 0.43487 | 11769.5924 | 10254.41 | 1515.61 | 12712.47 | -297.04 | 12712.47
PGE | 5 | 27 | 17 | 5 | 14809 | 0 | 179 | 1602.627 | 0.10954 | 13027.373 | 9.9994 | 9.9994 | 13017.3736 | 11534.3 | 1493.07 | 13749.84 | -498.45 | 13738.57
PGE | 5 | 27 | 18 | 3 | 15899 | 0 | 155 | 1599.7348 | 0.10161 | 14144.2652 | 9.8446 | 9.8446 | 14134.4206 | 12645.48 | 1498.79 | 14644.24 | -767.19 | 14632.98
PGE | 5 | 27 | 19 | 2 | 16160 | 0 | 146 | 1553.9763 | 0.097039 | 14460.0237 | 9.4008 | 9.4008 | 14450.6229 | 12988.71 | 1471.32 | 14898.9 | -974.4 | 14887.63
PGE | 5 | 27 | 20 | 1 | 16050 | 0 | 156 | 1533.9837 | 0.096513 | 14360.0163 | 8.6811 | 8.6811 | 14351.3352 | 12925.35 | 1434.66 | 14659.1 | -1049.18 | 14647.84
PGE | 5 | 27 | 21 | 4 | 15482 | 0 | 169 | 1482.8361 | 0.096835 | 13830.1639 | 7.9307 | 7.9307 | 13822.2332 | 12444.71 | 1385.45 | 14015.5 | -1302.36 | 14004.24
PGE | 5 | 27 | 22 | 6 | 14417 | 0 | 216 | 1414.2153 | 0.099586 | 12786.7847 | -0.54381 | -0.54381 | 12787.3285 | 11488.62 | 1298.17 | 12692.88 | -1265.22 | 12692.88
PGE | 5 | 27 | 23 | 7 | 13650 | 0 | 287 | 1392.3616 | 0.1042 | 11970.6384 | -0.026302 | -0.026302 | 11970.6647 | 10712.65 | 1257.99 | 11335.74 | -1335.44 | 11335.74
PGE | 5 | 27 | 24 | 9 | 13181 | 0 | 420 | 1368.2774 | 0.10722 | 11392.7226 | 0.030609 | 0.030609 | 11392.692 | 10164.08 | 1228.64 | 10409.99 | -1429.87 | 10409.99
PGE | 6 | 24 | 1 | 18 | 13595 | 0 | 598 | 1377.6911 | 0.106 | 11619.3089 | 1.3521 | 1.3521 | 11617.9568 | 10395.51 | 1223.8 | 11270.24 | -553.34 | 11270.24
PGE | 6 | 24 | 2 | 21 | 12900 | 0 | 648 | 1326.8179 | 0.10829 | 10925.1821 | 1.2948 | 1.2948 | 10923.8873 | 9712.61 | 1212.57 | 10428.23 | -830.74 | 10428.23
PGE | 6 | 24 | 3 | 23 | 12517 | 0 | 681 | 1302.2974 | 0.11003 | 10533.7026 | 0.80685 | 0.80685 | 10532.8958 | 9319.21 | 1214.49 | 9909.04 | -973.04 | 9909.04
PGE | 6 | 24 | 4 | 24 | 12368 | 0 | 651 | 1312.0248 | 0.11198 | 10404.9752 | 0.34069 | 0.34069 | 10404.6345 | 9164.1 | 1240.88 | 9754.54 | -1176.85 | 9754.54
PGE | 6 | 24 | 5 | 22 | 12592 | 0 | 538 | 1363.5296 | 0.11312 | 10690.4704 | -0.0037477 | -0.0037477 | 10690.4741 | 9403.09 | 1287.38 | 10203.89 | -1159.14 | 10203.89
PGE | 6 | 24 | 6 | 20 | 12932 | 0 | 429 | 1426.654 | 0.1141 | 11076.346 | 0.078004 | 0.078004 | 11076.268 | 9742.48 | 1333.86 | 10800.4 | -1082.59 | 10800.4
PGE | 6 | 24 | 7 | 19 | 13532 | 0 | 398 | 1525.4996 | 0.11615 | 11608.5004 | -0.090156 | -0.090156 | 11608.5905 | 10236.7 | 1371.8 | 11502.32 | -346.4 | 11502.32
PGE | 6 | 24 | 8 | 15 | 13587 | 0 | 374 | 1590.165 | 0.12035 | 11622.835 | 0.27935 | 0.27935 | 11622.5556 | 10221.37 | 1401.47 | 11651.17 | 21.54 | 11651.17
PGE | 6 | 24 | 9 | 17 | 13306 | 0 | 344 | 1621.8474 | 0.12512 | 11340.1526 | 0.13309 | 0.13309 | 11340.0195 | 9908.77 | 1431.38 | 11553.11 | 258.69 | 11553.11
PGE | 6 | 24 | 10 | 16 | 13022 | 0 | 312 | 1621.2911 | 0.12756 | 11088.7089 | 0.14409 | 0.14409 | 11088.5648 | 9624.12 | 1464.59 | 11601.46 | 292.5 | 11601.46
PGE | 6 | 24 | 11 | 14 | 13064 | 0 | 297 | 1626.3398 | 0.12739 | 11140.6602 | 0.15109 | 0.15109 | 11140.5091 | 9643.92 | 1496.74 | 11825.9 | 347.81 | 11825.9
PGE | 6 | 24 | 12 | 13 | 13461 | 0 | 272 | 1633.2189 | 0.12383 | 11555.7811 | 0.1709 | 0.1709 | 11555.6102 | 10034.65 | 1521.13 | 12429.05 | 703.55 | 12429.05
PGE | 6 | 24 | 13 | 11 | 14399 | 0 | 250 | 1679.7218 | 0.11872 | 12469.2782 | -0.36694 | -0.36694 | 12469.6451 | 10926.46 | 1542.82 | 13483.93 | 1058.14 | 13483.93
PGE | 6 | 24 | 14 | 9 | 15537 | 0 | 237 | 1724.7194 | 0.11273 | 13575.2806 | -0.26906 | -0.26906 | 13575.5497 | 12028.39 | 1546.89 | 14687.53 | 1294.49 | 14687.53
PGE | 6 | 24 | 15 | 7 | 17070 | 0 | 227 | 1793.6917 | 0.10649 | 15049.3083 | 0.39116 | 0.39116 | 15048.9172 | 13504.79 | 1544.52 | 16277.22 | 1488.8 | 16261.34
PGE | 6 | 24 | 16 | 5 | 17901 | 0 | 206 | 1786.5103 | 0.10096 | 15908.4897 | 0.9666 | 0.9666 | 15907.5231 | 14377 | 1531.49 | 17103.63 | 977.17 | 17087.75
PGE | 6 | 24 | 17 | 3 | 19050 | 0 | 195 | 1789.6661 | 0.094917 | 17065.3339 | 13.1981 | 13.1981 | 17052.1358 | 15516.47 | 1548.86 | 18145.5 | 921.5 | 18129.62
PGE | 6 | 24 | 18 | 1 | 19748 | 0 | 186 | 1741.0239 | 0.089 | 17820.9761 | 13.1295 | 13.1295 | 17807.8466 | 16302.11 | 1518.86 | 18641.97 | 566.34 | 18626.09
PGE | 6 | 24 | 19 | 2 | 19729 | 0 | 182 | 1683.4173 | 0.086122 | 17863.5827 | 12.3043 | 12.3043 | 17851.2785 | 16372.18 | 1491.41 | 18586.85 | 196.53 | 18570.98
PGE | 6 | 24 | 20 | 4 | 19201 | 0 | 197 | 1632.5199 | 0.085904 | 17371.4801 | 10.9345 | 10.9345 | 17360.5456 | 15914.86 | 1456.62 | 17571.46 | -478.6 | 17571.46
PGE | 6 | 24 | 21 | 6 | 18512 | 0 | 213 | 1582.2105 | 0.086464 | 16716.7895 | 9.6402 | 9.6402 | 16707.1493 | 15306.55 | 1410.24 | 16646.58 | -740.68 | 16646.58
PGE | 6 | 24 | 22 | 8 | 17204 | 0 | 262 | 1519.0512 | 0.089662 | 15422.9488 | -1.0454 | -1.0454 | 15423.9943 | 14097.05 | 1325.9 | 14877.57 | -791.87 | 14877.57
PGE | 6 | 24 | 23 | 10 | 15950 | 0 | 336 | 1474.988 | 0.094466 | 14139.012 | -0.092122 | -0.092122 | 14139.1041 | 12858.15 | 1280.87 | 13069.1 | -921.48 | 13069.1
PGE | 6 | 24 | 24 | 12 | 15133 | 0 | 478 | 1432.9846 | 0.097781 | 13222.0154 | 0.088965 | 0.088965 | 13221.9265 | 11960.23 | 1261.78 | 11907.65 | -904.78 | 11907.65
PGE | 7 | 22 | 1 | 19 | 14122 | 0 | 591 | 1300.2706 | 0.096096 | 12230.7294 | 1.4123 | 1.4123 | 12229.3171 | 10955.71 | 1275.02 | 11819.78 | -198.58 | 11819.78
PGE | 7 | 22 | 2 | 21 | 13361 | 0 | 678 | 1249.432 | 0.098512 | 11433.568 | 1.3256 | 1.3256 | 11432.2424 | 10171.59 | 1261.98 | 10911.52 | -568.02 | 10911.52
PGE | 7 | 22 | 3 | 23 | 12928 | 0 | 714 | 1230.4846 | 0.10074 | 10983.5154 | 0.86369 | 0.86369 | 10982.6518 | 9717.37 | 1266.15 | 10412.14 | -786.59 | 10412.14
PGE | 7 | 22 | 4 | 24 | 12774 | 0 | 705 | 1243.4018 | 0.10302 | 10825.5982 | 0.35215 | 0.35215 | 10825.2461 | 9526.23 | 1299.36 | 10274.87 | -971.26 | 10274.87
PGE | 7 | 22 | 5 | 22 | 13049 | 0 | 607 | 1305.0972 | 0.10489 | 11136.9028 | 0.0062126 | 0.0062126 | 11136.8966 | 9783.3 | 1353.6 | 10681.04 | -891.89 | 10681.04
PGE | 7 | 22 | 6 | 20 | 13620 | 0 | 541 | 1376.5526 | 0.10525 | 11702.4474 | 0.074149 | 0.074149 | 11702.3733 | 10291.45 | 1410.99 | 11420.95 | -731.56 | 11420.95
PGE | 7 | 22 | 7 | 18 | 14156 | 0 | 490 | 1453.9044 | 0.10639 | 12212.0956 | -0.082411 | -0.082411 | 12212.178 | 10756.86 | 1455.24 | 12134.95 | -317.54 | 12134.95
PGE | 7 | 22 | 8 | 17 | 14265 | 0 | 454 | 1517.5799 | 0.10988 | 12293.4201 | 0.28439 | 0.28439 | 12293.1357 | 10805.68 | 1487.74 | 12272.13 | -73.27 | 12272.13
PGE | 7 | 22 | 9 | 16 | 14081 | 0 | 430 | 1541.5568 | 0.11293 | 12109.4432 | 0.11465 | 0.11465 | 12109.3285 | 10590.84 | 1518.6 | 12247.34 | 215.72 | 12247.34
PGE | 7 | 22 | 10 | 15 | 13731 | 0 | 395 | 1516.3837 | 0.11371 | 11819.6163 | 0.098517 | 0.098517 | 11819.5178 | 10265.05 | 1554.56 | 12291.69 | 358.99 | 12291.69
PGE | 7 | 22 | 11 | 13 | 13901 | 0 | 357 | 1528.232 | 0.11283 | 12015.768 | 0.17816 | 0.17816 | 12015.5898 | 10429.59 | 1586.18 | 12822.59 | 740.32 | 12822.59
PGE | 7 | 22 | 12 | 12 | 14134 | 0 | 306 | 1496.897 | 0.10825 | 12331.103 | 0.14307 | 0.14307 | 12330.9599 | 10717.13 | 1613.98 | 13313.05 | 925.34 | 13313.05
PGE | 7 | 22 | 13 | 10 | 15231 | 0 | 257 | 1603.7355 | 0.1071 | 13370.2645 | -0.439 | -0.439 | 13370.7035 | 11734.33 | 1635.94 | 14389 | 1074.02 | 14389
PGE | 7 | 22 | 14 | 8 | 16530 | 0 | 232 | 1628.828 | 0.09994 | 14669.172 | -0.23453 | -0.23453 | 14669.4065 | 13027.47 | 1641.7 | 16290.25 | 1870.42 | 16290.25
PGE | 7 | 22 | 15 | 5 | 17756 | 0 | 216 | 1653.6483 | 0.094279 | 15886.3517 | 0.44033 | 0.44033 | 15885.9114 | 14243.26 | 1643.09 | 17460.45 | 1241.65 | 17444.65
PGE | 7 | 22 | 16 | 3 | 18651 | 0 | 213 | 1661.4454 | 0.09011 | 16776.5546 | 1.0541 | 1.0541 | 16775.5005 | 15144.69 | 1631.86 | 18530.45 | 947.11 | 18514.64
PGE | 7 | 22 | 17 | 1 | 19618 | 0 | 205 | 1665.4952 | 0.085793 | 17747.5048 | 13.2566 | 13.2566 | 17734.2482 | 16101.99 | 1645.52 | 19183.87 | 436.72 | 19168.07
PGE | 7 | 22 | 18 | 2 | 20161 | 0 | 213 | 1615.7482 | 0.080998 | 18332.2518 | 13.0937 | 13.0937 | 18319.1581 | 16724.83 | 1607.42 | 19367.53 | 437.77 | 19351.72
PGE | 7 | 22 | 19 | 4 | 19866 | 0 | 211 | 1550.5893 | 0.07889 | 18104.4107 | 12.2555 | 12.2555 | 18092.1552 | 16534.92 | 1569.49 | 19464.64 | 476.5 | 19448.84
PGE | 7 | 22 | 20 | 6 | 19048 | 0 | 220 | 1480.9777 | 0.078658 | 17347.0223 | 10.9199 | 10.9199 | 17336.1024 | 15820.2 | 1526.82 | 18237.35 | -197.44 | 18237.35
PGE | 7 | 22 | 21 | 7 | 18323 | 0 | 227 | 1442.7199 | 0.079726 | 16653.2801 | 9.7284 | 9.7284 | 16643.5517 | 15177.85 | 1475.43 | 17215.05 | -585.48 | 17215.05
PGE | 7 | 22 | 22 | 9 | 17016 | 0 | 291 | 1387.9752 | 0.082988 | 15337.0248 | -0.94219 | -0.94219 | 15337.967 | 13951.67 | 1385.36 | 15297.14 | -769.82 | 15297.14
PGE | 7 | 22 | 23 | 11 | 15873 | 0 | 357 | 1362.5008 | 0.087813 | 14153.4992 | -0.056042 | -0.056042 | 14153.5553 | 12811.06 | 1342.44 | 13449.77 | -893.35 | 13449.77
PGE | 7 | 22 | 24 | 14 | 15099 | 0 | 466 | 1404.706 | 0.095996 | 13228.294 | 0.06491 | 0.06491 | 13228.2291 | 11914.71 | 1313.59 | 12226.32 | -795.58 | 12226.32
PGE | 8 | 12 | 1 | 19 | 13520 | 0 | 596 | 1280.401 | 0.099072 | 11643.599 | 1.3724 | 1.3724 | 11642.2265 | 10363.5 | 1280.1 | 11036.3 | -511.14 | 11036.3
PGE | 8 | 12 | 2 | 21 | 12848 | 0 | 674 | 1250.6702 | 0.10273 | 10923.3298 | 1.2682 | 1.2682 | 10922.0616 | 9656.04 | 1267.28 | 10149.07 | -888.82 | 10149.07
PGE | 8 | 12 | 3 | 23 | 12465 | 0 | 693 | 1291.7026 | 0.10973 | 10480.2974 | 0.80415 | 0.80415 | 10479.4932 | 9207.47 | 1272.82 | 9771.57 | -1009.03 | 9771.57
PGE | 8 | 12 | 4 | 24 | 12379 | 0 | 697 | 1240.6105 | 0.1062 | 10441.3895 | 0.33263 | 0.33263 | 10441.0569 | 9134.44 | 1306.95 | 9641.36 | -1159.34 | 9641.36
PGE | 8 | 12 | 5 | 22 | 12701 | 0 | 625 | 1339.3735 | 0.11091 | 10736.6265 | -0.0004941 | -0.0004941 | 10736.627 | 9369.6 | 1367.03 | 10118.92 | -1052.84 | 10118.92
PGE | 8 | 12 | 6 | 20 | 13337 | 0 | 546 | 1409.1222 | 0.11017 | 11381.8778 | 0.074231 | 0.074231 | 11381.8036 | 9955.73 | 1426.15 | 10957.75 | -1031.72 | 10957.75
PGE | 8 | 12 | 7 | 18 | 13684 | 0 | 487 | 1431.296 | 0.10846 | 11765.704 | -0.081048 | -0.081048 | 11765.7851 | 10294.87 | 1470.83 | 11572.62 | -733.86 | 11572.62
PGE | 8 | 12 | 8 | 17 | 13522 | 0 | 457 | 1477.4951 | 0.11309 | 11587.5049 | 0.2781 | 0.2781 | 11587.2268 | 10078.9 | 1508.61 | 11756.32 | -334.01 | 11756.32
PGE | 8 | 12 | 9 | 16 | 13079 | 0 | 425 | 1503.533 | 0.11882 | 11150.467 | 0.13274 | 0.13274 | 11150.3342 | 9611.51 | 1538.96 | 11537.56 | -115.11 | 11537.56
PGE | 8 | 12 | 10 | 15 | 12638 | 0 | 387 | 1511.9375 | 0.12341 | 10739.0625 | 0.15731 | 0.15731 | 10738.9052 | 9160.46 | 1578.6 | 11590.08 | 101.8 | 11590.08
PGE | 8 | 12 | 11 | 13 | 12429 | 0 | 353 | 1433.7733 | 0.11873 | 10642.2267 | 0.19306 | 0.19306 | 10642.0336 | 9026.92 | 1615.3 | 11712.5 | 226.76 | 11712.5
PGE | 8 | 12 | 12 | 12 | 12651 | 0 | 328 | 1428.5614 | 0.11593 | 10894.4386 | 0.12222 | 0.12222 | 10894.3164 | 9248.98 | 1645.46 | 12393.02 | 643.37 | 12393.02
PGE | 8 | 12 | 13 | 9 | 13278 | 0 | 264 | 1488.0601 | 0.11434 | 11525.9399 | -0.3973 | -0.3973 | 11526.3372 | 9856.7 | 1669.24 | 13659.43 | 915.57 | 13659.43
PGE | 8 | 12 | 14 | 8 | 14153 | 0 | 232 | 1499.1943 | 0.10769 | 12421.8057 | -0.20331 | -0.20331 | 12422.009 | 10745.49 | 1676.32 | 14876.66 | 978.66 | 14876.66
PGE | 8 | 12 | 15 | 5 | 15351 | 0 | 215 | 1517.215 | 0.10024 | 13618.785 | 0.45672 | 0.45672 | 13618.3283 | 11945.89 | 1672.9 | 16561.05 | 1232.58 | 16544.86
PGE | 8 | 12 | 16 | 4 | 16471 | 0 | 202 | 1549.3004 | 0.09523 | 14719.6996 | 1.081 | 1.081 | 14718.6186 | 13060.53 | 1659.17 | 17207.34 | 388.34 | 17191.15
PGE | 8 | 12 | 17 | 2 | 17814 | 0 | 194 | 1580.4399 | 0.089696 | 16039.5601 | 12.9677 | 12.9677 | 16026.5924 | 14366.32 | 1673.24 | 18260.41 | 412.95 | 18244.22
PGE | 8 | 12 | 18 | 1 | 18587 | 0 | 207 | 1560.0702 | 0.084879 | 16819.9298 | 12.7336 | 12.7336 | 16807.1962 | 15189.78 | 1630.15 | 18694.25 | 104.45 | 18678.06
PGE | 8 | 12 | 19 | 3 | 18467 | 0 | 214 | 1510.2183 | 0.082738 | 16742.7817 | 11.9406 | 11.9406 | 16730.8411 | 15152.08 | 1590.7 | 18458.35 | -71.74 | 18442.16
PGE | 8 | 12 | 20 | 6 | 17937 | 0 | 224 | 1468.4519 | 0.082902 | 16244.5481 | 10.7379 | 10.7379 | 16233.8102 | 14701 | 1543.54 | 17159.16 | -911.57 | 17159.16
PGE | 8 | 12 | 21 | 7 | 17182 | 0 | 249 | 1433.5142 | 0.084658 | 15499.4858 | 9.5435 | 9.5435 | 15489.9422 | 14013.18 | 1486.3 | 16101.03 | -842.65 | 16101.03
PGE | 8 | 12 | 22 | 10 | 15954 | 0 | 326 | 1382.4713 | 0.088461 | 14245.5287 | -0.92644 | -0.92644 | 14246.4552 | 12849.19 | 1396.34 | 14417.33 | -636.13 | 14417.33
PGE | 8 | 12 | 23 | 11 | 14962 | 0 | 386 | 1354.4488 | 0.092923 | 13221.5512 | -0.063973 | -0.063973 | 13221.6152 | 11867.05 | 1354.5 | 12704.8 | -695.55 | 12704.8
PGE | 8 | 12 | 24 | 14 | 14435 | 0 | 503 | 1332.6042 | 0.095651 | 12599.3958 | 0.072775 | 0.072775 | 12599.323 | 11273.06 | 1326.34 | 11638.83 | -885.77 | 11638.83
PGE | 9 | 2 | 1 | 19 | 13261 | 0 | 606 | 1368.2707 | 0.10812 | 11286.7293 | 0.97516 | 0.97516 | 11285.7541 | 10016.03 | 1270.7 | 10530.56 | -166.55 | 10530.56
PGE | 9 | 2 | 2 | 21 | 12630 | 0 | 680 | 1346.1949 | 0.11265 | 10603.8051 | 0.97898 | 0.97898 | 10602.8261 | 9343.51 | 1260.3 | 9736.8 | -479.72 | 9736.8
PGE | 9 | 2 | 3 | 23 | 12240 | 0 | 687 | 1275.2008 | 0.11038 | 10277.7992 | 0.47199 | 0.47199 | 10277.3272 | 9011.96 | 1265.83 | 9355.37 | -713.18 | 9355.37
PGE | 9 | 2 | 4 | 24 | 12137 | 0 | 673 | 1286.1943 | 0.11219 | 10177.8057 | 0.16256 | 0.16256 | 10177.6431 | 8882.92 | 1294.89 | 9253.66 | -928.82 | 9253.66
PGE | 9 | 2 | 5 | 22 | 12425 | 0 | 545 | 1380.7491 | 0.11622 | 10499.2509 | -0.16283 | -0.16283 | 10499.4137 | 9148.54 | 1350.71 | 9634.13 | -1082.52 | 9634.13
PGE | 9 | 2 | 6 | 20 | 13292 | 0 | 418 | 1455.5935 | 0.11306 | 11418.4065 | 0.12847 | 0.12847 | 11418.278 | 10011.49 | 1406.92 | 10569.43 | -1225.92 | 10569.43
PGE | 9 | 2 | 7 | 18 | 13869 | 0 | 367 | 1497.1996 | 0.11089 | 12004.8004 | 0.016449 | 0.016449 | 12004.7839 | 10559.02 | 1445.78 | 11300.79 | -780.19 | 11300.79
PGE | 9 | 2 | 8 | 17 | 13857 | 0 | 358 | 1588.5377 | 0.11768 | 11910.4623 | 0.21596 | 0.21596 | 11910.2463 | 10426.41 | 1484.05 | 11451.77 | 46.28 | 11451.77
PGE | 9 | 2 | 9 | 16 | 13651 | 0 | 342 | 1673.8018 | 0.12576 | 11635.1982 | 0.30525 | 0.30525 | 11634.893 | 10116.43 | 1518.77 | 11323 | 413.67 | 11323
PGE | 9 | 2 | 10 | 14 | 13305 | 0 | 309 | 1671.3278 | 0.1286 | 11324.6722 | 0.69851 | 0.69851 | 11323.9737 | 9769.15 | 1555.52 | 11169.33 | 596.71 | 11169.33
PGE | 9 | 2 | 11 | 13 | 13123 | 0 | 289 | 1664.6697 | 0.12971 | 11169.3303 | 0.18714 | 0.18714 | 11169.1432 | 9577.41 | 1591.92 | 11404.79 | 865.99 | 11404.79
PGE | 9 | 2 | 12 | 11 | 13482 | 0 | 258 | 1706.6948 | 0.12906 | 11517.3052 | 0.15875 | 0.15875 | 11517.1465 | 9897.32 | 1619.99 | 12036.35 | 1219.35 | 12036.35
PGE | 9 | 2 | 13 | 9 | 14363 | 0 | 226 | 1699.3335 | 0.1202 | 12437.6665 | 0.14404 | 0.14404 | 12437.5224 | 10793.44 | 1644.23 | 12886.67 | 1157.37 | 12886.67
PGE | 9 | 2 | 14 | 7 | 15508 | 0 | 212 | 1707.7572 | 0.11165 | 13588.2428 | -0.53472 | -0.53472 | 13588.7775 | 11936.32 | 1651.92 | 14227.19 | 1279.21 | 14227.19
PGE | 9 | 2 | 15 | 5 | 17182 | 0 | 200 | 1754.7788 | 0.10333 | 15227.2212 | 0.052273 | 0.052273 | 15227.169 | 13581.39 | 1645.83 | 15649.32 | 1174 | 15634.88
PGE | 9 | 2 | 16 | 3 | 18213 | 0 | 194 | 1744.299 | 0.096803 | 16274.701 | 0.12858 | 0.12858 | 16274.5724 | 14646.35 | 1628.35 | 16828.21 | 799.47 | 16813.77
PGE | 9 | 2 | 17 | 1 | 19144 | 0 | 189 | 1712.1243 | 0.090326 | 17242.8757 | 11.3431 | 11.3431 | 17231.5326 | 15599.94 | 1642.94 | 17938.37 | 775.03 | 17923.93
PGE | 9 | 2 | 18 | 2 | 19751 | 0 | 201 | 1681.5391 | 0.086012 | 17868.4609 | 11.6093 | 11.6093 | 17856.8516 | 16268.68 | 1599.79 | 18399.14 | 555.54 | 18384.7
PGE | 9 | 2 | 19 | 4 | 19179 | 0 | 206 | 1623.2741 | 0.085557 | 17349.7259 | 11.582 | 11.582 | 17338.144 | 15799.1 | 1550.63 | 17787.17 | -215.82 | 17772.73
PGE | 9 | 2 | 20 | 6 | 18353 | 0 | 221 | 1562.9793 | 0.0862 | 16569.0207 | 10.5591 | 10.5591 | 16558.4616 | 15068.38 | 1500.64 | 16524.65 | -897.07 | 16524.65
PGE | 9 | 2 | 21 | 8 | 17382 | 0 | 243 | 1517.7253 | 0.088554 | 15621.2747 | 9.351 | 9.351 | 15611.9238 | 14168.37 | 1452.91 | 15511.57 | -604.62 | 15511.57
PGE | 9 | 2 | 22 | 10 | 16044 | 0 | 314 | 1470.5943 | 0.09349 | 14259.4057 | -0.83365 | -0.83365 | 14260.2393 | 12888.91 | 1370.5 | 14249.14 | -95.09 | 14249.14
PGE | 9 | 2 | 23 | 12 | 15028 | 0 | 369 | 1495.2805 | 0.102 | 13163.7195 | -0.028563 | -0.028563 | 13163.748 | 11833.06 | 1330.66 | 13002.91 | 222.57 | 13002.91
PGE | 9 | 2 | 24 | 15 | 14456 | 0 | 444 | 1441.3095 | 0.10286 | 12570.6905 | 0.034567 | 0.034567 | 12570.656 | 11265.92 | 1304.77 | 11744.58 | -115.81 | 11744.58
PGE | 10 | 7 | 1 | 20 | 11750 | 0 | 516 | 1186.6624 | 0.10563 | 10047.3376 | 0.65537 | 0.65537 | 10046.6822 | 8780.94 | 1266.39 | 8943.66 | -403.62 | 8943.66
PGE | 10 | 7 | 2 | 21 | 11321 | 0 | 572 | 1161.3368 | 0.10804 | 9587.6632 | 0.67292 | 0.67292 | 9586.9903 | 8337.51 | 1250.16 | 8487.23 | -450.9 | 8487.23
PGE | 10 | 7 | 3 | 23 | 10998 | 0 | 578 | 1144.3807 | 0.10983 | 9275.6193 | 0.41917 | 0.41917 | 9275.2001 | 8023.62 | 1252 | 8160.88 | -592.49 | 8160.88
PGE | 10 | 7 | 4 | 24 | 10930 | 0 | 545 | 1153.3633 | 0.11106 | 9231.6367 | 0.17748 | 0.17748 | 9231.4593 | 7950.88 | 1280.75 | 8159.3 | -745.95 | 8159.3
PGE | 10 | 7 | 5 | 22 | 11195 | 0 | 436 | 1209.0322 | 0.11237 | 9549.9678 | -0.050416 | -0.050416 | 9550.0183 | 8211.53 | 1338.44 | 8472.33 | -935.67 | 8472.33
PGE | 10 | 7 | 6 | 19 | 12083 | 0 | 314 | 1305.1154 | 0.11089 | 10463.8846 | 0.08043 | 0.08043 | 10463.8041 | 9060.12 | 1403.76 | 9401.44 | -1152.91 | 9401.44
PGE | 10 | 7 | 7 | 18 | 12855 | 0 | 263 | 1377.7258 | 0.10941 | 11214.2742 | -0.032895 | -0.032895 | 11214.3071 | 9768.25 | 1446.03 | 10349.33 | -970.67 | 10349.33
PGE | 10 | 7 | 8 | 14 | 12683 | 0 | 236 | 1432.584 | 0.11509 | 11014.416 | 0.20885 | 0.20885 | 11014.2071 | 9534.37 | 1480.05 | 10355.43 | -141.03 | 10355.43
PGE | 10 | 7 | 9 | 15 | 12053 | 0 | 237 | 1438.2716 | 0.12172 | 10377.7284 | 0.14212 | 0.14212 | 10377.5863 | 8866.34 | 1511.39 | 9926.58 | 456.11 | 9926.58
PGE | 10 | 7 | 10 | 17 | 11451 | 0 | 233 | 1408.9729 | 0.1256 | 9809.0271 | 0.24183 | 0.24183 | 9808.7852 | 8260.02 | 1549.01 | 9340.63 | 580.54 | 9340.63
PGE | 10 | 7 | 11 | 16 | 10949 | 0 | 222 | 1352.5261 | 0.12609 | 9374.4739 | 0.093948 | 0.093948 | 9374.3799 | 7790.47 | 1584.01 | 8936.09 | 421.51 | 8936.09
PGE | 10 | 7 | 12 | 12 | 10970 | 0 | 218 | 1308.6931 | 0.12172 | 9443.3069 | 0.092705 | 0.092705 | 9443.2142 | 7826.07 | 1617.23 | 8928.37 | 533.59 | 8928.37
PGE | 10 | 7 | 13 | 10 | 11432 | 0 | 201 | 1292.0202 | 0.11504 | 9938.9798 | -0.076883 | -0.076883 | 9939.0567 | 8291.24 | 1647.74 | 9450.13 | 337.66 | 9450.13
PGE | 10 | 7 | 14 | 8 | 12185 | 0 | 190 | 1294.3733 | 0.10791 | 10700.6267 | -0.11271 | -0.11271 | 10700.7394 | 9036.94 | 1663.69 | 10261.46 | 280.67 | 10261.46
PGE | 10 | 7 | 15 | 5 | 13333 | 0 | 178 | 1329.1337 | 0.10104 | 11825.8663 | 0.18344 | 0.18344 | 11825.6829 | 10155.03 | 1670.84 | 11335.14 | 127.28 | 11322.66
PGE | 10 | 7 | 16 | 3 | 14694 | 0 | 158 | 1376.1493 | 0.094672 | 13159.8507 | 0.39937 | 0.39937 | 13159.4513 | 11490.43 | 1669.43 | 12596.57 | 40.15 | 12584.09
PGE | 10 | 7 | 17 | 1 | 15925 | 0 | 156 | 1406.8725 | 0.089218 | 14362.1275 | 8.6285 | 8.6285 | 14353.499 | 12674.88 | 1687.24 | 13875.79 | 162.2 | 13863.31
PGE | 10 | 7 | 18 | 2 | 16244 | 0 | 165 | 1397.5519 | 0.086918 | 14681.4481 | 8.4266 | 8.4266 | 14673.0215 | 13050.08 | 1631.37 | 14416.59 | -106.86 | 14404.11
PGE | 10 | 7 | 19 | 4 | 15732 | 0 | 167 | 1377.3085 | 0.088488 | 14187.6915 | 8.0049 | 8.0049 | 14179.6866 | 12617.16 | 1570.53 | 13671.51 | -1144.07 | 13659.03
PGE | 10 | 7 | 20 | 6 | 14907 | 0 | 182 | 1327.3909 | 0.090145 | 13397.6091 | 7.5426 | 7.5426 | 13390.0665 | 11888.62 | 1508.98 | 13179.35 | -823.94 | 13179.35
PGE | 10 | 7 | 21 | 7 | 14284 | 0 | 203 | 1300.2889 | 0.092344 | 12780.7111 | 6.8839 | 6.8839 | 12773.8272 | 11329.45 | 1451.26 | 12515.62 | -437.62 | 12515.62
PGE | 10 | 7 | 22 | 9 | 13527 | 0 | 275 | 1276.6244 | 0.096334 | 11975.3756 | -0.40007 | -0.40007 | 11975.7757 | 10613.9 | 1361.48 | 11602.73 | -223.83 | 11602.73
PGE | 10 | 7 | 23 | 11 | 12867 | 0 | 348 | 1272.1567 | 0.10162 | 11246.8433 | -0.011325 | -0.011325 | 11246.8547 | 9927.92 | 1318.92 | 10892.53 | 175.11 | 10892.53
PGE | 10 | 7 | 24 | 13 | 12521 | 0 | 447 | 1254.6879 | 0.10392 | 10819.3121 | 0.017061 | 0.017061 | 10819.295 | 9530.63 | 1288.68 | 10066.44 | 132.23 | 10066.44
PGE | 11 | 4 | 1 | 17 | 11297 | 0 | 465 | 1239.6821 | 0.11445 | 9592.3179 | 0.75353 | 0.75353 | 9591.5644 | 8456.4 | 1135.92 | 8740.89 | -284.96 | 8740.89
PGE | 11 | 4 | 2 | 21 | 10876 | 0 | 534 | 1195.681 | 0.11561 | 9146.319 | 0.77257 | 0.77257 | 9145.5464 | 8020.63 | 1125.69 | 8267.07 | -467.01 | 8267.07
PGE | 11 | 4 | 3 | 23 | 10477 | 0 | 606 | 1211.9842 | 0.12278 | 8659.0158 | 0.51631 | 0.51631 | 8658.4995 | 7537.71 | 1121.31 | 7856.22 | -549.63 | 7856.22
PGE | 11 | 4 | 4 | 24 | 10363 | 0 | 595 | 1235.1756 | 0.12645 | 8532.8244 | 0.30038 | 0.30038 | 8532.524 | 7402.01 | 1130.82 | 7782.47 | -567.32 | 7782.47
PGE | 11 | 4 | 5 | 22 | 10608 | 0 | 518 | 1273.3356 | 0.1262 | 8816.6644 | 0.00076646 | 0.00076646 | 8816.6637 | 7654.25 | 1162.41 | 8022.15 | -543.61 | 8022.15
PGE | 11 | 4 | 6 | 19 | 11178 | 0 | 409 | 1330.9613 | 0.12359 | 9438.0387 | 0.080854 | 0.080854 | 9437.9579 | 8218.61 | 1219.43 | 8693.95 | -446.92 | 8693.95
PGE | 11 | 4 | 7 | 12 | 12195 | 0 | 321 | 1393.8332 | 0.11739 | 10480.1668 | -0.089494 | -0.089494 | 10480.2563 | 9188.84 | 1291.32 | 9773.2 | -614.49 | 9773.2
PGE | 11 | 4 | 8 | 10 | 12440 | 0 | 284 | 1429.6918 | 0.11761 | 10726.3082 | 0.25079 | 0.25079 | 10726.0574 | 9395.83 | 1330.48 | 10057.6 | -699.64 | 10057.6
PGE | 11 | 4 | 9 | 13 | 11843 | 0 | 273 | 1487.1852 | 0.12854 | 10082.8148 | 0.19238 | 0.19238 | 10082.6224 | 8736.39 | 1346.43 | 9665.56 | 39.67 | 9665.56
PGE | 11 | 4 | 10 | 15 | 11025 | 0 | 265 | 1507.1805 | 0.14007 | 9252.8195 | 0.33603 | 0.33603 | 9252.4834 | 7902.46 | 1350.36 | 8934.8 | 442.91 | 8934.8
PGE | 11 | 4 | 11 | 18 | 10329 | 0 | 257 | 1502.5485 | 0.14918 | 8569.4515 | 0.15241 | 0.15241 | 8569.299 | 7214.07 | 1355.38 | 8206.31 | 591.56 | 8206.31
PGE | 11 | 4 | 12 | 20 | 9876 | 0 | 251 | 1489.5865 | 0.15476 | 8135.4135 | 0.10411 | 0.10411 | 8135.3094 | 6775.33 | 1360.09 | 7706.13 | 513.62 | 7706.13
PGE | 11 | 4 | 13 | 16 | 9843 | 0 | 250 | 1459.8082 | 0.15217 | 8133.1918 | -0.1518 | -0.1518 | 8133.3436 | 6765.39 | 1367.81 | 7638.27 | 393.19 | 7638.27
PGE | 11 | 4 | 14 | 11 | 10267 | 0 | 251 | 1433.882 | 0.14316 | 8582.118 | -0.15682 | -0.15682 | 8582.2748 | 7207.23 | 1374.89 | 8065.9 | 269.84 | 8065.9
PGE | 11 | 4 | 15 | 8 | 11057 | 0 | 237 | 1413.1283 | 0.1306 | 9406.8717 | 0.07131 | 0.07131 | 9406.8004 | 8027.58 | 1379.29 | 8817.3 | 177.72 | 8808.05
PGE | 11 | 4 | 16 | 5 | 12184 | 0 | 180 | 1441.826 | 0.12011 | 10562.174 | 0.19246 | 0.19246 | 10561.9816 | 9178.26 | 1383.92 | 10016.58 | 251.66 | 10007.33
PGE | 11 | 4 | 17 | 2 | 13241 | 0 | 138 | 1464.0625 | 0.11173 | 11638.9375 | 6.4597 | 6.4597 | 11632.4777 | 10219.15 | 1419.79 | 11136.52 | -217.89 | 11127.27
PGE | 11 | 4 | 18 | 1 | 13819 | 0 | 139 | 1461.395 | 0.10683 | 12218.605 | 6.5927 | 6.5927 | 12212.0123 | 10817.58 | 1401.03 | 11827.6 | -720.21 | 11818.36
PGE | 11 | 4 | 19 | 3 | 13653 | 0 | 149 | 1426.3554 | 0.10562 | 12077.6446 | 6.4784 | 6.4784 | 12071.1662 | 10716.42 | 1361.23 | 11727.14 | -972.63 | 11717.9
PGE | 11 | 4 | 20 | 4 | 13247 | 0 | 163 | 1389.1488 | 0.10617 | 11694.8512 | 6.1008 | 6.1008 | 11688.7505 | 10365.17 | 1329.69 | 11446.09 | -971.87 | 11446.09
PGE | 11 | 4 | 21 | 6 | 12818 | 0 | 172 | 1356.8793 | 0.1073 | 11289.1207 | 5.5575 | 5.5575 | 11283.5632 | 9986.83 | 1302.29 | 10946.7 | -1012.26 | 10946.7
PGE | 11 | 4 | 22 | 7 | 12359 | 0 | 204 | 1324.9746 | 0.10901 | 10830.0254 | -0.73489 | -0.73489 | 10830.7603 | 9588.86 | 1241.16 | 10541.55 | -803.8 | 10541.55
PGE | 11 | 4 | 23 | 9 | 11722 | 0 | 265 | 1286.5746 | 0.1123 | 10170.4254 | -0.077378 | -0.077378 | 10170.5028 | 8964.87 | 1205.55 | 10102.89 | -266.37 | 10102.89
PGE | 11 | 4 | 24 | 14 | 11477 | 0 | 318 | 1304.9863 | 0.11694 | 9854.0137 | 0.08409 | 0.08409 | 9853.9296 | 8675.59 | 1178.43 | 9623.13 | -20.55 | 9623.13
PGE | 12 | 16 | 1 | 16 | 11740 | 0 | 515 | 1314.2884 | 0.11709 | 9910.7116 | 0.81335 | 0.81335 | 9909.8982 | 8781.91 | 1128.8 | 9332.46 | -394.23 | 9332.46
PGE | 12 | 16 | 2 | 18 | 11323 | 0 | 578 | 1284.088 | 0.11951 | 9460.912 | 0.82131 | 0.82131 | 9460.0907 | 8343.21 | 1117.7 | 8814.96 | -599.46 | 8814.96
PGE | 12 | 16 | 3 | 23 | 10970 | 0 | 614 | 1252.5409 | 0.12095 | 9103.4591 | 0.53922 | 0.53922 | 9102.9199 | 7989.79 | 1113.67 | 8479.77 | -698.22 | 8479.77
PGE | 12 | 16 | 4 | 24 | 10864 | 0 | 609 | 1248.09 | 0.12171 | 9006.91 | 0.30236 | 0.30236 | 9006.6077 | 7887.02 | 1119.89 | 8392.36 | -714.91 | 8392.36
PGE | 12 | 16 | 5 | 22 | 11041 | 0 | 547 | 1275.0451 | 0.1215 | 9218.9549 | 0.00021126 | 0.00021126 | 9218.9547 | 8068.4 | 1150.55 | 8567.05 | -681.8 | 8567.05
PGE | 12 | 16 | 6 | 17 | 11569 | 0 | 459 | 1326.0797 | 0.11936 | 9783.9203 | 0.080484 | 0.080484 | 9783.8398 | 8579.4 | 1204.52 | 9294.82 | -554.58 | 9294.82
PGE | 12 | 16 | 7 | 10 | 12610 | 0 | 365 | 1385.5229 | 0.11315 | 10859.4771 | -0.08944 | -0.08944 | 10859.5665 | 9579.79 | 1279.69 | 10548.69 | -818.31 | 10548.69
PGE | 12 | 16 | 8 | 7 | 13363 | 0 | 323 | 1429.5788 | 0.10963 | 11610.4212 | 0.26658 | 0.26658 | 11610.1546 | 10283.46 | 1326.96 | 11535.09 | -707.96 | 11535.09
PGE | 12 | 16 | 9 | 8 | 13281 | 0 | 314 | 1508.4145 | 0.11633 | 11458.5855 | 0.20685 | 0.20685 | 11458.3786 | 10112.14 | 1346.44 | 11520.3 | 9.63 | 11520.3
PGE | 12 | 16 | 10 | 12 | 12617 | 0 | 345 | 1411.5737 | 0.11502 | 10860.4263 | 0.34715 | 0.34715 | 10860.0791 | 9510.24 | 1350.19 | 10902.6 | 334.45 | 10902.6
PGE | 12 | 16 | 11 | 15 | 11798 | 0 | 367 | 1328.1262 | 0.11619 | 10102.8738 | 0.15058 | 0.15058 | 10102.7232 | 8754.4 | 1348.48 | 10097.22 | 323.94 | 10097.22
PGE | 12 | 16 | 12 | 20 | 11097 | 0 | 368 | 1263.8135 | 0.11779 | 9465.1865 | 0.10178 | 0.10178 | 9465.0848 | 8123.11 | 1342.07 | 9243.01 | 52.54 | 9243.01
PGE | 12 | 16 | 13 | 21 | 10789 | 0 | 371 | 1225.739 | 0.11766 | 9192.261 | -0.15014 | -0.15014 | 9192.4111 | 7848.54 | 1343.72 | 8896.54 | -115.85 | 8896.54
PGE | 12 | 16 | 14 | 19 | 10920 | 0 | 369 | 1242.7186 | 0.11778 | 9308.2814 | -0.16449 | -0.16449 | 9308.4459 | 7961.49 | 1346.79 | 8800.07 | -434.68 | 8800.07
PGE | 12 | 16 | 15 | 14 | 11363 | 0 | 350 | 1283.95 | 0.11658 | 9729.05 | 0.079527 | 0.079527 | 9728.9705 | 8381.23 | 1347.82 | 9123.93 | -643.03 | 9115.07
PGE | 12 | 16 | 16 | 11 | 12109 | 0 | 259 | 1335.67 | 0.11271 | 10514.33 | 0.2192 | 0.2192 | 10514.1108 | 9165.7 | 1348.63 | 9899.8 | -884.52 | 9890.94
PGE | 12 | 16 | 17 | 5 | 12974 | 0 | 174 | 1375.0172 | 0.10742 | 11424.9828 | 6.7361 | 6.7361 | 11418.2468 | 10041.85 | 1383.13 | 11012.28 | -1125.3 | 11003.42
PGE | 12 | 16 | 18 | 1 | 13818 | 0 | 159 | 1415.7323 | 0.10365 | 12243.2677 | 7.024 | 7.024 | 12236.2437 | 10874.57 | 1368.7 | 12067 | -1751.83 | 12058.14
PGE | 12 | 16 | 19 | 2 | 13861 | 0 | 163 | 1412.0118 | 0.10308 | 12285.9882 | 6.8314 | 6.8314 | 12279.1568 | 10954.65 | 1331.34 | 12087.29 | -2045.43 | 12078.43
PGE | 12 | 16 | 20 | 3 | 13636 | 0 | 162 | 1392.9301 | 0.10338 | 12081.0699 | 6.3778 | 6.3778 | 12074.6921 | 10777.97 | 1303.1 | 11989.13 | -1976.24 | 11989.13
PGE | 12 | 16 | 21 | 4 | 13386 | 0 | 174 | 1373.7371 | 0.10398 | 11838.2629 | 5.7292 | 5.7292 | 11832.5337 | 10556.53 | 1281.73 | 11689.31 | -1805.55 | 11689.31
PGE | 12 | 16 | 22 | 6 | 13006 | 0 | 209 | 1351.3835 | 0.1056 | 11445.6165 | -0.80989 | -0.80989 | 11446.4264 | 10213.73 | 1231.89 | 11191.89 | -1567.45 | 11191.89
PGE | 12 | 16 | 23 | 9 | 12388 | 0 | 295 | 1328.217 | 0.10983 | 10764.783 | -0.076171 | -0.076171 | 10764.8592 | 9568.54 | 1196.24 | 10627.07 | -1189.43 | 10627.07
PGE | 12 | 16 | 24 | 13 | 11960 | 0 | 381 | 1326.0486 | 0.11452 | 10252.9514 | 0.083492 | 0.083492 | 10252.8679 | 9082.37 | 1170.58 | 10169.02 | -538.57 | 10169.02
SCE | 1 | 28 | 1 | 13 | 10612 | 0 | 644 | 774.6948 | 0.077718 | 9193.3052 | -0.015569 | -0.015569 | 9193.3208 | 8129.28 | 1064.03 | 9421.68 | 520.76 | 9421.68
SCE | 1 | 28 | 2 | 16 | 10097 | 0 | 672 | 734.3902 | 0.077919 | 8690.6098 | -0.0398 | -0.0398 | 8690.6496 | 7640.03 | 1050.58 | 8991.16 | 451.08 | 8991.16
SCE | 1 | 28 | 3 | 19 | 9740 | 0 | 667 | 704.5614 | 0.077655 | 8368.4386 | -0.081148 | -0.081148 | 8368.5197 | 7327.08 | 1041.36 | 8657.72 | 342.1 | 8657.72
SCE | 1 | 28 | 4 | 20 | 9585 | 0 | 654 | 699.7302 | 0.078348 | 8231.2698 | -0.02689 | -0.02689 | 8231.2967 | 7178.62 | 1052.65 | 8539.41 | 304.14 | 8539.41
SCE | 1 | 28 | 5 | 18 | 9871 | 0 | 641 | 726.5188 | 0.078713 | 8503.4812 | -0.0075981 | -0.0075981 | 8503.4888 | 7413.29 | 1090.19 | 8783 | 322.96 | 8783
SCE | 1 | 28 | 6 | 14 | 10539 | 0 | 594 | 784.4593 | 0.07888 | 9160.5407 | -0.026582 | -0.026582 | 9160.5673 | 8007.37 | 1153.17 | 9404.74 | 285.05 | 9404.74
SCE | 1 | 28 | 7 | 8 | 11629 | 0 | 526 | 876.1491 | 0.078911 | 10226.8509 | -0.059197 | -0.059197 | 10226.9101 | 9001.55 | 1225.3 | 10363.84 | 61.89 | 10363.84
SCE | 1 | 28 | 8 | 5 | 11968 | 0 | 499 | 910.1216 | 0.079355 | 10558.8784 | 0.080471 | 0.080471 | 10558.7979 | 9300.39 | 1258.49 | 10655.92 | -78.05 | 10655.92
SCE | 1 | 28 | 9 | 7 | 11660 | 0 | 469 | 928.6506 | 0.082982 | 10262.3494 | -0.27117 | -0.27117 | 10262.6206 | 8978.51 | 1283.84 | 10384.85 | -6.48 | 10384.85
SCE | 1 | 28 | 10 | 12 | 11055 | 0 | 459 | 917.0154 | 0.086544 | 9678.9846 | 0.072288 | 0.072288 | 9678.9123 | 8392.65 | 1286.34 | 9813.54 | -142.65 | 9813.54
SCE | 1 | 28 | 11 | 17 | 10739 | -300 | 454 | 924.5276 | 0.089891 | 9360.4724 | 0.19228 | -299.8077 | 9660.2801 | 8070.21 | 1290.26 | 9253.82 | -395.38 | 9453.82
SCE | 1 | 28 | 12 | 22 | 10309 | -425 | 442 | 913.1648 | 0.092547 | 8953.8352 | 0.3425 | -424.6575 | 9378.4927 | 7656.86 | 1296.97 | 8851.14 | -549.46 | 9051.14
SCE | 1 | 28 | 13 | 24 | 10180 | -425 | 425 | 908.1742 | 0.093098 | 8846.8258 | 0.33743 | -424.6626 | 9271.4884 | 7545.48 | 1301.35 | 8830.46 | -428.81 | 8971.64
SCE | 1 | 28 | 14 | 23 | 10332 | -425 | 420 | 919.6287 | 0.092779 | 8992.3713 | 0.23836 | -424.7616 | 9417.1329 | 7684.2 | 1308.17 | 9064.51 | -175.87 | 9264.51
SCE | 1 | 28 | 15 | 21 | 10744 | -425 | 429 | 927.2311 | 0.089892 | 9387.7689 | 0.13207 | -424.8679 | 9812.6368 | 8074.52 | 1313.25 | 9541.27 | 32.95 | 9734.46
SCE | 1 | 28 | 16 | 15 | 11364 | 0 | 409 | 941.799 | 0.08597 | 10013.201 | -0.12917 | -0.12917 | 10013.3301 | 8696.57 | 1316.63 | 10232.39 | 162.28 | 10225.59
SCE | 1 | 28 | 17 | 9 | 12072 | 425 | 371 | 961.5223 | 0.082174 | 10739.4777 | 2.9128 | 427.9128 | 10311.5649 | 9392.98 | 1346.5 | 11017.42 | 79.86 | 11010.61
SCE | 1 | 28 | 18 | 2 | 12946 | 425 | 363 | 1001.4414 | 0.079587 | 11581.5586 | 2.7695 | 427.7695 | 11153.7891 | 10224.18 | 1357.38 | 11902.59 | -422.43 | 11695.79
SCE | 1 | 28 | 19 | 1 | 13010 | 425 | 377 | 993.8781 | 0.078673 | 11639.1219 | 2.6414 | 427.6414 | 11211.4805 | 10300.65 | 1338.47 | 11908.6 | -598.03 | 11701.8
SCE | 1 | 28 | 20 | 3 | 12708 | 425 | 386 | 963.4955 | 0.078193 | 11358.5045 | 2.5542 | 427.5542 | 10930.9503 | 10042.38 | 1316.12 | 11946.44 | -454.27 | 11746.44
SCE | 1 | 28 | 21 | 4 | 12395 | 0 | 398 | 941.3061 | 0.078462 | 11055.6939 | 2.4957 | 2.4957 | 11053.1982 | 9763.54 | 1292.15 | 11616.3 | -453.68 | 11416.3
SCE | 1 | 28 | 22 | 6 | 12138 | 0 | 431 | 906.44 | 0.077427 | 10800.56 | -0.17031 | -0.17031 | 10800.7303 | 9566.91 | 1233.65 | 11219.49 | -202.16 | 11219.49
SCE | 1 | 28 | 23 | 10 | 11591 | 0 | 515 | 857.2805 | 0.0774 | 10218.7195 | -0.099524 | -0.099524 | 10218.819 | 9032.46 | 1186.26 | 10546.95 | -147 | 10546.95
SCE | 1 | 28 | 24 | 11 | 11109 | 0 | 595 | 818.5829 | 0.077856 | 9695.4171 | -0.033679 | -0.033679 | 9695.4507 | 8553.39 | 1142.02 | 9997.51 | 65.11 | 9997.51
SCE | 2 | 11 | 1 | 12 | 10591 | 0 | 629 | 775.4945 | 0.077845 | 9186.5055 | -0.066153 | -0.066153 | 9186.5717 | 8059.23 | 1127.27 | 9117.97 | 56.46 | 9117.97
SCE | 2 | 11 | 2 | 16 | 10036 | 0 | 643 | 728.2608 | 0.077532 | 8664.7392 | -0.090174 | -0.090174 | 8664.8294 | 7557.47 | 1107.27 | 8638.04 | 35.67 | 8638.04
SCE | 2 | 11 | 3 | 19 | 9617 | 0 | 625 | 699.5912 | 0.077802 | 8292.4088 | -0.13007 | -0.13007 | 8292.5389 | 7199.79 | 1092.62 | 8277.37 | 20.34 | 8277.37
SCE | 2 | 11 | 4 | 21 | 9466 | 0 | 608 | 692.9201 | 0.078225 | 8165.0799 | -0.076687 | -0.076687 | 8165.1566 | 7066.04 | 1099.04 | 8152.37 | -56.97 | 8152.37
SCE | 2 | 11 | 5 | 17 | 9732 | 0 | 594 | 719.5521 | 0.078743 | 8418.4479 | -0.056329 | -0.056329 | 8418.5042 | 7281.69 | 1136.76 | 8388.82 | -160.59 | 8388.82
SCE | 2 | 11 | 6 | 14 | 10420 | 0 | 542 | 786.7375 | 0.079645 | 9091.2625 | -0.068104 | -0.068104 | 9091.3306 | 7890.23 | 1201.03 | 9023.1 | -253.18 | 9023.1
SCE | 2 | 11 | 7 | 7 | 11370 | 0 | 467 | 871.7071 | 0.079951 | 10031.2929 | -0.097706 | -0.097706 | 10031.3906 | 8759.45 | 1271.85 | 9887.92 | -527.42 | 9887.92
SCE | 2 | 11 | 8 | 6 | 11712 | 0 | 442 | 900.2633 | 0.079881 | 10369.7367 | 0.022839 | 0.022839 | 10369.7138 | 9063.9 | 1305.83 | 10129.84 | -588.19 | 10129.84
SCE | 2 | 11 | 9 | 9 | 11409 | 0 | 421 | 894.4148 | 0.081399 | 10093.5852 | -0.28762 | -0.28762 | 10093.8729 | 8751.55 | 1342.04 | 9910.18 | -325.25 | 9910.18
SCE | 2 | 11 | 10 | 13 | 10882 | 0 | 414 | 864.7736 | 0.082611 | 9603.2264 | 0.021116 | 0.021116 | 9603.2052 | 8247.17 | 1356.06 | 9413.2 | -273.31 | 9413.2
SCE | 2 | 11 | 11 | 18 | 10555 | -300 | 411 | 845.4643 | 0.083346 | 9298.5357 | 0.12813 | -299.8719 | 9598.4076 | 7932.88 | 1365.66 | 8864.17 | -394.43 | 9064.17
SCE | 2 | 11 | 12 | 23 | 10206 | -425 | 414 | 808.8354 | 0.082602 | 8983.1646 | 0.26693 | -424.7331 | 9407.8976 | 7607.25 | 1375.91 | 8580.1 | -373.85 | 8780.1
SCE | 2 | 11 | 13 | 24 | 10233 | -425 | 397 | 802.6098 | 0.081599 | 9033.3902 | 0.26129 | -424.7387 | 9458.1289 | 7653.61 | 1379.78 | 8652.68 | -173.7 | 8793.86
SCE | 2 | 11 | 14 | 22 | 10463 | -425 | 383 | 815.258 | 0.080879 | 9264.742 | 0.16991 | -424.8301 | 9689.5721 | 7881.75 | 1382.99 | 8905.23 | -47.11 | 9105.23
SCE | 2 | 11 | 15 | 20 | 10931 | -425 | 381 | 847.8223 | 0.080362 | 9702.1777 | 0.077434 | -424.9226 | 10127.1003 | 8321.42 | 1380.76 | 9396.02 | 111.27 | 9589.06
SCE | 2 | 11 | 16 | 15 | 11483 | 0 | 346 | 890.6018 | 0.079968 | 10246.3982 | -0.15889 | -0.15889 | 10246.5571 | 8868.95 | 1377.45 | 10099.68 | 254.86 | 10092.73
SCE | 2 | 11 | 17 | 8 | 12054 | 0 | 307 | 929.1453 | 0.079096 | 10817.8547 | 2.8898 | 2.8898 | 10814.9649 | 9417.26 | 1400.59 | 10729.72 | 45.95 | 10722.76
SCE | 2 | 11 | 18 | 3 | 12725 | 425 | 302 | 964.7866 | 0.077661 | 11458.2134 | 2.7442 | 427.7442 | 11030.4692 | 10051.55 | 1406.66 | 11426.13 | -353.23 | 11219.17
SCE | 2 | 11 | 19 | 1 | 13023 | 425 | 308 | 986.0412 | 0.077549 | 11728.9588 | 2.6177 | 427.6177 | 11301.3411 | 10335.7 | 1393.26 | 11669.78 | -852.99 | 11462.82
SCE | 2 | 11 | 20 | 2 | 12669 | 425 | 314 | 960.2213 | 0.077719 | 11394.7787 | 2.5337 | 427.5337 | 10967.245 | 10026.92 | 1367.86 | 11541.8 | -833.21 | 11541.8
SCE | 2 | 11 | 21 | 4 | 12316 | 425 | 331 | 931.9366 | 0.077759 | 11053.0634 | 2.4769 | 427.4769 | 10625.5865 | 9711.68 | 1341.38 | 11055.38 | -967.78 | 10855.38
SCE | 2 | 11 | 22 | 5 | 12018 | 0 | 369 | 895.1269 | 0.076842 | 10753.8731 | -0.20347 | -0.20347 | 10754.0766 | 9475.38 | 1278.5 | 10689.51 | -794.07 | 10489.51
SCE | 2 | 11 | 23 | 10 | 11453 | 0 | 479 | 843.8576 | 0.076896 | 10130.1424 | -0.13935 | -0.13935 | 10130.2818 | 8905.12 | 1225.03 | 10061.94 | -611.75 | 10061.94
SCE | 2 | 11 | 24 | 11 | 11012 | 0 | 569 | 806.175 | 0.077198 | 9636.825 | -0.080137 | -0.080137 | 9636.9052 | 8458.47 | 1178.36 | 9579.16 | -264.14 | 9579.16
SCE | 3 | 18 | 1 | 14 | 10126 | 0 | 766 | 721.7876 | 0.077114 | 8638.2124 | -0.048898 | -0.048898 | 8638.2613 | 7504.41 | 1133.8 | 8690.19 | 91.01 | 8690.19
SCE | 3 | 18 | 2 | 17 | 9670 | 0 | 784 | 681.458 | 0.076689 | 8204.542 | -0.072892 | -0.072892 | 8204.6149 | 7088.6 | 1115.95 | 8211.3 | -22.71 | 8211.3
SCE | 3 | 18 | 3 | 20 | 9364 | 0 | 791 | 658.6076 | 0.076823 | 7914.3924 | -0.11306 | -0.11306 | 7914.5055 | 6801.9 | 1112.49 | 7926.01 | -137.84 | 7926.01
SCE | 3 | 18 | 4 | 19 | 9463 | 0 | 772 | 673.0105 | 0.077438 | 8017.9895 | -0.059674 | -0.059674 | 8018.0492 | 6887.27 | 1130.72 | 8007.33 | -145.45 | 8007.33
SCE | 3 | 18 | 5 | 16 | 9879 | 0 | 694 | 710.6614 | 0.077372 | 8474.3386 | -0.039811 | -0.039811 | 8474.3784 | 7301.06 | 1173.28 | 8373.41 | -258.9 | 8373.41
SCE | 3 | 18 | 6 | 11 | 10686 | 0 | 578 | 791.455 | 0.0783 | 9316.545 | -0.051849 | -0.051849 | 9316.5968 | 8083.18 | 1233.36 | 9056.41 | -503.87 | 9056.41
SCE | 3 | 18 | 7 | 6 | 11291 | 0 | 498 | 846.2834 | 0.07841 | 9946.7166 | -0.082385 | -0.082385 | 9946.799 | 8658.54 | 1288.18 | 9607.61 | -586.74 | 9607.61
SCE | 3 | 18 | 8 | 7 | 11293 | 0 | 459 | 884.1231 | 0.081606 | 9949.8769 | 0.044061 | 0.044061 | 9949.8329 | 8635.62 | 1314.25 | 9551.02 | -344.47 | 9551.02
SCE | 3 | 18 | 9 | 12 | 10854 | 0 | 447 | 895.0446 | 0.086004 | 9511.9554 | -0.27891 | -0.27891 | 9512.2344 | 8166.5 | 1345.45 | 9215.06 | -81.3 | 9215.06
SCE | 3 | 18 | 10 | 15 | 10394 | 0 | 443 | 897.4673 | 0.090189 | 9053.5327 | 0.040192 | 0.040192 | 9053.4925 | 7687.18 | 1366.35 | 8731.28 | -16.38 | 8931.28
SCE | 3 | 18 | 11 | 22 | 10112 | -300 | 441 | 903.6352 | 0.093438 | 8767.3648 | 0.15104 | -299.849 | 9067.2138 | 7385.71 | 1381.65 | 8324.74 | -158.67 | 8524.74
SCE | 3 | 18 | 12 | 24 | 10008 | -425 | 418 | 885.8404 | 0.092371 | 8704.1596 | 0.29283 | -424.7072 | 9128.8668 | 7308.07 | 1396.09 | 8389.58 | 101.22 | 8589.58
SCE | 3 | 18 | 13 | 23 | 10220 | -425 | 403 | 863.7836 | 0.087989 | 8953.2164 | 0.28738 | -424.7126 | 9377.929 | 7549.15 | 1404.07 | 8671.44 | 214.17 | 8671.44
SCE | 3 | 18 | 14 | 21 | 10673 | -425 | 380 | 871.0677 | 0.084627 | 9421.9323 | 0.194 | -424.806 | 9846.7383 | 8008.15 | 1413.79 | 9127.3 | 389.17 | 9327.3
SCE | 3 | 18 | 15 | 18 | 11216 | -425 | 376 | 902.1224 | 0.083222 | 9937.8776 | 0.097367 | -424.9026 | 10362.7802 | 8523.62 | 1414.26 | 9707.72 | 590.65 | 9848.9
SCE | 3 | 18 | 16 | 13 | 11646 | 0 | 361 | 910.5389 | 0.080686 | 10374.4611 | -0.14627 | -0.14627 | 10374.6073 | 8963.74 | 1410.72 | 10256.26 | 624.83 | 10256.26
SCE | 3 | 18 | 17 | 8 | 12294 | 0 | 348 | 960.0468 | 0.080366 | 10985.9532 | 2.89 | 2.89 | 10983.0632 | 9586.58 | 1399.38 | 11031.65 | 695.81 | 11024.98
SCE | 3 | 18 | 18 | 4 | 12885 | 0 | 351 | 984.3659 | 0.078536 | 11549.6341 | 2.7472 | 2.7472 | 11546.8869 | 10131.43 | 1418.21 | 11611.48 | 403.61 | 11404.81
SCE | 3 | 18 | 19 | 1 | 13303 | 425 | 362 | 1001.8659 | 0.077418 | 11939.1341 | 2.6213 | 427.6213 | 11511.5128 | 10529.91 | 1409.22 | 11918.55 | -203.72 | 11711.88
SCE | 3 | 18 | 20 | 2 | 12837 | 425 | 370 | 963.6635 | 0.077297 | 11503.3365 | 2.5377 | 427.5377 | 11075.7988 | 10125.73 | 1377.61 | 11777.9 | -241.37 | 11771.23
SCE | 3 | 18 | 21 | 3 | 12575 | 0 | 403 | 944.4438 | 0.077592 | 11227.5562 | 2.4825 | 2.4825 | 11225.0737 | 9881.79 | 1345.76 | 11370.94 | -136.42 | 11164.27
SCE | 3 | 18 | 22 | 5 | 12086 | 0 | 492 | 884.0317 | 0.076249 | 10709.9683 | -0.19108 | -0.19108 | 10710.1594 | 9434.57 | 1275.4 | 10727.55 | 5.02 | 10727.55
SCE | 3 | 18 | 23 | 9 | 11552 | 425 | 591 | 833.8954 | 0.076078 | 10127.1046 | -0.12517 | 424.8748 | 9702.2297 | 8905.36 | 1221.75 | 10113.4 | 181.43 | 9913.4
SCE | 3 | 18 | 24 | 10 | 11023 | 425 | 701 | 790.5991 | 0.076594 | 9531.4009 | -0.064119 | 424.9359 | 9106.465 | 8355.14 | 1176.26 | 9489.19 | 224.07 | 9489.19
SCE | 4 | 22 | 1 | 14 | 10521 | 0 | 810 | 731.6589 | 0.075343 | 8979.3411 | -0.03103 | -0.03103 | 8979.3722 | 7803.36 | 1175.98 | 8898.39 | -41.73 | 8898.39
SCE | 4 | 22 | 2 | 18 | 9990 | 0 | 835 | 690.6438 | 0.075439 | 8464.3562 | -0.054561 | -0.054561 | 8464.4107 | 7301.87 | 1162.49 | 8431.38 | -179.32 | 8431.38
SCE | 4 | 22 | 3 | 20 | 9627 | 0 | 842 | 666.7585 | 0.075897 | 8118.2415 | -0.094348 | -0.094348 | 8118.3359 | 6947.44 | 1170.8 | 8096.23 | -353.24 | 8096.23
SCE | 4 | 22 | 4 | 19 | 9680 | 0 | 833 | 674.1439 | 0.0762 | 8172.8561 | -0.04182 | -0.04182 | 8172.898 | 6964.9 | 1207.96 | 8087.02 | -468.79 | 8087.02
SCE | 4 | 22 | 5 | 17 | 10094 | 0 | 771 | 718.0345 | 0.077018 | 8604.9655 | -0.022728 | -0.022728 | 8604.9882 | 7337.42 | 1267.55 | 8454 | -537.46 | 8454
SCE | 4 | 22 | 6 | 13 | 10562 | 0 | 633 | 765.8379 | 0.077131 | 9163.1621 | -0.037903 | -0.037903 | 9163.2 | 7837.16 | 1326.01 | 8933.17 | -693.46 | 8933.17
SCE | 4 | 22 | 7 | 11 | 10805 | 0 | 571 | 776.322 | 0.075857 | 9457.678 | -0.06875 | -0.06875 | 9457.7468 | 8082.05 | 1375.63 | 8985.24 | -1009.9 | 8985.24
SCE | 4 | 22 | 8 | 12 | 10980 | 0 | 557 | 871.1761 | 0.083582 | 9551.8239 | 0.061322 | 0.061322 | 9551.7626 | 8124.8 | 1427.02 | 9007.3 | -901.85 | 9007.3
SCE | 4 | 22 | 9 | 15 | 10898 | 0 | 555 | 935.591 | 0.090456 | 9407.409 | -0.26832 | -0.26832 | 9407.6773 | 7943.81 | 1463.6 | 8838.46 | -1013.48 | 8838.46
SCE | 4 | 22 | 10 | 22 | 10634 | 0 | 560 | 972.9223 | 0.096578 | 9101.0777 | 0.05538 | 0.05538 | 9101.0224 | 7598.91 | 1502.16 | 8534.07 | -1271.05 | 8534.07
SCE | 4 | 22 | 11 | 24 | 10494 | -425 | 563 | 1000.7878 | 0.10077 | 8930.2122 | 0.16817 | -424.8318 | 9355.044 | 7393.59 | 1536.62 | 8576.93 | -1378.26 | 8776.93
SCE | 4 | 22 | 12 | 23 | 10774 | -425 | 549 | 1056.6006 | 0.10334 | 9168.3994 | 0.31078 | -424.6892 | 9593.0886 | 7607.37 | 1561.03 | 8969.34 | -1246.3 | 9169.34
SCE | 4 | 22 | 13 | 21 | 11391 | -425 | 512 | 1121.046 | 0.10305 | 9757.954 | 0.30566 | -424.6943 | 10182.6484 | 8180.7 | 1577.25 | 9456.52 | -1435.34 | 9456.52
SCE | 4 | 22 | 14 | 16 | 12137 | -425 | 477 | 1184.9207 | 0.10162 | 10475.0793 | 0.21166 | -424.7883 | 10899.8676 | 8892.01 | 1583.07 | 10135.35 | -1365.64 | 10335.35
SCE | 4 | 22 | 15 | 10 | 12972 | -300 | 457 | 1227.3218 | 0.098068 | 11287.6782 | 0.11249 | -299.8875 | 11587.5657 | 9718.37 | 1569.31 | 10979.01 | -1252.21 | 11179.01
SCE | 4 | 22 | 16 | 8 | 13501 | 0 | 422 | 1227.8049 | 0.093876 | 11851.1951 | -0.13415 | -0.13415 | 11851.3293 | 10299.19 | 1552.01 | 11617.62 | -1184.68 | 11758.8
SCE | 4 | 22 | 17 | 5 | 13995 | 0 | 400 | 1191.5157 | 0.087644 | 12403.4843 | 3.6074 | 3.6074 | 12399.8769 | 10881.72 | 1521.76 | 12303.5 | -961.85 | 12296.22
SCE | 4 | 22 | 18 | 3 | 14241 | 0 | 410 | 1143.0739 | 0.082646 | 12687.9261 | 3.3805 | 3.3805 | 12684.5457 | 11162.78 | 1525.14 | 12568.56 | -765.36 | 12361.27
SCE | 4 | 22 | 19 | 1 | 14411 | 0 | 433 | 1043.2583 | 0.074636 | 12934.7417 | 3.1565 | 3.1565 | 12931.5852 | 11437.26 | 1497.48 | 12700.99 | -682.85 | 12493.71
SCE | 4 | 22 | 20 | 2 | 14109 | 425 | 460 | 999.5388 | 0.073232 | 12649.4612 | 2.9957 | 427.9957 | 12221.4655 | 11195.38 | 1454.08 | 12419.4 | -1148.41 | 12212.12
SCE | 4 | 22 | 21 | 4 | 13570 | 425 | 496 | 946.9966 | 0.072434 | 12127.0034 | 2.8817 | 427.8817 | 11699.1218 | 10721.49 | 1405.51 | 11999.51 | -818.92 | 11792.22
SCE | 4 | 22 | 22 | 6 | 12804 | 0 | 574 | 875.4514 | 0.071582 | 11354.5486 | -0.17611 | -0.17611 | 11354.7247 | 10044.47 | 1310.08 | 11188.34 | -315.24 | 11188.34
SCE | 4 | 22 | 23 | 7 | 12078 | 425 | 646 | 808.9632 | 0.070763 | 10623.0368 | -0.10933 | 424.8907 | 10198.1461 | 9366.86 | 1256.18 | 10474.5 | -140.53 | 10274.5
SCE | 4 | 22 | 24 | 9 | 11446 | 425 | 767 | 793.8181 | 0.074334 | 9885.1819 | -0.047342 | 424.9527 | 9460.2292 | 8677.55 | 1207.64 | 9746.73 | -64.93 | 9746.73
SCE | 5 | 27 | 1 | 12 | 10465 | 0 | 834 | 711.4213 | 0.073868 | 8919.5787 | -0.030993 | -0.030993 | 8919.6097 | 7741.09 | 1178.49 | 9570.12 | -445.09 | 9570.12
SCE | 5 | 27 | 2 | 16 | 9915 | 0 | 841 | 671.3673 | 0.073988 | 8402.6327 | -0.054525 | -0.054525 | 8402.6873 | 7237.83 | 1164.8 | 9036.63 | -394.07 | 9036.63
SCE | 5 | 27 | 3 | 19 | 9596 | 0 | 845 | 651.6084 | 0.074461 | 8099.3916 | -0.094312 | -0.094312 | 8099.4859 | 6924.7 | 1174.69 | 8698.68 | -432.77 | 8698.68
SCE | 5 | 27 | 4 | 20 | 9597 | 0 | 835 | 655.2803 | 0.074787 | 8106.7197 | -0.041785 | -0.041785 | 8106.7615 | 6894.45 | 1212.27 | 8638.12 | -516.02 | 8638.12
SCE | 5 | 27 | 5 | 17 | 9949 | 0 | 775 | 693.7538 | 0.075622 | 8480.2462 | -0.022694 | -0.022694 | 8480.2689 | 7212.68 | 1267.56 | 8893.35 | -507.42 | 8893.35
SCE | 5 | 27 | 6 | 14 | 10179 | 0 | 664 | 727.9818 | 0.076509 | 8787.0182 | -0.037782 | -0.037782 | 8787.056 | 7465.08 | 1321.93 | 9135.81 | -667.71 | 9135.81
SCE | 5 | 27 | 7 | 11 | 10442 | 0 | 587 | 774.2349 | 0.078563 | 9080.7651 | -0.068634 | -0.068634 | 9080.8337 | 7701.88 | 1378.89 | 9543.05 | -551.4 | 9543.05
SCE | 5 | 27 | 8 | 13 | 10590 | 0 | 562 | 811.6404 | 0.080937 | 9216.3596 | 0.061478 | 0.061478 | 9216.2981 | 7790.1 | 1426.26 | 9973.75 | -127.21 | 9973.75
SCE | 5 | 27 | 9 | 15 | 10449 | 0 | 546 | 836.3081 | 0.08445 | 9066.6919 | -0.26825 | -0.26825 | 9066.9601 | 7606.64 | 1460.05 | 10011.39 | -215.69 | 10011.39
SCE | 5 | 27 | 10 | 21 | 10086 | -425 | 546 | 823.5076 | 0.086322 | 8716.4924 | 0.05554 | -424.9445 | 9141.4369 | 7227.24 | 1489.25 | 10238.6 | -353.82 | 10238.6
SCE | 5 | 27 | 11 | 23 | 9816 | -425 | 544 | 827.9272 | 0.089293 | 8444.0728 | 0.16837 | -424.8316 | 8868.9044 | 6926.19 | 1517.89 | 10285.4 | -725.16 | 10426.58
SCE | 5 | 27 | 12 | 24 | 9819 | -425 | 544 | 842.481 | 0.090834 | 8432.519 | 0.31101 | -424.689 | 8857.208 | 6891.5 | 1541.02 | 10768.55 | -790.9 | 10968.55
SCE | 5 | 27 | 13 | 22 | 10076 | -425 | 515 | 876.1858 | 0.091642 | 8684.8142 | 0.30589 | -424.6941 | 9109.5083 | 7123.28 | 1561.53 | 11438.96 | -952.31 | 11438.96
SCE | 5 | 27 | 14 | 18 | 10484 | -300 | 489 | 921.5051 | 0.092197 | 9073.4949 | 0.21188 | -299.7881 | 9373.283 | 7499.23 | 1574.26 | 12336.4 | -884.65 | 12536.4
SCE | 5 | 27 | 15 | 10 | 11073 | 0 | 467 | 955.0042 | 0.090044 | 9650.9958 | 0.11266 | 0.11266 | 9650.8831 | 8080.95 | 1570.04 | 13278.89 | -617.98 | 13478.89
SCE | 5 | 27 | 16 | 8 | 11606 | 0 | 449 | 968.0269 | 0.086764 | 10188.9731 | -0.13405 | -0.13405 | 10189.1071 | 8635.06 | 1553.91 | 13880.26 | -634.07 | 13880.26
SCE | 5 | 27 | 17 | 5 | 12310 | 0 | 438 | 983.4816 | 0.08284 | 10888.5184 | 3.6478 | 3.6478 | 10884.8706 | 9363.32 | 1525.2 | 14277.07 | -635.96 | 14469.52
SCE | 5 | 27 | 18 | 3 | 12776 | 0 | 438 | 965.9298 | 0.078289 | 11372.0702 | 3.4161 | 3.4161 | 11368.6541 | 9846.2 | 1525.87 | 14243.2 | -721 | 14235.65
SCE | 5 | 27 | 19 | 2 | 12930 | 0 | 444 | 934.9203 | 0.074877 | 11551.0797 | 3.195 | 3.195 | 11547.8847 | 10049.81 | 1501.27 | 14043.57 | -738.66 | 13836.02
SCE | 5 | 27 | 20 | 1 | 13066 | 425 | 469 | 929.7177 | 0.073805 | 11667.2823 | 3.0309 | 428.0309 | 11239.2514 | 10202.53 | 1464.75 | 13432.47 | -1286.3 | 13424.92
SCE | 5 | 27 | 21 | 4 | 12865 | 425 | 512 | 899.0025 | 0.072776 | 11453.9975 | 2.9176 | 427.9176 | 11026.0799 | 10038.59 | 1415.41 | 13045.29 | -1000.14 | 12837.74
SCE | 5 | 27 | 22 | 6 | 12245 | 0 | 600 | 849.0384 | 0.07291 | 10795.9616 | -0.17608 | -0.17608 | 10796.1377 | 9476.13 | 1319.83 | 12223.69 | -501.13 | 12023.69
SCE | 5 | 27 | 23 | 7 | 11684 | 425 | 684 | 808.2583 | 0.073478 | 10191.7417 | -0.1093 | 424.8907 | 9766.851 | 8925.89 | 1265.85 | 11390.75 | -222.92 | 11190.75
SCE | 5 | 27 | 24 | 9 | 11198 | 425 | 816 | 763.4536 | 0.073536 | 9618.5464 | -0.047307 | 424.9527 | 9193.5937 | 8396.86 | 1221.69 | 10631.12 | -246.93 | 10631.12
SCE | 6 | 24 | 1 | 18 | 12256 | 0 | 906 | 853.9876 | 0.075241 | 10496.0124 | 1.1393 | 1.1393 | 10494.8731 | 9236.32 | 1259.7 | 10543.23 | -3.89 | 10543.23
SCE | 6 | 24 | 2 | 21 | 11453 | 0 | 905 | 799.5428 | 0.0758 | 9748.4572 | 1.1376 | 1.1376 | 9747.3196 | 8504.9 | 1243.55 | 9903.86 | -117.22 | 9903.86
SCE | 6 | 24 | 3 | 23 | 10977 | 0 | 903 | 765.9368 | 0.076031 | 9308.0632 | 1.1263 | 1.1263 | 9306.937 | 8056.33 | 1251.73 | 9488.34 | -159 | 9488.34
SCE | 6 | 24 | 4 | 24 | 10960 | 0 | 896 | 770.7439 | 0.076584 | 9293.2561 | 1.0737 | 1.0737 | 9292.1824 | 8005.79 | 1287.47 | 9441.04 | -300.52 | 9441.04
SCE | 6 | 24 | 5 | 22 | 11229 | 0 | 867 | 801.6338 | 0.077363 | 9560.3662 | 0.97088 | 0.97088 | 9559.3954 | 8218.31 | 1342.05 | 9721.86 | -421.47 | 9721.86
SCE | 6 | 24 | 6 | 20 | 11585 | 0 | 747 | 856.1686 | 0.078997 | 9981.8314 | 1.1183 | 1.1183 | 9980.7131 | 8586.92 | 1394.91 | 10070.36 | -476.3 | 10070.36
SCE | 6 | 24 | 7 | 19 | 12228 | 0 | 665 | 938.1326 | 0.081132 | 10624.8674 | 1.3852 | 1.3852 | 10623.4822 | 9170.16 | 1454.71 | 10658.22 | -379.35 | 10658.22
SCE | 6 | 24 | 8 | 15 | 12881 | 0 | 625 | 1024.6219 | 0.083602 | 11231.3781 | 1.4849 | 1.4849 | 11229.8931 | 9720.92 | 1510.46 | 11038.82 | -472.82 | 11038.82
SCE | 6 | 24 | 9 | 17 | 13117 | 0 | 601 | 1079.857 | 0.086278 | 11436.143 | 1.6366 | 1.6366 | 11434.5064 | 9872.46 | 1563.68 | 11331.82 | -748.69 | 11331.82
SCE | 6 | 24 | 10 | 16 | 13524 | 0 | 574 | 1138.599 | 0.087923 | 11811.401 | 1.7399 | 1.7399 | 11809.6611 | 10197.46 | 1613.94 | 11700.3 | -1040.41 | 11700.3
SCE | 6 | 24 | 11 | 14 | 14074 | 0 | 546 | 1206.7268 | 0.089202 | 12321.2732 | 1.7533 | 1.7533 | 12319.5199 | 10663.12 | 1658.15 | 12254.93 | -1251.63 | 12254.93
SCE | 6 | 24 | 12 | 13 | 14841 | 0 | 529 | 1273.0245 | 0.088948 | 13038.9755 | 1.8532 | 1.8532 | 13037.1223 | 11347.98 | 1690.99 | 12842.7 | -1143.95 | 12842.7
SCE | 6 | 24 | 13 | 11 | 15932 | 0 | 495 | 1363.6113 | 0.088334 | 14073.3887 | 1.729 | 1.729 | 14071.6596 | 12362.81 | 1710.58 | 13785.75 | -1082.22 | 13785.75
SCE | 6 | 24 | 14 | 9 | 17093 | 0 | 461 | 1445.0776 | 0.086885 | 15186.9224 | 1.6044 | 1.6044 | 15185.318 | 13460.51 | 1726.42 | 14864.7 | -841.99 | 14864.7
SCE | 6 | 24 | 15 | 7 | 18171 | 0 | 453 | 1504.5482 | 0.084916 | 16213.4518 | 1.5252 | 1.5252 | 16211.9266 | 14487.98 | 1725.47 | 15653.19 | -719.6 | 15641.18
SCE | 6 | 24 | 16 | 5 | 18526 | 0 | 437 | 1519.6805 | 0.084011 | 16569.3195 | 1.4528 | 1.4528 | 16567.8667 | 14858.16 | 1711.16 | 16557.52 | -264.73 | 16545.52
SCE | 6 | 24 | 17 | 3 | 18801 | 0 | 429 | 1497.5835 | 0.081514 | 16874.4165 | 4.564 | 4.564 | 16869.8524 | 15149.28 | 1725.14 | 16997.67 | -56.02 | 16985.66
SCE | 6 | 24 | 18 | 1 | 18664 | 0 | 434 | 1448.4575 | 0.079455 | 16781.5425 | 5.1624 | 5.1624 | 16776.3802 | 15101.06 | 1680.48 | 16902.05 | -169.94 | 16890.04
SCE | 6 | 24 | 19 | 2 | 17982 | 0 | 441 | 1366.0704 | 0.077879 | 16174.9296 | 4.8493 | 4.8493 | 16170.0802 | 14529.48 | 1645.45 | 16321.75 | -513.92 | 16309.75
SCE | 6 | 24 | 20 | 4 | 17483 | 0 | 467 | 1306.659 | 0.07679 | 15709.341 | 4.5869 | 4.5869 | 15704.7541 | 14107.13 | 1602.22 | 15551.47 | -1292.11 | 15551.47
SCE | 6 | 24 | 21 | 6 | 16841 | 0 | 513 | 1230.7527 | 0.075377 | 15097.2473 | 4.0151 | 4.0151 | 15093.2322 | 13558.21 | 1539.04 | 14872.74 | -1042.15 | 14872.74
SCE | 6 | 24 | 22 | 8 | 15676 | 0 | 612 | 1130.5174 | 0.075048 | 13933.4826 | 0.67849 | 0.67849 | 13932.8042 | 12507.62 | 1425.86 | 13873.76 | -309.13 | 13873.76
SCE | 6 | 24 | 23 | 10 | 14549 | 0 | 721 | 1037.9997 | 0.075065 | 12790.0003 | 0.98473 | 0.98473 | 12789.0155 | 11431.04 | 1358.96 | 12800.83 | 96.76 | 12800.83
SCE | 6 | 24 | 24 | 12 | 13584 | 0 | 861 | 954.3402 | 0.075009 | 11768.6598 | 1.0573 | 1.0573 | 11767.6025 | 10462.83 | 1305.83 | 11920.68 | 242.36 | 11920.68
SCE | 7 | 22 | 1 | 19 | 13522 | 0 | 967 | 937.4158 | 0.074665 | 11617.5842 | 1.2024 | 1.2024 | 11616.3818 | 10288.43 | 1329.15 | 11950.63 | 634.22 | 11950.63
SCE | 7 | 22 | 2 | 21 | 12710 | 0 | 971 | 876.3438 | 0.074652 | 10862.6562 | 1.2011 | 1.2011 | 10861.4551 | 9552.31 | 1310.35 | 11165.05 | 396.59 | 11165.05
SCE | 7 | 22 | 3 | 23 | 12215 | 0 | 957 | 843.5256 | 0.074927 | 10414.4744 | 1.1889 | 1.1889 | 10413.2854 | 9095.83 | 1318.64 | 10683.55 | 281.36 | 10683.55
SCE | 7 | 22 | 4 | 24 | 12125 | 0 | 948 | 850.4246 | 0.076087 | 10326.5754 | 1.1343 | 1.1343 | 10325.4411 | 8965.58 | 1361 | 10532.41 | 147.85 | 10532.41
SCE | 7 | 22 | 5 | 22 | 12466 | 0 | 915 | 890.2645 | 0.077073 | 10660.7355 | 1.0265 | 1.0265 | 10659.709 | 9228.21 | 1432.52 | 10768.15 | 16.66 | 10768.15
SCE | 7 | 22 | 6 | 20 | 12827 | 0 | 829 | 940.4053 | 0.07838 | 11057.5947 | 1.1458 | 1.1458 | 11056.4489 | 9557.21 | 1500.38 | 11128.4 | 69.64 | 11128.4
SCE | 7 | 22 | 7 | 18 | 13708 | 0 | 770 | 1041.7329 | 0.080517 | 11896.2671 | 1.4286 | 1.4286 | 11894.8384 | 10327.28 | 1568.99 | 11760.2 | 99.95 | 11760.2
SCE | 7 | 22 | 8 | 17 | 14464 | 0 | 712 | 1141.3863 | 0.082998 | 12610.6137 | 1.5386 | 1.5386 | 12609.0751 | 10977.71 | 1632.9 | 12491.28 | 426.03 | 12491.28
SCE | 7 | 22 | 9 | 16 | 15180 | 0 | 666 | 1246.9762 | 0.085915 | 13267.0238 | 1.7003 | 1.7003 | 13265.3236 | 11571.47 | 1695.55 | 13079.65 | 251.53 | 13079.65
SCE | 7 | 22 | 10 | 15 | 16001 | 0 | 630 | 1355.202 | 0.088166 | 14015.798 | 1.8212 | 1.8212 | 14013.9768 | 12264.83 | 1750.96 | 13757.19 | 31.52 | 13757.19
SCE | 7 | 22 | 11 | 13 | 17121 | 0 | 592 | 1478.8288 | 0.089469 | 15050.1712 | 1.8369 | 1.8369 | 15048.3343 | 13252.33 | 1797.84 | 14532.92 | 38.89 | 14532.92
SCE | 7 | 22 | 12 | 12 | 18319 | 0 | 550 | 1587.7701 | 0.089356 | 16181.2299 | 1.9383 | 1.9383 | 16179.2916 | 14349.99 | 1831.24 | 15525.22 | 169.1 | 15525.22
SCE | 7 | 22 | 13 | 10 | 19703 | 0 | 486 | 1698.834 | 0.088403 | 17518.166 | 1.8059 | 1.8059 | 17516.3601 | 15662.72 | 1855.45 | 16713.09 | 272.37 | 16713.09
SCE | 7 | 22 | 14 | 8 | 21134 | 0 | 462 | 1789.6598 | 0.086574 | 18882.3402 | 1.673 | 1.673 | 18880.6672 | 17009.23 | 1873.11 | 18154.59 | 733.39 | 18154.59
SCE | 7 | 22 | 15 | 5 | 22446 | 0 | 464 | 1871.65 | 0.085145 | 20110.35 | 1.5817 | 1.5817 | 20108.7683 | 18239.17 | 1871.18 | 19422.19 | 1083.26 | 19411.76
SCE | 7 | 22 | 16 | 3 | 22794 | 0 | 450 | 1870.774 | 0.083726 | 20473.226 | 1.5027 | 1.5027 | 20471.7233 | 18623.21 | 1850.01 | 19985.79 | 1144.52 | 19975.36
SCE | 7 | 22 | 17 | 1 | 22694 | 0 | 454 | 1813.6232 | 0.081548 | 20426.3768 | 4.6782 | 4.6782 | 20421.6986 | 18572.51 | 1853.87 | 19688.26 | 638.85 | 19677.84
SCE | 7 | 22 | 18 | 2 | 21992 | 0 | 473 | 1711.8161 | 0.079549 | 19807.1839 | 5.281 | 5.281 | 19801.9029 | 18017.65 | 1789.53 | 19287.4 | 304.53 | 19276.97
SCE | 7 | 22 | 19 | 4 | 20751 | 0 | 480 | 1571.6067 | 0.07753 | 18699.3933 | 4.9572 | 4.9572 | 18694.4361 | 16952.68 | 1746.72 | 18437.62 | 52.6 | 18427.2
SCE | 7 | 22 | 20 | 6 | 19750 | 0 | 514 | 1471.9148 | 0.076519 | 17764.0852 | 4.6824 | 4.6824 | 17759.4029 | 16067.05 | 1697.03 | 17502.16 | -719.78 | 17502.16
SCE | 7 | 22 | 21 | 7 | 19048 | 0 | 560 | 1385.5358 | 0.074942 | 17102.4642 | 4.1058 | 4.1058 | 17098.3585 | 15472.29 | 1630.17 | 16797.8 | -512.44 | 16797.8
SCE | 7 | 22 | 22 | 9 | 17712 | 0 | 664 | 1263.0068 | 0.074085 | 15784.9932 | 0.66751 | 0.66751 | 15784.3257 | 14267.9 | 1517.09 | 15478.77 | 69.82 | 15478.77
SCE | 7 | 22 | 23 | 11 | 16431 | 0 | 764 | 1164.2646 | 0.074313 | 14502.7354 | 1.0341 | 1.0341 | 14501.7013 | 13053.7 | 1449.03 | 14305.56 | 500.86 | 14305.56
SCE | 7 | 22 | 24 | 14 | 15313 | 0 | 860 | 1076.8156 | 0.074505 | 13376.1844 | 1.1135 | 1.1135 | 13375.0709 | 11987.72 | 1388.47 | 13151.5 | 543.6 | 13151.5
SCE | 8 | 12 | 1 | 19 | 13826 | 0 | 913 | 1006.1691 | 0.077919 | 11906.8309 | 1.1764 | 1.1764 | 11905.6545 | 10602.58 | 1304.25 | 11659.24 | 386.35 | 11659.24
SCE | 8 | 12 | 2 | 21 | 12964 | 0 | 942 | 935.1461 | 0.077786 | 11086.8539 | 1.1751 | 1.1751 | 11085.6788 | 9802.11 | 1284.74 | 10913.25 | 174.51 | 10913.25
SCE | 8 | 12 | 3 | 23 | 12369 | 0 | 930 | 891.899 | 0.07797 | 10547.101 | 1.1632 | 1.1632 | 10545.9379 | 9254.33 | 1292.77 | 10406.18 | -11.61 | 10406.18
SCE | 8 | 12 | 4 | 24 | 12276 | 0 | 930 | 899.9868 | 0.079322 | 10446.0132 | 1.1094 | 1.1094 | 10444.9038 | 9104.36 | 1341.65 | 10296.72 | -125.34 | 10296.72
SCE | 8 | 12 | 5 | 22 | 12725 | 0 | 906 | 943.9187 | 0.079865 | 10875.0813 | 1.0037 | 1.0037 | 10874.0776 | 9459.56 | 1415.52 | 10589.98 | -263.15 | 10589.98
SCE | 8 | 12 | 6 | 20 | 13285 | 0 | 823 | 1007.2753 | 0.080828 | 11454.7247 | 1.1306 | 1.1306 | 11453.594 | 9965.04 | 1489.69 | 11055.35 | -324.88 | 11055.35
SCE | 8 | 12 | 7 | 18 | 13928 | 0 | 737 | 1094.8983 | 0.083003 | 12096.1017 | 1.4072 | 1.4072 | 12094.6945 | 10530.71 | 1565.39 | 11540.06 | -247.16 | 11540.06
SCE | 8 | 12 | 8 | 17 | 14607 | 0 | 684 | 1207.9517 | 0.086759 | 12715.0483 | 1.5135 | 1.5135 | 12713.5348 | 11078 | 1637.05 | 12008.97 | -266.24 | 12008.97
SCE | 8 | 12 | 9 | 16 | 15383 | 0 | 640 | 1315.5737 | 0.089234 | 13427.4263 | 1.6713 | 1.6713 | 13425.755 | 11725.55 | 1701.87 | 12411.66 | -524.08 | 12411.66
SCE | 8 | 12 | 10 | 15 | 16265 | 0 | 611 | 1431.4708 | 0.091444 | 14222.5292 | 1.7863 | 1.7863 | 14220.7429 | 12457.6 | 1764.93 | 13001.09 | -926.78 | 13001.09
SCE | 8 | 12 | 11 | 13 | 17656 | 0 | 579 | 1575.4079 | 0.092253 | 15501.5921 | 1.8012 | 1.8012 | 15499.7909 | 13680.16 | 1821.44 | 13726.59 | -910.87 | 13726.59
SCE | 8 | 12 | 12 | 12 | 19018 | 0 | 544 | 1685.9464 | 0.09126 | 16788.0536 | 1.9016 | 1.9016 | 16786.152 | 14927.09 | 1860.96 | 14574.85 | -1073.72 | 14574.85
SCE | 8 | 12 | 13 | 9 | 20981 | 0 | 491 | 1844.9983 | 0.090044 | 18645.0017 | 1.7724 | 1.7724 | 18643.2293 | 16757.88 | 1887.13 | 15716.73 | -1135.01 | 15716.73
SCE | 8 | 12 | 14 | 8 | 22492 | 0 | 460 | 1944.3311 | 0.08825 | 20087.6689 | 1.6426 | 1.6426 | 20086.0262 | 18185.37 | 1902.3 | 16895.42 | -1063.47 | 16895.42
SCE | 8 | 12 | 15 | 5 | 23366 | 0 | 455 | 1974.8104 | 0.086195 | 20936.1896 | 1.5555 | 1.5555 | 20934.6341 | 19043.23 | 1892.96 | 18136.86 | -850.3 | 18126.11
SCE | 8 | 12 | 16 | 4 | 23531 | 0 | 438 | 1942.4378 | 0.084114 | 21150.5622 | 1.4789 | 1.4789 | 21149.0833 | 19293.54 | 1857.03 | 18684.54 | -981.11 | 18673.79
SCE | 8 | 12 | 17 | 2 | 23349 | 0 | 429 | 1889.5557 | 0.082441 | 21030.4443 | 4.7545 | 4.7545 | 21025.6898 | 19177.84 | 1852.61 | 18947.37 | -712.66 | 18936.62
SCE | 8 | 12 | 18 | 1 | 22591 | 0 | 447 | 1776.6073 | 0.08023 | 20367.3927 | 5.3369 | 5.3369 | 20362.0558 | 18573.79 | 1793.6 | 18776.56 | -559.58 | 18765.81
SCE | 8 | 12 | 19 | 3 | 21410 | 0 | 478 | 1652.0145 | 0.078923 | 19279.9855 | 4.9976 | 4.9976 | 19274.9879 | 17528.95 | 1751.04 | 17852.36 | -880.43 | 17841.61
SCE | 8 | 12 | 20 | 6 | 20254 | 0 | 518 | 1548.5044 | 0.078461 | 18187.4956 | 4.7149 | 4.7149 | 18182.7807 | 16491.31 | 1696.19 | 16886.03 | -1455.17 | 16886.03
SCE | 8 | 12 | 21 | 7 | 19363 | 0 | 583 | 1449.1236 | 0.077163 | 17330.8764 | 4.1317 | 4.1317 | 17326.7448 | 15709.37 | 1621.51 | 16003.36 | -1076.25 | 16003.36
SCE | 8 | 12 | 22 | 10 | 17904 | 0 | 679 | 1313.131 | 0.076234 | 15911.869 | 0.66641 | 0.66641 | 15911.2026 | 14407.93 | 1503.94 | 14722.5 | -306.09 | 14722.5
SCE | 8 | 12 | 23 | 11 | 16519 | 0 | 771 | 1199.2073 | 0.07615 | 14548.7927 | 1.0131 | 1.0131 | 14547.7796 | 13113 | 1435.79 | 13563.58 | 267.75 | 13563.58
SCE | 8 | 12 | 24 | 14 | 15413 | 0 | 892 | 1105.5383 | 0.076134 | 13415.4617 | 1.0901 | 1.0901 | 13414.3716 | 12040.4 | 1375.06 | 12627.61 | 382.03 | 12627.61
SCE | 9 | 2 | 1 | 19 | 13733 | 0 | 836 | 998.8424 | 0.077448 | 11898.1576 | 1.1018 | 1.1018 | 11897.0558 | 10572.59 | 1325.57 | 11780.22 | 213.09 | 11780.22
SCE | 9 | 2 | 2 | 21 | 12859 | 0 | 831 | 941.3004 | 0.078259 | 11086.6996 | 1.1002 | 1.1002 | 11085.5995 | 9780.6 | 1306.1 | 11045.69 | 36.83 | 11045.69
SCE | 9 | 2 | 3 | 23 | 12306 | 0 | 840 | 902.4918 | 0.07871 | 10563.5082 | 1.0892 | 1.0892 | 10562.419 | 9247.18 | 1316.32 | 10599.16 | -92.79 | 10599.16
SCE | 9 | 2 | 4 | 24 | 12149 | 0 | 830 | 899.9178 | 0.079505 | 10419.0822 | 1.0384 | 1.0384 | 10418.0438 | 9059.61 | 1359.47 | 10488.02 | -215.92 | 10488.02
SCE | 9 | 2 | 5 | 22 | 12678 | 0 | 807 | 951.1907 | 0.080127 | 10919.8093 | 0.93889 | 0.93889 | 10918.8704 | 9492.27 | 1427.54 | 10831.31 | -296.51 | 10831.31
SCE | 9 | 2 | 6 | 20 | 13447 | 0 | 733 | 1020.9557 | 0.080302 | 11693.0443 | 1.0811 | 1.0811 | 11691.9632 | 10193.44 | 1499.61 | 11538.19 | -426.68 | 11538.19
SCE | 9 | 2 | 7 | 18 | 14105 | 0 | 677 | 1071.5875 | 0.079802 | 12356.4125 | 1.3392 | 1.3392 | 12355.0733 | 10783.69 | 1572.73 | 12072.28 | -381.28 | 12072.28
SCE | 9 | 2 | 8 | 17 | 14909 | 0 | 651 | 1179.8925 | 0.082753 | 13078.1075 | 1.4356 | 1.4356 | 13076.6718 | 11430.64 | 1647.46 | 12672.41 | -443.39 | 12672.41
SCE | 9 | 2 | 9 | 16 | 15906 | 0 | 624 | 1308.6416 | 0.085633 | 13973.3584 | 1.5822 | 1.5822 | 13971.7761 | 12260.95 | 1712.41 | 13363.91 | -732.54 | 13363.91
SCE | 9 | 2 | 10 | 14 | 16793 | 0 | 604 | 1427.1482 | 0.088155 | 14761.8518 | 1.6821 | 1.6821 | 14760.1697 | 12988.71 | 1773.14 | 14256.37 | -889.43 | 14256.37
SCE | 9 | 2 | 11 | 13 | 18036 | 0 | 583 | 1547.8564 | 0.088687 | 15905.1436 | 1.6951 | 1.6951 | 15903.4485 | 14074.95 | 1830.2 | 15099.03 | -1244.88 | 15099.03
SCE | 9 | 2 | 12 | 11 | 19385 | 0 | 536 | 1652.2417 | 0.087657 | 17196.7583 | 1.7916 | 1.7916 | 17194.9667 | 15328.93 | 1867.83 | 16216.46 | -1201.28 | 16216.46
SCE | 9 | 2 | 13 | 9 | 20911 | 0 | 495 | 1747.3305 | 0.085586 | 18668.6695 | 1.6716 | 1.6716 | 18666.9978 | 16775.09 | 1893.58 | 17617.37 | -1263.45 | 17617.37
SCE | 9 | 2 | 14 | 7 | 22280 | 0 | 466 | 1833.7488 | 0.084063 | 19980.2512 | 1.5511 | 1.5511 | 19978.7001 | 18074.48 | 1905.77 | 19353.03 | -831.41 | 19353.03
SCE | 9 | 2 | 15 | 5 | 23480 | 0 | 461 | 1895.0735 | 0.082326 | 21123.9265 | 1.4746 | 1.4746 | 21122.452 | 19230.74 | 1893.19 | 20858.93 | -119.29 | 20850.03
SCE | 9 | 2 | 16 | 3 | 23467 | 0 | 437 | 1886.6329 | 0.081921 | 21143.3671 | 1.4045 | 1.4045 | 21141.9626 | 19294.59 | 1848.77 | 20791.9 | -357.65 | 20783
SCE | 9 | 2 | 17 | 1 | 23198 | 0 | 439 | 1848.7607 | 0.081232 | 20910.2393 | 4.8128 | 4.8128 | 20905.4265 | 19074.83 | 1835.41 | 20293.24 | -796.36 | 20284.34
SCE | 9 | 2 | 18 | 2 | 22389 | 0 | 457 | 1761.0055 | 0.080294 | 20170.9945 | 5.35 | 5.35 | 20165.6445 | 18400.1 | 1770.9 | 19875.39 | -720.82 | 19866.49
SCE | 9 | 2 | 19 | 4 | 21524 | 0 | 482 | 1668.9801 | 0.079317 | 19373.0199 | 4.986 | 4.986 | 19368.0339 | 17640.96 | 1732.06 | 19081.76 | -1564.29 | 19072.86
SCE | 9 | 2 | 20 | 6 | 20262 | 0 | 521 | 1549.5833 | 0.078496 | 18191.4167 | 4.6974 | 4.6974 | 18186.7193 | 16511.9 | 1679.52 | 17640.39 | -2404.06 | 17640.39
SCE | 9 | 2 | 21 | 8 | 19266 | 0 | 569 | 1449.7369 | 0.077538 | 17247.2631 | 4.117 | 4.117 | 17243.1461 | 15630.31 | 1616.95 | 16742.2 | -1672.78 | 16742.2
SCE | 9 | 2 | 22 | 10 | 17751 | 0 | 632 | 1331.4368 | 0.077775 | 15787.5632 | 0.65613 | 0.65613 | 15786.9071 | 14282.3 | 1505.26 | 15368.79 | -940.18 | 15368.79
SCE | 9 | 2 | 23 | 12 | 16471 | 0 | 724 | 1228.956 | 0.078044 | 14518.044 | 0.9523 | 0.9523 | 14517.0917 | 13075.69 | 1442.36 | 14254.12 | -99.56 | 14254.12
SCE | 9 | 2 | 24 | 15 | 15440 | 0 | 843 | 1128.9997 | 0.077345 | 13468.0003 | 1.0225 | 1.0225 | 13466.9778 | 12076.92 | 1391.08 | 13158.05 | 158.38 | 13158.05
SCE | 10 | 7 | 1 | 20 | 11626 | 0 | 788 | 816.8352 | 0.075368 | 10021.1648 | 1.2735 | 1.2735 | 10019.8913 | 8769.32 | 1251.84 | 10095.4 | 132.54 | 10095.4
SCE | 10 | 7 | 2 | 21 | 10920 | 0 | 790 | 766.7275 | 0.075689 | 9363.2725 | 1.2581 | 1.2581 | 9362.0144 | 8130.68 | 1232.59 | 9469.1 | -45.37 | 9469.1
SCE | 10 | 7 | 3 | 23 | 10563 | 0 | 793 | 741.907 | 0.075937 | 9028.093 | 1.2231 | 1.2231 | 9026.87 | 7788.62 | 1239.47 | 9137.2 | -163.28 | 9137.2
SCE | 10 | 7 | 4 | 24 | 10493 | 0 | 763 | 746.6155 | 0.076733 | 8983.3845 | 1.2733 | 1.2733 | 8982.1112 | 7704.93 | 1278.46 | 9089.12 | -307.79 | 9089.12
SCE | 10 | 7 | 5 | 22 | 10926 | 0 | 723 | 786.2934 | 0.077065 | 9416.7066 | 1.2443 | 1.2443 | 9415.4624 | 8075.76 | 1340.95 | 9428.85 | -622.36 | 9428.85
SCE | 10 | 7 | 6 | 19 | 11869 | 0 | 628 | 869.4496 | 0.077346 | 10371.5504 | 1.2488 | 1.2488 | 10370.3016 | 8963.22 | 1408.33 | 10217.07 | -748.47 | 10217.07
SCE | 10 | 7 | 7 | 18 | 12305 | 0 | 587 | 924.0224 | 0.078855 | 10793.9776 | 1.2646 | 1.2646 | 10792.713 | 9335.74 | 1458.24 | 10595.52 | -603.18 | 10595.52
SCE | 10 | 7 | 8 | 14 | 12742 | 0 | 568 | 974.439 | 0.080043 | 11199.561 | 1.313 | 1.313 | 11198.248 | 9682.58 | 1516.98 | 10935.25 | -344.25 | 10935.25
SCE | 10 | 7 | 9 | 15 | 13242 | 0 | 563 | 1054.9377 | 0.083204 | 11624.0623 | 0.87749 | 0.87749 | 11623.1848 | 10053.32 | 1570.75 | 11053.37 | -421.59 | 11053.37
SCE | 10 | 7 | 10 | 17 | 13622 | 0 | 547 | 1122.0124 | 0.085814 | 11952.9876 | 1.3551 | 1.3551 | 11951.6326 | 10326.25 | 1626.73 | 11304.29 | -558.65 | 11304.29
SCE | 10 | 7 | 11 | 16 | 14125 | 0 | 526 | 1194.8794 | 0.087865 | 12404.1206 | 1.4685 | 1.4685 | 12402.6521 | 10722.72 | 1681.4 | 11589.81 | -917.51 | 11589.81
SCE | 10 | 7 | 12 | 12 | 14941 | 0 | 500 | 1286.2819 | 0.089072 | 13154.7181 | 1.5363 | 1.5363 | 13153.1817 | 11430.87 | 1723.84 | 12208.41 | -1089.21 | 12208.41
SCE | 10 | 7 | 13 | 10 | 15849 | 0 | 441 | 1351.4144 | 0.087709 | 14056.5856 | 1.5234 | 1.5234 | 14055.0621 | 12303.29 | 1753.3 | 13214.23 | -1029.12 | 13214.23
SCE | 10 | 7 | 14 | 8 | 16879 | 0 | 405 | 1439.8382 | 0.087401 | 15034.1618 | 1.4485 | 1.4485 | 15032.7133 | 13260.85 | 1773.31 | 14323.63 | -1032.16 | 14323.63
SCE | 10 | 7 | 15 | 5 | 17934 | 0 | 397 | 1486.3622 | 0.084756 | 16050.6378 | 1.3885 | 1.3885 | 16049.2494 | 14281.86 | 1768.77 | 15336.11 | -868.17 | 15326.45
SCE | 10 | 7 | 16 | 3 | 18473 | 0 | 375 | 1505.2836 | 0.083174 | 16592.7164 | 1.2905 | 1.2905 | 16591.426 | 14851.35 | 1741.37 | 15918.64 | -876.87 | 15908.99
SCE | 10 | 7 | 17 | 1 | 18439 | 0 | 374 | 1458.6866 | 0.080747 | 16606.3134 | 4.2795 | 4.2795 | 16602.0339 | 14862.13 | 1744.19 | 16166.63 | -778.19 | 16156.97
SCE | 10 | 7 | 18 | 2 | 18004 | 0 | 386 | 1385.9145 | 0.078665 | 16232.0855 | 4.298 | 4.298 | 16227.7875 | 14539.52 | 1692.57 | 15944.19 | -874.69 | 15934.53
SCE | 10 | 7 | 19 | 4 | 17163 | 0 | 413 | 1303.1904 | 0.077802 | 15446.8096 | 4.2729 | 4.2729 | 15442.5367 | 13795.15 | 1651.66 | 15023.78 | -1621.49 | 15014.13
SCE | 10 | 7 | 20 | 6 | 16148 | 0 | 448 | 1208.425 | 0.07697 | 14491.575 | 3.5253 | 3.5253 | 14488.0497 | 12899.69 | 1591.88 | 13926.82 | -1725.63 | 13926.82
SCE | 10 | 7 | 21 | 7 | 15514 | 0 | 498 | 1141.9875 | 0.076051 | 13874.0125 | 3.3681 | 3.3681 | 13870.6444 | 12354.04 | 1519.97 | 13416.86 | -916.26 | 13416.86
SCE | 10 | 7 | 22 | 9 | 14600 | 0 | 574 | 1056.2455 | 0.075306 | 12969.7545 | 1.1253 | 1.1253 | 12968.6292 | 11561.35 | 1408.4 | 12587.3 | -138.18 | 12587.3
SCE | 10 | 7 | 23 | 11 | 13629 | 0 | 653 | 976.0527 | 0.07522 | 11999.9473 | 1.1878 | 1.1878 | 11998.7594 | 10653.9 | 1346.05 | 11847.55 | 257.28 | 11847.55
SCE | 10 | 7 | 24 | 13 | 12850 | 0 | 757 | 890.3874 | 0.073628 | 11202.6126 | 1.2454 | 1.2454 | 11201.3673 | 9908.54 | 1294.08 | 11035.15 | 157.25 | 11035.15
SCE | 11 | 4 | 1 | 17 | 10630 | 0 | 706 | 729.4728 | 0.073506 | 9194.5272 | -0.029976 | -0.029976 | 9194.5572 | 8050.19 | 1144.34 | 9480.77 | 463.89 | 9480.77
SCE | 11 | 4 | 2 | 21 | 10086 | 0 | 752 | 687.6191 | 0.073668 | 8646.3809 | -0.052736 | -0.052736 | 8646.4336 | 7525.29 | 1121.09 | 8958.7 | 359.2 | 8958.7
SCE | 11 | 4 | 3 | 23 | 9657 | 0 | 743 | 653.8372 | 0.073349 | 8260.1628 | -0.091219 | -0.091219 | 8260.254 | 7147.81 | 1112.35 | 8567.41 | 213.65 | 8567.41
SCE | 11 | 4 | 4 | 24 | 9551 | 0 | 752 | 645.7017 | 0.073384 | 8153.2983 | -0.040413 | -0.040413 | 8153.3387 | 7032.2 | 1121.1 | 8423.92 | 161.24 | 8423.92
SCE | 11 | 4 | 5 | 22 | 9809 | 0 | 732 | 668.2394 | 0.073619 | 8408.7606 | -0.021949 | -0.021949 | 8408.7825 | 7248.97 | 1159.79 | 8610.83 | 136.5 | 8610.83
SCE | 11 | 4 | 6 | 19 | 10456 | 0 | 681 | 725.7615 | 0.074247 | 9049.2385 | -0.036536 | -0.036536 | 9049.2751 | 7826.98 | 1222.26 | 9136.38 | 53.67 | 9136.38
SCE | 11 | 4 | 7 | 12 | 11161 | 0 | 591 | 786.5633 | 0.074415 | 9783.4367 | -0.066379 | -0.066379 | 9783.5031 | 8497.28 | 1286.15 | 9830.71 | 9.77 | 9830.71
SCE | 11 | 4 | 8 | 10 | 11254 | 0 | 547 | 823.2286 | 0.076887 | 9883.7714 | 0.059468 | 0.059468 | 9883.7119 | 8563.75 | 1320.02 | 9872.87 | 82.38 | 9872.87
SCE | 11 | 4 | 9 | 13 | 11420 | 0 | 528 | 886.2253 | 0.081365 | 10005.7747 | -0.25945 | -0.25945 | 10006.0342 | 8648.74 | 1357.04 | 9906.87 | 347.89 | 9906.87
SCE | 11 | 4 | 10 | 15 | 11577 | 0 | 523 | 939.4546 | 0.084988 | 10114.5454 | 0.053724 | 0.053724 | 10114.4917 | 8738.34 | 1376.21 | 9751.13 | 238.06 | 10094.91
SCE | 11 | 4 | 11 | 18 | 11613 | -425 | 514 | 986.6643 | 0.088897 | 10112.3357 | 0.16286 | -424.8371 | 10537.1729 | 8713.68 | 1398.66 | 9586.65 | -17.81 | 9989.25
SCE | 11 | 4 | 12 | 20 | 11778 | -425 | 513 | 1030.8982 | 0.091513 | 10234.1018 | 0.30082 | -424.6992 | 10658.801 | 8815.83 | 1418.27 | 9710.58 | -21.3 | 10113.18
SCE | 11 | 4 | 13 | 16 | 12432 | -425 | 500 | 1094.4646 | 0.091725 | 10837.5354 | 0.29587 | -424.7041 | 11262.2396 | 9402.94 | 1434.6 | 10241.5 | 100.46 | 10644.1
SCE | 11 | 4 | 14 | 11 | 13121 | -425 | 471 | 1136.4768 | 0.08984 | 11513.5232 | 0.20494 | -424.7951 | 11938.3183 | 10063.06 | 1450.46 | 11031.16 | 205.87 | 11433.76
SCE | 11 | 4 | 15 | 8 | 13948 | -300 | 437 | 1172.3927 | 0.086773 | 12338.6073 | 0.10897 | -299.891 | 12638.4983 | 10880.49 | 1458.12 | 11925.33 | 459.8 | 11963.54
SCE | 11 | 4 | 16 | 5 | 14661 | 0 | 403 | 1181.5729 | 0.082871 | 13076.4271 | -0.12965 | -0.12965 | 13076.5568 | 11623.5 | 1452.93 | 12773.84 | 765.1 | 12766.23
SCE | 11 | 4 | 17 | 2 | 14811 | 425 | 353 | 1136.4428 | 0.078603 | 13321.5572 | 3.5398 | 428.5398 | 12893.0174 | 11841.72 | 1479.84 | 13122.77 | 606.48 | 13115.16
SCE | 11 | 4 | 18 | 1 | 14792 | 425 | 360 | 1100.8257 | 0.076277 | 13331.1743 | 3.3218 | 428.3218 | 12902.8525 | 11860.75 | 1470.42 | 13313.9 | 32.71 | 12881.29
SCE | 11 | 4 | 19 | 3 | 14265 | 425 | 382 | 1051.6701 | 0.075752 | 12831.3299 | 3.0974 | 428.0974 | 12403.2324 | 11393.68 | 1437.65 | 12733.3 | -188.73 | 12300.69
SCE | 11 | 4 | 20 | 4 | 13684 | 425 | 399 | 1000.383 | 0.075302 | 12284.617 | 2.9449 | 427.9449 | 11856.6722 | 10876.3 | 1408.32 | 12433.95 | 8.85 | 12008.95
SCE | 11 | 4 | 21 | 6 | 13043 | 0 | 416 | 947.8645 | 0.075066 | 11679.1355 | 2.8369 | 2.8369 | 11676.2986 | 10307.28 | 1371.86 | 11921.03 | 55.39 | 11496.03
SCE | 11 | 4 | 22 | 7 | 12597 | 0 | 459 | 898.2982 | 0.074007 | 11239.7018 | -0.17031 | -0.17031 | 11239.8721 | 9936.83 | 1302.87 | 11541.21 | 369.52 | 11541.21
SCE | 11 | 4 | 23 | 9 | 11906 | 0 | 539 | 835.7234 | 0.073522 | 10531.2766 | -0.10572 | -0.10572 | 10531.3824 | 9279.26 | 1252.02 | 10839.14 | 447.17 | 10839.14
SCE | 11 | 4 | 24 | 14 | 11378 | 0 | 629 | 788.6882 | 0.073373 | 9960.3118 | -0.045754 | -0.045754 | 9960.3575 | 8752.93 | 1207.38 | 10266.71 | 692.08 | 10266.71
SCE | 12 | 16 | 1 | 16 | 10773 | 0 | 661 | 738.2781 | 0.07301 | 9373.7219 | -0.045656 | -0.045656 | 9373.7675 | 8239.07 | 1134.66 | 9680.5 | 250.39 | 9680.5
SCE | 12 | 16 | 2 | 18 | 10301 | 0 | 701 | 687.3819 | 0.071602 | 8912.6181 | -0.068102 | -0.068102 | 8912.6862 | 7801.78 | 1110.84 | 9213.41 | 138.43 | 9213.41
SCE | 12 | 16 | 3 | 23 | 9926 | 0 | 708 | 670.2615 | 0.072712 | 8547.7385 | -0.10568 | -0.10568 | 8547.8442 | 7444.47 | 1103.27 | 8871.31 | -9.44 | 8871.31
SCE | 12 | 16 | 4 | 24 | 9785 | 0 | 705 | 661.3598 | 0.072837 | 8418.6402 | -0.055738 | -0.055738 | 8418.6959 | 7309.47 | 1109.17 | 8742.57 | -49.09 | 8742.57
SCE | 12 | 16 | 5 | 22 | 10052 | 0 | 687 | 687.9567 | 0.07346 | 8677.0433 | -0.037158 | -0.037158 | 8677.0804 | 7532.4 | 1144.65 | 8901.01 | -49.02 | 8901.01
SCE | 12 | 16 | 6 | 17 | 10682 | 0 | 653 | 734.7754 | 0.073265 | 9294.2246 | -0.048205 | -0.048205 | 9294.2729 | 8086.09 | 1208.13 | 9520.38 | -168.57 | 9520.38
SCE | 12 | 16 | 7 | 10 | 11683 | 0 | 589 | 822.8318 | 0.074169 | 10271.1682 | -0.076782 | -0.076782 | 10271.245 | 8987.68 | 1283.49 | 10383.93 | -338.93 | 10383.93
SCE | 12 | 16 | 8 | 7 | 12107 | 0 | 551 | 857.3454 | 0.07419 | 10698.6546 | 0.041595 | 0.041595 | 10698.613 | 9382.94 | 1315.71 | 10865.72 | -69.62 | 10865.72
SCE | 12 | 16 | 9 | 8 | 11954 | 0 | 531 | 881.1802 | 0.077141 | 10541.8198 | -0.26075 | -0.26075 | 10542.0805 | 9197.74 | 1344.08 | 10746.66 | 251.89 | 10746.66
SCE | 12 | 16 | 10 | 12 | 11516 | 0 | 526 | 889.2713 | 0.080916 | 10100.7287 | 0.037986 | 0.037986 | 10100.6908 | 8746.75 | 1353.98 | 10263 | 282.96 | 10340.82
SCE | 12 | 16 | 11 | 15 | 11309 | -300 | 532 | 897.9354 | 0.08332 | 9879.0646 | 0.14178 | -299.8582 | 10178.9228 | 8512.01 | 1367.05 | 9820.9 | 213.44 | 10217.1
SCE | 12 | 16 | 12 | 20 | 10880 | -425 | 532 | 872.888 | 0.084353 | 9475.112 | 0.27449 | -424.7255 | 9899.8375 | 8098.47 | 1376.64 | 9441.53 | 159.65 | 9837.73
SCE | 12 | 16 | 13 | 21 | 10827 | -425 | 522 | 870.4613 | 0.08447 | 9434.5387 | 0.2694 | -424.7306 | 9859.2693 | 8045.53 | 1389.01 | 9429.49 | 332.87 | 9825.69
SCE | 12 | 16 | 14 | 19 | 11090 | -425 | 498 | 885.5495 | 0.083606 | 9706.4505 | 0.18199 | -424.818 | 10131.2685 | 8307.88 | 1398.57 | 9659.31 | 360.8 | 10055.51
SCE | 12 | 16 | 15 | 14 | 11550 | -425 | 463 | 907.4494 | 0.081848 | 10179.5506 | 0.091496 | -424.9085 | 10604.4592 | 8774.17 | 1405.38 | 10160.31 | 433.49 | 10490.83
SCE | 12 | 16 | 16 | 11 | 12138 | 0 | 411 | 931.9155 | 0.079468 | 10795.0845 | -0.13658 | -0.13658 | 10795.2211 | 9390.09 | 1404.99 | 10809.89 | 356.78 | 10803.03
SCE | 12 | 16 | 17 | 5 | 12655 | 425 | 315 | 959.4812 | 0.077754 | 11380.5188 | 2.9275 | 427.9275 | 10952.5913 | 9935.72 | 1444.8 | 11432.98 | -114.04 | 11426.11
SCE | 12 | 16 | 18 | 1 | 13392 | 425 | 308 | 993.4922 | 0.075932 | 12090.5078 | 2.7797 | 427.7797 | 11662.7282 | 10648.88 | 1441.63 | 12058.15 | -913.68 | 11626.28
SCE | 12 | 16 | 19 | 2 | 13191 | 425 | 323 | 969.503 | 0.075342 | 11898.497 | 2.6504 | 427.6504 | 11470.8465 | 10490.83 | 1407.67 | 12012.87 | -1158.19 | 11581.01
SCE | 12 | 16 | 20 | 3 | 12899 | 425 | 330 | 936.3826 | 0.074499 | 11632.6174 | 2.5687 | 427.5687 | 11205.0487 | 10247.11 | 1385.51 | 12054.02 | -960.59 | 11629.02
SCE | 12 | 16 | 21 | 4 | 12681 | 0 | 350 | 914.605 | 0.074171 | 11416.395 | 2.5118 | 2.5118 | 11413.8832 | 10056.99 | 1359.4 | 11778.77 | -856.99 | 11353.77
SCE | 12 | 16 | 22 | 6 | 12479 | 0 | 411 | 883.8842 | 0.073242 | 11184.1158 | -0.17869 | -0.17869 | 11184.2945 | 9887.97 | 1296.15 | 11466.61 | -665.06 | 11466.61
SCE | 12 | 16 | 23 | 9 | 11966 | 0 | 510 | 842.4112 | 0.073534 | 10613.5888 | -0.11702 | -0.11702 | 10613.7059 | 9365.46 | 1248.13 | 10872.1 | -447.36 | 10872.1
SCE | 12 | 16 | 24 | 13 | 11458 | 0 | 594 | 799.7506 | 0.073615 | 10064.2494 | -0.0599 | -0.0599 | 10064.3093 | 8860.97 | 1203.28 | 10385.19 | -203.27 | 10385.19
SDGE | 1 | 28 | 1 | 13 | 2214 | 0 | 0 |  | 0 | 2214 | -0.2451 | -0.2451 | 2214.2451 | 1837.86 | 376.14 | 2232 | 44.57 | 2232
SDGE | 1 | 28 | 2 | 16 | 2091 | 0 | 0 |  | 0 | 2091 | -0.26582 | -0.26582 | 2091.2658 | 1721.19 | 369.81 | 2119 | 22.49 | 2119
SDGE | 1 | 28 | 3 | 19 | 1969 | 0 | 0 |  | 0 | 1969 | -0.16745 | -0.16745 | 1969.1674 | 1601.8 | 367.2 | 2018 | -2.52 | 2018
SDGE | 1 | 28 | 4 | 20 | 1903 | 0 | 0 |  | 0 | 1903 | -0.18662 | -0.18662 | 1903.1866 | 1533.71 | 369.29 | 1968 | -19.91 | 1968
SDGE | 1 | 28 | 5 | 18 | 1948 | 0 | 0 |  | 0 | 1948 | -0.14504 | -0.14504 | 1948.145 | 1564.79 | 383.21 | 2010 | -16.17 | 2010
SDGE | 1 | 28 | 6 | 14 | 2095 | 0 | 0 |  | 0 | 2095 | -0.14489 | -0.14489 | 2095.1449 | 1687.82 | 407.18 | 2137 | -57.27 | 2137
SDGE | 1 | 28 | 7 | 8 | 2334 | 0 | 0 |  | 0 | 2334 | -0.099918 | -0.099918 | 2334.0999 | 1895.37 | 438.63 | 2375 | -162.15 | 2375
SDGE | 1 | 28 | 8 | 5 | 2416 | 0 | 0 |  | 0 | 2416 | -0.090563 | -0.090563 | 2416.0906 | 1961.95 | 454.05 | 2425 | -193.09 | 2425
SDGE | 1 | 28 | 9 | 7 | 2208 | 0 | 0 |  | 0 | 2208 | 0.035269 | 0.035269 | 2207.9647 | 1744.15 | 463.85 | 2242 | -139.9 | 2242
SDGE | 1 | 28 | 10 | 12 | 1899 | 0 | 0 |  | 0 | 1899 | 0.086943 | 0.086943 | 1898.9131 | 1434.41 | 464.59 | 1984 | -97.86 | 1984
SDGE | 1 | 28 | 11 | 17 | 1642 | 0 | 0 |  | 0 | 1642 | 0.1922 | 0.1922 | 1641.8078 | 1178.54 | 463.46 | 1749 | -137.79 | 1749
SDGE | 1 | 28 | 12 | 22 | 1482 | 0 | 0 |  | 0 | 1482 | 0.19732 | 0.19732 | 1481.8027 | 1018.91 | 463.09 | 1651 | -121.39 | 1651
SDGE | 1 | 28 | 13 | 24 | 1476 | 0 | 0 |  | 0 | 1476 | 0.15342 | 0.15342 | 1475.8466 | 1012.95 | 463.05 | 1697 | -17.89 | 1697
SDGE | 1 | 28 | 14 | 23 | 1551 | 0 | 0 |  | 0 | 1551 | 0.016577 | 0.016577 | 1550.9834 | 1088.76 | 462.24 | 1833 | 34.24 | 1833
SDGE | 1 | 28 | 15 | 21 | 1731 | 0 | 0 |  | 0 | 1731 | 0.11458 | 0.11458 | 1730.8854 | 1269.15 | 461.85 | 2014 | 15.66 | 2005.77
SDGE | 1 | 28 | 16 | 15 | 2060 | 0 | 0 |  | 0 | 2060 | 0.067088 | 0.067088 | 2059.9329 | 1598.42 | 461.58 | 2311 | -18.88 | 2302.77
SDGE | 1 | 28 | 17 | 9 | 2453 | 0 | 0 |  | 0 | 2453 | 1.8079 | 1.8079 | 2451.1921 | 1979.86 | 473.14 | 2666 | -83.88 | 2657.77
SDGE | 1 | 28 | 18 | 2 | 2820 | 0 | 0 |  | 0 | 2820 | 2.1421 | 2.1421 | 2817.8579 | 2346 | 474 | 2995 | -232.16 | 2986.77
SDGE | 1 | 28 | 19 | 1 | 2848 | 0 | 0 |  | 0 | 2848 | 2.2943 | 2.2943 | 2845.7057 | 2387.21 | 460.79 | 3007 | -303.94 | 2998.77
SDGE | 1 | 28 | 20 | 3 | 2777 | 0 | 0 |  | 0 | 2777 | 1.8855 | 1.8855 | 2775.1145 | 2326.11 | 450.89 | 2901 | -334.15 | 2901
SDGE | 1 | 28 | 21 | 4 | 2673 | 0 | 0 |  | 0 | 2673 | 1.8422 | 1.8422 | 2671.1578 | 2234.21 | 438.79 | 2718 | -387.09 | 2718
SDGE | 1 | 28 | 22 | 6 | 2555 | 0 | 0 |  | 0 | 2555 | -0.21107 | -0.21107 | 2555.2111 | 2137.04 | 417.96 | 2591 | -324 | 2591
SDGE | 1 | 28 | 23 | 10 | 2353 | 0 | 0 |  | 0 | 2353 | -0.24145 | -0.24145 | 2353.2414 | 1951.53 | 401.47 | 2398 | -233.41 | 2398
SDGE | 1 | 28 | 24 | 11 | 2228 | 0 | 0 |  | 0 | 2228 | -0.21679 | -0.21679 | 2228.2168 | 1839.35 | 388.65 | 2268 | -118.33 | 2268
SDGE | 2 | 11 | 1 | 12 | 2195 | 0 | 0 |  | 0 | 2195 | -0.23795 | -0.23795 | 2195.238 | 1822.99 | 372.01 | 2216 | 39.59 | 2216
SDGE | 2 | 11 | 2 | 16 | 2069 | 0 | 0 |  | 0 | 2069 | -0.26039 | -0.26039 | 2069.2604 | 1704.63 | 364.37 | 2102 | 30.89 | 2102
SDGE | 2 | 11 | 3 | 19 | 1942 | 0 | 0 |  | 0 | 1942 | -0.16307 | -0.16307 | 1942.1631 | 1581.45 | 360.55 | 1999 | -3.99 | 1999
SDGE | 2 | 11 | 4 | 21 | 1882 | 0 | 0 |  | 0 | 1882 | -0.18309 | -0.18309 | 1882.1831 | 1520.21 | 361.79 | 1945 | -34.46 | 1945
SDGE | 2 | 11 | 5 | 17 | 1925 | 0 | 0 |  | 0 | 1925 | -0.14154 | -0.14154 | 1925.1415 | 1549.65 | 375.35 | 1983 | -39.77 | 1983
SDGE | 2 | 11 | 6 | 14 | 2077 | 0 | 0 |  | 0 | 2077 | -0.13902 | -0.13902 | 2077.139 | 1677.79 | 399.21 | 2118 | -79.66 | 2118
SDGE | 2 | 11 | 7 | 7 | 2322 | 0 | 0 |  | 0 | 2322 | -0.098225 | -0.098225 | 2322.0982 | 1892.62 | 429.38 | 2347 | -195.91 | 2347
SDGE | 2 | 11 | 8 | 6 | 2388 | 0 | 0 |  | 0 | 2388 | -0.087471 | -0.087471 | 2388.0875 | 1941.31 | 446.69 | 2376 | -214.89 | 2376
SDGE | 2 | 11 | 9 | 9 | 2199 | 0 | 0 |  | 0 | 2199 | 0.030813 | 0.030813 | 2198.9692 | 1740.94 | 458.06 | 2195 | -121.44 | 2195
SDGE | 2 | 11 | 10 | 13 | 1942 | 0 | 0 |  | 0 | 1942 | 0.085902 | 0.085902 | 1941.9141 | 1479.69 | 462.31 | 1950 | -72.84 | 1950
SDGE | 2 | 11 | 11 | 18 | 1738 | 0 | 0 |  | 0 | 1738 | 0.19073 | 0.19073 | 1737.8093 | 1275.52 | 462.48 | 1736 | -72.34 | 1736
SDGE | 2 | 11 | 12 | 23 | 1637 | 0 | 0 |  | 0 | 1637 | 0.19683 | 0.19683 | 1636.8032 | 1175.34 | 461.66 | 1624 | -63.56 | 1624
SDGE | 2 | 11 | 13 | 24 | 1651 | 0 | 0 |  | 0 | 1651 | 0.15339 | 0.15339 | 1650.8466 | 1189.74 | 461.26 | 1637 | -3.71 | 1637
SDGE | 2 | 11 | 14 | 22 | 1724 | 0 | 0 |  | 0 | 1724 | 0.017274 | 0.017274 | 1723.9827 | 1264.35 | 459.65 | 1715 | -8.43 | 1715
SDGE | 2 | 11 | 15 | 20 | 1899 | 0 | 0 |  | 0 | 1899 | 0.11454 | 0.11454 | 1898.8855 | 1441.55 | 457.45 | 1886 | -39.56 | 1877.89
SDGE | 2 | 11 | 16 | 15 | 2170 | 0 | 0 |  | 0 | 2170 | 0.067126 | 0.067126 | 2169.9329 | 1714.7 | 455.3 | 2151 | -65.48 | 2142.89
SDGE | 2 | 11 | 17 | 8 | 2480 | 0 | 0 |  | 0 | 2480 | 1.7945 | 1.7945 | 2478.2055 | 2014.39 | 465.61 | 2491 | -161.11 | 2482.89
SDGE | 2 | 11 | 18 | 3 | 2783 | 0 | 0 |  | 0 | 2783 | 2.0972 | 2.0972 | 2780.9028 | 2316.74 | 466.26 | 2796 | -274.22 | 2787.89
SDGE | 2 | 11 | 19 | 1 | 2845 | 0 | 0 |  | 0 | 2845 | 2.2711 | 2.2711 | 2842.7289 | 2387.25 | 457.75 | 2901 | -372.79 | 2892.89
SDGE | 2 | 11 | 20 | 2 | 2757 | 0 | 0 |  | 0 | 2757 | 1.8704 | 1.8704 | 2755.1296 | 2308.76 | 448.24 | 2804 | -415.19 | 2804
SDGE | 2 | 11 | 21 | 4 | 2643 | 0 | 0 |  | 0 | 2643 | 1.8295 | 1.8295 | 2641.1705 | 2207.53 | 435.47 | 2677 | -408.05 | 2677
SDGE | 2 | 11 | 22 | 5 | 2514 | 0 | 0 |  | 0 | 2514 | -0.20769 | -0.20769 | 2514.2077 | 2100.31 | 413.69 | 2558 | -340.42 | 2558
SDGE | 2 | 11 | 23 | 10 | 2319 | 0 | 0 |  | 0 | 2319 | -0.23738 | -0.23738 | 2319.2374 | 1922.36 | 396.64 | 2380 | -234.03 | 2380
SDGE | 2 | 11 | 24 | 11 | 2211 | 0 | 0 |  | 0 | 2211 | -0.21282 | -0.21282 | 2211.2128 | 1827.39 | 383.61 | 2259 | -113.91 | 2259
SDGE | 3 | 18 | 1 | 14 | 2052 | 0 | 0 |  | 0 | 2052 | -0.21701 | -0.21701 | 2052.217 | 1671.42 | 380.58 | 2084 | -9.18 | 2084
SDGE | 3 | 18 | 2 | 17 | 1913 | 0 | 0 |  | 0 | 1913 | -0.24249 | -0.24249 | 1913.2425 | 1538.97 | 374.03 | 1964 | -38.04 | 1964
SDGE | 3 | 18 | 3 | 20 | 1840 | 0 | 0 |  | 0 | 1840 | -0.15306 | -0.15306 | 1840.1531 | 1467.88 | 372.12 | 1896 | -41.67 | 1896
SDGE | 3 | 18 | 4 | 19 | 1836 | 0 | 0 |  | 0 | 1836 | -0.17147 | -0.17147 | 1836.1715 | 1457.94 | 378.06 | 1890 | -41.17 | 1890
SDGE | 3 | 18 | 5 | 16 | 1915 | 0 | 0 |  | 0 | 1915 | -0.13207 | -0.13207 | 1915.1321 | 1519.81 | 395.19 | 1970 | -39.86 | 1970
SDGE | 3 | 18 | 6 | 11 | 2148 | 0 | 0 |  | 0 | 2148 | -0.12802 | -0.12802 | 2148.128 | 1727.96 | 420.04 | 2151 | -75.91 | 2151
SDGE | 3 | 18 | 7 | 6 | 2332 | 0 | 0 |  | 0 | 2332 | -0.089258 | -0.089258 | 2332.0893 | 1887.77 | 444.23 | 2298 | -106.43 | 2298
SDGE | 3 | 18 | 8 | 7 | 2230 | 0 | 0 |  | 0 | 2230 | -0.077194 | -0.077194 | 2230.0772 | 1770.77 | 459.23 | 2227 | -28.37 | 2227
SDGE | 3 | 18 | 9 | 12 | 1975 | 0 | 0 |  | 0 | 1975 | 0.012973 | 0.012973 | 1974.987 | 1504.17 | 470.83 | 2008 | 66.93 | 2008
SDGE | 3 | 18 | 10 | 15 | 1688 | 0 | 0 |  | 0 | 1688 | 0.078649 | 0.078649 | 1687.9214 | 1209.45 | 478.55 | 1701 | 14.18 | 1701
SDGE | 3 | 18 | 11 | 22 | 1451 | 0 | 0 |  | 0 | 1451 | 0.17817 | 0.17817 | 1450.8218 | 968.47 | 482.53 | 1457 | -33.62 | 1457
SDGE | 3 | 18 | 12 | 24 | 1322 | 0 | 0 |  | 0 | 1322 | 0.16705 | 0.16705 | 1321.8329 | 836.75 | 485.25 | 1339 | -44.77 | 1339
SDGE | 3 | 18 | 13 | 23 | 1267 | 0 | 0 |  | 0 | 1267 | 0.13312 | 0.13312 | 1266.8669 | 783.13 | 483.87 | 1329 | -82.39 | 1329
SDGE | 3 | 18 | 14 | 21 | 1329 | 0 | 0 |  | 0 | 1329 | -0.0018948 | -0.0018948 | 1329.0019 | 846.11 | 482.89 | 1395 | -82.43 | 1395
SDGE | 3 | 18 | 15 | 18 | 1516 | 0 | 0 |  | 0 | 1516 | 0.093817 | 0.093817 | 1515.9062 | 1035.14 | 480.86 | 1593 | -41.45 | 1593
SDGE | 3 | 18 | 16 | 13 | 1758 | 0 | 0 |  | 0 | 1758 | 0.045495 | 0.045495 | 1757.9545 | 1280.85 | 477.15 | 1843 | -111.78 | 1843
SDGE | 3 | 18 | 17 | 8 | 2162 | 0 | 0 |  | 0 | 2162 | 1.7392 | 1.7392 | 2160.2608 | 1687.97 | 474.03 | 2241 | -137.62 | 2238.22
SDGE | 3 | 18 | 18 | 4 | 2528 | 0 | 0 |  | 0 | 2528 | 1.9811 | 1.9811 | 2526.0189 | 2046.93 | 481.07 | 2600 | -231.9 | 2597.22
SDGE | 3 | 18 | 19 | 1 | 2745 | 0 | 0 |  | 0 | 2745 | 2.1583 | 2.1583 | 2742.8417 | 2270.56 | 474.44 | 2799 | -305.69 | 2796.22
SDGE | 3 | 18 | 20 | 2 | 2677 | 0 | 0 |  | 0 | 2677 | 1.8202 | 1.8202 | 2675.1798 | 2214.66 | 462.34 | 2736 | -308.75 | 2733.22
SDGE | 3 | 18 | 21 | 3 | 2600 | 0 | 0 |  | 0 | 2600 | 1.7822 | 1.7822 | 2598.2178 | 2151.77 | 448.23 | 2613 | -324.59 | 2610.22
SDGE | 3 | 18 | 22 | 5 | 2424 | 0 | 0 |  | 0 | 2424 | -0.17069 | -0.17069 | 2424.1707 | 2001.08 | 422.92 | 2455 | -256.27 | 2455
SDGE | 3 | 18 | 23 | 9 | 2273 | 0 | 0 |  | 0 | 2273 | -0.20285 | -0.20285 | 2273.2029 | 1867.78 | 405.22 | 2286 | -167.83 | 2286
SDGE | 3 | 18 | 24 | 10 | 2215 | 0 | 0 |  | 0 | 2215 | -0.1883 | -0.1883 | 2215.1883 | 1822.05 | 392.95 | 2201 | -65.11 | 2201
SDGE | 4 | 22 | 1 | 14 | 2026 | 0 | 0 |  | 0 | 2026 | -0.21477 | -0.21477 | 2026.2148 | 1632.41 | 393.59 | 2066 | 4.54 | 2066
SDGE | 4 | 22 | 2 | 18 | 1887 | 0 | 0 |  | 0 | 1887 | -0.24125 | -0.24125 | 1887.2413 | 1498.27 | 388.73 | 1947 | -26.91 | 1947
SDGE | 4 | 22 | 3 | 20 | 1803 | 0 | 0 |  | 0 | 1803 | -0.15143 | -0.15143 | 1803.1514 | 1414 | 389 | 1870 | -48.22 | 1870
SDGE | 4 | 22 | 4 | 19 | 1801 | 0 | 0 |  | 0 | 1801 | -0.16967 | -0.16967 | 1801.1697 | 1398.75 | 402.25 | 1864 | -79.48 | 1864
SDGE | 4 | 22 | 5 | 17 | 1868 | 0 | 0 |  | 0 | 1868 | -0.13006 | -0.13006 | 1868.1301 | 1442.24 | 425.76 | 1931 | -151.54 | 1931
SDGE | 4 | 22 | 6 | 13 | 2021 | 0 | 0 |  | 0 | 2021 | -0.12836 | -0.12836 | 2021.1284 | 1568.08 | 452.92 | 2053 | -227.71 | 2053
SDGE | 4 | 22 | 7 | 11 | 2049 | 0 | 0 |  | 0 | 2049 | -0.088998 | -0.088998 | 2049.089 | 1574.67 | 474.33 | 2035 | -262.95 | 2035
SDGE | 4 | 22 | 8 | 12 | 1950 | 0 | 0 |  | 0 | 1950 | -0.074348 | -0.074348 | 1950.0743 | 1461.56 | 488.44 | 1930 | -230.73 | 1930
SDGE | 4 | 22 | 9 | 15 | 1739 | 0 | 0 |  | 0 | 1739 | 0.01035 | 0.01035 | 1738.9897 | 1238.99 | 500.01 | 1770 | -197.91 | 1770
SDGE | 4 | 22 | 10 | 22 | 1483 | 0 | 0 |  | 0 | 1483 | 0.078029 | 0.078029 | 1482.922 | 972.41 | 510.59 | 1598 | -182.02 | 1598
SDGE | 4 | 22 | 11 | 24 | 1314 | 0 | 0 |  | 0 | 1314 | 0.17775 | 0.17775 | 1313.8222 | 795.87 | 518.13 | 1447 | -254.65 | 1447
SDGE | 4 | 22 | 12 | 23 | 1254 | 0 | 0 |  | 0 | 1254 | 0.16678 | 0.16678 | 1253.8332 | 731.69 | 522.31 | 1427 | -221.55 | 1427
SDGE | 4 | 22 | 13 | 21 | 1265 | 0 | 0 |  | 0 | 1265 | 0.1327 | 0.1327 | 1264.8673 | 741.44 | 523.56 | 1489 | -166.37 | 1489
SDGE | 4 | 22 | 14 | 16 | 1373 | 0 | 0 |  | 0 | 1373 | -0.0016372 | -0.0016372 | 1373.0016 | 852.59 | 520.41 | 1586 | -191.7 | 1586
SDGE | 4 | 22 | 15 | 10 | 1578 | 0 | 0 |  | 0 | 1578 | 0.094725 | 0.094725 | 1577.9053 | 1062.07 | 515.93 | 1799 | -198.89 | 1799
SDGE | 4 | 22 | 16 | 8 | 1868 | 0 | 0 |  | 0 | 1868 | 0.046427 | 0.046427 | 1867.9536 | 1356.52 | 511.48 | 2097 | -175.92 | 2097
SDGE | 4 | 22 | 17 | 5 | 2239 | 0 | 0 |  | 0 | 2239 | 1.8806 | 1.8806 | 2237.1194 | 1733.16 | 505.84 | 2450 | -136.14 | 2445.45
SDGE | 4 | 22 | 18 | 3 | 2529 | 0 | 0 |  | 0 | 2529 | 2.0964 | 2.0964 | 2526.9036 | 2025.22 | 503.78 | 2730 | -130.57 | 2725.45
SDGE | 4 | 22 | 19 | 1 | 2724 | 0 | 0 |  | 0 | 2724 | 2.2332 | 2.2332 | 2721.7668 | 2228.94 | 495.06 | 2885 | -230.69 | 2880.45
SDGE | 4 | 22 | 20 | 2 | 2679 | 0 | 0 |  | 0 | 2679 | 1.8898 | 1.8898 | 2677.1102 | 2201.24 | 477.76 | 2829 | -296.28 | 2824.45
SDGE | 4 | 22 | 21 | 4 | 2559 | 0 | 0 |  | 0 | 2559 | 1.8535 | 1.8535 | 2557.1465 | 2099.55 | 459.45 | 2668 | -273.5 | 2663.45
SDGE | 4 | 22 | 22 | 6 | 2355 | 0 | 0 |  | 0 | 2355 | -0.1624 | -0.1624 | 2355.1624 | 1925.96 | 429.04 | 2481 | -180.76 | 2481
SDGE | 4 | 22 | 23 | 7 | 2209 | 0 | 0 |  | 0 | 2209 | -0.19629 | -0.19629 | 2209.1963 | 1794.57 | 414.43 | 2307 | -84.05 | 2307
SDGE | 4 | 22 | 24 | 9 | 2192 | 0 | 0 |  | 0 | 2192 | -0.18417 | -0.18417 | 2192.1842 | 1789.31 | 402.69 | 2227 | -0.25 | 2227
SDGE | 5 | 27 | 1 | 12 | 1997 | 0 | 0 |  | 0 | 1997 | -0.22276 | -0.22276 | 1997.2228 | 1613.47 | 383.53 | 2061 | -122.42 | 2061
SDGE | 5 | 27 | 2 | 16 | 1873 | 0 | 0 |  | 0 | 1873 | -0.24361 | -0.24361 | 1873.2436 | 1494.26 | 378.74 | 1954 | -131.43 | 1954
SDGE | 5 | 27 | 3 | 19 | 1789 | 0 | 0 |  | 0 | 1789 | -0.15193 | -0.15193 | 1789.1519 | 1409.56 | 379.44 | 1882 | -145.06 | 1882
SDGE | 5 | 27 | 4 | 20 | 1799 | 0 | 0 |  | 0 | 1799 | -0.17022 | -0.17022 | 1799.1702 | 1406.51 | 392.49 | 1871 | -167.48 | 1871
SDGE | 5 | 27 | 5 | 17 | 1883 | 0 | 0 |  | 0 | 1883 | -0.12884 | -0.12884 | 1883.1288 | 1466.2 | 416.8 | 1947 | -178.26 | 1947
SDGE | 5 | 27 | 6 | 14 | 2006 | 0 | 0 |  | 0 | 2006 | -0.11778 | -0.11778 | 2006.1178 | 1563.21 | 442.79 | 2019 | -201.07 | 2019
SDGE | 5 | 27 | 7 | 11 | 2099 | 0 | 0 |  | 0 | 2099 | -0.082764 | -0.082764 | 2099.0828 | 1633.45 | 465.55 | 2080 | -164.93 | 2080
SDGE | 5 | 27 | 8 | 13 | 2026 | 0 | 0 |  | 0 | 2026 | -0.073081 | -0.073081 | 2026.0731 | 1545.35 | 480.65 | 2034 | -115.91 | 2034
SDGE | 5 | 27 | 9 | 15 | 1826 | 0 | 0 |  | 0 | 1826 | 0.010371 | 0.010371 | 1825.9896 | 1337.92 | 488.08 | 1860 | -137.9 | 1860
SDGE | 5 | 27 | 10 | 21 | 1560 | 0 | 0 |  | 0 | 1560 | 0.078659 | 0.078659 | 1559.9213 | 1068.36 | 491.64 | 1662 | -248.51 | 1662
SDGE | 5 | 27 | 11 | 23 | 1298 | 0 | 0 |  | 0 | 1298 | 0.18061 | 0.18061 | 1297.8194 | 803.89 | 494.11 | 1438 | -431.08 | 1438
SDGE | 5 | 27 | 12 | 24 | 1138 | 0 | 0 |  | 0 | 1138 | 0.17382 | 0.17382 | 1137.8262 | 643.11 | 494.89 | 1294 | -522.2 | 1294
SDGE | 5 | 27 | 13 | 22 | 1072 | 0 | 0 |  | 0 | 1072 | 0.13717 | 0.13717 | 1071.8628 | 577.7 | 494.3 | 1217 | -653.39 | 1217
SDGE | 5 | 27 | 14 | 18 | 1113 | 0 | 0 |  | 0 | 1113 | 0.0034629 | 0.0034629 | 1112.9965 | 620.63 | 492.37 | 1245 | -799.82 | 1245
SDGE | 5 | 27 | 15 | 10 | 1282 | 0 | 0 |  | 0 | 1282 | 0.10015 | 0.10015 | 1281.8999 | 793.25 | 488.75 | 1407 | -873.13 | 1407
SDGE | 5 | 27 | 16 | 8 | 1556 | 0 | 0 |  | 0 | 1556 | 0.051254 | 0.051254 | 1555.9487 | 1073.1 | 482.9 | 1677 | -889.84 | 1677
SDGE | 5 | 27 | 17 | 5 | 1942 | 0 | 0 |  | 0 | 1942 | 1.9595 | 1.9595 | 1940.0405 | 1465.13 | 476.87 | 2044 | -861.24 | 2033.63
SDGE | 5 | 27 | 18 | 3 | 2252 | 0 | 0 |  | 0 | 2252 | 2.151 | 2.151 | 2249.849 | 1777.19 | 474.81 | 2376 | -817.23 | 2365.63
SDGE | 5 | 27 | 19 | 2 | 2469 | 0 | 0 |  | 0 | 2469 | 2.2849 | 2.2849 | 2466.7151 | 2000.97 | 468.03 | 2551 | -747.48 | 2540.63
SDGE | 5 | 27 | 20 | 1 | 2550 | 0 | 0 |  | 0 | 2550 | 1.9079 | 1.9079 | 2548.0921 | 2092.89 | 457.11 | 2612 | -749.84 | 2601.63
SDGE | 5 | 27 | 21 | 4 | 2470 | 0 | 0 |  | 0 | 2470 | 1.8405 | 1.8405 | 2468.1595 | 2027.03 | 442.97 | 2552 | -650.17 | 2541.63
SDGE | 5 | 27 | 22 | 6 | 2287 | 0 | 0 |  | 0 | 2287 | -0.17448 | -0.17448 | 2287.1745 | 1870.85 | 416.15 | 2394 | -517.47 | 2394
SDGE | 5 | 27 | 23 | 7 | 2153 | 0 | 0 |  | 0 | 2153 | -0.20799 | -0.20799 | 2153.208 | 1749.78 | 403.22 | 2244 | -375.6 | 2244
SDGE | 5 | 27 | 24 | 9 | 2162 | 0 | 0 |  | 0 | 2162 | -0.19183 | -0.19183 | 2162.1918 | 1767 | 395 | 2198 | -210.08 | 2198
SDGE | 6 | 24 | 1 | 18 | 2312 | 0 | 0 |  | 0 | 2312 | -0.24914 | -0.24914 | 2312.2491 | 1891.91 | 420.09 | 2349 | -26.97 | 2349
SDGE | 6 | 24 | 2 | 21 | 2130 | 0 | 0 |  | 0 | 2130 | -0.2645 | -0.2645 | 2130.2645 | 1715.58 | 414.42 | 2195 | -58.32 | 2195
SDGE | 6 | 24 | 3 | 23 | 2023 | 0 | 0 |  | 0 | 2023 | -0.16567 | -0.16567 | 2023.1657 | 1608 | 415 | 2096 | -88.95 | 2096
SDGE | 6 | 24 | 4 | 24 | 1997 | 0 | 0 |  | 0 | 1997 | -0.181 | -0.181 | 1997.181 | 1569.05 | 427.95 | 2070 | -115.47 | 2070
SDGE | 6 | 24 | 5 | 22 | 2041 | 0 | 0 |  | 0 | 2041 | -0.13689 | -0.13689 | 2041.1369 | 1588.79 | 452.21 | 2124 | -166.24 | 2124
SDGE | 6 | 24 | 6 | 20 | 2131 | 0 | 0 |  | 0 | 2131 | -0.12927 | -0.12927 | 2131.1293 | 1652.35 | 478.65 | 2194 | -161.25 | 2194
SDGE | 6 | 24 | 7 | 19 | 2250 | 0 | 0 |  | 0 | 2250 | -0.086856 | -0.086856 | 2250.0869 | 1744.74 | 505.26 | 2289 | -121.12 | 2289
SDGE | 6 | 24 | 8 | 15 | 2277 | 0 | 0 |  | 0 | 2277 | -0.075564 | -0.075564 | 2277.0756 | 1752.06 | 524.94 | 2267 | -75.07 | 2267
SDGE | 6 | 24 | 9 | 17 | 2180 | 0 | 0 |  | 0 | 2180 | 0.017931 | 0.017931 | 2179.9821 | 1639.23 | 540.77 | 2138 | -69.4 | 2138
SDGE | 6 | 24 | 10 | 16 | 2061 | 0 | 0 |  | 0 | 2061 | 0.084285 | 0.084285 | 2060.9157 | 1507.35 | 553.65 | 2012 | -102.16 | 2012
SDGE | 6 | 24 | 11 | 14 | 1938 | 0 | 0 |  | 0 | 1938 | 0.19451 | 0.19451 | 1937.8055 | 1377.91 | 560.09 | 1873 | -155.01 | 1873
SDGE | 6 | 24 | 12 | 13 | 1920 | 0 | 0 |  | 0 | 1920 | 0.2207 | 0.2207 | 1919.7793 | 1357.65 | 562.35 | 1904 | -135.25 | 1904
SDGE | 6 | 24 | 13 | 11 | 2019 | 0 | 0 |  | 0 | 2019 | 0.17659 | 0.17659 | 2018.8234 | 1456.55 | 562.45 | 2013 | -152.42 | 2013
SDGE | 6 | 24 | 14 | 9 | 2225 | 0 | 0 |  | 0 | 2225 | 0.065664 | 0.065664 | 2224.9343 | 1664.41 | 560.59 | 2215 | -68.39 | 2215
SDGE | 6 | 24 | 15 | 7 | 2461 | 0 | 0 |  | 0 | 2461 | 0.18133 | 0.18133 | 2460.8187 | 1903.95 | 557.05 | 2441 | -42.43 | 2436.62
SDGE | 6 | 24 | 16 | 5 | 2615 | 0 | 0 |  | 0 | 2615 | 0.13376 | 0.13376 | 2614.8662 | 2063.21 | 551.79 | 2683 | -41.1 | 2678.62
SDGE | 6 | 24 | 17 | 3 | 2901 | 0 | 0 |  | 0 | 2901 | 2.2797 | 2.2797 | 2898.7203 | 2342.29 | 558.71 | 2970 | -73.24 | 2965.62
SDGE | 6 | 24 | 18 | 1 | 3110 | 0 | 0 |  | 0 | 3110 | 2.4871 | 2.4871 | 3107.5129 | 2566.75 | 543.25 | 3104 | -162.4 | 3099.62
SDGE | 6 | 24 | 19 | 2 | 3108 | 0 | 0 |  | 0 | 3108 | 2.5471 | 2.5471 | 3105.4529 | 2577.67 | 530.33 | 3088 | -290.86 | 3083.62
SDGE | 6 | 24 | 20 | 4 | 3115 | 0 | 0 |  | 0 | 3115 | 2.0611 | 2.0611 | 3112.9389 | 2599.92 | 515.08 | 3099 | -373.59 | 3099
SDGE | 6 | 24 | 21 | 6 | 3022 | 0 | 0 |  | 0 | 3022 | 1.9369 | 1.9369 | 3020.0631 | 2526.16 | 495.84 | 3065 | -329.63 | 3065
SDGE | 6 | 24 | 22 | 8 | 2780 | 0 | 0 |  | 0 | 2780 | -0.24606 | -0.24606 | 2780.2461 | 2314.45 | 465.55 | 2847 | -214.63 | 2847
SDGE | 6 | 24 | 23 | 10 | 2568 | 0 | 0 |  | 0 | 2568 | -0.28078 | -0.28078 | 2568.2808 | 2118.71 | 449.29 | 2638 | -162.74 | 2638
SDGE | 6 | 24 | 24 | 12 | 2535 | 0 | 0 |  | 0 | 2535 | -0.2325 | -0.2325 | 2535.2325 | 2099.36 | 435.64 | 2544 | -41.63 | 2544
SDGE | 7 | 22 | 1 | 19 | 2645 | 0 | 0 |  | 0 | 2645 | -0.30386 | -0.30386 | 2645.3039 | 2204.96 | 440.04 | 2625 | 166.46 | 2625
SDGE | 7 | 22 | 2 | 21 | 2452 | 0 | 0 |  | 0 | 2452 | -0.30559 | -0.30559 | 2452.3056 | 2017.34 | 434.66 | 2452 | 120.68 | 2452
SDGE | 7 | 22 | 3 | 23 | 2301 | 0 | 0 |  | 0 | 2301 | -0.18816 | -0.18816 | 2301.1882 | 1865.38 | 435.62 | 2351 | 95.57 | 2351
SDGE | 7 | 22 | 4 | 24 | 2258 | 0 | 0 |  | 0 | 2258 | -0.20092 | -0.20092 | 2258.2009 | 1806.81 | 451.19 | 2319 | 56.45 | 2319
SDGE | 7 | 22 | 5 | 22 | 2327 | 0 | 0 |  | 0 | 2327 | -0.15325 | -0.15325 | 2327.1533 | 1847.48 | 479.52 | 2357 | -17.45 | 2357
SDGE | 7 | 22 | 6 | 20 | 2412 | 0 | 0 |  | 0 | 2412 | -0.15414 | -0.15414 | 2412.1541 | 1899.92 | 512.08 | 2455 | -77.17 | 2455
SDGE | 7 | 22 | 7 | 18 | 2575 | 0 | 0 |  | 0 | 2575 | -0.097034 | -0.097034 | 2575.097 | 2031.35 | 543.65 | 2594 | -81.76 | 2594
SDGE | 7 | 22 | 8 | 17 | 2657 | 0 | 0 |  | 0 | 2657 | -0.083042 | -0.083042 | 2657.083 | 2087.83 | 569.17 | 2648 | -6.04 | 2648
SDGE | 7 | 22 | 9 | 16 | 2627 | 0 | 0 |  | 0 | 2627 | 0.030666 | 0.030666 | 2626.9693 | 2038.59 | 588.41 | 2478 | -83.31 | 2478
SDGE | 7 | 22 | 10 | 15 | 2570 | 0 | 0 |  | 0 | 2570 | 0.089595 | 0.089595 | 2569.9104 | 1969.55 | 600.45 | 2369 | -83.99 | 2369
SDGE | 7 | 22 | 11 | 13 | 2628 | 0 | 0 |  | 0 | 2628 | 0.20572 | 0.20572 | 2627.7943 | 2019.1 | 608.9 | 2351 | -14.9 | 2351
SDGE | 7 | 22 | 12 | 12 | 2666 | 0 | 0 |  | 0 | 2666 | 0.25947 | 0.25947 | 2665.7405 | 2054.52 | 611.48 | 2347 | 19.26 | 2347
SDGE | 7 | 22 | 13 | 10 | 2837 | 0 | 0 |  | 0 | 2837 | 0.21178 | 0.21178 | 2836.7882 | 2224.82 | 612.18 | 2525 | 90.14 | 2525
SDGE | 7 | 22 | 14 | 8 | 3049 | 0 | 0 |  | 0 | 3049 | 0.12426 | 0.12426 | 3048.8757 | 2439.28 | 609.72 | 2695 | 108.06 | 2695
SDGE | 7 | 22 | 15 | 5 | 3294 | 0 | 0 |  | 0 | 3294 | 0.25315 | 0.25315 | 3293.7469 | 2689.96 | 604.04 | 2908 | 71.74 | 2903.23
SDGE | 7 | 22 | 16 | 3 | 3427 | 0 | 0 |  | 0 | 3427 | 0.19878 | 0.19878 | 3426.8012 | 2833.58 | 593.42 | 3153 | 45.98 | 3148.23
SDGE | 7 | 22 | 17 | 1 | 3658 | 0 | 0 |  | 0 | 3658 | 2.6795 | 2.6795 | 3655.3205 | 3060.49 | 597.51 | 3416 | 24.48 | 3411.23
SDGE | 7 | 22 | 18 | 2 | 3751 | 0 | 0 |  | 0 | 3751 | 2.8601 | 2.8601 | 3748.1399 | 3175.19 | 575.81 | 3487 | -104.44 | 3482.23
SDGE | 7 | 22 | 19 | 4 | 3622 | 0 | 0 |  | 0 | 3622 | 2.8578 | 2.8578 | 3619.1422 | 3062.98 | 559.02 | 3449 | -261.78 | 3444.23
SDGE | 7 | 22 | 20 | 6 | 3589 | 0 | 0 |  | 0 | 3589 | 2.2482 | 2.2482 | 3586.7518 | 3046.17 | 542.83 | 3429 | -321.82 | 3429
SDGE | 7 | 22 | 21 | 7 | 3482 | 0 | 0 |  | 0 | 3482 | 2.0607 | 2.0607 | 3479.9393 | 2957.67 | 524.33 | 3456 | -150.62 | 3456
SDGE | 7 | 22 | 22 | 9 | 3182 | 0 | 0 |  | 0 | 3182 | -0.31501 | -0.31501 | 3182.315 | 2691.52 | 490.48 | 3207 | -103.61 | 3207
SDGE | 7 | 22 | 23 | 11 | 2945 | 0 | 0 |  | 0 | 2945 | -0.36211 | -0.36211 | 2945.3621 | 2471.37 | 473.63 | 2957 | -40.45 | 2957
SDGE | 7 | 22 | 24 | 14 | 2886 | 0 | 0 |  | 0 | 2886 | -0.29562 | -0.29562 | 2886.2956 | 2426.16 | 459.84 | 2845 | 81.08 | 2845
SDGE | 8 | 12 | 1 | 19 | 2787 | 0 | 0 |  | 0 | 2787 | -0.308 | -0.308 | 2787.308 | 2337.04 | 449.96 | 2584 | -35.95 | 2584
SDGE | 8 | 12 | 2 | 21 | 2581 | 0 | 0 |  | 0 | 2581 | -0.30729 | -0.30729 | 2581.3073 | 2136.56 | 444.44 | 2424 | -44.14 | 2424
SDGE | 8 | 12 | 3 | 23 | 2435 | 0 | 0 |  | 0 | 2435 | -0.19035 | -0.19035 | 2435.1904 | 1990.32 | 444.68 | 2329 | -51.39 | 2329
SDGE | 8 | 12 | 4 | 24 | 2400 | 0 | 0 |  | 0 | 2400 | -0.2029 | -0.2029 | 2400.2029 | 1938.86 | 461.14 | 2291 | -94.1 | 2291
SDGE | 8 | 12 | 5 | 22 | 2456 | 0 | 0 |  | 0 | 2456 | -0.15437 | -0.15437 | 2456.1544 | 1964.26 | 491.74 | 2340 | -193.37 | 2340
SDGE | 8 | 12 | 6 | 20 | 2596 | 0 | 0 |  | 0 | 2596 | -0.15788 | -0.15788 | 2596.1579 | 2071.79 | 524.21 | 2445 | -283.09 | 2445
SDGE | 8 | 12 | 7 | 18 | 2703 | 0 | 0 |  | 0 | 2703 | -0.099622 | -0.099622 | 2703.0996 | 2149.21 | 553.79 | 2495 | -333.33 | 2495
SDGE | 8 | 12 | 8 | 17 | 2812 | 0 | 0 |  | 0 | 2812 | -0.084169 | -0.084169 | 2812.0842 | 2229.78 | 582.22 | 2436 | -440.86 | 2436
SDGE | 8 | 12 | 9 | 16 | 2764 | 0 | 0 |  | 0 | 2764 | 0.031833 | 0.031833 | 2763.9682 | 2158.94 | 605.06 | 2269 | -527.9 | 2269
SDGE | 8 | 12 | 10 | 15 | 2800 | 0 | 0 |  | 0 | 2800 | 0.090502 | 0.090502 | 2799.9095 | 2179.3 | 620.7 | 2109 | -610.58 | 2109
SDGE | 8 | 12 | 11 | 13 | 2873 | 0 | 0 |  | 0 | 2873 | 0.20914 | 0.20914 | 2872.7909 | 2242.53 | 630.47 | 2088 | -619.66 | 2088
SDGE | 8 | 12 | 12 | 12 | 2949 | 0 | 0 |  | 0 | 2949 | 0.27173 | 0.27173 | 2948.7283 | 2315.05 | 633.95 | 2107 | -635.84 | 2107
SDGE | 8 | 12 | 13 | 9 | 3164 | 0 | 0 |  | 0 | 3164 | 0.22316 | 0.22316 | 3163.7768 | 2529.55 | 634.45 | 2265 | -611.97 | 2265
SDGE | 8 | 12 | 14 | 8 | 3440 | 0 | 0 |  | 0 | 3440 | 0.14316 | 0.14316 | 3439.8568 | 2808.77 | 631.23 | 2468 | -559.15 | 2468
SDGE | 8 | 12 | 15 | 5 | 3746 | 0 | 0 |  | 0 | 3746 | 0.27792 | 0.27792 | 3745.7221 | 3122.32 | 623.68 | 2713 | -600.28 | 2705.59
SDGE | 8 | 12 | 16 | 4 | 3820 | 0 | 0 |  | 0 | 3820 | 0.2309 | 0.2309 | 3819.7691 | 3206.73 | 613.27 | 2950 | -631.65 | 2942.59
SDGE | 8 | 12 | 17 | 2 | 4103 | 0 | 0 |  | 0 | 4103 | 2.825 | 2.825 | 4100.175 | 3485.1 | 617.9 | 3251 | -593.67 | 3243.59
SDGE | 8 | 12 | 18 | 1 | 4182 | 0 | 0 |  | 0 | 4182 | 3.0229 | 3.0229 | 4178.9771 | 3588.09 | 593.91 | 3391 | -653.59 | 3383.59
SDGE | 8 | 12 | 19 | 3 | 4075 | 0 | 0 |  | 0 | 4075 | 2.9749 | 2.9749 | 4072.0251 | 3499.85 | 575.15 | 3419 | -707.27 | 3411.59
SDGE | 8 | 12 | 20 | 6 | 3920 | 0 | 0 |  | 0 | 3920 | 2.3341 | 2.3341 | 3917.6659 | 3365.65 | 554.35 | 3382 | -663.84 | 3382
SDGE | 8 | 12 | 21 | 7 | 3788 | 0 | 0 |  | 0 | 3788 | 2.1137 | 2.1137 | 3785.8863 | 3254.35 | 533.65 | 3277 | -576.7 | 3277
SDGE | 8 | 12 | 22 | 10 | 3475 | 0 | 0 |  | 0 | 3475 | -0.34024 | -0.34024 | 3475.3402 | 2976.28 | 498.72 | 3044 | -464.07 | 3044
SDGE | 8 | 12 | 23 | 11 | 3179 | 0 | 0 |  | 0 | 3179 | -0.37806 | -0.37806 | 3179.3781 | 2697.48 | 481.52 | 2832 | -351.09 | 2832
SDGE | 8 | 12 | 24 | 14 | 3089 | 0 | 0 |  | 0 | 3089 | -0.30333 | -0.30333 | 3089.3033 | 2621.11 | 467.89 | 2744 | -196.64 | 2744
SDGE | 9 | 2 | 1 | 19 | 2973 | 0 | 0 |  | 0 | 2973 | -0.3008 | -0.3008 | 2973.3008 | 2521.82 | 451.18 | 2796 | 33.32 | 2796
SDGE | 9 | 2 | 2 | 21 | 2757 | 0 | 0 |  | 0 | 2757 | -0.30396 | -0.30396 | 2757.304 | 2310.34 | 446.66 | 2623 | 15.56 | 2623
SDGE | 9 | 2 | 3 | 23 | 2594 | 0 | 0 |  | 0 | 2594 | -0.18869 | -0.18869 | 2594.1887 | 2145.91 | 448.09 | 2503 | -4.55 | 2503
SDGE | 9 | 2 | 4 | 24 | 2540 | 0 | 0 |  | 0 | 2540 | -0.19997 | -0.19997 | 2540.2 | 2076.41 | 463.59 | 2471 | -29.38 | 2471
SDGE | 9 | 2 | 5 | 22 | 2612 | 0 | 0 |  | 0 | 2612 | -0.15154 | -0.15154 | 2612.1515 | 2121.78 | 490.22 | 2516 | -114.2 | 2516
SDGE | 9 | 2 | 6 | 20 | 2815 | 0 | 0 |  | 0 | 2815 | -0.15453 | -0.15453 | 2815.1545 | 2298.63 | 516.37 | 2670 | -163.47 | 2670
SDGE | 9 | 2 | 7 | 18 | 2958 | 0 | 0 |  | 0 | 2958 | -0.098605 | -0.098605 | 2958.0986 | 2420.3 | 537.7 | 2801 | -63.11 | 2801
SDGE | 9 | 2 | 8 | 17 | 3118 | 0 | 0 |  | 0 | 3118 | -0.08321 | -0.08321 | 3118.0832 | 2558.29 | 559.71 | 2917 | 33.84 | 2917
SDGE | 9 | 2 | 9 | 16 | 3270 | 0 | 0 |  | 0 | 3270 | 0.030981 | 0.030981 | 3269.969 | 2693.86 | 576.14 | 2883 | 51.68 | 2883
SDGE | 9 | 2 | 10 | 14 | 3330 | 0 | 0 |  | 0 | 3330 | 0.090708 | 0.090708 | 3329.9093 | 2738.44 | 591.56 | 2823 | 52.93 | 2823
SDGE | 9 | 2 | 11 | 13 | 3280 | 0 | 0 |  | 0 | 3280 | 0.20888 | 0.20888 | 3279.7911 | 2675.85 | 604.15 | 2842 | 43.31 | 2842
SDGE | 9 | 2 | 12 | 11 | 3320 | 0 | 0 |  | 0 | 3320 | 0.2716 | 0.2716 | 3319.7284 | 2709.87 | 610.13 | 2934 | 118.57 | 2934
SDGE | 9 | 2 | 13 | 9 | 3512 | 0 | 0 |  | 0 | 3512 | 0.22296 | 0.22296 | 3511.777 | 2900.93 | 611.07 | 3166 | 154.78 | 3166
SDGE | 9 | 2 | 14 | 7 | 3675 | 0 | 0 |  | 0 | 3675 | 0.14234 | 0.14234 | 3674.8577 | 3064.77 | 610.23 | 3533 | 339 | 3533
SDGE | 9 | 2 | 15 | 5 | 4105 | 0 | 0 |  | 0 | 4105 | 0.28263 | 0.28263 | 4104.7174 | 3497.63 | 607.37 | 3726 | 172.9 | 3716.29
SDGE | 9 | 2 | 16 | 3 | 4087 | 0 | 0 |  | 0 | 4087 | 0.23815 | 0.23815 | 4086.7619 | 3486.43 | 600.57 | 3940 | 208.9 | 3930.29
SDGE | 9 | 2 | 17 | 1 | 4282 | 0 | 0 |  | 0 | 4282 | 2.9552 | 2.9552 | 4279.0448 | 3679.38 | 602.62 | 4131 | 73.33 | 4121.29
SDGE | 9 | 2 | 18 | 2 | 4394 | 0 | 0 |  | 0 | 4394 | 3.1099 | 3.1099 | 4390.8901 | 3811.13 | 582.87 | 4101 | -107.01 | 4091.29
SDGE | 9 | 2 | 19 | 4 | 4325 | 0 | 0 |  | 0 | 4325 | 3.0446 | 3.0446 | 4321.9554 | 3754.58 | 570.42 | 3979 | -372.3 | 3969.29
SDGE | 9 | 2 | 20 | 6 | 4104 | 0 | 0 |  | 0 | 4104 | 2.4007 | 2.4007 | 4101.5993 | 3555.81 | 548.19 | 3772 | -459.42 | 3772
SDGE | 9 | 2 | 21 | 8 | 3926 | 0 | 0 |  | 0 | 3926 | 2.1389 | 2.1389 | 3923.8611 | 3394.34 | 531.66 | 3734 | -250.09 | 3734
SDGE | 9 | 2 | 22 | 10 | 3583 | 0 | 0 |  | 0 | 3583 | -0.33228 | -0.33228 | 3583.3323 | 3083.94 | 499.06 | 3482 | -127.68 | 3482
SDGE | 9 | 2 | 23 | 12 | 3280 | 0 | 0 |  | 0 | 3280 | -0.36449 | -0.36449 | 3280.3645 | 2798.61 | 481.39 | 3189 | -106.78 | 3189
SDGE | 9 | 2 | 24 | 15 | 3177 | 0 | 0 |  | 0 | 3177 | -0.29404 | -0.29404 | 3177.294 | 2705.89 | 471.11 | 3061 | 16.96 | 3061
SDGE | 10 | 7 | 1 | 20 | 2418 | 0 | 0 |  | 0 | 2418 | -0.2447 | -0.2447 | 2418.2447 | 1994.48 | 423.52 | 2408 | 45.65 | 2408
SDGE | 10 | 7 | 2 | 21 | 2255 | 0 | 0 |  | 0 | 2255 | -0.26228 | -0.26228 | 2255.2623 | 1837.23 | 417.77 | 2255 | 7.89 | 2255
SDGE | 10 | 7 | 3 | 23 | 2114 | 0 | 0 |  | 0 | 2114 | -0.16514 | -0.16514 | 2114.1651 | 1697.06 | 416.94 | 2153 | -25.02 | 2153
SDGE | 10 | 7 | 4 | 24 | 2078 | 0 | 0 |  | 0 | 2078 | -0.1803 | -0.1803 | 2078.1803 | 1647.58 | 430.42 | 2127 | -53.5 | 2127
SDGE | 10 | 7 | 5 | 22 | 2170 | 0 | 0 |  | 0 | 2170 | -0.13703 | -0.13703 | 2170.137 | 1714.82 | 455.18 | 2182 | -125.21 | 2182
SDGE | 10 | 7 | 6 | 19 | 2375 | 0 | 0 |  | 0 | 2375 | -0.13 | -0.13 | 2375.13 | 1890.99 | 484.01 | 2347 | -250.78 | 2347
SDGE | 10 | 7 | 7 | 18 | 2440 | 0 | 0 |  | 0 | 2440 | -0.089512 | -0.089512 | 2440.0895 | 1935.47 | 504.53 | 2431 | -207.91 | 2431
SDGE | 10 | 7 | 8 | 14 | 2432 | 0 | 0 |  | 0 | 2432 | -0.077215 | -0.077215 | 2432.0772 | 1906.03 | 525.97 | 2407 | -113.74 | 2407
SDGE | 10 | 7 | 9 | 15 | 2477 | 0 | 0 |  | 0 | 2477 | 0.016983 | 0.016983 | 2476.983 | 1932.08 | 544.92 | 2336 | -101.44 | 2336
SDGE | 10 | 7 | 10 | 17 | 2550 | 0 | 0 |  | 0 | 2550 | 0.083498 | 0.083498 | 2549.9165 | 1988.9 | 561.1 | 2290 | -89.07 | 2290
SDGE | 10 | 7 | 11 | 16 | 2610 | 0 | 0 |  | 0 | 2610 | 0.19416 | 0.19416 | 2609.8058 | 2034.95 | 575.05 | 2232 | -135.04 | 2232
SDGE | 10 | 7 | 12 | 12 | 2638 | 0 | 0 |  | 0 | 2638 | 0.22153 | 0.22153 | 2637.7785 | 2054.75 | 583.25 | 2287 | -143.41 | 2287
SDGE | 10 | 7 | 13 | 10 | 2710 | 0 | 0 |  | 0 | 2710 | 0.17862 | 0.17862 | 2709.8214 | 2121.84 | 588.16 | 2464 | -155.84 | 2464
SDGE | 10 | 7 | 14 | 8 | 2942 | 0 | 0 |  | 0 | 2942 | 0.071453 | 0.071453 | 2941.9285 | 2356.06 | 585.94 | 2707 | -112.55 | 2707
SDGE | 10 | 7 | 15 | 5 | 3269 | 0 | 0 |  | 0 | 3269 | 0.19976 | 0.19976 | 3268.8002 | 2687.46 | 581.54 | 2938 | -148.15 | 2931.16
SDGE | 10 | 7 | 16 | 3 | 3500 | 0 | 0 |  | 0 | 3500 | 0.16071 | 0.16071 | 3499.8393 | 2925.04 | 574.96 | 3214 | -142.83 | 3207.16
SDGE | 10 | 7 | 17 | 1 | 3715 | 0 | 0 |  | 0 | 3715 | 2.5146 | 2.5146 | 3712.4854 | 3138.87 | 576.13 | 3453 | -167.55 | 3446.16
SDGE | 10 | 7 | 18 | 2 | 3816 | 0 | 0 |  | 0 | 3816 | 2.6797 | 2.6797 | 3813.3203 | 3260.68 | 555.32 | 3526 | -240.18 | 3519.16
SDGE | 10 | 7 | 19 | 4 | 3621 | 0 | 0 |  | 0 | 3621 | 2.7183 | 2.7183 | 3618.2817 | 3081.02 | 539.98 | 3408 | -350.69 | 3401.16
SDGE | 10 | 7 | 20 | 6 | 3345 | 0 | 0 |  | 0 | 3345 | 2.158 | 2.158 | 3342.842 | 2826.57 | 518.43 | 3240 | -324.19 | 3240
SDGE | 10 | 7 | 21 | 7 | 3148 | 0 | 0 |  | 0 | 3148 | 1.9638 | 1.9638 | 3146.0362 | 2649.51 | 498.49 | 3090 | -254.15 | 3090
SDGE | 10 | 7 | 22 | 9 | 2871 | 0 | 0 |  | 0 | 2871 | -0.24121 | -0.24121 | 2871.2412 | 2404.59 | 466.41 | 2869 | -119.93 | 2869
SDGE | 10 | 7 | 23 | 11 | 2662 | 0 | 0 |  | 0 | 2662 | -0.27013 | -0.27013 | 2662.2701 | 2211.59 | 450.41 | 2670 | -42.46 | 2670
SDGE | 10 | 7 | 24 | 13 | 2592 | 0 | 0 |  | 0 | 2592 | -0.23153 | -0.23153 | 2592.2315 | 2153.18 | 438.82 | 2600 | 100.39 | 2600
SDGE | 11 | 4 | 1 | 17 | 2196 | 0 | 0 |  | 0 | 2196 | -0.22357 | -0.22357 | 2196.2236 | 1810.72 | 385.28 | 2288 | 111.91 | 2288
SDGE | 11 | 4 | 2 | 21 | 2048 | 0 | 0 |  | 0 | 2048 | -0.24439 | -0.24439 | 2048.2444 | 1670.07 | 377.93 | 2161 | 99.35 | 2161
SDGE | 11 | 4 | 3 | 23 | 1911 | 0 | 0 |  | 0 | 1911 | -0.15294 | -0.15294 | 1911.1529 | 1536.49 | 374.51 | 2059 | 79.24 | 2059
SDGE | 11 | 4 | 4 | 24 | 1845 | 0 | 0 |  | 0 | 1845 | -0.17184 | -0.17184 | 1845.1718 | 1468.29 | 376.71 | 1993 | 49.91 | 1993
SDGE | 11 | 4 | 5 | 22 | 1849 | 0 | 0 |  | 0 | 1849 | -0.13145 | -0.13145 | 1849.1314 | 1457.99 | 391.01 | 2016 | 29.67 | 2016
SDGE | 11 | 4 | 6 | 19 | 1968 | 0 | 0 |  | 0 | 1968 | -0.12063 | -0.12063 | 1968.1206 | 1552.93 | 415.07 | 2103 | -45.66 | 2103
SDGE | 11 | 4 | 7 | 12 | 2128 | 0 | 0 |  | 0 | 2128 | -0.086931 | -0.086931 | 2128.0869 | 1685.7 | 442.3 | 2253 | -68.97 | 2253
SDGE | 11 | 4 | 8 | 10 | 2074 | 0 | 0 |  | 0 | 2074 | -0.076786 | -0.076786 | 2074.0768 | 1614.15 | 459.85 | 2176 | -83.3 | 2176
SDGE | 11 | 4 | 9 | 13 | 1936 | 0 | 0 |  | 0 | 1936 | 0.014983 | 0.014983 | 1935.985 | 1462.37 | 473.63 | 2056 | -2.29 | 2056
SDGE | 11 | 4 | 10 | 15 | 1805 | 0 | 0 |  | 0 | 1805 | 0.080057 | 0.080057 | 1804.9199 | 1322.11 | 482.89 | 1880 | -33.97 | 1880
SDGE | 11 | 4 | 11 | 18 | 1756 | 0 | 0 |  | 0 | 1756 | 0.18293 | 0.18293 | 1755.8171 | 1267.01 | 488.99 | 1759 | -115.38 | 1759
SDGE | 11 | 4 | 12 | 20 | 1807 | 0 | 0 |  | 0 | 1807 | 0.17752 | 0.17752 | 1806.8225 | 1313.59 | 493.41 | 1794 | -93.68 | 1794
SDGE | 11 | 4 | 13 | 16 | 1920 | 0 | 0 |  | 0 | 1920 | 0.13961 | 0.13961 | 1919.8604 | 1423.71 | 496.29 | 1950 | -62.23 | 1950
SDGE | 11 | 4 | 14 | 11 | 2152 | 0 | 0 |  | 0 | 2152 | 0.0065509 | 0.0065509 | 2151.9934 | 1655.84 | 496.16 | 2179 | -63.54 | 2179
SDGE | 11 | 4 | 15 | 8 | 2492 | 0 | 0 |  | 0 | 2492 | 0.10208 | 0.10208 | 2491.8979 | 1997.58 | 494.42 | 2472 | -35.66 | 2462.91
SDGE | 11 | 4 | 16 | 5 | 2816 | 0 | 0 |  | 0 | 2816 | 0.053389 | 0.053389 | 2815.9466 | 2324.11 | 491.89 | 2819 | -14.97 | 2809.91
SDGE | 11 | 4 | 17 | 2 | 3088 | 0 | 0 |  | 0 | 3088 | 2.0224 | 2.0224 | 3085.9776 | 2587.54 | 500.46 | 3100 | -71.16 | 3090.91
SDGE | 11 | 4 | 18 | 1 | 3165 | 0 | 0 |  | 0 | 3165 | 2.2727 | 2.2727 | 3162.7273 | 2672.27 | 492.73 | 3259 | -135.89 | 3249.91
SDGE | 11 | 4 | 19 | 3 | 2997 | 0 | 0 |  | 0 | 2997 | 2.4066 | 2.4066 | 2994.5934 | 2519.39 | 477.61 | 3153 | -181.76 | 3143.91
SDGE | 11 | 4 | 20 | 4 | 2833 | 0 | 0 |  | 0 | 2833 | 1.953 | 1.953 | 2831.047 | 2368.08 | 464.92 | 3009 | -189.58 | 3009
SDGE | 11 | 4 | 21 | 6 | 2711 | 0 | 0 |  | 0 | 2711 | 1.837 | 1.837 | 2709.163 | 2261.61 | 449.39 | 2782 | -244.03 | 2782
SDGE | 11 | 4 | 22 | 7 | 2543 | 0 | 0 |  | 0 | 2543 | -0.17472 | -0.17472 | 2543.1747 | 2117.12 | 425.88 | 2654 | -167.24 | 2654
SDGE | 11 | 4 | 23 | 9 | 2339 | 0 | 0 |  | 0 | 2339 | -0.20101 | -0.20101 | 2339.201 | 1929.1 | 409.9 | 2464 | -83.09 | 2464
SDGE | 11 | 4 | 24 | 14 | 2275 | 0 | 0 |  | 0 | 2275 | -0.18661 | -0.18661 | 2275.1866 | 1876.56 | 398.44 | 2352 | 20.33 | 2352
SDGE | 12 | 16 | 1 | 16 | 2272 | 0 | 0 |  | 0 | 2272 | -0.2381 | -0.2381 | 2272.2381 | 1886.38 | 385.62 | 2341 | 54.31 | 2341
SDGE | 12 | 16 | 2 | 18 | 2137 | 0 | 0 |  | 0 | 2137 | -0.25752 | -0.25752 | 2137.2575 | 1758.46 | 378.54 | 2212 | 20.27 | 2212
SDGE | 12 | 16 | 3 | 23 | 2014 | 0 | 0 |  | 0 | 2014 | -0.16178 | -0.16178 | 2014.1618 | 1639.25 | 374.75 | 2106 | -15.23 | 2106
SDGE | 12 | 16 | 4 | 24 | 1949 | 0 | 0 |  | 0 | 1949 | -0.18079 | -0.18079 | 1949.1808 | 1572.54 | 376.46 | 2053 | -39.51 | 2053
SDGE | 12 | 16 | 5 | 22 | 1982 | 0 | 0 |  | 0 | 1982 | -0.13916 | -0.13916 | 1982.1392 | 1590.82 | 391.18 | 2062 | -79.37 | 2062
SDGE | 12 | 16 | 6 | 17 | 2131 | 0 | 0 |  | 0 | 2131 | -0.13516 | -0.13516 | 2131.1352 | 1715.14 | 415.86 | 2199 | -124.42 | 2199
SDGE | 12 | 16 | 7 | 10 | 2350 | 0 | 0 |  | 0 | 2350 | -0.094002 | -0.094002 | 2350.094 | 1902.01 | 447.99 | 2410 | -252.26 | 2410
SDGE | 12 | 16 | 8 | 7 | 2447 | 0 | 0 |  | 0 | 2447 | -0.083804 | -0.083804 | 2447.0838 | 1981.67 | 465.33 | 2514 | -171.47 | 2514
SDGE | 12 | 16 | 9 | 8 | 2278 | 0 | 0 |  | 0 | 2278 | 0.025706 | 0.025706 | 2277.9743 | 1803.77 | 474.23 | 2377 | -22.03 | 2377
SDGE | 12 | 16 | 10 | 12 | 1993 | 0 | 0 |  | 0 | 1993 | 0.083706 | 0.083706 | 1992.9163 | 1514.36 | 478.64 | 2128 | 46.34 | 2128
SDGE | 12 | 16 | 11 | 15 | 1730 | 0 | 0 |  | 0 | 1730 | 0.18805 | 0.18805 | 1729.8119 | 1249.73 | 480.27 | 1962 | 73.71 | 1962
SDGE | 12 | 16 | 12 | 20 | 1602 | 0 | 0 |  | 0 | 1602 | 0.18872 | 0.18872 | 1601.8113 | 1122.62 | 479.38 | 1870 | 106.73 | 1870
SDGE | 12 | 16 | 13 | 21 | 1621 | 0 | 0 |  | 0 | 1621 | 0.14709 | 0.14709 | 1620.8529 | 1140.18 | 480.82 | 1874 | 159.3 | 1874
SDGE | 12 | 16 | 14 | 19 | 1727 | 0 | 0 |  | 0 | 1727 | 0.012033 | 0.012033 | 1726.988 | 1244.48 | 482.52 | 1960 | 147.97 | 1960
SDGE | 12 | 16 | 15 | 14 | 1995 | 0 | 0 |  | 0 | 1995 | 0.10848 | 0.10848 | 1994.8915 | 1511.77 | 483.23 | 2127 | 87.53 | 2118.51
SDGE | 12 | 16 | 16 | 11 | 2365 | 0 | 0 |  | 0 | 2365 | 0.060633 | 0.060633 | 2364.9394 | 1881.9 | 483.1 | 2405 | -17.02 | 2396.51
SDGE | 12 | 16 | 17 | 5 | 2690 | 0 | 0 |  | 0 | 2690 | 1.8008 | 1.8008 | 2688.1992 | 2196.46 | 493.54 | 2724 | -198.39 | 2715.51
SDGE | 12 | 16 | 18 | 1 | 2934 | 0 | 0 |  | 0 | 2934 | 2.1555 | 2.1555 | 2931.8445 | 2444.72 | 489.28 | 2967 | -429.12 | 2958.51
SDGE | 12 | 16 | 19 | 2 | 2897 | 0 | 0 |  | 0 | 2897 | 2.298 | 2.298 | 2894.702 | 2422.64 | 474.36 | 2958 | -483.83 | 2949.51
SDGE | 12 | 16 | 20 | 3 | 2820 | 0 | 0 |  | 0 | 2820 | 1.89 | 1.89 | 2818.11 | 2355.4 | 464.6 | 2888 | -511.07 | 2888
SDGE | 12 | 16 | 21 | 4 | 2726 | 0 | 0 |  | 0 | 2726 | 1.8408 | 1.8408 | 2724.1592 | 2273.76 | 452.24 | 2801 | -493.88 | 2801
SDGE | 12 | 16 | 22 | 6 | 2611 | 0 | 0 |  | 0 | 2611 | -0.20987 | -0.20987 | 2611.2099 | 2179.82 | 431.18 | 2691 | -402.7 | 2691
SDGE | 12 | 16 | 23 | 9 | 2418 | 0 | 0 |  | 0 | 2418 | -0.23675 | -0.23675 | 2418.2367 | 2001.01 | 416.99 | 2522 | -307.84 | 2522
SDGE | 12 | 16 | 24 | 13 | 2295 | 0 | 0 |  | 0 | 2295 | -0.209 | -0.209 | 2295.209 | 1890.56 | 404.44 | 2397 | -174.84 | 2397
VEA | 1 | 14 | 1 | 13 | 82 | [8 empty] | . | .
VEA | 1 | 17 | 2 | 16 | 83 | [8 empty] | . | .
VEA | 1 | 20 | 3 | 19 | 84 | [8 empty] | . | .
VEA | 1 | 22 | 4 | 20 | 86 | [8 empty] | . | .
VEA | 1 | 19 | 5 | 18 | 90 | [8 empty] | . | .
VEA | 1 | 15 | 6 | 14 | 95 | [8 empty] | . | .
VEA | 1 | 10 | 7 | 8 | 104 | [8 empty] | . | .
VEA | 1 | 6 | 8 | 5 | 105 | [8 empty] | . | .
VEA | 1 | 7 | 9 | 7 | 97 | [8 empty] | . | .
VEA | 1 | 12 | 10 | 12 | 91 | [8 empty] | . | .
VEA | 1 | 16 | 11 | 17 | 83 | [8 empty] | . | .
VEA | 1 | 21 | 12 | 22 | 76 | [8 empty] | . | .
VEA | 1 | 24 | 13 | 24 | 71 | [8 empty] | . | .
VEA | 1 | 23 | 14 | 23 | 68 | [8 empty] | . | .
VEA | 1 | 18 | 15 | 21 | 65 | [8 empty] | . | .
VEA | 1 | 13 | 16 | 15 | 66 | [8 empty] | . | .
VEA | 1 | 8 | 17 | 9 | 71 | [8 empty] | . | .
VEA | 1 | 3 | 18 | 2 | 79 | [8 empty] | . | .
VEA | 1 | 1 | 19 | 1 | 80 | [8 empty] | . | .
VEA | 1 | 2 | 20 | 3 | 81 | [8 empty] | . | .
VEA | 1 | 4 | 21 | 4 | 81 | [8 empty] | . | .
VEA | 1 | 5 | 22 | 6 | 79 | [8 empty] | . | .
VEA | 1 | 9 | 23 | 10 | 76 | [8 empty] | . | .
VEA | 1 | 11 | 24 | 11 | 75 | [8 empty] | . | .
VEA | 2 | 13 | 1 | 12 | 61 | [8 empty] | . | .
VEA | 2 | 16 | 2 | 16 | 63 | [8 empty] | . | .
VEA | 2 | 20 | 3 | 19 | 66 | [8 empty] | . | .
VEA | 2 | 21 | 4 | 21 | 70 | [8 empty] | . | .
VEA | 2 | 19 | 5 | 17 | 76 | [8 empty] | . | .
VEA | 2 | 15 | 6 | 14 | 86 | [8 empty] | . | .
VEA | 2 | 8 | 7 | 7 | 95 | [8 empty] | . | .
VEA | 2 | 6 | 8 | 6 | 94 | [8 empty] | . | .
VEA | 2 | 7 | 9 | 9 | 84 | [8 empty] | . | .
VEA | 2 | 12 | 10 | 13 | 75 | [8 empty] | . | .
VEA | 2 | 17 | 11 | 18 | 67 | [8 empty] | . | .
VEA | 2 | 22 | 12 | 23 | 60 | [8 empty] | . | .
VEA | 2 | 24 | 13 | 24 | 56 | [8 empty] | . | .
VEA | 2 | 23 | 14 | 22 | 55 | [8 empty] | . | .
VEA | 2 | 18 | 15 | 20 | 53 | [8 empty] | . | .
VEA | 2 | 14 | 16 | 15 | 53 | [8 empty] | . | .
VEA | 2 | 10 | 17 | 8 | 54 | [8 empty] | . | .
VEA | 2 | 3 | 18 | 3 | 63 | [8 empty] | . | .
VEA | 2 | 1 | 19 | 1 | 67 | [8 empty] | . | .
VEA | 2 | 2 | 20 | 2 | 68 | [8 empty] | . | .
VEA | 2 | 4 | 21 | 4 | 68 | [8 empty] | . | .
VEA | 2 | 5 | 22 | 5 | 62 | [8 empty] | . | .
VEA | 2 | 9 | 23 | 10 | 52 | [8 empty] | . | .
VEA | 2 | 11 | 24 | 11 | 51 | [8 empty] | . | .
VEA | 3 | 15 | 1 | 14 | 45 | [8 empty] | . | .
VEA | 3 | 18 | 2 | 17 | 45 | [8 empty] | . | .
VEA | 3 | 22 | 3 | 20 | 45 | [8 empty] | . | .
VEA | 3 | 20 | 4 | 19 | 47 | [8 empty] | . | .
VEA | 3 | 17 | 5 | 16 | 51 | [8 empty] | . | .
VEA | 3 | 13 | 6 | 11 | 58 | [8 empty] | . | .
VEA | 3 | 8 | 7 | 6 | 68 | [8 empty] | . | .
VEA | 3 | 9 | 8 | 7 | 71 | [8 empty] | . | .
VEA | 3 | 11 | 9 | 12 | 67 | [8 empty] | . | .
VEA | 3 | 16 | 10 | 15 | 62 | [8 empty] | . | .
VEA | 3 | 21 | 11 | 22 | 59 | [8 empty] | . | .
VEA | 3 | 24 | 12 | 24 | 57 | [8 empty] | . | .
VEA | 3 | 23 | 13 | 23 | 56 | [8 empty] | . | .
VEA | 3 | 19 | 14 | 21 | 56 | [8 empty] | . | .
VEA | 3 | 14 | 15 | 18 | 54 | [8 empty] | . | .
VEA | 3 | 12 | 16 | 13 | 56 | [8 empty] | . | .
VEA | 3 | 6 | 17 | 8 | 58 | [8 empty] | . | .
VEA | 3 | 3 | 18 | 4 | 59 | [8 empty] | . | .
VEA | 3 | 1 | 19 | 1 | 61 | [8 empty] | . | .
VEA | 3 | 2 | 20 | 2 | 66 | [8 empty] | . | .
VEA | 3 | 4 | 21 | 3 | 64 | [8 empty] | . | .
VEA | 3 | 5 | 22 | 5 | 59 | [8 empty] | . | .
VEA | 3 | 7 | 23 | 9 | 53 | [8 empty] | . | .
VEA | 3 | 10 | 24 | 10 | 50 | [8 empty] | . | .
VEA | 4 | 13 | 1 | 14 | 49 | [8 empty] | . | .
VEA | 4 | 17 | 2 | 18 | 48 | [8 empty] | . | .
VEA | 4 | 21 | 3 | 20 | 47 | [8 empty] | . | .
VEA | 4 | 20 | 4 | 19 | 47 | [8 empty] | . | .
VEA | 4 | 18 | 5 | 17 | 50 | [8 empty] | . | .
VEA | 4 | 12 | 6 | 13 | 55 | [8 empty] | . | .
VEA | 4 | 11 | 7 | 11 | 62 | [8 empty] | . | .
VEA | 4 | 14 | 8 | 12 | 66 | [8 empty] | . | .
VEA | 4 | 16 | 9 | 15 | 66 | [8 empty] | . | .
VEA | 4 | 22 | 10 | 22 | 67 | [8 empty] | . | .
VEA | 4 | 24 | 11 | 24 | 66 | [8 empty] | . | .
VEA | 4 | 23 | 12 | 23 | 68 | [8 empty] | . | .
VEA | 4 | 19 | 13 | 21 | 70 | [8 empty] | . | .
VEA | 4 | 15 | 14 | 16 | 73 | [8 empty] | . | .
VEA | 4 | 10 | 15 | 10 | 73 | [8 empty] | . | .
VEA | 4 | 7 | 16 | 8 | 73 | [8 empty] | . | .
VEA | 4 | 5 | 17 | 5 | 73 | [8 empty] | . | .
VEA | 4 | 3 | 18 | 3 | 73 | [8 empty] | . | .
VEA | 4 | 1 | 19 | 1 | 72 | [8 empty] | . | .
VEA | 4 | 2 | 20 | 2 | 73 | [8 empty] | . | .
VEA | 4 | 4 | 21 | 4 | 72 | [8 empty] | . | .
VEA | 4 | 6 | 22 | 6 | 66 | [8 empty] | . | .
VEA | 4 | 8 | 23 | 7 | 58 | [8 empty] | . | .
VEA | 4 | 9 | 24 | 9 | 52 | [8 empty] | . | .
VEA | 5 | 17 | 1 | 12 | 51 | [8 empty] | . | .
VEA | 5 | 21 | 2 | 16 | 48 | [8 empty] | . | .
VEA | 5 | 23 | 3 | 19 | 46 | [8 empty] | . | .
VEA | 5 | 24 | 4 | 20 | 45 | [8 empty] | . | .
VEA | 5 | 22 | 5 | 17 | 46 | [8 empty] | . | .
VEA | 5 | 20 | 6 | 14 | 49 | [8 empty] | . | .
VEA | 5 | 16 | 7 | 11 | 52 | [8 empty] | . | .
VEA | 5 | 13 | 8 | 13 | 55 | [8 empty] | . | .
VEA | 5 | 15 | 9 | 15 | 59 | [8 empty] | . | .
VEA | 5 | 18 | 10 | 21 | 65 | [8 empty] | . | .
VEA | 5 | 19 | 11 | 23 | 70 | [8 empty] | . | .
VEA | 5 | 14 | 12 | 24 | 74 | [8 empty] | . | .
VEA | 5 | 12 | 13 | 22 | 79 | [8 empty] | . | .
VEA | 5 | 10 | 14 | 18 | 83 | [8 empty] | . | .
VEA | 5 | 8 | 15 | 10 | 86 | [8 empty] | . | .
VEA | 5 | 6 | 16 | 8 | 89 | [8 empty] | . | .
VEA | 5 | 4 | 17 | 5 | 91 | [8 empty] | . | .
VEA | 5 | 2 | 18 | 3 | 90 | [8 empty] | . | .
VEA | 5 | 1 | 19 | 2 | 88 | [8 empty] | . | .
VEA | 5 | 3 | 20 | 1 | 84 | [8 empty] | . | .
VEA | 5 | 5 | 21 | 4 | 80 | [8 empty] | . | .
VEA | 5 | 7 | 22 | 6 | 73 | [8 empty] | . | .
VEA | 5 | 9 | 23 | 7 | 64 | [8 empty] | . | .
VEA | 5 | 11 | 24 | 9 | 54 | [8 empty] | . | .
VEA | 6 | 19 | 1 | 18 | 78
VEA | 6 | 21 | 2 | 21 | 71
VEA | 6 | 23 | 3 | 23 | 67
VEA | 6 | 24 | 4 | 24 | 64
VEA | 6 | 22 | 5 | 22 | 63
VEA | 6 | 20 | 6 | 20 | 64
VEA | 6 | 18 | 7 | 19 | 68
VEA | 6 | 17 | 8 | 15 | 78
VEA | 6 | 16 | 9 | 17 | 87
VEA | 6 | 15 | 10 | 16 | 98
VEA | 6 | 14 | 11 | 14 | 111
VEA | 6 | 12 | 12 | 13 | 122
VEA | 6 | 10 | 13 | 11 | 134
VEA | 6 | 8 | 14 | 9 | 143
VEA | 6 | 6 | 15 | 7 | 149
VEA | 6 | 4 | 16 | 5 | 157
VEA | 6 | 2 | 17 | 3 | 154
VEA | 6 | 1 | 18 | 1 | 148
VEA | 6 | 3 | 19 | 2 | 144
VEA | 6 | 5 | 20 | 4 | 135
VEA | 6 | 7 | 21 | 6 | 124
VEA | 6 | 9 | 22 | 8 | 112
VEA | 6 | 11 | 23 | 10 | 100
VEA | 6 | 13 | 24 | 12 | 90
VEA | 7 | 19 | 1 | 19 | 84
VEA | 7 | 21 | 2 | 21 | 78
VEA | 7 | 23 | 3 | 23 | 74
VEA | 7 | 24 | 4 | 24 | 71
VEA | 7 | 22 | 5 | 22 | 71
VEA | 7 | 20 | 6 | 20 | 72
VEA | 7 | 18 | 7 | 18 | 76
VEA | 7 | 17 | 8 | 17 | 85
VEA | 7 | 16 | 9 | 16 | 94
VEA | 7 | 14 | 10 | 15 | 105
VEA | 7 | 13 | 11 | 13 | 117
VEA | 7 | 11 | 12 | 12 | 128
VEA | 7 | 9 | 13 | 10 | 138
VEA | 7 | 7 | 14 | 8 | 145
VEA | 7 | 5 | 15 | 5 | 152
VEA | 7 | 3 | 16 | 3 | 153
VEA | 7 | 1 | 17 | 1 | 150
VEA | 7 | 2 | 18 | 2 | 148
VEA | 7 | 4 | 19 | 4 | 143
VEA | 7 | 6 | 20 | 6 | 133
VEA | 7 | 8 | 21 | 7 | 124
VEA | 7 | 10 | 22 | 9 | 113
VEA | 7 | 12 | 23 | 11 | 101
VEA | 7 | 15 | 24 | 14 | 91
VEA | 8 | 19 | 1 | 19 | 69
VEA | 8 | 21 | 2 | 21 | 64
VEA | 8 | 23 | 3 | 23 | 60
VEA | 8 | 24 | 4 | 24 | 57
VEA | 8 | 22 | 5 | 22 | 57
VEA | 8 | 20 | 6 | 20 | 60
VEA | 8 | 18 | 7 | 18 | 62
VEA | 8 | 17 | 8 | 17 | 69
VEA | 8 | 16 | 9 | 16 | 76
VEA | 8 | 15 | 10 | 15 | 84
VEA | 8 | 13 | 11 | 13 | 92
VEA | 8 | 11 | 12 | 12 | 100
VEA | 8 | 10 | 13 | 9 | 107
VEA | 8 | 8 | 14 | 8 | 111
VEA | 8 | 5 | 15 | 5 | 115
VEA | 8 | 4 | 16 | 4 | 118
VEA | 8 | 2 | 17 | 2 | 119
VEA | 8 | 1 | 18 | 1 | 118
VEA | 8 | 3 | 19 | 3 | 114
VEA | 8 | 6 | 20 | 6 | 106
VEA | 8 | 7 | 21 | 7 | 99
VEA | 8 | 9 | 22 | 10 | 90
VEA | 8 | 12 | 23 | 11 | 81
VEA | 8 | 14 | 24 | 14 | 72
VEA | 9 | 19 | 1 | 19 | 68
VEA | 9 | 21 | 2 | 21 | 62
VEA | 9 | 23 | 3 | 23 | 58
VEA | 9 | 24 | 4 | 24 | 55
VEA | 9 | 22 | 5 | 22 | 55
VEA | 9 | 20 | 6 | 20 | 58
VEA | 9 | 18 | 7 | 18 | 61
VEA | 9 | 17 | 8 | 17 | 67
VEA | 9 | 16 | 9 | 16 | 74
VEA | 9 | 14 | 10 | 14 | 83
VEA | 9 | 13 | 11 | 13 | 92
VEA | 9 | 11 | 12 | 11 | 102
VEA | 9 | 9 | 13 | 9 | 112
VEA | 9 | 7 | 14 | 7 | 118
VEA | 9 | 5 | 15 | 5 | 123
VEA | 9 | 3 | 16 | 3 | 128
VEA | 9 | 1 | 17 | 1 | 129
VEA | 9 | 2 | 18 | 2 | 125
VEA | 9 | 4 | 19 | 4 | 116
VEA | 9 | 6 | 20 | 6 | 109
VEA | 9 | 8 | 21 | 8 | 100
VEA | 9 | 10 | 22 | 10 | 91
VEA | 9 | 12 | 23 | 12 | 82
VEA | 9 | 15 | 24 | 15 | 75
VEA | 10 | 20 | 1 | 20 | 49
VEA | 10 | 21 | 2 | 21 | 47
VEA | 10 | 23 | 3 | 23 | 46
VEA | 10 | 24 | 4 | 24 | 46
VEA | 10 | 22 | 5 | 22 | 48
VEA | 10 | 19 | 6 | 19 | 51
VEA | 10 | 16 | 7 | 18 | 57
VEA | 10 | 14 | 8 | 14 | 60
VEA | 10 | 15 | 9 | 15 | 60
VEA | 10 | 17 | 10 | 17 | 62
VEA | 10 | 18 | 11 | 16 | 63
VEA | 10 | 13 | 12 | 12 | 66
VEA | 10 | 11 | 13 | 10 | 70
VEA | 10 | 8 | 14 | 8 | 73
VEA | 10 | 6 | 15 | 5 | 76
VEA | 10 | 4 | 16 | 3 | 78
VEA | 10 | 2 | 17 | 1 | 80
VEA | 10 | 1 | 18 | 2 | 80
VEA | 10 | 3 | 19 | 4 | 78
VEA | 10 | 5 | 20 | 6 | 75
VEA | 10 | 7 | 21 | 7 | 71
VEA | 10 | 9 | 22 | 9 | 65
VEA | 10 | 10 | 23 | 11 | 57
VEA | 10 | 12 | 24 | 13 | 52
VEA | 11 | 16 | 1 | 17 | 53
VEA | 11 | 20 | 2 | 21 | 53
VEA | 11 | 23 | 3 | 23 | 54
VEA | 11 | 24 | 4 | 24 | 56
VEA | 11 | 22 | 5 | 22 | 61
VEA | 11 | 17 | 6 | 19 | 70
VEA | 11 | 12 | 7 | 12 | 76
VEA | 11 | 10 | 8 | 10 | 75
VEA | 11 | 13 | 9 | 13 | 70
VEA | 11 | 15 | 10 | 15 | 67
VEA | 11 | 19 | 11 | 18 | 63
VEA | 11 | 21 | 12 | 20 | 61
VEA | 11 | 18 | 13 | 16 | 58
VEA | 11 | 14 | 14 | 11 | 56
VEA | 11 | 8 | 15 | 8 | 57
VEA | 11 | 5 | 16 | 5 | 59
VEA | 11 | 3 | 17 | 2 | 65
VEA | 11 | 1 | 18 | 1 | 71
VEA | 11 | 2 | 19 | 3 | 71
VEA | 11 | 4 | 20 | 4 | 70
VEA | 11 | 6 | 21 | 6 | 69
VEA | 11 | 7 | 22 | 7 | 64
VEA | 11 | 9 | 23 | 9 | 59
VEA | 11 | 11 | 24 | 14 | 55
VEA | 12 | 15 | 1 | 16 | 106
VEA | 12 | 20 | 2 | 18 | 108
VEA | 12 | 23 | 3 | 23 | 111
VEA | 12 | 24 | 4 | 24 | 115
VEA | 12 | 22 | 5 | 22 | 122
VEA | 12 | 17 | 6 | 17 | 132
VEA | 12 | 10 | 7 | 10 | 142
VEA | 12 | 6 | 8 | 7 | 142
VEA | 12 | 8 | 9 | 8 | 130
VEA | 12 | 11 | 10 | 12 | 116
VEA | 12 | 14 | 11 | 15 | 105
VEA | 12 | 18 | 12 | 20 | 95
VEA | 12 | 21 | 13 | 21 | 89
VEA | 12 | 19 | 14 | 19 | 84
VEA | 12 | 16 | 15 | 14 | 81
VEA | 12 | 12 | 16 | 11 | 83
VEA | 12 | 7 | 17 | 5 | 92
VEA | 12 | 1 | 18 | 1 | 103
VEA | 12 | 2 | 19 | 2 | 107
VEA | 12 | 3 | 20 | 3 | 109
VEA | 12 | 4 | 21 | 4 | 110
VEA | 12 | 5 | 22 | 6 | 108
VEA | 12 | 9 | 23 | 9 | 105
VEA | 12 | 13 | 24 | 13 | 103

## 2. Monthly Peak by Jurisdiction
RA 2026 Reference Forecast
Coincident Peak Forecast Disaggregated to Jurisdiction Type
CED 2024 Planning Scenario, TAC Peaks coincident with CAISO system peak
| MONTH | 1 | 2 | 3 | 4 | 5 | 6 | 7 | 8 | 9 | 10 | 11 | 12
TAC Total | PGE | 13807 | 13342 | 13738 | 14657 | 16050 | 19748 | 19618 | 18587 | 19144 | 15925 | 13819 | 13818
| SCE | 13010 | 13023 | 13303 | 14411 | 13066 | 18664 | 22694 | 22591 | 23198 | 18439 | 14792 | 13392
| SDGE | 2848 | 2845 | 2745 | 2724 | 2550 | 3110 | 3658 | 4182 | 4282 | 3715 | 3165 | 2934
| VEA | 80 | 67 | 61 | 72 | 84 | 148 | 150 | 118 | 129 | 80 | 71 | 103
| CAISO | 29745 | 29277 | 29847 | 31864 | 31750 | 41670 | 46120 | 45478 | 46753 | 38159 | 31847 | 30247
Load Forecast Adjustments | PGE | 6.9121 | 6.7563 | 6.6809 | 8.5408 | 8.6811 | 13.1295 | 13.2566 | 12.7336 | 11.3431 | 8.6285 | 6.5927 | 7.024
| SCE | 427.6414 | 427.6177 | 427.6213 | 3.1565 | 428.0309 | 5.1624 | 4.6782 | 5.3369 | 4.8128 | 4.2795 | 428.3218 | 427.7797
| SDGE | 2.2943 | 2.2711 | 2.1583 | 2.2332 | 1.9079 | 2.4871 | 2.6795 | 3.0229 | 2.9552 | 2.5146 | 2.2727 | 2.1555
Adjusted CED 2024 | PGE | 13800.0879 | 13335.2437 | 13731.3191 | 14648.4592 | 16041.3189 | 19734.8705 | 19604.7434 | 18574.2664 | 19132.6569 | 15916.3715 | 13812.4073 | 13810.976
| SCE | 12582.3586 | 12595.3823 | 12875.3787 | 14407.8435 | 12637.9691 | 18658.8376 | 22689.3218 | 22585.6631 | 23193.1872 | 18434.7205 | 14363.6782 | 12964.2203
| SDGE | 2845.7057 | 2842.7289 | 2742.8417 | 2721.7668 | 2548.0921 | 3107.5129 | 3655.3205 | 4178.9771 | 4279.0448 | 3712.4854 | 3162.7273 | 2931.8445
| VEA | 80 | 67 | 61 | 72 | 84 | 148 | 150 | 118 | 129 | 80 | 71 | 103
| CAISO | 29308.1521 | 28840.3549 | 29410.5395 | 31850.0695 | 31311.3801 | 41649.221 | 46099.3858 | 45456.9066 | 46733.889 | 38143.5773 | 31409.8127 | 29810.0409
Non-CPUC Jurisdictional LSE Forecasts |  | 1 | 2 | 3 | 4 | 5 | 6 | 7 | 8 | 9 | 10 | 11 | 12
| PGE | 1499.3033 | 1445.5018 | 1437.7132 | 1403.375 | 1589.2403 | 1784.6746 | 1974.8828 | 2023.6207 | 1934.7191 | 1730.8698 | 1555.2004 | 1539.6365
| SCE | 1424.2862 | 1301.6179 | 1201.6029 | 1578.3678 | 1731.7928 | 2055.4568 | 2414.7711 | 2434.769 | 2385.5242 | 1823.8722 | 1576.4763 | 1447.1731
| SDGE | 0 | 0 | 0 | 0 | 0 | 0 | 0 | 0 | 0 | 0 | 0 | 0
| VEA | 103.298 | 103.5902 | 74.472 | 66.2858 | 82.9007 | 126.7605 | 140.149 | 129.9225 | 140.3416 | 87.4554 | 68.8452 | 88.6275
CPUC_Jurisdictional Reference Forecast
| PGE | 12294.1651 | 11844.1656 | 12137.2797 | 12957.7654 | 14351.3352 | 17807.8466 | 17734.2482 | 16807.1962 | 17231.5326 | 14353.499 | 12212.0123 | 12236.2437
| SCE | 11211.4805 | 11301.3411 | 11511.5128 | 12931.5852 | 11239.2514 | 16776.3802 | 20421.6986 | 20362.0558 | 20905.4265 | 16602.0339 | 12902.8525 | 11662.7282
| SDGE | 2845.7057 | 2842.7289 | 2742.8417 | 2721.7668 | 2548.0921 | 3107.5129 | 3655.3205 | 4178.9771 | 4279.0448 | 3712.4854 | 3162.7273 | 2931.8445
CPUC Load Share
| PGE | 89.09% | 88.82% | 88.39% | 88.46% | 89.46% | 90.24% | 90.46% | 90.49% | 90.06% | 90.18% | 88.41% | 88.6%
| SCE | 89.1% | 89.73% | 89.41% | 89.75% | 88.93% | 89.91% | 90.01% | 90.15% | 90.14% | 90.06% | 89.83% | 89.96%
| SDGE | 100% | 100% | 100% | 100% | 100% | 100% | 100% | 100% | 100% | 100% | 100% | 100%
Iniitial Year Ahead CPUC-Jurisdictional Adjusted Forecasts
|  | Jan | Feb | Mar | Apr | May | Jun | Jul | Aug | Sep | Oct | Nov | Dec
| PGE | 12171.2235 | 11725.7239 | 12015.9069 | 12828.1878 | 14207.8218 | 17629.7681 | 17556.9058 | 16639.1243 | 17059.2173 | 14209.964 | 12089.8922 | 12113.8812
| SCE | 11099.3656 | 11188.3277 | 11396.3977 | 12802.2693 | 11296.089 | 16917.7896 | 20328.6057 | 20158.4353 | 20866.7591 | 16436.0135 | 12814.7334 | 11546.1009
| SDGE | 2817.2486 | 2814.3016 | 2715.4133 | 2694.5491 | 2522.6111 | 3076.4378 | 3618.7673 | 4137.1873 | 4236.2544 | 3675.3605 | 3131.1 | 2902.5261
| Total | 26087.8377 | 25728.3533 | 26127.7178 | 28325.0062 | 28026.522 | 37623.9955 | 41504.2788 | 40934.7469 | 42162.2307 | 34321.338 | 28035.7256 | 26562.5082
Total All CAISO LSE Year Ahead Forecasts
| PGE | 13670.5267 | 13171.2257 | 13453.62 | 14231.5628 | 15797.0622 | 19414.4428 | 19531.7885 | 18662.745 | 18993.9364 | 15940.8338 | 13645.0926 | 13653.5177
| SCE | 12523.6519 | 12489.9456 | 12598.0006 | 14380.6371 | 13027.8818 | 18973.2465 | 22743.3768 | 22593.2043 | 23252.2832 | 18259.8857 | 14391.2097 | 12993.274
| SDGE | 2817.2486 | 2814.3016 | 2715.4133 | 2694.5491 | 2522.6111 | 3076.4378 | 3618.7673 | 4137.1873 | 4236.2544 | 3675.3605 | 3131.1 | 2902.5261
| VEA | 103.298 | 103.5902 | 74.472 | 66.2858 | 82.9007 | 126.7605 | 140.149 | 129.9225 | 140.3416 | 87.4554 | 68.8452 | 88.6275
| CAISO | 29114.7252 | 28579.0631 | 28841.506 | 31373.0348 | 31430.4558 | 41590.8875 | 46034.0817 | 45523.0591 | 46622.8156 | 37963.5355 | 31236.2475 | 29637.9453
Final YA Forecast Percent of Adusted IEPR Forecast
| PGE | 99.06% | 98.77% | 97.98% | 97.15% | 98.48% | 98.38% | 99.63% | 100.5% | 99.27% | 100.2% | 98.79% | 98.86%
| SCE | 99.53% | 99.16% | 97.85% | 99.81% | 103.1% | 101.7% | 100.2% | 100% | 100.3% | 99.05% | 100.2% | 100.2%
| SDGE | 99% | 99% | 99% | 99% | 99% | 99% | 99% | 99% | 99% | 99% | 99% | 99%
| VEA | 129.1% | 154.6% | 122.1% | 92.06% | 98.69% | 85.65% | 93.43% | 110.1% | 108.8% | 109.3% | 96.97% | 86.05%
| CAISO | 99.34% | 99.09% | 98.07% | 98.5% | 100.4% | 99.86% | 99.86% | 100.1% | 99.76% | 99.53% | 99.45% | 99.42%
CPUC Jurisdictional percent of CPUC Reference Forecast |  | 99% | 99% | 99% | 99% | 99% | 99% | 99% | 99% | 99% | 99% | 99% | 99%
|  | 99% | 99% | 99% | 99% | 100.5% | 100.8% | 99.54% | 99% | 99.82% | 99% | 99.32% | 99%
|  | 99% | 99% | 99% | 99% | 99% | 99% | 99% | 99% | 99% | 99% | 99% | 99%

## 3. Summary of SOD Forecasts
Sum of CPUC-Jurisdictional Submitted and Adjusted Forecasts for RA 2026 Slice of Day
Month | Hour | Rank of Hour | Submitted Hourly Forecast | Transmission & UFE Losses | LSE-Specfic Adjustments | Coincidence Adjustment | Load Credits | LSE Type Pro-Rata | Final Pro-Rata Adjustment | Final Adjusted Forecast
1 | 1 | 13 | 18280.5524 | 45.2288 | 1642.7602 | -341.5577 | -158.0347 | 996.747 | 785.862 | 21251.5582
1 | 2 | 16 | 17530.4651 | 43.3632 | 1507.8853 | -331.5913 | -150.093 | 880.0488 | 749.1015 | 20229.1798
1 | 3 | 19 | 17092.4951 | 42.6739 | 1563.7493 | -326.8291 | -147.8862 | 583.4315 | 708.0436 | 19515.678
1 | 4 | 20 | 17034.8717 | 42.4297 | 1444.6827 | -325.7718 | -149.9135 | 530.9332 | 643.885 | 19221.1169
1 | 5 | 18 | 17512.3373 | 43.3641 | 1438.5954 | -332.5356 | -158.9215 | 525.8273 | 692.5736 | 19721.2406
1 | 6 | 14 | 18993.6543 | 46.4855 | 1374.9707 | -351.6725 | -184.8363 | 468.9933 | 755.2754 | 21102.8705
1 | 7 | 8 | 21022.6815 | 52.2491 | 1764.436 | -383.9399 | -224.0882 | 352.7542 | 884.5015 | 23468.5941
1 | 8 | 5 | 22429.0523 | 56.1334 | 1616.1928 | -403.4175 | -247.4673 | 231.0361 | 865.8607 | 24547.3906
1 | 9 | 7 | 22228.4601 | 53.9607 | 908.8133 | -396.6152 | -269.9884 | 249.9249 | 828.6629 | 23603.2184
1 | 10 | 12 | 21471.8631 | 50.4631 | 183.1697 | -381.6581 | -292.2619 | -8.2016 | 651.8 | 21675.1743
1 | 11 | 17 | 20587.5649 | 46.7342 | -120.2427 | -365.4397 | -7.8213 | -6.9416 | 141.1727 | 20275.0266
1 | 12 | 22 | 19834.1974 | 43.9256 | -669.0597 | -353.677 | 100.3269 | -304.0092 | 274.7573 | 18926.4613
1 | 13 | 24 | 19237.8326 | 42.7309 | -256.9693 | -349.9893 | 97.9252 | -455.5168 | 100.0496 | 18416.0629
1 | 14 | 23 | 19047.8654 | 42.7046 | -194.6078 | -353.4734 | 96.3895 | -353.0302 | 369.2033 | 18655.0513
1 | 15 | 21 | 19375.6857 | 43.9743 | 261.5405 | -362.9806 | 110.5802 | -165.3312 | 383.0023 | 19646.4713
1 | 16 | 15 | 20943.7965 | 47.0891 | 107.0513 | -380.6808 | -292.9056 | 255.4245 | 407.4798 | 21087.2549
1 | 17 | 9 | 22635.5438 | 628.9531 | 433.5428 | -414.205 | -711.4061 | 44.2905 | 495.5569 | 23112.2762
1 | 18 | 2 | 24732.0295 | 697.9221 | 869.1682 | -438.3348 | -712.9324 | 46.3525 | 460.4569 | 25654.662
1 | 19 | 1 | 25118.0958 | 702.1153 | 587.3643 | -439.3014 | -709.2965 | 38.7304 | 790.1299 | 26087.8377
1 | 20 | 3 | 24704.7639 | 688.9032 | 531.627 | -430.506 | -692.5997 | 25.5009 | 730.4827 | 25558.1719
1 | 21 | 4 | 24021.0469 | 673.8258 | 660.3623 | -421.7621 | -251.4595 | 7.8978 | 620.0656 | 25309.9769
1 | 22 | 6 | 22921.7719 | 54.3758 | 1064.9292 | -397.4102 | -219.3675 | 351.0795 | 835.6917 | 24611.0704
1 | 23 | 10 | 21255.2684 | 50.9342 | 1258.7132 | -376.4186 | -196.4911 | 387.3518 | 798.7468 | 23178.1046
1 | 24 | 11 | 19139.7652 | 47.2006 | 1858.8274 | -355.6233 | -172.6515 | 652.3125 | 847.6658 | 22017.497
2 | 1 | 12 | 18320.436 | 43.6871 | 1265.7917 | -622.555 | -154.8277 | 1156.592 | 813.2089 | 20822.333
2 | 2 | 16 | 17613.1999 | 41.7664 | 1041.1819 | -593.0071 | -147.6008 | 1000.7172 | 777.1393 | 19733.3968
2 | 3 | 19 | 17144.3135 | 40.7035 | 900.3127 | -573.0521 | -146.601 | 747.7673 | 747.5845 | 18861.0283
2 | 4 | 21 | 17059.7536 | 40.2124 | 519.3569 | -560.5016 | -148.6943 | 939.5049 | 745.448 | 18595.0799
2 | 5 | 17 | 17528.0502 | 41.2723 | 771.1239 | -583.9251 | -155.946 | 786.4254 | 776.2337 | 19163.2345
2 | 6 | 14 | 18991.321 | 44.3997 | 487.4588 | -621.0408 | -183.3419 | 982.9282 | 861.9744 | 20563.6995
2 | 7 | 7 | 20991.8336 | 49.6541 | 916.7892 | -696.5138 | -220.218 | 771.2605 | 984.853 | 22797.6586
2 | 8 | 6 | 21977.1684 | 51.9431 | 841.5372 | -725.2447 | -241.8928 | 765.9892 | 1034.9236 | 23704.424
2 | 9 | 9 | 21419.1949 | 49.4427 | 639.0402 | -704.3308 | -272.683 | 477.1728 | 978.4617 | 22586.2984
2 | 10 | 13 | 20721.7461 | 45.1021 | 71.1663 | -667.6255 | -296.793 | 173.8647 | 734.033 | 20781.4937
2 | 11 | 18 | 19986.5064 | 41.6133 | -498.2302 | -629.9433 | -23.8063 | -115.6282 | 826.4235 | 19586.9352
2 | 12 | 23 | 19321.7204 | 39.3096 | -455.2935 | -613.042 | 84.4001 | -216.5657 | 440.4236 | 18600.9525
2 | 13 | 24 | 18865.8053 | 38.6198 | 46.2732 | -615.8553 | 79.0155 | -145.2739 | 99.3079 | 18367.8925
2 | 14 | 22 | 18432.58 | 38.8356 | 652.8726 | -621.9699 | 81.2736 | -83.4529 | 182.4704 | 18682.6093
2 | 15 | 20 | 18513.6621 | 40.4428 | 1200.4073 | -640.1661 | 95.6591 | 0 | 442.1029 | 19652.1082
2 | 16 | 15 | 19809.3438 | 42.895 | 990.6425 | -672.432 | -304.318 | 132.2745 | 886.2881 | 20884.6939
2 | 17 | 8 | 21260.6158 | 610.104 | 1229.4838 | -737.5352 | -289.6276 | 57.6029 | 868.2606 | 22998.9044
2 | 18 | 3 | 23409.9458 | 666.9196 | 1117.5029 | -799.5491 | -711.1085 | 72.3806 | 982.6591 | 24738.7504
2 | 19 | 1 | 24561.1828 | 689.0459 | 764.3765 | -826.4812 | -706.2757 | 251.3188 | 995.1862 | 25728.3533
2 | 20 | 2 | 24273.9558 | 675.8737 | 559.4518 | -812.8116 | -691.2269 | 233.167 | 892.3552 | 25130.7652
2 | 21 | 4 | 23595.9223 | 655.1307 | 476.4367 | -787.7266 | -674.4909 | 276.6502 | 837.2423 | 24379.1646
2 | 22 | 5 | 22596.725 | 52.3001 | 835.2909 | -748.9062 | -216.9624 | 498.1153 | 987.6269 | 24004.1896
2 | 23 | 10 | 21033.5102 | 48.8154 | 870.2548 | -700.1885 | -193.0102 | 579.989 | 925.928 | 22565.2987
2 | 24 | 11 | 19121.4369 | 45.6473 | 1466.1762 | -657.6202 | -169.2638 | 881.9614 | 873.9494 | 21562.2873
3 | 1 | 14 | 17727.3042 | 44.0893 | 1751.4614 | -519.9512 | -147.4351 | 374.0939 | 726.444 | 19956.0065
3 | 2 | 17 | 16811.5043 | 42.2573 | 1783.3529 | -497.2099 | -143.8936 | 363.4578 | 643.8891 | 19003.3579
3 | 3 | 20 | 16251.2079 | 41.2462 | 1850.5604 | -486.5813 | -144.931 | 353.2501 | 565.4661 | 18430.2183
3 | 4 | 19 | 16138.9842 | 41.3071 | 2069.1559 | -492.6285 | -150.741 | 383.7772 | 588.3794 | 18578.2344
3 | 5 | 16 | 16619.2451 | 43.01 | 2406.2569 | -516.494 | -170.5659 | 459.0971 | 669.0757 | 19509.6249
3 | 6 | 11 | 18095.233 | 47.2887 | 2835.768 | -567.2259 | -200.0327 | 539.0256 | 684.8949 | 21434.9516
3 | 7 | 6 | 19915.5121 | 51.9809 | 2559.5373 | -603.6269 | -223.5574 | 568.4035 | 966.1554 | 23234.4048
3 | 8 | 7 | 20481.3828 | 51.8265 | 1588.4 | -585.762 | -256.1032 | 722.4815 | 1040.7175 | 23042.9429
3 | 9 | 12 | 19737.1802 | 47.6247 | 764.6583 | -540.387 | -284.704 | 729.2098 | 985.1886 | 21438.7706
3 | 10 | 15 | 18871.028 | 43.0575 | 58.0212 | -495.9523 | -312.4591 | 453.6382 | 954.0695 | 19571.403
3 | 11 | 22 | 17973.7237 | 39.2109 | -207.8027 | -465.6162 | -35.2777 | 204.6523 | 893.3284 | 18402.2188
3 | 12 | 24 | 17517.696 | 36.9556 | -240.0487 | -457.1251 | 77.4345 | 194.2541 | 781.4164 | 17910.5828
3 | 13 | 23 | 17453.6428 | 36.9565 | 21.3926 | -458.4514 | 70.2023 | 73.6396 | 830.1256 | 18027.5081
3 | 14 | 21 | 17774.3511 | 37.3482 | 279.5433 | -472.9455 | 75.0069 | 157.2826 | 891.6097 | 18742.1962
3 | 15 | 18 | 18218.9022 | 38.6872 | 525.2478 | -496.3095 | 91.7551 | 559.6378 | 908.1236 | 19846.0442
3 | 16 | 13 | 19596.2295 | 41.0884 | 924.6206 | -549.7127 | -302.0979 | 356.7861 | 765.2694 | 20832.1834
3 | 17 | 8 | 20981.037 | 374.2078 | 1446.7692 | -617.7241 | -281.9863 | 478.7932 | 616.2703 | 22997.3672
3 | 18 | 4 | 22711.7893 | 665.684 | 1800.4878 | -680.3163 | -255.927 | 213.921 | 729.7129 | 25185.3515
3 | 19 | 1 | 23778.5607 | 704.5388 | 2112.5883 | -712.77 | -671.6293 | 96.745 | 819.6842 | 26127.7178
3 | 20 | 2 | 24217.115 | 698.8137 | 1440.4322 | -702.993 | -660.0349 | 0 | 583.3087 | 25576.6417
3 | 21 | 3 | 23662.7889 | 679.8751 | 1294.663 | -681.9969 | -223.3255 | 0 | 517.1592 | 25249.1638
3 | 22 | 5 | 22419.3439 | 53.4149 | 1290.1007 | -631.4734 | -195.3952 | 176.9613 | 941.5855 | 24054.5375
3 | 23 | 9 | 20588.9981 | 49.8913 | 1476.7652 | -589.9574 | -598.9471 | 533.721 | 901.6867 | 22362.1578
3 | 24 | 10 | 18620.922 | 46.3768 | 1616.389 | -543.7491 | -581.7518 | 1253.7536 | 849.386 | 21261.3265
4 | 1 | 14 | 17640.1982 | 43.5015 | 1819.6137 | -310.5371 | -143.5272 | 574.2038 | 802.2614 | 20425.7144
4 | 2 | 18 | 16768.217 | 41.892 | 1737.3307 | -294.3128 | -139.1494 | 461.2851 | 787.7933 | 19363.0559
4 | 3 | 20 | 16209.1246 | 40.7971 | 1684.2943 | -285.0341 | -138.6217 | 386.6027 | 792.449 | 18689.6119
4 | 4 | 19 | 16157.8376 | 40.7543 | 1877.4872 | -289.4565 | -144.2658 | 339.9254 | 762.9023 | 18745.1844
4 | 5 | 17 | 16726.4581 | 42.9108 | 2239.126 | -303.144 | -162.0273 | 270.4011 | 757.3139 | 19571.0386
4 | 6 | 13 | 17926.2658 | 46.4136 | 2483.8466 | -324.9727 | -176.8738 | 324.8879 | 740.0234 | 21019.5908
4 | 7 | 11 | 18931.9404 | 48.1504 | 1980.7083 | -337.8089 | -217.2052 | 129.0875 | 982.9906 | 21517.8631
4 | 8 | 12 | 19382.8837 | 46.944 | 1148.3387 | -340.2651 | -254.6586 | 125.3238 | 892.5405 | 21001.107
4 | 9 | 15 | 18967.0477 | 43.8106 | 529.6869 | -335.135 | -286.9614 | 164.9693 | 608.8023 | 19692.2205
4 | 10 | 22 | 18337.0624 | 40.6353 | 13.4852 | -329.308 | -316.2677 | -180.9361 | 603.915 | 18168.5861
4 | 11 | 24 | 17829.3093 | 38.9411 | 199.2068 | -330.2971 | 89.705 | -825.8064 | 650.3935 | 17651.4523
4 | 12 | 23 | 17630.492 | 37.7163 | 283.131 | -332.1205 | 81.5967 | -683.6903 | 664.0404 | 17681.1656
4 | 13 | 21 | 17589.8702 | 37.4437 | 489.3401 | -336.5017 | 80.2166 | -66.4523 | 694.8808 | 18488.7975
4 | 14 | 16 | 18101.4161 | 38.224 | 836.5457 | -346.5737 | 88.9198 | 270.0245 | 850.6324 | 19839.1889
4 | 15 | 10 | 18761.7014 | 40.3756 | 1404.4555 | -360.2289 | -17.5941 | 628.3673 | 1102.0277 | 21559.1045
4 | 16 | 8 | 20093.5667 | 44.2675 | 1988.9418 | -380.0641 | -289.4427 | 555.2618 | 1155.1202 | 23167.6511
4 | 17 | 5 | 21724.3032 | 405.1253 | 2407.856 | -406.6987 | -276.778 | 698.7268 | 909.9106 | 25462.4452
4 | 18 | 3 | 23238.4873 | 704.1381 | 2705.1395 | -424.7369 | -251.0284 | 496.6325 | 883.0922 | 27351.7242
4 | 19 | 1 | 24273.5334 | 734.6214 | 2774.9677 | -431.8584 | -238.1875 | 418.1022 | 793.8274 | 28325.0062
4 | 20 | 2 | 24935.7459 | 737.4396 | 2199.591 | -430.1495 | -653.422 | 279.3644 | 619.4096 | 27687.979
4 | 21 | 4 | 24767.115 | 715.8973 | 1557.9759 | -419.397 | -643.7535 | 53.0899 | 570.0038 | 26600.9313
4 | 22 | 6 | 23280.2116 | 54.4008 | 1364.0148 | -386.126 | -192.1665 | 211.1513 | 790.2269 | 25121.7129
4 | 23 | 7 | 21232.1928 | 50.4204 | 1570.9686 | -359.3242 | -597.152 | 360.9634 | 876.5808 | 23134.6497
4 | 24 | 9 | 19187.3263 | 47.2204 | 1713.7654 | -332.7204 | -579.985 | 1083.1298 | 834.6628 | 21953.3992
5 | 1 | 12 | 18606.2445 | 48.9222 | 1985.4759 | -500.3045 | -143.1434 | 396.3089 | 777.7822 | 21171.2858
5 | 2 | 16 | 17439.4443 | 47.2245 | 2249.7052 | -480.8443 | -137.9384 | 198.5808 | 669.7548 | 19985.9269
5 | 3 | 19 | 16654.6274 | 45.5403 | 2333.7759 | -464.6393 | -136.4124 | 221.351 | 641.6437 | 19295.8867
5 | 4 | 20 | 16396.0878 | 44.5972 | 2377.6875 | -459.1799 | -140.3219 | 335.9002 | 697.7981 | 19252.569
5 | 5 | 17 | 16688.1207 | 46.2148 | 2680.3811 | -475.2931 | -151.023 | 347.284 | 883.6445 | 20019.329
5 | 6 | 14 | 17338.2594 | 48.6562 | 3003.1757 | -498.5085 | -173.1588 | 359.2897 | 863.2891 | 20941.0028
5 | 7 | 11 | 17889.0302 | 48.9243 | 2813.6684 | -508.1576 | -211.5446 | 466.1 | 1009.4082 | 21507.4289
5 | 8 | 13 | 18372.3044 | 47.1973 | 2026.8543 | -504.2742 | -253.8664 | 525.2787 | 1031.805 | 21245.2991
5 | 9 | 15 | 18506.0478 | 45.0734 | 1399.8311 | -499.6791 | -291.0031 | 337.8972 | 818.0011 | 20316.1683
5 | 10 | 21 | 18254.71 | 42.2143 | 301.7019 | -472.9056 | 101.7033 | 323.2267 | 973.3433 | 19523.994
5 | 11 | 23 | 18124.3248 | 41.2215 | -78.2667 | -461.4699 | 79.5982 | 194.1475 | 784.2644 | 18683.8197
5 | 12 | 24 | 18312.9957 | 41.5772 | -282.9663 | -462.5032 | 69.1758 | 173.8527 | 709.0843 | 18561.2161
5 | 13 | 22 | 18923.3966 | 43.5442 | -337.3252 | -474.0959 | 67.9625 | 177.1071 | 763.2757 | 19163.8651
5 | 14 | 18 | 19942.8808 | 46.6474 | -285.1599 | -497.0651 | -49.1489 | 147.3744 | 756.1411 | 20061.6699
5 | 15 | 10 | 21391.1128 | 51.2206 | -130.7328 | -533.0163 | -331.7157 | 159.8492 | 809.447 | 21416.1649
5 | 16 | 8 | 23280.8813 | 55.9646 | 12.226 | -577.1817 | -304.6764 | 201.7205 | 691.2513 | 23360.1857
5 | 17 | 5 | 25082.6176 | 388.8385 | -232.9897 | -617.0604 | -300.583 | 698.4736 | 721.981 | 25741.2777
5 | 18 | 3 | 26604.8585 | 735.2958 | 238.5849 | -665.7206 | -274.592 | 237.4157 | 756.1314 | 27631.9737
5 | 19 | 2 | 27248.6862 | 761.1497 | 514.395 | -684.6189 | -249.6242 | -13.3274 | 763.5876 | 28340.2479
5 | 20 | 1 | 27338.1116 | 764.3238 | 559.7084 | -686.7521 | -666.6464 | -39.8885 | 757.6653 | 28026.522
5 | 21 | 4 | 27060.3159 | 738.436 | -65.2776 | -666.08 | -653.1297 | 129.8678 | 686.8754 | 27231.0078
5 | 22 | 6 | 25474.8317 | 59.9635 | 185.096 | -618.6224 | -196.5521 | 299.3595 | 601.7229 | 25805.799
5 | 23 | 7 | 22977.2403 | 55.9767 | 749.2603 | -573.3285 | -600.1996 | 476.1725 | 576.5455 | 23661.6672
5 | 24 | 9 | 20560.7163 | 52.0579 | 1127.1896 | -527.7328 | -582.9066 | 996.9649 | 894.7035 | 22520.9928
6 | 1 | 18 | 20970.8199 | 54.9894 | 3010.8997 | -247.158 | -156.6627 | 134.3807 | 511.1204 | 24278.3894
6 | 2 | 21 | 19386.1327 | 51.428 | 2930.2508 | -233.7729 | -149.032 | 137.7394 | 487.8282 | 22610.5742
6 | 3 | 23 | 18304.6001 | 49.0375 | 2929.599 | -224.3526 | -145.1997 | 229.5985 | 501.1906 | 21644.4733
6 | 4 | 24 | 17868.703 | 48.2745 | 3095.1075 | -222.702 | -146.5324 | 281.9071 | 552.3003 | 21477.058
6 | 5 | 22 | 18026.763 | 49.1999 | 3344.3268 | -229.5485 | -152.238 | 381.3542 | 648.2389 | 22068.0963
6 | 6 | 20 | 18774.4251 | 51.0963 | 3412.3929 | -241.848 | -173.9693 | 372.2839 | 761.8484 | 22956.2293
6 | 7 | 19 | 19625.1496 | 53.2902 | 3552.5467 | -257.5809 | -206.5046 | 444.3536 | 1026.0832 | 24237.3379
6 | 8 | 15 | 20734.9487 | 53.0959 | 2981.5581 | -270.8368 | -248.1525 | 541.4393 | 1086.1764 | 24878.2291
6 | 9 | 17 | 21526.5541 | 52.6947 | 2385.2973 | -280.7833 | -286.4368 | 351.3058 | 956.3311 | 24704.9629
6 | 10 | 16 | 22101.7022 | 52.5468 | 1919.09 | -287.0215 | -316.0797 | 149.9263 | 1089.386 | 24709.5502
6 | 11 | 14 | 22961.48 | 54.1123 | 2028.3234 | -295.9022 | -335.934 | -19.2578 | 751.0344 | 25143.8561
6 | 12 | 13 | 24027.2074 | 56.7389 | 2292.0141 | -306.3405 | -347.2531 | -26.4034 | 551.4234 | 26247.3867
6 | 13 | 11 | 25297.337 | 60.801 | 2662.8088 | -318.1846 | -351.4234 | 0 | 923.188 | 28274.5269
6 | 14 | 9 | 26997.8868 | 65.7664 | 2897.7677 | -332.2588 | -353.1481 | 118.3219 | 1281.6082 | 30675.944
6 | 15 | 7 | 28922.8183 | 71.6218 | 3776.9818 | -345.2697 | -341.2479 | 195.692 | 1103.8495 | 33384.4458
6 | 16 | 5 | 30928.6127 | 74.4935 | 2989.2524 | -351.8489 | -337.1194 | 404.909 | 1031.0542 | 34739.3535
6 | 17 | 3 | 32661.2683 | 973.5018 | 3083.3785 | -368.2374 | -336.7576 | -198.932 | 927.006 | 36741.2276
6 | 18 | 1 | 33904.8629 | 991.422 | 2437.1306 | -373.3058 | -320.907 | 72.8484 | 911.9445 | 37623.9955
6 | 19 | 2 | 33946.2683 | 980.6237 | 1959.5972 | -361.2866 | -290.3752 | -31.9803 | 843.4304 | 37046.2774
6 | 20 | 4 | 33113.4601 | 963.5656 | 2177.404 | -349.9269 | -266.9599 | -307.9814 | 777.367 | 36106.9285
6 | 21 | 6 | 31936.7735 | 928.5889 | 2070.4823 | -338.2584 | -246.6562 | -242.9886 | 669.7093 | 34777.6507
6 | 22 | 8 | 30019.371 | 73.7917 | 1832.7892 | -315.5682 | -213.1523 | -20.1718 | 662.1585 | 32039.2181
6 | 23 | 10 | 26859.1312 | 68.1741 | 2078.8069 | -290.2133 | -190.8277 | -56.9775 | 737.6166 | 29205.7102
6 | 24 | 12 | 23926.954 | 62.0782 | 2277.3274 | -268.2187 | -169.0535 | 382.0029 | 1038.4235 | 27249.5138
7 | 1 | 19 | 24278.6664 | 59.2427 | 1889.5313 | -486.0497 | -170.3514 | 0 | 655.0535 | 26226.0927
7 | 2 | 21 | 22499.5712 | 55.1278 | 2015.8775 | -462.9265 | -158.2099 | 0 | 553.0561 | 24502.4963
7 | 3 | 23 | 21137.0556 | 52.3829 | 2143.6737 | -444.3608 | -151.9598 | 4.3014 | 722.5474 | 23463.6403
7 | 4 | 24 | 20470.7546 | 51.5639 | 2388.676 | -440.6381 | -153.2375 | 23.0163 | 834.664 | 23174.7992
7 | 5 | 22 | 20558.9439 | 52.229 | 2589.3273 | -451.2508 | -160.069 | 234.4437 | 1058.8972 | 23882.5213
7 | 6 | 20 | 21273.4238 | 54.382 | 2836.6178 | -471.5563 | -176.1102 | 296.0624 | 1106.4471 | 24919.2665
7 | 7 | 18 | 22188.2749 | 55.8417 | 2765.7948 | -491.9633 | -209.8334 | 866.9173 | 1240.2604 | 26415.2924
7 | 8 | 17 | 23310.7224 | 55.9354 | 2290.2758 | -516.7486 | -253.0651 | 1084.5246 | 1312.0564 | 27283.7008
7 | 9 | 16 | 24417.4087 | 55.6379 | 1728.4102 | -540.7624 | -293.8137 | 957.787 | 1396.9375 | 27721.6052
7 | 10 | 15 | 25421.1284 | 55.5763 | 1469.4753 | -569.6093 | -328.1157 | 629.1833 | 1441.7327 | 28119.371
7 | 11 | 13 | 26771.746 | 57.4537 | 1487.0851 | -603.0044 | -356.0062 | 539.0686 | 1498.4584 | 29394.8013
7 | 12 | 12 | 28438.7492 | 60.4737 | 1566.6091 | -638.2572 | -379.4834 | 554.6736 | 1261.4671 | 30864.2321
7 | 13 | 10 | 30176.1606 | 65.2099 | 2667.316 | -692.5541 | -391.2977 | 164.6662 | 1397.1123 | 33386.6132
7 | 14 | 8 | 32332.9832 | 70.5592 | 3011.7594 | -733.6523 | -399.6775 | 277.8429 | 1673.1451 | 36232.9599
7 | 15 | 5 | 34657.1464 | 75.9104 | 3095.9271 | -770.3484 | -402.1019 | 386.5998 | 1852.4087 | 38895.5422
7 | 16 | 3 | 36897.9872 | 79.4756 | 2620.6184 | -795.572 | -402.1567 | 229.1521 | 1637.7802 | 40267.2848
7 | 17 | 1 | 38677.6066 | 1098.6194 | 1942.5808 | -820.6851 | -412.3896 | 40.3603 | 978.1865 | 41504.2788
7 | 18 | 2 | 39869.3301 | 1105.307 | 871.0624 | -794.2345 | -394.6396 | 0 | 793.6836 | 41450.509
7 | 19 | 4 | 39543.554 | 1085.5081 | 362.888 | -751.7727 | -360.6895 | 0 | 143.909 | 40023.3968
7 | 20 | 6 | 38271.4504 | 1051.2632 | 369.4693 | -724.7038 | -330.6084 | 0 | 3.4987 | 38640.3694
7 | 21 | 7 | 36658.0017 | 1006.8854 | 360.7995 | -696.119 | -297.4601 | -22.6525 | 0 | 37009.455
7 | 22 | 9 | 34253.2366 | 76.0707 | 287.8536 | -635.7153 | -252.8558 | -93.831 | 347.5545 | 33982.3133
7 | 23 | 11 | 30637.1516 | 68.9264 | 630.7424 | -581.335 | -222.3475 | -56.1366 | 824.9638 | 31301.9652
7 | 24 | 14 | 27298.63 | 63.3268 | 1079.4028 | -528.1313 | -192.8862 | 352.3933 | 1121.9643 | 29194.6997
8 | 1 | 19 | 23877.5011 | 56.2983 | 1939.5247 | -839.1693 | -178.1302 | 204.5312 | 1011.2812 | 26071.8371
8 | 2 | 21 | 22211.5429 | 53.1258 | 2053.8964 | -788.9427 | -166.1583 | 108.4905 | 871.2026 | 24343.1572
8 | 3 | 23 | 20922.6658 | 50.6522 | 2102.9305 | -748.3812 | -159.2184 | 158.0302 | 899.3361 | 23226.0152
8 | 4 | 24 | 20274.6239 | 50.0592 | 2293.7641 | -734.4013 | -158.1354 | 309.4252 | 1017.9661 | 23053.3019
8 | 5 | 22 | 20423.143 | 51.3265 | 2677.3444 | -752.9888 | -171.1475 | 507.1129 | 1091.3998 | 23826.1904
8 | 6 | 20 | 21316.1872 | 54.2976 | 2988.7972 | -792.0935 | -184.4152 | 641.6036 | 1152.8632 | 25177.24
8 | 7 | 18 | 22288.9415 | 56.0269 | 2814.2198 | -818.9009 | -220.6391 | 954.2859 | 1224.0092 | 26297.9434
8 | 8 | 17 | 23281.4265 | 54.5899 | 2147.6139 | -834.3292 | -266.8278 | 1177.1985 | 1282.0456 | 26841.7173
8 | 9 | 16 | 24203.3432 | 52.7444 | 1526.6357 | -851.2807 | -311.6737 | 1134.552 | 1312.3358 | 27066.6568
8 | 10 | 15 | 25126.7403 | 51.5799 | 1127.4404 | -870.3223 | -352.4542 | 982.9958 | 1415.9822 | 27481.962
8 | 11 | 13 | 26415.1055 | 52.2659 | 1177.0798 | -915.6989 | -388.9135 | 974.6594 | 1409.9709 | 28724.4692
8 | 12 | 12 | 28142.9978 | 54.5837 | 1306.3667 | -977.7914 | -418.4464 | 946.932 | 1268.2625 | 30322.9048
8 | 13 | 9 | 30115.1404 | 58.0806 | 2251.6248 | -1081.1826 | -432.8821 | 772.288 | 1316.9407 | 33000.0098
8 | 14 | 8 | 32462.6844 | 63.0378 | 2525.5012 | -1169.901 | -448.256 | 853.4876 | 1301.8592 | 35588.4131
8 | 15 | 5 | 34827.5696 | 69.1969 | 2435.6042 | -1244.5823 | -454.1407 | 958.7317 | 1323.3183 | 37915.6977
8 | 16 | 4 | 37058.5477 | 73.2517 | 1158.1871 | -1272.4801 | -462.9666 | 1124.3788 | 1611.6777 | 39290.5962
8 | 17 | 2 | 38746.2915 | 1065.0881 | 776.3306 | -1345.4537 | -469.7768 | 173.0417 | 1795.4113 | 40740.9326
8 | 18 | 1 | 39552.4938 | 1085.8928 | 631.784 | -1362.1697 | -437.3526 | 81.7857 | 1382.3129 | 40934.7469
8 | 19 | 3 | 38813.0433 | 1065.888 | 575.8659 | -1324.6421 | -392.6239 | 0 | 939.5443 | 39677.0755
8 | 20 | 6 | 37216.8256 | 1024.4325 | 627.3114 | -1270.6836 | -359.4355 | 0 | 712.4638 | 37950.9142
8 | 21 | 7 | 35607.1643 | 978.8358 | 545.4367 | -1212.0647 | -320.2717 | 0 | 637.4473 | 36236.5476
8 | 22 | 10 | 33049.9462 | 69.21 | 412.2858 | -1095.4092 | -273.0819 | 110.4147 | 1023.3024 | 33296.668
8 | 23 | 11 | 29642.6882 | 63.2561 | 809.3271 | -995.1323 | -238.0673 | 278.9256 | 1078.2878 | 30639.2851
8 | 24 | 14 | 26392.455 | 58.2284 | 1675.2741 | -918.405 | -202.884 | 761.8731 | 1045.4264 | 28811.968
9 | 1 | 19 | 25010.3528 | 52.8279 | 936.8306 | -304.4779 | -174.3451 | 120.6505 | 486.2694 | 26128.1082
9 | 2 | 21 | 23522.1253 | 49.7326 | 960.8132 | -287.1105 | -163.33 | -147.0577 | 461.541 | 24396.7139
9 | 3 | 23 | 22374.4798 | 47.6828 | 620.7196 | -275.0308 | -158.8111 | 236.9449 | 460.689 | 23306.6742
9 | 4 | 24 | 21791.539 | 47.1162 | 734.3145 | -271.8189 | -158.9973 | 274.826 | 500.5638 | 22917.5432
9 | 5 | 22 | 21918.9446 | 48.2489 | 1106.391 | -278.8675 | -170.1902 | 366.4569 | 799.1476 | 23790.1313
9 | 6 | 20 | 22799.8268 | 51.5346 | 1627.124 | -293.2504 | -187.2855 | 663.088 | 1005.1045 | 25666.1418
9 | 7 | 18 | 23656.4144 | 54.0735 | 2427.3737 | -315.0155 | -220.3008 | 732.0551 | 710.1758 | 27044.7763
9 | 8 | 17 | 24445.6258 | 54.2359 | 2520.8315 | -330.7967 | -266.779 | 665.9182 | 734.9158 | 27823.9514
9 | 9 | 16 | 25330.7614 | 53.8244 | 2411.8059 | -351.6092 | -311.5214 | 525.601 | 929.0096 | 28587.8718
9 | 10 | 14 | 26427.9841 | 53.5578 | 2208.9782 | -373.7176 | -351.1179 | 236.5957 | 917.6318 | 29119.9122
9 | 11 | 13 | 27738.6132 | 53.7761 | 2145.3049 | -387.4005 | -385.4342 | 0 | 883.9994 | 30048.8589
9 | 12 | 11 | 29366.128 | 56.0037 | 2261.4607 | -406.0935 | -413.4455 | -34.34 | 884.0707 | 31713.7842
9 | 13 | 9 | 31288.9617 | 59.8949 | 3042.8764 | -431.8957 | -428.0206 | -12.3154 | 751.069 | 34270.5702
9 | 14 | 7 | 33434.086 | 64.877 | 3275.2947 | -447.9497 | -439.6796 | 41.3615 | 941.922 | 36869.9119
9 | 15 | 5 | 35659.9961 | 71.3254 | 3799.0082 | -465.6456 | -438.6978 | 331.5647 | 1092.244 | 40049.795
9 | 16 | 3 | 37647.4875 | 76.2308 | 2696.1413 | -467.9776 | -431.7577 | 332.7768 | 1235.3628 | 41088.2639
9 | 17 | 1 | 39137.8634 | 1110.0292 | 2022.0963 | -485.5344 | -425.6851 | 0 | 803.4613 | 42162.2307
9 | 18 | 2 | 39739.7921 | 1116.6507 | 1553.8203 | -481.2668 | -391.9922 | 0 | 716.5687 | 42253.5729
9 | 19 | 4 | 38840.1134 | 1090.4317 | 1462.6398 | -458.4363 | -353.4385 | -37.7779 | 410.2568 | 40953.7891
9 | 20 | 6 | 37647.3981 | 1052.2851 | 1245.0231 | -441.6656 | -317.1246 | -582.5175 | 196.1875 | 38799.5861
9 | 21 | 8 | 36027.2267 | 1000.1064 | 967.2784 | -424.004 | -284.8864 | -736.7611 | 213.4783 | 36762.4383
9 | 22 | 10 | 33565.3159 | 69.4531 | 777.6943 | -390.2326 | -243.9744 | -543.1173 | 385.3235 | 33620.4624
9 | 23 | 12 | 30298.14 | 63.333 | 856.457 | -359.0349 | -215.5311 | -211.7932 | 507.5028 | 30939.0735
9 | 24 | 15 | 27213.5979 | 58.4115 | 1420.9029 | -329.948 | -187.913 | 357.058 | 573.1417 | 29105.251
10 | 1 | 20 | 19749.2486 | 45.6892 | 1526.4276 | -310.1438 | -153.3416 | 632.9469 | 770.9968 | 22261.8238
10 | 2 | 21 | 18593.0866 | 43.6008 | 1467.9493 | -291.6219 | -147.1887 | 584.3644 | 742.0339 | 20992.2243
10 | 3 | 23 | 17638.0487 | 42.0417 | 1563.8871 | -279.5102 | -144.2957 | 627.5813 | 764.32 | 20212.0728
10 | 4 | 24 | 17274.9394 | 41.3185 | 1613.0835 | -277.1114 | -147.9891 | 765.0411 | 819.5513 | 20088.8333
10 | 5 | 22 | 17771.2752 | 42.6056 | 1837.4536 | -292.2438 | -165.4948 | 821.6894 | 908.9763 | 20924.2615
10 | 6 | 19 | 19329.1619 | 45.3955 | 2173.2299 | -323.8894 | -187.6974 | 946.995 | 993.9477 | 22977.1434
10 | 7 | 18 | 21048.8042 | 49.3693 | 1740.4972 | -339.6959 | -213.5961 | 868.5316 | 1048.7282 | 24202.6385
10 | 8 | 14 | 22191.6458 | 50.3184 | 1059.6296 | -351.4136 | -253.5266 | 672.8472 | 1028.5863 | 24398.087
10 | 9 | 15 | 22519.4316 | 48.0693 | 296.9248 | -356.7897 | -290.5561 | 835.4068 | 1180.4897 | 24232.9765
10 | 10 | 17 | 22669.9309 | 46.2194 | -108.3863 | -366.7273 | -322.4739 | 956.0271 | 1192.6411 | 24067.231
10 | 11 | 16 | 22859.1688 | 45.2353 | -62.7741 | -381.1026 | -345.3498 | 917.4944 | 1110.2974 | 24142.9694
10 | 12 | 12 | 23424.09 | 46.2009 | 324.6744 | -401.6846 | -361.2639 | 930.1804 | 1019.6353 | 24981.8326
10 | 13 | 10 | 24533.7809 | 48.9004 | 826.6518 | -425.3124 | -369.7082 | 812.6178 | 1009.9705 | 26436.9008
10 | 14 | 8 | 26306.784 | 53.545 | 1267.291 | -450.0276 | -369.1898 | 706.9247 | 873.3001 | 28388.6274
10 | 15 | 5 | 28541.5509 | 57.8848 | 1316.9933 | -472.0587 | -365.2762 | 577.4326 | 1175.7685 | 30832.2952
10 | 16 | 3 | 30609.9125 | 63.8773 | 1468.9485 | -487.1681 | -345.5533 | 332.4403 | 1275.7523 | 32918.2094
10 | 17 | 1 | 32187.9997 | 916.8043 | 1688.8176 | -506.6313 | -339.6535 | 33.5663 | 340.435 | 34321.338
10 | 18 | 2 | 32592.9219 | 922.4595 | 1454.0623 | -500.6349 | -319.1975 | 64.6403 | 247.0988 | 34461.3505
10 | 19 | 4 | 32223.0617 | 887.275 | 537.7397 | -478.5137 | -295.0733 | -17.3832 | 280.1597 | 33137.2659
10 | 20 | 6 | 31100.7607 | 855.5224 | 451.2314 | -459.3442 | -265.351 | -418.0162 | 7.2361 | 31272.0393
10 | 21 | 7 | 29250.8342 | 804.186 | 427.2307 | -436.421 | -242.5976 | -50.9251 | 0 | 29752.3072
10 | 22 | 9 | 26927.8796 | 58.4427 | 727.0486 | -399.2141 | -209.7464 | -21.9933 | 460.281 | 27542.6982
10 | 23 | 11 | 24081.5638 | 53.7237 | 1172.712 | -366.8604 | -184.1733 | 25.325 | 867.348 | 25649.6388
10 | 24 | 13 | 21639.7658 | 50.3091 | 1623.1644 | -335.8928 | -162.2079 | 628.3838 | 923.2426 | 24366.7649
11 | 1 | 17 | 18748.1238 | 44.3601 | 1516.7986 | -572.2522 | -146.5795 | 507.6974 | 674.3734 | 20772.5217
11 | 2 | 21 | 17973.205 | 42.7361 | 1063.5822 | -547.2987 | -142.9428 | 495.9684 | 756.8245 | 19642.0747
11 | 3 | 23 | 17398.0416 | 40.7798 | 873.1605 | -527.1694 | -141.4421 | 263.8517 | 734.3853 | 18641.6074
11 | 4 | 24 | 17240.6354 | 40.8037 | 896.0544 | -524.0594 | -144.6358 | 127.2956 | 709.6304 | 18345.7243
11 | 5 | 22 | 17655.3283 | 41.7736 | 1218.0775 | -538.5157 | -157.5599 | 183.0697 | 481.6585 | 18883.8319
11 | 6 | 19 | 18956.0848 | 44.7426 | 1412.0704 | -573.8255 | -182.1452 | 178.4088 | 480.1682 | 20315.504
11 | 7 | 12 | 20829.4872 | 49.8134 | 1591.1036 | -626.0059 | -207.6313 | 107.4007 | 536.9085 | 22281.0763
11 | 8 | 10 | 21625.1024 | 51.823 | 1329.5969 | -645.6663 | -242.9254 | -126.6406 | 572.7784 | 22564.0685
11 | 9 | 13 | 20945.1543 | 48.3678 | 912.0574 | -626.8526 | -275.4092 | 160.6804 | 640.3971 | 21804.3952
11 | 10 | 15 | 20132.6202 | 44.9234 | 742.0373 | -606.6112 | -303.5189 | 82.4696 | 868.2557 | 20960.1762
11 | 11 | 18 | 19471.1697 | 42.1891 | 589.4643 | -590.9685 | 95.2785 | 69.492 | 977.0409 | 20653.6661
11 | 12 | 20 | 19144.7053 | 40.5267 | 551.9518 | -584.1188 | 76.8483 | 222.2458 | 942.7643 | 20394.9235
11 | 13 | 16 | 19241.7098 | 39.7648 | 660.6817 | -587.7035 | 71.1776 | 592.0471 | 1084.6115 | 21102.2891
11 | 14 | 11 | 19954.0156 | 40.9766 | 814.4821 | -607.2903 | 78.1082 | 1049.5492 | 1116.0192 | 22445.8607
11 | 15 | 8 | 21239.2209 | 44.2484 | 1216.1813 | -646.5762 | -30.2922 | 1297.9992 | 1171.0433 | 24291.8246
11 | 16 | 5 | 22876.1051 | 49.0233 | 1738.6658 | -693.3498 | -300.5923 | 1280.7424 | 1239.3456 | 26189.9401
11 | 17 | 2 | 24481.7761 | 719.7176 | 2121.1737 | -753.2826 | -715.1375 | 390.694 | 1090.4167 | 27335.3581
11 | 18 | 1 | 26096.3751 | 752.6005 | 1699.7788 | -773.5252 | -709.8139 | 183.1728 | 787.1375 | 28035.7256
11 | 19 | 3 | 25943.5104 | 740.6809 | 1381.4925 | -759.5398 | -694.5942 | 12.09 | 716.8412 | 27340.481
11 | 20 | 4 | 25180.1028 | 710.4694 | 994.5767 | -733.9843 | -680.446 | 0 | 641.9864 | 26112.7049
11 | 21 | 6 | 24326.8387 | 685.6861 | 926.2736 | -710.1245 | -238.88 | 0 | 485.6154 | 25475.4095
11 | 22 | 7 | 23289.2545 | 52.1496 | 1169.3934 | -672.3359 | -206.8872 | 161.8897 | 588.5464 | 24382.0104
11 | 23 | 9 | 21643.7466 | 49.2391 | 1225.1757 | -636.2342 | -185.4818 | 102.871 | 611.3588 | 22810.6753
11 | 24 | 14 | 20061.5986 | 46.4696 | 1477.7882 | -603.7877 | -162.259 | 344.1377 | 704.6315 | 21868.579
12 | 1 | 16 | 19140.5866 | 45.4333 | 1330.5659 | -514.9348 | -156.858 | 568.5235 | 927.0283 | 21340.3448
12 | 2 | 18 | 18312.2121 | 43.3337 | 1275.4967 | -496.9045 | -148.385 | 456.9085 | 862.2724 | 20304.934
12 | 3 | 23 | 17697.5486 | 41.9407 | 1209.2611 | -481.3455 | -146.9028 | 378.7613 | 769.0131 | 19468.2766
12 | 4 | 24 | 17516.7367 | 42.0693 | 1305.5564 | -479.3699 | -148.8982 | 262.0282 | 682.6171 | 19180.7395
12 | 5 | 22 | 17968.683 | 42.9304 | 1248.6959 | -490.7594 | -158.1988 | 294.8333 | 773.2082 | 19679.3925
12 | 6 | 17 | 19342.7739 | 45.6445 | 1134.203 | -520.5588 | -182.692 | 295.4229 | 882.362 | 20997.1554
12 | 7 | 10 | 21511.3561 | 50.9023 | 1365.6808 | -576.1883 | -217.9834 | 278.7456 | 833.5834 | 23246.0965
12 | 8 | 7 | 22881.209 | 54.6785 | 880.7769 | -587.652 | -240.8824 | 417.6153 | 1102.5476 | 24508.2929
12 | 9 | 8 | 22661.8392 | 53.839 | 571.052 | -576.4388 | -261.8888 | 463.475 | 1123.7715 | 24035.6491
12 | 10 | 12 | 21875.9573 | 51.0374 | 270.8394 | -554.257 | -277.672 | 298.5424 | 1059.7019 | 22724.1493
12 | 11 | 15 | 20892.7209 | 48.5517 | 130.2424 | -530.8695 | 5.837 | 162.9671 | 1081.8937 | 21791.3433
12 | 12 | 20 | 20015.0316 | 45.347 | -29.8208 | -510.4927 | 120.5644 | 84.9356 | 1031.5012 | 20757.0662
12 | 13 | 21 | 19616.1187 | 44.1215 | 105.457 | -503.9992 | 114.838 | 63.1121 | 1026.1598 | 20465.808
12 | 14 | 19 | 19811.8932 | 44.7616 | 544.8263 | -522.3047 | 122.9993 | 15.6758 | 937.1838 | 20955.0353
12 | 15 | 14 | 20381.2739 | 45.8081 | 713.7953 | -541.9253 | 136.9211 | 317.8915 | 1051.2733 | 22105.0379
12 | 16 | 11 | 21608.0572 | 50.3226 | 1168.0272 | -579.6108 | -266.3015 | 371.8428 | 1085.1911 | 23437.5285
12 | 17 | 5 | 23347.5256 | 672.4872 | 1349.575 | -634.2021 | -695.8084 | 42.0633 | 726.8062 | 24808.4469
12 | 18 | 1 | 25593.3519 | 726.7167 | 1103.4 | -674.2888 | -698.2977 | 2.9103 | 508.7156 | 26562.5082
12 | 19 | 2 | 25885.7118 | 717.4047 | 438.8419 | -657.621 | -695.4761 | 1.1625 | 688.2346 | 26378.2584
12 | 20 | 3 | 25475.2761 | 707.8079 | 508.5666 | -649.737 | -682.6183 | 0 | 477.577 | 25836.8723
12 | 21 | 4 | 24948.8049 | 696.2364 | 624.4784 | -641.661 | -242.2395 | 0.58808 | 382.173 | 25768.3802
12 | 22 | 6 | 24052.4372 | 54.7011 | 727.1625 | -610.0372 | -215.663 | 81.15 | 899.7609 | 24989.5115
12 | 23 | 9 | 22371.6333 | 50.9421 | 873.4458 | -579.2531 | -193.7093 | 178.0879 | 857.6871 | 23558.8337
12 | 24 | 13 | 20562.3156 | 47.2574 | 1082.917 | -546.2496 | -170.8302 | 465.0119 | 945.8402 | 22386.2623