## Cover
Description of Workbook tabs
1. TAC and CPUC Hourly Forecast
This tab shows the 2023 IEPR planning scenario forecast for 2025 disaggregated by jurisdiction type.
Column l,IOU Service Area Forecast Adjusted for Load Credits, is the reference forecast for CPUC-jurisdictional forecasts.
Source:
https://www.energy.ca.gov/data-reports/reports/integrated-energy-policy-report/2023-integrated-energy-policy-report/2023-1
2. LSE Coincident Peak Forecasts
This tab shows the aggregate submitted and adjusted preliminary CPUC-jurisdictional forecasts, including adjustment components, at the hour of the CAISO system peak.
4. LSE Hourly Forecasts
This tab shows the preliminary aggregate submitted and adjusted CPUC-jurisdictional hourly forecasts for the day of the monthly peak, including adjustment components.
4. Adjustment Definitions
This tab list descriptions of the LSE forecast adjustment elements.
Lynn Marshall
Energy Assessments Division
California Energy Commission
Lynn.Marshall@energy.ca.gov
2024-08-15

## 1. TAC and CPUC Hourly Forecast
CED 2023 Planning_Scenario for 2025 disaggregated to jurisdiction type
Day of the Monthly System Peak | [5 empty] | RA 2025 | [6 empty] | SOD peak days from draft CED 2024 | [5 empty] | Draft RA 2026 TAC
Rank of Hourl y Load | TAC | YEAR | MONTH | DAY | HOUR | TAC Area MANAGED_NET_LOAD | Estimated non-CPUC-jurisdictional Load | IOU Distribution Service Area Load | Utility-Owned Storage Credit | LMDR | IOU Service Area Forecast Adjusted for Load Credits | RA26 draft jurisdictional reference forecast | TAC | SCENARIO | YEAR | MONTH | DAY | HOUR | MANAGED_NET_LOAD
14 | PGE | 2025 | 1 | 29 | 1 | 10447 | 1651.51 | 8795.49 | 0 | 0.1237 | 8795.37 | 10327.3663 | PGE | Planning_Scenario | 2026 | 1 | 28 | 1 | 11979
17 | PGE | 2025 | 1 | 29 | 2 | 10004 | 1719.37 | 8284.63 | 0 | 0.3829 | 8284.25 | 9904.2471 | PGE | Planning_Scenario | 2026 | 1 | 28 | 2 | 11624
20 | PGE | 2025 | 1 | 29 | 3 | 9664 | 1731.52 | 7932.48 | 0 | 0.2652 | 7932.22 | 9616.2148 | PGE | Planning_Scenario | 2026 | 1 | 28 | 3 | 11348
22 | PGE | 2025 | 1 | 29 | 4 | 9532 | 1711.76 | 7820.24 | 0 | 0.1534 | 7820.08 | 9509.0866 | PGE | Planning_Scenario | 2026 | 1 | 28 | 4 | 11221
19 | PGE | 2025 | 1 | 29 | 5 | 9765 | 1661.05 | 8103.95 | 0 | 0.1113 | 8103.84 | 9692.8387 | PGE | Planning_Scenario | 2026 | 1 | 28 | 5 | 11354
15 | PGE | 2025 | 1 | 29 | 6 | 10453 | 1587.68 | 8865.32 | 0 | 0.1522 | 8865.16 | 10292.1678 | PGE | Planning_Scenario | 2026 | 1 | 28 | 6 | 11880
10 | PGE | 2025 | 1 | 29 | 7 | 11793 | 1581.14 | 10211.86 | 0 | 0.1661 | 10211.7 | 11327.6939 | PGE | Planning_Scenario | 2026 | 1 | 28 | 7 | 12909
6 | PGE | 2025 | 1 | 29 | 8 | 12671 | 1662.68 | 11008.32 | 0 | 0.5753 | 11007.75 | 11941.7447 | PGE | Planning_Scenario | 2026 | 1 | 28 | 8 | 13605
7 | PGE | 2025 | 1 | 29 | 9 | 12416 | 1689.63 | 10726.37 | 0 | 0.8305 | 10725.54 | 11486.5395 | PGE | Planning_Scenario | 2026 | 1 | 28 | 9 | 13177
12 | PGE | 2025 | 1 | 29 | 10 | 11508 | 1683.48 | 9824.52 | 0 | 0.8321 | 9823.69 | 10436.6879 | PGE | Planning_Scenario | 2026 | 1 | 28 | 10 | 12121
16 | PGE | 2025 | 1 | 29 | 11 | 10492 | 1683.1 | 8808.9 | 0 | 0.3853 | 8808.51 | 9266.5147 | PGE | Planning_Scenario | 2026 | 1 | 28 | 11 | 10950
21 | PGE | 2025 | 1 | 29 | 12 | 9541 | 1717.36 | 7823.64 | 0 | 0.0592 | 7823.58 | 8306.5808 | PGE | Planning_Scenario | 2026 | 1 | 28 | 12 | 10024
24 | PGE | 2025 | 1 | 29 | 13 | 9124 | 1687.77 | 7436.23 | 0 | -0.0021 | 7436.23 | 8010.2321 | PGE | Planning_Scenario | 2026 | 1 | 28 | 13 | 9698
23 | PGE | 2025 | 1 | 29 | 14 | 9068 | 1701.94 | 7366.06 | 0 | -0.1566 | 7366.21 | 8047.2166 | PGE | Planning_Scenario | 2026 | 1 | 28 | 14 | 9749
18 | PGE | 2025 | 1 | 29 | 15 | 9333 | 1633.51 | 7699.49 | 0 | -0.0181 | 7699.51 | 8507.5081 | PGE | Planning_Scenario | 2026 | 1 | 28 | 15 | 10141
13 | PGE | 2025 | 1 | 29 | 16 | 10079 | 1571.44 | 8507.56 | 0 | 5.0191 | 8502.54 | 9446.5409 | PGE | Planning_Scenario | 2026 | 1 | 28 | 16 | 11023
8 | PGE | 2025 | 1 | 29 | 17 | 11285 | 1456.83 | 9828.17 | 0 | 9.7093 | 9818.46 | 10824.4607 | PGE | Planning_Scenario | 2026 | 1 | 28 | 17 | 12291
3 | PGE | 2025 | 1 | 29 | 18 | 12785 | 1463.8 | 11321.2 | 0 | 9.7646 | 11311.44 | 12211.4354 | PGE | Planning_Scenario | 2026 | 1 | 28 | 18 | 13685
1 | PGE | 2025 | 1 | 29 | 19 | 13193 | 1462.27 | 11730.73 | 0 | 8.6686 | 11722.06 | 12575.0614 | PGE | Planning_Scenario | 2026 | 1 | 28 | 19 | 14046
2 | PGE | 2025 | 1 | 29 | 20 | 13052 | 1446.11 | 11605.89 | 0 | 5.9656 | 11599.93 | 12392.9244 | PGE | Planning_Scenario | 2026 | 1 | 28 | 20 | 13845
4 | PGE | 2025 | 1 | 29 | 21 | 12712 | 1428.77 | 11283.23 | 0 | 5.0109 | 11278.22 | 12134.2191 | PGE | Planning_Scenario | 2026 | 1 | 28 | 21 | 13568
5 | PGE | 2025 | 1 | 29 | 22 | 12288 | 1428.15 | 10859.85 | 0 | -4.3511 | 10864.2 | 11817.2011 | PGE | Planning_Scenario | 2026 | 1 | 28 | 22 | 13241
9 | PGE | 2025 | 1 | 29 | 23 | 11685 | 1448.51 | 10236.49 | 0 | -2.4783 | 10238.97 | 11182.9683 | PGE | Planning_Scenario | 2026 | 1 | 28 | 23 | 12629
11 | PGE | 2025 | 1 | 29 | 24 | 11087 | 1459.22 | 9627.78 | 0 | -2.5349 | 9630.31 | 10699.3149 | PGE | Planning_Scenario | 2026 | 1 | 28 | 24 | 12156
13 | PGE | 2025 | 2 | 12 | 1 | 10530 | 1514.81 | 9015.19 | 0 | 0.1293 | 9015.06 | 10044.0607 | PGE | Planning_Scenario | 2026 | 2 | 11 | 1 | 11559
16 | PGE | 2025 | 2 | 12 | 2 | 10076 | 1557.68 | 8518.32 | 0 | 0.3888 | 8517.93 | 9588.9312 | PGE | Planning_Scenario | 2026 | 2 | 11 | 2 | 11147
20 | PGE | 2025 | 2 | 12 | 3 | 9701 | 1597.39 | 8103.61 | 0 | 0.2729 | 8103.34 | 9183.3371 | PGE | Planning_Scenario | 2026 | 2 | 11 | 3 | 10781
21 | PGE | 2025 | 2 | 12 | 4 | 9585 | 1573.69 | 8011.31 | 0 | 0.1657 | 8011.14 | 9100.1443 | PGE | Planning_Scenario | 2026 | 2 | 11 | 4 | 10674
19 | PGE | 2025 | 2 | 12 | 5 | 9844 | 1512.91 | 8331.09 | 0 | 0.1247 | 8330.96 | 9387.9653 | PGE | Planning_Scenario | 2026 | 2 | 11 | 5 | 10901
15 | PGE | 2025 | 2 | 12 | 6 | 10577 | 1442.36 | 9134.64 | 0 | 0.1655 | 9134.48 | 9994.4745 | PGE | Planning_Scenario | 2026 | 2 | 11 | 6 | 11437
8 | PGE | 2025 | 2 | 12 | 7 | 11902 | 1486.14 | 10415.86 | 0 | 0.1801 | 10415.68 | 10973.6799 | PGE | Planning_Scenario | 2026 | 2 | 11 | 7 | 12460
6 | PGE | 2025 | 2 | 12 | 8 | 12705 | 1542.31 | 11162.69 | 0 | 0.5776 | 11162.11 | 11446.1124 | PGE | Planning_Scenario | 2026 | 2 | 11 | 8 | 12989
7 | PGE | 2025 | 2 | 12 | 9 | 12173 | 1648.26 | 10524.74 | 0 | 0.8162 | 10523.92 | 10620.9238 | PGE | Planning_Scenario | 2026 | 2 | 11 | 9 | 12270
12 | PGE | 2025 | 2 | 12 | 10 | 11152 | 1707.28 | 9444.72 | 0 | 0.8145 | 9443.91 | 9388.9055 | PGE | Planning_Scenario | 2026 | 2 | 11 | 10 | 11097
17 | PGE | 2025 | 2 | 12 | 11 | 10180 | 1740.82 | 8439.18 | 0 | 0.3897 | 8438.79 | 8282.7903 | PGE | Planning_Scenario | 2026 | 2 | 11 | 11 | 10024
22 | PGE | 2025 | 2 | 12 | 12 | 9332 | 1747.27 | 7584.73 | 0 | 0.0747 | 7584.65 | 7576.6553 | PGE | Planning_Scenario | 2026 | 2 | 11 | 12 | 9324
24 | PGE | 2025 | 2 | 12 | 13 | 8941 | 1698.1 | 7242.9 | 0 | 0.0204 | 7242.88 | 7339.8796 | PGE | Planning_Scenario | 2026 | 2 | 11 | 13 | 9038
23 | PGE | 2025 | 2 | 12 | 14 | 8820 | 1679.69 | 7140.31 | 0 | -0.1202 | 7140.43 | 7403.4302 | PGE | Planning_Scenario | 2026 | 2 | 11 | 14 | 9083
18 | PGE | 2025 | 2 | 12 | 15 | 9040 | 1671.74 | 7368.26 | 0 | 0.0086 | 7368.25 | 7827.2514 | PGE | Planning_Scenario | 2026 | 2 | 11 | 15 | 9499
14 | PGE | 2025 | 2 | 12 | 16 | 9702 | 1621.64 | 8080.36 | 0 | 4.948 | 8075.41 | 8714.412 | PGE | Planning_Scenario | 2026 | 2 | 11 | 16 | 10341
10 | PGE | 2025 | 2 | 12 | 17 | 10874 | 1427.27 | 9446.73 | 0 | 9.4117 | 9437.32 | 10142.3183 | PGE | Planning_Scenario | 2026 | 2 | 11 | 17 | 11579
3 | PGE | 2025 | 2 | 12 | 18 | 12287 | 1438.68 | 10848.32 | 0 | 9.3663 | 10838.95 | 11442.9537 | PGE | Planning_Scenario | 2026 | 2 | 11 | 18 | 12891
1 | PGE | 2025 | 2 | 12 | 19 | 13028 | 1439.59 | 11588.41 | 0 | 8.4837 | 11579.92 | 12141.9263 | PGE | Planning_Scenario | 2026 | 2 | 11 | 19 | 13590
2 | PGE | 2025 | 2 | 12 | 20 | 12982 | 1412.64 | 11569.36 | 0 | 5.9223 | 11563.44 | 11980.4377 | PGE | Planning_Scenario | 2026 | 2 | 11 | 20 | 13399
4 | PGE | 2025 | 2 | 12 | 21 | 12622 | 1381.3 | 11240.7 | 0 | 4.9238 | 11235.78 | 11692.7762 | PGE | Planning_Scenario | 2026 | 2 | 11 | 21 | 13079
5 | PGE | 2025 | 2 | 12 | 22 | 12150 | 1378.51 | 10771.49 | 0 | -4.1844 | 10775.67 | 11327.6744 | PGE | Planning_Scenario | 2026 | 2 | 11 | 22 | 12702
9 | PGE | 2025 | 2 | 12 | 23 | 11571 | 1415.19 | 10155.81 | 0 | -2.4072 | 10158.22 | 10717.2172 | PGE | Planning_Scenario | 2026 | 2 | 11 | 23 | 12130
11 | PGE | 2025 | 2 | 12 | 24 | 11041 | 1462.29 | 9578.71 | 0 | -2.4621 | 9581.18 | 10333.1721 | PGE | Planning_Scenario | 2026 | 2 | 11 | 24 | 11793
15 | PGE | 2025 | 3 | 19 | 1 | 9953 | 1703.72 | 8249.28 | 0 | 0.126 | 8249.16 | 9875.154 | PGE | Planning_Scenario | 2026 | 3 | 18 | 1 | 11579
18 | PGE | 2025 | 3 | 19 | 2 | 9533 | 1718.9 | 7814.1 | 0 | 0.3295 | 7813.77 | 9465.7705 | PGE | Planning_Scenario | 2026 | 3 | 18 | 2 | 11185
22 | PGE | 2025 | 3 | 19 | 3 | 9175 | 1647.47 | 7527.53 | 0 | 0.2375 | 7527.3 | 9232.2925 | PGE | Planning_Scenario | 2026 | 3 | 18 | 3 | 10880
20 | PGE | 2025 | 3 | 19 | 4 | 9294 | 1607.12 | 7686.88 | 0 | 0.1544 | 7686.73 | 9307.7256 | PGE | Planning_Scenario | 2026 | 3 | 18 | 4 | 10915
17 | PGE | 2025 | 3 | 19 | 5 | 9675 | 1542.05 | 8132.95 | 0 | 0.1285 | 8132.82 | 9680.8215 | PGE | Planning_Scenario | 2026 | 3 | 18 | 5 | 11223
13 | PGE | 2025 | 3 | 19 | 6 | 10556 | 1508.73 | 9047.27 | 0 | 0.1644 | 9047.11 | 10568.1056 | PGE | Planning_Scenario | 2026 | 3 | 18 | 6 | 12077
8 | PGE | 2025 | 3 | 19 | 7 | 11681 | 1539.97 | 10141.03 | 0 | 0.178 | 10140.85 | 11504.852 | PGE | Planning_Scenario | 2026 | 3 | 18 | 7 | 13045
9 | PGE | 2025 | 3 | 19 | 8 | 11759 | 1558.98 | 10200.02 | 0 | 0.5022 | 10199.52 | 11362.5178 | PGE | Planning_Scenario | 2026 | 3 | 18 | 8 | 12922
11 | PGE | 2025 | 3 | 19 | 9 | 11144 | 1624.88 | 9519.12 | 0 | 0.6988 | 9518.42 | 10375.4212 | PGE | Planning_Scenario | 2026 | 3 | 18 | 9 | 12001
16 | PGE | 2025 | 3 | 19 | 10 | 10261 | 1661.71 | 8599.29 | 0 | 0.725 | 8598.56 | 9245.565 | PGE | Planning_Scenario | 2026 | 3 | 18 | 10 | 10908
21 | PGE | 2025 | 3 | 19 | 11 | 9464 | 1730.67 | 7733.33 | 0 | 0.3781 | 7732.95 | 8298.9519 | PGE | Planning_Scenario | 2026 | 3 | 18 | 11 | 10030
24 | PGE | 2025 | 3 | 19 | 12 | 9038 | 1644.99 | 7393.01 | 0 | 0.0985 | 7392.91 | 7912.9115 | PGE | Planning_Scenario | 2026 | 3 | 18 | 12 | 9558
23 | PGE | 2025 | 3 | 19 | 13 | 8978 | 1642.99 | 7335.01 | 0 | 0.0434 | 7334.97 | 7872.9666 | PGE | Planning_Scenario | 2026 | 3 | 18 | 13 | 9516
19 | PGE | 2025 | 3 | 19 | 14 | 9243 | 1653.42 | 7589.58 | 0 | -0.121 | 7589.71 | 8061.701 | PGE | Planning_Scenario | 2026 | 3 | 18 | 14 | 9715
14 | PGE | 2025 | 3 | 19 | 15 | 9624 | 1618.62 | 8005.38 | 0 | 0.0104 | 8005.37 | 8451.3696 | PGE | Planning_Scenario | 2026 | 3 | 18 | 15 | 10070
12 | PGE | 2025 | 3 | 19 | 16 | 10340 | 1540.29 | 8799.71 | 0 | 5.506 | 8794.21 | 9234.204 | PGE | Planning_Scenario | 2026 | 3 | 18 | 16 | 10780
6 | PGE | 2025 | 3 | 19 | 17 | 11406 | 1465 | 9941 | 0 | 10.7769 | 9930.22 | 10465.2231 | PGE | Planning_Scenario | 2026 | 3 | 18 | 17 | 11941
3 | PGE | 2025 | 3 | 19 | 18 | 12425 | 1481.96 | 10943.04 | 0 | 10.1634 | 10932.88 | 11704.8766 | PGE | Planning_Scenario | 2026 | 3 | 18 | 18 | 13197
1 | PGE | 2025 | 3 | 19 | 19 | 12997 | 1508.13 | 11488.87 | 0 | 8.6402 | 11480.23 | 12461.2298 | PGE | Planning_Scenario | 2026 | 3 | 18 | 19 | 13978
2 | PGE | 2025 | 3 | 19 | 20 | 13091 | 1502.55 | 11588.45 | 0 | 6.1524 | 11582.3 | 12331.2976 | PGE | Planning_Scenario | 2026 | 3 | 18 | 20 | 13840
4 | PGE | 2025 | 3 | 19 | 21 | 12574 | 1486.92 | 11087.08 | 0 | 5.1175 | 11081.96 | 11984.9625 | PGE | Planning_Scenario | 2026 | 3 | 18 | 21 | 13477
5 | PGE | 2025 | 3 | 19 | 22 | 11926 | 1504.98 | 10421.02 | 0 | -4.0141 | 10425.04 | 11496.0341 | PGE | Planning_Scenario | 2026 | 3 | 18 | 22 | 12997
7 | PGE | 2025 | 3 | 19 | 23 | 11339 | 1532.94 | 9806.06 | 0 | -2.464 | 9808.53 | 10992.524 | PGE | Planning_Scenario | 2026 | 3 | 18 | 23 | 12523
10 | PGE | 2025 | 3 | 19 | 24 | 10871 | 1607.79 | 9263.21 | 0 | -2.4494 | 9265.65 | 10585.6594 | PGE | Planning_Scenario | 2026 | 3 | 18 | 24 | 12191
13 | PGE | 2025 | 4 | 30 | 1 | 10258 | 1551.01 | 8706.99 | 0 | 0.1248 | 8706.87 | 10176.8652 | PGE | Planning_Scenario | 2026 | 4 | 22 | 1 | 11728
17 | PGE | 2025 | 4 | 30 | 2 | 9754 | 1539.3 | 8214.7 | 0 | 0.3077 | 8214.4 | 9760.3923 | PGE | Planning_Scenario | 2026 | 4 | 22 | 2 | 11300
21 | PGE | 2025 | 4 | 30 | 3 | 9442 | 1530.63 | 7911.37 | 0 | 0.2189 | 7911.15 | 9491.1511 | PGE | Planning_Scenario | 2026 | 4 | 22 | 3 | 11022
20 | PGE | 2025 | 4 | 30 | 4 | 9461 | 1522.44 | 7938.56 | 0 | 0.1423 | 7938.42 | 9468.4177 | PGE | Planning_Scenario | 2026 | 4 | 22 | 4 | 10991
18 | PGE | 2025 | 4 | 30 | 5 | 9741 | 1494.36 | 8246.64 | 0 | 0.1244 | 8246.51 | 9769.5156 | PGE | Planning_Scenario | 2026 | 4 | 22 | 5 | 11264
12 | PGE | 2025 | 4 | 30 | 6 | 10382 | 1433.29 | 8948.71 | 0 | 0.1558 | 8948.55 | 10497.5542 | PGE | Planning_Scenario | 2026 | 4 | 22 | 6 | 11931
11 | PGE | 2025 | 4 | 30 | 7 | 10647 | 1448.34 | 9198.66 | 0 | 0.1662 | 9198.5 | 10677.4938 | PGE | Planning_Scenario | 2026 | 4 | 22 | 7 | 12126
14 | PGE | 2025 | 4 | 30 | 8 | 10352 | 1460.91 | 8891.09 | 0 | 0.445 | 8890.65 | 10161.645 | PGE | Planning_Scenario | 2026 | 4 | 22 | 8 | 11623
16 | PGE | 2025 | 4 | 30 | 9 | 9730 | 1543.3 | 8186.7 | 0 | 0.6344 | 8186.06 | 9099.0656 | PGE | Planning_Scenario | 2026 | 4 | 22 | 9 | 10643
22 | PGE | 2025 | 4 | 30 | 10 | 9080 | 1562.48 | 7517.52 | 0 | 0.664 | 7516.86 | 8147.856 | PGE | Planning_Scenario | 2026 | 4 | 22 | 10 | 9711
24 | PGE | 2025 | 4 | 30 | 11 | 8745 | 1597.15 | 7147.85 | 0 | 0.3549 | 7147.49 | 7594.4951 | PGE | Planning_Scenario | 2026 | 4 | 22 | 11 | 9192
23 | PGE | 2025 | 4 | 30 | 12 | 8607 | 1610.29 | 6996.71 | 0 | 0.0985 | 6996.62 | 7463.6115 | PGE | Planning_Scenario | 2026 | 4 | 22 | 12 | 9074
19 | PGE | 2025 | 4 | 30 | 13 | 8828 | 1611.65 | 7216.35 | 0 | 0.0359 | 7216.32 | 7683.3141 | PGE | Planning_Scenario | 2026 | 4 | 22 | 13 | 9295
15 | PGE | 2025 | 4 | 30 | 14 | 9355 | 1609.65 | 7745.35 | 0 | -0.1563 | 7745.5 | 8228.5063 | PGE | Planning_Scenario | 2026 | 4 | 22 | 14 | 9838
10 | PGE | 2025 | 4 | 30 | 15 | 10107 | 1594.66 | 8512.34 | 0 | -0.0157 | 8512.36 | 9104.3557 | PGE | Planning_Scenario | 2026 | 4 | 22 | 15 | 10699
7 | PGE | 2025 | 4 | 30 | 16 | 11060 | 1568.01 | 9491.99 | 0 | 6.2849 | 9485.71 | 10146.7051 | PGE | Planning_Scenario | 2026 | 4 | 22 | 16 | 11721
5 | PGE | 2025 | 4 | 30 | 17 | 12308 | 1492.74 | 10815.26 | 0 | 12.2667 | 10803 | 11557.9933 | PGE | Planning_Scenario | 2026 | 4 | 22 | 17 | 13063
3 | PGE | 2025 | 4 | 30 | 18 | 13561 | 1462.55 | 12098.45 | 0 | 11.4821 | 12086.97 | 12872.9679 | PGE | Planning_Scenario | 2026 | 4 | 22 | 18 | 14347
1 | PGE | 2025 | 4 | 30 | 19 | 13984 | 1457.46 | 12526.54 | 0 | 9.8772 | 12516.66 | 13411.6628 | PGE | Planning_Scenario | 2026 | 4 | 22 | 19 | 14879
2 | PGE | 2025 | 4 | 30 | 20 | 14113 | 1433.79 | 12679.21 | 0 | 6.9145 | 12672.29 | 13448.2955 | PGE | Planning_Scenario | 2026 | 4 | 22 | 20 | 14889
4 | PGE | 2025 | 4 | 30 | 21 | 13406 | 1400.46 | 12005.54 | 0 | 5.7956 | 11999.74 | 12942.7444 | PGE | Planning_Scenario | 2026 | 4 | 22 | 21 | 14349
6 | PGE | 2025 | 4 | 30 | 22 | 12481 | 1401.2 | 11079.8 | 0 | -4.7636 | 11084.57 | 12165.5636 | PGE | Planning_Scenario | 2026 | 4 | 22 | 22 | 13562
8 | PGE | 2025 | 4 | 30 | 23 | 11690 | 1435.57 | 10254.43 | 0 | -2.6648 | 10257.09 | 11511.0948 | PGE | Planning_Scenario | 2026 | 4 | 22 | 23 | 12944
9 | PGE | 2025 | 4 | 30 | 24 | 11046 | 1517.54 | 9528.46 | 0 | -2.6741 | 9531.14 | 11064.1341 | PGE | Planning_Scenario | 2026 | 4 | 22 | 24 | 12579
17 | PGE | 2025 | 5 | 29 | 1 | 11281 | 1532.28 | 9748.72 | 0 | 0.1571 | 9748.56 | 10963.5629 | PGE | Planning_Scenario | 2026 | 5 | 27 | 1 | 12496
21 | PGE | 2025 | 5 | 29 | 2 | 10726 | 1566.3 | 9159.7 | 0 | 0.3689 | 9159.33 | 10399.3311 | PGE | Planning_Scenario | 2026 | 5 | 27 | 2 | 11966
23 | PGE | 2025 | 5 | 29 | 3 | 10317 | 1566.12 | 8750.88 | 0 | 0.265 | 8750.62 | 10079.615 | PGE | Planning_Scenario | 2026 | 5 | 27 | 3 | 11646
24 | PGE | 2025 | 5 | 29 | 4 | 10227 | 1554.17 | 8672.83 | 0 | 0.1672 | 8672.67 | 10012.6628 | PGE | Planning_Scenario | 2026 | 5 | 27 | 4 | 11567
22 | PGE | 2025 | 5 | 29 | 5 | 10520 | 1494.96 | 9025.04 | 0 | 0.1439 | 9024.9 | 10306.8961 | PGE | Planning_Scenario | 2026 | 5 | 27 | 5 | 11802
20 | PGE | 2025 | 5 | 29 | 6 | 10968 | 1449.9 | 9518.1 | 0 | 0.1706 | 9517.93 | 10759.9294 | PGE | Planning_Scenario | 2026 | 5 | 27 | 6 | 12210
16 | PGE | 2025 | 5 | 29 | 7 | 11456 | 1493.08 | 9962.92 | 0 | 0.1862 | 9962.73 | 10969.7338 | PGE | Planning_Scenario | 2026 | 5 | 27 | 7 | 12463
13 | PGE | 2025 | 5 | 29 | 8 | 11558 | 1561.98 | 9996.02 | 0 | 0.4678 | 9995.55 | 10579.5522 | PGE | Planning_Scenario | 2026 | 5 | 27 | 8 | 12142
15 | PGE | 2025 | 5 | 29 | 9 | 11320 | 1597.01 | 9722.99 | 0 | 0.7112 | 9722.28 | 9953.2788 | PGE | Planning_Scenario | 2026 | 5 | 27 | 9 | 11551
18 | PGE | 2025 | 5 | 29 | 10 | 10995 | 1617.31 | 9377.69 | 0 | 0.7455 | 9376.94 | 9394.9445 | PGE | Planning_Scenario | 2026 | 5 | 27 | 10 | 11013
19 | PGE | 2025 | 5 | 29 | 11 | 10867 | 1634.47 | 9232.53 | 0 | 0.3905 | 9232.14 | 9112.1395 | PGE | Planning_Scenario | 2026 | 5 | 27 | 11 | 10747
14 | PGE | 2025 | 5 | 29 | 12 | 11070 | 1655.7 | 9414.3 | 0 | 0.1091 | 9414.19 | 9140.1909 | PGE | Planning_Scenario | 2026 | 5 | 27 | 12 | 10796
12 | PGE | 2025 | 5 | 29 | 13 | 11640 | 1672.86 | 9967.14 | 0 | 0.038 | 9967.1 | 9539.102 | PGE | Planning_Scenario | 2026 | 5 | 27 | 13 | 11212
10 | PGE | 2025 | 5 | 29 | 14 | 12358 | 1692.12 | 10665.88 | 0 | -0.2239 | 10666.11 | 10116.1039 | PGE | Planning_Scenario | 2026 | 5 | 27 | 14 | 11808
8 | PGE | 2025 | 5 | 29 | 15 | 13381 | 1701.79 | 11679.21 | 0 | -0.0459 | 11679.26 | 11032.2559 | PGE | Planning_Scenario | 2026 | 5 | 27 | 15 | 12734
6 | PGE | 2025 | 5 | 29 | 16 | 14379 | 1667.22 | 12711.78 | 0 | 7.2303 | 12704.55 | 12105.5497 | PGE | Planning_Scenario | 2026 | 5 | 27 | 16 | 13780
4 | PGE | 2025 | 5 | 29 | 17 | 15388 | 1638.84 | 13749.16 | 0 | 14.5206 | 13734.63 | 13349.6394 | PGE | Planning_Scenario | 2026 | 5 | 27 | 17 | 15003
2 | PGE | 2025 | 5 | 29 | 18 | 16237 | 1593.43 | 14643.57 | 0 | 13.6098 | 14629.96 | 14466.9602 | PGE | Planning_Scenario | 2026 | 5 | 27 | 18 | 16074
1 | PGE | 2025 | 5 | 29 | 19 | 16452 | 1553.76 | 14898.24 | 0 | 11.579 | 14886.66 | 14790.661 | PGE | Planning_Scenario | 2026 | 5 | 27 | 19 | 16356
3 | PGE | 2025 | 5 | 29 | 20 | 16187 | 1528.54 | 14658.46 | 0 | 7.9638 | 14650.5 | 14715.4962 | PGE | Planning_Scenario | 2026 | 5 | 27 | 20 | 16252
5 | PGE | 2025 | 5 | 29 | 21 | 15504 | 1489.11 | 14014.89 | 0 | 6.5448 | 14008.34 | 14198.3452 | PGE | Planning_Scenario | 2026 | 5 | 27 | 21 | 15694
7 | PGE | 2025 | 5 | 29 | 22 | 14156 | 1463.7 | 12692.3 | 0 | -5.5014 | 12697.8 | 13180.8014 | PGE | Planning_Scenario | 2026 | 5 | 27 | 22 | 14639
9 | PGE | 2025 | 5 | 29 | 23 | 12804 | 1468.82 | 11335.18 | 0 | -2.8904 | 11338.07 | 12411.0704 | PGE | Planning_Scenario | 2026 | 5 | 27 | 23 | 13877
11 | PGE | 2025 | 5 | 29 | 24 | 11952 | 1542.55 | 10409.45 | 0 | -2.9397 | 10412.39 | 11844.3897 | PGE | Planning_Scenario | 2026 | 5 | 27 | 24 | 13384
19 | PGE | 2025 | 6 | 30 | 1 | 12905 | 1670.23 | 11234.77 | 0 | 0.1243 | 11234.65 | 12115.6457 | PGE | Planning_Scenario | 2026 | 6 | 24 | 1 | 13786
21 | PGE | 2025 | 6 | 30 | 2 | 12086 | 1692.53 | 10393.47 | 0 | 0.3898 | 10393.08 | 11411.0802 | PGE | Planning_Scenario | 2026 | 6 | 24 | 2 | 13104
23 | PGE | 2025 | 6 | 30 | 3 | 11587 | 1712.44 | 9874.56 | 0 | 0.2903 | 9874.27 | 11013.2697 | PGE | Planning_Scenario | 2026 | 6 | 24 | 3 | 12726
24 | PGE | 2025 | 6 | 30 | 4 | 11423 | 1703.47 | 9719.53 | 0 | 0.1782 | 9719.36 | 10873.3518 | PGE | Planning_Scenario | 2026 | 6 | 24 | 4 | 12577
22 | PGE | 2025 | 6 | 30 | 5 | 11815 | 1647.52 | 10167.48 | 0 | 0.167 | 10167.31 | 11145.313 | PGE | Planning_Scenario | 2026 | 6 | 24 | 5 | 12793
20 | PGE | 2025 | 6 | 30 | 6 | 12355 | 1592.28 | 10762.72 | 0 | 0.1911 | 10762.53 | 11533.5289 | PGE | Planning_Scenario | 2026 | 6 | 24 | 6 | 13126
18 | PGE | 2025 | 6 | 30 | 7 | 13087 | 1624.21 | 11462.79 | 0 | 0.1437 | 11462.64 | 12086.6463 | PGE | Planning_Scenario | 2026 | 6 | 24 | 7 | 13711
17 | PGE | 2025 | 6 | 30 | 8 | 13282 | 1672.52 | 11609.48 | 0 | 0.4353 | 11609.04 | 12040.0447 | PGE | Planning_Scenario | 2026 | 6 | 24 | 8 | 13713
16 | PGE | 2025 | 6 | 30 | 9 | 13205 | 1695.09 | 11509.91 | 0 | 0.7322 | 11509.18 | 11698.1778 | PGE | Planning_Scenario | 2026 | 6 | 24 | 9 | 13394
15 | PGE | 2025 | 6 | 30 | 10 | 13268 | 1711.11 | 11556.89 | 0 | 0.5643 | 11556.33 | 11398.3257 | PGE | Planning_Scenario | 2026 | 6 | 24 | 10 | 13110
14 | PGE | 2025 | 6 | 30 | 11 | 13524 | 1744.09 | 11779.91 | 0 | 0.3084 | 11779.6 | 11475.6016 | PGE | Planning_Scenario | 2026 | 6 | 24 | 11 | 13220
12 | PGE | 2025 | 6 | 30 | 12 | 14148 | 1766.35 | 12381.65 | 0 | 0.0743 | 12381.57 | 11920.5757 | PGE | Planning_Scenario | 2026 | 6 | 24 | 12 | 13687
10 | PGE | 2025 | 6 | 30 | 13 | 15228 | 1792.92 | 13435.08 | 0 | 0.0832 | 13435 | 12827.9968 | PGE | Planning_Scenario | 2026 | 6 | 24 | 13 | 14621
8 | PGE | 2025 | 6 | 30 | 14 | 16456 | 1818.46 | 14637.54 | 0 | -0.1969 | 14637.74 | 13920.7369 | PGE | Planning_Scenario | 2026 | 6 | 24 | 14 | 15739
6 | PGE | 2025 | 6 | 30 | 15 | 18057 | 1830.42 | 16226.58 | 0 | 0.0524 | 16226.53 | 15408.5276 | PGE | Planning_Scenario | 2026 | 6 | 24 | 15 | 17239
4 | PGE | 2025 | 6 | 30 | 16 | 18863 | 1809.93 | 17053.07 | 0 | 8.2117 | 17044.86 | 16227.8583 | PGE | Planning_Scenario | 2026 | 6 | 24 | 16 | 18046
2 | PGE | 2025 | 6 | 30 | 17 | 19896 | 1801.09 | 18094.91 | 0 | 16.5828 | 18078.32 | 17349.3272 | PGE | Planning_Scenario | 2026 | 6 | 24 | 17 | 19167
1 | PGE | 2025 | 6 | 30 | 18 | 20355 | 1762.68 | 18592.32 | 0 | 15.7691 | 18576.55 | 18102.5509 | PGE | Planning_Scenario | 2026 | 6 | 24 | 18 | 19881
3 | PGE | 2025 | 6 | 30 | 19 | 20254 | 1715.45 | 18538.55 | 0 | 13.4566 | 18525.09 | 18162.0934 | PGE | Planning_Scenario | 2026 | 6 | 24 | 19 | 19891
5 | PGE | 2025 | 6 | 30 | 20 | 19208 | 1683.42 | 17524.58 | 0 | 9.7316 | 17514.85 | 17677.8484 | PGE | Planning_Scenario | 2026 | 6 | 24 | 20 | 19371
7 | PGE | 2025 | 6 | 30 | 21 | 18254 | 1652.91 | 16601.09 | 0 | 7.3502 | 16593.74 | 17030.7398 | PGE | Planning_Scenario | 2026 | 6 | 24 | 21 | 18691
9 | PGE | 2025 | 6 | 30 | 22 | 16457 | 1622.64 | 14834.36 | 0 | -5.6685 | 14840.03 | 15767.0285 | PGE | Planning_Scenario | 2026 | 6 | 24 | 22 | 17384
11 | PGE | 2025 | 6 | 30 | 23 | 14645 | 1616.92 | 13028.08 | 0 | -2.9959 | 13031.07 | 14521.0759 | PGE | Planning_Scenario | 2026 | 6 | 24 | 23 | 16135
13 | PGE | 2025 | 6 | 30 | 24 | 13557 | 1688.65 | 11868.35 | 0 | -3.2957 | 11871.64 | 13613.6457 | PGE | Planning_Scenario | 2026 | 6 | 24 | 24 | 15299
19 | PGE | 2025 | 7 | 23 | 1 | 13500 | 1802.11 | 11697.89 | 0 | 0.1479 | 11697.74 | 12500.7421 | PGE | Planning_Scenario | 2026 | 7 | 22 | 1 | 14303
21 | PGE | 2025 | 7 | 23 | 2 | 12646 | 1848.57 | 10797.43 | 0 | 0.3897 | 10797.04 | 11707.0403 | PGE | Planning_Scenario | 2026 | 7 | 22 | 2 | 13556
23 | PGE | 2025 | 7 | 23 | 3 | 12175 | 1872.87 | 10302.13 | 0 | 0.3113 | 10301.82 | 11256.8187 | PGE | Planning_Scenario | 2026 | 7 | 22 | 3 | 13130
24 | PGE | 2025 | 7 | 23 | 4 | 12045 | 1879.43 | 10165.57 | 0 | 0.1878 | 10165.39 | 11096.3822 | PGE | Planning_Scenario | 2026 | 7 | 22 | 4 | 12976
22 | PGE | 2025 | 7 | 23 | 5 | 12417 | 1849.73 | 10567.27 | 0 | 0.1797 | 10567.09 | 11393.0903 | PGE | Planning_Scenario | 2026 | 7 | 22 | 5 | 13243
20 | PGE | 2025 | 7 | 23 | 6 | 13158 | 1858.13 | 11299.87 | 0 | 0.1986 | 11299.67 | 11942.6714 | PGE | Planning_Scenario | 2026 | 7 | 22 | 6 | 13801
18 | PGE | 2025 | 7 | 23 | 7 | 13890 | 1883.36 | 12006.64 | 0 | 0.1601 | 12006.48 | 12449.4799 | PGE | Planning_Scenario | 2026 | 7 | 22 | 7 | 14333
17 | PGE | 2025 | 7 | 23 | 8 | 14055 | 1913.69 | 12141.31 | 0 | 0.4209 | 12140.89 | 12480.8891 | PGE | Planning_Scenario | 2026 | 7 | 22 | 8 | 14395
16 | PGE | 2025 | 7 | 23 | 9 | 14062 | 1946.53 | 12115.47 | 0 | 0.7196 | 12114.75 | 12221.7504 | PGE | Planning_Scenario | 2026 | 7 | 22 | 9 | 14169
14 | PGE | 2025 | 7 | 23 | 10 | 14126 | 1967.73 | 12158.27 | 0 | 0.5201 | 12157.75 | 11825.7499 | PGE | Planning_Scenario | 2026 | 7 | 22 | 10 | 13794
13 | PGE | 2025 | 7 | 23 | 11 | 14656 | 1971.86 | 12684.14 | 0 | 0.3271 | 12683.81 | 11986.8129 | PGE | Planning_Scenario | 2026 | 7 | 22 | 11 | 13959
11 | PGE | 2025 | 7 | 23 | 12 | 15134 | 1964.07 | 13169.93 | 0 | 0.0371 | 13169.89 | 12340.8929 | PGE | Planning_Scenario | 2026 | 7 | 22 | 12 | 14305
9 | PGE | 2025 | 7 | 23 | 13 | 16193 | 1956.38 | 14236.62 | 0 | 0.1118 | 14236.51 | 13468.5082 | PGE | Planning_Scenario | 2026 | 7 | 22 | 13 | 15425
7 | PGE | 2025 | 7 | 23 | 14 | 18083 | 1960.59 | 16122.41 | 0 | -0.1297 | 16122.54 | 14745.5397 | PGE | Planning_Scenario | 2026 | 7 | 22 | 14 | 16706
5 | PGE | 2025 | 7 | 23 | 15 | 19244 | 1960.88 | 17283.12 | 0 | 0.1268 | 17282.99 | 15945.9932 | PGE | Planning_Scenario | 2026 | 7 | 22 | 15 | 17907
3 | PGE | 2025 | 7 | 23 | 16 | 20295 | 1950.05 | 18344.95 | 0 | 8.2321 | 18336.72 | 16818.7179 | PGE | Planning_Scenario | 2026 | 7 | 22 | 16 | 18777
1 | PGE | 2025 | 7 | 23 | 17 | 20927 | 1933.51 | 18993.49 | 0 | 16.6268 | 18976.86 | 17777.8632 | PGE | Planning_Scenario | 2026 | 7 | 22 | 17 | 19728
2 | PGE | 2025 | 7 | 23 | 18 | 21087 | 1910.59 | 19176.41 | 0 | 15.7683 | 19160.64 | 18385.6417 | PGE | Planning_Scenario | 2026 | 7 | 22 | 18 | 20312
4 | PGE | 2025 | 7 | 23 | 19 | 21140 | 1866.26 | 19273.74 | 0 | 13.4405 | 19260.29 | 18175.2995 | PGE | Planning_Scenario | 2026 | 7 | 22 | 19 | 20055
6 | PGE | 2025 | 7 | 23 | 20 | 19878 | 1820.73 | 18057.27 | 0 | 9.5148 | 18047.76 | 17416.7552 | PGE | Planning_Scenario | 2026 | 7 | 22 | 20 | 19247
8 | PGE | 2025 | 7 | 23 | 21 | 18818 | 1773.81 | 17044.19 | 0 | 7.3441 | 17036.84 | 16739.8459 | PGE | Planning_Scenario | 2026 | 7 | 22 | 21 | 18521
10 | PGE | 2025 | 7 | 23 | 22 | 16890 | 1746.8 | 15143.2 | 0 | -5.6435 | 15148.84 | 15450.8435 | PGE | Planning_Scenario | 2026 | 7 | 22 | 22 | 17192
12 | PGE | 2025 | 7 | 23 | 23 | 15040 | 1727.95 | 13312.05 | 0 | -3.1871 | 13315.24 | 14318.2371 | PGE | Planning_Scenario | 2026 | 7 | 22 | 23 | 16043
15 | PGE | 2025 | 7 | 23 | 24 | 13868 | 1768.56 | 12099.44 | 0 | -3.3466 | 12102.78 | 13499.7866 | PGE | Planning_Scenario | 2026 | 7 | 22 | 24 | 15265
19 | PGE | 2025 | 8 | 13 | 1 | 12875 | 1852.53 | 11022.47 | 0 | 0.136 | 11022.34 | 11859.334 | PGE | Planning_Scenario | 2026 | 8 | 12 | 1 | 13712
21 | PGE | 2025 | 8 | 13 | 2 | 12088 | 1953.07 | 10134.93 | 0 | 0.3953 | 10134.53 | 11099.5347 | PGE | Planning_Scenario | 2026 | 8 | 12 | 2 | 13053
23 | PGE | 2025 | 8 | 13 | 3 | 11683 | 1925.11 | 9757.89 | 0 | 0.2906 | 9757.6 | 10749.5994 | PGE | Planning_Scenario | 2026 | 8 | 12 | 3 | 12675
24 | PGE | 2025 | 8 | 13 | 4 | 11603 | 1975.82 | 9627.18 | 0 | 0.1829 | 9626.99 | 10612.9971 | PGE | Planning_Scenario | 2026 | 8 | 12 | 4 | 12589
22 | PGE | 2025 | 8 | 13 | 5 | 12069 | 1964.81 | 10104.19 | 0 | 0.1697 | 10104.02 | 10937.0203 | PGE | Planning_Scenario | 2026 | 8 | 12 | 5 | 12902
20 | PGE | 2025 | 8 | 13 | 6 | 12905 | 1962.69 | 10942.31 | 0 | 0.1908 | 10942.12 | 11561.1192 | PGE | Planning_Scenario | 2026 | 8 | 12 | 6 | 13524
18 | PGE | 2025 | 8 | 13 | 7 | 13526 | 1969.43 | 11556.57 | 0 | 0.1529 | 11556.42 | 11902.4171 | PGE | Planning_Scenario | 2026 | 8 | 12 | 7 | 13872
17 | PGE | 2025 | 8 | 13 | 8 | 13732 | 1992.24 | 11739.76 | 0 | 0.4323 | 11739.32 | 11682.3277 | PGE | Planning_Scenario | 2026 | 8 | 12 | 8 | 13675
16 | PGE | 2025 | 8 | 13 | 9 | 13518 | 1997.35 | 11520.65 | 0 | 0.738 | 11519.91 | 11187.912 | PGE | Planning_Scenario | 2026 | 8 | 12 | 9 | 13186
15 | PGE | 2025 | 8 | 13 | 10 | 13525 | 1951.71 | 11573.29 | 0 | 0.5938 | 11572.7 | 10767.6962 | PGE | Planning_Scenario | 2026 | 8 | 12 | 10 | 12720
13 | PGE | 2025 | 8 | 13 | 11 | 13725 | 2030.43 | 11694.57 | 0 | 0.3865 | 11694.19 | 10503.1835 | PGE | Planning_Scenario | 2026 | 8 | 12 | 11 | 12534
11 | PGE | 2025 | 8 | 13 | 12 | 14361 | 1985.67 | 12375.33 | 0 | 0.0131 | 12375.32 | 10863.3169 | PGE | Planning_Scenario | 2026 | 8 | 12 | 12 | 12849
10 | PGE | 2025 | 8 | 13 | 13 | 15635 | 1993.94 | 13641.06 | 0 | 0.1031 | 13640.96 | 11514.9569 | PGE | Planning_Scenario | 2026 | 8 | 12 | 13 | 13509
8 | PGE | 2025 | 8 | 13 | 14 | 16847 | 1988.95 | 14858.05 | 0 | -0.1336 | 14858.19 | 12385.1836 | PGE | Planning_Scenario | 2026 | 8 | 12 | 14 | 14374
5 | PGE | 2025 | 8 | 13 | 15 | 18485 | 1942.24 | 16542.76 | 0 | 0.1275 | 16542.63 | 13601.6325 | PGE | Planning_Scenario | 2026 | 8 | 12 | 15 | 15544
4 | PGE | 2025 | 8 | 13 | 16 | 19117 | 1927.91 | 17189.09 | 0 | 8.2593 | 17180.83 | 14699.8307 | PGE | Planning_Scenario | 2026 | 8 | 12 | 16 | 16636
2 | PGE | 2025 | 8 | 13 | 17 | 20156 | 1913.77 | 18242.23 | 0 | 16.5587 | 18225.67 | 16021.6713 | PGE | Planning_Scenario | 2026 | 8 | 12 | 17 | 17952
1 | PGE | 2025 | 8 | 13 | 18 | 20550 | 1873.39 | 18676.61 | 0 | 15.6395 | 18660.97 | 16870.9705 | PGE | Planning_Scenario | 2026 | 8 | 12 | 18 | 18760
3 | PGE | 2025 | 8 | 13 | 19 | 20263 | 1821.69 | 18441.31 | 0 | 13.3062 | 18428 | 16837.0038 | PGE | Planning_Scenario | 2026 | 8 | 12 | 19 | 18672
6 | PGE | 2025 | 8 | 13 | 20 | 18940 | 1797.54 | 17142.46 | 0 | 8.7701 | 17133.69 | 16340.6899 | PGE | Planning_Scenario | 2026 | 8 | 12 | 20 | 18147
7 | PGE | 2025 | 8 | 13 | 21 | 17845 | 1760.04 | 16084.96 | 0 | 7.3862 | 16077.57 | 15629.5738 | PGE | Planning_Scenario | 2026 | 8 | 12 | 21 | 17397
9 | PGE | 2025 | 8 | 13 | 22 | 16169 | 1767.1 | 14401.9 | 0 | -5.986 | 14407.89 | 14392.886 | PGE | Planning_Scenario | 2026 | 8 | 12 | 22 | 16154
12 | PGE | 2025 | 8 | 13 | 23 | 14478 | 1788.29 | 12689.71 | 0 | -3.1441 | 12692.85 | 13373.8541 | PGE | Planning_Scenario | 2026 | 8 | 12 | 23 | 15159
14 | PGE | 2025 | 8 | 13 | 24 | 13498 | 1874.08 | 11623.92 | 0 | -3.377 | 11627.29 | 12744.297 | PGE | Planning_Scenario | 2026 | 8 | 12 | 24 | 14615
19 | PGE | 2025 | 9 | 3 | 1 | 12243 | 1743.66 | 10499.34 | 0 | -0.0059 | 10499.35 | 11715.3459 | PGE | Planning_Scenario | 2026 | 9 | 2 | 1 | 13459
21 | PGE | 2025 | 9 | 3 | 2 | 11553 | 1848.45 | 9704.55 | 0 | 0.4162 | 9704.13 | 10991.1338 | PGE | Planning_Scenario | 2026 | 9 | 2 | 2 | 12840
23 | PGE | 2025 | 9 | 3 | 3 | 11095 | 1769.66 | 9325.34 | 0 | 0.1926 | 9325.15 | 10685.1474 | PGE | Planning_Scenario | 2026 | 9 | 2 | 3 | 12455
24 | PGE | 2025 | 9 | 3 | 4 | 10976 | 1752.23 | 9223.77 | 0 | 0.1237 | 9223.65 | 10598.6463 | PGE | Planning_Scenario | 2026 | 9 | 2 | 4 | 12351
22 | PGE | 2025 | 9 | 3 | 5 | 11294 | 1691.13 | 9602.87 | 0 | 0.064 | 9602.81 | 10939.806 | PGE | Planning_Scenario | 2026 | 9 | 2 | 5 | 12631
20 | PGE | 2025 | 9 | 3 | 6 | 12182 | 1645.55 | 10536.45 | 0 | 0.157 | 10536.3 | 11832.293 | PGE | Planning_Scenario | 2026 | 9 | 2 | 6 | 13478
18 | PGE | 2025 | 9 | 3 | 7 | 12914 | 1647.43 | 11266.57 | 0 | 0.2703 | 11266.3 | 12401.2997 | PGE | Planning_Scenario | 2026 | 9 | 2 | 7 | 14049
17 | PGE | 2025 | 9 | 3 | 8 | 13096 | 1679.48 | 11416.52 | 0 | 0.6571 | 11415.86 | 12314.8629 | PGE | Planning_Scenario | 2026 | 9 | 2 | 8 | 13995
16 | PGE | 2025 | 9 | 3 | 9 | 12992 | 1705.29 | 11286.71 | 0 | 0.916 | 11285.8 | 12023.794 | PGE | Planning_Scenario | 2026 | 9 | 2 | 9 | 13730
14 | PGE | 2025 | 9 | 3 | 10 | 12844 | 1711.87 | 11132.13 | 0 | 1.2723 | 11130.86 | 11649.8577 | PGE | Planning_Scenario | 2026 | 9 | 2 | 10 | 13363
13 | PGE | 2025 | 9 | 3 | 11 | 13104 | 1737.54 | 11366.46 | 0 | 0.6084 | 11365.85 | 11496.8516 | PGE | Planning_Scenario | 2026 | 9 | 2 | 11 | 13235
11 | PGE | 2025 | 9 | 3 | 12 | 13726 | 1728.45 | 11997.55 | 0 | 0.1513 | 11997.4 | 11953.3987 | PGE | Planning_Scenario | 2026 | 9 | 2 | 12 | 13682
9 | PGE | 2025 | 9 | 3 | 13 | 14581 | 1734.02 | 12846.98 | 0 | -0.0528 | 12847.03 | 12837.0328 | PGE | Planning_Scenario | 2026 | 9 | 2 | 13 | 14571
7 | PGE | 2025 | 9 | 3 | 14 | 15944 | 1757.41 | 14186.59 | 0 | -0.9071 | 14187.49 | 13940.4971 | PGE | Planning_Scenario | 2026 | 9 | 2 | 14 | 15697
5 | PGE | 2025 | 9 | 3 | 15 | 17376 | 1767.84 | 15608.16 | 0 | -0.6872 | 15608.85 | 15566.8472 | PGE | Planning_Scenario | 2026 | 9 | 2 | 15 | 17334
3 | PGE | 2025 | 9 | 3 | 16 | 18543 | 1755.76 | 16787.24 | 0 | 7.4125 | 16779.82 | 16576.8275 | PGE | Planning_Scenario | 2026 | 9 | 2 | 16 | 18340
1 | PGE | 2025 | 9 | 3 | 17 | 19623 | 1724.94 | 17898.06 | 0 | 15.5232 | 17882.54 | 17515.5368 | PGE | Planning_Scenario | 2026 | 9 | 2 | 17 | 19256
2 | PGE | 2025 | 9 | 3 | 18 | 20040 | 1679.71 | 18360.29 | 0 | 14.7299 | 18345.56 | 18206.5601 | PGE | Planning_Scenario | 2026 | 9 | 2 | 18 | 19901
4 | PGE | 2025 | 9 | 3 | 19 | 19389 | 1639.51 | 17749.49 | 0 | 12.6659 | 17736.82 | 17701.8241 | PGE | Planning_Scenario | 2026 | 9 | 2 | 19 | 19354
6 | PGE | 2025 | 9 | 3 | 20 | 18097 | 1608.91 | 16488.09 | 0 | 8.1227 | 16479.97 | 16925.9673 | PGE | Planning_Scenario | 2026 | 9 | 2 | 20 | 18543
8 | PGE | 2025 | 9 | 3 | 21 | 17040 | 1563.32 | 15476.68 | 0 | 7.1493 | 15469.53 | 16010.5307 | PGE | Planning_Scenario | 2026 | 9 | 2 | 21 | 17581
10 | PGE | 2025 | 9 | 3 | 22 | 15781 | 1565.14 | 14215.86 | 0 | -6.1225 | 14221.98 | 14684.9825 | PGE | Planning_Scenario | 2026 | 9 | 2 | 22 | 16244
12 | PGE | 2025 | 9 | 3 | 23 | 14532 | 1561.02 | 12970.98 | 0 | -2.8541 | 12973.83 | 13670.8341 | PGE | Planning_Scenario | 2026 | 9 | 2 | 23 | 15229
15 | PGE | 2025 | 9 | 3 | 24 | 13419 | 1708.46 | 11710.54 | 0 | -2.9107 | 11713.45 | 12929.4507 | PGE | Planning_Scenario | 2026 | 9 | 2 | 24 | 14635
20 | PGE | 2025 | 10 | 1 | 1 | 10633 | 1689.8 | 8943.2 | 0 | 0.1593 | 8943.04 | 10286.0407 | PGE | Planning_Scenario | 2026 | 10 | 7 | 1 | 11976
21 | PGE | 2025 | 10 | 1 | 2 | 10198 | 1711.22 | 8486.78 | 0 | 0.3479 | 8486.43 | 9842.4321 | PGE | Planning_Scenario | 2026 | 10 | 7 | 2 | 11554
23 | PGE | 2025 | 10 | 1 | 3 | 9813 | 1652.55 | 8160.45 | 0 | 0.261 | 8160.19 | 9581.189 | PGE | Planning_Scenario | 2026 | 10 | 7 | 3 | 11234
24 | PGE | 2025 | 10 | 1 | 4 | 9763 | 1604.12 | 8158.88 | 0 | 0.1876 | 8158.7 | 9560.6924 | PGE | Planning_Scenario | 2026 | 10 | 7 | 4 | 11165
22 | PGE | 2025 | 10 | 1 | 5 | 10021 | 1549.11 | 8471.89 | 0 | 0.1682 | 8471.72 | 9872.7218 | PGE | Planning_Scenario | 2026 | 10 | 7 | 5 | 11422
19 | PGE | 2025 | 10 | 1 | 6 | 10907 | 1506.02 | 9400.98 | 0 | 0.1995 | 9400.78 | 10784.7805 | PGE | Planning_Scenario | 2026 | 10 | 7 | 6 | 12291
16 | PGE | 2025 | 10 | 1 | 7 | 11847 | 1498.14 | 10348.86 | 0 | 0.2158 | 10348.64 | 11552.6442 | PGE | Planning_Scenario | 2026 | 10 | 7 | 7 | 13051
14 | PGE | 2025 | 10 | 1 | 8 | 11861 | 1506.05 | 10354.95 | 0 | 0.4893 | 10354.46 | 11344.4607 | PGE | Planning_Scenario | 2026 | 10 | 7 | 8 | 12851
15 | PGE | 2025 | 10 | 1 | 9 | 11473 | 1546.92 | 9926.08 | 0 | 0.6668 | 9925.41 | 10618.4132 | PGE | Planning_Scenario | 2026 | 10 | 7 | 9 | 12166
17 | PGE | 2025 | 10 | 1 | 10 | 10925 | 1584.88 | 9340.12 | 0 | 0.692 | 9339.43 | 9945.428 | PGE | Planning_Scenario | 2026 | 10 | 7 | 10 | 11531
18 | PGE | 2025 | 10 | 1 | 11 | 10541 | 1605.44 | 8935.56 | 0 | 0.3973 | 8935.16 | 9508.1627 | PGE | Planning_Scenario | 2026 | 10 | 7 | 11 | 11114
13 | PGE | 2025 | 10 | 1 | 12 | 10553 | 1625.16 | 8927.84 | 0 | 0.1497 | 8927.69 | 9594.6903 | PGE | Planning_Scenario | 2026 | 10 | 7 | 12 | 11220
11 | PGE | 2025 | 10 | 1 | 13 | 11097 | 1647.42 | 9449.58 | 0 | 0.0915 | 9449.49 | 10041.4885 | PGE | Planning_Scenario | 2026 | 10 | 7 | 13 | 11689
8 | PGE | 2025 | 10 | 1 | 14 | 11926 | 1665.1 | 10260.9 | 0 | -0.094 | 10261 | 10763.994 | PGE | Planning_Scenario | 2026 | 10 | 7 | 14 | 12429
6 | PGE | 2025 | 10 | 1 | 15 | 13010 | 1675.43 | 11334.57 | 0 | 0.0352 | 11334.53 | 11875.5348 | PGE | Planning_Scenario | 2026 | 10 | 7 | 15 | 13551
4 | PGE | 2025 | 10 | 1 | 16 | 14267 | 1671 | 12596 | 0 | 6.873 | 12589.13 | 13204.127 | PGE | Planning_Scenario | 2026 | 10 | 7 | 16 | 14882
2 | PGE | 2025 | 10 | 1 | 17 | 15542 | 1666.78 | 13875.22 | 0 | 13.1621 | 13862.06 | 14422.0579 | PGE | Planning_Scenario | 2026 | 10 | 7 | 17 | 16102
1 | PGE | 2025 | 10 | 1 | 18 | 16047 | 1630.96 | 14416.04 | 0 | 12.284 | 14403.75 | 14817.756 | PGE | Planning_Scenario | 2026 | 10 | 7 | 18 | 16461
3 | PGE | 2025 | 10 | 1 | 19 | 15255 | 1584.03 | 13670.97 | 0 | 10.4047 | 13660.57 | 14365.5653 | PGE | Planning_Scenario | 2026 | 10 | 7 | 19 | 15960
5 | PGE | 2025 | 10 | 1 | 20 | 14726 | 1547.16 | 13178.84 | 0 | 7.4815 | 13171.35 | 13592.3585 | PGE | Planning_Scenario | 2026 | 10 | 7 | 20 | 15147
7 | PGE | 2025 | 10 | 1 | 21 | 14030 | 1514.88 | 12515.12 | 0 | 6.1281 | 12508.99 | 13005.9919 | PGE | Planning_Scenario | 2026 | 10 | 7 | 21 | 14527
9 | PGE | 2025 | 10 | 1 | 22 | 13123 | 1520.74 | 11602.26 | 0 | -4.1789 | 11606.44 | 12254.4389 | PGE | Planning_Scenario | 2026 | 10 | 7 | 22 | 13771
10 | PGE | 2025 | 10 | 1 | 23 | 12426 | 1533.92 | 10892.08 | 0 | -2.5313 | 10894.61 | 11580.6113 | PGE | Planning_Scenario | 2026 | 10 | 7 | 23 | 13112
12 | PGE | 2025 | 10 | 1 | 24 | 11643 | 1577 | 10066 | 0 | -2.496 | 10068.49 | 11162.496 | PGE | Planning_Scenario | 2026 | 10 | 7 | 24 | 12737
16 | PGE | 2025 | 11 | 5 | 1 | 10226 | 1485.9 | 8740.1 | 0 | 0.1593 | 8739.94 | 10048.9407 | PGE | Planning_Scenario | 2026 | 11 | 4 | 1 | 11535
20 | PGE | 2025 | 11 | 5 | 2 | 9792 | 1525.71 | 8266.29 | 0 | 0.3479 | 8265.94 | 9595.9421 | PGE | Planning_Scenario | 2026 | 11 | 4 | 2 | 11122
23 | PGE | 2025 | 11 | 5 | 3 | 9433 | 1577.55 | 7855.45 | 0 | 0.261 | 7855.19 | 9150.189 | PGE | Planning_Scenario | 2026 | 11 | 4 | 3 | 10728
24 | PGE | 2025 | 11 | 5 | 4 | 9369 | 1587.32 | 7781.68 | 0 | 0.1876 | 7781.5 | 9025.4924 | PGE | Planning_Scenario | 2026 | 11 | 4 | 4 | 10613
22 | PGE | 2025 | 11 | 5 | 5 | 9597 | 1575.68 | 8021.32 | 0 | 0.1682 | 8021.16 | 9274.1518 | PGE | Planning_Scenario | 2026 | 11 | 4 | 5 | 10850
17 | PGE | 2025 | 11 | 5 | 6 | 10253 | 1559.94 | 8693.06 | 0 | 0.1995 | 8692.86 | 9847.8605 | PGE | Planning_Scenario | 2026 | 11 | 4 | 6 | 11408
12 | PGE | 2025 | 11 | 5 | 7 | 11323 | 1550.74 | 9772.26 | 0 | 0.2158 | 9772.04 | 10854.0442 | PGE | Planning_Scenario | 2026 | 11 | 4 | 7 | 12405
10 | PGE | 2025 | 11 | 5 | 8 | 11674 | 1617.41 | 10056.59 | 0 | 0.4893 | 10056.1 | 11023.1007 | PGE | Planning_Scenario | 2026 | 11 | 4 | 8 | 12641
13 | PGE | 2025 | 11 | 5 | 9 | 11259 | 1594.45 | 9664.55 | 0 | 0.6668 | 9663.89 | 10403.8832 | PGE | Planning_Scenario | 2026 | 11 | 4 | 9 | 11999
15 | PGE | 2025 | 11 | 5 | 10 | 10507 | 1573.2 | 8933.8 | 0 | 0.692 | 8933.11 | 9568.108 | PGE | Planning_Scenario | 2026 | 11 | 4 | 10 | 11142
19 | PGE | 2025 | 11 | 5 | 11 | 9817 | 1611.72 | 8205.28 | 0 | 0.3973 | 8204.89 | 8853.8827 | PGE | Planning_Scenario | 2026 | 11 | 4 | 11 | 10466
21 | PGE | 2025 | 11 | 5 | 12 | 9345 | 1639.92 | 7705.08 | 0 | 0.1497 | 7704.93 | 8470.9303 | PGE | Planning_Scenario | 2026 | 11 | 4 | 12 | 10111
18 | PGE | 2025 | 11 | 5 | 13 | 9282 | 1644.79 | 7637.21 | 0 | 0.0915 | 7637.12 | 8471.1185 | PGE | Planning_Scenario | 2026 | 11 | 4 | 13 | 10116
14 | PGE | 2025 | 11 | 5 | 14 | 9666 | 1601.12 | 8064.88 | 0 | -0.094 | 8064.97 | 8937.974 | PGE | Planning_Scenario | 2026 | 11 | 4 | 14 | 10539
8 | PGE | 2025 | 11 | 5 | 15 | 10402 | 1585.72 | 8816.28 | 0 | 0.0352 | 8816.24 | 9724.2448 | PGE | Planning_Scenario | 2026 | 11 | 4 | 15 | 11310
5 | PGE | 2025 | 11 | 5 | 16 | 11501 | 1485.41 | 10015.59 | 0 | 6.873 | 10008.72 | 10913.717 | PGE | Planning_Scenario | 2026 | 11 | 4 | 16 | 12406
3 | PGE | 2025 | 11 | 5 | 17 | 12583 | 1447.47 | 11135.53 | 0 | 13.1621 | 11122.37 | 12004.3679 | PGE | Planning_Scenario | 2026 | 11 | 4 | 17 | 13465
1 | PGE | 2025 | 11 | 5 | 18 | 13262 | 1435.37 | 11826.63 | 0 | 12.284 | 11814.35 | 12614.346 | PGE | Planning_Scenario | 2026 | 11 | 4 | 18 | 14062
2 | PGE | 2025 | 11 | 5 | 19 | 13137 | 1410.81 | 11726.19 | 0 | 10.4047 | 11715.79 | 12487.7853 | PGE | Planning_Scenario | 2026 | 11 | 4 | 19 | 13909
4 | PGE | 2025 | 11 | 5 | 20 | 12838 | 1392.84 | 11445.16 | 0 | 7.4815 | 11437.68 | 12104.6785 | PGE | Planning_Scenario | 2026 | 11 | 4 | 20 | 13505
6 | PGE | 2025 | 11 | 5 | 21 | 12308 | 1362.2 | 10945.8 | 0 | 6.1281 | 10939.67 | 11709.6719 | PGE | Planning_Scenario | 2026 | 11 | 4 | 21 | 13078
7 | PGE | 2025 | 11 | 5 | 22 | 11890 | 1349.31 | 10540.69 | 0 | -4.1789 | 10544.87 | 11277.8689 | PGE | Planning_Scenario | 2026 | 11 | 4 | 22 | 12623
9 | PGE | 2025 | 11 | 5 | 23 | 11466 | 1363.95 | 10102.05 | 0 | -2.5313 | 10104.59 | 10628.5813 | PGE | Planning_Scenario | 2026 | 11 | 4 | 23 | 11990
11 | PGE | 2025 | 11 | 5 | 24 | 11003 | 1380.68 | 9622.32 | 0 | -2.496 | 9624.82 | 10363.816 | PGE | Planning_Scenario | 2026 | 11 | 4 | 24 | 11742
15 | PGE | 2025 | 12 | 31 | 1 | 10967 | 1635.57 | 9331.43 | 0 | 0.1344 | 9331.3 | 10335.2956 | PGE | Planning_Scenario | 2026 | 12 | 16 | 1 | 11971
20 | PGE | 2025 | 12 | 31 | 2 | 10478 | 1664.04 | 8813.96 | 0 | 0.3932 | 8813.56 | 9895.5668 | PGE | Planning_Scenario | 2026 | 12 | 16 | 2 | 11560
23 | PGE | 2025 | 12 | 31 | 3 | 10160 | 1681.22 | 8478.78 | 0 | 0.2766 | 8478.5 | 9529.5034 | PGE | Planning_Scenario | 2026 | 12 | 16 | 3 | 11211
24 | PGE | 2025 | 12 | 31 | 4 | 10069 | 1677.63 | 8391.37 | 0 | 0.1719 | 8391.19 | 9426.1981 | PGE | Planning_Scenario | 2026 | 12 | 16 | 4 | 11104
22 | PGE | 2025 | 12 | 31 | 5 | 10227 | 1660.98 | 8566.02 | 0 | 0.1313 | 8565.89 | 9613.8887 | PGE | Planning_Scenario | 2026 | 12 | 16 | 5 | 11275
17 | PGE | 2025 | 12 | 31 | 6 | 10945 | 1651.26 | 9293.74 | 0 | 0.176 | 9293.56 | 10140.564 | PGE | Planning_Scenario | 2026 | 12 | 16 | 6 | 11792
10 | PGE | 2025 | 12 | 31 | 7 | 12194 | 1646.46 | 10547.54 | 0 | 0.1929 | 10547.35 | 11166.3471 | PGE | Planning_Scenario | 2026 | 12 | 16 | 7 | 12813
6 | PGE | 2025 | 12 | 31 | 8 | 13204 | 1670.12 | 11533.88 | 0 | 0.5893 | 11533.29 | 11881.2907 | PGE | Planning_Scenario | 2026 | 12 | 16 | 8 | 13552
8 | PGE | 2025 | 12 | 31 | 9 | 13216 | 1696.93 | 11519.07 | 0 | 0.8543 | 11518.21 | 11741.2157 | PGE | Planning_Scenario | 2026 | 12 | 16 | 9 | 13439
11 | PGE | 2025 | 12 | 31 | 10 | 12618 | 1716.63 | 10901.37 | 0 | 0.8499 | 10900.52 | 11017.5201 | PGE | Planning_Scenario | 2026 | 12 | 16 | 10 | 12735
14 | PGE | 2025 | 12 | 31 | 11 | 11822 | 1726 | 10096 | 0 | 0.4074 | 10095.59 | 10171.5926 | PGE | Planning_Scenario | 2026 | 12 | 16 | 11 | 11898
18 | PGE | 2025 | 12 | 31 | 12 | 10952 | 1710.2 | 9241.8 | 0 | 0.0826 | 9241.72 | 9544.7174 | PGE | Planning_Scenario | 2026 | 12 | 16 | 12 | 11255
21 | PGE | 2025 | 12 | 31 | 13 | 10595 | 1699.66 | 8895.34 | 0 | 0.0281 | 8895.32 | 9313.3119 | PGE | Planning_Scenario | 2026 | 12 | 16 | 13 | 11013
19 | PGE | 2025 | 12 | 31 | 14 | 10493 | 1694.12 | 8798.88 | 0 | -0.1248 | 8799 | 9467.0048 | PGE | Planning_Scenario | 2026 | 12 | 16 | 14 | 11161
16 | PGE | 2025 | 12 | 31 | 15 | 10800 | 1677.26 | 9122.74 | 0 | 0.012 | 9122.73 | 9922.728 | PGE | Planning_Scenario | 2026 | 12 | 16 | 15 | 11600
12 | PGE | 2025 | 12 | 31 | 16 | 11501 | 1602.39 | 9898.61 | 0 | 5.2421 | 9893.37 | 10719.3679 | PGE | Planning_Scenario | 2026 | 12 | 16 | 16 | 12327
7 | PGE | 2025 | 12 | 31 | 17 | 12489 | 1477.87 | 11011.13 | 0 | 9.9386 | 11001.19 | 11723.1914 | PGE | Planning_Scenario | 2026 | 12 | 16 | 17 | 13211
1 | PGE | 2025 | 12 | 31 | 18 | 13571 | 1505.18 | 12065.82 | 0 | 9.9689 | 12055.85 | 12549.8511 | PGE | Planning_Scenario | 2026 | 12 | 16 | 18 | 14065
2 | PGE | 2025 | 12 | 31 | 19 | 13585 | 1498.89 | 12086.11 | 0 | 8.881 | 12077.23 | 12605.229 | PGE | Planning_Scenario | 2026 | 12 | 16 | 19 | 14113
3 | PGE | 2025 | 12 | 31 | 20 | 13464 | 1476.02 | 11987.98 | 0 | 6.2212 | 11981.75 | 12399.7588 | PGE | Planning_Scenario | 2026 | 12 | 16 | 20 | 13882
4 | PGE | 2025 | 12 | 31 | 21 | 13146 | 1457.82 | 11688.18 | 0 | 5.2565 | 11682.92 | 12166.9235 | PGE | Planning_Scenario | 2026 | 12 | 16 | 21 | 13630
5 | PGE | 2025 | 12 | 31 | 22 | 12639 | 1448.21 | 11190.79 | 0 | -4.2467 | 11195.04 | 11808.0367 | PGE | Planning_Scenario | 2026 | 12 | 16 | 22 | 13252
9 | PGE | 2025 | 12 | 31 | 23 | 12098 | 1471.99 | 10626.01 | 0 | -2.3824 | 10628.39 | 11169.3924 | PGE | Planning_Scenario | 2026 | 12 | 16 | 23 | 12639
13 | PGE | 2025 | 12 | 31 | 24 | 11672 | 1503.99 | 10168.01 | 0 | -2.4584 | 10170.47 | 10712.4684 | PGE | Planning_Scenario | 2026 | 12 | 16 | 24 | 12214
14 | SCE | 2025 | 1 | 29 | 1 | 10870 | 1448.32 | 9421.68 | 0 | 0.48 | 9421.2 | 9683.2 | SCE | Planning_Scenario | 2026 | 1 | 28 | 1 | 11132
17 | SCE | 2025 | 1 | 29 | 2 | 10436 | 1444.84 | 8991.16 | 0 | 0.56 | 8990.6 | 9184.6 | SCE | Planning_Scenario | 2026 | 1 | 28 | 2 | 10630
20 | SCE | 2025 | 1 | 29 | 3 | 10079 | 1421.28 | 8657.72 | 0 | 0.27 | 8657.45 | 8856.45 | SCE | Planning_Scenario | 2026 | 1 | 28 | 3 | 10278
22 | SCE | 2025 | 1 | 29 | 4 | 9938 | 1398.59 | 8539.41 | 0 | -0.07 | 8539.48 | 8726.48 | SCE | Planning_Scenario | 2026 | 1 | 28 | 4 | 10125
19 | SCE | 2025 | 1 | 29 | 5 | 10187 | 1404 | 8783 | 0 | -0.24 | 8783.24 | 8996.24 | SCE | Planning_Scenario | 2026 | 1 | 28 | 5 | 10400
15 | SCE | 2025 | 1 | 29 | 6 | 10824 | 1419.26 | 9404.74 | 0 | -0.18 | 9404.92 | 9625.92 | SCE | Planning_Scenario | 2026 | 1 | 28 | 6 | 11045
10 | SCE | 2025 | 1 | 29 | 7 | 11801 | 1437.16 | 10363.84 | 0 | -1.03 | 10364.87 | 10664.87 | SCE | Planning_Scenario | 2026 | 1 | 28 | 7 | 12101
6 | SCE | 2025 | 1 | 29 | 8 | 12115 | 1459.08 | 10655.92 | 0 | -0.82 | 10656.74 | 10967.74 | SCE | Planning_Scenario | 2026 | 1 | 28 | 8 | 12426
7 | SCE | 2025 | 1 | 29 | 9 | 11854 | 1469.15 | 10384.85 | 0 | -3.02 | 10387.87 | 10618.87 | SCE | Planning_Scenario | 2026 | 1 | 28 | 9 | 12085
12 | SCE | 2025 | 1 | 29 | 10 | 11292 | 1478.46 | 9813.54 | 0 | -2.63 | 9816.17 | 9978.17 | SCE | Planning_Scenario | 2026 | 1 | 28 | 10 | 11454
16 | SCE | 2025 | 1 | 29 | 11 | 10744 | 1490.18 | 9253.82 | -300 | -0.93 | 9554.75 | 9927.75 | SCE | Planning_Scenario | 2026 | 1 | 28 | 11 | 11117
21 | SCE | 2025 | 1 | 29 | 12 | 10344 | 1492.86 | 8851.14 | -425 | 1.45 | 9274.69 | 9670.69 | SCE | Planning_Scenario | 2026 | 1 | 28 | 12 | 10740
24 | SCE | 2025 | 1 | 29 | 13 | 10304 | 1473.54 | 8830.46 | -425 | 3 | 9252.46 | 9588.46 | SCE | Planning_Scenario | 2026 | 1 | 28 | 13 | 10640
23 | SCE | 2025 | 1 | 29 | 14 | 10519 | 1454.49 | 9064.51 | -425 | 3.05 | 9486.46 | 9762.46 | SCE | Planning_Scenario | 2026 | 1 | 28 | 14 | 10795
18 | SCE | 2025 | 1 | 29 | 15 | 10991 | 1449.73 | 9541.27 | -425 | 3.01 | 9963.26 | 10177.26 | SCE | Planning_Scenario | 2026 | 1 | 28 | 15 | 11205
13 | SCE | 2025 | 1 | 29 | 16 | 11654 | 1421.61 | 10232.39 | 0 | 3.37 | 10229.02 | 10393.02 | SCE | Planning_Scenario | 2026 | 1 | 28 | 16 | 11818
8 | SCE | 2025 | 1 | 29 | 17 | 12400 | 1382.58 | 11017.42 | 0 | 5.72 | 11011.7 | 11131.7 | SCE | Planning_Scenario | 2026 | 1 | 28 | 17 | 12520
3 | SCE | 2025 | 1 | 29 | 18 | 13303 | 1400.41 | 11902.59 | 425 | 6.06 | 11471.53 | 11564.53 | SCE | Planning_Scenario | 2026 | 1 | 28 | 18 | 13396
1 | SCE | 2025 | 1 | 29 | 19 | 13312 | 1403.4 | 11908.6 | 425 | 7.52 | 11476.08 | 11630.08 | SCE | Planning_Scenario | 2026 | 1 | 28 | 19 | 13466
2 | SCE | 2025 | 1 | 29 | 20 | 13344 | 1397.56 | 11946.44 | 425 | 6.92 | 11514.52 | 11343.52 | SCE | Planning_Scenario | 2026 | 1 | 28 | 20 | 13173
4 | SCE | 2025 | 1 | 29 | 21 | 13011 | 1394.7 | 11616.3 | 425 | 7.92 | 11183.38 | 11038.38 | SCE | Planning_Scenario | 2026 | 1 | 28 | 21 | 12866
5 | SCE | 2025 | 1 | 29 | 22 | 12612 | 1392.51 | 11219.49 | 0 | 5.88 | 11213.61 | 11221.61 | SCE | Planning_Scenario | 2026 | 1 | 28 | 22 | 12620
9 | SCE | 2025 | 1 | 29 | 23 | 11985 | 1438.05 | 10546.95 | 0 | 3.66 | 10543.29 | 10651.29 | SCE | Planning_Scenario | 2026 | 1 | 28 | 23 | 12093
11 | SCE | 2025 | 1 | 29 | 24 | 11461 | 1463.49 | 9997.51 | 0 | 2.77 | 9994.74 | 10161.74 | SCE | Planning_Scenario | 2026 | 1 | 28 | 24 | 11628
13 | SCE | 2025 | 2 | 12 | 1 | 10583 | 1465.03 | 9117.97 | 0 | 0.49 | 9117.48 | 9647.48 | SCE | Planning_Scenario | 2026 | 2 | 11 | 1 | 11113
16 | SCE | 2025 | 2 | 12 | 2 | 10084 | 1445.96 | 8638.04 | 0 | 0.58 | 8637.46 | 9124.46 | SCE | Planning_Scenario | 2026 | 2 | 11 | 2 | 10571
20 | SCE | 2025 | 2 | 12 | 3 | 9688 | 1410.63 | 8277.37 | 0 | 0.3 | 8277.07 | 8749.07 | SCE | Planning_Scenario | 2026 | 2 | 11 | 3 | 10160
21 | SCE | 2025 | 2 | 12 | 4 | 9539 | 1386.63 | 8152.37 | 0 | -0.08 | 8152.45 | 8623.45 | SCE | Planning_Scenario | 2026 | 2 | 11 | 4 | 10010
19 | SCE | 2025 | 2 | 12 | 5 | 9786 | 1397.18 | 8388.82 | 0 | -0.25 | 8389.07 | 8868.07 | SCE | Planning_Scenario | 2026 | 2 | 11 | 5 | 10265
15 | SCE | 2025 | 2 | 12 | 6 | 10432 | 1408.9 | 9023.1 | 0 | -0.17 | 9023.27 | 9521.27 | SCE | Planning_Scenario | 2026 | 2 | 11 | 6 | 10930
8 | SCE | 2025 | 2 | 12 | 7 | 11304 | 1416.08 | 9887.92 | 0 | -1.08 | 9889 | 10434 | SCE | Planning_Scenario | 2026 | 2 | 11 | 7 | 11849
6 | SCE | 2025 | 2 | 12 | 8 | 11566 | 1436.16 | 10129.84 | 0 | -0.84 | 10130.68 | 10734.68 | SCE | Planning_Scenario | 2026 | 2 | 11 | 8 | 12170
7 | SCE | 2025 | 2 | 12 | 9 | 11357 | 1446.82 | 9910.18 | 0 | -3.16 | 9913.34 | 10386.34 | SCE | Planning_Scenario | 2026 | 2 | 11 | 9 | 11830
12 | SCE | 2025 | 2 | 12 | 10 | 10873 | 1459.8 | 9413.2 | 0 | -2.78 | 9415.98 | 9814.98 | SCE | Planning_Scenario | 2026 | 2 | 11 | 10 | 11272
17 | SCE | 2025 | 2 | 12 | 11 | 10336 | 1471.83 | 8864.17 | -300 | -1.01 | 9165.18 | 9777.18 | SCE | Planning_Scenario | 2026 | 2 | 11 | 11 | 10948
22 | SCE | 2025 | 2 | 12 | 12 | 10040 | 1459.9 | 8580.1 | -425 | 1.5 | 9003.6 | 9619.6 | SCE | Planning_Scenario | 2026 | 2 | 11 | 12 | 10656
24 | SCE | 2025 | 2 | 12 | 13 | 10058 | 1405.32 | 8652.68 | -425 | 3.08 | 9074.6 | 9708.6 | SCE | Planning_Scenario | 2026 | 2 | 11 | 13 | 10692
23 | SCE | 2025 | 2 | 12 | 14 | 10308 | 1402.77 | 8905.23 | -425 | 3.11 | 9327.12 | 9936.12 | SCE | Planning_Scenario | 2026 | 2 | 11 | 14 | 10917
18 | SCE | 2025 | 2 | 12 | 15 | 10766 | 1369.98 | 9396.02 | -425 | 3.04 | 9817.98 | 10433.98 | SCE | Planning_Scenario | 2026 | 2 | 11 | 15 | 11382
14 | SCE | 2025 | 2 | 12 | 16 | 11418 | 1318.32 | 10099.68 | 0 | 3.4 | 10096.28 | 10606.28 | SCE | Planning_Scenario | 2026 | 2 | 11 | 16 | 11928
10 | SCE | 2025 | 2 | 12 | 17 | 12027 | 1297.28 | 10729.72 | 0 | 5.73 | 10723.99 | 11191.99 | SCE | Planning_Scenario | 2026 | 2 | 11 | 17 | 12495
3 | SCE | 2025 | 2 | 12 | 18 | 12750 | 1323.87 | 11426.13 | 425 | 6.12 | 10995.01 | 11423.01 | SCE | Planning_Scenario | 2026 | 2 | 11 | 18 | 13178
1 | SCE | 2025 | 2 | 12 | 19 | 13032 | 1362.22 | 11669.78 | 425 | 7.7 | 11237.08 | 11681.08 | SCE | Planning_Scenario | 2026 | 2 | 11 | 19 | 13476
2 | SCE | 2025 | 2 | 12 | 20 | 12901 | 1359.2 | 11541.8 | 425 | 7.01 | 11109.79 | 11343.79 | SCE | Planning_Scenario | 2026 | 2 | 11 | 20 | 13135
4 | SCE | 2025 | 2 | 12 | 21 | 12413 | 1357.62 | 11055.38 | 425 | 8.05 | 10622.33 | 10999.33 | SCE | Planning_Scenario | 2026 | 2 | 11 | 21 | 12790
5 | SCE | 2025 | 2 | 12 | 22 | 12047 | 1357.49 | 10689.51 | 0 | 5.99 | 10683.52 | 11140.52 | SCE | Planning_Scenario | 2026 | 2 | 11 | 22 | 12504
9 | SCE | 2025 | 2 | 12 | 23 | 11480 | 1418.06 | 10061.94 | 0 | 3.73 | 10058.21 | 10538.21 | SCE | Planning_Scenario | 2026 | 2 | 11 | 23 | 11960
11 | SCE | 2025 | 2 | 12 | 24 | 11033 | 1453.84 | 9579.16 | 0 | 2.84 | 9576.32 | 10079.32 | SCE | Planning_Scenario | 2026 | 2 | 11 | 24 | 11536
15 | SCE | 2025 | 3 | 19 | 1 | 10215 | 1524.81 | 8690.19 | 0 | 0.47 | 8689.72 | 9135.72 | SCE | Planning_Scenario | 2026 | 3 | 18 | 1 | 10661
18 | SCE | 2025 | 3 | 19 | 2 | 9738 | 1526.7 | 8211.3 | 0 | 0.58 | 8210.72 | 8688.72 | SCE | Planning_Scenario | 2026 | 3 | 18 | 2 | 10216
22 | SCE | 2025 | 3 | 19 | 3 | 9453 | 1526.99 | 7926.01 | 0 | 0.28 | 7925.73 | 8389.73 | SCE | Planning_Scenario | 2026 | 3 | 18 | 3 | 9917
20 | SCE | 2025 | 3 | 19 | 4 | 9536 | 1528.67 | 8007.33 | 0 | -0.08 | 8007.41 | 8482.41 | SCE | Planning_Scenario | 2026 | 3 | 18 | 4 | 10011
17 | SCE | 2025 | 3 | 19 | 5 | 9882 | 1508.59 | 8373.41 | 0 | -0.26 | 8373.67 | 8903.67 | SCE | Planning_Scenario | 2026 | 3 | 18 | 5 | 10412
13 | SCE | 2025 | 3 | 19 | 6 | 10536 | 1479.59 | 9056.41 | 0 | -0.16 | 9056.57 | 9711.57 | SCE | Planning_Scenario | 2026 | 3 | 18 | 6 | 11191
8 | SCE | 2025 | 3 | 19 | 7 | 11069 | 1461.39 | 9607.61 | 0 | -1.02 | 9608.63 | 10312.63 | SCE | Planning_Scenario | 2026 | 3 | 18 | 7 | 11773
9 | SCE | 2025 | 3 | 19 | 8 | 11020 | 1468.98 | 9551.02 | 0 | -0.81 | 9551.83 | 10274.83 | SCE | Planning_Scenario | 2026 | 3 | 18 | 8 | 11743
11 | SCE | 2025 | 3 | 19 | 9 | 10698 | 1482.94 | 9215.06 | 0 | -2.96 | 9218.02 | 9783.02 | SCE | Planning_Scenario | 2026 | 3 | 18 | 9 | 11263
16 | SCE | 2025 | 3 | 19 | 10 | 10200 | 1468.72 | 8731.28 | 0 | -2.56 | 8733.84 | 9320.84 | SCE | Planning_Scenario | 2026 | 3 | 18 | 10 | 10787
21 | SCE | 2025 | 3 | 19 | 11 | 9769 | 1444.26 | 8324.74 | -300 | -0.89 | 8625.63 | 9411.63 | SCE | Planning_Scenario | 2026 | 3 | 18 | 11 | 10555
24 | SCE | 2025 | 3 | 19 | 12 | 9760 | 1370.42 | 8389.58 | -425 | 1.42 | 8813.16 | 9517.16 | SCE | Planning_Scenario | 2026 | 3 | 18 | 12 | 10464
23 | SCE | 2025 | 3 | 19 | 13 | 10003 | 1331.56 | 8671.44 | -425 | 2.95 | 9093.49 | 9762.49 | SCE | Planning_Scenario | 2026 | 3 | 18 | 13 | 10672
19 | SCE | 2025 | 3 | 19 | 14 | 10443 | 1315.7 | 9127.3 | -425 | 2.98 | 9549.32 | 10222.32 | SCE | Planning_Scenario | 2026 | 3 | 18 | 14 | 11116
14 | SCE | 2025 | 3 | 19 | 15 | 11044 | 1336.28 | 9707.72 | -425 | 2.95 | 10129.77 | 10736.77 | SCE | Planning_Scenario | 2026 | 3 | 18 | 15 | 11651
12 | SCE | 2025 | 3 | 19 | 16 | 11584 | 1327.74 | 10256.26 | 0 | 3.31 | 10252.95 | 10745.95 | SCE | Planning_Scenario | 2026 | 3 | 18 | 16 | 12077
6 | SCE | 2025 | 3 | 19 | 17 | 12342 | 1310.35 | 11031.65 | 0 | 5.69 | 11025.96 | 11404.96 | SCE | Planning_Scenario | 2026 | 3 | 18 | 17 | 12721
3 | SCE | 2025 | 3 | 19 | 18 | 12931 | 1319.52 | 11611.48 | 0 | 6.02 | 11605.46 | 12001.46 | SCE | Planning_Scenario | 2026 | 3 | 18 | 18 | 13327
1 | SCE | 2025 | 3 | 19 | 19 | 13278 | 1359.45 | 11918.55 | 0 | 7.46 | 11911.09 | 12381.09 | SCE | Planning_Scenario | 2026 | 3 | 18 | 19 | 13748
2 | SCE | 2025 | 3 | 19 | 20 | 13134 | 1356.1 | 11777.9 | 425 | 6.87 | 11346.03 | 11511.03 | SCE | Planning_Scenario | 2026 | 3 | 18 | 20 | 13299
4 | SCE | 2025 | 3 | 19 | 21 | 12724 | 1353.06 | 11370.94 | 425 | 7.92 | 10938.02 | 11264.02 | SCE | Planning_Scenario | 2026 | 3 | 18 | 21 | 13050
5 | SCE | 2025 | 3 | 19 | 22 | 12118 | 1390.45 | 10727.55 | 0 | 5.85 | 10721.7 | 11183.7 | SCE | Planning_Scenario | 2026 | 3 | 18 | 22 | 12580
7 | SCE | 2025 | 3 | 19 | 23 | 11552 | 1438.6 | 10113.4 | 425 | 3.62 | 9684.78 | 10197.78 | SCE | Planning_Scenario | 2026 | 3 | 18 | 23 | 12065
10 | SCE | 2025 | 3 | 19 | 24 | 11005 | 1515.81 | 9489.19 | 425 | 2.74 | 9061.45 | 9589.45 | SCE | Planning_Scenario | 2026 | 3 | 18 | 24 | 11533
13 | SCE | 2025 | 4 | 30 | 1 | 10553 | 1654.61 | 8898.39 | 0 | 0.49 | 8897.9 | 9389.9 | SCE | Planning_Scenario | 2026 | 4 | 22 | 1 | 11045
17 | SCE | 2025 | 4 | 30 | 2 | 10081 | 1649.62 | 8431.38 | 0 | 0.62 | 8430.76 | 8876.76 | SCE | Planning_Scenario | 2026 | 4 | 22 | 2 | 10527
21 | SCE | 2025 | 4 | 30 | 3 | 9739 | 1642.77 | 8096.23 | 0 | 0.32 | 8095.91 | 8527.91 | SCE | Planning_Scenario | 2026 | 4 | 22 | 3 | 10171
20 | SCE | 2025 | 4 | 30 | 4 | 9740 | 1652.98 | 8087.02 | 0 | -0.06 | 8087.08 | 8568.08 | SCE | Planning_Scenario | 2026 | 4 | 22 | 4 | 10221
18 | SCE | 2025 | 4 | 30 | 5 | 10099 | 1645 | 8454 | 0 | -0.29 | 8454.29 | 8973.29 | SCE | Planning_Scenario | 2026 | 4 | 22 | 5 | 10618
12 | SCE | 2025 | 4 | 30 | 6 | 10499 | 1565.83 | 8933.17 | 0 | -0.14 | 8933.31 | 9501.31 | SCE | Planning_Scenario | 2026 | 4 | 22 | 6 | 11067
11 | SCE | 2025 | 4 | 30 | 7 | 10542 | 1556.76 | 8985.24 | 0 | -1.02 | 8986.26 | 9735.26 | SCE | Planning_Scenario | 2026 | 4 | 22 | 7 | 11291
14 | SCE | 2025 | 4 | 30 | 8 | 10576 | 1568.7 | 9007.3 | 0 | -0.81 | 9008.11 | 9844.11 | SCE | Planning_Scenario | 2026 | 4 | 22 | 8 | 11412
16 | SCE | 2025 | 4 | 30 | 9 | 10413 | 1574.54 | 8838.46 | 0 | -2.84 | 8841.3 | 9708.3 | SCE | Planning_Scenario | 2026 | 4 | 22 | 9 | 11280
22 | SCE | 2025 | 4 | 30 | 10 | 10135 | 1600.93 | 8534.07 | -300 | -2.5 | 8836.57 | 9741.57 | SCE | Planning_Scenario | 2026 | 4 | 22 | 10 | 11040
24 | SCE | 2025 | 4 | 30 | 11 | 10208 | 1631.07 | 8576.93 | -425 | -0.88 | 9002.81 | 9724.81 | SCE | Planning_Scenario | 2026 | 4 | 22 | 11 | 10930
23 | SCE | 2025 | 4 | 30 | 12 | 10613 | 1643.66 | 8969.34 | -425 | 1.57 | 9392.77 | 9983.77 | SCE | Planning_Scenario | 2026 | 4 | 22 | 12 | 11204
19 | SCE | 2025 | 4 | 30 | 13 | 11099 | 1642.48 | 9456.52 | -425 | 3.53 | 9877.99 | 10579.99 | SCE | Planning_Scenario | 2026 | 4 | 22 | 13 | 11801
15 | SCE | 2025 | 4 | 30 | 14 | 11773 | 1637.65 | 10135.35 | -425 | 3.77 | 10556.58 | 11311.58 | SCE | Planning_Scenario | 2026 | 4 | 22 | 14 | 12528
10 | SCE | 2025 | 4 | 30 | 15 | 12618 | 1638.99 | 10979.01 | 0 | 3.86 | 10975.15 | 11703.15 | SCE | Planning_Scenario | 2026 | 4 | 22 | 15 | 13346
7 | SCE | 2025 | 4 | 30 | 16 | 13233 | 1615.38 | 11617.62 | 0 | 4.42 | 11613.2 | 12248.2 | SCE | Planning_Scenario | 2026 | 4 | 22 | 16 | 13868
5 | SCE | 2025 | 4 | 30 | 17 | 13891 | 1587.5 | 12303.5 | 0 | 7.01 | 12296.49 | 12769.49 | SCE | Planning_Scenario | 2026 | 4 | 22 | 17 | 14364
3 | SCE | 2025 | 4 | 30 | 18 | 14141 | 1572.44 | 12568.56 | 0 | 7.06 | 12561.5 | 13056.5 | SCE | Planning_Scenario | 2026 | 4 | 22 | 18 | 14636
1 | SCE | 2025 | 4 | 30 | 19 | 14273 | 1572.01 | 12700.99 | 0 | 8.52 | 12692.47 | 13242.47 | SCE | Planning_Scenario | 2026 | 4 | 22 | 19 | 14823
2 | SCE | 2025 | 4 | 30 | 20 | 14009 | 1589.6 | 12419.4 | 425 | 7.75 | 11986.65 | 12510.65 | SCE | Planning_Scenario | 2026 | 4 | 22 | 20 | 14533
4 | SCE | 2025 | 4 | 30 | 21 | 13570 | 1570.49 | 11999.51 | 425 | 8.95 | 11565.56 | 12012.56 | SCE | Planning_Scenario | 2026 | 4 | 22 | 21 | 14017
6 | SCE | 2025 | 4 | 30 | 22 | 12771 | 1582.66 | 11188.34 | 0 | 6.55 | 11181.79 | 11684.79 | SCE | Planning_Scenario | 2026 | 4 | 22 | 22 | 13274
8 | SCE | 2025 | 4 | 30 | 23 | 12060 | 1585.5 | 10474.5 | 425 | 3.96 | 10045.54 | 10556.54 | SCE | Planning_Scenario | 2026 | 4 | 22 | 23 | 12571
9 | SCE | 2025 | 4 | 30 | 24 | 11398 | 1651.27 | 9746.73 | 425 | 2.96 | 9318.77 | 9866.77 | SCE | Planning_Scenario | 2026 | 4 | 22 | 24 | 11946
17 | SCE | 2025 | 5 | 29 | 1 | 11177 | 1606.88 | 9570.12 | 0 | 0.53 | 9569.59 | 9384.59 | SCE | Planning_Scenario | 2026 | 5 | 27 | 1 | 10992
21 | SCE | 2025 | 5 | 29 | 2 | 10624 | 1587.37 | 9036.63 | 0 | 0.68 | 9035.95 | 8866.95 | SCE | Planning_Scenario | 2026 | 5 | 27 | 2 | 10455
23 | SCE | 2025 | 5 | 29 | 3 | 10280 | 1581.32 | 8698.68 | 0 | 0.34 | 8698.34 | 8560.34 | SCE | Planning_Scenario | 2026 | 5 | 27 | 3 | 10142
24 | SCE | 2025 | 5 | 29 | 4 | 10219 | 1580.88 | 8638.12 | 0 | -0.08 | 8638.2 | 8559.2 | SCE | Planning_Scenario | 2026 | 5 | 27 | 4 | 10140
22 | SCE | 2025 | 5 | 29 | 5 | 10458 | 1564.65 | 8893.35 | 0 | -0.31 | 8893.66 | 8913.66 | SCE | Planning_Scenario | 2026 | 5 | 27 | 5 | 10478
20 | SCE | 2025 | 5 | 29 | 6 | 10629 | 1493.19 | 9135.81 | 0 | -0.13 | 9135.94 | 9201.94 | SCE | Planning_Scenario | 2026 | 5 | 27 | 6 | 10695
16 | SCE | 2025 | 5 | 29 | 7 | 11005 | 1461.95 | 9543.05 | 0 | -1.11 | 9544.16 | 9468.16 | SCE | Planning_Scenario | 2026 | 5 | 27 | 7 | 10929
13 | SCE | 2025 | 5 | 29 | 8 | 11443 | 1469.25 | 9973.75 | 0 | -0.88 | 9974.63 | 9558.63 | SCE | Planning_Scenario | 2026 | 5 | 27 | 8 | 11027
15 | SCE | 2025 | 5 | 29 | 9 | 11495 | 1483.61 | 10011.39 | 0 | -3.28 | 10014.67 | 9367.67 | SCE | Planning_Scenario | 2026 | 5 | 27 | 9 | 10848
18 | SCE | 2025 | 5 | 29 | 10 | 11753 | 1514.4 | 10238.6 | 0 | -2.95 | 10241.55 | 9003.55 | SCE | Planning_Scenario | 2026 | 5 | 27 | 10 | 10515
19 | SCE | 2025 | 5 | 29 | 11 | 11830 | 1544.6 | 10285.4 | -425 | -1.11 | 10711.51 | 9159.51 | SCE | Planning_Scenario | 2026 | 5 | 27 | 11 | 10278
14 | SCE | 2025 | 5 | 29 | 12 | 12351 | 1582.45 | 10768.55 | -425 | 1.75 | 11191.8 | 9123.8 | SCE | Planning_Scenario | 2026 | 5 | 27 | 12 | 10283
12 | SCE | 2025 | 5 | 29 | 13 | 13044 | 1605.04 | 11438.96 | -425 | 3.83 | 11860.13 | 9349.13 | SCE | Planning_Scenario | 2026 | 5 | 27 | 13 | 10533
10 | SCE | 2025 | 5 | 29 | 14 | 13966 | 1629.6 | 12336.4 | -425 | 4.02 | 12757.38 | 9724.38 | SCE | Planning_Scenario | 2026 | 5 | 27 | 14 | 10933
8 | SCE | 2025 | 5 | 29 | 15 | 14938 | 1659.11 | 13278.89 | 0 | 4.05 | 13274.84 | 9845.84 | SCE | Planning_Scenario | 2026 | 5 | 27 | 15 | 11509
6 | SCE | 2025 | 5 | 29 | 16 | 15563 | 1682.74 | 13880.26 | -300 | 4.57 | 14175.69 | 10647.69 | SCE | Planning_Scenario | 2026 | 5 | 27 | 16 | 12035
4 | SCE | 2025 | 5 | 29 | 17 | 15957 | 1679.93 | 14277.07 | 0 | 7.21 | 14269.86 | 11046.86 | SCE | Planning_Scenario | 2026 | 5 | 27 | 17 | 12734
2 | SCE | 2025 | 5 | 29 | 18 | 15900 | 1656.8 | 14243.2 | 0 | 7.3 | 14235.9 | 11555.9 | SCE | Planning_Scenario | 2026 | 5 | 27 | 18 | 13220
1 | SCE | 2025 | 5 | 29 | 19 | 15666 | 1622.43 | 14043.57 | 0 | 8.78 | 14034.79 | 11761.79 | SCE | Planning_Scenario | 2026 | 5 | 27 | 19 | 13393
3 | SCE | 2025 | 5 | 29 | 20 | 15044 | 1611.53 | 13432.47 | 425 | 7.83 | 12999.64 | 11482.64 | SCE | Planning_Scenario | 2026 | 5 | 27 | 20 | 13527
5 | SCE | 2025 | 5 | 29 | 21 | 14646 | 1600.71 | 13045.29 | 425 | 9.16 | 12611.13 | 11303.13 | SCE | Planning_Scenario | 2026 | 5 | 27 | 21 | 13338
7 | SCE | 2025 | 5 | 29 | 22 | 13838 | 1614.31 | 12223.69 | 425 | 6.79 | 11791.9 | 10690.9 | SCE | Planning_Scenario | 2026 | 5 | 27 | 22 | 12737
9 | SCE | 2025 | 5 | 29 | 23 | 13006 | 1615.25 | 11390.75 | 425 | 4.18 | 10961.57 | 10149.57 | SCE | Planning_Scenario | 2026 | 5 | 27 | 23 | 12194
11 | SCE | 2025 | 5 | 29 | 24 | 12309 | 1677.88 | 10631.12 | 0 | 3.15 | 10627.97 | 10025.97 | SCE | Planning_Scenario | 2026 | 5 | 27 | 24 | 11707
19 | SCE | 2025 | 6 | 30 | 1 | 12335 | 1898.13 | 10436.87 | 0 | 0.55 | 10436.32 | 10829.32 | SCE | Planning_Scenario | 2026 | 6 | 24 | 1 | 12728
21 | SCE | 2025 | 6 | 30 | 2 | 11642 | 1838.27 | 9803.73 | 0 | 0.7 | 9803.03 | 10107.03 | SCE | Planning_Scenario | 2026 | 6 | 24 | 2 | 11946
23 | SCE | 2025 | 6 | 30 | 3 | 11196 | 1804.53 | 9391.47 | 0 | 0.37 | 9391.1 | 9675.1 | SCE | Planning_Scenario | 2026 | 6 | 24 | 3 | 11480
24 | SCE | 2025 | 6 | 30 | 4 | 11138 | 1793.27 | 9344.73 | 0 | -0.07 | 9344.8 | 9668.8 | SCE | Planning_Scenario | 2026 | 6 | 24 | 4 | 11462
22 | SCE | 2025 | 6 | 30 | 5 | 11418 | 1795.79 | 9622.21 | 0 | -0.34 | 9622.55 | 9924.55 | SCE | Planning_Scenario | 2026 | 6 | 24 | 5 | 11720
20 | SCE | 2025 | 6 | 30 | 6 | 11685 | 1718.74 | 9966.26 | 0 | -0.14 | 9966.4 | 10339.4 | SCE | Planning_Scenario | 2026 | 6 | 24 | 6 | 12058
18 | SCE | 2025 | 6 | 30 | 7 | 12255 | 1708.24 | 10546.76 | 0 | -1.14 | 10547.9 | 10954.9 | SCE | Planning_Scenario | 2026 | 6 | 24 | 7 | 12662
17 | SCE | 2025 | 6 | 30 | 8 | 12677 | 1759.18 | 10917.82 | 0 | -0.91 | 10918.73 | 11491.73 | SCE | Planning_Scenario | 2026 | 6 | 24 | 8 | 13250
16 | SCE | 2025 | 6 | 30 | 9 | 13018 | 1815.84 | 11202.16 | 0 | -3.47 | 11205.63 | 11619.63 | SCE | Planning_Scenario | 2026 | 6 | 24 | 9 | 13432
15 | SCE | 2025 | 6 | 30 | 10 | 13447 | 1886.62 | 11560.38 | 0 | -3.24 | 11563.62 | 11912.62 | SCE | Planning_Scenario | 2026 | 6 | 24 | 10 | 13796
14 | SCE | 2025 | 6 | 30 | 11 | 14053 | 1947.4 | 12105.6 | 0 | -1.26 | 12106.86 | 12398.86 | SCE | Planning_Scenario | 2026 | 6 | 24 | 11 | 14345
12 | SCE | 2025 | 6 | 30 | 12 | 14694 | 2008.84 | 12685.16 | 0 | 1.97 | 12683.19 | 13117.19 | SCE | Planning_Scenario | 2026 | 6 | 24 | 12 | 15128
10 | SCE | 2025 | 6 | 30 | 13 | 15666 | 2045.26 | 13620.74 | 0 | 4.3 | 13616.44 | 14138.44 | SCE | Planning_Scenario | 2026 | 6 | 24 | 13 | 16188
8 | SCE | 2025 | 6 | 30 | 14 | 16758 | 2063.89 | 14694.11 | 0 | 4.57 | 14689.54 | 15250.54 | SCE | Planning_Scenario | 2026 | 6 | 24 | 14 | 17319
6 | SCE | 2025 | 6 | 30 | 15 | 17567 | 2087.79 | 15479.21 | 0 | 4.58 | 15474.63 | 16279.63 | SCE | Planning_Scenario | 2026 | 6 | 24 | 15 | 18372
4 | SCE | 2025 | 6 | 30 | 16 | 18435 | 2048.92 | 16386.08 | 0 | 5.18 | 16380.9 | 16676.9 | SCE | Planning_Scenario | 2026 | 6 | 24 | 16 | 18731
2 | SCE | 2025 | 6 | 30 | 17 | 18820 | 1988.18 | 16831.82 | 0 | 8.04 | 16823.78 | 17025.78 | SCE | Planning_Scenario | 2026 | 6 | 24 | 17 | 19022
1 | SCE | 2025 | 6 | 30 | 18 | 18665 | 1921.29 | 16743.71 | 0 | 8.06 | 16735.65 | 17011.65 | SCE | Planning_Scenario | 2026 | 6 | 24 | 18 | 18941
3 | SCE | 2025 | 6 | 30 | 19 | 18024 | 1852.55 | 16171.45 | 0 | 9.55 | 16161.9 | 16442.9 | SCE | Planning_Scenario | 2026 | 6 | 24 | 19 | 18305
5 | SCE | 2025 | 6 | 30 | 20 | 17225 | 1817.34 | 15407.66 | 0 | 8.37 | 15399.29 | 15997.29 | SCE | Planning_Scenario | 2026 | 6 | 24 | 20 | 17823
7 | SCE | 2025 | 6 | 30 | 21 | 16523 | 1785.98 | 14737.02 | 0 | 9.81 | 14727.21 | 15405.21 | SCE | Planning_Scenario | 2026 | 6 | 24 | 21 | 17201
9 | SCE | 2025 | 6 | 30 | 22 | 15530 | 1781.05 | 13748.95 | 0 | 7.16 | 13741.79 | 14270.79 | SCE | Planning_Scenario | 2026 | 6 | 24 | 22 | 16059
11 | SCE | 2025 | 6 | 30 | 23 | 14474 | 1787.17 | 12686.83 | 0 | 4.4 | 12682.43 | 13171.43 | SCE | Planning_Scenario | 2026 | 6 | 24 | 23 | 14963
13 | SCE | 2025 | 6 | 30 | 24 | 13658 | 1842.57 | 11815.43 | 0 | 3.3 | 11812.13 | 12171.13 | SCE | Planning_Scenario | 2026 | 6 | 24 | 24 | 14017
19 | SCE | 2025 | 7 | 23 | 1 | 13846 | 1919.08 | 11926.92 | 0 | 0.45 | 11926.47 | 12036.47 | SCE | Planning_Scenario | 2026 | 7 | 22 | 1 | 13956
21 | SCE | 2025 | 7 | 23 | 2 | 13029 | 1886.77 | 11142.23 | 0 | 0.74 | 11141.49 | 11277.49 | SCE | Planning_Scenario | 2026 | 7 | 22 | 2 | 13165
23 | SCE | 2025 | 7 | 23 | 3 | 12519 | 1857.91 | 10661.09 | 0 | 0.45 | 10660.64 | 10822.64 | SCE | Planning_Scenario | 2026 | 7 | 22 | 3 | 12681
24 | SCE | 2025 | 7 | 23 | 4 | 12371 | 1861.36 | 10509.64 | 0 | -0.04 | 10509.68 | 10729.68 | SCE | Planning_Scenario | 2026 | 7 | 22 | 4 | 12591
22 | SCE | 2025 | 7 | 23 | 5 | 12629 | 1884.98 | 10744.02 | 0 | -0.38 | 10744.4 | 11034.4 | SCE | Planning_Scenario | 2026 | 7 | 22 | 5 | 12919
20 | SCE | 2025 | 7 | 23 | 6 | 12956 | 1853.03 | 11102.97 | 0 | -0.26 | 11103.23 | 11411.23 | SCE | Planning_Scenario | 2026 | 7 | 22 | 6 | 13264
18 | SCE | 2025 | 7 | 23 | 7 | 13610 | 1877.25 | 11732.75 | 0 | -1.05 | 11733.8 | 12231.8 | SCE | Planning_Scenario | 2026 | 7 | 22 | 7 | 14108
17 | SCE | 2025 | 7 | 23 | 8 | 14363 | 1901.19 | 12461.81 | 0 | -0.45 | 12462.26 | 12889.26 | SCE | Planning_Scenario | 2026 | 7 | 22 | 8 | 14790
16 | SCE | 2025 | 7 | 23 | 9 | 14998 | 1950.14 | 13047.86 | 0 | -1.94 | 13049.8 | 13486.8 | SCE | Planning_Scenario | 2026 | 7 | 22 | 9 | 15435
14 | SCE | 2025 | 7 | 23 | 10 | 15727 | 2003.8 | 13723.2 | 0 | -1.95 | 13725.15 | 14192.15 | SCE | Planning_Scenario | 2026 | 7 | 22 | 10 | 16194
13 | SCE | 2025 | 7 | 23 | 11 | 16553 | 2056.27 | 14496.73 | 0 | -0.65 | 14497.38 | 15212.38 | SCE | Planning_Scenario | 2026 | 7 | 22 | 11 | 17268
11 | SCE | 2025 | 7 | 23 | 12 | 17588 | 2101.11 | 15486.89 | 0 | 1.4 | 15485.49 | 16384.49 | SCE | Planning_Scenario | 2026 | 7 | 22 | 12 | 18487
9 | SCE | 2025 | 7 | 23 | 13 | 18781 | 2107.95 | 16673.05 | 0 | 3.05 | 16670 | 17732 | SCE | Planning_Scenario | 2026 | 7 | 22 | 13 | 19843
7 | SCE | 2025 | 7 | 23 | 14 | 20249 | 2135.72 | 18113.28 | 0 | 3.25 | 18110.03 | 19097.03 | SCE | Planning_Scenario | 2026 | 7 | 22 | 14 | 21236
5 | SCE | 2025 | 7 | 23 | 15 | 21545 | 2164.8 | 19380.2 | 0 | 3.51 | 19376.69 | 20345.69 | SCE | Planning_Scenario | 2026 | 7 | 22 | 15 | 22514
3 | SCE | 2025 | 7 | 23 | 16 | 22109 | 2165.56 | 19943.44 | 0 | 4.16 | 19939.28 | 20696.28 | SCE | Planning_Scenario | 2026 | 7 | 22 | 16 | 22866
1 | SCE | 2025 | 7 | 23 | 17 | 21799 | 2152.65 | 19646.35 | 0 | 7.06 | 19639.29 | 20645.29 | SCE | Planning_Scenario | 2026 | 7 | 22 | 17 | 22805
2 | SCE | 2025 | 7 | 23 | 18 | 21362 | 2115.14 | 19246.86 | 0 | 7.58 | 19239.28 | 20060.28 | SCE | Planning_Scenario | 2026 | 7 | 22 | 18 | 22183
4 | SCE | 2025 | 7 | 23 | 19 | 20437 | 2037.84 | 18399.16 | 0 | 9.35 | 18389.81 | 18955.81 | SCE | Planning_Scenario | 2026 | 7 | 22 | 19 | 21003
6 | SCE | 2025 | 7 | 23 | 20 | 19459 | 1993.41 | 17465.59 | 0 | 8.31 | 17457.28 | 18030.28 | SCE | Planning_Scenario | 2026 | 7 | 22 | 20 | 20032
8 | SCE | 2025 | 7 | 23 | 21 | 18728 | 1964.93 | 16763.07 | 0 | 9.25 | 16753.82 | 17362.82 | SCE | Planning_Scenario | 2026 | 7 | 22 | 21 | 19337
10 | SCE | 2025 | 7 | 23 | 22 | 17408 | 1961.36 | 15446.64 | 0 | 6.89 | 15439.75 | 16045.75 | SCE | Planning_Scenario | 2026 | 7 | 22 | 22 | 18014
12 | SCE | 2025 | 7 | 23 | 23 | 16219 | 1942.68 | 14276.32 | 0 | 4.29 | 14272.03 | 14826.03 | SCE | Planning_Scenario | 2026 | 7 | 22 | 23 | 16773
15 | SCE | 2025 | 7 | 23 | 24 | 15066 | 1941.34 | 13124.66 | 0 | 3.16 | 13121.5 | 13746.5 | SCE | Planning_Scenario | 2026 | 7 | 22 | 24 | 15691
19 | SCE | 2025 | 8 | 13 | 1 | 13455 | 1817.77 | 11637.23 | 0 | 0.44 | 11636.79 | 12428.79 | SCE | Planning_Scenario | 2026 | 8 | 12 | 1 | 14247
21 | SCE | 2025 | 8 | 13 | 2 | 12698 | 1805.8 | 10892.2 | 0 | 0.73 | 10891.47 | 11602.47 | SCE | Planning_Scenario | 2026 | 8 | 12 | 2 | 13409
23 | SCE | 2025 | 8 | 13 | 3 | 12162 | 1776.45 | 10385.55 | 0 | 0.45 | 10385.1 | 11052.1 | SCE | Planning_Scenario | 2026 | 8 | 12 | 3 | 12829
24 | SCE | 2025 | 8 | 13 | 4 | 12067 | 1791.27 | 10275.73 | 0 | -0.06 | 10275.79 | 10944.79 | SCE | Planning_Scenario | 2026 | 8 | 12 | 4 | 12736
22 | SCE | 2025 | 8 | 13 | 5 | 12390 | 1822.3 | 10567.7 | 0 | -0.4 | 10568.1 | 11347.1 | SCE | Planning_Scenario | 2026 | 8 | 12 | 5 | 13169
20 | SCE | 2025 | 8 | 13 | 6 | 12830 | 1798.33 | 11031.67 | 0 | -0.27 | 11031.94 | 11909.94 | SCE | Planning_Scenario | 2026 | 8 | 12 | 6 | 13708
18 | SCE | 2025 | 8 | 13 | 7 | 13299 | 1784.35 | 11514.65 | 0 | -0.98 | 11515.63 | 12538.63 | SCE | Planning_Scenario | 2026 | 8 | 12 | 7 | 14322
17 | SCE | 2025 | 8 | 13 | 8 | 13806 | 1824.66 | 11981.34 | 0 | -0.41 | 11981.75 | 13106.75 | SCE | Planning_Scenario | 2026 | 8 | 12 | 8 | 14931
16 | SCE | 2025 | 8 | 13 | 9 | 14259 | 1877.26 | 12381.74 | 0 | -1.9 | 12383.64 | 13751.64 | SCE | Planning_Scenario | 2026 | 8 | 12 | 9 | 15627
15 | SCE | 2025 | 8 | 13 | 10 | 14924 | 1955.41 | 12968.59 | 0 | -1.98 | 12970.57 | 14487.57 | SCE | Planning_Scenario | 2026 | 8 | 12 | 10 | 16441
13 | SCE | 2025 | 8 | 13 | 11 | 15736 | 2044.8 | 13691.2 | 0 | -0.67 | 13691.87 | 15738.87 | SCE | Planning_Scenario | 2026 | 8 | 12 | 11 | 17783
11 | SCE | 2025 | 8 | 13 | 12 | 16667 | 2130.45 | 14536.55 | 0 | 1.42 | 14535.13 | 17027.13 | SCE | Planning_Scenario | 2026 | 8 | 12 | 12 | 19159
10 | SCE | 2025 | 8 | 13 | 13 | 17860 | 2184.12 | 15675.88 | 0 | 3.1 | 15672.78 | 18891.78 | SCE | Planning_Scenario | 2026 | 8 | 12 | 13 | 21079
8 | SCE | 2025 | 8 | 13 | 14 | 19085 | 2232.32 | 16852.68 | 0 | 3.32 | 16849.36 | 20313.36 | SCE | Planning_Scenario | 2026 | 8 | 12 | 14 | 22549
5 | SCE | 2025 | 8 | 13 | 15 | 20375 | 2282.19 | 18092.81 | 0 | 3.59 | 18089.22 | 21119.22 | SCE | Planning_Scenario | 2026 | 8 | 12 | 15 | 23405
4 | SCE | 2025 | 8 | 13 | 16 | 20921 | 2280.87 | 18640.13 | 0 | 4.28 | 18635.85 | 21293.85 | SCE | Planning_Scenario | 2026 | 8 | 12 | 16 | 23579
2 | SCE | 2025 | 8 | 13 | 17 | 21154 | 2250.52 | 18903.48 | 0 | 7.04 | 18896.44 | 21177.44 | SCE | Planning_Scenario | 2026 | 8 | 12 | 17 | 23435
1 | SCE | 2025 | 8 | 13 | 18 | 20935 | 2200.71 | 18734.29 | 0 | 7.59 | 18726.7 | 20549.7 | SCE | Planning_Scenario | 2026 | 8 | 12 | 18 | 22758
3 | SCE | 2025 | 8 | 13 | 19 | 19956 | 2143.82 | 17812.18 | 0 | 9.42 | 17802.76 | 19481.76 | SCE | Planning_Scenario | 2026 | 8 | 12 | 19 | 21635
6 | SCE | 2025 | 8 | 13 | 20 | 18946 | 2098.11 | 16847.89 | 0 | 8.37 | 16839.52 | 18409.52 | SCE | Planning_Scenario | 2026 | 8 | 12 | 20 | 20516
7 | SCE | 2025 | 8 | 13 | 21 | 18010 | 2041.87 | 15968.13 | 0 | 9.29 | 15958.84 | 17593.84 | SCE | Planning_Scenario | 2026 | 8 | 12 | 21 | 19645
9 | SCE | 2025 | 8 | 13 | 22 | 16687 | 1996.35 | 14690.65 | 0 | 6.86 | 14683.79 | 16209.79 | SCE | Planning_Scenario | 2026 | 8 | 12 | 22 | 18213
12 | SCE | 2025 | 8 | 13 | 23 | 15494 | 1959.21 | 13534.79 | 0 | 4.25 | 13530.54 | 14903.54 | SCE | Planning_Scenario | 2026 | 8 | 12 | 23 | 16867
14 | SCE | 2025 | 8 | 13 | 24 | 14574 | 1972.62 | 12601.38 | 0 | 3.12 | 12598.26 | 13813.26 | SCE | Planning_Scenario | 2026 | 8 | 12 | 24 | 15789
19 | SCE | 2025 | 9 | 3 | 1 | 13525 | 1823.84 | 11701.16 | 0 | 0.47 | 11700.69 | 12331.69 | SCE | Planning_Scenario | 2026 | 9 | 2 | 1 | 14156
21 | SCE | 2025 | 9 | 3 | 2 | 12740 | 1769.46 | 10970.54 | 0 | 0.68 | 10969.86 | 11534.86 | SCE | Planning_Scenario | 2026 | 9 | 2 | 2 | 13305
23 | SCE | 2025 | 9 | 3 | 3 | 12277 | 1750.8 | 10526.2 | 0 | 0.41 | 10525.79 | 11014.79 | SCE | Planning_Scenario | 2026 | 9 | 2 | 3 | 12766
24 | SCE | 2025 | 9 | 3 | 4 | 12158 | 1743.2 | 10414.8 | 0 | -0.1 | 10414.9 | 10867.9 | SCE | Planning_Scenario | 2026 | 9 | 2 | 4 | 12611
22 | SCE | 2025 | 9 | 3 | 5 | 12526 | 1771.94 | 10754.06 | 0 | -0.37 | 10754.43 | 11349.43 | SCE | Planning_Scenario | 2026 | 9 | 2 | 5 | 13121
20 | SCE | 2025 | 9 | 3 | 6 | 13216 | 1759.88 | 11456.12 | 0 | -0.23 | 11456.35 | 12104.35 | SCE | Planning_Scenario | 2026 | 9 | 2 | 6 | 13864
18 | SCE | 2025 | 9 | 3 | 7 | 13742 | 1755.83 | 11986.17 | 0 | -0.94 | 11987.11 | 12742.11 | SCE | Planning_Scenario | 2026 | 9 | 2 | 7 | 14497
17 | SCE | 2025 | 9 | 3 | 8 | 14388 | 1807.88 | 12580.12 | 0 | -0.34 | 12580.46 | 13415.46 | SCE | Planning_Scenario | 2026 | 9 | 2 | 8 | 15223
16 | SCE | 2025 | 9 | 3 | 9 | 15135 | 1870.48 | 13264.52 | 0 | -1.89 | 13266.41 | 14260.41 | SCE | Planning_Scenario | 2026 | 9 | 2 | 9 | 16129
14 | SCE | 2025 | 9 | 3 | 10 | 16099 | 1949.82 | 14149.18 | 0 | -1.93 | 14151.11 | 15001.11 | SCE | Planning_Scenario | 2026 | 9 | 2 | 10 | 16949
13 | SCE | 2025 | 9 | 3 | 11 | 17032 | 2049.74 | 14982.26 | 0 | -0.76 | 14983.02 | 16128.02 | SCE | Planning_Scenario | 2026 | 9 | 2 | 11 | 18177
11 | SCE | 2025 | 9 | 3 | 12 | 18218 | 2128.25 | 16089.75 | 0 | 1.32 | 16088.43 | 17402.43 | SCE | Planning_Scenario | 2026 | 9 | 2 | 12 | 19532
9 | SCE | 2025 | 9 | 3 | 13 | 19694 | 2213.25 | 17480.75 | 0 | 2.98 | 17477.77 | 18802.77 | SCE | Planning_Scenario | 2026 | 9 | 2 | 13 | 21019
7 | SCE | 2025 | 9 | 3 | 14 | 21477 | 2267.15 | 19209.85 | 0 | 3.26 | 19206.59 | 20080.59 | SCE | Planning_Scenario | 2026 | 9 | 2 | 14 | 22351
5 | SCE | 2025 | 9 | 3 | 15 | 23005 | 2291.59 | 20713.41 | 0 | 3.5 | 20709.91 | 21226.91 | SCE | Planning_Scenario | 2026 | 9 | 2 | 15 | 23522
3 | SCE | 2025 | 9 | 3 | 16 | 22894 | 2245.81 | 20648.19 | 0 | 4.15 | 20644.04 | 21274.04 | SCE | Planning_Scenario | 2026 | 9 | 2 | 16 | 23524
1 | SCE | 2025 | 9 | 3 | 17 | 22325 | 2169.34 | 20155.66 | 0 | 6.19 | 20149.47 | 21119.47 | SCE | Planning_Scenario | 2026 | 9 | 2 | 17 | 23295
2 | SCE | 2025 | 9 | 3 | 18 | 21830 | 2083.91 | 19746.09 | 0 | 6.73 | 19739.36 | 20475.36 | SCE | Planning_Scenario | 2026 | 9 | 2 | 18 | 22566
4 | SCE | 2025 | 9 | 3 | 19 | 21000 | 2042.34 | 18957.66 | 0 | 8.58 | 18949.08 | 19688.08 | SCE | Planning_Scenario | 2026 | 9 | 2 | 19 | 21739
6 | SCE | 2025 | 9 | 3 | 20 | 19520 | 1997.12 | 17522.88 | 0 | 7.58 | 17515.3 | 18514.3 | SCE | Planning_Scenario | 2026 | 9 | 2 | 20 | 20519
8 | SCE | 2025 | 9 | 3 | 21 | 18578 | 1945.41 | 16632.59 | 0 | 8.45 | 16624.14 | 17597.14 | SCE | Planning_Scenario | 2026 | 9 | 2 | 21 | 19551
10 | SCE | 2025 | 9 | 3 | 22 | 17157 | 1888.39 | 15268.61 | 0 | 6.2 | 15262.41 | 16173.41 | SCE | Planning_Scenario | 2026 | 9 | 2 | 22 | 18068
12 | SCE | 2025 | 9 | 3 | 23 | 16033 | 1870.43 | 14162.57 | 0 | 3.87 | 14158.7 | 14949.7 | SCE | Planning_Scenario | 2026 | 9 | 2 | 23 | 16824
15 | SCE | 2025 | 9 | 3 | 24 | 14970 | 1896.28 | 13073.72 | 0 | 2.91 | 13070.81 | 13915.81 | SCE | Planning_Scenario | 2026 | 9 | 2 | 24 | 15815
20 | SCE | 2025 | 10 | 1 | 1 | 11702 | 1606.6 | 10095.4 | 0 | 0.57 | 10094.83 | 10507.83 | SCE | Planning_Scenario | 2026 | 10 | 7 | 1 | 12115
21 | SCE | 2025 | 10 | 1 | 2 | 11042 | 1572.9 | 9469.1 | 0 | 0.73 | 9468.37 | 9852.37 | SCE | Planning_Scenario | 2026 | 10 | 7 | 2 | 11426
23 | SCE | 2025 | 10 | 1 | 3 | 10700 | 1562.8 | 9137.2 | 0 | 0.36 | 9136.84 | 9512.84 | SCE | Planning_Scenario | 2026 | 10 | 7 | 3 | 11076
24 | SCE | 2025 | 10 | 1 | 4 | 10633 | 1543.88 | 9089.12 | 0 | -0.12 | 9089.24 | 9461.24 | SCE | Planning_Scenario | 2026 | 10 | 7 | 4 | 11005
22 | SCE | 2025 | 10 | 1 | 5 | 10982 | 1553.15 | 9428.85 | 0 | -0.33 | 9429.18 | 9870.18 | SCE | Planning_Scenario | 2026 | 10 | 7 | 5 | 11423
19 | SCE | 2025 | 10 | 1 | 6 | 11743 | 1525.93 | 10217.07 | 0 | -0.11 | 10217.18 | 10808.18 | SCE | Planning_Scenario | 2026 | 10 | 7 | 6 | 12334
16 | SCE | 2025 | 10 | 1 | 7 | 12127 | 1531.48 | 10595.52 | 0 | -1.16 | 10596.68 | 11222.68 | SCE | Planning_Scenario | 2026 | 10 | 7 | 7 | 12753
14 | SCE | 2025 | 10 | 1 | 8 | 12492 | 1556.75 | 10935.25 | 0 | -0.92 | 10936.17 | 11571.17 | SCE | Planning_Scenario | 2026 | 10 | 7 | 8 | 13127
15 | SCE | 2025 | 10 | 1 | 9 | 12661 | 1607.63 | 11053.37 | 0 | -3.55 | 11056.92 | 11942.92 | SCE | Planning_Scenario | 2026 | 10 | 7 | 9 | 13547
17 | SCE | 2025 | 10 | 1 | 10 | 12960 | 1655.71 | 11304.29 | 0 | -3.3 | 11307.59 | 12220.59 | SCE | Planning_Scenario | 2026 | 10 | 7 | 10 | 13873
18 | SCE | 2025 | 10 | 1 | 11 | 13299 | 1709.19 | 11589.81 | 0 | -1.3 | 11591.11 | 12706.11 | SCE | Planning_Scenario | 2026 | 10 | 7 | 11 | 14414
13 | SCE | 2025 | 10 | 1 | 12 | 13963 | 1754.59 | 12208.41 | 0 | 1.96 | 12206.45 | 13480.45 | SCE | Planning_Scenario | 2026 | 10 | 7 | 12 | 15237
11 | SCE | 2025 | 10 | 1 | 13 | 14995 | 1780.77 | 13214.23 | 0 | 4.38 | 13209.85 | 14334.85 | SCE | Planning_Scenario | 2026 | 10 | 7 | 13 | 16120
8 | SCE | 2025 | 10 | 1 | 14 | 16133 | 1809.37 | 14323.63 | 0 | 4.65 | 14318.98 | 15309.98 | SCE | Planning_Scenario | 2026 | 10 | 7 | 14 | 17124
6 | SCE | 2025 | 10 | 1 | 15 | 17193 | 1856.89 | 15336.11 | 0 | 4.63 | 15331.48 | 16295.48 | SCE | Planning_Scenario | 2026 | 10 | 7 | 15 | 18157
4 | SCE | 2025 | 10 | 1 | 16 | 17781 | 1862.36 | 15918.64 | 0 | 5.23 | 15913.41 | 16826.41 | SCE | Planning_Scenario | 2026 | 10 | 7 | 16 | 18694
2 | SCE | 2025 | 10 | 1 | 17 | 18001 | 1834.37 | 16166.63 | 0 | 8 | 16158.63 | 16857.63 | SCE | Planning_Scenario | 2026 | 10 | 7 | 17 | 18700
1 | SCE | 2025 | 10 | 1 | 18 | 17715 | 1770.81 | 15944.19 | 0 | 7.93 | 15936.26 | 16534.26 | SCE | Planning_Scenario | 2026 | 10 | 7 | 18 | 18313
3 | SCE | 2025 | 10 | 1 | 19 | 16772 | 1748.22 | 15023.78 | 0 | 9.44 | 15014.34 | 15745.34 | SCE | Planning_Scenario | 2026 | 10 | 7 | 19 | 17503
5 | SCE | 2025 | 10 | 1 | 20 | 15640 | 1713.18 | 13926.82 | 0 | 8.33 | 13918.49 | 14798.49 | SCE | Planning_Scenario | 2026 | 10 | 7 | 20 | 16520
7 | SCE | 2025 | 10 | 1 | 21 | 15094 | 1677.14 | 13416.86 | 0 | 9.72 | 13407.14 | 14221.14 | SCE | Planning_Scenario | 2026 | 10 | 7 | 21 | 15908
9 | SCE | 2025 | 10 | 1 | 22 | 14240 | 1652.7 | 12587.3 | 0 | 7.12 | 12580.18 | 13360.18 | SCE | Planning_Scenario | 2026 | 10 | 7 | 22 | 15020
10 | SCE | 2025 | 10 | 1 | 23 | 13480 | 1632.45 | 11847.55 | 0 | 4.35 | 11843.2 | 12442.2 | SCE | Planning_Scenario | 2026 | 10 | 7 | 23 | 14079
12 | SCE | 2025 | 10 | 1 | 24 | 12693 | 1657.85 | 11035.15 | 0 | 3.31 | 11031.84 | 11642.84 | SCE | Planning_Scenario | 2026 | 10 | 7 | 24 | 13304
16 | SCE | 2025 | 11 | 5 | 1 | 10923 | 1442.23 | 9480.77 | 0 | 0.48 | 9480.29 | 9710.29 | SCE | Planning_Scenario | 2026 | 11 | 4 | 1 | 11153
20 | SCE | 2025 | 11 | 5 | 2 | 10423 | 1464.3 | 8958.7 | 0 | 0.62 | 8958.08 | 9157.08 | SCE | Planning_Scenario | 2026 | 11 | 4 | 2 | 10622
23 | SCE | 2025 | 11 | 5 | 3 | 10017 | 1449.59 | 8567.41 | 0 | 0.32 | 8567.09 | 8751.09 | SCE | Planning_Scenario | 2026 | 11 | 4 | 3 | 10201
24 | SCE | 2025 | 11 | 5 | 4 | 9898 | 1474.08 | 8423.92 | 0 | -0.09 | 8424.01 | 8621.01 | SCE | Planning_Scenario | 2026 | 11 | 4 | 4 | 10095
22 | SCE | 2025 | 11 | 5 | 5 | 10114 | 1503.17 | 8610.83 | 0 | -0.28 | 8611.11 | 8839.11 | SCE | Planning_Scenario | 2026 | 11 | 4 | 5 | 10342
17 | SCE | 2025 | 11 | 5 | 6 | 10667 | 1530.62 | 9136.38 | 0 | -0.15 | 9136.53 | 9437.53 | SCE | Planning_Scenario | 2026 | 11 | 4 | 6 | 10968
12 | SCE | 2025 | 11 | 5 | 7 | 11312 | 1481.29 | 9830.71 | 0 | -1.05 | 9831.76 | 10167.76 | SCE | Planning_Scenario | 2026 | 11 | 4 | 7 | 11648
10 | SCE | 2025 | 11 | 5 | 8 | 11328 | 1455.13 | 9872.87 | 0 | -0.8 | 9873.67 | 10250.67 | SCE | Planning_Scenario | 2026 | 11 | 4 | 8 | 11705
13 | SCE | 2025 | 11 | 5 | 9 | 11354 | 1447.13 | 9906.87 | 0 | -2.84 | 9909.71 | 10362.71 | SCE | Planning_Scenario | 2026 | 11 | 4 | 9 | 11807
15 | SCE | 2025 | 11 | 5 | 10 | 11207 | 1455.87 | 9751.13 | 0 | -2.52 | 9753.65 | 10452.65 | SCE | Planning_Scenario | 2026 | 11 | 4 | 10 | 11906
19 | SCE | 2025 | 11 | 5 | 11 | 11054 | 1467.35 | 9586.65 | -425 | -0.91 | 10012.56 | 10919.56 | SCE | Planning_Scenario | 2026 | 11 | 4 | 11 | 11961
21 | SCE | 2025 | 11 | 5 | 12 | 11202 | 1491.42 | 9710.58 | -425 | 1.57 | 10134.01 | 11107.01 | SCE | Planning_Scenario | 2026 | 11 | 4 | 12 | 12175
18 | SCE | 2025 | 11 | 5 | 13 | 11760 | 1518.5 | 10241.5 | -425 | 3.55 | 10662.95 | 11720.95 | SCE | Planning_Scenario | 2026 | 11 | 4 | 13 | 12818
14 | SCE | 2025 | 11 | 5 | 14 | 12549 | 1517.84 | 11031.16 | -425 | 3.81 | 11452.35 | 12398.35 | SCE | Planning_Scenario | 2026 | 11 | 4 | 14 | 13495
8 | SCE | 2025 | 11 | 5 | 15 | 13436 | 1510.67 | 11925.33 | -300 | 3.89 | 12221.44 | 13094.44 | SCE | Planning_Scenario | 2026 | 11 | 4 | 15 | 14309
5 | SCE | 2025 | 11 | 5 | 16 | 14256 | 1482.16 | 12773.84 | 0 | 4.44 | 12769.4 | 13530.4 | SCE | Planning_Scenario | 2026 | 11 | 4 | 16 | 15017
3 | SCE | 2025 | 11 | 5 | 17 | 14527 | 1404.23 | 13122.77 | 0 | 7.03 | 13115.74 | 13781.74 | SCE | Planning_Scenario | 2026 | 11 | 4 | 17 | 15193
1 | SCE | 2025 | 11 | 5 | 18 | 14716 | 1402.1 | 13313.9 | 425 | 7.01 | 12881.89 | 13360.89 | SCE | Planning_Scenario | 2026 | 11 | 4 | 18 | 15195
2 | SCE | 2025 | 11 | 5 | 19 | 14126 | 1392.7 | 12733.3 | 425 | 8.48 | 12299.82 | 12866.82 | SCE | Planning_Scenario | 2026 | 11 | 4 | 19 | 14693
4 | SCE | 2025 | 11 | 5 | 20 | 13804 | 1370.05 | 12433.95 | 425 | 7.74 | 12001.21 | 12325.21 | SCE | Planning_Scenario | 2026 | 11 | 4 | 20 | 14128
6 | SCE | 2025 | 11 | 5 | 21 | 13261 | 1339.97 | 11921.03 | 425 | 8.9 | 11487.13 | 11732.13 | SCE | Planning_Scenario | 2026 | 11 | 4 | 21 | 13506
7 | SCE | 2025 | 11 | 5 | 22 | 12869 | 1327.79 | 11541.21 | 0 | 6.47 | 11534.74 | 11742.74 | SCE | Planning_Scenario | 2026 | 11 | 4 | 22 | 13077
9 | SCE | 2025 | 11 | 5 | 23 | 12191 | 1351.86 | 10839.14 | 0 | 3.9 | 10835.24 | 11052.24 | SCE | Planning_Scenario | 2026 | 11 | 4 | 23 | 12408
11 | SCE | 2025 | 11 | 5 | 24 | 11662 | 1395.29 | 10266.71 | 0 | 2.94 | 10263.77 | 10498.77 | SCE | Planning_Scenario | 2026 | 11 | 4 | 24 | 11897
15 | SCE | 2025 | 12 | 31 | 1 | 11163 | 1482.5 | 9680.5 | 0 | 0.48 | 9680.02 | 9806.02 | SCE | Planning_Scenario | 2026 | 12 | 16 | 1 | 11289
20 | SCE | 2025 | 12 | 31 | 2 | 10705 | 1491.59 | 9213.41 | 0 | 0.49 | 9212.92 | 9336.92 | SCE | Planning_Scenario | 2026 | 12 | 16 | 2 | 10829
23 | SCE | 2025 | 12 | 31 | 3 | 10352 | 1480.69 | 8871.31 | 0 | 0.58 | 8870.73 | 8979.73 | SCE | Planning_Scenario | 2026 | 12 | 16 | 3 | 10461
24 | SCE | 2025 | 12 | 31 | 4 | 10218 | 1475.43 | 8742.57 | 0 | 0.29 | 8742.28 | 8845.28 | SCE | Planning_Scenario | 2026 | 12 | 16 | 4 | 10321
22 | SCE | 2025 | 12 | 31 | 5 | 10382 | 1480.99 | 8901.01 | 0 | -0.09 | 8901.1 | 9096.1 | SCE | Planning_Scenario | 2026 | 12 | 16 | 5 | 10577
17 | SCE | 2025 | 12 | 31 | 6 | 11036 | 1515.62 | 9520.38 | 0 | -0.25 | 9520.63 | 9670.63 | SCE | Planning_Scenario | 2026 | 12 | 16 | 6 | 11186
10 | SCE | 2025 | 12 | 31 | 7 | 11920 | 1536.07 | 10383.93 | 0 | -0.18 | 10384.11 | 10619.11 | SCE | Planning_Scenario | 2026 | 12 | 16 | 7 | 12155
6 | SCE | 2025 | 12 | 31 | 8 | 12400 | 1534.28 | 10865.72 | 0 | -1.1 | 10866.82 | 11023.82 | SCE | Planning_Scenario | 2026 | 12 | 16 | 8 | 12557
8 | SCE | 2025 | 12 | 31 | 9 | 12260 | 1513.34 | 10746.66 | 0 | -0.82 | 10747.48 | 10837.48 | SCE | Planning_Scenario | 2026 | 12 | 16 | 9 | 12350
11 | SCE | 2025 | 12 | 31 | 10 | 11754 | 1491 | 10263 | 0 | -3.17 | 10266.17 | 10381.17 | SCE | Planning_Scenario | 2026 | 12 | 16 | 10 | 11869
14 | SCE | 2025 | 12 | 31 | 11 | 11297 | 1476.1 | 9820.9 | -300 | -2.79 | 10123.69 | 10466.69 | SCE | Planning_Scenario | 2026 | 12 | 16 | 11 | 11640
18 | SCE | 2025 | 12 | 31 | 12 | 10914 | 1472.47 | 9441.53 | -425 | -1.01 | 9867.54 | 10242.54 | SCE | Planning_Scenario | 2026 | 12 | 16 | 12 | 11289
21 | SCE | 2025 | 12 | 31 | 13 | 10884 | 1454.51 | 9429.49 | -425 | 1.49 | 9853 | 10234 | SCE | Planning_Scenario | 2026 | 12 | 16 | 13 | 11265
19 | SCE | 2025 | 12 | 31 | 14 | 11088 | 1428.69 | 9659.31 | -425 | 3.09 | 10081.22 | 10524.22 | SCE | Planning_Scenario | 2026 | 12 | 16 | 14 | 11531
16 | SCE | 2025 | 12 | 31 | 15 | 11565 | 1404.69 | 10160.31 | -425 | 3.12 | 10582.19 | 11008.19 | SCE | Planning_Scenario | 2026 | 12 | 16 | 15 | 11991
12 | SCE | 2025 | 12 | 31 | 16 | 12170 | 1360.11 | 10809.89 | 0 | 3.05 | 10806.84 | 11211.84 | SCE | Planning_Scenario | 2026 | 12 | 16 | 16 | 12575
7 | SCE | 2025 | 12 | 31 | 17 | 12731 | 1298.02 | 11432.98 | 0 | 3.4 | 11429.58 | 11807.58 | SCE | Planning_Scenario | 2026 | 12 | 16 | 17 | 13109
1 | SCE | 2025 | 12 | 31 | 18 | 13391 | 1332.85 | 12058.15 | 425 | 5.78 | 11627.37 | 12077.37 | SCE | Planning_Scenario | 2026 | 12 | 16 | 18 | 13841
2 | SCE | 2025 | 12 | 31 | 19 | 13358 | 1345.13 | 12012.87 | 425 | 6.19 | 11581.68 | 11877.68 | SCE | Planning_Scenario | 2026 | 12 | 16 | 19 | 13654
3 | SCE | 2025 | 12 | 31 | 20 | 13398 | 1343.98 | 12054.02 | 425 | 7.8 | 11621.22 | 11589.22 | SCE | Planning_Scenario | 2026 | 12 | 16 | 20 | 13366
4 | SCE | 2025 | 12 | 31 | 21 | 13128 | 1349.23 | 11778.77 | 425 | 7.09 | 11346.68 | 11371.68 | SCE | Planning_Scenario | 2026 | 12 | 16 | 21 | 13153
5 | SCE | 2025 | 12 | 31 | 22 | 12843 | 1376.39 | 11466.61 | 0 | 8.12 | 11458.49 | 11575.49 | SCE | Planning_Scenario | 2026 | 12 | 16 | 22 | 12960
9 | SCE | 2025 | 12 | 31 | 23 | 12291 | 1418.9 | 10872.1 | 0 | 6.03 | 10866.07 | 11038.07 | SCE | Planning_Scenario | 2026 | 12 | 16 | 23 | 12463
13 | SCE | 2025 | 12 | 31 | 24 | 11835 | 1449.81 | 10385.19 | 0 | 3.76 | 10381.43 | 10518.43 | SCE | Planning_Scenario | 2026 | 12 | 16 | 24 | 11972
14 | SDGE | 2025 | 1 | 29 | 1 | 2232 | 0 | 2232 | 0 | 2.86 | 2229.14 | 2300.14 | SDGE | Planning_Scenario | 2026 | 1 | 28 | 1 | 2303
17 | SDGE | 2025 | 1 | 29 | 2 | 2119 | 0 | 2119 | 0 | -0.07 | 2119.07 | 2182.07 | SDGE | Planning_Scenario | 2026 | 1 | 28 | 2 | 2182
20 | SDGE | 2025 | 1 | 29 | 3 | 2018 | 0 | 2018 | 0 | -0.1156 | 2018.12 | 2063.1156 | SDGE | Planning_Scenario | 2026 | 1 | 28 | 3 | 2063
22 | SDGE | 2025 | 1 | 29 | 4 | 1968 | 0 | 1968 | 0 | -0.0704 | 1968.07 | 1998.0704 | SDGE | Planning_Scenario | 2026 | 1 | 28 | 4 | 1998
19 | SDGE | 2025 | 1 | 29 | 5 | 2010 | 0 | 2010 | 0 | -0.0588 | 2010.06 | 2041.0588 | SDGE | Planning_Scenario | 2026 | 1 | 28 | 5 | 2041
15 | SDGE | 2025 | 1 | 29 | 6 | 2137 | 0 | 2137 | 0 | -0.0227 | 2137.02 | 2182.0227 | SDGE | Planning_Scenario | 2026 | 1 | 28 | 6 | 2182
10 | SDGE | 2025 | 1 | 29 | 7 | 2375 | 0 | 2375 | 0 | -0.0209 | 2375.02 | 2413.0209 | SDGE | Planning_Scenario | 2026 | 1 | 28 | 7 | 2413
6 | SDGE | 2025 | 1 | 29 | 8 | 2425 | 0 | 2425 | 0 | -0.0247 | 2425.02 | 2492.0247 | SDGE | Planning_Scenario | 2026 | 1 | 28 | 8 | 2492
7 | SDGE | 2025 | 1 | 29 | 9 | 2242 | 0 | 2242 | 0 | 0.02 | 2241.98 | 2288.98 | SDGE | Planning_Scenario | 2026 | 1 | 28 | 9 | 2289
12 | SDGE | 2025 | 1 | 29 | 10 | 1984 | 0 | 1984 | 0 | 0.0244 | 1983.98 | 1988.9756 | SDGE | Planning_Scenario | 2026 | 1 | 28 | 10 | 1989
16 | SDGE | 2025 | 1 | 29 | 11 | 1749 | 0 | 1749 | 0 | -0.0546 | 1749.05 | 1741.0546 | SDGE | Planning_Scenario | 2026 | 1 | 28 | 11 | 1741
21 | SDGE | 2025 | 1 | 29 | 12 | 1651 | 0 | 1651 | 0 | 0.6557 | 1650.34 | 1590.3443 | SDGE | Planning_Scenario | 2026 | 1 | 28 | 12 | 1591
24 | SDGE | 2025 | 1 | 29 | 13 | 1697 | 0 | 1697 | 0 | 0.6996 | 1696.3 | 1584.3004 | SDGE | Planning_Scenario | 2026 | 1 | 28 | 13 | 1585
23 | SDGE | 2025 | 1 | 29 | 14 | 1833 | 0 | 1833 | 0 | 0.6617 | 1832.34 | 1656.3383 | SDGE | Planning_Scenario | 2026 | 1 | 28 | 14 | 1657
18 | SDGE | 2025 | 1 | 29 | 15 | 2014 | 0 | 2014 | 0 | 1.1495 | 2012.85 | 1829.8505 | SDGE | Planning_Scenario | 2026 | 1 | 28 | 15 | 1831
13 | SDGE | 2025 | 1 | 29 | 16 | 2311 | 0 | 2311 | 0 | 1.9902 | 2309.01 | 2146.0098 | SDGE | Planning_Scenario | 2026 | 1 | 28 | 16 | 2148
8 | SDGE | 2025 | 1 | 29 | 17 | 2666 | 0 | 2666 | 0 | 2.9513 | 2663.05 | 2525.0487 | SDGE | Planning_Scenario | 2026 | 1 | 28 | 17 | 2528
3 | SDGE | 2025 | 1 | 29 | 18 | 2995 | 0 | 2995 | 0 | 2.9188 | 2992.08 | 2881.0812 | SDGE | Planning_Scenario | 2026 | 1 | 28 | 18 | 2884
1 | SDGE | 2025 | 1 | 29 | 19 | 3007 | 0 | 3007 | 0 | 2.4156 | 3004.58 | 2909.5844 | SDGE | Planning_Scenario | 2026 | 1 | 28 | 19 | 2912
2 | SDGE | 2025 | 1 | 29 | 20 | 2901 | 0 | 2901 | 0 | 2.4723 | 2898.53 | 2841.5277 | SDGE | Planning_Scenario | 2026 | 1 | 28 | 20 | 2844
4 | SDGE | 2025 | 1 | 29 | 21 | 2718 | 0 | 2718 | 0 | 1.8904 | 2716.11 | 2740.1096 | SDGE | Planning_Scenario | 2026 | 1 | 28 | 21 | 2742
5 | SDGE | 2025 | 1 | 29 | 22 | 2591 | 0 | 2591 | 0 | 0.5428 | 2590.46 | 2629.4572 | SDGE | Planning_Scenario | 2026 | 1 | 28 | 22 | 2630
9 | SDGE | 2025 | 1 | 29 | 23 | 2398 | 0 | 2398 | 0 | 0.6878 | 2397.31 | 2434.3122 | SDGE | Planning_Scenario | 2026 | 1 | 28 | 23 | 2435
11 | SDGE | 2025 | 1 | 29 | 24 | 2268 | 0 | 2268 | 0 | 0.6746 | 2267.33 | 2315.3254 | SDGE | Planning_Scenario | 2026 | 1 | 28 | 24 | 2316
13 | SDGE | 2025 | 2 | 12 | 1 | 2216 | 0 | 2216 | 0 | -0.0716 | 2216.07 | 2285.0716 | SDGE | Planning_Scenario | 2026 | 2 | 11 | 1 | 2285
16 | SDGE | 2025 | 2 | 12 | 2 | 2102 | 0 | 2102 | 0 | -0.0692 | 2102.07 | 2162.0692 | SDGE | Planning_Scenario | 2026 | 2 | 11 | 2 | 2162
20 | SDGE | 2025 | 2 | 12 | 3 | 1999 | 0 | 1999 | 0 | -0.1143 | 1999.11 | 2038.1143 | SDGE | Planning_Scenario | 2026 | 2 | 11 | 3 | 2038
21 | SDGE | 2025 | 2 | 12 | 4 | 1945 | 0 | 1945 | 0 | -0.0696 | 1945.07 | 1978.0696 | SDGE | Planning_Scenario | 2026 | 2 | 11 | 4 | 1978
19 | SDGE | 2025 | 2 | 12 | 5 | 1983 | 0 | 1983 | 0 | -0.0588 | 1983.06 | 2019.0588 | SDGE | Planning_Scenario | 2026 | 2 | 11 | 5 | 2019
15 | SDGE | 2025 | 2 | 12 | 6 | 2118 | 0 | 2118 | 0 | -0.0226 | 2118.02 | 2165.0226 | SDGE | Planning_Scenario | 2026 | 2 | 11 | 6 | 2165
8 | SDGE | 2025 | 2 | 12 | 7 | 2347 | 0 | 2347 | 0 | -0.0207 | 2347.02 | 2402.0207 | SDGE | Planning_Scenario | 2026 | 2 | 11 | 7 | 2402
6 | SDGE | 2025 | 2 | 12 | 8 | 2376 | 0 | 2376 | 0 | -0.0253 | 2376.03 | 2465.0253 | SDGE | Planning_Scenario | 2026 | 2 | 11 | 8 | 2465
7 | SDGE | 2025 | 2 | 12 | 9 | 2195 | 0 | 2195 | 0 | 0.0195 | 2194.98 | 2278.9805 | SDGE | Planning_Scenario | 2026 | 2 | 11 | 9 | 2279
12 | SDGE | 2025 | 2 | 12 | 10 | 1950 | 0 | 1950 | 0 | 0.0242 | 1949.98 | 2028.9758 | SDGE | Planning_Scenario | 2026 | 2 | 11 | 10 | 2029
17 | SDGE | 2025 | 2 | 12 | 11 | 1736 | 0 | 1736 | 0 | -0.0528 | 1736.05 | 1836.0528 | SDGE | Planning_Scenario | 2026 | 2 | 11 | 11 | 1836
22 | SDGE | 2025 | 2 | 12 | 12 | 1624 | 0 | 1624 | 0 | 0.631 | 1623.37 | 1740.369 | SDGE | Planning_Scenario | 2026 | 2 | 11 | 12 | 1741
24 | SDGE | 2025 | 2 | 12 | 13 | 1637 | 0 | 1637 | 0 | 0.6734 | 1636.33 | 1753.3266 | SDGE | Planning_Scenario | 2026 | 2 | 11 | 13 | 1754
23 | SDGE | 2025 | 2 | 12 | 14 | 1715 | 0 | 1715 | 0 | 0.6348 | 1714.37 | 1824.3652 | SDGE | Planning_Scenario | 2026 | 2 | 11 | 14 | 1825
18 | SDGE | 2025 | 2 | 12 | 15 | 1886 | 0 | 1886 | 0 | 1.12 | 1884.88 | 1991.88 | SDGE | Planning_Scenario | 2026 | 2 | 11 | 15 | 1993
14 | SDGE | 2025 | 2 | 12 | 16 | 2151 | 0 | 2151 | 0 | 1.9552 | 2149.04 | 2252.0448 | SDGE | Planning_Scenario | 2026 | 2 | 11 | 16 | 2254
10 | SDGE | 2025 | 2 | 12 | 17 | 2491 | 0 | 2491 | 0 | 2.9279 | 2488.07 | 2551.0721 | SDGE | Planning_Scenario | 2026 | 2 | 11 | 17 | 2554
3 | SDGE | 2025 | 2 | 12 | 18 | 2796 | 0 | 2796 | 0 | 2.9002 | 2793.1 | 2845.0998 | SDGE | Planning_Scenario | 2026 | 2 | 11 | 18 | 2848
1 | SDGE | 2025 | 2 | 12 | 19 | 2901 | 0 | 2901 | 0 | 2.4114 | 2898.59 | 2906.5886 | SDGE | Planning_Scenario | 2026 | 2 | 11 | 19 | 2909
2 | SDGE | 2025 | 2 | 12 | 20 | 2804 | 0 | 2804 | 0 | 2.4649 | 2801.54 | 2822.5351 | SDGE | Planning_Scenario | 2026 | 2 | 11 | 20 | 2825
4 | SDGE | 2025 | 2 | 12 | 21 | 2677 | 0 | 2677 | 0 | 1.8972 | 2675.1 | 2713.1028 | SDGE | Planning_Scenario | 2026 | 2 | 11 | 21 | 2715
5 | SDGE | 2025 | 2 | 12 | 22 | 2558 | 0 | 2558 | 0 | 0.5422 | 2557.46 | 2589.4578 | SDGE | Planning_Scenario | 2026 | 2 | 11 | 22 | 2590
9 | SDGE | 2025 | 2 | 12 | 23 | 2380 | 0 | 2380 | 0 | 0.6793 | 2379.32 | 2401.3207 | SDGE | Planning_Scenario | 2026 | 2 | 11 | 23 | 2402
11 | SDGE | 2025 | 2 | 12 | 24 | 2259 | 0 | 2259 | 0 | 0.6635 | 2258.34 | 2299.3365 | SDGE | Planning_Scenario | 2026 | 2 | 11 | 24 | 2300
15 | SDGE | 2025 | 3 | 19 | 1 | 2084 | 0 | 2084 | 0 | -0.0675 | 2084.07 | 2145.0675 | SDGE | Planning_Scenario | 2026 | 3 | 18 | 1 | 2145
18 | SDGE | 2025 | 3 | 19 | 2 | 1964 | 0 | 1964 | 0 | -0.0671 | 1964.07 | 2010.0671 | SDGE | Planning_Scenario | 2026 | 3 | 18 | 2 | 2010
22 | SDGE | 2025 | 3 | 19 | 3 | 1896 | 0 | 1896 | 0 | -0.1109 | 1896.11 | 1938.1109 | SDGE | Planning_Scenario | 2026 | 3 | 18 | 3 | 1938
20 | SDGE | 2025 | 3 | 19 | 4 | 1890 | 0 | 1890 | 0 | -0.0677 | 1890.07 | 1934.0677 | SDGE | Planning_Scenario | 2026 | 3 | 18 | 4 | 1934
17 | SDGE | 2025 | 3 | 19 | 5 | 1970 | 0 | 1970 | 0 | -0.0573 | 1970.06 | 2009.0573 | SDGE | Planning_Scenario | 2026 | 3 | 18 | 5 | 2009
13 | SDGE | 2025 | 3 | 19 | 6 | 2151 | 0 | 2151 | 0 | -0.0218 | 2151.02 | 2234.0218 | SDGE | Planning_Scenario | 2026 | 3 | 18 | 6 | 2234
8 | SDGE | 2025 | 3 | 19 | 7 | 2298 | 0 | 2298 | 0 | -0.023 | 2298.02 | 2412.023 | SDGE | Planning_Scenario | 2026 | 3 | 18 | 7 | 2412
9 | SDGE | 2025 | 3 | 19 | 8 | 2227 | 0 | 2227 | 0 | -0.0296 | 2227.03 | 2312.0296 | SDGE | Planning_Scenario | 2026 | 3 | 18 | 8 | 2312
11 | SDGE | 2025 | 3 | 19 | 9 | 2008 | 0 | 2008 | 0 | 0.0175 | 2007.98 | 2062.9825 | SDGE | Planning_Scenario | 2026 | 3 | 18 | 9 | 2063
16 | SDGE | 2025 | 3 | 19 | 10 | 1701 | 0 | 1701 | 0 | 0.0239 | 1700.98 | 1785.9761 | SDGE | Planning_Scenario | 2026 | 3 | 18 | 10 | 1786
21 | SDGE | 2025 | 3 | 19 | 11 | 1457 | 0 | 1457 | 0 | -0.0506 | 1457.05 | 1560.0506 | SDGE | Planning_Scenario | 2026 | 3 | 18 | 11 | 1560
24 | SDGE | 2025 | 3 | 19 | 12 | 1339 | 0 | 1339 | 0 | 0.6049 | 1338.4 | 1436.3951 | SDGE | Planning_Scenario | 2026 | 3 | 18 | 12 | 1437
23 | SDGE | 2025 | 3 | 19 | 13 | 1329 | 0 | 1329 | 0 | 0.6451 | 1328.35 | 1382.3549 | SDGE | Planning_Scenario | 2026 | 3 | 18 | 13 | 1383
19 | SDGE | 2025 | 3 | 19 | 14 | 1395 | 0 | 1395 | 0 | 0.6055 | 1394.39 | 1442.3945 | SDGE | Planning_Scenario | 2026 | 3 | 18 | 14 | 1443
14 | SDGE | 2025 | 3 | 19 | 15 | 1593 | 0 | 1593 | 0 | 1.083 | 1591.92 | 1622.917 | SDGE | Planning_Scenario | 2026 | 3 | 18 | 15 | 1624
12 | SDGE | 2025 | 3 | 19 | 16 | 1843 | 0 | 1843 | 0 | 1.8753 | 1841.12 | 1855.1247 | SDGE | Planning_Scenario | 2026 | 3 | 18 | 16 | 1857
6 | SDGE | 2025 | 3 | 19 | 17 | 2241 | 0 | 2241 | 0 | 2.8439 | 2238.16 | 2244.1561 | SDGE | Planning_Scenario | 2026 | 3 | 18 | 17 | 2247
3 | SDGE | 2025 | 3 | 19 | 18 | 2600 | 0 | 2600 | 0 | 2.8102 | 2597.19 | 2599.1898 | SDGE | Planning_Scenario | 2026 | 3 | 18 | 18 | 2602
1 | SDGE | 2025 | 3 | 19 | 19 | 2799 | 0 | 2799 | 0 | 2.3256 | 2796.67 | 2809.6744 | SDGE | Planning_Scenario | 2026 | 3 | 18 | 19 | 2812
2 | SDGE | 2025 | 3 | 19 | 20 | 2736 | 0 | 2736 | 0 | 2.3631 | 2733.64 | 2744.6369 | SDGE | Planning_Scenario | 2026 | 3 | 18 | 20 | 2747
4 | SDGE | 2025 | 3 | 19 | 21 | 2613 | 0 | 2613 | 0 | 1.8345 | 2611.17 | 2671.1655 | SDGE | Planning_Scenario | 2026 | 3 | 18 | 21 | 2673
5 | SDGE | 2025 | 3 | 19 | 22 | 2455 | 0 | 2455 | 0 | 0.5063 | 2454.49 | 2503.4937 | SDGE | Planning_Scenario | 2026 | 3 | 18 | 22 | 2504
7 | SDGE | 2025 | 3 | 19 | 23 | 2286 | 0 | 2286 | 0 | 0.638 | 2285.36 | 2359.362 | SDGE | Planning_Scenario | 2026 | 3 | 18 | 23 | 2360
10 | SDGE | 2025 | 3 | 19 | 24 | 2201 | 0 | 2201 | 0 | 0.6074 | 2200.39 | 2302.3926 | SDGE | Planning_Scenario | 2026 | 3 | 18 | 24 | 2303
13 | SDGE | 2025 | 4 | 30 | 1 | 2066 | 0 | 2066 | 0 | -0.0633 | 2066.06 | 2120.0633 | SDGE | Planning_Scenario | 2026 | 4 | 22 | 1 | 2120
17 | SDGE | 2025 | 4 | 30 | 2 | 1947 | 0 | 1947 | 0 | -0.0652 | 1947.07 | 1984.0652 | SDGE | Planning_Scenario | 2026 | 4 | 22 | 2 | 1984
21 | SDGE | 2025 | 4 | 30 | 3 | 1870 | 0 | 1870 | 0 | -0.1077 | 1870.11 | 1902.1077 | SDGE | Planning_Scenario | 2026 | 4 | 22 | 3 | 1902
20 | SDGE | 2025 | 4 | 30 | 4 | 1864 | 0 | 1864 | 0 | -0.0662 | 1864.07 | 1899.0662 | SDGE | Planning_Scenario | 2026 | 4 | 22 | 4 | 1899
18 | SDGE | 2025 | 4 | 30 | 5 | 1931 | 0 | 1931 | 0 | -0.0556 | 1931.06 | 1964.0556 | SDGE | Planning_Scenario | 2026 | 4 | 22 | 5 | 1964
12 | SDGE | 2025 | 4 | 30 | 6 | 2053 | 0 | 2053 | 0 | -0.0211 | 2053.02 | 2111.0211 | SDGE | Planning_Scenario | 2026 | 4 | 22 | 6 | 2111
11 | SDGE | 2025 | 4 | 30 | 7 | 2035 | 0 | 2035 | 0 | -0.0256 | 2035.03 | 2137.0256 | SDGE | Planning_Scenario | 2026 | 4 | 22 | 7 | 2137
14 | SDGE | 2025 | 4 | 30 | 8 | 1930 | 0 | 1930 | 0 | -0.0355 | 1930.04 | 2040.0355 | SDGE | Planning_Scenario | 2026 | 4 | 22 | 8 | 2040
16 | SDGE | 2025 | 4 | 30 | 9 | 1770 | 0 | 1770 | 0 | 0.0144 | 1769.99 | 1833.9856 | SDGE | Planning_Scenario | 2026 | 4 | 22 | 9 | 1834
22 | SDGE | 2025 | 4 | 30 | 10 | 1598 | 0 | 1598 | 0 | 0.0233 | 1597.98 | 1589.9767 | SDGE | Planning_Scenario | 2026 | 4 | 22 | 10 | 1590
24 | SDGE | 2025 | 4 | 30 | 11 | 1447 | 0 | 1447 | 0 | -0.0453 | 1447.05 | 1429.0453 | SDGE | Planning_Scenario | 2026 | 4 | 22 | 11 | 1429
23 | SDGE | 2025 | 4 | 30 | 12 | 1427 | 0 | 1427 | 0 | 0.5499 | 1426.45 | 1370.4501 | SDGE | Planning_Scenario | 2026 | 4 | 22 | 12 | 1371
19 | SDGE | 2025 | 4 | 30 | 13 | 1489 | 0 | 1489 | 0 | 0.5892 | 1488.41 | 1380.4108 | SDGE | Planning_Scenario | 2026 | 4 | 22 | 13 | 1381
15 | SDGE | 2025 | 4 | 30 | 14 | 1586 | 0 | 1586 | 0 | 0.5501 | 1585.45 | 1484.4499 | SDGE | Planning_Scenario | 2026 | 4 | 22 | 14 | 1485
10 | SDGE | 2025 | 4 | 30 | 15 | 1799 | 0 | 1799 | 0 | 1.0641 | 1797.94 | 1681.9359 | SDGE | Planning_Scenario | 2026 | 4 | 22 | 15 | 1683
7 | SDGE | 2025 | 4 | 30 | 16 | 2097 | 0 | 2097 | 0 | 1.9437 | 2095.06 | 1961.0563 | SDGE | Planning_Scenario | 2026 | 4 | 22 | 16 | 1963
5 | SDGE | 2025 | 4 | 30 | 17 | 2450 | 0 | 2450 | 0 | 2.9268 | 2447.07 | 2319.0732 | SDGE | Planning_Scenario | 2026 | 4 | 22 | 17 | 2322
3 | SDGE | 2025 | 4 | 30 | 18 | 2730 | 0 | 2730 | 0 | 2.9145 | 2727.09 | 2600.0855 | SDGE | Planning_Scenario | 2026 | 4 | 22 | 18 | 2603
1 | SDGE | 2025 | 4 | 30 | 19 | 2885 | 0 | 2885 | 0 | 2.5078 | 2882.49 | 2789.4922 | SDGE | Planning_Scenario | 2026 | 4 | 22 | 19 | 2792
2 | SDGE | 2025 | 4 | 30 | 20 | 2829 | 0 | 2829 | 0 | 2.6491 | 2826.35 | 2746.3509 | SDGE | Planning_Scenario | 2026 | 4 | 22 | 20 | 2749
4 | SDGE | 2025 | 4 | 30 | 21 | 2668 | 0 | 2668 | 0 | 2.1122 | 2665.89 | 2631.8878 | SDGE | Planning_Scenario | 2026 | 4 | 22 | 21 | 2634
6 | SDGE | 2025 | 4 | 30 | 22 | 2481 | 0 | 2481 | 0 | 0.6738 | 2480.33 | 2437.3262 | SDGE | Planning_Scenario | 2026 | 4 | 22 | 22 | 2438
8 | SDGE | 2025 | 4 | 30 | 23 | 2307 | 0 | 2307 | 0 | 0.7602 | 2306.24 | 2297.2398 | SDGE | Planning_Scenario | 2026 | 4 | 22 | 23 | 2298
9 | SDGE | 2025 | 4 | 30 | 24 | 2227 | 0 | 2227 | 0 | 0.7305 | 2226.27 | 2281.2695 | SDGE | Planning_Scenario | 2026 | 4 | 22 | 24 | 2282
17 | SDGE | 2025 | 5 | 29 | 1 | 2061 | 0 | 2061 | 0 | -0.0649 | 2061.06 | 2093.0649 | SDGE | Planning_Scenario | 2026 | 5 | 27 | 1 | 2093
21 | SDGE | 2025 | 5 | 29 | 2 | 1954 | 0 | 1954 | 0 | -0.0658 | 1954.07 | 1971.0658 | SDGE | Planning_Scenario | 2026 | 5 | 27 | 2 | 1971
23 | SDGE | 2025 | 5 | 29 | 3 | 1882 | 0 | 1882 | 0 | -0.1084 | 1882.11 | 1889.1084 | SDGE | Planning_Scenario | 2026 | 5 | 27 | 3 | 1889
24 | SDGE | 2025 | 5 | 29 | 4 | 1871 | 0 | 1871 | 0 | -0.0668 | 1871.07 | 1897.0668 | SDGE | Planning_Scenario | 2026 | 5 | 27 | 4 | 1897
22 | SDGE | 2025 | 5 | 29 | 5 | 1947 | 0 | 1947 | 0 | -0.0557 | 1947.06 | 1978.0557 | SDGE | Planning_Scenario | 2026 | 5 | 27 | 5 | 1978
20 | SDGE | 2025 | 5 | 29 | 6 | 2019 | 0 | 2019 | 0 | -0.0213 | 2019.02 | 2097.0213 | SDGE | Planning_Scenario | 2026 | 5 | 27 | 6 | 2097
16 | SDGE | 2025 | 5 | 29 | 7 | 2080 | 0 | 2080 | 0 | -0.0256 | 2080.03 | 2186.0256 | SDGE | Planning_Scenario | 2026 | 5 | 27 | 7 | 2186
13 | SDGE | 2025 | 5 | 29 | 8 | 2034 | 0 | 2034 | 0 | -0.0363 | 2034.04 | 2114.0363 | SDGE | Planning_Scenario | 2026 | 5 | 27 | 8 | 2114
15 | SDGE | 2025 | 5 | 29 | 9 | 1860 | 0 | 1860 | 0 | 0.0136 | 1859.99 | 1919.9864 | SDGE | Planning_Scenario | 2026 | 5 | 27 | 9 | 1920
18 | SDGE | 2025 | 5 | 29 | 10 | 1662 | 0 | 1662 | 0 | 0.0234 | 1661.98 | 1662.9766 | SDGE | Planning_Scenario | 2026 | 5 | 27 | 10 | 1663
19 | SDGE | 2025 | 5 | 29 | 11 | 1438 | 0 | 1438 | 0 | -0.0437 | 1438.04 | 1412.0437 | SDGE | Planning_Scenario | 2026 | 5 | 27 | 11 | 1412
14 | SDGE | 2025 | 5 | 29 | 12 | 1294 | 0 | 1294 | 0 | 0.5289 | 1293.47 | 1257.4711 | SDGE | Planning_Scenario | 2026 | 5 | 27 | 12 | 1258
12 | SDGE | 2025 | 5 | 29 | 13 | 1217 | 0 | 1217 | 0 | 0.5668 | 1216.43 | 1194.4332 | SDGE | Planning_Scenario | 2026 | 5 | 27 | 13 | 1195
10 | SDGE | 2025 | 5 | 29 | 14 | 1245 | 0 | 1245 | 0 | 0.527 | 1244.47 | 1234.473 | SDGE | Planning_Scenario | 2026 | 5 | 27 | 14 | 1235
8 | SDGE | 2025 | 5 | 29 | 15 | 1407 | 0 | 1407 | 0 | 1.0435 | 1405.96 | 1397.9565 | SDGE | Planning_Scenario | 2026 | 5 | 27 | 15 | 1399
6 | SDGE | 2025 | 5 | 29 | 16 | 1677 | 0 | 1677 | 0 | 1.9176 | 1675.08 | 1660.0824 | SDGE | Planning_Scenario | 2026 | 5 | 27 | 16 | 1662
4 | SDGE | 2025 | 5 | 29 | 17 | 2044 | 0 | 2044 | 0 | 2.8853 | 2041.11 | 2032.1147 | SDGE | Planning_Scenario | 2026 | 5 | 27 | 17 | 2035
2 | SDGE | 2025 | 5 | 29 | 18 | 2376 | 0 | 2376 | 0 | 2.8669 | 2373.13 | 2334.1331 | SDGE | Planning_Scenario | 2026 | 5 | 27 | 18 | 2337
1 | SDGE | 2025 | 5 | 29 | 19 | 2551 | 0 | 2551 | 0 | 2.4526 | 2548.55 | 2545.5474 | SDGE | Planning_Scenario | 2026 | 5 | 27 | 19 | 2548
3 | SDGE | 2025 | 5 | 29 | 20 | 2612 | 0 | 2612 | 0 | 2.5948 | 2609.41 | 2622.4052 | SDGE | Planning_Scenario | 2026 | 5 | 27 | 20 | 2625
5 | SDGE | 2025 | 5 | 29 | 21 | 2552 | 0 | 2552 | 0 | 2.0672 | 2549.93 | 2545.9328 | SDGE | Planning_Scenario | 2026 | 5 | 27 | 21 | 2548
7 | SDGE | 2025 | 5 | 29 | 22 | 2394 | 0 | 2394 | 0 | 0.6649 | 2393.34 | 2372.3351 | SDGE | Planning_Scenario | 2026 | 5 | 27 | 22 | 2373
9 | SDGE | 2025 | 5 | 29 | 23 | 2244 | 0 | 2244 | 0 | 0.7591 | 2243.24 | 2243.2409 | SDGE | Planning_Scenario | 2026 | 5 | 27 | 23 | 2244
11 | SDGE | 2025 | 5 | 29 | 24 | 2198 | 0 | 2198 | 0 | 0.7317 | 2197.27 | 2251.2683 | SDGE | Planning_Scenario | 2026 | 5 | 27 | 24 | 2252
19 | SDGE | 2025 | 6 | 30 | 1 | 2349 | 0 | 2349 | 0 | -0.0747 | 2349.07 | 2396.0747 | SDGE | Planning_Scenario | 2026 | 6 | 24 | 1 | 2396
21 | SDGE | 2025 | 6 | 30 | 2 | 2195 | 0 | 2195 | 0 | -0.0701 | 2195.07 | 2219.0701 | SDGE | Planning_Scenario | 2026 | 6 | 24 | 2 | 2219
23 | SDGE | 2025 | 6 | 30 | 3 | 2096 | 0 | 2096 | 0 | -0.115 | 2096.12 | 2114.115 | SDGE | Planning_Scenario | 2026 | 6 | 24 | 3 | 2114
24 | SDGE | 2025 | 6 | 30 | 4 | 2070 | 0 | 2070 | 0 | -0.0702 | 2070.07 | 2089.0702 | SDGE | Planning_Scenario | 2026 | 6 | 24 | 4 | 2089
22 | SDGE | 2025 | 6 | 30 | 5 | 2124 | 0 | 2124 | 0 | -0.0561 | 2124.06 | 2130.0561 | SDGE | Planning_Scenario | 2026 | 6 | 24 | 5 | 2130
20 | SDGE | 2025 | 6 | 30 | 6 | 2194 | 0 | 2194 | 0 | -0.022 | 2194.02 | 2217.022 | SDGE | Planning_Scenario | 2026 | 6 | 24 | 6 | 2217
18 | SDGE | 2025 | 6 | 30 | 7 | 2289 | 0 | 2289 | 0 | -0.0254 | 2289.03 | 2331.0254 | SDGE | Planning_Scenario | 2026 | 6 | 24 | 7 | 2331
17 | SDGE | 2025 | 6 | 30 | 8 | 2267 | 0 | 2267 | 0 | -0.0352 | 2267.04 | 2356.0352 | SDGE | Planning_Scenario | 2026 | 6 | 24 | 8 | 2356
16 | SDGE | 2025 | 6 | 30 | 9 | 2138 | 0 | 2138 | 0 | 0.0152 | 2137.98 | 2258.9848 | SDGE | Planning_Scenario | 2026 | 6 | 24 | 9 | 2259
15 | SDGE | 2025 | 6 | 30 | 10 | 2012 | 0 | 2012 | 0 | 0.0239 | 2011.98 | 2142.9761 | SDGE | Planning_Scenario | 2026 | 6 | 24 | 10 | 2143
14 | SDGE | 2025 | 6 | 30 | 11 | 1873 | 0 | 1873 | 0 | -0.0521 | 1873.05 | 2026.0521 | SDGE | Planning_Scenario | 2026 | 6 | 24 | 11 | 2026
12 | SDGE | 2025 | 6 | 30 | 12 | 1904 | 0 | 1904 | 0 | 0.5406 | 1903.46 | 2009.4594 | SDGE | Planning_Scenario | 2026 | 6 | 24 | 12 | 2010
10 | SDGE | 2025 | 6 | 30 | 13 | 2013 | 0 | 2013 | 0 | 0.5852 | 2012.41 | 2105.4148 | SDGE | Planning_Scenario | 2026 | 6 | 24 | 13 | 2106
8 | SDGE | 2025 | 6 | 30 | 14 | 2215 | 0 | 2215 | 0 | 0.5411 | 2214.46 | 2304.4589 | SDGE | Planning_Scenario | 2026 | 6 | 24 | 14 | 2305
6 | SDGE | 2025 | 6 | 30 | 15 | 2441 | 0 | 2441 | 0 | 1.1365 | 2439.86 | 2531.8635 | SDGE | Planning_Scenario | 2026 | 6 | 24 | 15 | 2533
4 | SDGE | 2025 | 6 | 30 | 16 | 2683 | 0 | 2683 | 0 | 2.1516 | 2680.85 | 2679.8484 | SDGE | Planning_Scenario | 2026 | 6 | 24 | 16 | 2682
2 | SDGE | 2025 | 6 | 30 | 17 | 2970 | 0 | 2970 | 0 | 3.2345 | 2966.77 | 2954.7655 | SDGE | Planning_Scenario | 2026 | 6 | 24 | 17 | 2958
1 | SDGE | 2025 | 6 | 30 | 18 | 3104 | 0 | 3104 | 0 | 3.1069 | 3100.89 | 3159.8931 | SDGE | Planning_Scenario | 2026 | 6 | 24 | 18 | 3163
3 | SDGE | 2025 | 6 | 30 | 19 | 3088 | 0 | 3088 | 0 | 2.5856 | 3085.41 | 3160.4144 | SDGE | Planning_Scenario | 2026 | 6 | 24 | 19 | 3163
5 | SDGE | 2025 | 6 | 30 | 20 | 3099 | 0 | 3099 | 0 | 2.6831 | 3096.32 | 3167.3169 | SDGE | Planning_Scenario | 2026 | 6 | 24 | 20 | 3170
7 | SDGE | 2025 | 6 | 30 | 21 | 3065 | 0 | 3065 | 0 | 2.0438 | 3062.96 | 3078.9562 | SDGE | Planning_Scenario | 2026 | 6 | 24 | 21 | 3081
9 | SDGE | 2025 | 6 | 30 | 22 | 2847 | 0 | 2847 | 0 | 0.6098 | 2846.39 | 2847.3902 | SDGE | Planning_Scenario | 2026 | 6 | 24 | 22 | 2848
11 | SDGE | 2025 | 6 | 30 | 23 | 2638 | 0 | 2638 | 0 | 0.7038 | 2637.3 | 2643.2962 | SDGE | Planning_Scenario | 2026 | 6 | 24 | 23 | 2644
13 | SDGE | 2025 | 6 | 30 | 24 | 2544 | 0 | 2544 | 0 | 0.6799 | 2543.32 | 2611.3201 | SDGE | Planning_Scenario | 2026 | 6 | 24 | 24 | 2612
19 | SDGE | 2025 | 7 | 23 | 1 | 2625 | 0 | 2625 | 0 | -0.0881 | 2625.09 | 2718.0881 | SDGE | Planning_Scenario | 2026 | 7 | 22 | 1 | 2718
21 | SDGE | 2025 | 7 | 23 | 2 | 2452 | 0 | 2452 | 0 | -0.0759 | 2452.08 | 2529.0759 | SDGE | Planning_Scenario | 2026 | 7 | 22 | 2 | 2529
23 | SDGE | 2025 | 7 | 23 | 3 | 2351 | 0 | 2351 | 0 | -0.1241 | 2351.12 | 2382.1241 | SDGE | Planning_Scenario | 2026 | 7 | 22 | 3 | 2382
24 | SDGE | 2025 | 7 | 23 | 4 | 2319 | 0 | 2319 | 0 | -0.0747 | 2319.07 | 2340.0747 | SDGE | Planning_Scenario | 2026 | 7 | 22 | 4 | 2340
22 | SDGE | 2025 | 7 | 23 | 5 | 2357 | 0 | 2357 | 0 | -0.0574 | 2357.06 | 2406.0574 | SDGE | Planning_Scenario | 2026 | 7 | 22 | 5 | 2406
20 | SDGE | 2025 | 7 | 23 | 6 | 2455 | 0 | 2455 | 0 | -0.0232 | 2455.02 | 2487.0232 | SDGE | Planning_Scenario | 2026 | 7 | 22 | 6 | 2487
18 | SDGE | 2025 | 7 | 23 | 7 | 2594 | 0 | 2594 | 0 | -0.0242 | 2594.02 | 2645.0242 | SDGE | Planning_Scenario | 2026 | 7 | 22 | 7 | 2645
17 | SDGE | 2025 | 7 | 23 | 8 | 2648 | 0 | 2648 | 0 | -0.0325 | 2648.03 | 2721.0325 | SDGE | Planning_Scenario | 2026 | 7 | 22 | 8 | 2721
16 | SDGE | 2025 | 7 | 23 | 9 | 2478 | 0 | 2478 | 0 | 0.017 | 2477.98 | 2689.983 | SDGE | Planning_Scenario | 2026 | 7 | 22 | 9 | 2690
14 | SDGE | 2025 | 7 | 23 | 10 | 2369 | 0 | 2369 | 0 | 0.0244 | 2368.98 | 2632.9756 | SDGE | Planning_Scenario | 2026 | 7 | 22 | 10 | 2633
13 | SDGE | 2025 | 7 | 23 | 11 | 2351 | 0 | 2351 | 0 | -0.0604 | 2351.06 | 2687.0604 | SDGE | Planning_Scenario | 2026 | 7 | 22 | 11 | 2687
11 | SDGE | 2025 | 7 | 23 | 12 | 2347 | 0 | 2347 | 0 | 0.6391 | 2346.36 | 2726.3609 | SDGE | Planning_Scenario | 2026 | 7 | 22 | 12 | 2727
9 | SDGE | 2025 | 7 | 23 | 13 | 2525 | 0 | 2525 | 0 | 0.6948 | 2524.31 | 2894.3052 | SDGE | Planning_Scenario | 2026 | 7 | 22 | 13 | 2895
7 | SDGE | 2025 | 7 | 23 | 14 | 2695 | 0 | 2695 | 0 | 0.6496 | 2694.35 | 3098.3504 | SDGE | Planning_Scenario | 2026 | 7 | 22 | 14 | 3099
5 | SDGE | 2025 | 7 | 23 | 15 | 2908 | 0 | 2908 | 0 | 1.3209 | 2906.68 | 3333.6791 | SDGE | Planning_Scenario | 2026 | 7 | 22 | 15 | 3335
3 | SDGE | 2025 | 7 | 23 | 16 | 3153 | 0 | 3153 | 0 | 2.4791 | 3150.52 | 3461.5209 | SDGE | Planning_Scenario | 2026 | 7 | 22 | 16 | 3464
1 | SDGE | 2025 | 7 | 23 | 17 | 3416 | 0 | 3416 | 0 | 3.6603 | 3412.34 | 3684.3397 | SDGE | Planning_Scenario | 2026 | 7 | 22 | 17 | 3688
2 | SDGE | 2025 | 7 | 23 | 18 | 3487 | 0 | 3487 | 0 | 3.4485 | 3483.55 | 3777.5515 | SDGE | Planning_Scenario | 2026 | 7 | 22 | 18 | 3781
4 | SDGE | 2025 | 7 | 23 | 19 | 3449 | 0 | 3449 | 0 | 2.8525 | 3446.15 | 3656.1475 | SDGE | Planning_Scenario | 2026 | 7 | 22 | 19 | 3659
6 | SDGE | 2025 | 7 | 23 | 20 | 3429 | 0 | 3429 | 0 | 2.9861 | 3426.01 | 3624.0139 | SDGE | Planning_Scenario | 2026 | 7 | 22 | 20 | 3627
8 | SDGE | 2025 | 7 | 23 | 21 | 3456 | 0 | 3456 | 0 | 2.2415 | 3453.76 | 3522.7585 | SDGE | Planning_Scenario | 2026 | 7 | 22 | 21 | 3525
10 | SDGE | 2025 | 7 | 23 | 22 | 3207 | 0 | 3207 | 0 | 0.6877 | 3206.31 | 3234.3123 | SDGE | Planning_Scenario | 2026 | 7 | 22 | 22 | 3235
12 | SDGE | 2025 | 7 | 23 | 23 | 2957 | 0 | 2957 | 0 | 0.7846 | 2956.22 | 3006.2154 | SDGE | Planning_Scenario | 2026 | 7 | 22 | 23 | 3007
15 | SDGE | 2025 | 7 | 23 | 24 | 2845 | 0 | 2845 | 0 | 0.7842 | 2844.22 | 2950.2158 | SDGE | Planning_Scenario | 2026 | 7 | 22 | 24 | 2951
19 | SDGE | 2025 | 8 | 13 | 1 | 2584 | 0 | 2584 | 0 | -0.0931 | 2584.09 | 2854.0931 | SDGE | Planning_Scenario | 2026 | 8 | 12 | 1 | 2854
21 | SDGE | 2025 | 8 | 13 | 2 | 2424 | 0 | 2424 | 0 | -0.0783 | 2424.08 | 2654.0783 | SDGE | Planning_Scenario | 2026 | 8 | 12 | 2 | 2654
23 | SDGE | 2025 | 8 | 13 | 3 | 2329 | 0 | 2329 | 0 | -0.1283 | 2329.13 | 2511.1283 | SDGE | Planning_Scenario | 2026 | 8 | 12 | 3 | 2511
24 | SDGE | 2025 | 8 | 13 | 4 | 2291 | 0 | 2291 | 0 | -0.0775 | 2291.08 | 2477.0775 | SDGE | Planning_Scenario | 2026 | 8 | 12 | 4 | 2477
22 | SDGE | 2025 | 8 | 13 | 5 | 2340 | 0 | 2340 | 0 | -0.0578 | 2340.06 | 2530.0578 | SDGE | Planning_Scenario | 2026 | 8 | 12 | 5 | 2530
20 | SDGE | 2025 | 8 | 13 | 6 | 2445 | 0 | 2445 | 0 | -0.0241 | 2445.02 | 2665.0241 | SDGE | Planning_Scenario | 2026 | 8 | 12 | 6 | 2665
18 | SDGE | 2025 | 8 | 13 | 7 | 2495 | 0 | 2495 | 0 | -0.0233 | 2495.02 | 2768.0233 | SDGE | Planning_Scenario | 2026 | 8 | 12 | 7 | 2768
17 | SDGE | 2025 | 8 | 13 | 8 | 2436 | 0 | 2436 | 0 | -0.031 | 2436.03 | 2872.031 | SDGE | Planning_Scenario | 2026 | 8 | 12 | 8 | 2872
16 | SDGE | 2025 | 8 | 13 | 9 | 2269 | 0 | 2269 | 0 | 0.0175 | 2268.98 | 2820.9825 | SDGE | Planning_Scenario | 2026 | 8 | 12 | 9 | 2821
15 | SDGE | 2025 | 8 | 13 | 10 | 2109 | 0 | 2109 | 0 | 0.0245 | 2108.98 | 2852.9755 | SDGE | Planning_Scenario | 2026 | 8 | 12 | 10 | 2853
13 | SDGE | 2025 | 8 | 13 | 11 | 2088 | 0 | 2088 | 0 | -0.0623 | 2088.06 | 2924.0623 | SDGE | Planning_Scenario | 2026 | 8 | 12 | 11 | 2924
11 | SDGE | 2025 | 8 | 13 | 12 | 2107 | 0 | 2107 | 0 | 0.6539 | 2106.35 | 2999.3461 | SDGE | Planning_Scenario | 2026 | 8 | 12 | 12 | 3000
10 | SDGE | 2025 | 8 | 13 | 13 | 2265 | 0 | 2265 | 0 | 0.7114 | 2264.29 | 3208.2886 | SDGE | Planning_Scenario | 2026 | 8 | 12 | 13 | 3209
8 | SDGE | 2025 | 8 | 13 | 14 | 2468 | 0 | 2468 | 0 | 0.6644 | 2467.34 | 3474.3356 | SDGE | Planning_Scenario | 2026 | 8 | 12 | 14 | 3475
5 | SDGE | 2025 | 8 | 13 | 15 | 2713 | 0 | 2713 | 0 | 1.3749 | 2711.63 | 3768.6251 | SDGE | Planning_Scenario | 2026 | 8 | 12 | 15 | 3770
4 | SDGE | 2025 | 8 | 13 | 16 | 2950 | 0 | 2950 | 0 | 2.6052 | 2947.39 | 3839.3948 | SDGE | Planning_Scenario | 2026 | 8 | 12 | 16 | 3842
2 | SDGE | 2025 | 8 | 13 | 17 | 3251 | 0 | 3251 | 0 | 3.805 | 3247.19 | 4112.195 | SDGE | Planning_Scenario | 2026 | 8 | 12 | 17 | 4116
1 | SDGE | 2025 | 8 | 13 | 18 | 3391 | 0 | 3391 | 0 | 3.5753 | 3387.42 | 4193.4247 | SDGE | Planning_Scenario | 2026 | 8 | 12 | 18 | 4197
3 | SDGE | 2025 | 8 | 13 | 19 | 3419 | 0 | 3419 | 0 | 2.9533 | 3416.05 | 4092.0467 | SDGE | Planning_Scenario | 2026 | 8 | 12 | 19 | 4095
6 | SDGE | 2025 | 8 | 13 | 20 | 3382 | 0 | 3382 | 0 | 3.1261 | 3378.87 | 3941.8739 | SDGE | Planning_Scenario | 2026 | 8 | 12 | 20 | 3945
7 | SDGE | 2025 | 8 | 13 | 21 | 3277 | 0 | 3277 | 0 | 2.363 | 3274.64 | 3816.637 | SDGE | Planning_Scenario | 2026 | 8 | 12 | 21 | 3819
9 | SDGE | 2025 | 8 | 13 | 22 | 3044 | 0 | 3044 | 0 | 0.738 | 3043.26 | 3516.262 | SDGE | Planning_Scenario | 2026 | 8 | 12 | 22 | 3517
12 | SDGE | 2025 | 8 | 13 | 23 | 2832 | 0 | 2832 | 0 | 0.8285 | 2831.17 | 3232.1715 | SDGE | Planning_Scenario | 2026 | 8 | 12 | 23 | 3233
14 | SDGE | 2025 | 8 | 13 | 24 | 2744 | 0 | 2744 | 0 | 0.8434 | 2743.16 | 3145.1566 | SDGE | Planning_Scenario | 2026 | 8 | 12 | 24 | 3146
19 | SDGE | 2025 | 9 | 3 | 1 | 2796 | 0 | 2796 | 0 | -0.0895 | 2796.09 | 3032.0895 | SDGE | Planning_Scenario | 2026 | 9 | 2 | 1 | 3032
21 | SDGE | 2025 | 9 | 3 | 2 | 2623 | 0 | 2623 | 0 | -0.0768 | 2623.08 | 2823.0768 | SDGE | Planning_Scenario | 2026 | 9 | 2 | 2 | 2823
23 | SDGE | 2025 | 9 | 3 | 3 | 2503 | 0 | 2503 | 0 | -0.1259 | 2503.13 | 2664.1259 | SDGE | Planning_Scenario | 2026 | 9 | 2 | 3 | 2664
24 | SDGE | 2025 | 9 | 3 | 4 | 2471 | 0 | 2471 | 0 | -0.0761 | 2471.08 | 2611.0761 | SDGE | Planning_Scenario | 2026 | 9 | 2 | 4 | 2611
22 | SDGE | 2025 | 9 | 3 | 5 | 2516 | 0 | 2516 | 0 | -0.0575 | 2516.06 | 2680.0575 | SDGE | Planning_Scenario | 2026 | 9 | 2 | 5 | 2680
20 | SDGE | 2025 | 9 | 3 | 6 | 2670 | 0 | 2670 | 0 | -0.0237 | 2670.02 | 2876.0237 | SDGE | Planning_Scenario | 2026 | 9 | 2 | 6 | 2876
18 | SDGE | 2025 | 9 | 3 | 7 | 2801 | 0 | 2801 | 0 | -0.0235 | 2801.02 | 3014.0235 | SDGE | Planning_Scenario | 2026 | 9 | 2 | 7 | 3014
17 | SDGE | 2025 | 9 | 3 | 8 | 2917 | 0 | 2917 | 0 | -0.0316 | 2917.03 | 3166.0316 | SDGE | Planning_Scenario | 2026 | 9 | 2 | 8 | 3166
16 | SDGE | 2025 | 9 | 3 | 9 | 2883 | 0 | 2883 | 0 | 0.0169 | 2882.98 | 3307.9831 | SDGE | Planning_Scenario | 2026 | 9 | 2 | 9 | 3308
14 | SDGE | 2025 | 9 | 3 | 10 | 2823 | 0 | 2823 | 0 | 0.0243 | 2822.98 | 3362.9757 | SDGE | Planning_Scenario | 2026 | 9 | 2 | 10 | 3363
13 | SDGE | 2025 | 9 | 3 | 11 | 2842 | 0 | 2842 | 0 | -0.06 | 2842.06 | 3317.06 | SDGE | Planning_Scenario | 2026 | 9 | 2 | 11 | 3317
11 | SDGE | 2025 | 9 | 3 | 12 | 2934 | 0 | 2934 | 0 | 0.7206 | 2933.28 | 3356.2794 | SDGE | Planning_Scenario | 2026 | 9 | 2 | 12 | 3357
9 | SDGE | 2025 | 9 | 3 | 13 | 3166 | 0 | 3166 | 0 | 0.7782 | 3165.22 | 3542.2218 | SDGE | Planning_Scenario | 2026 | 9 | 2 | 13 | 3543
7 | SDGE | 2025 | 9 | 3 | 14 | 3533 | 0 | 3533 | 0 | 0.7343 | 3532.27 | 3699.2657 | SDGE | Planning_Scenario | 2026 | 9 | 2 | 14 | 3700
5 | SDGE | 2025 | 9 | 3 | 15 | 3726 | 0 | 3726 | 0 | 1.4598 | 3724.54 | 4113.5402 | SDGE | Planning_Scenario | 2026 | 9 | 2 | 15 | 4115
3 | SDGE | 2025 | 9 | 3 | 16 | 3940 | 0 | 3940 | 0 | 2.7084 | 3937.29 | 4095.2916 | SDGE | Planning_Scenario | 2026 | 9 | 2 | 16 | 4098
1 | SDGE | 2025 | 9 | 3 | 17 | 4131 | 0 | 4131 | 0 | 3.8425 | 4127.16 | 4284.1575 | SDGE | Planning_Scenario | 2026 | 9 | 2 | 17 | 4288
2 | SDGE | 2025 | 9 | 3 | 18 | 4101 | 0 | 4101 | 0 | 3.5916 | 4097.41 | 4395.4084 | SDGE | Planning_Scenario | 2026 | 9 | 2 | 18 | 4399
4 | SDGE | 2025 | 9 | 3 | 19 | 3979 | 0 | 3979 | 0 | 2.9655 | 3976.03 | 4331.0345 | SDGE | Planning_Scenario | 2026 | 9 | 2 | 19 | 4334
6 | SDGE | 2025 | 9 | 3 | 20 | 3772 | 0 | 3772 | 0 | 3.1583 | 3768.84 | 4118.8417 | SDGE | Planning_Scenario | 2026 | 9 | 2 | 20 | 4122
8 | SDGE | 2025 | 9 | 3 | 21 | 3734 | 0 | 3734 | 0 | 2.386 | 3731.61 | 3948.614 | SDGE | Planning_Scenario | 2026 | 9 | 2 | 21 | 3951
10 | SDGE | 2025 | 9 | 3 | 22 | 3482 | 0 | 3482 | 0 | 0.7599 | 3481.24 | 3621.2401 | SDGE | Planning_Scenario | 2026 | 9 | 2 | 22 | 3622
12 | SDGE | 2025 | 9 | 3 | 23 | 3189 | 0 | 3189 | 0 | 0.8402 | 3188.16 | 3329.1598 | SDGE | Planning_Scenario | 2026 | 9 | 2 | 23 | 3330
15 | SDGE | 2025 | 9 | 3 | 24 | 3061 | 0 | 3061 | 0 | 0.8501 | 3060.15 | 3230.1499 | SDGE | Planning_Scenario | 2026 | 9 | 2 | 24 | 3231
20 | SDGE | 2025 | 10 | 1 | 1 | 2408 | 0 | 2408 | 0 | -0.0791 | 2408.08 | 2498.0791 | SDGE | Planning_Scenario | 2026 | 10 | 7 | 1 | 2498
21 | SDGE | 2025 | 10 | 1 | 2 | 2255 | 0 | 2255 | 0 | -0.072 | 2255.07 | 2339.072 | SDGE | Planning_Scenario | 2026 | 10 | 7 | 2 | 2339
23 | SDGE | 2025 | 10 | 1 | 3 | 2153 | 0 | 2153 | 0 | -0.1185 | 2153.12 | 2202.1185 | SDGE | Planning_Scenario | 2026 | 10 | 7 | 3 | 2202
24 | SDGE | 2025 | 10 | 1 | 4 | 2127 | 0 | 2127 | 0 | -0.0721 | 2127.07 | 2167.0721 | SDGE | Planning_Scenario | 2026 | 10 | 7 | 4 | 2167
22 | SDGE | 2025 | 10 | 1 | 5 | 2182 | 0 | 2182 | 0 | -0.0569 | 2182.06 | 2254.0569 | SDGE | Planning_Scenario | 2026 | 10 | 7 | 5 | 2254
19 | SDGE | 2025 | 10 | 1 | 6 | 2347 | 0 | 2347 | 0 | -0.0224 | 2347.02 | 2452.0224 | SDGE | Planning_Scenario | 2026 | 10 | 7 | 6 | 2452
16 | SDGE | 2025 | 10 | 1 | 7 | 2431 | 0 | 2431 | 0 | -0.0242 | 2431.02 | 2516.0242 | SDGE | Planning_Scenario | 2026 | 10 | 7 | 7 | 2516
14 | SDGE | 2025 | 10 | 1 | 8 | 2407 | 0 | 2407 | 0 | -0.0327 | 2407.03 | 2505.0327 | SDGE | Planning_Scenario | 2026 | 10 | 7 | 8 | 2505
15 | SDGE | 2025 | 10 | 1 | 9 | 2336 | 0 | 2336 | 0 | 0.0161 | 2335.98 | 2543.9839 | SDGE | Planning_Scenario | 2026 | 10 | 7 | 9 | 2544
17 | SDGE | 2025 | 10 | 1 | 10 | 2290 | 0 | 2290 | 0 | 0.024 | 2289.98 | 2612.976 | SDGE | Planning_Scenario | 2026 | 10 | 7 | 10 | 2613
18 | SDGE | 2025 | 10 | 1 | 11 | 2232 | 0 | 2232 | 0 | -0.0545 | 2232.05 | 2674.0545 | SDGE | Planning_Scenario | 2026 | 10 | 7 | 11 | 2674
13 | SDGE | 2025 | 10 | 1 | 12 | 2287 | 0 | 2287 | 0 | 0.5972 | 2286.4 | 2701.4028 | SDGE | Planning_Scenario | 2026 | 10 | 7 | 12 | 2702
11 | SDGE | 2025 | 10 | 1 | 13 | 2464 | 0 | 2464 | 0 | 0.6445 | 2463.36 | 2771.3555 | SDGE | Planning_Scenario | 2026 | 10 | 7 | 13 | 2772
8 | SDGE | 2025 | 10 | 1 | 14 | 2707 | 0 | 2707 | 0 | 0.5993 | 2706.4 | 2995.4007 | SDGE | Planning_Scenario | 2026 | 10 | 7 | 14 | 2996
6 | SDGE | 2025 | 10 | 1 | 15 | 2938 | 0 | 2938 | 0 | 1.2893 | 2936.71 | 3309.7107 | SDGE | Planning_Scenario | 2026 | 10 | 7 | 15 | 3311
4 | SDGE | 2025 | 10 | 1 | 16 | 3214 | 0 | 3214 | 0 | 2.4786 | 3211.52 | 3531.5214 | SDGE | Planning_Scenario | 2026 | 10 | 7 | 16 | 3534
2 | SDGE | 2025 | 10 | 1 | 17 | 3453 | 0 | 3453 | 0 | 3.6158 | 3449.38 | 3740.3842 | SDGE | Planning_Scenario | 2026 | 10 | 7 | 17 | 3744
1 | SDGE | 2025 | 10 | 1 | 18 | 3526 | 0 | 3526 | 0 | 3.4225 | 3522.58 | 3840.5775 | SDGE | Planning_Scenario | 2026 | 10 | 7 | 18 | 3844
3 | SDGE | 2025 | 10 | 1 | 19 | 3408 | 0 | 3408 | 0 | 2.854 | 3405.15 | 3654.146 | SDGE | Planning_Scenario | 2026 | 10 | 7 | 19 | 3657
5 | SDGE | 2025 | 10 | 1 | 20 | 3240 | 0 | 3240 | 0 | 3.0366 | 3236.96 | 3387.9634 | SDGE | Planning_Scenario | 2026 | 10 | 7 | 20 | 3391
7 | SDGE | 2025 | 10 | 1 | 21 | 3090 | 0 | 3090 | 0 | 2.3142 | 3087.69 | 3198.6858 | SDGE | Planning_Scenario | 2026 | 10 | 7 | 21 | 3201
9 | SDGE | 2025 | 10 | 1 | 22 | 2869 | 0 | 2869 | 0 | 0.7476 | 2868.25 | 2935.2524 | SDGE | Planning_Scenario | 2026 | 10 | 7 | 22 | 2936
10 | SDGE | 2025 | 10 | 1 | 23 | 2670 | 0 | 2670 | 0 | 0.8375 | 2669.16 | 2734.1625 | SDGE | Planning_Scenario | 2026 | 10 | 7 | 23 | 2735
12 | SDGE | 2025 | 10 | 1 | 24 | 2600 | 0 | 2600 | 0 | 0.8432 | 2599.16 | 2667.1568 | SDGE | Planning_Scenario | 2026 | 10 | 7 | 24 | 2668
16 | SDGE | 2025 | 11 | 5 | 1 | 2288 | 0 | 2288 | 0 | -0.0665 | 2288.07 | 2286.0665 | SDGE | Planning_Scenario | 2026 | 11 | 4 | 1 | 2286
20 | SDGE | 2025 | 11 | 5 | 2 | 2161 | 0 | 2161 | 0 | -0.0666 | 2161.07 | 2142.0666 | SDGE | Planning_Scenario | 2026 | 11 | 4 | 2 | 2142
23 | SDGE | 2025 | 11 | 5 | 3 | 2059 | 0 | 2059 | 0 | -0.1102 | 2059.11 | 2007.1102 | SDGE | Planning_Scenario | 2026 | 11 | 4 | 3 | 2007
24 | SDGE | 2025 | 11 | 5 | 4 | 1993 | 0 | 1993 | 0 | -0.0679 | 1993.07 | 1942.0679 | SDGE | Planning_Scenario | 2026 | 11 | 4 | 4 | 1942
22 | SDGE | 2025 | 11 | 5 | 5 | 2016 | 0 | 2016 | 0 | -0.0565 | 2016.06 | 1945.0565 | SDGE | Planning_Scenario | 2026 | 11 | 4 | 5 | 1945
17 | SDGE | 2025 | 11 | 5 | 6 | 2103 | 0 | 2103 | 0 | -0.0215 | 2103.02 | 2060.0215 | SDGE | Planning_Scenario | 2026 | 11 | 4 | 6 | 2060
12 | SDGE | 2025 | 11 | 5 | 7 | 2253 | 0 | 2253 | 0 | -0.0243 | 2253.02 | 2214.0243 | SDGE | Planning_Scenario | 2026 | 11 | 4 | 7 | 2214
10 | SDGE | 2025 | 11 | 5 | 8 | 2176 | 0 | 2176 | 0 | -0.0334 | 2176.03 | 2160.0334 | SDGE | Planning_Scenario | 2026 | 11 | 4 | 8 | 2160
13 | SDGE | 2025 | 11 | 5 | 9 | 2056 | 0 | 2056 | 0 | 0.0153 | 2055.98 | 2022.9847 | SDGE | Planning_Scenario | 2026 | 11 | 4 | 9 | 2023
15 | SDGE | 2025 | 11 | 5 | 10 | 1880 | 0 | 1880 | 0 | 0.0236 | 1879.98 | 1893.9764 | SDGE | Planning_Scenario | 2026 | 11 | 4 | 10 | 1894
19 | SDGE | 2025 | 11 | 5 | 11 | 1759 | 0 | 1759 | 0 | -0.0461 | 1759.05 | 1851.0461 | SDGE | Planning_Scenario | 2026 | 11 | 4 | 11 | 1851
21 | SDGE | 2025 | 11 | 5 | 12 | 1794 | 0 | 1794 | 0 | 0.5125 | 1793.49 | 1901.4875 | SDGE | Planning_Scenario | 2026 | 11 | 4 | 12 | 1902
18 | SDGE | 2025 | 11 | 5 | 13 | 1950 | 0 | 1950 | 0 | 0.5524 | 1949.45 | 2010.4476 | SDGE | Planning_Scenario | 2026 | 11 | 4 | 13 | 2011
14 | SDGE | 2025 | 11 | 5 | 14 | 2179 | 0 | 2179 | 0 | 0.5136 | 2178.49 | 2233.4864 | SDGE | Planning_Scenario | 2026 | 11 | 4 | 14 | 2234
8 | SDGE | 2025 | 11 | 5 | 15 | 2472 | 0 | 2472 | 0 | 1.0611 | 2470.94 | 2561.9389 | SDGE | Planning_Scenario | 2026 | 11 | 4 | 15 | 2563
5 | SDGE | 2025 | 11 | 5 | 16 | 2819 | 0 | 2819 | 0 | 1.9944 | 2817.01 | 2875.0056 | SDGE | Planning_Scenario | 2026 | 11 | 4 | 16 | 2877
3 | SDGE | 2025 | 11 | 5 | 17 | 3100 | 0 | 3100 | 0 | 2.9895 | 3097.01 | 3138.0105 | SDGE | Planning_Scenario | 2026 | 11 | 4 | 17 | 3141
1 | SDGE | 2025 | 11 | 5 | 18 | 3259 | 0 | 3259 | 0 | 2.995 | 3256.01 | 3214.005 | SDGE | Planning_Scenario | 2026 | 11 | 4 | 18 | 3217
2 | SDGE | 2025 | 11 | 5 | 19 | 3153 | 0 | 3153 | 0 | 2.5857 | 3150.41 | 3054.4143 | SDGE | Planning_Scenario | 2026 | 11 | 4 | 19 | 3057
4 | SDGE | 2025 | 11 | 5 | 20 | 3009 | 0 | 3009 | 0 | 2.7379 | 3006.26 | 2895.2621 | SDGE | Planning_Scenario | 2026 | 11 | 4 | 20 | 2898
6 | SDGE | 2025 | 11 | 5 | 21 | 2782 | 0 | 2782 | 0 | 2.1816 | 2779.82 | 2777.8184 | SDGE | Planning_Scenario | 2026 | 11 | 4 | 21 | 2780
7 | SDGE | 2025 | 11 | 5 | 22 | 2654 | 0 | 2654 | 0 | 0.7224 | 2653.28 | 2618.2776 | SDGE | Planning_Scenario | 2026 | 11 | 4 | 22 | 2619
9 | SDGE | 2025 | 11 | 5 | 23 | 2464 | 0 | 2464 | 0 | 0.8133 | 2463.19 | 2421.1867 | SDGE | Planning_Scenario | 2026 | 11 | 4 | 23 | 2422
11 | SDGE | 2025 | 11 | 5 | 24 | 2352 | 0 | 2352 | 0 | 0.7919 | 2351.21 | 2361.2081 | SDGE | Planning_Scenario | 2026 | 11 | 4 | 24 | 2362
15 | SDGE | 2025 | 12 | 31 | 1 | 2341 | 0 | 2341 | 0 | -0.0736 | 2341.07 | 2358.0736 | SDGE | Planning_Scenario | 2026 | 12 | 16 | 1 | 2358
20 | SDGE | 2025 | 12 | 31 | 2 | 2212 | 0 | 2212 | 0 | -0.07 | 2212.07 | 2227.07 | SDGE | Planning_Scenario | 2026 | 12 | 16 | 2 | 2227
23 | SDGE | 2025 | 12 | 31 | 3 | 2106 | 0 | 2106 | 0 | -0.1156 | 2106.12 | 2106.1156 | SDGE | Planning_Scenario | 2026 | 12 | 16 | 3 | 2106
24 | SDGE | 2025 | 12 | 31 | 4 | 2053 | 0 | 2053 | 0 | -0.0703 | 2053.07 | 2043.0703 | SDGE | Planning_Scenario | 2026 | 12 | 16 | 4 | 2043
22 | SDGE | 2025 | 12 | 31 | 5 | 2062 | 0 | 2062 | 0 | -0.0586 | 2062.06 | 2073.0586 | SDGE | Planning_Scenario | 2026 | 12 | 16 | 5 | 2073
17 | SDGE | 2025 | 12 | 31 | 6 | 2199 | 0 | 2199 | 0 | -0.0225 | 2199.02 | 2217.0225 | SDGE | Planning_Scenario | 2026 | 12 | 16 | 6 | 2217
10 | SDGE | 2025 | 12 | 31 | 7 | 2410 | 0 | 2410 | 0 | -0.0216 | 2410.02 | 2428.0216 | SDGE | Planning_Scenario | 2026 | 12 | 16 | 7 | 2428
6 | SDGE | 2025 | 12 | 31 | 8 | 2514 | 0 | 2514 | 0 | -0.0267 | 2514.03 | 2522.0267 | SDGE | Planning_Scenario | 2026 | 12 | 16 | 8 | 2522
8 | SDGE | 2025 | 12 | 31 | 9 | 2377 | 0 | 2377 | 0 | 0.0191 | 2376.98 | 2353.9809 | SDGE | Planning_Scenario | 2026 | 12 | 16 | 9 | 2354
11 | SDGE | 2025 | 12 | 31 | 10 | 2128 | 0 | 2128 | 0 | 0.0242 | 2127.98 | 2075.9758 | SDGE | Planning_Scenario | 2026 | 12 | 16 | 10 | 2076
14 | SDGE | 2025 | 12 | 31 | 11 | 1962 | 0 | 1962 | 0 | -0.0532 | 1962.05 | 1823.0532 | SDGE | Planning_Scenario | 2026 | 12 | 16 | 11 | 1823
18 | SDGE | 2025 | 12 | 31 | 12 | 1870 | 0 | 1870 | 0 | 0.3633 | 1869.64 | 1703.6367 | SDGE | Planning_Scenario | 2026 | 12 | 16 | 12 | 1704
21 | SDGE | 2025 | 12 | 31 | 13 | 1874 | 0 | 1874 | 0 | 0.4036 | 1873.6 | 1722.5964 | SDGE | Planning_Scenario | 2026 | 12 | 16 | 13 | 1723
19 | SDGE | 2025 | 12 | 31 | 14 | 1960 | 0 | 1960 | 0 | 0.3606 | 1959.64 | 1825.6394 | SDGE | Planning_Scenario | 2026 | 12 | 16 | 14 | 1826
16 | SDGE | 2025 | 12 | 31 | 15 | 2127 | 0 | 2127 | 0 | 0.8399 | 2126.16 | 2084.1601 | SDGE | Planning_Scenario | 2026 | 12 | 16 | 15 | 2085
12 | SDGE | 2025 | 12 | 31 | 16 | 2405 | 0 | 2405 | 0 | 1.6579 | 2403.34 | 2440.3421 | SDGE | Planning_Scenario | 2026 | 12 | 16 | 16 | 2442
7 | SDGE | 2025 | 12 | 31 | 17 | 2724 | 0 | 2724 | 0 | 2.6627 | 2721.34 | 2755.3373 | SDGE | Planning_Scenario | 2026 | 12 | 16 | 17 | 2758
1 | SDGE | 2025 | 12 | 31 | 18 | 2967 | 0 | 2967 | 0 | 2.6944 | 2964.31 | 2991.3056 | SDGE | Planning_Scenario | 2026 | 12 | 16 | 18 | 2994
2 | SDGE | 2025 | 12 | 31 | 19 | 2958 | 0 | 2958 | 0 | 2.2449 | 2955.76 | 2957.7551 | SDGE | Planning_Scenario | 2026 | 12 | 16 | 19 | 2960
3 | SDGE | 2025 | 12 | 31 | 20 | 2888 | 0 | 2888 | 0 | 2.3334 | 2885.67 | 2883.6666 | SDGE | Planning_Scenario | 2026 | 12 | 16 | 20 | 2886
4 | SDGE | 2025 | 12 | 31 | 21 | 2801 | 0 | 2801 | 0 | 1.7994 | 2799.2 | 2793.2006 | SDGE | Planning_Scenario | 2026 | 12 | 16 | 21 | 2795
5 | SDGE | 2025 | 12 | 31 | 22 | 2691 | 0 | 2691 | 0 | 0.5052 | 2690.49 | 2683.4948 | SDGE | Planning_Scenario | 2026 | 12 | 16 | 22 | 2684
9 | SDGE | 2025 | 12 | 31 | 23 | 2522 | 0 | 2522 | 0 | 0.6545 | 2521.35 | 2497.3455 | SDGE | Planning_Scenario | 2026 | 12 | 16 | 23 | 2498
13 | SDGE | 2025 | 12 | 31 | 24 | 2397 | 0 | 2397 | 0 | 0.6374 | 2396.36 | 2380.3626 | SDGE | Planning_Scenario | 2026 | 12 | 16 | 24 | 2381

## 2. LSE Coincident Peak Forecast
Sum of Preliminary RA 2025 CPUC-Jurisdictional LSE Forecasts for the monthly system peak
Month | Hour | Rank of Hour | Submitted Hourly Forecast | LSE-Specfic Adjustment | Transmission & UFE Losses | Coincidence Adjustment | Load Credits | LSE Type Pro-Rata | Final Pro-Rata Adjustment | Preliminary Adjusted Forecast | CEC Reference Forecast | % Difference from Reference Forecast
1 | 19 | 1 | 25550.9 | 671.5702 | 714.2374 | -510.4471 | -636.2365 | 189.1338 | 78.5026 | 26057.6604 | 26202.7293 | -0.5536%
2 | 19 | 1 | 24746.81 | 748.8527 | 693.7405 | -223.1722 | -637.4675 | 23.9141 | 105.7566 | 25458.434 | 25715.5899 | -1%
3 | 19 | 1 | 24043.26 | 930.2894 | 678.0659 | -147.6406 | -189.3242 | 42.8762 | 578.6832 | 25936.2098 | 26187.9986 | -0.9615%
4 | 19 | 1 | 24867.73 | 1681.6002 | 722.6824 | -239.1155 | -179.0613 | 98.6854 | 858.1835 | 27810.7046 | 28091.6208 | -1%
5 | 19 | 1 | 26999.01 | 2406.0707 | 803.7621 | -217.0719 | -185.6693 | 270.9264 | 1078.2744 | 31155.3025 | 31470.0025 | -1%
6 | 18 | 1 | 32449.35 | 3069.1952 | 970.337 | -468.7732 | -264.0762 | 1012.3993 | 1260.5338 | 38028.9659 | 38413.0969 | -1%
7 | 17 | 1 | 35532.23 | 3673.7392 | 1065.8367 | -559.7195 | -307.698 | 774.9884 | 1428.8376 | 41608.2144 | 42028.4994 | -1%
8 | 18 | 1 | 37401.67 | 2023.5611 | 1071.8656 | -805.6096 | -318.6809 | 281.748 | 780.5406 | 40435.0949 | 40775.0974 | -0.8338%
9 | 17 | 1 | 36912.39 | 2978.0255 | 1080.2639 | -292.8655 | -314.8114 | 193.9732 | 1180.5973 | 41737.5731 | 42159.1647 | -1%
10 | 18 | 1 | 30056.07 | 1873.8099 | 864.9485 | -251.3575 | -240.5046 | 366.0824 | 854.9135 | 33523.9622 | 33862.5881 | -1%
11 | 18 | 1 | 25977.15 | 1307.0015 | 739.6522 | -362.2828 | -647.2774 | 427.7321 | 230.7397 | 27672.7154 | 27952.2378 | -1%
12 | 18 | 1 | 26295.05 | 97.5123 | 719.7308 | -185.6714 | -621.0453 | 170.0708 | 139.1042 | 26614.7514 | 26647.5254 | -0.123%

## 3. LSE Hourly Forecasts
Sum of Preliminary RA 2025 CPUC-Jurisdictional Slice of Day LSE Forecasts
Month | Hour | Rank of Hour | Submitted Hourly Forecast | LSE-Specfic Adjustment | Transmission & UFE Losses | Coincidence Adjustment | Load Credits | LSE Type Pro-Rata | Final Pro-Rata Adjustment | Preliminary Adjusted Forecast | CEC Reference Forecast | % Difference from Reference Forecast
1 | 1 | 14 | 19281.33 | 363.5162 | 304.6132 | -378.9906 | -117.3571 | 546.8057 | 251.3349 | 20251.2524 | 20445.7154 | -0.9511%
1 | 2 | 17 | 18497.99 | 233.988 | 288.8253 | -361.8422 | -109.4392 | 477.2003 | 236.2228 | 19262.9451 | 19393.9192 | -0.6753%
1 | 3 | 20 | 18022.6 | 148.5741 | 278.9994 | -352.6295 | -107.8708 | 341.0079 | 219.4802 | 18550.1613 | 18607.7764 | -0.3096%
1 | 4 | 22 | 17868.91 | 52.003 | 275.9715 | -347.2245 | -109.3909 | 340.031 | 215.4578 | 18295.7578 | 18327.6306 | -0.1739%
1 | 5 | 19 | 18209.71 | 157.6809 | 282.825 | -354.8619 | -116.6294 | 364.5579 | 229.8714 | 18773.1538 | 18897.14 | -0.6561%
1 | 6 | 15 | 19408.58 | 276.0769 | 303.4165 | -378.7435 | -135.5565 | 352.1007 | 377.1651 | 20203.0392 | 20407.1103 | -1%
1 | 7 | 10 | 21568.17 | 501.6499 | 343.9318 | -422.7855 | -160.7371 | 318.6777 | 573.1613 | 22722.0681 | 22951.5839 | -1%
1 | 8 | 6 | 22799.99 | 104.6489 | 365.2194 | -443.4535 | -180.8837 | 597.4016 | 605.6988 | 23848.6215 | 24089.5167 | -1%
1 | 9 | 7 | 22463.86 | 312.9305 | 368.3827 | -439.9019 | -190.6017 | 220.091 | 387.073 | 23121.8336 | 23355.3874 | -1%
1 | 10 | 12 | 21971.61 | 107.0342 | 351.7855 | -426.5925 | -202.7938 | -110.6711 | -46.6205 | 21643.7519 | 21623.8369 | 0.0921%
1 | 11 | 16 | 21423.39 | 88.2436 | 341.3885 | -414.0295 | 88.3949 | -1279.8305 | -121.5257 | 20126.0313 | 20112.3188 | 0.06818%
1 | 12 | 21 | 20970.2 | -487.2622 | 324.1511 | -398.5139 | 201.0586 | -1830.8701 | -28.1532 | 18750.6102 | 18748.6179 | 0.01063%
1 | 13 | 24 | 20850.43 | -491.4758 | 317.4123 | -397.2329 | 196.109 | -2040.7386 | -50.71 | 18383.7941 | 18384.9934 | -0.006523%
1 | 14 | 23 | 20791.64 | -231.3309 | 314.6075 | -397.6459 | 198.0378 | -1936.6696 | -56.5084 | 18682.1306 | 18685.0096 | -0.01541%
1 | 15 | 18 | 21001.36 | -294.8767 | 318.3451 | -401.7261 | 202.9018 | -1264.3135 | 111.4178 | 19673.1084 | 19675.6174 | -0.01275%
1 | 16 | 13 | 21774.48 | 70.233 | 331.8097 | -420.928 | -214.545 | -669.995 | 129.169 | 21000.2236 | 21040.5785 | -0.1918%
1 | 17 | 8 | 22980.97 | 370.9054 | 634.9636 | -452.688 | -213.086 | -98.3204 | 231.8986 | 23454.6433 | 23493.2062 | -0.1641%
1 | 18 | 3 | 25199.83 | 546.2345 | 700.3877 | -499.3569 | -640.3727 | 267.3596 | 76.5107 | 25650.5929 | 25775.0524 | -0.4829%
1 | 19 | 1 | 25550.9 | 671.5702 | 714.2374 | -510.4471 | -636.2365 | 189.1338 | 78.5026 | 26057.6604 | 26202.7293 | -0.5536%
1 | 20 | 2 | 25139.07 | 744.2557 | 704.7907 | -501.1248 | -622.1543 | 267.8119 | 73.6999 | 25806.349 | 26012.9784 | -0.7943%
1 | 21 | 4 | 24578.02 | 611.3802 | 685.8657 | -487.4414 | -611.3979 | 201.654 | 26.7202 | 25004.8009 | 25177.7024 | -0.6867%
1 | 22 | 5 | 23612.87 | 564.3664 | 376.6909 | -463.67 | -160.8075 | 169.6673 | 346.4917 | 24445.6088 | 24668.2637 | -0.9026%
1 | 23 | 9 | 21998.94 | 512.7757 | 349.6759 | -430.8944 | -143.5407 | 211.7725 | 449.0487 | 22947.7777 | 23179.5735 | -1%
1 | 24 | 11 | 20390.22 | 560.2713 | 323.8178 | -400.1087 | -125.7657 | 385.4374 | 539.5867 | 21673.4589 | 21892.3827 | -1%
2 | 1 | 13 | 18611.91 | 560.3389 | 295.3736 | -172.7825 | -114.0072 | 329.3716 | 634.9186 | 20145.1231 | 20348.6092 | -1%
2 | 2 | 16 | 17879.34 | 418.2328 | 281.3362 | -167.5645 | -108.8953 | 200.1756 | 562.2641 | 19064.8889 | 19257.4635 | -1%
2 | 3 | 20 | 17419.63 | 278.3198 | 272.2886 | -164.4405 | -107.723 | 116.1065 | 381.5469 | 18195.7283 | 18379.5236 | -1%
2 | 4 | 21 | 17278.27 | 223.9393 | 270.1495 | -163.9638 | -108.8642 | 81.7057 | 346.34 | 17927.5765 | 18108.6631 | -1%
2 | 5 | 19 | 17674.45 | 320.7721 | 279.0715 | -168.3055 | -115.5452 | 94.876 | 430.7437 | 18516.0627 | 18703.0936 | -1%
2 | 6 | 15 | 18910.85 | 592.2581 | 306.3171 | -178.9549 | -132.5233 | 86.4599 | 488.6031 | 20073.01 | 20275.7677 | -1%
2 | 7 | 8 | 21040.09 | 593.6996 | 341.1882 | -194.6062 | -160.3621 | 68.9459 | 736.2311 | 22425.1866 | 22651.7036 | -1%
2 | 8 | 6 | 22065.22 | 479.2889 | 367.674 | -203.9539 | -176.2611 | 143.8361 | 756.3207 | 23432.1248 | 23668.8129 | -1%
2 | 9 | 7 | 21745.61 | 532.864 | 359.6721 | -204.4024 | -189.6833 | -14.9099 | 221.2443 | 22450.3948 | 22632.241 | -0.8035%
2 | 10 | 12 | 21326.61 | 394.2287 | 342.0008 | -201.8695 | -199.3138 | -648.9744 | -5.8535 | 21006.8283 | 20809.865 | 0.9465%
2 | 11 | 17 | 20757.59 | -301.3043 | 322.8403 | -197.9366 | 84.8226 | -1381.7792 | 65.8891 | 19350.1218 | 19340.0252 | 0.05221%
2 | 12 | 22 | 20330.38 | -437.6604 | 312.6293 | -195.4537 | 199.094 | -2154.1587 | 158.8327 | 18213.6631 | 18211.6189 | 0.01122%
2 | 13 | 24 | 20085.09 | -351.8096 | 307.3702 | -194.6837 | 194.5275 | -2218.9715 | 130.3341 | 17951.8568 | 17953.8108 | -0.01088%
2 | 14 | 23 | 20025.28 | -376.9107 | 299.8029 | -194.12 | 193.6235 | -1884.0635 | 113.5786 | 18177.1908 | 18181.9142 | -0.02598%
2 | 15 | 18 | 20192.86 | -79.9509 | 300.2613 | -195.6204 | 199.5594 | -1445.337 | 93.6878 | 19065.4602 | 19071.1086 | -0.02962%
2 | 16 | 14 | 20867.51 | 166.1754 | 310.9756 | -199.598 | -219.1721 | -841.1461 | 237.2764 | 20322.0211 | 20320.7394 | 0.006307%
2 | 17 | 10 | 21846.98 | 503.8554 | 606.6429 | -207.4723 | -214.7743 | -108.5178 | 199.3801 | 22626.0941 | 22649.3788 | -0.1028%
2 | 18 | 3 | 23678.27 | 771.7018 | 664.5215 | -218.0374 | -640.1929 | 146.383 | 23.0911 | 24425.7371 | 24627.058 | -0.8175%
2 | 19 | 1 | 24746.81 | 748.8527 | 693.7405 | -223.1722 | -637.4675 | 23.9141 | 105.7566 | 25458.434 | 25715.5899 | -1%
2 | 20 | 2 | 24421.43 | 761.7606 | 685.247 | -219.8227 | -624.5603 | 8.6823 | 201.4256 | 25234.1625 | 25474.7638 | -0.9445%
2 | 21 | 4 | 23854.17 | 554.9054 | 664.4509 | -214.4055 | -612.72 | 0 | 160.1049 | 24406.5057 | 24533.2063 | -0.5164%
2 | 22 | 5 | 22924.26 | 556.2791 | 365.6936 | -205.4151 | -161.1585 | 0 | 296.8311 | 23776.4901 | 24016.6567 | -1%
2 | 23 | 9 | 21377.93 | 533.9076 | 340.8142 | -193.3831 | -142.3662 | 0 | 452.882 | 22369.7845 | 22595.742 | -1%
2 | 24 | 11 | 19847.75 | 617.3976 | 317.3477 | -182.4592 | -125.1633 | 101.6896 | 625.1143 | 21201.6768 | 21415.8351 | -1%
3 | 1 | 15 | 17822.56 | 663.979 | 287.434 | -113.2265 | -108.7031 | 147.9684 | 296.3983 | 18996.4101 | 19022.9425 | -0.1395%
3 | 2 | 18 | 17176.37 | 441.8854 | 274.088 | -109.3038 | -107.7899 | 1.5215 | 280.6558 | 17957.427 | 17988.563 | -0.1731%
3 | 3 | 22 | 16720.71 | 352.6063 | 265.939 | -107.2193 | -107.2887 | -75.6555 | 260.1149 | 17309.2067 | 17349.1406 | -0.2302%
3 | 4 | 20 | 16680.58 | 331.9038 | 265.6164 | -106.5963 | -111.8414 | 173.3288 | 307.8944 | 17540.8858 | 17584.2095 | -0.2464%
3 | 5 | 17 | 17302.36 | 346.084 | 275.7835 | -109.2098 | -124.7467 | 236.7245 | 364.7935 | 18291.7889 | 18476.5545 | -1%
3 | 6 | 13 | 18692.16 | 419.8538 | 299.3351 | -116.2935 | -146.1878 | 278.1825 | 625.1006 | 20052.1507 | 20254.6977 | -1%
3 | 7 | 8 | 20336.85 | 687.3606 | 338.1666 | -126.1267 | -160.7879 | 141.9645 | 609.6051 | 21827.0322 | 22047.5073 | -1%
3 | 8 | 9 | 21349.38 | 446.7287 | 358.431 | -131.7744 | -182.9974 | -144.5058 | 256.5577 | 21951.8199 | 21978.3795 | -0.1208%
3 | 9 | 11 | 21078.52 | 248.8841 | 350.8006 | -131.4098 | -195.6926 | -673.9888 | 78.9442 | 20756.0577 | 20744.4203 | 0.0561%
3 | 10 | 16 | 20482.06 | -86.7713 | 336.3531 | -128.8061 | -210.4727 | -1357.507 | 11.3727 | 19046.2286 | 19033.3849 | 0.06748%
3 | 11 | 21 | 19925.97 | -60.0875 | 318.6801 | -127.0558 | 79.362 | -2426.2617 | 110.6665 | 17821.2737 | 17815.6299 | 0.03168%
3 | 12 | 24 | 19289.83 | 213.7891 | 307.3501 | -125.3117 | 195.8856 | -2544.3143 | 206.4247 | 17543.6533 | 17544.4719 | -0.004666%
3 | 13 | 23 | 18793.83 | 491.3326 | 303.4708 | -122.3998 | 194.2916 | -2089.5845 | 181.5637 | 17752.5044 | 17756.8061 | -0.02423%
3 | 14 | 19 | 18846.34 | 629.154 | 303.8358 | -122.7309 | 197.3263 | -1485.9065 | 159.7507 | 18527.7694 | 18533.4216 | -0.0305%
3 | 15 | 14 | 19174.78 | 734.8996 | 306.1984 | -123.8021 | 204.951 | -938.7266 | 363.4307 | 19721.7309 | 19727.0557 | -0.02699%
3 | 16 | 12 | 19707.49 | 1161.583 | 315.9234 | -126.2741 | -212.1764 | -210.7461 | 256.3093 | 20892.109 | 20888.2853 | 0.01831%
3 | 17 | 6 | 20930.56 | 1482.2488 | 656.205 | -135.1141 | -206.2324 | 0 | 279.4898 | 23007.1572 | 23194.3375 | -0.807%
3 | 18 | 3 | 22547.73 | 1441.8433 | 651.0848 | -142.7243 | -193.8927 | 41.8431 | 573.0561 | 24918.9402 | 25135.522 | -0.8617%
3 | 19 | 1 | 24043.26 | 930.2894 | 678.0659 | -147.6406 | -189.3242 | 42.8762 | 578.6832 | 25936.2098 | 26187.9986 | -0.9615%
3 | 20 | 2 | 24222.79 | 1370.4776 | 697.1281 | -146.4425 | -599.9455 | 87.3733 | 2.654 | 25634.035 | 25661.9645 | -0.1088%
3 | 21 | 4 | 23626 | 1356.2298 | 681.0874 | -143.309 | -592.1166 | -272.4997 | -8.9414 | 24646.4505 | 24631.1468 | 0.06213%
3 | 22 | 5 | 22388.04 | 1226.7614 | 374.7711 | -135.7367 | -142.7799 | -416.8828 | 296.166 | 23590.339 | 23601.2343 | -0.04616%
3 | 23 | 7 | 20690.19 | 1338.1673 | 350.4744 | -127.5305 | -550.0929 | 135.6139 | 2.2197 | 21839.0418 | 21778.6718 | 0.2772%
3 | 24 | 10 | 19393.78 | 1107.5218 | 325.8212 | -119.9437 | -536.5348 | 370.1508 | 60.6308 | 20601.4262 | 20527.4938 | 0.3602%
4 | 1 | 13 | 18284.01 | 1098.4386 | 307.3781 | -175.7344 | -102.1518 | -10.8435 | 287.3501 | 19688.4471 | 19670.8268 | 0.08958%
4 | 2 | 17 | 17419.1 | 938.9214 | 290.9273 | -168.1835 | -99.3026 | -40.9282 | 268.9885 | 18609.5229 | 18592.2159 | 0.09309%
4 | 3 | 21 | 16836.53 | 592.4913 | 279.3901 | -162.0147 | -100.0632 | 150.6034 | 295.7636 | 17892.7004 | 17877.1746 | 0.08685%
4 | 4 | 20 | 16661.32 | 573.3059 | 275.5483 | -160.7825 | -104.2351 | 299.8562 | 323.5402 | 17868.553 | 17889.5676 | -0.1175%
4 | 5 | 18 | 17159.42 | 519.7196 | 278.3472 | -164.133 | -116.9919 | 357.1637 | 412.0101 | 18445.5358 | 18631.8544 | -1%
4 | 6 | 12 | 18179.94 | 525.2314 | 292.5599 | -172.1363 | -128.5577 | 313.8928 | 724.5981 | 19735.5283 | 19934.877 | -1%
4 | 7 | 11 | 19426.29 | 420.6987 | 315.8578 | -181.3904 | -152.9873 | -7.3983 | 278.6218 | 20099.6924 | 20219.7796 | -0.5939%
4 | 8 | 14 | 19874.68 | 57.7378 | 316.2344 | -182.1487 | -182.4379 | -330.134 | 265.6457 | 19819.5774 | 19828.7892 | -0.04646%
4 | 9 | 16 | 19655.49 | 80.7415 | 309.9776 | -182.5446 | -198.4784 | -879.2963 | 7.0124 | 18792.9022 | 18797.3457 | -0.02364%
4 | 10 | 22 | 19279.74 | -328.9608 | 299.569 | -180.1313 | 86.2326 | -1439.9812 | 223.576 | 17940.0443 | 17951.4094 | -0.06331%
4 | 11 | 24 | 18872.5 | -377.6137 | 288.447 | -180.0668 | 201.1806 | -1590.2296 | 348.3104 | 17562.5279 | 17597.3428 | -0.1978%
4 | 12 | 23 | 18769.43 | -330.6412 | 277.3196 | -180.6604 | 192.7532 | -1301.9976 | 339.8987 | 17766.1024 | 17815.8358 | -0.2792%
4 | 13 | 19 | 19203.67 | -358.5381 | 274.7392 | -184.0897 | 188.78 | -923.0018 | 329.6126 | 18531.1722 | 18582.719 | -0.2774%
4 | 14 | 15 | 19856.24 | -175.5207 | 279.2634 | -189.5898 | 194.541 | -426.8757 | 310.9556 | 19849.0137 | 19887.5305 | -0.1937%
4 | 15 | 10 | 20720.95 | 648.1467 | 299.3906 | -201.3028 | -215.9002 | 63.0495 | 51.1945 | 21365.5284 | 21285.437 | 0.3763%
4 | 16 | 7 | 21767.81 | 681.664 | 312.9296 | -208.3437 | -212.395 | 254.7207 | 365.6436 | 22962.0291 | 23193.9688 | -1%
4 | 17 | 5 | 23033.56 | 1044.9745 | 700.3742 | -222.5501 | -206.3528 | 552.5139 | 388.5747 | 25291.0944 | 25546.56 | -1%
4 | 18 | 3 | 24158.07 | 1567.7811 | 698.5806 | -234.244 | -189.1086 | 470.1906 | 630.5274 | 27101.7972 | 27375.5527 | -1%
4 | 19 | 1 | 24867.73 | 1681.6002 | 722.6824 | -239.1155 | -179.0613 | 98.6854 | 858.1835 | 27810.7046 | 28091.6208 | -1%
4 | 20 | 2 | 25035.37 | 1596.7584 | 725.4223 | -236.3649 | -596.5331 | 167.0692 | 518.7168 | 27210.4387 | 27485.2916 | -1%
4 | 21 | 4 | 24507.63 | 1196.6206 | 700.5789 | -227.5265 | -592.5645 | 272.0548 | 165.4009 | 26022.1943 | 26231.1884 | -0.7967%
4 | 22 | 6 | 23185.56 | 1504.4715 | 390.7587 | -216.5004 | -139.9773 | -160.8592 | 207.0638 | 24770.5171 | 24746.6861 | 0.0963%
4 | 23 | 8 | 21299.37 | 1509.6131 | 360.2062 | -202.3286 | -550.3458 | 287.3234 | -44.2769 | 22659.5615 | 22608.8778 | 0.2242%
4 | 24 | 9 | 19677.33 | 1438.5971 | 333.9176 | -189.8287 | -535.1517 | 380.8948 | -6.7469 | 21099.0122 | 21076.1809 | 0.1083%
5 | 1 | 17 | 19559.65 | 1583.3499 | 353.6362 | -161.1243 | -99.7796 | -131.8522 | 256.5205 | 21360.4005 | 21379.2214 | -0.08803%
5 | 2 | 21 | 18558.08 | 1428.1841 | 335.2069 | -152.9647 | -95.9114 | -183.7045 | 254.4441 | 20143.3345 | 20149.3485 | -0.02985%
5 | 3 | 23 | 17859.54 | 1345.9039 | 321.653 | -147.5034 | -94.2667 | -211.062 | 268.3636 | 19342.6284 | 19331.071 | 0.05979%
5 | 4 | 24 | 17551.51 | 1282.4258 | 314.373 | -144.3478 | -97.3413 | -93.2662 | 314.5145 | 19127.868 | 19181.9285 | -0.2818%
5 | 5 | 22 | 17877.88 | 1224.0074 | 313.8856 | -145.0221 | -104.162 | 215.912 | 386.8018 | 19769.3028 | 19865.6171 | -0.4848%
5 | 6 | 20 | 18689.51 | 1112.1196 | 322.8889 | -149.3749 | -121.3741 | 204.1586 | 408.23 | 20466.1581 | 20672.887 | -1%
5 | 7 | 16 | 19667.43 | 899.4866 | 331.2705 | -152.4252 | -146.8853 | 136.8061 | 635.362 | 21371.0448 | 21586.9139 | -1%
5 | 8 | 13 | 20104.6 | 673.154 | 326.9128 | -151.0124 | -176.1355 | 273.6557 | 750.7065 | 21801.8812 | 22004.2093 | -0.9195%
5 | 9 | 15 | 20087.29 | 594.5645 | 322.559 | -149.7496 | -194.7842 | 48.9265 | 687.8599 | 21396.6661 | 21596.9361 | -0.9273%
5 | 10 | 18 | 19984.38 | 651.0443 | 316.7382 | -147.9199 | -210.8643 | -46.2572 | 534.1514 | 21081.2725 | 21280.4717 | -0.9361%
5 | 11 | 19 | 19929.99 | 535.4978 | 312.9683 | -147.143 | 200.5769 | -251.666 | 593.3669 | 21173.5908 | 21381.6969 | -0.9733%
5 | 12 | 14 | 20061.5 | 570.2758 | 310.8581 | -147.7887 | 189.6356 | -153.3739 | 853.0271 | 21684.1341 | 21899.4556 | -0.9832%
5 | 13 | 12 | 20674.65 | 1373.0497 | 340.2098 | -159.6547 | 193.8605 | -178.0601 | 583.2657 | 22827.3209 | 23043.6623 | -0.9388%
5 | 14 | 10 | 21581.01 | 1641.9321 | 354.045 | -165.7354 | 194.8144 | -165.197 | 1002.6103 | 24443.4795 | 24667.9626 | -0.91%
5 | 15 | 8 | 22745.1 | 1874.0982 | 371.8562 | -174.3272 | -223.504 | 604.0156 | 927.336 | 26124.5749 | 26360.0563 | -0.8933%
5 | 16 | 6 | 23968.71 | 1929.6313 | 393.3829 | -183.9479 | 77.9008 | 887.756 | 1224.1932 | 28297.6263 | 28555.3224 | -0.9024%
5 | 17 | 4 | 25302.67 | 2287.9749 | 811.6041 | -200.8106 | -217.1606 | 851.2052 | 936.5193 | 29772.0022 | 30045.6047 | -0.9106%
5 | 18 | 2 | 26476.38 | 2386.3343 | 787.5579 | -212.2155 | -200.9522 | 607.9785 | 1081.5267 | 30926.6098 | 31238.9998 | -1%
5 | 19 | 1 | 26999.01 | 2406.0707 | 803.7621 | -217.0719 | -185.6693 | 270.9264 | 1078.2744 | 31155.3025 | 31470.0025 | -1%
5 | 20 | 3 | 27023.6 | 1818.4514 | 788.3305 | -212.2839 | -604.4196 | 520.4777 | 622.7872 | 29956.9433 | 30259.5387 | -1%
5 | 21 | 5 | 26379.57 | 1715.6381 | 767.7085 | -205.9716 | -595.812 | 327.2362 | 540.3428 | 28928.7119 | 29169.4073 | -0.8252%
5 | 22 | 7 | 24996.01 | 1730.0458 | 440.7985 | -197.3364 | -567.0007 | 518.3377 | 0 | 26920.855 | 26883.0305 | 0.1407%
5 | 23 | 9 | 22885.88 | 1490.4897 | 396.7309 | -180.2567 | -553.7722 | 538.0394 | 0 | 24577.1111 | 24542.8848 | 0.1395%
5 | 24 | 11 | 21042.51 | 1474.4584 | 365.727 | -168.2232 | -112.5672 | 246.9485 | 361.7754 | 23210.629 | 23237.6254 | -0.1162%
6 | 1 | 19 | 21240.66 | 1598.2585 | 363.4428 | -301.9161 | -120.2193 | 183.7042 | 819.9787 | 23783.9088 | 24020.0416 | -0.9831%
6 | 2 | 21 | 19963.59 | 1400.2451 | 338.3204 | -284.2274 | -114.4628 | 128.6053 | 764.9973 | 22197.068 | 22391.1803 | -0.8669%
6 | 3 | 23 | 19010.75 | 1272.2485 | 318.5961 | -271.8712 | -111.5302 | 210.9147 | 750.8571 | 21179.9648 | 21361.4898 | -0.8498%
6 | 4 | 24 | 18511.28 | 1530.6553 | 317.4889 | -266.2893 | -110.3595 | 248.2246 | 711.2101 | 20942.2101 | 21134.2289 | -0.9086%
6 | 5 | 22 | 18631.09 | 1822.1026 | 324.8515 | -270.5024 | -113.3551 | 505.4255 | 795.1671 | 21694.7792 | 21913.9184 | -1%
6 | 6 | 20 | 19279.09 | 2145.4475 | 344.7767 | -282.1836 | -126.1292 | 494.946 | 837.7785 | 22693.7259 | 22922.9554 | -1%
6 | 7 | 18 | 20039.21 | 2723.6556 | 371.2945 | -299.822 | -147.6777 | 445.2565 | 924.6519 | 24056.5689 | 24299.5645 | -1%
6 | 8 | 17 | 20667.66 | 3052.1214 | 390.7782 | -315.2739 | -175.8737 | 333.368 | 594.0798 | 24546.8597 | 24794.8078 | -1%
6 | 9 | 16 | 21159.84 | 3085.6232 | 399.541 | -326.9245 | -197.6433 | 219.6008 | 478.2738 | 24818.311 | 24852.7946 | -0.1388%
6 | 10 | 15 | 21689.09 | 2782.1228 | 406.1171 | -333.9869 | -218.8866 | 308.3112 | 474.3857 | 25107.1534 | 25131.9213 | -0.09855%
6 | 11 | 14 | 22457.63 | 2888.624 | 414.2097 | -350.0792 | -233.8001 | 71.5371 | 485.4713 | 25733.5927 | 25759.5063 | -0.1006%
6 | 12 | 12 | 23566.25 | 3074.1084 | 428.8125 | -370.1562 | -247.2067 | 76.9441 | 374.0921 | 26902.8443 | 26968.2162 | -0.2424%
6 | 13 | 10 | 25092.04 | 3421.3678 | 454.6803 | -394.4116 | -257.2571 | 77.2289 | 379.5638 | 28773.2122 | 29063.8507 | -1%
6 | 14 | 8 | 26630.61 | 3627.5972 | 481.3436 | -415.9109 | -262.6118 | 83.6596 | 1081.6367 | 31226.3244 | 31541.7418 | -1%
6 | 15 | 6 | 28387.66 | 3869.3472 | 514.9481 | -437.2085 | -263.0108 | 631.5045 | 1096.3769 | 33799.6175 | 34141.0278 | -1%
6 | 16 | 4 | 29887.83 | 3591.0535 | 533.8039 | -450.0091 | -272.7735 | 1111.0322 | 1344.6049 | 35745.542 | 36106.6081 | -1%
6 | 17 | 2 | 31325.85 | 3740.7083 | 957.6104 | -468.3335 | -274.9517 | 907.5167 | 1301.7801 | 37490.1803 | 37868.869 | -1%
6 | 18 | 1 | 32449.35 | 3069.1952 | 970.337 | -468.7732 | -264.0762 | 1012.3993 | 1260.5338 | 38028.9659 | 38413.0969 | -1%
6 | 19 | 3 | 32513.42 | 3348.5764 | 980.9241 | -461.5807 | -237.0617 | 512.0783 | 738.3236 | 37394.6799 | 37772.4039 | -1%
6 | 20 | 5 | 31828.13 | 2388.7684 | 936.9712 | -437.5644 | -219.0403 | 113.139 | 1039.9447 | 35650.3486 | 36010.4531 | -1%
6 | 21 | 7 | 30707.55 | 2125.8923 | 898.8388 | -421.2085 | -202.2859 | 0 | 931.2811 | 34040.0679 | 34383.907 | -1%
6 | 22 | 9 | 29000.53 | 2032.8366 | 505.8876 | -398.4321 | -170.165 | 0 | 263.2778 | 31233.9349 | 31428.2073 | -0.6181%
6 | 23 | 11 | 26236.19 | 1875.7392 | 451.2714 | -366.9537 | -151.8646 | -14.6574 | 350.9285 | 28380.6535 | 28350.794 | 0.1053%
6 | 24 | 13 | 24037.44 | 1662.5293 | 407.3001 | -338.5731 | -132.1292 | 56.7624 | 404.643 | 26097.9726 | 26227.0959 | -0.4923%
7 | 1 | 19 | 23896.86 | 1349.3213 | 397.1807 | -344.6311 | -122.7905 | 393.2096 | 460.3192 | 26029.4692 | 26249.3006 | -0.8375%
7 | 2 | 21 | 22286.39 | 1150.9119 | 366.589 | -323.78 | -115.5151 | 365.6732 | 451.9147 | 24182.1836 | 24390.6119 | -0.8545%
7 | 3 | 23 | 21139.96 | 1119.6533 | 344.4792 | -310.1136 | -110.7521 | 373.8259 | 523.3952 | 23080.4478 | 23313.5837 | -1%
7 | 4 | 24 | 20568.24 | 1268.2136 | 340.8136 | -304.071 | -109.4026 | 461.8456 | 538.5644 | 22764.2036 | 22994.145 | -1%
7 | 5 | 22 | 20787.04 | 1419.6514 | 346.8547 | -309.2885 | -114.4401 | 551.4192 | 750.6228 | 23431.8596 | 23668.5451 | -1%
7 | 6 | 20 | 21549.78 | 1611.8301 | 364.38 | -321.8582 | -125.4812 | 650.5144 | 880.173 | 24609.3381 | 24857.9173 | -1%
7 | 7 | 18 | 22659.91 | 1867.1964 | 388.7126 | -341.6648 | -145.1997 | 679.7451 | 962.2539 | 26070.9535 | 26334.2965 | -1%
7 | 8 | 17 | 23681.16 | 1969.31 | 402.5893 | -363.234 | -171.4496 | 591.1054 | 869.1862 | 26978.6674 | 27251.1792 | -1%
7 | 9 | 16 | 24508.48 | 2008.5439 | 410.531 | -382.5345 | -197.4927 | 451.7829 | 566.8024 | 27366.113 | 27642.5384 | -1%
7 | 10 | 14 | 25386.21 | 1963.7792 | 416.0132 | -402.7623 | -218.1262 | 363.9196 | 550.8584 | 28059.8918 | 28251.8695 | -0.6795%
7 | 11 | 13 | 26489.5 | 2140.4584 | 429.2118 | -425.3558 | -237.6586 | 224.2344 | 632.1604 | 29252.5506 | 29532.256 | -0.9471%
7 | 12 | 11 | 27794.87 | 2276.8803 | 443.2705 | -450.7414 | -255.9391 | 167.373 | 744.1066 | 30719.8199 | 31001.7463 | -0.9094%
7 | 13 | 9 | 29294.65 | 2751.5034 | 469.9249 | -479.3086 | -271.7605 | 288.6803 | 1066.0241 | 33119.7135 | 33430.8185 | -0.9306%
7 | 14 | 7 | 30878.88 | 3717.1119 | 511.9153 | -509.7896 | -278.2786 | 997.5464 | 1240.2637 | 36557.6491 | 36926.9182 | -1%
7 | 15 | 5 | 32635.57 | 4145.8947 | 544.935 | -537.0542 | -286.1391 | 1311.9106 | 1355.5833 | 39170.7002 | 39566.3638 | -1%
7 | 16 | 3 | 34157.95 | 4162.4367 | 575.2508 | -549.1284 | -298.5377 | 1523.2882 | 1441.0016 | 41012.2612 | 41426.5265 | -1%
7 | 17 | 1 | 35532.23 | 3673.7392 | 1065.8367 | -559.7195 | -307.698 | 774.9884 | 1428.8376 | 41608.2144 | 42028.4994 | -1%
7 | 18 | 2 | 36555.11 | 2941.9208 | 1074.9841 | -551.5411 | -293.9576 | 559.7258 | 1189.4756 | 41475.7176 | 41883.4681 | -0.9735%
7 | 19 | 4 | 36531.74 | 2037.0841 | 1050.6842 | -530.1235 | -270.6216 | 842.9686 | 1092.4793 | 40754.2109 | 41096.2505 | -0.8323%
7 | 20 | 6 | 35558.1 | 1703.0374 | 1016.0658 | -506.2638 | -245.4256 | 92.1055 | 965.1579 | 38582.7772 | 38931.0542 | -0.8946%
7 | 21 | 8 | 34152.77 | 1650.1791 | 976.252 | -486.7923 | -220.6576 | 0 | 800.229 | 36871.9801 | 37244.4243 | -1%
7 | 22 | 10 | 32252.15 | 1118.4326 | 528.3438 | -446.2549 | -186.6533 | 100.2853 | 400.4425 | 33766.746 | 33794.907 | -0.08333%
7 | 23 | 12 | 29155.51 | 1132.1307 | 473.6671 | -411.6669 | -163.4689 | -55.0785 | 373.7107 | 30504.8042 | 30543.4834 | -0.1266%
7 | 24 | 15 | 26337.91 | 1173.3746 | 427.7113 | -377.8395 | -139.4049 | 154.6734 | 453.4436 | 28029.8685 | 28068.4978 | -0.1376%
8 | 1 | 19 | 24441.79 | 668.0298 | 394.2207 | -509.1006 | -125.8984 | -39.1403 | 355.2957 | 25185.1969 | 25243.2194 | -0.2299%
8 | 2 | 21 | 22940.32 | 262.1705 | 369.9821 | -470.1166 | -119.2504 | 59.6127 | 351.5234 | 23394.2418 | 23450.0845 | -0.2381%
8 | 3 | 23 | 21862.26 | 248.5495 | 351.9093 | -448.2163 | -112.9726 | 121.9804 | 372.9365 | 22396.4468 | 22471.8266 | -0.3354%
8 | 4 | 24 | 21292.26 | -265.7786 | 322.538 | -429.3503 | -115.8851 | 533.6313 | 634.5078 | 21971.9232 | 22193.8618 | -1%
8 | 5 | 22 | 21559.94 | 12.7495 | 330.5048 | -438.1052 | -122.3566 | 595.4563 | 843.8671 | 22782.0558 | 23012.1776 | -1%
8 | 6 | 20 | 22414.76 | 449.4937 | 353.5649 | -462.4525 | -131.13 | 685.1253 | 879.038 | 24188.3994 | 24419.0912 | -0.9447%
8 | 7 | 18 | 23691.56 | 421.1338 | 376.5948 | -488.5657 | -153.4849 | 564.0338 | 916.7624 | 25328.0341 | 25567.0649 | -0.9349%
8 | 8 | 17 | 24604.07 | 643.1588 | 397.7785 | -511.5179 | -182.8301 | 345.8905 | 612.722 | 25909.2718 | 26157.1066 | -0.9475%
8 | 9 | 16 | 25193.79 | 604.0507 | 403.2274 | -516.9963 | -211.6064 | 119.2803 | 497.1504 | 26088.8961 | 26172.5267 | -0.3195%
8 | 10 | 15 | 25940.11 | 851.8451 | 410.5608 | -536.7767 | -235.1402 | -204.3498 | 334.4827 | 26560.7319 | 26652.2451 | -0.3434%
8 | 11 | 13 | 27002.89 | 1023.9066 | 418.4874 | -563.7414 | -259.6489 | -361.2499 | 97.8225 | 27358.4663 | 27474.115 | -0.4209%
8 | 12 | 11 | 28376.25 | 1289.5467 | 435.8932 | -597.5174 | -281.0433 | -232.1192 | 0 | 28991.0101 | 29016.796 | -0.08887%
8 | 13 | 10 | 30162.35 | 1785.9702 | 467.6977 | -644.7895 | -299.5419 | -112.0447 | 27.7091 | 31387.3508 | 31578.0251 | -0.6038%
8 | 14 | 8 | 31887.35 | 2059.3659 | 498.4072 | -684.5682 | -315.6232 | -101.4429 | 517.998 | 33861.4868 | 34174.8868 | -0.917%
8 | 15 | 5 | 33662.66 | 2377.5591 | 536.7928 | -724.7295 | -324.9649 | 192.7708 | 1290.6034 | 37010.6917 | 37343.4713 | -0.8911%
8 | 16 | 4 | 35187.25 | 2041.2109 | 559.2297 | -748.3834 | -339.0275 | 354.9717 | 1371.0053 | 38426.2566 | 38764.0762 | -0.8715%
8 | 17 | 2 | 36542.49 | 1984.5767 | 1047.2724 | -786.0586 | -341.6903 | 363.8337 | 1212.8424 | 40023.2662 | 40369.3046 | -0.8572%
8 | 18 | 1 | 37401.67 | 2023.5611 | 1071.8656 | -805.6096 | -318.6809 | 281.748 | 780.5406 | 40435.0949 | 40775.0974 | -0.8338%
8 | 19 | 3 | 37141.25 | 1130.0242 | 1043.8358 | -775.997 | -288.7331 | -130.9824 | 1199.2609 | 39318.6584 | 39646.8055 | -0.8277%
8 | 20 | 6 | 36056.8 | 617.2511 | 999.2831 | -745.2604 | -262.3308 | -123.5495 | 503.9497 | 37046.1433 | 37352.0867 | -0.8191%
8 | 21 | 7 | 34484.43 | 592.7134 | 956.3725 | -712.3975 | -236.4582 | -133.7667 | 158.5942 | 35109.4878 | 35311.0469 | -0.5708%
8 | 22 | 9 | 32279.54 | -214.2143 | 502.4555 | -646.1989 | -201.1555 | -31.7469 | 456.9067 | 32145.5866 | 32134.9413 | 0.03313%
8 | 23 | 12 | 29279.58 | -442.8679 | 449.2252 | -583.7102 | -177.0632 | 126.2013 | 421.7386 | 29073.1038 | 29054.5649 | 0.06381%
8 | 24 | 14 | 26531.45 | 96.6284 | 407.1608 | -542.9854 | -149.0584 | 103.222 | 480.0611 | 26926.4784 | 26968.7074 | -0.1566%
9 | 1 | 19 | 23954.04 | 680.5836 | 378.6689 | -198.2979 | -127.2536 | -190.7139 | 459.1307 | 24956.1579 | 24996.1323 | -0.1599%
9 | 2 | 21 | 22547.44 | 637.078 | 355.4452 | -189.5166 | -120.1509 | -400.3478 | 428.2354 | 23258.1832 | 23297.0713 | -0.1669%
9 | 3 | 23 | 21494.82 | 683.9895 | 340.0274 | -183.1414 | -114.4883 | -335.461 | 431.2843 | 22317.0305 | 22354.0682 | -0.1657%
9 | 4 | 24 | 20975.64 | 752.2828 | 334.144 | -180.3637 | -114.8134 | -221.8991 | 510.1859 | 22055.1765 | 22109.6212 | -0.2462%
9 | 5 | 22 | 21217.02 | 938.6898 | 340.6426 | -182.1793 | -121.566 | 86.8286 | 531.2256 | 22810.6612 | 22873.2955 | -0.2738%
9 | 6 | 20 | 22180.92 | 1259.984 | 362.8807 | -188.7098 | -133.7174 | 527.7601 | 565.2957 | 24574.4134 | 24662.6657 | -0.3578%
9 | 7 | 18 | 23538.41 | 1380.8952 | 390.9859 | -200.1687 | -156.5462 | 498.3418 | 567.2977 | 26019.2157 | 26054.434 | -0.1352%
9 | 8 | 17 | 24466.97 | 1502.645 | 409.3338 | -212.0046 | -189.0253 | 365.7846 | 528.8278 | 26872.5313 | 26913.3476 | -0.1517%
9 | 9 | 16 | 25142.53 | 1724.7358 | 415.1305 | -222.9139 | -213.8548 | -18.4625 | 559.3877 | 27386.5529 | 27435.1888 | -0.1773%
9 | 10 | 14 | 25964.76 | 1859.2298 | 418.7143 | -232.5308 | -236.7019 | -345.3658 | 618.4066 | 28046.5121 | 28104.9444 | -0.2079%
9 | 11 | 13 | 27144.93 | 2046.5626 | 426.8295 | -241.4704 | -257.1025 | -671.0504 | 677.6384 | 29126.3372 | 29190.9296 | -0.2213%
9 | 12 | 11 | 28809.63 | 2324.3076 | 443.843 | -251.9607 | -275.2052 | -678.2871 | 576.536 | 30948.8636 | 31019.1067 | -0.2265%
9 | 13 | 9 | 30594.61 | 2630.9161 | 463.426 | -262.498 | -291.4194 | -420.1692 | 697.2028 | 33412.0683 | 33490.028 | -0.2328%
9 | 14 | 7 | 32434.27 | 3359.3298 | 493.3061 | -272.4008 | -302.4023 | 234.1141 | 894.6173 | 36840.8342 | 36926.3478 | -0.2316%
9 | 15 | 5 | 34279.75 | 4018.3528 | 526.7198 | -280.4862 | -307.5479 | 329.5024 | 1076.575 | 39642.8659 | 40043.2989 | -1%
9 | 16 | 3 | 35878.19 | 3694.7423 | 556.0042 | -287.0825 | -316.4948 | 72.775 | 1349.4096 | 40947.5438 | 41361.1553 | -1%
9 | 17 | 1 | 36912.39 | 2978.0255 | 1080.2639 | -292.8655 | -314.8114 | 193.9732 | 1180.5973 | 41737.5731 | 42159.1647 | -1%
9 | 18 | 2 | 37459.87 | 2454.3424 | 1082.8162 | -289.2037 | -291.8366 | 241.7648 | 1102.753 | 41760.5062 | 42182.3295 | -1%
9 | 19 | 4 | 37026.16 | 1927.2732 | 1057.2709 | -277.9091 | -266.0701 | -21.4825 | 873.2964 | 40318.5386 | 40661.9325 | -0.8445%
9 | 20 | 6 | 36041.72 | 1506.3695 | 1018.5994 | -268.8052 | -237.8628 | -352.7913 | 67.4893 | 37774.7189 | 37764.1113 | 0.02809%
9 | 21 | 8 | 34340.02 | 1369.1104 | 968.7128 | -260.0089 | -217.1014 | -198.4745 | 0 | 36002.2583 | 35825.2827 | 0.494%
9 | 22 | 10 | 32101.46 | 1127.8516 | 497.802 | -245.1859 | -180.8704 | -187.1459 | -38.6394 | 33075.2722 | 32965.6329 | 0.3326%
9 | 23 | 12 | 29268.8 | 1059.968 | 456.1834 | -228.3753 | -159.954 | -272.225 | 208.5039 | 30332.901 | 30320.6952 | 0.04026%
9 | 24 | 15 | 26031.04 | 1566.5291 | 414.1604 | -213.4636 | -139.6076 | -238.3625 | 395.3359 | 27815.6317 | 27844.416 | -0.1034%
10 | 1 | 20 | 20435.35 | 762.5579 | 325.8303 | -173.4203 | -108.1734 | -178.8388 | 347.0476 | 21410.3533 | 21445.9519 | -0.166%
10 | 2 | 21 | 19445.17 | 596.1904 | 310.9083 | -166.3736 | -103.9397 | -253.4385 | 348.9806 | 20177.4975 | 20209.8676 | -0.1602%
10 | 3 | 23 | 18652.14 | 624.0551 | 298.0812 | -159.592 | -100.5854 | -258.0032 | 362.7624 | 19418.8581 | 19450.1558 | -0.1609%
10 | 4 | 24 | 18328.89 | 616.6859 | 293.9046 | -156.0899 | -102.2155 | -89.3904 | 443.2876 | 19335.0722 | 19375.0042 | -0.2061%
10 | 5 | 22 | 18734.61 | 675.6396 | 298.4458 | -160.4944 | -114.2113 | 93.4655 | 464.8171 | 19992.2723 | 20082.9613 | -0.4516%
10 | 6 | 19 | 19777.98 | 971.4801 | 316.9292 | -170.2936 | -131.8922 | 365.8457 | 615.2884 | 21745.3375 | 21964.9874 | -1%
10 | 7 | 16 | 21068.58 | 1067.4108 | 345.3222 | -184.4365 | -148.8698 | 241.0674 | 753.5092 | 23142.5832 | 23376.3467 | -1%
10 | 8 | 14 | 21729.27 | 718.4083 | 344.4465 | -191.3757 | -181.5463 | 224.4355 | 817.0447 | 23460.683 | 23697.6596 | -1%
10 | 9 | 15 | 21577.21 | 938.579 | 344.6967 | -192.5498 | -200.4225 | 213.1296 | 535.2282 | 23215.8712 | 23318.3226 | -0.4394%
10 | 10 | 17 | 21475.24 | 1076.8401 | 339.3229 | -191.3544 | -216.7123 | -132.0386 | 543.1189 | 22894.4167 | 22936.9981 | -0.1856%
10 | 11 | 18 | 21734.81 | 994.8419 | 335.871 | -192.5108 | -233.4598 | -483.7803 | 549.3743 | 22705.1464 | 22758.3264 | -0.2337%
10 | 12 | 13 | 22401.33 | 756.0043 | 337.6883 | -195.7412 | -247.5815 | -275.8695 | 569.2843 | 23345.1147 | 23420.5419 | -0.3221%
10 | 13 | 11 | 23509.65 | 1001.2858 | 346.4398 | -202.5985 | -254.7361 | 18.4237 | 608.9038 | 25027.3685 | 25122.6925 | -0.3794%
10 | 14 | 8 | 25004.06 | 1176.9779 | 361.651 | -212.5978 | -258.3504 | 467.8835 | 652.115 | 27191.7391 | 27286.374 | -0.3468%
10 | 15 | 6 | 26739.35 | 1694.0825 | 382.4648 | -223.8859 | -256.0436 | 89.8909 | 880.8343 | 29306.693 | 29602.7202 | -1%
10 | 16 | 4 | 28231.76 | 1732.4926 | 406.6754 | -233.9937 | -260.5596 | 381.7409 | 1138.7999 | 31396.9155 | 31714.056 | -1%
10 | 17 | 2 | 29420.84 | 1941.2876 | 846.8251 | -245.7229 | -257.648 | 597.4609 | 832.3275 | 33135.3701 | 33470.0708 | -1%
10 | 18 | 1 | 30056.07 | 1873.8099 | 864.9485 | -251.3575 | -240.5046 | 366.0824 | 854.9135 | 33523.9622 | 33862.5881 | -1%
10 | 19 | 3 | 29654.82 | 1360.1252 | 841.4378 | -243.7628 | -223.5533 | 0 | 370.1857 | 31759.2525 | 32080.0531 | -1%
10 | 20 | 5 | 28748.17 | 1032.0471 | 809.0853 | -236.7048 | -202.5931 | 0 | 0 | 30150.0045 | 30326.8115 | -0.583%
10 | 21 | 7 | 27344.3 | 1175.9659 | 774.9526 | -228.1567 | -185.6577 | 0 | 9.1638 | 28890.568 | 29003.8208 | -0.3905%
10 | 22 | 9 | 25678.69 | 849.2842 | 399.4703 | -213.0735 | -157.7259 | 0 | 344.04 | 26900.6851 | 27054.8696 | -0.5699%
10 | 23 | 10 | 23550.33 | 1010.1661 | 369.0697 | -197.9056 | -136.3917 | 110.2925 | 447.3364 | 25152.8974 | 25406.967 | -1%
10 | 24 | 12 | 21735.5 | 989.2116 | 342.1597 | -185.1516 | -119.0837 | 254.2915 | 445.5631 | 23462.4906 | 23699.4854 | -1%
11 | 1 | 16 | 18903.48 | 516.0581 | 289.1926 | -257.654 | -110.2147 | 395.174 | 567.1772 | 20303.2132 | 20508.2962 | -1%
11 | 2 | 20 | 18173.92 | 326.3243 | 276.4614 | -246.3702 | -105.8391 | 257.0232 | 509.7103 | 19191.2299 | 19385.0807 | -1%
11 | 3 | 23 | 17631.45 | 210.0992 | 265.4893 | -239.0778 | -104.3155 | 127.4258 | 405.5061 | 18296.5771 | 18481.391 | -1%
11 | 4 | 24 | 17391.51 | 171.7309 | 264.2599 | -235.248 | -106.7188 | 153.6045 | 377.4497 | 18016.5883 | 18198.5741 | -1%
11 | 5 | 22 | 17619.3 | 293.9326 | 270.7162 | -239.8792 | -117.8426 | 182.4351 | 453.1753 | 18461.8374 | 18648.3206 | -1%
11 | 6 | 17 | 18650.3 | 477.6258 | 291.437 | -254.5539 | -137.3695 | 143.2347 | 562.4139 | 19733.088 | 19932.4121 | -1%
11 | 7 | 12 | 20293.43 | 707.2371 | 324.7498 | -276.9716 | -156.2892 | 69.9702 | 676.1284 | 21638.2547 | 21856.8229 | -1%
11 | 8 | 10 | 20877.7 | 1011.6174 | 347.7851 | -286.7662 | -179.3438 | -7.5545 | 274.7829 | 22038.221 | 22105.8047 | -0.3057%
11 | 9 | 13 | 20505.32 | 1157.2424 | 343.3907 | -285.0234 | -195.1368 | -162.4651 | 279.7578 | 21643.0856 | 21629.5786 | 0.06245%
11 | 10 | 15 | 19920.78 | 985.5326 | 330.5899 | -278.1747 | -212.9637 | -462.752 | 256.7227 | 20539.7348 | 20566.74 | -0.1313%
11 | 11 | 19 | 19686.98 | 343.9938 | 305.0249 | -269.8405 | 190.4246 | -535.499 | 219.7415 | 19940.8253 | 19976.4925 | -0.1785%
11 | 12 | 21 | 19906.56 | 206.5883 | 297.7558 | -270.5811 | 176.8863 | -846.801 | 155.6577 | 19626.0659 | 19632.4219 | -0.03237%
11 | 13 | 18 | 20408.68 | 304.1827 | 297.7245 | -278.8058 | 171.8216 | -841.8529 | 177 | 20238.75 | 20249.5139 | -0.05316%
11 | 14 | 14 | 21234.44 | 421.6141 | 305.8159 | -291.8667 | 176.7423 | -562.0271 | 355.431 | 21640.1496 | 21695.8083 | -0.2565%
11 | 15 | 8 | 22417.81 | 593.2932 | 320.9967 | -309.6888 | 60.3041 | -138.7386 | 505.8872 | 23449.8639 | 23508.6252 | -0.25%
11 | 16 | 5 | 23719.72 | 1209.7061 | 356.704 | -331.8394 | -224.9399 | 366.9964 | 442.9967 | 25539.3439 | 25595.1207 | -0.2179%
11 | 17 | 3 | 24737.6 | 1356.8697 | 706.6063 | -348.5783 | -224.2504 | 243.7783 | 589.7451 | 27061.7707 | 27335.1219 | -1%
11 | 18 | 1 | 25977.15 | 1307.0015 | 739.6522 | -362.2828 | -647.2774 | 427.7321 | 230.7397 | 27672.7154 | 27952.2378 | -1%
11 | 19 | 2 | 25547.24 | 1099.0935 | 722.9242 | -352.7237 | -638.2695 | 246.3847 | 269.7159 | 26894.3651 | 27166.0253 | -1%
11 | 20 | 4 | 24656.93 | 1206.6163 | 701.6446 | -342.4998 | -623.5512 | 261.193 | 320.3691 | 26180.702 | 26445.1535 | -1%
11 | 21 | 6 | 23788.64 | 1151.6962 | 677.0018 | -330.0962 | -611.4246 | 168.1584 | 110.8908 | 24954.8664 | 25206.6197 | -0.9988%
11 | 22 | 7 | 22791.51 | 1240.9016 | 362.8138 | -313.905 | -157.292 | 217.4775 | 427.4205 | 24568.9264 | 24732.8837 | -0.6629%
11 | 23 | 9 | 21313.8 | 1225.5617 | 342.4976 | -295.6574 | -137.6354 | 252.049 | 468.3626 | 23168.9781 | 23403.0081 | -1%
11 | 24 | 11 | 19827.66 | 1351.6033 | 324.545 | -278.9569 | -118.7919 | 419.5988 | 491.7342 | 22017.3925 | 22239.7904 | -1%
12 | 1 | 15 | 19290.83 | 809.5116 | 310.9603 | -143.9632 | -113.66 | 423.3866 | 561.8018 | 21138.867 | 21352.391 | -1%
12 | 2 | 20 | 18412.96 | 719.8462 | 294.9893 | -139.6201 | -108.3276 | 356.6835 | 499.6362 | 20036.1674 | 20238.5529 | -1%
12 | 3 | 23 | 17893.75 | 683.6606 | 285.8285 | -137.5314 | -106.7609 | 214.5141 | 427.3325 | 19260.7934 | 19455.3468 | -1%
12 | 4 | 24 | 17704.86 | 614.9219 | 284.5136 | -136.5058 | -106.9569 | 254.5048 | 379.3386 | 18994.6762 | 19186.5416 | -1%
12 | 5 | 22 | 18071.44 | 607.9163 | 290.8526 | -139.9329 | -112.1109 | 232.7672 | 386.0579 | 19336.9903 | 19529.0512 | -0.9835%
12 | 6 | 17 | 19394.01 | 621.7632 | 312.0412 | -147.8806 | -123.9255 | 226.0291 | 521.0434 | 20803.0808 | 21013.2129 | -1%
12 | 7 | 10 | 21571.74 | 628.5996 | 348.9291 | -160.2709 | -140.8892 | 123.1084 | 736.849 | 23108.066 | 23341.4808 | -1%
12 | 8 | 6 | 22685.28 | 910.5376 | 378.1743 | -166.8788 | -147.5477 | 163.5327 | 841.9015 | 24664.9996 | 24914.141 | -1%
12 | 9 | 8 | 22283.09 | 1124.6567 | 380.658 | -167.2143 | -156.8847 | 154.9742 | 776.9661 | 24396.246 | 24642.6727 | -1%
12 | 10 | 11 | 21578.04 | 1070.3278 | 370.9231 | -167.3316 | -162.5663 | 0 | 391.9432 | 23081.3362 | 23294.6614 | -0.9158%
12 | 11 | 14 | 20840.07 | 625.5769 | 346.2473 | -164.3329 | 128.0142 | 0 | 267.2166 | 22042.7921 | 22181.3327 | -0.6246%
12 | 12 | 18 | 20279.28 | 289.586 | 335.2757 | -161.446 | 246.6495 | -357.5505 | 322.1481 | 20953.9428 | 20978.8973 | -0.119%
12 | 13 | 21 | 20230.06 | 278.0096 | 330.8334 | -162.228 | 243.9426 | -577.0912 | 250.0782 | 20593.6046 | 20621.9174 | -0.1373%
12 | 14 | 19 | 20577.42 | 269.2804 | 333.5656 | -163.6561 | 247.4479 | -754.6915 | 298.0778 | 20807.4441 | 20839.8627 | -0.1556%
12 | 15 | 16 | 21329.94 | 354.5859 | 339.1807 | -166.739 | 254.0096 | -588.7083 | 272.9583 | 21795.2272 | 21831.0835 | -0.1642%
12 | 16 | 12 | 22522.95 | 342.7432 | 353.8672 | -171.8338 | -171.6158 | -164.9354 | 359.2106 | 23070.386 | 23103.5542 | -0.1436%
12 | 17 | 7 | 24321.89 | -0.40914 | 662.552 | -180.0763 | -185.0637 | 1.2585 | 450.7053 | 25070.8566 | 25152.1117 | -0.3231%
12 | 18 | 1 | 26295.05 | 97.5123 | 719.7308 | -185.6714 | -621.0453 | 170.0708 | 139.1042 | 26614.7514 | 26647.5254 | -0.123%
12 | 19 | 2 | 26282.71 | 94.3739 | 719.7494 | -183.1598 | -623.3676 | 174.157 | 125.6042 | 26590.067 | 26614.6692 | -0.09244%
12 | 20 | 3 | 25808.91 | 580.5372 | 719.0838 | -179.9867 | -615.4019 | 1.3541 | 105.3315 | 26419.8281 | 26488.6383 | -0.2598%
12 | 21 | 4 | 25064.5 | 603.079 | 699.3194 | -175.7759 | -605.8765 | 2.1692 | 127.0771 | 25714.4924 | 25828.8004 | -0.4426%
12 | 22 | 5 | 24009.18 | 675.2353 | 386.492 | -168.0478 | -160.5269 | 93.5434 | 454.4886 | 25290.3645 | 25344.0223 | -0.2117%
12 | 23 | 9 | 22226.51 | 734.8663 | 357.3276 | -158.3965 | -145.7605 | 190.1437 | 570.9661 | 23775.6566 | 24015.8148 | -1%
12 | 24 | 13 | 20436.6 | 902.067 | 329.1607 | -150.2152 | -129.0917 | 575.6107 | 754.6401 | 22718.7715 | 22948.2541 | -1%

## 4. Adjustment Definitions
Definitons of LSE Forecast Adjustment Elements
Column | Variable | Definition
A | TAC | TAC
B | Month | Month of 2025
C | Hour | Hour Ending Pacific Standard Time
D | Rank of Hour | Rank of CEC forecast of hourly load within the month, where 1 is the hour of the monthly system peak. The values on the Coincident Peak Forecast sheet are Rank of Hour=1 .
E | Submitted Hourly Forecast | Forecasts received from LSEs in April and May 2023.
F | LSE-Specfic Adjustments | These adjust the LSE’s submitted hourly forecast to be consistent with expected loads based on analysis of LSE-specific data, including recorded hourly loads, weather-adjusted peaks, and load migration data.
G | Transmission & UFE Losses | Loss factors were applied after adding LSE-specific adustments to the submitted forecast in the availability assesment hours as defined by the CAISO for 2025.
H | Coincidence Adjustment | Credit for additional coincidence beyond the within-day coincidence already reflected in the LSE's hourly forecast.
I | Load Credits | Includes credits for incremental public goods program impacts, eligible load modifying demand response programs, and in-front-of-the-meter utility-owned storage in SCE.
J | LSE Type Pro-Rata | Staff estimated separate reference forecasts for aggregate direct access load, and the total of CCA and IOU load. An intermediate pro-rata adjustment was applied to bring the sum of each load type to within 5% of the applicable reference forecast.
K | Final Pro-Rata Adjustment | Adjustment to bring the sum of the adjusted LSE forecasts to within 1% of the CEC reference forecast.
L | Preliminary Adjusted Forecast | Sum of columns E through K and is the forecast to be used for RA compliance.